## COS Inputs
Distribution Workpaper MDS Calculation | Direct Assign. [Cust] | Service Level | Voltage Ratios | MDS Ratios
1 | 3 | 5 | 6 | 8
OVERHEAD LINES | 4542.906 | Secondary | 13.2% | 73.39%
Account 365 |  | Primary | 86.8% | 42.75%
UNDERGROUND LINES | 385.7318 | Secondary | 7.084% | 15.97%
Accounts 366 & 367 |  | Primary | 92.92% | 46.87%
POLES | 32074.4341 | Secondary | 23.1% | 57.37%
Account 364 |  | Primary | 76.9% | 54.19%
TRANSFORMERS | 0 | Secondary | 83.55% | 64.91%
Account 368 |  | Primary | 16.45% | 72.38%

## Summary
|  |  | PRIMARY | [5 empty] | SECONDARY
FERC | MATERIAL | TOTAL | WEIGHT | $ TBA | CUST % | CUST $ | DEM % | DEM $ | WEIGHT | $ TBA | CUST % | CUST $ | DEM % | DEM $
364 | Pole | 350982037.51 | 76.9% | 269918395.6939 | 54.19% | 146266781.4281 | 45.81% | 123651614.2658 | 23.1% | 81063641.82 | 57.37% | 46510209.0005 | 42.63% | 34553432.8195
OVERHEAD LINES
365 | Conductors | 196285770 | 81.76% | 160474044.4008 | 34.06% | 54662873.7254 | 65.94% | 105811170.6755 | 18.24% | 35811725.6 | 73.39% | 26282757.0722 | 26.61% | 9528968.5278
367 | Conductors (OH) | 669578.02 | 61.9% | 414438.68 | 34.06% | 141171.7971 | 65.94% | 273266.8829 | 38.1% | 255139.34 | 73.39% | 187250.5494 | 26.61% | 67888.7906
365 | Switches | 43788614.07 | 100% | 43788614.07 | 34.06% | 14915879.3277 | 65.94% | 28872734.7423 | 0% | 0 | 73.39% | 0 | 26.61% | 0
367 | Switches (Prm) | 1688633.57 | 100% | 1688633.57 | 34.06% | 575205.5664 | 65.94% | 1113428.0036 | 0% | 0 | 73.39% | 0 | 26.61% | 0
368 | Switches | 43947.99 | 100% | 43947.99 | 34.06% | 14970.1681 | 65.94% | 28977.8219 | 0% | 0 | 73.39% | 0 | 26.61% | 0
368 | Voltage Regulators | 3334767.07 | 100% | 3334767.07 | 0% | 0 | 100% | 3334767.07 | 0% | 0 | 0% | 0 | 100% | 0
368 | Lightning Arresters | 74598.4069 | 100% | 74598.4069 | 0% | 0 | 100% | 74598.4069 | 0% | 0 | 0% | 0 | 100% | 0
368 | Capacitors (3-Phase Banks) | 28967725.41 | 100% | 28967725.41 | 0% | 0 | 100% | 28967725.41 | 0% | 0 | 0% | 0 | 100% | 0
368 | Cap Bank Switches | 2424301.53 | 100% | 2424301.53 | 0% | 0 | 100% | 2424301.53 | 0% | 0 | 0% | 0 | 100% | 0
365 | Cap Bank Switches | 90672.7 | 100% | 90672.7 | 0% | 0 | 100% | 90672.7 | 0% | 0 | 0% | 0 | 100% | 0
368 | Cutouts | 1832130.9759 | 100% | 1832130.9759 | 0% | 0 | 100% | 1832130.9759 | 0% | 0 | 0% | 0 | 100% | 0
365 | Sectionalizers | 31053417.2 | 100% | 31053417.2 | 100% | 31053417.2 | 0% | 0 | 0% | 0 | 100% | 0 | 0% | 0
368 | Cutouts (Protection) | 31421046.2373 | 100% | 31421046.2373 | 100% | 31421046.2373 | 0% | 0 | 0% | 0 | 100% | 0 | 0% | 0
368 | Lightning Arresters (Protection) | 68513308.298 | 100% | 68513308.298 | 100% | 68513308.298 | 0% | 0 | 0% | 0 | 100% | 0 | 0% | 0
368 | Sub Arresters | 16022.26 | 100% | 16022.26 | 100% | 16022.26 | 0% | 0 | 0% | 0 | 100% | 0 | 0% | 0
365 | Phase Converter | 1043.65 | 0% | 0 | 0% | 0 | 100% | 0 | 100% | 1043.65 | 0% | 0 | 100% | 1043.65
UNDERGROUND LINES
367 | Conductors | 214211770.92 | 90.69% | 194263405.3473 | 46.91% | 91133662.9455 | 53.09% | 103129742.4018 | 9.312% | 19948365.57 | 14.86% | 2964645.8949 | 85.14% | 16983719.6751
365 | Conductors (UG) | 30.55 | 90.73% | 27.7178 | 46.91% | 13.0031 | 53.09% | 14.7147 | 9.264% | 2.83 | 14.86% | 0.42058 | 85.14% | 2.4094
367 | Potheads | 55022785.48 | 100% | 55022785.48 | 46.91% | 25812519.745 | 53.09% | 29210265.735 | 0% | 0 | 14.86% | 0 | 85.14% | 0
365 | Potheads | 4719.51 | 100% | 4719.51 | 46.91% | 2214.0363 | 53.09% | 2505.4737 | 0% | 0 | 14.86% | 0 | 85.14% | 0
366 | Conduit | 318334810.02 | 90.73% | 288822552.6589 | 46.91% | 135493646.4642 | 53.09% | 153328906.1947 | 9.271% | 29512257.36 | 14.86% | 4385993.0441 | 85.14% | 25126264.3159
368 | Conduit | 469.94 | 90.73% | 426.3727 | 46.91% | 200.0217 | 53.09% | 226.3509 | 9.271% | 43.57 | 14.86% | 6.4752 | 85.14% | 37.0948
366 | Conduit Bridge | 16551.53 | 100% | 16551.53 | 46.91% | 7764.7231 | 53.09% | 8786.8069 | 0% | 0 | 14.86% | 0 | 85.14% | 0
366 | Pull Box | 13578885.67 | 100% | 13578885.67 | 46.91% | 6370183.7596 | 53.09% | 7208701.9104 | 0% | 0 | 14.86% | 0 | 85.14% | 0
366 | Handholes | 4473883.18 | 100% | 4473883.18 | 46.91% | 2098806.8291 | 53.09% | 2375076.3509 | 0% | 0 | 14.86% | 0 | 85.14% | 0
366 | Manholes | 12331192.11 | 100% | 12331192.11 | 46.91% | 5784860.5272 | 53.09% | 6546331.5828 | 0% | 0 | 14.86% | 0 | 85.14% | 0
367 | Switches | 91863174.86 | 100% | 91863174.86 | 46.91% | 43095237.6225 | 53.09% | 48767937.2375 | 0% | 0 | 14.86% | 0 | 85.14% | 0
368 | Capacitors (Padmount) | 1486205.09 | 100% | 1486205.09 | 0% | 0 | 100% | 1486205.09 | 0% | 0 | 0% | 0 | 100% | 0
LINE TRANSFORMERS
368 | OH Transformers | 286829432.89 | 0% | 0 | 0% | 0 | 100% | 0 | 100% | 286829432.89 | 66.57% | 190939253.1913 | 33.43% | 95890179.6987
368 | Cutouts | 43115741.8268 | 0% | 0 | 0% | 0 | 100% | 0 | 100% | 43115741.8268 | 66.57% | 28701683.3044 | 33.43% | 14414058.5224
368 | Lightning Arresters | 45142266.825 | 0% | 0 | 0% | 0 | 100% | 0 | 100% | 45142266.825 | 66.57% | 30050719.0914 | 33.43% | 15091547.7336
368 | Combined C/O Arr | 1505.75 | 0% | 0 | 0% | 0 | 100% | 0 | 100% | 1505.75 | 66.57% | 1002.3615 | 33.43% | 503.3885
368 | Transclosures | 437784.47 | 0% | 0 | 0% | 0 | 100% | 0 | 100% | 437784.47 | 66.57% | 291428.3898 | 33.43% | 146356.0802
368 | Network Transformers | 5074581.04 | 0% | 0 | 0% | 0 | 100% | 0 | 100% | 5074581.04 | 66.57% | 3378093.7482 | 33.43% | 1696487.2918
368 | Network Protectors | 10921210.73 | 0% | 0 | 0% | 0 | 100% | 0 | 100% | 10921210.73 | 66.57% | 7270131.9377 | 33.43% | 3651078.7923
366 | Vaults | 795547.75 | 0% | 0 | 0% | 0 | 100% | 0 | 100% | 795547.75 | 66.57% | 529587.5383 | 33.43% | 265960.2117
368 | UG Transformers | 310138053.76 | 0% | 0 | 0% | 0 | 100% | 0 | 100% | 310138053.76 | 62.82% | 194820530.2152 | 37.18% | 115317523.5448
FERC | DESC | TOTAL | WEIGHT | $ TBA | CUST % | CUST $ | DEM % | DEM $ | WEIGHT | $ TBA | CUST % | CUST $ | DEM % | DEM $
364 | Poles | 350982037.51 | 76.9% | 269918395.6939 | 54.19% | 146266781.4281 | 45.81% | 123651614.2658 | 23.1% | 81063641.82 | 57.37% | 46510209.0005 | 42.63% | 34553432.8195
365 | OH | 271224267.68 | 86.8% | 235411495.5986 | 42.75% | 100634397.2925 | 57.25% | 134777098.3061 | 13.2% | 35812772.08 | 73.39% | 26282757.4928 | 26.61% | 9530014.5872
366 | UG | 349530870.26 | 91.33% | 319223065.1489 | 46.91% | 149755262.3032 | 53.09% | 169467802.8457 | 8.671% | 30307805.11 | 16.22% | 4915580.5824 | 83.78% | 25392224.5276
367 | UG | 363455942.85 | 94.44% | 343252437.9373 | 46.83% | 160757797.6764 | 53.17% | 182494640.2609 | 5.559% | 20203504.91 | 15.6% | 3151896.4443 | 84.4% | 17051608.4657
368 | Transformers | 839775100.5 | 16.45% | 138114479.6409 | 72.38% | 99965546.9852 | 27.62% | 38148932.6557 | 83.55% | 701660620.8618 | 64.91% | 455452848.7147 | 35.09% | 246207772.1471

## Comparison
PREVIOUS
MDS TABLE |  | Voltage Ratios | MDS Ratios | DEMAND
POLES | Acct 364 - Secondary | 0.17 | 0.68 | 0.32
| Acct 364 - Primary | 0.83 | 0.6 | 0.4
OH LINES | Acct 365 - Secondary | 0.12 | 0.44 | 0.56
| Acct 365 - Primary | 0.88 | 0.49 | 0.51
UG LINES | Accts 366/367 - Secondary | 0.07 | 0.16 | 0.84
| Accts 366/367 - Primary | 0.93 | 0.47 | 0.53
TRANSFORMERS | Acct 368 - Secondary | 0.83 | 0.58 | 0.42
| Acct 368 - Primary | 0.17 | 0.17 | 0.83
CURRENT
MDS TABLE |  | Voltage Ratios | MDS Ratios | DEMAND
POLES | Acct 364 - Secondary | 0.23096 | 0.57375 | 0.42625
| Acct 364 - Primary | 0.76904 | 0.54189 | 0.45811
OH LINES | Acct 365 - Secondary | 0.13204 | 0.73389 | 0.26611
| Acct 365 - Primary | 0.86796 | 0.42748 | 0.57252
UG LINES | Accts 366/367 - Secondary | 0.070845 | 0.15972 | 0.84028
| Accts 366/367 - Primary | 0.92916 | 0.46872 | 0.53128
TRANSFORMERS | Acct 368 - Secondary | 0.83553 | 0.64911 | 0.35089
| Acct 368 - Primary | 0.16447 | 0.72379 | 0.27621
CURRENT
MDS TABLE |  | Voltage Ratios | MDS Ratios | DEMAND
POLES | Acct 364 - Secondary | -0.060962 | 0.10625 | -0.10625
| Acct 364 - Primary | 0.060962 | 0.058107 | -0.058107
OH LINES | Acct 365 - Secondary | -0.012041 | -0.29389 | 0.29389
| Acct 365 - Primary | 0.012041 | 0.062517 | -0.062517
UG LINES | Accts 366/367 - Secondary | -0.00084466 | 0.00028375 | -0.00028375
| Accts 366/367 - Primary | 0.00084466 | 0.0012837 | -0.0012837
TRANSFORMERS | Acct 368 - Secondary | -0.005534 | -0.069107 | 0.069107
| Acct 368 - Primary | 0.005534 | -0.55379 | 0.55379

## Recon
ASSET COST |  | EOP | PRE | CHECK | POST | RECON 1 | RECON 2 | RECON 3 | CHECK | PER | CHECK
ACCOUNT | DESCRIPTION | TOTAL | ALLOCAT | 1 | ALLOCAT | NON-UNITIZED | DIRECT ASGN | EXCEPTIONS | 2 | SUMMARY | 3
364 | POLES & FIXTURES | 370647905.57 | 370647905.57 | 0 | 350982037.51 | 19665868.06 |  |  | 0 | 350982037.51 | 0
365 | OVERHEAD CONDUCTORS & DEVICES | 275367372.4 | 275367372.4 | 0 | 271224267.68 | 3829261.12 | 11875.03 | 301968.57 | 0 | 271224267.68 | 0
366 | UNDERGROUND CONDUIT | 364663783.6 | 364663783.6 | 0 | 349530870.26 | 15132913.34 |  |  | 0 | 349530870.26 | 0
367 | UNDERGROUND CONDUCTORS & DEVICES | 376942018.65 | 376942018.65 | 0 | 363455942.85 | 13077489.9 | 385731.8 | 22854.1 | 0 | 363455942.85 | 0
368 | LINE TRANSFORMERS - OVERHEAD | 852150896.55 | 852150896.55 | 0 | 839775100.5 | 12368875.76 |  | 6920.29 | 0 | 839775100.5 | 0
Compilation of useful checks. Check 1 makes sure that everything is pulled from the inputs tab, Check 2 makes sure that everything is accounted for, Check 3 makes sure everything that needs to be allocated lands on the summary tab.

## Allocation
FERC | PAC | PROPERTY UNIT | AMT | QTY | SEC ALLO | PRM ALLO | SEC AMT | PRM AMT | SEC QTY | PRM QTY | CHECK? | Mat Type
364 | A01 | Pole Wood 25 FT: A01 | 460865.71 | 3363 | 100% | 0% | 460865.71 | 0 | 3363 | 0 | OK | Pole
364 | A02 | Pole Wood 30 FT: A02 | 38392949.78 | 69377 | 92.92% | 7.082% | 35673847.5322 | 2719102.2478 | 64463.5157 | 4913.4843 | OK | Pole
364 | A03 | Pole Wood 35 FT: A03 | 68089051.93 | 73841 | 60% | 40% | 40853431.158 | 27235620.772 | 44304.6 | 29536.4 | OK | Pole
364 | A04 | Pole Wood 40 FT: A04 | 109392647.67 | 109286 | 2.716% | 97.28% | 2971021.0134 | 106421626.6566 | 2968.1245 | 106317.8755 | OK | Pole
364 | A05 | Pole Wood 45 FT: A05 | 82200652.4 | 58479 | 1.018% | 98.98% | 837177.2906 | 81363475.1094 | 595.5828 | 57883.4172 | OK | Pole
364 | A06 | Pole Wood 50 FT: A06 | 20307676.32 | 7447 | 0.8048% | 99.2% | 163442.0629 | 20144234.2571 | 59.9356 | 7387.0644 | OK | Pole
364 | A07 | Pole Wood 55 FT: A07 | 4133597.63 | 1409 | 0.4505% | 99.55% | 18619.8091 | 4114977.8209 | 6.3468 | 1402.6532 | OK | Pole
364 | A08 | Pole Wood 60 FT: A08 | 1022296.15 | 304 | 1.439% | 98.56% | 14709.2971 | 1007586.8529 | 4.3741 | 299.6259 | OK | Pole
364 | A10 | Pole Wood 70 FT: A10 | -0.01 | 0 | 0% | 100% | 0 | -0.01 | 0 | 0 | OK | Pole
364 | A12 | Pole Wood 80 FT: A12 | 53322.62 | 10 | 0% | 100% | 0 | 53322.62 | 0 | 10 | OK | Pole
364 | A17 | CONC/Wood Poles: A17 | 7504.09 | 5 | 0% | 100% | 0 | 7504.09 | 0 | 5 | OK | Pole
364 | A18 | Steel Reinforce-Wood Poles: A18 | 1244.2 | 0 | 0% | 100% | 0 | 1244.2 | 0 | 0 | OK | Pole
364 | A19 | Monolighting-Wood Poles: A19 | 2003391.09 | 1151 | 0% | 100% | 0 | 2003391.09 | 0 | 1151 | OK | Pole
364 | A24 | Pole Concrete 25 FT: A24 | 1971.82 | 10 | 100% | 0% | 1971.82 | 0 | 10 | 0 | OK | Pole
364 | A25 | Pole Concrete 30 FT: A25 | 34846.18 | 156 | 80% | 20% | 27876.944 | 6969.236 | 124.8 | 31.2 | OK | Pole
364 | A26 | Pole Concrete 35 FT: A26 | 15133.95 | 8 | 50% | 50% | 7566.975 | 7566.975 | 4 | 4 | OK | Pole
364 | A27 | Pole Concrete 40 FT: A27 | 1679320 | 1232 | 1.015% | 98.98% | 17048.934 | 1662271.066 | 12.5076 | 1219.4924 | OK | Pole
364 | A28 | Pole Concrete 45 FT: A28 | 9700243.37 | 5027 | 0% | 100% | 0 | 9700243.37 | 0 | 5027 | OK | Pole
364 | A29 | Pole Concrete 50 FT: A29 | 1646485.15 | 163 | 0.9756% | 99.02% | 16063.2698 | 1630421.8802 | 1.5902 | 161.4098 | OK | Pole
364 | A30 | Pole Concrete 55 FT: A30 | 906479.04 | 51 | 0% | 100% | 0 | 906479.04 | 0 | 51 | OK | Pole
364 | A31 | Pole Concrete 60 FT: A31 | 350758.95 | 18 | 0% | 100% | 0 | 350758.95 | 0 | 18 | OK | Pole
364 | A32 | Pole Concrete 65 FT: A32 | 143299.85 | 4 | 0% | 100% | 0 | 143299.85 | 0 | 4 | OK | Pole
364 | A33 | Pole Concrete 70 FT: A33 | 108765.24 | 5 | 0% | 100% | 0 | 108765.24 | 0 | 5 | OK | Pole
364 | A40 | Pole Fiberglass 30 FT TO 80 FT: A40 | 179731.44 | 40 | 0% | 100% | 0 | 179731.44 | 0 | 40 | OK | Pole
364 | A52 | Pole Steel 40FT THRU 49FT: A52 | 7434691.7 | 1221 | 0% | 100% | 0 | 7434691.7 | 0 | 1221 | OK | Pole
364 | A53 | Pole Steel 60 FT: A53 | 122232.57 | 21 | 0% | 100% | 0 | 122232.57 | 0 | 21 | OK | Pole
364 | A55 | Pole Steel 70 FT: A55 | 55986.93 | 4 | 0% | 100% | 0 | 55986.93 | 0 | 4 | OK | Pole
364 | A56 | Pole Steel 75 FT: A56 | 141953.96 | 6 | 0% | 100% | 0 | 141953.96 | 0 | 6 | OK | Pole
364 | A57 | Pole Steel 80 FT: A57 | 41364.43 | 2 | 0% | 100% | 0 | 41364.43 | 0 | 2 | OK | Pole
364 | A70 | Pole Steel 50 FT THRU 59 FT: A70 | 2353755.2 | 260 | 0% | 100% | 0 | 2353755.2 | 0 | 260 | OK | Pole
364 | A71 | Pole Steel 90 FT: A71 | -181.85 | 1 | 0% | 100% | 0 | -181.85 | 0 | 1 | OK | Pole
364 | d: | Non-unitized: | 19665868.06 | 1665 | 0% | 0% | 0 | 0 | 0 | 0 | OK | N/A
365 | B02 | SW OIL 7 5KV 3PST: B02 | -57163.43 | 1 | 0% | 100% | 0 | -57163.43 | 0 | 1 | OK | Switches
365 | B03 | SW OIL 15KV SPST: B03 | 42326.66 | 16 | 0% | 100% | 0 | 42326.66 | 0 | 16 | OK | Switches
365 | B04 | SW OIL 15KV SPDT: B04 | 143727.44 | 53 | 0% | 100% | 0 | 143727.44 | 0 | 53 | OK | Switches
365 | B05 | SWITCH, RENEWABLE DISCONNECT: B05 | 2854777.72 | 3453 | 0% | 100% | 0 | 2854777.72 | 0 | 3453 | OK | Switches
365 | B06 | SW OIL Auto Transfer: B06 | 10912.45 | 1 | 0% | 100% | 0 | 10912.45 | 0 | 1 | OK | Switches
365 | B10 | SW AIR 5KV SPST: B10 | 8671.85 | 152 | 0% | 100% | 0 | 8671.85 | 0 | 152 | OK | Switches
365 | B11 | SW AIR 5KV 3PST: B11 | 405.09 | 2 | 0% | 100% | 0 | 405.09 | 0 | 2 | OK | Switches
365 | B12 | SW AIR 7. 5KV SPST: B12 | 7918.88 | 124 | 0% | 100% | 0 | 7918.88 | 0 | 124 | OK | Switches
365 | B14 | SW AIR 15KV SPST: B14 | 30937029.19 | 17957 | 0% | 100% | 0 | 30937029.19 | 0 | 17957 | OK | Switches
365 | B15 | SW AIR 15KV 2PST: B15 | 553380.47 | 1211 | 0% | 100% | 0 | 553380.47 | 0 | 1211 | OK | Switches
365 | B16 | SW AIR 15KV 2PDT: B16 | 7699.98 | 23 | 0% | 100% | 0 | 7699.98 | 0 | 23 | OK | Switches
365 | B17 | SW AIR 15KV 3PST: B17 | 481169.74 | 23 | 0% | 100% | 0 | 481169.74 | 0 | 23 | OK | Switches
365 | B25 | SW MATERIALS TRANS: B25 | 712138.6 | 3101 | 0% | 100% | 0 | 712138.6 | 0 | 3101 | OK | Switches
365 | B26 | Remote Terminal Unit: B26 | 8039010.97 | 1446 | 0% | 100% | 0 | 8039010.97 | 0 | 1446 | OK | Switches
365 | B27 | OPT MOTOR MECH: B27 | 46608.46 | 10 | 0% | 100% | 0 | 46608.46 | 0 | 10 | OK | Switches
365 | B29 | Wire CU 4 1/C: B29 | 319125.27 | 2896578.55 | 18.25% | 81.75% | 58224.7486 | 260900.5214 | 528483.871 | 2368094.679 | OK | Conductors
365 | B30 | Wire CU 6 1/C: B30 | 1761865.53 | 14212718.95 | 18.25% | 81.75% | 321454.2604 | 1440411.2696 | 2593125.8545 | 11619593.0955 | OK | Conductors
365 | B31 | Wire CU 2 1/C: B31 | 3483736.4 | 10491189.55 | 18.25% | 81.75% | 635611.452 | 2848124.948 | 1914128.8139 | 8577060.7361 | OK | Conductors
365 | B32 | Wire CU 1/0 1/C: B32 | 163466.42 | 970254.95 | 18.25% | 81.75% | 29824.6241 | 133641.7959 | 177024.0589 | 793230.8911 | OK | Conductors
365 | B33 | Wire CU 2/0 1/C: B33 | 3625666.33 | 2668920.15 | 18.25% | 81.75% | 661506.7204 | 2964159.6096 | 486947.3511 | 2181972.7989 | OK | Conductors
365 | B34 | Wire CU 3/0 1/C: B34 | 2876.82 | 1747 | 18.25% | 81.75% | 524.8789 | 2351.9411 | 318.742 | 1428.258 | OK | Conductors
365 | B35 | Wire CU 4/0 1/C: B35 | 3894954.9 | 2698183 | 18.25% | 81.75% | 710638.7095 | 3184316.1905 | 492286.3895 | 2205896.6105 | OK | Conductors
365 | B38 | Wire CU 350M 1/C: B38 | -40332.34 | -1289 | 18.25% | 81.75% | -7358.6788 | -32973.6612 | -235.1794 | -1053.8206 | OK | Conductors
365 | B39 | Wire CU 400M 1/C: B39 | 2141 | 1454 | 18.25% | 81.75% | 390.6278 | 1750.3722 | 265.2839 | 1188.7161 | OK | Conductors
365 | B40 | Wire CU 500M 1/C: B40 | 1027952.67 | 169385 | 18.25% | 81.75% | 187551.0699 | 840401.6001 | 30904.4754 | 138480.5246 | OK | Conductors
365 | B42 | Wire CU 500M 1/C: B42 | 11476.81 | 776 | 18.25% | 81.75% | 2093.9563 | 9382.8537 | 141.582 | 634.418 | OK | Conductors
365 | B50 | Wire ACSR 2 1/C: B50 | 2243161.99 | 12347385 | 0% | 100% | 0 | 2243161.99 | 0 | 12347385 | OK | Conductors
365 | B51 | Wire ACSR 4/0 1/C: B51 | 1047281.27 | 3130699 | 0% | 100% | 0 | 1047281.27 | 0 | 3130699 | OK | Conductors
365 | B52 | Wire ACSR 336M 1/C: B52 | 55298916.51 | 28051745.83 | 0% | 100% | 0 | 55298916.51 | 0 | 28051745.83 | OK | Conductors
365 | B53 | Wire ASCR 636M 1/C: B53 | 13443.83 | 16560 | 0% | 100% | 0 | 13443.83 | 0 | 16560 | OK | Conductors
365 | B54 | Wire ACSR 954M 1/C: B54 | 4007.67 | 1 | 0% | 100% | 0 | 4007.67 | 0 | 1 | OK | Conductors
365 | B55 | Wire ACSR & ACSS 1590 1/C: B55 | -992.63 | -50 | 0% | 100% | 0 | -992.63 | 0 | -50 | OK | Conductors
365 | B57 | Wire AL 7957 1/C: B57 | 6305.67 | 323.05 | 0% | 100% | 0 | 6305.67 | 0 | 323.05 | OK | Conductors
365 | B65 | Wire AL 2 1/C: B65 | 65675835.69 | 34554275.88 | 0% | 100% | 0 | 65675835.69 | 0 | 34554275.88 | OK | Conductors
365 | B66 | Wire AL 1/0 1/C: B66 | 1233957.45 | 5259214.1 | 0% | 100% | 0 | 1233957.45 | 0 | 5259214.1 | OK | Conductors
365 | B67 | Wire AL 2/0 1/C: B67 | 18366888.76 | 14309230.88 | 0% | 100% | 0 | 18366888.76 | 0 | 14309230.88 | OK | Conductors
365 | B68 | Wire AL 4/0 1/C: B68 | 3306380.51 | 2403839.35 | 0% | 100% | 0 | 3306380.51 | 0 | 2403839.35 | OK | Conductors
365 | B70 | Wire AL 1/C 395 & 397M: B70 | 28065.1 | 51721 | 0% | 100% | 0 | 28065.1 | 0 | 51721 | OK | Conductors
365 | B71 | Wire AL 636 1/C: B71 | 4991.36 | 751 | 0% | 100% | 0 | 4991.36 | 0 | 751 | OK | Conductors
365 | B72 | Wire AL 1/C 740 & 795M: B72 | 1413256.89 | 1324888.5 | 0% | 100% | 0 | 1413256.89 | 0 | 1324888.5 | OK | Conductors
365 | B73 | Wire AL 954M 1/CC: B73 | 172223.24 | 3263 | 0% | 100% | 0 | 172223.24 | 0 | 3263 | OK | Conductors
365 | B75 | Wire AL 1590 1/C: B75 | 3336.32 | 1604 | 0% | 100% | 0 | 3336.32 | 0 | 1604 | OK | Conductors
365 | B77 | Wire AL 4 2/C: B77 | 11600554.95 | 11679736 | 100% | 0% | 11600554.95 | 0 | 11679736 | 0 | OK | Conductors
365 | B78 | Wire AL 2/0 3/C: B78 | 16501043.11 | 7204422.1 | 100% | 0% | 16501043.11 | 0 | 7204422.1 | 0 | OK | Conductors
365 | B79 | Wire AL 2/0 4/C: B79 | 1389743.04 | 481920.45 | 100% | 0% | 1389743.04 | 0 | 481920.45 | 0 | OK | Conductors
365 | B80 | Wire AL 4/0 3/C: B80 | 2846622.37 | 925978.8 | 100% | 0% | 2846622.37 | 0 | 925978.8 | 0 | OK | Conductors
365 | B81 | Wire AL 4/0 4/C: B81 | 873299.76 | 206978.9 | 100% | 0% | 873299.76 | 0 | 206978.9 | 0 | OK | Conductors
365 | B83 | Sectionilizer 70A DRY: B83 | 30173.05 | 88 | 0% | 100% | 0 | 30173.05 | 0 | 88 | OK | Sectionalizers
365 | B85 | Sectionilizer GN3: B85 | 23932.8 | 6 | 0% | 100% | 0 | 23932.8 | 0 | 6 | OK | Sectionalizers
365 | B86 | Sectionilizer GS: B86 | 735.55 | 10 | 0% | 100% | 0 | 735.55 | 0 | 10 | OK | Sectionalizers
365 | B87 | Sectionilizer KGN: B87 | 2408.81 | 2 | 0% | 100% | 0 | 2408.81 | 0 | 2 | OK | Sectionalizers
365 | B88 | Recloser H 1P: B88 | 479717.12 | 126 | 0% | 100% | 0 | 479717.12 | 0 | 126 | OK | Sectionalizers
365 | B89 | Recloser 4H 1P: B89 | 51185.57 | 47 | 0% | 100% | 0 | 51185.57 | 0 | 47 | OK | Sectionalizers
365 | B90 | Recloser L 1P: B90 | 98051.13 | 153 | 0% | 100% | 0 | 98051.13 | 0 | 153 | OK | Sectionalizers
365 | B91 | Recloser E 1P: B91 | 599030.63 | 30 | 0% | 100% | 0 | 599030.63 | 0 | 30 | OK | Sectionalizers
365 | B92 | S&C,TRIPSAVER,W/CUTOUT MT 6.3KA : B92 | 6199279.13 | 900 | 0% | 100% | 0 | 6199279.13 | 0 | 900 | OK | Sectionalizers
365 | B93 | Recloser 3H 3P: B93 | 258350.23 | 8 | 0% | 100% | 0 | 258350.23 | 0 | 8 | OK | Sectionalizers
365 | B94 | Recloser 6H 3P: B94 | 326112.98 | 46 | 0% | 100% | 0 | 326112.98 | 0 | 46 | OK | Sectionalizers
365 | B95 | Recloser R 3P: B95 | 5112234.52 | 47068 | 0% | 100% | 0 | 5112234.52 | 0 | 47068 | OK | Sectionalizers
365 | B96 | Recloser KWB 3P: B96 | 17586156.27 | 367 | 0% | 100% | 0 | 17586156.27 | 0 | 367 | OK | Sectionalizers
365 | B97 | Recloser D 1PH: B97 | 286049.41 | 31 | 0% | 100% | 0 | 286049.41 | 0 | 31 | OK | Sectionalizers
365 | B98 | Phase Converter: B98 | 1043.65 | 501 | 100% | 0% | 1043.65 | 0 | 501 | 0 | OK | Phase Converter
365 | C40 | SW OIL/VAC 1PH CAPACITOR: C40 | 90672.7 | 58 | 0% | 100% | 0 | 90672.7 | 0 | 58 | OK | Cap Bank Switches
365 | d: | Non-unitized: | 3829261.12 | 44046.1 | 0% | 0% | 0 | 0 | 0 | 0 | OK | N/A
365 | D53 | Cable 6 3C CU UND ST LGHT: D53 | 11875.03 | 475 | 0% | 0% | 0 | 0 | 0 | 0 | OK | Street Lighting
365 | F39 | Cable AL 1/0 1/C: F39 | 1084.27 | 38 | 0% | 100% | 0 | 1084.27 | 0 | 38 | OK | Conductors
365 | F40 | Cable AL 1/0 1C DB: F40 | 3.76 | 1 | 0% | 100% | 0 | 3.76 | 0 | 1 | OK | Conductors
365 | F42 | Cable AL 1/0 3C DB: F42 | 2459.17 | 38 | 0% | 100% | 0 | 2459.17 | 0 | 38 | OK | Conductors
365 | F44 | Cable AL 4/0 3C: F44 | 30.55 | 891 | 9.271% | 90.73% | 2.8322 | 27.7178 | 82.603 | 808.397 | OK | Conductors
365 | F48 | Cable AL 1000M 3C: F48 | 970.13 | 0 | 0% | 100% | 0 | 970.13 | 0 | 0 | OK | Conductors
365 | F81 | Pothead 1/C: F81 | 4719.51 | 1 | 0% | 100% | 0 | 4719.51 | 0 | 1 | OK | Potheads
365 | I89 | Control Cable: I89 | 145723.86 | 1800 | 0% | 0% | 0 | 0 | 0 | 0 | OK | N/A
365 | M52 | Wire ACSR 336M I/C: M52 | 156244.71 | 2870 | 0% | 0% | 0 | 0 | 0 | 0 | OK | N/A
366 | d: | Non-unitized: | 15132913.34 | 287656 | 0% | 0% | 0 | 0 | 0 | 0 | OK | N/A
366 | E02 | Conduit STL 3/4IN: E02 | 3082.08 | 0 | 9.271% | 90.73% | 285.7342 | 2796.3458 | 0 | 0 | OK | Conduit
366 | E03 | Conduit STL 1IN: E03 | 6135.95 | 1177 | 9.271% | 90.73% | 568.8531 | 5567.0969 | 109.1176 | 1067.8824 | OK | Conduit
366 | E04 | Conduit STL 1 1/4IN: E04 | 9406.31 | 2921 | 9.271% | 90.73% | 872.0424 | 8534.2676 | 270.8007 | 2650.1993 | OK | Conduit
366 | E05 | Conduit STL 1 1/2IN: E05 | 16.6 | 10 | 9.271% | 90.73% | 1.539 | 15.061 | 0.92708 | 9.0729 | OK | Conduit
366 | E06 | Conduit STL 2IN: E06 | 1392556.93 | 119245 | 9.271% | 90.73% | 129101.4907 | 1263455.4393 | 11054.9931 | 108190.0069 | OK | Conduit
366 | E07 | Conduit STL 2 1/2IN: E07 | 3140.19 | 790 | 9.271% | 90.73% | 291.1215 | 2849.0685 | 73.2395 | 716.7605 | OK | Conduit
366 | E08 | Conduit STL 3IN: E08 | 118488.32 | 15513 | 9.271% | 90.73% | 10984.8426 | 107503.4774 | 1438.1828 | 14074.8172 | OK | Conduit
366 | E09 | Conduit STL 4IN: E09 | 2437930.24 | 127436 | 9.271% | 90.73% | 226016.2018 | 2211914.0382 | 11814.3662 | 115621.6338 | OK | Conduit
366 | E10 | Conduit STL 5IN: E10 | 2680.52 | 150 | 9.271% | 90.73% | 248.5063 | 2432.0137 | 13.9062 | 136.0938 | OK | Conduit
366 | E11 | Conduit STL 6IN: E11 | 2414673.14 | 56347 | 9.271% | 90.73% | 223860.0772 | 2190813.0628 | 5223.8307 | 51123.1693 | OK | Conduit
366 | E19 | Conduit STL 18IN: E19 | 493.68 | 40 | 9.271% | 90.73% | 45.7682 | 447.9118 | 3.7083 | 36.2917 | OK | Conduit
366 | E21 | Conduit FIB 3IN: E21 | 2474.83 | 685 | 9.271% | 90.73% | 229.4371 | 2245.3929 | 63.5051 | 621.4949 | OK | Conduit
366 | E22 | Conduit FIB 3 1/2IN: E22 | 5185.58 | 3136 | 9.271% | 90.73% | 480.746 | 4704.834 | 290.733 | 2845.267 | OK | Conduit
366 | E23 | Conduit FIB 4IN: E23 | 547986.99 | 306059 | 9.271% | 90.73% | 50802.9049 | 497184.0851 | 28374.1887 | 277684.8113 | OK | Conduit
366 | E24 | Conduit FIB 6IN: E24 | 121.06 | 84 | 9.271% | 90.73% | 11.2233 | 109.8367 | 7.7875 | 76.2125 | OK | Conduit
366 | E30 | Conduit PVC 1IN: E30 | 1280859.7 | 54390 | 9.271% | 90.73% | 118746.238 | 1162113.462 | 5042.4007 | 49347.5993 | OK | Conduit
366 | E31 | Conduit PVC 1 1/4IN: E31 | 15333.89 | 7768 | 9.271% | 90.73% | 1421.5778 | 13912.3122 | 720.1575 | 7047.8425 | OK | Conduit
366 | E32 | Conduit PVC 1 1/2IN: E32 | 2946.37 | 1700 | 9.271% | 90.73% | 273.1528 | 2673.2172 | 157.604 | 1542.396 | OK | Conduit
366 | E33 | Conduit PVC 2IN: E33 | 177328351.94 | 39511549.15 | 9.271% | 90.73% | 16439797.9585 | 160888553.9815 | 3663045.8578 | 35848503.2922 | OK | Conduit
366 | E34 | Conduit PVC 3IN: E34 | 49418457.37 | 9254052.8 | 9.271% | 90.73% | 4581497.8016 | 44836959.5684 | 857926.8722 | 8396125.9278 | OK | Conduit
366 | E35 | Conduit PVC 4IN: E35 | 53754993.02 | 8858790.42 | 9.271% | 90.73% | 4983530.3539 | 48771462.6661 | 821282.7958 | 8037507.6242 | OK | Conduit
366 | E36 | Conduit PVC 5IN: E36 | 4466.42 | 560 | 9.271% | 90.73% | 414.0739 | 4052.3461 | 51.9166 | 508.0834 | OK | Conduit
366 | E37 | Conduit PVC 6IN: E37 | 29432683.81 | 4247419 | 9.271% | 90.73% | 2728652.0735 | 26704031.7365 | 393770.7053 | 3853648.2947 | OK | Conduit
366 | E38 | Conduit PVC 8IN: E38 | 99954.51 | 23860 | 9.271% | 90.73% | 9266.6059 | 90687.9041 | 2212.0184 | 21647.9816 | OK | Conduit
366 | E59 | Conduit AL 1 INCH: E59 | 7428.16 | 1483 | 9.271% | 90.73% | 688.6516 | 6739.5084 | 137.4863 | 1345.5137 | OK | Conduit
366 | E60 | Conduit AL 1 1/4 INC: E60 | 896.76 | 112 | 9.271% | 90.73% | 83.137 | 813.623 | 10.3833 | 101.6167 | OK | Conduit
366 | E62 | Conduit AL 2IN: E62 | 522.58 | 130 | 9.271% | 90.73% | 48.4475 | 474.1325 | 12.0521 | 117.9479 | OK | Conduit
366 | E65 | Conduit AL 4IN: E65 | 367.33 | 60 | 9.271% | 90.73% | 34.0545 | 333.2755 | 5.5625 | 54.4375 | OK | Conduit
366 | E67 | Conduit AL 6IN: E67 | 5709.9 | 60 | 9.271% | 90.73% | 529.3547 | 5180.5453 | 5.5625 | 54.4375 | OK | Conduit
366 | E74 | Conduit CLAY 4IN: E74 | 37465.84 | 22245 | 9.271% | 90.73% | 3473.3918 | 33992.4482 | 2062.2946 | 20182.7054 | OK | Conduit
366 | E78 | PULL/SW Gear Box Precast CONC.: E78 | 13578885.67 | 5152 | 0% | 100% | 0 | 13578885.67 | 0 | 5152 | OK | Pull Box
366 | E79 | Handhole Precast Concrete: E79 | 4473883.18 | 5347 | 0% | 100% | 0 | 4473883.18 | 0 | 5347 | OK | Handholes
366 | E80 | Manhole Frame & COVR: E80 | 11391619.89 | 2322 | 0% | 100% | 0 | 11391619.89 | 0 | 2322 | OK | Manholes
366 | E81 | Manhole Precast Concrete A: E81 | 21753.03 | 7 | 0% | 100% | 0 | 21753.03 | 0 | 7 | OK | Manholes
366 | E82 | Manhole Precast Concrete S: E82 | 80427.58 | 5 | 0% | 100% | 0 | 80427.58 | 0 | 5 | OK | Manholes
366 | E83 | Manhole Precast Concrete T: E83 | 837391.61 | 51 | 0% | 100% | 0 | 837391.61 | 0 | 51 | OK | Manholes
366 | E88 | Vaults CY: E88 | 773548.61 | 15 | 100% | 0% | 773548.61 | 0 | 15 | 0 | OK | Vaults
366 | E89 | DURO Vault: E89 | 21999.14 | 125 | 100% | 0% | 21999.14 | 0 | 125 | 0 | OK | Vaults
366 | E90 | Conduit Bridge: E90 | 16551.53 | 12 | 0% | 100% | 0 | 16551.53 | 0 | 12 | OK | Conduit Bridge
367 | B08 | METAL CLAD SW GEAR 15KV: B08 | 45874.45 | 1 | 0% | 100% | 0 | 45874.45 | 0 | 1 | OK | Switches
367 | B14 | SW AIR 15KV SPST: B14 | 1640464.82 | 808 | 0% | 100% | 0 | 1640464.82 | 0 | 808 | OK | Switches
367 | B25 | SW MATERIALS TRANS: B25 | 2294.3 | 1 | 0% | 100% | 0 | 2294.3 | 0 | 1 | OK | Switches
367 | B31 | Wire CU 2 1/C: B31 | 3812.19 | 429 | 100% | 0% | 3812.19 | 0 | 429 | 0 | OK | Conductors
367 | B40 | Wire CU 500M 1/C: B40 | 98282.67 | 2261.25 | 100% | 0% | 98282.67 | 0 | 2261.25 | 0 | OK | Conductors
367 | B43 | Wire CU 1000 M 1/C: B43 | 251327.15 | 1346.4 | 100% | 0% | 251327.15 | 0 | 1346.4 | 0 | OK | Conductors
367 | B52 | Wire ACSR 336M 1/C: B52 | 414438.68 | 1524 | 0% | 100% | 0 | 414438.68 | 0 | 1524 | OK | Conductors
367 | d: | Non-unitized: | 13077489.9 | 1249970 | 0% | 0% | 0 | 0 | 0 | 0 | OK | N/A
367 | D50 | Cable 8 1/C DB: D50 | 76885.66 | 265895 | 0% | 0% | 0 | 0 | 0 | 0 | OK | Street Lighting
367 | D51 | Cable 6 1/C DB: D51 | 185934.87 | 244793 | 0% | 0% | 0 | 0 | 0 | 0 | OK | Street Lighting
367 | D52 | Cable 4 1/C DB: D52 | 49643.53 | 22397 | 0% | 0% | 0 | 0 | 0 | 0 | OK | Street Lighting
367 | D53 | Cable 6 3C CU UND ST LGHT: D53 | 73267.74 | 51990.25 | 0% | 0% | 0 | 0 | 0 | 0 | OK | Street Lighting
367 | F01 | Cable CU 2 1/C: F01 | 209523.54 | 160242 | 9.271% | 90.73% | 19424.5569 | 190098.9831 | 14855.7525 | 145386.2475 | OK | Conductors
367 | F02 | Cable CU 2 1C DB: F02 | 167971.27 | 113864 | 9.271% | 90.73% | 15572.3194 | 152398.9506 | 10556.1301 | 103307.8699 | OK | Conductors
367 | F03 | Cable CU 2 2C 4 1C: F03 | 3890.23 | 4320 | 9.271% | 90.73% | 360.6563 | 3529.5737 | 400.4996 | 3919.5004 | OK | Conductors
367 | F04 | Cable CU 2 2C 4 1C DB: F04 | 33203.55 | 19984 | 9.271% | 90.73% | 3078.2424 | 30125.3076 | 1852.6813 | 18131.3187 | OK | Conductors
367 | F05 | Cable CU 2 3C: F05 | 410259.8 | 32112.45 | 9.271% | 90.73% | 38034.4606 | 372225.3394 | 2977.0885 | 29135.3615 | OK | Conductors
367 | F06 | Cable CU 2 4C: F06 | 4176.54 | 1205 | 9.271% | 90.73% | 387.1996 | 3789.3404 | 111.7134 | 1093.2866 | OK | Conductors
367 | F08 | Cable CU 2/0 1C: F08 | 31957.87 | 35706 | 9.271% | 90.73% | 2962.7576 | 28995.1124 | 3310.2401 | 32395.7599 | OK | Conductors
367 | F09 | Cable CU 2/0 3/C: F09 | 2599.96 | 525 | 9.271% | 90.73% | 241.0377 | 2358.9223 | 48.6718 | 476.3282 | OK | Conductors
367 | F10 | Cable CU 2/0 3C DB: F10 | 29226.94 | 9304 | 9.271% | 90.73% | 2709.5779 | 26517.3621 | 862.5574 | 8441.4426 | OK | Conductors
367 | F11 | Cable CU 2/0 2C 2 1C DB: F11 | 106286.32 | 43967 | 9.271% | 90.73% | 9853.6168 | 96432.7032 | 4076.1028 | 39890.8972 | OK | Conductors
367 | F12 | Cable CU 4/0Z1/C: F12 | 98944.45 | 75401 | 9.271% | 90.73% | 9172.965 | 89771.485 | 6990.2934 | 68410.7066 | OK | Conductors
367 | F13 | Cable CU 4/0 3C: F13 | 55119.3 | 12053 | 9.271% | 90.73% | 5110.0128 | 50009.2872 | 1117.4123 | 10935.5877 | OK | Conductors
367 | F14 | Cable CU 4/0 4C: F14 | 13694.38 | 1657 | 9.271% | 90.73% | 1269.5818 | 12424.7982 | 153.6175 | 1503.3825 | OK | Conductors
367 | F15 | Cable CU 250M 1C: F15 | 9817.79 | 10895 | 9.271% | 90.73% | 910.19 | 8907.6 | 1010.0562 | 9884.9438 | OK | Conductors
367 | F17 | Cable CU 350M 3C: F17 | 470871.85 | 265133 | 9.271% | 90.73% | 43653.6966 | 427218.1534 | 24580.0116 | 240552.9884 | OK | Conductors
367 | F18 | Cable CU 350M 3C DB: F18 | 84722.43 | 111178 | 9.271% | 90.73% | 7854.4667 | 76867.9633 | 10307.1158 | 100870.8842 | OK | Conductors
367 | F19 | Cable CU 500M 1C: F19 | 1485240.51 | 554518 | 9.271% | 90.73% | 137694.0215 | 1347546.4885 | 51408.3833 | 503109.6167 | OK | Conductors
367 | F20 | Cable CU 500M 3C: F20 | 7488912.2 | 214178.9 | 9.271% | 90.73% | 694283.8083 | 6794628.3917 | 19856.1471 | 194322.7529 | OK | Conductors
367 | F21 | Cable CU 500M 3C DB: F21 | 187033.99 | 19103 | 9.271% | 90.73% | 17339.5905 | 169694.3995 | 1771.0054 | 17331.9946 | OK | Conductors
367 | F23 | Cable CU 500M 4C: F23 | 1992349.71 | 63395.95 | 9.271% | 90.73% | 184707.2188 | 1807642.4912 | 5877.3264 | 57518.6236 | OK | Conductors
367 | F24 | Cable CU 750M 3C: F24 | 1445799.05 | 72208 | 9.271% | 90.73% | 134037.4735 | 1311761.5765 | 6694.276 | 65513.724 | OK | Conductors
367 | F25 | Cable CU 750M 3C 4/0 1C: F25 | 156836.73 | 12238 | 9.271% | 90.73% | 14540.0559 | 142296.6741 | 1134.5633 | 11103.4367 | OK | Conductors
367 | F26 | Cable CU 1000M 1C: F26 | 239754.5 | 2100 | 9.271% | 90.73% | 22227.2158 | 217527.2842 | 194.6873 | 1905.3127 | OK | Conductors
367 | F38 | Cable AL 2/0 1/C: F38 | 62539.16 | 12207 | 100% | 0% | 62539.16 | 0 | 12207 | 0 | OK | Conductors
367 | F39 | Cable AL 1/0 1/C: F39 | 67625019.41 | 25502472.91 | 0% | 100% | 0 | 67625019.41 | 0 | 25502472.91 | OK | Conductors
367 | F40 | Cable AL 1/0 1C DB: F40 | 867132.18 | 567231.8 | 0% | 100% | 0 | 867132.18 | 0 | 567231.8 | OK | Conductors
367 | F41 | Cable AL 1/0 3C: F41 | 3892.36 | 9211 | 0% | 100% | 0 | 3892.36 | 0 | 9211 | OK | Conductors
367 | F42 | Cable AL 1/0 3C DB: F42 | 27429108.18 | 3287550.88 | 0% | 100% | 0 | 27429108.18 | 0 | 3287550.88 | OK | Conductors
367 | F43 | Cable AL 4/0 1C: F43 | 172413.22 | 52291.1 | 9.271% | 90.73% | 15984.1248 | 156429.0952 | 4847.8154 | 47443.2846 | OK | Conductors
367 | F44 | Cable AL 4/0 3C: F44 | 15018585.76 | 2629795.3 | 9.271% | 90.73% | 1392346.5301 | 13626239.2299 | 243803.6723 | 2385991.6277 | OK | Conductors
367 | F45 | Cable AL 500 1C: F45 | 450408.08 | 118579.4 | 100% | 0% | 450408.08 | 0 | 118579.4 | 0 | OK | Conductors
367 | F46 | Cable AL 500M 3/C: F46 | 8722744.11 | 1692637 | 100% | 0% | 8722744.11 | 0 | 1692637 | 0 | OK | Conductors
367 | F47 | Cable AL 750MCM 1/C: F47 | 29891.38 | 3940 | 9.271% | 90.73% | 2771.177 | 27120.203 | 365.2704 | 3574.7296 | OK | Conductors
367 | F48 | Cable AL 1000M 3C: F48 | 71161707.92 | 3479313.46 | 0% | 100% | 0 | 71161707.92 | 0 | 3479313.46 | OK | Conductors
367 | F50 | Cable AL 4/0 2/C 2/0 1/C: F50 | 7650161.85 | 1557623.08 | 100% | 0% | 7650161.85 | 0 | 1557623.08 | 0 | OK | Conductors
367 | F51 | Cable AL 4/0 1/C-2/0 1/C: F51 | 150775.28 | 98052 | 100% | 0% | 150775.28 | 0 | 98052 | 0 | OK | Conductors
367 | F54 | Cable AL 300M2/C-4/0 2/C: F54 | 4396.14 | 3100 | 9.271% | 90.73% | 407.5584 | 3988.5816 | 287.3955 | 2812.6045 | OK | Conductors
367 | F57 | v AL 500M2/C-300M1/C: F57 | 36520.31 | 15149 | 100% | 0% | 36520.31 | 0 | 15149 | 0 | OK | Conductors
367 | F60 | Supervisory EQUIP: F60 | 23888.68 | 232 | 0% | 100% | 0 | 23888.68 | 0 | 232 | OK | Switches
367 | F68 | ENCL SWGEAR 3PH 15KV 200A: F68 | 180975.66 | 29 | 0% | 100% | 0 | 180975.66 | 0 | 29 | OK | Switches
367 | F69 | ENCL SWGEAR 3PH 15KV 600A: F69 | 12730722.17 | 532 | 0% | 100% | 0 | 12730722.17 | 0 | 532 | OK | Switches
367 | F70 | ENCLOSED SWITCHGEAR: F70 | 78592972.59 | 5292 | 0% | 100% | 0 | 78592972.59 | 0 | 5292 | OK | Switches
367 | F71 | ENCL SWGEAR AUTO TRANSFORMER: F71 | 334615.76 | 11 | 0% | 100% | 0 | 334615.76 | 0 | 11 | OK | Switches
367 | F81 | Pothead 1/C: F81 | 51788829.23 | 138616 | 0% | 100% | 0 | 51788829.23 | 0 | 138616 | OK | Potheads
367 | F83 | Pothead 3/C: F83 | 109375.08 | 87 | 0% | 100% | 0 | 109375.08 | 0 | 87 | OK | Potheads
367 | F87 | Spreaderhead 3C: F87 | 27706.85 | 55 | 0% | 100% | 0 | 27706.85 | 0 | 55 | OK | Potheads
367 | F89 | Modules - Cable Transition 15K: F89 | 3096874.32 | 164 | 0% | 100% | 0 | 3096874.32 | 0 | 164 | OK | Potheads
367 | I41 | SW AIR 15KV SPST: I41 | 4114.2 | 15 | 0% | 0% | 0 | 0 | 0 | 0 | OK | N/A
367 | I89 | Control Cable: I89 | 18739.9 | 19727 | 0% | 0% | 0 | 0 | 0 | 0 | OK | N/A
368 | B14 | SW AIR 15KV SPST: B14 | 43947.99 | 42 | 0% | 100% | 0 | 43947.99 | 0 | 42 | OK | Switches
368 | C01 | Arrester 3KV: C01 | 52504.15 | 1794 | 39.69% | 60.31% | 20840.1717 | 31663.9783 | 712.0822 | 1081.9178 | OK | Lightning Arresters
368 | C02 | Arrester 6KV: C02 | 58982.4 | 2972 | 39.69% | 60.31% | 23411.5464 | 35570.8536 | 1179.6589 | 1792.3411 | OK | Lightning Arresters
368 | C03 | Arrester 10KV: C03 | 113594452.79 | 261992 | 39.69% | 60.31% | 45088395.9685 | 68506056.8215 | 103990.985 | 158001.015 | OK | Lightning Arresters
368 | C04 | Arrester 15V: C04 | 24234.19 | 41 | 39.69% | 60.31% | 9619.1383 | 14615.0517 | 16.2739 | 24.7261 | OK | Lightning Arresters
368 | C11 | Cutouts 50A 5KV: C11 | 33728.05 | 2086 | 56.46% | 43.54% | 19041.9076 | 14686.1424 | 1177.6969 | 908.3031 | OK | Cutouts
368 | C12 | Cutouts 100A 5KV: C12 | 1302.44 | 0 | 56.46% | 43.54% | 735.321 | 567.119 | 0 | 0 | OK | Cutouts
368 | C14 | Cutouts 100A 15KV: C14 | 73634301.58 | 179127 | 56.46% | 43.54% | 41571853.7911 | 32062447.7889 | 101130.0616 | 77996.9384 | OK | Cutouts
368 | C15 | Cutouts 200A 15KV: C15 | 2699586.97 | 6361 | 56.46% | 43.54% | 1524110.8071 | 1175476.1629 | 3591.2415 | 2769.7585 | OK | Cutouts
368 | C24 | CO & AR COMB 100A 15KV: C24 | 1505.75 | 29 | 100% | 0% | 1505.75 | 0 | 29 | 0 | OK | Combined C/O Arr
368 | C26 | Capacitor 2KVAR: C26 | 637.32 | 1 | 0% | 100% | 0 | 637.32 | 0 | 1 | OK | Capacitors (3-Phase Banks)
368 | C27 | Capacitor 3KVAR: C27 | 72459.87 | 1625 | 0% | 100% | 0 | 72459.87 | 0 | 1625 | OK | Capacitors (3-Phase Banks)
368 | C28 | Capacitor 5KVAR: C28 | 22740.96 | 333 | 0% | 100% | 0 | 22740.96 | 0 | 333 | OK | Capacitors (3-Phase Banks)
368 | C29 | Capacitor 7KVAR: C29 | 322.52 | 3 | 0% | 100% | 0 | 322.52 | 0 | 3 | OK | Capacitors (3-Phase Banks)
368 | C30 | Capacitor 15KVAR: C30 | 44620.25 | 597 | 0% | 100% | 0 | 44620.25 | 0 | 597 | OK | Capacitors (3-Phase Banks)
368 | C31 | Capacitor 25KAR: C31 | 72505.37 | 566 | 0% | 100% | 0 | 72505.37 | 0 | 566 | OK | Capacitors (3-Phase Banks)
368 | C32 | Capacitor 50KVAR: C32 | 46928.49 | 151 | 0% | 100% | 0 | 46928.49 | 0 | 151 | OK | Capacitors (3-Phase Banks)
368 | C33 | Capacitor 100KVAR: C33 | -90915.68 | -6 | 0% | 100% | 0 | -90915.68 | 0 | -6 | OK | Capacitors (3-Phase Banks)
368 | C35 | Capacitor 200KVAR: C35 | 28798426.31 | 22096 | 0% | 100% | 0 | 28798426.31 | 0 | 22096 | OK | Capacitors (3-Phase Banks)
368 | C37 | CAP BANK-PAD MOUNTED F/URD: C37 | 1486205.09 | 50 | 0% | 100% | 0 | 1486205.09 | 0 | 50 | OK | Capacitors (Padmount)
368 | C40 | SW OIL/VAC 1PH CAPACITOR: C40 | 2383391.89 | 956 | 0% | 100% | 0 | 2383391.89 | 0 | 956 | OK | Cap Bank Switches
368 | C41 | Capacitor Time Clock SW: C41 | 40909.64 | 68 | 0% | 100% | 0 | 40909.64 | 0 | 68 | OK | Cap Bank Switches
368 | C56 | Regulator 1 1/4KV: C56 | 4919.46 | 20 | 0% | 100% | 0 | 4919.46 | 0 | 20 | OK | Voltage Regulators
368 | C57 | Regulator 2KV: C57 | 1191.81 | 2 | 0% | 100% | 0 | 1191.81 | 0 | 2 | OK | Voltage Regulators
368 | C60 | Regulator 25KV: C60 | 35254.92 | 28 | 0% | 100% | 0 | 35254.92 | 0 | 28 | OK | Voltage Regulators
368 | C62 | Regulator 50KV: C62 | 6071.63 | 3 | 0% | 100% | 0 | 6071.63 | 0 | 3 | OK | Voltage Regulators
368 | C63 | Regulator 76KV: C63 | 3255734.95 | 113 | 0% | 100% | 0 | 3255734.95 | 0 | 113 | OK | Voltage Regulators
368 | C67 | Regulator 167KVA: C67 | 31594.3 | 9 | 0% | 100% | 0 | 31594.3 | 0 | 9 | OK | Voltage Regulators
368 | C75 | Sub-Arrester -48KV: C75 | 16022.26 | 4 | 0% | 100% | 0 | 16022.26 | 0 | 4 | OK | Sub Arresters
368 | C81 | Transclosure Low: C81 | 52489.07 | 129 | 100% | 0% | 52489.07 | 0 | 129 | 0 | OK | Transclosures
368 | C82 | Transclosure Single: C82 | 206293.34 | 127 | 100% | 0% | 206293.34 | 0 | 127 | 0 | OK | Transclosures
368 | C83 | Transclosure Double: C83 | 126789.71 | 56 | 100% | 0% | 126789.71 | 0 | 56 | 0 | OK | Transclosures
368 | C84 | Transclosure Triple: C84 | 52212.35 | 12 | 100% | 0% | 52212.35 | 0 | 12 | 0 | OK | Transclosures
368 | d: | Non-unitized: | 12368875.76 | 11294 | 0% | 0% | 0 | 0 | 0 | 0 | OK | N/A
368 | E33 | Conduit PVC 2IN: E33 | 469.94 | 40 | 9.271% | 90.73% | 43.5673 | 426.3727 | 3.7083 | 36.2917 | OK | Conduit
368 | G01 | TRANSF LINE 1 KVA: G01 | 31754.9 | 8 | 100% | 0% | 31754.9 | 0 | 8 | 0 | OK | OH Transformers
368 | G03 | TRANSF LINE 5KVA: G03 | 146744.52 | 399 | 100% | 0% | 146744.52 | 0 | 399 | 0 | OK | OH Transformers
368 | G04 | TRANSF LINE 7.5KVA: G04 | 1305.72 | 7 | 100% | 0% | 1305.72 | 0 | 7 | 0 | OK | OH Transformers
368 | G05 | TRANSF LINE 10KVA: G05 | 12260404.44 | 7360 | 100% | 0% | 12260404.44 | 0 | 7360 | 0 | OK | OH Transformers
368 | G06 | TRANSF LINE 15 KVA: G06 | 25069371.47 | 14330 | 100% | 0% | 25069371.47 | 0 | 14330 | 0 | OK | OH Transformers
368 | G09 | TRANSF LINE 25KVA: G09 | 80687981.25 | 34351 | 100% | 0% | 80687981.25 | 0 | 34351 | 0 | OK | OH Transformers
368 | G12 | TRANSF LINE 37KVA: G12 | 70844053.98 | 24434 | 100% | 0% | 70844053.98 | 0 | 24434 | 0 | OK | OH Transformers
368 | G13 | TRANSF LINE 50KVA: G13 | 61552809.35 | 17349 | 100% | 0% | 61552809.35 | 0 | 17349 | 0 | OK | OH Transformers
368 | G18 | TRANSF LINE 75KVA: G18 | 20486691.73 | 4850 | 100% | 0% | 20486691.73 | 0 | 4850 | 0 | OK | OH Transformers
368 | G20 | TRANSF LINE 100KVA: G20 | 9558512.57 | 1878 | 100% | 0% | 9558512.57 | 0 | 1878 | 0 | OK | OH Transformers
368 | G22 | TRANSF LINE 150KVA: G22 | 14999.84 | 7 | 100% | 0% | 14999.84 | 0 | 7 | 0 | OK | OH Transformers
368 | G24 | TRANSF LINE 167KVA: G24 | 4577698.24 | 740 | 100% | 0% | 4577698.24 | 0 | 740 | 0 | OK | OH Transformers
368 | G25 | TRANSF LINE 176KVA: G25 | 1226.14 | 1 | 100% | 0% | 1226.14 | 0 | 1 | 0 | OK | OH Transformers
368 | G26 | TRANSF LINE 200KVA: G26 | 1419.97 | 1 | 100% | 0% | 1419.97 | 0 | 1 | 0 | OK | OH Transformers
368 | G27 | TRANSF LINE 225KVA: G27 | 5146.35 | 2 | 100% | 0% | 5146.35 | 0 | 2 | 0 | OK | OH Transformers
368 | G28 | TRANSF LINE 250KVA: G28 | 844536.63 | 97 | 100% | 0% | 844536.63 | 0 | 97 | 0 | OK | OH Transformers
368 | G29 | TRANSF LINE 300KVA: G29 | 18913.61 | 7 | 100% | 0% | 18913.61 | 0 | 7 | 0 | OK | OH Transformers
368 | G30 | TRANSF LINE 332KVA: G30 | 3817.61 | 2 | 100% | 0% | 3817.61 | 0 | 2 | 0 | OK | OH Transformers
368 | G31 | TRANSF LINE 333KVA: G31 | 365170.91 | 49 | 100% | 0% | 365170.91 | 0 | 49 | 0 | OK | OH Transformers
368 | G33 | TRANSF LINE 500KVA: G33 | 117869.59 | 23 | 100% | 0% | 117869.59 | 0 | 23 | 0 | OK | OH Transformers
368 | G34 | TRANSF LINE 750KVA: G34 | 18973.91 | 4 | 100% | 0% | 18973.91 | 0 | 4 | 0 | OK | OH Transformers
368 | G37 | TRANSF LINE 1000 KVA: G37 | 116314.9 | 18 | 100% | 0% | 116314.9 | 0 | 18 | 0 | OK | OH Transformers
368 | G38 | TRANSF LINE 1500KVA: G38 | 14203.8 | 2 | 100% | 0% | 14203.8 | 0 | 2 | 0 | OK | OH Transformers
368 | G39 | TRANSF LINE 2000KVA: G39 | 75216.64 | 6 | 100% | 0% | 75216.64 | 0 | 6 | 0 | OK | OH Transformers
368 | G41 | TRANSF LINE 667KVA: G41 | 14294.82 | 3 | 100% | 0% | 14294.82 | 0 | 3 | 0 | OK | OH Transformers
368 | G51 | TRANSF NETWK 500KVA: G51 | 1865826.95 | 41 | 100% | 0% | 1865826.95 | 0 | 41 | 0 | OK | Network Transformers
368 | G52 | TRANSF NETWK 750KVA: G52 | 937303.92 | 32 | 100% | 0% | 937303.92 | 0 | 32 | 0 | OK | Network Transformers
368 | G53 | TRANSF NETWK 1000KVA: G53 | 878015.16 | 27 | 100% | 0% | 878015.16 | 0 | 27 | 0 | OK | Network Transformers
368 | G54 | TRANSF NETWK 1500 KVA: G54 | 151800.61 | 4 | 100% | 0% | 151800.61 | 0 | 4 | 0 | OK | Network Transformers
368 | G55 | TRANSF NETWK 2000KVA: G55 | 910674.65 | 20 | 100% | 0% | 910674.65 | 0 | 20 | 0 | OK | Network Transformers
368 | G56 | TRANSF NETWK 2500KVA: G56 | 330959.75 | 7 | 100% | 0% | 330959.75 | 0 | 7 | 0 | OK | Network Transformers
368 | G66 | NETWK PROT 1200A: G66 | 3387930.93 | 40 | 100% | 0% | 3387930.93 | 0 | 40 | 0 | OK | Network Protectors
368 | G67 | NETWK PROT 1600A: G67 | 1408525.53 | 62 | 100% | 0% | 1408525.53 | 0 | 62 | 0 | OK | Network Protectors
368 | G69 | NETWK PROT 1875A: G69 | 307219.39 | 11 | 100% | 0% | 307219.39 | 0 | 11 | 0 | OK | Network Protectors
368 | G71 | NETWK PROT 2500A: G71 | 962471.95 | 8 | 100% | 0% | 962471.95 | 0 | 8 | 0 | OK | Network Protectors
368 | G72 | NETWK PROT 3000A: G72 | 4430632.63 | 735 | 100% | 0% | 4430632.63 | 0 | 735 | 0 | OK | Network Protectors
368 | G73 | NETWK PROT 3500A: G73 | 424430.3 | 23 | 100% | 0% | 424430.3 | 0 | 23 | 0 | OK | Network Protectors
368 | G80 | TRANSF UNDG 833KVA: G80 | 68073.3 | 15 | 100% | 0% | 68073.3 | 0 | 15 | 0 | OK | UG Transformers
368 | G81 | TRANSF URD 25KVA: G81 | 16515621.2 | 8046 | 100% | 0% | 16515621.2 | 0 | 8046 | 0 | OK | UG Transformers
368 | G82 | TRANSF URD 37.5KVA: G82 | 37090711.28 | 16569 | 100% | 0% | 37090711.28 | 0 | 16569 | 0 | OK | UG Transformers
368 | G83 | TRANSF URD 50KVA: G83 | 54242981.01 | 20848 | 100% | 0% | 54242981.01 | 0 | 20848 | 0 | OK | UG Transformers
368 | G84 | TRANSF URD 75KVA: G84 | 56987532.57 | 15267 | 100% | 0% | 56987532.57 | 0 | 15267 | 0 | OK | UG Transformers
368 | G85 | TRANSF URD 100KVA: G85 | 10368481.38 | 2894 | 100% | 0% | 10368481.38 | 0 | 2894 | 0 | OK | UG Transformers
368 | G86 | TRANSF URD 112KVA: G86 | 10956.95 | 8 | 100% | 0% | 10956.95 | 0 | 8 | 0 | OK | UG Transformers
368 | G87 | TRANSF URD 150KVA: G87 | 22370032 | 2395 | 100% | 0% | 22370032 | 0 | 2395 | 0 | OK | UG Transformers
368 | G88 | TRANSF UND 167KVA: G88 | 3463839.07 | 867 | 100% | 0% | 3463839.07 | 0 | 867 | 0 | OK | UG Transformers
368 | G90 | TRANSF URD 225KVA: G90 | 9639697.05 | 779 | 100% | 0% | 9639697.05 | 0 | 779 | 0 | OK | UG Transformers
368 | G91 | TRANSF UND 250KVA: G91 | 110322.52 | 20 | 100% | 0% | 110322.52 | 0 | 20 | 0 | OK | UG Transformers
368 | G92 | TRANSF UND 300KVA: G92 | 19787272.65 | 1456 | 100% | 0% | 19787272.65 | 0 | 1456 | 0 | OK | UG Transformers
368 | G93 | TRANSF UND 500KVA: G93 | 19783710.6 | 1201 | 100% | 0% | 19783710.6 | 0 | 1201 | 0 | OK | UG Transformers
368 | G94 | TRANSF UND 750KVA: G94 | 18271952.35 | 755 | 100% | 0% | 18271952.35 | 0 | 755 | 0 | OK | UG Transformers
368 | G95 | TRANSF UND 1000KVA: G95 | 13356037.35 | 473 | 100% | 0% | 13356037.35 | 0 | 473 | 0 | OK | UG Transformers
368 | G96 | TRSNSF UND 1500KVA: G96 | 11992737.33 | 357 | 100% | 0% | 11992737.33 | 0 | 357 | 0 | OK | UG Transformers
368 | G97 | TRANSF UND 2000KVA: G97 | 15819512.74 | 329 | 100% | 0% | 15819512.74 | 0 | 329 | 0 | OK | UG Transformers
368 | G98 | TRANSF UND 2500KVA: G98 | 258582.41 | 17 | 100% | 0% | 258582.41 | 0 | 17 | 0 | OK | UG Transformers
368 | I51 | Relay & Control Equip: I51 | 6660.14 | 28 | 0% | 0% | 0 | 0 | 0 | 0 | OK | N/A
368 | J11 | CURR TRANSF PRI: J11 | 260.15 | 24 | 0% | 0% | 0 | 0 | 0 | 0 | OK | N/A
Paste in the line items from the Plant Accounting Inputs tab in Col B-E, ensuring that the FERC account in Col A is updated as you go. The "CHECK?" column is designed to indicate if a PAC and FERC needs to be analyzed and added to the "PAC weights" tab.

## PAC Weights
Manual
Check | FERC | PAC | PROPERTY UNIT | Mat Type | SEC ALLO | PRM ALLO | NOTES | Allocation: 365 Conductor Split
364A01 | 364 | A01 | Pole Wood 25 FT: A01 | Pole | 100% | 0% | Based on analysis of pole uses from ED | Secondary |  | Primary
364A02 | 364 | A02 | Pole Wood 30 FT: A02 | Pole | 92.92% | 7.082% | Based on analysis of pole uses from ED | B77 | 11600554.95 | B50 | 2243161.99
364A03 | 364 | A03 | Pole Wood 35 FT: A03 | Pole | 60% | 40% | Based on analysis of pole uses from ED | B78 | 16501043.11 | B51 | 1047281.27
364A04 | 364 | A04 | Pole Wood 40 FT: A04 | Pole | 2.716% | 97.28% | Based on analysis of pole uses from ED | B79 | 1389743.04 | B52 | 55298916.51
364A05 | 364 | A05 | Pole Wood 45 FT: A05 | Pole | 1.018% | 98.98% | Based on analysis of pole uses from ED | B80 | 2846622.37 | B53 | 13443.83
364A06 | 364 | A06 | Pole Wood 50 FT: A06 | Pole | 0.8048% | 99.2% | Based on analysis of pole uses from ED | B81 | 873299.76 | B54 | 4007.67
364A07 | 364 | A07 | Pole Wood 55 FT: A07 | Pole | 0.4505% | 99.55% | Based on analysis of pole uses from ED |  |  | B55 | -992.63
364A08 | 364 | A08 | Pole Wood 60 FT: A08 | Pole | 1.439% | 98.56% | Based on analysis of pole uses from ED |  |  | B57 | 6305.67
364A09 | 364 | A09 | Pole Wood 65 FT: A09 | Pole | 0% | 100% | Based on analysis of pole uses from ED |  |  | B65 | 65675835.69
364A10 | 364 | A10 | Pole Wood 70 FT: A10 | Pole | 0% | 100% | Based on analysis of pole uses from ED |  |  | B66 | 1233957.45
364A12 | 364 | A12 | Pole Wood 80 FT: A12 | Pole | 0% | 100% | Based on analysis of pole uses from ED |  |  | B67 | 18366888.76
364A17 | 364 | A17 | CONC/Wood Poles: A17 | Pole | 0% | 100% | Based on analysis of pole uses from ED |  |  | B68 | 3306380.51
364A18 | 364 | A18 | Steel Reinforce-Wood Poles: A18 | Pole | 0% | 100% | Based on analysis of pole uses from ED |  |  | B70 | 28065.1
364A19 | 364 | A19 | Monolighting-Wood Poles: A19 | Pole | 0% | 100% | Based on analysis of pole uses from ED |  |  | B71 | 4991.36
364A24 | 364 | A24 | Pole Concrete 25 FT: A24 | Pole | 100% | 0% | Based on analysis of pole uses from ED |  |  | B72 | 1413256.89
364A25 | 364 | A25 | Pole Concrete 30 FT: A25 | Pole | 80% | 20% | Based on analysis of pole uses from ED |  |  | B73 | 172223.24
364A26 | 364 | A26 | Pole Concrete 35 FT: A26 | Pole | 50% | 50% | Based on analysis of pole uses from ED |  |  | B75 | 3336.32
364A27 | 364 | A27 | Pole Concrete 40 FT: A27 | Pole | 1.015% | 98.98% | Based on analysis of pole uses from ED | TOTAL | 33211263.23 | TOTAL | 148817059.63
364A28 | 364 | A28 | Pole Concrete 45 FT: A28 | Pole | 0% | 100% | Based on analysis of pole uses from ED | WEIGHT | 18.25% | WEIGHT | 81.75%
364A29 | 364 | A29 | Pole Concrete 50 FT: A29 | Pole | 0.9756% | 99.02% | Based on analysis of pole uses from ED
364A30 | 364 | A30 | Pole Concrete 55 FT: A30 | Pole | 0% | 100% | Based on analysis of pole uses from ED | Allocation: 367 Aluminum Split
364A31 | 364 | A31 | Pole Concrete 60 FT: A31 | Pole | 0% | 100% | Based on analysis of pole uses from ED | Secondary |  | Primary
364A32 | 364 | A32 | Pole Concrete 65 FT: A32 | Pole | 0% | 100% | Based on analysis of pole uses from ED | F38 | 62539.16 | F39 | 67625019.41
364A33 | 364 | A33 | Pole Concrete 70 FT: A33 | Pole | 0% | 100% | Based on analysis of pole uses from ED | F45 | 450408.08 | F40 | 867132.18
364A40 | 364 | A40 | Pole Fiberglass 30 FT TO 80 FT: A40 | Pole | 0% | 100% | Based on analysis of pole uses from ED | F46 | 8722744.11 | F41 | 3892.36
364A52 | 364 | A52 | Pole Steel 40FT THRU 49FT: A52 | Pole | 0% | 100% | Based on analysis of pole uses from ED | F50 | 7650161.85 | F42 | 27429108.18
364A53 | 364 | A53 | Pole Steel 60 FT: A53 | Pole | 0% | 100% | Based on analysis of pole uses from ED | F51 | 150775.28 | F48 | 71161707.92
364A55 | 364 | A55 | Pole Steel 70 FT: A55 | Pole | 0% | 100% | Based on analysis of pole uses from ED | F57 | 36520.31
364A56 | 364 | A56 | Pole Steel 75 FT: A56 | Pole | 0% | 100% | Based on analysis of pole uses from ED | TOTAL | 17073148.79 | TOTAL | 167086860.05
364A57 | 364 | A57 | Pole Steel 80 FT: A57 | Pole | 0% | 100% | Based on analysis of pole uses from ED | WEIGHT | 9.271% | WEIGHT | 90.73%
364A70 | 364 | A70 | Pole Steel 50 FT THRU 59 FT: A70 | Pole | 0% | 100% | Based on analysis of pole uses from ED
364A71 | 364 | A71 | Pole Steel 90 FT: A71 | Pole | 0% | 100% | Based on analysis of pole uses from ED | Allocation: 368 Aluminum Split
364Misc. | 364 | Misc. | Various Wood and Concrete SL Poles | Pole | 0% | 0% |  |  | Cost | Units | Per Unit
364d: | 364 | d: | Non-unitized: | N/A | 0% | 0% | Not allocated | C01 | 52504.15 | 1794
365B29 | 365 | B29 | Wire CU 4 1/C: B29 | Conductors | 18.25% | 81.75% | Allocated based off split between primary conductors and secondary multiplex cables | C02 | 58982.4 | 2972
365B30 | 365 | B30 | Wire CU 6 1/C: B30 | Conductors | 18.25% | 81.75% | Allocated based off split between primary conductors and secondary multiplex cables | C03 | 113594452.79 | 261992
365B31 | 365 | B31 | Wire CU 2 1/C: B31 | Conductors | 18.25% | 81.75% | Allocated based off split between primary conductors and secondary multiplex cables | C04 | 24234.19 | 41
365B32 | 365 | B32 | Wire CU 1/0 1/C: B32 | Conductors | 18.25% | 81.75% | Allocated based off split between primary conductors and secondary multiplex cables | TOTAL ARRESTER | 113730173.53 | 266799 | 426.2766
365B33 | 365 | B33 | Wire CU 2/0 1/C: B33 | Conductors | 18.25% | 81.75% | Allocated based off split between primary conductors and secondary multiplex cables |  | Cost | Units | Per Unit
365B34 | 365 | B34 | Wire CU 3/0 1/C: B34 | Conductors | 18.25% | 81.75% | Allocated based off split between primary conductors and secondary multiplex cables | C11 | 33728.05 | 2086
365B35 | 365 | B35 | Wire CU 4/0 1/C: B35 | Conductors | 18.25% | 81.75% | Allocated based off split between primary conductors and secondary multiplex cables | C12 | 1302.44 | 0
365B38 | 365 | B38 | Wire CU 350M 1/C: B38 | Conductors | 18.25% | 81.75% | Allocated based off split between primary conductors and secondary multiplex cables | C14 | 73634301.58 | 179127
365B39 | 365 | B39 | Wire CU 400M 1/C: B39 | Conductors | 18.25% | 81.75% | Allocated based off split between primary conductors and secondary multiplex cables | C15 | 2699586.97 | 6361
365B40 | 365 | B40 | Wire CU 500M 1/C: B40 | Conductors | 18.25% | 81.75% | Allocated based off split between primary conductors and secondary multiplex cables | TOTAL CUTOUT | 76368919.04 | 187574 | 407.1402
365B42 | 365 | B42 | Wire CU 500M 1/C: B42 | Conductors | 18.25% | 81.75% | Allocated based off split between primary conductors and secondary multiplex cables | Arrester Secondary (units) |  | Arrester Primary (units)
365B50 | 365 | B50 | Wire ACSR 2 1/C: B50 | Conductors | 0% | 100% |  | G01-G41 | 105928 | Plug | 160725
365B51 | 365 | B51 | Wire ACSR 4/0 1/C: B51 | Conductors | 0% | 100% |  | C24 | -29 | C56-C67 | 175 | Regulator | Protection
365B52 | 365 | B52 | Wire ACSR 336M 1/C: B52 | Conductors | 0% | 100% |  | TOTAL | 105899 | TOTAL | 160900 | 0.1088% | 99.89%
365B53 | 365 | B53 | Wire ASCR 636M 1/C: B53 | Conductors | 0% | 100% |  | WEIGHT | 39.69% | WEIGHT | 60.31%
365B54 | 365 | B54 | Wire ACSR 954M 1/C: B54 | Conductors | 0% | 100% |  | Cutout Secondary (units) |  | Cutout Primary (units)
365B55 | 365 | B55 | Wire ACSR & ACSS 1590 1/C: B55 | Conductors | 0% | 100% |  | G01-G41 | 105928 | Plug | 77175
365B57 | 365 | B57 | Wire AL 7957 1/C: B57 | Conductors | 0% | 100% |  | C24 | -29 | 3-P Banks * 3 | 4500 | Regulator | Protection
365B65 | 365 | B65 | Wire AL 2 1/C: B65 | Conductors | 0% | 100% |  | TOTAL | 105899 | TOTAL | 81675 | 5.51% | 94.49%
365B66 | 365 | B66 | Wire AL 1/0 1/C: B66 | Conductors | 0% | 100% |  | WEIGHT | 56.46% | WEIGHT | 43.54%
365B67 | 365 | B67 | Wire AL 2/0 1/C: B67 | Conductors | 0% | 100%
365B68 | 365 | B68 | Wire AL 4/0 1/C: B68 | Conductors | 0% | 100% |  | Allocation: Removed from 364 Lighting Report
365B70 | 365 | B70 | Wire AL 1/C 395 & 397M: B70 | Conductors | 0% | 100% |  | SL Rate | Pole Height | PAC Code | Units
365B71 | 365 | B71 | Wire AL 636 1/C: B71 | Conductors | 0% | 100% |  | 425 | 30 ft Wood, OH | A02 | 27
365B72 | 365 | B72 | Wire AL 1/C 740 & 795M: B72 | Conductors | 0% | 100% |  | 626 | 30 ft Wood, OH | A02 | 16022.389
365B73 | 365 | B73 | Wire AL 954M 1/CC: B73 | Conductors | 0% | 100% |  | 637 | 35 ft Concrete, OH | A26 | 4475.555
365B75 | 365 | B75 | Wire AL 1590 1/C: B75 | Conductors | 0% | 100% |  | 627 | 35 ft Wood, OH | A03 | 18614.7
365B77 | 365 | B77 | Wire AL 4 2/C: B77 | Conductors | 100% | 0% |  | 597 | 40/45 ft Wood, OH | A04/A05 | 1648.107
365B78 | 365 | B78 | Wire AL 2/0 3/C: B78 | Conductors | 100% | 0% |  | 594 | 40/45 ft Concrete, OH | A27/A28 | 1094.812
365B79 | 365 | B79 | Wire AL 2/0 4/C: B79 | Conductors | 100% | 0%
365B80 | 365 | B80 | Wire AL 4/0 3/C: B80 | Conductors | 100% | 0% |  | PAC Code | Units per 373 | Units per Billing | Deficiency
365B81 | 365 | B81 | Wire AL 4/0 4/C: B81 | Conductors | 100% | 0% |  | A02 | 84 | 16050 | 15966
365B02 | 365 | B02 | SW OIL 7 5KV 3PST: B02 | Switches | 0% | 100% |  | A03 | 6317 | 18615 | 12298
365B03 | 365 | B03 | SW OIL 15KV SPST: B03 | Switches | 0% | 100% |  | A04/A05 | 327 | 1649 | 1322
365B04 | 365 | B04 | SW OIL 15KV SPDT: B04 | Switches | 0% | 100% |  | A26 | 1 | 4476 | 4475
365B05 | 365 | B05 | SWITCH, RENEWABLE DISCONNECT: B05 | Switches | 0% | 100% |  | A27/A28 | 37 | 1095 | 1058
365B06 | 365 | B06 | SW OIL Auto Transfer: B06 | Switches | 0% | 100%
365B10 | 365 | B10 | SW AIR 5KV SPST: B10 | Switches | 0% | 100% |  | PAC Code | $ per 364 | Units per 364 | $/Unit
365B11 | 365 | B11 | SW AIR 5KV 3PST: B11 | Switches | 0% | 100% |  | A02 | 38392949.78 | 69377 | 553.3959
365B12 | 365 | B12 | SW AIR 7. 5KV SPST: B12 | Switches | 0% | 100% |  | A03 | 68089051.93 | 73841 | 922.1036
365B14 | 365 | B14 | SW AIR 15KV SPST: B14 | Switches | 0% | 100% |  | A04/A05 | 191593300.07 | 167765 | 1142.0338
365B15 | 365 | B15 | SW AIR 15KV 2PST: B15 | Switches | 0% | 100% |  | A26 | 15133.95 | 8 | 1891.7438
365B16 | 365 | B16 | SW AIR 15KV 2PDT: B16 | Switches | 0% | 100% |  | A27/A28 | 11379563.37 | 6259 | 1818.1121
365B17 | 365 | B17 | SW AIR 15KV 3PST: B17 | Switches | 0% | 100%
365B25 | 365 | B25 | SW MATERIALS TRANS: B25 | Switches | 0% | 100% |  | PAC Code | Def * Unit Cost | Remaining $ (364) | Remaining Units (364)
365B26 | 365 | B26 | Remote Terminal Unit: B26 | Switches | 0% | 100% |  | A02 | 8835519.4976 | 29557430.2824 | 53411
365B27 | 365 | B27 | OPT MOTOR MECH: B27 | Switches | 0% | 100% |  | A03 | 11340030.0732 | 56749021.8568 | 61543
365B83 | 365 | B83 | Sectionilizer 70A DRY: B83 | Sectionalizers | 0% | 100% |  | A04/A05 | 1509768.6806 | 190083531.3894 | 166443
365B85 | 365 | B85 | Sectionilizer GN3: B85 | Sectionalizers | 0% | 100% |  | A26 | 8465553.2812 | -8450419.3313 | -4467
365B86 | 365 | B86 | Sectionilizer GS: B86 | Sectionalizers | 0% | 100% |  | A27/A28 | 1923562.5572 | 9456000.8128 | 5201
365B87 | 365 | B87 | Sectionilizer KGN: B87 | Sectionalizers | 0% | 100%
365B88 | 365 | B88 | Recloser H 1P: B88 | Sectionalizers | 0% | 100% |  | Allocation: Removed from 365 Lighting Report
365B89 | 365 | B89 | Recloser 4H 1P: B89 | Sectionalizers | 0% | 100% |  | PAC Code | Pole Deficiency | Avg Span in Ft | Wire Feet
365B90 | 365 | B90 | Recloser L 1P: B90 | Sectionalizers | 0% | 100% |  | B77 | 35119 | 129.9 | 4561958.1
365B91 | 365 | B91 | Recloser E 1P: B91 | Sectionalizers | 0% | 100%
365B97 | 365 | B97 | Recloser D 1PH: B97 | Sectionalizers | 0% | 100% |  | PAC Code | Units per FERC 365 | Amount per FERC 365 | Cost per Unit
365B93 | 365 | B93 | Recloser 3H 3P: B93 | Sectionalizers | 0% | 100% |  | B77 | 11679736 | 11600554.95 | 0.99322
365B94 | 365 | B94 | Recloser 6H 3P: B94 | Sectionalizers | 0% | 100%
365B95 | 365 | B95 | Recloser R 3P: B95 | Sectionalizers | 0% | 100% |  | Wire Feet | Cost per Unit | Direct to SL Wiring
365B96 | 365 | B96 | Recloser KWB 3P: B96 | Sectionalizers | 0% | 100% |  | 4561958.1 | 0.99322 | 4531030.977
365B92 | 365 | B92 | S&C,TRIPSAVER,W/CUTOUT MT 6.3KA : B92 | Sectionalizers | 0% | 100%
365B98 | 365 | B98 | Phase Converter: B98 | Phase Converter | 100% | 0% |  | Schedule of costs moved to Street Lighting
365D53 | 365 | D53 | Cable 6 3C CU UND ST LGHT: D53 | Street Lighting | 0% | 0% | Direct Assigned | FERC | Billing Movements | Direct Assigned | Total
365F39 | 365 | F39 | Cable AL 1/0 1/C: F39 | Conductors | 0% | 100% |  | 364 | 32074434.0898 | 0 | 32074434.0898
365F40 | 365 | F40 | Cable AL 1/0 1C DB: F40 | Conductors | 0% | 100% |  | 365 | 4531030.977 | 11875.03 | 4542906.007
365F42 | 365 | F42 | Cable AL 1/0 3C DB: F42 | Conductors | 0% | 100% |  | 366 | 0 | 0 | 0
365C40 | 365 | C40 | SW OIL/VAC 1PH CAPACITOR: C40 | Cap Bank Switches | 0% | 100% |  | 367 | 0 | 385731.8 | 385731.8
365F44 | 365 | F44 | Cable AL 4/0 3C: F44 | Conductors | 9.271% | 90.73% | Allocated on 367 specific weights | 368 | 0 | 0 | 0
365F48 | 365 | F48 | Cable AL 1000M 3C: F48 | Conductors | 0% | 100%
365F81 | 365 | F81 | Pothead 1/C: F81 | Potheads | 0% | 100%
365I89 | 365 | I89 | Control Cable: I89 | N/A | 0% | 0% | Not allocated
365M52 | 365 | M52 | Wire ACSR 336M I/C: M52 | N/A | 0% | 0% | Not allocated
365d: | 365 | d: | Non-unitized: | N/A | 0% | 0% | Not allocated
366E02 | 366 | E02 | Conduit STL 3/4IN: E02 | Conduit | 9.271% | 90.73% | Allocated on 367 specific weights
366E03 | 366 | E03 | Conduit STL 1IN: E03 | Conduit | 9.271% | 90.73% | Allocated on 367 specific weights
366E04 | 366 | E04 | Conduit STL 1 1/4IN: E04 | Conduit | 9.271% | 90.73% | Allocated on 367 specific weights
366E05 | 366 | E05 | Conduit STL 1 1/2IN: E05 | Conduit | 9.271% | 90.73% | Allocated on 367 specific weights
366E06 | 366 | E06 | Conduit STL 2IN: E06 | Conduit | 9.271% | 90.73% | Allocated on 367 specific weights
366E07 | 366 | E07 | Conduit STL 2 1/2IN: E07 | Conduit | 9.271% | 90.73% | Allocated on 367 specific weights
366E08 | 366 | E08 | Conduit STL 3IN: E08 | Conduit | 9.271% | 90.73% | Allocated on 367 specific weights
366E09 | 366 | E09 | Conduit STL 4IN: E09 | Conduit | 9.271% | 90.73% | Allocated on 367 specific weights
366E10 | 366 | E10 | Conduit STL 5IN: E10 | Conduit | 9.271% | 90.73% | Allocated on 367 specific weights
366E11 | 366 | E11 | Conduit STL 6IN: E11 | Conduit | 9.271% | 90.73% | Allocated on 367 specific weights
366E19 | 366 | E19 | Conduit STL 18IN: E19 | Conduit | 9.271% | 90.73% | Allocated on 367 specific weights
366E21 | 366 | E21 | Conduit FIB 3IN: E21 | Conduit | 9.271% | 90.73% | Allocated on 367 specific weights
366E22 | 366 | E22 | Conduit FIB 3 1/2IN: E22 | Conduit | 9.271% | 90.73% | Allocated on 367 specific weights
366E23 | 366 | E23 | Conduit FIB 4IN: E23 | Conduit | 9.271% | 90.73% | Allocated on 367 specific weights
366E24 | 366 | E24 | Conduit FIB 6IN: E24 | Conduit | 9.271% | 90.73% | Allocated on 367 specific weights
366E30 | 366 | E30 | Conduit PVC 1IN: E30 | Conduit | 9.271% | 90.73% | Allocated on 367 specific weights
366E31 | 366 | E31 | Conduit PVC 1 1/4IN: E31 | Conduit | 9.271% | 90.73% | Allocated on 367 specific weights
366E32 | 366 | E32 | Conduit PVC 1 1/2IN: E32 | Conduit | 9.271% | 90.73% | Allocated on 367 specific weights
366E33 | 366 | E33 | Conduit PVC 2IN: E33 | Conduit | 9.271% | 90.73% | Allocated on 367 specific weights
366E34 | 366 | E34 | Conduit PVC 3IN: E34 | Conduit | 9.271% | 90.73% | Allocated on 367 specific weights
366E35 | 366 | E35 | Conduit PVC 4IN: E35 | Conduit | 9.271% | 90.73% | Allocated on 367 specific weights
366E36 | 366 | E36 | Conduit PVC 5IN: E36 | Conduit | 9.271% | 90.73% | Allocated on 367 specific weights
366E37 | 366 | E37 | Conduit PVC 6IN: E37 | Conduit | 9.271% | 90.73% | Allocated on 367 specific weights
366E38 | 366 | E38 | Conduit PVC 6IN: E38 | Conduit | 9.271% | 90.73% | Allocated on 367 specific weights
366E59 | 366 | E59 | Conduit AL 1 INCH: E59 | Conduit | 9.271% | 90.73% | Allocated on 367 specific weights
366E60 | 366 | E60 | Conduit AL 1 1/4 INC: E60 | Conduit | 9.271% | 90.73% | Allocated on 367 specific weights
366E62 | 366 | E62 | Conduit AL 2IN: E62 | Conduit | 9.271% | 90.73% | Allocated on 367 specific weights
366E65 | 366 | E65 | Conduit AL 4IN: E65 | Conduit | 9.271% | 90.73% | Allocated on 367 specific weights
366E67 | 366 | E67 | Conduit AL 6IN: E67 | Conduit | 9.271% | 90.73% | Allocated on 367 specific weights
366E74 | 366 | E74 | Conduit CLAY 4IN: E74 | Conduit | 9.271% | 90.73% | Allocated on 367 specific weights
366E90 | 366 | E90 | Conduit Bridge: E90 | Conduit Bridge | 0% | 100%
366E78 | 366 | E78 | PULL/SW Gear Box Precast CONC.: E78 | Pull Box | 0% | 100%
366E79 | 366 | E79 | Handhole Precast Concrete: E79 | Handholes | 0% | 100%
366E80 | 366 | E80 | Manhole Frame & COVR: E80 | Manholes | 0% | 100%
366E81 | 366 | E81 | Manhole Precast Concrete A: E81 | Manholes | 0% | 100%
366E82 | 366 | E82 | Manhole Precast Concrete S: E82 | Manholes | 0% | 100%
366E83 | 366 | E83 | Manhole Precast Concrete T: E83 | Manholes | 0% | 100%
366E88 | 366 | E88 | Vaults CY: E88 | Vaults | 100% | 0%
366E89 | 366 | E89 | DURO Vault: E89 | Vaults | 100% | 0%
366d: | 366 | d: | Non-unitized: | N/A | 0% | 0% | Not allocated
367B08 | 367 | B08 | METAL CLAD SW GEAR 15KV: B08 | Switches | 0% | 100%
367B14 | 367 | B14 | SW AIR 15KV SPST: B14 | Switches | 0% | 100%
367B25 | 367 | B25 | SW MATERIALS TRANS: B25 | Switches | 0% | 100%
367B31 | 367 | B31 | Wire CU 2 1/C: B31 | Conductors | 100% | 0%
367B40 | 367 | B40 | Wire CU 500M 1/C: B40 | Conductors | 100% | 0%
367B43 | 367 | B43 | Wire CU 1000 M 1/C: B43 | Conductors | 100% | 0%
367B52 | 367 | B52 | Wire ACSR 336M 1/C: B52 | Conductors | 0% | 100%
367d: | 367 | d: | Non-unitized: | N/A | 0% | 0% | Not allocated
367D50 | 367 | D50 | Cable 8 1/C DB: D50 | Street Lighting | 0% | 0% | Direct Assigned
367D51 | 367 | D51 | Cable 6 1/C DB: D51 | Street Lighting | 0% | 0% | Direct Assigned
367D52 | 367 | D52 | Cable 4 1/C DB: D52 | Street Lighting | 0% | 0% | Direct Assigned
367D53 | 367 | D53 | Cable 6 3C CU UND ST LGHT: D53 | Street Lighting | 0% | 0% | Direct Assigned
367F01 | 367 | F01 | Cable CU 2 1/C: F01 | Conductors | 9.271% | 90.73% | Allocated based on F38-F42,F45,F46,F48,F49 and F57
367F02 | 367 | F02 | Cable CU 2 1C DB: F02 | Conductors | 9.271% | 90.73% | Allocated based on F38-F42,F45,F46,F48,F49 and F57
367F03 | 367 | F03 | Cable CU 2 2C 4 1C: F03 | Conductors | 9.271% | 90.73% | Allocated based on F38-F42,F45,F46,F48,F49 and F57
367F04 | 367 | F04 | Cable CU 2 2C 4 1C DB: F04 | Conductors | 9.271% | 90.73% | Allocated based on F38-F42,F45,F46,F48,F49 and F57
367F05 | 367 | F05 | Cable CU 2 3C: F05 | Conductors | 9.271% | 90.73% | Allocated based on F38-F42,F45,F46,F48,F49 and F57
367F06 | 367 | F06 | Cable CU 2 4C: F06 | Conductors | 9.271% | 90.73% | Allocated based on F38-F42,F45,F46,F48,F49 and F57
367F08 | 367 | F08 | Cable CU 2/0 1C: F08 | Conductors | 9.271% | 90.73% | Allocated based on F38-F42,F45,F46,F48,F49 and F57
367F09 | 367 | F09 | Cable CU 2/0 3/C: F09 | Conductors | 9.271% | 90.73% | Allocated based on F38-F42,F45,F46,F48,F49 and F57
367F10 | 367 | F10 | Cable CU 2/0 3C DB: F10 | Conductors | 9.271% | 90.73% | Allocated based on F38-F42,F45,F46,F48,F49 and F57
367F11 | 367 | F11 | Cable CU 2/0 2C 2 1C DB: F11 | Conductors | 9.271% | 90.73% | Allocated based on F38-F42,F45,F46,F48,F49 and F57
367F12 | 367 | F12 | Cable CU 4/0Z1/C: F12 | Conductors | 9.271% | 90.73% | Allocated based on F38-F42,F45,F46,F48,F49 and F57
367F13 | 367 | F13 | Cable CU 4/0 3C: F13 | Conductors | 9.271% | 90.73% | Allocated based on F38-F42,F45,F46,F48,F49 and F57
367F14 | 367 | F14 | Cable CU 4/0 4C: F14 | Conductors | 9.271% | 90.73% | Allocated based on F38-F42,F45,F46,F48,F49 and F57
367F15 | 367 | F15 | Cable CU 250M 1C: F15 | Conductors | 9.271% | 90.73% | Allocated based on F38-F42,F45,F46,F48,F49 and F57
367F17 | 367 | F17 | Cable CU 350M 3C: F17 | Conductors | 9.271% | 90.73% | Allocated based on F38-F42,F45,F46,F48,F49 and F57
367F18 | 367 | F18 | Cable CU 350M 3C DB: F18 | Conductors | 9.271% | 90.73% | Allocated based on F38-F42,F45,F46,F48,F49 and F57
367F19 | 367 | F19 | Cable CU 500M 1C: F19 | Conductors | 9.271% | 90.73% | Allocated based on F38-F42,F45,F46,F48,F49 and F57
367F20 | 367 | F20 | Cable CU 500M 3C: F20 | Conductors | 9.271% | 90.73% | Allocated based on F38-F42,F45,F46,F48,F49 and F57
367F21 | 367 | F21 | Cable CU 500M 3C DB: F21 | Conductors | 9.271% | 90.73% | Allocated based on F38-F42,F45,F46,F48,F49 and F57
367F23 | 367 | F23 | Cable CU 500M 4C: F23 | Conductors | 9.271% | 90.73% | Allocated based on F38-F42,F45,F46,F48,F49 and F57
367F24 | 367 | F24 | Cable CU 750M 3C: F24 | Conductors | 9.271% | 90.73% | Allocated based on F38-F42,F45,F46,F48,F49 and F57
367F25 | 367 | F25 | Cable CU 750M 3C 4/0 1C: F25 | Conductors | 9.271% | 90.73% | Allocated based on F38-F42,F45,F46,F48,F49 and F57
367F26 | 367 | F26 | Cable CU 1000M 1C: F26 | Conductors | 9.271% | 90.73% | Allocated based on F38-F42,F45,F46,F48,F49 and F57
367F38 | 367 | F38 | Cable AL 2/0 1/C: F38 | Conductors | 100% | 0%
367F39 | 367 | F39 | Cable AL 1/0 1/C: F39 | Conductors | 0% | 100%
367F40 | 367 | F40 | Cable AL 1/0 1C DB: F40 | Conductors | 0% | 100%
367F41 | 367 | F41 | Cable AL 1/0 3C: F41 | Conductors | 0% | 100%
367F42 | 367 | F42 | Cable AL 1/0 3C DB: F42 | Conductors | 0% | 100%
367F43 | 367 | F43 | Cable AL 4/0 1C: F43 | Conductors | 9.271% | 90.73% | Allocated based on F38-F42,F45,F46,F48,F49 and F57
367F44 | 367 | F44 | Cable AL 4/0 3C: F44 | Conductors | 9.271% | 90.73% | Allocated based on F38-F42,F45,F46,F48,F49 and F57
367F45 | 367 | F45 | Cable AL 500 1C: F45 | Conductors | 100% | 0%
367F46 | 367 | F46 | Cable AL 500M 3/C: F46 | Conductors | 100% | 0%
367F47 | 367 | F47 | Cable AL 750MCM 1/C: F47 | Conductors | 9.271% | 90.73% | Allocated based on F38-F42,F45,F46,F48,F49 and F57
367F48 | 367 | F48 | Cable AL 1000M 3C: F48 | Conductors | 0% | 100%
367F50 | 367 | F50 | Cable AL 4/0 2/C 2/0 1/C: F50 | Conductors | 100% | 0%
367F51 | 367 | F51 | Cable AL 4/0 1/C-2/0 1/C: F51 | Conductors | 100% | 0%
367F54 | 367 | F54 | Cable AL 300M2/C-4/0 2/C: F54 | Conductors | 9.271% | 90.73% | Allocated based on F38-F42,F45,F46,F48,F49 and F57
367F57 | 367 | F57 | v AL 500M2/C-300M1/C: F57 | Conductors | 100% | 0%
367F60 | 367 | F60 | Supervisory EQUIP: F60 | Switches | 0% | 100%
367F68 | 367 | F68 | ENCL SWGEAR 3PH 15KV 200A: F68 | Switches | 0% | 100%
367F69 | 367 | F69 | ENCL SWGEAR 3PH 15KV 600A: F69 | Switches | 0% | 100%
367F70 | 367 | F70 | ENCLOSED SWITCHGEAR: F70 | Switches | 0% | 100%
367F71 | 367 | F71 | ENCL SWGEAR AUTO TRANSFORMER: F71 | Switches | 0% | 100%
367F81 | 367 | F81 | Pothead 1/C: F81 | Potheads | 0% | 100%
367F83 | 367 | F83 | Pothead 3/C: F83 | Potheads | 0% | 100%
367F87 | 367 | F87 | Spreaderhead 3C: F87 | Potheads | 0% | 100%
367F89 | 367 | F89 | Modules - Cable Transition 15K: F89 | Potheads | 0% | 100%
367I41 | 367 | I41 | SW AIR 15KV SPST: I41 | N/A | 0% | 0% | Not allocated
367I89 | 367 | I89 | Control Cable: I89 | N/A | 0% | 0% | Not allocated
368B14 | 368 | B14 | SW AIR 15KV SPST: B14 | Switches | 0% | 100%
368C01 | 368 | C01 | Arrester 3KV: C01 | Lightning Arresters | 39.69% | 60.31% | Unique Allocation Required
368C02 | 368 | C02 | Arrester 6KV: C02 | Lightning Arresters | 39.69% | 60.31% | Unique Allocation Required
368C03 | 368 | C03 | Arrester 10KV: C03 | Lightning Arresters | 39.69% | 60.31% | Unique Allocation Required
368C04 | 368 | C04 | Arrester 15V: C04 | Lightning Arresters | 39.69% | 60.31% | Unique Allocation Required
368C11 | 368 | C11 | Cutouts 50A 5KV: C11 | Cutouts | 56.46% | 43.54% | Unique Allocation Required
368C12 | 368 | C12 | Cutouts 100A 5KV: C12 | Cutouts | 56.46% | 43.54% | Unique Allocation Required
368C14 | 368 | C14 | Cutouts 100A 15KV: C14 | Cutouts | 56.46% | 43.54% | Unique Allocation Required
368C15 | 368 | C15 | Cutouts 200A 15KV: C15 | Cutouts | 56.46% | 43.54% | Unique Allocation Required
368C24 | 368 | C24 | CO & AR COMB 100A 15KV: C24 | Combined C/O Arr | 100% | 0%
368C26 | 368 | C26 | Capacitor 2KVAR: C26 | Capacitors (3-Phase Banks) | 0% | 100%
368C27 | 368 | C27 | Capacitor 3KVAR: C27 | Capacitors (3-Phase Banks) | 0% | 100%
368C28 | 368 | C28 | Capacitor 5KVAR: C28 | Capacitors (3-Phase Banks) | 0% | 100%
368C29 | 368 | C29 | Capacitor 7KVAR: C29 | Capacitors (3-Phase Banks) | 0% | 100%
368C30 | 368 | C30 | Capacitor 15KVAR: C30 | Capacitors (3-Phase Banks) | 0% | 100%
368C31 | 368 | C31 | Capacitor 25KAR: C31 | Capacitors (3-Phase Banks) | 0% | 100%
368C32 | 368 | C32 | Capacitor 50KVAR: C32 | Capacitors (3-Phase Banks) | 0% | 100%
368C33 | 368 | C33 | Capacitor 100KVAR: C33 | Capacitors (3-Phase Banks) | 0% | 100%
368C35 | 368 | C35 | Capacitor 200KVAR: C35 | Capacitors (3-Phase Banks) | 0% | 100%
368C37 | 368 | C37 | CAP BANK-PAD MOUNTED F/URD: C37 | Capacitors (Padmount) | 0% | 100%
368C40 | 368 | C40 | SW OIL/VAC 1PH CAPACITOR: C40 | Cap Bank Switches | 0% | 100%
368C41 | 368 | C41 | Capacitor Time Clock SW: C41 | Cap Bank Switches | 0% | 100%
368C56 | 368 | C56 | Regulator 1 1/4KV: C56 | Voltage Regulators | 0% | 100%
368C57 | 368 | C57 | Regulator 2KV: C57 | Voltage Regulators | 0% | 100%
368C60 | 368 | C60 | Regulator 25KV: C60 | Voltage Regulators | 0% | 100%
368C62 | 368 | C62 | Regulator 50KV: C62 | Voltage Regulators | 0% | 100%
368C63 | 368 | C63 | Regulator 76KV: C63 | Voltage Regulators | 0% | 100%
368C67 | 368 | C67 | Regulator 167KVA: C67 | Voltage Regulators | 0% | 100%
368C75 | 368 | C75 | Sub-Arrester -48KV: C75 | Sub Arresters | 0% | 100%
368C81 | 368 | C81 | Transclosure Low: C81 | Transclosures | 100% | 0%
368C82 | 368 | C82 | Transclosure Single: C82 | Transclosures | 100% | 0%
368C83 | 368 | C83 | Transclosure Double: C83 | Transclosures | 100% | 0%
368C84 | 368 | C84 | Transclosure Triple: C84 | Transclosures | 100% | 0%
368d: | 368 | d: | Non-unitized: | N/A | 0% | 0% | Not allocated
368E33 | 368 | E33 | Conduit PVC 2IN: E33 | Conduit | 9.271% | 90.73% | Allocated on 367 specific weights
368G01 | 368 | G01 | TRANSF LINE 1 KVA: G01 | OH Transformers | 100% | 0%
368G03 | 368 | G03 | TRANSF LINE 5KVA: G03 | OH Transformers | 100% | 0%
368G04 | 368 | G04 | TRANSF LINE 7.5KVA: G04 | OH Transformers | 100% | 0%
368G05 | 368 | G05 | TRANSF LINE 10KVA: G05 | OH Transformers | 100% | 0%
368G06 | 368 | G06 | TRANSF LINE 15 KVA: G06 | OH Transformers | 100% | 0%
368G09 | 368 | G09 | TRANSF LINE 25KVA: G09 | OH Transformers | 100% | 0%
368G12 | 368 | G12 | TRANSF LINE 37KVA: G12 | OH Transformers | 100% | 0%
368G13 | 368 | G13 | TRANSF LINE 50KVA: G13 | OH Transformers | 100% | 0%
368G18 | 368 | G18 | TRANSF LINE 75KVA: G18 | OH Transformers | 100% | 0%
368G20 | 368 | G20 | TRANSF LINE 100KVA: G20 | OH Transformers | 100% | 0%
368G22 | 368 | G22 | TRANSF LINE 150KVA: G22 | OH Transformers | 100% | 0%
368G24 | 368 | G24 | TRANSF LINE 167KVA: G24 | OH Transformers | 100% | 0%
368G25 | 368 | G25 | TRANSF LINE 176KVA: G25 | OH Transformers | 100% | 0%
368G26 | 368 | G26 | TRANSF LINE 200KVA: G26 | OH Transformers | 100% | 0%
368G27 | 368 | G27 | TRANSF LINE 225KVA: G27 | OH Transformers | 100% | 0%
368G28 | 368 | G28 | TRANSF LINE 250KVA: G28 | OH Transformers | 100% | 0%
368G29 | 368 | G29 | TRANSF LINE 300KVA: G29 | OH Transformers | 100% | 0%
368G30 | 368 | G30 | TRANSF LINE 332KVA: G30 | OH Transformers | 100% | 0%
368G31 | 368 | G31 | TRANSF LINE 333KVA: G31 | OH Transformers | 100% | 0%
368G33 | 368 | G33 | TRANSF LINE 500KVA: G33 | OH Transformers | 100% | 0%
368G34 | 368 | G34 | TRANSF LINE 750KVA: G34 | OH Transformers | 100% | 0%
368G37 | 368 | G37 | TRANSF LINE 1000 KVA: G37 | OH Transformers | 100% | 0%
368G38 | 368 | G38 | TRANSF LINE 1500KVA: G38 | OH Transformers | 100% | 0%
368G39 | 368 | G39 | TRANSF LINE 2000KVA: G39 | OH Transformers | 100% | 0%
368G41 | 368 | G41 | TRANSF LINE 667KVA: G41 | OH Transformers | 100% | 0%
368G51 | 368 | G51 | TRANSF NETWK 500KVA: G51 | Network Transformers | 100% | 0%
368G52 | 368 | G52 | TRANSF NETWK 750KVA: G52 | Network Transformers | 100% | 0%
368G53 | 368 | G53 | TRANSF NETWK 1000KVA: G53 | Network Transformers | 100% | 0%
368G54 | 368 | G54 | TRANSF NETWK 1500 KVA: G54 | Network Transformers | 100% | 0%
368G55 | 368 | G55 | TRANSF NETWK 2000KVA: G55 | Network Transformers | 100% | 0%
368G56 | 368 | G56 | TRANSF NETWK 2500KVA: G56 | Network Transformers | 100% | 0%
368G66 | 368 | G66 | NETWK PROT 1200A: G66 | Network Protectors | 100% | 0%
368G67 | 368 | G67 | NETWK PROT 1600A: G67 | Network Protectors | 100% | 0%
368G69 | 368 | G69 | NETWK PROT 1875A: G69 | Network Protectors | 100% | 0%
368G71 | 368 | G71 | NETWK PROT 2500A: G71 | Network Protectors | 100% | 0%
368G72 | 368 | G72 | NETWK PROT 3000A: G72 | Network Protectors | 100% | 0%
368G73 | 368 | G73 | NETWK PROT 3500A: G73 | Network Protectors | 100% | 0%
368G80 | 368 | G80 | TRANSF UNDG 833KVA: G80 | UG Transformers | 100% | 0%
368G81 | 368 | G81 | TRANSF URD 25KVA: G81 | UG Transformers | 100% | 0%
368G82 | 368 | G82 | TRANSF URD 37.5KVA: G82 | UG Transformers | 100% | 0%
368G83 | 368 | G83 | TRANSF URD 50KVA: G83 | UG Transformers | 100% | 0%
368G84 | 368 | G84 | TRANSF URD 75KVA: G84 | UG Transformers | 100% | 0%
368G85 | 368 | G85 | TRANSF URD 100KVA: G85 | UG Transformers | 100% | 0%
368G86 | 368 | G86 | TRANSF URD 112KVA: G86 | UG Transformers | 100% | 0%
368G87 | 368 | G87 | TRANSF URD 150KVA: G87 | UG Transformers | 100% | 0%
368G88 | 368 | G88 | TRANSF UND 167KVA: G88 | UG Transformers | 100% | 0%
368G90 | 368 | G90 | TRANSF URD 225KVA: G90 | UG Transformers | 100% | 0%
368G91 | 368 | G91 | TRANSF UND 250KVA: G91 | UG Transformers | 100% | 0%
368G92 | 368 | G92 | TRANSF UND 300KVA: G92 | UG Transformers | 100% | 0%
368G93 | 368 | G93 | TRANSF UND 500KVA: G93 | UG Transformers | 100% | 0%
368G94 | 368 | G94 | TRANSF UND 750KVA: G94 | UG Transformers | 100% | 0%
368G95 | 368 | G95 | TRANSF UND 1000KVA: G95 | UG Transformers | 100% | 0%
368G96 | 368 | G96 | TRSNSF UND 1500KVA: G96 | UG Transformers | 100% | 0%
368G97 | 368 | G97 | TRANSF UND 2000KVA: G97 | UG Transformers | 100% | 0%
368G98 | 368 | G98 | TRANSF UND 2500KVA: G98 | UG Transformers | 100% | 0%
368I51 | 368 | I51 | Relay & Control Equip: I51 | N/A | 0% | 0% | Not allocated
368J11 | 368 | J11 | CURR TRANSF PRI: J11 | N/A | 0% | 0% | Not allocated
Tab is intended to remain as a continuing record of how FERCs and PAC combos are allocated, with notes in the cases where calculations are involved. Note that cutouts and arresters also have manual inputs.

## Pole - TSN Prices
Pole Owner | Class | Height | Material | Light Billing Y/N | Pole Use | TECO Stock Number | Price | Level | Count | Sum of Count |  |  |  | Level |  |  | TAG | HEIGHT | CLASS | COUNT | TSN | COST | Codes | Codes |  | TSN | Price | Pole Use | LEVEL
TECO | - | - | - | N | DIST-SEC | - | 0 | PRIMARY | 1 | Material | Height | Class | Price | SECONDARY | PRIMARY | Grand Total | WOOD252 | 25 | 2 | 1 | - |  | - | - | 1 | 2002836 | 807.52 | DIST-SEC | PRIMARY
TECO | - | - | WOOD | N | DIST-SEC | - | 0 | PRIMARY | 5 | CONCRETE | 30 | 1 | 1062.32 | 4 | 1 | 5 | WOOD254 | 25 | 4 | 6 | - |  | - |  | 0 | 2002847 | 1112.98 | DISTRIBUTION ONLY | PRIMARY
TECO | - | 16 | ALUMINUM | N | DIST-SEC | 2005687 | 0 | PRIMARY | 1 | CONCRETE | 40 | 3 | 1543.75 | 3 | 379 | 382 | WOOD255 | 25 | 5 | 6 | - |  | - | 2002836 | 7 | 2002834 | 1433.09 | DIST_SEC | PRIMARY
TECO | - | 30 | CONCRETE | N | DIST-SEC | - | 0 | PRIMARY | 1 | CONCRETE | 40 | 4 | 1543.75 | 2 | 45 | 47 | WOOD256 | 25 | 6 | 105 | - |  | - | 2002823 | 7 | 2002835 | 1478.66 | LIGHTING | N/A
TECO | - | 30 | OTHER | N | DIST-SEC | - | 0 | PRIMARY | 1 | CONCRETE | 40 | H1 | 3268.88 | 1 | 158 | 159 | [7 empty] | 2002836807.52 | 13 | 2002859 | 1478.66 | PRIMARY | PRIMARY
TECO | - | 35 | CONCRETE | N | DIST-SEC | - | 0 | PRIMARY | 80 | CONCRETE | 40 | H4 | 3242.18 |  | 3 | 3 | WOOD301 | 30 | 1 | 4 | - |  | - | 2002830 | 7 | 2131275 | 1665.53 | SECONDARY ONLY | SECONDARY
TECO | - | 35 | STEEL | N | DIST-SEC | - | 0 | PRIMARY | 3 | CONCRETE | 45 | 2 | 1344.79 |  | 1 | 1 | WOOD302 | 30 | 2 | 11 | 2002836 |  | 2002836 | 2002857 | 7 | 2002871 | 3794.25 | SPP | N/A
TECO | - | 40 | CONCRETE | N | DIST-SEC | - | 0 | PRIMARY | 268 | CONCRETE | 45 | H1 | 1344.79 |  | 1 | 1 | WOOD303 | 30 | 3 | 15 | 2002836 |  | 2002836 | 2002821 | 7 | 2002838 | 1062.32 | STUB | N/A
TECO | - | 40 | CONCRETE | Y | DIST-SEC | - | 0 | PRIMARY | 4 | CONCRETE | 45 | H1 | 3268.88 |  | 2 | 2 | WOOD304 | 30 | 4 | 723 | 2002823 |  | 2002823 | 20028471112.98 | 14 | 2002849 | 1543.75 | TELECOM ONLY | N/A
TECO | - | 40 | STEEL | N | DIST-SEC | - | 0 | PRIMARY | 1 | CONCRETE | 45 | H3 | 4018.36 |  | 9 | 9 | WOOD305 | 30 | 5 | 452 | 2002836 | 807.52 | 2002836807.52 | 2002828 | 7 | 2131246 | 3268.88 | TRANS-DIST | N/A
TECO | - | 40 | WOOD | N | DIST-SEC | - | 0 | PRIMARY | 1 | CONCRETE | 50 | 1 | 1918.8 | 2 | 19 | 21 | WOOD306 | 30 | 6 | 32820 | 2002830 |  | 2002830 | 2002826 | 7 | 2131440 | 3242.18 | TRANS-DIST_SEC | N/A
TECO | - | 40 |  | N | DIST-SEC | - | 0 | PRIMARY | 1 | CONCRETE | 50 | 3 | 1918.8 |  | 20 | 20 | [7 empty] | 20028341433.09 | 14 | 2002858 | 1344.79 |  | N/A
TECO | - | 45 | CONCRETE | N | DIST-SEC | - | 0 | PRIMARY | 1271 | CONCRETE | 50 | 4 | 1918.8 |  | 2 | 2 | WOOD351 | 35 | 1 | 8 | - |  | - | 20028351478.66 | 14 | 2132811 | 4018.36
TECO | - | 45 | CONCRETE | Y | DIST-SEC | - | 0 | PRIMARY | 14 | CONCRETE | 50 | - | 1918.8 |  | 28 | 28 | WOOD352 | 35 | 2 | 49 | 2002857 |  | 2002857 | 20028591478.66 | 14 | 2002869 | 1918.8
TECO | - | 45 | CONCRETE |  | DIST-SEC | - | 0 | PRIMARY | 3 | CONCRETE | 50 | H1 | 9288.26 |  | 134 | 134 | WOOD353 | 35 | 3 | 47 | - |  | - | 2131214 | 7 | 2131698 | 9288.26
TECO | - | 50 | CONCRETE | N | DIST-SEC | - | 0 | PRIMARY | 16 | CONCRETE | 55 | 1 | 1638.74 |  | 1 | 1 | WOOD354 | 35 | 4 | 25438 | 2002823 |  | 2002823 | 2002863 | 7 | 2003117 | 1638.74
TECO | - | 50 | CONCRETE | N | DIST-SEC | 2002869 | 1918.8 | PRIMARY | 6 | CONCRETE | 55 | H1 | 9928.64 |  | 10 | 10 | WOOD355 | 35 | 5 | 332 | - |  | - | 21312751665.53 | 14 | 2131711 | 9928.64
TECO | - | 50 | CONCRETE | N | DIST-SEC | 2002877 | 0 | PRIMARY | 1 | CONCRETE | 55 | H4 | 9211.45 |  | 2 | 2 | WOOD356 | 35 | 6 | 8947 | 2002821 |  | 2002821 | 2002866 | 7 | 2131610 | 9211.45
TECO | - | 50 | WOOD | N | DIST-SEC | - | 0 | PRIMARY | 1 | CONCRETE | 60 | H1 | 9869.15 |  | 5 | 5 | [7 empty] | 20028713794.25 | 14 | 2131712 | 9869.15
TECO | - | 55 | CONCRETE | N | DIST-SEC | - | 0 | PRIMARY | 1 | FIBERGLASS | 45 | H2 | 3578.4 |  | 3 | 3 | WOOD401 | 40 | 1 | 54 | 2002847 | 1112.98 | 20028471112.98 | 2002881 | 7 | 2002819 | 3578.4
TECO | - | 55 | CONCRETE | N | DIST-SEC | 2002855 | 0 | PRIMARY | 1 | FIBERGLASS | 50 | H6 | 4587.24 |  | 11 | 11 | WOOD402 | 40 | 2 | 19227 | 2002828 |  | 2002828 | 20028381062.32 | 14 | 2002820 | 4587.24
TECO | - | 55 | CONCRETE | N | DIST-SEC | 2002856 | 0 | PRIMARY | 2 | IRON | 40 | 1 | 3268.88 |  | 1 | 1 | WOOD403 | 40 | 3 | 89 | 2002847 | 1112.98 | 20028471112.98 | 2002844 | 7 | 2112349 | 3974.89
TECO | - | 55 | CONCRETE | N | DIST-SEC | 2002872 | 0 | PRIMARY | 1 | IRON | 45 | 1 | 3974.89 | 1 | 910 | 911 | WOOD404 | 40 | 4 | 88123 | 2002826 |  | 2002826 | 2002846 | 7 | 2132798 | 4456.61
TECO | - | 55 | CONCRETE | N | DIST-SEC | 2002874 | 0 | PRIMARY | 1 | IRON | 45 | H1 | 4456.61 | 5 | 115 | 120 | WOOD405 | 40 | 5 | 476 | 2002847 | 1112.98 | 20028471112.98 | 2002839 | 7 | 2112348 | 4258.71
TECO | - | 55 | CONCRETE | N | DIST-SEC | 2002877 | 0 | PRIMARY | 3 | IRON | 50 | 1 | 4258.71 |  | 319 | 319 | WOOD406 | 40 | 6 | 73 | 2002847 | 1112.98 | 20028471112.98 | 2002851 | 7 | 2124959 | 4317.26
TECO | - | 55- | CONCRETE | N | DIST-SEC | 2002855 | 0 | PRIMARY | 1 | IRON | 50 | 1 | 9288.26 |  | 1 | 1 | WOOD40H2 | 40 | H2 | 1 | - |  | - | 20028491543.75 | 14 | 2132797 | 6012.03
TECO | - | 60 | CONCRETE | N | DIST-SEC | 2002874 | 0 | PRIMARY | 3 | IRON | 50 | H1 | 4317.26 | 1 | 59 | 60 | [7 empty] | 21312463268.88 | 14 | 2124960 | 21548.86
TECO | - | 65 | CONCRETE | N | DIST-SEC | 2002884 | 0 | PRIMARY | 1 | IRON | 50 | H3 | 6012.03 |  | 48 | 48 | WOOD451 | 45 | 1 | 4834 | 2002834 | 1433.09 | 20028341433.09 | 21314403242.18 | 14
TECO | - | 80 | CONCRETE | N | DIST-SEC | - | 0 | PRIMARY | 1 | IRON | 53 | 1 | 21548.86 |  | 28 | 28 | WOOD452 | 45 | 2 | 18303 | 2002826 |  | 2002826 | 20028581344.79 | 14
TECO | - | 85 | CONCRETE | N | DIST-SEC | - | 0 | PRIMARY | 5 | WOOD | 30 | 2 | 807.52 | 10 | 1 | 11 | WOOD453 | 45 | 3 | 7507 | 2002847 | 1112.98 | 20028471112.98 | 2002862 | 7
TECO | 0 | 35 | CONCRETE | N | DIST-SEC | - | 0 | PRIMARY | 5 | WOOD | 30 | 3 | 807.52 | 12 | 3 | 15 | WOOD454 | 45 | 4 | 27165 | 2002835 | 1478.66 | 20028351478.66 | (blank) | 7
TECO | 0 | 45 | CONCRETE | N | DIST-SEC | - | 0 | PRIMARY | 12 | WOOD | 30 | 4 | 807.52 | 396 | 80 | 476 | WOOD455 | 45 | 5 | 14 | 2002859 | 1478.66 | 20028591478.66 | 21328114018.36 | 14
TECO | 1 | 35 | CONCRETE | N | DIST-SEC | 2002845 | 0 | PRIMARY | 5 | WOOD | 30 | 4 | 1112.98 |  | 1 | 1 | WOOD456 | 45 | 6 | 7 | 2002859 | 1478.66 | 20028591478.66 | 20028691918.8 | 13
TECO | 1 | 35 | WOOD | N | DIST-SEC | - | 0 | PRIMARY | 3 | WOOD | 30 | 5 | 807.52 | 427 | 25 | 452 | WOOD45H1 | 45 | H1 | 548 | 2131214 |  | 2131214 | 21316989288.26 | 14
TECO | 1 | 40 | IRON | N | DIST-SEC | 2123490 | 0 | PRIMARY | 20 | WOOD | 30 | 6 | 807.52 | 30498 | 2279 | 32777 | [7 empty] | 20031171638.74 | 14
TECO | 1 | 40 | WOOD | N | DIST-SEC | 2002847 | 1112.98 | PRIMARY | 16 | WOOD | 35 | 4 | 807.52 | 1 |  | 1 | WOOD500 | 50 | 0 | 1 | - |  | - | 21317119928.64 | 14
TECO | 1 | 40 | WOOD | N | DIST-SEC | 2002863 | 0 | PRIMARY | 8 | WOOD | 35 | 4 | 1112.98 | 5 | 3 | 8 | WOOD501 | 50 | 1 | 6448 | 2002834 | 1433.09 | 20028341433.09 | 21316109211.45 | 14
TECO | 1 | 45 | IRON | N | DIST-SEC | 2112349 | 3974.89 | PRIMARY | 90 | WOOD | 35 | 6 | 1112.98 |  | 1 | 1 | WOOD502 | 50 | 2 | 417 | 2002863 |  | 2002863 | 21317129869.15 | 14
TECO | 1 | 45 | WOOD | N | DIST-SEC | - | 0 | PRIMARY | 13 | WOOD | 40 | 1 | 1112.98 |  | 35 | 35 | WOOD503 | 50 | 3 | 58 | 2002863 |  | 2002863 | 2002890 | 7
TECO | 1 | 45 | WOOD | N | DIST-SEC | 2002834 | 1433.09 | PRIMARY | 1602 | WOOD | 40 | 2 | 1112.98 | 16 | 165 | 181 | WOOD504 | 50 | 4 | 64 | 2002863 |  | 2002863 | 2127390 | 7
TECO | 1 | 45 | WOOD | N | DIST-SEC | 2002835 | 1478.66 | PRIMARY | 142 | WOOD | 40 | 2 | 1344.79 | 1 | 12 | 13 | WOOD505 | 50 | 5 | 2 | - |  | - | 2002824 | 7
TECO | 1 | 45 | WOOD | N | DIST-SEC | 2002860 | 0 | PRIMARY | 1 | WOOD | 40 | 3 | 1112.98 | 8 | 72 | 80 | WOOD50H1 | 50 | H1 | 153 | 2131275 | 1665.53 | 21312751665.53 | 2002829 | 7
TECO | 1 | 45 | WOOD | N | DIST-SEC | 2002866 | 0 | PRIMARY | 4 | WOOD | 40 | 4 | 807.52 | 1 |  | 1 | [7 empty] | 20028193578.4 | 13
TECO | 1 | 45 | WOOD |  | DIST-SEC | 2002834 | 1433.09 | PRIMARY | 2 | WOOD | 40 | 4 | 1112.98 | 2323 | 85334 | 87657 | WOOD551 | 55 | 1 | 1135 | 2002866 |  | 2002866 | 20028204587.24 | 14
TECO | 1 | 45 |  | N | DIST-SEC | - | 0 | PRIMARY | 1 | WOOD | 40 | 5 | 1112.98 | 30 | 445 | 475 | WOOD552 | 55 | 2 | 60 | 2002866 |  | 2002866 | 21123493974.89 | 14
TECO | 1 | 45 |  | N | DIST-SEC | 2002834 | 1433.09 | PRIMARY | 8 | WOOD | 40 | 6 | 1112.98 | 25 | 48 | 73 | WOOD553 | 55 | 3 | 11 | 2002866 |  | 2002866 | 21327984456.61 | 14
TECO | 1 | 45 |  | N | DIST-SEC | 2002835 | 1478.66 | PRIMARY | 1 | WOOD | 45 | 1 | 1344.79 |  | 1 | 1 | WOOD554 | 55 | 4 | 13 | 2002866 |  | 2002866 | 21123484258.71 | 14
TECO | 1 | 50 | - | N | DIST-SEC | 2002863 | 0 | PRIMARY | 3 | WOOD | 45 | 1 | 1433.09 | 45 | 4525 | 4570 | [7 empty] | 21249594317.26 | 14
TECO | 1 | 50 | ALUMINIUM | N | DIST-SEC | - | 0 | PRIMARY | 1 | WOOD | 45 | 1 | 1478.66 | 1 | 263 | 264 | WOOD601 | 60 | 1 | 160 | 2002871 | 3794.25 | 20028713794.25 | 21327976012.03 | 14
TECO | 1 | 50 | CONCRETE | N | DIST-SEC | 2002869 | 1918.8 | PRIMARY | 4 | WOOD | 45 | 1 | 1638.74 |  | 2 | 2 | WOOD602 | 60 | 2 | 43 | - |  | - | 212496021548.86 | 15
TECO | 1 | 50 | IRON | N | DIST-SEC | 2112348 | 4258.71 | PRIMARY | 24 | WOOD | 45 | 2 | 1344.79 | 215 | 17977 | 18192 | WOOD603 | 60 | 3 | 1 | - |  | - | 2132810 | 7
TECO | 1 | 50 | WOOD | N | DIST-SEC | 2002835 | 1478.66 | PRIMARY | 302 | WOOD | 45 | 2 | 1478.66 |  | 1 | 1 | WOOD604 | 60 | 4 | 1 | - |  | -
TECO | 1 | 50 | WOOD | N | DIST-SEC | 2002859 | 1478.66 | PRIMARY | 1 | WOOD | 45 | 3 | 1112.98 |  | 1 | 1 | WOOD606 | 60 | 6 | 1 | - |  | -
TECO | 1 | 50 | WOOD | N | DIST-SEC | 2002863 | 0 | PRIMARY | 1656 | WOOD | 45 | 3 | 1478.66 |  | 1 | 1
TECO | 1 | 50 | WOOD | N | DIST-SEC | 2002866 | 0 | PRIMARY | 1 | WOOD | 45 | 4 | 1112.98 |  | 4 | 4 | WOOD651 | 65 | 1 | 50 | 2002881 |  | 2002881
TECO | 1 | 50 | WOOD | N | DIST-SEC | 2002871 | 3794.25 | PRIMARY | 4 | WOOD | 45 | 4 | 1344.79 |  | 1 | 1 | WOOD652 | 65 | 2 | 32 | - |  | -
TECO | 1 | 50 | WOOD | N | DIST-SEC | 2003117 | 1638.74 | PRIMARY | 17 | WOOD | 45 | 4 | 1478.66 | 247 | 26868 | 27115 | WOOD653 | 65 | 3 | 2 | - |  | -
TECO | 1 | 50 | WOOD | Y | DIST-SEC | 2002863 | 0 | PRIMARY | 3 | WOOD | 45 | 5 | 1478.66 |  | 14 | 14 | WOOD654 | 65 | 4 | 1 | - |  | -
TECO | 1 | 50 |  | N | DIST-SEC | 2002835 | 1478.66 | PRIMARY | 5 | WOOD | 45 | 6 | 1478.66 | 3 | 4 | 7
TECO | 1 | 50 |  | N | DIST-SEC | 2002863 | 0 | PRIMARY | 54 | WOOD | 45 | H1 | 4456.61 |  | 1 | 1 | WOOD701 | 70 | 1 | 27 | - |  | -
TECO | 1 | 50 |  | N | DIST-SEC | 2112348 | 4258.71 | PRIMARY | 1 | WOOD | 50 | 1 | 1433.09 |  | 1 | 1 | WOOD702 | 70 | 2 | 7 | - |  | -
TECO | 1 | 53 | IRON | N | DIST-SEC | 2124960 | 21548.86 | PRIMARY | 2 | WOOD | 50 | 1 | 1478.66 | 11 | 1272 | 1283
TECO | 1 | 55 | CONCRETE | N | DIST-SEC | 2003117 | 1638.74 | PRIMARY | 1 | WOOD | 50 | 1 | 1638.74 |  | 39 | 39 | WOOD751 | 75 | 1 | 17 | - |  | -
TECO | 1 | 55 | WOOD | N | DIST-SEC | 2002866 | 0 | PRIMARY | 263 | WOOD | 50 | 1 | 3794.25 |  | 13 | 13 | WOOD752 | 75 | 2 | 5 | - |  | -
TECO | 1 | 55 | WOOD | N | DIST-SEC | 2003117 | 1638.74 | PRIMARY | 48 | WOOD | 50 | H1 | 1665.53 | 1 | 154 | 155 | WOOD754 | 75 | 4 | 1 | - |  | -
TECO | 1 | 55 |  | N | DIST-SEC | 2002866 | 0 | PRIMARY | 6 | WOOD | 55 | 1 | 1638.74 | 1 | 221 | 222
TECO | 1 | 55 |  | N | DIST-SEC | 2003117 | 1638.74 | PRIMARY | 1 | WOOD | 60 | 1 | 3794.25 | 2 | 137 | 139 | WOOD852 | 85 | 2 | 1 | - |  | -
TECO | 1 | 55 |  |  | DIST-SEC | 2002866 | 0 | PRIMARY | 1 | Grand Total |  |  |  | 34298 | 142319 | 176617 | WOOD854 | 85 | 4 | 2 | - |  | -
TECO | 1 | 60 | WOOD | N | DIST-SEC | - | 0 | PRIMARY | 11
TECO | 1 | 60 | WOOD | N | DIST-SEC | 2002871 | 3794.25 | PRIMARY | 33 | [7 empty] | WOOD904 | 90 | 4 | 1 | - |  | -
TECO | 1 | 60 |  | N | DIST-SEC | 2002871 | 3794.25 | PRIMARY | 1 | [7 empty] | CONCRETE301 | 30 | 1 | 7 | 2002838 | 1062.32 | 20028381062.32
TECO | 1 | 65 | WOOD | N | DIST-SEC | - | 0 | PRIMARY | 13 | [7 empty] | CONCRETE304 | 30 | 4 | 1 | - |  | -
TECO | 1 | 70 | WOOD | N | DIST-SEC | - | 0 | PRIMARY | 8
TECO | 1 | 75 | WOOD | N | DIST-SEC | - | 0 | PRIMARY | 7 | [7 empty] | CONCRETE350 | 35 | 0 | 6 | - |  | -
TECO | 1 | 85 | CONCRETE | N | DIST-SEC | - | 0 | PRIMARY | 1 | [7 empty] | CONCRETE351 | 35 | 1 | 90 | 2002844 |  | 2002844
TECO | 2 | 35 | CONCRETE | N | DIST-SEC | - | 0 | PRIMARY | 1 | [7 empty] | CONCRETE352 | 35 | 2 | 24 | 2002846 |  | 2002846
TECO | 2 | 35 | CONCRETE | N | DIST-SEC | 2002846 | 0 | PRIMARY | 6 | [7 empty] | CONCRETE354 | 35 | 4 | 33 | 2002839 |  | 2002839
TECO | 2 | 35 | WOOD | N | DIST-SEC | - | 0 | PRIMARY | 7 | [7 empty] | CONCRETE356 | 35 | 6 | 3 | - |  | -
TECO | 2 | 35 | WOOD | N | DIST-SEC | 2002857 | 0 | PRIMARY | 4
TECO | 2 | 40 | WOOD | N | DIST-SEC | 2002828 | 0 | PRIMARY | 152 | [7 empty] | CONCRETE401 | 40 | 1 | 1 | 2002851 |  | 2002851
TECO | 2 | 40 | WOOD | N | DIST-SEC | 2002847 | 1112.98 | PRIMARY | 48 | [7 empty] | CONCRETE403 | 40 | 3 | 414 | 2002849 | 1543.75 | 20028491543.75
TECO | 2 | 40 | WOOD | N | DIST-SEC | 2002857 | 0 | PRIMARY | 7331 | [7 empty] | CONCRETE404 | 40 | 4 | 48 | 2002849 | 1543.75 | 20028491543.75
TECO | 2 | 40 | WOOD | N | DIST-SEC | 2002858 | 1344.79 | PRIMARY | 8 | [7 empty] | CONCRETE405 | 40 | 5 | 1 | - |  | -
TECO | 2 | 40 | WOOD | Y | DIST-SEC | 2002857 | 0 | PRIMARY | 5 | [7 empty] | CONCRETE40H1 | 40 | H1 | 154 | 2131246 | 3268.88 | 21312463268.88
TECO | 2 | 40 | WOOD |  | DIST-SEC | 2002857 | 0 | PRIMARY | 3 | [7 empty] | CONCRETE40H4 | 40 | H4 | 3 | 2131440 | 3242.18 | 21314403242.18
TECO | 2 | 40 |  | N | DIST-SEC | 2002828 | 0 | PRIMARY | 1
TECO | 2 | 40 |  | N | DIST-SEC | 2002857 | 0 | PRIMARY | 40 | [7 empty] | CONCRETE450 | 45 | 0 | 16 | - |  | -
TECO | 2 | 45 | - | N | DIST-SEC | 2002858 | 1344.79 | PRIMARY | 1 | [7 empty] | CONCRETE452 | 45 | 2 | 112 | 2002858 | 1344.79 | 20028581344.79
TECO | 2 | 45 | CONCRETE | N | DIST-SEC | 2002858 | 1344.79 | PRIMARY | 1 | [7 empty] | CONCRETE453 | 45 | 3 | 1795 | 2002862 |  | 2002862
TECO | 2 | 45 | CONCRETE | N | DIST-SEC | 2002895 | 0 | PRIMARY | 42 | [7 empty] | CONCRETE454 | 45 | 4 | 84 | (blank) |  | (blank)
TECO | 2 | 45 | WOOD | N | DIST-SEC | 2002826 | 0 | PRIMARY | 49 | [7 empty] | CONCRETE45H1 | 45 | H1 | 1608 | 2002858 | 1344.79 | 20028581344.79
TECO | 2 | 45 | WOOD | N | DIST-SEC | 2002827 | 0 | PRIMARY | 1 | [7 empty] | CONCRETE45H3 | 45 | H3 | 8 | 2132811 | 4018.36 | 21328114018.36
TECO | 2 | 45 | WOOD | N | DIST-SEC | 2002857 | 0 | PRIMARY | 1
TECO | 2 | 45 | WOOD | N | DIST-SEC | 2002858 | 1344.79 | PRIMARY | 5597 | [7 empty] | CONCRETE501 | 50 | 1 | 21 | 2002869 | 1918.8 | 20028691918.8
TECO | 2 | 45 | WOOD | N | DIST-SEC | 2002859 | 1478.66 | PRIMARY | 1 | [7 empty] | CONCRETE503 | 50 | 3 | 25 | 2002869 | 1918.8 | 20028691918.8
TECO | 2 | 45 | WOOD |  | DIST-SEC | 2002858 | 1344.79 | PRIMARY | 5 | [7 empty] | CONCRETE504 | 50 | 4 | 2 | 2002869 | 1918.8 | 20028691918.8
TECO | 2 | 45 |  | N | DIST-SEC | - | 0 | PRIMARY | 1 | [7 empty] | CONCRETE50H1 | 50 | H1 | 127 | 2131698 | 9288.26 | 21316989288.26
TECO | 2 | 45 |  | N | DIST-SEC | 2002858 | 1344.79 | PRIMARY | 100
TECO | 2 | 50 | - | N | DIST-SEC | 2002863 | 0 | PRIMARY | 1 | [7 empty] | CONCRETE551 | 55 | 1 | 3 | 2003117 | 1638.74 | 20031171638.74
TECO | 2 | 50 | WOOD | N | DIST-SEC | 2002863 | 0 | PRIMARY | 213 | [7 empty] | CONCRETE552 | 55 | 2 | 1 | - |  | -
TECO | 2 | 50 |  | N | DIST-SEC | 2002863 | 0 | PRIMARY | 5 | [7 empty] | CONCRETE553 | 55 | 3 | 1 | - |  | -
TECO | 2 | 55 | WOOD | N | DIST-SEC | 2002866 | 0 | PRIMARY | 27 | [7 empty] | CONCRETE554 | 55 | 4 | 1 | - |  | -
TECO | 2 | 60 | WOOD | N | DIST-SEC | - | 0 | PRIMARY | 26 | [7 empty] | CONCRETE55H1 | 55 | H1 | 10 | 2131711 | 9928.64 | 21317119928.64
TECO | 2 | 65 | WOOD | N | DIST-SEC | - | 0 | PRIMARY | 14 | [7 empty] | CONCRETE55H4 | 55 | H4 | 2 | 2131610 | 9211.45 | 21316109211.45
TECO | 2 | 70 | WOOD | N | DIST-SEC | - | 0 | PRIMARY | 5
TECO | 3 | 30 | WOOD | N | DIST-SEC | 2002836 | 807.52 | PRIMARY | 2 | [7 empty] | CONCRETE60H1 | 60 | H1 | 5 | 2131712 | 9869.15 | 21317129869.15
TECO | 3 | 35 | WOOD | N | DIST-SEC | - | 0 | PRIMARY | 12
TECO | 3 | 40 | CONCRETE | N | DIST-SEC | - | 0 | PRIMARY | 4 | [7 empty] | CONCRETE651 | 65 | 1 | 1 | - |  | -
TECO | 3 | 40 | CONCRETE | N | DIST-SEC | 2002849 | 1543.75 | PRIMARY | 126
TECO | 3 | 40 | WOOD | N | DIST-SEC | 2002847 | 1112.98 | PRIMARY | 37 | [7 empty] | CONCRETE701 | 70 | 1 | 3 | - |  | -
TECO | 3 | 40 | WOOD | N | DIST-SEC | 2002860 | 0 | PRIMARY | 3 | [7 empty] | CONCRETE702 | 70 | 2 | 1 | - |  | -
TECO | 3 | 40 |  | N | DIST-SEC | 2002847 | 1112.98 | PRIMARY | 1 | [7 empty] | CONCRETE70H1 | 70 | H1 | 5 | 2002890 |  | 2002890
TECO | 3 | 40 |  | N | DIST-SEC | 2002849 | 1543.75 | PRIMARY | 4
TECO | 3 | 45 | - | N | DIST-SEC | 2002860 | 0 | PRIMARY | 1 | [7 empty] | CONCRETE751 | 75 | 1 | 2 | - |  | -
TECO | 3 | 45 | CONCRETE | N | DIST-SEC | - | 0 | PRIMARY | 1
TECO | 3 | 45 | CONCRETE | N | DIST-SEC | 2002862 | 0 | PRIMARY | 291 | [7 empty] | CONCRETE801 | 80 | 1 | 1 | - |  | -
TECO | 3 | 45 | CONCRETE | N | DIST-SEC | 2113986 | 0 | PRIMARY | 200
TECO | 3 | 45 | CONCRETE | N | DIST-SEC |  | 0 | PRIMARY | 29 | [7 empty] | CONCRETE851 | 85 | 1 | 6 | - |  | -
TECO | 3 | 45 | CONCRETE | Y | DIST-SEC | 2002862 | 0 | PRIMARY | 3 | [7 empty] | CONCRETE853 | 85 | 3 | 3 | - |  | -
TECO | 3 | 45 | WOOD | N | DIST-SEC | 2002847 | 1112.98 | PRIMARY | 1 | [7 empty] | STEEL304 | 30 | 4 | 1 | - |  | -
TECO | 3 | 45 | WOOD | N | DIST-SEC | 2002860 | 0 | PRIMARY | 2568 | [7 empty] | STEEL306 | 30 | 6 | 3 | - |  | -
TECO | 3 | 45 | WOOD | N | DIST-SEC | 2002863 | 0 | PRIMARY | 1 | [7 empty] | STEEL356 | 35 | 6 | 3 | - |  | -
TECO | 3 | 45 | WOOD | Y | DIST-SEC | 2002860 | 0 | PRIMARY | 5 | [7 empty] | STEEL404 | 40 | 4 | 11 | - |  | -
TECO | 3 | 45 | WOOD |  | DIST-SEC | 2002860 | 0 | PRIMARY | 1 | [7 empty] | STEEL551 | 55 | 1 | 1 | 2127390 |  | 2127390
TECO | 3 | 45 |  | N | DIST-SEC | 2002860 | 0 | PRIMARY | 18 | [7 empty] | STEEL55H1 | 55 | H1 | 2 | - |  | -
TECO | 3 | 45 |  | N | DIST-SEC | 2002862 | 0 | PRIMARY | 19 | [7 empty] | STEEL701 | 70 | 1 | 2 | - |  | -
TECO | 3 | 45 |  | N | DIST-SEC | 2113986 | 0 | PRIMARY | 4 | [7 empty] | ALUMINIUM501 | 50 | 1 | 1 | - |  | -
TECO | 3 | 50 | CONCRETE | N | DIST-SEC | 2002869 | 1918.8 | PRIMARY | 4 | [7 empty] | FIBERGLASS301 | 30 | 1 | 3 | 2002824 |  | 2002824
TECO | 3 | 50 | WOOD | N | DIST-SEC | 2002863 | 0 | PRIMARY | 40 | [7 empty] | FIBERGLASS354 | 35 | 4 | 2 | 2002829 |  | 2002829
TECO | 3 | 50 |  | N | DIST-SEC | 2002863 | 0 | PRIMARY | 3 | [7 empty] | FIBERGLASS45H2 | 45 | H2 | 3 | 2002819 | 3578.4 | 20028193578.4
TECO | 3 | 55 | WOOD | N | DIST-SEC | 2002866 | 0 | PRIMARY | 5 | [7 empty] | FIBERGLASS50H6 | 50 | H6 | 11 | 2002820 | 4587.24 | 20028204587.24
TECO | 3 | 65 | WOOD | N | DIST-SEC | - | 0 | PRIMARY | 1 | [7 empty] | IRON451 | 45 | 1 | 907 | 2112349 | 3974.89 | 21123493974.89
TECO | 4 | 25 | WOOD | N | DIST-SEC | - | 0 | PRIMARY | 1 | [7 empty] | IRON45H1 | 45 | H1 | 116 | 2132798 | 4456.61 | 21327984456.61
TECO | 4 | 30 | WOOD | N | DIST-SEC | 2002836 | 807.52 | PRIMARY | 52 | [7 empty] | IRON501 | 50 | 1 | 321 | 2112348 | 4258.71 | 21123484258.71
TECO | 4 | 30 | WOOD | N | DIST-SEC | 2002837 | 0 | PRIMARY | 12 | [7 empty] | IRON50H1 | 50 | H1 | 60 | 2124959 | 4317.26 | 21249594317.26
TECO | 4 | 30 | WOOD | N | DIST-SEC | 2002842 | 0 | PRIMARY | 2 | [7 empty] | IRON50H3 | 50 | H3 | 48 | 2132797 | 6012.03 | 21327976012.03
TECO | 4 | 30 | WOOD | N | DIST-SEC | 2002847 | 1112.98 | PRIMARY | 1 | [7 empty] | IRON531 | 53 | 1 | 28 | 2124960 | 21548.86 | 212496021548.86
TECO | 4 | 30 |  | N | DIST-SEC | 2002836 | 807.52 | PRIMARY | 1 | [7 empty] | IRON55H6 | 55 | H6 | 10 | 2132810 |  | 2132810
TECO | 4 | 35 | - | N | DIST-SEC | 2002842 | 0 | PRIMARY | 7
TECO | 4 | 35 | CONCRETE | N | DIST-SEC | 2002839 | 0 | PRIMARY | 1
TECO | 4 | 35 | WOOD | N | DIST-SEC | 2002823 | 0 | PRIMARY | 29
TECO | 4 | 35 | WOOD | N | DIST-SEC | 2002842 | 0 | PRIMARY | 4552
TECO | 4 | 35 | WOOD | N | DIST-SEC | 2002847 | 1112.98 | PRIMARY | 2
TECO | 4 | 35 | WOOD |  | DIST-SEC | 2002842 | 0 | PRIMARY | 3
TECO | 4 | 35 |  | N | DIST-SEC | 2002842 | 0 | PRIMARY | 201
TECO | 4 | 40 | - | N | DIST-SEC | 2002847 | 1112.98 | PRIMARY | 90
TECO | 4 | 40 | - | Y | DIST-SEC | 2002847 | 1112.98 | PRIMARY | 4
TECO | 4 | 40 | CONCRETE | N | DIST-SEC | 2002849 | 1543.75 | PRIMARY | 35
TECO | 4 | 40 | OTHER | N | DIST-SEC | - | 0 | PRIMARY | 17
TECO | 4 | 40 | STEEL | N | DIST-SEC | - | 0 | PRIMARY | 5
TECO | 4 | 40 | WOOD | N | DIST-SEC | 2002826 | 0 | PRIMARY | 186
TECO | 4 | 40 | WOOD | N | DIST-SEC | 2002842 | 0 | PRIMARY | 2
TECO | 4 | 40 | WOOD | N | DIST-SEC | 2002847 | 1112.98 | PRIMARY | 42007
TECO | 4 | 40 | WOOD | N | DIST-SEC | 2002857 | 0 | PRIMARY | 1
TECO | 4 | 40 | WOOD | N | DIST-SEC | 2002863 | 0 | PRIMARY | 1
TECO | 4 | 40 | WOOD | Y | DIST-SEC | 2002847 | 1112.98 | PRIMARY | 21
TECO | 4 | 40 | WOOD |  | DIST-SEC | 2002847 | 1112.98 | PRIMARY | 20
TECO | 4 | 40 |  | N | DIST-SEC | - | 0 | PRIMARY | 1
TECO | 4 | 40 |  | N | DIST-SEC | 2002826 | 0 | PRIMARY | 2
TECO | 4 | 40 |  | N | DIST-SEC | 2002847 | 1112.98 | PRIMARY | 1859
TECO | 4 | 40 |  |  | DIST-SEC | 2002847 | 1112.98 | PRIMARY | 4
TECO | 4 | 45 | CONCRETE | N | DIST-SEC |  | 0 | PRIMARY | 34
TECO | 4 | 45 | OTHER | N | DIST-SEC | - | 0 | PRIMARY | 10
TECO | 4 | 45 | WOOD | N | DIST-SEC | 2002835 | 1478.66 | PRIMARY | 1
TECO | 4 | 45 | WOOD | N | DIST-SEC | 2002847 | 1112.98 | PRIMARY | 3
TECO | 4 | 45 | WOOD | N | DIST-SEC | 2002859 | 1478.66 | PRIMARY | 11422
TECO | 4 | 45 | WOOD | Y | DIST-SEC | 2002859 | 1478.66 | PRIMARY | 11
TECO | 4 | 45 | WOOD |  | DIST-SEC | 2002859 | 1478.66 | PRIMARY | 9
TECO | 4 | 45 |  | N | DIST-SEC | 2002859 | 1478.66 | PRIMARY | 58
TECO | 4 | 470 | WOOD | N | DIST-SEC | - | 0 | PRIMARY | 1
TECO | 4 | 50 | WOOD | N | DIST-SEC | 2002863 | 0 | PRIMARY | 37
TECO | 4 | 50 |  | N | DIST-SEC | 2002863 | 0 | PRIMARY | 1
TECO | 4 | 55 | WOOD | N | DIST-SEC | 2002866 | 0 | PRIMARY | 4
TECO | 4 | 60 | WOOD | N | DIST-SEC | - | 0 | PRIMARY | 1
TECO | 4 | 85 | WOOD | N | DIST-SEC | - | 0 | PRIMARY | 2
TECO | 5 | 25 | WOOD | N | DIST-SEC | - | 0 | PRIMARY | 1
TECO | 5 | 30 | WOOD | N | DIST-SEC | 2002836 | 807.52 | PRIMARY | 13
TECO | 5 | 35 | WOOD | N | DIST-SEC | - | 0 | PRIMARY | 88
TECO | 5 | 40 | WOOD | N | DIST-SEC | 2002847 | 1112.98 | PRIMARY | 313
TECO | 5 | 40 |  | N | DIST-SEC | 2002847 | 1112.98 | PRIMARY | 9
TECO | 5 | 45 | WOOD | N | DIST-SEC | 2002859 | 1478.66 | PRIMARY | 4
TECO | 5 | 50 | WOOD | N | DIST-SEC | - | 0 | PRIMARY | 1
TECO | 6 | 25 | WOOD | N | DIST-SEC | - | 0 | PRIMARY | 2
TECO | 6 | 30 | WOOD | N | DIST-SEC | 2002830 | 0 | PRIMARY | 1
TECO | 6 | 30 | WOOD | N | DIST-SEC | 2002836 | 807.52 | PRIMARY | 1184
TECO | 6 | 30 | WOOD | Y | DIST-SEC | 2002836 | 807.52 | PRIMARY | 1
TECO | 6 | 30 | WOOD |  | DIST-SEC | 2002836 | 807.52 | PRIMARY | 1
TECO | 6 | 30 |  | N | DIST-SEC | 2002836 | 807.52 | PRIMARY | 3
TECO | 6 | 35 | WOOD | N | DIST-SEC | 2002821 | 0 | PRIMARY | 2
TECO | 6 | 35 | WOOD | N | DIST-SEC | 2002843 | 0 | PRIMARY | 1303
TECO | 6 | 35 | WOOD | N | DIST-SEC | 2002847 | 1112.98 | PRIMARY | 1
TECO | 6 | 35 | WOOD | Y | DIST-SEC | 2002843 | 0 | PRIMARY | 10
TECO | 6 | 35 |  | N | DIST-SEC | 2002843 | 0 | PRIMARY | 2
TECO | 6 | 40 | WOOD | N | DIST-SEC | 2002847 | 1112.98 | PRIMARY | 40
TECO | 6 | 40 |  | N | DIST-SEC | 2002847 | 1112.98 | PRIMARY | 2
TECO | 6 | 45 | WOOD | N | DIST-SEC | 2002859 | 1478.66 | PRIMARY | 2
TECO | H1 | 40 | CONCRETE | N | DIST-SEC | 2131246 | 3268.88 | PRIMARY | 26
TECO | H1 | 45 | CONCRETE | N | DIST-SEC | 2131245 | 0 | PRIMARY | 475
TECO | H1 | 45 | IRON | N | DIST-SEC | 2132798 | 4456.61 | PRIMARY | 52
TECO | H1 | 45 | WOOD | N | DIST-SEC | 2131214 | 0 | PRIMARY | 247
TECO | H1 | 50 | CONCRETE | N | DIST-SEC | 2131698 | 9288.26 | PRIMARY | 21
TECO | H1 | 50 | IRON | N | DIST-SEC | 2124959 | 4317.26 | PRIMARY | 4
TECO | H1 | 50 | WOOD | N | DIST-SEC | 2131275 | 1665.53 | PRIMARY | 58
TECO | H1 | 55 | CONCRETE | N | DIST-SEC | 2131711 | 9928.64 | PRIMARY | 1
TECO | H1 | 55 | STEEL | N | DIST-SEC | - | 0 | PRIMARY | 1
TECO | H2 | 40 | WOOD | N | DIST-SEC | - | 0 | PRIMARY | 1
TECO | H2 | 45 | FIBERGLASS | N | DIST-SEC | 2002819 | 3578.4 | PRIMARY | 1
TECO | H3 | 45 | CONCRETE | N | DIST-SEC | 2132811 | 4018.36 | PRIMARY | 1
TECO | H3 | 50 | IRON | N | DIST-SEC | 2132797 | 6012.03 | PRIMARY | 3
TECO | H4 | 40 | CONCRETE | N | DIST-SEC | 2131440 | 3242.18 | PRIMARY | 2
TECO | H6 | 50 | FIBERGLASS | N | DIST-SEC | 2002820 | 4587.24 | PRIMARY | 6
TECO | H6 | 50 | IRON | N | DIST-SEC | 2134323 | 0 | PRIMARY | 2
TECO | H6 | 55 | IRON | N | DIST-SEC | 2132810 | 0 | PRIMARY | 3
TECO | - | - | - | N | DISTRIBUTION ONLY | - | 0 | PRIMARY | 2
TECO | - | - | CONCRETE | N | DISTRIBUTION ONLY | - | 0 | PRIMARY | 1
TECO | - | - | WOOD | N | DISTRIBUTION ONLY | - | 0 | PRIMARY | 6
TECO | - | 16 | ALUMINUM | N | DISTRIBUTION ONLY | 2005687 | 0 | PRIMARY | 1
TECO | - | 30 | CONCRETE | N | DISTRIBUTION ONLY | - | 0 | PRIMARY | 2
TECO | - | 30 | OTHER | N | DISTRIBUTION ONLY | - | 0 | PRIMARY | 1
TECO | - | 30 | WOOD | N | DISTRIBUTION ONLY | - | 0 | PRIMARY | 1
TECO | - | 35 | CONCRETE | N | DISTRIBUTION ONLY | - | 0 | PRIMARY | 49
TECO | - | 35 | WOOD | N | DISTRIBUTION ONLY | - | 0 | PRIMARY | 3
TECO | - | 40 | CONCRETE | N | DISTRIBUTION ONLY | - | 0 | PRIMARY | 224
TECO | - | 40 | STEEL | N | DISTRIBUTION ONLY | - | 0 | PRIMARY | 1
TECO | - | 40 | WOOD | N | DISTRIBUTION ONLY | - | 0 | PRIMARY | 5
TECO | - | 45 | CONCRETE | N | DISTRIBUTION ONLY | - | 0 | PRIMARY | 600
TECO | - | 45 | CONCRETE | N | DISTRIBUTION ONLY | 2002855 | 0 | PRIMARY | 2
TECO | - | 45 | WOOD | N | DISTRIBUTION ONLY | - | 0 | PRIMARY | 4
TECO | - | 45 |  | N | DISTRIBUTION ONLY | - | 0 | PRIMARY | 2
TECO | - | 50 | CONCRETE | N | DISTRIBUTION ONLY | - | 0 | PRIMARY | 3
TECO | - | 50 | CONCRETE | N | DISTRIBUTION ONLY | 2002869 | 1918.8 | PRIMARY | 2
TECO | - | 50 | CONCRETE | N | DISTRIBUTION ONLY | 2002877 | 0 | PRIMARY | 3
TECO | - | 50 | CONCRETE | N | DISTRIBUTION ONLY |  | 0 | PRIMARY | 1
TECO | - | 55 | CONCRETE | N | DISTRIBUTION ONLY | - | 0 | PRIMARY | 5
TECO | - | 55 | CONCRETE | N | DISTRIBUTION ONLY | 2002855 | 0 | PRIMARY | 1
TECO | - | 55 | CONCRETE | N | DISTRIBUTION ONLY | 2002877 | 0 | PRIMARY | 1
TECO | - | 55 | WOOD | N | DISTRIBUTION ONLY | - | 0 | PRIMARY | 1
TECO | - | 55- | CONCRETE | N | DISTRIBUTION ONLY | 2002855 | 0 | PRIMARY | 2
TECO | - | 60 | CONCRETE | N | DISTRIBUTION ONLY | - | 0 | PRIMARY | 1
TECO | - | 65 | CONCRETE | N | DISTRIBUTION ONLY | - | 0 | PRIMARY | 2
TECO | - | 65 | CONCRETE | N | DISTRIBUTION ONLY | 2002884 | 0 | PRIMARY | 1
TECO | - | 80 | STEEL | N | DISTRIBUTION ONLY | - | 0 | PRIMARY | 1
TECO | - | 85 | CONCRETE | N | DISTRIBUTION ONLY | - | 0 | PRIMARY | 3
TECO | - | 90 | WOOD | N | DISTRIBUTION ONLY | - | 0 | PRIMARY | 1
TECO | 0 | 35 | CONCRETE | N | DISTRIBUTION ONLY | - | 0 | PRIMARY | 1
TECO | 0 | 45 | CONCRETE | N | DISTRIBUTION ONLY | - | 0 | PRIMARY | 4
TECO | 0 | 50 | WOOD | N | DISTRIBUTION ONLY | - | 0 | PRIMARY | 1
TECO | 1 | 16 | CONCRETE | N | DISTRIBUTION ONLY | 2002953 | 0 | PRIMARY | 2
TECO | 1 | 20 | WOOD | N | DISTRIBUTION ONLY | - | 0 | PRIMARY | 1
TECO | 1 | 30 | WOOD | N | DISTRIBUTION ONLY | - | 0 | PRIMARY | 1
TECO | 1 | 35 | CONCRETE | N | DISTRIBUTION ONLY | 2002845 | 0 | PRIMARY | 5
TECO | 1 | 35 | CONCRETE | N | DISTRIBUTION ONLY |  | 0 | PRIMARY | 2
TECO | 1 | 35 | WOOD | N | DISTRIBUTION ONLY | - | 0 | PRIMARY | 1
TECO | 1 | 40 | CONCRETE | N | DISTRIBUTION ONLY | 2002851 | 0 | PRIMARY | 1
TECO | 1 | 40 | IRON | N | DISTRIBUTION ONLY | 2123490 | 0 | PRIMARY | 46
TECO | 1 | 40 | WOOD | N | DISTRIBUTION ONLY | 2002847 | 1112.98 | PRIMARY | 13
TECO | 1 | 40 | WOOD | N | DISTRIBUTION ONLY | 2002863 | 0 | PRIMARY | 4
TECO | 1 | 45 | IRON | N | DISTRIBUTION ONLY | 2112349 | 3974.89 | PRIMARY | 129
TECO | 1 | 45 | WOOD | N | DISTRIBUTION ONLY | - | 0 | PRIMARY | 19
TECO | 1 | 45 | WOOD | N | DISTRIBUTION ONLY | 2002834 | 1433.09 | PRIMARY | 912
TECO | 1 | 45 | WOOD | N | DISTRIBUTION ONLY | 2002835 | 1478.66 | PRIMARY | 66
TECO | 1 | 45 | WOOD | N | DISTRIBUTION ONLY | 2003117 | 1638.74 | PRIMARY | 1
TECO | 1 | 45 |  | N | DISTRIBUTION ONLY | 2002834 | 1433.09 | PRIMARY | 9
TECO | 1 | 50 | CONCRETE | N | DISTRIBUTION ONLY | 2002869 | 1918.8 | PRIMARY | 5
TECO | 1 | 50 | IRON | N | DISTRIBUTION ONLY | 2112348 | 4258.71 | PRIMARY | 40
TECO | 1 | 50 | WOOD | N | DISTRIBUTION ONLY | 2002835 | 1478.66 | PRIMARY | 209
TECO | 1 | 50 | WOOD | N | DISTRIBUTION ONLY | 2002863 | 0 | PRIMARY | 1196
TECO | 1 | 50 | WOOD | N | DISTRIBUTION ONLY | 2002866 | 0 | PRIMARY | 1
TECO | 1 | 50 | WOOD | N | DISTRIBUTION ONLY | 2002871 | 3794.25 | PRIMARY | 2
TECO | 1 | 50 | WOOD | N | DISTRIBUTION ONLY | 2003117 | 1638.74 | PRIMARY | 9
TECO | 1 | 50 | WOOD | N | DISTRIBUTION ONLY | 2131214 | 0 | PRIMARY | 1
TECO | 1 | 50 |  | N | DISTRIBUTION ONLY | 2002835 | 1478.66 | PRIMARY | 9
TECO | 1 | 50 |  | N | DISTRIBUTION ONLY | 2002863 | 0 | PRIMARY | 38
TECO | 1 | 53 | IRON | N | DISTRIBUTION ONLY | 2124960 | 21548.86 | PRIMARY | 3
TECO | 1 | 55 | WOOD | N | DISTRIBUTION ONLY | 2002866 | 0 | PRIMARY | 231
TECO | 1 | 55 | WOOD | N | DISTRIBUTION ONLY | 2003117 | 1638.74 | PRIMARY | 34
TECO | 1 | 55 |  | N | DISTRIBUTION ONLY | 2002866 | 0 | PRIMARY | 16
TECO | 1 | 60 | WOOD | N | DISTRIBUTION ONLY | - | 0 | PRIMARY | 8
TECO | 1 | 60 | WOOD | N | DISTRIBUTION ONLY | 2002871 | 3794.25 | PRIMARY | 29
TECO | 1 | 60 |  | N | DISTRIBUTION ONLY | 2002871 | 3794.25 | PRIMARY | 3
TECO | 1 | 65 | WOOD | N | DISTRIBUTION ONLY | - | 0 | PRIMARY | 18
TECO | 1 | 65 | WOOD | N | DISTRIBUTION ONLY | 2002881 | 0 | PRIMARY | 2
TECO | 1 | 70 | CONCRETE | N | DISTRIBUTION ONLY | - | 0 | PRIMARY | 1
TECO | 1 | 70 | OTHER | N | DISTRIBUTION ONLY | - | 0 | PRIMARY | 1
TECO | 1 | 70 | STEEL | N | DISTRIBUTION ONLY | - | 0 | PRIMARY | 2
TECO | 1 | 70 | WOOD | N | DISTRIBUTION ONLY | - | 0 | PRIMARY | 10
TECO | 1 | 75 | WOOD | N | DISTRIBUTION ONLY | - | 0 | PRIMARY | 7
TECO | 2 | 35 | CONCRETE | N | DISTRIBUTION ONLY | 2002846 | 0 | PRIMARY | 4
TECO | 2 | 35 | WOOD | N | DISTRIBUTION ONLY | - | 0 | PRIMARY | 1
TECO | 2 | 40 | WOOD | N | DISTRIBUTION ONLY | - | 0 | PRIMARY | 1
TECO | 2 | 40 | WOOD | N | DISTRIBUTION ONLY | 2002828 | 0 | PRIMARY | 27
TECO | 2 | 40 | WOOD | N | DISTRIBUTION ONLY | 2002847 | 1112.98 | PRIMARY | 76
TECO | 2 | 40 | WOOD | N | DISTRIBUTION ONLY | 2002857 | 0 | PRIMARY | 3169
TECO | 2 | 40 | WOOD | N | DISTRIBUTION ONLY | 2002858 | 1344.79 | PRIMARY | 1
TECO | 2 | 40 |  | N | DISTRIBUTION ONLY | 2002857 | 0 | PRIMARY | 21
TECO | 2 | 45 | CONCRETE | N | DISTRIBUTION ONLY | - | 0 | PRIMARY | 1
TECO | 2 | 45 | CONCRETE | N | DISTRIBUTION ONLY | 2002895 | 0 | PRIMARY | 26
TECO | 2 | 45 | WOOD | N | DISTRIBUTION ONLY | 2002826 | 0 | PRIMARY | 7
TECO | 2 | 45 | WOOD | N | DISTRIBUTION ONLY | 2002857 | 0 | PRIMARY | 1
TECO | 2 | 45 | WOOD | N | DISTRIBUTION ONLY | 2002858 | 1344.79 | PRIMARY | 4179
TECO | 2 | 45 | WOOD | N | DISTRIBUTION ONLY | 2002860 | 0 | PRIMARY | 2
TECO | 2 | 45 |  | N | DISTRIBUTION ONLY | 2002858 | 1344.79 | PRIMARY | 75
TECO | 2 | 50 | WOOD | N | DISTRIBUTION ONLY | 2002863 | 0 | PRIMARY | 176
TECO | 2 | 50 | WOOD |  | DISTRIBUTION ONLY | 2002863 | 0 | PRIMARY | 1
TECO | 2 | 50 |  | N | DISTRIBUTION ONLY | 2002863 | 0 | PRIMARY | 3
TECO | 2 | 55 | CONCRETE | N | DISTRIBUTION ONLY | - | 0 | PRIMARY | 1
TECO | 2 | 55 | WOOD | N | DISTRIBUTION ONLY | 2002866 | 0 | PRIMARY | 29
TECO | 2 | 60 | WOOD | N | DISTRIBUTION ONLY | - | 0 | PRIMARY | 13
TECO | 2 | 60 |  | N | DISTRIBUTION ONLY | - | 0 | PRIMARY | 1
TECO | 2 | 65 | WOOD | N | DISTRIBUTION ONLY | - | 0 | PRIMARY | 11
TECO | 2 | 70 | CONCRETE | N | DISTRIBUTION ONLY | - | 0 | PRIMARY | 1
TECO | 2 | 70 | WOOD | N | DISTRIBUTION ONLY | - | 0 | PRIMARY | 2
TECO | 2 | 75 | WOOD | N | DISTRIBUTION ONLY | - | 0 | PRIMARY | 4
TECO | 2 | 85 | WOOD | N | DISTRIBUTION ONLY | - | 0 | PRIMARY | 1
TECO | 3 | 40 | CONCRETE | N | DISTRIBUTION ONLY | - | 0 | PRIMARY | 11
TECO | 3 | 40 | CONCRETE | N | DISTRIBUTION ONLY | 2002849 | 1543.75 | PRIMARY | 84
TECO | 3 | 40 | WOOD | N | DISTRIBUTION ONLY | 2002847 | 1112.98 | PRIMARY | 30
TECO | 3 | 40 | WOOD | N | DISTRIBUTION ONLY | 2002860 | 0 | PRIMARY | 1
TECO | 3 | 40 |  | N | DISTRIBUTION ONLY | 2002849 | 1543.75 | PRIMARY | 1
TECO | 3 | 45 | CONCRETE | N | DISTRIBUTION ONLY | 2002862 | 0 | PRIMARY | 168
TECO | 3 | 45 | CONCRETE | N | DISTRIBUTION ONLY | 2002900 | 0 | PRIMARY | 3
TECO | 3 | 45 | CONCRETE | N | DISTRIBUTION ONLY | 2113986 | 0 | PRIMARY | 128
TECO | 3 | 45 | CONCRETE | N | DISTRIBUTION ONLY |  | 0 | PRIMARY | 24
TECO | 3 | 45 | WOOD | N | DISTRIBUTION ONLY | 2002860 | 0 | PRIMARY | 2076
TECO | 3 | 45 | WOOD | Y | DISTRIBUTION ONLY | 2002860 | 0 | PRIMARY | 5
TECO | 3 | 45 |  | N | DISTRIBUTION ONLY | 2002860 | 0 | PRIMARY | 13
TECO | 3 | 45 |  | N | DISTRIBUTION ONLY | 2002862 | 0 | PRIMARY | 3
TECO | 3 | 45 |  | N | DISTRIBUTION ONLY | 2113986 | 0 | PRIMARY | 1
TECO | 3 | 50 | CONCRETE | N | DISTRIBUTION ONLY | - | 0 | PRIMARY | 1
TECO | 3 | 50 | CONCRETE | N | DISTRIBUTION ONLY | 2002869 | 1918.8 | PRIMARY | 1
TECO | 3 | 50 | WOOD | N | DISTRIBUTION ONLY | 2002863 | 0 | PRIMARY | 16
TECO | 3 | 55 | CONCRETE | N | DISTRIBUTION ONLY | - | 0 | PRIMARY | 1
TECO | 3 | 55 | WOOD | N | DISTRIBUTION ONLY | 2002866 | 0 | PRIMARY | 4
TECO | 4 | 25 | WOOD | N | DISTRIBUTION ONLY | - | 0 | PRIMARY | 1
TECO | 4 | 30 | CONCRETE | N | DISTRIBUTION ONLY | - | 0 | PRIMARY | 1
TECO | 4 | 30 | WOOD | N | DISTRIBUTION ONLY | 2002836 | 807.52 | PRIMARY | 25
TECO | 4 | 30 | WOOD | N | DISTRIBUTION ONLY | 2002837 | 0 | PRIMARY | 6
TECO | 4 | 35 | CONCRETE | N | DISTRIBUTION ONLY | 2002839 | 0 | PRIMARY | 2
TECO | 4 | 35 | CONCRETE | N | DISTRIBUTION ONLY |  | 0 | PRIMARY | 11
TECO | 4 | 35 | OTHER | N | DISTRIBUTION ONLY | - | 0 | PRIMARY | 1
TECO | 4 | 35 | WOOD | N | DISTRIBUTION ONLY | 2002823 | 0 | PRIMARY | 3
TECO | 4 | 35 | WOOD | N | DISTRIBUTION ONLY | 2002842 | 0 | PRIMARY | 1281
TECO | 4 | 35 | WOOD | N | DISTRIBUTION ONLY | 2002847 | 1112.98 | PRIMARY | 1
TECO | 4 | 35 |  | N | DISTRIBUTION ONLY | 2002842 | 0 | PRIMARY | 40
TECO | 4 | 40 | - | N | DISTRIBUTION ONLY | 2002847 | 1112.98 | PRIMARY | 24
TECO | 4 | 40 | CONCRETE | N | DISTRIBUTION ONLY | 2002849 | 1543.75 | PRIMARY | 10
TECO | 4 | 40 | OTHER | N | DISTRIBUTION ONLY | - | 0 | PRIMARY | 7
TECO | 4 | 40 | WOOD | N | DISTRIBUTION ONLY | 2002826 | 0 | PRIMARY | 49
TECO | 4 | 40 | WOOD | N | DISTRIBUTION ONLY | 2002847 | 1112.98 | PRIMARY | 32679
TECO | 4 | 40 | WOOD | Y | DISTRIBUTION ONLY | 2002847 | 1112.98 | PRIMARY | 6
TECO | 4 | 40 | WOOD |  | DISTRIBUTION ONLY | 2002847 | 1112.98 | PRIMARY | 4
TECO | 4 | 40 |  | N | DISTRIBUTION ONLY | 2002826 | 0 | PRIMARY | 1
TECO | 4 | 40 |  | N | DISTRIBUTION ONLY | 2002847 | 1112.98 | PRIMARY | 1194
TECO | 4 | 40 |  | N | DISTRIBUTION ONLY | 2002859 | 1478.66 | PRIMARY | 1
TECO | 4 | 45 | CONCRETE | N | DISTRIBUTION ONLY |  | 0 | PRIMARY | 43
TECO | 4 | 45 | OTHER | N | DISTRIBUTION ONLY | - | 0 | PRIMARY | 4
TECO | 4 | 45 | WOOD | N | DISTRIBUTION ONLY | 2002847 | 1112.98 | PRIMARY | 1
TECO | 4 | 45 | WOOD | N | DISTRIBUTION ONLY | 2002859 | 1478.66 | PRIMARY | 12226
TECO | 4 | 45 | WOOD |  | DISTRIBUTION ONLY | 2002859 | 1478.66 | PRIMARY | 2
TECO | 4 | 45 |  | N | DISTRIBUTION ONLY | 2002859 | 1478.66 | PRIMARY | 48
TECO | 4 | 45 |  | N | DISTRIBUTION ONLY |  | 0 | PRIMARY | 1
TECO | 4 | 50 | CONCRETE | N | DISTRIBUTION ONLY | 2002869 | 1918.8 | PRIMARY | 2
TECO | 4 | 50 | WOOD | N | DISTRIBUTION ONLY | 2002863 | 0 | PRIMARY | 26
TECO | 4 | 55 | CONCRETE | N | DISTRIBUTION ONLY | - | 0 | PRIMARY | 1
TECO | 4 | 55 | WOOD | N | DISTRIBUTION ONLY | 2002866 | 0 | PRIMARY | 7
TECO | 4 | 65 | WOOD | N | DISTRIBUTION ONLY | - | 0 | PRIMARY | 1
TECO | 4 | 75 | WOOD | N | DISTRIBUTION ONLY | - | 0 | PRIMARY | 1
TECO | 5 | 30 | WOOD | N | DISTRIBUTION ONLY | 2002836 | 807.52 | PRIMARY | 12
TECO | 5 | 35 | WOOD | N | DISTRIBUTION ONLY | - | 0 | PRIMARY | 23
TECO | 5 | 40 | WOOD | N | DISTRIBUTION ONLY | 2002847 | 1112.98 | PRIMARY | 116
TECO | 5 | 40 |  | N | DISTRIBUTION ONLY | 2002847 | 1112.98 | PRIMARY | 3
TECO | 5 | 45 | WOOD | N | DISTRIBUTION ONLY | 2002859 | 1478.66 | PRIMARY | 8
TECO | 6 | 10 | WOOD | N | DISTRIBUTION ONLY | - | 0 | PRIMARY | 1
TECO | 6 | 20 | WOOD | N | DISTRIBUTION ONLY | - | 0 | PRIMARY | 1
TECO | 6 | 25 | WOOD | N | DISTRIBUTION ONLY | - | 0 | PRIMARY | 3
TECO | 6 | 30 | WOOD | N | DISTRIBUTION ONLY | 2002836 | 807.52 | PRIMARY | 781
TECO | 6 | 30 |  | N | DISTRIBUTION ONLY | 2002836 | 807.52 | PRIMARY | 2
TECO | 6 | 35 | WOOD | N | DISTRIBUTION ONLY | 2002843 | 0 | PRIMARY | 259
TECO | 6 | 35 | WOOD |  | DISTRIBUTION ONLY | 2002843 | 0 | PRIMARY | 1
TECO | 6 | 35 |  | N | DISTRIBUTION ONLY | 2002843 | 0 | PRIMARY | 2
TECO | 6 | 40 | WOOD | N | DISTRIBUTION ONLY | 2002847 | 1112.98 | PRIMARY | 3
TECO | 6 | 45 | WOOD | N | DISTRIBUTION ONLY | 2002859 | 1478.66 | PRIMARY | 1
TECO | H1 | 40 | CONCRETE | N | DISTRIBUTION ONLY | 2131246 | 3268.88 | PRIMARY | 19
TECO | H1 | 45 | CONCRETE | N | DISTRIBUTION ONLY | 2131245 | 0 | PRIMARY | 298
TECO | H1 | 45 | IRON | N | DISTRIBUTION ONLY | 2132798 | 4456.61 | PRIMARY | 19
TECO | H1 | 45 | WOOD | N | DISTRIBUTION ONLY | 2131214 | 0 | PRIMARY | 132
TECO | H1 | 45 | WOOD | N | DISTRIBUTION ONLY | 2131245 | 0 | PRIMARY | 1
TECO | H1 | 45 | WOOD | N | DISTRIBUTION ONLY | 2132798 | 4456.61 | PRIMARY | 1
TECO | H1 | 50 | CONCRETE | N | DISTRIBUTION ONLY | 2131698 | 9288.26 | PRIMARY | 19
TECO | H1 | 50 | IRON | N | DISTRIBUTION ONLY | 2124959 | 4317.26 | PRIMARY | 12
TECO | H1 | 50 | WOOD | N | DISTRIBUTION ONLY | 2131275 | 1665.53 | PRIMARY | 26
TECO | H1 | 50 |  | N | DISTRIBUTION ONLY | 2131275 | 1665.53 | PRIMARY | 1
TECO | H1 | 55 | CONCRETE | N | DISTRIBUTION ONLY | 2131711 | 9928.64 | PRIMARY | 3
TECO | H1 | 55 | STEEL | N | DISTRIBUTION ONLY | - | 0 | PRIMARY | 1
TECO | H1 | 60 | CONCRETE | N | DISTRIBUTION ONLY | 2131712 | 9869.15 | PRIMARY | 1
TECO | H3 | 45 | CONCRETE | N | DISTRIBUTION ONLY | 2132811 | 4018.36 | PRIMARY | 3
TECO | H3 | 50 | IRON | N | DISTRIBUTION ONLY | 2132797 | 6012.03 | PRIMARY | 12
TECO | H4 | 40 | CONCRETE | N | DISTRIBUTION ONLY | 2131440 | 3242.18 | PRIMARY | 1
TECO | H6 | 50 | FIBERGLASS | N | DISTRIBUTION ONLY | 2002820 | 4587.24 | PRIMARY | 1
TECO | H6 | 55 | IRON | N | DISTRIBUTION ONLY | 2132810 | 0 | PRIMARY | 2
TECO | - | 35 | WOOD | N | DIST_SEC | - | 0 | PRIMARY | 1
TECO | - | 40 | WOOD | N | DIST_SEC | - | 0 | PRIMARY | 1
TECO | - | 45 | CONCRETE | N | DIST_SEC | - | 0 | PRIMARY | 2
TECO | 1 | 35 | CONCRETE | N | DIST_SEC | 2002845 | 0 | PRIMARY | 1
TECO | 1 | 45 | IRON | N | DIST_SEC | 2112349 | 3974.89 | PRIMARY | 1
TECO | 1 | 45 | WOOD | N | DIST_SEC | 2002834 | 1433.09 | PRIMARY | 7
TECO | 1 | 45 | WOOD | N | DIST_SEC | 2002835 | 1478.66 | PRIMARY | 1
TECO | 1 | 50 | WOOD | N | DIST_SEC | 2002835 | 1478.66 | PRIMARY | 1
TECO | 1 | 50 | WOOD | N | DIST_SEC | 2002863 | 0 | PRIMARY | 24
TECO | 1 | 55 | CONCRETE | N | DIST_SEC | - | 0 | PRIMARY | 1
TECO | 1 | 55 | WOOD | N | DIST_SEC | 2002866 | 0 | PRIMARY | 5
TECO | 2 | 40 | WOOD | N | DIST_SEC | 2002847 | 1112.98 | PRIMARY | 26
TECO | 2 | 40 | WOOD | N | DIST_SEC | 2002857 | 0 | PRIMARY | 7
TECO | 2 | 45 | WOOD | N | DIST_SEC | 2002858 | 1344.79 | PRIMARY | 64
TECO | 2 | 45 |  | N | DIST_SEC | 2002858 | 1344.79 | PRIMARY | 1
TECO | 2 | 65 | WOOD | N | DIST_SEC | - | 0 | PRIMARY | 1
TECO | 3 | 45 | CONCRETE | N | DIST_SEC | 2002862 | 0 | PRIMARY | 2
TECO | 3 | 45 | CONCRETE | N | DIST_SEC |  | 0 | PRIMARY | 37
TECO | 3 | 45 | WOOD | N | DIST_SEC | 2002860 | 0 | PRIMARY | 27
TECO | 3 | 50 | CONCRETE | N | DIST_SEC | - | 0 | PRIMARY | 1
TECO | 4 | 10 | WOOD | N | DIST_SEC | - | 0 | PRIMARY | 1
TECO | 4 | 30 | WOOD | N | DIST_SEC | 2002836 | 807.52 | PRIMARY | 1
TECO | 4 | 35 | WOOD | N | DIST_SEC | 2002842 | 0 | PRIMARY | 134
TECO | 4 | 35 | WOOD |  | DIST_SEC | 2002842 | 0 | PRIMARY | 1
TECO | 4 | 40 | WOOD | N | DIST_SEC | 2002847 | 1112.98 | PRIMARY | 387
TECO | 4 | 40 |  | N | DIST_SEC | 2002847 | 1112.98 | PRIMARY | 1
TECO | 4 | 45 | WOOD | N | DIST_SEC | 2002859 | 1478.66 | PRIMARY | 132
TECO | 5 | 40 | WOOD | N | DIST_SEC | 2002847 | 1112.98 | PRIMARY | 1
TECO | 6 | 30 | WOOD | N | DIST_SEC | 2002836 | 807.52 | PRIMARY | 52
TECO | 6 | 35 | WOOD | N | DIST_SEC | 2002843 | 0 | PRIMARY | 26
TECO | H1 | 45 | CONCRETE | N | DIST_SEC | 2131245 | 0 | PRIMARY | 7
TECO | H1 | 45 | WOOD | N | DIST_SEC | 2131214 | 0 | PRIMARY | 1
TECO | - | - | - | N | LIGHTING | - | 0 | N/A | 61
TECO | - | - | - | Y | LIGHTING | - | 0 | N/A | 75251
TECO | - | - | - | Y | LIGHTING | 2005620 | 0 | N/A | 53
TECO | - | - | - |  | LIGHTING | - | 0 | N/A | 1
TECO | - | - | FIBERGLASS | Y | LIGHTING | 2005650 | 0 | N/A | 147
TECO | - | - |  | N | LIGHTING | - | 0 | N/A | 6
TECO | - | - |  | Y | LIGHTING | - | 0 | N/A | 2
TECO | - | 10 | ALUMINUM | Y | LIGHTING | 2005620 | 0 | N/A | 28
TECO | - | 16 | ALUMINUM | N | LIGHTING | 2005654 | 0 | N/A | 1
TECO | - | 16 | ALUMINUM | N | LIGHTING | 2127280 | 0 | N/A | 9
TECO | - | 16 | ALUMINUM | Y | LIGHTING | - | 0 | N/A | 4
TECO | - | 16 | ALUMINUM | Y | LIGHTING | 2005652 | 0 | N/A | 54
TECO | - | 16 | ALUMINUM | Y | LIGHTING | 2005653 | 0 | N/A | 119
TECO | - | 16 | ALUMINUM | Y | LIGHTING | 2005654 | 0 | N/A | 12941
TECO | - | 16 | ALUMINUM | Y | LIGHTING | 2005658 | 0 | N/A | 15
TECO | - | 16 | ALUMINUM | Y | LIGHTING | 2005685 | 0 | N/A | 11
TECO | - | 16 | ALUMINUM | Y | LIGHTING | 2005687 | 0 | N/A | 14
TECO | - | 16 | ALUMINUM | Y | LIGHTING | 2127280 | 0 | N/A | 6883
TECO | - | 16 | CONCRETE | Y | LIGHTING | 2002833 | 0 | N/A | 5
TECO | - | 16 | FIBERGLASS | N | LIGHTING | 2005649 | 0 | N/A | 1
TECO | - | 16 | FIBERGLASS | N | LIGHTING | 2005665 | 0 | N/A | 36
TECO | - | 16 | FIBERGLASS | Y | LIGHTING | - | 0 | N/A | 1
TECO | - | 16 | FIBERGLASS | Y | LIGHTING | 2005618 | 0 | N/A | 278
TECO | - | 16 | FIBERGLASS | Y | LIGHTING | 2005649 | 0 | N/A | 7827
TECO | - | 16 | FIBERGLASS | Y | LIGHTING | 2005650 | 0 | N/A | 12
TECO | - | 16 | FIBERGLASS | Y | LIGHTING | 2005653 | 0 | N/A | 1
TECO | - | 16 | FIBERGLASS | Y | LIGHTING | 2005665 | 0 | N/A | 3132
TECO | - | 16 | FIBERGLASS | Y | LIGHTING | 2005667 | 0 | N/A | 13
TECO | - | 16 | FIBERGLASS | Y | LIGHTING | 2131290 | 0 | N/A | 220
TECO | - | 16 |  | N | LIGHTING | 2005654 | 0 | N/A | 2
TECO | - | 16 |  | N | LIGHTING | 2127280 | 0 | N/A | 1
TECO | - | 16 |  | Y | LIGHTING | 2005618 | 0 | N/A | 1
TECO | - | 16 |  | Y | LIGHTING | 2005649 | 0 | N/A | 24
TECO | - | 16 |  | Y | LIGHTING | 2005653 | 0 | N/A | 1
TECO | - | 16 |  | Y | LIGHTING | 2005654 | 0 | N/A | 90
TECO | - | 16 |  | Y | LIGHTING | 2005665 | 0 | N/A | 8
TECO | - | 16 |  | Y | LIGHTING | 2127280 | 0 | N/A | 25
TECO | - | 16 |  | Y | LIGHTING | 2131290 | 0 | N/A | 28
TECO | - | 18 | ALUMINUM | Y | LIGHTING | 2005664 | 0 | N/A | 4
TECO | - | 21 | ALUMINUM | Y | LIGHTING | 2133670 | 0 | N/A | 15
TECO | - | 21.4 | ALUMINUM | Y | LIGHTING | 2133547 | 0 | N/A | 125
TECO | - | 23 | ALUMINUM | Y | LIGHTING | 2131695 | 0 | N/A | 179
TECO | - | 23 | ALUMINUM | Y | LIGHTING | 2132410 | 0 | N/A | 300
TECO | - | 23 | CONCRETE | Y | LIGHTING | 2002865 | 0 | N/A | 76
TECO | - | 23 |  | Y | LIGHTING | 2002865 | 0 | N/A | 2
TECO | - | 23 |  |  | LIGHTING | 2132410 | 0 | N/A | 83
TECO | - | 24 | ALUMINUM | Y | LIGHTING | 2134812 | 0 | N/A | 2
TECO | - | 25 | STEEL | Y | LIGHTING | 2133089 | 0 | N/A | 25
TECO | - | 25 | STEEL | Y | LIGHTING | 2133110 | 0 | N/A | 131
TECO | - | 26 | STEEL | Y | LIGHTING | 2005683 | 0 | N/A | 15
TECO | - | 27.2 | ALUMINUM | N | LIGHTING | 2005671 | 0 | N/A | 1
TECO | - | 27.2 | ALUMINUM | Y | LIGHTING | 2005671 | 0 | N/A | 370
TECO | - | 27.2 | ALUMINUM | Y | LIGHTING | 2005674 | 0 | N/A | 62
TECO | - | 27.2 | ALUMINUM | Y | LIGHTING | 2133163 | 0 | N/A | 6
TECO | - | 27.2 |  | Y | LIGHTING | 2005671 | 0 | N/A | 8
TECO | - | 27.2 |  | Y | LIGHTING | 2005674 | 0 | N/A | 1
TECO | - | 28 | ALUMINUM | Y | LIGHTING | 2005676 | 0 | N/A | 97
TECO | - | 28 |  | Y | LIGHTING | 2005676 | 0 | N/A | 11
TECO | - | 30 | CONCRETE | Y | LIGHTING | - | 0 | N/A | 27
TECO | - | 30 | STEEL | Y | LIGHTING | - | 0 | N/A | 2
TECO | - | 30 | STEEL | Y | LIGHTING | 2005680 | 0 | N/A | 15
TECO | - | 30 | STEEL | Y | LIGHTING | 2005681 | 0 | N/A | 2
TECO | - | 30 | STEEL | Y | LIGHTING | 2005856 | 0 | N/A | 1
TECO | - | 30 | ALUMINUM | Y | LIGHTING | 2133413 | 0 | N/A | 337
TECO | - | 30 | ALUMINUM | Y | LIGHTING | 2133595 | 0 | N/A | 61
TECO | - | 31 | CONCRETE | N | LIGHTING | 2128960 | 0 | N/A | 1
TECO | - | 31 | CONCRETE | Y | LIGHTING | 2128960 | 0 | N/A | 2
TECO | - | 32.2 | ALUMINUM | Y | LIGHTING | 2005678 | 0 | N/A | 7
TECO | - | 32.5 | ALUMINUM | N | LIGHTING | 2131452 | 0 | N/A | 1
TECO | - | 32.5 | ALUMINUM | Y | LIGHTING | 2131452 | 0 | N/A | 1
TECO | - | 35 | ALUMINUM | Y | LIGHTING | 2133403 | 0 | N/A | 6
TECO | - | 35 | ALUMINUM | Y | LIGHTING | 2133404 | 0 | N/A | 57
TECO | - | 35 | CONCRETE | N | LIGHTING | - | 0 | N/A | 4
TECO | - | 35 | CONCRETE | Y | LIGHTING | - | 0 | N/A | 2194
TECO | - | 35 | OTHER | Y | LIGHTING | - | 0 | N/A | 5
TECO | - | 35 | STEEL | Y | LIGHTING | - | 0 | N/A | 23
TECO | - | 35 | WOOD | Y | LIGHTING | - | 0 | N/A | 4
TECO | - | 37.2 | ALUMINUM | Y | LIGHTING | 2005673 | 0 | N/A | 61
TECO | - | 37.2 | ALUMINUM | Y | LIGHTING | 2005674 | 0 | N/A | 1
TECO | - | 37.2 | ALUMINUM | Y | LIGHTING | 2005675 | 0 | N/A | 237
TECO | - | 37.2 | ALUMINUM | Y | LIGHTING | 2005678 | 0 | N/A | 6
TECO | - | 37.2 |  | Y | LIGHTING | 2005673 | 0 | N/A | 3
TECO | - | 37.2 |  | Y | LIGHTING | 2005675 | 0 | N/A | 2
TECO | - | 38.6 | ALUMINUM | N | LIGHTING | 2127281 | 0 | N/A | 1
TECO | - | 38.6 | ALUMINUM | Y | LIGHTING | 2127281 | 0 | N/A | 150
TECO | - | 38.6 | ALUMINUM | Y | LIGHTING | 2128281 | 0 | N/A | 67
TECO | - | 38.6 |  | Y | LIGHTING | 2127281 | 0 | N/A | 2
TECO | - | 40 | CONCRETE | N | LIGHTING | - | 0 | N/A | 2
TECO | - | 40 | CONCRETE | N | LIGHTING | 2128856 | 0 | N/A | 2
TECO | - | 40 | CONCRETE | Y | LIGHTING | - | 0 | N/A | 176
TECO | - | 40 | CONCRETE | Y | LIGHTING | 2128856 | 0 | N/A | 2
TECO | - | 45 | CONCRETE | N | LIGHTING | 2128855 | 0 | N/A | 1
TECO | - | 45 | CONCRETE | Y | LIGHTING | - | 0 | N/A | 241
TECO | - | 45 | CONCRETE | Y | LIGHTING | 2002901 | 0 | N/A | 5
TECO | - | 60 | CONCRETE | N | LIGHTING | 2002875 | 0 | N/A | 1
TECO | - | 85 | STEEL | N | LIGHTING | 2003045 | 0 | N/A | 1
TECO | 0 | 35 | CONCRETE | Y | LIGHTING | - | 0 | N/A | 1
TECO | 1 | 16 | CONCRETE | N | LIGHTING | 2002832 | 0 | N/A | 1
TECO | 1 | 16 | CONCRETE | Y | LIGHTING | 2002832 | 0 | N/A | 316
TECO | 1 | 16 | CONCRETE | Y | LIGHTING | 2002952 | 0 | N/A | 649
TECO | 1 | 16 | CONCRETE | Y | LIGHTING | 2002953 | 0 | N/A | 6
TECO | 1 | 16 | CONCRETE | Y | LIGHTING | 2002962 | 0 | N/A | 13
TECO | 1 | 16 | CONCRETE | Y | LIGHTING | 2002965 | 0 | N/A | 47
TECO | 1 | 16 |  | Y | LIGHTING | 2002832 | 0 | N/A | 3
TECO | 1 | 16 |  | Y | LIGHTING | 2002952 | 0 | N/A | 8
TECO | 1 | 16 |  | Y | LIGHTING | 2002965 | 0 | N/A | 1
TECO | 1 | 25 | CONCRETE | Y | LIGHTING | 2002831 | 0 | N/A | 52
TECO | 1 | 25 |  | Y | LIGHTING | 2002831 | 0 | N/A | 1
TECO | 1 | 30 | CONCRETE | N | LIGHTING | 2002838 | 1062.32 | N/A | 11
TECO | 1 | 30 | CONCRETE | Y | LIGHTING | 2002838 | 1062.32 | N/A | 18
TECO | 1 | 30 | CONCRETE | Y | LIGHTING | 2002840 | 0 | N/A | 28
TECO | 1 | 35 | CONCRETE | N | LIGHTING | 2002841 | 0 | N/A | 9
TECO | 1 | 35 | CONCRETE | N | LIGHTING | 2002844 | 0 | N/A | 2
TECO | 1 | 35 | CONCRETE | N | LIGHTING | 2002845 | 0 | N/A | 137
TECO | 1 | 35 | CONCRETE | Y | LIGHTING | - | 0 | N/A | 5
TECO | 1 | 35 | CONCRETE | Y | LIGHTING | 2002841 | 0 | N/A | 2438
TECO | 1 | 35 | CONCRETE | Y | LIGHTING | 2002844 | 0 | N/A | 449
TECO | 1 | 35 | CONCRETE | Y | LIGHTING | 2002845 | 0 | N/A | 11279
TECO | 1 | 35 | CONCRETE | Y | LIGHTING | 2002850 | 0 | N/A | 10
TECO | 1 | 35 | CONCRETE | Y | LIGHTING | 2002964 | 0 | N/A | 838
TECO | 1 | 35 | CONCRETE | Y | LIGHTING | 2005671 | 0 | N/A | 1
TECO | 1 | 35 | CONCRETE | Y | LIGHTING | 2134816 | 0 | N/A | 2
TECO | 1 | 35 | CONCRETE | Y | LIGHTING |  | 0 | N/A | 49
TECO | 1 | 35 | CONCRETE |  | LIGHTING | 2002845 | 0 | N/A | 3
TECO | 1 | 35 | WOOD | Y | LIGHTING | - | 0 | N/A | 9
TECO | 1 | 35 |  | N | LIGHTING | 2002845 | 0 | N/A | 6
TECO | 1 | 35 |  | Y | LIGHTING | 2002841 | 0 | N/A | 22
TECO | 1 | 35 |  | Y | LIGHTING | 2002844 | 0 | N/A | 1
TECO | 1 | 35 |  | Y | LIGHTING | 2002845 | 0 | N/A | 136
TECO | 1 | 35 |  | Y | LIGHTING | 2002964 | 0 | N/A | 2
TECO | 1 | 40 | CONCRETE | Y | LIGHTING | 2002851 | 0 | N/A | 12
TECO | 1 | 40 | IRON | N | LIGHTING | 2123490 | 0 | N/A | 3
TECO | 1 | 45 | IRON | N | LIGHTING | 2112349 | 3974.89 | N/A | 3
TECO | 1 | 45 | WOOD | N | LIGHTING | 2002834 | 1433.09 | N/A | 6
TECO | 1 | 45 | WOOD | Y | LIGHTING | - | 0 | N/A | 3
TECO | 1 | 45 | WOOD | Y | LIGHTING | 2002834 | 1433.09 | N/A | 1
TECO | 1 | 50 | IRON | N | LIGHTING | 2112348 | 4258.71 | N/A | 1
TECO | 1 | 50 | WOOD | N | LIGHTING | 2002835 | 1478.66 | N/A | 3
TECO | 1 | 50 | WOOD | N | LIGHTING | 2002863 | 0 | N/A | 1
TECO | 1 | 50 | WOOD | Y | LIGHTING | 2002835 | 1478.66 | N/A | 1
TECO | 1 | 50 | WOOD | Y | LIGHTING | 2002863 | 0 | N/A | 5
TECO | 1 | 55 | WOOD | N | LIGHTING | 2003117 | 1638.74 | N/A | 1
TECO | 1 | 55 | WOOD | Y | LIGHTING | 2002866 | 0 | N/A | 3
TECO | 1 | 60 | WOOD | N | LIGHTING | 2002871 | 3794.25 | N/A | 2
TECO | 1 | 60 | WOOD | Y | LIGHTING | 2002871 | 3794.25 | N/A | 1
TECO | 2 | 30 | CONCRETE | Y | LIGHTING | - | 0 | N/A | 3
TECO | 2 | 30 | CONCRETE | Y | LIGHTING | 2002818 | 0 | N/A | 37
TECO | 2 | 35 | CONCRETE | N | LIGHTING | 2002846 | 0 | N/A | 13
TECO | 2 | 35 | CONCRETE | Y | LIGHTING | - | 0 | N/A | 1
TECO | 2 | 35 | CONCRETE | Y | LIGHTING | 2002846 | 0 | N/A | 135
TECO | 2 | 35 | WOOD | N | LIGHTING | 2002857 | 0 | N/A | 4
TECO | 2 | 35 | WOOD | Y | LIGHTING | - | 0 | N/A | 2
TECO | 2 | 35 | WOOD | Y | LIGHTING | 2002857 | 0 | N/A | 2
TECO | 2 | 35 |  | Y | LIGHTING | 2002846 | 0 | N/A | 1
TECO | 2 | 40 | WOOD | N | LIGHTING | 2002857 | 0 | N/A | 36
TECO | 2 | 40 | WOOD | Y | LIGHTING | 2002828 | 0 | N/A | 1
TECO | 2 | 40 | WOOD | Y | LIGHTING | 2002847 | 1112.98 | N/A | 2
TECO | 2 | 40 | WOOD | Y | LIGHTING | 2002857 | 0 | N/A | 74
TECO | 2 | 40 |  | N | LIGHTING | 2002857 | 0 | N/A | 1
TECO | 2 | 45 | CONCRETE | N | LIGHTING | 2002895 | 0 | N/A | 4
TECO | 2 | 45 | CONCRETE | Y | LIGHTING | 2002895 | 0 | N/A | 116
TECO | 2 | 45 | WOOD | N | LIGHTING | 2002858 | 1344.79 | N/A | 24
TECO | 2 | 45 | WOOD | Y | LIGHTING | 2002858 | 1344.79 | N/A | 55
TECO | 2 | 45 | WOOD |  | LIGHTING | 2002858 | 1344.79 | N/A | 3
TECO | 2 | 45 |  | Y | LIGHTING | 2002895 | 0 | N/A | 1
TECO | 2 | 55 | WOOD | Y | LIGHTING | 2002866 | 0 | N/A | 1
TECO | 2 | 60 | WOOD | Y | LIGHTING | - | 0 | N/A | 2
TECO | 3 | 30 | CONCRETE | Y | LIGHTING | - | 0 | N/A | 1
TECO | 3 | 30 | WOOD | Y | LIGHTING | 2002836 | 807.52 | N/A | 6
TECO | 3 | 35 | WOOD | Y | LIGHTING | - | 0 | N/A | 2
TECO | 3 | 40 | CONCRETE | N | LIGHTING | 2002849 | 1543.75 | N/A | 1
TECO | 3 | 40 | CONCRETE | Y | LIGHTING | - | 0 | N/A | 1
TECO | 3 | 40 | CONCRETE | Y | LIGHTING | 2002849 | 1543.75 | N/A | 52
TECO | 3 | 40 | WOOD | Y | LIGHTING | 2002860 | 0 | N/A | 1
TECO | 3 | 45 | CONCRETE | N | LIGHTING | 2113986 | 0 | N/A | 9
TECO | 3 | 45 | CONCRETE | Y | LIGHTING | - | 0 | N/A | 4
TECO | 3 | 45 | CONCRETE | Y | LIGHTING | 2002862 | 0 | N/A | 213
TECO | 3 | 45 | CONCRETE | Y | LIGHTING | 2002896 | 0 | N/A | 649
TECO | 3 | 45 | CONCRETE | Y | LIGHTING | 2002900 | 0 | N/A | 18
TECO | 3 | 45 | CONCRETE | Y | LIGHTING | 2113986 | 0 | N/A | 222
TECO | 3 | 45 | WOOD | N | LIGHTING | 2002860 | 0 | N/A | 3
TECO | 3 | 45 | WOOD | Y | LIGHTING | 2002860 | 0 | N/A | 173
TECO | 3 | 45 |  | Y | LIGHTING | 2002896 | 0 | N/A | 1
TECO | 3 | 60 | WOOD | Y | LIGHTING | - | 0 | N/A | 2
TECO | 3 | 65 | WOOD | Y | LIGHTING | - | 0 | N/A | 1
TECO | 4 | - | WOOD | Y | LIGHTING | - | 0 | N/A | 1
TECO | 4 | 30 | ALUMINIUM | Y | LIGHTING | - | 0 | N/A | 1
TECO | 4 | 30 | OTHER | Y | LIGHTING | - | 0 | N/A | 1
TECO | 4 | 30 | WOOD | N | LIGHTING | - | 0 | N/A | 1
TECO | 4 | 30 | WOOD | N | LIGHTING | 2002836 | 807.52 | N/A | 1
TECO | 4 | 30 | WOOD | N | LIGHTING | 2002837 | 0 | N/A | 33
TECO | 4 | 30 | WOOD | Y | LIGHTING | 2002836 | 807.52 | N/A | 44
TECO | 4 | 30 | WOOD | Y | LIGHTING | 2002837 | 0 | N/A | 1706
TECO | 4 | 30 |  | N | LIGHTING | 2002837 | 0 | N/A | 1
TECO | 4 | 30 |  | Y | LIGHTING | 2002837 | 0 | N/A | 5
TECO | 4 | 35 | CONCRETE | N | LIGHTING | 2002839 | 0 | N/A | 28
TECO | 4 | 35 | CONCRETE | Y | LIGHTING | 2002839 | 0 | N/A | 59
TECO | 4 | 35 | CONCRETE | Y | LIGHTING |  | 0 | N/A | 50
TECO | 4 | 35 | OTHER | Y | LIGHTING | - | 0 | N/A | 4
TECO | 4 | 35 | WOOD | N | LIGHTING | 2002823 | 0 | N/A | 3
TECO | 4 | 35 | WOOD | N | LIGHTING | 2002842 | 0 | N/A | 226
TECO | 4 | 35 | WOOD | Y | LIGHTING | - | 0 | N/A | 2
TECO | 4 | 35 | WOOD | Y | LIGHTING | 2002823 | 0 | N/A | 46
TECO | 4 | 35 | WOOD | Y | LIGHTING | 2002836 | 807.52 | N/A | 1
TECO | 4 | 35 | WOOD | Y | LIGHTING | 2002842 | 0 | N/A | 10937
TECO | 4 | 35 | WOOD | Y | LIGHTING |  | 0 | N/A | 1
| 4 | 35 | WOOD | Y | LIGHTING | 2002842 | 0 | N/A | 1
TECO | 4 | 35 |  | N | LIGHTING | 2002842 | 0 | N/A | 3
TECO | 4 | 35 |  | Y | LIGHTING | 2002839 | 0 | N/A | 1
TECO | 4 | 35 |  | Y | LIGHTING | 2002842 | 0 | N/A | 131
TECO | 4 | 40 | - | Y | LIGHTING | 2002847 | 1112.98 | N/A | 3
TECO | 4 | 40 | CONCRETE | Y | LIGHTING | 2002849 | 1543.75 | N/A | 2
TECO | 4 | 40 | STEEL | Y | LIGHTING | - | 0 | N/A | 2
TECO | 4 | 40 | WOOD | N | LIGHTING | 2002847 | 1112.98 | N/A | 57
TECO | 4 | 40 | WOOD | Y | LIGHTING | - | 0 | N/A | 1
TECO | 4 | 40 | WOOD | Y | LIGHTING | 2002847 | 1112.98 | N/A | 607
TECO | 4 | 40 |  | Y | LIGHTING | 2002847 | 1112.98 | N/A | 17
TECO | 4 | 45 | WOOD | N | LIGHTING | 2002859 | 1478.66 | N/A | 13
TECO | 4 | 45 | WOOD | Y | LIGHTING | 2002843 | 0 | N/A | 1
TECO | 4 | 45 | WOOD | Y | LIGHTING | 2002859 | 1478.66 | N/A | 271
TECO | 5 | 30 | WOOD | N | LIGHTING | 2002836 | 807.52 | N/A | 1
TECO | 5 | 30 | WOOD | Y | LIGHTING | 2002836 | 807.52 | N/A | 40
TECO | 5 | 35 | WOOD | Y | LIGHTING | - | 0 | N/A | 17
TECO | 5 | 40 | WOOD | Y | LIGHTING | 2002847 | 1112.98 | N/A | 4
TECO | 6 | 25 | WOOD | Y | LIGHTING | - | 0 | N/A | 5
TECO | 6 | 30 | CONCRETE | Y | LIGHTING | - | 0 | N/A | 3
TECO | 6 | 30 | OTHER | Y | LIGHTING | - | 0 | N/A | 2
TECO | 6 | 30 | STEEL | Y | LIGHTING | - | 0 | N/A | 1
TECO | 6 | 30 | WOOD | N | LIGHTING | 2002830 | 0 | N/A | 7
TECO | 6 | 30 | WOOD | N | LIGHTING | 2002836 | 807.52 | N/A | 282
TECO | 6 | 30 | WOOD | Y | LIGHTING | - | 0 | N/A | 4
TECO | 6 | 30 | WOOD | Y | LIGHTING | 2002830 | 0 | N/A | 241
TECO | 6 | 30 | WOOD | Y | LIGHTING | 2002836 | 807.52 | N/A | 15866
TECO | 6 | 30 | WOOD | Y | LIGHTING | 2002881 | 0 | N/A | 1
TECO | 6 | 30 | WOOD |  | LIGHTING | 2002836 | 807.52 | N/A | 1
TECO | 6 | 30 |  | N | LIGHTING | 2002836 | 807.52 | N/A | 1
TECO | 6 | 30 |  | Y | LIGHTING | 2002836 | 807.52 | N/A | 53
TECO | 6 | 35 | CONCRETE | Y | LIGHTING | - | 0 | N/A | 11
TECO | 6 | 35 | OTHER | Y | LIGHTING | - | 0 | N/A | 3
TECO | 6 | 35 | STEEL | Y | LIGHTING | - | 0 | N/A | 1
TECO | 6 | 35 | WOOD | N | LIGHTING | 2002843 | 0 | N/A | 82
TECO | 6 | 35 | WOOD | Y | LIGHTING | 2002821 | 0 | N/A | 125
TECO | 6 | 35 | WOOD | Y | LIGHTING | 2002843 | 0 | N/A | 8524
TECO | 6 | 35 | WOOD | Y | LIGHTING |  | 0 | N/A | 2
TECO | 6 | 35 | WOOD |  | LIGHTING | 2002843 | 0 | N/A | 1
TECO | 6 | 35 |  | N | LIGHTING | 2002843 | 0 | N/A | 3
TECO | 6 | 35 |  | Y | LIGHTING | 2002843 | 0 | N/A | 11
TECO | 6 | 36 | WOOD | Y | LIGHTING | - | 0 | N/A | 1
TECO | 6 | 40 | WOOD | Y | LIGHTING | 2002847 | 1112.98 | N/A | 7
TECO | 6 | 45 | WOOD | Y | LIGHTING | 2002859 | 1478.66 | N/A | 1
TECO | H1 | 35 | STEEL | Y | LIGHTING | 2133584 | 0 | N/A | 42
TECO | H1 | 35 | STEEL | Y | LIGHTING | 2133585 | 0 | N/A | 31
TECO | H1 | 45 | CONCRETE | N | LIGHTING | 2131245 | 0 | N/A | 6
TECO | H1 | 50 | CONCRETE | N | LIGHTING | 2131698 | 9288.26 | N/A | 1
TECO | H3 | 50 | IRON | N | LIGHTING | 2132797 | 6012.03 | N/A | 1
TECO |  |  |  | Y | LIGHTING |  | 0 | N/A | 1
TECO | - | - | - | N | PRIMARY | - | 0 | PRIMARY | 1034
TECO | - | - | - | N | PRIMARY |  | 0 | PRIMARY | 1
TECO | - | - | - | Y | PRIMARY | - | 0 | PRIMARY | 1
TECO | - | - | WOOD | N | PRIMARY | - | 0 | PRIMARY | 9
TECO | - | - |  | N | PRIMARY | - | 0 | PRIMARY | 4
TECO | - | 120 | CONCRETE | N | PRIMARY | - | 0 | PRIMARY | 1
TECO | - | 120 | STEEL | N | PRIMARY | - | 0 | PRIMARY | 2
TECO | - | 16 | ALUMINUM | N | PRIMARY | 2005687 | 0 | PRIMARY | 1
TECO | - | 30 | STEEL | N | PRIMARY | - | 0 | PRIMARY | 1
TECO | - | 35 | CONCRETE | N | PRIMARY | - | 0 | PRIMARY | 8
TECO | - | 40 | CONCRETE | N | PRIMARY | - | 0 | PRIMARY | 17
TECO | - | 40 | CONCRETE |  | PRIMARY | - | 0 | PRIMARY | 1
TECO | - | 40 | WOOD | N | PRIMARY | - | 0 | PRIMARY | 2
TECO | - | 45 | CONCRETE | N | PRIMARY | - | 0 | PRIMARY | 54
TECO | - | 45 | CONCRETE | N | PRIMARY | 2002855 | 0 | PRIMARY | 16
TECO | - | 45 | WOOD | N | PRIMARY | - | 0 | PRIMARY | 2
TECO | - | 50 | CONCRETE | N | PRIMARY | - | 0 | PRIMARY | 6
TECO | - | 50 | CONCRETE | N | PRIMARY | 2002869 | 1918.8 | PRIMARY | 20
TECO | - | 50 | CONCRETE | N | PRIMARY | 2002877 | 0 | PRIMARY | 9
TECO | - | 50 | WOOD | N | PRIMARY | - | 0 | PRIMARY | 1
TECO | - | 50 |  | N | PRIMARY | 2002869 | 1918.8 | PRIMARY | 1
TECO | - | 55 | CONCRETE | N | PRIMARY | 2002855 | 0 | PRIMARY | 11
TECO | - | 55 | CONCRETE | N | PRIMARY | 2002856 | 0 | PRIMARY | 3
TECO | - | 55 | CONCRETE | N | PRIMARY | 2002872 | 0 | PRIMARY | 16
TECO | - | 55 | CONCRETE | N | PRIMARY | 2002874 | 0 | PRIMARY | 5
TECO | - | 55 | CONCRETE | N | PRIMARY | 2002877 | 0 | PRIMARY | 24
TECO | - | 55- | CONCRETE | N | PRIMARY | 2002855 | 0 | PRIMARY | 1
TECO | - | 60 | CONCRETE | N | PRIMARY | - | 0 | PRIMARY | 3
TECO | - | 60 | CONCRETE | N | PRIMARY | 2002874 | 0 | PRIMARY | 2
TECO | - | 60 | CONCRETE | N | PRIMARY | 2002875 | 0 | PRIMARY | 3
TECO | - | 62 | - | N | PRIMARY | - | 0 | PRIMARY | 1
TECO | - | 65 | CONCRETE | N | PRIMARY | - | 0 | PRIMARY | 1
TECO | - | 65 | CONCRETE | N | PRIMARY | 2002883 | 0 | PRIMARY | 1
TECO | - | 70 | CONCRETE | N | PRIMARY | - | 0 | PRIMARY | 4
TECO | - | 70 | STEEL | N | PRIMARY | - | 0 | PRIMARY | 7
TECO | - | 75 | - | N | PRIMARY | - | 0 | PRIMARY | 1
TECO | - | 75 | CONCRETE | N | PRIMARY | - | 0 | PRIMARY | 2
TECO | - | 80 | CONCRETE | N | PRIMARY | - | 0 | PRIMARY | 1
TECO | - | 80 | CONCRETE | N | PRIMARY | 2002903 | 0 | PRIMARY | 4
TECO | - | 85 | CONCRETE | N | PRIMARY | - | 0 | PRIMARY | 18
TECO | - | 85 | STEEL | N | PRIMARY | 2003044 | 0 | PRIMARY | 4
TECO | - | 85 | WOOD | N | PRIMARY | - | 0 | PRIMARY | 1
TECO | - | 95 | STEEL | N | PRIMARY | 2003048 | 0 | PRIMARY | 1
TECO | . | 45 | CONCRETE | N | PRIMARY | 2002852 | 0 | PRIMARY | 13
TECO | 1 | 30 | CONCRETE | N | PRIMARY | - | 0 | PRIMARY | 2
TECO | 1 | 30 | CONCRETE | N | PRIMARY | 2002838 | 1062.32 | PRIMARY | 1
TECO | 1 | 30 | FIBERGLASS | N | PRIMARY | 2002824 | 0 | PRIMARY | 1
TECO | 1 | 35 | CONCRETE | N | PRIMARY | 2002845 | 0 | PRIMARY | 12
TECO | 1 | 35 | CONCRETE | N | PRIMARY |  | 0 | PRIMARY | 2
TECO | 1 | 40 | IRON | N | PRIMARY | 2123490 | 0 | PRIMARY | 265
TECO | 1 | 40 | IRON | N | PRIMARY | 2131246 | 3268.88 | PRIMARY | 1
TECO | 1 | 40 | WOOD | N | PRIMARY | 2002847 | 1112.98 | PRIMARY | 6
TECO | 1 | 40 | WOOD | N | PRIMARY | 2002863 | 0 | PRIMARY | 7
TECO | 1 | 45 | IRON | N | PRIMARY | 2112349 | 3974.89 | PRIMARY | 690
TECO | 1 | 45 | WOOD | N | PRIMARY | - | 0 | PRIMARY | 2
TECO | 1 | 45 | WOOD | N | PRIMARY | 2002834 | 1433.09 | PRIMARY | 1999
TECO | 1 | 45 | WOOD | N | PRIMARY | 2002835 | 1478.66 | PRIMARY | 54
TECO | 1 | 45 | WOOD | N | PRIMARY | 2002857 | 0 | PRIMARY | 1
TECO | 1 | 45 | WOOD | N | PRIMARY | 2002858 | 1344.79 | PRIMARY | 1
TECO | 1 | 45 | WOOD | N | PRIMARY | 2002866 | 0 | PRIMARY | 1
TECO | 1 | 45 | WOOD | N | PRIMARY | 2003117 | 1638.74 | PRIMARY | 1
TECO | 1 | 45 | WOOD | N | PRIMARY | 2131214 | 0 | PRIMARY | 1
TECO | 1 | 45 | WOOD | N | PRIMARY |  | 0 | PRIMARY | 3
TECO | 1 | 45 | WOOD |  | PRIMARY | 2002834 | 1433.09 | PRIMARY | 3
TECO | 1 | 45 |  | N | PRIMARY | 2002834 | 1433.09 | PRIMARY | 10
TECO | 1 | 45 |  | N | PRIMARY | 2112349 | 3974.89 | PRIMARY | 2
TECO | 1 | 50 | CONCRETE | N | PRIMARY | 2002869 | 1918.8 | PRIMARY | 10
TECO | 1 | 50 | IRON | N | PRIMARY | 2112348 | 4258.71 | PRIMARY | 255
TECO | 1 | 50 | IRON | N | PRIMARY | 2123490 | 0 | PRIMARY | 1
TECO | 1 | 50 | IRON | N | PRIMARY | 2131698 | 9288.26 | PRIMARY | 1
TECO | 1 | 50 | WOOD | N | PRIMARY | 2002834 | 1433.09 | PRIMARY | 1
TECO | 1 | 50 | WOOD | N | PRIMARY | 2002835 | 1478.66 | PRIMARY | 758
TECO | 1 | 50 | WOOD | N | PRIMARY | 2002863 | 0 | PRIMARY | 2158
TECO | 1 | 50 | WOOD | N | PRIMARY | 2002866 | 0 | PRIMARY | 1
TECO | 1 | 50 | WOOD | N | PRIMARY | 2002871 | 3794.25 | PRIMARY | 7
TECO | 1 | 50 | WOOD | N | PRIMARY | 2003117 | 1638.74 | PRIMARY | 13
TECO | 1 | 50 | WOOD | N | PRIMARY | 2131214 | 0 | PRIMARY | 2
TECO | 1 | 50 | WOOD | N | PRIMARY |  | 0 | PRIMARY | 39
TECO | 1 | 50 | WOOD | Y | PRIMARY | 2002835 | 1478.66 | PRIMARY | 1
TECO | 1 | 50 | WOOD | Y | PRIMARY | 2002863 | 0 | PRIMARY | 1
TECO | 1 | 50 | WOOD |  | PRIMARY | 2002863 | 0 | PRIMARY | 1
TECO | 1 | 50 |  | N | PRIMARY | 2002835 | 1478.66 | PRIMARY | 9
TECO | 1 | 50 |  | N | PRIMARY | 2002863 | 0 | PRIMARY | 52
TECO | 1 | 50 |  | N | PRIMARY | 2112348 | 4258.71 | PRIMARY | 1
TECO | 1 | 53 | IRON | N | PRIMARY | 2124960 | 21548.86 | PRIMARY | 23
TECO | 1 | 55 | CONCRETE | N | PRIMARY | - | 0 | PRIMARY | 1
TECO | 1 | 55 | STEEL | N | PRIMARY | 2127390 | 0 | PRIMARY | 1
TECO | 1 | 55 | WOOD | N | PRIMARY | 2002866 | 0 | PRIMARY | 406
TECO | 1 | 55 | WOOD | N | PRIMARY | 2003117 | 1638.74 | PRIMARY | 139
TECO | 1 | 55 | WOOD | N | PRIMARY |  | 0 | PRIMARY | 2
TECO | 1 | 55 |  | N | PRIMARY | 2002866 | 0 | PRIMARY | 5
TECO | 1 | 55 |  | N | PRIMARY | 2003117 | 1638.74 | PRIMARY | 3
TECO | 1 | 60 | WOOD | N | PRIMARY | 2002871 | 3794.25 | PRIMARY | 75
TECO | 1 | 60 |  | N | PRIMARY | 2002871 | 3794.25 | PRIMARY | 3
TECO | 1 | 65 | CONCRETE | N | PRIMARY | - | 0 | PRIMARY | 1
TECO | 1 | 65 | WOOD | N | PRIMARY | - | 0 | PRIMARY | 2
TECO | 1 | 65 | WOOD | N | PRIMARY | 2002881 | 0 | PRIMARY | 12
TECO | 1 | 70 | CONCRETE | N | PRIMARY | - | 0 | PRIMARY | 2
TECO | 1 | 70 | WOOD | N | PRIMARY | - | 0 | PRIMARY | 4
TECO | 1 | 75 | CONCRETE | N | PRIMARY | - | 0 | PRIMARY | 1
TECO | 1 | 75 | WOOD | N | PRIMARY | - | 0 | PRIMARY | 2
TECO | 1 | 80 | CONCRETE | N | PRIMARY | - | 0 | PRIMARY | 1
TECO | 1 | 85 | CONCRETE | N | PRIMARY | - | 0 | PRIMARY | 5
TECO | 2 | 30 | WOOD | N | PRIMARY | 2002836 | 807.52 | PRIMARY | 1
TECO | 2 | 35 | CONCRETE | N | PRIMARY | 2002846 | 0 | PRIMARY | 5
TECO | 2 | 35 | WOOD | N | PRIMARY | 2002857 | 0 | PRIMARY | 2
TECO | 2 | 40 | WOOD | N | PRIMARY | 2002828 | 0 | PRIMARY | 68
TECO | 2 | 40 | WOOD | N | PRIMARY | 2002847 | 1112.98 | PRIMARY | 15
TECO | 2 | 40 | WOOD | N | PRIMARY | 2002857 | 0 | PRIMARY | 7389
TECO | 2 | 40 | WOOD | N | PRIMARY | 2002858 | 1344.79 | PRIMARY | 3
TECO | 2 | 40 | WOOD | N | PRIMARY |  | 0 | PRIMARY | 6
| 2 | 40 | WOOD | N | PRIMARY | 2002857 | 0 | PRIMARY | 2
TECO | 2 | 40 | WOOD | Y | PRIMARY | 2002857 | 0 | PRIMARY | 9
TECO | 2 | 40 | WOOD |  | PRIMARY | 2002857 | 0 | PRIMARY | 17
TECO | 2 | 40 |  | N | PRIMARY | 2002857 | 0 | PRIMARY | 57
TECO | 2 | 40 |  |  | PRIMARY | 2002857 | 0 | PRIMARY | 1
TECO | 2 | 45 | CONCRETE | N | PRIMARY | 2002895 | 0 | PRIMARY | 44
TECO | 2 | 45 | WOOD | N | PRIMARY | 2002826 | 0 | PRIMARY | 46
TECO | 2 | 45 | WOOD | N | PRIMARY | 2002857 | 0 | PRIMARY | 2
TECO | 2 | 45 | WOOD | N | PRIMARY | 2002858 | 1344.79 | PRIMARY | 8094
TECO | 2 | 45 | WOOD | N | PRIMARY |  | 0 | PRIMARY | 34
TECO | 2 | 45 | WOOD | Y | PRIMARY | 2002858 | 1344.79 | PRIMARY | 1
TECO | 2 | 45 | WOOD |  | PRIMARY | 2002858 | 1344.79 | PRIMARY | 37
TECO | 2 | 45 |  | N | PRIMARY | 2002826 | 0 | PRIMARY | 3
TECO | 2 | 45 |  | N | PRIMARY | 2002858 | 1344.79 | PRIMARY | 110
TECO | 2 | 50 | WOOD | N | PRIMARY | 2002863 | 0 | PRIMARY | 22
TECO | 2 | 55 | WOOD | N | PRIMARY | 2002866 | 0 | PRIMARY | 3
TECO | 2 | 65 | WOOD | N | PRIMARY | - | 0 | PRIMARY | 3
TECO | 3 | 30 | WOOD | N | PRIMARY | 2002836 | 807.52 | PRIMARY | 1
TECO | 3 | 40 | CONCRETE | N | PRIMARY | - | 0 | PRIMARY | 16
TECO | 3 | 40 | CONCRETE | N | PRIMARY | 2002849 | 1543.75 | PRIMARY | 169
TECO | 3 | 40 | WOOD | N | PRIMARY | 2002847 | 1112.98 | PRIMARY | 5
TECO | 3 | 40 | WOOD | N | PRIMARY | 2002860 | 0 | PRIMARY | 1
TECO | 3 | 40 |  | N | PRIMARY | 2002849 | 1543.75 | PRIMARY | 3
TECO | 3 | 45 | CONCRETE | N | PRIMARY | 2002862 | 0 | PRIMARY | 508
TECO | 3 | 45 | CONCRETE | N | PRIMARY | 2002863 | 0 | PRIMARY | 1
TECO | 3 | 45 | CONCRETE | N | PRIMARY | 2002896 | 0 | PRIMARY | 3
TECO | 3 | 45 | CONCRETE | N | PRIMARY | 2113986 | 0 | PRIMARY | 233
TECO | 3 | 45 | CONCRETE | N | PRIMARY |  | 0 | PRIMARY | 155
TECO | 3 | 45 | CONCRETE | Y | PRIMARY | 2002862 | 0 | PRIMARY | 1
TECO | 3 | 45 | WOOD | N | PRIMARY | 2002859 | 1478.66 | PRIMARY | 1
TECO | 3 | 45 | WOOD | N | PRIMARY | 2002860 | 0 | PRIMARY | 2676
TECO | 3 | 45 | WOOD | N | PRIMARY |  | 0 | PRIMARY | 2
| 3 | 45 | WOOD | N | PRIMARY | 2002860 | 0 | PRIMARY | 1
TECO | 3 | 45 | WOOD | Y | PRIMARY | 2002860 | 0 | PRIMARY | 1
TECO | 3 | 45 | WOOD |  | PRIMARY | 2002860 | 0 | PRIMARY | 4
TECO | 3 | 45 |  | N | PRIMARY | 2002860 | 0 | PRIMARY | 36
TECO | 3 | 45 |  | N | PRIMARY | 2002862 | 0 | PRIMARY | 3
TECO | 3 | 45 |  | N | PRIMARY | 2113986 | 0 | PRIMARY | 1
TECO | 3 | 45 |  | N | PRIMARY |  | 0 | PRIMARY | 3
TECO | 3 | 50 | CONCRETE | N | PRIMARY | - | 0 | PRIMARY | 3
TECO | 3 | 50 | CONCRETE | N | PRIMARY | 2002869 | 1918.8 | PRIMARY | 15
TECO | 3 | 50 | WOOD | N | PRIMARY | 2002863 | 0 | PRIMARY | 2
TECO | 3 | 55 | WOOD | N | PRIMARY | 2002866 | 0 | PRIMARY | 1
TECO | 3 | 85 | CONCRETE | N | PRIMARY | - | 0 | PRIMARY | 3
TECO | 4 | - | WOOD | N | PRIMARY | - | 0 | PRIMARY | 2
TECO | 4 | 30 | WOOD | N | PRIMARY | 2002836 | 807.52 | PRIMARY | 2
TECO | 4 | 30 | WOOD | N | PRIMARY | 2002837 | 0 | PRIMARY | 20
TECO | 4 | 35 | CONCRETE | N | PRIMARY | 2002839 | 0 | PRIMARY | 1
TECO | 4 | 35 | WOOD | N | PRIMARY | 2002823 | 0 | PRIMARY | 11
TECO | 4 | 35 | WOOD | N | PRIMARY | 2002842 | 0 | PRIMARY | 612
TECO | 4 | 35 | WOOD | Y | PRIMARY | 2002842 | 0 | PRIMARY | 1
TECO | 4 | 35 | WOOD |  | PRIMARY | 2002842 | 0 | PRIMARY | 2
TECO | 4 | 35 |  | N | PRIMARY | 2002842 | 0 | PRIMARY | 5
TECO | 4 | 40 | - | N | PRIMARY | 2002847 | 1112.98 | PRIMARY | 12
TECO | 4 | 40 | OTHER | N | PRIMARY | - | 0 | PRIMARY | 1
TECO | 4 | 40 | WOOD | N | PRIMARY | - | 0 | PRIMARY | 1
TECO | 4 | 40 | WOOD | N | PRIMARY | 2002826 | 0 | PRIMARY | 106
TECO | 4 | 40 | WOOD | N | PRIMARY | 2002847 | 1112.98 | PRIMARY | 10176
TECO | 4 | 40 | WOOD | N | PRIMARY | 2002857 | 0 | PRIMARY | 1
TECO | 4 | 40 | WOOD | N | PRIMARY |  | 0 | PRIMARY | 11
| 4 | 40 | WOOD | N | PRIMARY | 2002847 | 1112.98 | PRIMARY | 2
TECO | 4 | 40 | WOOD | Y | PRIMARY | 2002847 | 1112.98 | PRIMARY | 11
TECO | 4 | 40 | WOOD |  | PRIMARY | 2002847 | 1112.98 | PRIMARY | 21
TECO | 4 | 40 |  | N | PRIMARY | 2002847 | 1112.98 | PRIMARY | 355
TECO | 4 | 40 |  | N | PRIMARY |  | 0 | PRIMARY | 10
TECO | 4 | 40 |  | Y | PRIMARY | 2002847 | 1112.98 | PRIMARY | 1
TECO | 4 | 40 |  |  | PRIMARY | 2002847 | 1112.98 | PRIMARY | 2
TECO | 4 | 400 | WOOD | N | PRIMARY | - | 0 | PRIMARY | 2
TECO | 4 | 45 | CONCRETE | N | PRIMARY |  | 0 | PRIMARY | 5
TECO | 4 | 45 | WOOD | N | PRIMARY | - | 0 | PRIMARY | 1
TECO | 4 | 45 | WOOD | N | PRIMARY | 2002858 | 1344.79 | PRIMARY | 1
TECO | 4 | 45 | WOOD | N | PRIMARY | 2002859 | 1478.66 | PRIMARY | 3060
TECO | 4 | 45 | WOOD | N | PRIMARY |  | 0 | PRIMARY | 1
TECO | 4 | 45 | WOOD | Y | PRIMARY | 2002859 | 1478.66 | PRIMARY | 1
TECO | 4 | 45 | WOOD |  | PRIMARY | 2002859 | 1478.66 | PRIMARY | 4
TECO | 4 | 45 |  | N | PRIMARY | 2002859 | 1478.66 | PRIMARY | 14
TECO | 4 | 55 | WOOD | N | PRIMARY | 2002866 | 0 | PRIMARY | 1
TECO | 4 | 90 | WOOD | N | PRIMARY | - | 0 | PRIMARY | 1
TECO | 5 | 35 | WOOD | N | PRIMARY | - | 0 | PRIMARY | 4
TECO | 5 | 40 | WOOD | N | PRIMARY | 2002847 | 1112.98 | PRIMARY | 15
TECO | 5 | 40 |  | N | PRIMARY | 2002847 | 1112.98 | PRIMARY | 1
TECO | 5 | 45 | WOOD | N | PRIMARY | 2002859 | 1478.66 | PRIMARY | 2
TECO | 6 | - | WOOD | N | PRIMARY | - | 0 | PRIMARY | 1
TECO | 6 | 30 | - | N | PRIMARY | - | 0 | PRIMARY | 1
TECO | 6 | 30 | WOOD | N | PRIMARY | 2002836 | 807.52 | PRIMARY | 260
TECO | 6 | 30 |  | N | PRIMARY | 2002836 | 807.52 | PRIMARY | 1
TECO | 6 | 35 | WOOD | N | PRIMARY | 2002821 | 0 | PRIMARY | 1
TECO | 6 | 35 | WOOD | N | PRIMARY | 2002843 | 0 | PRIMARY | 163
TECO | 6 | 35 | WOOD | N | PRIMARY |  | 0 | PRIMARY | 2
TECO | 6 | 35 | WOOD |  | PRIMARY | 2002843 | 0 | PRIMARY | 1
TECO | 6 | 40 | WOOD | N | PRIMARY | 2002847 | 1112.98 | PRIMARY | 5
TECO | 6 | 45 | WOOD | N | PRIMARY | 2002859 | 1478.66 | PRIMARY | 1
TECO | H1 | 40 | CONCRETE | N | PRIMARY | 2131246 | 3268.88 | PRIMARY | 113
TECO | H1 | 45 | CONCRETE | N | PRIMARY | 2002858 | 1344.79 | PRIMARY | 1
TECO | H1 | 45 | CONCRETE | N | PRIMARY | 2131245 | 0 | PRIMARY | 871
TECO | H1 | 45 | CONCRETE | N | PRIMARY | 2131246 | 3268.88 | PRIMARY | 2
TECO | H1 | 45 | IRON | N | PRIMARY | 2132798 | 4456.61 | PRIMARY | 44
TECO | H1 | 45 | WOOD | N | PRIMARY | 2131214 | 0 | PRIMARY | 175
TECO | H1 | 45 |  | N | PRIMARY | 2131214 | 0 | PRIMARY | 1
TECO | H1 | 45 |  | N | PRIMARY | 2131245 | 0 | PRIMARY | 3
TECO | H1 | 50 | CONCRETE | N | PRIMARY | 2131698 | 9288.26 | PRIMARY | 94
TECO | H1 | 50 | IRON | N | PRIMARY | 2124959 | 4317.26 | PRIMARY | 43
TECO | H1 | 50 | WOOD | N | PRIMARY | 2131275 | 1665.53 | PRIMARY | 70
TECO | H1 | 55 | CONCRETE | N | PRIMARY | 2131711 | 9928.64 | PRIMARY | 6
TECO | H1 | 60 | CONCRETE | N | PRIMARY | 2131712 | 9869.15 | PRIMARY | 4
TECO | H1 | 70 | CONCRETE | N | PRIMARY | 2002890 | 0 | PRIMARY | 4
TECO | H2 | 45 | FIBERGLASS | N | PRIMARY | 2002819 | 3578.4 | PRIMARY | 2
TECO | H3 | 45 | CONCRETE | N | PRIMARY | 2132811 | 4018.36 | PRIMARY | 5
TECO | H3 | 50 | IRON | N | PRIMARY | 2132797 | 6012.03 | PRIMARY | 33
TECO | H4 | 55 | CONCRETE | N | PRIMARY | 2131610 | 9211.45 | PRIMARY | 2
TECO | H6 | 50 | FIBERGLASS | N | PRIMARY | 2002820 | 4587.24 | PRIMARY | 4
TECO | H6 | 55 | IRON | N | PRIMARY | 2132810 | 0 | PRIMARY | 8
TECO | - | - | - | N | SECONDARY ONLY | - | 0 | SECONDARY | 1
TECO | - | - | CONCRETE | N | SECONDARY ONLY | - | 0 | SECONDARY | 1
TECO | - | - | OTHER | N | SECONDARY ONLY | - | 0 | SECONDARY | 1
TECO | - | - | WOOD | N | SECONDARY ONLY | - | 0 | SECONDARY | 7
TECO | - | 20 | CONCRETE | N | SECONDARY ONLY | - | 0 | SECONDARY | 1
TECO | - | 25 | CONCRETE | N | SECONDARY ONLY | - | 0 | SECONDARY | 1
TECO | - | 25 | WOOD | N | SECONDARY ONLY | - | 0 | SECONDARY | 1
TECO | - | 30 | CONCRETE | N | SECONDARY ONLY | - | 0 | SECONDARY | 33
TECO | - | 30 | CONCRETE |  | SECONDARY ONLY | - | 0 | SECONDARY | 1
TECO | - | 30 | OTHER | N | SECONDARY ONLY | - | 0 | SECONDARY | 8
TECO | - | 30 | STEEL | N | SECONDARY ONLY | - | 0 | SECONDARY | 15
TECO | - | 30 | WOOD | N | SECONDARY ONLY | - | 0 | SECONDARY | 5
TECO | - | 35 | CONCRETE | N | SECONDARY ONLY | - | 0 | SECONDARY | 790
TECO | - | 35 | CONCRETE |  | SECONDARY ONLY | - | 0 | SECONDARY | 2
TECO | - | 35 | OTHER | N | SECONDARY ONLY | - | 0 | SECONDARY | 7
TECO | - | 35 | STEEL | N | SECONDARY ONLY | - | 0 | SECONDARY | 44
TECO | - | 35 | WOOD | N | SECONDARY ONLY | - | 0 | SECONDARY | 2
TECO | - | 40 | CONCRETE | N | SECONDARY ONLY | - | 0 | SECONDARY | 78
TECO | - | 40 | STEEL | N | SECONDARY ONLY | - | 0 | SECONDARY | 3
TECO | - | 40 | WOOD | N | SECONDARY ONLY | - | 0 | SECONDARY | 1
TECO | - | 45 | CONCRETE | N | SECONDARY ONLY | - | 0 | SECONDARY | 46
TECO | - | 55 | STEEL | N | SECONDARY ONLY | - | 0 | SECONDARY | 2
TECO | - | 65 | CONCRETE | N | SECONDARY ONLY | - | 0 | SECONDARY | 1
TECO | - | 75 | CONCRETE | N | SECONDARY ONLY | - | 0 | SECONDARY | 1
TECO | - | 85 | STEEL | N | SECONDARY ONLY | - | 0 | SECONDARY | 1
TECO | 1 | 30 | CONCRETE | N | SECONDARY ONLY | 2002838 | 1062.32 | SECONDARY | 4
TECO | 1 | 30 | FIBERGLASS | N | SECONDARY ONLY | 2002824 | 0 | SECONDARY | 2
TECO | 1 | 30 | WOOD | N | SECONDARY ONLY | - | 0 | SECONDARY | 3
TECO | 1 | 35 | CONCRETE | N | SECONDARY ONLY | 2002844 | 0 | SECONDARY | 1
TECO | 1 | 35 | CONCRETE | N | SECONDARY ONLY | 2002845 | 0 | SECONDARY | 57
TECO | 1 | 35 | CONCRETE | N | SECONDARY ONLY |  | 0 | SECONDARY | 5
TECO | 1 | 35 | WOOD | N | SECONDARY ONLY | - | 0 | SECONDARY | 4
TECO | 1 | 35 |  | N | SECONDARY ONLY | 2002845 | 0 | SECONDARY | 3
TECO | 1 | 40 | IRON | N | SECONDARY ONLY | 2123490 | 0 | SECONDARY | 8
TECO | 1 | 45 | IRON | N | SECONDARY ONLY | 2112349 | 3974.89 | SECONDARY | 1
TECO | 1 | 45 | WOOD | N | SECONDARY ONLY | 2002834 | 1433.09 | SECONDARY | 45
TECO | 1 | 45 | WOOD | N | SECONDARY ONLY | 2002835 | 1478.66 | SECONDARY | 1
TECO | 1 | 45 |  | N | SECONDARY ONLY | 2002834 | 1433.09 | SECONDARY | 1
TECO | 1 | 50 | CONCRETE | N | SECONDARY ONLY | 2002869 | 1918.8 | SECONDARY | 2
TECO | 1 | 50 | WOOD | N | SECONDARY ONLY | 2002835 | 1478.66 | SECONDARY | 11
TECO | 1 | 50 | WOOD | N | SECONDARY ONLY | 2002863 | 0 | SECONDARY | 41
TECO | 1 | 50 |  | N | SECONDARY ONLY | 2002835 | 1478.66 | SECONDARY | 1
TECO | 1 | 55 | WOOD | N | SECONDARY ONLY | 2002866 | 0 | SECONDARY | 5
TECO | 1 | 55 | WOOD | N | SECONDARY ONLY | 2003117 | 1638.74 | SECONDARY | 1
TECO | 1 | 60 | WOOD | N | SECONDARY ONLY | - | 0 | SECONDARY | 2
TECO | 1 | 60 | WOOD | N | SECONDARY ONLY | 2002871 | 3794.25 | SECONDARY | 2
TECO | 1 | 65 | WOOD | N | SECONDARY ONLY | - | 0 | SECONDARY | 3
TECO | 1 | 70 | WOOD | N | SECONDARY ONLY | - | 0 | SECONDARY | 5
TECO | 1 | 75 | CONCRETE | N | SECONDARY ONLY | - | 0 | SECONDARY | 1
TECO | 1 | 75 | OTHER | N | SECONDARY ONLY | - | 0 | SECONDARY | 1
TECO | 1 | 75 | WOOD | N | SECONDARY ONLY | - | 0 | SECONDARY | 1
TECO | 2 | 25 | WOOD | N | SECONDARY ONLY | - | 0 | SECONDARY | 1
TECO | 2 | 30 | WOOD | N | SECONDARY ONLY | 2002836 | 807.52 | SECONDARY | 10
TECO | 2 | 35 | CONCRETE | N | SECONDARY ONLY | 2002846 | 0 | SECONDARY | 8
TECO | 2 | 35 | WOOD | N | SECONDARY ONLY | - | 0 | SECONDARY | 19
TECO | 2 | 35 | WOOD | N | SECONDARY ONLY | 2002857 | 0 | SECONDARY | 16
TECO | 2 | 40 | WOOD | N | SECONDARY ONLY | 2002828 | 0 | SECONDARY | 38
TECO | 2 | 40 | WOOD | N | SECONDARY ONLY | 2002847 | 1112.98 | SECONDARY | 16
TECO | 2 | 40 | WOOD | N | SECONDARY ONLY | 2002857 | 0 | SECONDARY | 825
TECO | 2 | 40 | WOOD | N | SECONDARY ONLY | 2002858 | 1344.79 | SECONDARY | 1
TECO | 2 | 40 | WOOD |  | SECONDARY ONLY | 2002857 | 0 | SECONDARY | 1
TECO | 2 | 40 |  | N | SECONDARY ONLY | 2002857 | 0 | SECONDARY | 11
TECO | 2 | 45 | WOOD | N | SECONDARY ONLY | 2002826 | 0 | SECONDARY | 3
TECO | 2 | 45 | WOOD | N | SECONDARY ONLY | 2002858 | 1344.79 | SECONDARY | 215
TECO | 2 | 45 |  | N | SECONDARY ONLY | 2002858 | 1344.79 | SECONDARY | 1
TECO | 2 | 50 | WOOD | N | SECONDARY ONLY | 2002863 | 0 | SECONDARY | 5
TECO | 2 | 55 | WOOD | N | SECONDARY ONLY | 2002866 | 0 | SECONDARY | 1
TECO | 2 | 60 | WOOD | N | SECONDARY ONLY | - | 0 | SECONDARY | 4
TECO | 2 | 65 | WOOD | N | SECONDARY ONLY | - | 0 | SECONDARY | 3
TECO | 2 | 75 | WOOD | N | SECONDARY ONLY | - | 0 | SECONDARY | 1
TECO | 3 | 30 | WOOD | N | SECONDARY ONLY | 2002836 | 807.52 | SECONDARY | 12
TECO | 3 | 35 | WOOD | N | SECONDARY ONLY | - | 0 | SECONDARY | 35
TECO | 3 | 40 | CONCRETE | N | SECONDARY ONLY | 2002849 | 1543.75 | SECONDARY | 3
TECO | 3 | 40 | WOOD | N | SECONDARY ONLY | 2002847 | 1112.98 | SECONDARY | 8
TECO | 3 | 40 | WOOD | N | SECONDARY ONLY | 2002860 | 0 | SECONDARY | 4
TECO | 3 | 40 |  | N | SECONDARY ONLY | 2002849 | 1543.75 | SECONDARY | 1
TECO | 3 | 45 | CONCRETE | N | SECONDARY ONLY | 2002862 | 0 | SECONDARY | 5
TECO | 3 | 45 | CONCRETE | N | SECONDARY ONLY | 2113986 | 0 | SECONDARY | 2
TECO | 3 | 45 | CONCRETE | N | SECONDARY ONLY |  | 0 | SECONDARY | 1
TECO | 3 | 45 | WOOD | N | SECONDARY ONLY | 2002860 | 0 | SECONDARY | 133
TECO | 3 | 55 | WOOD | N | SECONDARY ONLY | 2002866 | 0 | SECONDARY | 1
TECO | 3 | 60 | WOOD | N | SECONDARY ONLY | - | 0 | SECONDARY | 1
TECO | 3 | 65 | WOOD | N | SECONDARY ONLY | - | 0 | SECONDARY | 1
TECO | 4 | 20 | WOOD | N | SECONDARY ONLY | - | 0 | SECONDARY | 2
TECO | 4 | 25 | WOOD | N | SECONDARY ONLY | - | 0 | SECONDARY | 4
TECO | 4 | 30 | - | N | SECONDARY ONLY | 2002836 | 807.52 | SECONDARY | 1
TECO | 4 | 30 | OTHER | N | SECONDARY ONLY | - | 0 | SECONDARY | 1
TECO | 4 | 30 | STEEL | N | SECONDARY ONLY | - | 0 | SECONDARY | 1
TECO | 4 | 30 | WOOD | N | SECONDARY ONLY | 2002823 | 0 | SECONDARY | 3
TECO | 4 | 30 | WOOD | N | SECONDARY ONLY | 2002836 | 807.52 | SECONDARY | 396
TECO | 4 | 30 | WOOD | N | SECONDARY ONLY | 2002837 | 0 | SECONDARY | 188
TECO | 4 | 30 | WOOD | N | SECONDARY ONLY | 2002842 | 0 | SECONDARY | 6
TECO | 4 | 30 | WOOD | Y | SECONDARY ONLY | 2002837 | 0 | SECONDARY | 5
TECO | 4 | 30 | WOOD |  | SECONDARY ONLY | 2002837 | 0 | SECONDARY | 2
TECO | 4 | 30 |  | N | SECONDARY ONLY | 2002836 | 807.52 | SECONDARY | 3
TECO | 4 | 30 |  | N | SECONDARY ONLY | 2002837 | 0 | SECONDARY | 2
TECO | 4 | 35 | - | N | SECONDARY ONLY | 2002842 | 0 | SECONDARY | 14
TECO | 4 | 35 | CONCRETE | N | SECONDARY ONLY | 2002839 | 0 | SECONDARY | 3
TECO | 4 | 35 | CONCRETE | N | SECONDARY ONLY |  | 0 | SECONDARY | 15
TECO | 4 | 35 | FIBERGLASS | N | SECONDARY ONLY | 2002829 | 0 | SECONDARY | 3
TECO | 4 | 35 | OTHER | N | SECONDARY ONLY | - | 0 | SECONDARY | 20
TECO | 4 | 35 | WOOD | N | SECONDARY ONLY | 2002823 | 0 | SECONDARY | 203
TECO | 4 | 35 | WOOD | N | SECONDARY ONLY | 2002836 | 807.52 | SECONDARY | 1
TECO | 4 | 35 | WOOD | N | SECONDARY ONLY | 2002842 | 0 | SECONDARY | 18580
TECO | 4 | 35 | WOOD | N | SECONDARY ONLY | 2002847 | 1112.98 | SECONDARY | 5
TECO | 4 | 35 | WOOD | Y | SECONDARY ONLY | 2002842 | 0 | SECONDARY | 7
TECO | 4 | 35 | WOOD |  | SECONDARY ONLY | 2002842 | 0 | SECONDARY | 5
TECO | 4 | 35 |  | N | SECONDARY ONLY | 2002823 | 0 | SECONDARY | 3
TECO | 4 | 35 |  | N | SECONDARY ONLY | 2002842 | 0 | SECONDARY | 683
TECO | 4 | 35 |  |  | SECONDARY ONLY | 2002842 | 0 | SECONDARY | 1
TECO | 4 | 40 | - | N | SECONDARY ONLY | 2002847 | 1112.98 | SECONDARY | 1
TECO | 4 | 40 | CONCRETE | N | SECONDARY ONLY | 2002849 | 1543.75 | SECONDARY | 2
TECO | 4 | 40 | OTHER | N | SECONDARY ONLY | - | 0 | SECONDARY | 5
TECO | 4 | 40 | STEEL | N | SECONDARY ONLY | - | 0 | SECONDARY | 6
TECO | 4 | 40 | WOOD | N | SECONDARY ONLY | 2002826 | 0 | SECONDARY | 25
TECO | 4 | 40 | WOOD | N | SECONDARY ONLY | 2002836 | 807.52 | SECONDARY | 1
TECO | 4 | 40 | WOOD | N | SECONDARY ONLY | 2002847 | 1112.98 | SECONDARY | 2321
TECO | 4 | 40 | WOOD | Y | SECONDARY ONLY | 2002847 | 1112.98 | SECONDARY | 2
TECO | 4 | 40 |  | N | SECONDARY ONLY | 2002847 | 1112.98 | SECONDARY | 31
TECO | 4 | 45 | CONCRETE | N | SECONDARY ONLY |  | 0 | SECONDARY | 2
TECO | 4 | 45 | WOOD | N | SECONDARY ONLY | 2002859 | 1478.66 | SECONDARY | 247
TECO | 4 | 50 | WOOD | N | SECONDARY ONLY | 2002863 | 0 | SECONDARY | 1
TECO | 4 | 55 | WOOD | N | SECONDARY ONLY | 2002866 | 0 | SECONDARY | 1
TECO | 5 | 20 | WOOD | N | SECONDARY ONLY | - | 0 | SECONDARY | 1
TECO | 5 | 25 | WOOD | N | SECONDARY ONLY | - | 0 | SECONDARY | 5
TECO | 5 | 30 | WOOD | N | SECONDARY ONLY | 2002836 | 807.52 | SECONDARY | 427
TECO | 5 | 35 | WOOD | N | SECONDARY ONLY | - | 0 | SECONDARY | 216
TECO | 5 | 35 | WOOD |  | SECONDARY ONLY | - | 0 | SECONDARY | 1
TECO | 5 | 40 | CONCRETE | N | SECONDARY ONLY | - | 0 | SECONDARY | 1
TECO | 5 | 40 | WOOD | N | SECONDARY ONLY | 2002847 | 1112.98 | SECONDARY | 30
TECO | 5 | 50 | WOOD | N | SECONDARY ONLY | - | 0 | SECONDARY | 1
TECO | 6 | 20 | WOOD | N | SECONDARY ONLY | - | 0 | SECONDARY | 10
TECO | 6 | 25 | WOOD | N | SECONDARY ONLY | - | 0 | SECONDARY | 99
TECO | 6 | 30 | OTHER | N | SECONDARY ONLY | - | 0 | SECONDARY | 17
TECO | 6 | 30 | STEEL | N | SECONDARY ONLY | - | 0 | SECONDARY | 3
TECO | 6 | 30 | WOOD | N | SECONDARY ONLY | 2002830 | 0 | SECONDARY | 11
TECO | 6 | 30 | WOOD | N | SECONDARY ONLY | 2002836 | 807.52 | SECONDARY | 30470
TECO | 6 | 30 | WOOD |  | SECONDARY ONLY | 2002836 | 807.52 | SECONDARY | 28
TECO | 6 | 30 |  | N | SECONDARY ONLY | 2002830 | 0 | SECONDARY | 1
TECO | 6 | 30 |  | N | SECONDARY ONLY | 2002836 | 807.52 | SECONDARY | 96
TECO | 6 | 35 | CONCRETE | N | SECONDARY ONLY | - | 0 | SECONDARY | 3
TECO | 6 | 35 | OTHER | N | SECONDARY ONLY | - | 0 | SECONDARY | 1
TECO | 6 | 35 | STEEL | N | SECONDARY ONLY | - | 0 | SECONDARY | 3
TECO | 6 | 35 | WOOD | N | SECONDARY ONLY | 2002821 | 0 | SECONDARY | 7
TECO | 6 | 35 | WOOD | N | SECONDARY ONLY | 2002843 | 0 | SECONDARY | 7138
TECO | 6 | 35 | WOOD |  | SECONDARY ONLY | 2002843 | 0 | SECONDARY | 17
TECO | 6 | 35 |  | N | SECONDARY ONLY | 2002843 | 0 | SECONDARY | 11
TECO | 6 | 40 | WOOD | N | SECONDARY ONLY | 2002847 | 1112.98 | SECONDARY | 25
TECO | 6 | 45 | WOOD | N | SECONDARY ONLY | 2002859 | 1478.66 | SECONDARY | 3
TECO | 6 | 60 | WOOD | N | SECONDARY ONLY | - | 0 | SECONDARY | 1
TECO | H1 | 40 | CONCRETE | N | SECONDARY ONLY | 2131246 | 3268.88 | SECONDARY | 1
TECO | H1 | 45 | CONCRETE | N | SECONDARY ONLY | 2131245 | 0 | SECONDARY | 8
TECO | H1 | 45 | IRON | N | SECONDARY ONLY | 2132798 | 4456.61 | SECONDARY | 5
TECO | H1 | 50 | IRON | N | SECONDARY ONLY | 2124959 | 4317.26 | SECONDARY | 1
TECO | H1 | 50 | WOOD | N | SECONDARY ONLY | 2131275 | 1665.53 | SECONDARY | 1
TECO | H1 | 70 | CONCRETE | N | SECONDARY ONLY | 2002890 | 0 | SECONDARY | 1
TECO | - | - | - | N | SPP | - | 0 | N/A | 1
TECO | 1 | 50 | WOOD | N | SPP | 2002835 | 1478.66 | N/A | 1
TECO | 2 | 40 | WOOD | N | SPP | 2002857 | 0 | N/A | 4
TECO | 2 | 45 | WOOD | N | SPP | 2002858 | 1344.79 | N/A | 10
TECO | 4 | 35 | WOOD | N | SPP | 2002842 | 0 | N/A | 5
TECO | 6 | 30 | WOOD | N | SPP | 2002836 | 807.52 | N/A | 2
TECO | 6 | 30 | WOOD |  | SPP | 2002836 | 807.52 | N/A | 1
TECO | H1 | 45 | CONCRETE | N | SPP | 2131245 | 0 | N/A | 8
TECO | H1 | 45 | WOOD | N | SPP | 2131214 | 0 | N/A | 1
TECO | H1 | 50 | WOOD | N | SPP | 2131275 | 1665.53 | N/A | 1
OUC/TEC | - | - | - | N | STUB | - | 0 | N/A | 1
TECO | - | - | - | N | STUB | - | 0 | N/A | 1327
| - | - | - | N | STUB | - | 0 | N/A | 1
TECO | - | - | - | Y | STUB | - | 0 | N/A | 4
TECO | - | - | - |  | STUB | - | 0 | N/A | 3
TECO | - | - |  | N | STUB | - | 0 | N/A | 3
TECO | - | 120 | STEEL | N | STUB | - | 0 | N/A | 1
TECO | - | 16 | ALUMINUM | N | STUB | 2005687 | 0 | N/A | 1
TECO | - | 35 | CONCRETE | N | STUB | - | 0 | N/A | 1
TECO | - | 40 |  | N | STUB | - | 0 | N/A | 1
TECO | - | 45 | CONCRETE | N | STUB | - | 0 | N/A | 2
TECO | - | 45 | CONCRETE | N | STUB | 2128855 | 0 | N/A | 1
TECO | - | 50 | CONCRETE | N | STUB | 2002869 | 1918.8 | N/A | 1
TECO | - | 55 | CONCRETE | N | STUB | 2002855 | 0 | N/A | 1
TECO | - | 60 | CONCRETE | N | STUB | 2002875 | 0 | N/A | 1
TECO | - | 75 | CONCRETE | N | STUB | - | 0 | N/A | 1
TECO | - | 80 | CONCRETE | N | STUB | - | 0 | N/A | 1
TECO | 1 | 30 | CONCRETE | N | STUB | 2002838 | 1062.32 | N/A | 11
TECO | 1 | 30 | FIBERGLASS | N | STUB | 2002824 | 0 | N/A | 1
TECO | 1 | 35 | CONCRETE | N | STUB | 2002845 | 0 | N/A | 118
TECO | 1 | 35 | CONCRETE | N | STUB |  | 0 | N/A | 13
TECO | 1 | 35 | CONCRETE | Y | STUB | 2002845 | 0 | N/A | 2
TECO | 1 | 35 | CONCRETE |  | STUB | 2002845 | 0 | N/A | 2
TECO | 1 | 40 | IRON | N | STUB | 2123490 | 0 | N/A | 35
TECO | 1 | 45 | IRON | N | STUB | 2002858 | 1344.79 | N/A | 1
TECO | 1 | 45 | IRON | N | STUB | 2112349 | 3974.89 | N/A | 57
TECO | 1 | 45 | WOOD | N | STUB | 2002834 | 1433.09 | N/A | 119
TECO | 1 | 45 | WOOD | N | STUB | 2002835 | 1478.66 | N/A | 3
TECO | 1 | 50 | CONCRETE | N | STUB | 2002869 | 1918.8 | N/A | 1
TECO | 1 | 50 | IRON | N | STUB | 2112348 | 4258.71 | N/A | 8
TECO | 1 | 50 | WOOD | N | STUB | 2002835 | 1478.66 | N/A | 52
TECO | 1 | 50 | WOOD | N | STUB | 2002858 | 1344.79 | N/A | 1
TECO | 1 | 50 | WOOD | N | STUB | 2002863 | 0 | N/A | 42
TECO | 1 | 50 | WOOD | N | STUB | 2003117 | 1638.74 | N/A | 2
TECO | 1 | 50 |  | N | STUB | 2002835 | 1478.66 | N/A | 6
TECO | 1 | 50 |  | N | STUB | 2002863 | 0 | N/A | 4
TECO | 1 | 53 | IRON | N | STUB | 2124960 | 21548.86 | N/A | 4
TECO | 1 | 55 | WOOD | N | STUB | 2002866 | 0 | N/A | 8
TECO | 1 | 55 | WOOD | N | STUB | 2003117 | 1638.74 | N/A | 10
TECO | 1 | 55 |  | N | STUB | 2002866 | 0 | N/A | 1
TECO | 1 | 55 |  | N | STUB | 2003117 | 1638.74 | N/A | 2
TECO | 1 | 60 | WOOD | N | STUB | 2002871 | 3794.25 | N/A | 2
TECO | 1 | 65 | WOOD | N | STUB | 2002881 | 0 | N/A | 1
TECO | 2 | 30 | FIBERGLASS | N | STUB | 2002825 | 0 | N/A | 1
TECO | 2 | 35 | CONCRETE | N | STUB | - | 0 | N/A | 2
TECO | 2 | 35 | CONCRETE | N | STUB | 2002846 | 0 | N/A | 39
TECO | 2 | 35 | WOOD | N | STUB | - | 0 | N/A | 1
TECO | 2 | 35 | WOOD | N | STUB | 2002857 | 0 | N/A | 5
TECO | 2 | 40 | WOOD | N | STUB | 2002826 | 0 | N/A | 1
TECO | 2 | 40 | WOOD | N | STUB | 2002828 | 0 | N/A | 10
TECO | 2 | 40 | WOOD | N | STUB | 2002857 | 0 | N/A | 986
TECO | 2 | 40 | WOOD | N | STUB | 2002858 | 1344.79 | N/A | 3
| 2 | 40 | WOOD | N | STUB | 2002857 | 0 | N/A | 1
TECO | 2 | 40 | WOOD |  | STUB | 2002828 | 0 | N/A | 1
TECO | 2 | 40 |  | N | STUB | 2002857 | 0 | N/A | 9
TECO | 2 | 40 |  |  | STUB | 2002857 | 0 | N/A | 1
TECO | 2 | 45 | CONCRETE | N | STUB | 2002895 | 0 | N/A | 4
TECO | 2 | 45 | WOOD | N | STUB | 2002858 | 1344.79 | N/A | 355
TECO | 2 | 45 | WOOD | N | STUB | 2002860 | 0 | N/A | 1
TECO | 2 | 45 | WOOD |  | STUB | 2002858 | 1344.79 | N/A | 1
TECO | 2 | 45 |  | N | STUB | 2002858 | 1344.79 | N/A | 16
TECO | 3 | 35 | CONCRETE | N | STUB | - | 0 | N/A | 1
TECO | 3 | 35 | WOOD | N | STUB | - | 0 | N/A | 1
TECO | 3 | 40 | CONCRETE | N | STUB | - | 0 | N/A | 1
TECO | 3 | 40 | CONCRETE | N | STUB | 2002849 | 1543.75 | N/A | 11
TECO | 3 | 40 | WOOD | N | STUB | 2002860 | 0 | N/A | 1
TECO | 3 | 45 | CONCRETE | N | STUB | 2002862 | 0 | N/A | 3
TECO | 3 | 45 | CONCRETE | N | STUB | 2113986 | 0 | N/A | 17
TECO | 3 | 45 | CONCRETE | N | STUB |  | 0 | N/A | 2
TECO | 3 | 45 | WOOD | N | STUB | 2002860 | 0 | N/A | 231
TECO | 3 | 45 |  | N | STUB | 2002860 | 0 | N/A | 6
TECO | 3 | 45 |  | N | STUB | 2002862 | 0 | N/A | 2
TECO | 3 | 50 | CONCRETE | N | STUB | 2002869 | 1918.8 | N/A | 3
TECO | 4 | 30 | WOOD | N | STUB | 2002823 | 0 | N/A | 1
TECO | 4 | 30 | WOOD | N | STUB | 2002836 | 807.52 | N/A | 21
TECO | 4 | 30 | WOOD | N | STUB | 2002837 | 0 | N/A | 499
TECO | 4 | 30 | WOOD | N | STUB | 2002842 | 0 | N/A | 7
| 4 | 30 | WOOD | N | STUB | 2002837 | 0 | N/A | 1
TECO | 4 | 30 | WOOD | Y | STUB | 2002837 | 0 | N/A | 2
TECO | 4 | 30 | WOOD |  | STUB | 2002837 | 0 | N/A | 3
TECO | 4 | 30 | WOOD |  | STUB | 2002842 | 0 | N/A | 1
TECO | 4 | 30 |  | N | STUB | 2002837 | 0 | N/A | 2
TECO | 4 | 35 | - | N | STUB | 2002842 | 0 | N/A | 3
TECO | 4 | 35 | CONCRETE | N | STUB | 2002839 | 0 | N/A | 16
TECO | 4 | 35 | FIBERGLASS | N | STUB | 2002829 | 0 | N/A | 1
TECO | 4 | 35 | WOOD | N | STUB | 2002823 | 0 | N/A | 132
TECO | 4 | 35 | WOOD | N | STUB | 2002836 | 807.52 | N/A | 1
TECO | 4 | 35 | WOOD | N | STUB | 2002842 | 0 | N/A | 9684
TECO | 4 | 35 | WOOD | N | STUB | 2002847 | 1112.98 | N/A | 6
TECO | 4 | 35 | WOOD | N | STUB | 2002857 | 0 | N/A | 1
TECO | 4 | 35 | WOOD | N | STUB | 2002858 | 1344.79 | N/A | 1
TECO | 4 | 35 | WOOD | N | STUB |  | 0 | N/A | 3
| 4 | 35 | WOOD | N | STUB | 2002842 | 0 | N/A | 4
TECO | 4 | 35 | WOOD | Y | STUB | 2002842 | 0 | N/A | 7
TECO | 4 | 35 | WOOD |  | STUB | 2002842 | 0 | N/A | 33
TECO | 4 | 35 |  | N | STUB | 2002823 | 0 | N/A | 1
TECO | 4 | 35 |  | N | STUB | 2002842 | 0 | N/A | 285
TECO | 4 | 35 |  |  | STUB | 2002842 | 0 | N/A | 1
TECO | 4 | 40 | - | N | STUB | 2002847 | 1112.98 | N/A | 3
TECO | 4 | 40 | WOOD | N | STUB | 2002826 | 0 | N/A | 22
TECO | 4 | 40 | WOOD | N | STUB | 2002847 | 1112.98 | N/A | 970
TECO | 4 | 40 | WOOD | Y | STUB | 2002847 | 1112.98 | N/A | 2
TECO | 4 | 40 | WOOD |  | STUB | 2002847 | 1112.98 | N/A | 3
TECO | 4 | 40 |  | N | STUB | 2002847 | 1112.98 | N/A | 217
TECO | 4 | 45 | WOOD | N | STUB | 2002859 | 1478.66 | N/A | 122
TECO | 4 | 45 |  | N | STUB | 2002859 | 1478.66 | N/A | 8
TECO | 4 | 85 | WOOD | N | STUB | - | 0 | N/A | 1
TECO | 5 | 30 | WOOD | N | STUB | 2002836 | 807.52 | N/A | 3
TECO | 5 | 35 | WOOD | N | STUB | - | 0 | N/A | 3
TECO | 5 | 40 | WOOD | N | STUB | 2002847 | 1112.98 | N/A | 1
TECO | 6 | 30 | - | N | STUB | 2002836 | 807.52 | N/A | 1
OUC/TEC | 6 | 30 | WOOD | N | STUB | 2002836 | 807.52 | N/A | 1
TECO | 6 | 30 | WOOD | N | STUB | - | 0 | N/A | 1
TECO | 6 | 30 | WOOD | N | STUB | 2002830 | 0 | N/A | 58
TECO | 6 | 30 | WOOD | N | STUB | 2002836 | 807.52 | N/A | 4414
TECO | 6 | 30 | WOOD | N | STUB |  | 0 | N/A | 1
| 6 | 30 | WOOD | N | STUB | 2002830 | 0 | N/A | 1
TECO | 6 | 30 | WOOD | Y | STUB | 2002836 | 807.52 | N/A | 24
TECO | 6 | 30 | WOOD |  | STUB | 2002836 | 807.52 | N/A | 16
TECO | 6 | 30 |  | N | STUB | 2002830 | 0 | N/A | 2
TECO | 6 | 30 |  | N | STUB | 2002836 | 807.52 | N/A | 34
TECO | 6 | 35 | WOOD | N | STUB | 2002821 | 0 | N/A | 6
TECO | 6 | 35 | WOOD | N | STUB | 2002843 | 0 | N/A | 1014
TECO | 6 | 35 | WOOD | Y | STUB | 2002843 | 0 | N/A | 7
TECO | 6 | 35 | WOOD |  | STUB | 2002843 | 0 | N/A | 5
TECO | 6 | 35 |  | N | STUB | 2002843 | 0 | N/A | 5
TECO | 6 | 40 | WOOD | N | STUB | 2002843 | 0 | N/A | 1
TECO | H1 | 40 | CONCRETE | N | STUB | 2131246 | 3268.88 | N/A | 2
TECO | H1 | 45 | CONCRETE | N | STUB | 2131245 | 0 | N/A | 20
TECO | H1 | 45 | WOOD | N | STUB | 2131214 | 0 | N/A | 3
TECO | H1 | 50 | IRON | N | STUB | 2124959 | 4317.26 | N/A | 15
TECO | H6 | 50 | FIBERGLASS | N | STUB | 2002820 | 4587.24 | N/A | 1
TECO | - | - | - | N | TELECOM ONLY | - | 0 | N/A | 3
TECO | 1 | 30 | CONCRETE | N | TELECOM ONLY | 2002838 | 1062.32 | N/A | 1
TECO | 1 | 35 | CONCRETE | N | TELECOM ONLY | 2002845 | 0 | N/A | 5
TECO | 1 | 50 | IRON | N | TELECOM ONLY | 2112348 | 4258.71 | N/A | 1
TECO | 1 | 50 | WOOD | N | TELECOM ONLY | 2002835 | 1478.66 | N/A | 1
TECO | 1 | 50 | WOOD | N | TELECOM ONLY | 2002863 | 0 | N/A | 1
TECO | 2 | 40 | WOOD | N | TELECOM ONLY | 2002828 | 0 | N/A | 1
TECO | 2 | 40 | WOOD | N | TELECOM ONLY | 2002857 | 0 | N/A | 1
TECO | 3 | 45 | CONCRETE | N | TELECOM ONLY | 2113986 | 0 | N/A | 12
TECO | 3 | 45 | WOOD | N | TELECOM ONLY | 2002860 | 0 | N/A | 1
TECO | 4 | 30 | WOOD | N | TELECOM ONLY | 2002837 | 0 | N/A | 2
TECO | 4 | 35 | WOOD | N | TELECOM ONLY | 2002842 | 0 | N/A | 6
TECO | 4 | 40 | WOOD | N | TELECOM ONLY | 2002847 | 1112.98 | N/A | 3
TECO | 4 | 45 | WOOD | N | TELECOM ONLY | 2002859 | 1478.66 | N/A | 1
TECO | 6 | 30 | WOOD | N | TELECOM ONLY | 2002830 | 0 | N/A | 1
TECO | 6 | 30 | WOOD | N | TELECOM ONLY | 2002836 | 807.52 | N/A | 9
TECO | H1 | 50 | CONCRETE | N | TELECOM ONLY | 2131698 | 9288.26 | N/A | 1
TECO | - | 70 | CONCRETE | N | TRANS-DIST | - | 0 | N/A | 1
TECO | - | 75 | STEEL | N | TRANS-DIST | - | 0 | N/A | 1
TECO | 4 | 80 | WOOD | N | TRANS-DIST | - | 0 | N/A | 1
TECO | - | 62 | - | N | TRANS-DIST_SEC | - | 0 | N/A | 1
TECO | - | 70 | STEEL | N | TRANS-DIST_SEC | - | 0 | N/A | 1
TECO | - | 85 | CONCRETE | N | TRANS-DIST_SEC | - | 0 | N/A | 2
TECO | - | 85 | WOOD | N | TRANS-DIST_SEC | - | 0 | N/A | 1
TECO | 4 | 40 | WOOD | N | TRANS-DIST_SEC | 2002847 | 1112.98 | N/A | 1
TECO | - | - | - | N |  | - | 0 | N/A | 3
TECO | - | - | - |  |  | - | 0 | N/A | 2
TECO | - | - | CONCRETE | N |  | - | 0 | N/A | 2
TECO | - | - | WOOD | N |  | - | 0 | N/A | 5
TECO | - | 112 | STEEL | N |  | - | 0 | N/A | 1
TECO | - | 120 | STEEL | N |  | - | 0 | N/A | 2
TECO | - | 2 | WOOD | N |  | - | 0 | N/A | 1
TECO | - | 30 | CONCRETE | N |  | - | 0 | N/A | 3
TECO | - | 35 | CONCRETE | N |  | - | 0 | N/A | 12
TECO | - | 40 | CONCRETE | N |  | - | 0 | N/A | 1
TECO | - | 40 | WOOD | N |  | - | 0 | N/A | 1
TECO | - | 45 | CONCRETE | N |  | - | 0 | N/A | 4
TECO | - | 45 | WOOD | N |  | - | 0 | N/A | 2
TECO | - | 55 | CONCRETE | N |  | - | 0 | N/A | 2
TECO | - | 70 | CONCRETE | N |  | - | 0 | N/A | 12
TECO | - | 70 | STEEL | N |  | - | 0 | N/A | 2
TECO | - | 75 | CONCRETE | N |  | - | 0 | N/A | 1
TECO | - | 75 | STEEL | N |  | - | 0 | N/A | 1
TECO | - | 75 | WOOD | N |  | - | 0 | N/A | 2
TECO | - | 80 | CONCRETE | N |  | - | 0 | N/A | 3
TECO | - | 80 | WOOD | N |  | - | 0 | N/A | 1
TECO | - | 85 | - | N |  | - | 0 | N/A | 1
TECO | - | 85 | CONCRETE | N |  | - | 0 | N/A | 4
TECO | 1 | 30 | CONCRETE | N |  | - | 0 | N/A | 1
TECO | 1 | 35 | CONCRETE | N |  |  | 0 | N/A | 12
TECO | 1 | 35 | STEEL | N |  | - | 0 | N/A | 1
TECO | 1 | 45 | CONCRETE | N |  | - | 0 | N/A | 1
TECO | 1 | 45 | WOOD | N |  | - | 0 | N/A | 2
TECO | 1 | 50 | CONCRETE | N |  | 2002869 | 1918.8 | N/A | 5
TECO | 1 | 50 | WOOD | N |  | 2002863 | 0 | N/A | 25
TECO | 1 | 55 | CONCRETE | N |  | - | 0 | N/A | 1
TECO | 1 | 55 | WOOD | N |  | 2002866 | 0 | N/A | 6
TECO | 1 | 65 | CONCRETE | N |  | - | 0 | N/A | 1
TECO | 1 | 70 | CONCRETE | N |  | - | 0 | N/A | 2
TECO | 1 | 75 | STEEL | N |  | - | 0 | N/A | 1
TECO | 1 | 85 | CONCRETE | N |  | - | 0 | N/A | 5
TECO | 1 | 90 | CONCRETE | N |  | - | 0 | N/A | 1
TECO | 2 | 30 | OTHER | N |  | - | 0 | N/A | 1
TECO | 2 | 35 | WOOD | N |  | - | 0 | N/A | 1
TECO | 2 | 40 | WOOD | N |  | 2002847 | 1112.98 | N/A | 3
TECO | 2 | 45 | CONCRETE | N |  | 2002895 | 0 | N/A | 3
TECO | 2 | 45 | WOOD | N |  | 2002858 | 1344.79 | N/A | 88
TECO | 2 | 50 | WOOD | N |  | 2002863 | 0 | N/A | 2
TECO | 2 | 65 | WOOD | N |  | - | 0 | N/A | 1
TECO | 3 | 40 | CONCRETE | N |  | - | 0 | N/A | 19
TECO | 3 | 45 | CONCRETE | N |  |  | 0 | N/A | 52
TECO | 3 | 45 | STEEL | N |  | - | 0 | N/A | 1
TECO | 3 | 45 | WOOD | N |  | 2002860 | 0 | N/A | 35
TECO | 3 | 50 | CONCRETE | N |  | - | 0 | N/A | 12
TECO | 3 | 70 | CONCRETE | N |  | - | 0 | N/A | 1
TECO | 4 | - | WOOD | N |  | - | 0 | N/A | 1
TECO | 4 | 30 | ALUMINIUM | N |  | - | 0 | N/A | 1
TECO | 4 | 30 | WOOD | N |  | 2002836 | 807.52 | N/A | 6
TECO | 4 | 30 | WOOD |  |  | 2002837 | 0 | N/A | 1
TECO | 4 | 35 | WOOD | N |  | 2002842 | 0 | N/A | 298
TECO | 4 | 35 | WOOD |  |  | 2002842 | 0 | N/A | 6
TECO | 4 | 35 |  |  |  | 2002842 | 0 | N/A | 1
TECO | 4 | 40 | CONCRETE | N |  | 2002849 | 1543.75 | N/A | 1
TECO | 4 | 40 | WOOD | N |  | 2002847 | 1112.98 | N/A | 1171
TECO | 4 | 45 | CONCRETE | N |  |  | 0 | N/A | 1
TECO | 4 | 45 | WOOD | N |  | 2002859 | 1478.66 | N/A | 494
TECO | 4 | 50 | WOOD | N |  | 2002863 | 0 | N/A | 2
TECO | 4 | 55 | WOOD | N |  | 2002866 | 0 | N/A | 1
TECO | 5 | 30 | WOOD | N |  | 2002836 | 807.52 | N/A | 1
TECO | 5 | 40 | WOOD | N |  | 2002847 | 1112.98 | N/A | 1
TECO | 6 | 30 | WOOD | N |  | 2002836 | 807.52 | N/A | 581
TECO | 6 | 30 | WOOD |  |  | 2002836 | 807.52 | N/A | 3
TECO | 6 | 35 | WOOD | N |  | 2002843 | 0 | N/A | 127
TECO | 6 | 35 | WOOD |  |  | 2002843 | 0 | N/A | 6
TECO | 6 | 36 | WOOD | N |  | - | 0 | N/A | 1
TECO | 6 | 40 | WOOD | N |  | 2002847 | 1112.98 | N/A | 6
TECO | 6 | 45 | WOOD | N |  | 2002859 | 1478.66 | N/A | 4

## Pole Designation
Code | Material | Height | Price | Class | SECONDARY | PRIMARY | Grand Total |  | Code | SECONDARY | PRIMARY | GRAND TOTAL | SEC % | PRI % | SEC BASE | PRI BASE | BASE EXPLANATION | class | tranverse load
A25 | CONCRETE | 30 | 1062.32 | 1 | 4 | 1 | 5 | TRUE | A01 | 0 | 0 | 0 | 100% | 0% | 100% | 0% | Shorter pole heights are typically Secondary | 10 | 370
A27 | CONCRETE | 40 | 1543.75 | 3 | 3 | 379 | 382 | TRUE | A02 | 31343 | 2389 | 33732 | 92.92% | 7.082% | 100% | 0% | Shorter pole heights are typically Secondary | 9 | 740
A27 | CONCRETE | 40 | 1543.75 | 4 | 2 | 45 | 47 | TRUE | A03 | 6 | 4 | 10 | 60% | 40% | 50% | 50% | This pole height is generally used for both secondary and primary | 8 | --
A27 | CONCRETE | 40 | 3242.18 | H4 | 1 | 158 | 159 | TRUE | A04 | 2404 | 86111 | 88515 | 2.716% | 97.28% | 0% | 100% | Taller pole heights are typically Primary | 7 | 1200
A27 | CONCRETE | 40 | 3268.88 | H1 |  | 3 | 3 | TRUE | A05 | 511 | 49663 | 50174 | 1.018% | 98.98% | 0% | 100% | Taller pole heights are typically Primary | 6 | 1500
A28 | CONCRETE | 45 | 1344.79 | 2 |  | 1 | 1 | TRUE | A06 | 12 | 1479 | 1491 | 0.8048% | 99.2% | 0% | 100% | Taller pole heights are typically Primary | 5 | 1900
A28 | CONCRETE | 45 | 1344.79 | H1 |  | 1 | 1 | TRUE | A07 | 1 | 221 | 222 | 0.4505% | 99.55% | 0% | 100% | Taller pole heights are typically Primary | 4 | 2400
A28 | CONCRETE | 45 | 3268.88 | H1 |  | 2 | 2 | TRUE | A08 | 2 | 137 | 139 | 1.439% | 98.56% | 0% | 100% | Taller pole heights are typically Primary | 3 | 3000
A28 | CONCRETE | 45 | 4018.36 | H3 |  | 9 | 9 | TRUE | A09 | 0 | 0 | 0 | 0% | 100% | 0% | 100% | Taller pole heights are typically Primary | 2 | 3700
A29 | CONCRETE | 50 | 1918.8 | 1 | 2 | 19 | 21 | TRUE | A10 | 0 | 0 | 0 | 0% | 100% | 0% | 100% | Taller pole heights are typically Primary | 1 | 4500
A29 | CONCRETE | 50 | 1918.8 | 3 |  | 20 | 20 | TRUE | A12 | 0 | 0 | 0 | 0% | 100% | 0% | 100% | Taller pole heights are typically Primary | H1 | 5400
A29 | CONCRETE | 50 | 1918.8 | 4 |  | 2 | 2 | TRUE | A17 | 0 | 0 | 0 | 0% | 100% | 0% | 100% | Taller pole heights are typically Primary | H2 | 6400
A29 | CONCRETE | 50 | 1918.8 | - |  | 28 | 28 | TRUE | A18 | 0 | 0 | 0 | 0% | 100% | 0% | 100% | Taller pole heights are typically Primary | H3 | 7500
A29 | CONCRETE | 50 | 9288.26 | H1 |  | 134 | 134 | TRUE | A19 | 0 | 0 | 0 | 0% | 100% | 0% | 100% | Taller pole heights are typically Primary | H4 | 8700
A30 | CONCRETE | 55 | 1638.74 | 1 |  | 1 | 1 | TRUE | A24 | 0 | 0 | 0 | 100% | 0% | 100% | 0% | Shorter pole heights are typically Secondary | H5 | 10000
A30 | CONCRETE | 55 | 9211.45 | H4 |  | 10 | 10 | TRUE | A25 | 4 | 1 | 5 | 80% | 20% | 100% | 0% | Shorter pole heights are typically Secondary | H6 | 11400
A30 | CONCRETE | 55 | 9928.64 | H1 |  | 2 | 2 | TRUE | A26 | 0 | 0 | 0 | 50% | 50% | 50% | 50% | This pole height is generally used for both secondary and primary
A30 | CONCRETE | 60 | 9869.15 | H1 |  | 5 | 5 | TRUE | A27 | 6 | 585 | 591 | 1.015% | 98.98% | 0% | 100% | Taller pole heights are typically Primary
A40 | FIBERGLASS | 45 | 3578.4 | H2 |  | 3 | 3 | TRUE | A28 | 0 | 13 | 13 | 0% | 100% | 0% | 100% | Taller pole heights are typically Primary
A40 | FIBERGLASS | 50 | 4587.24 | H6 |  | 11 | 11 | TRUE | A29 | 2 | 203 | 205 | 0.9756% | 99.02% | 0% | 100% | Taller pole heights are typically Primary
N/A | IRON | 40 | 3268.88 | 1 |  | 1 | 1 | TRUE | A30 | 0 | 18 | 18 | 0% | 100% | 0% | 100% | Taller pole heights are typically Primary
N/A | IRON | 45 | 3974.89 | 1 | 1 | 910 | 911 | TRUE | A31 | 0 | 0 | 0 | 0% | 100% | 0% | 100% | Taller pole heights are typically Primary
N/A | IRON | 45 | 4456.61 | H1 | 5 | 115 | 120 | TRUE | A32 | 0 | 0 | 0 | 0% | 100% | 0% | 100% | Taller pole heights are typically Primary
N/A | IRON | 50 | 4258.71 | 1 |  | 319 | 319 | TRUE | A33 | 0 | 0 | 0 | 0% | 100% | 0% | 100% | Taller pole heights are typically Primary
N/A | IRON | 50 | 4317.26 | H1 |  | 1 | 1 | TRUE | A40 | 0 | 14 | 14 | 0% | 100% | 0% | 100% | Taller pole heights are typically Primary
N/A | IRON | 50 | 6012.03 | H3 | 1 | 59 | 60 | TRUE | A52 | 0 | 0 | 0 | 0% | 100% | 0% | 100% | Taller pole heights are typically Primary
N/A | IRON | 50 | 9288.26 | 1 |  | 48 | 48 | TRUE | A53 | 0 | 0 | 0 | 0% | 100% | 0% | 100% | Taller pole heights are typically Primary
N/A | IRON | 53 | 21548.86 | 1 |  | 28 | 28 | TRUE | A55 | 0 | 0 | 0 | 0% | 100% | 0% | 100% | Taller pole heights are typically Primary
A02 | WOOD | 30 | 807.52 | 2 | 10 | 1 | 11 | TRUE | A56 | 0 | 0 | 0 | 0% | 100% | 0% | 100% | Taller pole heights are typically Primary
A02 | WOOD | 30 | 807.52 | 3 | 12 | 3 | 15 | TRUE | A57 | 0 | 0 | 0 | 0% | 100% | 0% | 100% | Taller pole heights are typically Primary
A02 | WOOD | 30 | 807.52 | 4 | 396 | 80 | 476 | TRUE | A70 | 0 | 0 | 0 | 0% | 100% | 0% | 100% | Taller pole heights are typically Primary
A02 | WOOD | 30 | 807.52 | 5 |  | 1 | 1 | TRUE | A71 | 0 | 0 | 0 | 0% | 100% | 0% | 100% | Taller pole heights are typically Primary
A02 | WOOD | 30 | 807.52 | 6 | 427 | 25 | 452 | TRUE
A02 | WOOD | 30 | 1112.98 | 4 | 30498 | 2279 | 32777 | TRUE
A03 | WOOD | 35 | 807.52 | 4 | 1 |  | 1 | TRUE
A03 | WOOD | 35 | 1112.98 | 4 | 5 | 3 | 8 | TRUE
A03 | WOOD | 35 | 1112.98 | 6 |  | 1 | 1 | TRUE
A04 | WOOD | 40 | 807.52 | 4 |  | 35 | 35 | TRUE
A04 | WOOD | 40 | 1112.98 | 1 | 16 | 165 | 181 | TRUE
A04 | WOOD | 40 | 1112.98 | 2 | 1 | 12 | 13 | TRUE
A04 | WOOD | 40 | 1112.98 | 3 | 8 | 72 | 80 | TRUE
A04 | WOOD | 40 | 1112.98 | 4 | 1 |  | 1 | TRUE
A04 | WOOD | 40 | 1112.98 | 5 | 2323 | 85334 | 87657 | TRUE
A04 | WOOD | 40 | 1112.98 | 6 | 30 | 445 | 475 | TRUE
A04 | WOOD | 40 | 1344.79 | 2 | 25 | 48 | 73 | TRUE
A05 | WOOD | 45 | 1112.98 | 3 |  | 1 | 1 | TRUE
A05 | WOOD | 45 | 1112.98 | 4 | 45 | 4525 | 4570 | TRUE
A05 | WOOD | 45 | 1344.79 | 1 | 1 | 263 | 264 | TRUE
A05 | WOOD | 45 | 1344.79 | 2 |  | 2 | 2 | TRUE
A05 | WOOD | 45 | 1344.79 | 4 | 215 | 17977 | 18192 | TRUE
A05 | WOOD | 45 | 1433.09 | 1 |  | 1 | 1 | TRUE
A05 | WOOD | 45 | 1478.66 | 1 |  | 1 | 1 | TRUE
A05 | WOOD | 45 | 1478.66 | 2 |  | 1 | 1 | TRUE
A05 | WOOD | 45 | 1478.66 | 3 |  | 4 | 4 | TRUE
A05 | WOOD | 45 | 1478.66 | 4 |  | 1 | 1 | TRUE
A05 | WOOD | 45 | 1478.66 | 5 | 247 | 26868 | 27115 | TRUE
A05 | WOOD | 45 | 1478.66 | 6 |  | 14 | 14 | TRUE
A05 | WOOD | 45 | 1638.74 | 1 | 3 | 4 | 7 | TRUE
A05 | WOOD | 45 | 4456.61 | H1 |  | 1 | 1 | TRUE
A06 | WOOD | 50 | 1433.09 | 1 |  | 1 | 1 | TRUE
A06 | WOOD | 50 | 1478.66 | 1 | 11 | 1272 | 1283 | TRUE
A06 | WOOD | 50 | 1638.74 | 1 |  | 39 | 39 | TRUE
A06 | WOOD | 50 | 1665.53 | H1 |  | 13 | 13 | TRUE
A06 | WOOD | 50 | 3794.25 | 1 | 1 | 154 | 155 | TRUE
A07 | WOOD | 55 | 1638.74 | 1 | 1 | 221 | 222 | TRUE
A08 | WOOD | 60 | 3794.25 | 1 | 2 | 137 | 139 | TRUE

## Pole Analysis
| CUSTOMER | DEMAND
SECONDARY RESULTS | 57.37% | 42.63%
PRIMARY RESULTS | 54.19% | 45.81%
SECONDARY REGRESSION | [15 empty] | PRIMARY REGRESSION
[6 empty] | CURRENT | [15 empty] | CURRENT
|  |  | TRANSVERSE |  |  | INST COST | [12 empty] | TRANSVERSE |  |  | INST COST
MATERIAL | HEIGHT | CLASS | LOAD (LBS) | COUNT | KIP FT | PER UNIT | [9 empty] | MATERIAL | HEIGHT | CLASS | LOAD (LBS) | COUNT | KIP FT | PER UNIT
|  |  |  | n | X | Y | X2 | XY | nX | nX2 | nY | nXY | N = Σ n | 98224 | [5 empty] | n | X | Y | X2 | XY | nX | nX2 | nY | nXY | N = Σ n | 76877
CONCRETE | 30 | 1 | 4500 | 4 | 99 | 1062.32 | 9801 | 105169.68 | 396 | 39204 | 4249.28 | 420678.72 | Σ X | 6261.3 |  | CONCRETE | 30 | 1 | 4500 | 1 | 99 | 1062.32 | 9801 | 105169.68 | 99 | 9801 | 1062.32 | 105169.68 | Σ X | 7507.7
CONCRETE | 40 | 3 | 3000 | 129 | 96 | 1543.75 | 9216 | 148200 | 12384 | 1188864 | 199143.75 | 19117800 | Σ Y | 92304.47 |  | CONCRETE | 40 | 3 | 3000 | 253 | 96 | 1543.75 | 9216 | 148200 | 24288 | 2331648 | 390568.75 | 37494600 | Σ Y | 120198.05
CONCRETE | 40 | 4 | 2400 | 37 | 76.8 | 1543.75 | 5898.24 | 118560 | 2841.6 | 218234.88 | 57118.75 | 4386720 | Σ X2 | 1173451.795 |  | CONCRETE | 40 | 4 | 2400 | 10 | 76.8 | 1543.75 | 5898.24 | 118560 | 768 | 58982.4 | 15437.5 | 1185600 | Σ X2 | 1532022.005
CONCRETE | 40 | H1 | 5400 | 27 | 172.8 | 3268.88 | 29859.84 | 564862.464 | 4665.6 | 806215.68 | 88259.76 | 15251286.528 | Σ XY | 17024703.6365 |  | CONCRETE | 40 | H1 | 5400 | 132 | 172.8 | 3268.88 | 29859.84 | 564862.464 | 22809.6 | 3941498.88 | 431492.16 | 74561845.248 | Σ XY | 25289559.395
CONCRETE | 40 | H4 | 8700 | 2 | 278.4 | 3242.18 | 77506.56 | 902622.912 | 556.8 | 155013.12 | 6484.36 | 1805245.824 | Σ nX | 6822105.65 |  | CONCRETE | 40 | H4 | 8700 | 1 | 278.4 | 3242.18 | 77506.56 | 902622.912 | 278.4 | 77506.56 | 3242.18 | 902622.912 | Σ nX | 7211915.95
CONCRETE | 45 | 2 | 3700 | 1 | 135.05 | 1344.79 | 18238.5025 | 181613.8895 | 135.05 | 18238.5025 | 1344.79 | 181613.8895 | Σ nX2 | 574347312.1675 |  | CONCRETE | 45 | H1 | 5400 | 1 | 197.1 | 1344.79 | 38848.41 | 265058.109 | 197.1 | 38848.41 | 1344.79 | 265058.109 | Σ nX2 | 747899129.6275
CONCRETE | 45 | H3 | 7500 | 1 | 273.75 | 4018.36 | 74939.0625 | 1100026.05 | 273.75 | 74939.0625 | 4018.36 | 1100026.05 | Σ nY | 106258980.69 |  | CONCRETE | 45 | H1 | 5400 | 2 | 197.1 | 3268.88 | 38848.41 | 644296.248 | 394.2 | 77696.82 | 6537.76 | 1288592.496 | Σ nY | 97018040.81
CONCRETE | 50 | 1 | 4500 | 6 | 184.5 | 1918.8 | 34040.25 | 354018.6 | 1107 | 204241.5 | 11512.8 | 2124111.6 | Σ nXY | 8047544823.055 |  | CONCRETE | 45 | H3 | 7500 | 8 | 273.75 | 4018.36 | 74939.0625 | 1100026.05 | 2190 | 599512.5 | 32146.88 | 8800208.4 | Σ nXY | 9541022645.711
CONCRETE | 50 | 3 | 3000 | 4 | 123 | 1918.8 | 15129 | 236012.4 | 492 | 60516 | 7675.2 | 944049.6 |  |  |  | CONCRETE | 50 | 1 | 4500 | 15 | 184.5 | 1918.8 | 34040.25 | 354018.6 | 2767.5 | 510603.75 | 28782 | 5310279
CONCRETE | 50 | H1 | 5400 | 21 | 221.4 | 9288.26 | 49017.96 | 2056420.764 | 4649.4 | 1029377.16 | 195053.46 | 43184836.044 | Slope | 6.6391 |  | CONCRETE | 50 | 3 | 3000 | 16 | 123 | 1918.8 | 15129 | 236012.4 | 1968 | 242064 | 30700.8 | 3776198.4 | Slope | 6.1627
CONCRETE | 55 | 1 | 4500 | 1 | 204.75 | 1638.74 | 41922.5625 | 335532.015 | 204.75 | 41922.5625 | 1638.74 | 335532.015 | Intercept | 620.6835 |  | CONCRETE | 50 | 4 | 2400 | 2 | 98.4 | 1918.8 | 9682.56 | 188809.92 | 196.8 | 19365.12 | 3837.6 | 377619.84 | Intercept | 683.8633
CONCRETE | 55 | H1 | 5400 | 1 | 245.7 | 9928.64 | 60368.49 | 2439466.848 | 245.7 | 60368.49 | 9928.64 | 2439466.848 |  |  |  | CONCRETE | 50 | H1 | 5400 | 113 | 221.4 | 9288.26 | 49017.96 | 2056420.764 | 25018.2 | 5539029.48 | 1049573.38 | 232375546.332
FIBERGLASS | 45 | H2 | 6400 | 1 | 233.6 | 3578.4 | 54568.96 | 835914.24 | 233.6 | 54568.96 | 3578.4 | 835914.24 | Total # Units | 98224 |  | CONCRETE | 55 | H1 | 5400 | 9 | 245.7 | 9928.64 | 60368.49 | 2439466.848 | 2211.3 | 543316.41 | 89357.76 | 21955201.632 | Total # Units | 76877
FIBERGLASS | 50 | H6 | 11400 | 6 | 467.4 | 4587.24 | 218462.76 | 2144075.976 | 2804.4 | 1310776.56 | 27523.44 | 12864455.856 | Total Rebuild | 106258980.69 |  | CONCRETE | 55 | H4 | 8700 | 2 | 395.85 | 9211.45 | 156697.2225 | 3646352.4825 | 791.7 | 313394.445 | 18422.9 | 7292704.965 | Total Rebuild | 97018040.81
WOOD | 30 | 2 | 3700 | 10 | 81.4 | 807.52 | 6625.96 | 65732.128 | 814 | 66259.6 | 8075.2 | 657321.28 |  |  |  | CONCRETE | 60 | H1 | 5400 | 5 | 270 | 9869.15 | 72900 | 2664670.5 | 1350 | 364500 | 49345.75 | 13323352.5
WOOD | 30 | 3 | 3000 | 14 | 66 | 807.52 | 4356 | 53296.32 | 924 | 60984 | 11305.28 | 746148.48 | Customer Cost | 60966017.4292 | 57.37% | FIBERGLASS | 45 | H2 | 6400 | 2 | 233.6 | 3578.4 | 54568.96 | 835914.24 | 467.2 | 109137.92 | 7156.8 | 1671828.48 | Customer Cost | 52573358.4525 | 54.19%
WOOD | 30 | 4 | 2400 | 449 | 52.8 | 807.52 | 2787.84 | 42637.056 | 23707.2 | 1251740.16 | 362576.48 | 19144038.144 | Demand Cost | 45292963.2608 | 42.63% | FIBERGLASS | 50 | H6 | 11400 | 5 | 467.4 | 4587.24 | 218462.76 | 2144075.976 | 2337 | 1092313.8 | 22936.2 | 10720379.88 | Demand Cost | 44444682.3575 | 45.81%
WOOD | 30 | 4 | 2400 | 1 | 52.8 | 1112.98 | 2787.84 | 58765.344 | 52.8 | 2787.84 | 1112.98 | 58765.344 |  |  |  | WOOD | 30 | 2 | 3700 | 1 | 81.4 | 807.52 | 6625.96 | 65732.128 | 81.4 | 6625.96 | 807.52 | 65732.128
WOOD | 30 | 5 | 1900 | 440 | 41.8 | 807.52 | 1747.24 | 33754.336 | 18392 | 768785.6 | 355308.8 | 14851907.84 |  |  |  | WOOD | 30 | 3 | 3000 | 1 | 66 | 807.52 | 4356 | 53296.32 | 66 | 4356 | 807.52 | 53296.32
WOOD | 30 | 6 | 1500 | 31736 | 33 | 807.52 | 1089 | 26648.16 | 1047288 | 34560504 | 25627454.72 | 845706005.76 |  |  |  | WOOD | 30 | 4 | 2400 | 27 | 52.8 | 807.52 | 2787.84 | 42637.056 | 1425.6 | 75271.68 | 21803.04 | 1151200.512
WOOD | 35 | 4 | 2400 | 1 | 64.8 | 807.52 | 4199.04 | 52327.296 | 64.8 | 4199.04 | 807.52 | 52327.296 |  |  |  | WOOD | 30 | 5 | 1900 | 12 | 41.8 | 807.52 | 1747.24 | 33754.336 | 501.6 | 20966.88 | 9690.24 | 405052.032
WOOD | 35 | 4 | 2400 | 7 | 64.8 | 1112.98 | 4199.04 | 72121.104 | 453.6 | 29393.28 | 7790.86 | 504847.728 |  |  |  | WOOD | 30 | 6 | 1500 | 1041 | 33 | 807.52 | 1089 | 26648.16 | 34353 | 1133649 | 840628.32 | 27740734.56
WOOD | 35 | 6 | 1500 | 1 | 40.5 | 1112.98 | 1640.25 | 45075.69 | 40.5 | 1640.25 | 1112.98 | 45075.69 |  |  |  | WOOD | 35 | 4 | 2400 | 1 | 64.8 | 1112.98 | 4199.04 | 72121.104 | 64.8 | 4199.04 | 1112.98 | 72121.104
WOOD | 40 | 1 | 4500 | 16 | 144 | 1112.98 | 20736 | 160269.12 | 2304 | 331776 | 17807.68 | 2564305.92 |  |  |  | WOOD | 40 | 1 | 4500 | 19 | 144 | 1112.98 | 20736 | 160269.12 | 2736 | 393984 | 21146.62 | 3045113.28
WOOD | 40 | 2 | 3700 | 90 | 118.4 | 1112.98 | 14018.56 | 131776.832 | 10656 | 1261670.4 | 100168.2 | 11859914.88 |  |  |  | WOOD | 40 | 2 | 3700 | 91 | 118.4 | 1112.98 | 14018.56 | 131776.832 | 10774.4 | 1275688.96 | 101281.18 | 11991691.712
WOOD | 40 | 2 | 3700 | 9 | 118.4 | 1344.79 | 14018.56 | 159223.136 | 1065.6 | 126167.04 | 12103.11 | 1433008.224 |  |  |  | WOOD | 40 | 2 | 3700 | 4 | 118.4 | 1344.79 | 14018.56 | 159223.136 | 473.6 | 56074.24 | 5379.16 | 636892.544
WOOD | 40 | 3 | 3000 | 45 | 96 | 1112.98 | 9216 | 106846.08 | 4320 | 414720 | 50084.1 | 4808073.6 |  |  |  | WOOD | 40 | 3 | 3000 | 35 | 96 | 1112.98 | 9216 | 106846.08 | 3360 | 322560 | 38954.3 | 3739612.8
WOOD | 40 | 4 | 2400 | 1 | 76.8 | 807.52 | 5898.24 | 62017.536 | 76.8 | 5898.24 | 807.52 | 62017.536 |  |  |  | WOOD | 40 | 4 | 2400 | 42899 | 76.8 | 1112.98 | 5898.24 | 85476.864 | 3294643.2 | 253028597.76 | 47745729.02 | 3666871988.736
WOOD | 40 | 4 | 2400 | 44758 | 76.8 | 1112.98 | 5898.24 | 85476.864 | 3437414.4 | 263993425.92 | 49814758.84 | 3825773478.912 |  |  |  | WOOD | 40 | 5 | 1900 | 131 | 60.8 | 1112.98 | 3696.64 | 67669.184 | 7964.8 | 484259.84 | 145800.38 | 8864663.104
WOOD | 40 | 5 | 1900 | 344 | 60.8 | 1112.98 | 3696.64 | 67669.184 | 20915.2 | 1271644.16 | 382865.12 | 23278199.296 |  |  |  | WOOD | 40 | 6 | 1500 | 8 | 48 | 1112.98 | 2304 | 53423.04 | 384 | 18432 | 8903.84 | 427384.32
WOOD | 40 | 6 | 1500 | 65 | 48 | 1112.98 | 2304 | 53423.04 | 3120 | 149760 | 72343.7 | 3472497.6 |  |  |  | WOOD | 45 | 1 | 4500 | 1 | 164.25 | 1344.79 | 26978.0625 | 220881.7575 | 164.25 | 26978.0625 | 1344.79 | 220881.7575
WOOD | 45 | 1 | 4500 | 1656 | 164.25 | 1433.09 | 26978.0625 | 235385.0325 | 271998 | 44675671.5 | 2373197.04 | 389797613.82 |  |  |  | WOOD | 45 | 1 | 4500 | 2914 | 164.25 | 1433.09 | 26978.0625 | 235385.0325 | 478624.5 | 78614074.125 | 4176024.26 | 685911984.705
WOOD | 45 | 1 | 4500 | 144 | 164.25 | 1478.66 | 26978.0625 | 242869.905 | 23652 | 3884841 | 212927.04 | 34973266.32 |  |  |  | WOOD | 45 | 1 | 4500 | 120 | 164.25 | 1478.66 | 26978.0625 | 242869.905 | 19710 | 3237367.5 | 177439.2 | 29144388.6
WOOD | 45 | 2 | 3700 | 5881 | 135.05 | 1344.79 | 18238.5025 | 181613.8895 | 794229.05 | 107260633.2025 | 7908709.99 | 1068071284.1495 |  |  |  | WOOD | 45 | 1 | 4500 | 2 | 164.25 | 1638.74 | 26978.0625 | 269163.045 | 328.5 | 53956.125 | 3277.48 | 538326.09
WOOD | 45 | 2 | 3700 | 1 | 135.05 | 1478.66 | 18238.5025 | 199693.033 | 135.05 | 18238.5025 | 1478.66 | 199693.033 |  |  |  | WOOD | 45 | 2 | 3700 | 12311 | 135.05 | 1344.79 | 18238.5025 | 181613.8895 | 1662600.55 | 224534204.2775 | 16555709.69 | 2235848593.6345
WOOD | 45 | 3 | 3000 | 1 | 109.5 | 1112.98 | 11990.25 | 121871.31 | 109.5 | 11990.25 | 1112.98 | 121871.31 |  |  |  | WOOD | 45 | 3 | 3000 | 1 | 109.5 | 1478.66 | 11990.25 | 161913.27 | 109.5 | 11990.25 | 1478.66 | 161913.27
WOOD | 45 | 4 | 2400 | 3 | 87.6 | 1112.98 | 7673.76 | 97497.048 | 262.8 | 23021.28 | 3338.94 | 292491.144 |  |  |  | WOOD | 45 | 4 | 2400 | 1 | 87.6 | 1112.98 | 7673.76 | 97497.048 | 87.6 | 7673.76 | 1112.98 | 97497.048
WOOD | 45 | 4 | 2400 | 11822 | 87.6 | 1478.66 | 7673.76 | 129530.616 | 1035607.2 | 90719190.72 | 17480718.52 | 1531310942.352 |  |  |  | WOOD | 45 | 4 | 2400 | 1 | 87.6 | 1344.79 | 7673.76 | 117803.604 | 87.6 | 7673.76 | 1344.79 | 117803.604
WOOD | 45 | 5 | 1900 | 4 | 69.35 | 1478.66 | 4809.4225 | 102545.071 | 277.4 | 19237.69 | 5914.64 | 410180.284 |  |  |  | WOOD | 45 | 4 | 2400 | 15293 | 87.6 | 1478.66 | 7673.76 | 129530.616 | 1339666.8 | 117354811.68 | 22613147.38 | 1980911710.488
WOOD | 45 | 6 | 1500 | 5 | 54.75 | 1478.66 | 2997.5625 | 80956.635 | 273.75 | 14987.8125 | 7393.3 | 404783.175 |  |  |  | WOOD | 45 | 5 | 1900 | 10 | 69.35 | 1478.66 | 4809.4225 | 102545.071 | 693.5 | 48094.225 | 14786.6 | 1025450.71
WOOD | 50 | 1 | 4500 | 315 | 184.5 | 1478.66 | 34040.25 | 272812.77 | 58117.5 | 10722678.75 | 465777.9 | 85936022.55 |  |  |  | WOOD | 45 | 6 | 1500 | 2 | 54.75 | 1478.66 | 2997.5625 | 80956.635 | 109.5 | 5995.125 | 2957.32 | 161913.27
WOOD | 50 | 1 | 4500 | 17 | 184.5 | 1638.74 | 34040.25 | 302347.53 | 3136.5 | 578684.25 | 27858.58 | 5139908.01 |  |  |  | WOOD | 45 | H1 | 5400 | 1 | 197.1 | 4456.61 | 38848.41 | 878397.831 | 197.1 | 38848.41 | 4456.61 | 878397.831
WOOD | 50 | 1 | 4500 | 4 | 184.5 | 3794.25 | 34040.25 | 700039.125 | 738 | 136161 | 15177 | 2800156.5 |  |  |  | WOOD | 50 | 1 | 4500 | 1 | 184.5 | 1433.09 | 34040.25 | 264405.105 | 184.5 | 34040.25 | 1433.09 | 264405.105
WOOD | 50 | H1 | 5400 | 59 | 221.4 | 1665.53 | 49017.96 | 368748.342 | 13062.6 | 2892059.64 | 98266.27 | 21756152.178 |  |  |  | WOOD | 50 | 1 | 4500 | 968 | 184.5 | 1478.66 | 34040.25 | 272812.77 | 178596 | 32950962 | 1431342.88 | 264082761.36
WOOD | 55 | 1 | 4500 | 49 | 204.75 | 1638.74 | 41922.5625 | 335532.015 | 10032.75 | 2054205.5625 | 80298.26 | 16441068.735 |  |  |  | WOOD | 50 | 1 | 4500 | 22 | 184.5 | 1638.74 | 34040.25 | 302347.53 | 4059 | 748885.5 | 36052.28 | 6651645.66
WOOD | 60 | 1 | 4500 | 35 | 225 | 3794.25 | 50625 | 853706.25 | 7875 | 1771875 | 132798.75 | 29879718.75 |  |  |  | WOOD | 50 | 1 | 4500 | 9 | 184.5 | 3794.25 | 34040.25 | 700039.125 | 1660.5 | 306362.25 | 34148.25 | 6300352.125
[16 empty] | WOOD | 50 | H1 | 5400 | 96 | 221.4 | 1665.53 | 49017.96 | 368748.342 | 21254.4 | 4705724.16 | 159890.88 | 35399840.832
[16 empty] | WOOD | 55 | 1 | 4500 | 173 | 204.75 | 1638.74 | 41922.5625 | 335532.015 | 35421.75 | 7252603.3125 | 283502.02 | 58047038.595
[16 empty] | WOOD | 60 | 1 | 4500 | 104 | 225 | 3794.25 | 50625 | 853706.25 | 23400 | 5265000 | 394602 | 88785450

## OHC - TSN Prices
Material | Wire Size | TECO Stock Number | Length | Level | Price | Sum of Length |  |  | Level |  | MATERIAL | WIRE SIZE | TSN | LENGTH | PRICE | CODES | CODES | LENGTH | CODES | PRICE | wire size | mcm
AAAC | 1/0 | 2004331 | 127 | PRIMARY | 2.28 | Material | Wire Size | Price | PRIMARY | Grand Total | AAAC | 1/0 | 2004331 | 127 | 2.28 | 20043312.28 | 20043312.28 | 11 | 2004331 | 2.28 | 954 | 954
AAAC | 2 | - | 134068 | PRIMARY | 0 | AAAC | 1/0 | 2.28 | 127 | 127 | AAAC | 2 | - | 134068 |  | - | - | 1 | 2004316 | 8.11 | 795 | 795
AAAC | 2 | 2004146 | 783 | PRIMARY | 0 | AAAC | 2 | 2.03 | 188901 | 188901 | AAAC | 2 | 2004146 | 783 |  | 2004146 | 2004146 | 7 | 2004334 | 5.11 | 500 | 500
AAAC | 2 | 2004182 | 399319 | PRIMARY | 0 | AAAC | 2 | 2.28 | 44242871 | 44242871 | AAAC | 2 | 2004182 | 399319 |  | 2004182 | 2004182 | 7 | 2004336 | 2.03 | 336 | 336
AAAC | 2 | 2004183 | 187640 | PRIMARY | 0 | AAAC | 2 | 5.11 | 259816 | 259816 | AAAC | 2 | 2004183 | 187640 |  | 2004183 | 2004183 | 7 | 2004362 | 1.95 | 4/0 | 211.6
AAAC | 2 | 2004185 | 1341 | PRIMARY | 0 | AAAC | 2 | 8.11 | 24661 | 24661 | AAAC | 2 | 2004185 | 1341 |  | 2004185 | 2004185 | 7 | 2004338 | 2.49 | 2/0 | 133.1
AAAC | 2 | 2004186 | 8687 | PRIMARY | 0 | AAAC | 2/0 | 2.03 | 329311 | 329311 | AAAC | 2 | 2004186 | 8687 |  | 2004186 | 2004186 | 7 | 2004364 | 1.95 | 1/0 | 105.6
AAAC | 2 | 2004189 | 1302 | PRIMARY | 0 | AAAC | 2/0 | 2.28 | 836928 | 836928 | AAAC | 2 | 2004189 | 1302 |  | 2004189 | 2004189 | 7 | 2004340 | 2.64 | 2 | 66.36
AAAC | 2 | 2004191 | 628 | PRIMARY | 0 | AAAC | 2/0 | 5.11 | 8954299 | 8954299 | AAAC | 2 | 2004191 | 628 |  | 2004191 | 2004191 | 7 | 2004365 | 2.55 | 4 | 41.74
AAAC | 2 | 2004194 | 16087 | PRIMARY | 0 | AAAC | 2/0 | 8.11 | 6126703 | 6126703 | AAAC | 2 | 2004194 | 16087 |  | 2004194 | 2004194 | 7 | 2004366 | 2.85 | 6 | 26.24
AAAC | 2 | 2004198 | 8506 | PRIMARY | 0 | AAAC | 336 | 2.03 | 15 | 15 | AAAC | 2 | 2004198 | 8506 |  | 2004198 | 2004198 | 7 | 2004339 | 2.51 | 10 | 10.38
AAAC | 2 | 2004202 | 911 | PRIMARY | 0 | AAAC | 336 | 5.11 | 91 | 91 | AAAC | 2 | 2004202 | 911 |  | 2004202 | 2004202 | 7 | 2004341 | 4.17
AAAC | 2 | 2004203 | 456 | PRIMARY | 0 | AAAC | 4/0 | 2.03 | 3625286 | 3625286 | AAAC | 2 | 2004203 | 456 |  | 2004203 | 2004203 | 7 | 2004367 | 8.07
AAAC | 2 | 2004204 | 1124 | PRIMARY | 0 | AAAC | 4/0 | 2.28 | 13572 | 13572 | AAAC | 2 | 2004204 | 1124 |  | 2004204 | 2004204 | 7
AAAC | 2 | 2004316 | 24661 | PRIMARY | 8.11 | AAAC | 4/0 | 5.11 | 170474 | 170474 | AAAC | 2 | 2004316 | 24661 | 8.11 | 20043168.11 | 20043168.11 | 11
AAAC | 2 | 2004322 | 269 | PRIMARY | 0 | AAAC | 4/0 | 8.11 | 757072 | 757072 | AAAC | 2 | 2004322 | 269 |  | 2004322 | 2004322 | 7
AAAC | 2 | 2004331 | 44242871 | PRIMARY | 2.28 | AAC | 1/0 | 5.11 | 96 | 96 | AAAC | 2 | 2004331 | 44242871 | 2.28 | 20043312.28 | 2004332 | 7
AAAC | 2 | 2004332 | 447266 | PRIMARY | 0 | AAC | 2 | 2.28 | 12 | 12 | AAAC | 2 | 2004332 | 447266 |  | 2004332 | 20043345.11 | 11
AAAC | 2 | 2004334 | 259816 | PRIMARY | 5.11 | ACSR | 2 | 2.28 | 4017 | 4017 | AAAC | 2 | 2004334 | 259816 | 5.11 | 20043345.11 | 20043362.03 | 11
AAAC | 2 | 2004336 | 188901 | PRIMARY | 2.03 | ACSR | 2/0 | 2.28 | 76 | 76 | AAAC | 2 | 2004336 | 188901 | 2.03 | 20043362.03 | 9999999 | 7
AAAC | 2 | 9999999 | 266748 | PRIMARY | 0 | ACSR | 2/0 | 5.11 | 7241 | 7241 | AAAC | 2 | 9999999 | 266748 |  | 9999999 |  | 0
AAAC | 2 |  | 5299 | PRIMARY | 0 | ACSR | 2/0 | 8.11 | 12 | 12 | AAAC | 2 |  | 5299 |  |  | 2002890 | 7
AAAC | 2/0 | - | 31896 | PRIMARY | 0 | ACSR | 336 | 2.03 | 2835316 | 2835316 | AAAC | 2/0 | - | 31896 |  | - | 2004336 | 7
AAAC | 2/0 | 2002890 | 142 | PRIMARY | 0 | ACSR | 336 | 2.28 | 30453 | 30453 | AAAC | 2/0 | 2002890 | 142 |  | 2002890 | 2004329 | 7
AAAC | 2/0 | 2004146 | 956 | PRIMARY | 0 | ACSR | 336 | 5.11 | 3011784 | 3011784 | AAAC | 2/0 | 2004146 | 956 |  | 2004146 | 2004334 | 7
AAAC | 2/0 | 2004182 | 29494 | PRIMARY | 0 | ACSR | 336 | 8.11 | 21050094 | 21050094 | AAAC | 2/0 | 2004182 | 29494 |  | 2004182 | 2004360 | 7
AAAC | 2/0 | 2004183 | 15843 | PRIMARY | 0 | ACSR | 4/0 | 2.03 | 2150 | 2150 | AAAC | 2/0 | 2004183 | 15843 |  | 2004183 | 20043621.95 | 11
AAAC | 2/0 | 2004185 | 453 | PRIMARY | 0 | ACSR | 795 | 2.03 | 391113 | 391113 | AAAC | 2/0 | 2004185 | 453 |  | 2004185 | 20043382.49 | 11
AAAC | 2/0 | 2004186 | 2002 | PRIMARY | 0 | ACSR | 795 | 2.28 | 531 | 531 | AAAC | 2/0 | 2004186 | 2002 |  | 2004186 | 2004361 | 7
AAAC | 2/0 | 2004189 | 2844 | PRIMARY | 0 | ACSR | 795 | 5.11 | 15165 | 15165 | AAAC | 2/0 | 2004189 | 2844 |  | 2004189 | 20043641.95 | 11
AAAC | 2/0 | 2004191 | 9871 | PRIMARY | 0 | ACSR | 795 | 8.11 | 2208 | 2208 | AAAC | 2/0 | 2004191 | 9871 |  | 2004191 | 2004188 | 7
AAAC | 2/0 | 2004194 | 2151 | PRIMARY | 0 | AL | 1/0 | 2.03 | 1075 | 1075 | AAAC | 2/0 | 2004194 | 2151 |  | 2004194 | 2004193 | 7
AAAC | 2/0 | 2004198 | 1540 | PRIMARY | 0 | AL | 1/0 | 2.28 | 27694 | 27694 | AAAC | 2/0 | 2004198 | 1540 |  | 2004198 | 20043402.64 | 11
AAAC | 2/0 | 2004204 | 92 | PRIMARY | 0 | AL | 1/0 | 5.11 | 1531 | 1531 | AAAC | 2/0 | 2004204 | 92 |  | 2004204 | 20043652.55 | 11
AAAC | 2/0 | 2004316 | 6126703 | PRIMARY | 8.11 | AL | 1/0 | 8.11 | 1593 | 1593 | AAAC | 2/0 | 2004316 | 6126703 | 8.11 | 20043168.11 | 20043662.85 | 11
AAAC | 2/0 | 2004322 | 50386 | PRIMARY | 0 | AL | 2 | 2.28 | 15 | 15 | AAAC | 2/0 | 2004322 | 50386 |  | 2004322 | 20043392.51 | 11
AAAC | 2/0 | 2004331 | 836928 | PRIMARY | 2.28 | AL | 2 STRANDED | 2.28 | 788 | 788 | AAAC | 2/0 | 2004331 | 836928 | 2.28 | 20043312.28 | 2004201 | 7
AAAC | 2/0 | 2004332 | 39345 | PRIMARY | 0 | AL | 2 STRANDED | 8.11 | 241 | 241 | AAAC | 2/0 | 2004332 | 39345 |  | 2004332 | 20043414.17 | 11
AAAC | 2/0 | 2004334 | 8954299 | PRIMARY | 5.11 | AL | 2/0 | 2.28 | 32 | 32 | AAAC | 2/0 | 2004334 | 8954299 | 5.11 | 20043345.11 | 2004363 | 7
AAAC | 2/0 | 2004336 | 329311 | PRIMARY | 2.03 | AL | 2/0 | 5.11 | 1141 | 1141 | AAAC | 2/0 | 2004336 | 329311 | 2.03 | 20043362.03 | 20043678.07 | 11
AAAC | 2/0 | 9999999 | 85226 | PRIMARY | 0 | CU | 2 | 2.03 | 436 | 436 | AAAC | 2/0 | 9999999 | 85226 |  | 9999999 | 2004200 | 7
AAAC | 2/0 |  | 8638 | PRIMARY | 0 | CU | 2 | 2.28 | 8250 | 8250 | AAAC | 2/0 |  | 8638 |  |  | 2004331 | 7
AAAC | 336 | - | 873 | PRIMARY | 0 | CU | 2 | 5.11 | 1910 | 1910 | AAAC | 336 | - | 873 |  | -
AAAC | 336 | 2004334 | 91 | PRIMARY | 5.11 | CU | 2 SOLID | 2.28 | 4520 | 4520 | AAAC | 336 | 2004334 | 91 | 5.11 | 20043345.11
AAAC | 336 | 2004336 | 15 | PRIMARY | 2.03 | CU | 2 SOLID | 5.11 | 1178 | 1178 | AAAC | 336 | 2004336 | 15 |  | 2004336
AAAC | 4/0 | - | 13651 | PRIMARY | 0 | CU | 2 SOLID | 8.11 | 1774 | 1774 | AAAC | 4/0 | - | 13651 |  | -
AAAC | 4/0 | 2004182 | 1068 | PRIMARY | 0 | CU | 2 STRANDED | 2.03 | 54 | 54 | AAAC | 4/0 | 2004182 | 1068 |  | 2004182
AAAC | 4/0 | 2004183 | 7140 | PRIMARY | 0 | CU | 2 STRANDED | 2.28 | 783 | 783 | AAAC | 4/0 | 2004183 | 7140 |  | 2004183
AAAC | 4/0 | 2004186 | 313 | PRIMARY | 0 | CU | 2 STRANDED | 5.11 | 921 | 921 | AAAC | 4/0 | 2004186 | 313 |  | 2004186
AAAC | 4/0 | 2004189 | 9071 | PRIMARY | 0 | CU | 2/0 | 2.03 | 3559 | 3559 | AAAC | 4/0 | 2004189 | 9071 |  | 2004189
AAAC | 4/0 | 2004191 | 8716 | PRIMARY | 0 | CU | 2/0 | 2.28 | 8316 | 8316 | AAAC | 4/0 | 2004191 | 8716 |  | 2004191
AAAC | 4/0 | 2004198 | 1140 | PRIMARY | 0 | CU | 2/0 | 5.11 | 19385 | 19385 | AAAC | 4/0 | 2004198 | 1140 |  | 2004198
AAAC | 4/0 | 2004316 | 757072 | PRIMARY | 8.11 | CU | 2/0 | 8.11 | 2649 | 2649 | AAAC | 4/0 | 2004316 | 757072 | 8.11 | 20043168.11
AAAC | 4/0 | 2004322 | 86641 | PRIMARY | 0 | CU | 4 | 2.28 | 406 | 406 | AAAC | 4/0 | 2004322 | 86641 |  | 2004322
AAAC | 4/0 | 2004331 | 13572 | PRIMARY | 2.28 | CU | 4 | 5.11 | 384 | 384 | AAAC | 4/0 | 2004331 | 13572 | 2.28 | 20043312.28
AAAC | 4/0 | 2004332 | 24300 | PRIMARY | 0 | CU | 4 SOLID | 2.03 | 922 | 922 | AAAC | 4/0 | 2004332 | 24300 |  | 2004332
AAAC | 4/0 | 2004334 | 170474 | PRIMARY | 5.11 | CU | 4 SOLID | 2.28 | 27504 | 27504 | AAAC | 4/0 | 2004334 | 170474 | 5.11 | 20043345.11
AAAC | 4/0 | 2004336 | 3625286 | PRIMARY | 2.03 | CU | 4 SOLID | 5.11 | 5719 | 5719 | AAAC | 4/0 | 2004336 | 3625286 | 2.03 | 20043362.03
AAAC | 4/0 | 9999999 | 29123 | PRIMARY | 0 | CU | 4 SOLID | 8.11 | 370 | 370 | AAAC | 4/0 | 9999999 | 29123 |  | 9999999
AAAC | 4/0 |  | 1486 | PRIMARY | 0 | CU | 4 STRANDED | 2.28 | 317 | 317 | AAAC | 4/0 |  | 1486
AAC | 1/0 | - | 112 | PRIMARY | 0 | CU | 4 STRANDED | 5.11 | 15 | 15
AAC | 1/0 | 2004332 | 5051 | PRIMARY | 0 | CU | 4/0 | 2.03 | 8790 | 8790 | AAC | 1/0 | - | 112 |  | -
AAC | 1/0 | 2004334 | 96 | PRIMARY | 5.11 | CU | 4/0 | 2.28 | 46 | 46 | AAC | 1/0 | 2004332 | 5051 |  | 2004332
AAC | 1/0 | 9999999 | 6589 | PRIMARY | 0 | CU | 4/0 | 5.11 | 4941 | 4941 | AAC | 1/0 | 2004334 | 96 | 5.11 | 20043345.11
AAC | 2 | 2004331 | 12 | PRIMARY | 2.28 | CU | 4/0 | 8.11 | 2258 | 2258 | AAC | 1/0 | 9999999 | 6589 |  | 9999999
AAC | 954 | 2004329 | 7480 | PRIMARY | 0 | CU | 6 | 2.28 | 38856 | 38856 | AAC | 2 | 2004331 | 12 | 2.28 | 20043312.28
ACSR | 2 | 2004331 | 4017 | PRIMARY | 2.28 | CU | 6 | 5.11 | 26760 | 26760 | AAC | 954 | 2004329 | 7480 |  | 2004329
ACSR | 2/0 | 2004194 | 102 | PRIMARY | 0 | CU | 6 | 8.11 | 126 | 126
ACSR | 2/0 | 2004316 | 12 | PRIMARY | 8.11 | SOL | 4 | 5.11 | 355 | 355 | ACSR | 2 | 2004331 | 4017 | 2.28 | 20043312.28
ACSR | 2/0 | 2004331 | 76 | PRIMARY | 2.28 | Grand Total |  |  | 93086009 | 93086009 | ACSR | 2/0 | 2004194 | 102 |  | 2004194
ACSR | 2/0 | 2004332 | 259 | PRIMARY | 0 | [5 empty] | ACSR | 2/0 | 2004316 | 12 | 8.11 | 20043168.11
ACSR | 2/0 | 2004334 | 7241 | PRIMARY | 5.11 | [5 empty] | ACSR | 2/0 | 2004331 | 76 | 2.28 | 20043312.28
ACSR | 336 | - | 75015 | PRIMARY | 0 | [5 empty] | ACSR | 2/0 | 2004332 | 259 |  | 2004332
ACSR | 336 | 2002890 | 426 | PRIMARY | 0 | [5 empty] | ACSR | 2/0 | 2004334 | 7241 | 5.11 | 20043345.11
ACSR | 336 | 2004182 | 738 | PRIMARY | 0 | [5 empty] | ACSR | 336 | - | 75015 |  | -
ACSR | 336 | 2004186 | 942 | PRIMARY | 0 | [5 empty] | ACSR | 336 | 2002890 | 426 |  | 2002890
ACSR | 336 | 2004189 | 564 | PRIMARY | 0 | [5 empty] | ACSR | 336 | 2004182 | 738 |  | 2004182
ACSR | 336 | 2004191 | 479 | PRIMARY | 0 | [5 empty] | ACSR | 336 | 2004186 | 942 |  | 2004186
ACSR | 336 | 2004194 | 4419 | PRIMARY | 0 | [5 empty] | ACSR | 336 | 2004189 | 564 |  | 2004189
ACSR | 336 | 2004316 | 21050094 | PRIMARY | 8.11 | [5 empty] | ACSR | 336 | 2004191 | 479 |  | 2004191
ACSR | 336 | 2004322 | 140 | PRIMARY | 0 | [5 empty] | ACSR | 336 | 2004194 | 4419 |  | 2004194
ACSR | 336 | 2004331 | 30453 | PRIMARY | 2.28 | [5 empty] | ACSR | 336 | 2004316 | 21050094 | 8.11 | 20043168.11
ACSR | 336 | 2004332 | 996 | PRIMARY | 0 | [5 empty] | ACSR | 336 | 2004322 | 140 |  | 2004322
ACSR | 336 | 2004334 | 3011784 | PRIMARY | 5.11 | [5 empty] | ACSR | 336 | 2004331 | 30453 | 2.28 | 20043312.28
ACSR | 336 | 2004336 | 2835316 | PRIMARY | 2.03 | [5 empty] | ACSR | 336 | 2004332 | 996 |  | 2004332
ACSR | 336 | 9999999 | 148260 | PRIMARY | 0 | [5 empty] | ACSR | 336 | 2004334 | 3011784 | 5.11 | 20043345.11
ACSR | 336 |  | 29937 | PRIMARY | 0 | [5 empty] | ACSR | 336 | 2004336 | 2835316 | 2.03 | 20043362.03
ACSR | 4/0 | 2004183 | 15 | PRIMARY | 0 | [5 empty] | ACSR | 336 | 9999999 | 148260 |  | 9999999
ACSR | 4/0 | 2004336 | 2150 | PRIMARY | 2.03 | [5 empty] | ACSR | 336 |  | 29937
ACSR | 4/0 | 9999999 | 396 | PRIMARY | 0 | [5 empty] | ACSR | 4/0 | 2004183 | 15 |  | 2004183
ACSR | 795 | - | 1686 | PRIMARY | 0 | [5 empty] | ACSR | 4/0 | 2004336 | 2150 | 2.03 | 20043362.03
ACSR | 795 | 2004186 | 849 | PRIMARY | 0 | [5 empty] | ACSR | 4/0 | 9999999 | 396 |  | 9999999
ACSR | 795 | 2004316 | 2208 | PRIMARY | 8.11 | [5 empty] | ACSR | 795 | - | 1686 |  | -
ACSR | 795 | 2004322 | 434220 | PRIMARY | 0 | [5 empty] | ACSR | 795 | 2004186 | 849 |  | 2004186
ACSR | 795 | 2004331 | 531 | PRIMARY | 2.28 | [5 empty] | ACSR | 795 | 2004316 | 2208 | 8.11 | 20043168.11
ACSR | 795 | 2004332 | 72 | PRIMARY | 0 | [5 empty] | ACSR | 795 | 2004322 | 434220 |  | 2004322
ACSR | 795 | 2004334 | 15165 | PRIMARY | 5.11 | [5 empty] | ACSR | 795 | 2004331 | 531 | 2.28 | 20043312.28
ACSR | 795 | 2004336 | 391113 | PRIMARY | 2.03 | [5 empty] | ACSR | 795 | 2004332 | 72 |  | 2004332
ACSR | 795 | 9999999 | 17478 | PRIMARY | 0 | [5 empty] | ACSR | 795 | 2004334 | 15165 | 5.11 | 20043345.11
AL | 1/0 | - | 2746 | PRIMARY | 0 | [5 empty] | ACSR | 795 | 2004336 | 391113 | 2.03 | 20043362.03
AL | 1/0 | 2004146 | 2065 | PRIMARY | 0 | [5 empty] | ACSR | 795 | 9999999 | 17478 |  | 9999999
AL | 1/0 | 2004182 | 675 | PRIMARY | 0
AL | 1/0 | 2004185 | 156 | PRIMARY | 0 | [5 empty] | AL | 1/0 | - | 2746 |  | -
AL | 1/0 | 2004186 | 1404 | PRIMARY | 0 | [5 empty] | AL | 1/0 | 2004146 | 2065 |  | 2004146
AL | 1/0 | 2004316 | 1593 | PRIMARY | 8.11 | [5 empty] | AL | 1/0 | 2004182 | 675 |  | 2004182
AL | 1/0 | 2004322 | 178 | PRIMARY | 0 | [5 empty] | AL | 1/0 | 2004185 | 156 |  | 2004185
AL | 1/0 | 2004331 | 27694 | PRIMARY | 2.28 | [5 empty] | AL | 1/0 | 2004186 | 1404 |  | 2004186
AL | 1/0 | 2004332 | 658903 | PRIMARY | 0 | [5 empty] | AL | 1/0 | 2004316 | 1593 | 8.11 | 20043168.11
AL | 1/0 | 2004334 | 1531 | PRIMARY | 5.11 | [5 empty] | AL | 1/0 | 2004322 | 178 |  | 2004322
AL | 1/0 | 2004336 | 1075 | PRIMARY | 2.03 | [5 empty] | AL | 1/0 | 2004331 | 27694 | 2.28 | 20043312.28
AL | 1/0 | 9999999 | 193 | PRIMARY | 0 | [5 empty] | AL | 1/0 | 2004332 | 658903 |  | 2004332
AL | 2 | 2004331 | 15 | PRIMARY | 2.28 | [5 empty] | AL | 1/0 | 2004334 | 1531 | 5.11 | 20043345.11
AL | 2 STRANDED | 2004183 | 139 | PRIMARY | 0 | [5 empty] | AL | 1/0 | 2004336 | 1075 | 2.03 | 20043362.03
AL | 2 STRANDED | 2004203 | 456 | PRIMARY | 0 | [5 empty] | AL | 1/0 | 9999999 | 193 |  | 9999999
AL | 2 STRANDED | 2004204 | 13290 | PRIMARY | 0 | [5 empty] | AL | 2 | 2004331 | 15 | 2.28 | 20043312.28
AL | 2 STRANDED | 2004316 | 241 | PRIMARY | 8.11 | [5 empty] | AL | 2 STRANDED | 2004183 | 139 |  | 2004183
AL | 2 STRANDED | 2004331 | 788 | PRIMARY | 2.28 | [5 empty] | AL | 2 STRANDED | 2004203 | 456 |  | 2004203
AL | 2/0 | 2004204 | 276 | PRIMARY | 0 | [5 empty] | AL | 2 STRANDED | 2004204 | 13290 |  | 2004204
AL | 2/0 | 2004331 | 32 | PRIMARY | 2.28 | [5 empty] | AL | 2 STRANDED | 2004316 | 241 | 8.11 | 20043168.11
AL | 2/0 | 2004334 | 1141 | PRIMARY | 5.11 | [5 empty] | AL | 2 STRANDED | 2004331 | 788 | 2.28 | 20043312.28
AL | 2/0 | 9999999 | 123 | PRIMARY | 0 | [5 empty] | AL | 2/0 | 2004204 | 276 |  | 2004204
CU | 1/0 | 2004146 | 9760 | PRIMARY | 0 | [5 empty] | AL | 2/0 | 2004331 | 32 | 2.28 | 20043312.28
CU | 1/0 | 2004191 | 483 | PRIMARY | 0 | [5 empty] | AL | 2/0 | 2004334 | 1141 | 5.11 | 20043345.11
CU | 1/0 | 2004194 | 632 | PRIMARY | 0 | [5 empty] | AL | 2/0 | 9999999 | 123 |  | 9999999
CU | 1/0 | 2004198 | 435 | PRIMARY | 0
CU | 1/0 | 2004332 | 366 | PRIMARY | 0 | [5 empty] | CU | 1/0 | 2004146 | 9760 |  | 2004146
CU | 2 | - | 85 | PRIMARY | 0 | [5 empty] | CU | 1/0 | 2004191 | 483 |  | 2004191
CU | 2 | 2004182 | 3569 | PRIMARY | 0 | [5 empty] | CU | 1/0 | 2004194 | 632 |  | 2004194
CU | 2 | 2004183 | 706 | PRIMARY | 0 | [5 empty] | CU | 1/0 | 2004198 | 435 |  | 2004198
CU | 2 | 2004185 | 786 | PRIMARY | 0 | [5 empty] | CU | 1/0 | 2004332 | 366 |  | 2004332
CU | 2 | 2004186 | 48799 | PRIMARY | 0 | [5 empty] | CU | 2 | - | 85 |  | -
CU | 2 | 2004191 | 6954 | PRIMARY | 0 | [5 empty] | CU | 2 | 2004182 | 3569 |  | 2004182
CU | 2 | 2004194 | 5332 | PRIMARY | 0 | [5 empty] | CU | 2 | 2004183 | 706 |  | 2004183
CU | 2 | 2004331 | 8250 | PRIMARY | 2.28 | [5 empty] | CU | 2 | 2004185 | 786 |  | 2004185
CU | 2 | 2004332 | 1263 | PRIMARY | 0 | [5 empty] | CU | 2 | 2004186 | 48799 |  | 2004186
CU | 2 | 2004334 | 1910 | PRIMARY | 5.11 | [5 empty] | CU | 2 | 2004191 | 6954 |  | 2004191
CU | 2 | 2004336 | 436 | PRIMARY | 2.03 | [5 empty] | CU | 2 | 2004194 | 5332 |  | 2004194
CU | 2 | 9999999 | 10048 | PRIMARY | 0 | [5 empty] | CU | 2 | 2004331 | 8250 | 2.28 | 20043312.28
CU | 2 |  | 348 | PRIMARY | 0 | [5 empty] | CU | 2 | 2004332 | 1263 |  | 2004332
CU | 2 SOLID | - | 161 | PRIMARY | 0 | [5 empty] | CU | 2 | 2004334 | 1910 | 5.11 | 20043345.11
CU | 2 SOLID | 2004182 | 278 | PRIMARY | 0 | [5 empty] | CU | 2 | 2004336 | 436 | 2.03 | 20043362.03
CU | 2 SOLID | 2004183 | 2121 | PRIMARY | 0 | [5 empty] | CU | 2 | 9999999 | 10048 |  | 9999999
CU | 2 SOLID | 2004189 | 1272 | PRIMARY | 0 | [5 empty] | CU | 2 |  | 348
CU | 2 SOLID | 2004191 | 355 | PRIMARY | 0 | [5 empty] | CU | 2 SOLID | - | 161 |  | -
CU | 2 SOLID | 2004194 | 90743 | PRIMARY | 0 | [5 empty] | CU | 2 SOLID | 2004182 | 278 |  | 2004182
CU | 2 SOLID | 2004316 | 1774 | PRIMARY | 8.11 | [5 empty] | CU | 2 SOLID | 2004183 | 2121 |  | 2004183
CU | 2 SOLID | 2004322 | 364 | PRIMARY | 0 | [5 empty] | CU | 2 SOLID | 2004189 | 1272 |  | 2004189
CU | 2 SOLID | 2004331 | 4520 | PRIMARY | 2.28 | [5 empty] | CU | 2 SOLID | 2004191 | 355 |  | 2004191
CU | 2 SOLID | 2004332 | 387 | PRIMARY | 0 | [5 empty] | CU | 2 SOLID | 2004194 | 90743 |  | 2004194
CU | 2 SOLID | 2004334 | 1178 | PRIMARY | 5.11 | [5 empty] | CU | 2 SOLID | 2004316 | 1774 | 8.11 | 20043168.11
CU | 2 SOLID | 9999999 | 4756 | PRIMARY | 0 | [5 empty] | CU | 2 SOLID | 2004322 | 364 |  | 2004322
CU | 2 STRANDED | - | 170 | PRIMARY | 0 | [5 empty] | CU | 2 SOLID | 2004331 | 4520 | 2.28 | 20043312.28
CU | 2 STRANDED | 2004182 | 1747 | PRIMARY | 0 | [5 empty] | CU | 2 SOLID | 2004332 | 387 |  | 2004332
CU | 2 STRANDED | 2004185 | 13099 | PRIMARY | 0 | [5 empty] | CU | 2 SOLID | 2004334 | 1178 | 5.11 | 20043345.11
CU | 2 STRANDED | 2004191 | 349 | PRIMARY | 0 | [5 empty] | CU | 2 SOLID | 9999999 | 4756 |  | 9999999
CU | 2 STRANDED | 2004194 | 122 | PRIMARY | 0 | [5 empty] | CU | 2 STRANDED | - | 170 |  | -
CU | 2 STRANDED | 2004331 | 783 | PRIMARY | 2.28 | [5 empty] | CU | 2 STRANDED | 2004182 | 1747 |  | 2004182
CU | 2 STRANDED | 2004334 | 921 | PRIMARY | 5.11 | [5 empty] | CU | 2 STRANDED | 2004185 | 13099 |  | 2004185
CU | 2 STRANDED | 2004336 | 54 | PRIMARY | 2.03 | [5 empty] | CU | 2 STRANDED | 2004191 | 349 |  | 2004191
CU | 2 STRANDED | 9999999 | 819 | PRIMARY | 0 | [5 empty] | CU | 2 STRANDED | 2004194 | 122 |  | 2004194
CU | 2/0 | - | 4369 | PRIMARY | 0 | [5 empty] | CU | 2 STRANDED | 2004331 | 783 | 2.28 | 20043312.28
CU | 2/0 | 2004182 | 2108 | PRIMARY | 0 | [5 empty] | CU | 2 STRANDED | 2004334 | 921 | 5.11 | 20043345.11
CU | 2/0 | 2004183 | 1467 | PRIMARY | 0 | [5 empty] | CU | 2 STRANDED | 2004336 | 54 | 2.03 | 20043362.03
CU | 2/0 | 2004185 | 2208 | PRIMARY | 0 | [5 empty] | CU | 2 STRANDED | 9999999 | 819 |  | 9999999
CU | 2/0 | 2004186 | 14678 | PRIMARY | 0 | [5 empty] | CU | 2/0 | - | 4369 |  | -
CU | 2/0 | 2004189 | 134987 | PRIMARY | 0 | [5 empty] | CU | 2/0 | 2004182 | 2108 |  | 2004182
CU | 2/0 | 2004191 | 57259 | PRIMARY | 0 | [5 empty] | CU | 2/0 | 2004183 | 1467 |  | 2004183
CU | 2/0 | 2004194 | 4914 | PRIMARY | 0 | [5 empty] | CU | 2/0 | 2004185 | 2208 |  | 2004185
CU | 2/0 | 2004198 | 9037 | PRIMARY | 0 | [5 empty] | CU | 2/0 | 2004186 | 14678 |  | 2004186
CU | 2/0 | 2004316 | 2649 | PRIMARY | 8.11 | [5 empty] | CU | 2/0 | 2004189 | 134987 |  | 2004189
CU | 2/0 | 2004331 | 8316 | PRIMARY | 2.28 | [5 empty] | CU | 2/0 | 2004191 | 57259 |  | 2004191
CU | 2/0 | 2004332 | 870 | PRIMARY | 0 | [5 empty] | CU | 2/0 | 2004194 | 4914 |  | 2004194
CU | 2/0 | 2004334 | 19385 | PRIMARY | 5.11 | [5 empty] | CU | 2/0 | 2004198 | 9037 |  | 2004198
CU | 2/0 | 2004336 | 3559 | PRIMARY | 2.03 | [5 empty] | CU | 2/0 | 2004316 | 2649 | 8.11 | 20043168.11
CU | 2/0 | 9999999 | 4497 | PRIMARY | 0 | [5 empty] | CU | 2/0 | 2004331 | 8316 | 2.28 | 20043312.28
CU | 4 | 2004331 | 406 | PRIMARY | 2.28 | [5 empty] | CU | 2/0 | 2004332 | 870 |  | 2004332
CU | 4 | 2004334 | 384 | PRIMARY | 5.11 | [5 empty] | CU | 2/0 | 2004334 | 19385 | 5.11 | 20043345.11
CU | 4 | 9999999 | 7793 | PRIMARY | 0 | [5 empty] | CU | 2/0 | 2004336 | 3559 | 2.03 | 20043362.03
CU | 4 SOLID | - | 2919 | PRIMARY | 0 | [5 empty] | CU | 2/0 | 9999999 | 4497 |  | 9999999
CU | 4 SOLID | 2004182 | 38408 | PRIMARY | 0 | [5 empty] | CU | 4 | 2004331 | 406 | 2.28 | 20043312.28
CU | 4 SOLID | 2004183 | 265078 | PRIMARY | 0 | [5 empty] | CU | 4 | 2004334 | 384 |  | 2004334
CU | 4 SOLID | 2004185 | 210 | PRIMARY | 0 | [5 empty] | CU | 4 | 9999999 | 7793 |  | 9999999
CU | 4 SOLID | 2004186 | 229 | PRIMARY | 0 | [5 empty] | CU | 4 SOLID | - | 2919 |  | -
CU | 4 SOLID | 2004189 | 344 | PRIMARY | 0 | [5 empty] | CU | 4 SOLID | 2004182 | 38408 |  | 2004182
CU | 4 SOLID | 2004191 | 803 | PRIMARY | 0 | [5 empty] | CU | 4 SOLID | 2004183 | 265078 |  | 2004183
CU | 4 SOLID | 2004194 | 2517 | PRIMARY | 0 | [5 empty] | CU | 4 SOLID | 2004185 | 210 |  | 2004185
CU | 4 SOLID | 2004316 | 370 | PRIMARY | 8.11 | [5 empty] | CU | 4 SOLID | 2004186 | 229 |  | 2004186
CU | 4 SOLID | 2004331 | 27504 | PRIMARY | 2.28 | [5 empty] | CU | 4 SOLID | 2004189 | 344 |  | 2004189
CU | 4 SOLID | 2004332 | 2189 | PRIMARY | 0 | [5 empty] | CU | 4 SOLID | 2004191 | 803 |  | 2004191
CU | 4 SOLID | 2004334 | 5719 | PRIMARY | 5.11 | [5 empty] | CU | 4 SOLID | 2004194 | 2517 |  | 2004194
CU | 4 SOLID | 2004336 | 922 | PRIMARY | 2.03 | [5 empty] | CU | 4 SOLID | 2004316 | 370 | 8.11 | 20043168.11
CU | 4 SOLID | 9999999 | 2793 | PRIMARY | 0 | [5 empty] | CU | 4 SOLID | 2004331 | 27504 | 2.28 | 20043312.28
CU | 4 STRANDED | 2004183 | 1583 | PRIMARY | 0 | [5 empty] | CU | 4 SOLID | 2004332 | 2189 |  | 2004332
CU | 4 STRANDED | 2004202 | 911 | PRIMARY | 0 | [5 empty] | CU | 4 SOLID | 2004334 | 5719 | 5.11 | 20043345.11
CU | 4 STRANDED | 2004331 | 317 | PRIMARY | 2.28 | [5 empty] | CU | 4 SOLID | 2004336 | 922 | 2.03 | 20043362.03
CU | 4 STRANDED | 2004334 | 15 | PRIMARY | 5.11 | [5 empty] | CU | 4 SOLID | 9999999 | 2793 |  | 9999999
CU | 4/0 | - | 5716 | PRIMARY | 0 | [5 empty] | CU | 4 STRANDED | 2004183 | 1583 |  | 2004183
CU | 4/0 | 2004146 | 1809 | PRIMARY | 0 | [5 empty] | CU | 4 STRANDED | 2004202 | 911 |  | 2004202
CU | 4/0 | 2004185 | 843 | PRIMARY | 0 | [5 empty] | CU | 4 STRANDED | 2004331 | 317 | 2.28 | 20043312.28
CU | 4/0 | 2004186 | 1095 | PRIMARY | 0 | [5 empty] | CU | 4 STRANDED | 2004334 | 15 | 5.11 | 20043345.11
CU | 4/0 | 2004189 | 74709 | PRIMARY | 0 | [5 empty] | CU | 4/0 | - | 5716 |  | -
CU | 4/0 | 2004191 | 320950 | PRIMARY | 0 | [5 empty] | CU | 4/0 | 2004146 | 1809 |  | 2004146
CU | 4/0 | 2004194 | 1725 | PRIMARY | 0 | [5 empty] | CU | 4/0 | 2004185 | 843 |  | 2004185
CU | 4/0 | 2004198 | 6063 | PRIMARY | 0 | [5 empty] | CU | 4/0 | 2004186 | 1095 |  | 2004186
CU | 4/0 | 2004316 | 2258 | PRIMARY | 8.11 | [5 empty] | CU | 4/0 | 2004189 | 74709 |  | 2004189
CU | 4/0 | 2004331 | 46 | PRIMARY | 2.28 | [5 empty] | CU | 4/0 | 2004191 | 320950 |  | 2004191
CU | 4/0 | 2004332 | 342 | PRIMARY | 0 | [5 empty] | CU | 4/0 | 2004194 | 1725 |  | 2004194
CU | 4/0 | 2004334 | 4941 | PRIMARY | 5.11 | [5 empty] | CU | 4/0 | 2004198 | 6063 |  | 2004198
CU | 4/0 | 2004336 | 8790 | PRIMARY | 2.03 | [5 empty] | CU | 4/0 | 2004316 | 2258 | 8.11 | 20043168.11
CU | 4/0 | 9999999 | 2739 | PRIMARY | 0 | [5 empty] | CU | 4/0 | 2004331 | 46 | 2.28 | 20043312.28
CU | 6 | - | 2459 | PRIMARY | 0 | [5 empty] | CU | 4/0 | 2004332 | 342 |  | 2004332
CU | 6 | 2004182 | 1812651 | PRIMARY | 0 | [5 empty] | CU | 4/0 | 2004334 | 4941 | 5.11 | 20043345.11
CU | 6 | 2004183 | 12354 | PRIMARY | 0 | [5 empty] | CU | 4/0 | 2004336 | 8790 | 2.03 | 20043362.03
CU | 6 | 2004185 | 4744 | PRIMARY | 0 | [5 empty] | CU | 4/0 | 9999999 | 2739 |  | 9999999
CU | 6 | 2004186 | 8505 | PRIMARY | 0 | [5 empty] | CU | 6 | - | 2459 |  | -
CU | 6 | 2004189 | 298 | PRIMARY | 0 | [5 empty] | CU | 6 | 2004182 | 1812651 |  | 2004182
CU | 6 | 2004194 | 5155 | PRIMARY | 0 | [5 empty] | CU | 6 | 2004183 | 12354 |  | 2004183
CU | 6 | 2004204 | 422 | PRIMARY | 0 | [5 empty] | CU | 6 | 2004185 | 4744 |  | 2004185
CU | 6 | 2004316 | 126 | PRIMARY | 8.11 | [5 empty] | CU | 6 | 2004186 | 8505 |  | 2004186
CU | 6 | 2004331 | 38856 | PRIMARY | 2.28 | [5 empty] | CU | 6 | 2004189 | 298 |  | 2004189
CU | 6 | 2004332 | 10550 | PRIMARY | 0 | [5 empty] | CU | 6 | 2004194 | 5155 |  | 2004194
CU | 6 | 2004334 | 26760 | PRIMARY | 5.11 | [5 empty] | CU | 6 | 2004204 | 422 |  | 2004204
CU | 6 | 9999999 | 21756 | PRIMARY | 0 | [5 empty] | CU | 6 | 2004316 | 126 | 8.11 | 20043168.11
SOL | 4 | 2004183 | 7362 | PRIMARY | 0 | [5 empty] | CU | 6 | 2004331 | 38856 | 2.28 | 20043312.28
SOL | 4 | 2004334 | 355 | PRIMARY | 5.11 | [5 empty] | CU | 6 | 2004332 | 10550 |  | 2004332
SOL | 4 | 9999999 | 1171 | PRIMARY | 0 | [5 empty] | CU | 6 | 2004334 | 26760 | 5.11 | 20043345.11
- | - | - | 199295 | SECONDARY | 0 | [5 empty] | CU | 6 | 9999999 | 21756 |  | 9999999
- | - | 2004360 | 135 | SECONDARY | 0
- | - | 2004362 | 104 | SECONDARY | 1.95 | [5 empty] | SOL | 4 | 2004183 | 7362 |  | 2004183
- | - |  | 539 | SECONDARY | 0 | [5 empty] | SOL | 4 | 2004334 | 355 | 5.11 | 20043345.11
AAAC | 2 | 2004182 | 8619 | SECONDARY | 0 | [5 empty] | SOL | 4 | 9999999 | 1171 |  | 9999999
AAAC | 2 | 2004183 | 7018 | SECONDARY | 0 | [5 empty] | - | - | - | 199295 |  | -
AAAC | 2 | 2004185 | 2418 | SECONDARY | 0 | [5 empty] | - | - | 2004360 | 135 |  | 2004360
AAAC | 2 | 2004194 | 5520 | SECONDARY | 0 | [5 empty] | - | - | 2004362 | 104 | 1.95 | 20043621.95
AAAC | 2 | 2004331 | 2728101 | SECONDARY | 2.28 | [5 empty] | - | - |  | 539
AAAC | 2 | 2004332 | 3379 | SECONDARY | 0
AAAC | 2 | 2004334 | 24887 | SECONDARY | 5.11 | [5 empty] | AAAC | 2 | 2004182 | 8619 |  | 2004182
AAAC | 2 | 2004336 | 4793 | SECONDARY | 2.03 | [5 empty] | AAAC | 2 | 2004183 | 7018 |  | 2004183
AAAC | 2 | 2004338 | 1520 | SECONDARY | 2.49 | [5 empty] | AAAC | 2 | 2004185 | 2418 |  | 2004185
AAAC | 2 | 2004360 | 378 | SECONDARY | 0 | [5 empty] | AAAC | 2 | 2004194 | 5520 |  | 2004194
AAAC | 2 | 2004361 | 427 | SECONDARY | 0 | [5 empty] | AAAC | 2 | 2004331 | 2728101 | 2.28 | 20043312.28
AAAC | 2 | 2004362 | 919 | SECONDARY | 1.95 | [5 empty] | AAAC | 2 | 2004332 | 3379 |  | 2004332
AAAC | 2 | 2004364 | 205 | SECONDARY | 1.95 | [5 empty] | AAAC | 2 | 2004334 | 24887 | 5.11 | 20043345.11
AAAC | 2 |  | 8546 | SECONDARY | 0 | [5 empty] | AAAC | 2 | 2004336 | 4793 | 2.03 | 20043362.03
AAAC | 2/0 | 2004182 | 3033 | SECONDARY | 0 | [5 empty] | AAAC | 2 | 2004338 | 1520 | 2.49 | 20043382.49
AAAC | 2/0 | 2004183 | 2806 | SECONDARY | 0 | [5 empty] | AAAC | 2 | 2004360 | 378 |  | 2004360
AAAC | 2/0 | 2004185 | 898 | SECONDARY | 0 | [5 empty] | AAAC | 2 | 2004361 | 427 |  | 2004361
AAAC | 2/0 | 2004188 | 2112 | SECONDARY | 0 | [5 empty] | AAAC | 2 | 2004362 | 919 | 1.95 | 20043621.95
AAAC | 2/0 | 2004189 | 1040 | SECONDARY | 0 | [5 empty] | AAAC | 2 | 2004364 | 205 | 1.95 | 20043641.95
AAAC | 2/0 | 2004193 | 200 | SECONDARY | 0 | [5 empty] | AAAC | 2 |  | 8546
AAAC | 2/0 | 2004194 | 1417 | SECONDARY | 0 | [5 empty] | AAAC | 2/0 | 2004182 | 3033 |  | 2004182
AAAC | 2/0 | 2004331 | 23791 | SECONDARY | 2.28 | [5 empty] | AAAC | 2/0 | 2004183 | 2806 |  | 2004183
AAAC | 2/0 | 2004332 | 2340 | SECONDARY | 0 | [5 empty] | AAAC | 2/0 | 2004185 | 898 |  | 2004185
AAAC | 2/0 | 2004334 | 1157091 | SECONDARY | 5.11 | [5 empty] | AAAC | 2/0 | 2004188 | 2112 |  | 2004188
AAAC | 2/0 | 2004336 | 5483 | SECONDARY | 2.03 | [5 empty] | AAAC | 2/0 | 2004189 | 1040 |  | 2004189
AAAC | 2/0 | 2004338 | 1108 | SECONDARY | 2.49 | [5 empty] | AAAC | 2/0 | 2004193 | 200 |  | 2004193
AAAC | 2/0 | 2004340 | 460 | SECONDARY | 2.64 | [5 empty] | AAAC | 2/0 | 2004194 | 1417 |  | 2004194
AAAC | 2/0 | 2004362 | 501 | SECONDARY | 1.95 | [5 empty] | AAAC | 2/0 | 2004331 | 23791 | 2.28 | 20043312.28
AAAC | 2/0 | 2004364 | 131 | SECONDARY | 1.95 | [5 empty] | AAAC | 2/0 | 2004332 | 2340 |  | 2004332
AAAC | 2/0 |  | 2169 | SECONDARY | 0 | [5 empty] | AAAC | 2/0 | 2004334 | 1157091 | 5.11 | 20043345.11
AAAC | 4/0 | 2004182 | 169 | SECONDARY | 0 | [5 empty] | AAAC | 2/0 | 2004336 | 5483 | 2.03 | 20043362.03
AAAC | 4/0 | 2004183 | 291 | SECONDARY | 0 | [5 empty] | AAAC | 2/0 | 2004338 | 1108 | 2.49 | 20043382.49
AAAC | 4/0 | 2004188 | 244 | SECONDARY | 0 | [5 empty] | AAAC | 2/0 | 2004340 | 460 | 2.64 | 20043402.64
AAAC | 4/0 | 2004189 | 725 | SECONDARY | 0 | [5 empty] | AAAC | 2/0 | 2004362 | 501 | 1.95 | 20043621.95
AAAC | 4/0 | 2004194 | 76 | SECONDARY | 0 | [5 empty] | AAAC | 2/0 | 2004364 | 131 | 1.95 | 20043641.95
AAAC | 4/0 | 2004331 | 1164 | SECONDARY | 2.28 | [5 empty] | AAAC | 2/0 |  | 2169
AAAC | 4/0 | 2004334 | 2319 | SECONDARY | 5.11 | [5 empty] | AAAC | 4/0 | 2004182 | 169 |  | 2004182
AAAC | 4/0 | 2004336 | 84196 | SECONDARY | 2.03 | [5 empty] | AAAC | 4/0 | 2004183 | 291 |  | 2004183
AAAC | 4/0 | 2004338 | 49 | SECONDARY | 2.49 | [5 empty] | AAAC | 4/0 | 2004188 | 244 |  | 2004188
AAAC | 4/0 | 2004365 | 103 | SECONDARY | 2.55 | [5 empty] | AAAC | 4/0 | 2004189 | 725 |  | 2004189
AAC | 4 STRANDED | - | 139 | SECONDARY | 0 | [5 empty] | AAAC | 4/0 | 2004194 | 76 |  | 2004194
AAC | 4 STRANDED | 2004182 | 94 | SECONDARY | 0 | [5 empty] | AAAC | 4/0 | 2004331 | 1164 | 2.28 | 20043312.28
AAC | 4 STRANDED | 2004194 | 166 | SECONDARY | 0 | [5 empty] | AAAC | 4/0 | 2004334 | 2319 | 5.11 | 20043345.11
AAC | 4 STRANDED | 2004331 | 438 | SECONDARY | 2.28 | [5 empty] | AAAC | 4/0 | 2004336 | 84196 | 2.03 | 20043362.03
AAC | 4 STRANDED | 2004338 | 85 | SECONDARY | 2.49 | [5 empty] | AAAC | 4/0 | 2004338 | 49 | 2.49 | 20043382.49
AAC | 4 STRANDED | 2004360 | 1696 | SECONDARY | 0 | [5 empty] | AAAC | 4/0 | 2004365 | 103 | 2.55 | 20043652.55
AAC | 4 STRANDED | 2004361 | 2202894 | SECONDARY | 0
AAC | 4 STRANDED | 2004362 | 1451 | SECONDARY | 1.95 | [5 empty] | AAC | 4 STRANDED | - | 139 |  | -
AAC | 4 STRANDED | 2004364 | 268 | SECONDARY | 1.95 | [5 empty] | AAC | 4 STRANDED | 2004182 | 94 |  | 2004182
AAC | 4 STRANDED | 2004365 | 122 | SECONDARY | 2.55 | [5 empty] | AAC | 4 STRANDED | 2004194 | 166 |  | 2004194
AAC | 4 STRANDED | 2004366 | 152 | SECONDARY | 2.85 | [5 empty] | AAC | 4 STRANDED | 2004331 | 438 | 2.28 | 20043312.28
AAC | 4 STRANDED |  | 8126 | SECONDARY | 0 | [5 empty] | AAC | 4 STRANDED | 2004338 | 85 | 2.49 | 20043382.49
AL | 1/0 | - | 1308 | SECONDARY | 0 | [5 empty] | AAC | 4 STRANDED | 2004360 | 1696 |  | 2004360
AL | 1/0 | 2004182 | 1947 | SECONDARY | 0 | [5 empty] | AAC | 4 STRANDED | 2004361 | 2202894 |  | 2004361
AL | 1/0 | 2004183 | 2502 | SECONDARY | 0 | [5 empty] | AAC | 4 STRANDED | 2004362 | 1451 | 1.95 | 20043621.95
AL | 1/0 | 2004185 | 354 | SECONDARY | 0 | [5 empty] | AAC | 4 STRANDED | 2004364 | 268 | 1.95 | 20043641.95
AL | 1/0 | 2004188 | 333 | SECONDARY | 0 | [5 empty] | AAC | 4 STRANDED | 2004365 | 122 | 2.55 | 20043652.55
AL | 1/0 | 2004189 | 446 | SECONDARY | 0 | [5 empty] | AAC | 4 STRANDED | 2004366 | 152 | 2.85 | 20043662.85
AL | 1/0 | 2004191 | 323 | SECONDARY | 0 | [5 empty] | AAC | 4 STRANDED |  | 8126
AL | 1/0 | 2004194 | 710 | SECONDARY | 0
AL | 1/0 | 2004331 | 12546 | SECONDARY | 2.28 | [5 empty] | AL | 1/0 | - | 1308 |  | -
AL | 1/0 | 2004332 | 632189 | SECONDARY | 0 | [5 empty] | AL | 1/0 | 2004182 | 1947 |  | 2004182
AL | 1/0 | 2004334 | 8618 | SECONDARY | 5.11 | [5 empty] | AL | 1/0 | 2004183 | 2502 |  | 2004183
AL | 1/0 | 2004336 | 344 | SECONDARY | 2.03 | [5 empty] | AL | 1/0 | 2004185 | 354 |  | 2004185
AL | 1/0 | 2004338 | 1429 | SECONDARY | 2.49 | [5 empty] | AL | 1/0 | 2004188 | 333 |  | 2004188
AL | 1/0 | 2004339 | 456 | SECONDARY | 2.51 | [5 empty] | AL | 1/0 | 2004189 | 446 |  | 2004189
AL | 1/0 | 2004340 | 516 | SECONDARY | 2.64 | [5 empty] | AL | 1/0 | 2004191 | 323 |  | 2004191
AL | 1/0 | 2004364 | 262 | SECONDARY | 1.95 | [5 empty] | AL | 1/0 | 2004194 | 710 |  | 2004194
AL | 1/0 |  | 2873 | SECONDARY | 0 | [5 empty] | AL | 1/0 | 2004331 | 12546 | 2.28 | 20043312.28
AL | 2 | - | 2801 | SECONDARY | 0 | [5 empty] | AL | 1/0 | 2004332 | 632189 |  | 2004332
AL | 2 STRANDED | - | 257 | SECONDARY | 0 | [5 empty] | AL | 1/0 | 2004334 | 8618 | 5.11 | 20043345.11
AL | 2 STRANDED | 2004193 | 217 | SECONDARY | 0 | [5 empty] | AL | 1/0 | 2004336 | 344 | 2.03 | 20043362.03
AL | 2 STRANDED | 2004201 | 68 | SECONDARY | 0 | [5 empty] | AL | 1/0 | 2004338 | 1429 | 2.49 | 20043382.49
AL | 2 STRANDED | 2004331 | 319 | SECONDARY | 2.28 | [5 empty] | AL | 1/0 | 2004339 | 456 | 2.51 | 20043392.51
AL | 2 STRANDED | 2004332 | 179 | SECONDARY | 0 | [5 empty] | AL | 1/0 | 2004340 | 516 | 2.64 | 20043402.64
AL | 2 STRANDED | 2004334 | 68 | SECONDARY | 5.11 | [5 empty] | AL | 1/0 | 2004364 | 262 | 1.95 | 20043641.95
AL | 2 STRANDED | 2004338 | 1352 | SECONDARY | 2.49 | [5 empty] | AL | 1/0 |  | 2873
AL | 2 STRANDED | 2004340 | 141 | SECONDARY | 2.64 | [5 empty] | AL | 2 | - | 2801 |  | -
AL | 2 STRANDED | 2004341 | 113 | SECONDARY | 4.17 | [5 empty] | AL | 2 STRANDED | - | 257 |  | -
AL | 2 STRANDED | 2004360 | 14043 | SECONDARY | 0 | [5 empty] | AL | 2 STRANDED | 2004193 | 217 |  | 2004193
AL | 2 STRANDED | 2004361 | 2820 | SECONDARY | 0 | [5 empty] | AL | 2 STRANDED | 2004201 | 68 |  | 2004201
AL | 2 STRANDED | 2004362 | 6644935 | SECONDARY | 1.95 | [5 empty] | AL | 2 STRANDED | 2004331 | 319 | 2.28 | 20043312.28
AL | 2 STRANDED | 2004363 | 122642 | SECONDARY | 0 | [5 empty] | AL | 2 STRANDED | 2004332 | 179 |  | 2004332
AL | 2 STRANDED | 2004364 | 10683 | SECONDARY | 1.95 | [5 empty] | AL | 2 STRANDED | 2004334 | 68 | 5.11 | 20043345.11
AL | 2 STRANDED | 2004365 | 838 | SECONDARY | 2.55 | [5 empty] | AL | 2 STRANDED | 2004338 | 1352 | 2.49 | 20043382.49
AL | 2 STRANDED | 2004366 | 40 | SECONDARY | 2.85 | [5 empty] | AL | 2 STRANDED | 2004340 | 141 | 2.64 | 20043402.64
AL | 2 STRANDED |  | 26322 | SECONDARY | 0 | [5 empty] | AL | 2 STRANDED | 2004341 | 113 | 4.17 | 20043414.17
AL | 2/0 | - | 987 | SECONDARY | 0 | [5 empty] | AL | 2 STRANDED | 2004360 | 14043 |  | 2004360
AL | 2/0 | 2004182 | 506 | SECONDARY | 0 | [5 empty] | AL | 2 STRANDED | 2004361 | 2820 |  | 2004361
AL | 2/0 | 2004183 | 211 | SECONDARY | 0 | [5 empty] | AL | 2 STRANDED | 2004362 | 6644935 | 1.95 | 20043621.95
AL | 2/0 | 2004185 | 732 | SECONDARY | 0 | [5 empty] | AL | 2 STRANDED | 2004363 | 122642 |  | 2004363
AL | 2/0 | 2004188 | 84 | SECONDARY | 0 | [5 empty] | AL | 2 STRANDED | 2004364 | 10683 | 1.95 | 20043641.95
AL | 2/0 | 2004194 | 146 | SECONDARY | 0 | [5 empty] | AL | 2 STRANDED | 2004365 | 838 | 2.55 | 20043652.55
AL | 2/0 | 2004201 | 58 | SECONDARY | 0 | [5 empty] | AL | 2 STRANDED | 2004366 | 40 | 2.85 | 20043662.85
AL | 2/0 | 2004331 | 2020 | SECONDARY | 2.28 | [5 empty] | AL | 2 STRANDED |  | 26322
AL | 2/0 | 2004332 | 507 | SECONDARY | 0 | [5 empty] | AL | 2/0 | - | 987 |  | -
AL | 2/0 | 2004334 | 1202 | SECONDARY | 5.11 | [5 empty] | AL | 2/0 | 2004182 | 506 |  | 2004182
AL | 2/0 | 2004336 | 179 | SECONDARY | 2.03 | [5 empty] | AL | 2/0 | 2004183 | 211 |  | 2004183
AL | 2/0 | 2004338 | 4952806 | SECONDARY | 2.49 | [5 empty] | AL | 2/0 | 2004185 | 732 |  | 2004185
AL | 2/0 | 2004339 | 1795 | SECONDARY | 2.51 | [5 empty] | AL | 2/0 | 2004188 | 84 |  | 2004188
AL | 2/0 | 2004340 | 207288 | SECONDARY | 2.64 | [5 empty] | AL | 2/0 | 2004194 | 146 |  | 2004194
AL | 2/0 | 2004341 | 560 | SECONDARY | 4.17 | [5 empty] | AL | 2/0 | 2004201 | 58 |  | 2004201
AL | 2/0 | 2004360 | 9140 | SECONDARY | 0 | [5 empty] | AL | 2/0 | 2004331 | 2020 | 2.28 | 20043312.28
AL | 2/0 | 2004361 | 1786 | SECONDARY | 0 | [5 empty] | AL | 2/0 | 2004332 | 507 |  | 2004332
AL | 2/0 | 2004362 | 17040 | SECONDARY | 1.95 | [5 empty] | AL | 2/0 | 2004334 | 1202 | 5.11 | 20043345.11
AL | 2/0 | 2004363 | 1783 | SECONDARY | 0 | [5 empty] | AL | 2/0 | 2004336 | 179 | 2.03 | 20043362.03
AL | 2/0 | 2004364 | 5420678 | SECONDARY | 1.95 | [5 empty] | AL | 2/0 | 2004338 | 4952806 | 2.49 | 20043382.49
AL | 2/0 | 2004365 | 385854 | SECONDARY | 2.55 | [5 empty] | AL | 2/0 | 2004339 | 1795 | 2.51 | 20043392.51
AL | 2/0 | 2004366 | 1006 | SECONDARY | 2.85 | [5 empty] | AL | 2/0 | 2004340 | 207288 | 2.64 | 20043402.64
AL | 2/0 | 2004367 | 615 | SECONDARY | 8.07 | [5 empty] | AL | 2/0 | 2004341 | 560 | 4.17 | 20043414.17
AL | 2/0 |  | 23227 | SECONDARY | 0 | [5 empty] | AL | 2/0 | 2004360 | 9140 |  | 2004360
AL | 4 | - | 184 | SECONDARY | 0 | [5 empty] | AL | 2/0 | 2004361 | 1786 |  | 2004361
AL | 4 STRANDED | - | 654 | SECONDARY | 0 | [5 empty] | AL | 2/0 | 2004362 | 17040 | 1.95 | 20043621.95
AL | 4 STRANDED | 2004182 | 76 | SECONDARY | 0 | [5 empty] | AL | 2/0 | 2004363 | 1783 |  | 2004363
AL | 4 STRANDED | 2004185 | 54 | SECONDARY | 0 | [5 empty] | AL | 2/0 | 2004364 | 5420678 | 1.95 | 20043641.95
AL | 4 STRANDED | 2004194 | 78 | SECONDARY | 0 | [5 empty] | AL | 2/0 | 2004365 | 385854 | 2.55 | 20043652.55
AL | 4 STRANDED | 2004201 | 39 | SECONDARY | 0 | [5 empty] | AL | 2/0 | 2004366 | 1006 | 2.85 | 20043662.85
AL | 4 STRANDED | 2004331 | 693 | SECONDARY | 2.28 | [5 empty] | AL | 2/0 | 2004367 | 615 | 8.07 | 20043678.07
AL | 4 STRANDED | 2004334 | 252 | SECONDARY | 5.11 | [5 empty] | AL | 2/0 |  | 23227
AL | 4 STRANDED | 2004336 | 109 | SECONDARY | 2.03 | [5 empty] | AL | 4 | - | 184 |  | -
AL | 4 STRANDED | 2004338 | 163 | SECONDARY | 2.49 | [5 empty] | AL | 4 STRANDED | - | 654 |  | -
AL | 4 STRANDED | 2004360 | 2347743 | SECONDARY | 0 | [5 empty] | AL | 4 STRANDED | 2004182 | 76 |  | 2004182
AL | 4 STRANDED | 2004361 | 3710 | SECONDARY | 0 | [5 empty] | AL | 4 STRANDED | 2004185 | 54 |  | 2004185
AL | 4 STRANDED | 2004362 | 5455 | SECONDARY | 1.95 | [5 empty] | AL | 4 STRANDED | 2004194 | 78 |  | 2004194
AL | 4 STRANDED | 2004363 | 518 | SECONDARY | 0 | [5 empty] | AL | 4 STRANDED | 2004201 | 39 |  | 2004201
AL | 4 STRANDED | 2004364 | 2642 | SECONDARY | 1.95 | [5 empty] | AL | 4 STRANDED | 2004331 | 693 | 2.28 | 20043312.28
AL | 4 STRANDED | 2004365 | 155 | SECONDARY | 2.55 | [5 empty] | AL | 4 STRANDED | 2004334 | 252 | 5.11 | 20043345.11
AL | 4 STRANDED | 2004366 | 102 | SECONDARY | 2.85 | [5 empty] | AL | 4 STRANDED | 2004336 | 109 | 2.03 | 20043362.03
AL | 4 STRANDED | 2004367 | 205 | SECONDARY | 8.07 | [5 empty] | AL | 4 STRANDED | 2004338 | 163 | 2.49 | 20043382.49
AL | 4 STRANDED |  | 2582 | SECONDARY | 0 | [5 empty] | AL | 4 STRANDED | 2004360 | 2347743 |  | 2004360
AL | 4/0 | 2004183 | 43 | SECONDARY | 0 | [5 empty] | AL | 4 STRANDED | 2004361 | 3710 |  | 2004361
AL | 4/0 | 2004200 | 49 | SECONDARY | 0 | [5 empty] | AL | 4 STRANDED | 2004362 | 5455 | 1.95 | 20043621.95
AL | 4/0 | 2004201 | 64 | SECONDARY | 0 | [5 empty] | AL | 4 STRANDED | 2004363 | 518 |  | 2004363
AL | 4/0 | 2004332 | 46 | SECONDARY | 0 | [5 empty] | AL | 4 STRANDED | 2004364 | 2642 | 1.95 | 20043641.95
AL | 4/0 | 2004338 | 637 | SECONDARY | 2.49 | [5 empty] | AL | 4 STRANDED | 2004365 | 155 | 2.55 | 20043652.55
AL | 4/0 | 2004339 | 219285 | SECONDARY | 2.51 | [5 empty] | AL | 4 STRANDED | 2004366 | 102 | 2.85 | 20043662.85
AL | 4/0 | 2004340 | 200 | SECONDARY | 2.64 | [5 empty] | AL | 4 STRANDED | 2004367 | 205 | 8.07 | 20043678.07
AL | 4/0 | 2004341 | 51985 | SECONDARY | 4.17 | [5 empty] | AL | 4 STRANDED |  | 2582
AL | 4/0 | 2004360 | 246 | SECONDARY | 0 | [5 empty] | AL | 4/0 | 2004183 | 43 |  | 2004183
AL | 4/0 | 2004361 | 157 | SECONDARY | 0 | [5 empty] | AL | 4/0 | 2004200 | 49 |  | 2004200
AL | 4/0 | 2004362 | 296 | SECONDARY | 1.95 | [5 empty] | AL | 4/0 | 2004201 | 64 |  | 2004201
AL | 4/0 | 2004363 | 95 | SECONDARY | 0 | [5 empty] | AL | 4/0 | 2004332 | 46 |  | 2004332
AL | 4/0 | 2004364 | 608 | SECONDARY | 1.95 | [5 empty] | AL | 4/0 | 2004338 | 637 | 2.49 | 20043382.49
AL | 4/0 | 2004365 | 598 | SECONDARY | 2.55 | [5 empty] | AL | 4/0 | 2004339 | 219285 | 2.51 | 20043392.51
AL | 4/0 | 2004366 | 209246 | SECONDARY | 2.85 | [5 empty] | AL | 4/0 | 2004340 | 200 | 2.64 | 20043402.64
AL | 4/0 | 2004367 | 152335 | SECONDARY | 8.07 | [5 empty] | AL | 4/0 | 2004341 | 51985 | 4.17 | 20043414.17
AL | 4/0 |  | 351 | SECONDARY | 0 | [5 empty] | AL | 4/0 | 2004360 | 246 |  | 2004360
CU | 1/0 | - | 268 | SECONDARY | 0 | [5 empty] | AL | 4/0 | 2004361 | 157 |  | 2004361
CU | 1/0 | 2004182 | 1862 | SECONDARY | 0 | [5 empty] | AL | 4/0 | 2004362 | 296 | 1.95 | 20043621.95
CU | 1/0 | 2004183 | 1084 | SECONDARY | 0 | [5 empty] | AL | 4/0 | 2004363 | 95 |  | 2004363
CU | 1/0 | 2004185 | 1100 | SECONDARY | 0 | [5 empty] | AL | 4/0 | 2004364 | 608 | 1.95 | 20043641.95
CU | 1/0 | 2004188 | 63718 | SECONDARY | 0 | [5 empty] | AL | 4/0 | 2004365 | 598 | 2.55 | 20043652.55
CU | 1/0 | 2004191 | 180 | SECONDARY | 0 | [5 empty] | AL | 4/0 | 2004366 | 209246 | 2.85 | 20043662.85
CU | 1/0 | 2004193 | 120 | SECONDARY | 0 | [5 empty] | AL | 4/0 | 2004367 | 152335 | 8.07 | 20043678.07
CU | 1/0 | 2004194 | 847 | SECONDARY | 0 | [5 empty] | AL | 4/0 |  | 351
CU | 1/0 | 2004331 | 319 | SECONDARY | 2.28
CU | 1/0 | 2004334 | 2228 | SECONDARY | 5.11 | [5 empty] | CU | 1/0 | - | 268 |  | -
CU | 1/0 | 2004338 | 292 | SECONDARY | 2.49 | [5 empty] | CU | 1/0 | 2004182 | 1862 |  | 2004182
CU | 1/0 | 2004364 | 90 | SECONDARY | 1.95 | [5 empty] | CU | 1/0 | 2004183 | 1084 |  | 2004183
CU | 10 | - | 13175 | SECONDARY | 0 | [5 empty] | CU | 1/0 | 2004185 | 1100 |  | 2004185
CU | 2 | - | 0 | SECONDARY | 0 | [5 empty] | CU | 1/0 | 2004188 | 63718 |  | 2004188
CU | 2 SOLID | 2004182 | 9798 | SECONDARY | 0 | [5 empty] | CU | 1/0 | 2004191 | 180 |  | 2004191
CU | 2 SOLID | 2004183 | 16668 | SECONDARY | 0 | [5 empty] | CU | 1/0 | 2004193 | 120 |  | 2004193
CU | 2 SOLID | 2004185 | 1237 | SECONDARY | 0 | [5 empty] | CU | 1/0 | 2004194 | 847 |  | 2004194
CU | 2 SOLID | 2004188 | 558 | SECONDARY | 0 | [5 empty] | CU | 1/0 | 2004331 | 319 | 2.28 | 20043312.28
CU | 2 SOLID | 2004189 | 1881 | SECONDARY | 0 | [5 empty] | CU | 1/0 | 2004334 | 2228 | 5.11 | 20043345.11
CU | 2 SOLID | 2004193 | 333 | SECONDARY | 0 | [5 empty] | CU | 1/0 | 2004338 | 292 | 2.49 | 20043382.49
CU | 2 SOLID | 2004194 | 609985 | SECONDARY | 0 | [5 empty] | CU | 1/0 | 2004364 | 90 | 1.95 | 20043641.95
CU | 2 SOLID | 2004331 | 3891 | SECONDARY | 2.28 | [5 empty] | CU | 10 | - | 13175 |  | -
CU | 2 SOLID | 2004332 | 843 | SECONDARY | 0 | [5 empty] | CU | 2 | - | 0 |  | -
CU | 2 SOLID | 2004334 | 3620 | SECONDARY | 5.11 | [5 empty] | CU | 2 SOLID | 2004182 | 9798 |  | 2004182
CU | 2 SOLID | 2004336 | 902 | SECONDARY | 2.03 | [5 empty] | CU | 2 SOLID | 2004183 | 16668 |  | 2004183
CU | 2 SOLID | 2004338 | 1276 | SECONDARY | 2.49 | [5 empty] | CU | 2 SOLID | 2004185 | 1237 |  | 2004185
CU | 2 SOLID | 2004360 | 262 | SECONDARY | 0 | [5 empty] | CU | 2 SOLID | 2004188 | 558 |  | 2004188
CU | 2 SOLID | 2004364 | 68 | SECONDARY | 1.95 | [5 empty] | CU | 2 SOLID | 2004189 | 1881 |  | 2004189
CU | 2 SOLID |  | 1847 | SECONDARY | 0 | [5 empty] | CU | 2 SOLID | 2004193 | 333 |  | 2004193
CU | 2 STRANDED | 2004182 | 1852 | SECONDARY | 0 | [5 empty] | CU | 2 SOLID | 2004194 | 609985 |  | 2004194
CU | 2 STRANDED | 2004183 | 6076 | SECONDARY | 0 | [5 empty] | CU | 2 SOLID | 2004331 | 3891 | 2.28 | 20043312.28
CU | 2 STRANDED | 2004185 | 266748 | SECONDARY | 0 | [5 empty] | CU | 2 SOLID | 2004332 | 843 |  | 2004332
CU | 2 STRANDED | 2004188 | 444 | SECONDARY | 0 | [5 empty] | CU | 2 SOLID | 2004334 | 3620 | 5.11 | 20043345.11
CU | 2 STRANDED | 2004189 | 964 | SECONDARY | 0 | [5 empty] | CU | 2 SOLID | 2004336 | 902 | 2.03 | 20043362.03
CU | 2 STRANDED | 2004191 | 202 | SECONDARY | 0 | [5 empty] | CU | 2 SOLID | 2004338 | 1276 | 2.49 | 20043382.49
CU | 2 STRANDED | 2004194 | 891 | SECONDARY | 0 | [5 empty] | CU | 2 SOLID | 2004360 | 262 |  | 2004360
CU | 2 STRANDED | 2004331 | 518 | SECONDARY | 2.28 | [5 empty] | CU | 2 SOLID | 2004364 | 68 | 1.95 | 20043641.95
CU | 2 STRANDED | 2004332 | 108 | SECONDARY | 0 | [5 empty] | CU | 2 SOLID |  | 1847
CU | 2 STRANDED | 2004334 | 1997 | SECONDARY | 5.11 | [5 empty] | CU | 2 STRANDED | 2004182 | 1852 |  | 2004182
CU | 2 STRANDED | 2004336 | 202 | SECONDARY | 2.03 | [5 empty] | CU | 2 STRANDED | 2004183 | 6076 |  | 2004183
CU | 2 STRANDED | 2004338 | 640 | SECONDARY | 2.49 | [5 empty] | CU | 2 STRANDED | 2004185 | 266748 |  | 2004185
CU | 2 STRANDED |  | 3139 | SECONDARY | 0 | [5 empty] | CU | 2 STRANDED | 2004188 | 444 |  | 2004188
CU | 2/0 | - | 294 | SECONDARY | 0 | [5 empty] | CU | 2 STRANDED | 2004189 | 964 |  | 2004189
CU | 2/0 | 2004182 | 1127 | SECONDARY | 0 | [5 empty] | CU | 2 STRANDED | 2004191 | 202 |  | 2004191
CU | 2/0 | 2004183 | 1106 | SECONDARY | 0 | [5 empty] | CU | 2 STRANDED | 2004194 | 891 |  | 2004194
CU | 2/0 | 2004185 | 390 | SECONDARY | 0 | [5 empty] | CU | 2 STRANDED | 2004331 | 518 | 2.28 | 20043312.28
CU | 2/0 | 2004188 | 446 | SECONDARY | 0 | [5 empty] | CU | 2 STRANDED | 2004332 | 108 |  | 2004332
CU | 2/0 | 2004189 | 61650 | SECONDARY | 0 | [5 empty] | CU | 2 STRANDED | 2004334 | 1997 | 5.11 | 20043345.11
CU | 2/0 | 2004194 | 3488 | SECONDARY | 0 | [5 empty] | CU | 2 STRANDED | 2004336 | 202 | 2.03 | 20043362.03
CU | 2/0 | 2004332 | 462 | SECONDARY | 0 | [5 empty] | CU | 2 STRANDED | 2004338 | 640 | 2.49 | 20043382.49
CU | 2/0 | 2004334 | 112 | SECONDARY | 5.11 | [5 empty] | CU | 2 STRANDED |  | 3139
CU | 2/0 | 2004339 | 298 | SECONDARY | 2.51 | [5 empty] | CU | 2/0 | - | 294 |  | -
CU | 2/0 | 2004341 | 292 | SECONDARY | 4.17 | [5 empty] | CU | 2/0 | 2004182 | 1127 |  | 2004182
CU | 2/0 | 2004366 | 288 | SECONDARY | 2.85 | [5 empty] | CU | 2/0 | 2004183 | 1106 |  | 2004183
CU | 2/0 |  | 112 | SECONDARY | 0 | [5 empty] | CU | 2/0 | 2004185 | 390 |  | 2004185
CU | 4 | - | 385 | SECONDARY | 0 | [5 empty] | CU | 2/0 | 2004188 | 446 |  | 2004188
CU | 4 SOLID | 2004182 | 34359 | SECONDARY | 0 | [5 empty] | CU | 2/0 | 2004189 | 61650 |  | 2004189
CU | 4 SOLID | 2004183 | 752519 | SECONDARY | 0 | [5 empty] | CU | 2/0 | 2004194 | 3488 |  | 2004194
CU | 4 SOLID | 2004185 | 1466 | SECONDARY | 0 | [5 empty] | CU | 2/0 | 2004332 | 462 |  | 2004332
CU | 4 SOLID | 2004188 | 280 | SECONDARY | 0 | [5 empty] | CU | 2/0 | 2004334 | 112 | 5.11 | 20043345.11
CU | 4 SOLID | 2004189 | 1082 | SECONDARY | 0 | [5 empty] | CU | 2/0 | 2004339 | 298 | 2.51 | 20043392.51
CU | 4 SOLID | 2004191 | 446 | SECONDARY | 0 | [5 empty] | CU | 2/0 | 2004341 | 292 | 4.17 | 20043414.17
CU | 4 SOLID | 2004193 | 1427 | SECONDARY | 0 | [5 empty] | CU | 2/0 | 2004366 | 288 | 2.85 | 20043662.85
CU | 4 SOLID | 2004194 | 5123 | SECONDARY | 0 | [5 empty] | CU | 2/0 |  | 112
CU | 4 SOLID | 2004331 | 6331 | SECONDARY | 2.28 | [5 empty] | CU | 4 | - | 385 |  | -
CU | 4 SOLID | 2004332 | 2183 | SECONDARY | 0 | [5 empty] | CU | 4 SOLID | 2004182 | 34359 |  | 2004182
CU | 4 SOLID | 2004334 | 8672 | SECONDARY | 5.11 | [5 empty] | CU | 4 SOLID | 2004183 | 752519 |  | 2004183
CU | 4 SOLID | 2004336 | 1454 | SECONDARY | 2.03 | [5 empty] | CU | 4 SOLID | 2004185 | 1466 |  | 2004185
CU | 4 SOLID | 2004338 | 472 | SECONDARY | 2.49 | [5 empty] | CU | 4 SOLID | 2004188 | 280 |  | 2004188
CU | 4 SOLID | 2004361 | 441 | SECONDARY | 0 | [5 empty] | CU | 4 SOLID | 2004189 | 1082 |  | 2004189
CU | 4 SOLID | 2004362 | 408 | SECONDARY | 1.95 | [5 empty] | CU | 4 SOLID | 2004191 | 446 |  | 2004191
CU | 4 SOLID |  | 4799 | SECONDARY | 0 | [5 empty] | CU | 4 SOLID | 2004193 | 1427 |  | 2004193
CU | 4/0 | 2004183 | 544 | SECONDARY | 0 | [5 empty] | CU | 4 SOLID | 2004194 | 5123 |  | 2004194
CU | 4/0 | 2004185 | 165 | SECONDARY | 0 | [5 empty] | CU | 4 SOLID | 2004331 | 6331 |  | 2004331
CU | 4/0 | 2004189 | 48 | SECONDARY | 0 | [5 empty] | CU | 4 SOLID | 2004332 | 2183 |  | 2004332
CU | 4/0 | 2004191 | 7573 | SECONDARY | 0 | [5 empty] | CU | 4 SOLID | 2004334 | 8672 | 5.11 | 20043345.11
CU | 4/0 | 2004194 | 98 | SECONDARY | 0 | [5 empty] | CU | 4 SOLID | 2004336 | 1454 | 2.03 | 20043362.03
CU | 4/0 | 2004200 | 2854 | SECONDARY | 0 | [5 empty] | CU | 4 SOLID | 2004338 | 472 | 2.49 | 20043382.49
CU | 4/0 | 2004332 | 225 | SECONDARY | 0 | [5 empty] | CU | 4 SOLID | 2004361 | 441 |  | 2004361
CU | 500 | 2004201 | 5862 | SECONDARY | 0 | [5 empty] | CU | 4 SOLID | 2004362 | 408 | 1.95 | 20043621.95
CU | 6 | - | 12100 | SECONDARY | 0 | [5 empty] | CU | 4 SOLID |  | 4799
CU | 6 | 2004182 | 353212 | SECONDARY | 0 | [5 empty] | CU | 4/0 | 2004183 | 544 |  | 2004183
CU | 6 | 2004183 | 8247 | SECONDARY | 0 | [5 empty] | CU | 4/0 | 2004185 | 165 |  | 2004185
CU | 6 | 2004185 | 1816 | SECONDARY | 0 | [5 empty] | CU | 4/0 | 2004189 | 48 |  | 2004189
CU | 6 | 2004188 | 306 | SECONDARY | 0 | [5 empty] | CU | 4/0 | 2004191 | 7573 |  | 2004191
CU | 6 | 2004189 | 352 | SECONDARY | 0 | [5 empty] | CU | 4/0 | 2004194 | 98 |  | 2004194
CU | 6 | 2004193 | 80691 | SECONDARY | 0 | [5 empty] | CU | 4/0 | 2004200 | 2854 |  | 2004200
CU | 6 | 2004194 | 2803 | SECONDARY | 0 | [5 empty] | CU | 4/0 | 2004332 | 225 |  | 2004332
CU | 6 | 2004331 | 6556 | SECONDARY | 2.28 | [5 empty] | CU | 500 | 2004201 | 5862 |  | 2004201
CU | 6 | 2004332 | 510 | SECONDARY | 0 | [5 empty] | CU | 6 | - | 12100 |  | -
CU | 6 | 2004334 | 3218 | SECONDARY | 5.11 | [5 empty] | CU | 6 | 2004182 | 353212 |  | 2004182
CU | 6 | 2004336 | 934 | SECONDARY | 2.03 | [5 empty] | CU | 6 | 2004183 | 8247 |  | 2004183
CU | 6 | 2004338 | 1758 | SECONDARY | 2.49 | [5 empty] | CU | 6 | 2004185 | 1816 |  | 2004185
CU | 6 | 2004340 | 173 | SECONDARY | 2.64 | [5 empty] | CU | 6 | 2004188 | 306 |  | 2004188
CU | 6 | 2004361 | 588 | SECONDARY | 0 | [5 empty] | CU | 6 | 2004189 | 352 |  | 2004189
CU | 6 | 2004362 | 363 | SECONDARY | 1.95 | [5 empty] | CU | 6 | 2004193 | 80691 |  | 2004193
CU | 6 | 2004364 | 343 | SECONDARY | 1.95 | [5 empty] | CU | 6 | 2004194 | 2803 |  | 2004194
CU | 6 |  | 208 | SECONDARY | 0 | [5 empty] | CU | 6 | 2004331 | 6556 | 2.28 | 20043312.28
[11 empty] | CU | 6 | 2004332 | 510 |  | 2004332
[11 empty] | CU | 6 | 2004334 | 3218 | 5.11 | 20043345.11
[11 empty] | CU | 6 | 2004336 | 934 | 2.03 | 20043362.03
[11 empty] | CU | 6 | 2004338 | 1758 | 2.49 | 20043382.49
[11 empty] | CU | 6 | 2004340 | 173 | 2.64 | 20043402.64
[11 empty] | CU | 6 | 2004361 | 588 |  | 2004361
[11 empty] | CU | 6 | 2004362 | 363 | 1.95 | 20043621.95
[11 empty] | CU | 6 | 2004364 | 343 | 1.95 | 20043641.95
[11 empty] | CU | 6 |  | 208
[13 empty] | 2004338 | 83 | 2.49 | 20043382.49

## OHC Avg and Neutral
Material | Wire Size | Price | SECONDARY | Price*Length | Material | Wire Size | Total Length | Average Price | Material | Wire Size | Price | PRIMARY | Price*Length | Material | Wire Size | Total Length | Average Price | Pole Miles Calculation
AAAC | 2 | 1.95 | 1124 | 2191.8 | AAAC | 2 | 2760425 | 2.3051 | AAAC | 1/0 | 2.28 | 127 | 289.56 | AAAC | 1/0 | 127 | 2.28 |  |  | Line | Variable | Amount
AAAC | 2 | 2.03 | 4793 | 9729.79 | AAAC | 2/0 | 1188565 | 5.0341 | AAAC | 2 | 2.03 | 188901 | 383469.03 | AAAC | 2 | 44716249 | 2.2986 | Total Length, Secondary | 22405721 | Poles Miles, OH Primary | P | 6138.42
AAAC | 2 | 2.28 | 2728101 | 6220070.28 | AAAC | 4/0 | 87831 | 2.1155 | AAAC | 2 | 2.28 | 44242871 | 100873745.88 | AAAC | 2/0 | 16247241 | 6.0331 | Lateral Length, Secondary | 4677734 | Pole Miles, OH Sec Lat | SL | 885.9345
AAAC | 2 | 2.49 | 1520 | 3784.8 | AAC | 4 STRANDED | 2516 | 2.1092 | AAAC | 2 | 5.11 | 259816 | 1327659.76 | AAAC | 336 | 106 | 4.6742 |  | 20.88% | Pole Miles, OH Sec Underbuild | SU | 3357.5733
AAAC | 2 | 5.11 | 24887 | 127172.57 | AL | 1/0 | 24171 | 3.3063 | AAAC | 2 | 8.11 | 24661 | 200000.71 | AAAC | 4/0 | 4566404 | 3.1537 |  |  | Pole Miles, OH Sec Total | S = SU + SL | 4243.5078
AAAC | 2/0 | 1.95 | 632 | 1232.4 | AL | 2 STRANDED | 6658489 | 1.9503 | AAAC | 2/0 | 2.03 | 329311 | 668501.33 | AAC | 1/0 | 96 | 5.11 |  |  | Pole Miles, OH Total | T = P + SL | 7024.3545
AAAC | 2/0 | 2.03 | 5483 | 11130.49 | AL | 2/0 | 10991043 | 2.2284 | AAAC | 2/0 | 2.28 | 836928 | 1908195.84 | AAC | 2 | 12 | 2.28
AAAC | 2/0 | 2.28 | 23791 | 54243.48 | AL | 4 STRANDED | 9776 | 2.212 | AAAC | 2/0 | 5.11 | 8954299 | 45756467.89 | ACSR | 2 | 4017 | 2.28 |  |  | Secondary Neutral | Ns = SL | 885.9345
AAAC | 2/0 | 2.49 | 1108 | 2758.92 | AL | 4/0 | 635190 | 4.0906 | AAAC | 2/0 | 8.11 | 6126703 | 49687561.33 | ACSR | 2/0 | 7329 | 5.0856 |  |  | Common Neutral | NC = SU | 3357.5733
AAAC | 2/0 | 2.64 | 460 | 1214.4 | CU | 1/0 | 2929 | 4.4435 | AAAC | 336 | 2.03 | 15 | 30.45 | ACSR | 336 | 26927647 | 7.1277 |  |  | Primary Neutral | NP = P - NC | 5252.4855
AAAC | 2/0 | 5.11 | 1157091 | 5912735.01 | CU | 2 SOLID | 9757 | 3.332 | AAAC | 336 | 5.11 | 91 | 465.01 | ACSR | 4/0 | 2150 | 2.03
AAAC | 4/0 | 2.03 | 84196 | 170917.88 | CU | 2 STRANDED | 3357 | 3.9885 | AAAC | 4/0 | 2.03 | 3625286 | 7359330.58 | ACSR | 795 | 409017 | 2.1773 |  |  | Primary + Neutral = | P + NP + 0.5(NC) | 13069.6922 | miles
AAAC | 4/0 | 2.28 | 1164 | 2653.92 | CU | 2/0 | 990 | 3.3927 | AAAC | 4/0 | 2.28 | 13572 | 30944.16 | AL | 1/0 | 31893 | 2.6986 |  |  | Secondary + Neutral = | S + NS + 0.5(NC) | 6808.2289 | miles
AAAC | 4/0 | 2.49 | 49 | 122.01 | CU | 4 SOLID | 17337 | 3.6726 | AAAC | 4/0 | 5.11 | 170474 | 871122.14 | AL | 2 | 15 | 2.28
AAAC | 4/0 | 2.55 | 103 | 262.65 | CU | 6 | 13345 | 2.9598 | AAAC | 4/0 | 8.11 | 757072 | 6139853.92 | AL | 2 STRANDED | 1029 | 3.6454 |  |  | Converted to Feet | Primary MDS Feet | 69007974.7 | ft
AAAC | 4/0 | 5.11 | 2319 | 11850.09 |  |  |  |  | AAC | 1/0 | 5.11 | 96 | 490.56 | AL | 2/0 | 1173 | 5.0328 |  |  |  | Secondary MDS Feet | 35947448.5 | ft
AAC | 4 STRANDED | 1.95 | 1719 | 3352.05 |  |  |  |  | AAC | 2 | 2.28 | 12 | 27.36 | CU | 2 | 10596 | 2.7798
AAC | 4 STRANDED | 2.28 | 438 | 998.64 |  |  |  |  | ACSR | 2 | 2.28 | 4017 | 9158.76 | CU | 2 SOLID | 7472 | 4.1103
AAC | 4 STRANDED | 2.49 | 85 | 211.65 |  |  |  |  | ACSR | 2/0 | 2.28 | 76 | 173.28 | CU | 2 STRANDED | 1758 | 3.7549
AAC | 4 STRANDED | 2.55 | 122 | 311.1 |  |  |  |  | ACSR | 2/0 | 5.11 | 7241 | 37001.51 | CU | 2/0 | 33909 | 4.3271
AAC | 4 STRANDED | 2.85 | 152 | 433.2 |  |  |  |  | ACSR | 2/0 | 8.11 | 12 | 97.32 | CU | 4 | 790 | 3.6556
AL | 1/0 | 1.95 | 262 | 510.9 |  |  |  |  | ACSR | 336 | 2.03 | 2835316 | 5755691.48 | CU | 4 SOLID | 34515 | 2.8047
AL | 1/0 | 2.03 | 344 | 698.32 |  |  |  |  | ACSR | 336 | 2.28 | 30453 | 69432.84 | CU | 4 STRANDED | 332 | 2.4079
AL | 1/0 | 2.28 | 12546 | 28604.88 |  |  |  |  | ACSR | 336 | 5.11 | 3011784 | 15390216.24 | CU | 4/0 | 16035 | 3.836
AL | 1/0 | 2.49 | 1429 | 3558.21 |  |  |  |  | ACSR | 336 | 8.11 | 21050094 | 170716262.34 | CU | 6 | 65742 | 3.4431
AL | 1/0 | 2.51 | 456 | 1144.56 |  |  |  |  | ACSR | 4/0 | 2.03 | 2150 | 4364.5 | SOL | 4 | 355 | 5.11
AL | 1/0 | 2.64 | 516 | 1362.24 |  |  |  |  | ACSR | 795 | 2.03 | 391113 | 793959.39
AL | 1/0 | 5.11 | 8618 | 44037.98 |  |  |  |  | ACSR | 795 | 2.28 | 531 | 1210.68
AL | 2 STRANDED | 1.95 | 6655618 | 12978455.1 |  |  |  |  | ACSR | 795 | 5.11 | 15165 | 77493.15
AL | 2 STRANDED | 2.28 | 319 | 727.32 |  |  |  |  | ACSR | 795 | 8.11 | 2208 | 17906.88
AL | 2 STRANDED | 2.49 | 1352 | 3366.48 |  |  |  |  | AL | 1/0 | 2.03 | 1075 | 2182.25
AL | 2 STRANDED | 2.55 | 838 | 2136.9 |  |  |  |  | AL | 1/0 | 2.28 | 27694 | 63142.32
AL | 2 STRANDED | 2.64 | 141 | 372.24 |  |  |  |  | AL | 1/0 | 5.11 | 1531 | 7823.41
AL | 2 STRANDED | 2.85 | 40 | 114 |  |  |  |  | AL | 1/0 | 8.11 | 1593 | 12919.23
AL | 2 STRANDED | 4.17 | 113 | 471.21 |  |  |  |  | AL | 2 | 2.28 | 15 | 34.2
AL | 2 STRANDED | 5.11 | 68 | 347.48 |  |  |  |  | AL | 2 STRANDED | 2.28 | 788 | 1796.64
AL | 2/0 | 1.95 | 5437718 | 10603550.1 |  |  |  |  | AL | 2 STRANDED | 8.11 | 241 | 1954.51
AL | 2/0 | 2.03 | 179 | 363.37 |  |  |  |  | AL | 2/0 | 2.28 | 32 | 72.96
AL | 2/0 | 2.28 | 2020 | 4605.6 |  |  |  |  | AL | 2/0 | 5.11 | 1141 | 5830.51
AL | 2/0 | 2.49 | 4952806 | 12332486.94 |  |  |  |  | CU | 2 | 2.03 | 436 | 885.08
AL | 2/0 | 2.51 | 1795 | 4505.45 |  |  |  |  | CU | 2 | 2.28 | 8250 | 18810
AL | 2/0 | 2.55 | 385854 | 983927.7 |  |  |  |  | CU | 2 | 5.11 | 1910 | 9760.1
AL | 2/0 | 2.64 | 207288 | 547240.32 |  |  |  |  | CU | 2 SOLID | 2.28 | 4520 | 10305.6
AL | 2/0 | 2.85 | 1006 | 2867.1 |  |  |  |  | CU | 2 SOLID | 5.11 | 1178 | 6019.58
AL | 2/0 | 4.17 | 560 | 2335.2 |  |  |  |  | CU | 2 SOLID | 8.11 | 1774 | 14387.14
AL | 2/0 | 5.11 | 1202 | 6142.22 |  |  |  |  | CU | 2 STRANDED | 2.03 | 54 | 109.62
AL | 2/0 | 8.07 | 615 | 4963.05 |  |  |  |  | CU | 2 STRANDED | 2.28 | 783 | 1785.24
AL | 4 STRANDED | 1.95 | 8097 | 15789.15 |  |  |  |  | CU | 2 STRANDED | 5.11 | 921 | 4706.31
AL | 4 STRANDED | 2.03 | 109 | 221.27 |  |  |  |  | CU | 2/0 | 2.03 | 3559 | 7224.77
AL | 4 STRANDED | 2.28 | 693 | 1580.04 |  |  |  |  | CU | 2/0 | 2.28 | 8316 | 18960.48
AL | 4 STRANDED | 2.49 | 163 | 405.87 |  |  |  |  | CU | 2/0 | 5.11 | 19385 | 99057.35
AL | 4 STRANDED | 2.55 | 155 | 395.25 |  |  |  |  | CU | 2/0 | 8.11 | 2649 | 21483.39
AL | 4 STRANDED | 2.85 | 102 | 290.7 |  |  |  |  | CU | 4 | 2.28 | 406 | 925.68
AL | 4 STRANDED | 5.11 | 252 | 1287.72 |  |  |  |  | CU | 4 | 5.11 | 384 | 1962.24
AL | 4 STRANDED | 8.07 | 205 | 1654.35 |  |  |  |  | CU | 4 SOLID | 2.03 | 922 | 1871.66
AL | 4/0 | 1.95 | 904 | 1762.8 |  |  |  |  | CU | 4 SOLID | 2.28 | 27504 | 62709.12
AL | 4/0 | 2.49 | 637 | 1586.13 |  |  |  |  | CU | 4 SOLID | 5.11 | 5719 | 29224.09
AL | 4/0 | 2.51 | 219285 | 550405.35 |  |  |  |  | CU | 4 SOLID | 8.11 | 370 | 3000.7
AL | 4/0 | 2.55 | 598 | 1524.9 |  |  |  |  | CU | 4 STRANDED | 2.28 | 317 | 722.76
AL | 4/0 | 2.64 | 200 | 528 |  |  |  |  | CU | 4 STRANDED | 5.11 | 15 | 76.65
AL | 4/0 | 2.85 | 209246 | 596351.1 |  |  |  |  | CU | 4/0 | 2.03 | 8790 | 17843.7
AL | 4/0 | 4.17 | 51985 | 216777.45 |  |  |  |  | CU | 4/0 | 2.28 | 46 | 104.88
AL | 4/0 | 8.07 | 152335 | 1229343.45 |  |  |  |  | CU | 4/0 | 5.11 | 4941 | 25248.51
CU | 1/0 | 1.95 | 90 | 175.5 |  |  |  |  | CU | 4/0 | 8.11 | 2258 | 18312.38
CU | 1/0 | 2.28 | 319 | 727.32 |  |  |  |  | CU | 6 | 2.28 | 38856 | 88591.68
CU | 1/0 | 2.49 | 292 | 727.08 |  |  |  |  | CU | 6 | 5.11 | 26760 | 136743.6
CU | 1/0 | 5.11 | 2228 | 11385.08 |  |  |  |  | CU | 6 | 8.11 | 126 | 1021.86
CU | 2 SOLID | 1.95 | 68 | 132.6 |  |  |  |  | SOL | 4 | 5.11 | 355 | 1814.05
CU | 2 SOLID | 2.03 | 902 | 1831.06
CU | 2 SOLID | 2.28 | 3891 | 8871.48
CU | 2 SOLID | 2.49 | 1276 | 3177.24
CU | 2 SOLID | 5.11 | 3620 | 18498.2
CU | 2 STRANDED | 2.03 | 202 | 410.06
CU | 2 STRANDED | 2.28 | 518 | 1181.04
CU | 2 STRANDED | 2.49 | 640 | 1593.6
CU | 2 STRANDED | 5.11 | 1997 | 10204.67
CU | 2/0 | 2.51 | 298 | 747.98
CU | 2/0 | 2.85 | 288 | 820.8
CU | 2/0 | 4.17 | 292 | 1217.64
CU | 2/0 | 5.11 | 112 | 572.32
CU | 4 SOLID | 1.95 | 408 | 795.6
CU | 4 SOLID | 2.03 | 1454 | 2951.62
CU | 4 SOLID | 2.28 | 6331 | 14434.68
CU | 4 SOLID | 2.49 | 472 | 1175.28
CU | 4 SOLID | 5.11 | 8672 | 44313.92
CU | 6 | 1.95 | 706 | 1376.7
CU | 6 | 2.03 | 934 | 1896.02
CU | 6 | 2.28 | 6556 | 14947.68
CU | 6 | 2.49 | 1758 | 4377.42
CU | 6 | 2.64 | 173 | 456.72
CU | 6 | 5.11 | 3218 | 16443.98

## OHC Analysis
| CUSTOMER | DEMAND
SECONDARY RESULTS | 73.39% | 26.61%
PRIMARY RESULTS | 34.06% | 65.94%
SECONDARY REGRESSION | [13 empty] | PRIMARY REGRESSION
|  |  |  | CURRENT | [13 empty] | CURRENT
| WIRE |  |  | INST COST | [10 empty] | WIRE |  |  | INST COST
MATERIAL | SIZE | COUNT | MCM | PER UNIT | [9 empty] | MATERIAL | SIZE | COUNT | MCM | PER UNIT
|  | n | X | Y | X2 | XY | nX | nX2 | nY | nXY | N = Σ n | 15704489 |  |  |  | n | X | Y | X2 | XY | nX | nX2 | nY | nXY | N = Σ n | 93040903
AAAC | 2 | 2760425 | 66.36 | 2.3051 | 4403.6496 | 152.9639 | 183181803 | 12155944447.08 | 6362949.24 | 422245311.5664 | Σ X | 1126.3 |  | AAAC | 1/0 | 127 | 105.6 | 2.28 | 11151.36 | 240.768 | 13411.2 | 1416222.72 | 289.56 | 30577.536 | Σ X | 3392.52
AAAC | 2/0 | 1188565 | 133.1 | 5.0341 | 17715.61 | 670.0342 | 158198001.5 | 21056153999.65 | 5983314.7 | 796379186.57 | Σ Y | 47.1404 |  | AAAC | 2 | 44716249 | 66.36 | 2.2986 | 4403.6496 | 152.5353 | 2967370283.64 | 196914692022.3504 | 102784875.38 | 6820804330.2168 | Σ Y | 94.4164
AAAC | 4/0 | 87831 | 211.6 | 2.1155 | 44774.56 | 447.64 | 18585039.6 | 3932594379.36 | 185806.55 | 39316665.98 | Σ X2 | 170090.8572 |  | AAAC | 2/0 | 16247241 | 133.1 | 6.0331 | 17715.61 | 803.0015 | 2162507777.1 | 287829785132.0099 | 98020726.39 | 13046558682.509 | Σ X2 | 1122648.4408
AAC | 4 STRANDED | 0 | 0 | 2.1092 | 0 | 0 | 0 | 0 | 0 | 0 | Σ XY | 3780.415 |  | AAAC | 336 | 106 | 336 | 4.6742 | 112896 | 1570.5147 | 35616 | 11966976 | 495.46 | 166474.56 | Σ XY | 12643.1441
AL | 1/0 | 24171 | 105.6 | 3.3063 | 11151.36 | 349.1475 | 2552457.6 | 269539522.56 | 79917.09 | 8439244.704 | Σ nX | 1960622573.2 |  | AAAC | 4/0 | 4566404 | 211.6 | 3.1537 | 44774.56 | 667.3314 | 966251086.4 | 204458729882.24 | 14401250.8 | 3047304669.28 | Σ nX | 15484651342.62
AL | 2 STRANDED | 0 | 0 | 1.9503 | 0 | 0 | 0 | 0 | 0 | 0 | Σ nX2 | 260627005717.892 |  | AAC | 1/0 | 96 | 105.6 | 5.11 | 11151.36 | 539.616 | 10137.6 | 1070530.56 | 490.56 | 51803.136 | Σ nX2 | 3.9898e+12
AL | 2/0 | 10991043 | 133.1 | 2.2284 | 17715.61 | 296.6067 | 1462907823.3 | 194713031281.23 | 24492987.05 | 3260016576.355 | Σ nY | 39759126.05 |  | AAC | 2 | 12 | 66.36 | 2.28 | 4403.6496 | 151.3008 | 796.32 | 52843.7952 | 27.36 | 1815.6096 | Σ nY | 408641878.51
AL | 4 STRANDED | 0 | 0 | 2.212 | 0 | 0 | 0 | 0 | 0 | 0 | Σ nXY | 5079050731.0102 |  | ACSR | 2 | 4017 | 66.36 | 2.28 | 4403.6496 | 151.3008 | 266568.12 | 17689460.4432 | 9158.76 | 607775.3136 | Σ nXY | 88168944247.2942
AL | 4/0 | 635190 | 211.6 | 4.0906 | 44774.56 | 865.5613 | 134406204 | 28440352766.4 | 2598279.18 | 549795874.488 |  |  |  | ACSR | 2/0 | 7329 | 133.1 | 5.0856 | 17715.61 | 676.8888 | 975489.9 | 129837705.69 | 37272.11 | 4960917.841
CU | 1/0 | 2929 | 105.6 | 4.4435 | 11151.36 | 469.2325 | 309302.4 | 32662333.44 | 13014.98 | 1374381.888 | Slope | 0.0072749 |  | ACSR | 336 | 26927647 | 336 | 7.1277 | 112896 | 2394.8999 | 9047689392 | 3040023635712 | 191931602.9 | 64489018574.4 | Slope | 0.01427
CU | 2 SOLID | 0 | 0 | 3.332 | 0 | 0 | 0 | 0 | 0 | 0 | Intercept | 1.6235 |  | ACSR | 4/0 | 2150 | 211.6 | 2.03 | 44774.56 | 429.548 | 454940 | 96265304 | 4364.5 | 923528.2 | Intercept | 2.0171
CU | 2 STRANDED | 0 | 0 | 3.9885 | 0 | 0 | 0 | 0 | 0 | 0 |  |  |  | ACSR | 795 | 409017 | 795 | 2.1773 | 632025 | 1730.9873 | 325168515 | 258508969425 | 890570.1 | 708003229.5
CU | 2/0 | 990 | 133.1 | 3.3927 | 17715.61 | 451.5639 | 131769 | 17538453.9 | 3358.74 | 447048.294 | Total # Units | 15704489 |  | AL | 1/0 | 31893 | 105.6 | 2.6986 | 11151.36 | 284.9747 | 3367900.8 | 355650324.48 | 86067.21 | 9088697.376 | Total # Units | 93040903
CU | 4 SOLID | 0 | 0 | 3.6726 | 0 | 0 | 0 | 0 | 0 | 0 | Total Rebuild | 39759126.05 |  | AL | 2 | 15 | 66.36 | 2.28 | 4403.6496 | 151.3008 | 995.4 | 66054.744 | 34.2 | 2269.512 | Total Rebuild | 408641878.51
CU | 6 | 13345 | 26.24 | 2.9598 | 688.5376 | 77.6651 | 350172.8 | 9188534.272 | 39498.52 | 1036441.1648 |  |  |  | AL | 2 STRANDED | 0 | 0 | 3.6454 | 0 | 0 | 0 | 0 | 0 | 0
[11 empty] | Customer Cost | 25495776.1555 | 64.13% | AL | 2/0 | 1173 | 133.1 | 5.0328 | 17715.61 | 669.8652 | 156126.3 | 20780410.53 | 5903.47 | 785751.857 | Customer Cost | 187674457.2545 | 45.93%
[11 empty] | Demand Cost | 14263349.8945 | 35.87% | CU | 2 | 10596 | 66.36 | 2.7798 | 4403.6496 | 184.4702 | 703150.56 | 46661071.1616 | 29455.18 | 1954645.7448 | Demand Cost | 220967421.2555 | 54.07%
[11 empty] | Customer/Unit | 1.6235 |  | CU | 2 SOLID | 0 | 0 | 4.1103 | 0 | 0 | 0 | 0 | 0 | 0 | Customer/Unit | 2.0171
[11 empty] | Secondary MDS | 35947448.5 |  | CU | 2 STRANDED | 0 | 0 | 3.7549 | 0 | 0 | 0 | 0 | 0 | 0 | Secondary MDS | 69007974.7
[14 empty] | CU | 2/0 | 33909 | 133.1 | 4.3271 | 17715.61 | 575.9306 | 4513287.9 | 600718619.49 | 146725.99 | 19529229.269
[11 empty] | Customer Cost | 29179812.8649 | 73.39% | CU | 4 | 790 | 41.74 | 3.6556 | 1742.2276 | 152.5845 | 32974.6 | 1376359.804 | 2887.92 | 120541.7808 | Customer Cost | 139197210.909 | 34.06%
[11 empty] | Demand Cost | 10579313.1851 | 26.61% | CU | 4 SOLID | 0 | 0 | 2.8047 | 0 | 0 | 0 | 0 | 0 | 0 | Demand Cost | 269444667.601 | 65.94%
[14 empty] | CU | 4 STRANDED | 0 | 0 | 2.4079 | 0 | 0 | 0 | 0 | 0 | 0
[14 empty] | CU | 4/0 | 16035 | 211.6 | 3.836 | 44774.56 | 811.6872 | 3393006 | 717960069.6 | 61509.47 | 13015403.852
[14 empty] | CU | 6 | 65742 | 26.24 | 3.4431 | 688.5376 | 90.3473 | 1725070.08 | 45265838.8992 | 226357.14 | 5939611.3536
[14 empty] | SOL | 4 | 355 | 41.74 | 5.11 | 1742.2276 | 213.2914 | 14817.7 | 618490.798 | 1814.05 | 75718.447

## OH Conductor Analysis (ORIG) (hidden)
OVERHEAD CONDUCTOR REGRESSION ANALYSIS |  |  |  |  | INPUT DATA SOURCES: |  | Conductor Counts (feet) - TECO GIS Distribution System |  |  |  |  | Contact: Mark Peer
[7 empty] | Current Installation Unit Costs - TECO Distribution Work Order Cost Estimation Records |  |  |  |  | Contact: Jim Housely
|  | Customer | Demand
Secondary OH |  | 44.26% | 55.74%
Primary OH |  | 42.49% | 57.51%
OH ACSR Primary |  | Updated | Current
Wire |  |  | Instl Cost
Size | MCM | Count | per Unit
| X | n | Y | X2 | XY | nX | nX2 | nY | nXY | Weighted Regression
954 | 954 |  |  | 0 | 0 | 0 | 0 | 0 | 0 | Slope: | 0.0020276
795 | 795 | 866166 | 2.36 | 632025 | 1876.2 | 688601970 | 547438566150 | 2044151.76 | 1625100649.2
500 | 500 |  |  | 0 | 0 | 0 | 0 | 0 | 0 | Intercept: | 0.74792
336.4 | 336.4 | 27156558 | 1.43 | 113164.96 | 481.052 | 9135466111.2 | 3.0732e+12 | 38833877.94 | 13063716539.016
4/0 | 211.6 | 2561 | 1.23 | 44774.56 | 260.268 | 541907.6 | 114667648.16 | 3150.03 | 666546.348 | Unweighted Regression
2/0 | 133.1 | 7690 | 1.03 | 17715.61 | 137.093 | 1023539 | 136233040.9 | 7920.7 | 1054245.17 | N = | 5
1/0 | 105.6 |  |  | 0 | 0 | 0 | 0 | 0 | 0
2 | 66.36 | 4023 | 0.89 | 4403.6496 | 59.0604 | 266966.28 | 17715882.3408 | 3580.47 | 237599.9892 | Slope: | 0.0020007
4 | 41.74 |  |  | 0 | 0 | 0 | 0 | 0 | 0
6 | 26.24 |  |  | 0 | 0 | 0 | 0 | 0 | 0 | Intercept: | 0.77079
10 | 10.38 |  |  | 0 | 0 | 0 | 0 | 0 | 0
| 1542.46 | 28036998 | 6.94 | 812083.7796 | 2813.6734 | 9825900494.08 | 3.6209e+12 | 40892680.9 | 14690775579.7232 | Total No. Units: | 28036998
| Σ X | Σ Y | Σ X2 | Σ XY | Σ nX | Σ nX2 | Σ nY | Σ nXY | Σ nXY
[10 empty] | Total Rebuild Cost: | 40892680.9
[10 empty] | Customer Cost: | 20969294.9689 | 51.28%
[10 empty] | Demand Cost: | 19923385.9311 | 48.72%
OH AAAC Primary |  | Updated | Current | [9 empty] | OH Multiplex Secondary |  |  | Current
Wire |  |  | Instl Cost | [9 empty] | Wire | Bundle |  | Instl Cost
Size | MCM | Count | per Unit | [9 empty] | Size | MCM | Count | per Unit
| X | n | Y | X2 | XY | nX | nX2 | nY | nXY | Weighted Regression |  |  |  | X | n | Y | X2 | XY | nX | nX2 | nY | nXY | Weighted Regression
954 | 954 |  |  | 0 | 0 | 0 | 0 | 0 | 0 | Slope: | 0.0022559 | [5 empty] | 0 | 0 | 0 | 0 | 0 | 0 | Slope: | 0.0021943
795 | 795 |  |  | 0 | 0 | 0 | 0 | 0 | 0 | [7 empty] | 0 | 0 | 0 | 0 | 0 | 0
500 | 500 |  |  | 0 | 0 | 0 | 0 | 0 | 0 | Intercept: | 0.73859 | [5 empty] | 0 | 0 | 0 | 0 | 0 | 0 | Intercept: | 0.67835
336.4 | 336.4 | 979 | 1.43 | 113164.96 | 481.052 | 329335.6 | 110788495.84 | 1399.97 | 470949.908 |  |  |  | 4/0 4/C | 846.4 | 206716.55 | 2.68 | 716392.96 | 2268.352 | 174964887.92 | 148090281135.488 | 554000.354 | 468905899.6256
4/0 | 211.6 | 4786905 | 1.23 | 44774.56 | 260.268 | 1012909098 | 214331565136.8 | 5887893.15 | 1245878190.54 | Unweighted Regression |  |  | 4/0 3/C | 634.8 | 487398.75 | 2.12 | 402971.04 | 1345.776 | 309400726.5 | 196407581182.2 | 1033285.35 | 655929540.18 | Unweighted Regression
2/0 | 133.1 | 16531783 | 1.03 | 17715.61 | 137.093 | 2200380317.3 | 292870620232.6299 | 17027736.49 | 2266391726.819 | N = | 5 |  | 2/0 4/C | 532.4 | 912377.65 | 1.84 | 283449.76 | 979.616 | 485749860.86 | 258613225921.864 | 1678774.876 | 893779743.9824 | N = | 5
1/0 | 105.6 | 127 | 0.98 | 11151.36 | 103.488 | 13411.2 | 1416222.72 | 124.46 | 13142.976 |  |  |  | 2/0 3/C | 399.3 | 7231414.25 | 1.54 | 159440.49 | 614.922 | 2887503710.025 | 1.153e+12 | 11136377.945 | 4446755713.4385
2 | 66.36 | 46276828 | 0.89 | 4403.6496 | 59.0604 | 3070930306.08 | 203786935111.4688 | 41186376.92 | 2733127972.4112 | Slope: | -0.0010365 | [5 empty] | 0 | 0 | 0 | 0 | 0 | 0 | Slope: | 0.0023629
4 | 41.74 |  |  | 0 | 0 | 0 | 0 | 0 | 0 |  |  |  | 4 2/C | 83.48 | 6782506 | 0.87 | 6968.9104 | 72.6276 | 566203600.88 | 47266676601.4624 | 5900780.22 | 492597132.7656
6 | 26.24 |  | 0.81878 | 0 | 0 | 0 | 0 | 0 | 0 | Intercept: | 1.4526 | [5 empty] | 0 | 0 | 0 | 0 | 0 | 0 | Intercept: | 0.63025
10 | 10.38 |  |  | 0 | 0 | 0 | 0 | 0 | 0 | [7 empty] | 0 | 0 | 0 | 0 | 0 | 0
| 853.06 | 67596622 | 6.3788 | 191210.1396 | 1040.9614 | 6284562468.18 | 711101325199.4586 | 64103530.99 | 6245881982.6542 | Total No. Units: | 67596622 |  |  | 2496.38 | 15620413.2 | 9.05 | 1569223.1604 | 5281.2936 | 4423822786.185 | 1.8034e+12 | 20303218.745 | 6957968029.9921 | Total No. Units: | 15620413.2
| Σ X | Σ Y | Σ X2 | Σ XY | Σ nX | Σ nX2 | Σ nY | Σ nXY | Σ nXY |  |  |  |  | Σ X | Σ Y | Σ X2 | Σ XY | Σ nX | Σ nX2 | Σ nY | Σ nXY | Σ nXY
[10 empty] | Total Rebuild Cost: | 64103530.99 | [11 empty] | Total Rebuild Cost: | 20303218.745
[10 empty] | Customer Cost: | 49926496.5188 | 77.88% | [10 empty] | Customer Cost: | 10596162.0902 | 52.19%
[10 empty] | Demand Cost: | 14177034.4712 | 22.12% | [10 empty] | Demand Cost: | 9707056.6548 | 47.81%
Weighted Average of All OH Primary Wires
[10 empty] | Total Rebuild Cost: | 104996211.89 | [11 empty] | Total Rebuild Cost: | 20303218.745
[10 empty] | Customer Cost: | 70895791.4877 | 67.52% | [10 empty] | Customer Cost: | 10596162.0902 | 52.19%
[10 empty] | Demand Cost: | 34100420.4023 | 32.48% | [10 empty] | Demand Cost: | 9707056.6548 | 47.81%
[10 empty] | No. of Units | 95633620 | [11 empty] | No. of Units | 15620413.2
[11 empty] | 0.74133 | [12 empty] | 0.67835
[10 empty] | PRIMARY MDS = | 60185869.7298 | feet | [10 empty] | SECONDARY MDS = | 26496529.7298 | feet
[10 empty] | Customer Cost: | 44617414.5752 | 42.49% | Apply to OH Primary Conductor | [9 empty] | Customer Cost: | 8987006.9457 | 44.26% | Apply to OH Secondary Conductor
[10 empty] | Demand Cost: | 60378797.3148 | 57.51% | [10 empty] | Demand Cost: | 11316211.7993 | 55.74%
GIS Mapping System Wire Lengths (Multiplex Cable Measured in FT)
Secondary
[17 empty] | Poles |  | Average Span |  | Size | All Secondary | Secondary Laterals |  | Underbuild
[10 empty] | Pole miles of OH Primary = | P | P = | 6148.69 | miles | 32465083.2 | FT | 210650.5 | Pri | 154.1182 | FT | 4 | 2192994 | 629335 |  | 1563659
[21 empty] | 2/0 | 10458849 | 4193032 |  | 6265817
[10 empty] | Pole miles of OH Secondary Laterals = | SL | SL = | 1161.3295 | miles | 6131819.8597 | FT | 85609.5 | Sec | 71.6255 | FT | 4/0 | 586599 | 374406 |  | 212193
[22 empty] | 13238442 | 5196773 | 39.26% | 8041669 | 60.74%
[10 empty] | Pole miles of OH Secondary Underbuild = | SU | SU = | 1797.0821 | miles | 9488593.3403 | FT
[21 empty] | FERC 365 Multiplex Cable | 15620413.2
[10 empty] | Pole miles of OH Secondary Lines = | S = SU + SL | S = | 2958.4116 | miles
[10 empty] | Total Pole miles of OH Lines = | T = P + SL | T = | 7310.0195 | miles
[10 empty] | Total Length of the OH System Neutral = | N = T | N = | 7310.0195 | miles
Neutral Segments:
[10 empty] | Secondary Neutral | Ns = | St = | 1161.3295 | miles
[10 empty] | Common Neutral | NC = SU | NC = | 1797.0821 | miles
[10 empty] | Primary Neutral | NP = P - NC |  | 4351.6079 | miles
Length of Distribution Lines for Minimum Distribution System:
[10 empty] | Primary + Neutral = | P + NP + 0.5(NC) | PMDS = | 11398.839 | miles | 60185869.7298 | FT
[10 empty] | Secondary + Neutral = | S + NS + 0.5(NC) | SMDS = | 5018.2821 | miles | 26496529.7298 | FT
Span is gut check. 150s is sensible for Primary, under 100 is sensible for secondary
Based on plant account line items from allocation tab. Feet = n
Bundle MCM (thousands of Circular m (standard per wire size) * # of conductors
Note on AB69: Owner: This is the MDS per unit cost for an equivalent duplex (two wire) cable. Thus, the unit cost should be divided by two to get the unit cost of a single wire.
Note on M71: Owner: Takes into account the common neutral
Note on AB71: Owner: Takes into account the common neutral
Note on Y80: Owner: From GIS Mapping System Dec 2020
Note on AA80: Owner: From GIS Mapping System Dec 2020
Note on P81: Owner: TECO 2020 Distribution Primary Conductor records.
Note on Y86: Owner: FERC 365 Dec 2020

## UG Conductor Analysis
UNDERGROUND CONDUCTOR REGRESSION ANALYSIS |  |  |  |  | INPUT DATA SOURCES: |  | Conductor Counts (feet) - TECO Distribution Plant Accounting
[7 empty] | Current Installation Unit Costs - TECO Distribution Work Order Cost Estimation Records |  |  |  |  | Contact: Jim Housely
|  | Customer | Demand
Secondary UG |  | 14.86% | 85.14%
Primary UG |  | 46.91% | 53.09%
UG AL Primary |  |  | Current
Wire | Bundle |  | Instl Cost
Size | MCM | Count | per Unit
| X | n | Y | X2 | XY | nX | nX2 | nY | nXY | Weighted Regression
1/0 1C | 105.55 | 23895808.66 | 2.39 | 11140.8025 | 252.2645 | 2522202604.063 | 266218484858.8497 | 57110982.6974 | 6028064223.7106 | Slope: | 0.0058229
4/0 1C | 211.6 | 56277 | 3.18 | 44774.56 | 672.888 | 11908213.2 | 2519777913.12 | 178960.86 | 37868117.976
1/0 3C | 316.65 | 2991951.28 | 6.1 | 100267.2225 | 1931.565 | 947401372.812 | 299994644700.9197 | 18250902.808 | 5779148374.1532 | Intercept: | 2.2825
4/0 3C | 634.8 | 2288897 | 9.54 | 402971.04 | 6055.992 | 1452991815.6 | 922359204542.8798 | 21836077.38 | 13861541920.824
1000 3C | 3000 | 3142131.31 | 19.14 | 9000000 | 57420 | 9426393930 | 28279181790000 | 60140393.2734 | 180421179820.2 | Unweighted Regression
|  |  |  | 0 | 0 | 0 | 0 | 0 | 0 | N = | 5
|  |  |  | 0 | 0 | 0 | 0 | 0 | 0
|  |  |  | 0 | 0 | 0 | 0 | 0 | 0 | Slope: | 0.0053906
|  |  |  | 0 | 0 | 0 | 0 | 0 | 0
|  |  |  | 0 | 0 | 0 | 0 | 0 | 0 | Intercept: | 3.468
|  |  |  | 0 | 0 | 0 | 0 | 0 | 0
| 4268.6 | 32375065.25 | 40.35 | 9559153.625 | 66332.7095 | 14360897935.675 | 2.977e+13 | 157517317.0188 | 206127802456.8638 | Total No. Units: | 32375065.25
| Σ X | Σ Y | Σ X2 | Σ XY | Σ nX | Σ nX2 | Σ nY | Σ nXY | Σ nXY
[10 empty] | Total Rebuild Cost: | 157517317.0188
[10 empty] | Customer Cost: | 73895183.9725 | 46.91% | Apply to UG Primary Conductor
[10 empty] | Demand Cost: | 83622133.0463 | 53.09%
UG AL Secondary |  |  | Current
Wire | Bundle |  | Instl Cost
Size | MCM | Count | per Unit
| X | n | Y | X2 | XY | nX | nX2 | nY | nXY | Weighted Regression
2/0 1C | 133.1 | 12207 | 3.81 | 17715.61 | 507.111 | 1624751.7 | 216254451.27 | 46508.67 | 6190303.977 | Slope: | 0.0065694
4/0 1C | 211.6 | 6132.5 | 2.48 | 44774.56 | 524.768 | 1297637 | 274579989.2 | 15208.6 | 3218139.76
500 1C | 500 | 114838.6 | 5.49 | 250000 | 2745 | 57419300 | 28709650000 | 630463.914 | 315231957 | Intercept: | 1.1661
4/0 3C | 634.8 | 1778627.08 | 5.24 | 402971.04 | 3326.352 | 1129072470.384 | 716735204199.7631 | 9320005.8992 | 5916339744.8122
500M 3C | 1500 | 1561845 | 11.04 | 2250000 | 16560 | 2342767500 | 3514151250000 | 17242768.8 | 25864153200 | Unweighted Regression
|  |  |  | 0 | 0 | 0 | 0 | 0 | 0 | N = | 5
|  |  |  | 0 | 0 | 0 | 0 | 0 | 0
|  |  |  | 0 | 0 | 0 | 0 | 0 | 0 | Slope: | 0.005834
|  |  |  | 0 | 0 | 0 | 0 | 0 | 0
|  |  |  | 0 | 0 | 0 | 0 | 0 | 0 | Intercept: | 2.1355
|  |  |  | 0 | 0 | 0 | 0 | 0 | 0
| 2979.5 | 3473650.18 | 28.06 | 2965461.21 | 23663.231 | 3532181659.084 | 4.2601e+12 | 27254955.8832 | 32105133345.5492 | Total No. Units: | 3473650.18
| Σ X | Σ Y | Σ X2 | Σ XY | Σ nX | Σ nX2 | Σ nY | Σ nXY | Σ nXY
[10 empty] | Total Rebuild Cost: | 27254955.8832
[10 empty] | Customer Cost: | 4050521.9734 | 14.86% | Apply to UG Secondary Conductor
[10 empty] | Demand Cost: | 23204433.9098 | 85.14%

## Transformer - TSN Prices
Feature Name | Group Code | Can Type | Can KVA | Bank Type | Primary Voltage | Secondary Voltage | TECO Stock Number | Price | Assumed Pri Voltage based on Group Code | Count | Feature Name | Can KVA | Secondary Voltage | Price | Sum of Count | GROUP | SEC | KVA | Count | TSN | Cost | CODES | CODES | Length | CODES | Price
OH Transformer | 0 | 1-PHASE UNIT | 0 | SINGLE-PHASE | 13.2 KV | - | - | 0 | UNKNOWN | 1 | UG Transformer | 10 | 120/240 | 2435.58 | 12 | 0 | - | 0 | 8 | - |  | - | - | 1 | 2001371 | 6665.64
OH Transformer | 0 | 1-PHASE UNIT | 0 | SINGLE-PHASE | 13.2 KV | 120/240 | - | 0 | UNKNOWN | 8 | UG Transformer | 10 | 120/240 | 2538.13 | 1 |  | 120/240 | 0 | 12 | - |  | - |  | 0 | 2001366 | 2538.13
OH Transformer | 0 | 1-PHASE UNIT | 0 | WYE-DELTA | 13.2 KV | 120/240 | - | 0 | UNKNOWN | 1 | UG Transformer | 10 | 120/240 | 3129.01 | 2 |  |  | 10 | 2 | - |  | - | 2001339 | 7 | 2001367 | 3129.01
OH Transformer | 0 | 1-PHASE UNIT | 10 | SINGLE-PHASE | 13.2 KV | 120/240 | - | 0 | UNKNOWN | 2 | UG Transformer | 10 | 120/240 | 6665.64 | 1 |  |  | 15 | 2 | - |  | - | 2001336 | 7 | 2001368 | 3501.14
OH Transformer | 0 | 1-PHASE UNIT | 15 | SINGLE-PHASE | 13.2 KV | 120/240 | - | 0 | UNKNOWN | 2 | UG Transformer | 15 | 120/240 | 2538.13 | 27 |  |  | 25 | 11 | - |  | - | 20013716665.64 | 14 | 2001369 | 3847.75
OH Transformer | 0 | 1-PHASE UNIT | 25 | SINGLE-PHASE | 13.2 KV | 120/240 | - | 0 | UNKNOWN | 1 | UG Transformer | 15 | 120/240 | 3129.01 | 5 |  |  | 50 | 1 | - |  | - | 2001337 | 7 | 2001370 | 4665.41
OH Transformer | 0 | 3-PHASE BANK | 0 | OPEN DELTA | 13.2 KV | 120/240 | - | 0 | UNKNOWN | 2 | UG Transformer | 15 | 120/240 | 3501.14 | 2 |  |  | 191 | 1 | - |  | - | 2001338 | 7 | 2001365 | 2435.58
OH Transformer | 0 | 3-PHASE BANK | 0 | SINGLE-PHASE | 13.2 KV | 120/240 | - | 0 | UNKNOWN | 1 | UG Transformer | 25 | 120/208 | 3129.01 | 1 |  |  | 1500 | 1 | - |  | - | 2001340 | 7 | 2001380 | 9737.66
OH Transformer | 0 | 3-PHASE BANK | 0 | WYE-WYE | 13.2 KV | - | - | 0 | UNKNOWN | 1 | UG Transformer | 25 | 120/240 | 3129.01 | 54 |  |  | 3750 | 1 | - |  | - | 2001341 | 7 | 2001379 | 8316.74
OH Transformer | 0 | 3-PHASE BANK | 25 | OPEN DELTA | 13.2 KV | 120/240 | - | 0 | UNKNOWN | 1 | UG Transformer | 25 | 120/240 | 3847.75 | 2 |  |  | 5000 | 2 | - |  | - | 2001342 | 7 | 2001407 | 3686.62
OH Transformer | 0 | 3-PHASE BANK | 25 | WYE-DELTA | 13.2 KV | 120/240 | - | 0 | UNKNOWN | 3 | UG Transformer | 25 | 120/240 | 4665.41 | 1 |  |  | 12500 | 1 | - |  | - | 2001343 | 7 | 2001518 | 9062.41
OH Transformer | 0 | 3-PHASE BANK | 25 | WYE-WYE | 13.2 KV | 120/240 | - | 0 | UNKNOWN | 6 | UG Transformer | 25 | 120/240 | 6665.64 | 1 |  |  | 18500 | 1 | - |  | - | 20013662538.13 | 14 | 2001519 | 9763.49
OH Transformer | 0 | 3-PHASE BANK | 50 | OPEN DELTA | 13.2 KV | 120/240 | - | 0 | UNKNOWN | 1 | UG Transformer | 25 | 120/240 | 9062.41 | 3935 |  | 4160Y/2400 | 5000 | 1 | - |  | - | 20013673129.01 | 14 | 2001520 | 7524.04
OH Transformer | 0 | 3-PHASE BANK | 191 | WYE-DELTA | 13.2 KV | 120/240 | - | 0 | UNKNOWN | 1 | UG Transformer | 25 | 120/240 | 9410.53 | 1 | [7 empty] | 20013683501.14 | 14 | 2001522 | 9410.53
OH Transformer | 0 | 3-PHASE BANK | 1500 | WYE-WYE | 13.2 KV | 120/240 | - | 0 | UNKNOWN | 1 | UG Transformer | 25 | 120/240 | 9763.49 | 3 | 201 | 120/208 | 25 | 3 | - |  | - | (blank) | 7 | 2001521 | 8497.82
OH Transformer | 0 | 3-PHASE BANK | 5000 | WYE-WYE | 13.2 KV | 120/240 | - | 0 | UNKNOWN | 1 | UG Transformer | 37 | 120/240 | 3129.01 | 6 |  |  | 37 | 3 | - |  | - | 20013693847.75 | 14 | 2001523 | 13441.01
OH Transformer | 0 | 3-PHASE BANK | 12500 | WYE-WYE | 13.2 KV | 120/240 | - | 0 | UNKNOWN | 1 | UG Transformer | 37 | 120/240 | 3501.14 | 71 | [7 empty] | 20013704665.41 | 14 | 2001524 | 12461.79
OH Transformer | 0 | 3-PHASE BANK | 18500 | WYE-WYE | 13.2 KV | 120/240 | - | 0 | UNKNOWN | 1 | UG Transformer | 37 | 277/480 | 3501.14 | 3 | 202 | 120/208 | 25 | 2 | 2001339 |  | 2001339 | 20013652435.58 | 14 | 2001542 | 19870.7
OH Transformer | 0 | DUMMY | 0 | OPEN DELTA | 13.2 KV | - | - | 0 | UNKNOWN | 2 | UG Transformer | 37.5 | 120/240 | 9062.41 | 1 |  |  | 37 | 3 | - |  | - | 2001351 | 7 | 2001543 | 20312.13
OH Transformer | 0 | DUMMY | 0 | WYE-WYE | 13.2 KV | - | - | 0 | UNKNOWN | 3 | UG Transformer | 37.5 | 120/240 | 9763.49 | 8058 |  |  | 75 | 3 | 2001336 |  | 2001336 | 2001349 | 7 | 2001545 | 29942.99
OH Transformer | 0 | TRANSCLOSURE | 3750 | WYE-DELTA | 13.2 KV | 120/240 | - | 0 | UNKNOWN | 1 | UG Transformer | 50 | 120/208 | 7524.04 | 1 |  |  |  | 3 | - |  | - | 2001344 | 7 | 2001551 | 19500.8
OH Transformer | 0 | TRANSCLOSURE | 5000 | SINGLE-PHASE | 13.2 KV | 120/240 | - | 0 | UNKNOWN | 1 | UG Transformer | 50 | 120/240 | 3501.14 | 7 |  | 120/240 | 37 | 2 | - |  | - | 2001348 | 7 | 2001556 | 29769.49
OH Transformer | 0 | TRANSCLOSURE | 5000 | SINGLE-PHASE | 13.2 KV | 4160Y/2400 | - | 0 | UNKNOWN | 1 | UG Transformer | 50 | 120/240 | 3847.75 | 31 |  |  | 50 | 1 | - |  | - | 2001347 | 7 | 2125435 | 27199.64
OH Transformer | 201 | 3-PHASE BANK | 25 | WYE-WYE | 13.2 KV | 120/208 | - | 0 | 2.4/4.1 | 3 | UG Transformer | 50 | 120/240 | 4665.41 | 8 |  |  | 75 | 1 | 2001336 |  | 2001336 | 2001353 | 7 | 2001544 | 27107.23
OH Transformer | 201 | 3-PHASE BANK | 37 | WYE-WYE | 13.2 KV | 120/208 | - | 0 | 2.4/4.1 | 3 | UG Transformer | 50 | 120/240 | 7524.04 | 11726 |  |  |  | 1 | 2001371 | 6665.64 | 20013716665.64 | 2001346 | 7 | 2001546 | 32840.09
OH Transformer | 202 | 1-PHASE UNIT | 75 | SINGLE-PHASE | 13.2 KV | 120/240 | 2001336 | 0 | 2.4/4.1 x 7.6/13.2 | 1 | UG Transformer | 50 | 120/240 | 8316.74 | 2 | [7 empty] | 2001350 | 7 | 2112562 | 33419.07
OH Transformer | 202 | 3-PHASE BANK | 25 | WYE-WYE | 13.2 KV | 120/208 | 2001339 | 0 | 2.4/4.1 x 7.6/13.2 | 2 | UG Transformer | 50 | 120/240 | 9410.53 | 1 | 203 | 120/208 | 25 | 2 | 2001339 |  | 2001339 | 2001372 | 7 | 2001547 | 47743.24
OH Transformer | 202 | 3-PHASE BANK | 37 | WYE-DELTA | 13.2 KV | 120/240 | - | 0 | 2.4/4.1 x 7.6/13.2 | 2 | UG Transformer | 50 | 240/480 | 3686.62 | 3 | [7 empty] | 2001352 | 7 | 2001548 | 42948.51
OH Transformer | 202 | 3-PHASE BANK | 37 | WYE-WYE | 13.2 KV | 120/208 | - | 0 | 2.4/4.1 x 7.6/13.2 | 3 | UG Transformer | 75 | 120/208 | 19500.8 | 2 | 205 | 120 | 10 | 10 | 2001337 |  | 2001337 | 20013809737.66 | 14 | 2001549 | 42750.75
OH Transformer | 202 | 3-PHASE BANK | 50 | WYE-DELTA | 13.2 KV | 120/240 | - | 0 | 2.4/4.1 x 7.6/13.2 | 1 | UG Transformer | 75 | 120/208 | 19870.7 | 1127 |  |  | 15 | 51 | 2001338 |  | 2001338 | 2001391 | 7 | 2001550 | 46298.43
OH Transformer | 202 | 3-PHASE BANK | 75 | WYE-DELTA | 13.2 KV | 120/240 | 2001371 | 6665.64 | 2.4/4.1 x 7.6/13.2 | 1 | UG Transformer | 75 | 120/240 | 2435.58 | 1 |  |  |  | 2 | 2001340 |  | 2001340 | 2001356 | 7 | 2001552 | 24151.21
OH Transformer | 202 | 3-PHASE BANK | 75 | WYE-WYE | 13.2 KV | 120/208 | - | 0 | 2.4/4.1 x 7.6/13.2 | 3 | UG Transformer | 75 | 120/240 | 3129.01 | 1 |  |  | 25 | 1 | 2001337 |  | 2001337 | 2001355 | 7 | 2001553 | 32402.65
OH Transformer | 202 | 3-PHASE BANK | 75 | WYE-WYE | 13.2 KV | 120/208 | 2001336 | 0 | 2.4/4.1 x 7.6/13.2 | 3 | UG Transformer | 75 | 120/240 | 4665.41 | 24 |  |  |  | 231 | 2001339 |  | 2001339 | 2001357 | 7 | 2001559 | 52013.97
OH Transformer | 203 | 3-PHASE BANK | 25 | WYE-WYE | 13.2 KV | 120/208 | 2001339 | 0 | UNKNOWN | 2 | UG Transformer | 75 | 120/240 | 8497.82 | 6964 |  |  | 37 | 3 | 2001340 |  | 2001340 | 2001358 | 7 | 2001563 | 62432.73
OH Transformer | 205 | 1-PHASE UNIT | 10 | SINGLE-PHASE | 13.2 KV | 120 | 2001337 | 0 | 7.6/13.2 | 1 | UG Transformer | 75 | 120/240 | 19500.8 | 18 |  |  | 37.5 | 71 | 2001340 |  | 2001340 | 2001360 | 7 | 2001555 | 14625.5
OH Transformer | 205 | 1-PHASE UNIT | 10 | SINGLE-PHASE | 13.2 KV | 120/240 | 2001337 | 0 | 7.6/13.2 | 3 | UG Transformer | 75 | 120/240 | 19870.7 | 117 |  |  | 50 | 45 | 2001341 |  | 2001341 | 2001363 | 7 | 2001554 | 33624.27
OH Transformer | 205 | 1-PHASE UNIT | 15 | SINGLE-PHASE | 13.2 KV | 120 | 2001338 | 0 | 7.6/13.2 | 2 | UG Transformer | 75 | 277/480 | 14625.5 | 11 |  |  | 75 | 15 | 2001342 |  | 2001342 | 2001364 | 7 | 2001558 | 25602.04
OH Transformer | 205 | 1-PHASE UNIT | 15 | SINGLE-PHASE | 13.2 KV | 120/240 | 2001338 | 0 | 7.6/13.2 | 3 | UG Transformer | 75 | 277/480 | 19500.8 | 535 |  |  | 100 | 1 | 2001340 |  | 2001340 | 2001376 | 7 | 2001560 | 38003.1
OH Transformer | 205 | 1-PHASE UNIT | 25 | SINGLE-PHASE | 13.2 KV | 120 | 2001339 | 0 | 7.6/13.2 | 2 | UG Transformer | 75 | 277/480 | 19870.7 | 4 |  |  |  | 22 | 2001343 |  | 2001343 | 20013798316.74 | 14 | 2001562 | 40001.18
OH Transformer | 205 | 1-PHASE UNIT | 25 | SINGLE-PHASE | 13.2 KV | 120/240 | - | 0 | 7.6/13.2 | 1 | UG Transformer | 100 | 120/240 | 3129.01 | 2 |  | 120/208 | 10 | 221 | 2001337 |  | 2001337 | 2001375 | 7 | 2001564 | 53773.34
OH Transformer | 205 | 1-PHASE UNIT | 25 | SINGLE-PHASE | 13.2 KV | 120/240 | 2001339 | 0 | 7.6/13.2 | 12 | UG Transformer | 100 | 120/240 | 3847.75 | 2 |  |  |  | 2 | - |  | - | 2001425 | 7 | 2001565 | 74761.25
OH Transformer | 205 | 1-PHASE UNIT | 37 | SINGLE-PHASE | 13.2 KV | 120/240 | - | 0 | 7.6/13.2 | 2 | UG Transformer | 100 | 120/240 | 4665.41 | 7 |  |  | 15 | 628 | 2001338 |  | 2001338 | 2001486 | 7 | 2001566 | 96972.8
OH Transformer | 205 | 1-PHASE UNIT | 37.5 | SINGLE-PHASE | 13.2 KV | 120 | 2001340 | 0 | 7.6/13.2 | 6 | UG Transformer | 100 | 120/240 | 6665.64 | 14 |  |  | 25 | 3 | 2001337 |  | 2001337 | 2001487 | 7
OH Transformer | 205 | 1-PHASE UNIT | 37.5 | SINGLE-PHASE | 13.2 KV | 120/240 | 2001340 | 0 | 7.6/13.2 | 10 | UG Transformer | 100 | 120/240 | 9410.53 | 1443 |  |  |  | 2264 | 2001339 |  | 2001339 | 2001378 | 7
OH Transformer | 205 | 1-PHASE UNIT | 50 | SINGLE-PHASE | 13.2 KV | 120/208 | 2001341 | 0 | 7.6/13.2 | 1 | UG Transformer | 150 | 120/208 | 20312.13 | 1472 |  |  |  | 2 | 2001340 |  | 2001340 | 2001427 | 7
OH Transformer | 205 | 1-PHASE UNIT | 50 | SINGLE-PHASE | 13.2 KV | 120/240 | 2001341 | 0 | 7.6/13.2 | 5 | UG Transformer | 150 | 120/208 | 24151.21 | 2 |  |  |  | 2 | 2001341 |  | 2001341 | 2001429 | 7
OH Transformer | 205 | 1-PHASE UNIT | 75 | SINGLE-PHASE | 13.2 KV | 120/240 | - | 0 | 7.6/13.2 | 1 | UG Transformer | 150 | 120/240 | 20312.13 | 139 |  |  |  | 1 | 2001366 | 2538.13 | 20013662538.13 | 2001430 | 7
OH Transformer | 205 | 1-PHASE UNIT | 75 | SINGLE-PHASE | 13.2 KV | 120/240 | 2001342 | 0 | 7.6/13.2 | 2 | UG Transformer | 150 | 120/240 | 24151.21 | 18 |  |  |  | 5 | 2001367 | 3129.01 | 20013673129.01 | 2001373 | 7
OH Transformer | 205 | 3-PHASE BANK | 10 | OPEN DELTA | 13.2 KV | 120 | 2001337 | 0 | 7.6/13.2 | 1 | UG Transformer | 150 | 240/480 | 24151.21 | 1 |  |  |  | 3 | - |  | - | 2001374 | 7
OH Transformer | 205 | 3-PHASE BANK | 10 | OPEN DELTA | 13.2 KV | 120/240 | 2001337 | 0 | 7.6/13.2 | 2 | UG Transformer | 150 | 277/480 | 20312.13 | 2 |  |  | 37 | 2 | 2001339 |  | 2001339 | 2001377 | 7
OH Transformer | 205 | 3-PHASE BANK | 10 | SINGLE-PHASE | 13.2 KV | 120/208 | 2001337 | 0 | 7.6/13.2 | 12 | UG Transformer | 150 | 277/480 | 24151.21 | 299 |  |  |  | 359 | 2001340 |  | 2001340 | 2001392 | 7
OH Transformer | 205 | 3-PHASE BANK | 10 | SINGLE-PHASE | 13.2 KV | 120/240 | 2001337 | 0 | 7.6/13.2 | 8 | UG Transformer | 167 | 120/240 | 2538.13 | 1 |  |  |  | 2 | 2001368 | 3501.14 | 20013683501.14 | 2001383 | 7
OH Transformer | 205 | 3-PHASE BANK | 10 | SINGLE-PHASE | 13.2 KV | 120/240 | 2001368 | 3501.14 | 7.6/13.2 | 1 | UG Transformer | 167 | 120/240 | 6665.64 | 4 |  |  | 37.5 | 1 | 2001338 |  | 2001338 | 2001394 | 7
OH Transformer | 205 | 3-PHASE BANK | 10 | WYE-DELTA | 13.2 KV | 120/208 | 2001337 | 0 | 7.6/13.2 | 6 | UG Transformer | 167 | 120/240 | 8316.74 | 13 |  |  |  | 736 | 2001340 |  | 2001340 | 2001405 | 7
OH Transformer | 205 | 3-PHASE BANK | 10 | WYE-DELTA | 13.2 KV | 120/240 | 2001337 | 0 | 7.6/13.2 | 39 | UG Transformer | 167 | 120/240 | 9062.41 | 1 |  |  |  | 3 | (blank) |  | (blank) | 2001406 | 7
OH Transformer | 205 | 3-PHASE BANK | 10 | WYE-WYE | 13.2 KV | 120 | 2001337 | 0 | 7.6/13.2 | 8 | UG Transformer | 167 | 120/240 | 13441.01 | 297 |  |  | 50 | 1 | 2001339 |  | 2001339 | 20014073686.62 | 14
OH Transformer | 205 | 3-PHASE BANK | 10 | WYE-WYE | 13.2 KV | 120/208 | - | 0 | 7.6/13.2 | 2 | UG Transformer | 225 | 120/208 | 20312.13 | 1 |  |  |  | 754 | 2001341 |  | 2001341 | 2001408 | 7
OH Transformer | 205 | 3-PHASE BANK | 10 | WYE-WYE | 13.2 KV | 120/208 | 2001337 | 0 | 7.6/13.2 | 196 | UG Transformer | 225 | 120/208 | 27107.23 | 610 |  |  |  | 4 | 2001369 | 3847.75 | 20013693847.75 | 2001409 | 7
OH Transformer | 205 | 3-PHASE BANK | 10 | WYE-WYE | 13.2 KV | 120/240 | 2001337 | 0 | 7.6/13.2 | 30 | UG Transformer | 225 | 120/240 | 27107.23 | 42 |  |  |  | 3 | - |  | - | 2001410 | 7
OH Transformer | 205 | 3-PHASE BANK | 15 | DELTA-WYE | 13.2 KV | 120/208 | 2001338 | 0 | 7.6/13.2 | 3 | UG Transformer | 250 | 120/240 | 8316.74 | 2 |  |  | 75 | 325 | 2001342 |  | 2001342 | 2001424 | 7
OH Transformer | 205 | 3-PHASE BANK | 15 | OPEN DELTA | 13.2 KV | 120 | 2001338 | 0 | 7.6/13.2 | 3 | UG Transformer | 250 | 120/240 | 12461.79 | 5 |  |  |  | 5 | 2001370 | 4665.41 | 20013704665.41 | 2001414 | 7
OH Transformer | 205 | 3-PHASE BANK | 15 | OPEN DELTA | 13.2 KV | 120/208 | 2001338 | 0 | 7.6/13.2 | 5 | UG Transformer | 250 | 120/240 | 13441.01 | 1 |  |  | 100 | 172 | 2001343 |  | 2001343 | 2001426 | 7
OH Transformer | 205 | 3-PHASE BANK | 15 | OPEN DELTA | 13.2 KV | 120/240 | 2001338 | 0 | 7.6/13.2 | 1 | UG Transformer | 300 | 120/208 | 29942.99 | 579 |  |  | 167 | 7 | - |  | - | 2001428 | 7
OH Transformer | 205 | 3-PHASE BANK | 15 | OPEN DELTA | 13.2 KV | 120/240 | 2001339 | 0 | 7.6/13.2 | 1 | UG Transformer | 300 | 120/208 | 32402.65 | 7 |  | 120/240 | 10 | 82 | 2001337 |  | 2001337 | 2001370 | 7
OH Transformer | 205 | 3-PHASE BANK | 15 | SINGLE-PHASE | 13.2 KV | 120/208 | 2001338 | 0 | 7.6/13.2 | 27 | UG Transformer | 300 | 120/240 | 27199.64 | 19 |  |  |  | 1 | 2001368 | 3501.14 | 20013683501.14 | 2001431 | 7
OH Transformer | 205 | 3-PHASE BANK | 15 | SINGLE-PHASE | 13.2 KV | 120/240 | 2001337 | 0 | 7.6/13.2 | 2 | UG Transformer | 300 | 120/240 | 29942.99 | 28 |  |  | 15 | 2 | 2001337 |  | 2001337 | 2001432 | 7
OH Transformer | 205 | 3-PHASE BANK | 15 | SINGLE-PHASE | 13.2 KV | 120/240 | 2001338 | 0 | 7.6/13.2 | 10 | UG Transformer | 300 | 120/240 | 32402.65 | 27 |  |  |  | 106 | 2001338 |  | 2001338 | 2001447 | 7
OH Transformer | 205 | 3-PHASE BANK | 15 | SINGLE-PHASE | 13.2 KV | 120/240 | 2001365 | 2435.58 | 7.6/13.2 | 1 | UG Transformer | 300 | 240/480 | 32402.65 | 2 |  |  |  | 1 | 2001339 |  | 2001339 | 2001456 | 7
OH Transformer | 205 | 3-PHASE BANK | 15 | WYE-DELTA | 13.2 KV | 120 | 2001338 | 0 | 7.6/13.2 | 12 | UG Transformer | 300 | 277/480 | 29942.99 | 1 |  |  |  | 1 | 2001365 | 2435.58 | 20013652435.58 | 2001510 | 7
OH Transformer | 205 | 3-PHASE BANK | 15 | WYE-DELTA | 13.2 KV | 120/208 | 2001338 | 0 | 7.6/13.2 | 21 | UG Transformer | 300 | 277/480 | 32402.65 | 540 |  |  | 25 | 323 | 2001339 |  | 2001339 | 2001511 | 7
OH Transformer | 205 | 3-PHASE BANK | 15 | WYE-DELTA | 13.2 KV | 120/240 | 2001338 | 0 | 7.6/13.2 | 20 | UG Transformer | 300 | 277/480 | 33624.27 | 15 |  |  |  | 2 | 2001340 |  | 2001340 | 2001513 | 7
OH Transformer | 205 | 3-PHASE BANK | 15 | WYE-WYE | 13.2 KV | 120 | 2001338 | 0 | 7.6/13.2 | 33 | UG Transformer | 333 | 120/240 | 3129.01 | 2 |  |  |  | 5 | 2001366 | 2538.13 | 20013662538.13 | 2001514 | 7
OH Transformer | 205 | 3-PHASE BANK | 15 | WYE-WYE | 13.2 KV | 120 | 2001340 | 0 | 7.6/13.2 | 2 | UG Transformer | 500 | 120/208 | 29769.49 | 4 |  |  |  | 7 | 2001367 | 3129.01 | 20013673129.01 | 2001509 | 7
OH Transformer | 205 | 3-PHASE BANK | 15 | WYE-WYE | 13.2 KV | 120/208 | 2001338 | 0 | 7.6/13.2 | 560 | UG Transformer | 500 | 120/208 | 32840.09 | 349 |  |  |  | 1 | - |  | - | 20015189062.41 | 14
OH Transformer | 205 | 3-PHASE BANK | 15 | WYE-WYE | 13.2 KV | 120/240 | 2001338 | 0 | 7.6/13.2 | 72 | UG Transformer | 500 | 120/208 | 33419.07 | 13 |  |  | 37 | 3 | 2001339 |  | 2001339 | 20015199763.49 | 14
OH Transformer | 205 | 3-PHASE BANK | 25 | DELTA-DELTA | 13.2 KV | 120 | 2001339 | 0 | 7.6/13.2 | 6 | UG Transformer | 500 | 120/240 | 9410.53 | 1 |  |  |  | 130 | 2001340 |  | 2001340 | 20015207524.04 | 14
OH Transformer | 205 | 3-PHASE BANK | 25 | DELTA-DELTA | 13.2 KV | 120/208 | 2001339 | 0 | 7.6/13.2 | 3 | UG Transformer | 500 | 120/240 | 29769.49 | 28 |  |  |  | 1 | 2001368 | 3501.14 | 20013683501.14 | 20015229410.53 | 14
OH Transformer | 205 | 3-PHASE BANK | 25 | DELTA-WYE | 13.2 KV | 120 | 2001339 | 0 | 7.6/13.2 | 15 | UG Transformer | 500 | 120/240 | 32840.09 | 12 |  |  |  | 2 | - |  | - | 20015218497.82 | 14
OH Transformer | 205 | 3-PHASE BANK | 25 | DELTA-WYE | 13.2 KV | 120/208 | 2001339 | 0 | 7.6/13.2 | 24 | UG Transformer | 500 | 240/480 | 29769.49 | 1 |  |  | 37.5 | 52 | 2001340 |  | 2001340 | 2001516 | 7
OH Transformer | 205 | 3-PHASE BANK | 25 | OPEN DELTA | 13.2 KV | 120 | 2001337 | 0 | 7.6/13.2 | 1 | UG Transformer | 500 | 277/480 | 20312.13 | 1 |  |  |  | 1 | 2001341 |  | 2001341 | 200152313441.01 | 15
OH Transformer | 205 | 3-PHASE BANK | 25 | OPEN DELTA | 13.2 KV | 120 | 2001339 | 0 | 7.6/13.2 | 4 | UG Transformer | 500 | 277/480 | 25602.04 | 23 |  |  |  | 2 | 2001366 | 2538.13 | 20013662538.13 | 2001517 | 7
OH Transformer | 205 | 3-PHASE BANK | 25 | OPEN DELTA | 13.2 KV | 120/208 | 2001339 | 0 | 7.6/13.2 | 12 | UG Transformer | 500 | 277/480 | 29769.49 | 486 |  |  |  | 1 | 2001367 | 3129.01 | 20013673129.01 | 2004982 | 7
OH Transformer | 205 | 3-PHASE BANK | 25 | OPEN DELTA | 13.2 KV | 120/240 | 2001339 | 0 | 7.6/13.2 | 4 | UG Transformer | 500 | 277/480 | 32402.65 | 1 |  |  |  | 3 | 2001369 | 3847.75 | 20013693847.75 | 200152412461.79 | 15
OH Transformer | 205 | 3-PHASE BANK | 25 | SINGLE-PHASE | 13.2 KV | 120 | 2001339 | 0 | 7.6/13.2 | 13 | UG Transformer | 500 | 277/480 | 32840.09 | 3 |  |  | 50 | 112 | 2001341 |  | 2001341 | 2001526 | 7
OH Transformer | 205 | 3-PHASE BANK | 25 | SINGLE-PHASE | 13.2 KV | 120/208 | 2001339 | 0 | 7.6/13.2 | 104 | UG Transformer | 750 | 120/208 | 42948.51 | 34 |  |  |  | 5 | 2001367 | 3129.01 | 20013673129.01 | 200154219870.7 | 14
OH Transformer | 205 | 3-PHASE BANK | 25 | SINGLE-PHASE | 13.2 KV | 120/240 | 2001339 | 0 | 7.6/13.2 | 25 | UG Transformer | 750 | 120/208 | 47743.24 | 157 |  |  |  | 2 | 2001371 | 6665.64 | 20013716665.64 | 200154320312.13 | 15
OH Transformer | 205 | 3-PHASE BANK | 25 | SINGLE-PHASE | 13.2 KV | 120/240 | 2001366 | 2538.13 | 7.6/13.2 | 2 | UG Transformer | 750 | 120/208 | 52013.97 | 1 |  |  | 75 | 40 | 2001342 |  | 2001342 | 200154529942.99 | 15
OH Transformer | 205 | 3-PHASE BANK | 25 | WYE-DELTA | 13.2 KV | 120 | 2001339 | 0 | 7.6/13.2 | 18 | UG Transformer | 750 | 120/240 | 47743.24 | 8 |  |  |  | 3 | 2001351 |  | 2001351 | 200155119500.8 | 14
OH Transformer | 205 | 3-PHASE BANK | 25 | WYE-DELTA | 13.2 KV | 120/208 | 2001339 | 0 | 7.6/13.2 | 63 | UG Transformer | 750 | 120/240 | 52013.97 | 22 |  |  |  | 2 | 2001369 | 3847.75 | 20013693847.75 | 2001381 | 7
OH Transformer | 205 | 3-PHASE BANK | 25 | WYE-DELTA | 13.2 KV | 120/208 | 2001341 | 0 | 7.6/13.2 | 2 | UG Transformer | 750 | 277/480 | 29769.49 | 1 |  |  |  | 1 | - |  | - | 2001490 | 7
OH Transformer | 205 | 3-PHASE BANK | 25 | WYE-DELTA | 13.2 KV | 120/208 | 2001366 | 2538.13 | 7.6/13.2 | 1 | UG Transformer | 750 | 277/480 | 38003.1 | 16 |  |  | 100 | 1 | 2001342 |  | 2001342 | 2001498 | 7
OH Transformer | 205 | 3-PHASE BANK | 25 | WYE-DELTA | 13.2 KV | 120/240 | 2001339 | 0 | 7.6/13.2 | 42 | UG Transformer | 750 | 277/480 | 47743.24 | 1 |  |  |  | 21 | 2001343 |  | 2001343 | 200155629769.49 | 15
OH Transformer | 205 | 3-PHASE BANK | 25 | WYE-DELTA | 13.2 KV | 120/240 | 2001340 | 0 | 7.6/13.2 | 2 | UG Transformer | 750 | 277/480 | 52013.97 | 335 |  |  | 167 | 1 | - |  | - | 2001502 | 7
OH Transformer | 205 | 3-PHASE BANK | 25 | WYE-WYE | 13.2 KV | 120 | 2001339 | 0 | 7.6/13.2 | 170 | UG Transformer | 1000 | 120/208 | 42750.75 | 30 |  | 240/480 | 50 | 3 | 2001341 |  | 2001341 | 2001503 | 7
OH Transformer | 205 | 3-PHASE BANK | 25 | WYE-WYE | 13.2 KV | 120/208 | 2001337 | 0 | 7.6/13.2 | 3 | UG Transformer | 1000 | 120/208 | 42948.51 | 1 |  | 277/480 | 25 | 3 | 2001339 |  | 2001339 | 2004979 | 7
OH Transformer | 205 | 3-PHASE BANK | 25 | WYE-WYE | 13.2 KV | 120/208 | 2001339 | 0 | 7.6/13.2 | 1992 | UG Transformer | 1000 | 120/208 | 46298.43 | 22 |  |  | 75 | 6 | 2001342 |  | 2001342 | 2001521 | 7
OH Transformer | 205 | 3-PHASE BANK | 25 | WYE-WYE | 13.2 KV | 120/208 | 2001340 | 0 | 7.6/13.2 | 2 | UG Transformer | 1000 | 277/480 | 38003.1 | 1 | [7 empty] | 2130744 | 7
OH Transformer | 205 | 3-PHASE BANK | 25 | WYE-WYE | 13.2 KV | 120/208 | 2001367 | 3129.01 | 7.6/13.2 | 5 | UG Transformer | 1000 | 277/480 | 40001.18 | 15 | 208 | 120/208 | 75 | 1 | 2001342 |  | 2001342 | 2122130 | 7
OH Transformer | 205 | 3-PHASE BANK | 25 | WYE-WYE | 13.2 KV | 120/240 | 2001339 | 0 | 7.6/13.2 | 239 | UG Transformer | 1000 | 277/480 | 42750.75 | 1 |  | 120/240 | 25 | 1 | - |  | - | 2001525 | 7
OH Transformer | 205 | 3-PHASE BANK | 25 | WYE-WYE | 13.2 KV | 120/240 | 2001366 | 2538.13 | 7.6/13.2 | 3 | UG Transformer | 1500 | 120/208 | 62432.73 | 1 | [7 empty] | 212543527199.64 | 15
OH Transformer | 205 | 3-PHASE BANK | 25 | WYE-WYE | 13.2 KV | 120/240 | 2001367 | 3129.01 | 7.6/13.2 | 7 | UG Transformer | 1500 | 120/240 | 62432.73 | 9 | 209 | 120/240 | 5 | 1 | - |  | - | 2130743 | 7
OH Transformer | 205 | 3-PHASE BANK | 25 | WYE-WYE | 13.2 KV | 277/480 | 2001339 | 0 | 7.6/13.2 | 3 | UG Transformer | 1500 | 277/480 | 53773.34 | 11 |  |  | 10 | 1 | 2001349 |  | 2001349 | 2001528 | 7
OH Transformer | 205 | 3-PHASE BANK | 37 | OPEN DELTA | 13.2 KV | 120/208 | 2001340 | 0 | 7.6/13.2 | 2 | UG Transformer | 1500 | 277/480 | 62432.73 | 250 |  |  |  | 1 | 2001368 | 3501.14 | 20013683501.14 | 2001529 | 7
OH Transformer | 205 | 3-PHASE BANK | 37 | SINGLE-PHASE | 13.2 KV | 120/208 | 2001340 | 0 | 7.6/13.2 | 2 | UG Transformer | 2000 | 277/480 | 38003.1 | 1 |  |  |  | 9 | - |  | - | 2001530 | 7
OH Transformer | 205 | 3-PHASE BANK | 37 | SINGLE-PHASE | 13.2 KV | 120/240 | 2001340 | 0 | 7.6/13.2 | 3 | UG Transformer | 2000 | 277/480 | 74761.25 | 196 |  |  | 15 | 3 | 2001344 |  | 2001344 | 2001531 | 7
OH Transformer | 205 | 3-PHASE BANK | 37 | WYE-DELTA | 13.2 KV | 120/208 | 2001339 | 0 | 7.6/13.2 | 2 | UG Transformer | 2000 | 277/480 | 96972.8 | 32 |  |  |  | 9 | - |  | - | 2001532 | 7
OH Transformer | 205 | 3-PHASE BANK | 37 | WYE-DELTA | 13.2 KV | 120/208 | 2001340 | 0 | 7.6/13.2 | 1 | Grand Total |  |  |  | 40435 |  |  | 25 | 3 | 2001339 |  | 2001339 | 2001533 | 7
OH Transformer | 205 | 3-PHASE BANK | 37 | WYE-DELTA | 13.2 KV | 120/240 | 2001339 | 0 | 7.6/13.2 | 3 | [8 empty] | 1 | 2001348 |  | 2001348 | 2001534 | 7
OH Transformer | 205 | 3-PHASE BANK | 37 | WYE-DELTA | 13.2 KV | 120/240 | 2001340 | 0 | 7.6/13.2 | 1 | [8 empty] | 24 | - |  | - | 2001536 | 7
OH Transformer | 205 | 3-PHASE BANK | 37 | WYE-WYE | 13.2 KV | 120 | 2001340 | 0 | 7.6/13.2 | 3 | [7 empty] | 37 | 1 | 2001340 |  | 2001340 | 2001541 | 7
OH Transformer | 205 | 3-PHASE BANK | 37 | WYE-WYE | 13.2 KV | 120/208 | 2001340 | 0 | 7.6/13.2 | 354 | [8 empty] | 25 | - |  | - | 2001535 | 7
OH Transformer | 205 | 3-PHASE BANK | 37 | WYE-WYE | 13.2 KV | 120/208 | 2001368 | 3501.14 | 7.6/13.2 | 2 | [7 empty] | 37.5 | 1 | 2001340 |  | 2001340 | 2001537 | 7
OH Transformer | 205 | 3-PHASE BANK | 37 | WYE-WYE | 13.2 KV | 120/240 | 2001340 | 0 | 7.6/13.2 | 126 | [8 empty] | 1 | 2001344 |  | 2001344 | 2001538 | 7
OH Transformer | 205 | 3-PHASE BANK | 37 | WYE-WYE | 13.2 KV | 120/240 | 2001368 | 3501.14 | 7.6/13.2 | 1 | [7 empty] | 50 | 17 | - |  | - | 2001539 | 7
OH Transformer | 205 | 3-PHASE BANK | 37.5 | DELTA-DELTA | 13.2 KV | 120 | 2001340 | 0 | 7.6/13.2 | 3 | [7 empty] | 75 | 4 | - |  | - | 2001540 | 7
OH Transformer | 205 | 3-PHASE BANK | 37.5 | DELTA-DELTA | 13.2 KV | 120/208 | 2001340 | 0 | 7.6/13.2 | 3 | [7 empty] | 100 | 5 | - |  | - | 200154427107.23 | 15
OH Transformer | 205 | 3-PHASE BANK | 37.5 | DELTA-WYE | 13.2 KV | 120 | 2001340 | 0 | 7.6/13.2 | 2 | [12 empty] | 200154632840.09 | 15
OH Transformer | 205 | 3-PHASE BANK | 37.5 | DELTA-WYE | 13.2 KV | 120/208 | 2001340 | 0 | 7.6/13.2 | 3 | [5 empty] | 210 | 120/208 | 10 | 1 | - |  | - | 211256233419.07 | 15
OH Transformer | 205 | 3-PHASE BANK | 37.5 | OPEN DELTA | 13.2 KV | 120/208 | 2001340 | 0 | 7.6/13.2 | 11 | [7 empty] | 15 | 3 | 2001347 |  | 2001347 | 200154747743.24 | 15
OH Transformer | 205 | 3-PHASE BANK | 37.5 | OPEN DELTA | 13.2 KV | 120/240 | 2001340 | 0 | 7.6/13.2 | 3 | [7 empty] | 25 | 1 | 2001339 |  | 2001339 | 200154842948.51 | 15
OH Transformer | 205 | 3-PHASE BANK | 37.5 | SINGLE-PHASE | 13.2 KV | 120/208 | 2001338 | 0 | 7.6/13.2 | 1 | [8 empty] | 3 | - |  | - | 200154942750.75 | 15
OH Transformer | 205 | 3-PHASE BANK | 37.5 | SINGLE-PHASE | 13.2 KV | 120/208 | 2001340 | 0 | 7.6/13.2 | 10 | [7 empty] | 37 | 3 | 2001349 |  | 2001349 | 200155046298.43 | 15
OH Transformer | 205 | 3-PHASE BANK | 37.5 | SINGLE-PHASE | 13.2 KV | 120/240 | 2001340 | 0 | 7.6/13.2 | 15 | [7 empty] | 37.5 | 3 | 2001349 |  | 2001349 | 200155224151.21 | 15
OH Transformer | 205 | 3-PHASE BANK | 37.5 | SINGLE-PHASE | 13.2 KV | 120/240 | 2001366 | 2538.13 | 7.6/13.2 | 2 | [7 empty] | 167 | 3 | 2001353 |  | 2001353 | 200155332402.65 | 15
OH Transformer | 205 | 3-PHASE BANK | 37.5 | SINGLE-PHASE | 13.2 KV | 120/240 | 2001367 | 3129.01 | 7.6/13.2 | 1 | [6 empty] | 120/240 | 5 | 1 | 2001342 |  | 2001342 | 200155952013.97 | 15
OH Transformer | 205 | 3-PHASE BANK | 37.5 | WYE-DELTA | 13.2 KV | 120 | 2001340 | 0 | 7.6/13.2 | 2 | [8 empty] | 1 | 2001369 | 3847.75 | 20013693847.75 | 200156362432.73 | 15
OH Transformer | 205 | 3-PHASE BANK | 37.5 | WYE-DELTA | 13.2 KV | 120/208 | 2001340 | 0 | 7.6/13.2 | 26 | [8 empty] | 6 | - |  | - | 2001561 | 7
OH Transformer | 205 | 3-PHASE BANK | 37.5 | WYE-DELTA | 13.2 KV | 120/240 | 2001340 | 0 | 7.6/13.2 | 21 | [7 empty] | 10 | 1 | 2001341 |  | 2001341 | 200155514625.5 | 14
OH Transformer | 205 | 3-PHASE BANK | 37.5 | WYE-DELTA | 13.2 KV | 120/240 | 2001341 | 0 | 7.6/13.2 | 1 | [8 empty] | 29 | 2001346 |  | 2001346 | 200155433624.27 | 15
OH Transformer | 205 | 3-PHASE BANK | 37.5 | WYE-WYE | 13.2 KV | 120 | 2001340 | 0 | 7.6/13.2 | 54 | [8 empty] | 2 | 2001347 |  | 2001347 | 200155825602.04 | 15
OH Transformer | 205 | 3-PHASE BANK | 37.5 | WYE-WYE | 13.2 KV | 120/208 | 2001340 | 0 | 7.6/13.2 | 664 | [8 empty] | 2 | 2001348 |  | 2001348 | 200156038003.1 | 14
OH Transformer | 205 | 3-PHASE BANK | 37.5 | WYE-WYE | 13.2 KV | 120/208 |  | 0 | 7.6/13.2 | 3 | [8 empty] | 6 | 2001349 |  | 2001349 | 200156240001.18 | 15
OH Transformer | 205 | 3-PHASE BANK | 37.5 | WYE-WYE | 13.2 KV | 120/240 | 2001340 | 0 | 7.6/13.2 | 3 | [8 empty] | 1 | 2001367 | 3129.01 | 20013673129.01 | 200156453773.34 | 15
OH Transformer | 205 | 3-PHASE BANK | 37.5 | WYE-WYE | 13.2 KV | 120/240 | 2001369 | 3847.75 | 7.6/13.2 | 3 | [8 empty] | 5 | 2001368 | 3501.14 | 20013683501.14 | 200156574761.25 | 15
OH Transformer | 205 | 3-PHASE BANK | 50 | DELTA-WYE | 13.2 KV | 120/208 | 2001341 | 0 | 7.6/13.2 | 14 | [8 empty] | 1 | 2001369 | 3847.75 | 20013693847.75 | 200156696972.8 | 14
OH Transformer | 205 | 3-PHASE BANK | 50 | OPEN DELTA | 13.2 KV | 120/240 | 2001341 | 0 | 7.6/13.2 | 1 | [8 empty] | 1 | 2001370 | 4665.41 | 20013704665.41 | 2001571 | 7
OH Transformer | 205 | 3-PHASE BANK | 50 | SINGLE-PHASE | 13.2 KV | 120/208 | - | 0 | 7.6/13.2 | 3 | [8 empty] | 39 | - |  | - | 2001570 | 7
OH Transformer | 205 | 3-PHASE BANK | 50 | SINGLE-PHASE | 13.2 KV | 120/208 | 2001341 | 0 | 7.6/13.2 | 18 | [7 empty] | 15 | 51 | 2001347 |  | 2001347 | 2001572 | 7
OH Transformer | 205 | 3-PHASE BANK | 50 | SINGLE-PHASE | 13.2 KV | 120/240 | 2001341 | 0 | 7.6/13.2 | 12 | [8 empty] | 9 | 2001348 |  | 2001348 | 2001578 | 7
OH Transformer | 205 | 3-PHASE BANK | 50 | SINGLE-PHASE | 13.2 KV | 120/240 | 2001367 | 3129.01 | 7.6/13.2 | 4 | [8 empty] | 6 | 2001349 |  | 2001349
OH Transformer | 205 | 3-PHASE BANK | 50 | SINGLE-PHASE | 13.2 KV | 120/240 | 2001371 | 6665.64 | 7.6/13.2 | 2 | [8 empty] | 5 | 2001366 | 2538.13 | 20013662538.13
OH Transformer | 205 | 3-PHASE BANK | 50 | WYE-DELTA | 13.2 KV | 120 | 2001341 | 0 | 7.6/13.2 | 3 | [8 empty] | 1 | 2001367 | 3129.01 | 20013673129.01
OH Transformer | 205 | 3-PHASE BANK | 50 | WYE-DELTA | 13.2 KV | 120/208 | 2001339 | 0 | 7.6/13.2 | 1 | [8 empty] | 7 | 2001368 | 3501.14 | 20013683501.14
OH Transformer | 205 | 3-PHASE BANK | 50 | WYE-DELTA | 13.2 KV | 120/208 | 2001341 | 0 | 7.6/13.2 | 19 | [8 empty] | 5 | 2001369 | 3847.75 | 20013693847.75
OH Transformer | 205 | 3-PHASE BANK | 50 | WYE-DELTA | 13.2 KV | 120/240 | 2001341 | 0 | 7.6/13.2 | 14 | [8 empty] | 1 | 2001370 | 4665.41 | 20013704665.41
OH Transformer | 205 | 3-PHASE BANK | 50 | WYE-DELTA | 13.2 KV | 120/240 | 2001367 | 3129.01 | 7.6/13.2 | 1 | [8 empty] | 42 | - |  | -
OH Transformer | 205 | 3-PHASE BANK | 50 | WYE-WYE | 13.2 KV | 120 | 2001341 | 0 | 7.6/13.2 | 38 | [7 empty] | 25 | 3 | 2001346 |  | 2001346
OH Transformer | 205 | 3-PHASE BANK | 50 | WYE-WYE | 13.2 KV | 120/208 | 2001341 | 0 | 7.6/13.2 | 687 | [8 empty] | 3 | 2001347 |  | 2001347
OH Transformer | 205 | 3-PHASE BANK | 50 | WYE-WYE | 13.2 KV | 120/208 | 2001369 | 3847.75 | 7.6/13.2 | 4 | [8 empty] | 274 | 2001348 |  | 2001348
OH Transformer | 205 | 3-PHASE BANK | 50 | WYE-WYE | 13.2 KV | 120/240 | 2001341 | 0 | 7.6/13.2 | 77 | [8 empty] | 6 | 2001349 |  | 2001349
OH Transformer | 205 | 3-PHASE BANK | 50 | WYE-WYE | 13.2 KV | 240/480 | 2001341 | 0 | 7.6/13.2 | 3 | [8 empty] | 3 | 2001350 |  | 2001350
OH Transformer | 205 | 3-PHASE BANK | 75 | OPEN DELTA | 13.2 KV | 120/240 | 2001342 | 0 | 7.6/13.2 | 3 | [8 empty] | 1 | 2001351 |  | 2001351
OH Transformer | 205 | 3-PHASE BANK | 75 | SINGLE-PHASE | 13.2 KV | 120/208 | 2001342 | 0 | 7.6/13.2 | 12 | [8 empty] | 3 | 2001365 | 2435.58 | 20013652435.58
OH Transformer | 205 | 3-PHASE BANK | 75 | SINGLE-PHASE | 13.2 KV | 120/240 | 2001369 | 3847.75 | 7.6/13.2 | 1 | [8 empty] | 5 | 2001367 | 3129.01 | 20013673129.01
OH Transformer | 205 | 3-PHASE BANK | 75 | WYE-DELTA | 13.2 KV | 120/208 | 2001342 | 0 | 7.6/13.2 | 9 | [8 empty] | 1 | 2001370 | 4665.41 | 20013704665.41
OH Transformer | 205 | 3-PHASE BANK | 75 | WYE-DELTA | 13.2 KV | 120/240 | 2001342 | 0 | 7.6/13.2 | 8 | [8 empty] | 68 | - |  | -
OH Transformer | 205 | 3-PHASE BANK | 75 | WYE-DELTA | 13.2 KV | 120/240 | 2001351 | 0 | 7.6/13.2 | 3 | [7 empty] | 37 | 1 | 2001340 |  | 2001340
OH Transformer | 205 | 3-PHASE BANK | 75 | WYE-DELTA | 13.2 KV | 120/240 | 2001369 | 3847.75 | 7.6/13.2 | 1 | [8 empty] | 2 | 2001347 |  | 2001347
OH Transformer | 205 | 3-PHASE BANK | 75 | WYE-WYE | 13.2 KV | 120 | 2001342 | 0 | 7.6/13.2 | 15 | [8 empty] | 5 | 2001348 |  | 2001348
OH Transformer | 205 | 3-PHASE BANK | 75 | WYE-WYE | 13.2 KV | 120/208 | 2001342 | 0 | 7.6/13.2 | 303 | [8 empty] | 370 | 2001349 |  | 2001349
OH Transformer | 205 | 3-PHASE BANK | 75 | WYE-WYE | 13.2 KV | 120/208 | 2001370 | 4665.41 | 7.6/13.2 | 5 | [8 empty] | 1 | 2001351 |  | 2001351
OH Transformer | 205 | 3-PHASE BANK | 75 | WYE-WYE | 13.2 KV | 120/240 | 2001342 | 0 | 7.6/13.2 | 27 | [8 empty] | 5 | 2001365 | 2435.58 | 20013652435.58
OH Transformer | 205 | 3-PHASE BANK | 75 | WYE-WYE | 13.2 KV | 277/480 | 2001342 | 0 | 7.6/13.2 | 6 | [8 empty] | 3 | 2001366 | 2538.13 | 20013662538.13
OH Transformer | 205 | 3-PHASE BANK | 100 | DELTA-WYE | 13.2 KV | 120/208 | 2001343 | 0 | 7.6/13.2 | 3 | [8 empty] | 4 | 2001367 | 3129.01 | 20013673129.01
OH Transformer | 205 | 3-PHASE BANK | 100 | SINGLE-PHASE | 13.2 KV | 120 | 2001343 | 0 | 7.6/13.2 | 3 | [8 empty] | 5 | 2001368 | 3501.14 | 20013683501.14
OH Transformer | 205 | 3-PHASE BANK | 100 | SINGLE-PHASE | 13.2 KV | 120/208 | 2001343 | 0 | 7.6/13.2 | 6 | [8 empty] | 1 | 2001369 | 3847.75 | 20013693847.75
OH Transformer | 205 | 3-PHASE BANK | 100 | SINGLE-PHASE | 13.2 KV | 120/240 | 2001343 | 0 | 7.6/13.2 | 3 | [8 empty] | 1 | 2001372 |  | 2001372
OH Transformer | 205 | 3-PHASE BANK | 100 | WYE-DELTA | 13.2 KV | 120 | 2001340 | 0 | 7.6/13.2 | 1 | [8 empty] | 35 | - |  | -
OH Transformer | 205 | 3-PHASE BANK | 100 | WYE-DELTA | 13.2 KV | 120/240 | 2001342 | 0 | 7.6/13.2 | 1 | [7 empty] | 37.5 | 1 | 2001346 |  | 2001346
OH Transformer | 205 | 3-PHASE BANK | 100 | WYE-DELTA | 13.2 KV | 120/240 | 2001343 | 0 | 7.6/13.2 | 3 | [8 empty] | 1 | 2001347 |  | 2001347
OH Transformer | 205 | 3-PHASE BANK | 100 | WYE-WYE | 13.2 KV | 120 | 2001343 | 0 | 7.6/13.2 | 16 | [8 empty] | 4 | 2001348 |  | 2001348
OH Transformer | 205 | 3-PHASE BANK | 100 | WYE-WYE | 13.2 KV | 120/208 | 2001343 | 0 | 7.6/13.2 | 163 | [8 empty] | 70 | 2001349 |  | 2001349
OH Transformer | 205 | 3-PHASE BANK | 100 | WYE-WYE | 13.2 KV | 120/240 | 2001343 | 0 | 7.6/13.2 | 15 | [8 empty] | 2 | 2001350 |  | 2001350
OH Transformer | 205 | 3-PHASE BANK | 167 | WYE-WYE | 13.2 KV | 120/208 | - | 0 | 7.6/13.2 | 7 | [8 empty] | 2 | 2001351 |  | 2001351
OH Transformer | 205 | 3-PHASE BANK | 167 | WYE-WYE | 13.2 KV | 120/240 | - | 0 | 7.6/13.2 | 1 | [8 empty] | 1 | 2001365 | 2435.58 | 20013652435.58
OH Transformer | 205 | 3-PHASE UNIT | 10 | WYE-WYE | 13.2 KV | 120/208 | 2001337 | 0 | 7.6/13.2 | 7 | [7 empty] | 50 | 1 | 2001341 |  | 2001341
OH Transformer | 205 | 3-PHASE UNIT | 15 | WYE-DELTA | 13.2 KV | 120/208 | 2001338 | 0 | 7.6/13.2 | 3 | [8 empty] | 2 | 2001346 |  | 2001346
OH Transformer | 205 | 3-PHASE UNIT | 15 | WYE-WYE | 13.2 KV | 120/208 | 2001338 | 0 | 7.6/13.2 | 9 | [8 empty] | 3 | 2001347 |  | 2001347
OH Transformer | 205 | 3-PHASE UNIT | 25 | SINGLE-PHASE | 13.2 KV | 120/208 | 2001339 | 0 | 7.6/13.2 | 6 | [8 empty] | 1 | 2001348 |  | 2001348
OH Transformer | 205 | 3-PHASE UNIT | 25 | SINGLE-PHASE | 13.2 KV | 120/240 | 2001339 | 0 | 7.6/13.2 | 1 | [8 empty] | 11 | 2001349 |  | 2001349
OH Transformer | 205 | 3-PHASE UNIT | 25 | WYE-WYE | 13.2 KV | 120/208 | 2001339 | 0 | 7.6/13.2 | 30 | [8 empty] | 234 | 2001350 |  | 2001350
OH Transformer | 205 | 3-PHASE UNIT | 37.5 | DELTA-WYE | 13.2 KV | 120 | 2001340 | 0 | 7.6/13.2 | 1 | [8 empty] | 2 | 2001351 |  | 2001351
OH Transformer | 205 | 3-PHASE UNIT | 37.5 | OPEN DELTA | 13.2 KV | 120/208 | 2001340 | 0 | 7.6/13.2 | 1 | [8 empty] | 3 | 2001367 | 3129.01 | 20013673129.01
OH Transformer | 205 | 3-PHASE UNIT | 37.5 | WYE-WYE | 13.2 KV | 120 | 2001340 | 0 | 7.6/13.2 | 3 | [8 empty] | 3 | 2001368 | 3501.14 | 20013683501.14
OH Transformer | 205 | 3-PHASE UNIT | 37.5 | WYE-WYE | 13.2 KV | 120/208 | 2001340 | 0 | 7.6/13.2 | 12 | [8 empty] | 2 | 2001370 | 4665.41 | 20013704665.41
OH Transformer | 205 | 3-PHASE UNIT | 50 | DELTA-WYE | 13.2 KV | 120/208 | 2001341 | 0 | 7.6/13.2 | 1 | [8 empty] | 46 | - |  | -
OH Transformer | 205 | 3-PHASE UNIT | 50 | WYE-DELTA | 13.2 KV | 120 | 2001341 | 0 | 7.6/13.2 | 3 | [7 empty] | 75 | 1 | 2001347 |  | 2001347
OH Transformer | 205 | 3-PHASE UNIT | 50 | WYE-WYE | 13.2 KV | 120 | 2001341 | 0 | 7.6/13.2 | 1 | [8 empty] | 3 | 2001349 |  | 2001349
OH Transformer | 205 | 3-PHASE UNIT | 50 | WYE-WYE | 13.2 KV | 120/208 | 2001341 | 0 | 7.6/13.2 | 5 | [8 empty] | 49 | 2001351 |  | 2001351
OH Transformer | 205 | 3-PHASE UNIT | 75 | WYE-WYE | 13.2 KV | 120/208 | 2001342 | 0 | 7.6/13.2 | 1 | [8 empty] | 2 | 2001365 | 2435.58 | 20013652435.58
OH Transformer | 205 | 3-PHASE UNIT | 100 | WYE-DELTA | 13.2 KV | 120 | 2001343 | 0 | 7.6/13.2 | 3 | [8 empty] | 1 | 2001366 | 2538.13 | 20013662538.13
OH Transformer | 205 | BANKED SINGLE PHASE | 15 | SINGLE-PHASE | 13.2 KV | 120 | 2001338 | 0 | 7.6/13.2 | 1 | [8 empty] | 4 | 2001367 | 3129.01 | 20013673129.01
OH Transformer | 205 | BANKED SINGLE PHASE | 25 | WYE-WYE | 13.2 KV | 120 | 2001339 | 0 | 7.6/13.2 | 3 | [8 empty] | 2 | 2001368 | 3501.14 | 20013683501.14
OH Transformer | 205 | BANKED SINGLE PHASE | 25 | WYE-WYE | 13.2 KV | 120/208 | - | 0 | 7.6/13.2 | 3 | [8 empty] | 1 | 2001369 | 3847.75 | 20013693847.75
OH Transformer | 205 | BANKED SINGLE PHASE | 25 | WYE-WYE | 13.2 KV | 120/208 | 2001339 | 0 | 7.6/13.2 | 30 | [8 empty] | 3 | 2001370 | 4665.41 | 20013704665.41
OH Transformer | 205 | BANKED SINGLE PHASE | 37.5 | WYE-WYE | 13.2 KV | 120/208 | 2001340 | 0 | 7.6/13.2 | 6 | [8 empty] | 18 | - |  | -
OH Transformer | 205 | BANKED SINGLE PHASE | 50 | WYE-DELTA | 13.2 KV | 120/240 | 2001341 | 0 | 7.6/13.2 | 3 | [7 empty] | 100 | 8 | 2001352 |  | 2001352
OH Transformer | 205 | BANKED SINGLE PHASE | 50 | WYE-WYE | 13.2 KV | 120/208 | 2001341 | 0 | 7.6/13.2 | 9 | [8 empty] | 2 | 2001370 | 4665.41 | 20013704665.41
OH Transformer | 208 | 1-PHASE UNIT | 25 | SINGLE-PHASE | 13.2 KV | 120/240 | - | 0 | 2.4/4.1 x 4.8/8.3 | 1 | [8 empty] | 1 | 2001371 | 6665.64 | 20013716665.64
OH Transformer | 208 | 3-PHASE BANK | 75 | WYE-WYE | 13.2 KV | 120/208 | 2001342 | 0 | 2.4/4.1 x 4.8/8.3 | 1 | [8 empty] | 1 | - |  | -
OH Transformer | 209 | 1-PHASE UNIT | 10 | SINGLE-PHASE | 13.2 KV | 120/240 | - | 0 | 2.4/4.1 | 3 | [7 empty] | 167 | 1 | 2001353 |  | 2001353
OH Transformer | 209 | 1-PHASE UNIT | 15 | SINGLE-PHASE | 13.2 KV | 120/240 | - | 0 | 2.4/4.1 | 7 | [8 empty] | 1 | 2001365 | 2435.58 | 20013652435.58
OH Transformer | 209 | 1-PHASE UNIT | 15 | SINGLE-PHASE | 13.2 KV | 120/240 | 2001344 | 0 | 2.4/4.1 | 2 | [8 empty] | 1 | 2001371 | 6665.64 | 20013716665.64
OH Transformer | 209 | 1-PHASE UNIT | 25 | SINGLE-PHASE | 13.2 KV | 120/240 | - | 0 | 2.4/4.1 | 22 | [8 empty] | 1 | - |  | -
OH Transformer | 209 | 1-PHASE UNIT | 25 | SINGLE-PHASE | 13.2 KV | 120/240 | 2001339 | 0 | 2.4/4.1 | 3 | [7 empty] | 250 | 1 | 2001380 | 9737.66 | 20013809737.66
OH Transformer | 209 | 1-PHASE UNIT | 25 | SINGLE-PHASE | 13.2 KV | 120/240 | 2001348 | 0 | 2.4/4.1 | 1 | [8 empty] | 2 | 2001391 |  | 2001391
OH Transformer | 209 | 1-PHASE UNIT | 37 | SINGLE-PHASE | 13.2 KV | 120/240 | - | 0 | 2.4/4.1 | 22 | [6 empty] | 277/480 | 37 | 1 | 2001349 |  | 2001349
OH Transformer | 209 | 1-PHASE UNIT | 50 | SINGLE-PHASE | 13.2 KV | 120/240 | - | 0 | 2.4/4.1 | 16 | [7 empty] | 50 | 1 | 2001349 |  | 2001349
OH Transformer | 209 | 1-PHASE UNIT | 75 | SINGLE-PHASE | 13.2 KV | 120/240 | - | 0 | 2.4/4.1 | 4 | [6 empty] | 4160Y/2400 | 15 | 3 | 2001347 |  | 2001347
OH Transformer | 209 | 1-PHASE UNIT | 100 | SINGLE-PHASE | 13.2 KV | 120/240 | - | 0 | 2.4/4.1 | 4
OH Transformer | 209 | 3-PHASE BANK | 5 | OPEN DELTA | 13.2 KV | 120/240 | - | 0 | 2.4/4.1 | 1 | [5 empty] | 211 | 120/240 | 10 | 4 | - |  | -
OH Transformer | 209 | 3-PHASE BANK | 10 | OPEN DELTA | 13.2 KV | 120/240 | - | 0 | 2.4/4.1 | 5 | [7 empty] | 15 | 5 | - |  | -
OH Transformer | 209 | 3-PHASE BANK | 10 | OPEN DELTA | 13.2 KV | 120/240 | 2001349 | 0 | 2.4/4.1 | 1 | [7 empty] | 25 | 4 | - |  | -
OH Transformer | 209 | 3-PHASE BANK | 10 | OPEN DELTA | 13.2 KV | 120/240 | 2001368 | 3501.14 | 2.4/4.1 | 1 | [7 empty] | 37 | 3 | - |  | -
OH Transformer | 209 | 3-PHASE BANK | 10 | WYE-DELTA | 13.2 KV | 120/240 | - | 0 | 2.4/4.1 | 1 | [7 empty] | 50 | 1 | - |  | -
OH Transformer | 209 | 3-PHASE BANK | 15 | OPEN DELTA | 13.2 KV | 120/240 | - | 0 | 2.4/4.1 | 2
OH Transformer | 209 | 3-PHASE BANK | 15 | SINGLE-PHASE | 13.2 KV | 120/240 | 2001344 | 0 | 2.4/4.1 | 1 | [5 empty] | 212 | 120/208 | 15 | 3 | 2001356 |  | 2001356
OH Transformer | 209 | 3-PHASE BANK | 25 | OPEN DELTA | 13.2 KV | 120/240 | - | 0 | 2.4/4.1 | 2 | [6 empty] | 120/240 | 5 | 4 | - |  | -
OH Transformer | 209 | 3-PHASE BANK | 37 | OPEN DELTA | 13.2 KV | 120/240 | - | 0 | 2.4/4.1 | 3 | [7 empty] | 10 | 7 | 2001355 |  | 2001355
OH Transformer | 209 | 3-PHASE BANK | 37 | WYE-WYE | 13.2 KV | 120/240 | 2001340 | 0 | 2.4/4.1 | 1 | [8 empty] | 2 | 2001357 |  | 2001357
OH Transformer | 209 | 3-PHASE BANK | 37.5 | SINGLE-PHASE | 13.2 KV | 120/240 | 2001344 | 0 | 2.4/4.1 | 1 | [8 empty] | 5 | 2001365 | 2435.58 | 20013652435.58
OH Transformer | 209 | 3-PHASE BANK | 50 | OPEN DELTA | 13.2 KV | 120/240 | - | 0 | 2.4/4.1 | 1 | [8 empty] | 2 | 2001366 | 2538.13 | 20013662538.13
OH Transformer | 209 | 3-PHASE BANK | 100 | OPEN DELTA | 13.2 KV | 120/240 | - | 0 | 2.4/4.1 | 1 | [8 empty] | 4 | 2001367 | 3129.01 | 20013673129.01
OH Transformer | 209 | BANKED SINGLE PHASE | 37.5 | OPEN DELTA | 13.2 KV | 120/240 | 2001340 | 0 | 2.4/4.1 | 1 | [8 empty] | 60 | - |  | -
OH Transformer | 210 | 1-PHASE UNIT | 5 | SINGLE-PHASE | 13.2 KV | 120/240 | - | 0 | 2.4/4.1 x 7.6/13.2 | 2 | [7 empty] | 15 | 10 | 2001356 |  | 2001356
OH Transformer | 210 | 1-PHASE UNIT | 10 | OPEN DELTA | 13.2 KV | 120/240 | 2001346 | 0 | 2.4/4.1 x 7.6/13.2 | 1 | [8 empty] | 3 | 2001357 |  | 2001357
OH Transformer | 210 | 1-PHASE UNIT | 10 | SINGLE-PHASE | 13.2 KV | 120/240 | - | 0 | 2.4/4.1 x 7.6/13.2 | 11 | [8 empty] | 5 | 2001366 | 2538.13 | 20013662538.13
OH Transformer | 210 | 1-PHASE UNIT | 10 | SINGLE-PHASE | 13.2 KV | 120/240 | 2001346 | 0 | 2.4/4.1 x 7.6/13.2 | 14 | [8 empty] | 1 | 2001369 | 3847.75 | 20013693847.75
OH Transformer | 210 | 1-PHASE UNIT | 15 | SINGLE-PHASE | 13.2 KV | 120/240 | - | 0 | 2.4/4.1 x 7.6/13.2 | 35 | [8 empty] | 160 | - |  | -
OH Transformer | 210 | 1-PHASE UNIT | 15 | SINGLE-PHASE | 13.2 KV | 120/240 | 2001347 | 0 | 2.4/4.1 x 7.6/13.2 | 21 | [7 empty] | 25 | 16 | 2001357 |  | 2001357
OH Transformer | 210 | 1-PHASE UNIT | 25 | SINGLE-PHASE | 13.2 KV | 120/240 | - | 0 | 2.4/4.1 x 7.6/13.2 | 28 | [8 empty] | 1 | 2001365 | 2435.58 | 20013652435.58
OH Transformer | 210 | 1-PHASE UNIT | 25 | SINGLE-PHASE | 13.2 KV | 120/240 | 2001346 | 0 | 2.4/4.1 x 7.6/13.2 | 2 | [8 empty] | 3 | 2001366 | 2538.13 | 20013662538.13
OH Transformer | 210 | 1-PHASE UNIT | 25 | SINGLE-PHASE | 13.2 KV | 120/240 | 2001348 | 0 | 2.4/4.1 x 7.6/13.2 | 240 | [8 empty] | 2 | 2001367 | 3129.01 | 20013673129.01
OH Transformer | 210 | 1-PHASE UNIT | 25 | WYE-DELTA | 13.2 KV | 120/240 | 2001348 | 0 | 2.4/4.1 x 7.6/13.2 | 3 | [8 empty] | 1 | 2001368 | 3501.14 | 20013683501.14
OH Transformer | 210 | 1-PHASE UNIT | 37 | SINGLE-PHASE | 13.2 KV | 120/240 | - | 0 | 2.4/4.1 x 7.6/13.2 | 29 | [8 empty] | 323 | - |  | -
OH Transformer | 210 | 1-PHASE UNIT | 37 | SINGLE-PHASE | 13.2 KV | 120/240 | 2001349 | 0 | 2.4/4.1 x 7.6/13.2 | 338 | [7 empty] | 37 | 1 | 2001365 | 2435.58 | 20013652435.58
OH Transformer | 210 | 1-PHASE UNIT | 37.5 | SINGLE-PHASE | 13.2 KV | 120/240 | 2001349 | 0 | 2.4/4.1 x 7.6/13.2 | 49 | [8 empty] | 2 | 2001367 | 3129.01 | 20013673129.01
OH Transformer | 210 | 1-PHASE UNIT | 50 | OPEN DELTA | 13.2 KV | 120/240 | 2001350 | 0 | 2.4/4.1 x 7.6/13.2 | 1 | [8 empty] | 139 | - |  | -
OH Transformer | 210 | 1-PHASE UNIT | 50 | SINGLE-PHASE | 13.2 KV | 120/240 | - | 0 | 2.4/4.1 x 7.6/13.2 | 13 | [7 empty] | 37.5 | 1 | 2001355 |  | 2001355
OH Transformer | 210 | 1-PHASE UNIT | 50 | SINGLE-PHASE | 13.2 KV | 120/240 | 2001349 | 0 | 2.4/4.1 x 7.6/13.2 | 1 | [8 empty] | 7 | 2001358 |  | 2001358
OH Transformer | 210 | 1-PHASE UNIT | 50 | SINGLE-PHASE | 13.2 KV | 120/240 | 2001350 | 0 | 2.4/4.1 x 7.6/13.2 | 227 | [7 empty] | 50 | 1 | 2001365 | 2435.58 | 20013652435.58
OH Transformer | 210 | 1-PHASE UNIT | 75 | SINGLE-PHASE | 13.2 KV | 120/240 | - | 0 | 2.4/4.1 x 7.6/13.2 | 2 | [8 empty] | 1 | 2001368 | 3501.14 | 20013683501.14
OH Transformer | 210 | 1-PHASE UNIT | 75 | SINGLE-PHASE | 13.2 KV | 120/240 | 2001349 | 0 | 2.4/4.1 x 7.6/13.2 | 1 | [8 empty] | 48 | - |  | -
OH Transformer | 210 | 1-PHASE UNIT | 75 | SINGLE-PHASE | 13.2 KV | 120/240 | 2001351 | 0 | 2.4/4.1 x 7.6/13.2 | 45 | [7 empty] | 75 | 10 | 2001360 |  | 2001360
OH Transformer | 210 | 1-PHASE UNIT | 100 | SINGLE-PHASE | 13.2 KV | 120/240 | 2001352 | 0 | 2.4/4.1 x 7.6/13.2 | 8 | [8 empty] | 1 | 2001367 | 3129.01 | 20013673129.01
OH Transformer | 210 | 1-PHASE UNIT | 167 | SINGLE-PHASE | 13.2 KV | 120/240 | - | 0 | 2.4/4.1 x 7.6/13.2 | 1 | [8 empty] | 4 | - |  | -
OH Transformer | 210 | 1-PHASE UNIT | 167 | SINGLE-PHASE | 13.2 KV | 120/240 | 2001353 | 0 | 2.4/4.1 x 7.6/13.2 | 1
OH Transformer | 210 | 1-PHASE UNIT | 250 | SINGLE-PHASE | 13.2 KV | 120/240 | 2001380 | 9737.66 | 2.4/4.1 x 7.6/13.2 | 1 | [5 empty] | 213 | 120 | 5 | 1 | 2001339 |  | 2001339
OH Transformer | 210 | 3-PHASE BANK | 5 | OPEN DELTA | 13.2 KV | 120/240 | - | 0 | 2.4/4.1 x 7.6/13.2 | 4 | [7 empty] | 10 | 1 | 2001337 |  | 2001337
OH Transformer | 210 | 3-PHASE BANK | 5 | OPEN DELTA | 13.2 KV | 120/240 | 2001342 | 0 | 2.4/4.1 x 7.6/13.2 | 1 | [7 empty] | 25 | 1 | 2001339 |  | 2001339
OH Transformer | 210 | 3-PHASE BANK | 5 | OPEN DELTA | 13.2 KV | 120/240 | 2001369 | 3847.75 | 2.4/4.1 x 7.6/13.2 | 1 | [8 empty] | 1 | 2001343 |  | 2001343
OH Transformer | 210 | 3-PHASE BANK | 10 | OPEN DELTA | 13.2 KV | 120/240 | - | 0 | 2.4/4.1 x 7.6/13.2 | 28 | [7 empty] | 37.5 | 1 | 2001338 |  | 2001338
OH Transformer | 210 | 3-PHASE BANK | 10 | OPEN DELTA | 13.2 KV | 120/240 | 2001341 | 0 | 2.4/4.1 x 7.6/13.2 | 1 | [6 empty] | - | 10 | 1 | - |  | -
OH Transformer | 210 | 3-PHASE BANK | 10 | OPEN DELTA | 13.2 KV | 120/240 | 2001346 | 0 | 2.4/4.1 x 7.6/13.2 | 7 | [6 empty] | 120/208 | 10 | 4 | 2001337 |  | 2001337
OH Transformer | 210 | 3-PHASE BANK | 10 | OPEN DELTA | 13.2 KV | 120/240 | 2001348 | 0 | 2.4/4.1 x 7.6/13.2 | 1 | [8 empty] | 16 | 2001365 | 2435.58 | 20013652435.58
OH Transformer | 210 | 3-PHASE BANK | 10 | OPEN DELTA | 13.2 KV | 120/240 | 2001349 | 0 | 2.4/4.1 x 7.6/13.2 | 3 | [7 empty] | 15 | 29 | 2001366 | 2538.13 | 20013662538.13
OH Transformer | 210 | 3-PHASE BANK | 10 | OPEN DELTA | 13.2 KV | 120/240 | 2001367 | 3129.01 | 2.4/4.1 x 7.6/13.2 | 1 | [8 empty] | 1 | 2001367 | 3129.01 | 20013673129.01
OH Transformer | 210 | 3-PHASE BANK | 10 | OPEN DELTA | 13.2 KV | 120/240 | 2001368 | 3501.14 | 2.4/4.1 x 7.6/13.2 | 4 | [7 empty] | 25 | 1 | 2001339 |  | 2001339
OH Transformer | 210 | 3-PHASE BANK | 10 | OPEN DELTA | 13.2 KV | 120/240 | 2001369 | 3847.75 | 2.4/4.1 x 7.6/13.2 | 1 | [8 empty] | 1 | 2001366 | 2538.13 | 20013662538.13
OH Transformer | 210 | 3-PHASE BANK | 10 | OPEN DELTA | 13.2 KV | 120/240 | 2001370 | 4665.41 | 2.4/4.1 x 7.6/13.2 | 1 | [8 empty] | 47 | 2001367 | 3129.01 | 20013673129.01
OH Transformer | 210 | 3-PHASE BANK | 10 | SINGLE-PHASE | 13.2 KV | 120/240 | 2001346 | 0 | 2.4/4.1 x 7.6/13.2 | 2 | [7 empty] | 37 | 1 | 2001340 |  | 2001340
OH Transformer | 210 | 3-PHASE BANK | 10 | SINGLE-PHASE | 13.2 KV | 120/240 | 2001347 | 0 | 2.4/4.1 x 7.6/13.2 | 2 | [8 empty] | 2 | 2001367 | 3129.01 | 20013673129.01
OH Transformer | 210 | 3-PHASE BANK | 10 | SINGLE-PHASE | 13.2 KV | 120/240 | 2001348 | 0 | 2.4/4.1 x 7.6/13.2 | 1 | [8 empty] | 23 | 2001368 | 3501.14 | 20013683501.14
OH Transformer | 210 | 3-PHASE BANK | 10 | SINGLE-PHASE | 13.2 KV | 120/240 | 2001349 | 0 | 2.4/4.1 x 7.6/13.2 | 1 | [7 empty] | 50 | 4 | 2001341 |  | 2001341
OH Transformer | 210 | 3-PHASE BANK | 10 | WYE-DELTA | 13.2 KV | 120/240 | 2001346 | 0 | 2.4/4.1 x 7.6/13.2 | 3 | [8 empty] | 1 | 2001366 | 2538.13 | 20013662538.13
OH Transformer | 210 | 3-PHASE BANK | 10 | WYE-DELTA | 13.2 KV | 120/240 | 2001349 | 0 | 2.4/4.1 x 7.6/13.2 | 2 | [8 empty] | 1 | 2001368 | 3501.14 | 20013683501.14
OH Transformer | 210 | 3-PHASE BANK | 10 | WYE-DELTA | 13.2 KV | 120/240 | 2001368 | 3501.14 | 2.4/4.1 x 7.6/13.2 | 1 | [8 empty] | 24 | 2001369 | 3847.75 | 20013693847.75
OH Transformer | 210 | 3-PHASE BANK | 10 | WYE-WYE | 13.2 KV | 120/208 | - | 0 | 2.4/4.1 x 7.6/13.2 | 1 | [7 empty] | 75 | 1 | 2001368 | 3501.14 | 20013683501.14
OH Transformer | 210 | 3-PHASE BANK | 10 | WYE-WYE | 13.2 KV | 120/240 | 2001346 | 0 | 2.4/4.1 x 7.6/13.2 | 2 | [8 empty] | 2 | 2001369 | 3847.75 | 20013693847.75
OH Transformer | 210 | 3-PHASE BANK | 15 | OPEN DELTA | 13.2 KV | 120/240 | - | 0 | 2.4/4.1 x 7.6/13.2 | 4 | [8 empty] | 13 | 2001370 | 4665.41 | 20013704665.41
OH Transformer | 210 | 3-PHASE BANK | 15 | OPEN DELTA | 13.2 KV | 120/240 | 2001347 | 0 | 2.4/4.1 x 7.6/13.2 | 17 | [7 empty] | 100 | 1 | 2001370 | 4665.41 | 20013704665.41
OH Transformer | 210 | 3-PHASE BANK | 15 | OPEN DELTA | 13.2 KV | 120/240 | 2001349 | 0 | 2.4/4.1 x 7.6/13.2 | 3 | [8 empty] | 3 | 2001371 | 6665.64 | 20013716665.64
OH Transformer | 210 | 3-PHASE BANK | 15 | OPEN DELTA | 13.2 KV | 120/240 | 2001366 | 2538.13 | 2.4/4.1 x 7.6/13.2 | 1 | [7 empty] | 167 | 1 | - |  | -
OH Transformer | 210 | 3-PHASE BANK | 15 | OPEN DELTA | 13.2 KV | 120/240 | 2001367 | 3129.01 | 2.4/4.1 x 7.6/13.2 | 1 | [6 empty] | 120/240 | 0 | 10 | - |  | -
OH Transformer | 210 | 3-PHASE BANK | 15 | OPEN DELTA | 13.2 KV | 120/240 | 2001368 | 3501.14 | 2.4/4.1 x 7.6/13.2 | 7 | [7 empty] | 1.5 | 7 | 2001363 |  | 2001363
OH Transformer | 210 | 3-PHASE BANK | 15 | OPEN DELTA | 13.2 KV | 120/240 | 2001369 | 3847.75 | 2.4/4.1 x 7.6/13.2 | 3 | [7 empty] | 5 | 16 | 2001364 |  | 2001364
OH Transformer | 210 | 3-PHASE BANK | 15 | OPEN DELTA | 13.2 KV | 120/240 | 2001370 | 4665.41 | 2.4/4.1 x 7.6/13.2 | 1 | [8 empty] | 3 | 2001365 | 2435.58 | 20013652435.58
OH Transformer | 210 | 3-PHASE BANK | 15 | SINGLE-PHASE | 13.2 KV | 120/240 | 2001347 | 0 | 2.4/4.1 x 7.6/13.2 | 5 | [8 empty] | 5 | 2001366 | 2538.13 | 20013662538.13
OH Transformer | 210 | 3-PHASE BANK | 15 | SINGLE-PHASE | 13.2 KV | 120/240 | 2001348 | 0 | 2.4/4.1 x 7.6/13.2 | 3 | [8 empty] | 5 | 2001367 | 3129.01 | 20013673129.01
OH Transformer | 210 | 3-PHASE BANK | 15 | SINGLE-PHASE | 13.2 KV | 120/240 | 2001349 | 0 | 2.4/4.1 x 7.6/13.2 | 2 | [8 empty] | 7 | 2001368 | 3501.14 | 20013683501.14
OH Transformer | 210 | 3-PHASE BANK | 15 | WYE-DELTA | 13.2 KV | 120/240 | - | 0 | 2.4/4.1 x 7.6/13.2 | 1 | [8 empty] | 1 | 2001369 | 3847.75 | 20013693847.75
OH Transformer | 210 | 3-PHASE BANK | 15 | WYE-DELTA | 13.2 KV | 120/240 | 2001347 | 0 | 2.4/4.1 x 7.6/13.2 | 3 | [8 empty] | 25 | - |  | -
OH Transformer | 210 | 3-PHASE BANK | 15 | WYE-DELTA | 13.2 KV | 120/240 | 2001348 | 0 | 2.4/4.1 x 7.6/13.2 | 4 | [7 empty] | 10 | 2 | 2001338 |  | 2001338
OH Transformer | 210 | 3-PHASE BANK | 15 | WYE-DELTA | 13.2 KV | 120/240 | 2001349 | 0 | 2.4/4.1 x 7.6/13.2 | 1 | [8 empty] | 2 | 2001339 |  | 2001339
OH Transformer | 210 | 3-PHASE BANK | 15 | WYE-DELTA | 13.2 KV | 120/240 | 2001366 | 2538.13 | 2.4/4.1 x 7.6/13.2 | 2 | [8 empty] | 3 | 2001340 |  | 2001340
OH Transformer | 210 | 3-PHASE BANK | 15 | WYE-DELTA | 13.2 KV | 120/240 | 2001369 | 3847.75 | 2.4/4.1 x 7.6/13.2 | 2 | [8 empty] | 1 | 2001346 |  | 2001346
OH Transformer | 210 | 3-PHASE BANK | 15 | WYE-WYE | 13.2 KV | 120/208 | 2001347 | 0 | 2.4/4.1 x 7.6/13.2 | 3 | [8 empty] | 1 | 2001348 |  | 2001348
OH Transformer | 210 | 3-PHASE BANK | 15 | WYE-WYE | 13.2 KV | 120/240 | 2001347 | 0 | 2.4/4.1 x 7.6/13.2 | 2 | [8 empty] | 1 | 2001349 |  | 2001349
OH Transformer | 210 | 3-PHASE BANK | 15 | WYE-WYE | 13.2 KV | 120/240 | 2001348 | 0 | 2.4/4.1 x 7.6/13.2 | 2 | [8 empty] | 1 | 2001350 |  | 2001350
OH Transformer | 210 | 3-PHASE BANK | 15 | WYE-WYE | 13.2 KV | 120/240 | 2001366 | 2538.13 | 2.4/4.1 x 7.6/13.2 | 2 | [8 empty] | 1 | 2001364 |  | 2001364
OH Transformer | 210 | 3-PHASE BANK | 15 | WYE-WYE | 13.2 KV | 4160Y/2400 | 2001347 | 0 | 2.4/4.1 x 7.6/13.2 | 3 | [8 empty] | 4704 | 2001365 | 2435.58 | 20013652435.58
OH Transformer | 210 | 3-PHASE BANK | 25 | OPEN DELTA | 13.2 KV | 120/240 | - | 0 | 2.4/4.1 x 7.6/13.2 | 23 | [8 empty] | 211 | 2001366 | 2538.13 | 20013662538.13
OH Transformer | 210 | 3-PHASE BANK | 25 | OPEN DELTA | 13.2 KV | 120/240 | 2001347 | 0 | 2.4/4.1 x 7.6/13.2 | 1 | [8 empty] | 390 | 2001367 | 3129.01 | 20013673129.01
OH Transformer | 210 | 3-PHASE BANK | 25 | OPEN DELTA | 13.2 KV | 120/240 | 2001348 | 0 | 2.4/4.1 x 7.6/13.2 | 1 | [8 empty] | 254 | 2001368 | 3501.14 | 20013683501.14
OH Transformer | 210 | 3-PHASE BANK | 25 | OPEN DELTA | 13.2 KV | 120/240 | 2001349 | 0 | 2.4/4.1 x 7.6/13.2 | 2 | [8 empty] | 133 | 2001369 | 3847.75 | 20013693847.75
OH Transformer | 210 | 3-PHASE BANK | 25 | OPEN DELTA | 13.2 KV | 120/240 | 2001350 | 0 | 2.4/4.1 x 7.6/13.2 | 1 | [8 empty] | 16 | 2001370 | 4665.41 | 20013704665.41
OH Transformer | 210 | 3-PHASE BANK | 25 | OPEN DELTA | 13.2 KV | 120/240 | 2001365 | 2435.58 | 2.4/4.1 x 7.6/13.2 | 3 | [8 empty] | 2 | 2001371 | 6665.64 | 20013716665.64
OH Transformer | 210 | 3-PHASE BANK | 25 | OPEN DELTA | 13.2 KV | 120/240 | 2001370 | 4665.41 | 2.4/4.1 x 7.6/13.2 | 1 | [8 empty] | 1 | 2001372 |  | 2001372
OH Transformer | 210 | 3-PHASE BANK | 25 | SINGLE-PHASE | 13.2 KV | 120/240 | 2001347 | 0 | 2.4/4.1 x 7.6/13.2 | 1 | [8 empty] | 84 | - |  | -
OH Transformer | 210 | 3-PHASE BANK | 25 | SINGLE-PHASE | 13.2 KV | 120/240 | 2001348 | 0 | 2.4/4.1 x 7.6/13.2 | 10 | [7 empty] | 15 | 1 | 2001339 |  | 2001339
OH Transformer | 210 | 3-PHASE BANK | 25 | SINGLE-PHASE | 13.2 KV | 120/240 | 2001349 | 0 | 2.4/4.1 x 7.6/13.2 | 2 | [8 empty] | 3 | 2001340 |  | 2001340
OH Transformer | 210 | 3-PHASE BANK | 25 | SINGLE-PHASE | 13.2 KV | 120/240 | 2001351 | 0 | 2.4/4.1 x 7.6/13.2 | 1 | [8 empty] | 2 | 2001347 |  | 2001347
OH Transformer | 210 | 3-PHASE BANK | 25 | WYE-DELTA | 13.2 KV | 120/240 | - | 0 | 2.4/4.1 x 7.6/13.2 | 17 | [8 empty] | 1 | 2001348 |  | 2001348
OH Transformer | 210 | 3-PHASE BANK | 25 | WYE-DELTA | 13.2 KV | 120/240 | 2001347 | 0 | 2.4/4.1 x 7.6/13.2 | 1 | [8 empty] | 1 | 2001349 |  | 2001349
OH Transformer | 210 | 3-PHASE BANK | 25 | WYE-DELTA | 13.2 KV | 120/240 | 2001348 | 0 | 2.4/4.1 x 7.6/13.2 | 11 | [8 empty] | 2 | 2001356 |  | 2001356
OH Transformer | 210 | 3-PHASE BANK | 25 | WYE-DELTA | 13.2 KV | 120/240 | 2001349 | 0 | 2.4/4.1 x 7.6/13.2 | 2 | [8 empty] | 5 | 2001364 |  | 2001364
OH Transformer | 210 | 3-PHASE BANK | 25 | WYE-DELTA | 13.2 KV | 120/240 | 2001350 | 0 | 2.4/4.1 x 7.6/13.2 | 2 | [8 empty] | 99 | 2001365 | 2435.58 | 20013652435.58
OH Transformer | 210 | 3-PHASE BANK | 25 | WYE-DELTA | 13.2 KV | 120/240 | 2001367 | 3129.01 | 2.4/4.1 x 7.6/13.2 | 5 | [8 empty] | 10518 | 2001366 | 2538.13 | 20013662538.13
OH Transformer | 210 | 3-PHASE BANK | 25 | WYE-WYE | 13.2 KV | 120/208 | - | 0 | 2.4/4.1 x 7.6/13.2 | 3 | [8 empty] | 499 | 2001367 | 3129.01 | 20013673129.01
OH Transformer | 210 | 3-PHASE BANK | 25 | WYE-WYE | 13.2 KV | 120/208 | 2001339 | 0 | 2.4/4.1 x 7.6/13.2 | 1 | [8 empty] | 449 | 2001368 | 3501.14 | 20013683501.14
OH Transformer | 210 | 3-PHASE BANK | 25 | WYE-WYE | 13.2 KV | 120/240 | 2001346 | 0 | 2.4/4.1 x 7.6/13.2 | 1 | [8 empty] | 282 | 2001369 | 3847.75 | 20013693847.75
OH Transformer | 210 | 3-PHASE BANK | 25 | WYE-WYE | 13.2 KV | 120/240 | 2001348 | 0 | 2.4/4.1 x 7.6/13.2 | 6 | [8 empty] | 32 | 2001370 | 4665.41 | 20013704665.41
OH Transformer | 210 | 3-PHASE BANK | 37 | OPEN DELTA | 13.2 KV | 120/240 | - | 0 | 2.4/4.1 x 7.6/13.2 | 5 | [8 empty] | 1 | 2001371 | 6665.64 | 20013716665.64
OH Transformer | 210 | 3-PHASE BANK | 37 | OPEN DELTA | 13.2 KV | 120/240 | 2001347 | 0 | 2.4/4.1 x 7.6/13.2 | 2 | [8 empty] | 1 | 2001376 |  | 2001376
OH Transformer | 210 | 3-PHASE BANK | 37 | OPEN DELTA | 13.2 KV | 120/240 | 2001349 | 0 | 2.4/4.1 x 7.6/13.2 | 9 | [8 empty] | 1 | 2001379 | 8316.74 | 20013798316.74
OH Transformer | 210 | 3-PHASE BANK | 37 | OPEN DELTA | 13.2 KV | 120/240 | 2001351 | 0 | 2.4/4.1 x 7.6/13.2 | 1 | [8 empty] | 188 | - |  | -
OH Transformer | 210 | 3-PHASE BANK | 37 | OPEN DELTA | 13.2 KV | 120/240 | 2001365 | 2435.58 | 2.4/4.1 x 7.6/13.2 | 5 | [8 empty] | 2 | (blank) |  | (blank)
OH Transformer | 210 | 3-PHASE BANK | 37 | OPEN DELTA | 13.2 KV | 120/240 | 2001366 | 2538.13 | 2.4/4.1 x 7.6/13.2 | 1 | [7 empty] | 25 | 2 | 2001338 |  | 2001338
OH Transformer | 210 | 3-PHASE BANK | 37 | OPEN DELTA | 13.2 KV | 120/240 | 2001367 | 3129.01 | 2.4/4.1 x 7.6/13.2 | 3 | [8 empty] | 1 | 2001339 |  | 2001339
OH Transformer | 210 | 3-PHASE BANK | 37 | OPEN DELTA | 13.2 KV | 120/240 | 2001368 | 3501.14 | 2.4/4.1 x 7.6/13.2 | 2 | [8 empty] | 1 | 2001341 |  | 2001341
OH Transformer | 210 | 3-PHASE BANK | 37 | OPEN DELTA | 13.2 KV | 120/240 | 2001369 | 3847.75 | 2.4/4.1 x 7.6/13.2 | 1 | [8 empty] | 2 | 2001347 |  | 2001347
OH Transformer | 210 | 3-PHASE BANK | 37 | OPEN DELTA | 13.2 KV | 120/240 | 2001372 | 0 | 2.4/4.1 x 7.6/13.2 | 1 | [8 empty] | 3 | 2001348 |  | 2001348
OH Transformer | 210 | 3-PHASE BANK | 37 | SINGLE-PHASE | 13.2 KV | 120/240 | 2001348 | 0 | 2.4/4.1 x 7.6/13.2 | 1 | [8 empty] | 2 | 2001349 |  | 2001349
OH Transformer | 210 | 3-PHASE BANK | 37 | SINGLE-PHASE | 13.2 KV | 120/240 | 2001349 | 0 | 2.4/4.1 x 7.6/13.2 | 1 | [8 empty] | 3 | 2001350 |  | 2001350
OH Transformer | 210 | 3-PHASE BANK | 37 | WYE-DELTA | 13.2 KV | 120/240 | - | 0 | 2.4/4.1 x 7.6/13.2 | 1 | [8 empty] | 6 | 2001364 |  | 2001364
OH Transformer | 210 | 3-PHASE BANK | 37 | WYE-DELTA | 13.2 KV | 120/240 | 2001348 | 0 | 2.4/4.1 x 7.6/13.2 | 4 | [8 empty] | 181 | 2001365 | 2435.58 | 20013652435.58
OH Transformer | 210 | 3-PHASE BANK | 37 | WYE-DELTA | 13.2 KV | 120/240 | 2001349 | 0 | 2.4/4.1 x 7.6/13.2 | 19 | [8 empty] | 270 | 2001366 | 2538.13 | 20013662538.13
OH Transformer | 210 | 3-PHASE BANK | 37 | WYE-DELTA | 13.2 KV | 120/240 | 2001366 | 2538.13 | 2.4/4.1 x 7.6/13.2 | 2 | [8 empty] | 25494 | 2001367 | 3129.01 | 20013673129.01
OH Transformer | 210 | 3-PHASE BANK | 37 | WYE-DELTA | 13.2 KV | 120/240 | 2001367 | 3129.01 | 2.4/4.1 x 7.6/13.2 | 1 | [8 empty] | 739 | 2001368 | 3501.14 | 20013683501.14
OH Transformer | 210 | 3-PHASE BANK | 37 | WYE-DELTA | 13.2 KV | 120/240 | 2001368 | 3501.14 | 2.4/4.1 x 7.6/13.2 | 2 | [8 empty] | 585 | 2001369 | 3847.75 | 20013693847.75
OH Transformer | 210 | 3-PHASE BANK | 37 | WYE-DELTA | 13.2 KV | 277/480 | 2001349 | 0 | 2.4/4.1 x 7.6/13.2 | 1 | [8 empty] | 134 | 2001370 | 4665.41 | 20013704665.41
OH Transformer | 210 | 3-PHASE BANK | 37 | WYE-WYE | 13.2 KV | 120/208 | 2001349 | 0 | 2.4/4.1 x 7.6/13.2 | 3 | [8 empty] | 34 | 2001371 | 6665.64 | 20013716665.64
OH Transformer | 210 | 3-PHASE BANK | 37 | WYE-WYE | 13.2 KV | 120/240 | 2001340 | 0 | 2.4/4.1 x 7.6/13.2 | 1 | [8 empty] | 1 | 2001372 |  | 2001372
OH Transformer | 210 | 3-PHASE BANK | 37 | WYE-WYE | 13.2 KV | 120/240 | 2001349 | 0 | 2.4/4.1 x 7.6/13.2 | 3 | [8 empty] | 3 | 2001375 |  | 2001375
OH Transformer | 210 | 3-PHASE BANK | 37 | WYE-WYE | 13.2 KV | 120/240 | 2001368 | 3501.14 | 2.4/4.1 x 7.6/13.2 | 1 | [8 empty] | 1 | 2001425 |  | 2001425
OH Transformer | 210 | 3-PHASE BANK | 37.5 | OPEN DELTA | 13.2 KV | 120/240 | 2001347 | 0 | 2.4/4.1 x 7.6/13.2 | 1 | [8 empty] | 2 | 2001486 |  | 2001486
OH Transformer | 210 | 3-PHASE BANK | 37.5 | OPEN DELTA | 13.2 KV | 120/240 | 2001349 | 0 | 2.4/4.1 x 7.6/13.2 | 4 | [8 empty] | 1 | 2001487 |  | 2001487
OH Transformer | 210 | 3-PHASE BANK | 37.5 | SINGLE-PHASE | 13.2 KV | 120/240 | 2001348 | 0 | 2.4/4.1 x 7.6/13.2 | 2 | [8 empty] | 355 | - |  | -
OH Transformer | 210 | 3-PHASE BANK | 37.5 | SINGLE-PHASE | 13.2 KV | 120/240 | 2001349 | 0 | 2.4/4.1 x 7.6/13.2 | 6 | [7 empty] | 37 | 2 | 2001338 |  | 2001338
OH Transformer | 210 | 3-PHASE BANK | 37.5 | WYE-DELTA | 13.2 KV | 120/240 | 2001349 | 0 | 2.4/4.1 x 7.6/13.2 | 8 | [8 empty] | 2 | 2001339 |  | 2001339
OH Transformer | 210 | 3-PHASE BANK | 37.5 | WYE-DELTA | 13.2 KV | 120/240 | 2001350 | 0 | 2.4/4.1 x 7.6/13.2 | 2 | [8 empty] | 1 | 2001340 |  | 2001340
OH Transformer | 210 | 3-PHASE BANK | 37.5 | WYE-DELTA | 13.2 KV | 120/240 | 2001351 | 0 | 2.4/4.1 x 7.6/13.2 | 2 | [8 empty] | 1 | 2001347 |  | 2001347
OH Transformer | 210 | 3-PHASE BANK | 37.5 | WYE-WYE | 13.2 KV | 120/208 | 2001349 | 0 | 2.4/4.1 x 7.6/13.2 | 3 | [8 empty] | 1 | 2001348 |  | 2001348
OH Transformer | 210 | 3-PHASE BANK | 37.5 | WYE-WYE | 13.2 KV | 120/240 | 2001346 | 0 | 2.4/4.1 x 7.6/13.2 | 1 | [8 empty] | 3 | 2001349 |  | 2001349
OH Transformer | 210 | 3-PHASE BANK | 37.5 | WYE-WYE | 13.2 KV | 120/240 | 2001348 | 0 | 2.4/4.1 x 7.6/13.2 | 1 | [8 empty] | 4 | 2001364 |  | 2001364
OH Transformer | 210 | 3-PHASE BANK | 37.5 | WYE-WYE | 13.2 KV | 120/240 | 2001349 | 0 | 2.4/4.1 x 7.6/13.2 | 3 | [8 empty] | 94 | 2001365 | 2435.58 | 20013652435.58
OH Transformer | 210 | 3-PHASE BANK | 37.5 | WYE-WYE | 13.2 KV | 120/240 | 2001365 | 2435.58 | 2.4/4.1 x 7.6/13.2 | 1 | [8 empty] | 195 | 2001366 | 2538.13 | 20013662538.13
OH Transformer | 210 | 3-PHASE BANK | 50 | OPEN DELTA | 13.2 KV | 120/240 | - | 0 | 2.4/4.1 x 7.6/13.2 | 10 | [8 empty] | 232 | 2001367 | 3129.01 | 20013673129.01
OH Transformer | 210 | 3-PHASE BANK | 50 | OPEN DELTA | 13.2 KV | 120/240 | 2001347 | 0 | 2.4/4.1 x 7.6/13.2 | 3 | [8 empty] | 7646 | 2001368 | 3501.14 | 20013683501.14
OH Transformer | 210 | 3-PHASE BANK | 50 | OPEN DELTA | 13.2 KV | 120/240 | 2001349 | 0 | 2.4/4.1 x 7.6/13.2 | 1 | [8 empty] | 62 | 2001369 | 3847.75 | 20013693847.75
OH Transformer | 210 | 3-PHASE BANK | 50 | OPEN DELTA | 13.2 KV | 120/240 | 2001350 | 0 | 2.4/4.1 x 7.6/13.2 | 1 | [8 empty] | 25 | 2001370 | 4665.41 | 20013704665.41
OH Transformer | 210 | 3-PHASE BANK | 50 | OPEN DELTA | 13.2 KV | 120/240 | 2001367 | 3129.01 | 2.4/4.1 x 7.6/13.2 | 1 | [8 empty] | 4 | 2001371 | 6665.64 | 20013716665.64
OH Transformer | 210 | 3-PHASE BANK | 50 | OPEN DELTA | 13.2 KV | 120/240 | 2001368 | 3501.14 | 2.4/4.1 x 7.6/13.2 | 1 | [8 empty] | 304 | - |  | -
OH Transformer | 210 | 3-PHASE BANK | 50 | SINGLE-PHASE | 13.2 KV | 120/240 | 2001346 | 0 | 2.4/4.1 x 7.6/13.2 | 2 | [7 empty] | 37.5 | 4 | 2001349 |  | 2001349
OH Transformer | 210 | 3-PHASE BANK | 50 | SINGLE-PHASE | 13.2 KV | 120/240 | 2001349 | 0 | 2.4/4.1 x 7.6/13.2 | 2 | [8 empty] | 1 | 2001357 |  | 2001357
OH Transformer | 210 | 3-PHASE BANK | 50 | SINGLE-PHASE | 13.2 KV | 120/240 | 2001350 | 0 | 2.4/4.1 x 7.6/13.2 | 2 | [8 empty] | 3 | 2001364 |  | 2001364
OH Transformer | 210 | 3-PHASE BANK | 50 | WYE-DELTA | 13.2 KV | 120/240 | - | 0 | 2.4/4.1 x 7.6/13.2 | 20 | [8 empty] | 46 | 2001365 | 2435.58 | 20013652435.58
OH Transformer | 210 | 3-PHASE BANK | 50 | WYE-DELTA | 13.2 KV | 120/240 | 2001348 | 0 | 2.4/4.1 x 7.6/13.2 | 1 | [8 empty] | 48 | 2001366 | 2538.13 | 20013662538.13
OH Transformer | 210 | 3-PHASE BANK | 50 | WYE-DELTA | 13.2 KV | 120/240 | 2001349 | 0 | 2.4/4.1 x 7.6/13.2 | 7 | [8 empty] | 48 | 2001367 | 3129.01 | 20013673129.01
OH Transformer | 210 | 3-PHASE BANK | 50 | WYE-DELTA | 13.2 KV | 120/240 | 2001350 | 0 | 2.4/4.1 x 7.6/13.2 | 2 | [8 empty] | 11378 | 2001368 | 3501.14 | 20013683501.14
OH Transformer | 210 | 3-PHASE BANK | 50 | WYE-DELTA | 13.2 KV | 120/240 | 2001351 | 0 | 2.4/4.1 x 7.6/13.2 | 2 | [8 empty] | 439 | 2001369 | 3847.75 | 20013693847.75
OH Transformer | 210 | 3-PHASE BANK | 50 | WYE-DELTA | 13.2 KV | 120/240 | 2001367 | 3129.01 | 2.4/4.1 x 7.6/13.2 | 2 | [8 empty] | 231 | 2001370 | 4665.41 | 20013704665.41
OH Transformer | 210 | 3-PHASE BANK | 50 | WYE-DELTA | 13.2 KV | 120/240 | 2001368 | 3501.14 | 2.4/4.1 x 7.6/13.2 | 2 | [8 empty] | 8 | 2001371 | 6665.64 | 20013716665.64
OH Transformer | 210 | 3-PHASE BANK | 50 | WYE-DELTA | 13.2 KV | 120/240 | 2001370 | 4665.41 | 2.4/4.1 x 7.6/13.2 | 2 | [8 empty] | 2 | 2001378 |  | 2001378
OH Transformer | 210 | 3-PHASE BANK | 50 | WYE-DELTA | 13.2 KV | 277/480 | 2001349 | 0 | 2.4/4.1 x 7.6/13.2 | 1 | [8 empty] | 1 | - |  | -
OH Transformer | 210 | 3-PHASE BANK | 50 | WYE-WYE | 13.2 KV | 120/240 | - | 0 | 2.4/4.1 x 7.6/13.2 | 3 | [8 empty] | 1 | (blank) |  | (blank)
OH Transformer | 210 | 3-PHASE BANK | 50 | WYE-WYE | 13.2 KV | 120/240 | 2001341 | 0 | 2.4/4.1 x 7.6/13.2 | 1 | [7 empty] | 50 | 3 | 2001338 |  | 2001338
OH Transformer | 210 | 3-PHASE BANK | 75 | OPEN DELTA | 13.2 KV | 120/240 | - | 0 | 2.4/4.1 x 7.6/13.2 | 7 | [8 empty] | 2 | 2001339 |  | 2001339
OH Transformer | 210 | 3-PHASE BANK | 75 | OPEN DELTA | 13.2 KV | 120/240 | 2001347 | 0 | 2.4/4.1 x 7.6/13.2 | 1 | [8 empty] | 1 | 2001340 |  | 2001340
OH Transformer | 210 | 3-PHASE BANK | 75 | OPEN DELTA | 13.2 KV | 120/240 | 2001351 | 0 | 2.4/4.1 x 7.6/13.2 | 1 | [8 empty] | 1 | 2001346 |  | 2001346
OH Transformer | 210 | 3-PHASE BANK | 75 | OPEN DELTA | 13.2 KV | 120/240 | 2001365 | 2435.58 | 2.4/4.1 x 7.6/13.2 | 2 | [8 empty] | 3 | 2001347 |  | 2001347
OH Transformer | 210 | 3-PHASE BANK | 75 | OPEN DELTA | 13.2 KV | 120/240 | 2001366 | 2538.13 | 2.4/4.1 x 7.6/13.2 | 1 | [8 empty] | 1 | 2001348 |  | 2001348
OH Transformer | 210 | 3-PHASE BANK | 75 | OPEN DELTA | 13.2 KV | 120/240 | 2001367 | 3129.01 | 2.4/4.1 x 7.6/13.2 | 1 | [8 empty] | 3 | 2001349 |  | 2001349
OH Transformer | 210 | 3-PHASE BANK | 75 | SINGLE-PHASE | 13.2 KV | 120/240 | 2001351 | 0 | 2.4/4.1 x 7.6/13.2 | 1 | [8 empty] | 3 | 2001350 |  | 2001350
OH Transformer | 210 | 3-PHASE BANK | 75 | WYE-DELTA | 13.2 KV | 120/240 | - | 0 | 2.4/4.1 x 7.6/13.2 | 7 | [8 empty] | 1 | 2001364 |  | 2001364
OH Transformer | 210 | 3-PHASE BANK | 75 | WYE-DELTA | 13.2 KV | 120/240 | 2001349 | 0 | 2.4/4.1 x 7.6/13.2 | 2 | [8 empty] | 43 | 2001365 | 2435.58 | 20013652435.58
OH Transformer | 210 | 3-PHASE BANK | 75 | WYE-DELTA | 13.2 KV | 120/240 | 2001351 | 0 | 2.4/4.1 x 7.6/13.2 | 2 | [8 empty] | 136 | 2001366 | 2538.13 | 20013662538.13
OH Transformer | 210 | 3-PHASE BANK | 75 | WYE-DELTA | 13.2 KV | 120/240 | 2001367 | 3129.01 | 2.4/4.1 x 7.6/13.2 | 3 | [8 empty] | 202 | 2001367 | 3129.01 | 20013673129.01
OH Transformer | 210 | 3-PHASE BANK | 75 | WYE-DELTA | 13.2 KV | 120/240 | 2001368 | 3501.14 | 2.4/4.1 x 7.6/13.2 | 2 | [8 empty] | 199 | 2001368 | 3501.14 | 20013683501.14
OH Transformer | 210 | 3-PHASE BANK | 75 | WYE-DELTA | 13.2 KV | 120/240 | 2001369 | 3847.75 | 2.4/4.1 x 7.6/13.2 | 1 | [8 empty] | 13612 | 2001369 | 3847.75 | 20013693847.75
OH Transformer | 210 | 3-PHASE BANK | 75 | WYE-DELTA | 13.2 KV | 120/240 | 2001370 | 4665.41 | 2.4/4.1 x 7.6/13.2 | 3 | [8 empty] | 313 | 2001370 | 4665.41 | 20013704665.41
OH Transformer | 210 | 3-PHASE BANK | 75 | WYE-WYE | 13.2 KV | 120/240 | - | 0 | 2.4/4.1 x 7.6/13.2 | 2 | [8 empty] | 79 | 2001371 | 6665.64 | 20013716665.64
OH Transformer | 210 | 3-PHASE BANK | 100 | OPEN DELTA | 13.2 KV | 120/240 | - | 0 | 2.4/4.1 x 7.6/13.2 | 1 | [8 empty] | 1 | 2001379 | 8316.74 | 20013798316.74
OH Transformer | 210 | 3-PHASE BANK | 100 | WYE-DELTA | 13.2 KV | 120/240 | 2001370 | 4665.41 | 2.4/4.1 x 7.6/13.2 | 2 | [8 empty] | 202 | - |  | -
OH Transformer | 210 | 3-PHASE BANK | 100 | WYE-DELTA | 13.2 KV | 120/240 | 2001371 | 6665.64 | 2.4/4.1 x 7.6/13.2 | 1 | [7 empty] | 75 | 16 | 2001365 | 2435.58 | 20013652435.58
OH Transformer | 210 | 3-PHASE BANK | 167 | OPEN DELTA | 13.2 KV | 120/240 | 2001365 | 2435.58 | 2.4/4.1 x 7.6/13.2 | 1 | [8 empty] | 21 | 2001366 | 2538.13 | 20013662538.13
OH Transformer | 210 | 3-PHASE BANK | 167 | SINGLE-PHASE | 13.2 KV | 120/208 | 2001353 | 0 | 2.4/4.1 x 7.6/13.2 | 3 | [8 empty] | 45 | 2001367 | 3129.01 | 20013673129.01
OH Transformer | 210 | 3-PHASE BANK | 167 | SINGLE-PHASE | 13.2 KV | 120/240 | 2001371 | 6665.64 | 2.4/4.1 x 7.6/13.2 | 1 | [8 empty] | 97 | 2001368 | 3501.14 | 20013683501.14
OH Transformer | 210 | 3-PHASE BANK | 250 | WYE-DELTA | 13.2 KV | 120/240 | 2001391 | 0 | 2.4/4.1 x 7.6/13.2 | 2 | [8 empty] | 134 | 2001369 | 3847.75 | 20013693847.75
OH Transformer | 210 | 3-PHASE UNIT | 15 | WYE-WYE | 13.2 KV | 120/240 | 2001347 | 0 | 2.4/4.1 x 7.6/13.2 | 3 | [8 empty] | 3068 | 2001370 | 4665.41 | 20013704665.41
OH Transformer | 210 | BANKED SINGLE PHASE | 15 | SINGLE-PHASE | 13.2 KV | 120/240 | - | 0 | 2.4/4.1 x 7.6/13.2 | 2 | [8 empty] | 126 | 2001371 | 6665.64 | 20013716665.64
OH Transformer | 210 | BANKED SINGLE PHASE | 25 | OPEN DELTA | 13.2 KV | 120/240 | 2001348 | 0 | 2.4/4.1 x 7.6/13.2 | 2 | [8 empty] | 1 | 2001375 |  | 2001375
OH Transformer | 210 | BANKED SINGLE PHASE | 25 | WYE-DELTA | 13.2 KV | 120/240 | 2001348 | 0 | 2.4/4.1 x 7.6/13.2 | 1 | [8 empty] | 2 | 2001379 | 8316.74 | 20013798316.74
OH Transformer | 210 | BANKED SINGLE PHASE | 37.5 | WYE-DELTA | 13.2 KV | 120/240 | 2001348 | 0 | 2.4/4.1 x 7.6/13.2 | 1 | [8 empty] | 28 | - |  | -
OH Transformer | 210 | BANKED SINGLE PHASE | 50 | SINGLE-PHASE | 13.2 KV | 120/240 | 2001350 | 0 | 2.4/4.1 x 7.6/13.2 | 1 | [7 empty] | 100 | 2 | 2001365 | 2435.58 | 20013652435.58
OH Transformer | 211 | 1-PHASE UNIT | 10 | SINGLE-PHASE | 13.2 KV | 120/240 | - | 0 | 4.8/8.3 | 3 | [8 empty] | 3 | 2001366 | 2538.13 | 20013662538.13
OH Transformer | 211 | 1-PHASE UNIT | 15 | SINGLE-PHASE | 13.2 KV | 120/240 | - | 0 | 4.8/8.3 | 5 | [8 empty] | 10 | 2001367 | 3129.01 | 20013673129.01
OH Transformer | 211 | 1-PHASE UNIT | 25 | SINGLE-PHASE | 13.2 KV | 120/240 | - | 0 | 4.8/8.3 | 4 | [8 empty] | 10 | 2001368 | 3501.14 | 20013683501.14
OH Transformer | 211 | 1-PHASE UNIT | 37 | SINGLE-PHASE | 13.2 KV | 120/240 | - | 0 | 4.8/8.3 | 3 | [8 empty] | 36 | 2001369 | 3847.75 | 20013693847.75
OH Transformer | 211 | 3-PHASE BANK | 10 | OPEN DELTA | 13.2 KV | 120/240 | - | 0 | 4.8/8.3 | 1 | [8 empty] | 70 | 2001370 | 4665.41 | 20013704665.41
OH Transformer | 211 | 3-PHASE BANK | 50 | OPEN DELTA | 13.2 KV | 120/240 | - | 0 | 4.8/8.3 | 1 | [8 empty] | 712 | 2001371 | 6665.64 | 20013716665.64
OH Transformer | 212 | 1-PHASE UNIT | 5 | SINGLE-PHASE | 13.2 KV | 120/240 | - | 0 | 4.8/8.3 x 7.6/13.2 | 3 | [8 empty] | 25 | 2001379 | 8316.74 | 20013798316.74
OH Transformer | 212 | 1-PHASE UNIT | 10 | SINGLE-PHASE | 13.2 KV | 120/240 | - | 0 | 4.8/8.3 x 7.6/13.2 | 49 | [8 empty] | 15 | - |  | -
OH Transformer | 212 | 1-PHASE UNIT | 10 | SINGLE-PHASE | 13.2 KV | 120/240 | 2001355 | 0 | 4.8/8.3 x 7.6/13.2 | 3 | [7 empty] | 167 | 1 | 2001370 | 4665.41 | 20013704665.41
OH Transformer | 212 | 1-PHASE UNIT | 15 | SINGLE-PHASE | 13.2 KV | 120/240 | - | 0 | 4.8/8.3 x 7.6/13.2 | 135 | [8 empty] | 5 | 2001371 | 6665.64 | 20013716665.64
OH Transformer | 212 | 1-PHASE UNIT | 15 | SINGLE-PHASE | 13.2 KV | 120/240 | 2001356 | 0 | 4.8/8.3 x 7.6/13.2 | 6 | [8 empty] | 1 | 2001380 | 9737.66 | 20013809737.66
OH Transformer | 212 | 1-PHASE UNIT | 25 | SINGLE-PHASE | 13.2 KV | 120/240 | - | 0 | 4.8/8.3 x 7.6/13.2 | 306 | [8 empty] | 29 | - |  | -
OH Transformer | 212 | 1-PHASE UNIT | 25 | SINGLE-PHASE | 13.2 KV | 120/240 | 2001357 | 0 | 4.8/8.3 x 7.6/13.2 | 7 | [7 empty] | 250 | 1 | 2001368 | 3501.14 | 20013683501.14
OH Transformer | 212 | 1-PHASE UNIT | 25 | SINGLE-PHASE | 13.2 KV | 120/240 | 2001367 | 3129.01 | 4.8/8.3 x 7.6/13.2 | 1 | [6 empty] | 240/480 | 10 | 2 | 2001365 | 2435.58 | 20013652435.58
OH Transformer | 212 | 1-PHASE UNIT | 37 | SINGLE-PHASE | 13.2 KV | 120/240 | - | 0 | 4.8/8.3 x 7.6/13.2 | 127 | [7 empty] | 15 | 1 | 2001367 | 3129.01 | 20013673129.01
OH Transformer | 212 | 1-PHASE UNIT | 37.5 | SINGLE-PHASE | 13.2 KV | 120/240 | 2001358 | 0 | 4.8/8.3 x 7.6/13.2 | 7 | [7 empty] | 25 | 12 | 2001367 | 3129.01 | 20013673129.01
OH Transformer | 212 | 1-PHASE UNIT | 50 | SINGLE-PHASE | 13.2 KV | 120/240 | - | 0 | 4.8/8.3 x 7.6/13.2 | 38 | [7 empty] | 37 | 1 | 2001365 | 2435.58 | 20013652435.58
OH Transformer | 212 | 1-PHASE UNIT | 75 | SINGLE-PHASE | 13.2 KV | 120/240 | 2001360 | 0 | 4.8/8.3 x 7.6/13.2 | 10 | [8 empty] | 4 | 2001368 | 3501.14 | 20013683501.14
OH Transformer | 212 | 3-PHASE BANK | 5 | OPEN DELTA | 13.2 KV | 120/240 | - | 0 | 4.8/8.3 x 7.6/13.2 | 1 | [7 empty] | 50 | 1 | 2001367 | 3129.01 | 20013673129.01
OH Transformer | 212 | 3-PHASE BANK | 10 | OPEN DELTA | 13.2 KV | 120/240 | - | 0 | 4.8/8.3 x 7.6/13.2 | 11 | [7 empty] | 75 | 2 | 2001370 | 4665.41 | 20013704665.41
OH Transformer | 212 | 3-PHASE BANK | 10 | OPEN DELTA | 13.2 KV | 120/240 | 2001355 | 0 | 4.8/8.3 x 7.6/13.2 | 1 | [6 empty] | 277/480 | 10 | 8 | 2001365 | 2435.58 | 20013652435.58
OH Transformer | 212 | 3-PHASE BANK | 10 | OPEN DELTA | 13.2 KV | 120/240 | 2001365 | 2435.58 | 4.8/8.3 x 7.6/13.2 | 1 | [7 empty] | 15 | 1 | 2001366 | 2538.13 | 20013662538.13
OH Transformer | 212 | 3-PHASE BANK | 10 | OPEN DELTA | 13.2 KV | 120/240 | 2001366 | 2538.13 | 4.8/8.3 x 7.6/13.2 | 2 | [7 empty] | 25 | 25 | 2001367 | 3129.01 | 20013673129.01
OH Transformer | 212 | 3-PHASE BANK | 10 | OPEN DELTA | 13.2 KV | 120/240 | 2001367 | 3129.01 | 4.8/8.3 x 7.6/13.2 | 4 | [8 empty] | 1 | 2001425 |  | 2001425
OH Transformer | 212 | 3-PHASE BANK | 10 | WYE-DELTA | 13.2 KV | 120/240 | 2001357 | 0 | 4.8/8.3 x 7.6/13.2 | 2 | [7 empty] | 37 | 1 | 2001349 |  | 2001349
OH Transformer | 212 | 3-PHASE BANK | 10 | WYE-DELTA | 13.2 KV | 120/240 | 2001365 | 2435.58 | 4.8/8.3 x 7.6/13.2 | 1 | [8 empty] | 1 | 2001366 | 2538.13 | 20013662538.13
OH Transformer | 212 | 3-PHASE BANK | 10 | WYE-WYE | 13.2 KV | 120/240 | 2001365 | 2435.58 | 4.8/8.3 x 7.6/13.2 | 3 | [8 empty] | 1 | 2001367 | 3129.01 | 20013673129.01
OH Transformer | 212 | 3-PHASE BANK | 15 | OPEN DELTA | 13.2 KV | 120/240 | - | 0 | 4.8/8.3 x 7.6/13.2 | 22 | [8 empty] | 8 | 2001368 | 3501.14 | 20013683501.14
OH Transformer | 212 | 3-PHASE BANK | 15 | OPEN DELTA | 13.2 KV | 120/240 | 2001356 | 0 | 4.8/8.3 x 7.6/13.2 | 1 | [7 empty] | 50 | 1 | 2001367 | 3129.01 | 20013673129.01
OH Transformer | 212 | 3-PHASE BANK | 15 | OPEN DELTA | 13.2 KV | 120/240 | 2001366 | 2538.13 | 4.8/8.3 x 7.6/13.2 | 3 | [8 empty] | 1 | 2001368 | 3501.14 | 20013683501.14
OH Transformer | 212 | 3-PHASE BANK | 15 | OPEN DELTA | 13.2 KV | 120/240 | 2001369 | 3847.75 | 4.8/8.3 x 7.6/13.2 | 1 | [8 empty] | 15 | 2001369 | 3847.75 | 20013693847.75
OH Transformer | 212 | 3-PHASE BANK | 15 | SINGLE-PHASE | 13.2 KV | 120/240 | 2001357 | 0 | 4.8/8.3 x 7.6/13.2 | 2 | [8 empty] | 1 | 2001427 |  | 2001427
OH Transformer | 212 | 3-PHASE BANK | 15 | WYE-DELTA | 13.2 KV | 120/240 | - | 0 | 4.8/8.3 x 7.6/13.2 | 1 | [7 empty] | 75 | 10 | 2001370 | 4665.41 | 20013704665.41
OH Transformer | 212 | 3-PHASE BANK | 15 | WYE-DELTA | 13.2 KV | 120/240 | 2001357 | 0 | 4.8/8.3 x 7.6/13.2 | 1 | [8 empty] | 2 | - |  | -
OH Transformer | 212 | 3-PHASE BANK | 15 | WYE-DELTA | 13.2 KV | 120/240 | 2001366 | 2538.13 | 4.8/8.3 x 7.6/13.2 | 1 | [7 empty] | 100 | 3 | 2001370 | 4665.41 | 20013704665.41
OH Transformer | 212 | 3-PHASE BANK | 15 | WYE-WYE | 13.2 KV | 120/208 | 2001356 | 0 | 4.8/8.3 x 7.6/13.2 | 3 | [8 empty] | 2 | 2001371 | 6665.64 | 20013716665.64
OH Transformer | 212 | 3-PHASE BANK | 15 | WYE-WYE | 13.2 KV | 120/240 | - | 0 | 4.8/8.3 x 7.6/13.2 | 2 | [8 empty] | 1 | 2001429 |  | 2001429
OH Transformer | 212 | 3-PHASE BANK | 15 | WYE-WYE | 13.2 KV | 120/240 | 2001356 | 0 | 4.8/8.3 x 7.6/13.2 | 3 | [7 empty] | 167 | 1 | 2001371 | 6665.64 | 20013716665.64
OH Transformer | 212 | 3-PHASE BANK | 15 | WYE-WYE | 13.2 KV | 120/240 | 2001366 | 2538.13 | 4.8/8.3 x 7.6/13.2 | 1
OH Transformer | 212 | 3-PHASE BANK | 25 | OPEN DELTA | 13.2 KV | 120/240 | - | 0 | 4.8/8.3 x 7.6/13.2 | 17 | [5 empty] | 214 | 120/208 | 25 | 3 | - |  | -
OH Transformer | 212 | 3-PHASE BANK | 25 | OPEN DELTA | 13.2 KV | 120/240 | 2001366 | 2538.13 | 4.8/8.3 x 7.6/13.2 | 2 | [7 empty] | 167 | 11 | 2001379 | 8316.74 | 20013798316.74
OH Transformer | 212 | 3-PHASE BANK | 25 | SINGLE-PHASE | 13.2 KV | 120/240 | 2001357 | 0 | 4.8/8.3 x 7.6/13.2 | 1 | [8 empty] | 3 | 2001430 |  | 2001430
OH Transformer | 212 | 3-PHASE BANK | 25 | WYE-DELTA | 13.2 KV | 120/240 | 2001357 | 0 | 4.8/8.3 x 7.6/13.2 | 8 | [8 empty] | 1 | - |  | -
OH Transformer | 212 | 3-PHASE BANK | 25 | WYE-DELTA | 13.2 KV | 120/240 | 2001365 | 2435.58 | 4.8/8.3 x 7.6/13.2 | 1 | [6 empty] | 120/240 | 5 | 1 | 2001372 |  | 2001372
OH Transformer | 212 | 3-PHASE BANK | 25 | WYE-DELTA | 13.2 KV | 120/240 | 2001366 | 2538.13 | 4.8/8.3 x 7.6/13.2 | 1 | [7 empty] | 10 | 1 | 2001365 | 2435.58 | 20013652435.58
OH Transformer | 212 | 3-PHASE BANK | 25 | WYE-DELTA | 13.2 KV | 120/240 | 2001367 | 3129.01 | 4.8/8.3 x 7.6/13.2 | 1 | [8 empty] | 8 | 2001372 |  | 2001372
OH Transformer | 212 | 3-PHASE BANK | 25 | WYE-DELTA | 13.2 KV | 120/240 | 2001368 | 3501.14 | 4.8/8.3 x 7.6/13.2 | 1 | [8 empty] | 1 | 2001375 |  | 2001375
OH Transformer | 212 | 3-PHASE BANK | 37 | OPEN DELTA | 13.2 KV | 120/240 | - | 0 | 4.8/8.3 x 7.6/13.2 | 12 | [8 empty] | 3 | - |  | -
OH Transformer | 212 | 3-PHASE BANK | 37 | OPEN DELTA | 13.2 KV | 120/240 | 2001367 | 3129.01 | 4.8/8.3 x 7.6/13.2 | 1 | [7 empty] | 15 | 1 | 2001366 | 2538.13 | 20013662538.13
OH Transformer | 212 | 3-PHASE BANK | 37 | WYE-DELTA | 13.2 KV | 120/240 | 2001365 | 2435.58 | 4.8/8.3 x 7.6/13.2 | 1 | [8 empty] | 7 | 2001373 |  | 2001373
OH Transformer | 212 | 3-PHASE BANK | 37 | WYE-DELTA | 13.2 KV | 120/240 | 2001367 | 3129.01 | 4.8/8.3 x 7.6/13.2 | 1 | [8 empty] | 3 | - |  | -
OH Transformer | 212 | 3-PHASE BANK | 37.5 | OPEN DELTA | 13.2 KV | 120/240 | 2001355 | 0 | 4.8/8.3 x 7.6/13.2 | 1 | [7 empty] | 25 | 10 | 2001374 |  | 2001374
OH Transformer | 212 | 3-PHASE BANK | 50 | OPEN DELTA | 13.2 KV | 120/240 | - | 0 | 4.8/8.3 x 7.6/13.2 | 7 | [8 empty] | 4 | - |  | -
OH Transformer | 212 | 3-PHASE BANK | 50 | OPEN DELTA | 13.2 KV | 120/240 | 2001365 | 2435.58 | 4.8/8.3 x 7.6/13.2 | 1 | [7 empty] | 37 | 3 | - |  | -
OH Transformer | 212 | 3-PHASE BANK | 50 | WYE-DELTA | 13.2 KV | 120/240 | 2001368 | 3501.14 | 4.8/8.3 x 7.6/13.2 | 1 | [7 empty] | 37.5 | 17 | 2001375 |  | 2001375
OH Transformer | 212 | 3-PHASE BANK | 50 | WYE-WYE | 13.2 KV | 120/240 | - | 0 | 4.8/8.3 x 7.6/13.2 | 3 | [7 empty] | 50 | 1 | 2001340 |  | 2001340
OH Transformer | 212 | 3-PHASE BANK | 75 | OPEN DELTA | 13.2 KV | 120/240 | - | 0 | 4.8/8.3 x 7.6/13.2 | 1 | [8 empty] | 2 | 2001369 | 3847.75 | 20013693847.75
OH Transformer | 212 | 3-PHASE BANK | 75 | OPEN DELTA | 13.2 KV | 120/240 | 2001367 | 3129.01 | 4.8/8.3 x 7.6/13.2 | 1 | [8 empty] | 1 | 2001374 |  | 2001374
OH Transformer | 212 | 3-PHASE BANK | 75 | WYE-DELTA | 13.2 KV | 120/240 | - | 0 | 4.8/8.3 x 7.6/13.2 | 1 | [8 empty] | 9 | 2001376 |  | 2001376
OH Transformer | 212 | 3-PHASE BANK | 75 | WYE-WYE | 13.2 KV | 120/240 | - | 0 | 4.8/8.3 x 7.6/13.2 | 2 | [8 empty] | 3 | - |  | -
OH Transformer | 212 | 3-PHASE UNIT | 10 | WYE-WYE | 13.2 KV | 120/240 | 2001355 | 0 | 4.8/8.3 x 7.6/13.2 | 3 | [7 empty] | 75 | 1 | 2001369 | 3847.75 | 20013693847.75
OH Transformer | 213 | 1-PHASE UNIT | 0 | SINGLE-PHASE | 13.2 KV | 120/240 | - | 0 | 7.6/13.2 | 10 | [8 empty] | 5 | 2001377 |  | 2001377
OH Transformer | 213 | 1-PHASE UNIT | 1.5 | SINGLE-PHASE | 13.2 KV | 120/240 | 2001363 | 0 | 7.6/13.2 | 7 | [8 empty] | 1 | - |  | -
OH Transformer | 213 | 1-PHASE UNIT | 5 | SINGLE-PHASE | 13.2 KV | 120/240 | - | 0 | 7.6/13.2 | 25 | [7 empty] | 100 | 1 | 2001368 | 3501.14 | 20013683501.14
OH Transformer | 213 | 1-PHASE UNIT | 5 | SINGLE-PHASE | 13.2 KV | 120/240 | 2001364 | 0 | 7.6/13.2 | 3 | [8 empty] | 2 | 2001369 | 3847.75 | 20013693847.75
OH Transformer | 213 | 1-PHASE UNIT | 10 | OPEN DELTA | 13.2 KV | 120/240 | - | 0 | 7.6/13.2 | 1 | [8 empty] | 4 | 2001378 |  | 2001378
OH Transformer | 213 | 1-PHASE UNIT | 10 | OPEN DELTA | 13.2 KV | 120/240 | 2001365 | 2435.58 | 7.6/13.2 | 5 | [8 empty] | 3 | - |  | -
OH Transformer | 213 | 1-PHASE UNIT | 10 | OPEN DELTA | 13.2 KV | 120/240 | 2001367 | 3129.01 | 7.6/13.2 | 1 | [7 empty] | 167 | 1 | 2001365 | 2435.58 | 20013652435.58
OH Transformer | 213 | 1-PHASE UNIT | 10 | SINGLE-PHASE | 13.2 KV | - | - | 0 | 7.6/13.2 | 1 | [8 empty] | 2 | 2001367 | 3129.01 | 20013673129.01
OH Transformer | 213 | 1-PHASE UNIT | 10 | SINGLE-PHASE | 13.2 KV | 120/208 | 2001365 | 2435.58 | 7.6/13.2 | 1 | [8 empty] | 1 | 2001368 | 3501.14 | 20013683501.14
OH Transformer | 213 | 1-PHASE UNIT | 10 | SINGLE-PHASE | 13.2 KV | 120/240 | - | 0 | 7.6/13.2 | 68 | [8 empty] | 4 | 2001370 | 4665.41 | 20013704665.41
OH Transformer | 213 | 1-PHASE UNIT | 10 | SINGLE-PHASE | 13.2 KV | 120/240 | 2001364 | 0 | 7.6/13.2 | 1 | [8 empty] | 24 | 2001371 | 6665.64 | 20013716665.64
OH Transformer | 213 | 1-PHASE UNIT | 10 | SINGLE-PHASE | 13.2 KV | 120/240 | 2001365 | 2435.58 | 7.6/13.2 | 2952 | [8 empty] | 1 | 2001375 |  | 2001375
OH Transformer | 213 | 1-PHASE UNIT | 10 | SINGLE-PHASE | 13.2 KV | 120/240 | 2001367 | 3129.01 | 7.6/13.2 | 1 | [8 empty] | 1 | 2001378 |  | 2001378
OH Transformer | 213 | 1-PHASE UNIT | 10 | SINGLE-PHASE | 13.2 KV | 120/240 | 2001368 | 3501.14 | 7.6/13.2 | 2 | [8 empty] | 175 | 2001379 | 8316.74 | 20013798316.74
OH Transformer | 213 | 1-PHASE UNIT | 10 | SINGLE-PHASE | 13.2 KV | 120/240 | 2001372 | 0 | 7.6/13.2 | 1 | [8 empty] | 3 | 2001380 | 9737.66 | 20013809737.66
OH Transformer | 213 | 1-PHASE UNIT | 10 | SINGLE-PHASE | 13.2 KV | 240/480 | 2001365 | 2435.58 | 7.6/13.2 | 1 | [8 empty] | 6 | - |  | -
OH Transformer | 213 | 1-PHASE UNIT | 10 | WYE-DELTA | 13.2 KV | 120/240 | 2001365 | 2435.58 | 7.6/13.2 | 5 | [7 empty] | 250 | 1 | 2001367 | 3129.01 | 20013673129.01
OH Transformer | 213 | 1-PHASE UNIT | 10 | WYE-WYE | 13.2 KV | 120/240 | 2001365 | 2435.58 | 7.6/13.2 | 2 | [8 empty] | 1 | 2001371 | 6665.64 | 20013716665.64
OH Transformer | 213 | 1-PHASE UNIT | 15 | OPEN DELTA | 13.2 KV | 120/240 | 2001366 | 2538.13 | 7.6/13.2 | 12 | [8 empty] | 2 | 2001379 | 8316.74 | 20013798316.74
OH Transformer | 213 | 1-PHASE UNIT | 15 | SINGLE-PHASE | 13.2 KV | 120/240 | - | 0 | 7.6/13.2 | 174 | [8 empty] | 10 | 2001380 | 9737.66 | 20013809737.66
OH Transformer | 213 | 1-PHASE UNIT | 15 | SINGLE-PHASE | 13.2 KV | 120/240 | 2001365 | 2435.58 | 7.6/13.2 | 1 | [8 empty] | 15 | - |  | -
OH Transformer | 213 | 1-PHASE UNIT | 15 | SINGLE-PHASE | 13.2 KV | 120/240 | 2001366 | 2538.13 | 7.6/13.2 | 8356 | [7 empty] | 667 | 3 | - |  | -
OH Transformer | 213 | 1-PHASE UNIT | 15 | SINGLE-PHASE | 13.2 KV | 120/240 | 2001367 | 3129.01 | 7.6/13.2 | 1 | [6 empty] | 277/480 | 167 | 1 | 2001429 |  | 2001429
OH Transformer | 213 | 1-PHASE UNIT | 15 | SINGLE-PHASE | 13.2 KV | 120/240 | 2001376 | 0 | 7.6/13.2 | 1
OH Transformer | 213 | 1-PHASE UNIT | 15 | WYE-DELTA | 13.2 KV | 120/240 | 2001366 | 2538.13 | 7.6/13.2 | 26 | [5 empty] | 215 | 120/208 | 500 | 1 | 2001392 |  | 2001392
OH Transformer | 213 | 1-PHASE UNIT | 15 | WYE-WYE | 13.2 KV | 120/240 | 2001366 | 2538.13 | 7.6/13.2 | 15 | [6 empty] | 120/240 | 10 | 1 | - |  | -
OH Transformer | 213 | 1-PHASE UNIT | 25 | DELTA-DELTA | 13.2 KV | 120/240 | 2001367 | 3129.01 | 7.6/13.2 | 3 | [7 empty] | 15 | 1 | 2001383 |  | 2001383
OH Transformer | 213 | 1-PHASE UNIT | 25 | OPEN DELTA | 13.2 KV | 120/240 | - | 0 | 7.6/13.2 | 1 | [8 empty] | 3 | - |  | -
OH Transformer | 213 | 1-PHASE UNIT | 25 | OPEN DELTA | 13.2 KV | 120/240 | 2001367 | 3129.01 | 7.6/13.2 | 40 | [7 empty] | 25 | 1 | - |  | -
OH Transformer | 213 | 1-PHASE UNIT | 25 | OPEN DELTA | 13.2 KV | 120/240 | 2001371 | 6665.64 | 7.6/13.2 | 1 | [7 empty] | 37 | 1 | - |  | -
OH Transformer | 213 | 1-PHASE UNIT | 25 | OPEN-DELTA | 13.2 KV | 120/240 | 2001367 | 3129.01 | 7.6/13.2 | 3 | [7 empty] | 100 | 1 | - |  | -
OH Transformer | 213 | 1-PHASE UNIT | 25 | SINGLE-PHASE | 13.2 KV | 120 | 2001343 | 0 | 7.6/13.2 | 1 | [7 empty] | 333 | 1 | 2001391 |  | 2001391
OH Transformer | 213 | 1-PHASE UNIT | 25 | SINGLE-PHASE | 13.2 KV | 120/208 | 2001367 | 3129.01 | 7.6/13.2 | 2
OH Transformer | 213 | 1-PHASE UNIT | 25 | SINGLE-PHASE | 13.2 KV | 120/240 | - | 0 | 7.6/13.2 | 335 | [5 empty] | 218 | 120/240 | 37 | 1 | - |  | -
OH Transformer | 213 | 1-PHASE UNIT | 25 | SINGLE-PHASE | 13.2 KV | 120/240 | 2001364 | 0 | 7.6/13.2 | 1 | [6 empty] | 240/480 | 50 | 1 | - |  | -
OH Transformer | 213 | 1-PHASE UNIT | 25 | SINGLE-PHASE | 13.2 KV | 120/240 | 2001365 | 2435.58 | 7.6/13.2 | 2
OH Transformer | 213 | 1-PHASE UNIT | 25 | SINGLE-PHASE | 13.2 KV | 120/240 | 2001366 | 2538.13 | 7.6/13.2 | 2 | [5 empty] | 219 | 240/480 | 25 | 5 | 2001394 |  | 2001394
OH Transformer | 213 | 1-PHASE UNIT | 25 | SINGLE-PHASE | 13.2 KV | 120/240 | 2001367 | 3129.01 | 7.6/13.2 | 22459 | [7 empty] | 37 | 1 | - |  | -
OH Transformer | 213 | 1-PHASE UNIT | 25 | SINGLE-PHASE | 13.2 KV | 120/240 | 2001487 | 0 | 7.6/13.2 | 1
OH Transformer | 213 | 1-PHASE UNIT | 25 | SINGLE-PHASE | 13.2 KV | 240/480 | 2001367 | 3129.01 | 7.6/13.2 | 5 | [5 empty] | 221 | 120/240 | 10 | 1 | - |  | -
OH Transformer | 213 | 1-PHASE UNIT | 25 | SINGLE-PHASE | 13.2 KV | 277/480 | 2001367 | 3129.01 | 7.6/13.2 | 1 | [6 empty] | 240/480 | 37 | 1 | - |  | -
OH Transformer | 213 | 1-PHASE UNIT | 25 | WYE-DELTA | 13.2 KV | 120/240 | - | 0 | 7.6/13.2 | 1
OH Transformer | 213 | 1-PHASE UNIT | 25 | WYE-DELTA | 13.2 KV | 120/240 | 2001365 | 2435.58 | 7.6/13.2 | 1 | [5 empty] | 222 | 120/208 | 50 | 1 | 2001405 |  | 2001405
OH Transformer | 213 | 1-PHASE UNIT | 25 | WYE-DELTA | 13.2 KV | 120/240 | 2001367 | 3129.01 | 7.6/13.2 | 76 | [6 empty] | 120/240 | 25 | 1 | 2001365 | 2435.58 | 20013652435.58
OH Transformer | 213 | 1-PHASE UNIT | 25 | WYE-WYE | 13.2 KV | 120/240 | 2001366 | 2538.13 | 7.6/13.2 | 1 | [8 empty] | 32 | 2001405 |  | 2001405
OH Transformer | 213 | 1-PHASE UNIT | 25 | WYE-WYE | 13.2 KV | 120/240 | 2001367 | 3129.01 | 7.6/13.2 | 18 | [8 empty] | 8 | - |  | -
OH Transformer | 213 | 1-PHASE UNIT | 37 | OPEN DELTA | 13.2 KV | 120/240 | 2001366 | 2538.13 | 7.6/13.2 | 2 | [7 empty] | 37 | 13 | - |  | -
OH Transformer | 213 | 1-PHASE UNIT | 37 | SINGLE-PHASE | 13.2 KV | 120/208 | 2001368 | 3501.14 | 7.6/13.2 | 3 | [7 empty] | 37.5 | 1 | 2001368 | 3501.14 | 20013683501.14
OH Transformer | 213 | 1-PHASE UNIT | 37 | SINGLE-PHASE | 13.2 KV | 120/240 | - | 0 | 7.6/13.2 | 288 | [7 empty] | 50 | 1 | 2001364 |  | 2001364
OH Transformer | 213 | 1-PHASE UNIT | 37 | SINGLE-PHASE | 13.2 KV | 120/240 | 2001365 | 2435.58 | 7.6/13.2 | 1 | [8 empty] | 7 | 2001405 |  | 2001405
OH Transformer | 213 | 1-PHASE UNIT | 37 | SINGLE-PHASE | 13.2 KV | 120/240 | 2001366 | 2538.13 | 7.6/13.2 | 1 | [8 empty] | 6 | - |  | -
OH Transformer | 213 | 1-PHASE UNIT | 37 | SINGLE-PHASE | 13.2 KV | 120/240 | 2001368 | 3501.14 | 7.6/13.2 | 6730 | [7 empty] | 75 | 7 | - |  | -
OH Transformer | 213 | 1-PHASE UNIT | 37 | SINGLE-PHASE | 13.2 KV | 240/480 | 2001368 | 3501.14 | 7.6/13.2 | 2 | [7 empty] | 100 | 1 | - |  | -
OH Transformer | 213 | 1-PHASE UNIT | 37.5 | DELTA-DELTA | 13.2 KV | 120/240 | 2001368 | 3501.14 | 7.6/13.2 | 1 | [7 empty] | 167 | 3 | - |  | -
OH Transformer | 213 | 1-PHASE UNIT | 37.5 | DELTA-WYE | 13.2 KV | 120/240 | 2001368 | 3501.14 | 7.6/13.2 | 1 | [6 empty] | 240/480 | 15 | 1 | - |  | -
OH Transformer | 213 | 1-PHASE UNIT | 37.5 | OPEN DELTA | 13.2 KV | 120/240 | 2001364 | 0 | 7.6/13.2 | 1 | [7 empty] | 25 | 1 | 2001367 | 3129.01 | 20013673129.01
OH Transformer | 213 | 1-PHASE UNIT | 37.5 | OPEN DELTA | 13.2 KV | 120/240 | 2001366 | 2538.13 | 7.6/13.2 | 1 | [8 empty] | 325 | 2001405 |  | 2001405
OH Transformer | 213 | 1-PHASE UNIT | 37.5 | OPEN DELTA | 13.2 KV | 120/240 | 2001368 | 3501.14 | 7.6/13.2 | 39 | [8 empty] | 2 | 2001406 |  | 2001406
OH Transformer | 213 | 1-PHASE UNIT | 37.5 | OPEN DELTA | 13.2 KV | 120/240 | 2001369 | 3847.75 | 7.6/13.2 | 1 | [8 empty] | 60 | - |  | -
OH Transformer | 213 | 1-PHASE UNIT | 37.5 | SINGLE-PHASE | 13.2 KV | 120/240 | - | 0 | 7.6/13.2 | 1 | [7 empty] | 37 | 46 | - |  | -
OH Transformer | 213 | 1-PHASE UNIT | 37.5 | SINGLE-PHASE | 13.2 KV | 120/240 | 2001349 | 0 | 7.6/13.2 | 2 | [7 empty] | 37.5 | 1 | 2001405 |  | 2001405
OH Transformer | 213 | 1-PHASE UNIT | 37.5 | SINGLE-PHASE | 13.2 KV | 120/240 | 2001357 | 0 | 7.6/13.2 | 1 | [8 empty] | 105 | 2001406 |  | 2001406
OH Transformer | 213 | 1-PHASE UNIT | 37.5 | SINGLE-PHASE | 13.2 KV | 120/240 | 2001364 | 0 | 7.6/13.2 | 1 | [8 empty] | 3 | 2001407 | 3686.62 | 20014073686.62
OH Transformer | 213 | 1-PHASE UNIT | 37.5 | SINGLE-PHASE | 13.2 KV | 120/240 | 2001367 | 3129.01 | 7.6/13.2 | 2 | [7 empty] | 50 | 2 | 2001405 |  | 2001405
OH Transformer | 213 | 1-PHASE UNIT | 37.5 | SINGLE-PHASE | 13.2 KV | 120/240 | 2001368 | 3501.14 | 7.6/13.2 | 9952 | [8 empty] | 97 | 2001407 | 3686.62 | 20014073686.62
OH Transformer | 213 | 1-PHASE UNIT | 37.5 | SINGLE-PHASE | 13.2 KV | 120/240 |  | 0 | 7.6/13.2 | 1 | [8 empty] | 6 | 2001408 |  | 2001408
OH Transformer | 213 | 1-PHASE UNIT | 37.5 | WYE-DELTA | 13.2 KV | 120/240 | 2001368 | 3501.14 | 7.6/13.2 | 42 | [8 empty] | 26 | - |  | -
OH Transformer | 213 | 1-PHASE UNIT | 37.5 | WYE-WYE | 13.2 KV | 120/240 | 2001368 | 3501.14 | 7.6/13.2 | 16 | [7 empty] | 75 | 54 | 2001408 |  | 2001408
OH Transformer | 213 | 1-PHASE UNIT | 50 | DELTA-WYE | 13.2 KV | 120/240 | 2001369 | 3847.75 | 7.6/13.2 | 2 | [8 empty] | 28 | - |  | -
OH Transformer | 213 | 1-PHASE UNIT | 50 | OPEN DELTA | 13.2 KV | 120/240 | 2001368 | 3501.14 | 7.6/13.2 | 1 | [7 empty] | 100 | 20 | 2001409 |  | 2001409
OH Transformer | 213 | 1-PHASE UNIT | 50 | OPEN DELTA | 13.2 KV | 120/240 | 2001369 | 3847.75 | 7.6/13.2 | 53 | [8 empty] | 33 | - |  | -
OH Transformer | 213 | 1-PHASE UNIT | 50 | OPEN-DELTA | 13.2 KV | 120/240 | 2001369 | 3847.75 | 7.6/13.2 | 1 | [7 empty] | 167 | 13 | 2001410 |  | 2001410
OH Transformer | 213 | 1-PHASE UNIT | 50 | SINGLE-PHASE | 13.2 KV | 120/240 | - | 0 | 7.6/13.2 | 195 | [8 empty] | 10 | - |  | -
OH Transformer | 213 | 1-PHASE UNIT | 50 | SINGLE-PHASE | 13.2 KV | 120/240 | 2001340 | 0 | 7.6/13.2 | 1 | [6 empty] | 277/480 | 25 | 3 | 2001405 |  | 2001405
OH Transformer | 213 | 1-PHASE UNIT | 50 | SINGLE-PHASE | 13.2 KV | 120/240 | 2001349 | 0 | 7.6/13.2 | 1 | [8 empty] | 6 | - |  | -
OH Transformer | 213 | 1-PHASE UNIT | 50 | SINGLE-PHASE | 13.2 KV | 120/240 | 2001350 | 0 | 7.6/13.2 | 3 | [7 empty] | 37 | 6 | - |  | -
OH Transformer | 213 | 1-PHASE UNIT | 50 | SINGLE-PHASE | 13.2 KV | 120/240 | 2001365 | 2435.58 | 7.6/13.2 | 1 | [7 empty] | 50 | 1 | 2001405 |  | 2001405
OH Transformer | 213 | 1-PHASE UNIT | 50 | SINGLE-PHASE | 13.2 KV | 120/240 | 2001366 | 2538.13 | 7.6/13.2 | 3 | [8 empty] | 2 | - |  | -
OH Transformer | 213 | 1-PHASE UNIT | 50 | SINGLE-PHASE | 13.2 KV | 120/240 | 2001367 | 3129.01 | 7.6/13.2 | 1 | [7 empty] | 75 | 6 | 2001408 |  | 2001408
OH Transformer | 213 | 1-PHASE UNIT | 50 | SINGLE-PHASE | 13.2 KV | 120/240 | 2001368 | 3501.14 | 7.6/13.2 | 1 | [7 empty] | 100 | 3 | - |  | -
OH Transformer | 213 | 1-PHASE UNIT | 50 | SINGLE-PHASE | 13.2 KV | 120/240 | 2001369 | 3847.75 | 7.6/13.2 | 11728 | [7 empty] | 167 | 2 | 2001424 |  | 2001424
OH Transformer | 213 | 1-PHASE UNIT | 50 | SINGLE-PHASE | 13.2 KV | 120/240 | 2001370 | 4665.41 | 7.6/13.2 | 1 | [7 empty] | 250 | 3 | - |  | -
OH Transformer | 213 | 1-PHASE UNIT | 50 | WYE-DELTA | 13.2 KV | 120/240 | 2001369 | 3847.75 | 7.6/13.2 | 42
OH Transformer | 213 | 1-PHASE UNIT | 50 | WYE-WYE | 13.2 KV | 120/240 | 2001369 | 3847.75 | 7.6/13.2 | 17 | [5 empty] | 223 | 120/240 | 25 | 1 | - |  | -
OH Transformer | 213 | 1-PHASE UNIT | 75 | OPEN DELTA | 13.2 KV | 120/240 | 2001369 | 3847.75 | 7.6/13.2 | 1 | [6 empty] | 240/480 | 25 | 3 | 2001414 |  | 2001414
OH Transformer | 213 | 1-PHASE UNIT | 75 | OPEN DELTA | 13.2 KV | 120/240 | 2001370 | 4665.41 | 7.6/13.2 | 14
OH Transformer | 213 | 1-PHASE UNIT | 75 | SINGLE-PHASE | 13.2 KV | 120/208 | 2001370 | 4665.41 | 7.6/13.2 | 1 | [5 empty] | 227 | 120/240 | 50 | 3 | - |  | -
OH Transformer | 213 | 1-PHASE UNIT | 75 | SINGLE-PHASE | 13.2 KV | 120/240 | - | 0 | 7.6/13.2 | 20 | [6 empty] | 277/480 | 50 | 3 | - |  | -
OH Transformer | 213 | 1-PHASE UNIT | 75 | SINGLE-PHASE | 13.2 KV | 120/240 | 2001366 | 2538.13 | 7.6/13.2 | 1 | [7 empty] | 100 | 3 | - |  | -
OH Transformer | 213 | 1-PHASE UNIT | 75 | SINGLE-PHASE | 13.2 KV | 120/240 | 2001370 | 4665.41 | 7.6/13.2 | 2209 | [7 empty] | 167 | 1 | 2001424 |  | 2001424
OH Transformer | 213 | 1-PHASE UNIT | 75 | SINGLE-PHASE | 13.2 KV | 240/480 | 2001370 | 4665.41 | 7.6/13.2 | 2
OH Transformer | 213 | 1-PHASE UNIT | 75 | WYE-DELTA | 13.2 KV | 120/240 | 2001370 | 4665.41 | 7.6/13.2 | 17 | [5 empty] | 230 | 120/240 | 25 | 1 | 2001366 | 2538.13 | 20013662538.13
OH Transformer | 213 | 1-PHASE UNIT | 75 | WYE-WYE | 13.2 KV | 120/240 | 2001366 | 2538.13 | 7.6/13.2 | 1 | [8 empty] | 93 | 2001425 |  | 2001425
OH Transformer | 213 | 1-PHASE UNIT | 75 | WYE-WYE | 13.2 KV | 120/240 | 2001370 | 4665.41 | 7.6/13.2 | 3 | [8 empty] | 1 | - |  | -
OH Transformer | 213 | 1-PHASE UNIT | 100 | OPEN DELTA | 13.2 KV | 120/240 | 2001371 | 6665.64 | 7.6/13.2 | 1 | [7 empty] | 37 | 30 | 2001426 |  | 2001426
OH Transformer | 213 | 1-PHASE UNIT | 100 | SINGLE-PHASE | 13.2 KV | 120/240 | - | 0 | 7.6/13.2 | 8 | [7 empty] | 50 | 35 | 2001427 |  | 2001427
OH Transformer | 213 | 1-PHASE UNIT | 100 | SINGLE-PHASE | 13.2 KV | 120/240 | 2001367 | 3129.01 | 7.6/13.2 | 1 | [8 empty] | 1 | - |  | -
OH Transformer | 213 | 1-PHASE UNIT | 100 | SINGLE-PHASE | 13.2 KV | 120/240 | 2001371 | 6665.64 | 7.6/13.2 | 399 | [7 empty] | 75 | 1 | 2001427 |  | 2001427
OH Transformer | 213 | 1-PHASE UNIT | 100 | WYE-DELTA | 13.2 KV | 120/240 | 2001371 | 6665.64 | 7.6/13.2 | 2 | [8 empty] | 36 | - |  | -
OH Transformer | 213 | 1-PHASE UNIT | 167 | SINGLE-PHASE | 13.2 KV | 120/240 | - | 0 | 7.6/13.2 | 13 | [7 empty] | 100 | 27 | 2001429 |  | 2001429
OH Transformer | 213 | 3-PHASE BANK | 5 | OPEN DELTA | 13.2 KV | 120 | 2001339 | 0 | 7.6/13.2 | 1 | [8 empty] | 2 | - |  | -
OH Transformer | 213 | 3-PHASE BANK | 5 | OPEN DELTA | 13.2 KV | 120/240 | 2001364 | 0 | 7.6/13.2 | 12 | [7 empty] | 167 | 9 | 2001430 |  | 2001430
OH Transformer | 213 | 3-PHASE BANK | 5 | OPEN DELTA | 13.2 KV | 120/240 | 2001365 | 2435.58 | 7.6/13.2 | 3 | [8 empty] | 1 | - |  | -
OH Transformer | 213 | 3-PHASE BANK | 5 | OPEN DELTA | 13.2 KV | 120/240 | 2001366 | 2538.13 | 7.6/13.2 | 5 | [6 empty] | 240/480 | 25 | 2 | - |  | -
OH Transformer | 213 | 3-PHASE BANK | 5 | OPEN DELTA | 13.2 KV | 120/240 | 2001367 | 3129.01 | 7.6/13.2 | 5 | [6 empty] | 277/480 | 25 | 4 | 2001367 | 3129.01 | 20013673129.01
OH Transformer | 213 | 3-PHASE BANK | 5 | OPEN DELTA | 13.2 KV | 120/240 | 2001368 | 3501.14 | 7.6/13.2 | 7 | [8 empty] | 1493 | 2001425 |  | 2001425
OH Transformer | 213 | 3-PHASE BANK | 5 | OPEN DELTA | 13.2 KV | 120/240 | 2001369 | 3847.75 | 7.6/13.2 | 1 | [8 empty] | 5 | 2001426 |  | 2001426
OH Transformer | 213 | 3-PHASE BANK | 5 | SINGLE-PHASE | 13.2 KV | 120/240 | 2001364 | 0 | 7.6/13.2 | 1 | [8 empty] | 1 | - |  | -
OH Transformer | 213 | 3-PHASE BANK | 10 | DELTA-WYE | 13.2 KV | 120/240 | 2001366 | 2538.13 | 7.6/13.2 | 2 | [7 empty] | 37 | 159 | 2001426 |  | 2001426
OH Transformer | 213 | 3-PHASE BANK | 10 | OPEN DELTA | 13.2 KV | 120/240 | - | 0 | 7.6/13.2 | 12 | [7 empty] | 37.5 | 464 | 2001426 |  | 2001426
OH Transformer | 213 | 3-PHASE BANK | 10 | OPEN DELTA | 13.2 KV | 120/240 | 2001365 | 2435.58 | 7.6/13.2 | 1040 | [7 empty] | 50 | 709 | 2001427 |  | 2001427
OH Transformer | 213 | 3-PHASE BANK | 10 | OPEN DELTA | 13.2 KV | 120/240 | 2001366 | 2538.13 | 7.6/13.2 | 133 | [8 empty] | 2 | 2001428 |  | 2001428
OH Transformer | 213 | 3-PHASE BANK | 10 | OPEN DELTA | 13.2 KV | 120/240 | 2001367 | 3129.01 | 7.6/13.2 | 274 | [7 empty] | 75 | 2 | 2001370 |  | 2001370
OH Transformer | 213 | 3-PHASE BANK | 10 | OPEN DELTA | 13.2 KV | 120/240 | 2001368 | 3501.14 | 7.6/13.2 | 206 | [8 empty] | 166 | 2001427 |  | 2001427
OH Transformer | 213 | 3-PHASE BANK | 10 | OPEN DELTA | 13.2 KV | 120/240 | 2001369 | 3847.75 | 7.6/13.2 | 117 | [8 empty] | 134 | 2001428 |  | 2001428
OH Transformer | 213 | 3-PHASE BANK | 10 | OPEN DELTA | 13.2 KV | 120/240 | 2001370 | 4665.41 | 7.6/13.2 | 16 | [8 empty] | 136 | - |  | -
OH Transformer | 213 | 3-PHASE BANK | 10 | OPEN DELTA | 13.2 KV | 120/240 | 2001371 | 6665.64 | 7.6/13.2 | 2 | [7 empty] | 100 | 1 | 2001427 |  | 2001427
OH Transformer | 213 | 3-PHASE BANK | 10 | OPEN DELTA | 13.2 KV | 240/480 | 2001365 | 2435.58 | 7.6/13.2 | 1 | [8 empty] | 399 | 2001429 |  | 2001429
OH Transformer | 213 | 3-PHASE BANK | 10 | OPEN DELTA | 13.2 KV | 277/480 | 2001365 | 2435.58 | 7.6/13.2 | 4 | [8 empty] | 6 | 2001430 |  | 2001430
OH Transformer | 213 | 3-PHASE BANK | 10 | OPEN-DELTA | 13.2 KV | 120/240 | 2001365 | 2435.58 | 7.6/13.2 | 1 | [7 empty] | 167 | 206 | 2001430 |  | 2001430
OH Transformer | 213 | 3-PHASE BANK | 10 | OPEN-DELTA | 13.2 KV | 120/240 | 2001366 | 2538.13 | 7.6/13.2 | 1 | [7 empty] | 250 | 6 | 2001431 |  | 2001431
OH Transformer | 213 | 3-PHASE BANK | 10 | OPEN-DELTA | 13.2 KV | 120/240 | 2001367 | 3129.01 | 7.6/13.2 | 1 | [8 empty] | 9 | - |  | -
OH Transformer | 213 | 3-PHASE BANK | 10 | OPEN-DELTA | 13.2 KV | 120/240 | 2001368 | 3501.14 | 7.6/13.2 | 1 | [7 empty] | 333 | 3 | 2001432 |  | 2001432
OH Transformer | 213 | 3-PHASE BANK | 10 | SINGLE-PHASE | 13.2 KV | 120/208 | 2001337 | 0 | 7.6/13.2 | 3 | [6 empty] | 480Y/277 | 25 | 5 | 2001425 |  | 2001425
OH Transformer | 213 | 3-PHASE BANK | 10 | SINGLE-PHASE | 13.2 KV | 120/240 | 2001338 | 0 | 7.6/13.2 | 2 | [7 empty] | 37.5 | 3 | 2001426 |  | 2001426
OH Transformer | 213 | 3-PHASE BANK | 10 | SINGLE-PHASE | 13.2 KV | 120/240 | 2001339 | 0 | 7.6/13.2 | 2 | [7 empty] | 75 | 3 | 2001427 |  | 2001427
OH Transformer | 213 | 3-PHASE BANK | 10 | SINGLE-PHASE | 13.2 KV | 120/240 | 2001340 | 0 | 7.6/13.2 | 3
OH Transformer | 213 | 3-PHASE BANK | 10 | SINGLE-PHASE | 13.2 KV | 120/240 | 2001346 | 0 | 7.6/13.2 | 1 | [5 empty] | 234 | 120/240 | 50 | 3 | - |  | -
OH Transformer | 213 | 3-PHASE BANK | 10 | SINGLE-PHASE | 13.2 KV | 120/240 | 2001349 | 0 | 7.6/13.2 | 1 | [7 empty] | 100 | 1 | - |  | -
OH Transformer | 213 | 3-PHASE BANK | 10 | SINGLE-PHASE | 13.2 KV | 120/240 | 2001350 | 0 | 7.6/13.2 | 1 | [7 empty] | 250 | 1 | - |  | -
OH Transformer | 213 | 3-PHASE BANK | 10 | SINGLE-PHASE | 13.2 KV | 120/240 | 2001365 | 2435.58 | 7.6/13.2 | 108 | [6 empty] | 2400/4160 | 37 | 3 | - |  | -
OH Transformer | 213 | 3-PHASE BANK | 10 | SINGLE-PHASE | 13.2 KV | 120/240 | 2001366 | 2538.13 | 7.6/13.2 | 12 | [7 empty] | 50 | 1 | - |  | -
OH Transformer | 213 | 3-PHASE BANK | 10 | SINGLE-PHASE | 13.2 KV | 120/240 | 2001367 | 3129.01 | 7.6/13.2 | 33 | [7 empty] | 100 | 2 | - |  | -
OH Transformer | 213 | 3-PHASE BANK | 10 | SINGLE-PHASE | 13.2 KV | 120/240 | 2001368 | 3501.14 | 7.6/13.2 | 18 | [7 empty] | 250 | 3 | - |  | -
OH Transformer | 213 | 3-PHASE BANK | 10 | SINGLE-PHASE | 13.2 KV | 120/240 | 2001369 | 3847.75 | 7.6/13.2 | 4 | [6 empty] | 4160Y/2400 | 167 | 3 | 2001447 |  | 2001447
OH Transformer | 213 | 3-PHASE BANK | 10 | SINGLE-PHASE | 13.2 KV | 277/480 | 2001365 | 2435.58 | 7.6/13.2 | 1
OH Transformer | 213 | 3-PHASE BANK | 10 | WYE-DELTA | 13.2 KV | 120/240 | - | 0 | 7.6/13.2 | 3 | [5 empty] | 235 | 277/480 | 1000 | 1 | - |  | -
OH Transformer | 213 | 3-PHASE BANK | 10 | WYE-DELTA | 13.2 KV | 120/240 | 2001348 | 0 | 7.6/13.2 | 1 | [6 empty] | 4160Y/2400 | 500 | 3 | 2001456 |  | 2001456
OH Transformer | 213 | 3-PHASE BANK | 10 | WYE-DELTA | 13.2 KV | 120/240 | 2001365 | 2435.58 | 7.6/13.2 | 299 | [7 empty] | 833 | 3 | - |  | -
OH Transformer | 213 | 3-PHASE BANK | 10 | WYE-DELTA | 13.2 KV | 120/240 | 2001366 | 2538.13 | 7.6/13.2 | 49
OH Transformer | 213 | 3-PHASE BANK | 10 | WYE-DELTA | 13.2 KV | 120/240 | 2001367 | 3129.01 | 7.6/13.2 | 71 | [5 empty] | 239 | 4160Y/2400 | 1250 | 3 | - |  | -
OH Transformer | 213 | 3-PHASE BANK | 10 | WYE-DELTA | 13.2 KV | 120/240 | 2001368 | 3501.14 | 7.6/13.2 | 19
OH Transformer | 213 | 3-PHASE BANK | 10 | WYE-DELTA | 13.2 KV | 120/240 | 2001369 | 3847.75 | 7.6/13.2 | 10 | [5 empty] | 240 | 120/240 | 50 | 1 | - |  | -
OH Transformer | 213 | 3-PHASE BANK | 10 | WYE-WYE | 13.2 KV | 120 | 2001337 | 0 | 7.6/13.2 | 1
OH Transformer | 213 | 3-PHASE BANK | 10 | WYE-WYE | 13.2 KV | 120/208 | 2001337 | 0 | 7.6/13.2 | 1 | [5 empty] | 243 | 120/208 | 25 | 3 | - |  | -
OH Transformer | 213 | 3-PHASE BANK | 10 | WYE-WYE | 13.2 KV | 120/208 | 2001365 | 2435.58 | 7.6/13.2 | 15
OH Transformer | 213 | 3-PHASE BANK | 10 | WYE-WYE | 13.2 KV | 120/240 | 2001365 | 2435.58 | 7.6/13.2 | 265 | [5 empty] | 244 | 120 | 25 | 2 | 2001339 |  | 2001339
OH Transformer | 213 | 3-PHASE BANK | 10 | WYE-WYE | 13.2 KV | 120/240 | 2001366 | 2538.13 | 7.6/13.2 | 9 | [6 empty] | 120/208 | 167 | 3 | - |  | -
OH Transformer | 213 | 3-PHASE BANK | 10 | WYE-WYE | 13.2 KV | 120/240 | 2001367 | 3129.01 | 7.6/13.2 | 3 | [7 empty] | 500 | 2 | - |  | -
OH Transformer | 213 | 3-PHASE BANK | 10 | WYE-WYE | 13.2 KV | 277/480 | 2001365 | 2435.58 | 7.6/13.2 | 3
OH Transformer | 213 | 3-PHASE BANK | 15 | DELTA-DELTA | 13.2 KV | 120/240 | 2001366 | 2538.13 | 7.6/13.2 | 9 | [5 empty] | 246 | 120/240 | 250 | 3 | - |  | -
OH Transformer | 213 | 3-PHASE BANK | 15 | DELTA-DELTA | 13.2 KV | 120/240 | 2001367 | 3129.01 | 7.6/13.2 | 2
OH Transformer | 213 | 3-PHASE BANK | 15 | DELTA-WYE | 13.2 KV | 120/240 | 2001366 | 2538.13 | 7.6/13.2 | 7 | [5 empty] | 254 | 120/240 | 25 | 1 | - |  | -
OH Transformer | 213 | 3-PHASE BANK | 15 | DELTA-WYE | 13.2 KV | 120/240 | 2001368 | 3501.14 | 7.6/13.2 | 2 | [7 empty] | 37 | 1 | - |  | -
OH Transformer | 213 | 3-PHASE BANK | 15 | OPEN DELTA | 13.2 KV | 120/208 | 2001366 | 2538.13 | 7.6/13.2 | 1
OH Transformer | 213 | 3-PHASE BANK | 15 | OPEN DELTA | 13.2 KV | 120/208 | 2001367 | 3129.01 | 7.6/13.2 | 1 | [5 empty] | 255 | 120/240 | 5 | 8 | - |  | -
OH Transformer | 213 | 3-PHASE BANK | 15 | OPEN DELTA | 13.2 KV | 120/240 | - | 0 | 7.6/13.2 | 10 | [7 empty] | 10 | 87 | 2001346 |  | 2001346
OH Transformer | 213 | 3-PHASE BANK | 15 | OPEN DELTA | 13.2 KV | 120/240 | 2001349 | 0 | 7.6/13.2 | 1 | [8 empty] | 1 | 2001366 | 2538.13 | 20013662538.13
OH Transformer | 213 | 3-PHASE BANK | 15 | OPEN DELTA | 13.2 KV | 120/240 | 2001356 | 0 | 7.6/13.2 | 2 | [8 empty] | 1 | 2001367 | 3129.01 | 20013673129.01
OH Transformer | 213 | 3-PHASE BANK | 15 | OPEN DELTA | 13.2 KV | 120/240 | 2001364 | 0 | 7.6/13.2 | 3 | [8 empty] | 2 | 2001487 |  | 2001487
OH Transformer | 213 | 3-PHASE BANK | 15 | OPEN DELTA | 13.2 KV | 120/240 | 2001365 | 2435.58 | 7.6/13.2 | 59 | [8 empty] | 13 | - |  | -
OH Transformer | 213 | 3-PHASE BANK | 15 | OPEN DELTA | 13.2 KV | 120/240 | 2001366 | 2538.13 | 7.6/13.2 | 924 | [7 empty] | 15 | 1 | 2001349 |  | 2001349
OH Transformer | 213 | 3-PHASE BANK | 15 | OPEN DELTA | 13.2 KV | 120/240 | 2001367 | 3129.01 | 7.6/13.2 | 238 | [8 empty] | 2 | 2001350 |  | 2001350
OH Transformer | 213 | 3-PHASE BANK | 15 | OPEN DELTA | 13.2 KV | 120/240 | 2001368 | 3501.14 | 7.6/13.2 | 266 | [8 empty] | 2 | 2001366 | 2538.13 | 20013662538.13
OH Transformer | 213 | 3-PHASE BANK | 15 | OPEN DELTA | 13.2 KV | 120/240 | 2001369 | 3847.75 | 7.6/13.2 | 223 | [8 empty] | 122 | 2001486 |  | 2001486
OH Transformer | 213 | 3-PHASE BANK | 15 | OPEN DELTA | 13.2 KV | 120/240 | 2001370 | 4665.41 | 7.6/13.2 | 27 | [8 empty] | 1 | 2001487 |  | 2001487
OH Transformer | 213 | 3-PHASE BANK | 15 | OPEN DELTA | 13.2 KV | 120/240 | 2001371 | 6665.64 | 7.6/13.2 | 1 | [8 empty] | 15 | - |  | -
OH Transformer | 213 | 3-PHASE BANK | 15 | OPEN DELTA | 13.2 KV | 120/240 | 2001379 | 8316.74 | 7.6/13.2 | 1 | [7 empty] | 25 | 1 | 2001350 |  | 2001350
OH Transformer | 213 | 3-PHASE BANK | 15 | OPEN DELTA | 13.2 KV | 120/240 |  | 0 | 7.6/13.2 | 2 | [8 empty] | 2 | 2001367 | 3129.01 | 20013673129.01
OH Transformer | 213 | 3-PHASE BANK | 15 | OPEN DELTA | 13.2 KV | 240/480 | 2001367 | 3129.01 | 7.6/13.2 | 1 | [8 empty] | 1 | 2001486 |  | 2001486
OH Transformer | 213 | 3-PHASE BANK | 15 | OPEN DELTA | 13.2 KV | 277/480 | 2001366 | 2538.13 | 7.6/13.2 | 1 | [8 empty] | 207 | 2001487 |  | 2001487
OH Transformer | 213 | 3-PHASE BANK | 15 | OPEN-DELTA | 13.2 KV | 120/240 | 2001366 | 2538.13 | 7.6/13.2 | 2 | [8 empty] | 14 | - |  | -
OH Transformer | 213 | 3-PHASE BANK | 15 | OPEN-DELTA | 13.2 KV | 120/240 | 2001369 | 3847.75 | 7.6/13.2 | 1 | [7 empty] | 37 | 127 | 2001349 |  | 2001349
OH Transformer | 213 | 3-PHASE BANK | 15 | SINGLE-PHASE | 13.2 KV | 120/240 | 2001339 | 0 | 7.6/13.2 | 1 | [8 empty] | 1 | 2001366 | 2538.13 | 20013662538.13
OH Transformer | 213 | 3-PHASE BANK | 15 | SINGLE-PHASE | 13.2 KV | 120/240 | 2001340 | 0 | 7.6/13.2 | 3 | [8 empty] | 2 | 2001486 |  | 2001486
OH Transformer | 213 | 3-PHASE BANK | 15 | SINGLE-PHASE | 13.2 KV | 120/240 | 2001347 | 0 | 7.6/13.2 | 1 | [8 empty] | 2 | 2001487 |  | 2001487
OH Transformer | 213 | 3-PHASE BANK | 15 | SINGLE-PHASE | 13.2 KV | 120/240 | 2001348 | 0 | 7.6/13.2 | 1 | [8 empty] | 10 | - |  | -
OH Transformer | 213 | 3-PHASE BANK | 15 | SINGLE-PHASE | 13.2 KV | 120/240 | 2001365 | 2435.58 | 7.6/13.2 | 1 | [7 empty] | 37.5 | 8 | 2001349 |  | 2001349
OH Transformer | 213 | 3-PHASE BANK | 15 | SINGLE-PHASE | 13.2 KV | 120/240 | 2001366 | 2538.13 | 7.6/13.2 | 134 | [7 empty] | 50 | 45 | 2001350 |  | 2001350
OH Transformer | 213 | 3-PHASE BANK | 15 | SINGLE-PHASE | 13.2 KV | 120/240 | 2001367 | 3129.01 | 7.6/13.2 | 36 | [8 empty] | 1 | 2001370 | 4665.41 | 20013704665.41
OH Transformer | 213 | 3-PHASE BANK | 15 | SINGLE-PHASE | 13.2 KV | 120/240 | 2001368 | 3501.14 | 7.6/13.2 | 21 | [8 empty] | 1 | 2001486 |  | 2001486
OH Transformer | 213 | 3-PHASE BANK | 15 | SINGLE-PHASE | 13.2 KV | 120/240 | 2001369 | 3847.75 | 7.6/13.2 | 13 | [8 empty] | 1 | 2001487 |  | 2001487
OH Transformer | 213 | 3-PHASE BANK | 15 | SINGLE-PHASE | 13.2 KV | 120/240 | 2001370 | 4665.41 | 7.6/13.2 | 2 | [8 empty] | 3 | - |  | -
OH Transformer | 213 | 3-PHASE BANK | 15 | WYE-DELTA | 13.2 KV | 120/208 | 2001366 | 2538.13 | 7.6/13.2 | 7
OH Transformer | 213 | 3-PHASE BANK | 15 | WYE-DELTA | 13.2 KV | 120/240 | - | 0 | 7.6/13.2 | 3 | [5 empty] | 257 | 120/240 | 1000 | 4 | - |  | -
OH Transformer | 213 | 3-PHASE BANK | 15 | WYE-DELTA | 13.2 KV | 120/240 | 2001364 | 0 | 7.6/13.2 | 2
OH Transformer | 213 | 3-PHASE BANK | 15 | WYE-DELTA | 13.2 KV | 120/240 | 2001365 | 2435.58 | 7.6/13.2 | 36 | [5 empty] | 262 | 120/240 | 25 | 8 | - |  | -
OH Transformer | 213 | 3-PHASE BANK | 15 | WYE-DELTA | 13.2 KV | 120/240 | 2001366 | 2538.13 | 7.6/13.2 | 566 | [7 empty] | 37 | 11 | - |  | -
OH Transformer | 213 | 3-PHASE BANK | 15 | WYE-DELTA | 13.2 KV | 120/240 | 2001367 | 3129.01 | 7.6/13.2 | 203 | [7 empty] | 50 | 2 | - |  | -
OH Transformer | 213 | 3-PHASE BANK | 15 | WYE-DELTA | 13.2 KV | 120/240 | 2001368 | 3501.14 | 7.6/13.2 | 143 | [7 empty] | 167 | 3 | - |  | -
OH Transformer | 213 | 3-PHASE BANK | 15 | WYE-DELTA | 13.2 KV | 120/240 | 2001369 | 3847.75 | 7.6/13.2 | 39
OH Transformer | 213 | 3-PHASE BANK | 15 | WYE-DELTA | 13.2 KV | 120/240 | 2001370 | 4665.41 | 7.6/13.2 | 1 | [5 empty] | 263 | 120/240 | 25 | 1 | - |  | -
OH Transformer | 213 | 3-PHASE BANK | 15 | WYE-WYE | 13.2 KV | 120/208 | 2001366 | 2538.13 | 7.6/13.2 | 21
OH Transformer | 213 | 3-PHASE BANK | 15 | WYE-WYE | 13.2 KV | 120/240 | - | 0 | 7.6/13.2 | 1 | [5 empty] | 267 | 120/240 | 25 | 1 | - |  | -
OH Transformer | 213 | 3-PHASE BANK | 15 | WYE-WYE | 13.2 KV | 120/240 | 2001347 | 0 | 7.6/13.2 | 1 | [5 empty] | 0 | - | 0 | 4 | - |  | -
OH Transformer | 213 | 3-PHASE BANK | 15 | WYE-WYE | 13.2 KV | 120/240 | 2001366 | 2538.13 | 7.6/13.2 | 432 | [6 empty] | 120/208 | 0 | 1 | - |  | -
OH Transformer | 213 | 3-PHASE BANK | 15 | WYE-WYE | 13.2 KV | 120/240 | 2001367 | 3129.01 | 7.6/13.2 | 5 | [6 empty] | 120/240 | 0 | 4 | - |  | -
OH Transformer | 213 | 3-PHASE BANK | 15 | WYE-WYE | 13.2 KV | 120/240 | 2001368 | 3501.14 | 7.6/13.2 | 7
OH Transformer | 213 | 3-PHASE BANK | 15 | WYE-WYE | 13.2 KV | 120/240 | 2001369 | 3847.75 | 7.6/13.2 | 3 | [5 empty] | 202 | 120/240 | 37 | 1 | - |  | -
OH Transformer | 213 | 3-PHASE BANK | 25 | DELTA-DELTA | 13.2 KV | 120/240 | 2001367 | 3129.01 | 7.6/13.2 | 16
OH Transformer | 213 | 3-PHASE BANK | 25 | DELTA-DELTA | 13.2 KV | 120/240 | 2001368 | 3501.14 | 7.6/13.2 | 4 | [5 empty] | 210 | 120/240 | 25 | 1 | - |  | -
OH Transformer | 213 | 3-PHASE BANK | 25 | DELTA-DELTA | 13.2 KV | 120/240 | 2001370 | 4665.41 | 7.6/13.2 | 2 | [7 empty] | 75 | 1 | - |  | -
OH Transformer | 213 | 3-PHASE BANK | 25 | DELTA-WYE | 13.2 KV | 120/240 | 2001367 | 3129.01 | 7.6/13.2 | 6
OH Transformer | 213 | 3-PHASE BANK | 25 | DELTA-WYE | 13.2 KV | 120/240 | 2001368 | 3501.14 | 7.6/13.2 | 6 | [5 empty] | 212 | 120/240 | 37 | 1 | - |  | -
OH Transformer | 213 | 3-PHASE BANK | 25 | DELTA-WYE | 13.2 KV | 120/240 | 2001369 | 3847.75 | 7.6/13.2 | 2 | [7 empty] | 50 | 2 | - |  | -
OH Transformer | 213 | 3-PHASE BANK | 25 | OPEN DELTA | 13.2 KV | 120/208 | 2001366 | 2538.13 | 7.6/13.2 | 1 | [7 empty] | 75 | 2 | - |  | -
OH Transformer | 213 | 3-PHASE BANK | 25 | OPEN DELTA | 13.2 KV | 120/208 | 2001367 | 3129.01 | 7.6/13.2 | 1
OH Transformer | 213 | 3-PHASE BANK | 25 | OPEN DELTA | 13.2 KV | 120/240 | - | 0 | 7.6/13.2 | 8 | [5 empty] | 213 | 120/208 | 25 | 1 | 2001367 | 3129.01 | 20013673129.01
OH Transformer | 213 | 3-PHASE BANK | 25 | OPEN DELTA | 13.2 KV | 120/240 | 2001347 | 0 | 7.6/13.2 | 1 | [6 empty] | 120/240 | 15 | 2 | - |  | -
OH Transformer | 213 | 3-PHASE BANK | 25 | OPEN DELTA | 13.2 KV | 120/240 | 2001349 | 0 | 7.6/13.2 | 2 | [7 empty] | 25 | 24 | 2001367 | 3129.01 | 20013673129.01
OH Transformer | 213 | 3-PHASE BANK | 25 | OPEN DELTA | 13.2 KV | 120/240 | 2001350 | 0 | 7.6/13.2 | 1 | [8 empty] | 2 | - |  | -
OH Transformer | 213 | 3-PHASE BANK | 25 | OPEN DELTA | 13.2 KV | 120/240 | 2001364 | 0 | 7.6/13.2 | 5 | [7 empty] | 37 | 49 | 2001368 | 3501.14 | 20013683501.14
OH Transformer | 213 | 3-PHASE BANK | 25 | OPEN DELTA | 13.2 KV | 120/240 | 2001365 | 2435.58 | 7.6/13.2 | 138 | [7 empty] | 50 | 25 | 2001369 | 3847.75 | 20013693847.75
OH Transformer | 213 | 3-PHASE BANK | 25 | OPEN DELTA | 13.2 KV | 120/240 | 2001366 | 2538.13 | 7.6/13.2 | 117 | [7 empty] | 75 | 17 | - |  | -
OH Transformer | 213 | 3-PHASE BANK | 25 | OPEN DELTA | 13.2 KV | 120/240 | 2001367 | 3129.01 | 7.6/13.2 | 983 | [7 empty] | 100 | 3 | - |  | -
OH Transformer | 213 | 3-PHASE BANK | 25 | OPEN DELTA | 13.2 KV | 120/240 | 2001368 | 3501.14 | 7.6/13.2 | 192 | [7 empty] | 167 | 1 | - |  | -
OH Transformer | 213 | 3-PHASE BANK | 25 | OPEN DELTA | 13.2 KV | 120/240 | 2001369 | 3847.75 | 7.6/13.2 | 220
OH Transformer | 213 | 3-PHASE BANK | 25 | OPEN DELTA | 13.2 KV | 120/240 | 2001370 | 4665.41 | 7.6/13.2 | 101 | [5 empty] | 222 | 120/240 | 100 | 1 | - |  | -
OH Transformer | 213 | 3-PHASE BANK | 25 | OPEN DELTA | 13.2 KV | 120/240 | 2001371 | 6665.64 | 7.6/13.2 | 24
OH Transformer | 213 | 3-PHASE BANK | 25 | OPEN DELTA | 13.2 KV | 120/240 | 2001486 | 0 | 7.6/13.2 | 2 | [5 empty] | 226 | 120/240 | 37 | 1 | - |  | -
OH Transformer | 213 | 3-PHASE BANK | 25 | OPEN DELTA | 13.2 KV | 240/480 | 2001367 | 3129.01 | 7.6/13.2 | 3
OH Transformer | 213 | 3-PHASE BANK | 25 | OPEN-DELTA | 13.2 KV | 120/240 | 2001367 | 3129.01 | 7.6/13.2 | 3 | [5 empty] | 230 | 120/240 | 37 | 1 | - |  | -
OH Transformer | 213 | 3-PHASE BANK | 25 | OPEN-DELTA | 13.2 KV | 120/240 | 2001368 | 3501.14 | 7.6/13.2 | 2
OH Transformer | 213 | 3-PHASE BANK | 25 | SINGLE-PHASE | 13.2 KV | 120/240 | - | 0 | 7.6/13.2 | 1 | [5 empty] | 252 | 120/240 | 25 | 1 | - |  | -
OH Transformer | 213 | 3-PHASE BANK | 25 | SINGLE-PHASE | 13.2 KV | 120/240 | 2001338 | 0 | 7.6/13.2 | 1 | [7 empty] | 37 | 1 | - |  | -
OH Transformer | 213 | 3-PHASE BANK | 25 | SINGLE-PHASE | 13.2 KV | 120/240 | 2001341 | 0 | 7.6/13.2 | 1 | [7 empty] | 50 | 1 | - |  | -
OH Transformer | 213 | 3-PHASE BANK | 25 | SINGLE-PHASE | 13.2 KV | 120/240 | 2001348 | 0 | 7.6/13.2 | 2
OH Transformer | 213 | 3-PHASE BANK | 25 | SINGLE-PHASE | 13.2 KV | 120/240 | 2001350 | 0 | 7.6/13.2 | 1 | [5 empty] | 255 | 120/240 | 75 | 1 | - |  | -
OH Transformer | 213 | 3-PHASE BANK | 25 | SINGLE-PHASE | 13.2 KV | 120/240 | 2001365 | 2435.58 | 7.6/13.2 | 9
OH Transformer | 213 | 3-PHASE BANK | 25 | SINGLE-PHASE | 13.2 KV | 120/240 | 2001366 | 2538.13 | 7.6/13.2 | 14 | [5 empty] | 256 | 120/240 | 25 | 1 | - |  | -
OH Transformer | 213 | 3-PHASE BANK | 25 | SINGLE-PHASE | 13.2 KV | 120/240 | 2001367 | 3129.01 | 7.6/13.2 | 245
OH Transformer | 213 | 3-PHASE BANK | 25 | SINGLE-PHASE | 13.2 KV | 120/240 | 2001368 | 3501.14 | 7.6/13.2 | 49 | [5 empty] | 260 | 120/240 | 75 | 1 | - |  | -
OH Transformer | 213 | 3-PHASE BANK | 25 | SINGLE-PHASE | 13.2 KV | 120/240 | 2001369 | 3847.75 | 7.6/13.2 | 44
OH Transformer | 213 | 3-PHASE BANK | 25 | SINGLE-PHASE | 13.2 KV | 120/240 | 2001370 | 4665.41 | 7.6/13.2 | 13 | [5 empty] | 262 | 120/208 | 37 | 3 | 2001510 |  | 2001510
OH Transformer | 213 | 3-PHASE BANK | 25 | WYE-DELTA | 13.2 KV | 120/208 | 2001367 | 3129.01 | 7.6/13.2 | 4 | [7 empty] | 50 | 7 | 2001511 |  | 2001511
OH Transformer | 213 | 3-PHASE BANK | 25 | WYE-DELTA | 13.2 KV | 120/240 | - | 0 | 7.6/13.2 | 9 | [7 empty] | 75 | 3 | 2001513 |  | 2001513
OH Transformer | 213 | 3-PHASE BANK | 25 | WYE-DELTA | 13.2 KV | 120/240 | 2001338 | 0 | 7.6/13.2 | 1 | [8 empty] | 1 | - |  | -
OH Transformer | 213 | 3-PHASE BANK | 25 | WYE-DELTA | 13.2 KV | 120/240 | 2001347 | 0 | 7.6/13.2 | 1 | [7 empty] | 100 | 5 | 2001514 |  | 2001514
OH Transformer | 213 | 3-PHASE BANK | 25 | WYE-DELTA | 13.2 KV | 120/240 | 2001348 | 0 | 7.6/13.2 | 1 | [6 empty] | 120/240 | 0 | 5 | - |  | -
OH Transformer | 213 | 3-PHASE BANK | 25 | WYE-DELTA | 13.2 KV | 120/240 | 2001365 | 2435.58 | 7.6/13.2 | 29 | [7 empty] | 25 | 5157 | 2001509 |  | 2001509
OH Transformer | 213 | 3-PHASE BANK | 25 | WYE-DELTA | 13.2 KV | 120/240 | 2001366 | 2538.13 | 7.6/13.2 | 135 | [8 empty] | 1 | 2001510 |  | 2001510
OH Transformer | 213 | 3-PHASE BANK | 25 | WYE-DELTA | 13.2 KV | 120/240 | 2001367 | 3129.01 | 7.6/13.2 | 1038 | [8 empty] | 12 | 2001518 | 9062.41 | 20015189062.41
OH Transformer | 213 | 3-PHASE BANK | 25 | WYE-DELTA | 13.2 KV | 120/240 | 2001368 | 3501.14 | 7.6/13.2 | 450 | [8 empty] | 9 | - |  | -
OH Transformer | 213 | 3-PHASE BANK | 25 | WYE-DELTA | 13.2 KV | 120/240 | 2001369 | 3847.75 | 7.6/13.2 | 299 | [8 empty] | 3 | (blank) |  | (blank)
OH Transformer | 213 | 3-PHASE BANK | 25 | WYE-DELTA | 13.2 KV | 120/240 | 2001370 | 4665.41 | 7.6/13.2 | 16 | [7 empty] | 37 | 9947 | 2001510 |  | 2001510
OH Transformer | 213 | 3-PHASE BANK | 25 | WYE-DELTA | 13.2 KV | 120/240 | 2001371 | 6665.64 | 7.6/13.2 | 9 | [8 empty] | 18 | - |  | -
OH Transformer | 213 | 3-PHASE BANK | 25 | WYE-DELTA | 13.2 KV | 120/240 | 2001375 | 0 | 7.6/13.2 | 3 | [7 empty] | 37.5 | 248 | 2001510 |  | 2001510
OH Transformer | 213 | 3-PHASE BANK | 25 | WYE-DELTA | 13.2 KV | 240/480 | 2001367 | 3129.01 | 7.6/13.2 | 2 | [8 empty] | 2 | 2001519 | 9763.49 | 20015199763.49
OH Transformer | 213 | 3-PHASE BANK | 25 | WYE-DELTA | 13.2 KV | 277/480 | 2001367 | 3129.01 | 7.6/13.2 | 4 | [8 empty] | 1 | - |  | -
OH Transformer | 213 | 3-PHASE BANK | 25 | WYE-WYE | 13.2 KV | 120 | 2001339 | 0 | 7.6/13.2 | 1 | [7 empty] | 50 | 11687 | 2001511 |  | 2001511
OH Transformer | 213 | 3-PHASE BANK | 25 | WYE-WYE | 13.2 KV | 120/208 | 2001339 | 0 | 7.6/13.2 | 1 | [8 empty] | 1 | 2001520 | 7524.04 | 20015207524.04
OH Transformer | 213 | 3-PHASE BANK | 25 | WYE-WYE | 13.2 KV | 120/208 | 2001367 | 3129.01 | 7.6/13.2 | 40 | [8 empty] | 1 | 2001522 | 9410.53 | 20015229410.53
OH Transformer | 213 | 3-PHASE BANK | 25 | WYE-WYE | 13.2 KV | 120/240 | 2001339 | 0 | 7.6/13.2 | 1 | [8 empty] | 3 | - |  | -
OH Transformer | 213 | 3-PHASE BANK | 25 | WYE-WYE | 13.2 KV | 120/240 | 2001365 | 2435.58 | 7.6/13.2 | 1 | [7 empty] | 75 | 7160 | 2001513 |  | 2001513
OH Transformer | 213 | 3-PHASE BANK | 25 | WYE-WYE | 13.2 KV | 120/240 | 2001367 | 3129.01 | 7.6/13.2 | 563 | [8 empty] | 1 | 2001521 | 8497.82 | 20015218497.82
OH Transformer | 213 | 3-PHASE BANK | 25 | WYE-WYE | 13.2 KV | 120/240 | 2001368 | 3501.14 | 7.6/13.2 | 27 | [8 empty] | 13 | - |  | -
OH Transformer | 213 | 3-PHASE BANK | 25 | WYE-WYE | 13.2 KV | 120/240 | 2001369 | 3847.75 | 7.6/13.2 | 6 | [7 empty] | 100 | 1539 | 2001514 |  | 2001514
OH Transformer | 213 | 3-PHASE BANK | 25 | WYE-WYE | 13.2 KV | 120/240 | 2001372 | 0 | 7.6/13.2 | 1 | [8 empty] | 12 | - |  | -
OH Transformer | 213 | 3-PHASE BANK | 25 | WYE-WYE | 13.2 KV | 120/240 | 2001425 | 0 | 7.6/13.2 | 1 | [7 empty] | 167 | 504 | 2001516 |  | 2001516
OH Transformer | 213 | 3-PHASE BANK | 25 | WYE-WYE | 13.2 KV | 240/480 | 2001367 | 3129.01 | 7.6/13.2 | 2 | [8 empty] | 1 | 2001523 | 13441.01 | 200152313441.01
OH Transformer | 213 | 3-PHASE BANK | 25 | WYE-WYE | 13.2 KV | 277/480 | 2001367 | 3129.01 | 7.6/13.2 | 20 | [8 empty] | 5 | - |  | -
OH Transformer | 213 | 3-PHASE BANK | 25 | WYE-WYE | 13.2 KV | 277/480 | 2001425 | 0 | 7.6/13.2 | 1 | [7 empty] | 250 | 17 | 2001517 |  | 2001517
OH Transformer | 213 | 3-PHASE BANK | 37 | OPEN DELTA | 13.2 KV | 120/240 | - | 0 | 7.6/13.2 | 13 | [6 empty] | 240/480 | 50 | 1 | 2001511 |  | 2001511
OH Transformer | 213 | 3-PHASE BANK | 37 | OPEN DELTA | 13.2 KV | 120/240 | 2001338 | 0 | 7.6/13.2 | 1 | [6 empty] | 277/480 | 25 | 1 | 2001509 |  | 2001509
OH Transformer | 213 | 3-PHASE BANK | 37 | OPEN DELTA | 13.2 KV | 120/240 | 2001347 | 0 | 7.6/13.2 | 1 | [7 empty] | 37 | 1 | 2001510 |  | 2001510
OH Transformer | 213 | 3-PHASE BANK | 37 | OPEN DELTA | 13.2 KV | 120/240 | 2001364 | 0 | 7.6/13.2 | 3 | [7 empty] | 50 | 3 | 2001511 |  | 2001511
OH Transformer | 213 | 3-PHASE BANK | 37 | OPEN DELTA | 13.2 KV | 120/240 | 2001365 | 2435.58 | 7.6/13.2 | 79 | [7 empty] | 75 | 1 | 2001513 |  | 2001513
OH Transformer | 213 | 3-PHASE BANK | 37 | OPEN DELTA | 13.2 KV | 120/240 | 2001366 | 2538.13 | 7.6/13.2 | 124
OH Transformer | 213 | 3-PHASE BANK | 37 | OPEN DELTA | 13.2 KV | 120/240 | 2001367 | 3129.01 | 7.6/13.2 | 63 | [5 empty] | 263 | - | 0 | 2 | 2004982 |  | 2004982
OH Transformer | 213 | 3-PHASE BANK | 37 | OPEN DELTA | 13.2 KV | 120/240 | 2001368 | 3501.14 | 7.6/13.2 | 311 | [6 empty] | 120/208 | 50 | 1 | 2001520 | 7524.04 | 20015207524.04
OH Transformer | 213 | 3-PHASE BANK | 37 | OPEN DELTA | 13.2 KV | 120/240 | 2001369 | 3847.75 | 7.6/13.2 | 21 | [6 empty] | 120/240 | 25 | 1 | 2001509 |  | 2001509
OH Transformer | 213 | 3-PHASE BANK | 37 | OPEN DELTA | 13.2 KV | 120/240 | 2001370 | 4665.41 | 7.6/13.2 | 10 | [8 empty] | 3923 | 2001518 | 9062.41 | 20015189062.41
OH Transformer | 213 | 3-PHASE BANK | 37 | OPEN DELTA | 13.2 KV | 120/240 | 2001371 | 6665.64 | 7.6/13.2 | 3 | [8 empty] | 1 | 2001519 | 9763.49 | 20015199763.49
OH Transformer | 213 | 3-PHASE BANK | 37 | OPEN DELTA | 13.2 KV | 240/480 | 2001365 | 2435.58 | 7.6/13.2 | 1 | [8 empty] | 1 | 2001522 | 9410.53 | 20015229410.53
OH Transformer | 213 | 3-PHASE BANK | 37 | OPEN DELTA | 13.2 KV | 240/480 | 2001368 | 3501.14 | 7.6/13.2 | 2 | [8 empty] | 14 | - |  | -
OH Transformer | 213 | 3-PHASE BANK | 37 | OPEN DELTA | 13.2 KV | 277/480 | 2001366 | 2538.13 | 7.6/13.2 | 1 | [7 empty] | 37 | 5 | 2001510 |  | 2001510
OH Transformer | 213 | 3-PHASE BANK | 37 | OPEN-DELTA | 13.2 KV | 120/240 | 2001366 | 2538.13 | 7.6/13.2 | 1 | [8 empty] | 1 | 2001511 |  | 2001511
OH Transformer | 213 | 3-PHASE BANK | 37 | OPEN-DELTA | 13.2 KV | 120/240 | 2001368 | 3501.14 | 7.6/13.2 | 2 | [8 empty] | 1 | 2001513 |  | 2001513
OH Transformer | 213 | 3-PHASE BANK | 37 | SINGLE-PHASE | 13.2 KV | 120/240 | 2001338 | 0 | 7.6/13.2 | 1 | [8 empty] | 24 | - |  | -
OH Transformer | 213 | 3-PHASE BANK | 37 | SINGLE-PHASE | 13.2 KV | 120/240 | 2001339 | 0 | 7.6/13.2 | 2 | [7 empty] | 37.5 | 2 | 2001510 |  | 2001510
OH Transformer | 213 | 3-PHASE BANK | 37 | SINGLE-PHASE | 13.2 KV | 120/240 | 2001348 | 0 | 7.6/13.2 | 1 | [8 empty] | 1 | 2001518 | 9062.41 | 20015189062.41
OH Transformer | 213 | 3-PHASE BANK | 37 | SINGLE-PHASE | 13.2 KV | 120/240 | 2001364 | 0 | 7.6/13.2 | 1 | [8 empty] | 8055 | 2001519 | 9763.49 | 20015199763.49
OH Transformer | 213 | 3-PHASE BANK | 37 | SINGLE-PHASE | 13.2 KV | 120/240 | 2001365 | 2435.58 | 7.6/13.2 | 4 | [8 empty] | 6 | (blank) |  | (blank)
OH Transformer | 213 | 3-PHASE BANK | 37 | SINGLE-PHASE | 13.2 KV | 120/240 | 2001366 | 2538.13 | 7.6/13.2 | 2 | [7 empty] | 50 | 11725 | 2001520 | 7524.04 | 20015207524.04
OH Transformer | 213 | 3-PHASE BANK | 37 | SINGLE-PHASE | 13.2 KV | 120/240 | 2001367 | 3129.01 | 7.6/13.2 | 10 | [8 empty] | 35 | - |  | -
OH Transformer | 213 | 3-PHASE BANK | 37 | SINGLE-PHASE | 13.2 KV | 120/240 | 2001368 | 3501.14 | 7.6/13.2 | 17 | [8 empty] | 1 | (blank) |  | (blank)
OH Transformer | 213 | 3-PHASE BANK | 37 | SINGLE-PHASE | 13.2 KV | 120/240 | 2001370 | 4665.41 | 7.6/13.2 | 1 | [7 empty] | 75 | 6960 | 2001521 | 8497.82 | 20015218497.82
OH Transformer | 213 | 3-PHASE BANK | 37 | WYE-DELTA | 13.2 KV | 120/208 | 2001367 | 3129.01 | 7.6/13.2 | 2 | [8 empty] | 52 | - |  | -
OH Transformer | 213 | 3-PHASE BANK | 37 | WYE-DELTA | 13.2 KV | 120/208 | 2001368 | 3501.14 | 7.6/13.2 | 4 | [8 empty] | 4 | (blank) |  | (blank)
OH Transformer | 213 | 3-PHASE BANK | 37 | WYE-DELTA | 13.2 KV | 120/240 | - | 0 | 7.6/13.2 | 3 | [7 empty] | 100 | 1443 | 2001522 | 9410.53 | 20015229410.53
OH Transformer | 213 | 3-PHASE BANK | 37 | WYE-DELTA | 13.2 KV | 120/240 | 2001349 | 0 | 7.6/13.2 | 3 | [8 empty] | 28 | - |  | -
OH Transformer | 213 | 3-PHASE BANK | 37 | WYE-DELTA | 13.2 KV | 120/240 | 2001365 | 2435.58 | 7.6/13.2 | 10 | [8 empty] | 1 | (blank) |  | (blank)
OH Transformer | 213 | 3-PHASE BANK | 37 | WYE-DELTA | 13.2 KV | 120/240 | 2001366 | 2538.13 | 7.6/13.2 | 64 | [7 empty] | 167 | 1 | 2001518 | 9062.41 | 20015189062.41
OH Transformer | 213 | 3-PHASE BANK | 37 | WYE-DELTA | 13.2 KV | 120/240 | 2001367 | 3129.01 | 7.6/13.2 | 159 | [8 empty] | 294 | 2001523 | 13441.01 | 200152313441.01
OH Transformer | 213 | 3-PHASE BANK | 37 | WYE-DELTA | 13.2 KV | 120/240 | 2001368 | 3501.14 | 7.6/13.2 | 442 | [8 empty] | 5 | - |  | -
OH Transformer | 213 | 3-PHASE BANK | 37 | WYE-DELTA | 13.2 KV | 120/240 | 2001369 | 3847.75 | 7.6/13.2 | 39 | [7 empty] | 250 | 5 | 2001524 | 12461.79 | 200152412461.79
OH Transformer | 213 | 3-PHASE BANK | 37 | WYE-DELTA | 13.2 KV | 120/240 | 2001370 | 4665.41 | 7.6/13.2 | 14
OH Transformer | 213 | 3-PHASE BANK | 37 | WYE-DELTA | 13.2 KV | 120/240 | 2001371 | 6665.64 | 7.6/13.2 | 1 | [5 empty] | 264 | 120/240 | 25 | 2 | - |  | -
OH Transformer | 213 | 3-PHASE BANK | 37 | WYE-DELTA | 13.2 KV | 277/480 | 2001349 | 0 | 7.6/13.2 | 1
OH Transformer | 213 | 3-PHASE BANK | 37 | WYE-DELTA | 13.2 KV | 277/480 | 2001367 | 3129.01 | 7.6/13.2 | 1 | [5 empty] | 265 | 120/240 | 75 | 1 | 2001526 |  | 2001526
OH Transformer | 213 | 3-PHASE BANK | 37 | WYE-DELTA | 13.2 KV | 277/480 | 2001368 | 3501.14 | 7.6/13.2 | 2
OH Transformer | 213 | 3-PHASE BANK | 37 | WYE-WYE | 13.2 KV | 120/208 | 2001340 | 0 | 7.6/13.2 | 1 | [5 empty] | 267 | 120/208 | 75 | 1 | 2001542 | 19870.7 | 200154219870.7
OH Transformer | 213 | 3-PHASE BANK | 37 | WYE-WYE | 13.2 KV | 120/208 | 2001368 | 3501.14 | 7.6/13.2 | 16 | [7 empty] | 150 | 3 | 2001543 | 20312.13 | 200154320312.13
OH Transformer | 213 | 3-PHASE BANK | 37 | WYE-WYE | 13.2 KV | 120/240 | 2001340 | 0 | 7.6/13.2 | 1 | [7 empty] | 300 | 1 | 2001545 | 29942.99 | 200154529942.99
OH Transformer | 213 | 3-PHASE BANK | 37 | WYE-WYE | 13.2 KV | 120/240 | 2001368 | 3501.14 | 7.6/13.2 | 142 | [6 empty] | 120/240 | 75 | 3 | 2001542 | 19870.7 | 200154219870.7
OH Transformer | 213 | 3-PHASE BANK | 37 | WYE-WYE | 13.2 KV | 120/240 | 2001369 | 3847.75 | 7.6/13.2 | 2
OH Transformer | 213 | 3-PHASE BANK | 37 | WYE-WYE | 13.2 KV | 277/480 | 2001368 | 3501.14 | 7.6/13.2 | 6 | [5 empty] | 268 | 277/480 | 75 | 2 | 2001551 | 19500.8 | 200155119500.8
OH Transformer | 213 | 3-PHASE BANK | 37.5 | DELTA-DELTA | 13.2 KV | 120/240 | 2001368 | 3501.14 | 7.6/13.2 | 2
OH Transformer | 213 | 3-PHASE BANK | 37.5 | DELTA-DELTA | 13.2 KV | 120/240 | 2001370 | 4665.41 | 7.6/13.2 | 6 | [5 empty] | 275 | 120/240 | 50 | 1 | - |  | -
OH Transformer | 213 | 3-PHASE BANK | 37.5 | DELTA-WYE | 13.2 KV | 120/240 | 2001368 | 3501.14 | 7.6/13.2 | 4 | [7 empty] | 75 | 1 | - |  | -
OH Transformer | 213 | 3-PHASE BANK | 37.5 | DELTA-WYE | 13.2 KV | 120/240 | 2001369 | 3847.75 | 7.6/13.2 | 2 | [5 empty] | 0 | - | 0 | 1 | - |  | -
OH Transformer | 213 | 3-PHASE BANK | 37.5 | OPEN DELTA | 13.2 KV | 120/240 | 2001365 | 2435.58 | 7.6/13.2 | 34 | [6 empty] | 120/208 | 750 | 2 | - |  | -
OH Transformer | 213 | 3-PHASE BANK | 37.5 | OPEN DELTA | 13.2 KV | 120/240 | 2001366 | 2538.13 | 7.6/13.2 | 31 | [7 empty] | 1000 | 1 | - |  | -
OH Transformer | 213 | 3-PHASE BANK | 37.5 | OPEN DELTA | 13.2 KV | 120/240 | 2001367 | 3129.01 | 7.6/13.2 | 5 | [6 empty] | 120/240 | 75 | 1 | - |  | -
OH Transformer | 213 | 3-PHASE BANK | 37.5 | OPEN DELTA | 13.2 KV | 120/240 | 2001368 | 3501.14 | 7.6/13.2 | 464 | [7 empty] | 112 | 1 | - |  | -
OH Transformer | 213 | 3-PHASE BANK | 37.5 | OPEN DELTA | 13.2 KV | 120/240 | 2001369 | 3847.75 | 7.6/13.2 | 47 | [7 empty] | 150 | 1 | - |  | -
OH Transformer | 213 | 3-PHASE BANK | 37.5 | OPEN DELTA | 13.2 KV | 120/240 | 2001370 | 4665.41 | 7.6/13.2 | 43 | [7 empty] | 225 | 1 | - |  | -
OH Transformer | 213 | 3-PHASE BANK | 37.5 | OPEN DELTA | 13.2 KV | 120/240 | 2001371 | 6665.64 | 7.6/13.2 | 5 | [7 empty] | 500 | 5 | - |  | -
OH Transformer | 213 | 3-PHASE BANK | 37.5 | OPEN-DELTA | 13.2 KV | 120/240 | 2001368 | 3501.14 | 7.6/13.2 | 2 | [7 empty] | 750 | 4 | - |  | -
OH Transformer | 213 | 3-PHASE BANK | 37.5 | OPEN-DELTA | 13.2 KV | 120/240 | 2001369 | 3847.75 | 7.6/13.2 | 1 | [7 empty] | 1000 | 1 | - |  | -
OH Transformer | 213 | 3-PHASE BANK | 37.5 | SINGLE-PHASE | 13.2 KV | 120/240 | 2001349 | 0 | 7.6/13.2 | 2 | [7 empty] | 1250 | 3 | - |  | -
OH Transformer | 213 | 3-PHASE BANK | 37.5 | SINGLE-PHASE | 13.2 KV | 120/240 | 2001365 | 2435.58 | 7.6/13.2 | 3 | [7 empty] | 1500 | 1 | - |  | -
OH Transformer | 213 | 3-PHASE BANK | 37.5 | SINGLE-PHASE | 13.2 KV | 120/240 | 2001366 | 2538.13 | 7.6/13.2 | 3 | [7 empty] | 2000 | 1 | - |  | -
OH Transformer | 213 | 3-PHASE BANK | 37.5 | SINGLE-PHASE | 13.2 KV | 120/240 | 2001367 | 3129.01 | 7.6/13.2 | 12 | [7 empty] | 2500 | 1 | - |  | -
OH Transformer | 213 | 3-PHASE BANK | 37.5 | SINGLE-PHASE | 13.2 KV | 120/240 | 2001368 | 3501.14 | 7.6/13.2 | 133 | [7 empty] | 4000 | 1 | - |  | -
OH Transformer | 213 | 3-PHASE BANK | 37.5 | SINGLE-PHASE | 13.2 KV | 120/240 | 2001369 | 3847.75 | 7.6/13.2 | 18 | [6 empty] | 277/480 | 0 | 3 | - |  | -
OH Transformer | 213 | 3-PHASE BANK | 37.5 | SINGLE-PHASE | 13.2 KV | 120/240 | 2001370 | 4665.41 | 7.6/13.2 | 10 | [7 empty] | 100 | 3 | - |  | -
OH Transformer | 213 | 3-PHASE BANK | 37.5 | WYE-DELTA | 13.2 KV | 120/240 | 2001364 | 0 | 7.6/13.2 | 1 | [7 empty] | 1500 | 1 | - |  | -
OH Transformer | 213 | 3-PHASE BANK | 37.5 | WYE-DELTA | 13.2 KV | 120/240 | 2001365 | 2435.58 | 7.6/13.2 | 6 | [7 empty] | 2000 | 2 | - |  | -
OH Transformer | 213 | 3-PHASE BANK | 37.5 | WYE-DELTA | 13.2 KV | 120/240 | 2001366 | 2538.13 | 7.6/13.2 | 10 | [6 empty] | 4160Y/2400 | 333 | 3 | - |  | -
OH Transformer | 213 | 3-PHASE BANK | 37.5 | WYE-DELTA | 13.2 KV | 120/240 | 2001367 | 3129.01 | 7.6/13.2 | 29
OH Transformer | 213 | 3-PHASE BANK | 37.5 | WYE-DELTA | 13.2 KV | 120/240 | 2001368 | 3501.14 | 7.6/13.2 | 521 | [5 empty] | 205 | 120/240 | 75 | 1 | - |  | -
OH Transformer | 213 | 3-PHASE BANK | 37.5 | WYE-DELTA | 13.2 KV | 120/240 | 2001369 | 3847.75 | 7.6/13.2 | 354
OH Transformer | 213 | 3-PHASE BANK | 37.5 | WYE-DELTA | 13.2 KV | 120/240 | 2001370 | 4665.41 | 7.6/13.2 | 166 | [5 empty] | 213 | 120/240 | 75 | 3 | - |  | -
OH Transformer | 213 | 3-PHASE BANK | 37.5 | WYE-DELTA | 13.2 KV | 120/240 | 2001371 | 6665.64 | 7.6/13.2 | 2 | [7 empty] | 150 | 1 | - |  | -
OH Transformer | 213 | 3-PHASE BANK | 37.5 | WYE-DELTA | 13.2 KV | 120/240 | 2001378 | 0 | 7.6/13.2 | 2 | [6 empty] | 277/480 | 150 | 1 | - |  | -
OH Transformer | 213 | 3-PHASE BANK | 37.5 | WYE-WYE | 13.2 KV | 120/240 | 2001365 | 2435.58 | 7.6/13.2 | 1
OH Transformer | 213 | 3-PHASE BANK | 37.5 | WYE-WYE | 13.2 KV | 120/240 | 2001368 | 3501.14 | 7.6/13.2 | 174 | [5 empty] | 214 | 120/240 | 167 | 1 | 2001379 | 8316.74 | 20013798316.74
OH Transformer | 213 | 3-PHASE BANK | 37.5 | WYE-WYE | 13.2 KV | 120/240 | 2001369 | 3847.75 | 7.6/13.2 | 14 | [8 empty] | 1 | 2001381 |  | 2001381
OH Transformer | 213 | 3-PHASE BANK | 37.5 | WYE-WYE | 13.2 KV | 120/240 | 2001370 | 4665.41 | 7.6/13.2 | 4 | [7 empty] | 250 | 1 | 2001381 |  | 2001381
OH Transformer | 213 | 3-PHASE BANK | 50 | DELTA-DELTA | 13.2 KV | 120/240 | 2001369 | 3847.75 | 7.6/13.2 | 3 | [7 empty] | 333 | 1 | 2001381 |  | 2001381
OH Transformer | 213 | 3-PHASE BANK | 50 | DELTA-DELTA | 13.2 KV | 120/240 | 2001371 | 6665.64 | 7.6/13.2 | 2
OH Transformer | 213 | 3-PHASE BANK | 50 | DELTA-WYE | 13.2 KV | 120/240 | 2001369 | 3847.75 | 7.6/13.2 | 2 | [5 empty] | 215 | 120/208 | 75 | 1 | - |  | -
OH Transformer | 213 | 3-PHASE BANK | 50 | OPEN DELTA | 13.2 KV | 120/240 | - | 0 | 7.6/13.2 | 5 | [6 empty] | 120/240 | 333 | 3 | - |  | -
OH Transformer | 213 | 3-PHASE BANK | 50 | OPEN DELTA | 13.2 KV | 120/240 | 2001346 | 0 | 7.6/13.2 | 1
OH Transformer | 213 | 3-PHASE BANK | 50 | OPEN DELTA | 13.2 KV | 120/240 | 2001347 | 0 | 7.6/13.2 | 3 | [5 empty] | 226 | 277/480 | 1000 | 1 | - |  | -
OH Transformer | 213 | 3-PHASE BANK | 50 | OPEN DELTA | 13.2 KV | 120/240 | 2001364 | 0 | 7.6/13.2 | 1
OH Transformer | 213 | 3-PHASE BANK | 50 | OPEN DELTA | 13.2 KV | 120/240 | 2001365 | 2435.58 | 7.6/13.2 | 37 | [5 empty] | 230 | 277/480 | 75 | 1 | - |  | -
OH Transformer | 213 | 3-PHASE BANK | 50 | OPEN DELTA | 13.2 KV | 120/240 | 2001366 | 2538.13 | 7.6/13.2 | 107
OH Transformer | 213 | 3-PHASE BANK | 50 | OPEN DELTA | 13.2 KV | 120/240 | 2001367 | 3129.01 | 7.6/13.2 | 72 | [5 empty] | 238 | 120/240 | 1000 | 3 | - |  | -
OH Transformer | 213 | 3-PHASE BANK | 50 | OPEN DELTA | 13.2 KV | 120/240 | 2001368 | 3501.14 | 7.6/13.2 | 16
OH Transformer | 213 | 3-PHASE BANK | 50 | OPEN DELTA | 13.2 KV | 120/240 | 2001369 | 3847.75 | 7.6/13.2 | 673 | [5 empty] | 244 | 120/208 | 75 | 1 | - |  | -
OH Transformer | 213 | 3-PHASE BANK | 50 | OPEN DELTA | 13.2 KV | 120/240 | 2001370 | 4665.41 | 7.6/13.2 | 25
OH Transformer | 213 | 3-PHASE BANK | 50 | OPEN DELTA | 13.2 KV | 120/240 | 2001371 | 6665.64 | 7.6/13.2 | 3 | [5 empty] | 245 | 277/480 | 750 | 1 | - |  | -
OH Transformer | 213 | 3-PHASE BANK | 50 | OPEN DELTA | 13.2 KV | 120/240 | 2001379 | 8316.74 | 7.6/13.2 | 1
OH Transformer | 213 | 3-PHASE BANK | 50 | OPEN-DELTA | 13.2 KV | 120/240 | 2001369 | 3847.75 | 7.6/13.2 | 3 | [5 empty] | 256 | 120/208 | 75 | 1 | - |  | -
OH Transformer | 213 | 3-PHASE BANK | 50 | SINGLE-PHASE | 13.2 KV | 120/240 | 2001338 | 0 | 7.6/13.2 | 3 | [7 empty] | 150 | 1 | - |  | -
OH Transformer | 213 | 3-PHASE BANK | 50 | SINGLE-PHASE | 13.2 KV | 120/240 | 2001339 | 0 | 7.6/13.2 | 1
OH Transformer | 213 | 3-PHASE BANK | 50 | SINGLE-PHASE | 13.2 KV | 120/240 | 2001348 | 0 | 7.6/13.2 | 1 | [5 empty] | 257 | 277/480 | 75 | 2 | - |  | -
OH Transformer | 213 | 3-PHASE BANK | 50 | SINGLE-PHASE | 13.2 KV | 120/240 | 2001365 | 2435.58 | 7.6/13.2 | 1 | [7 empty] | 300 | 3 | 2001490 |  | 2001490
OH Transformer | 213 | 3-PHASE BANK | 50 | SINGLE-PHASE | 13.2 KV | 120/240 | 2001366 | 2538.13 | 7.6/13.2 | 5 | [8 empty] | 1 | - |  | -
OH Transformer | 213 | 3-PHASE BANK | 50 | SINGLE-PHASE | 13.2 KV | 120/240 | 2001367 | 3129.01 | 7.6/13.2 | 16 | [7 empty] | 500 | 1 | - |  | -
OH Transformer | 213 | 3-PHASE BANK | 50 | SINGLE-PHASE | 13.2 KV | 120/240 | 2001368 | 3501.14 | 7.6/13.2 | 9 | [7 empty] | 750 | 2 | - |  | -
OH Transformer | 213 | 3-PHASE BANK | 50 | SINGLE-PHASE | 13.2 KV | 120/240 | 2001369 | 3847.75 | 7.6/13.2 | 101 | [7 empty] | 1500 | 2 | - |  | -
OH Transformer | 213 | 3-PHASE BANK | 50 | SINGLE-PHASE | 13.2 KV | 120/240 | 2001370 | 4665.41 | 7.6/13.2 | 16 | [7 empty] | 2000 | 4 | - |  | -
OH Transformer | 213 | 3-PHASE BANK | 50 | SINGLE-PHASE | 13.2 KV | 120/240 | 2001371 | 6665.64 | 7.6/13.2 | 4
OH Transformer | 213 | 3-PHASE BANK | 50 | WYE-DELTA | 13.2 KV | 120/208 | 2001366 | 2538.13 | 7.6/13.2 | 1 | [5 empty] | 258 | 120/208 | 75 | 1 | - |  | -
OH Transformer | 213 | 3-PHASE BANK | 50 | WYE-DELTA | 13.2 KV | 120/208 | 2001368 | 3501.14 | 7.6/13.2 | 1 | [7 empty] | 150 | 8 | - |  | -
OH Transformer | 213 | 3-PHASE BANK | 50 | WYE-DELTA | 13.2 KV | 120/208 | 2001369 | 3847.75 | 7.6/13.2 | 4 | [7 empty] | 225 | 2 | 2001498 |  | 2001498
OH Transformer | 213 | 3-PHASE BANK | 50 | WYE-DELTA | 13.2 KV | 120/240 | - | 0 | 7.6/13.2 | 2 | [8 empty] | 3 | - |  | -
OH Transformer | 213 | 3-PHASE BANK | 50 | WYE-DELTA | 13.2 KV | 120/240 | 2001339 | 0 | 7.6/13.2 | 1 | [7 empty] | 300 | 2 | - |  | -
OH Transformer | 213 | 3-PHASE BANK | 50 | WYE-DELTA | 13.2 KV | 120/240 | 2001349 | 0 | 7.6/13.2 | 2 | [7 empty] | 1000 | 1 | - |  | -
OH Transformer | 213 | 3-PHASE BANK | 50 | WYE-DELTA | 13.2 KV | 120/240 | 2001365 | 2435.58 | 7.6/13.2 | 4
OH Transformer | 213 | 3-PHASE BANK | 50 | WYE-DELTA | 13.2 KV | 120/240 | 2001366 | 2538.13 | 7.6/13.2 | 19 | [5 empty] | 259 | 120/240 | 500 | 1 | 2001556 | 29769.49 | 200155629769.49
OH Transformer | 213 | 3-PHASE BANK | 50 | WYE-DELTA | 13.2 KV | 120/240 | 2001367 | 3129.01 | 7.6/13.2 | 112 | [8 empty] | 1 | - |  | -
OH Transformer | 213 | 3-PHASE BANK | 50 | WYE-DELTA | 13.2 KV | 120/240 | 2001368 | 3501.14 | 7.6/13.2 | 171 | [6 empty] | 277/480 | 300 | 2 | 2001502 |  | 2001502
OH Transformer | 213 | 3-PHASE BANK | 50 | WYE-DELTA | 13.2 KV | 120/240 | 2001369 | 3847.75 | 7.6/13.2 | 787 | [7 empty] | 500 | 2 | 2001503 |  | 2001503
OH Transformer | 213 | 3-PHASE BANK | 50 | WYE-DELTA | 13.2 KV | 120/240 | 2001370 | 4665.41 | 7.6/13.2 | 268 | [8 empty] | 1 | - |  | -
OH Transformer | 213 | 3-PHASE BANK | 50 | WYE-DELTA | 13.2 KV | 120/240 | 2001371 | 6665.64 | 7.6/13.2 | 70 | [7 empty] | 750 | 4 | - |  | -
OH Transformer | 213 | 3-PHASE BANK | 50 | WYE-DELTA | 13.2 KV | 240/480 | 2001367 | 3129.01 | 7.6/13.2 | 1 | [7 empty] | 2000 | 1 | - |  | -
OH Transformer | 213 | 3-PHASE BANK | 50 | WYE-DELTA | 13.2 KV | 277/480 | 2001367 | 3129.01 | 7.6/13.2 | 1
OH Transformer | 213 | 3-PHASE BANK | 50 | WYE-DELTA | 13.2 KV | 277/480 | 2001368 | 3501.14 | 7.6/13.2 | 1 | [5 empty] | 260 | 277/480 | 2000 | 1 | - |  | -
OH Transformer | 213 | 3-PHASE BANK | 50 | WYE-WYE | 13.2 KV | 120/208 | 2001341 | 0 | 7.6/13.2 | 4
OH Transformer | 213 | 3-PHASE BANK | 50 | WYE-WYE | 13.2 KV | 120/208 | 2001369 | 3847.75 | 7.6/13.2 | 20 | [5 empty] | 261 | 277/480 | 2000 | 2 | - |  | -
OH Transformer | 213 | 3-PHASE BANK | 50 | WYE-WYE | 13.2 KV | 120/240 | 2001366 | 2538.13 | 7.6/13.2 | 1 | [7 empty] | 3000 | 1 | - |  | -
OH Transformer | 213 | 3-PHASE BANK | 50 | WYE-WYE | 13.2 KV | 120/240 | 2001369 | 3847.75 | 7.6/13.2 | 179
OH Transformer | 213 | 3-PHASE BANK | 50 | WYE-WYE | 13.2 KV | 120/240 | 2001370 | 4665.41 | 7.6/13.2 | 2 | [5 empty] | 262 | 120/208 | 75 | 1 | 2001513 |  | 2001513
OH Transformer | 213 | 3-PHASE BANK | 50 | WYE-WYE | 13.2 KV | 277/480 | 2001369 | 3847.75 | 7.6/13.2 | 15 | [8 empty] | 1 | - |  | -
OH Transformer | 213 | 3-PHASE BANK | 50 | WYE-WYE | 13.2 KV | 277/480 | 2001427 | 0 | 7.6/13.2 | 1 | [7 empty] | 150 | 4 | - |  | -
OH Transformer | 213 | 3-PHASE BANK | 75 | DELTA-DELTA | 13.2 KV | 120/240 | 2001370 | 4665.41 | 7.6/13.2 | 4 | [7 empty] | 300 | 1 | - |  | -
OH Transformer | 213 | 3-PHASE BANK | 75 | OPEN DELTA | 13.2 KV | 120/240 | - | 0 | 7.6/13.2 | 3 | [6 empty] | 120/240 | 75 | 4 | 2001513 |  | 2001513
OH Transformer | 213 | 3-PHASE BANK | 75 | OPEN DELTA | 13.2 KV | 120/240 | 2001365 | 2435.58 | 7.6/13.2 | 13 | [8 empty] | 1 | - |  | -
OH Transformer | 213 | 3-PHASE BANK | 75 | OPEN DELTA | 13.2 KV | 120/240 | 2001366 | 2538.13 | 7.6/13.2 | 16 | [7 empty] | 250 | 1 | 2001523 | 13441.01 | 200152313441.01
OH Transformer | 213 | 3-PHASE BANK | 75 | OPEN DELTA | 13.2 KV | 120/240 | 2001367 | 3129.01 | 7.6/13.2 | 30 | [7 empty] | 750 | 1 | - |  | -
OH Transformer | 213 | 3-PHASE BANK | 75 | OPEN DELTA | 13.2 KV | 120/240 | 2001368 | 3501.14 | 7.6/13.2 | 13
OH Transformer | 213 | 3-PHASE BANK | 75 | OPEN DELTA | 13.2 KV | 120/240 | 2001369 | 3847.75 | 7.6/13.2 | 10 | [5 empty] | 263 | - | 0 | 1 | 2004979 |  | 2004979
OH Transformer | 213 | 3-PHASE BANK | 75 | OPEN DELTA | 13.2 KV | 120/240 | 2001370 | 4665.41 | 7.6/13.2 | 224 | [8 empty] | 1 | 2004982 |  | 2004982
OH Transformer | 213 | 3-PHASE BANK | 75 | OPEN DELTA | 13.2 KV | 120/240 | 2001371 | 6665.64 | 7.6/13.2 | 2 | [6 empty] | 120/240 | 75 | 3 | 2001521 |  | 2001521
OH Transformer | 213 | 3-PHASE BANK | 75 | OPEN-DELTA | 13.2 KV | 120/240 | 2001365 | 2435.58 | 7.6/13.2 | 1 | [7 empty] | 167 | 2 | 2001523 | 13441.01 | 200152313441.01
OH Transformer | 213 | 3-PHASE BANK | 75 | OPEN-DELTA | 13.2 KV | 120/240 | 2001368 | 3501.14 | 7.6/13.2 | 1
OH Transformer | 213 | 3-PHASE BANK | 75 | SINGLE-PHASE | 13.2 KV | 120/240 | 2001365 | 2435.58 | 7.6/13.2 | 1 | [5 empty] | 264 | 120/208 | 750 | 1 | 2130744 |  | 2130744
OH Transformer | 213 | 3-PHASE BANK | 75 | SINGLE-PHASE | 13.2 KV | 120/240 | 2001366 | 2538.13 | 7.6/13.2 | 1 | [6 empty] | 120/240 | 75 | 50 | 2122130 |  | 2122130
OH Transformer | 213 | 3-PHASE BANK | 75 | SINGLE-PHASE | 13.2 KV | 120/240 | 2001368 | 3501.14 | 7.6/13.2 | 5 | [7 empty] | 150 | 65 | 2001525 |  | 2001525
OH Transformer | 213 | 3-PHASE BANK | 75 | SINGLE-PHASE | 13.2 KV | 120/240 | 2001369 | 3847.75 | 7.6/13.2 | 8 | [8 empty] | 2 | - |  | -
OH Transformer | 213 | 3-PHASE BANK | 75 | SINGLE-PHASE | 13.2 KV | 120/240 | 2001370 | 4665.41 | 7.6/13.2 | 57 | [7 empty] | 300 | 19 | 2125435 | 27199.64 | 212543527199.64
OH Transformer | 213 | 3-PHASE BANK | 75 | SINGLE-PHASE | 13.2 KV | 120/240 | 2001371 | 6665.64 | 7.6/13.2 | 2 | [7 empty] | 500 | 11 | 2130743 |  | 2130743
OH Transformer | 213 | 3-PHASE BANK | 75 | WYE-DELTA | 13.2 KV | 120/208 | 2001368 | 3501.14 | 7.6/13.2 | 1 | [8 empty] | 1 | - |  | -
OH Transformer | 213 | 3-PHASE BANK | 75 | WYE-DELTA | 13.2 KV | 120/208 | 2001369 | 3847.75 | 7.6/13.2 | 2 | [7 empty] | 750 | 1 | 2130744 |  | 2130744
OH Transformer | 213 | 3-PHASE BANK | 75 | WYE-DELTA | 13.2 KV | 120/208 | 2001370 | 4665.41 | 7.6/13.2 | 2
OH Transformer | 213 | 3-PHASE BANK | 75 | WYE-DELTA | 13.2 KV | 120/240 | - | 0 | 7.6/13.2 | 3 | [5 empty] | 265 | 120/208 | 0 | 1 | - |  | -
OH Transformer | 213 | 3-PHASE BANK | 75 | WYE-DELTA | 13.2 KV | 120/240 | 2001366 | 2538.13 | 7.6/13.2 | 2 | [7 empty] | 75 | 332 | 2001526 |  | 2001526
OH Transformer | 213 | 3-PHASE BANK | 75 | WYE-DELTA | 13.2 KV | 120/240 | 2001367 | 3129.01 | 7.6/13.2 | 13 | [7 empty] | 112 | 1 | - |  | -
OH Transformer | 213 | 3-PHASE BANK | 75 | WYE-DELTA | 13.2 KV | 120/240 | 2001368 | 3501.14 | 7.6/13.2 | 75 | [7 empty] | 150 | 454 | 2001528 |  | 2001528
OH Transformer | 213 | 3-PHASE BANK | 75 | WYE-DELTA | 13.2 KV | 120/240 | 2001369 | 3847.75 | 7.6/13.2 | 113 | [8 empty] | 1 | - |  | -
OH Transformer | 213 | 3-PHASE BANK | 75 | WYE-DELTA | 13.2 KV | 120/240 | 2001370 | 4665.41 | 7.6/13.2 | 419 | [7 empty] | 225 | 169 | 2001529 |  | 2001529
OH Transformer | 213 | 3-PHASE BANK | 75 | WYE-DELTA | 13.2 KV | 120/240 | 2001371 | 6665.64 | 7.6/13.2 | 122 | [8 empty] | 9 | - |  | -
OH Transformer | 213 | 3-PHASE BANK | 75 | WYE-DELTA | 13.2 KV | 120/240 | 2001375 | 0 | 7.6/13.2 | 1 | [7 empty] | 300 | 146 | 2001530 |  | 2001530
OH Transformer | 213 | 3-PHASE BANK | 75 | WYE-DELTA | 13.2 KV | 120/240 | 2001379 | 8316.74 | 7.6/13.2 | 2 | [8 empty] | 7 | - |  | -
OH Transformer | 213 | 3-PHASE BANK | 75 | WYE-DELTA | 13.2 KV | 277/480 | 2001370 | 4665.41 | 7.6/13.2 | 6 | [7 empty] | 500 | 150 | 2001531 |  | 2001531
OH Transformer | 213 | 3-PHASE BANK | 75 | WYE-WYE | 13.2 KV | 120/208 | 2001370 | 4665.41 | 7.6/13.2 | 10 | [8 empty] | 7 | - |  | -
OH Transformer | 213 | 3-PHASE BANK | 75 | WYE-WYE | 13.2 KV | 120/240 | - | 0 | 7.6/13.2 | 2 | [7 empty] | 750 | 56 | 2001532 |  | 2001532
OH Transformer | 213 | 3-PHASE BANK | 75 | WYE-WYE | 13.2 KV | 120/240 | 2001367 | 3129.01 | 7.6/13.2 | 1 | [7 empty] | 1000 | 5 | 2001533 |  | 2001533
OH Transformer | 213 | 3-PHASE BANK | 75 | WYE-WYE | 13.2 KV | 120/240 | 2001368 | 3501.14 | 7.6/13.2 | 1 | [8 empty] | 2 | - |  | -
OH Transformer | 213 | 3-PHASE BANK | 75 | WYE-WYE | 13.2 KV | 120/240 | 2001369 | 3847.75 | 7.6/13.2 | 2 | [6 empty] | 120/240 | 75 | 33 | 2001526 |  | 2001526
OH Transformer | 213 | 3-PHASE BANK | 75 | WYE-WYE | 13.2 KV | 120/240 | 2001370 | 4665.41 | 7.6/13.2 | 113 | [7 empty] | 150 | 40 | 2001528 |  | 2001528
OH Transformer | 213 | 3-PHASE BANK | 75 | WYE-WYE | 13.2 KV | 277/480 | - | 0 | 7.6/13.2 | 2 | [7 empty] | 225 | 9 | 2001529 |  | 2001529
OH Transformer | 213 | 3-PHASE BANK | 75 | WYE-WYE | 13.2 KV | 277/480 | 2001370 | 4665.41 | 7.6/13.2 | 4 | [7 empty] | 300 | 12 | 2001530 |  | 2001530
OH Transformer | 213 | 3-PHASE BANK | 100 | DELTA-DELTA | 13.2 KV | 120/240 | 2001371 | 6665.64 | 7.6/13.2 | 1 | [8 empty] | 1 | - |  | -
OH Transformer | 213 | 3-PHASE BANK | 100 | OPEN DELTA | 13.2 KV | 120/240 | 2001365 | 2435.58 | 7.6/13.2 | 2 | [7 empty] | 500 | 10 | 2001531 |  | 2001531
OH Transformer | 213 | 3-PHASE BANK | 100 | OPEN DELTA | 13.2 KV | 120/240 | 2001366 | 2538.13 | 7.6/13.2 | 3 | [7 empty] | 750 | 2 | 2001532 |  | 2001532
OH Transformer | 213 | 3-PHASE BANK | 100 | OPEN DELTA | 13.2 KV | 120/240 | 2001367 | 3129.01 | 7.6/13.2 | 9 | [8 empty] | 1 | - |  | -
OH Transformer | 213 | 3-PHASE BANK | 100 | OPEN DELTA | 13.2 KV | 120/240 | 2001368 | 3501.14 | 7.6/13.2 | 6 | [7 empty] | 1000 | 1 | - |  | -
OH Transformer | 213 | 3-PHASE BANK | 100 | OPEN DELTA | 13.2 KV | 120/240 | 2001369 | 3847.75 | 7.6/13.2 | 9 | [6 empty] | 277/480 | 75 | 1 | 2001526 |  | 2001526
OH Transformer | 213 | 3-PHASE BANK | 100 | OPEN DELTA | 13.2 KV | 120/240 | 2001370 | 4665.41 | 7.6/13.2 | 1 | [7 empty] | 150 | 3 | 2001528 |  | 2001528
OH Transformer | 213 | 3-PHASE BANK | 100 | OPEN DELTA | 13.2 KV | 120/240 | 2001371 | 6665.64 | 7.6/13.2 | 39 | [7 empty] | 225 | 1 | 2001529 |  | 2001529
OH Transformer | 213 | 3-PHASE BANK | 100 | SINGLE-PHASE | 13.2 KV | 120/240 | 2001370 | 4665.41 | 7.6/13.2 | 8 | [7 empty] | 2000 | 1 | - |  | -
OH Transformer | 213 | 3-PHASE BANK | 100 | SINGLE-PHASE | 13.2 KV | 120/240 | 2001371 | 6665.64 | 7.6/13.2 | 17
OH Transformer | 213 | 3-PHASE BANK | 100 | WYE-DELTA | 13.2 KV | 120/208 | 2001370 | 4665.41 | 7.6/13.2 | 1 | [5 empty] | 266 | 120/208 | 75 | 1 | 2001534 |  | 2001534
OH Transformer | 213 | 3-PHASE BANK | 100 | WYE-DELTA | 13.2 KV | 120/240 | - | 0 | 7.6/13.2 | 7 | [7 empty] | 300 | 1 | 2001536 |  | 2001536
OH Transformer | 213 | 3-PHASE BANK | 100 | WYE-DELTA | 13.2 KV | 120/240 | 2001368 | 3501.14 | 7.6/13.2 | 4 | [7 empty] | 2000 | 1 | 2001541 |  | 2001541
OH Transformer | 213 | 3-PHASE BANK | 100 | WYE-DELTA | 13.2 KV | 120/240 | 2001369 | 3847.75 | 7.6/13.2 | 27 | [6 empty] | 120/240 | 75 | 9 | 2001534 |  | 2001534
OH Transformer | 213 | 3-PHASE BANK | 100 | WYE-DELTA | 13.2 KV | 120/240 | 2001370 | 4665.41 | 7.6/13.2 | 60 | [7 empty] | 150 | 8 | 2001535 |  | 2001535
OH Transformer | 213 | 3-PHASE BANK | 100 | WYE-DELTA | 13.2 KV | 120/240 | 2001371 | 6665.64 | 7.6/13.2 | 181 | [7 empty] | 300 | 15 | 2001536 |  | 2001536
OH Transformer | 213 | 3-PHASE BANK | 100 | WYE-DELTA | 13.2 KV | 120/240 | 2001379 | 8316.74 | 7.6/13.2 | 23 | [7 empty] | 500 | 6 | 2001537 |  | 2001537
OH Transformer | 213 | 3-PHASE BANK | 100 | WYE-DELTA | 13.2 KV | 277/480 | 2001370 | 4665.41 | 7.6/13.2 | 3 | [8 empty] | 2 | - |  | -
OH Transformer | 213 | 3-PHASE BANK | 100 | WYE-DELTA | 13.2 KV | 277/480 | 2001371 | 6665.64 | 7.6/13.2 | 2 | [7 empty] | 750 | 10 | 2001538 |  | 2001538
OH Transformer | 213 | 3-PHASE BANK | 100 | WYE-DELTA | 13.2 KV | 277/480 | 2001429 | 0 | 7.6/13.2 | 1 | [7 empty] | 1000 | 6 | 2001539 |  | 2001539
OH Transformer | 213 | 3-PHASE BANK | 100 | WYE-WYE | 13.2 KV | 120/208 | 2001371 | 6665.64 | 7.6/13.2 | 3 | [7 empty] | 1500 | 6 | 2001540 |  | 2001540
OH Transformer | 213 | 3-PHASE BANK | 100 | WYE-WYE | 13.2 KV | 120/240 | 2001370 | 4665.41 | 7.6/13.2 | 1 | [7 empty] | 2000 | 1 | 2001541 |  | 2001541
OH Transformer | 213 | 3-PHASE BANK | 100 | WYE-WYE | 13.2 KV | 120/240 | 2001371 | 6665.64 | 7.6/13.2 | 71 | [6 empty] | 240/480 | 750 | 1 | 2001538 |  | 2001538
OH Transformer | 213 | 3-PHASE BANK | 100 | WYE-WYE | 13.2 KV | 120/240 | 2001379 | 8316.74 | 7.6/13.2 | 2 | [6 empty] | 277/480 | 75 | 91 | 2001534 |  | 2001534
OH Transformer | 213 | 3-PHASE BANK | 167 | WYE-DELTA | 13.2 KV | 120/240 | - | 0 | 7.6/13.2 | 6 | [8 empty] | 5 | - |  | -
OH Transformer | 213 | 3-PHASE BANK | 167 | WYE-DELTA | 13.2 KV | 120/240 | 2001370 | 4665.41 | 7.6/13.2 | 1 | [7 empty] | 150 | 112 | 2001535 |  | 2001535
OH Transformer | 213 | 3-PHASE BANK | 167 | WYE-DELTA | 13.2 KV | 120/240 | 2001371 | 6665.64 | 7.6/13.2 | 5 | [8 empty] | 4 | - |  | -
OH Transformer | 213 | 3-PHASE BANK | 167 | WYE-DELTA | 13.2 KV | 120/240 | 2001380 | 9737.66 | 7.6/13.2 | 1 | [7 empty] | 300 | 190 | 2001536 |  | 2001536
OH Transformer | 213 | 3-PHASE BANK | 167 | WYE-DELTA | 13.2 KV | 277/480 | 2001371 | 6665.64 | 7.6/13.2 | 1 | [7 empty] | 500 | 162 | 2001537 |  | 2001537
OH Transformer | 213 | 3-PHASE BANK | 167 | WYE-WYE | 13.2 KV | 120/208 | - | 0 | 7.6/13.2 | 1 | [8 empty] | 6 | - |  | -
OH Transformer | 213 | 3-PHASE BANK | 167 | WYE-WYE | 13.2 KV | 120/240 | - | 0 | 7.6/13.2 | 10 | [7 empty] | 750 | 137 | 2001538 |  | 2001538
OH Transformer | 213 | 3-PHASE BANK | 250 | WYE-DELTA | 13.2 KV | 120/240 | 2001368 | 3501.14 | 7.6/13.2 | 1 | [8 empty] | 2 | - |  | -
OH Transformer | 213 | 3-PHASE UNIT | 10 | OPEN DELTA | 13.2 KV | 120/240 | 2001368 | 3501.14 | 7.6/13.2 | 1 | [7 empty] | 1000 | 104 | 2001539 |  | 2001539
OH Transformer | 213 | 3-PHASE UNIT | 10 | SINGLE-PHASE | 13.2 KV | 120/240 | 2001367 | 3129.01 | 7.6/13.2 | 2 | [7 empty] | 1500 | 106 | 2001540 |  | 2001540
OH Transformer | 213 | 3-PHASE UNIT | 10 | WYE-DELTA | 13.2 KV | 120/240 | 2001365 | 2435.58 | 7.6/13.2 | 2 | [7 empty] | 2000 | 85 | 2001541 |  | 2001541
OH Transformer | 213 | 3-PHASE UNIT | 15 | OPEN DELTA | 13.2 KV | 120/240 | 2001368 | 3501.14 | 7.6/13.2 | 2 | [7 empty] | 2500 | 1 | - |  | -
OH Transformer | 213 | 3-PHASE UNIT | 15 | WYE-DELTA | 13.2 KV | 120/240 | 2001367 | 3129.01 | 7.6/13.2 | 2
OH Transformer | 213 | 3-PHASE UNIT | 15 | WYE-WYE | 13.2 KV | 120/240 | 2001366 | 2538.13 | 7.6/13.2 | 6 | [5 empty] | 267 | 120/208 | 75 | 1126 | 2001542 | 19870.7 | 200154219870.7
OH Transformer | 213 | 3-PHASE UNIT | 25 | DELTA-WYE | 13.2 KV | 120/240 | 2001368 | 3501.14 | 7.6/13.2 | 4 | [8 empty] | 43 | - |  | -
OH Transformer | 213 | 3-PHASE UNIT | 25 | OPEN DELTA | 13.2 KV | 120/240 | 2001367 | 3129.01 | 7.6/13.2 | 1 | [7 empty] | 150 | 1 | 2001528 |  | 2001528
OH Transformer | 213 | 3-PHASE UNIT | 25 | SINGLE-PHASE | 13.2 KV | 120/240 | 2001367 | 3129.01 | 7.6/13.2 | 5 | [8 empty] | 1469 | 2001543 | 20312.13 | 200154320312.13
OH Transformer | 213 | 3-PHASE UNIT | 25 | WYE-DELTA | 13.2 KV | 120/240 | 2001365 | 2435.58 | 7.6/13.2 | 1 | [8 empty] | 4 | - |  | -
OH Transformer | 213 | 3-PHASE UNIT | 25 | WYE-DELTA | 13.2 KV | 120/240 | 2001367 | 3129.01 | 7.6/13.2 | 3 | [7 empty] | 225 | 1 | 2001530 |  | 2001530
OH Transformer | 213 | 3-PHASE UNIT | 25 | WYE-WYE | 13.2 KV | 120/240 | 2001366 | 2538.13 | 7.6/13.2 | 1 | [8 empty] | 1 | 2001543 | 20312.13 | 200154320312.13
OH Transformer | 213 | 3-PHASE UNIT | 25 | WYE-WYE | 13.2 KV | 120/240 | 2001367 | 3129.01 | 7.6/13.2 | 1 | [8 empty] | 610 | 2001544 | 27107.23 | 200154427107.23
OH Transformer | 213 | 3-PHASE UNIT | 37.5 | DELTA-WYE | 13.2 KV | 120/240 | 2001368 | 3501.14 | 7.6/13.2 | 2 | [8 empty] | 21 | - |  | -
OH Transformer | 213 | 3-PHASE UNIT | 37.5 | OPEN DELTA | 13.2 KV | 120/240 | 2001368 | 3501.14 | 7.6/13.2 | 2 | [7 empty] | 300 | 4 | 2001530 |  | 2001530
OH Transformer | 213 | 3-PHASE UNIT | 37.5 | SINGLE-PHASE | 13.2 KV | 120/240 | 2001370 | 4665.41 | 7.6/13.2 | 2 | [8 empty] | 578 | 2001545 | 29942.99 | 200154529942.99
OH Transformer | 213 | 3-PHASE UNIT | 50 | WYE-WYE | 13.2 KV | 120/240 | 2001369 | 3847.75 | 7.6/13.2 | 1 | [8 empty] | 1 | (blank) |  | (blank)
OH Transformer | 213 | 3-PHASE UNIT | 75 | SINGLE-PHASE | 13.2 KV | 120/240 | 2001370 | 4665.41 | 7.6/13.2 | 1 | [7 empty] | 500 | 1 | 2001531 |  | 2001531
OH Transformer | 213 | BANKED SINGLE PHASE | 10 | OPEN DELTA | 13.2 KV | 120/240 | 2001365 | 2435.58 | 7.6/13.2 | 21 | [8 empty] | 349 | 2001546 | 32840.09 | 200154632840.09
OH Transformer | 213 | BANKED SINGLE PHASE | 10 | OPEN DELTA | 13.2 KV | 120/240 | 2001366 | 2538.13 | 7.6/13.2 | 3 | [8 empty] | 13 | 2112562 | 33419.07 | 211256233419.07
OH Transformer | 213 | BANKED SINGLE PHASE | 10 | OPEN DELTA | 13.2 KV | 120/240 | 2001367 | 3129.01 | 7.6/13.2 | 3 | [8 empty] | 12 | - |  | -
OH Transformer | 213 | BANKED SINGLE PHASE | 10 | OPEN DELTA | 13.2 KV | 120/240 | 2001368 | 3501.14 | 7.6/13.2 | 4 | [7 empty] | 750 | 157 | 2001547 | 47743.24 | 200154747743.24
OH Transformer | 213 | BANKED SINGLE PHASE | 10 | OPEN DELTA | 13.2 KV | 120/240 | 2001369 | 3847.75 | 7.6/13.2 | 2 | [8 empty] | 34 | 2001548 | 42948.51 | 200154842948.51
OH Transformer | 213 | BANKED SINGLE PHASE | 10 | SINGLE-PHASE | 13.2 KV | 120/240 | 2001365 | 2435.58 | 7.6/13.2 | 1 | [8 empty] | 3 | - |  | -
OH Transformer | 213 | BANKED SINGLE PHASE | 10 | SINGLE-PHASE | 13.2 KV | 120/240 | 2001367 | 3129.01 | 7.6/13.2 | 1 | [7 empty] | 1000 | 1 | 2001548 | 42948.51 | 200154842948.51
OH Transformer | 213 | BANKED SINGLE PHASE | 10 | SINGLE-PHASE | 13.2 KV | 120/240 | 2001368 | 3501.14 | 7.6/13.2 | 2 | [8 empty] | 30 | 2001549 | 42750.75 | 200154942750.75
OH Transformer | 213 | BANKED SINGLE PHASE | 10 | WYE-DELTA | 13.2 KV | 120/240 | 2001365 | 2435.58 | 7.6/13.2 | 3 | [8 empty] | 22 | 2001550 | 46298.43 | 200155046298.43
OH Transformer | 213 | BANKED SINGLE PHASE | 10 | WYE-DELTA | 13.2 KV | 120/240 | 2001366 | 2538.13 | 7.6/13.2 | 2 | [8 empty] | 5 | - |  | -
OH Transformer | 213 | BANKED SINGLE PHASE | 10 | WYE-DELTA | 13.2 KV | 120/240 | 2001368 | 3501.14 | 7.6/13.2 | 1 | [6 empty] | 120/240 | 75 | 114 | 2001542 | 19870.7 | 200154219870.7
OH Transformer | 213 | BANKED SINGLE PHASE | 15 | OPEN DELTA | 13.2 KV | 120/240 | 2001365 | 2435.58 | 7.6/13.2 | 2 | [8 empty] | 1 | - |  | -
OH Transformer | 213 | BANKED SINGLE PHASE | 15 | OPEN DELTA | 13.2 KV | 120/240 | 2001366 | 2538.13 | 7.6/13.2 | 18 | [7 empty] | 150 | 139 | 2001543 | 20312.13 | 200154320312.13
OH Transformer | 213 | BANKED SINGLE PHASE | 15 | OPEN DELTA | 13.2 KV | 120/240 | 2001367 | 3129.01 | 7.6/13.2 | 8 | [7 empty] | 225 | 42 | 2001544 | 27107.23 | 200154427107.23
OH Transformer | 213 | BANKED SINGLE PHASE | 15 | OPEN DELTA | 13.2 KV | 120/240 | 2001368 | 3501.14 | 7.6/13.2 | 4 | [8 empty] | 2 | - |  | -
OH Transformer | 213 | BANKED SINGLE PHASE | 15 | OPEN DELTA | 13.2 KV | 120/240 | 2001369 | 3847.75 | 7.6/13.2 | 3 | [7 empty] | 300 | 28 | 2001545 | 29942.99 | 200154529942.99
OH Transformer | 213 | BANKED SINGLE PHASE | 15 | OPEN DELTA | 13.2 KV | 120/240 | 2001370 | 4665.41 | 7.6/13.2 | 2 | [7 empty] | 500 | 1 | 2001522 | 9410.53 | 20015229410.53
OH Transformer | 213 | BANKED SINGLE PHASE | 15 | SINGLE-PHASE | 13.2 KV | 120/240 | 2001366 | 2538.13 | 7.6/13.2 | 2 | [8 empty] | 12 | 2001546 | 32840.09 | 200154632840.09
OH Transformer | 213 | BANKED SINGLE PHASE | 15 | SINGLE-PHASE | 13.2 KV | 120/240 | 2001367 | 3129.01 | 7.6/13.2 | 1 | [7 empty] | 750 | 8 | 2001547 | 47743.24 | 200154747743.24
OH Transformer | 213 | BANKED SINGLE PHASE | 15 | SINGLE-PHASE | 13.2 KV | 120/240 | 2001368 | 3501.14 | 7.6/13.2 | 4 | [6 empty] | 277/480 | 75 | 3 | 2001542 | 19870.7 | 200154219870.7
OH Transformer | 213 | BANKED SINGLE PHASE | 15 | WYE-DELTA | 13.2 KV | 120/240 | 2001366 | 2538.13 | 7.6/13.2 | 7 | [7 empty] | 150 | 2 | 2001543 | 20312.13 | 200154320312.13
OH Transformer | 213 | BANKED SINGLE PHASE | 15 | WYE-DELTA | 13.2 KV | 120/240 | 2001367 | 3129.01 | 7.6/13.2 | 3 | [7 empty] | 300 | 1 | 2001545 | 29942.99 | 200154529942.99
OH Transformer | 213 | BANKED SINGLE PHASE | 15 | WYE-WYE | 13.2 KV | 120/240 | 2001366 | 2538.13 | 7.6/13.2 | 2 | [7 empty] | 500 | 3 | 2001546 | 32840.09 | 200154632840.09
OH Transformer | 213 | BANKED SINGLE PHASE | 25 | OPEN DELTA | 13.2 KV | 120/240 | 2001367 | 3129.01 | 7.6/13.2 | 17 | [7 empty] | 750 | 1 | 2001547 | 47743.24 | 200154747743.24
OH Transformer | 213 | BANKED SINGLE PHASE | 25 | OPEN DELTA | 13.2 KV | 120/240 | 2001368 | 3501.14 | 7.6/13.2 | 3 | [7 empty] | 1000 | 1 | 2001549 | 42750.75 | 200154942750.75
OH Transformer | 213 | BANKED SINGLE PHASE | 25 | OPEN DELTA | 13.2 KV | 120/240 | 2001369 | 3847.75 | 7.6/13.2 | 8
OH Transformer | 213 | BANKED SINGLE PHASE | 25 | OPEN DELTA | 13.2 KV | 120/240 | 2001370 | 4665.41 | 7.6/13.2 | 1 | [5 empty] | 268 | 120/208 | 75 | 2 | 2001551 | 19500.8 | 200155119500.8
OH Transformer | 213 | BANKED SINGLE PHASE | 25 | SINGLE-PHASE | 13.2 KV | 120/240 | 2001350 | 0 | 7.6/13.2 | 1 | [7 empty] | 150 | 2 | 2001552 | 24151.21 | 200155224151.21
OH Transformer | 213 | BANKED SINGLE PHASE | 25 | SINGLE-PHASE | 13.2 KV | 120/240 | 2001367 | 3129.01 | 7.6/13.2 | 4 | [7 empty] | 225 | 1 | - |  | -
OH Transformer | 213 | BANKED SINGLE PHASE | 25 | SINGLE-PHASE | 13.2 KV | 120/240 | 2001368 | 3501.14 | 7.6/13.2 | 2 | [7 empty] | 300 | 7 | 2001553 | 32402.65 | 200155332402.65
OH Transformer | 213 | BANKED SINGLE PHASE | 25 | SINGLE-PHASE | 13.2 KV | 120/240 | 2001370 | 4665.41 | 7.6/13.2 | 1 | [7 empty] | 500 | 4 | 2001556 | 29769.49 | 200155629769.49
OH Transformer | 213 | BANKED SINGLE PHASE | 25 | WYE-DELTA | 13.2 KV | 120/240 | 2001367 | 3129.01 | 7.6/13.2 | 7 | [7 empty] | 750 | 1 | 2001559 | 52013.97 | 200155952013.97
OH Transformer | 213 | BANKED SINGLE PHASE | 25 | WYE-DELTA | 13.2 KV | 120/240 | 2001369 | 3847.75 | 7.6/13.2 | 6 | [7 empty] | 1500 | 1 | 2001563 | 62432.73 | 200156362432.73
OH Transformer | 213 | BANKED SINGLE PHASE | 25 | WYE-WYE | 13.2 KV | 120/240 | 2001367 | 3129.01 | 7.6/13.2 | 3 | [6 empty] | 120/240 | 75 | 18 | 2001551 | 19500.8 | 200155119500.8
OH Transformer | 213 | BANKED SINGLE PHASE | 37 | OPEN DELTA | 13.2 KV | 120/240 | 2001368 | 3501.14 | 7.6/13.2 | 1 | [8 empty] | 1 | - |  | -
OH Transformer | 213 | BANKED SINGLE PHASE | 37 | SINGLE-PHASE | 13.2 KV | 120/240 | 2001368 | 3501.14 | 7.6/13.2 | 1 | [7 empty] | 150 | 18 | 2001552 | 24151.21 | 200155224151.21
OH Transformer | 213 | BANKED SINGLE PHASE | 37 | WYE-DELTA | 13.2 KV | 120/240 | 2001366 | 2538.13 | 7.6/13.2 | 1 | [7 empty] | 300 | 27 | 2001553 | 32402.65 | 200155332402.65
OH Transformer | 213 | BANKED SINGLE PHASE | 37.5 | OPEN DELTA | 13.2 KV | 120/240 | 2001365 | 2435.58 | 7.6/13.2 | 2 | [7 empty] | 500 | 27 | 2001556 | 29769.49 | 200155629769.49
OH Transformer | 213 | BANKED SINGLE PHASE | 37.5 | OPEN DELTA | 13.2 KV | 120/240 | 2001366 | 2538.13 | 7.6/13.2 | 3 | [7 empty] | 750 | 22 | 2001559 | 52013.97 | 200155952013.97
OH Transformer | 213 | BANKED SINGLE PHASE | 37.5 | OPEN DELTA | 13.2 KV | 120/240 | 2001368 | 3501.14 | 7.6/13.2 | 12 | [7 empty] | 1000 | 16 | 2001561 |  | 2001561
OH Transformer | 213 | BANKED SINGLE PHASE | 37.5 | OPEN DELTA | 13.2 KV | 120/240 | 2001369 | 3847.75 | 7.6/13.2 | 2 | [7 empty] | 1500 | 9 | 2001563 | 62432.73 | 200156362432.73
OH Transformer | 213 | BANKED SINGLE PHASE | 37.5 | OPEN DELTA | 13.2 KV | 120/240 | 2001371 | 6665.64 | 7.6/13.2 | 1 | [7 empty] | 2000 | 2 | - |  | -
OH Transformer | 213 | BANKED SINGLE PHASE | 37.5 | SINGLE-PHASE | 13.2 KV | 120 | 2001338 | 0 | 7.6/13.2 | 1 | [6 empty] | 240/480 | 150 | 1 | 2001552 | 24151.21 | 200155224151.21
OH Transformer | 213 | BANKED SINGLE PHASE | 37.5 | SINGLE-PHASE | 13.2 KV | 120/240 | 2001368 | 3501.14 | 7.6/13.2 | 8 | [7 empty] | 300 | 2 | 2001553 | 32402.65 | 200155332402.65
OH Transformer | 213 | BANKED SINGLE PHASE | 37.5 | WYE-DELTA | 13.2 KV | 120/240 | 2001368 | 3501.14 | 7.6/13.2 | 2 | [7 empty] | 500 | 1 | 2001556 | 29769.49 | 200155629769.49
OH Transformer | 213 | BANKED SINGLE PHASE | 50 | OPEN DELTA | 13.2 KV | 120/240 | 2001367 | 3129.01 | 7.6/13.2 | 1 | [6 empty] | 277/480 | 75 | 1 | 2001542 | 19870.7 | 200154219870.7
OH Transformer | 213 | BANKED SINGLE PHASE | 50 | OPEN DELTA | 13.2 KV | 120/240 | 2001368 | 3501.14 | 7.6/13.2 | 1 | [8 empty] | 533 | 2001551 | 19500.8 | 200155119500.8
OH Transformer | 213 | BANKED SINGLE PHASE | 50 | OPEN DELTA | 13.2 KV | 120/240 | 2001369 | 3847.75 | 7.6/13.2 | 15 | [8 empty] | 11 | 2001555 | 14625.5 | 200155514625.5
OH Transformer | 213 | BANKED SINGLE PHASE | 50 | OPEN DELTA | 13.2 KV | 120/240 | 2001370 | 4665.41 | 7.6/13.2 | 1 | [8 empty] | 21 | - |  | -
OH Transformer | 213 | BANKED SINGLE PHASE | 50 | SINGLE-PHASE | 13.2 KV | 120/240 | 2001369 | 3847.75 | 7.6/13.2 | 1 | [7 empty] | 150 | 299 | 2001552 | 24151.21 | 200155224151.21
OH Transformer | 213 | BANKED SINGLE PHASE | 50 | WYE-DELTA | 13.2 KV | 120/240 | 2001366 | 2538.13 | 7.6/13.2 | 1 | [7 empty] | 300 | 540 | 2001553 | 32402.65 | 200155332402.65
OH Transformer | 213 | BANKED SINGLE PHASE | 50 | WYE-DELTA | 13.2 KV | 120/240 | 2001369 | 3847.75 | 7.6/13.2 | 4 | [8 empty] | 15 | 2001554 | 33624.27 | 200155433624.27
OH Transformer | 213 | BANKED SINGLE PHASE | 75 | OPEN DELTA | 13.2 KV | 120/240 | 2001365 | 2435.58 | 7.6/13.2 | 1 | [7 empty] | 500 | 1 | 2001543 | 20312.13 | 200154320312.13
OH Transformer | 213 | BANKED SINGLE PHASE | 75 | OPEN DELTA | 13.2 KV | 120/240 | 2001368 | 3501.14 | 7.6/13.2 | 1 | [8 empty] | 1 | 2001553 | 32402.65 | 200155332402.65
OH Transformer | 213 | BANKED SINGLE PHASE | 75 | OPEN DELTA | 13.2 KV | 120/240 | 2001370 | 4665.41 | 7.6/13.2 | 5 | [8 empty] | 486 | 2001556 | 29769.49 | 200155629769.49
OH Transformer | 213 | BANKED SINGLE PHASE | 75 | SINGLE-PHASE | 13.2 KV | 120/240 | 2001368 | 3501.14 | 7.6/13.2 | 1 | [8 empty] | 23 | 2001558 | 25602.04 | 200155825602.04
OH Transformer | 213 | BANKED SINGLE PHASE | 75 | SINGLE-PHASE | 13.2 KV | 120/240 | 2001370 | 4665.41 | 7.6/13.2 | 2 | [8 empty] | 1 | - |  | -
OH Transformer | 213 | BANKED SINGLE PHASE | 75 | WYE-DELTA | 13.2 KV | 120/240 | 2001367 | 3129.01 | 7.6/13.2 | 1 | [7 empty] | 750 | 1 | 2001556 | 29769.49 | 200155629769.49
OH Transformer | 213 | BANKED SINGLE PHASE | 100 | OPEN DELTA | 13.2 KV | 120/240 | 2001371 | 6665.64 | 7.6/13.2 | 1 | [8 empty] | 335 | 2001559 | 52013.97 | 200155952013.97
OH Transformer | 213 | DUMMY | 37.5 | SINGLE-PHASE | 13.2 KV | 120/240 | 2001368 | 3501.14 | 7.6/13.2 | 1 | [8 empty] | 16 | 2001560 | 38003.1 | 200156038003.1
OH Transformer | 214 | 1-PHASE UNIT | 10 | SINGLE-PHASE | 13.2 KV | 120/240 | - | 0 | 7.6/13.2 | 3 | [7 empty] | 1000 | 1 | 2001560 | 38003.1 | 200156038003.1
OH Transformer | 214 | 1-PHASE UNIT | 10 | SINGLE-PHASE | 13.2 KV | 120/240 | 2001372 | 0 | 7.6/13.2 | 4 | [8 empty] | 256 | 2001561 |  | 2001561
OH Transformer | 214 | 1-PHASE UNIT | 15 | SINGLE-PHASE | 13.2 KV | 120/240 | - | 0 | 7.6/13.2 | 1 | [8 empty] | 15 | 2001562 | 40001.18 | 200156240001.18
OH Transformer | 214 | 1-PHASE UNIT | 15 | SINGLE-PHASE | 13.2 KV | 120/240 | 2001373 | 0 | 7.6/13.2 | 7 | [8 empty] | 1 | (blank) |  | (blank)
OH Transformer | 214 | 1-PHASE UNIT | 25 | SINGLE-PHASE | 13.2 KV | 120/240 | - | 0 | 7.6/13.2 | 2 | [7 empty] | 1500 | 250 | 2001563 | 62432.73 | 200156362432.73
OH Transformer | 214 | 1-PHASE UNIT | 25 | SINGLE-PHASE | 13.2 KV | 120/240 | 2001374 | 0 | 7.6/13.2 | 8 | [8 empty] | 11 | 2001564 | 53773.34 | 200156453773.34
OH Transformer | 214 | 1-PHASE UNIT | 37 | SINGLE-PHASE | 13.2 KV | 120/240 | - | 0 | 7.6/13.2 | 3 | [7 empty] | 2000 | 1 | 2001560 | 38003.1 | 200156038003.1
OH Transformer | 214 | 1-PHASE UNIT | 37.5 | SINGLE-PHASE | 13.2 KV | 120/240 | 2001375 | 0 | 7.6/13.2 | 11 | [8 empty] | 196 | 2001565 | 74761.25 | 200156574761.25
OH Transformer | 214 | 1-PHASE UNIT | 50 | SINGLE-PHASE | 13.2 KV | 120/240 | - | 0 | 7.6/13.2 | 1 | [8 empty] | 32 | 2001566 | 96972.8 | 200156696972.8
OH Transformer | 214 | 1-PHASE UNIT | 50 | SINGLE-PHASE | 13.2 KV | 120/240 | 2001376 | 0 | 7.6/13.2 | 7 | [8 empty] | 4 | - |  | -
OH Transformer | 214 | 1-PHASE UNIT | 50 | WYE-DELTA | 13.2 KV | 120/240 | 2001376 | 0 | 7.6/13.2 | 2
OH Transformer | 214 | 1-PHASE UNIT | 75 | SINGLE-PHASE | 13.2 KV | 120/240 | - | 0 | 7.6/13.2 | 1 | [5 empty] | 271 | 120/240 | 1000 | 1 | - |  | -
OH Transformer | 214 | 1-PHASE UNIT | 75 | SINGLE-PHASE | 13.2 KV | 120/240 | 2001377 | 0 | 7.6/13.2 | 5 | [7 empty] | 2000 | 2 | - |  | -
OH Transformer | 214 | 1-PHASE UNIT | 100 | SINGLE-PHASE | 13.2 KV | 120/240 | - | 0 | 7.6/13.2 | 1 | [6 empty] | 240/480 | 2000 | 1 | - |  | -
OH Transformer | 214 | 1-PHASE UNIT | 100 | SINGLE-PHASE | 13.2 KV | 120/240 | 2001378 | 0 | 7.6/13.2 | 1 | [6 empty] | 2400/4160 | 2500 | 1 | - |  | -
OH Transformer | 214 | 1-PHASE UNIT | 167 | SINGLE-PHASE | 13.2 KV | 120/240 | - | 0 | 7.6/13.2 | 1 | [6 empty] | 4160Y/2400 | 2000 | 6 | - |  | -
OH Transformer | 214 | 1-PHASE UNIT | 167 | SINGLE-PHASE | 13.2 KV | 120/240 | 2001379 | 8316.74 | 7.6/13.2 | 89
OH Transformer | 214 | 1-PHASE UNIT | 250 | SINGLE-PHASE | 13.2 KV | 120/240 | - | 0 | 7.6/13.2 | 5 | [5 empty] | 272 | 120/240 | 2000 | 3 | - |  | -
OH Transformer | 214 | 1-PHASE UNIT | 250 | SINGLE-PHASE | 13.2 KV | 120/240 | 2001371 | 6665.64 | 7.6/13.2 | 1 | [6 empty] | 277/480 | 1500 | 1 | 2001571 |  | 2001571
OH Transformer | 214 | 1-PHASE UNIT | 250 | SINGLE-PHASE | 13.2 KV | 120/240 | 2001380 | 9737.66 | 7.6/13.2 | 2 | [6 empty] | 4160Y/2400 | 1000 | 2 | 2001570 |  | 2001570
OH Transformer | 214 | 3-PHASE BANK | 5 | OPEN DELTA | 13.2 KV | 120/240 | 2001372 | 0 | 7.6/13.2 | 1 | [7 empty] | 2000 | 28 | 2001572 |  | 2001572
OH Transformer | 214 | 3-PHASE BANK | 10 | OPEN DELTA | 13.2 KV | 120/240 | 2001365 | 2435.58 | 7.6/13.2 | 1
OH Transformer | 214 | 3-PHASE BANK | 10 | WYE-DELTA | 13.2 KV | 120/240 | 2001372 | 0 | 7.6/13.2 | 3 | [5 empty] | 274 | 120/240 | 2000 | 3 | - |  | -
OH Transformer | 214 | 3-PHASE BANK | 10 | WYE-WYE | 13.2 KV | 120/240 | 2001372 | 0 | 7.6/13.2 | 1 | [6 empty] | 277/480 | 2000 | 2 | 2001578 |  | 2001578
OH Transformer | 214 | 3-PHASE BANK | 10 | WYE-WYE | 13.2 KV | 120/240 | 2001375 | 0 | 7.6/13.2 | 1 | [8 empty] | 1 | - |  | -
OH Transformer | 214 | 3-PHASE BANK | 15 | OPEN DELTA | 13.2 KV | 120/240 | - | 0 | 7.6/13.2 | 1
OH Transformer | 214 | 3-PHASE BANK | 15 | WYE-DELTA | 13.2 KV | 120/240 | - | 0 | 7.6/13.2 | 1
OH Transformer | 214 | 3-PHASE BANK | 15 | WYE-WYE | 13.2 KV | 120/240 | 2001366 | 2538.13 | 7.6/13.2 | 1
OH Transformer | 214 | 3-PHASE BANK | 25 | WYE-DELTA | 13.2 KV | 120/240 | - | 0 | 7.6/13.2 | 2
OH Transformer | 214 | 3-PHASE BANK | 25 | WYE-WYE | 13.2 KV | 120/208 | - | 0 | 7.6/13.2 | 3
OH Transformer | 214 | 3-PHASE BANK | 25 | WYE-WYE | 13.2 KV | 120/240 | 2001374 | 0 | 7.6/13.2 | 2
OH Transformer | 214 | 3-PHASE BANK | 37.5 | OPEN DELTA | 13.2 KV | 120/240 | 2001375 | 0 | 7.6/13.2 | 3
OH Transformer | 214 | 3-PHASE BANK | 37.5 | WYE-DELTA | 13.2 KV | 120/240 | 2001375 | 0 | 7.6/13.2 | 2
OH Transformer | 214 | 3-PHASE BANK | 37.5 | WYE-WYE | 13.2 KV | 120/240 | 2001375 | 0 | 7.6/13.2 | 1
OH Transformer | 214 | 3-PHASE BANK | 50 | OPEN DELTA | 13.2 KV | 120/240 | - | 0 | 7.6/13.2 | 1
OH Transformer | 214 | 3-PHASE BANK | 50 | WYE-DELTA | 13.2 KV | 120/240 | - | 0 | 7.6/13.2 | 1
OH Transformer | 214 | 3-PHASE BANK | 50 | WYE-WYE | 13.2 KV | 120/240 | 2001369 | 3847.75 | 7.6/13.2 | 2
OH Transformer | 214 | 3-PHASE BANK | 50 | WYE-WYE | 13.2 KV | 120/240 | 2001374 | 0 | 7.6/13.2 | 1
OH Transformer | 214 | 3-PHASE BANK | 75 | WYE-DELTA | 13.2 KV | 120/240 | 2001369 | 3847.75 | 7.6/13.2 | 1
OH Transformer | 214 | 3-PHASE BANK | 100 | OPEN DELTA | 13.2 KV | 120/240 | 2001368 | 3501.14 | 7.6/13.2 | 1
OH Transformer | 214 | 3-PHASE BANK | 100 | WYE-DELTA | 13.2 KV | 120/240 | - | 0 | 7.6/13.2 | 2
OH Transformer | 214 | 3-PHASE BANK | 100 | WYE-DELTA | 13.2 KV | 120/240 | 2001369 | 3847.75 | 7.6/13.2 | 2
OH Transformer | 214 | 3-PHASE BANK | 100 | WYE-DELTA | 13.2 KV | 120/240 | 2001378 | 0 | 7.6/13.2 | 3
OH Transformer | 214 | 3-PHASE BANK | 167 | OPEN DELTA | 13.2 KV | 120/208 | 2001379 | 8316.74 | 7.6/13.2 | 2
OH Transformer | 214 | 3-PHASE BANK | 167 | OPEN DELTA | 13.2 KV | 120/240 | 2001365 | 2435.58 | 7.6/13.2 | 1
OH Transformer | 214 | 3-PHASE BANK | 167 | OPEN DELTA | 13.2 KV | 120/240 | 2001367 | 3129.01 | 7.6/13.2 | 2
OH Transformer | 214 | 3-PHASE BANK | 167 | OPEN DELTA | 13.2 KV | 120/240 | 2001375 | 0 | 7.6/13.2 | 1
OH Transformer | 214 | 3-PHASE BANK | 167 | OPEN DELTA | 13.2 KV | 120/240 | 2001379 | 8316.74 | 7.6/13.2 | 1
OH Transformer | 214 | 3-PHASE BANK | 167 | SINGLE-PHASE | 13.2 KV | 120/240 | 2001368 | 3501.14 | 7.6/13.2 | 1
OH Transformer | 214 | 3-PHASE BANK | 167 | SINGLE-PHASE | 13.2 KV | 120/240 | 2001370 | 4665.41 | 7.6/13.2 | 1
OH Transformer | 214 | 3-PHASE BANK | 167 | SINGLE-PHASE | 13.2 KV | 120/240 | 2001371 | 6665.64 | 7.6/13.2 | 1
OH Transformer | 214 | 3-PHASE BANK | 167 | SINGLE-PHASE | 13.2 KV | 120/240 | 2001379 | 8316.74 | 7.6/13.2 | 9
OH Transformer | 214 | 3-PHASE BANK | 167 | WYE-DELTA | 13.2 KV | 120/240 | - | 0 | 7.6/13.2 | 1
OH Transformer | 214 | 3-PHASE BANK | 167 | WYE-DELTA | 13.2 KV | 120/240 | 2001370 | 4665.41 | 7.6/13.2 | 3
OH Transformer | 214 | 3-PHASE BANK | 167 | WYE-DELTA | 13.2 KV | 120/240 | 2001371 | 6665.64 | 7.6/13.2 | 22
OH Transformer | 214 | 3-PHASE BANK | 167 | WYE-DELTA | 13.2 KV | 120/240 | 2001378 | 0 | 7.6/13.2 | 1
OH Transformer | 214 | 3-PHASE BANK | 167 | WYE-DELTA | 13.2 KV | 120/240 | 2001379 | 8316.74 | 7.6/13.2 | 34
OH Transformer | 214 | 3-PHASE BANK | 167 | WYE-DELTA | 13.2 KV | 120/240 | 2001380 | 9737.66 | 7.6/13.2 | 3
OH Transformer | 214 | 3-PHASE BANK | 167 | WYE-DELTA | 13.2 KV | 277/480 | 2001429 | 0 | 7.6/13.2 | 1
OH Transformer | 214 | 3-PHASE BANK | 167 | WYE-WYE | 13.2 KV | 120/208 | - | 0 | 7.6/13.2 | 1
OH Transformer | 214 | 3-PHASE BANK | 167 | WYE-WYE | 13.2 KV | 120/208 | 2001379 | 8316.74 | 7.6/13.2 | 9
OH Transformer | 214 | 3-PHASE BANK | 167 | WYE-WYE | 13.2 KV | 120/208 | 2001430 | 0 | 7.6/13.2 | 3
OH Transformer | 214 | 3-PHASE BANK | 167 | WYE-WYE | 13.2 KV | 120/240 | - | 0 | 7.6/13.2 | 4
OH Transformer | 214 | 3-PHASE BANK | 167 | WYE-WYE | 13.2 KV | 120/240 | 2001371 | 6665.64 | 7.6/13.2 | 1
OH Transformer | 214 | 3-PHASE BANK | 167 | WYE-WYE | 13.2 KV | 120/240 | 2001379 | 8316.74 | 7.6/13.2 | 41
OH Transformer | 214 | 3-PHASE BANK | 250 | SINGLE-PHASE | 13.2 KV | 120/240 | 2001367 | 3129.01 | 7.6/13.2 | 1
OH Transformer | 214 | 3-PHASE BANK | 250 | SINGLE-PHASE | 13.2 KV | 120/240 | 2001379 | 8316.74 | 7.6/13.2 | 1
OH Transformer | 214 | 3-PHASE BANK | 250 | SINGLE-PHASE | 13.2 KV | 120/240 | 2001380 | 9737.66 | 7.6/13.2 | 3
OH Transformer | 214 | 3-PHASE BANK | 250 | WYE-DELTA | 13.2 KV | 120/240 | - | 0 | 7.6/13.2 | 1
OH Transformer | 214 | 3-PHASE BANK | 250 | WYE-DELTA | 13.2 KV | 120/240 | 2001379 | 8316.74 | 7.6/13.2 | 1
OH Transformer | 214 | 3-PHASE BANK | 250 | WYE-DELTA | 13.2 KV | 120/240 | 2001380 | 9737.66 | 7.6/13.2 | 5
OH Transformer | 214 | 3-PHASE BANK | 250 | WYE-WYE | 13.2 KV | 120/240 | - | 0 | 7.6/13.2 | 9
OH Transformer | 214 | 3-PHASE BANK | 667 | WYE-WYE | 13.2 KV | 120/240 | - | 0 | 7.6/13.2 | 3
OH Transformer | 214 | 3-PHASE UNIT | 167 | OPEN DELTA | 13.2 KV | 120/240 | 2001379 | 8316.74 | 7.6/13.2 | 1
OH Transformer | 214 | BANKED SINGLE PHASE | 50 | OPEN DELTA | 13.2 KV | 120/240 | 2001340 | 0 | 7.6/13.2 | 1
OH Transformer | 215 | 1-PHASE UNIT | 15 | SINGLE-PHASE | 13.2 KV | 120/240 | - | 0 | 14.4/24.9 | 3
OH Transformer | 215 | 1-PHASE UNIT | 15 | SINGLE-PHASE | 13.2 KV | 120/240 | 2001383 | 0 | 14.4/24.9 | 1
OH Transformer | 215 | 1-PHASE UNIT | 25 | SINGLE-PHASE | 13.2 KV | 120/240 | - | 0 | 14.4/24.9 | 1
OH Transformer | 215 | 1-PHASE UNIT | 37 | SINGLE-PHASE | 13.2 KV | 120/240 | - | 0 | 14.4/24.9 | 1
OH Transformer | 215 | 1-PHASE UNIT | 100 | SINGLE-PHASE | 13.2 KV | 120/240 | - | 0 | 14.4/24.9 | 1
OH Transformer | 215 | 3-PHASE BANK | 10 | WYE-DELTA | 13.2 KV | 120/240 | - | 0 | 14.4/24.9 | 1
OH Transformer | 215 | 3-PHASE BANK | 333 | WYE-DELTA | 13.2 KV | 120/240 | 2001391 | 0 | 14.4/24.9 | 1
OH Transformer | 215 | 3-PHASE BANK | 500 | WYE-WYE | 13.2 KV | 120/208 | 2001392 | 0 | 14.4/24.9 | 1
OH Transformer | 218 | 1-PHASE UNIT | 37 | SINGLE-PHASE | 13.2 KV | 120/240 | - | 0 | 2.4/4.1 | 1
OH Transformer | 218 | 1-PHASE UNIT | 50 | SINGLE-PHASE | 13.2 KV | 240/480 | - | 0 | 2.4/4.1 | 1
OH Transformer | 219 | 1-PHASE UNIT | 25 | SINGLE-PHASE | 13.2 KV | 240/480 | 2001394 | 0 | 2.4/4.1 x 7.6/13.2 | 2
OH Transformer | 219 | 1-PHASE UNIT | 37 | SINGLE-PHASE | 13.2 KV | 240/480 | - | 0 | 2.4/4.1 x 7.6/13.2 | 1
OH Transformer | 219 | 3-PHASE BANK | 25 | SINGLE-PHASE | 13.2 KV | 240/480 | 2001394 | 0 | 2.4/4.1 x 7.6/13.2 | 3
OH Transformer | 221 | 3-PHASE BANK | 10 | OPEN DELTA | 13.2 KV | 120/240 | - | 0 | 4.8/8.3 x 7.6/13.2 | 1
OH Transformer | 221 | 3-PHASE BANK | 37 | OPEN DELTA | 13.2 KV | 240/480 | - | 0 | 4.8/8.3 x 7.6/13.2 | 1
OH Transformer | 222 | 1-PHASE UNIT | 15 | SINGLE-PHASE | 13.2 KV | 240/480 | - | 0 | 7.6/13.2 | 1
OH Transformer | 222 | 1-PHASE UNIT | 25 | DELTA-WYE | 13.2 KV | 240/480 | 2001405 | 0 | 7.6/13.2 | 1
OH Transformer | 222 | 1-PHASE UNIT | 25 | SINGLE-PHASE | 13.2 KV | 120/240 | - | 0 | 7.6/13.2 | 1
OH Transformer | 222 | 1-PHASE UNIT | 25 | SINGLE-PHASE | 13.2 KV | 120/240 | 2001405 | 0 | 7.6/13.2 | 32
OH Transformer | 222 | 1-PHASE UNIT | 25 | SINGLE-PHASE | 13.2 KV | 240/480 | - | 0 | 7.6/13.2 | 1
OH Transformer | 222 | 1-PHASE UNIT | 25 | SINGLE-PHASE | 13.2 KV | 240/480 | 2001405 | 0 | 7.6/13.2 | 172
OH Transformer | 222 | 1-PHASE UNIT | 25 | WYE-DELTA | 13.2 KV | 240/480 | 2001405 | 0 | 7.6/13.2 | 12
OH Transformer | 222 | 1-PHASE UNIT | 37 | SINGLE-PHASE | 13.2 KV | 120/240 | - | 0 | 7.6/13.2 | 4
OH Transformer | 222 | 1-PHASE UNIT | 37 | SINGLE-PHASE | 13.2 KV | 240/480 | - | 0 | 7.6/13.2 | 5
OH Transformer | 222 | 1-PHASE UNIT | 37.5 | SINGLE-PHASE | 13.2 KV | 120/240 | 2001368 | 3501.14 | 7.6/13.2 | 1
OH Transformer | 222 | 1-PHASE UNIT | 37.5 | SINGLE-PHASE | 13.2 KV | 240/480 | 2001406 | 0 | 7.6/13.2 | 35
OH Transformer | 222 | 1-PHASE UNIT | 37.5 | WYE-DELTA | 13.2 KV | 240/480 | 2001406 | 0 | 7.6/13.2 | 4
OH Transformer | 222 | 1-PHASE UNIT | 50 | SINGLE-PHASE | 13.2 KV | 120/208 | 2001405 | 0 | 7.6/13.2 | 1
OH Transformer | 222 | 1-PHASE UNIT | 50 | SINGLE-PHASE | 13.2 KV | 120/240 | 2001364 | 0 | 7.6/13.2 | 1
OH Transformer | 222 | 1-PHASE UNIT | 50 | SINGLE-PHASE | 13.2 KV | 120/240 | 2001405 | 0 | 7.6/13.2 | 7
OH Transformer | 222 | 1-PHASE UNIT | 50 | SINGLE-PHASE | 13.2 KV | 240/480 | 2001405 | 0 | 7.6/13.2 | 2
OH Transformer | 222 | 1-PHASE UNIT | 50 | SINGLE-PHASE | 13.2 KV | 240/480 | 2001407 | 3686.62 | 7.6/13.2 | 23
OH Transformer | 222 | 1-PHASE UNIT | 50 | SINGLE-PHASE | 13.2 KV | 277/480 | 2001405 | 0 | 7.6/13.2 | 1
OH Transformer | 222 | 1-PHASE UNIT | 50 | WYE-DELTA | 13.2 KV | 240/480 | 2001407 | 3686.62 | 7.6/13.2 | 4
OH Transformer | 222 | 1-PHASE UNIT | 75 | SINGLE-PHASE | 13.2 KV | 120/240 | - | 0 | 7.6/13.2 | 1
OH Transformer | 222 | 1-PHASE UNIT | 75 | SINGLE-PHASE | 13.2 KV | 240/480 | - | 0 | 7.6/13.2 | 5
OH Transformer | 222 | 1-PHASE UNIT | 75 | SINGLE-PHASE | 13.2 KV | 240/480 | 2001408 | 0 | 7.6/13.2 | 12
OH Transformer | 222 | 1-PHASE UNIT | 75 | WYE-DELTA | 13.2 KV | 240/480 | 2001408 | 0 | 7.6/13.2 | 1
OH Transformer | 222 | 1-PHASE UNIT | 100 | SINGLE-PHASE | 13.2 KV | 120/240 | - | 0 | 7.6/13.2 | 1
OH Transformer | 222 | 1-PHASE UNIT | 100 | SINGLE-PHASE | 13.2 KV | 240/480 | - | 0 | 7.6/13.2 | 5
OH Transformer | 222 | 1-PHASE UNIT | 100 | SINGLE-PHASE | 13.2 KV | 240/480 | 2001409 | 0 | 7.6/13.2 | 5
OH Transformer | 222 | 1-PHASE UNIT | 167 | SINGLE-PHASE | 13.2 KV | 120/240 | - | 0 | 7.6/13.2 | 3
OH Transformer | 222 | 1-PHASE UNIT | 167 | SINGLE-PHASE | 13.2 KV | 240/480 | - | 0 | 7.6/13.2 | 1
OH Transformer | 222 | 1-PHASE UNIT | 167 | SINGLE-PHASE | 13.2 KV | 240/480 | 2001410 | 0 | 7.6/13.2 | 7
OH Transformer | 222 | 3-PHASE BANK | 25 | DELTA-DELTA | 13.2 KV | 240/480 | 2001405 | 0 | 7.6/13.2 | 3
OH Transformer | 222 | 3-PHASE BANK | 25 | OPEN DELTA | 13.2 KV | 120/240 | - | 0 | 7.6/13.2 | 4
OH Transformer | 222 | 3-PHASE BANK | 25 | OPEN DELTA | 13.2 KV | 240/480 | - | 0 | 7.6/13.2 | 6
OH Transformer | 222 | 3-PHASE BANK | 25 | OPEN DELTA | 13.2 KV | 240/480 | 2001405 | 0 | 7.6/13.2 | 8
OH Transformer | 222 | 3-PHASE BANK | 25 | SINGLE-PHASE | 13.2 KV | 240/480 | 2001405 | 0 | 7.6/13.2 | 6
OH Transformer | 222 | 3-PHASE BANK | 25 | WYE-DELTA | 13.2 KV | 240/480 | - | 0 | 7.6/13.2 | 3
OH Transformer | 222 | 3-PHASE BANK | 25 | WYE-DELTA | 13.2 KV | 240/480 | 2001405 | 0 | 7.6/13.2 | 50
OH Transformer | 222 | 3-PHASE BANK | 25 | WYE-DELTA | 13.2 KV | 240/480 | 2001406 | 0 | 7.6/13.2 | 2
OH Transformer | 222 | 3-PHASE BANK | 25 | WYE-WYE | 13.2 KV | 120/240 | - | 0 | 7.6/13.2 | 3
OH Transformer | 222 | 3-PHASE BANK | 25 | WYE-WYE | 13.2 KV | 240/480 | - | 0 | 7.6/13.2 | 50
OH Transformer | 222 | 3-PHASE BANK | 25 | WYE-WYE | 13.2 KV | 240/480 | 2001367 | 3129.01 | 7.6/13.2 | 1
OH Transformer | 222 | 3-PHASE BANK | 25 | WYE-WYE | 13.2 KV | 240/480 | 2001405 | 0 | 7.6/13.2 | 71
OH Transformer | 222 | 3-PHASE BANK | 25 | WYE-WYE | 13.2 KV | 277/480 | - | 0 | 7.6/13.2 | 6
OH Transformer | 222 | 3-PHASE BANK | 25 | WYE-WYE | 13.2 KV | 277/480 | 2001405 | 0 | 7.6/13.2 | 3
OH Transformer | 222 | 3-PHASE BANK | 37 | OPEN DELTA | 13.2 KV | 120/240 | - | 0 | 7.6/13.2 | 2
OH Transformer | 222 | 3-PHASE BANK | 37 | OPEN DELTA | 13.2 KV | 240/480 | - | 0 | 7.6/13.2 | 5
OH Transformer | 222 | 3-PHASE BANK | 37 | WYE-DELTA | 13.2 KV | 120/240 | - | 0 | 7.6/13.2 | 1
OH Transformer | 222 | 3-PHASE BANK | 37 | WYE-WYE | 13.2 KV | 120/240 | - | 0 | 7.6/13.2 | 6
OH Transformer | 222 | 3-PHASE BANK | 37 | WYE-WYE | 13.2 KV | 240/480 | - | 0 | 7.6/13.2 | 36
OH Transformer | 222 | 3-PHASE BANK | 37 | WYE-WYE | 13.2 KV | 277/480 | - | 0 | 7.6/13.2 | 6
OH Transformer | 222 | 3-PHASE BANK | 37.5 | DELTA-DELTA | 13.2 KV | 240/480 | 2001406 | 0 | 7.6/13.2 | 4
OH Transformer | 222 | 3-PHASE BANK | 37.5 | OPEN DELTA | 13.2 KV | 240/480 | 2001406 | 0 | 7.6/13.2 | 2
OH Transformer | 222 | 3-PHASE BANK | 37.5 | SINGLE-PHASE | 13.2 KV | 240/480 | 2001406 | 0 | 7.6/13.2 | 3
OH Transformer | 222 | 3-PHASE BANK | 37.5 | WYE-DELTA | 13.2 KV | 240/480 | 2001405 | 0 | 7.6/13.2 | 1
OH Transformer | 222 | 3-PHASE BANK | 37.5 | WYE-DELTA | 13.2 KV | 240/480 | 2001406 | 0 | 7.6/13.2 | 20
OH Transformer | 222 | 3-PHASE BANK | 37.5 | WYE-DELTA | 13.2 KV | 240/480 | 2001407 | 3686.62 | 7.6/13.2 | 3
OH Transformer | 222 | 3-PHASE BANK | 37.5 | WYE-WYE | 13.2 KV | 240/480 | 2001406 | 0 | 7.6/13.2 | 37
OH Transformer | 222 | 3-PHASE BANK | 50 | OPEN DELTA | 13.2 KV | 240/480 | - | 0 | 7.6/13.2 | 2
OH Transformer | 222 | 3-PHASE BANK | 50 | OPEN DELTA | 13.2 KV | 240/480 | 2001407 | 3686.62 | 7.6/13.2 | 9
OH Transformer | 222 | 3-PHASE BANK | 50 | OPEN DELTA | 13.2 KV | 277/480 | - | 0 | 7.6/13.2 | 2
OH Transformer | 222 | 3-PHASE BANK | 50 | SINGLE-PHASE | 13.2 KV | 240/480 | 2001407 | 3686.62 | 7.6/13.2 | 3
OH Transformer | 222 | 3-PHASE BANK | 50 | WYE-DELTA | 13.2 KV | 240/480 | - | 0 | 7.6/13.2 | 3
OH Transformer | 222 | 3-PHASE BANK | 50 | WYE-DELTA | 13.2 KV | 240/480 | 2001407 | 3686.62 | 7.6/13.2 | 20
OH Transformer | 222 | 3-PHASE BANK | 50 | WYE-DELTA | 13.2 KV | 240/480 | 2001408 | 0 | 7.6/13.2 | 6
OH Transformer | 222 | 3-PHASE BANK | 50 | WYE-WYE | 13.2 KV | 120/240 | - | 0 | 7.6/13.2 | 6
OH Transformer | 222 | 3-PHASE BANK | 50 | WYE-WYE | 13.2 KV | 240/480 | - | 0 | 7.6/13.2 | 21
OH Transformer | 222 | 3-PHASE BANK | 50 | WYE-WYE | 13.2 KV | 240/480 | 2001407 | 3686.62 | 7.6/13.2 | 35
OH Transformer | 222 | 3-PHASE BANK | 75 | OPEN DELTA | 13.2 KV | 240/480 | 2001408 | 0 | 7.6/13.2 | 2
OH Transformer | 222 | 3-PHASE BANK | 75 | SINGLE-PHASE | 13.2 KV | 240/480 | 2001408 | 0 | 7.6/13.2 | 6
OH Transformer | 222 | 3-PHASE BANK | 75 | WYE-DELTA | 13.2 KV | 240/480 | - | 0 | 7.6/13.2 | 2
OH Transformer | 222 | 3-PHASE BANK | 75 | WYE-DELTA | 13.2 KV | 240/480 | 2001408 | 0 | 7.6/13.2 | 18
OH Transformer | 222 | 3-PHASE BANK | 75 | WYE-DELTA | 13.2 KV | 277/480 | 2001408 | 0 | 7.6/13.2 | 3
OH Transformer | 222 | 3-PHASE BANK | 75 | WYE-WYE | 13.2 KV | 120/240 | - | 0 | 7.6/13.2 | 6
OH Transformer | 222 | 3-PHASE BANK | 75 | WYE-WYE | 13.2 KV | 240/480 | - | 0 | 7.6/13.2 | 21
OH Transformer | 222 | 3-PHASE BANK | 75 | WYE-WYE | 13.2 KV | 240/480 | 2001408 | 0 | 7.6/13.2 | 15
OH Transformer | 222 | 3-PHASE BANK | 75 | WYE-WYE | 13.2 KV | 277/480 | 2001408 | 0 | 7.6/13.2 | 3
OH Transformer | 222 | 3-PHASE BANK | 100 | WYE-DELTA | 13.2 KV | 240/480 | - | 0 | 7.6/13.2 | 1
OH Transformer | 222 | 3-PHASE BANK | 100 | WYE-DELTA | 13.2 KV | 240/480 | 2001409 | 0 | 7.6/13.2 | 3
OH Transformer | 222 | 3-PHASE BANK | 100 | WYE-WYE | 13.2 KV | 240/480 | - | 0 | 7.6/13.2 | 27
OH Transformer | 222 | 3-PHASE BANK | 100 | WYE-WYE | 13.2 KV | 240/480 | 2001409 | 0 | 7.6/13.2 | 12
OH Transformer | 222 | 3-PHASE BANK | 100 | WYE-WYE | 13.2 KV | 277/480 | - | 0 | 7.6/13.2 | 3
OH Transformer | 222 | 3-PHASE BANK | 167 | SINGLE-PHASE | 13.2 KV | 240/480 | 2001410 | 0 | 7.6/13.2 | 3
OH Transformer | 222 | 3-PHASE BANK | 167 | WYE-WYE | 13.2 KV | 240/480 | - | 0 | 7.6/13.2 | 9
OH Transformer | 222 | 3-PHASE BANK | 167 | WYE-WYE | 13.2 KV | 240/480 | 2001410 | 0 | 7.6/13.2 | 3
OH Transformer | 222 | 3-PHASE BANK | 167 | WYE-WYE | 13.2 KV | 277/480 | 2001424 | 0 | 7.6/13.2 | 2
OH Transformer | 222 | 3-PHASE BANK | 250 | WYE-WYE | 13.2 KV | 277/480 | - | 0 | 7.6/13.2 | 3
OH Transformer | 222 | 3-PHASE UNIT | 25 | WYE-WYE | 13.2 KV | 240/480 | 2001405 | 0 | 7.6/13.2 | 2
OH Transformer | 222 | 3-PHASE UNIT | 50 | WYE-DELTA | 13.2 KV | 240/480 | 2001407 | 3686.62 | 7.6/13.2 | 3
OH Transformer | 222 | BANKED SINGLE PHASE | 25 | SINGLE-PHASE | 13.2 KV | 120/240 | 2001365 | 2435.58 | 7.6/13.2 | 1
OH Transformer | 223 | 1-PHASE UNIT | 25 | SINGLE-PHASE | 13.2 KV | 120/240 | - | 0 | 14.4/24.9 | 1
OH Transformer | 223 | 3-PHASE BANK | 25 | WYE-DELTA | 13.2 KV | 240/480 | 2001414 | 0 | 14.4/24.9 | 3
OH Transformer | 227 | 3-PHASE BANK | 50 | WYE-WYE | 13.2 KV | 120/240 | - | 0 | 2.4/4.1 x 7.6/13.2 | 3
OH Transformer | 227 | 3-PHASE BANK | 50 | WYE-WYE | 13.2 KV | 277/480 | - | 0 | 2.4/4.1 x 7.6/13.2 | 3
OH Transformer | 227 | 3-PHASE BANK | 100 | WYE-WYE | 13.2 KV | 277/480 | - | 0 | 2.4/4.1 x 7.6/13.2 | 3
OH Transformer | 227 | 3-PHASE BANK | 167 | WYE-WYE | 13.2 KV | 277/480 | 2001424 | 0 | 2.4/4.1 x 7.6/13.2 | 1
OH Transformer | 230 | 1-PHASE UNIT | 25 | SINGLE-PHASE | 13.2 KV | 120/240 | - | 0 | 7.6/13.2 | 1
OH Transformer | 230 | 1-PHASE UNIT | 25 | SINGLE-PHASE | 13.2 KV | 240/480 | - | 0 | 7.6/13.2 | 1
OH Transformer | 230 | 1-PHASE UNIT | 25 | SINGLE-PHASE | 13.2 KV | 277/480 | - | 0 | 7.6/13.2 | 1
OH Transformer | 230 | 1-PHASE UNIT | 25 | SINGLE-PHASE | 13.2 KV | 277/480 | 2001425 | 0 | 7.6/13.2 | 2
OH Transformer | 230 | 1-PHASE UNIT | 37.5 | SINGLE-PHASE | 13.2 KV | 277/480 | 2001426 | 0 | 7.6/13.2 | 1
OH Transformer | 230 | 1-PHASE UNIT | 50 | SINGLE-PHASE | 13.2 KV | 120/240 | - | 0 | 7.6/13.2 | 1
OH Transformer | 230 | 1-PHASE UNIT | 100 | SINGLE-PHASE | 13.2 KV | 120/240 | - | 0 | 7.6/13.2 | 2
OH Transformer | 230 | 1-PHASE UNIT | 167 | SINGLE-PHASE | 13.2 KV | 120/240 | - | 0 | 7.6/13.2 | 1
OH Transformer | 230 | 1-PHASE UNIT | 167 | SINGLE-PHASE | 13.2 KV | 277/480 | 2001430 | 0 | 7.6/13.2 | 1
OH Transformer | 230 | 3-PHASE BANK | 25 | DELTA-DELTA | 13.2 KV | 277/480 | 2001425 | 0 | 7.6/13.2 | 3
OH Transformer | 230 | 3-PHASE BANK | 25 | DELTA-WYE | 13.2 KV | 277/480 | 2001425 | 0 | 7.6/13.2 | 12
OH Transformer | 230 | 3-PHASE BANK | 25 | OPEN DELTA | 13.2 KV | 277/480 | 2001425 | 0 | 7.6/13.2 | 18
OH Transformer | 230 | 3-PHASE BANK | 25 | SINGLE-PHASE | 13.2 KV | 277/480 | 2001425 | 0 | 7.6/13.2 | 81
OH Transformer | 230 | 3-PHASE BANK | 25 | UNKNOWN | 13.2 KV | 277/480 | 2001425 | 0 | 7.6/13.2 | 3
OH Transformer | 230 | 3-PHASE BANK | 25 | WYE-DELTA | 13.2 KV | 120/240 | 2001366 | 2538.13 | 7.6/13.2 | 1
OH Transformer | 230 | 3-PHASE BANK | 25 | WYE-DELTA | 13.2 KV | 277/480 | 2001425 | 0 | 7.6/13.2 | 57
OH Transformer | 230 | 3-PHASE BANK | 25 | WYE-DELTA | 13.2 KV | 277/480 | 2001426 | 0 | 7.6/13.2 | 1
OH Transformer | 230 | 3-PHASE BANK | 25 | WYE-WYE | 13.2 KV | 120/240 | 2001425 | 0 | 7.6/13.2 | 93
OH Transformer | 230 | 3-PHASE BANK | 25 | WYE-WYE | 13.2 KV | 240/480 | - | 0 | 7.6/13.2 | 1
OH Transformer | 230 | 3-PHASE BANK | 25 | WYE-WYE | 13.2 KV | 277/480 | 2001367 | 3129.01 | 7.6/13.2 | 4
OH Transformer | 230 | 3-PHASE BANK | 25 | WYE-WYE | 13.2 KV | 277/480 | 2001425 | 0 | 7.6/13.2 | 1283
OH Transformer | 230 | 3-PHASE BANK | 25 | WYE-WYE | 13.2 KV | 277/480 | 2001426 | 0 | 7.6/13.2 | 4
OH Transformer | 230 | 3-PHASE BANK | 25 | WYE-WYE | 13.2 KV | 480Y/277 | 2001425 | 0 | 7.6/13.2 | 5
OH Transformer | 230 | 3-PHASE BANK | 37 | SINGLE-PHASE | 13.2 KV | 277/480 | 2001426 | 0 | 7.6/13.2 | 2
OH Transformer | 230 | 3-PHASE BANK | 37 | WYE-DELTA | 13.2 KV | 277/480 | 2001426 | 0 | 7.6/13.2 | 3
OH Transformer | 230 | 3-PHASE BANK | 37 | WYE-WYE | 13.2 KV | 120/240 | 2001426 | 0 | 7.6/13.2 | 30
OH Transformer | 230 | 3-PHASE BANK | 37 | WYE-WYE | 13.2 KV | 277/480 | 2001426 | 0 | 7.6/13.2 | 154
OH Transformer | 230 | 3-PHASE BANK | 37.5 | DELTA-WYE | 13.2 KV | 277/480 | 2001426 | 0 | 7.6/13.2 | 3
OH Transformer | 230 | 3-PHASE BANK | 37.5 | SINGLE-PHASE | 13.2 KV | 277/480 | 2001426 | 0 | 7.6/13.2 | 16
OH Transformer | 230 | 3-PHASE BANK | 37.5 | WYE-DELTA | 13.2 KV | 277/480 | 2001426 | 0 | 7.6/13.2 | 67
OH Transformer | 230 | 3-PHASE BANK | 37.5 | WYE-WYE | 13.2 KV | 277/480 | 2001426 | 0 | 7.6/13.2 | 362
OH Transformer | 230 | 3-PHASE BANK | 37.5 | WYE-WYE | 13.2 KV | 480Y/277 | 2001426 | 0 | 7.6/13.2 | 3
OH Transformer | 230 | 3-PHASE BANK | 50 | DELTA-DELTA | 13.2 KV | 277/480 | 2001427 | 0 | 7.6/13.2 | 3
OH Transformer | 230 | 3-PHASE BANK | 50 | DELTA-WYE | 13.2 KV | 277/480 | 2001427 | 0 | 7.6/13.2 | 9
OH Transformer | 230 | 3-PHASE BANK | 50 | OPEN DELTA | 13.2 KV | 277/480 | 2001427 | 0 | 7.6/13.2 | 5
OH Transformer | 230 | 3-PHASE BANK | 50 | SINGLE-PHASE | 13.2 KV | 277/480 | 2001427 | 0 | 7.6/13.2 | 36
OH Transformer | 230 | 3-PHASE BANK | 50 | WYE-DELTA | 13.2 KV | 120/240 | 2001427 | 0 | 7.6/13.2 | 2
OH Transformer | 230 | 3-PHASE BANK | 50 | WYE-DELTA | 13.2 KV | 277/480 | 2001427 | 0 | 7.6/13.2 | 22
OH Transformer | 230 | 3-PHASE BANK | 50 | WYE-DELTA | 13.2 KV | 277/480 | 2001428 | 0 | 7.6/13.2 | 2
OH Transformer | 230 | 3-PHASE BANK | 50 | WYE-WYE | 13.2 KV | 120/240 | 2001427 | 0 | 7.6/13.2 | 33
OH Transformer | 230 | 3-PHASE BANK | 50 | WYE-WYE | 13.2 KV | 277/480 | 2001427 | 0 | 7.6/13.2 | 621
OH Transformer | 230 | 3-PHASE BANK | 75 | SINGLE-PHASE | 13.2 KV | 277/480 | 2001427 | 0 | 7.6/13.2 | 6
OH Transformer | 230 | 3-PHASE BANK | 75 | SINGLE-PHASE | 13.2 KV | 277/480 | 2001428 | 0 | 7.6/13.2 | 9
OH Transformer | 230 | 3-PHASE BANK | 75 | WYE-DELTA | 13.2 KV | 120/240 | 2001427 | 0 | 7.6/13.2 | 1
OH Transformer | 230 | 3-PHASE BANK | 75 | WYE-DELTA | 13.2 KV | 277/480 | 2001427 | 0 | 7.6/13.2 | 10
OH Transformer | 230 | 3-PHASE BANK | 75 | WYE-DELTA | 13.2 KV | 277/480 | 2001428 | 0 | 7.6/13.2 | 19
OH Transformer | 230 | 3-PHASE BANK | 75 | WYE-WYE | 13.2 KV | 120/240 | - | 0 | 7.6/13.2 | 36
OH Transformer | 230 | 3-PHASE BANK | 75 | WYE-WYE | 13.2 KV | 277/480 | - | 0 | 7.6/13.2 | 136
OH Transformer | 230 | 3-PHASE BANK | 75 | WYE-WYE | 13.2 KV | 277/480 | 2001370 | 4665.41 | 7.6/13.2 | 2
OH Transformer | 230 | 3-PHASE BANK | 75 | WYE-WYE | 13.2 KV | 277/480 | 2001427 | 0 | 7.6/13.2 | 149
OH Transformer | 230 | 3-PHASE BANK | 75 | WYE-WYE | 13.2 KV | 277/480 | 2001428 | 0 | 7.6/13.2 | 103
OH Transformer | 230 | 3-PHASE BANK | 75 | WYE-WYE | 13.2 KV | 480Y/277 | 2001427 | 0 | 7.6/13.2 | 3
OH Transformer | 230 | 3-PHASE BANK | 100 | SINGLE-PHASE | 13.2 KV | 277/480 | 2001429 | 0 | 7.6/13.2 | 44
OH Transformer | 230 | 3-PHASE BANK | 100 | WYE-DELTA | 13.2 KV | 277/480 | 2001427 | 0 | 7.6/13.2 | 1
OH Transformer | 230 | 3-PHASE BANK | 100 | WYE-DELTA | 13.2 KV | 277/480 | 2001429 | 0 | 7.6/13.2 | 13
OH Transformer | 230 | 3-PHASE BANK | 100 | WYE-DELTA | 13.2 KV | 277/480 | 2001430 | 0 | 7.6/13.2 | 6
OH Transformer | 230 | 3-PHASE BANK | 100 | WYE-WYE | 13.2 KV | 120/240 | 2001429 | 0 | 7.6/13.2 | 27
OH Transformer | 230 | 3-PHASE BANK | 100 | WYE-WYE | 13.2 KV | 277/480 | 2001429 | 0 | 7.6/13.2 | 337
OH Transformer | 230 | 3-PHASE BANK | 167 | DELTA-WYE | 13.2 KV | 277/480 | 2001430 | 0 | 7.6/13.2 | 3
OH Transformer | 230 | 3-PHASE BANK | 167 | SINGLE-PHASE | 13.2 KV | 277/480 | 2001430 | 0 | 7.6/13.2 | 6
OH Transformer | 230 | 3-PHASE BANK | 167 | WYE-DELTA | 13.2 KV | 277/480 | 2001430 | 0 | 7.6/13.2 | 9
OH Transformer | 230 | 3-PHASE BANK | 167 | WYE-WYE | 13.2 KV | 120/240 | 2001430 | 0 | 7.6/13.2 | 9
OH Transformer | 230 | 3-PHASE BANK | 167 | WYE-WYE | 13.2 KV | 277/480 | 2001430 | 0 | 7.6/13.2 | 187
OH Transformer | 230 | 3-PHASE BANK | 250 | WYE-WYE | 13.2 KV | 277/480 | - | 0 | 7.6/13.2 | 9
OH Transformer | 230 | 3-PHASE BANK | 250 | WYE-WYE | 13.2 KV | 277/480 | 2001431 | 0 | 7.6/13.2 | 6
OH Transformer | 230 | 3-PHASE BANK | 333 | WYE-WYE | 13.2 KV | 277/480 | 2001432 | 0 | 7.6/13.2 | 3
OH Transformer | 230 | 3-PHASE UNIT | 25 | SINGLE-PHASE | 13.2 KV | 277/480 | 2001425 | 0 | 7.6/13.2 | 3
OH Transformer | 230 | 3-PHASE UNIT | 25 | WYE-DELTA | 13.2 KV | 277/480 | 2001425 | 0 | 7.6/13.2 | 6
OH Transformer | 230 | 3-PHASE UNIT | 25 | WYE-WYE | 13.2 KV | 277/480 | 2001425 | 0 | 7.6/13.2 | 25
OH Transformer | 230 | 3-PHASE UNIT | 37.5 | SINGLE-PHASE | 13.2 KV | 277/480 | 2001426 | 0 | 7.6/13.2 | 1
OH Transformer | 230 | 3-PHASE UNIT | 37.5 | WYE-DELTA | 13.2 KV | 277/480 | 2001426 | 0 | 7.6/13.2 | 1
OH Transformer | 230 | 3-PHASE UNIT | 37.5 | WYE-WYE | 13.2 KV | 277/480 | 2001426 | 0 | 7.6/13.2 | 10
OH Transformer | 230 | 3-PHASE UNIT | 50 | WYE-WYE | 13.2 KV | 277/480 | 2001427 | 0 | 7.6/13.2 | 13
OH Transformer | 230 | 3-PHASE UNIT | 75 | WYE-WYE | 13.2 KV | 277/480 | 2001427 | 0 | 7.6/13.2 | 1
OH Transformer | 230 | 3-PHASE UNIT | 75 | WYE-WYE | 13.2 KV | 277/480 | 2001428 | 0 | 7.6/13.2 | 3
OH Transformer | 230 | 3-PHASE UNIT | 100 | SINGLE-PHASE | 13.2 KV | 277/480 | 2001429 | 0 | 7.6/13.2 | 1
OH Transformer | 230 | 3-PHASE UNIT | 100 | WYE-WYE | 13.2 KV | 277/480 | 2001429 | 0 | 7.6/13.2 | 1
OH Transformer | 230 | BANKED SINGLE PHASE | 37.5 | OPEN DELTA | 13.2 KV | 277/480 | 2001426 | 0 | 7.6/13.2 | 3
OH Transformer | 230 | BANKED SINGLE PHASE | 100 | DELTA-WYE | 13.2 KV | 277/480 | 2001429 | 0 | 7.6/13.2 | 3
OH Transformer | 234 | 1-PHASE UNIT | 100 | SINGLE-PHASE | 13.2 KV | 120/240 | - | 0 | 7.6/13.2 | 1
OH Transformer | 234 | 1-PHASE UNIT | 250 | SINGLE-PHASE | 13.2 KV | 120/240 | - | 0 | 7.6/13.2 | 1
OH Transformer | 234 | 3-PHASE BANK | 37 | WYE-WYE | 13.2 KV | 2400/4160 | - | 0 | 7.6/13.2 | 3
OH Transformer | 234 | 3-PHASE BANK | 50 | WYE-DELTA | 13.2 KV | 2400/4160 | - | 0 | 7.6/13.2 | 1
OH Transformer | 234 | 3-PHASE BANK | 50 | WYE-WYE | 13.2 KV | 120/240 | - | 0 | 7.6/13.2 | 3
OH Transformer | 234 | 3-PHASE BANK | 100 | WYE-DELTA | 13.2 KV | 2400/4160 | - | 0 | 7.6/13.2 | 2
OH Transformer | 234 | 3-PHASE BANK | 167 | WYE-WYE | 13.2 KV | 4160Y/2400 | 2001447 | 0 | 7.6/13.2 | 3
OH Transformer | 234 | 3-PHASE BANK | 250 | WYE-WYE | 13.2 KV | 2400/4160 | - | 0 | 7.6/13.2 | 3
OH Transformer | 235 | 3-PHASE BANK | 500 | WYE-WYE | 13.2 KV | 4160Y/2400 | 2001456 | 0 | 13.2/22.8 | 3
OH Transformer | 235 | 3-PHASE BANK | 833 | WYE-WYE | 13.2 KV | 4160Y/2400 | - | 0 | 13.2/22.8 | 3
OH Transformer | 235 | 3-PHASE BANK | 1000 | WYE-WYE | 13.2 KV | 277/480 | - | 0 | 13.2/22.8 | 1
OH Transformer | 239 | 3-PHASE BANK | 1250 | WYE-WYE | 13.2 KV | 4160Y/2400 | - | 0 | 7.6/13.2 | 3
OH Transformer | 240 | 1-PHASE UNIT | 50 | SINGLE-PHASE | 13.2 KV | 120/240 | - | 0 | 13.2/22.8 | 1
OH Transformer | 243 | 3-PHASE BANK | 25 | WYE-WYE | 13.2 KV | 120/208 | - | 0 | 4.1/2.4 | 3
OH Transformer | 244 | 3-PHASE BANK | 25 | WYE-WYE | 13.2 KV | 120 | 2001339 | 0 | 13.2 | 2
OH Transformer | 244 | 3-PHASE BANK | 167 | WYE-WYE | 13.2 KV | 120/208 | - | 0 | 13.2 | 3
OH Transformer | 244 | 3-PHASE BANK | 500 | SINGLE-PHASE | 13.2 KV | 120/208 | - | 0 | 13.2 | 1
OH Transformer | 244 | 3-PHASE BANK | 500 | WYE-WYE | 13.2 KV | 120/208 | - | 0 | 13.2 | 1
OH Transformer | 246 | 3-PHASE BANK | 250 | WYE-WYE | 13.2 KV | 120/240 | - | 0 | 13.2 | 3
OH Transformer | 254 | 1-PHASE UNIT | 25 | SINGLE-PHASE | 13.2 KV | 120/240 | - | 0 | 4.8/7.6 | 1
OH Transformer | 254 | 1-PHASE UNIT | 37 | SINGLE-PHASE | 13.2 KV | 120/240 | - | 0 | 4.8/7.6 | 1
OH Transformer | 255 | 1-PHASE UNIT | 5 | SINGLE-PHASE | 13.2 KV | 120/240 | - | 0 | 7.6 | 7
OH Transformer | 255 | 1-PHASE UNIT | 10 | SINGLE-PHASE | 13.2 KV | 120/240 | - | 0 | 7.6 | 4
OH Transformer | 255 | 1-PHASE UNIT | 10 | SINGLE-PHASE | 13.2 KV | 120/240 | 2001346 | 0 | 7.6 | 87
OH Transformer | 255 | 1-PHASE UNIT | 15 | SINGLE-PHASE | 13.2 KV | 120/240 | - | 0 | 7.6 | 14
OH Transformer | 255 | 1-PHASE UNIT | 15 | SINGLE-PHASE | 13.2 KV | 120/240 | 2001486 | 0 | 7.6 | 112
OH Transformer | 255 | 1-PHASE UNIT | 25 | SINGLE-PHASE | 13.2 KV | 120/240 | - | 0 | 7.6 | 11
OH Transformer | 255 | 1-PHASE UNIT | 25 | SINGLE-PHASE | 13.2 KV | 120/240 | 2001487 | 0 | 7.6 | 199
OH Transformer | 255 | 1-PHASE UNIT | 37 | SINGLE-PHASE | 13.2 KV | 120/240 | - | 0 | 7.6 | 4
OH Transformer | 255 | 1-PHASE UNIT | 37 | SINGLE-PHASE | 13.2 KV | 120/240 | 2001349 | 0 | 7.6 | 127
OH Transformer | 255 | 1-PHASE UNIT | 37.5 | SINGLE-PHASE | 13.2 KV | 120/240 | 2001349 | 0 | 7.6 | 7
OH Transformer | 255 | 1-PHASE UNIT | 50 | SINGLE-PHASE | 13.2 KV | 120/240 | - | 0 | 7.6 | 3
OH Transformer | 255 | 1-PHASE UNIT | 50 | SINGLE-PHASE | 13.2 KV | 120/240 | 2001350 | 0 | 7.6 | 41
OH Transformer | 255 | 3-PHASE BANK | 5 | OPEN DELTA | 13.2 KV | 120/240 | - | 0 | 7.6 | 1
OH Transformer | 255 | 3-PHASE BANK | 10 | OPEN DELTA | 13.2 KV | 120/240 | - | 0 | 7.6 | 9
OH Transformer | 255 | 3-PHASE BANK | 10 | OPEN DELTA | 13.2 KV | 120/240 | 2001366 | 2538.13 | 7.6 | 1
OH Transformer | 255 | 3-PHASE BANK | 10 | OPEN DELTA | 13.2 KV | 120/240 | 2001367 | 3129.01 | 7.6 | 1
OH Transformer | 255 | 3-PHASE BANK | 10 | OPEN DELTA | 13.2 KV | 120/240 | 2001487 | 0 | 7.6 | 2
OH Transformer | 255 | 3-PHASE BANK | 15 | OPEN DELTA | 13.2 KV | 120/240 | - | 0 | 7.6 | 1
OH Transformer | 255 | 3-PHASE BANK | 15 | OPEN DELTA | 13.2 KV | 120/240 | 2001349 | 0 | 7.6 | 1
OH Transformer | 255 | 3-PHASE BANK | 15 | OPEN DELTA | 13.2 KV | 120/240 | 2001350 | 0 | 7.6 | 2
OH Transformer | 255 | 3-PHASE BANK | 15 | OPEN DELTA | 13.2 KV | 120/240 | 2001366 | 2538.13 | 7.6 | 1
OH Transformer | 255 | 3-PHASE BANK | 15 | OPEN DELTA | 13.2 KV | 120/240 | 2001486 | 0 | 7.6 | 10
OH Transformer | 255 | 3-PHASE BANK | 15 | OPEN DELTA | 13.2 KV | 120/240 | 2001487 | 0 | 7.6 | 1
OH Transformer | 255 | 3-PHASE BANK | 15 | WYE-DELTA | 13.2 KV | 120/240 | 2001366 | 2538.13 | 7.6 | 1
OH Transformer | 255 | 3-PHASE BANK | 25 | OPEN DELTA | 13.2 KV | 120/240 | - | 0 | 7.6 | 3
OH Transformer | 255 | 3-PHASE BANK | 25 | OPEN DELTA | 13.2 KV | 120/240 | 2001350 | 0 | 7.6 | 1
OH Transformer | 255 | 3-PHASE BANK | 25 | OPEN DELTA | 13.2 KV | 120/240 | 2001367 | 3129.01 | 7.6 | 1
OH Transformer | 255 | 3-PHASE BANK | 25 | OPEN DELTA | 13.2 KV | 120/240 | 2001486 | 0 | 7.6 | 1
OH Transformer | 255 | 3-PHASE BANK | 25 | OPEN DELTA | 13.2 KV | 120/240 | 2001487 | 0 | 7.6 | 6
OH Transformer | 255 | 3-PHASE BANK | 25 | SINGLE-PHASE | 13.2 KV | 120/240 | 2001487 | 0 | 7.6 | 2
OH Transformer | 255 | 3-PHASE BANK | 25 | WYE-DELTA | 13.2 KV | 120/240 | 2001367 | 3129.01 | 7.6 | 1
OH Transformer | 255 | 3-PHASE BANK | 37 | OPEN DELTA | 13.2 KV | 120/240 | - | 0 | 7.6 | 6
OH Transformer | 255 | 3-PHASE BANK | 37 | OPEN DELTA | 13.2 KV | 120/240 | 2001366 | 2538.13 | 7.6 | 1
OH Transformer | 255 | 3-PHASE BANK | 37 | OPEN DELTA | 13.2 KV | 120/240 | 2001486 | 0 | 7.6 | 2
OH Transformer | 255 | 3-PHASE BANK | 37 | OPEN DELTA | 13.2 KV | 120/240 | 2001487 | 0 | 7.6 | 2
OH Transformer | 255 | 3-PHASE BANK | 37.5 | OPEN DELTA | 13.2 KV | 120/240 | 2001349 | 0 | 7.6 | 1
OH Transformer | 255 | 3-PHASE BANK | 50 | OPEN DELTA | 13.2 KV | 120/240 | 2001350 | 0 | 7.6 | 4
OH Transformer | 255 | 3-PHASE BANK | 50 | OPEN DELTA | 13.2 KV | 120/240 | 2001370 | 4665.41 | 7.6 | 1
OH Transformer | 255 | 3-PHASE BANK | 50 | OPEN DELTA | 13.2 KV | 120/240 | 2001486 | 0 | 7.6 | 1
OH Transformer | 255 | 3-PHASE BANK | 50 | OPEN DELTA | 13.2 KV | 120/240 | 2001487 | 0 | 7.6 | 1
OH Transformer | 257 | 3-PHASE BANK | 1000 | SINGLE-PHASE | 13.2 KV | 120/240 | - | 0 | 13.2 Delta | 3
OH Transformer | 257 | 3-PHASE BANK | 1000 | WYE-WYE | 13.2 KV | 120/240 | - | 0 | 13.2 Delta | 1
OH Transformer | 262 | 1-PHASE UNIT | 25 | SINGLE-PHASE | 13.2 KV | 120/240 | - | 0 | 13.2GRDY/7.6 | 8
OH Transformer | 262 | 1-PHASE UNIT | 37 | SINGLE-PHASE | 13.2 KV | 120/240 | - | 0 | 13.2GRDY/7.6 | 11
OH Transformer | 262 | 1-PHASE UNIT | 50 | SINGLE-PHASE | 13.2 KV | 120/240 | - | 0 | 13.2GRDY/7.6 | 2
OH Transformer | 262 | 3-PHASE BANK | 167 | WYE-WYE | 13.2 KV | 120/240 | - | 0 | 13.2GRDY/7.6 | 3
OH Transformer | 263 | 1-PHASE UNIT | 25 | SINGLE-PHASE | 13.2 KV | 120/240 | - | 0 | 13.2GRDY/7.6 | 1
OH Transformer | 267 | 3-PHASE BANK | 25 | SINGLE-PHASE | 13.2 KV | 120/240 | - | 0 | 13.2GRDY/7.6 | 1
UG Transformer | 0 | 1-PHASE UNIT | 0 | SINGLE-PHASE | 13.2 KV | - | - | 0 | UNKNOWN | 4
UG Transformer | 0 | 1-PHASE UNIT | 0 | SINGLE-PHASE | 13.2 KV | 120/240 | - | 0 | UNKNOWN | 4
UG Transformer | 0 | 1-PHASE UNIT | 0 | WYE-WYE | 13.2 KV | 120/208 | - | 0 | UNKNOWN | 1
UG Transformer | 0 | 3-PHASE UNIT | 0 | SINGLE-PHASE | 13.2 KV | - | - | 0 | UNKNOWN | 1
UG Transformer | 0 | 3-PHASE UNIT | 0 | WYE-WYE | 13.2 KV | 277/480 | - | 0 | UNKNOWN | 3
UG Transformer | 0 | 3-PHASE UNIT | 75 | WYE-DELTA | 13.2 KV | 120/240 | - | 0 | UNKNOWN | 1
UG Transformer | 0 | 3-PHASE UNIT | 100 | WYE-WYE | 13.2 KV | 277/480 | - | 0 | UNKNOWN | 3
UG Transformer | 0 | 3-PHASE UNIT | 112 | WYE-DELTA | 13.2 KV | 120/240 | - | 0 | UNKNOWN | 1
UG Transformer | 0 | 3-PHASE UNIT | 150 | WYE-DELTA | 13.2 KV | 120/240 | - | 0 | UNKNOWN | 1
UG Transformer | 0 | 3-PHASE UNIT | 225 | WYE-DELTA | 13.2 KV | 120/240 | - | 0 | UNKNOWN | 1
UG Transformer | 0 | 3-PHASE UNIT | 333 | WYE-DELTA | 13.2 KV | 4160Y/2400 | - | 0 | UNKNOWN | 3
UG Transformer | 0 | 3-PHASE UNIT | 500 | WYE-DELTA | 13.2 KV | 120/240 | - | 0 | UNKNOWN | 5
UG Transformer | 0 | 3-PHASE UNIT | 750 | WYE-DELTA | 13.2 KV | 120/208 | - | 0 | UNKNOWN | 2
UG Transformer | 0 | 3-PHASE UNIT | 750 | WYE-DELTA | 13.2 KV | 120/240 | - | 0 | UNKNOWN | 4
UG Transformer | 0 | 3-PHASE UNIT | 1000 | WYE-DELTA | 13.2 KV | 120/208 | - | 0 | UNKNOWN | 1
UG Transformer | 0 | 3-PHASE UNIT | 1000 | WYE-DELTA | 13.2 KV | 120/240 | - | 0 | UNKNOWN | 1
UG Transformer | 0 | 3-PHASE UNIT | 1250 | WYE-DELTA | 13.2 KV | 120/240 | - | 0 | UNKNOWN | 3
UG Transformer | 0 | 3-PHASE UNIT | 1500 | WYE-DELTA | 13.2 KV | 120/240 | - | 0 | UNKNOWN | 1
UG Transformer | 0 | 3-PHASE UNIT | 1500 | WYE-DELTA | 13.2 KV | 277/480 | - | 0 | UNKNOWN | 1
UG Transformer | 0 | 3-PHASE UNIT | 2000 | WYE-DELTA | 13.2 KV | 120/240 | - | 0 | UNKNOWN | 1
UG Transformer | 0 | 3-PHASE UNIT | 2000 | WYE-WYE | 13.2 KV | 277/480 | - | 0 | UNKNOWN | 2
UG Transformer | 0 | 3-PHASE UNIT | 2500 | WYE-DELTA | 13.2 KV | 120/240 | - | 0 | UNKNOWN | 1
UG Transformer | 0 | 3-PHASE UNIT | 4000 | WYE-DELTA | 13.2 KV | 120/240 | - | 0 | UNKNOWN | 1
UG Transformer | 0 | DUMMY | 0 | SINGLE-PHASE | 13.2 KV | - | - | 0 | UNKNOWN | 1
UG Transformer | 0 | DUMMY | 0 | SINGLE-PHASE | 13.2 KV | 120/240 | - | 0 | UNKNOWN | 19
UG Transformer | 0 | DUMMY | 0 | WYE-DELTA | 13.2 KV | 120/240 | - | 0 | UNKNOWN | 1
UG Transformer | 0 | DUMMY | 0 | WYE-WYE | 13.2 KV | 120/208 | - | 0 | UNKNOWN | 2
UG Transformer | 0 | DUMMY | 0 | WYE-WYE | 13.2 KV | 120/240 | - | 0 | UNKNOWN | 3
UG Transformer | 0 | DUMMY | 0 | WYE-WYE | 13.2 KV | 277/480 | - | 0 | UNKNOWN | 1
UG Transformer | 0 | DUMMY | 75 | WYE-DELTA | 13.2 KV | 120/240 | - | 0 | UNKNOWN | 1
UG Transformer | 202 | 1-PHASE UNIT | 37 | SINGLE-PHASE | 13.2 KV | 120/240 | - | 0 | 2.4/4.1 x 7.6/13.2 | 1
UG Transformer | 205 | 3-PHASE UNIT | 75 | WYE-WYE | 13.2 KV | 120/240 | - | 0 | 7.6/13.2 | 1
UG Transformer | 205 | TRANSCLOSURE | 25 | WYE-DELTA | 13.2 KV | 120/240 | - | 0 | 7.6/13.2 | 3
UG Transformer | 205 | TRANSCLOSURE | 75 | WYE-DELTA | 13.2 KV | 120 | 2001342 | 0 | 7.6/13.2 | 2
UG Transformer | 205 | TRANSCLOSURE | 75 | WYE-DELTA | 13.2 KV | 120/208 | - | 0 | 7.6/13.2 | 3
UG Transformer | 205 | TRANSCLOSURE | 75 | WYE-WYE | 13.2 KV | 120/208 | - | 0 | 7.6/13.2 | 3
UG Transformer | 205 | TRANSCLOSURE | 100 | WYE-DELTA | 13.2 KV | 120/208 | - | 0 | 7.6/13.2 | 6
UG Transformer | 205 | TRANSCLOSURE | 100 | WYE-DELTA | 13.2 KV | 120/240 | 2001343 | 0 | 7.6/13.2 | 3
UG Transformer | 205 | TRANSCLOSURE | 100 | WYE-WYE | 13.2 KV | 120/208 | 2001343 | 0 | 7.6/13.2 | 3
UG Transformer | 205 | TRANSCLOSURE | 167 | WYE-DELTA | 13.2 KV | 120/208 | - | 0 | 7.6/13.2 | 12
UG Transformer | 205 | TRANSCLOSURE | 250 | WYE-DELTA | 13.2 KV | 120/208 | - | 0 | 7.6/13.2 | 3
UG Transformer | 205 | TRANSCLOSURE | 333 | WYE-DELTA | 13.2 KV | 120/208 | - | 0 | 7.6/13.2 | 3
UG Transformer | 210 | 1-PHASE UNIT | 25 | SINGLE-PHASE | 13.2 KV | 120/240 | - | 0 | 2.4/4.1 x 7.6/13.2 | 1
UG Transformer | 210 | 1-PHASE UNIT | 75 | SINGLE-PHASE | 13.2 KV | 120/240 | - | 0 | 2.4/4.1 x 7.6/13.2 | 1
UG Transformer | 210 | TRANSCLOSURE | 37 | WYE-DELTA | 13.2 KV | 120/240 | 2001368 | 3501.14 | 2.4/4.1 x 7.6/13.2 | 1
UG Transformer | 210 | TRANSCLOSURE | 50 | SINGLE-PHASE | 13.2 KV | 120/240 | - | 0 | 2.4/4.1 x 7.6/13.2 | 1
UG Transformer | 210 | TRANSCLOSURE | 50 | WYE-DELTA | 13.2 KV | 120/240 | 2001368 | 3501.14 | 2.4/4.1 x 7.6/13.2 | 1
UG Transformer | 210 | TRANSCLOSURE | 75 | WYE-DELTA | 13.2 KV | 120/240 | - | 0 | 2.4/4.1 x 7.6/13.2 | 1
UG Transformer | 210 | TRANSCLOSURE | 100 | SINGLE-PHASE | 13.2 KV | 120/240 | - | 0 | 2.4/4.1 x 7.6/13.2 | 4
UG Transformer | 210 | TRANSCLOSURE | 100 | WYE-DELTA | 13.2 KV | 120/240 | - | 0 | 2.4/4.1 x 7.6/13.2 | 1
UG Transformer | 210 | TRANSCLOSURE | 167 | SINGLE-PHASE | 13.2 KV | 120/240 | - | 0 | 2.4/4.1 x 7.6/13.2 | 2
UG Transformer | 210 | TRANSCLOSURE | 250 | WYE-DELTA | 13.2 KV | 120/240 | - | 0 | 2.4/4.1 x 7.6/13.2 | 1
UG Transformer | 212 | 1-PHASE UNIT | 37 | SINGLE-PHASE | 13.2 KV | 120/240 | - | 0 | 4.8/8.3 x 7.6/13.2 | 1
UG Transformer | 212 | 1-PHASE UNIT | 50 | SINGLE-PHASE | 13.2 KV | 120/240 | - | 0 | 4.8/8.3 x 7.6/13.2 | 2
UG Transformer | 212 | 1-PHASE UNIT | 75 | SINGLE-PHASE | 13.2 KV | 120/240 | - | 0 | 4.8/8.3 x 7.6/13.2 | 2
UG Transformer | 212 | TRANSCLOSURE | 15 | OPEN DELTA | 13.2 KV | 120/240 | - | 0 | 4.8/8.3 x 7.6/13.2 | 1
UG Transformer | 212 | TRANSCLOSURE | 100 | SINGLE-PHASE | 13.2 KV | 120/240 | - | 0 | 4.8/8.3 x 7.6/13.2 | 1
UG Transformer | 212 | TRANSCLOSURE | 250 | OPEN DELTA | 13.2 KV | 120/240 | - | 0 | 4.8/8.3 x 7.6/13.2 | 1
UG Transformer | 213 | 1-PHASE UNIT | 15 | SINGLE-PHASE | 13.2 KV | 120/240 | - | 0 | 7.6/13.2 | 2
UG Transformer | 213 | 1-PHASE UNIT | 25 | OPEN DELTA | 13.2 KV | 120/240 | 2001367 | 3129.01 | 7.6/13.2 | 1
UG Transformer | 213 | 1-PHASE UNIT | 25 | SINGLE-PHASE | 13.2 KV | 120/208 | 2001367 | 3129.01 | 7.6/13.2 | 1
UG Transformer | 213 | 1-PHASE UNIT | 25 | SINGLE-PHASE | 13.2 KV | 120/240 | - | 0 | 7.6/13.2 | 1
UG Transformer | 213 | 1-PHASE UNIT | 25 | SINGLE-PHASE | 13.2 KV | 120/240 | 2001367 | 3129.01 | 7.6/13.2 | 22
UG Transformer | 213 | 1-PHASE UNIT | 25 | WYE-WYE | 13.2 KV | 120/240 | 2001367 | 3129.01 | 7.6/13.2 | 1
UG Transformer | 213 | 1-PHASE UNIT | 37 | OPEN DELTA | 13.2 KV | 120/240 | 2001368 | 3501.14 | 7.6/13.2 | 1
UG Transformer | 213 | 1-PHASE UNIT | 37 | SINGLE-PHASE | 13.2 KV | 120/240 | 2001368 | 3501.14 | 7.6/13.2 | 48
UG Transformer | 213 | 1-PHASE UNIT | 50 | SINGLE-PHASE | 13.2 KV | 120/240 | 2001369 | 3847.75 | 7.6/13.2 | 24
UG Transformer | 213 | 1-PHASE UNIT | 50 | WYE-WYE | 13.2 KV | 120/240 | 2001369 | 3847.75 | 7.6/13.2 | 1
UG Transformer | 213 | 1-PHASE UNIT | 75 | SINGLE-PHASE | 13.2 KV | 120/240 | - | 0 | 7.6/13.2 | 17
UG Transformer | 213 | 1-PHASE UNIT | 100 | SINGLE-PHASE | 13.2 KV | 120/240 | - | 0 | 7.6/13.2 | 3
UG Transformer | 213 | 1-PHASE UNIT | 167 | SINGLE-PHASE | 13.2 KV | 120/240 | - | 0 | 7.6/13.2 | 1
UG Transformer | 213 | 3-PHASE UNIT | 75 | WYE-DELTA | 13.2 KV | 120/240 | - | 0 | 7.6/13.2 | 3
UG Transformer | 213 | 3-PHASE UNIT | 150 | WYE-WYE | 13.2 KV | 120/240 | - | 0 | 7.6/13.2 | 1
UG Transformer | 213 | 3-PHASE UNIT | 150 | WYE-WYE | 13.2 KV | 277/480 | - | 0 | 7.6/13.2 | 1
UG Transformer | 213 | BANKED SINGLE PHASE | 25 | OPEN DELTA | 13.2 KV | 120/240 | - | 0 | 7.6/13.2 | 1
UG Transformer | 213 | TRANSCLOSURE | 10 | OPEN DELTA | 13.2 KV | 120/240 | 2001365 | 2435.58 | 7.6/13.2 | 2
UG Transformer | 213 | TRANSCLOSURE | 10 | OPEN DELTA | 13.2 KV | 120/240 | 2001366 | 2538.13 | 7.6/13.2 | 1
UG Transformer | 213 | TRANSCLOSURE | 10 | WYE-DELTA | 13.2 KV | 120/240 | - | 0 | 7.6/13.2 | 1
UG Transformer | 213 | TRANSCLOSURE | 10 | WYE-DELTA | 13.2 KV | 120/240 | 2001365 | 2435.58 | 7.6/13.2 | 10
UG Transformer | 213 | TRANSCLOSURE | 10 | WYE-DELTA | 13.2 KV | 120/240 | 2001367 | 3129.01 | 7.6/13.2 | 2
UG Transformer | 213 | TRANSCLOSURE | 10 | WYE-DELTA | 13.2 KV | 120/240 | 2001371 | 6665.64 | 7.6/13.2 | 1
UG Transformer | 213 | TRANSCLOSURE | 15 | OPEN DELTA | 13.2 KV | 120/240 | 2001366 | 2538.13 | 7.6/13.2 | 1
UG Transformer | 213 | TRANSCLOSURE | 15 | WYE-DELTA | 13.2 KV | 120/240 | - | 0 | 7.6/13.2 | 4
UG Transformer | 213 | TRANSCLOSURE | 15 | WYE-DELTA | 13.2 KV | 120/240 | 2001366 | 2538.13 | 7.6/13.2 | 26
UG Transformer | 213 | TRANSCLOSURE | 15 | WYE-DELTA | 13.2 KV | 120/240 | 2001367 | 3129.01 | 7.6/13.2 | 1
UG Transformer | 213 | TRANSCLOSURE | 15 | WYE-DELTA | 13.2 KV | 120/240 | 2001368 | 3501.14 | 7.6/13.2 | 2
UG Transformer | 213 | TRANSCLOSURE | 15 | WYE-WYE | 13.2 KV | 120/240 | 2001367 | 3129.01 | 7.6/13.2 | 4
UG Transformer | 213 | TRANSCLOSURE | 25 | OPEN DELTA | 13.2 KV | 120/240 | 2001367 | 3129.01 | 7.6/13.2 | 1
UG Transformer | 213 | TRANSCLOSURE | 25 | OPEN DELTA | 13.2 KV | 120/240 | 2001369 | 3847.75 | 7.6/13.2 | 1
UG Transformer | 213 | TRANSCLOSURE | 25 | OPEN DELTA | 13.2 KV | 120/240 | 2001371 | 6665.64 | 7.6/13.2 | 1
UG Transformer | 213 | TRANSCLOSURE | 25 | WYE-DELTA | 13.2 KV | 120/240 | - | 0 | 7.6/13.2 | 2
UG Transformer | 213 | TRANSCLOSURE | 25 | WYE-DELTA | 13.2 KV | 120/240 | 2001367 | 3129.01 | 7.6/13.2 | 25
UG Transformer | 213 | TRANSCLOSURE | 25 | WYE-DELTA | 13.2 KV | 120/240 | 2001370 | 4665.41 | 7.6/13.2 | 1
UG Transformer | 213 | TRANSCLOSURE | 25 | WYE-WYE | 13.2 KV | 120/240 | 2001367 | 3129.01 | 7.6/13.2 | 4
UG Transformer | 213 | TRANSCLOSURE | 25 | WYE-WYE | 13.2 KV | 120/240 | 2001369 | 3847.75 | 7.6/13.2 | 1
UG Transformer | 213 | TRANSCLOSURE | 37 | WYE-DELTA | 13.2 KV | 120/240 | - | 0 | 7.6/13.2 | 2
UG Transformer | 213 | TRANSCLOSURE | 37 | WYE-DELTA | 13.2 KV | 120/240 | 2001367 | 3129.01 | 7.6/13.2 | 5
UG Transformer | 213 | TRANSCLOSURE | 37 | WYE-DELTA | 13.2 KV | 120/240 | 2001368 | 3501.14 | 7.6/13.2 | 21
UG Transformer | 213 | TRANSCLOSURE | 37 | WYE-WYE | 13.2 KV | 120/240 | 2001367 | 3129.01 | 7.6/13.2 | 1
UG Transformer | 213 | TRANSCLOSURE | 37 | WYE-WYE | 13.2 KV | 277/480 | 2001368 | 3501.14 | 7.6/13.2 | 3
UG Transformer | 213 | TRANSCLOSURE | 50 | OPEN DELTA | 13.2 KV | 120/240 | - | 0 | 7.6/13.2 | 1
UG Transformer | 213 | TRANSCLOSURE | 50 | OPEN DELTA | 13.2 KV | 120/240 | 2001369 | 3847.75 | 7.6/13.2 | 1
UG Transformer | 213 | TRANSCLOSURE | 50 | OPEN DELTA | 13.2 KV | 120/240 | 2001379 | 8316.74 | 7.6/13.2 | 2
UG Transformer | 213 | TRANSCLOSURE | 50 | WYE-DELTA | 13.2 KV | 120/240 | - | 0 | 7.6/13.2 | 21
UG Transformer | 213 | TRANSCLOSURE | 50 | WYE-DELTA | 13.2 KV | 120/240 | 2001368 | 3501.14 | 7.6/13.2 | 6
UG Transformer | 213 | TRANSCLOSURE | 50 | WYE-DELTA | 13.2 KV | 120/240 | 2001369 | 3847.75 | 7.6/13.2 | 2
UG Transformer | 213 | TRANSCLOSURE | 50 | WYE-DELTA | 13.2 KV | 120/240 | 2001370 | 4665.41 | 7.6/13.2 | 4
UG Transformer | 213 | TRANSCLOSURE | 50 | WYE-WYE | 13.2 KV | 120/240 | - | 0 | 7.6/13.2 | 2
UG Transformer | 213 | TRANSCLOSURE | 50 | WYE-WYE | 13.2 KV | 120/240 | 2001369 | 3847.75 | 7.6/13.2 | 3
UG Transformer | 213 | TRANSCLOSURE | 50 | WYE-WYE | 13.2 KV | 120/240 | 2001370 | 4665.41 | 7.6/13.2 | 4
UG Transformer | 213 | TRANSCLOSURE | 75 | OPEN DELTA | 13.2 KV | 120/240 | 2001367 | 3129.01 | 7.6/13.2 | 1
UG Transformer | 213 | TRANSCLOSURE | 75 | OPEN DELTA | 13.2 KV | 120/240 | 2001370 | 4665.41 | 7.6/13.2 | 2
UG Transformer | 213 | TRANSCLOSURE | 75 | WYE-DELTA | 13.2 KV | 120/240 | - | 0 | 7.6/13.2 | 8
UG Transformer | 213 | TRANSCLOSURE | 75 | WYE-DELTA | 13.2 KV | 120/240 | 2001365 | 2435.58 | 7.6/13.2 | 1
UG Transformer | 213 | TRANSCLOSURE | 75 | WYE-DELTA | 13.2 KV | 120/240 | 2001370 | 4665.41 | 7.6/13.2 | 18
UG Transformer | 213 | TRANSCLOSURE | 75 | WYE-WYE | 13.2 KV | 120/240 | - | 0 | 7.6/13.2 | 3
UG Transformer | 213 | TRANSCLOSURE | 75 | WYE-WYE | 13.2 KV | 120/240 | 2001370 | 4665.41 | 7.6/13.2 | 4
UG Transformer | 213 | TRANSCLOSURE | 100 | OPEN DELTA | 13.2 KV | 120/240 | - | 0 | 7.6/13.2 | 1
UG Transformer | 213 | TRANSCLOSURE | 100 | OPEN DELTA | 13.2 KV | 120/240 | 2001371 | 6665.64 | 7.6/13.2 | 1
UG Transformer | 213 | TRANSCLOSURE | 100 | SINGLE-PHASE | 13.2 KV | 120/240 | 2001371 | 6665.64 | 7.6/13.2 | 3
UG Transformer | 213 | TRANSCLOSURE | 100 | WYE-DELTA | 13.2 KV | 120/240 | - | 0 | 7.6/13.2 | 1
UG Transformer | 213 | TRANSCLOSURE | 100 | WYE-DELTA | 13.2 KV | 120/240 | 2001367 | 3129.01 | 7.6/13.2 | 1
UG Transformer | 213 | TRANSCLOSURE | 100 | WYE-DELTA | 13.2 KV | 120/240 | 2001369 | 3847.75 | 7.6/13.2 | 1
UG Transformer | 213 | TRANSCLOSURE | 100 | WYE-DELTA | 13.2 KV | 120/240 | 2001370 | 4665.41 | 7.6/13.2 | 6
UG Transformer | 213 | TRANSCLOSURE | 100 | WYE-DELTA | 13.2 KV | 120/240 | 2001371 | 6665.64 | 7.6/13.2 | 10
UG Transformer | 213 | TRANSCLOSURE | 100 | WYE-WYE | 13.2 KV | 120/240 | 2001367 | 3129.01 | 7.6/13.2 | 1
UG Transformer | 213 | TRANSCLOSURE | 100 | WYE-WYE | 13.2 KV | 120/240 | 2001369 | 3847.75 | 7.6/13.2 | 1
UG Transformer | 213 | TRANSCLOSURE | 100 | WYE-WYE | 13.2 KV | 120/240 | 2001370 | 4665.41 | 7.6/13.2 | 1
UG Transformer | 213 | TRANSCLOSURE | 167 | SINGLE-PHASE | 13.2 KV | 120/240 | - | 0 | 7.6/13.2 | 2
UG Transformer | 213 | TRANSCLOSURE | 167 | WYE-DELTA | 13.2 KV | 120/240 | - | 0 | 7.6/13.2 | 7
UG Transformer | 213 | TRANSCLOSURE | 167 | WYE-DELTA | 13.2 KV | 120/240 | 2001366 | 2538.13 | 7.6/13.2 | 1
UG Transformer | 213 | TRANSCLOSURE | 167 | WYE-DELTA | 13.2 KV | 120/240 | 2001371 | 6665.64 | 7.6/13.2 | 2
UG Transformer | 213 | TRANSCLOSURE | 167 | WYE-WYE | 13.2 KV | 120/240 | - | 0 | 7.6/13.2 | 1
UG Transformer | 213 | TRANSCLOSURE | 250 | SINGLE-PHASE | 13.2 KV | 120/240 | - | 0 | 7.6/13.2 | 2
UG Transformer | 213 | TRANSCLOSURE | 250 | WYE-DELTA | 13.2 KV | 120/208 | - | 0 | 7.6/13.2 | 3
UG Transformer | 213 | TRANSCLOSURE | 250 | WYE-DELTA | 13.2 KV | 120/240 | - | 0 | 7.6/13.2 | 1
UG Transformer | 213 | TRANSCLOSURE | 333 | WYE-DELTA | 13.2 KV | 120/240 | - | 0 | 7.6/13.2 | 2
UG Transformer | 213 | TRANSCLOSURE | 333 | WYE-DELTA | 13.2 KV | 120/240 | 2001367 | 3129.01 | 7.6/13.2 | 2
UG Transformer | 214 | 3-PHASE UNIT | 167 | WYE-DELTA | 13.2 KV | 120/240 | 2001381 | 0 | 7.6/13.2 | 1
UG Transformer | 214 | 3-PHASE UNIT | 167 | WYE-WYE | 13.2 KV | 120/240 | 2001379 | 8316.74 | 7.6/13.2 | 1
UG Transformer | 214 | 3-PHASE UNIT | 250 | WYE-DELTA | 13.2 KV | 120/240 | 2001381 | 0 | 7.6/13.2 | 1
UG Transformer | 214 | 3-PHASE UNIT | 333 | WYE-DELTA | 13.2 KV | 120/240 | 2001381 | 0 | 7.6/13.2 | 1
UG Transformer | 214 | TRANSCLOSURE | 100 | WYE-DELTA | 13.2 KV | 120/240 | - | 0 | 7.6/13.2 | 3
UG Transformer | 214 | TRANSCLOSURE | 167 | OPEN DELTA | 13.2 KV | 120/240 | 2001379 | 8316.74 | 7.6/13.2 | 2
UG Transformer | 214 | TRANSCLOSURE | 167 | SINGLE-PHASE | 13.2 KV | 120/240 | - | 0 | 7.6/13.2 | 3
UG Transformer | 214 | TRANSCLOSURE | 167 | WYE-DELTA | 13.2 KV | 120/208 | - | 0 | 7.6/13.2 | 3
UG Transformer | 214 | TRANSCLOSURE | 167 | WYE-DELTA | 13.2 KV | 120/240 | - | 0 | 7.6/13.2 | 6
UG Transformer | 214 | TRANSCLOSURE | 167 | WYE-DELTA | 13.2 KV | 120/240 | 2001371 | 6665.64 | 7.6/13.2 | 2
UG Transformer | 214 | TRANSCLOSURE | 167 | WYE-DELTA | 13.2 KV | 120/240 | 2001379 | 8316.74 | 7.6/13.2 | 4
UG Transformer | 214 | TRANSCLOSURE | 167 | WYE-WYE | 13.2 KV | 120/240 | - | 0 | 7.6/13.2 | 3
UG Transformer | 214 | TRANSCLOSURE | 167 | WYE-WYE | 13.2 KV | 120/240 | 2001379 | 8316.74 | 7.6/13.2 | 6
UG Transformer | 214 | TRANSCLOSURE | 250 | SINGLE-PHASE | 13.2 KV | 120/240 | - | 0 | 7.6/13.2 | 1
UG Transformer | 214 | TRANSCLOSURE | 250 | WYE-DELTA | 13.2 KV | 120/240 | - | 0 | 7.6/13.2 | 1
UG Transformer | 214 | TRANSCLOSURE | 250 | WYE-DELTA | 13.2 KV | 120/240 | 2001376 | 0 | 7.6/13.2 | 3
UG Transformer | 214 | TRANSCLOSURE | 250 | WYE-DELTA | 13.2 KV | 120/240 | 2001379 | 8316.74 | 7.6/13.2 | 2
UG Transformer | 214 | TRANSCLOSURE | 333 | WYE-DELTA | 13.2 KV | 120/240 | 2001381 | 0 | 7.6/13.2 | 3
UG Transformer | 215 | 3-PHASE UNIT | 75 | WYE-WYE | 13.2 KV | 120/208 | - | 0 | 14.4/24.9 | 1
UG Transformer | 215 | 3-PHASE UNIT | 333 | WYE-DELTA | 13.2 KV | 120/240 | - | 0 | 14.4/24.9 | 3
UG Transformer | 220 | TRANSCLOSURE | 50 | WYE-DELTA | 13.2 KV | 240/480 | - | 0 | 4.8/8.3 | 6
UG Transformer | 222 | 1-PHASE UNIT | 100 | SINGLE-PHASE | 13.2 KV | 120/240 | - | 0 | 7.6/13.2 | 1
UG Transformer | 222 | TRANSCLOSURE | 25 | SINGLE-PHASE | 13.2 KV | 120/240 | - | 0 | 7.6/13.2 | 1
UG Transformer | 222 | TRANSCLOSURE | 25 | SINGLE-PHASE | 13.2 KV | 240/480 | - | 0 | 7.6/13.2 | 2
UG Transformer | 222 | TRANSCLOSURE | 25 | SINGLE-PHASE | 13.2 KV | 240/480 | 2001405 | 0 | 7.6/13.2 | 3
UG Transformer | 222 | TRANSCLOSURE | 25 | WYE-DELTA | 13.2 KV | 120/240 | 2001519 | 9763.49 | 7.6/13.2 | 2
UG Transformer | 222 | TRANSCLOSURE | 25 | WYE-WYE | 13.2 KV | 240/480 | 2001405 | 0 | 7.6/13.2 | 1
UG Transformer | 222 | TRANSCLOSURE | 37 | OPEN DELTA | 13.2 KV | 240/480 | - | 0 | 7.6/13.2 | 2
UG Transformer | 222 | TRANSCLOSURE | 37 | WYE-DELTA | 13.2 KV | 240/480 | - | 0 | 7.6/13.2 | 3
UG Transformer | 222 | TRANSCLOSURE | 37 | WYE-WYE | 13.2 KV | 240/480 | - | 0 | 7.6/13.2 | 1
UG Transformer | 222 | TRANSCLOSURE | 50 | SINGLE-PHASE | 13.2 KV | 240/480 | - | 0 | 7.6/13.2 | 1
UG Transformer | 222 | TRANSCLOSURE | 50 | WYE-WYE | 13.2 KV | 240/480 | 2001407 | 3686.62 | 7.6/13.2 | 3
UG Transformer | 222 | TRANSCLOSURE | 75 | WYE-DELTA | 13.2 KV | 240/480 | - | 0 | 7.6/13.2 | 2
UG Transformer | 222 | TRANSCLOSURE | 100 | WYE-DELTA | 13.2 KV | 240/480 | - | 0 | 7.6/13.2 | 1
UG Transformer | 222 | TRANSCLOSURE | 167 | WYE-DELTA | 13.2 KV | 240/480 | - | 0 | 7.6/13.2 | 3
UG Transformer | 226 | 1-PHASE UNIT | 37 | SINGLE-PHASE | 13.2 KV | 120/240 | - | 0 | 2.4/4.1 | 1
UG Transformer | 226 | 3-PHASE UNIT | 1000 | WYE-WYE | 13.2 KV | 277/480 | - | 0 | 2.4/4.1 | 1
UG Transformer | 230 | 1-PHASE UNIT | 37 | SINGLE-PHASE | 13.2 KV | 120/240 | - | 0 | 7.6/13.2 | 1
UG Transformer | 230 | 3-PHASE UNIT | 75 | WYE-WYE | 13.2 KV | 277/480 | - | 0 | 7.6/13.2 | 1
UG Transformer | 230 | TRANSCLOSURE | 25 | WYE-WYE | 13.2 KV | 277/480 | 2001425 | 0 | 7.6/13.2 | 3
UG Transformer | 230 | TRANSCLOSURE | 50 | WYE-WYE | 13.2 KV | 277/480 | - | 0 | 7.6/13.2 | 3
UG Transformer | 230 | TRANSCLOSURE | 100 | SINGLE-PHASE | 13.2 KV | 277/480 | - | 0 | 7.6/13.2 | 1
UG Transformer | 238 | 3-PHASE UNIT | 1000 | WYE-DELTA | 13.2 KV | 120/240 | - | 0 | 13.2/22.8 | 3
UG Transformer | 244 | 3-PHASE UNIT | 75 | WYE-WYE | 13.2 KV | 120/208 | - | 0 | 13.2 | 1
UG Transformer | 244 | TRANSCLOSURE | 150 | WYE-WYE | 13.2 KV | 120/208 | - | 0 | 13.2 | 1
UG Transformer | 245 | 3-PHASE UNIT | 750 | WYE-WYE | 13.2 KV | 277/480 | - | 0 | 13.2 | 1
UG Transformer | 245 | TRANSCLOSURE | 500 | WYE-DELTA | 13.2 KV | 120/240 | - | 0 | 13.2 | 1
UG Transformer | 245 | TRANSCLOSURE | 1000 | WYE-WYE | 13.2 KV | 277/480 | - | 0 | 13.2 | 1
UG Transformer | 252 | 1-PHASE UNIT | 25 | SINGLE-PHASE | 13.2 KV | 120/240 | - | 0 | 2.4 x 7.6 | 1
UG Transformer | 252 | 1-PHASE UNIT | 37 | SINGLE-PHASE | 13.2 KV | 120/240 | - | 0 | 2.4 x 7.6 | 1
UG Transformer | 252 | 1-PHASE UNIT | 50 | SINGLE-PHASE | 13.2 KV | 120/240 | - | 0 | 2.4 x 7.6 | 1
UG Transformer | 253 | TRANSCLOSURE | 100 | WYE-WYE | 13.2 KV | 120/208 | - | 0 | 480Y/277 | 3
UG Transformer | 253 | TRANSCLOSURE | 250 | WYE-WYE | 13.2 KV | 120/208 | - | 0 | 480Y/277 | 6
UG Transformer | 253 | TRANSCLOSURE | 500 | WYE-WYE | 13.2 KV | 120/208 | - | 0 | 480Y/277 | 3
UG Transformer | 255 | 1-PHASE UNIT | 75 | SINGLE-PHASE | 13.2 KV | 120/240 | - | 0 | 7.6 | 1
UG Transformer | 256 | 3-PHASE UNIT | 75 | WYE-WYE | 13.2 KV | 120/208 | - | 0 | 13.2 Delta | 1
UG Transformer | 256 | 3-PHASE UNIT | 150 | WYE-WYE | 13.2 KV | 120/208 | - | 0 | 13.2 Delta | 1
UG Transformer | 256 | BANKED SINGLE PHASE | 25 | OPEN DELTA | 13.2 KV | 120/240 | - | 0 | 13.2 Delta | 1
UG Transformer | 257 | 3-PHASE UNIT | 75 | WYE-WYE | 13.2 KV | 277/480 | - | 0 | 13.2 Delta | 2
UG Transformer | 257 | 3-PHASE UNIT | 300 | WYE-WYE | 13.2 KV | 277/480 | - | 0 | 13.2 Delta | 1
UG Transformer | 257 | 3-PHASE UNIT | 300 | WYE-WYE | 13.2 KV | 277/480 | 2001490 | 0 | 13.2 Delta | 3
UG Transformer | 257 | 3-PHASE UNIT | 500 | WYE-WYE | 13.2 KV | 277/480 | - | 0 | 13.2 Delta | 1
UG Transformer | 257 | 3-PHASE UNIT | 750 | WYE-WYE | 13.2 KV | 277/480 | - | 0 | 13.2 Delta | 2
UG Transformer | 257 | 3-PHASE UNIT | 1500 | WYE-WYE | 13.2 KV | 277/480 | - | 0 | 13.2 Delta | 2
UG Transformer | 257 | 3-PHASE UNIT | 2000 | WYE-WYE | 13.2 KV | 277/480 | - | 0 | 13.2 Delta | 4
UG Transformer | 258 | 3-PHASE UNIT | 75 | WYE-WYE | 13.2 KV | 120/208 | - | 0 | 13.2 Delta | 1
UG Transformer | 258 | 3-PHASE UNIT | 150 | WYE-WYE | 13.2 KV | 120/208 | - | 0 | 13.2 Delta | 8
UG Transformer | 258 | 3-PHASE UNIT | 225 | WYE-DELTA | 13.2 KV | 120/208 | 2001498 | 0 | 13.2 Delta | 1
UG Transformer | 258 | 3-PHASE UNIT | 225 | WYE-WYE | 13.2 KV | 120/208 | - | 0 | 13.2 Delta | 3
UG Transformer | 258 | 3-PHASE UNIT | 225 | WYE-WYE | 13.2 KV | 120/208 | 2001498 | 0 | 13.2 Delta | 1
UG Transformer | 258 | 3-PHASE UNIT | 300 | WYE-WYE | 13.2 KV | 120/208 | - | 0 | 13.2 Delta | 2
UG Transformer | 258 | 3-PHASE UNIT | 1000 | WYE-WYE | 13.2 KV | 120/208 | - | 0 | 13.2 Delta | 1
UG Transformer | 259 | 3-PHASE UNIT | 300 | SINGLE-PHASE | 13.2 KV | 277/480 | 2001502 | 0 | 13.2 Delta | 1
UG Transformer | 259 | 3-PHASE UNIT | 300 | WYE-WYE | 13.2 KV | 277/480 | 2001502 | 0 | 13.2 Delta | 1
UG Transformer | 259 | 3-PHASE UNIT | 500 | WYE-DELTA | 13.2 KV | 277/480 | - | 0 | 13.2 Delta | 1
UG Transformer | 259 | 3-PHASE UNIT | 500 | WYE-WYE | 13.2 KV | 120/240 | - | 0 | 13.2 Delta | 1
UG Transformer | 259 | 3-PHASE UNIT | 500 | WYE-WYE | 13.2 KV | 120/240 | 2001556 | 29769.49 | 13.2 Delta | 1
UG Transformer | 259 | 3-PHASE UNIT | 500 | WYE-WYE | 13.2 KV | 277/480 | 2001503 | 0 | 13.2 Delta | 2
UG Transformer | 259 | 3-PHASE UNIT | 750 | WYE-WYE | 13.2 KV | 277/480 | - | 0 | 13.2 Delta | 4
UG Transformer | 259 | 3-PHASE UNIT | 2000 | WYE-WYE | 13.2 KV | 277/480 | - | 0 | 13.2 Delta | 1
UG Transformer | 260 | 1-PHASE UNIT | 75 | WYE-WYE | 13.2 KV | 120/240 | - | 0 | 13.7 Delta | 1
UG Transformer | 260 | 3-PHASE UNIT | 2000 | WYE-WYE | 13.2 KV | 277/480 | - | 0 | 13.7 Delta | 1
UG Transformer | 261 | 3-PHASE UNIT | 2000 | WYE-WYE | 13.2 KV | 277/480 | - | 0 | 13.2GRDY/7.6 | 2
UG Transformer | 261 | 3-PHASE UNIT | 3000 | WYE-WYE | 13.2 KV | 277/480 | - | 0 | 13.2GRDY/7.6 | 1
UG Transformer | 262 | 1-PHASE UNIT | 0 | SINGLE-PHASE | 13.2 KV | 120/240 | - | 0 | 13.2GRDY/7.6 | 5
UG Transformer | 262 | 1-PHASE UNIT | 25 | OPEN DELTA | 13.2 KV | 120/240 | - | 0 | 13.2GRDY/7.6 | 1
UG Transformer | 262 | 1-PHASE UNIT | 25 | OPEN DELTA | 13.2 KV | 120/240 | 2001509 | 0 | 13.2GRDY/7.6 | 207
UG Transformer | 262 | 1-PHASE UNIT | 25 | OPEN DELTA | 13.2 KV | 120/240 | 2001518 | 9062.41 | 13.2GRDY/7.6 | 1
UG Transformer | 262 | 1-PHASE UNIT | 25 | SINGLE-PHASE | 13.2 KV | 120/240 | - | 0 | 13.2GRDY/7.6 | 5
UG Transformer | 262 | 1-PHASE UNIT | 25 | SINGLE-PHASE | 13.2 KV | 120/240 | 2001509 | 0 | 13.2GRDY/7.6 | 4371
UG Transformer | 262 | 1-PHASE UNIT | 25 | SINGLE-PHASE | 13.2 KV | 120/240 | 2001510 | 0 | 13.2GRDY/7.6 | 1
UG Transformer | 262 | 1-PHASE UNIT | 25 | SINGLE-PHASE | 13.2 KV | 120/240 | 2001518 | 9062.41 | 13.2GRDY/7.6 | 4
UG Transformer | 262 | 1-PHASE UNIT | 25 | SINGLE-PHASE | 13.2 KV | 120/240 |  | 0 | 13.2GRDY/7.6 | 3
UG Transformer | 262 | 1-PHASE UNIT | 25 | SINGLE-PHASE | 13.2 KV | 277/480 | 2001509 | 0 | 13.2GRDY/7.6 | 1
UG Transformer | 262 | 1-PHASE UNIT | 25 | WYE-DELTA | 13.2 KV | 120/240 | 2001509 | 0 | 13.2GRDY/7.6 | 21
UG Transformer | 262 | 1-PHASE UNIT | 25 | WYE-WYE | 13.2 KV | 120/240 | 2001509 | 0 | 13.2GRDY/7.6 | 129
UG Transformer | 262 | 1-PHASE UNIT | 37 | OPEN DELTA | 13.2 KV | 120/240 | - | 0 | 13.2GRDY/7.6 | 3
UG Transformer | 262 | 1-PHASE UNIT | 37 | OPEN DELTA | 13.2 KV | 120/240 | 2001510 | 0 | 13.2GRDY/7.6 | 12
UG Transformer | 262 | 1-PHASE UNIT | 37 | SINGLE-PHASE | 13.2 KV | 120/208 | 2001510 | 0 | 13.2GRDY/7.6 | 3
UG Transformer | 262 | 1-PHASE UNIT | 37 | SINGLE-PHASE | 13.2 KV | 120/240 | - | 0 | 13.2GRDY/7.6 | 15
UG Transformer | 262 | 1-PHASE UNIT | 37 | SINGLE-PHASE | 13.2 KV | 120/240 | 2001510 | 0 | 13.2GRDY/7.6 | 9664
UG Transformer | 262 | 1-PHASE UNIT | 37 | SINGLE-PHASE | 13.2 KV | 277/480 | 2001510 | 0 | 13.2GRDY/7.6 | 1
UG Transformer | 262 | 1-PHASE UNIT | 37 | WYE-DELTA | 13.2 KV | 120/240 | 2001510 | 0 | 13.2GRDY/7.6 | 7
UG Transformer | 262 | 1-PHASE UNIT | 37 | WYE-WYE | 13.2 KV | 120/240 | 2001510 | 0 | 13.2GRDY/7.6 | 227
UG Transformer | 262 | 1-PHASE UNIT | 37.5 | SINGLE-PHASE | 13.2 KV | 120/240 | - | 0 | 13.2GRDY/7.6 | 1
UG Transformer | 262 | 1-PHASE UNIT | 37.5 | SINGLE-PHASE | 13.2 KV | 120/240 | 2001510 | 0 | 13.2GRDY/7.6 | 244
UG Transformer | 262 | 1-PHASE UNIT | 37.5 | SINGLE-PHASE | 13.2 KV | 120/240 | 2001519 | 9763.49 | 13.2GRDY/7.6 | 2
UG Transformer | 262 | 1-PHASE UNIT | 37.5 | WYE-WYE | 13.2 KV | 120/240 | 2001510 | 0 | 13.2GRDY/7.6 | 4
UG Transformer | 262 | 1-PHASE UNIT | 50 | OPEN DELTA | 13.2 KV | 120/240 | 2001511 | 0 | 13.2GRDY/7.6 | 6
UG Transformer | 262 | 1-PHASE UNIT | 50 | SINGLE-PHASE | 13.2 KV | 120/208 | 2001511 | 0 | 13.2GRDY/7.6 | 7
UG Transformer | 262 | 1-PHASE UNIT | 50 | SINGLE-PHASE | 13.2 KV | 120/240 | - | 0 | 13.2GRDY/7.6 | 2
UG Transformer | 262 | 1-PHASE UNIT | 50 | SINGLE-PHASE | 13.2 KV | 120/240 | 2001511 | 0 | 13.2GRDY/7.6 | 11339
UG Transformer | 262 | 1-PHASE UNIT | 50 | SINGLE-PHASE | 13.2 KV | 120/240 | 2001520 | 7524.04 | 13.2GRDY/7.6 | 1
UG Transformer | 262 | 1-PHASE UNIT | 50 | SINGLE-PHASE | 13.2 KV | 120/240 | 2001522 | 9410.53 | 13.2GRDY/7.6 | 1
UG Transformer | 262 | 1-PHASE UNIT | 50 | SINGLE-PHASE | 13.2 KV | 240/480 | 2001511 | 0 | 13.2GRDY/7.6 | 1
UG Transformer | 262 | 1-PHASE UNIT | 50 | SINGLE-PHASE | 13.2 KV | 277/480 | 2001511 | 0 | 13.2GRDY/7.6 | 3
UG Transformer | 262 | 1-PHASE UNIT | 50 | WYE-DELTA | 13.2 KV | 120/240 | 2001511 | 0 | 13.2GRDY/7.6 | 4
UG Transformer | 262 | 1-PHASE UNIT | 50 | WYE-WYE | 13.2 KV | 120/240 | - | 0 | 13.2GRDY/7.6 | 1
UG Transformer | 262 | 1-PHASE UNIT | 50 | WYE-WYE | 13.2 KV | 120/240 | 2001511 | 0 | 13.2GRDY/7.6 | 305
UG Transformer | 262 | 1-PHASE UNIT | 75 | OPEN DELTA | 13.2 KV | 120/240 | 2001513 | 0 | 13.2GRDY/7.6 | 6
UG Transformer | 262 | 1-PHASE UNIT | 75 | SINGLE-PHASE | 13.2 KV | 120/208 | - | 0 | 13.2GRDY/7.6 | 1
UG Transformer | 262 | 1-PHASE UNIT | 75 | SINGLE-PHASE | 13.2 KV | 120/208 | 2001513 | 0 | 13.2GRDY/7.6 | 3
UG Transformer | 262 | 1-PHASE UNIT | 75 | SINGLE-PHASE | 13.2 KV | 120/240 | - | 0 | 13.2GRDY/7.6 | 11
UG Transformer | 262 | 1-PHASE UNIT | 75 | SINGLE-PHASE | 13.2 KV | 120/240 | 2001513 | 0 | 13.2GRDY/7.6 | 6933
UG Transformer | 262 | 1-PHASE UNIT | 75 | SINGLE-PHASE | 13.2 KV | 120/240 | 2001521 | 8497.82 | 13.2GRDY/7.6 | 1
UG Transformer | 262 | 1-PHASE UNIT | 75 | SINGLE-PHASE | 13.2 KV | 277/480 | 2001513 | 0 | 13.2GRDY/7.6 | 1
UG Transformer | 262 | 1-PHASE UNIT | 75 | WYE-WYE | 13.2 KV | 120/240 | - | 0 | 13.2GRDY/7.6 | 1
UG Transformer | 262 | 1-PHASE UNIT | 75 | WYE-WYE | 13.2 KV | 120/240 | 2001513 | 0 | 13.2GRDY/7.6 | 187
UG Transformer | 262 | 1-PHASE UNIT | 100 | OPEN DELTA | 13.2 KV | 120/240 | - | 0 | 13.2GRDY/7.6 | 1
UG Transformer | 262 | 1-PHASE UNIT | 100 | OPEN DELTA | 13.2 KV | 120/240 | 2001514 | 0 | 13.2GRDY/7.6 | 4
UG Transformer | 262 | 1-PHASE UNIT | 100 | SINGLE-PHASE | 13.2 KV | 120/208 | 2001514 | 0 | 13.2GRDY/7.6 | 5
UG Transformer | 262 | 1-PHASE UNIT | 100 | SINGLE-PHASE | 13.2 KV | 120/240 | - | 0 | 13.2GRDY/7.6 | 3
UG Transformer | 262 | 1-PHASE UNIT | 100 | SINGLE-PHASE | 13.2 KV | 120/240 | 2001514 | 0 | 13.2GRDY/7.6 | 1500
UG Transformer | 262 | 1-PHASE UNIT | 100 | WYE-WYE | 13.2 KV | 120/240 | 2001514 | 0 | 13.2GRDY/7.6 | 30
UG Transformer | 262 | 1-PHASE UNIT | 167 | OPEN DELTA | 13.2 KV | 120/240 | 2001516 | 0 | 13.2GRDY/7.6 | 1
UG Transformer | 262 | 1-PHASE UNIT | 167 | SINGLE-PHASE | 13.2 KV | 120/240 | - | 0 | 13.2GRDY/7.6 | 4
UG Transformer | 262 | 1-PHASE UNIT | 167 | SINGLE-PHASE | 13.2 KV | 120/240 | 2001516 | 0 | 13.2GRDY/7.6 | 493
UG Transformer | 262 | 1-PHASE UNIT | 167 | SINGLE-PHASE | 13.2 KV | 120/240 | 2001523 | 13441.01 | 13.2GRDY/7.6 | 1
UG Transformer | 262 | 1-PHASE UNIT | 167 | WYE-DELTA | 13.2 KV | 120/240 | 2001516 | 0 | 13.2GRDY/7.6 | 1
UG Transformer | 262 | 1-PHASE UNIT | 167 | WYE-WYE | 13.2 KV | 120/240 | 2001516 | 0 | 13.2GRDY/7.6 | 5
UG Transformer | 262 | 1-PHASE UNIT | 250 | SINGLE-PHASE | 13.2 KV | 120/240 | 2001517 | 0 | 13.2GRDY/7.6 | 17
UG Transformer | 262 | 3-PHASE UNIT | 75 | WYE-DELTA | 13.2 KV | 120/240 | - | 0 | 13.2GRDY/7.6 | 1
UG Transformer | 262 | 3-PHASE UNIT | 75 | WYE-DELTA | 13.2 KV | 120/240 | 2001513 | 0 | 13.2GRDY/7.6 | 1
UG Transformer | 262 | 3-PHASE UNIT | 75 | WYE-WYE | 13.2 KV | 120/208 | - | 0 | 13.2GRDY/7.6 | 1
UG Transformer | 262 | 3-PHASE UNIT | 75 | WYE-WYE | 13.2 KV | 120/208 | 2001513 | 0 | 13.2GRDY/7.6 | 1
UG Transformer | 262 | 3-PHASE UNIT | 75 | WYE-WYE | 13.2 KV | 120/240 | 2001513 | 0 | 13.2GRDY/7.6 | 3
UG Transformer | 262 | 3-PHASE UNIT | 150 | WYE-DELTA | 13.2 KV | 120/208 | - | 0 | 13.2GRDY/7.6 | 2
UG Transformer | 262 | 3-PHASE UNIT | 150 | WYE-WYE | 13.2 KV | 120/208 | - | 0 | 13.2GRDY/7.6 | 2
UG Transformer | 262 | 3-PHASE UNIT | 250 | WYE-DELTA | 13.2 KV | 120/240 | 2001523 | 13441.01 | 13.2GRDY/7.6 | 1
UG Transformer | 262 | 3-PHASE UNIT | 300 | WYE-WYE | 13.2 KV | 120/208 | - | 0 | 13.2GRDY/7.6 | 1
UG Transformer | 262 | 3-PHASE UNIT | 750 | WYE-WYE | 13.2 KV | 120/240 | - | 0 | 13.2GRDY/7.6 | 1
UG Transformer | 262 | BANKED SINGLE PHASE | 25 | OPEN DELTA | 13.2 KV | 120/240 | - | 0 | 13.2GRDY/7.6 | 2
UG Transformer | 262 | BANKED SINGLE PHASE | 25 | OPEN DELTA | 13.2 KV | 120/240 | 2001509 | 0 | 13.2GRDY/7.6 | 222
UG Transformer | 262 | BANKED SINGLE PHASE | 25 | OPEN DELTA | 13.2 KV | 120/240 | 2001518 | 9062.41 | 13.2GRDY/7.6 | 1
UG Transformer | 262 | BANKED SINGLE PHASE | 25 | SINGLE-PHASE | 13.2 KV | 120/240 | - | 0 | 13.2GRDY/7.6 | 1
UG Transformer | 262 | BANKED SINGLE PHASE | 25 | SINGLE-PHASE | 13.2 KV | 120/240 | 2001509 | 0 | 13.2GRDY/7.6 | 113
UG Transformer | 262 | BANKED SINGLE PHASE | 25 | SINGLE-PHASE | 13.2 KV | 120/240 | 2001518 | 9062.41 | 13.2GRDY/7.6 | 5
UG Transformer | 262 | BANKED SINGLE PHASE | 25 | WYE-DELTA | 13.2 KV | 120/240 | 2001509 | 0 | 13.2GRDY/7.6 | 88
UG Transformer | 262 | BANKED SINGLE PHASE | 25 | WYE-DELTA | 13.2 KV | 120/240 | 2001518 | 9062.41 | 13.2GRDY/7.6 | 1
UG Transformer | 262 | BANKED SINGLE PHASE | 25 | WYE-WYE | 13.2 KV | 120/240 | 2001509 | 0 | 13.2GRDY/7.6 | 6
UG Transformer | 262 | BANKED SINGLE PHASE | 37 | OPEN DELTA | 13.2 KV | 120/240 | 2001510 | 0 | 13.2GRDY/7.6 | 19
UG Transformer | 262 | BANKED SINGLE PHASE | 37 | SINGLE-PHASE | 13.2 KV | 120/240 | 2001510 | 0 | 13.2GRDY/7.6 | 8
UG Transformer | 262 | BANKED SINGLE PHASE | 37 | WYE-DELTA | 13.2 KV | 120/240 | 2001510 | 0 | 13.2GRDY/7.6 | 8
UG Transformer | 262 | BANKED SINGLE PHASE | 37 | WYE-WYE | 13.2 KV | 120/240 | 2001510 | 0 | 13.2GRDY/7.6 | 2
UG Transformer | 262 | BANKED SINGLE PHASE | 50 | OPEN DELTA | 13.2 KV | 120/240 | 2001511 | 0 | 13.2GRDY/7.6 | 17
UG Transformer | 262 | BANKED SINGLE PHASE | 50 | SINGLE-PHASE | 13.2 KV | 120/240 | 2001511 | 0 | 13.2GRDY/7.6 | 10
UG Transformer | 262 | BANKED SINGLE PHASE | 50 | WYE-DELTA | 13.2 KV | 120/240 | 2001511 | 0 | 13.2GRDY/7.6 | 6
UG Transformer | 262 | BANKED SINGLE PHASE | 75 | OPEN DELTA | 13.2 KV | 120/240 | 2001513 | 0 | 13.2GRDY/7.6 | 10
UG Transformer | 262 | BANKED SINGLE PHASE | 75 | SINGLE-PHASE | 13.2 KV | 120/240 | 2001513 | 0 | 13.2GRDY/7.6 | 14
UG Transformer | 262 | BANKED SINGLE PHASE | 75 | WYE-DELTA | 13.2 KV | 120/240 | - | 0 | 13.2GRDY/7.6 | 1
UG Transformer | 262 | BANKED SINGLE PHASE | 75 | WYE-DELTA | 13.2 KV | 120/240 | 2001513 | 0 | 13.2GRDY/7.6 | 9
UG Transformer | 262 | BANKED SINGLE PHASE | 75 | WYE-WYE | 13.2 KV | 120/240 | 2001513 | 0 | 13.2GRDY/7.6 | 1
UG Transformer | 262 | BANKED SINGLE PHASE | 100 | OPEN DELTA | 13.2 KV | 120/240 | - | 0 | 13.2GRDY/7.6 | 4
UG Transformer | 262 | BANKED SINGLE PHASE | 100 | SINGLE-PHASE | 13.2 KV | 120/240 | - | 0 | 13.2GRDY/7.6 | 1
UG Transformer | 262 | BANKED SINGLE PHASE | 100 | SINGLE-PHASE | 13.2 KV | 120/240 | 2001514 | 0 | 13.2GRDY/7.6 | 5
UG Transformer | 262 | BANKED SINGLE PHASE | 100 | WYE-DELTA | 13.2 KV | 120/240 | - | 0 | 13.2GRDY/7.6 | 3
UG Transformer | 262 | BANKED SINGLE PHASE | 167 | OPEN DELTA | 13.2 KV | 120/240 | 2001516 | 0 | 13.2GRDY/7.6 | 1
UG Transformer | 262 | BANKED SINGLE PHASE | 167 | SINGLE-PHASE | 13.2 KV | 120/240 | - | 0 | 13.2GRDY/7.6 | 1
UG Transformer | 262 | BANKED SINGLE PHASE | 167 | SINGLE-PHASE | 13.2 KV | 120/240 | 2001516 | 0 | 13.2GRDY/7.6 | 3
UG Transformer | 262 | DUMMY | 0 | SINGLE-PHASE | 13.2 KV | 120/240 | - | 0 | 13.2GRDY/7.6 | 100
UG Transformer | 262 | DUMMY | 0 | WYE-WYE | 13.2 KV | 120/240 | - | 0 | 13.2GRDY/7.6 | 4
UG Transformer | 262 | DUMMY | 25 | SINGLE-PHASE | 13.2 KV | 120/240 | - | 0 | 13.2GRDY/7.6 | 1
UG Transformer | 262 | DUMMY | 75 | WYE-DELTA | 13.2 KV | 120/240 | - | 0 | 13.2GRDY/7.6 | 1
UG Transformer | 262 | TRANSCLOSURE | 167 | SINGLE-PHASE | 13.2 KV | 120/240 | - | 0 | 13.2GRDY/7.6 | 1
UG Transformer | 263 | 1-PHASE UNIT | 0 | SINGLE-PHASE | 13.2 KV | - | 2004982 | 0 | 13.2GRDY/7.6 | 2
UG Transformer | 263 | 1-PHASE UNIT | 25 | OPEN DELTA | 13.2 KV | 120/240 | 2001509 | 0 | 13.2GRDY/7.6 | 1
UG Transformer | 263 | 1-PHASE UNIT | 25 | OPEN DELTA | 13.2 KV | 120/240 | 2001518 | 9062.41 | 13.2GRDY/7.6 | 97
UG Transformer | 263 | 1-PHASE UNIT | 25 | SINGLE-PHASE | 13.2 KV | 120/240 | - | 0 | 13.2GRDY/7.6 | 14
UG Transformer | 263 | 1-PHASE UNIT | 25 | SINGLE-PHASE | 13.2 KV | 120/240 | 2001518 | 9062.41 | 13.2GRDY/7.6 | 3344
UG Transformer | 263 | 1-PHASE UNIT | 25 | SINGLE-PHASE | 13.2 KV | 120/240 | 2001522 | 9410.53 | 13.2GRDY/7.6 | 1
UG Transformer | 263 | 1-PHASE UNIT | 25 | WYE-DELTA | 13.2 KV | 120/240 | 2001518 | 9062.41 | 13.2GRDY/7.6 | 13
UG Transformer | 263 | 1-PHASE UNIT | 25 | WYE-WYE | 13.2 KV | 120/240 | 2001518 | 9062.41 | 13.2GRDY/7.6 | 198
UG Transformer | 263 | 1-PHASE UNIT | 37 | OPEN DELTA | 13.2 KV | 120/240 | 2001510 | 0 | 13.2GRDY/7.6 | 1
UG Transformer | 263 | 1-PHASE UNIT | 37 | SINGLE-PHASE | 13.2 KV | 120/240 | - | 0 | 13.2GRDY/7.6 | 24
UG Transformer | 263 | 1-PHASE UNIT | 37 | SINGLE-PHASE | 13.2 KV | 120/240 | 2001510 | 0 | 13.2GRDY/7.6 | 3
UG Transformer | 263 | 1-PHASE UNIT | 37.5 | OPEN DELTA | 13.2 KV | 120/240 | 2001519 | 9763.49 | 13.2GRDY/7.6 | 15
UG Transformer | 263 | 1-PHASE UNIT | 37.5 | SINGLE-PHASE | 13.2 KV | 120/240 | 2001510 | 0 | 13.2GRDY/7.6 | 2
UG Transformer | 263 | 1-PHASE UNIT | 37.5 | SINGLE-PHASE | 13.2 KV | 120/240 | 2001519 | 9763.49 | 13.2GRDY/7.6 | 7783
UG Transformer | 263 | 1-PHASE UNIT | 37.5 | SINGLE-PHASE | 13.2 KV | 120/240 |  | 0 | 13.2GRDY/7.6 | 6
UG Transformer | 263 | 1-PHASE UNIT | 37.5 | WYE-DELTA | 13.2 KV | 120/240 | 2001519 | 9763.49 | 13.2GRDY/7.6 | 3
UG Transformer | 263 | 1-PHASE UNIT | 37.5 | WYE-WYE | 13.2 KV | 120/240 | 2001518 | 9062.41 | 13.2GRDY/7.6 | 1
UG Transformer | 263 | 1-PHASE UNIT | 37.5 | WYE-WYE | 13.2 KV | 120/240 | 2001519 | 9763.49 | 13.2GRDY/7.6 | 219
UG Transformer | 263 | 1-PHASE UNIT | 50 | OPEN DELTA | 13.2 KV | 120/240 | 2001520 | 7524.04 | 13.2GRDY/7.6 | 16
UG Transformer | 263 | 1-PHASE UNIT | 50 | SINGLE-PHASE | 13.2 KV | 120/208 | 2001520 | 7524.04 | 13.2GRDY/7.6 | 1
UG Transformer | 263 | 1-PHASE UNIT | 50 | SINGLE-PHASE | 13.2 KV | 120/240 | - | 0 | 13.2GRDY/7.6 | 35
UG Transformer | 263 | 1-PHASE UNIT | 50 | SINGLE-PHASE | 13.2 KV | 120/240 | 2001520 | 7524.04 | 13.2GRDY/7.6 | 11500
UG Transformer | 263 | 1-PHASE UNIT | 50 | SINGLE-PHASE | 13.2 KV | 120/240 |  | 0 | 13.2GRDY/7.6 | 1
UG Transformer | 263 | 1-PHASE UNIT | 50 | WYE-DELTA | 13.2 KV | 120/240 | 2001520 | 7524.04 | 13.2GRDY/7.6 | 3
UG Transformer | 263 | 1-PHASE UNIT | 50 | WYE-WYE | 13.2 KV | 120/240 | 2001520 | 7524.04 | 13.2GRDY/7.6 | 170
UG Transformer | 263 | 1-PHASE UNIT | 75 | OPEN DELTA | 13.2 KV | 120/240 | 2001521 | 8497.82 | 13.2GRDY/7.6 | 8
UG Transformer | 263 | 1-PHASE UNIT | 75 | SINGLE-PHASE | 13.2 KV | 120/240 | - | 0 | 13.2GRDY/7.6 | 51
UG Transformer | 263 | 1-PHASE UNIT | 75 | SINGLE-PHASE | 13.2 KV | 120/240 | 2001521 | 8497.82 | 13.2GRDY/7.6 | 6863
UG Transformer | 263 | 1-PHASE UNIT | 75 | SINGLE-PHASE | 13.2 KV | 120/240 |  | 0 | 13.2GRDY/7.6 | 4
UG Transformer | 263 | 1-PHASE UNIT | 75 | WYE-WYE | 13.2 KV | 120/240 | - | 0 | 13.2GRDY/7.6 | 1
UG Transformer | 263 | 1-PHASE UNIT | 75 | WYE-WYE | 13.2 KV | 120/240 | 2001521 | 8497.82 | 13.2GRDY/7.6 | 73
UG Transformer | 263 | 1-PHASE UNIT | 100 | OPEN DELTA | 13.2 KV | 120/240 | 2001522 | 9410.53 | 13.2GRDY/7.6 | 4
UG Transformer | 263 | 1-PHASE UNIT | 100 | SINGLE-PHASE | 13.2 KV | 120/240 | - | 0 | 13.2GRDY/7.6 | 28
UG Transformer | 263 | 1-PHASE UNIT | 100 | SINGLE-PHASE | 13.2 KV | 120/240 | 2001522 | 9410.53 | 13.2GRDY/7.6 | 1420
UG Transformer | 263 | 1-PHASE UNIT | 100 | SINGLE-PHASE | 13.2 KV | 120/240 |  | 0 | 13.2GRDY/7.6 | 1
UG Transformer | 263 | 1-PHASE UNIT | 100 | WYE-WYE | 13.2 KV | 120/240 | 2001522 | 9410.53 | 13.2GRDY/7.6 | 8
UG Transformer | 263 | 1-PHASE UNIT | 167 | SINGLE-PHASE | 13.2 KV | 120/240 | - | 0 | 13.2GRDY/7.6 | 5
UG Transformer | 263 | 1-PHASE UNIT | 167 | SINGLE-PHASE | 13.2 KV | 120/240 | 2001518 | 9062.41 | 13.2GRDY/7.6 | 1
UG Transformer | 263 | 1-PHASE UNIT | 167 | SINGLE-PHASE | 13.2 KV | 120/240 | 2001523 | 13441.01 | 13.2GRDY/7.6 | 287
UG Transformer | 263 | 1-PHASE UNIT | 167 | WYE-WYE | 13.2 KV | 120/240 | 2001523 | 13441.01 | 13.2GRDY/7.6 | 5
UG Transformer | 263 | 1-PHASE UNIT | 250 | SINGLE-PHASE | 13.2 KV | 120/240 | 2001524 | 12461.79 | 13.2GRDY/7.6 | 4
UG Transformer | 263 | 1-PHASE UNIT | 250 | WYE-WYE | 13.2 KV | 120/240 | 2001524 | 12461.79 | 13.2GRDY/7.6 | 1
UG Transformer | 263 | 3-PHASE UNIT | 0 | SINGLE-PHASE | 13.2 KV | - | 2004979 | 0 | 13.2GRDY/7.6 | 1
UG Transformer | 263 | 3-PHASE UNIT | 0 | WYE-WYE | 13.2 KV | - | 2004982 | 0 | 13.2GRDY/7.6 | 1
UG Transformer | 263 | 3-PHASE UNIT | 75 | WYE-WYE | 13.2 KV | 120/240 | 2001521 | 8497.82 | 13.2GRDY/7.6 | 3
UG Transformer | 263 | 3-PHASE UNIT | 167 | WYE-DELTA | 13.2 KV | 120/240 | 2001523 | 13441.01 | 13.2GRDY/7.6 | 2
UG Transformer | 263 | BANKED SINGLE PHASE | 25 | OPEN DELTA | 13.2 KV | 120/240 | 2001518 | 9062.41 | 13.2GRDY/7.6 | 110
UG Transformer | 263 | BANKED SINGLE PHASE | 25 | SINGLE-PHASE | 13.2 KV | 120/240 | 2001518 | 9062.41 | 13.2GRDY/7.6 | 110
UG Transformer | 263 | BANKED SINGLE PHASE | 25 | WYE-DELTA | 13.2 KV | 120/240 | 2001518 | 9062.41 | 13.2GRDY/7.6 | 48
UG Transformer | 263 | BANKED SINGLE PHASE | 25 | WYE-WYE | 13.2 KV | 120/240 | 2001518 | 9062.41 | 13.2GRDY/7.6 | 3
UG Transformer | 263 | BANKED SINGLE PHASE | 25 | WYE-WYE | 13.2 KV | 120/240 | 2001519 | 9763.49 | 13.2GRDY/7.6 | 1
UG Transformer | 263 | BANKED SINGLE PHASE | 37 | SINGLE-PHASE | 13.2 KV | 120/240 | 2001510 | 0 | 13.2GRDY/7.6 | 1
UG Transformer | 263 | BANKED SINGLE PHASE | 37 | SINGLE-PHASE | 13.2 KV | 120/240 | 2001511 | 0 | 13.2GRDY/7.6 | 1
UG Transformer | 263 | BANKED SINGLE PHASE | 37 | WYE-DELTA | 13.2 KV | 120/240 | 2001513 | 0 | 13.2GRDY/7.6 | 1
UG Transformer | 263 | BANKED SINGLE PHASE | 37.5 | OPEN DELTA | 13.2 KV | 120/240 | 2001519 | 9763.49 | 13.2GRDY/7.6 | 11
UG Transformer | 263 | BANKED SINGLE PHASE | 37.5 | SINGLE-PHASE | 13.2 KV | 120/240 | 2001519 | 9763.49 | 13.2GRDY/7.6 | 15
UG Transformer | 263 | BANKED SINGLE PHASE | 37.5 | WYE-DELTA | 13.2 KV | 120/240 | 2001519 | 9763.49 | 13.2GRDY/7.6 | 6
UG Transformer | 263 | BANKED SINGLE PHASE | 37.5 | WYE-WYE | 13.2 KV | 120/240 | 2001519 | 9763.49 | 13.2GRDY/7.6 | 3
UG Transformer | 263 | BANKED SINGLE PHASE | 50 | OPEN DELTA | 13.2 KV | 120/240 | 2001520 | 7524.04 | 13.2GRDY/7.6 | 12
UG Transformer | 263 | BANKED SINGLE PHASE | 50 | SINGLE-PHASE | 13.2 KV | 120/240 | 2001520 | 7524.04 | 13.2GRDY/7.6 | 19
UG Transformer | 263 | BANKED SINGLE PHASE | 50 | WYE-DELTA | 13.2 KV | 120/240 | 2001520 | 7524.04 | 13.2GRDY/7.6 | 5
UG Transformer | 263 | BANKED SINGLE PHASE | 75 | OPEN DELTA | 13.2 KV | 120/240 | 2001521 | 8497.82 | 13.2GRDY/7.6 | 6
UG Transformer | 263 | BANKED SINGLE PHASE | 75 | SINGLE-PHASE | 13.2 KV | 120/240 | 2001521 | 8497.82 | 13.2GRDY/7.6 | 8
UG Transformer | 263 | BANKED SINGLE PHASE | 75 | WYE-DELTA | 13.2 KV | 120/240 | 2001521 | 8497.82 | 13.2GRDY/7.6 | 2
UG Transformer | 263 | BANKED SINGLE PHASE | 100 | SINGLE-PHASE | 13.2 KV | 120/240 | 2001522 | 9410.53 | 13.2GRDY/7.6 | 9
UG Transformer | 263 | BANKED SINGLE PHASE | 100 | WYE-DELTA | 13.2 KV | 120/240 | 2001522 | 9410.53 | 13.2GRDY/7.6 | 1
UG Transformer | 263 | BANKED SINGLE PHASE | 100 | WYE-WYE | 13.2 KV | 120/240 | 2001522 | 9410.53 | 13.2GRDY/7.6 | 1
UG Transformer | 263 | BANKED SINGLE PHASE | 167 | OPEN DELTA | 13.2 KV | 120/240 | 2001523 | 13441.01 | 13.2GRDY/7.6 | 1
UG Transformer | 263 | BANKED SINGLE PHASE | 167 | SINGLE-PHASE | 13.2 KV | 120/240 | 2001523 | 13441.01 | 13.2GRDY/7.6 | 1
UG Transformer | 263 | DUMMY | 0 | SINGLE-PHASE | 13.2 KV | - | 2004982 | 0 | 13.2GRDY/7.6 | 10
UG Transformer | 263 | DUMMY | 0 | SINGLE-PHASE | 13.2 KV | 120 | 2004982 | 0 | 13.2GRDY/7.6 | 1
UG Transformer | 263 | DUMMY | 0 | SINGLE-PHASE | 13.2 KV | 120/240 | 2004979 | 0 | 13.2GRDY/7.6 | 1
UG Transformer | 263 | DUMMY | 0 | SINGLE-PHASE | 13.2 KV | 120/240 | 2004982 | 0 | 13.2GRDY/7.6 | 4
UG Transformer | 263 | TRANSCLOSURE | 37.5 | WYE-DELTA | 13.2 KV | 120/240 | 2001519 | 9763.49 | 13.2GRDY/7.6 | 1
UG Transformer | 264 | 3-PHASE UNIT | 75 | DELTA-DELTA | 13.2 KV | 120/240 | 2122130 | 0 | 13.2 Delta | 2
UG Transformer | 264 | 3-PHASE UNIT | 75 | DELTA-WYE | 13.2 KV | 120/240 | 2122130 | 0 | 13.2 Delta | 1
UG Transformer | 264 | 3-PHASE UNIT | 75 | SINGLE-PHASE | 13.2 KV | 120/240 | 2122130 | 0 | 13.2 Delta | 19
UG Transformer | 264 | 3-PHASE UNIT | 75 | UNKNOWN | 13.2 KV | 120/240 | 2122130 | 0 | 13.2 Delta | 1
UG Transformer | 264 | 3-PHASE UNIT | 75 | WYE-DELTA | 13.2 KV | 120/240 | 2122130 | 0 | 13.2 Delta | 14
UG Transformer | 264 | 3-PHASE UNIT | 75 | WYE-WYE | 13.2 KV | 120/240 | 2122130 | 0 | 13.2 Delta | 13
UG Transformer | 264 | 3-PHASE UNIT | 150 | DELTA-DELTA | 13.2 KV | 120/240 | 2001525 | 0 | 13.2 Delta | 5
UG Transformer | 264 | 3-PHASE UNIT | 150 | SINGLE-PHASE | 13.2 KV | 120/240 | 2001525 | 0 | 13.2 Delta | 25
UG Transformer | 264 | 3-PHASE UNIT | 150 | WYE-DELTA | 13.2 KV | 120/240 | - | 0 | 13.2 Delta | 2
UG Transformer | 264 | 3-PHASE UNIT | 150 | WYE-DELTA | 13.2 KV | 120/240 | 2001525 | 0 | 13.2 Delta | 21
UG Transformer | 264 | 3-PHASE UNIT | 150 | WYE-WYE | 13.2 KV | 120/240 | 2001525 | 0 | 13.2 Delta | 14
UG Transformer | 264 | 3-PHASE UNIT | 300 | SINGLE-PHASE | 13.2 KV | 120/240 | 2125435 | 27199.64 | 13.2 Delta | 7
UG Transformer | 264 | 3-PHASE UNIT | 300 | WYE-DELTA | 13.2 KV | 120/240 | 2125435 | 27199.64 | 13.2 Delta | 5
UG Transformer | 264 | 3-PHASE UNIT | 300 | WYE-WYE | 13.2 KV | 120/240 | 2125435 | 27199.64 | 13.2 Delta | 7
UG Transformer | 264 | 3-PHASE UNIT | 500 | DELTA-WYE | 13.2 KV | 120/240 | 2130743 | 0 | 13.2 Delta | 1
UG Transformer | 264 | 3-PHASE UNIT | 500 | OPEN DELTA | 13.2 KV | 120/240 | 2130743 | 0 | 13.2 Delta | 1
UG Transformer | 264 | 3-PHASE UNIT | 500 | SINGLE-PHASE | 13.2 KV | 120/240 | 2130743 | 0 | 13.2 Delta | 3
UG Transformer | 264 | 3-PHASE UNIT | 500 | WYE-DELTA | 13.2 KV | 120/240 | - | 0 | 13.2 Delta | 1
UG Transformer | 264 | 3-PHASE UNIT | 500 | WYE-DELTA | 13.2 KV | 120/240 | 2130743 | 0 | 13.2 Delta | 3
UG Transformer | 264 | 3-PHASE UNIT | 500 | WYE-WYE | 13.2 KV | 120/240 | 2130743 | 0 | 13.2 Delta | 3
UG Transformer | 264 | 3-PHASE UNIT | 750 | WYE-DELTA | 13.2 KV | 120/240 | 2130744 | 0 | 13.2 Delta | 1
UG Transformer | 264 | 3-PHASE UNIT | 750 | WYE-WYE | 13.2 KV | 120/208 | 2130744 | 0 | 13.2 Delta | 1
UG Transformer | 264 | BANKED SINGLE PHASE | 25 | WYE-DELTA | 13.2 KV | 120/240 | - | 0 | 13.2 Delta | 2
UG Transformer | 265 | 1-PHASE UNIT | 75 | WYE-WYE | 13.2 KV | 120/240 | 2001526 | 0 | 13.2GRDY/7.6 | 1
UG Transformer | 265 | 3-PHASE UNIT | 0 | WYE-WYE | 13.2 KV | 120/208 | - | 0 | 13.2GRDY/7.6 | 1
UG Transformer | 265 | 3-PHASE UNIT | 75 | SINGLE-PHASE | 13.2 KV | 120/208 | 2001526 | 0 | 13.2GRDY/7.6 | 1
UG Transformer | 265 | 3-PHASE UNIT | 75 | WYE-DELTA | 13.2 KV | 120/208 | 2001526 | 0 | 13.2GRDY/7.6 | 3
UG Transformer | 265 | 3-PHASE UNIT | 75 | WYE-WYE | 13.2 KV | 120/208 | 2001526 | 0 | 13.2GRDY/7.6 | 328
UG Transformer | 265 | 3-PHASE UNIT | 75 | WYE-WYE | 13.2 KV | 120/240 | 2001526 | 0 | 13.2GRDY/7.6 | 33
UG Transformer | 265 | 3-PHASE UNIT | 75 | WYE-WYE | 13.2 KV | 277/480 | 2001526 | 0 | 13.2GRDY/7.6 | 1
UG Transformer | 265 | 3-PHASE UNIT | 112 | WYE-WYE | 13.2 KV | 120/208 | - | 0 | 13.2GRDY/7.6 | 1
UG Transformer | 265 | 3-PHASE UNIT | 150 | WYE-DELTA | 13.2 KV | 120/208 | 2001528 | 0 | 13.2GRDY/7.6 | 1
UG Transformer | 265 | 3-PHASE UNIT | 150 | WYE-WYE | 13.2 KV | 120/208 | - | 0 | 13.2GRDY/7.6 | 1
UG Transformer | 265 | 3-PHASE UNIT | 150 | WYE-WYE | 13.2 KV | 120/208 | 2001528 | 0 | 13.2GRDY/7.6 | 453
UG Transformer | 265 | 3-PHASE UNIT | 150 | WYE-WYE | 13.2 KV | 120/240 | 2001528 | 0 | 13.2GRDY/7.6 | 40
UG Transformer | 265 | 3-PHASE UNIT | 150 | WYE-WYE | 13.2 KV | 277/480 | 2001528 | 0 | 13.2GRDY/7.6 | 3
UG Transformer | 265 | 3-PHASE UNIT | 225 | WYE-WYE | 13.2 KV | 120/208 | - | 0 | 13.2GRDY/7.6 | 9
UG Transformer | 265 | 3-PHASE UNIT | 225 | WYE-WYE | 13.2 KV | 120/208 | 2001529 | 0 | 13.2GRDY/7.6 | 169
UG Transformer | 265 | 3-PHASE UNIT | 225 | WYE-WYE | 13.2 KV | 120/240 | 2001529 | 0 | 13.2GRDY/7.6 | 9
UG Transformer | 265 | 3-PHASE UNIT | 225 | WYE-WYE | 13.2 KV | 277/480 | 2001529 | 0 | 13.2GRDY/7.6 | 1
UG Transformer | 265 | 3-PHASE UNIT | 300 | WYE-DELTA | 13.2 KV | 120/208 | 2001530 | 0 | 13.2GRDY/7.6 | 1
UG Transformer | 265 | 3-PHASE UNIT | 300 | WYE-WYE | 13.2 KV | 120/208 | - | 0 | 13.2GRDY/7.6 | 7
UG Transformer | 265 | 3-PHASE UNIT | 300 | WYE-WYE | 13.2 KV | 120/208 | 2001530 | 0 | 13.2GRDY/7.6 | 145
UG Transformer | 265 | 3-PHASE UNIT | 300 | WYE-WYE | 13.2 KV | 120/240 | - | 0 | 13.2GRDY/7.6 | 1
UG Transformer | 265 | 3-PHASE UNIT | 300 | WYE-WYE | 13.2 KV | 120/240 | 2001530 | 0 | 13.2GRDY/7.6 | 12
UG Transformer | 265 | 3-PHASE UNIT | 500 | OPEN DELTA | 13.2 KV | 120/208 | 2001531 | 0 | 13.2GRDY/7.6 | 2
UG Transformer | 265 | 3-PHASE UNIT | 500 | WYE-DELTA | 13.2 KV | 120/208 | 2001531 | 0 | 13.2GRDY/7.6 | 1
UG Transformer | 265 | 3-PHASE UNIT | 500 | WYE-WYE | 13.2 KV | 120/208 | - | 0 | 13.2GRDY/7.6 | 7
UG Transformer | 265 | 3-PHASE UNIT | 500 | WYE-WYE | 13.2 KV | 120/208 | 2001531 | 0 | 13.2GRDY/7.6 | 147
UG Transformer | 265 | 3-PHASE UNIT | 500 | WYE-WYE | 13.2 KV | 120/240 | 2001531 | 0 | 13.2GRDY/7.6 | 10
UG Transformer | 265 | 3-PHASE UNIT | 750 | SINGLE-PHASE | 13.2 KV | 120/208 | 2001532 | 0 | 13.2GRDY/7.6 | 1
UG Transformer | 265 | 3-PHASE UNIT | 750 | WYE-DELTA | 13.2 KV | 120/208 | 2001532 | 0 | 13.2GRDY/7.6 | 1
UG Transformer | 265 | 3-PHASE UNIT | 750 | WYE-WYE | 13.2 KV | 120/208 | 2001532 | 0 | 13.2GRDY/7.6 | 54
UG Transformer | 265 | 3-PHASE UNIT | 750 | WYE-WYE | 13.2 KV | 120/240 | - | 0 | 13.2GRDY/7.6 | 1
UG Transformer | 265 | 3-PHASE UNIT | 750 | WYE-WYE | 13.2 KV | 120/240 | 2001532 | 0 | 13.2GRDY/7.6 | 2
UG Transformer | 265 | 3-PHASE UNIT | 1000 | WYE-WYE | 13.2 KV | 120/208 | - | 0 | 13.2GRDY/7.6 | 2
UG Transformer | 265 | 3-PHASE UNIT | 1000 | WYE-WYE | 13.2 KV | 120/208 | 2001533 | 0 | 13.2GRDY/7.6 | 5
UG Transformer | 265 | 3-PHASE UNIT | 1000 | WYE-WYE | 13.2 KV | 120/240 | - | 0 | 13.2GRDY/7.6 | 1
UG Transformer | 265 | 3-PHASE UNIT | 2000 | WYE-WYE | 13.2 KV | 277/480 | - | 0 | 13.2GRDY/7.6 | 1
UG Transformer | 266 | 3-PHASE UNIT | 75 | WYE-DELTA | 13.2 KV | 277/480 | 2001534 | 0 | 13.2GRDY/7.6 | 1
UG Transformer | 266 | 3-PHASE UNIT | 75 | WYE-WYE | 13.2 KV | 120/208 | 2001534 | 0 | 13.2GRDY/7.6 | 1
UG Transformer | 266 | 3-PHASE UNIT | 75 | WYE-WYE | 13.2 KV | 120/240 | 2001534 | 0 | 13.2GRDY/7.6 | 9
UG Transformer | 266 | 3-PHASE UNIT | 75 | WYE-WYE | 13.2 KV | 277/480 | - | 0 | 13.2GRDY/7.6 | 5
UG Transformer | 266 | 3-PHASE UNIT | 75 | WYE-WYE | 13.2 KV | 277/480 | 2001534 | 0 | 13.2GRDY/7.6 | 90
UG Transformer | 266 | 3-PHASE UNIT | 150 | WYE-DELTA | 13.2 KV | 277/480 | 2001535 | 0 | 13.2GRDY/7.6 | 2
UG Transformer | 266 | 3-PHASE UNIT | 150 | WYE-WYE | 13.2 KV | 120/240 | 2001535 | 0 | 13.2GRDY/7.6 | 8
UG Transformer | 266 | 3-PHASE UNIT | 150 | WYE-WYE | 13.2 KV | 277/480 | - | 0 | 13.2GRDY/7.6 | 4
UG Transformer | 266 | 3-PHASE UNIT | 150 | WYE-WYE | 13.2 KV | 277/480 | 2001535 | 0 | 13.2GRDY/7.6 | 110
UG Transformer | 266 | 3-PHASE UNIT | 300 | WYE-DELTA | 13.2 KV | 120/240 | 2001536 | 0 | 13.2GRDY/7.6 | 1
UG Transformer | 266 | 3-PHASE UNIT | 300 | WYE-DELTA | 13.2 KV | 277/480 | 2001536 | 0 | 13.2GRDY/7.6 | 2
UG Transformer | 266 | 3-PHASE UNIT | 300 | WYE-WYE | 13.2 KV | 120/208 | 2001536 | 0 | 13.2GRDY/7.6 | 1
UG Transformer | 266 | 3-PHASE UNIT | 300 | WYE-WYE | 13.2 KV | 120/240 | 2001536 | 0 | 13.2GRDY/7.6 | 14
UG Transformer | 266 | 3-PHASE UNIT | 300 | WYE-WYE | 13.2 KV | 277/480 | 2001536 | 0 | 13.2GRDY/7.6 | 188
UG Transformer | 266 | 3-PHASE UNIT | 500 | WYE-WYE | 13.2 KV | 120/240 | - | 0 | 13.2GRDY/7.6 | 2
UG Transformer | 266 | 3-PHASE UNIT | 500 | WYE-WYE | 13.2 KV | 120/240 | 2001537 | 0 | 13.2GRDY/7.6 | 6
UG Transformer | 266 | 3-PHASE UNIT | 500 | WYE-WYE | 13.2 KV | 277/480 | - | 0 | 13.2GRDY/7.6 | 6
UG Transformer | 266 | 3-PHASE UNIT | 500 | WYE-WYE | 13.2 KV | 277/480 | 2001537 | 0 | 13.2GRDY/7.6 | 162
UG Transformer | 266 | 3-PHASE UNIT | 750 | WYE-WYE | 13.2 KV | 120/240 | 2001538 | 0 | 13.2GRDY/7.6 | 10
UG Transformer | 266 | 3-PHASE UNIT | 750 | WYE-WYE | 13.2 KV | 240/480 | 2001538 | 0 | 13.2GRDY/7.6 | 1
UG Transformer | 266 | 3-PHASE UNIT | 750 | WYE-WYE | 13.2 KV | 277/480 | - | 0 | 13.2GRDY/7.6 | 2
UG Transformer | 266 | 3-PHASE UNIT | 750 | WYE-WYE | 13.2 KV | 277/480 | 2001538 | 0 | 13.2GRDY/7.6 | 137
UG Transformer | 266 | 3-PHASE UNIT | 1000 | SINGLE-PHASE | 13.2 KV | 277/480 | 2001539 | 0 | 13.2GRDY/7.6 | 1
UG Transformer | 266 | 3-PHASE UNIT | 1000 | WYE-DELTA | 13.2 KV | 277/480 | 2001539 | 0 | 13.2GRDY/7.6 | 1
UG Transformer | 266 | 3-PHASE UNIT | 1000 | WYE-WYE | 13.2 KV | 120/240 | 2001539 | 0 | 13.2GRDY/7.6 | 6
UG Transformer | 266 | 3-PHASE UNIT | 1000 | WYE-WYE | 13.2 KV | 277/480 | 2001539 | 0 | 13.2GRDY/7.6 | 102
UG Transformer | 266 | 3-PHASE UNIT | 1500 | WYE-DELTA | 13.2 KV | 277/480 | 2001540 | 0 | 13.2GRDY/7.6 | 5
UG Transformer | 266 | 3-PHASE UNIT | 1500 | WYE-WYE | 13.2 KV | 120/240 | 2001540 | 0 | 13.2GRDY/7.6 | 6
UG Transformer | 266 | 3-PHASE UNIT | 1500 | WYE-WYE | 13.2 KV | 277/480 | 2001540 | 0 | 13.2GRDY/7.6 | 101
UG Transformer | 266 | 3-PHASE UNIT | 2000 | WYE-WYE | 13.2 KV | 120/208 | 2001541 | 0 | 13.2GRDY/7.6 | 1
UG Transformer | 266 | 3-PHASE UNIT | 2000 | WYE-WYE | 13.2 KV | 120/240 | 2001541 | 0 | 13.2GRDY/7.6 | 1
UG Transformer | 266 | 3-PHASE UNIT | 2000 | WYE-WYE | 13.2 KV | 277/480 | 2001541 | 0 | 13.2GRDY/7.6 | 85
UG Transformer | 266 | 3-PHASE UNIT | 2500 | WYE-WYE | 13.2 KV | 277/480 | - | 0 | 13.2GRDY/7.6 | 1
UG Transformer | 266 | DUMMY | 0 | SINGLE-PHASE | 13.2 KV | 120/240 | - | 0 | 13.2GRDY/7.6 | 1
UG Transformer | 266 | TRANSCLOSURE | 500 | WYE-WYE | 13.2 KV | 277/480 | - | 0 | 13.2GRDY/7.6 | 2
UG Transformer | 266 | TRANSCLOSURE | 750 | WYE-WYE | 13.2 KV | 277/480 | - | 0 | 13.2GRDY/7.6 | 3
UG Transformer | 266 | TRANSCLOSURE | 1000 | WYE-WYE | 13.2 KV | 277/480 | - | 0 | 13.2GRDY/7.6 | 1
UG Transformer | 266 | TRANSCLOSURE | 1500 | WYE-WYE | 13.2 KV | 277/480 | - | 0 | 13.2GRDY/7.6 | 3
UG Transformer | 267 | 1-PHASE UNIT | 75 | SINGLE-PHASE | 13.2 KV | 120/208 | 2001542 | 19870.7 | 13.2GRDY/7.6 | 1
UG Transformer | 267 | 1-PHASE UNIT | 75 | WYE-WYE | 13.2 KV | 120/240 | 2001542 | 19870.7 | 13.2GRDY/7.6 | 3
UG Transformer | 267 | 1-PHASE UNIT | 150 | SINGLE-PHASE | 13.2 KV | 120/208 | 2001543 | 20312.13 | 13.2GRDY/7.6 | 1
UG Transformer | 267 | 1-PHASE UNIT | 150 | WYE-WYE | 13.2 KV | 120/208 | 2001543 | 20312.13 | 13.2GRDY/7.6 | 2
UG Transformer | 267 | 3-PHASE UNIT | 75 | DELTA-DELTA | 13.2 KV | 120/208 | 2001542 | 19870.7 | 13.2GRDY/7.6 | 1
UG Transformer | 267 | 3-PHASE UNIT | 75 | DELTA-WYE | 13.2 KV | 120/208 | 2001542 | 19870.7 | 13.2GRDY/7.6 | 2
UG Transformer | 267 | 3-PHASE UNIT | 75 | OPEN DELTA | 13.2 KV | 120/208 | 2001542 | 19870.7 | 13.2GRDY/7.6 | 1
UG Transformer | 267 | 3-PHASE UNIT | 75 | SINGLE-PHASE | 13.2 KV | 120/208 | 2001542 | 19870.7 | 13.2GRDY/7.6 | 152
UG Transformer | 267 | 3-PHASE UNIT | 75 | WYE-DELTA | 13.2 KV | 120/208 | 2001542 | 19870.7 | 13.2GRDY/7.6 | 19
UG Transformer | 267 | 3-PHASE UNIT | 75 | WYE-DELTA | 13.2 KV | 120/240 | 2001542 | 19870.7 | 13.2GRDY/7.6 | 1
UG Transformer | 267 | 3-PHASE UNIT | 75 | WYE-WYE | 13.2 KV | 120/208 | - | 0 | 13.2GRDY/7.6 | 43
UG Transformer | 267 | 3-PHASE UNIT | 75 | WYE-WYE | 13.2 KV | 120/208 | 2001542 | 19870.7 | 13.2GRDY/7.6 | 951
UG Transformer | 267 | 3-PHASE UNIT | 75 | WYE-WYE | 13.2 KV | 120/240 | - | 0 | 13.2GRDY/7.6 | 1
UG Transformer | 267 | 3-PHASE UNIT | 75 | WYE-WYE | 13.2 KV | 120/240 | 2001542 | 19870.7 | 13.2GRDY/7.6 | 113
UG Transformer | 267 | 3-PHASE UNIT | 75 | WYE-WYE | 13.2 KV | 277/480 | 2001542 | 19870.7 | 13.2GRDY/7.6 | 3
UG Transformer | 267 | 3-PHASE UNIT | 150 | DELTA-WYE | 13.2 KV | 120/208 | 2001543 | 20312.13 | 13.2GRDY/7.6 | 3
UG Transformer | 267 | 3-PHASE UNIT | 150 | OPEN DELTA | 13.2 KV | 120/208 | 2001543 | 20312.13 | 13.2GRDY/7.6 | 1
UG Transformer | 267 | 3-PHASE UNIT | 150 | SINGLE-PHASE | 13.2 KV | 120/208 | 2001543 | 20312.13 | 13.2GRDY/7.6 | 159
UG Transformer | 267 | 3-PHASE UNIT | 150 | WYE-DELTA | 13.2 KV | 120/208 | 2001543 | 20312.13 | 13.2GRDY/7.6 | 16
UG Transformer | 267 | 3-PHASE UNIT | 150 | WYE-DELTA | 13.2 KV | 120/240 | 2001543 | 20312.13 | 13.2GRDY/7.6 | 3
UG Transformer | 267 | 3-PHASE UNIT | 150 | WYE-WYE | 13.2 KV | 120/208 | - | 0 | 13.2GRDY/7.6 | 4
UG Transformer | 267 | 3-PHASE UNIT | 150 | WYE-WYE | 13.2 KV | 120/208 | 2001528 | 0 | 13.2GRDY/7.6 | 1
UG Transformer | 267 | 3-PHASE UNIT | 150 | WYE-WYE | 13.2 KV | 120/208 | 2001543 | 20312.13 | 13.2GRDY/7.6 | 1290
UG Transformer | 267 | 3-PHASE UNIT | 150 | WYE-WYE | 13.2 KV | 120/240 | 2001543 | 20312.13 | 13.2GRDY/7.6 | 136
UG Transformer | 267 | 3-PHASE UNIT | 150 | WYE-WYE | 13.2 KV | 277/480 | 2001543 | 20312.13 | 13.2GRDY/7.6 | 2
UG Transformer | 267 | 3-PHASE UNIT | 225 | DELTA-WYE | 13.2 KV | 120/208 | 2001544 | 27107.23 | 13.2GRDY/7.6 | 1
UG Transformer | 267 | 3-PHASE UNIT | 225 | SINGLE-PHASE | 13.2 KV | 120/208 | 2001543 | 20312.13 | 13.2GRDY/7.6 | 1
UG Transformer | 267 | 3-PHASE UNIT | 225 | SINGLE-PHASE | 13.2 KV | 120/208 | 2001544 | 27107.23 | 13.2GRDY/7.6 | 55
UG Transformer | 267 | 3-PHASE UNIT | 225 | WYE-DELTA | 13.2 KV | 120/208 | 2001544 | 27107.23 | 13.2GRDY/7.6 | 6
UG Transformer | 267 | 3-PHASE UNIT | 225 | WYE-WYE | 13.2 KV | 120/208 | - | 0 | 13.2GRDY/7.6 | 21
UG Transformer | 267 | 3-PHASE UNIT | 225 | WYE-WYE | 13.2 KV | 120/208 | 2001530 | 0 | 13.2GRDY/7.6 | 1
UG Transformer | 267 | 3-PHASE UNIT | 225 | WYE-WYE | 13.2 KV | 120/208 | 2001544 | 27107.23 | 13.2GRDY/7.6 | 548
UG Transformer | 267 | 3-PHASE UNIT | 225 | WYE-WYE | 13.2 KV | 120/240 | - | 0 | 13.2GRDY/7.6 | 2
UG Transformer | 267 | 3-PHASE UNIT | 225 | WYE-WYE | 13.2 KV | 120/240 | 2001544 | 27107.23 | 13.2GRDY/7.6 | 42
UG Transformer | 267 | 3-PHASE UNIT | 300 | DELTA-WYE | 13.2 KV | 120/208 | 2001545 | 29942.99 | 13.2GRDY/7.6 | 1
UG Transformer | 267 | 3-PHASE UNIT | 300 | SINGLE-PHASE | 13.2 KV | 120/208 | 2001545 | 29942.99 | 13.2GRDY/7.6 | 63
UG Transformer | 267 | 3-PHASE UNIT | 300 | WYE-DELTA | 13.2 KV | 120/208 | 2001545 | 29942.99 | 13.2GRDY/7.6 | 10
UG Transformer | 267 | 3-PHASE UNIT | 300 | WYE-WYE | 13.2 KV | 120/208 | 2001530 | 0 | 13.2GRDY/7.6 | 4
UG Transformer | 267 | 3-PHASE UNIT | 300 | WYE-WYE | 13.2 KV | 120/208 | 2001545 | 29942.99 | 13.2GRDY/7.6 | 504
UG Transformer | 267 | 3-PHASE UNIT | 300 | WYE-WYE | 13.2 KV | 120/208 |  | 0 | 13.2GRDY/7.6 | 1
UG Transformer | 267 | 3-PHASE UNIT | 300 | WYE-WYE | 13.2 KV | 120/240 | 2001545 | 29942.99 | 13.2GRDY/7.6 | 28
UG Transformer | 267 | 3-PHASE UNIT | 300 | WYE-WYE | 13.2 KV | 277/480 | 2001545 | 29942.99 | 13.2GRDY/7.6 | 1
UG Transformer | 267 | 3-PHASE UNIT | 500 | OPEN DELTA | 13.2 KV | 120/208 | 2001546 | 32840.09 | 13.2GRDY/7.6 | 1
UG Transformer | 267 | 3-PHASE UNIT | 500 | SINGLE-PHASE | 13.2 KV | 120/208 | 2001546 | 32840.09 | 13.2GRDY/7.6 | 42
UG Transformer | 267 | 3-PHASE UNIT | 500 | SINGLE-PHASE | 13.2 KV | 120/208 | 2112562 | 33419.07 | 13.2GRDY/7.6 | 5
UG Transformer | 267 | 3-PHASE UNIT | 500 | WYE-DELTA | 13.2 KV | 120/208 | 2001546 | 32840.09 | 13.2GRDY/7.6 | 5
UG Transformer | 267 | 3-PHASE UNIT | 500 | WYE-WYE | 13.2 KV | 120/208 | - | 0 | 13.2GRDY/7.6 | 12
UG Transformer | 267 | 3-PHASE UNIT | 500 | WYE-WYE | 13.2 KV | 120/208 | 2001531 | 0 | 13.2GRDY/7.6 | 1
UG Transformer | 267 | 3-PHASE UNIT | 500 | WYE-WYE | 13.2 KV | 120/208 | 2001546 | 32840.09 | 13.2GRDY/7.6 | 301
UG Transformer | 267 | 3-PHASE UNIT | 500 | WYE-WYE | 13.2 KV | 120/208 | 2112562 | 33419.07 | 13.2GRDY/7.6 | 8
UG Transformer | 267 | 3-PHASE UNIT | 500 | WYE-WYE | 13.2 KV | 120/240 | 2001522 | 9410.53 | 13.2GRDY/7.6 | 1
UG Transformer | 267 | 3-PHASE UNIT | 500 | WYE-WYE | 13.2 KV | 120/240 | 2001546 | 32840.09 | 13.2GRDY/7.6 | 12
UG Transformer | 267 | 3-PHASE UNIT | 500 | WYE-WYE | 13.2 KV | 277/480 | 2001546 | 32840.09 | 13.2GRDY/7.6 | 3
UG Transformer | 267 | 3-PHASE UNIT | 750 | OPEN DELTA | 13.2 KV | 120/208 | 2001547 | 47743.24 | 13.2GRDY/7.6 | 2
UG Transformer | 267 | 3-PHASE UNIT | 750 | SINGLE-PHASE | 13.2 KV | 120/208 | 2001547 | 47743.24 | 13.2GRDY/7.6 | 18
UG Transformer | 267 | 3-PHASE UNIT | 750 | SINGLE-PHASE | 13.2 KV | 120/208 | 2001548 | 42948.51 | 13.2GRDY/7.6 | 13
UG Transformer | 267 | 3-PHASE UNIT | 750 | WYE-DELTA | 13.2 KV | 120/208 | 2001547 | 47743.24 | 13.2GRDY/7.6 | 2
UG Transformer | 267 | 3-PHASE UNIT | 750 | WYE-WYE | 13.2 KV | 120/208 | - | 0 | 13.2GRDY/7.6 | 3
UG Transformer | 267 | 3-PHASE UNIT | 750 | WYE-WYE | 13.2 KV | 120/208 | 2001547 | 47743.24 | 13.2GRDY/7.6 | 135
UG Transformer | 267 | 3-PHASE UNIT | 750 | WYE-WYE | 13.2 KV | 120/208 | 2001548 | 42948.51 | 13.2GRDY/7.6 | 21
UG Transformer | 267 | 3-PHASE UNIT | 750 | WYE-WYE | 13.2 KV | 120/240 | 2001547 | 47743.24 | 13.2GRDY/7.6 | 8
UG Transformer | 267 | 3-PHASE UNIT | 750 | WYE-WYE | 13.2 KV | 277/480 | 2001547 | 47743.24 | 13.2GRDY/7.6 | 1
UG Transformer | 267 | 3-PHASE UNIT | 1000 | SINGLE-PHASE | 13.2 KV | 120/208 | 2001549 | 42750.75 | 13.2GRDY/7.6 | 11
UG Transformer | 267 | 3-PHASE UNIT | 1000 | SINGLE-PHASE | 13.2 KV | 120/208 | 2001550 | 46298.43 | 13.2GRDY/7.6 | 15
UG Transformer | 267 | 3-PHASE UNIT | 1000 | WYE-DELTA | 13.2 KV | 120/208 | 2001550 | 46298.43 | 13.2GRDY/7.6 | 2
UG Transformer | 267 | 3-PHASE UNIT | 1000 | WYE-WYE | 13.2 KV | 120/208 | - | 0 | 13.2GRDY/7.6 | 5
UG Transformer | 267 | 3-PHASE UNIT | 1000 | WYE-WYE | 13.2 KV | 120/208 | 2001548 | 42948.51 | 13.2GRDY/7.6 | 1
UG Transformer | 267 | 3-PHASE UNIT | 1000 | WYE-WYE | 13.2 KV | 120/208 | 2001549 | 42750.75 | 13.2GRDY/7.6 | 19
UG Transformer | 267 | 3-PHASE UNIT | 1000 | WYE-WYE | 13.2 KV | 120/208 | 2001550 | 46298.43 | 13.2GRDY/7.6 | 5
UG Transformer | 267 | 3-PHASE UNIT | 1000 | WYE-WYE | 13.2 KV | 277/480 | 2001549 | 42750.75 | 13.2GRDY/7.6 | 1
UG Transformer | 267 | BANKED SINGLE PHASE | 300 | SINGLE-PHASE | 13.2 KV | 120/208 | 2001545 | 29942.99 | 13.2GRDY/7.6 | 1
UG Transformer | 268 | 1-PHASE UNIT | 75 | SINGLE-PHASE | 13.2 KV | 277/480 | 2001551 | 19500.8 | 13.2GRDY/7.6 | 1
UG Transformer | 268 | 1-PHASE UNIT | 75 | WYE-WYE | 13.2 KV | 277/480 | 2001551 | 19500.8 | 13.2GRDY/7.6 | 1
UG Transformer | 268 | 3-PHASE UNIT | 75 | DELTA-DELTA | 13.2 KV | 277/480 | 2001551 | 19500.8 | 13.2GRDY/7.6 | 1
UG Transformer | 268 | 3-PHASE UNIT | 75 | OPEN DELTA | 13.2 KV | 277/480 | 2001551 | 19500.8 | 13.2GRDY/7.6 | 3
UG Transformer | 268 | 3-PHASE UNIT | 75 | SINGLE-PHASE | 13.2 KV | 277/480 | 2001551 | 19500.8 | 13.2GRDY/7.6 | 88
UG Transformer | 268 | 3-PHASE UNIT | 75 | WYE-DELTA | 13.2 KV | 277/480 | 2001551 | 19500.8 | 13.2GRDY/7.6 | 15
UG Transformer | 268 | 3-PHASE UNIT | 75 | WYE-WYE | 13.2 KV | 120/208 | 2001551 | 19500.8 | 13.2GRDY/7.6 | 2
UG Transformer | 268 | 3-PHASE UNIT | 75 | WYE-WYE | 13.2 KV | 120/240 | - | 0 | 13.2GRDY/7.6 | 1
UG Transformer | 268 | 3-PHASE UNIT | 75 | WYE-WYE | 13.2 KV | 120/240 | 2001551 | 19500.8 | 13.2GRDY/7.6 | 18
UG Transformer | 268 | 3-PHASE UNIT | 75 | WYE-WYE | 13.2 KV | 277/480 | - | 0 | 13.2GRDY/7.6 | 21
UG Transformer | 268 | 3-PHASE UNIT | 75 | WYE-WYE | 13.2 KV | 277/480 | 2001542 | 19870.7 | 13.2GRDY/7.6 | 1
UG Transformer | 268 | 3-PHASE UNIT | 75 | WYE-WYE | 13.2 KV | 277/480 | 2001551 | 19500.8 | 13.2GRDY/7.6 | 426
UG Transformer | 268 | 3-PHASE UNIT | 75 | WYE-WYE | 13.2 KV | 277/480 | 2001555 | 14625.5 | 13.2GRDY/7.6 | 11
UG Transformer | 268 | 3-PHASE UNIT | 150 | DELTA-WYE | 13.2 KV | 277/480 | 2001552 | 24151.21 | 13.2GRDY/7.6 | 2
UG Transformer | 268 | 3-PHASE UNIT | 150 | OPEN DELTA | 13.2 KV | 277/480 | 2001552 | 24151.21 | 13.2GRDY/7.6 | 1
UG Transformer | 268 | 3-PHASE UNIT | 150 | SINGLE-PHASE | 13.2 KV | 277/480 | 2001552 | 24151.21 | 13.2GRDY/7.6 | 25
UG Transformer | 268 | 3-PHASE UNIT | 150 | WYE-DELTA | 13.2 KV | 277/480 | 2001552 | 24151.21 | 13.2GRDY/7.6 | 8
UG Transformer | 268 | 3-PHASE UNIT | 150 | WYE-WYE | 13.2 KV | 120/208 | 2001552 | 24151.21 | 13.2GRDY/7.6 | 2
UG Transformer | 268 | 3-PHASE UNIT | 150 | WYE-WYE | 13.2 KV | 120/240 | 2001552 | 24151.21 | 13.2GRDY/7.6 | 18
UG Transformer | 268 | 3-PHASE UNIT | 150 | WYE-WYE | 13.2 KV | 240/480 | 2001552 | 24151.21 | 13.2GRDY/7.6 | 1
UG Transformer | 268 | 3-PHASE UNIT | 150 | WYE-WYE | 13.2 KV | 277/480 | 2001552 | 24151.21 | 13.2GRDY/7.6 | 263
UG Transformer | 268 | 3-PHASE UNIT | 225 | WYE-WYE | 13.2 KV | 120/208 | - | 0 | 13.2GRDY/7.6 | 1
UG Transformer | 268 | 3-PHASE UNIT | 300 | SINGLE-PHASE | 13.2 KV | 277/480 | 2001553 | 32402.65 | 13.2GRDY/7.6 | 63
UG Transformer | 268 | 3-PHASE UNIT | 300 | SINGLE-PHASE | 13.2 KV | 277/480 | 2001554 | 33624.27 | 13.2GRDY/7.6 | 5
UG Transformer | 268 | 3-PHASE UNIT | 300 | WYE-DELTA | 13.2 KV | 120/240 | 2001553 | 32402.65 | 13.2GRDY/7.6 | 2
UG Transformer | 268 | 3-PHASE UNIT | 300 | WYE-DELTA | 13.2 KV | 277/480 | 2001553 | 32402.65 | 13.2GRDY/7.6 | 10
UG Transformer | 268 | 3-PHASE UNIT | 300 | WYE-DELTA | 13.2 KV | 277/480 | 2001554 | 33624.27 | 13.2GRDY/7.6 | 1
UG Transformer | 268 | 3-PHASE UNIT | 300 | WYE-WYE | 13.2 KV | 120/208 | 2001553 | 32402.65 | 13.2GRDY/7.6 | 7
UG Transformer | 268 | 3-PHASE UNIT | 300 | WYE-WYE | 13.2 KV | 120/240 | 2001553 | 32402.65 | 13.2GRDY/7.6 | 25
UG Transformer | 268 | 3-PHASE UNIT | 300 | WYE-WYE | 13.2 KV | 240/480 | 2001553 | 32402.65 | 13.2GRDY/7.6 | 2
UG Transformer | 268 | 3-PHASE UNIT | 300 | WYE-WYE | 13.2 KV | 277/480 | 2001553 | 32402.65 | 13.2GRDY/7.6 | 467
UG Transformer | 268 | 3-PHASE UNIT | 300 | WYE-WYE | 13.2 KV | 277/480 | 2001554 | 33624.27 | 13.2GRDY/7.6 | 9
UG Transformer | 268 | 3-PHASE UNIT | 500 | OPEN DELTA | 13.2 KV | 277/480 | 2001556 | 29769.49 | 13.2GRDY/7.6 | 1
UG Transformer | 268 | 3-PHASE UNIT | 500 | SINGLE-PHASE | 13.2 KV | 277/480 | 2001556 | 29769.49 | 13.2GRDY/7.6 | 39
UG Transformer | 268 | 3-PHASE UNIT | 500 | SINGLE-PHASE | 13.2 KV | 277/480 | 2001558 | 25602.04 | 13.2GRDY/7.6 | 8
UG Transformer | 268 | 3-PHASE UNIT | 500 | WYE-DELTA | 13.2 KV | 120/208 | 2001556 | 29769.49 | 13.2GRDY/7.6 | 1
UG Transformer | 268 | 3-PHASE UNIT | 500 | WYE-DELTA | 13.2 KV | 120/240 | 2001556 | 29769.49 | 13.2GRDY/7.6 | 1
UG Transformer | 268 | 3-PHASE UNIT | 500 | WYE-DELTA | 13.2 KV | 277/480 | 2001556 | 29769.49 | 13.2GRDY/7.6 | 10
UG Transformer | 268 | 3-PHASE UNIT | 500 | WYE-WYE | 13.2 KV | 120/208 | 2001556 | 29769.49 | 13.2GRDY/7.6 | 3
UG Transformer | 268 | 3-PHASE UNIT | 500 | WYE-WYE | 13.2 KV | 120/240 | 2001556 | 29769.49 | 13.2GRDY/7.6 | 26
UG Transformer | 268 | 3-PHASE UNIT | 500 | WYE-WYE | 13.2 KV | 240/480 | 2001556 | 29769.49 | 13.2GRDY/7.6 | 1
UG Transformer | 268 | 3-PHASE UNIT | 500 | WYE-WYE | 13.2 KV | 277/480 | - | 0 | 13.2GRDY/7.6 | 1
UG Transformer | 268 | 3-PHASE UNIT | 500 | WYE-WYE | 13.2 KV | 277/480 | 2001543 | 20312.13 | 13.2GRDY/7.6 | 1
UG Transformer | 268 | 3-PHASE UNIT | 500 | WYE-WYE | 13.2 KV | 277/480 | 2001553 | 32402.65 | 13.2GRDY/7.6 | 1
UG Transformer | 268 | 3-PHASE UNIT | 500 | WYE-WYE | 13.2 KV | 277/480 | 2001556 | 29769.49 | 13.2GRDY/7.6 | 436
UG Transformer | 268 | 3-PHASE UNIT | 500 | WYE-WYE | 13.2 KV | 277/480 | 2001558 | 25602.04 | 13.2GRDY/7.6 | 15
UG Transformer | 268 | 3-PHASE UNIT | 750 | SINGLE-PHASE | 13.2 KV | 277/480 | 2001556 | 29769.49 | 13.2GRDY/7.6 | 1
UG Transformer | 268 | 3-PHASE UNIT | 750 | SINGLE-PHASE | 13.2 KV | 277/480 | 2001559 | 52013.97 | 13.2GRDY/7.6 | 30
UG Transformer | 268 | 3-PHASE UNIT | 750 | SINGLE-PHASE | 13.2 KV | 277/480 | 2001560 | 38003.1 | 13.2GRDY/7.6 | 3
UG Transformer | 268 | 3-PHASE UNIT | 750 | WYE-DELTA | 13.2 KV | 277/480 | 2001559 | 52013.97 | 13.2GRDY/7.6 | 7
UG Transformer | 268 | 3-PHASE UNIT | 750 | WYE-WYE | 13.2 KV | 120/208 | 2001559 | 52013.97 | 13.2GRDY/7.6 | 1
UG Transformer | 268 | 3-PHASE UNIT | 750 | WYE-WYE | 13.2 KV | 120/240 | 2001559 | 52013.97 | 13.2GRDY/7.6 | 22
UG Transformer | 268 | 3-PHASE UNIT | 750 | WYE-WYE | 13.2 KV | 277/480 | 2001559 | 52013.97 | 13.2GRDY/7.6 | 298
UG Transformer | 268 | 3-PHASE UNIT | 750 | WYE-WYE | 13.2 KV | 277/480 | 2001560 | 38003.1 | 13.2GRDY/7.6 | 13
UG Transformer | 268 | 3-PHASE UNIT | 1000 | SINGLE-PHASE | 13.2 KV | 277/480 | 2001561 | 0 | 13.2GRDY/7.6 | 33
UG Transformer | 268 | 3-PHASE UNIT | 1000 | SINGLE-PHASE | 13.2 KV | 277/480 | 2001562 | 40001.18 | 13.2GRDY/7.6 | 5
UG Transformer | 268 | 3-PHASE UNIT | 1000 | WYE-DELTA | 13.2 KV | 120/240 | 2001561 | 0 | 13.2GRDY/7.6 | 1
UG Transformer | 268 | 3-PHASE UNIT | 1000 | WYE-DELTA | 13.2 KV | 277/480 | 2001561 | 0 | 13.2GRDY/7.6 | 3
UG Transformer | 268 | 3-PHASE UNIT | 1000 | WYE-WYE | 13.2 KV | 120/240 | 2001561 | 0 | 13.2GRDY/7.6 | 15
UG Transformer | 268 | 3-PHASE UNIT | 1000 | WYE-WYE | 13.2 KV | 277/480 | 2001560 | 38003.1 | 13.2GRDY/7.6 | 1
UG Transformer | 268 | 3-PHASE UNIT | 1000 | WYE-WYE | 13.2 KV | 277/480 | 2001561 | 0 | 13.2GRDY/7.6 | 220
UG Transformer | 268 | 3-PHASE UNIT | 1000 | WYE-WYE | 13.2 KV | 277/480 | 2001562 | 40001.18 | 13.2GRDY/7.6 | 10
UG Transformer | 268 | 3-PHASE UNIT | 1000 | WYE-WYE | 13.2 KV | 277/480 |  | 0 | 13.2GRDY/7.6 | 1
UG Transformer | 268 | 3-PHASE UNIT | 1500 | DELTA-WYE | 13.2 KV | 277/480 | 2001563 | 62432.73 | 13.2GRDY/7.6 | 1
UG Transformer | 268 | 3-PHASE UNIT | 1500 | SINGLE-PHASE | 13.2 KV | 277/480 | 2001563 | 62432.73 | 13.2GRDY/7.6 | 41
UG Transformer | 268 | 3-PHASE UNIT | 1500 | SINGLE-PHASE | 13.2 KV | 277/480 | 2001564 | 53773.34 | 13.2GRDY/7.6 | 6
UG Transformer | 268 | 3-PHASE UNIT | 1500 | WYE-DELTA | 13.2 KV | 277/480 | 2001563 | 62432.73 | 13.2GRDY/7.6 | 3
UG Transformer | 268 | 3-PHASE UNIT | 1500 | WYE-DELTA | 13.2 KV | 277/480 | 2001564 | 53773.34 | 13.2GRDY/7.6 | 2
UG Transformer | 268 | 3-PHASE UNIT | 1500 | WYE-WYE | 13.2 KV | 120/208 | 2001563 | 62432.73 | 13.2GRDY/7.6 | 1
UG Transformer | 268 | 3-PHASE UNIT | 1500 | WYE-WYE | 13.2 KV | 120/240 | 2001563 | 62432.73 | 13.2GRDY/7.6 | 9
UG Transformer | 268 | 3-PHASE UNIT | 1500 | WYE-WYE | 13.2 KV | 277/480 | 2001563 | 62432.73 | 13.2GRDY/7.6 | 205
UG Transformer | 268 | 3-PHASE UNIT | 1500 | WYE-WYE | 13.2 KV | 277/480 | 2001564 | 53773.34 | 13.2GRDY/7.6 | 3
UG Transformer | 268 | 3-PHASE UNIT | 2000 | SINGLE-PHASE | 13.2 KV | 277/480 | 2001565 | 74761.25 | 13.2GRDY/7.6 | 35
UG Transformer | 268 | 3-PHASE UNIT | 2000 | SINGLE-PHASE | 13.2 KV | 277/480 | 2001566 | 96972.8 | 13.2GRDY/7.6 | 15
UG Transformer | 268 | 3-PHASE UNIT | 2000 | WYE-DELTA | 13.2 KV | 277/480 | 2001565 | 74761.25 | 13.2GRDY/7.6 | 2
UG Transformer | 268 | 3-PHASE UNIT | 2000 | WYE-WYE | 13.2 KV | 120/240 | - | 0 | 13.2GRDY/7.6 | 2
UG Transformer | 268 | 3-PHASE UNIT | 2000 | WYE-WYE | 13.2 KV | 277/480 | - | 0 | 13.2GRDY/7.6 | 4
UG Transformer | 268 | 3-PHASE UNIT | 2000 | WYE-WYE | 13.2 KV | 277/480 | 2001560 | 38003.1 | 13.2GRDY/7.6 | 1
UG Transformer | 268 | 3-PHASE UNIT | 2000 | WYE-WYE | 13.2 KV | 277/480 | 2001565 | 74761.25 | 13.2GRDY/7.6 | 159
UG Transformer | 268 | 3-PHASE UNIT | 2000 | WYE-WYE | 13.2 KV | 277/480 | 2001566 | 96972.8 | 13.2GRDY/7.6 | 17
UG Transformer | 268 | TRANSCLOSURE | 1500 | WYE-WYE | 13.2 KV | 277/480 | - | 0 | 13.2GRDY/7.6 | 2
UG Transformer | 271 | 3-PHASE UNIT | 1000 | WYE-WYE | 13.2 KV | 120/240 | - | 0 | 13.2GRDY/7.6 | 1
UG Transformer | 271 | 3-PHASE UNIT | 2000 | WYE-DELTA | 13.2 KV | 120/240 | - | 0 | 13.2GRDY/7.6 | 1
UG Transformer | 271 | 3-PHASE UNIT | 2000 | WYE-WYE | 13.2 KV | 120/240 | - | 0 | 13.2GRDY/7.6 | 1
UG Transformer | 271 | 3-PHASE UNIT | 2000 | WYE-WYE | 13.2 KV | 240/480 | - | 0 | 13.2GRDY/7.6 | 1
UG Transformer | 271 | 3-PHASE UNIT | 2000 | WYE-WYE | 13.2 KV | 4160Y/2400 | - | 0 | 13.2GRDY/7.6 | 6
UG Transformer | 271 | 3-PHASE UNIT | 2500 | WYE-WYE | 13.2 KV | 2400/4160 | - | 0 | 13.2GRDY/7.6 | 1
UG Transformer | 271 | TRANSCLOSURE | 1500 | WYE-WYE | 13.2 KV | 277/480 | - | 0 | 13.2GRDY/7.6 | 1
UG Transformer | 272 | 3-PHASE UNIT | 1000 | WYE-WYE | 13.2 KV | 4160Y/2400 | 2001570 | 0 | 13.2GRDY/7.6 | 2
UG Transformer | 272 | 3-PHASE UNIT | 1500 | WYE-WYE | 13.2 KV | 277/480 | 2001571 | 0 | 13.2GRDY/7.6 | 1
UG Transformer | 272 | 3-PHASE UNIT | 2000 | SINGLE-PHASE | 13.2 KV | 4160Y/2400 | 2001572 | 0 | 13.2GRDY/7.6 | 3
UG Transformer | 272 | 3-PHASE UNIT | 2000 | WYE-DELTA | 13.2 KV | 120/240 | - | 0 | 13.2GRDY/7.6 | 2
UG Transformer | 272 | 3-PHASE UNIT | 2000 | WYE-DELTA | 13.2 KV | 4160Y/2400 | 2001572 | 0 | 13.2GRDY/7.6 | 3
UG Transformer | 272 | 3-PHASE UNIT | 2000 | WYE-WYE | 13.2 KV | 120/240 | - | 0 | 13.2GRDY/7.6 | 1
UG Transformer | 272 | 3-PHASE UNIT | 2000 | WYE-WYE | 13.2 KV | 4160Y/2400 | 2001572 | 0 | 13.2GRDY/7.6 | 22
UG Transformer | 274 | 3-PHASE UNIT | 2000 | WYE-WYE | 13.2 KV | 120/240 | - | 0 | 13.2GRDY/7.6 | 3
UG Transformer | 274 | 3-PHASE UNIT | 2000 | WYE-WYE | 13.2 KV | 277/480 | - | 0 | 13.2GRDY/7.6 | 1
UG Transformer | 274 | 3-PHASE UNIT | 2000 | WYE-WYE | 13.2 KV | 277/480 | 2001578 | 0 | 13.2GRDY/7.6 | 2
UG Transformer | 275 | 1-PHASE UNIT | 50 | SINGLE-PHASE | 13.2 KV | 120/240 | - | 0 | 13.2GRDY/7.6 | 1
UG Transformer | 275 | 1-PHASE UNIT | 75 | SINGLE-PHASE | 13.2 KV | 120/240 | - | 0 | 13.2GRDY/7.6 | 1

## Transformer Averages
Can KVA | Secondary Voltage | Price | Sum of Count | Price*Count | Can KVA | Secondary Voltage | Total Count | Average Price | Can KVA | Secondary Voltage | Price | Sum of Count | Price*Count | Can KVA | Secondary Voltage | Total Count | Average Price
5 | 120/240 | 2435.58 | 3 | 7306.74 | 5 | 120/240 | 22 | 3083.9055 | 10 | 120/240 | 2435.58 | 12 | 29226.96 | 10 | 120/240 | 16 | 2793.0469
5 | 120/240 | 2538.13 | 5 | 12690.65 | 10 | 120/208 | 16 | 2435.58 | 10 | 120/240 | 2538.13 | 1 | 2538.13 | 15 | 120/240 | 34 | 2681.6718
5 | 120/240 | 3129.01 | 5 | 15645.05 | 10 | 120/240 | 5734 | 2576.8868 | 10 | 120/240 | 3129.01 | 2 | 6258.02 | 25 | 120/208 | 1 | 3129.01
5 | 120/240 | 3501.14 | 7 | 24507.98 | 10 | 240/480 | 2 | 2435.58 | 10 | 120/240 | 6665.64 | 1 | 6665.64 | 25 | 120/240 | 3997 | 8978.5533
5 | 120/240 | 3847.75 | 2 | 7695.5 | 10 | 277/480 | 8 | 2435.58 | 15 | 120/240 | 2538.13 | 27 | 68529.51 | 37 | 120/240 | 77 | 3472.1429
10 | 120/208 | 2435.58 | 16 | 38969.28 | 15 | 120/208 | 30 | 2557.826 | 15 | 120/240 | 3129.01 | 5 | 15645.05 | 37 | 277/480 | 3 | 3501.14
10 | 120/240 | 2435.58 | 4710 | 11471581.8 | 15 | 120/240 | 11910 | 2637.3403 | 15 | 120/240 | 3501.14 | 2 | 7002.28 | 37.5 | 120/240 | 8059 | 9763.403
10 | 120/240 | 2538.13 | 214 | 543159.82 | 15 | 240/480 | 1 | 3129.01 | 25 | 120/208 | 3129.01 | 1 | 3129.01 | 50 | 120/208 | 1 | 7524.04
10 | 120/240 | 3129.01 | 396 | 1239087.96 | 15 | 277/480 | 1 | 2538.13 | 25 | 120/240 | 3129.01 | 54 | 168966.54 | 50 | 120/240 | 11775 | 7510.3226
10 | 120/240 | 3501.14 | 261 | 913797.54 | 25 | 120/208 | 54 | 3107.1256 | 25 | 120/240 | 3847.75 | 2 | 7695.5 | 50 | 240/480 | 3 | 3686.62
10 | 120/240 | 3847.75 | 134 | 515598.5 | 25 | 120/240 | 27469 | 3155.5732 | 25 | 120/240 | 4665.41 | 1 | 4665.41 | 75 | 120/208 | 1129 | 19870.0447
10 | 120/240 | 4665.41 | 17 | 79311.97 | 25 | 240/480 | 13 | 3129.01 | 25 | 120/240 | 6665.64 | 1 | 6665.64 | 75 | 120/240 | 7125 | 8697.8581
10 | 120/240 | 6665.64 | 2 | 13331.28 | 25 | 277/480 | 29 | 3129.01 | 25 | 120/240 | 9062.41 | 3935 | 35660583.35 | 75 | 277/480 | 550 | 19405.9842
10 | 240/480 | 2435.58 | 2 | 4871.16 | 37 | 120/208 | 27 | 3473.5748 | 25 | 120/240 | 9410.53 | 1 | 9410.53 | 100 | 120/240 | 1468 | 9345.5893
10 | 277/480 | 2435.58 | 8 | 19484.64 | 37 | 120/240 | 8281 | 3462.1156 | 25 | 120/240 | 9763.49 | 3 | 29290.47 | 150 | 120/208 | 1474 | 20317.3391
15 | 120/208 | 2538.13 | 29 | 73605.77 | 37 | 240/480 | 5 | 3288.028 | 37 | 120/240 | 3129.01 | 6 | 18774.06 | 150 | 120/240 | 157 | 20752.2793
15 | 120/208 | 3129.01 | 1 | 3129.01 | 37 | 277/480 | 10 | 3367.626 | 37 | 120/240 | 3501.14 | 71 | 248580.94 | 150 | 240/480 | 1 | 24151.21
15 | 120/240 | 2435.58 | 100 | 243558 | 37.5 | 120/240 | 12206 | 3528.2576 | 37 | 277/480 | 3501.14 | 3 | 10503.42 | 150 | 277/480 | 301 | 24125.7012
15 | 120/240 | 2538.13 | 10531 | 26729047.03 | 37.5 | 240/480 | 3 | 3686.62 | 37.5 | 120/240 | 9062.41 | 1 | 9062.41 | 167 | 120/240 | 316 | 13096.0781
15 | 120/240 | 3129.01 | 500 | 1564505 | 50 | 120/208 | 30 | 3792.5423 | 37.5 | 120/240 | 9763.49 | 8058 | 78674202.42 | 225 | 120/208 | 611 | 27096.1087
15 | 120/240 | 3501.14 | 456 | 1596519.84 | 50 | 120/240 | 14605 | 3849.7738 | 50 | 120/208 | 7524.04 | 1 | 7524.04 | 225 | 120/240 | 42 | 27107.23
15 | 120/240 | 3847.75 | 288 | 1108152 | 50 | 240/480 | 98 | 3680.9301 | 50 | 120/240 | 3501.14 | 7 | 24507.98 | 250 | 120/240 | 8 | 11547.93
15 | 120/240 | 4665.41 | 33 | 153958.53 | 50 | 277/480 | 17 | 3785.0824 | 50 | 120/240 | 3847.75 | 31 | 119280.25 | 300 | 120/208 | 586 | 29972.3716
15 | 120/240 | 6665.64 | 1 | 6665.64 | 75 | 120/208 | 21 | 4532.0962 | 50 | 120/240 | 4665.41 | 8 | 37323.28 | 300 | 120/240 | 74 | 30136.0599
15 | 120/240 | 8316.74 | 1 | 8316.74 | 75 | 120/240 | 3527 | 4628.4026 | 50 | 120/240 | 7524.04 | 11726 | 88226893.04 | 300 | 240/480 | 2 | 32402.65
15 | 240/480 | 3129.01 | 1 | 3129.01 | 75 | 240/480 | 2 | 4665.41 | 50 | 120/240 | 8316.74 | 2 | 16633.48 | 300 | 277/480 | 556 | 32431.1835
15 | 277/480 | 2538.13 | 1 | 2538.13 | 75 | 277/480 | 12 | 4665.41 | 50 | 120/240 | 9410.53 | 1 | 9410.53 | 333 | 120/240 | 2 | 3129.01
25 | 120/208 | 2538.13 | 2 | 5076.26 | 100 | 120/208 | 4 | 6165.5825 | 50 | 240/480 | 3686.62 | 3 | 11059.86 | 500 | 120/208 | 366 | 32827.0964
25 | 120/208 | 3129.01 | 52 | 162708.52 | 100 | 120/240 | 874 | 6321.4325 | 75 | 120/208 | 19500.8 | 2 | 39001.6 | 500 | 120/240 | 41 | 30171.6422
25 | 120/240 | 2435.58 | 186 | 453017.88 | 100 | 277/480 | 5 | 5465.502 | 75 | 120/208 | 19870.7 | 1127 | 22394278.9 | 500 | 240/480 | 1 | 29769.49
25 | 120/240 | 2538.13 | 279 | 708138.27 | 167 | 120/208 | 11 | 8316.74 | 75 | 120/240 | 2435.58 | 1 | 2435.58 | 500 | 277/480 | 514 | 29587.6539
25 | 120/240 | 3129.01 | 25510 | 79821045.1 | 167 | 120/240 | 219 | 7910.0763 | 75 | 120/240 | 3129.01 | 1 | 3129.01 | 750 | 120/208 | 192 | 46916.4166
25 | 120/240 | 3501.14 | 740 | 2590843.6 | 167 | 277/480 | 1 | 6665.64 | 75 | 120/240 | 4665.41 | 24 | 111969.84 | 750 | 120/240 | 30 | 50875.1087
25 | 120/240 | 3847.75 | 585 | 2250933.75 | 250 | 120/240 | 16 | 8565.2206 | 75 | 120/240 | 8497.82 | 6964 | 59178818.48 | 750 | 277/480 | 353 | 51303.8025
25 | 120/240 | 4665.41 | 135 | 629830.35 |  |  |  |  | 75 | 120/240 | 19500.8 | 18 | 351014.4 | 1000 | 120/208 | 53 | 44227.1032
25 | 120/240 | 6665.64 | 34 | 226631.76 |  |  |  |  | 75 | 120/240 | 19870.7 | 117 | 2324871.9 | 1000 | 277/480 | 17 | 40045.3853
25 | 240/480 | 3129.01 | 13 | 40677.13 |  |  |  |  | 75 | 277/480 | 14625.5 | 11 | 160880.5 | 1500 | 120/208 | 1 | 62432.73
25 | 277/480 | 3129.01 | 29 | 90741.29 |  |  |  |  | 75 | 277/480 | 19500.8 | 535 | 10432928 | 1500 | 120/240 | 9 | 62432.73
37 | 120/208 | 3129.01 | 2 | 6258.02 |  |  |  |  | 75 | 277/480 | 19870.7 | 4 | 79482.8 | 1500 | 277/480 | 261 | 62067.7749
37 | 120/208 | 3501.14 | 25 | 87528.5 |  |  |  |  | 100 | 120/240 | 3129.01 | 2 | 6258.02 | 2000 | 277/480 | 229 | 77704.5314
37 | 120/240 | 2435.58 | 100 | 243558 |  |  |  |  | 100 | 120/240 | 3847.75 | 2 | 7695.5
37 | 120/240 | 2538.13 | 199 | 505087.87 |  |  |  |  | 100 | 120/240 | 4665.41 | 7 | 32657.87
37 | 120/240 | 3129.01 | 238 | 744704.38 |  |  |  |  | 100 | 120/240 | 6665.64 | 14 | 93318.96
37 | 120/240 | 3501.14 | 7652 | 26790723.28 |  |  |  |  | 100 | 120/240 | 9410.53 | 1443 | 13579394.79
37 | 120/240 | 3847.75 | 63 | 242408.25 |  |  |  |  | 150 | 120/208 | 20312.13 | 1472 | 29899455.36
37 | 120/240 | 4665.41 | 25 | 116635.25 |  |  |  |  | 150 | 120/208 | 24151.21 | 2 | 48302.42
37 | 120/240 | 6665.64 | 4 | 26662.56 |  |  |  |  | 150 | 120/240 | 20312.13 | 139 | 2823386.07
37 | 240/480 | 2435.58 | 1 | 2435.58 |  |  |  |  | 150 | 120/240 | 24151.21 | 18 | 434721.78
37 | 240/480 | 3501.14 | 4 | 14004.56 |  |  |  |  | 150 | 240/480 | 24151.21 | 1 | 24151.21
37 | 277/480 | 2538.13 | 1 | 2538.13 |  |  |  |  | 150 | 277/480 | 20312.13 | 2 | 40624.26
37 | 277/480 | 3129.01 | 1 | 3129.01 |  |  |  |  | 150 | 277/480 | 24151.21 | 299 | 7221211.79
37 | 277/480 | 3501.14 | 8 | 28009.12 |  |  |  |  | 167 | 120/240 | 2538.13 | 1 | 2538.13
37.5 | 120/240 | 2435.58 | 47 | 114472.26 |  |  |  |  | 167 | 120/240 | 6665.64 | 4 | 26662.56
37.5 | 120/240 | 2538.13 | 50 | 126906.5 |  |  |  |  | 167 | 120/240 | 8316.74 | 13 | 108117.62
37.5 | 120/240 | 3129.01 | 49 | 153321.49 |  |  |  |  | 167 | 120/240 | 9062.41 | 1 | 9062.41
37.5 | 120/240 | 3501.14 | 11379 | 39839472.06 |  |  |  |  | 167 | 120/240 | 13441.01 | 297 | 3991979.97
37.5 | 120/240 | 3847.75 | 442 | 1700705.5 |  |  |  |  | 225 | 120/208 | 20312.13 | 1 | 20312.13
37.5 | 120/240 | 4665.41 | 231 | 1077709.71 |  |  |  |  | 225 | 120/208 | 27107.23 | 610 | 16535410.3
37.5 | 120/240 | 6665.64 | 8 | 53325.12 |  |  |  |  | 225 | 120/240 | 27107.23 | 42 | 1138503.66
37.5 | 240/480 | 3686.62 | 3 | 11059.86 |  |  |  |  | 250 | 120/240 | 8316.74 | 2 | 16633.48
50 | 120/208 | 2538.13 | 1 | 2538.13 |  |  |  |  | 250 | 120/240 | 12461.79 | 5 | 62308.95
50 | 120/208 | 3501.14 | 1 | 3501.14 |  |  |  |  | 250 | 120/240 | 13441.01 | 1 | 13441.01
50 | 120/208 | 3847.75 | 28 | 107737 |  |  |  |  | 300 | 120/208 | 29942.99 | 579 | 17336991.21
50 | 120/240 | 2435.58 | 44 | 107165.52 |  |  |  |  | 300 | 120/208 | 32402.65 | 7 | 226818.55
50 | 120/240 | 2538.13 | 136 | 345185.68 |  |  |  |  | 300 | 120/240 | 27199.64 | 19 | 516793.16
50 | 120/240 | 3129.01 | 210 | 657092.1 |  |  |  |  | 300 | 120/240 | 29942.99 | 28 | 838403.72
50 | 120/240 | 3501.14 | 203 | 710731.42 |  |  |  |  | 300 | 120/240 | 32402.65 | 27 | 874871.55
50 | 120/240 | 3847.75 | 13614 | 52383268.5 |  |  |  |  | 300 | 240/480 | 32402.65 | 2 | 64805.3
50 | 120/240 | 4665.41 | 316 | 1474269.56 |  |  |  |  | 300 | 277/480 | 29942.99 | 1 | 29942.99
50 | 120/240 | 6665.64 | 81 | 539916.84 |  |  |  |  | 300 | 277/480 | 32402.65 | 540 | 17497431
50 | 120/240 | 8316.74 | 1 | 8316.74 |  |  |  |  | 300 | 277/480 | 33624.27 | 15 | 504364.05
50 | 240/480 | 3129.01 | 1 | 3129.01 |  |  |  |  | 333 | 120/240 | 3129.01 | 2 | 6258.02
50 | 240/480 | 3686.62 | 97 | 357602.14 |  |  |  |  | 500 | 120/208 | 29769.49 | 4 | 119077.96
50 | 277/480 | 3129.01 | 1 | 3129.01 |  |  |  |  | 500 | 120/208 | 32840.09 | 349 | 11461191.41
50 | 277/480 | 3501.14 | 1 | 3501.14 |  |  |  |  | 500 | 120/208 | 33419.07 | 13 | 434447.91
50 | 277/480 | 3847.75 | 15 | 57716.25 |  |  |  |  | 500 | 120/240 | 9410.53 | 1 | 9410.53
75 | 120/208 | 3501.14 | 1 | 3501.14 |  |  |  |  | 500 | 120/240 | 29769.49 | 28 | 833545.72
75 | 120/208 | 3847.75 | 2 | 7695.5 |  |  |  |  | 500 | 120/240 | 32840.09 | 12 | 394081.08
75 | 120/208 | 4665.41 | 18 | 83977.38 |  |  |  |  | 500 | 240/480 | 29769.49 | 1 | 29769.49
75 | 120/240 | 2435.58 | 18 | 43840.44 |  |  |  |  | 500 | 277/480 | 20312.13 | 1 | 20312.13
75 | 120/240 | 2538.13 | 22 | 55838.86 |  |  |  |  | 500 | 277/480 | 25602.04 | 23 | 588846.92
75 | 120/240 | 3129.01 | 50 | 156450.5 |  |  |  |  | 500 | 277/480 | 29769.49 | 486 | 14467972.14
75 | 120/240 | 3501.14 | 99 | 346612.86 |  |  |  |  | 500 | 277/480 | 32402.65 | 1 | 32402.65
75 | 120/240 | 3847.75 | 138 | 530989.5 |  |  |  |  | 500 | 277/480 | 32840.09 | 3 | 98520.27
75 | 120/240 | 4665.41 | 3071 | 14327474.11 |  |  |  |  | 750 | 120/208 | 42948.51 | 34 | 1460249.34
75 | 120/240 | 6665.64 | 127 | 846536.28 |  |  |  |  | 750 | 120/208 | 47743.24 | 157 | 7495688.68
75 | 120/240 | 8316.74 | 2 | 16633.48 |  |  |  |  | 750 | 120/208 | 52013.97 | 1 | 52013.97
75 | 240/480 | 4665.41 | 2 | 9330.82 |  |  |  |  | 750 | 120/240 | 47743.24 | 8 | 381945.92
75 | 277/480 | 4665.41 | 12 | 55984.92 |  |  |  |  | 750 | 120/240 | 52013.97 | 22 | 1144307.34
100 | 120/208 | 4665.41 | 1 | 4665.41 |  |  |  |  | 750 | 277/480 | 29769.49 | 1 | 29769.49
100 | 120/208 | 6665.64 | 3 | 19996.92 |  |  |  |  | 750 | 277/480 | 38003.1 | 16 | 608049.6
100 | 120/240 | 2435.58 | 2 | 4871.16 |  |  |  |  | 750 | 277/480 | 47743.24 | 1 | 47743.24
100 | 120/240 | 2538.13 | 3 | 7614.39 |  |  |  |  | 750 | 277/480 | 52013.97 | 335 | 17424679.95
100 | 120/240 | 3129.01 | 10 | 31290.1 |  |  |  |  | 1000 | 120/208 | 42750.75 | 30 | 1282522.5
100 | 120/240 | 3501.14 | 11 | 38512.54 |  |  |  |  | 1000 | 120/208 | 42948.51 | 1 | 42948.51
100 | 120/240 | 3847.75 | 38 | 146214.5 |  |  |  |  | 1000 | 120/208 | 46298.43 | 22 | 1018565.46
100 | 120/240 | 4665.41 | 72 | 335909.52 |  |  |  |  | 1000 | 277/480 | 38003.1 | 1 | 38003.1
100 | 120/240 | 6665.64 | 713 | 4752601.32 |  |  |  |  | 1000 | 277/480 | 40001.18 | 15 | 600017.7
100 | 120/240 | 8316.74 | 25 | 207918.5 |  |  |  |  | 1000 | 277/480 | 42750.75 | 1 | 42750.75
100 | 277/480 | 4665.41 | 3 | 13996.23 |  |  |  |  | 1500 | 120/208 | 62432.73 | 1 | 62432.73
100 | 277/480 | 6665.64 | 2 | 13331.28 |  |  |  |  | 1500 | 120/240 | 62432.73 | 9 | 561894.57
167 | 120/208 | 8316.74 | 11 | 91484.14 |  |  |  |  | 1500 | 277/480 | 53773.34 | 11 | 591506.74
167 | 120/240 | 2435.58 | 2 | 4871.16 |  |  |  |  | 1500 | 277/480 | 62432.73 | 250 | 15608182.5
167 | 120/240 | 3129.01 | 2 | 6258.02 |  |  |  |  | 2000 | 277/480 | 38003.1 | 1 | 38003.1
167 | 120/240 | 3501.14 | 1 | 3501.14 |  |  |  |  | 2000 | 277/480 | 74761.25 | 196 | 14653205
167 | 120/240 | 4665.41 | 5 | 23327.05 |  |  |  |  | 2000 | 277/480 | 96972.8 | 32 | 3103129.6
167 | 120/240 | 6665.64 | 30 | 199969.2
167 | 120/240 | 8316.74 | 175 | 1455429.5
167 | 120/240 | 9737.66 | 4 | 38950.64
167 | 277/480 | 6665.64 | 1 | 6665.64
250 | 120/240 | 3129.01 | 1 | 3129.01
250 | 120/240 | 3501.14 | 1 | 3501.14
250 | 120/240 | 6665.64 | 1 | 6665.64
250 | 120/240 | 8316.74 | 2 | 16633.48
250 | 120/240 | 9737.66 | 11 | 107114.26

## Transformer Analysis
| CUSTOMER | DEMAND
OH RESULTS | 66.57% | 33.43%
UG RESULTS | 62.82% | 37.18%
OH REGRESSION | [12 empty] | UG REGRESSION
|  |  | CURRENT | [12 empty] | CURRENT
|  |  | INST COST | [12 empty] | INST COST
VOLTAGE | COUNT | KVA | PER UNIT | [9 empty] | VOLTAGE | COUNT | KVA | PER UNIT
| n | X | Y | X2 | XY | nX | nX2 | nY | nXY | N = Σ n | 85263 |  |  | n | X | Y | X2 | XY | nX | nX2 | nY | nXY | N = Σ n | 40435
120/240 | 22 | 5 | 3083.9055 | 25 | 15419.5273 | 110 | 550 | 67845.92 | 339229.6 | Σ X | 1979 |  | 120/240 | 16 | 10 | 2793.0469 | 100 | 27930.4688 | 160 | 1600 | 44688.75 | 446887.5 | Σ X | 16411.5
120/208 | 16 | 10 | 2435.58 | 100 | 24355.8 | 160 | 1600 | 38969.28 | 389692.8 | Σ Y | 140166.6207 |  | 120/240 | 34 | 15 | 2681.6718 | 225 | 40225.0765 | 510 | 7650 | 91176.84 | 1367652.6 | Σ Y | 1026986.0432
120/240 | 5734 | 10 | 2576.8868 | 100 | 25768.8679 | 57340 | 573400 | 14775868.87 | 147758688.7 | Σ X2 | 220780.5 |  | 120/208 | 1 | 25 | 3129.01 | 625 | 78225.25 | 25 | 625 | 3129.01 | 78225.25 | Σ X2 | 16230122.25
240/480 | 2 | 10 | 2435.58 | 100 | 24355.8 | 20 | 200 | 4871.16 | 48711.6 | Σ XY | 11265508.4161 |  | 120/240 | 3997 | 25 | 8978.5533 | 625 | 224463.8319 | 99925 | 2498125 | 35887277.44 | 897181936 | Σ XY | 768740872.0779
277/480 | 8 | 10 | 2435.58 | 100 | 24355.8 | 80 | 800 | 19484.64 | 194846.4 | Σ nX | 2827280.5 |  | 120/240 | 77 | 37 | 3472.1429 | 1369 | 128469.2857 | 2849 | 105413 | 267355 | 9892135 | Σ nX | 4486305.5
120/208 | 30 | 15 | 2557.826 | 225 | 38367.39 | 450 | 6750 | 76734.78 | 1151021.7 | Σ nX2 | 122238327.25 |  | 277/480 | 3 | 37 | 3501.14 | 1369 | 129542.18 | 111 | 4107 | 10503.42 | 388626.54 | Σ nX2 | 2452993315.75
120/240 | 11910 | 15 | 2637.3403 | 225 | 39560.1043 | 178650 | 2679750 | 31410722.78 | 471160841.7 | Σ nY | 286064551.35 |  | 120/240 | 8059 | 37.5 | 9763.403 | 1406.25 | 366127.6127 | 302212.5 | 11332968.75 | 78683264.83 | 2950622431.125 | Σ nY | 507328854.56
240/480 | 1 | 15 | 3129.01 | 225 | 46935.15 | 15 | 225 | 3129.01 | 46935.15 | Σ nXY | 10449356105.55 |  | 120/208 | 1 | 50 | 7524.04 | 2500 | 376202 | 50 | 2500 | 7524.04 | 376202 | Σ nXY | 138501477117.905
277/480 | 1 | 15 | 2538.13 | 225 | 38071.95 | 15 | 225 | 2538.13 | 38071.95 |  |  |  | 120/240 | 11775 | 50 | 7510.3226 | 2500 | 375516.1298 | 588750 | 29437500 | 88434048.56 | 4421702428
120/208 | 54 | 25 | 3107.1256 | 625 | 77678.1389 | 1350 | 33750 | 167784.78 | 4194619.5 | Slope | 33.8256 |  | 240/480 | 3 | 50 | 3686.62 | 2500 | 184331 | 150 | 7500 | 11059.86 | 552993 | Slope | 42.0476
120/240 | 27469 | 25 | 3155.5732 | 625 | 78889.3304 | 686725 | 17168125 | 86680440.71 | 2167011017.75 | Intercept | 2233.4433 |  | 120/208 | 1129 | 75 | 19870.0447 | 5625 | 1490253.3547 | 84675 | 6350625 | 22433280.5 | 1682496037.5 | Intercept | 7881.5526
240/480 | 13 | 25 | 3129.01 | 625 | 78225.25 | 325 | 8125 | 40677.13 | 1016928.25 |  |  |  | 120/240 | 7125 | 75 | 8697.8581 | 5625 | 652339.3601 | 534375 | 40078125 | 61972239.21 | 4647917940.75
277/480 | 29 | 25 | 3129.01 | 625 | 78225.25 | 725 | 18125 | 90741.29 | 2268532.25 | Total # Units | 85263 |  | 277/480 | 550 | 75 | 19405.9842 | 5625 | 1455448.8136 | 41250 | 3093750 | 10673291.3 | 800496847.5 | Total # Units | 40435
120/208 | 27 | 37 | 3473.5748 | 1369 | 128522.2681 | 999 | 36963 | 93786.52 | 3470101.24 | Total Rebuild | 286064551.35 |  | 120/240 | 1468 | 100 | 9345.5893 | 10000 | 934558.9332 | 146800 | 14680000 | 13719325.14 | 1371932514 | Total Rebuild | 507328854.56
120/240 | 8281 | 37 | 3462.1156 | 1369 | 128098.2786 | 306397 | 11336689 | 28669779.59 | 1060781844.83 |  |  |  | 120/208 | 1474 | 150 | 20317.3391 | 22500 | 3047600.8596 | 221100 | 33165000 | 29947757.78 | 4492163667
240/480 | 5 | 37 | 3288.028 | 1369 | 121657.036 | 185 | 6845 | 16440.14 | 608285.18 | Customer Cost | 190430079.8176 | 66.57% | 120/240 | 157 | 150 | 20752.2793 | 22500 | 3112841.8949 | 23550 | 3532500 | 3258107.85 | 488716177.5 | Customer Cost | 318690580.6642 | 62.82%
277/480 | 10 | 37 | 3367.626 | 1369 | 124602.162 | 370 | 13690 | 33676.26 | 1246021.62 | Demand Cost | 95634471.5324 | 33.43% | 240/480 | 1 | 150 | 24151.21 | 22500 | 3622681.5 | 150 | 22500 | 24151.21 | 3622681.5 | Demand Cost | 188638273.8958 | 37.18%
120/240 | 12206 | 37.5 | 3528.2576 | 1406.25 | 132309.6612 | 457725 | 17164687.5 | 43065912.64 | 1614971724 |  |  |  | 277/480 | 301 | 150 | 24125.7012 | 22500 | 3618855.1744 | 45150 | 6772500 | 7261836.05 | 1089275407.5
240/480 | 3 | 37.5 | 3686.62 | 1406.25 | 138248.25 | 112.5 | 4218.75 | 11059.86 | 414744.75 |  |  |  | 120/240 | 316 | 167 | 13096.0781 | 27889 | 2187045.0482 | 52772 | 8812924 | 4138360.69 | 691106235.23
120/208 | 30 | 50 | 3792.5423 | 2500 | 189627.1167 | 1500 | 75000 | 113776.27 | 5688813.5 |  |  |  | 120/208 | 611 | 225 | 27096.1087 | 50625 | 6096624.4628 | 137475 | 30931875 | 16555722.43 | 3725037546.75
120/240 | 14605 | 50 | 3849.7738 | 2500 | 192488.69 | 730250 | 36512500 | 56225946.36 | 2811297318 |  |  |  | 120/240 | 42 | 225 | 27107.23 | 50625 | 6099126.75 | 9450 | 2126250 | 1138503.66 | 256163323.5
240/480 | 98 | 50 | 3680.9301 | 2500 | 184046.5051 | 4900 | 245000 | 360731.15 | 18036557.5 |  |  |  | 120/240 | 8 | 250 | 11547.93 | 62500 | 2886982.5 | 2000 | 500000 | 92383.44 | 23095860
277/480 | 17 | 50 | 3785.0824 | 2500 | 189254.1176 | 850 | 42500 | 64346.4 | 3217320 |  |  |  | 120/208 | 586 | 300 | 29972.3716 | 90000 | 8991711.4812 | 175800 | 52740000 | 17563809.76 | 5269142928
120/208 | 21 | 75 | 4532.0962 | 5625 | 339907.2143 | 1575 | 118125 | 95174.02 | 7138051.5 |  |  |  | 120/240 | 74 | 300 | 30136.0599 | 90000 | 9040817.9595 | 22200 | 6660000 | 2230068.43 | 669020529
120/240 | 3527 | 75 | 4628.4026 | 5625 | 347130.1963 | 264525 | 19839375 | 16324376.03 | 1224328202.25 |  |  |  | 240/480 | 2 | 300 | 32402.65 | 90000 | 9720795 | 600 | 180000 | 64805.3 | 19441590
240/480 | 2 | 75 | 4665.41 | 5625 | 349905.75 | 150 | 11250 | 9330.82 | 699811.5 |  |  |  | 277/480 | 556 | 300 | 32431.1835 | 90000 | 9729355.0576 | 166800 | 50040000 | 18031738.04 | 5409521412
277/480 | 12 | 75 | 4665.41 | 5625 | 349905.75 | 900 | 67500 | 55984.92 | 4198869 |  |  |  | 120/240 | 2 | 333 | 3129.01 | 110889 | 1041960.33 | 666 | 221778 | 6258.02 | 2083920.66
120/208 | 4 | 100 | 6165.5825 | 10000 | 616558.25 | 400 | 40000 | 24662.33 | 2466233 |  |  |  | 120/208 | 366 | 500 | 32827.0964 | 250000 | 16413548.1967 | 183000 | 91500000 | 12014717.28 | 6007358640
120/240 | 874 | 100 | 6321.4325 | 10000 | 632143.2529 | 87400 | 8740000 | 5524932.03 | 552493203 |  |  |  | 120/240 | 41 | 500 | 30171.6422 | 250000 | 15085821.0976 | 20500 | 10250000 | 1237037.33 | 618518665
277/480 | 5 | 100 | 5465.502 | 10000 | 546550.2 | 500 | 50000 | 27327.51 | 2732751 |  |  |  | 240/480 | 1 | 500 | 29769.49 | 250000 | 14884745 | 500 | 250000 | 29769.49 | 14884745
120/208 | 11 | 167 | 8316.74 | 27889 | 1388895.58 | 1837 | 306779 | 91484.14 | 15277851.38 |  |  |  | 277/480 | 514 | 500 | 29587.6539 | 250000 | 14793826.9553 | 257000 | 128500000 | 15208054.11 | 7604027055
120/240 | 219 | 167 | 7910.0763 | 27889 | 1320982.7423 | 36573 | 6107691 | 1732306.71 | 289295220.57 |  |  |  | 120/208 | 192 | 750 | 46916.4166 | 562500 | 35187312.4609 | 144000 | 108000000 | 9007951.99 | 6755963992.5
277/480 | 1 | 167 | 6665.64 | 27889 | 1113161.88 | 167 | 27889 | 6665.64 | 1113161.88 |  |  |  | 120/240 | 30 | 750 | 50875.1087 | 562500 | 38156331.5 | 22500 | 16875000 | 1526253.26 | 1144689945
120/240 | 16 | 250 | 8565.2206 | 62500 | 2141305.1562 | 4000 | 1000000 | 137043.53 | 34260882.5 |  |  |  | 277/480 | 353 | 750 | 51303.8025 | 562500 | 38477851.8697 | 264750 | 198562500 | 18110242.28 | 13582681710
[13 empty] | 120/208 | 53 | 1000 | 44227.1032 | 1000000 | 44227103.2075 | 53000 | 53000000 | 2344036.47 | 2344036470
[13 empty] | 277/480 | 17 | 1000 | 40045.3853 | 1000000 | 40045385.2941 | 17000 | 17000000 | 680771.55 | 680771550
[13 empty] | 120/208 | 1 | 1500 | 62432.73 | 2250000 | 93649095 | 1500 | 2250000 | 62432.73 | 93649095
[13 empty] | 120/240 | 9 | 1500 | 62432.73 | 2250000 | 93649095 | 13500 | 20250000 | 561894.57 | 842841855
[13 empty] | 277/480 | 261 | 1500 | 62067.7749 | 2250000 | 93101662.2989 | 391500 | 587250000 | 16199689.24 | 24299533860
[13 empty] | 277/480 | 229 | 2000 | 77704.5314 | 4000000 | 155409062.8821 | 458000 | 916000000 | 17794337.7 | 35588675400

## Chart for Workpapers
VOLTAGE | COUNT | KVA | PER UNIT | Slope | 31.006
120/240 | 22 | 5 | 3083.9055 | Intercept | 2233.4
120/208 | 16 | 10 | 2435.58
120/240 | 5734 | 10 | 2576.8868
240/480 | 2 | 10 | 2435.58
277/480 | 8 | 10 | 2435.58
120/208 | 30 | 15 | 2557.826
120/240 | 11910 | 15 | 2637.3403
240/480 | 1 | 15 | 3129.01
277/480 | 1 | 15 | 2538.13
120/208 | 54 | 25 | 3107.1256
120/240 | 27469 | 25 | 3155.5732
240/480 | 13 | 25 | 3129.01
277/480 | 29 | 25 | 3129.01
120/208 | 27 | 37 | 3473.5748
120/240 | 8281 | 37 | 3462.1156
240/480 | 5 | 37 | 3288.028
277/480 | 10 | 37 | 3367.626
120/240 | 12206 | 37.5 | 3528.2576
240/480 | 3 | 37.5 | 3686.62
120/208 | 30 | 50 | 3792.5423
120/240 | 14605 | 50 | 3849.7738
240/480 | 98 | 50 | 3680.9301
277/480 | 17 | 50 | 3785.0824
120/208 | 21 | 75 | 4532.0962
120/240 | 3527 | 75 | 4628.4026
240/480 | 2 | 75 | 4665.41
277/480 | 12 | 75 | 4665.41
120/208 | 4 | 100 | 6165.5825
120/240 | 874 | 100 | 6321.4325
277/480 | 5 | 100 | 5465.502
120/208 | 11 | 167 | 8316.74
120/240 | 219 | 167 | 7910.0763
277/480 | 1 | 167 | 6665.64
120/240 | 16 | 250 | 8565.2206

## Line Transformer Analysis
LINE TRANSFORMER REGRESSION ANALYSIS |  |  |  |  | INPUT DATA SOURCES: |  | Conductor Counts (feet) - TECO GIS Distribution System | [5 empty] | Contact: Mark Peer
[7 empty] | Current Installation Unit Costs - TECO Distribution Work Order Cost Estimation Records | [5 empty] | Contact: Jim Housely
|  | Customer | Demand
OH Trans |  | 70.45% | 29.55%
UG Trans |  | 61.52% | 38.48%
1-Phase OH |  | Current
120/240 V |  | Instl Cost
KVA | Count | per Unit
X | n | Y | X2 | XY | nX | nX2 | nY | nXY | Weighted Regression
1.5 | 8 | 783.15 | 2.25 | 1174.725 | 12 | 18 | 6265.2 | 9397.8 | Slope: | 23.86
5 | 99 | 1317.09 | 25 | 6585.45 | 495 | 2475 | 130391.91 | 651959.55
10 | 6839 | 1766.34 | 100 | 17663.4 | 68390 | 683900 | 12079999.26 | 120799992.6 | Intercept: | 1721.5746
15 | 13317 | 1801.19 | 225 | 27017.85 | 199755 | 2996325 | 23986447.23 | 359796708.45
25 | 30834 | 2201.59 | 625 | 55039.75 | 770850 | 19271250 | 67883826.06 | 1697095651.5 | Unweighted Regression
9 | 22264 | 2445.86 | 81 | 22012.74 | 200376 | 1803384 | 54454627.04 | 490091643.36 | N = | 14
50 | 15515 | 2662.93 | 2500 | 133146.5 | 775750 | 38787500 | 41315358.95 | 2065767947.5
75 | 3986 | 3327.57 | 5625 | 249567.75 | 298950 | 22421250 | 13263694.02 | 994777051.5 | Slope: | 32.6419
100 | 1157 | 4698.95 | 10000 | 469895 | 115700 | 11570000 | 5436685.15 | 543668515
150 | 0 |  | 0 | 0 | 0 | 0 | 0 | 0 | Intercept: | 2147.1424
167 | 316 | 9641.65 | 27889 | 1610155.55 | 52772 | 8812924 | 3046761.4 | 508809153.8
250 | 42 | 7199.77 | 62500 | 1799942.5 | 10500 | 2625000 | 302390.34 | 75597585
333 | 3 | 17416.728 | 110889 | 5799770.424 | 999 | 332667 | 52250.184 | 17399311.272 | Total No. Units: | 94386
500 | 2 | 28924.95 | 250000 | 14462475 | 1000 | 500000 | 57849.9 | 28924950
750 | 0 |  | 0 | 0 | 0 | 0 | 0 | 0 | Total Rebuild Cost: | 222131742.964
833 |  |  | 0 | 0 | 0 | 0 | 0 | 0
1000 | 4 | 28799.08 | 1000000 | 28799080 | 4000 | 4000000 | 115196.32 | 115196320 | Customer Cost: | 162492536.0731 | 73.15%
1250 | 0 | 0 | 0 | 0 | 0 | 0 | 0 | 0
[9 empty] | Demand Cost: | 59639206.8909 | 26.85%
2540.5 | 94386 | 112986.848 | 1470461.25 | 53453526.639 | 2499549 | 113806693 | 222131742.964 | 7018586187.332
Σ X | Σ Y | Σ X2 | Σ XY | Σ nX | Σ nX2 | Σ nY | Σ nXY | Σ nXY
1-Phase OH |  | Current
240/480 V |  | Instl Cost
KVA | Count | per Unit
X | n | Y | X2 | XY | nX | nX2 | nY | nXY | Weighted Regression
1.5 | 0 |  | 0 | 0 | 0 | 0 | 0 | 0 | Slope: | 42.2321
5 | 0 |  | 0 | 0 | 0 | 0 | 0 | 0
10 | 0 |  | 0 | 0 | 0 | 0 | 0 | 0 | Intercept: | 871.4241
15 | 1 | 1801.19 | 225 | 27017.85 | 15 | 225 | 1801.19 | 27017.85
25 | 1799 | 2201.59 | 625 | 55039.75 | 44975 | 1124375 | 3960660.41 | 99016510.25 | Unweighted Regression
37.5 | 739 | 2445.86 | 1406.25 | 91719.75 | 27712.5 | 1039218.75 | 1807490.54 | 67780895.25 | N = | 9
50 | 801 | 2662.93 | 2500 | 133146.5 | 40050 | 2002500 | 2133006.93 | 106650346.5
75 | 508 | 3327.57 | 5625 | 249567.75 | 38100 | 2857500 | 1690405.56 | 126780417 | Slope: | 42.8683
100 | 458 | 4698.95 | 10000 | 469895 | 45800 | 4580000 | 2152119.1 | 215211910
150 | 0 |  | 0 | 0 | 0 | 0 | 0 | 0 | Intercept: | 697.4855
167 | 229 | 9641.65 | 27889 | 1610155.55 | 38243 | 6386581 | 2207937.85 | 368725620.95
250 | 21 | 7199.77 | 62500 | 1799942.5 | 5250 | 1312500 | 151195.17 | 37798792.5
333 | 3 | 17416.728 | 110889 | 5799770.424 | 999 | 332667 | 52250.184 | 17399311.272 | Total No. Units: | 4559
500 | 0 |  | 0 | 0 | 0 | 0 | 0 | 0
750 | 0 |  | 0 | 0 | 0 | 0 | 0 | 0 | Total Rebuild Cost: | 14156866.934
833 | 0 |  | 0 | 0 | 0 | 0 | 0 | 0
1000 |  |  | 0 | 0 | 0 | 0 | 0 | 0 | Customer Cost: | 3972822.4738 | 28.06%
1250 |  |  | 0 | 0 | 0 | 0 | 0 | 0
[9 empty] | Demand Cost: | 10184044.4602 | 71.94%
1052.5 | 4559 | 51396.238 | 221659.25 | 10236255.074 | 241144.5 | 19635566.75 | 14156866.934 | 1039390821.572
Σ X | Σ Y | Σ X2 | Σ XY | Σ nX | Σ nX2 | Σ nY | Σ nXY | Σ nXY
Weighted Average of all 1-Phase OH Transformers
[9 empty] | Total Rebuild Cost: | 236288609.898
[9 empty] | Customer Cost: | 166465358.5469 | 70.45% | Apply to OH Line Transformers
[9 empty] | Demand Cost: | 69823251.3511 | 29.55%
1-Phase UG |  | Current
Group 1 |  | Instl Cost
KVA | Count | per Unit
X | n | Y | X2 | XY | nX | nX2 | nY | nXY | Weighted Regression
10 | 17 | 1766.34 | 100 | 17663.4 | 170 | 1700 | 30027.78 | 300277.8 | Slope: | 42.831
15 | 37 | 1801.19 | 225 | 27017.85 | 555 | 8325 | 66644.03 | 999660.45
25 | 76 | 2201.59 | 625 | 55039.75 | 1900 | 47500 | 167320.84 | 4183021 | Intercept: | 826.1062
37.5 | 92 | 2445.86 | 1406.25 | 91719.75 | 3450 | 129375 | 225019.12 | 8438217
50 | 73 | 2662.93 | 2500 | 133146.5 | 3650 | 182500 | 194393.89 | 9719694.5 | Unweighted Regression
75 | 72 | 3327.57 | 5625 | 249567.75 | 5400 | 405000 | 239585.04 | 17968878 | N = | 11
100 | 46 | 4698.95 | 10000 | 469895 | 4600 | 460000 | 216151.7 | 21615170
150 | 2 | 7166.94 | 22500 | 1075041 | 300 | 45000 | 14333.88 | 2150082 | Slope: | 42.3023
167 | 56 | 9641.65 | 27889 | 1610155.55 | 9352 | 1561784 | 539932.4 | 90168710.8
225 | 0 |  | 0 | 0 | 0 | 0 | 0 | 0 | Intercept: | 821.6349
250 | 16 | 7199.77 | 62500 | 1799942.5 | 4000 | 1000000 | 115196.32 | 28799080
333 | 10 | 17416.728 | 110889 | 5799770.424 | 3330 | 1108890 | 174167.28 | 57997704.24
500 | 0 |  | 0 | 0 | 0 | 0 | 0 | 0 | Total No. Units: | 497
750 | 0 |  | 0 | 0 | 0 | 0 | 0 | 0
1000 | 0 |  | 0 | 0 | 0 | 0 | 0 | 0 | Total Rebuild Cost: | 1982772.28
1500 | 0 |  | 0 | 0 | 0 | 0 | 0 | 0
2000 | 0 |  | 0 | 0 | 0 | 0 | 0 | 0 | Customer Cost: | 410574.8061 | 20.71%
2500 | 0 |  | 0 | 0 | 0 | 0 | 0 | 0
3000 | 0 |  | 0 | 0 | 0 | 0 | 0 | 0 | Demand Cost: | 1572197.4739 | 79.29%
1212.5 | 497 | 60329.518 | 244259.25 | 11328959.474 | 36707 | 4950074 | 1982772.28 | 242340495.79
Σ X | Σ Y | Σ X2 | Σ XY | Σ nX | Σ nX2 | Σ nY | Σ nXY | Σ nXY
1-Phase UG |  | Current
Group 2 |  | Instl Cost
KVA | Count | per Unit
X | n | Y | X2 | XY | nX | nX2 | nY | nXY | Weighted Regression
10 | 0 |  | 0 | 0 | 0 | 0 | 0 | 0 | Slope: | 26.02
15 | 0 |  | 0 | 0 | 0 | 0 | 0 | 0
25 | 7856 | 2988.59 | 625 | 74714.75 | 196400 | 4910000 | 23478363.04 | 586959076 | Intercept: | 2225.2071
37.5 | 16181 | 3114.67 | 1406.25 | 116800.125 | 606787.5 | 22754531.25 | 50398475.27 | 1889942822.625
50 | 19849 | 3625.68 | 2500 | 181284 | 992450 | 49622500 | 71966122.32 | 3598306116 | Unweighted Regression
75 | 12739 | 4085.25 | 5625 | 306393.75 | 955425 | 71656875 | 52041999.75 | 3903149981.25 | N = | 9
100 | 2818 | 4506.78 | 10000 | 450678 | 281800 | 28180000 | 12700106.04 | 1270010604
150 | 4 | 7880.94 | 22500 | 1182141 | 600 | 90000 | 31523.76 | 4728564 | Slope: | 45.9488
167 | 792 | 7191.3 | 27889 | 1200947.1 | 132264 | 22088088 | 5695509.6 | 951150103.2
225 | 1 | 11328.84 | 50625 | 2548989 | 225 | 50625 | 11328.84 | 2548989 | Intercept: | 988.9419
250 | 20 | 13780.2 | 62500 | 3445050 | 5000 | 1250000 | 275604 | 68901000
333 | 0 |  | 0 | 0 | 0 | 0 | 0 | 0
500 | 0 |  | 0 | 0 | 0 | 0 | 0 | 0 | Total No. Units: | 60260
750 | 0 |  | 0 | 0 | 0 | 0 | 0 | 0
1000 | 0 |  | 0 | 0 | 0 | 0 | 0 | 0 | Total Rebuild Cost: | 216599032.62
1500 | 0 |  | 0 | 0 | 0 | 0 | 0 | 0
2000 | 0 |  | 0 | 0 | 0 | 0 | 0 | 0 | Customer Cost: | 134090982.6274 | 61.91%
2500 | 0 |  | 0 | 0 | 0 | 0 | 0 | 0
3000 | 0 |  | 0 | 0 | 0 | 0 | 0 | 0 | Demand Cost: | 82508049.9926 | 38.09%
1079.5 | 60260 | 58502.25 | 183670.25 | 9506997.725 | 3170951.5 | 200602619.25 | 216599032.62 | 12275697256.075
Σ X | Σ Y | Σ X2 | Σ XY | Σ nX | Σ nX2 | Σ nY | Σ nXY | Σ nXY
1-Phase UG |  | Current
Group 3 |  | Instl Cost
KVA | Count | per Unit
X | n | Y | X2 | XY | nX | nX2 | nY | nXY | Weighted Regression
10 |  |  | 0 | 0 | 0 | 0 | 0 | 0 | Slope: | 42.222
15 |  |  | 0 | 0 | 0 | 0 | 0 | 0
25 | 2 | 10681.23 | 625 | 267030.75 | 50 | 1250 | 21362.46 | 534061.5 | Intercept: | 8477.1539
37.5 |  |  | 0 | 0 | 0 | 0 | 0 | 0
50 |  |  | 0 | 0 | 0 | 0 | 0 | 0 | Unweighted Regression
75 | 1 | 14302.12 | 5625 | 1072659 | 75 | 5625 | 14302.12 | 1072659 | N = | 5
100 |  |  | 0 | 0 | 0 | 0 | 0 | 0
150 | 7 | 13937.27 | 22500 | 2090590.5 | 1050 | 157500 | 97560.89 | 14634133.5 | Slope: | 41.0207
167 |  |  | 0 | 0 | 0 | 0 | 0 | 0
225 |  |  | 0 | 0 | 0 | 0 | 0 | 0 | Intercept: | 9655.6775
250 |  |  | 0 | 0 | 0 | 0 | 0 | 0
333 |  |  | 0 | 0 | 0 | 0 | 0 | 0
500 | 1 | 30418.84 | 250000 | 15209420 | 500 | 250000 | 30418.84 | 15209420 | Total No. Units: | 12
750 | 1 | 40469.96 | 562500 | 30352470 | 750 | 562500 | 40469.96 | 30352470
1000 | 0 |  | 0 | 0 | 0 | 0 | 0 | 0 | Total Rebuild Cost: | 204114.27
1500 | 0 |  | 0 | 0 | 0 | 0 | 0 | 0
2000 | 0 |  | 0 | 0 | 0 | 0 | 0 | 0 | Customer Cost: | 101725.8465 | 49.84%
2500 | 0 |  | 0 | 0 | 0 | 0 | 0 | 0
3000 | 0 |  | 0 | 0 | 0 | 0 | 0 | 0 | Demand Cost: | 102388.4235 | 50.16%
1500 | 12 | 109809.42 | 841250 | 48992170.25 | 2425 | 976875 | 204114.27 | 61802744
Σ X | Σ Y | Σ X2 | Σ XY | Σ nX | Σ nX2 | Σ nY | Σ nXY | Σ nXY
Weighted Average of all 1-Phase UG Transformers
[9 empty] | Total Rebuild Cost: | 218785919.17
[9 empty] | Customer Cost: | 134603283.28 | 61.52% | Apply to UG Line Transformers
[9 empty] | Demand Cost: | 84182635.89 | 38.48%

## Plant Accounting Inputs
Source: 2022 COS Distribution Investment - Actual.xlsx | [5 empty] | Source: 2022 COS Distribution Investment - Actual.xlsx |  | Note: Added TOTAL COST and TOTAL QTY information
Tab: Distribution Investment | [5 empty] | Tab: Specific Details
ASSET COST |  | MASS D |  | EOP | 13 MO | ACCOUNT 364 POLE COUNTS |  | TOTAL COST | TOTAL QTY | ACCOUNT 373 POLE COUNTS - LS1 |  | TOTAL COST | TOTAL QTY | ACCOUNT 373 POLE COUNTS - LS2 |  | TOTAL COST | TOTAL QTY |  | ACCOUNT 365 CONDUCTOR COSTS - OH |  | TOTAL COST | TOTAL QTY | ACCOUNT 367 CONDUCTOR COSTS - UG |  | TOTAL COST | TOTAL QTY | ACCOUNT 368 TRANSFORMER COSTS |  | TOTAL COST | TOTAL QTY | ACCOUNT 366 CONDUIT COSTS |  | TOTAL COST | TOTAL QTY
ACCOUNT | DESCRIPTION | LINES | SUBSTATION | TOTAL | AVG | utility_account_id | 136400 | 370647905.57 | 334566 | utility_account_id | 137300 | 359360502.46 | 26865361.9 | utility_account_id | 137302 | 4034789.15 | 7834.84 |  | utility_account_id | 136500 | 275367372.4 | 156191580.09 | utility_account_id | 136700 | 376942018.65 | 42870618.13 | utility_account_id | 136800 | 852150896.55 | 672007 | utility_account_id | 136600 | 364663783.6 | 62918464.37
36000 | LAND | 0 | 10119782.54 | 10119782.54 | 10119782.54
36100 | STRUCTURES & IMPROVEMENTS | 0 | 31688290.15 | 31688290.15 | 30906701.53 | [6 empty] | Data |  |  |  | Data |  |  |  |  | Data |  |  |  | Data |  |  |  | Data |  |  |  | Data
36200 | STATION EQUIPMENT | 488518.07 | 294466141.36 | 294954659.43 | 282506021.46 | PAC Code | property_unit | Sum of accum_cost | Sum of accum_qty | PAC Code | property_unit | Sum of accum_cost | Sum of accum_qty | PAC Code | property_unit | Sum of accum_cost | Sum of accum_qty |  | PAC Code | property_unit | Sum of accum_cost | Sum of accum_qty | PAC Code | property_unit | Sum of accum_cost | Sum of accum_qty | PAC Code | property_unit | Sum of accum_cost | Sum of accum_qty | PAC Code | property_unit | Sum of accum_cost | Sum of accum_qty
36400 | POLES & FIXTURES | 370647224.97 | 680.6 | 370647905.57 | 355548895.87 | A01 | Pole Wood 25 FT: A01 | 460865.71 | 3363 | A02 | Pole Wood 30 FT: A02 | 72166.64 | 84 | 100 | Solar Panel Lighting 80W AE3C580: D100 | 1441678.31 | 312 | 35 | B02 | SW OIL 7 5KV 3PST: B02 | -57163.43 | 1 | B08 | METAL CLAD SW GEAR 15KV: B08 | 45874.45 | 1 | B14 | SW AIR 15KV SPST: B14 | 43947.99 | 42 | d: | Non-unitized: | 15132913.34 | 287656
36500 | OVERHEAD CONDUCTORS & DEVICES | 275327458.07 | 39914.33 | 275367372.4 | 272961350.31 | A02 | Pole Wood 30 FT: A02 | 38392949.78 | 69377 | A03 | Pole Wood 35 FT: A03 | 7294142.9 | 6312 | 101 | SOLAR FIXTURE LIGHTING,4K,30,36 LED: D101 | 76891.52 | 312 | 36 | B03 | SW OIL 15KV SPST: B03 | 42326.66 | 16 | B14 | SW AIR 15KV SPST: B14 | 1640464.82 | 808 | C01 | Arrester 3KV: C01 | 52504.15 | 1794 | E02 | Conduit STL 3/4IN: E02 | 3082.08 | 0
36600 | UNDERGROUND CONDUIT | 364660533.98 | 3249.62 | 364663783.6 | 344767245.47 | A03 | Pole Wood 35 FT: A03 | 68089051.93 | 73841 | A04 | Pole Wood 40 FT: A04 | 166949.33 | 68 | 102 | Solar Pole Lighting: D102 | 257350.99 | 312 | 37 | B04 | SW OIL 15KV SPDT: B04 | 143727.44 | 53 | B25 | SW MATERIALS TRANS: B25 | 2294.3 | 1 | C02 | Arrester 6KV: C02 | 58982.4 | 2972 | E03 | Conduit STL 1IN: E03 | 6135.95 | 1177
36700 | UNDERGROUND CONDUCTORS & DEVICES | 376941848.52 | 170.13 | 376942018.65 | 361289600.31 | A04 | Pole Wood 40 FT: A04 | 109392647.67 | 109286 | A05 | Pole Wood 45 FT: A05 | 215758.87 | 259 | A03 | Pole Wood 35 FT: A03 | 6237.99 | 5 | 38 | B05 | SWITCH, RENEWABLE DISCONNECT: B05 | 2854777.72 | 3453 | B31 | Wire CU 2 1/C: B31 | 3812.19 | 429 | C03 | Arrester 10KV: C03 | 113594452.79 | 261992 | E04 | Conduit STL 1 1/4IN: E04 | 9406.31 | 2921
36800 | LINE TRANSFORMERS - OVERHEAD | 851519087.57 | 631808.98 | 852150896.55 | 813959200.87 | A05 | Pole Wood 45 FT: A05 | 82200652.4 | 58479 | A06 | Pole Wood 50 FT: A06 | 4374.92 | 6 | d: | Non-unitized: | 445386.82 | 1702.85 | 39 | B06 | SW OIL Auto Transfer: B06 | 10912.45 | 1 | B40 | Wire CU 500M 1/C: B40 | 98282.67 | 2261.25 | C04 | Arrester 15V: C04 | 24234.19 | 41 | E05 | Conduit STL 1 1/2IN: E05 | 16.6 | 10
36900 | SERVICES - OVERHEAD | 79877067.55 | 0 | 79877067.55 | 79993976.91 | A06 | Pole Wood 50 FT: A06 | 20307676.32 | 7447 | A25 | Pole Concrete 30 FT: A25 | 189093.06 | 5 | D03 | Post Aluminium: D03 | 46845.41 | 42 | 40 | B10 | SW AIR 5KV SPST: B10 | 8671.85 | 152 | B43 | Wire CU 1000 M 1/C: B43 | 251327.15 | 1346.4 | C11 | Cutouts 50A 5KV: C11 | 33728.05 | 2086 | E06 | Conduit STL 2IN: E06 | 1392556.93 | 119245
36902 | SERVICES - UNDERGROUND | 139496640.42 | 0 | 139496640.42 | 136483311.6 | A07 | Pole Wood 55 FT: A07 | 4133597.63 | 1409 | A26 | Pole Concrete 35 FT: A26 | 1441.88 | 1 | D05 | Post Steel: D05 | 657657.84 | 161 | 41 | B11 | SW AIR 5KV 3PST: B11 | 405.09 | 2 | B52 | Wire ACSR 336M 1/C: B52 | 414438.68 | 1524 | C12 | Cutouts 100A 5KV: C12 | 1302.44 | 0 | E07 | Conduit STL 2 1/2IN: E07 | 3140.19 | 790
37000 | METERS | 18650635.84 | 0 | 18650635.84 | 15121135.7 | A08 | Pole Wood 60 FT: A08 | 1022296.15 | 304 | A27 | Pole Concrete 40 FT: A27 | 160441.26 | 11 | D10 | Premium Lighting-Post Top Poles : D10 | 106005.6 | 38 | 42 | B12 | SW AIR 7. 5KV SPST: B12 | 7918.88 | 124 | d: | Non-unitized: | 13077489.9 | 1249970 | C14 | Cutouts 100A 15KV: C14 | 73634301.58 | 179127 | E08 | Conduit STL 3IN: E08 | 118488.32 | 15513
37001 | METERS AMI | 109374458.02 | 0 | 109374458.02 | 109734841.1 | A10 | Pole Wood 70 FT: A10 | -0.01 | 0 | A28 | Pole Concrete 45 FT: A28 | 149075.94 | 26 | D32 | LUMINAIRE, LED, 133W AUTOBAHN: D32 | 36524.05 | 17 | 43 | B14 | SW AIR 15KV SPST: B14 | 30937029.19 | 17957 | D50 | Cable 8 1/C DB: D50 | 76885.66 | 265895 | C15 | Cutouts 200A 15KV: C15 | 2699586.97 | 6361 | E09 | Conduit STL 4IN: E09 | 2437930.24 | 127436
37300 | STREET LIGHTING | 359360502.46 | 0 | 359360502.46 | 344172569.61 | A12 | Pole Wood 80 FT: A12 | 53322.62 | 10 | A40 | Pole Fiberglass 30 FT TO 80 FT: A40 | 1957.72 | 1 | D43 | Premium Lighting-Shoebox: D43 | 45640.91 | 70 | 44 | B15 | SW AIR 15KV 2PST: B15 | 553380.47 | 1211 | D51 | Cable 6 1/C DB: D51 | 185934.87 | 244793 | C24 | CO & AR COMB 100A 15KV: C24 | 1505.75 | 29 | E10 | Conduit STL 5IN: E10 | 2680.52 | 150
37302 | LS2 LIGHTING | 4034789.15 | 0 | 4034789.15 | 2099665 | A17 | CONC/Wood Poles: A17 | 7504.09 | 5 | B31 | Wire CU 2 1/C: B31 | 1290.47 | 791 | D53 | Cable 6 3C CU UND ST LGHT: D53 | 12703.19 | 4019.09 | 45 | B16 | SW AIR 15KV 2PDT: B16 | 7699.98 | 23 | D52 | Cable 4 1/C DB: D52 | 49643.53 | 22397 | C26 | Capacitor 2KVAR: C26 | 637.32 | 1 | E11 | Conduit STL 6IN: E11 | 2414673.14 | 56347
37400 | ARO DISTRIBUTION | 8572307.69 | 0 | 8572307.69 | 8573678.68 | A18 | Steel Reinforce-Wood Poles: A18 | 1244.2 | 0 | B65 | Wire AL 2 1/C: B65 | 18357.83 | 18815 | D77 | LUMINAIRE, LED, 99W SALEM POST TOP : D77 | 60763.48 | 26 | 46 | B17 | SW AIR 15KV 3PST: B17 | 481169.74 | 23 | D53 | Cable 6 3C CU UND ST LGHT: D53 | 73267.74 | 51990.25 | C27 | Capacitor 3KVAR: C27 | 72459.87 | 1625 | E19 | Conduit STL 18IN: E19 | 493.68 | 40
37001 | TOTAL ASSET COST | 2958951072.31 | 336950037.71 | 3295901110.02 | 3168237976.96 | A19 | Monolighting-Wood Poles: A19 | 2003391.09 | 1151 | B67 | Wire AL 2/0 1/C: B67 | 188.83 | 121.5 | D78 | LUMINAIRE, LED, 202W AREA-LIGHTER : D78 | 16437.24 | 5 | 47 | B25 | SW MATERIALS TRANS: B25 | 712138.6 | 3101 | F01 | Cable CU 2 1/C: F01 | 209523.54 | 160242 | C28 | Capacitor 5KVAR: C28 | 22740.96 | 333 | E21 | Conduit FIB 3IN: E21 | 2474.83 | 685
[6 empty] | A24 | Pole Concrete 25 FT: A24 | 1971.82 | 10 | B77 | Wire AL 4 2/C: B77 | 401158.26 | 438706 | D89 | LUMINAIRE, LED, 182W VERDEON: D89 | 141355.96 | 74 | 48 | B26 | Remote Terminal Unit: B26 | 8039010.97 | 1446 | F02 | Cable CU 2 1C DB: F02 | 167971.27 | 113864 | C29 | Capacitor 7KVAR: C29 | 322.52 | 3 | E22 | Conduit FIB 3 1/2IN: E22 | 5185.58 | 3136
[6 empty] | A25 | Pole Concrete 30 FT: A25 | 34846.18 | 156 | B78 | Wire AL 2/0 3/C: B78 | 4869.64 | 2222 | D94 | LUMINAIRE, LED, 26W GRNVIL PT: D94 | 373188.06 | 234 | 49 | B27 | OPT MOTOR MECH: B27 | 46608.46 | 10 | F03 | Cable CU 2 2C 4 1C: F03 | 3890.23 | 4320 | C30 | Capacitor 15KVAR: C30 | 44620.25 | 597 | E23 | Conduit FIB 4IN: E23 | 547986.99 | 306059
[6 empty] | A26 | Pole Concrete 35 FT: A26 | 15133.95 | 8 | B79 | Wire AL 2/0 4/C: B79 | 1.31 | 0 | D95 | LUMINAIRE, LED, 39W GRNVIL PT: D95 | 147595.08 | 135 | 50 | B29 | Wire CU 4 1/C: B29 | 319125.27 | 2896578.55 | F04 | Cable CU 2 2C 4 1C DB: F04 | 33203.55 | 19984 | C31 | Capacitor 25KAR: C31 | 72505.37 | 566 | E24 | Conduit FIB 6IN: E24 | 121.06 | 84
[6 empty] | A27 | Pole Concrete 40 FT: A27 | 1679320 | 1232 | C40 | SW OIL/VAC 1PH CAPACITOR: C40 | 10177.4 | 1 | D97 | LUMINAIRE, LED, 55W UTILITY PT: D97 | 90287.92 | 53 | 51 | B30 | Wire CU 6 1/C: B30 | 1761865.53 | 14212718.95 | F05 | Cable CU 2 3C: F05 | 410259.8 | 32112.45 | C32 | Capacitor 50KVAR: C32 | 46928.49 | 151 | E30 | Conduit PVC 1IN: E30 | 1280859.7 | 54390
[6 empty] | A28 | Pole Concrete 45 FT: A28 | 9700243.37 | 5027 | d: | Non-unitized: | 17437890.79 | 125098 | D98 | LUMINAIRE, LED, 76W UTILITY PT: D98 | 68255.98 | 21 | 52 | B31 | Wire CU 2 1/C: B31 | 3483736.4 | 10491189.55 | F06 | Cable CU 2 4C: F06 | 4176.54 | 1205 | C33 | Capacitor 100KVAR: C33 | -90915.68 | -6 | E31 | Conduit PVC 1 1/4IN: E31 | 15333.89 | 7768
[6 empty] | A29 | Pole Concrete 50 FT: A29 | 1646485.15 | 163 | D02 | Post Sheridan: D02 | 30106.51 | 397 | E33 | Conduit PVC 2IN: E33 | 3287.55 | 285 | 53 | B32 | Wire CU 1/0 1/C: B32 | 163466.42 | 970254.95 | F08 | Cable CU 2/0 1C: F08 | 31957.87 | 35706 | C35 | Capacitor 200KVAR: C35 | 28798426.31 | 22096 | E32 | Conduit PVC 1 1/2IN: E32 | 2946.37 | 1700
[6 empty] | A30 | Pole Concrete 55 FT: A30 | 906479.04 | 51 | D03 | Post Aluminium: D03 | 6947537.85 | 7546 | E79 | Handhole Precast Concrete: E79 | 638.23 | 1 | 54 | B33 | Wire CU 2/0 1/C: B33 | 3625666.33 | 2668920.15 | F09 | Cable CU 2/0 3/C: F09 | 2599.96 | 525 | C37 | CAP BANK-PAD MOUNTED F/URD: C37 | 1486205.09 | 50 | E33 | Conduit PVC 2IN: E33 | 177328351.94 | 39511549.15
[6 empty] | A31 | Pole Concrete 60 FT: A31 | 350758.95 | 18 | D05 | Post Steel: D05 | 941712.95 | 4608 | H09 | Cable AL 1/0 3/C UNDG SERV: H09 | 57.02 | 9.9 | 55 | B34 | Wire CU 3/0 1/C: B34 | 2876.82 | 1747 | F10 | Cable CU 2/0 3C DB: F10 | 29226.94 | 9304 | C40 | SW OIL/VAC 1PH CAPACITOR: C40 | 2383391.89 | 956 | E34 | Conduit PVC 3IN: E34 | 49418457.37 | 9254052.8
[6 empty] | A32 | Pole Concrete 65 FT: A32 | 143299.85 | 4 | D06 | Pole-Fiberglass: D06 | 1782201.04 | 6627 |  |  |  |  | 56 | B35 | Wire CU 4/0 1/C: B35 | 3894954.9 | 2698183 | F11 | Cable CU 2/0 2C 2 1C DB: F11 | 106286.32 | 43967 | C41 | Capacitor Time Clock SW: C41 | 40909.64 | 68 | E35 | Conduit PVC 4IN: E35 | 53754993.02 | 8858790.42
[6 empty] | A33 | Pole Concrete 70 FT: A33 | 108765.24 | 5 | D07 | Post Concrete: D07 | 22300220.46 | 50447 |  |  |  |  | 57 | B38 | Wire CU 350M 1/C: B38 | -40332.34 | -1289 | F12 | Cable CU 4/0Z1/C: F12 | 98944.45 | 75401 | C56 | Regulator 1 1/4KV: C56 | 4919.46 | 20 | E36 | Conduit PVC 5IN: E36 | 4466.42 | 560
[6 empty] | A40 | Pole Fiberglass 30 FT TO 80 FT: A40 | 179731.44 | 40 | D10 | Premium Lighting-Post Top Poles : D10 | 10899113.77 | 18729 |  |  |  |  | 58 | B39 | Wire CU 400M 1/C: B39 | 2141 | 1454 | F13 | Cable CU 4/0 3C: F13 | 55119.3 | 12053 | C57 | Regulator 2KV: C57 | 1191.81 | 2 | E37 | Conduit PVC 6IN: E37 | 29432683.81 | 4247419
[6 empty] | A52 | Pole Steel 40FT THRU 49FT: A52 | 7434691.7 | 1221 | D11 | Premium Lighting-Post Top Pol: D11 | 608535.38 | 509 |  |  |  |  | 59 | B40 | Wire CU 500M 1/C: B40 | 1027952.67 | 169385 | F14 | Cable CU 4/0 4C: F14 | 13694.38 | 1657 | C60 | Regulator 25KV: C60 | 35254.92 | 28 | E38 | Conduit PVC 8IN: E38 | 99954.51 | 23860
[6 empty] | A53 | Pole Steel 60 FT: A53 | 122232.57 | 21 | D12 | Premium Lighting-Post Top Pol: D12 | 3374939.82 | 12730 |  |  |  |  | 60 | B42 | Wire CU 500M 1/C: B42 | 11476.81 | 776 | F15 | Cable CU 250M 1C: F15 | 9817.79 | 10895 | C62 | Regulator 50KV: C62 | 6071.63 | 3 | E59 | Conduit AL 1 INCH: E59 | 7428.16 | 1483
[6 empty] | A55 | Pole Steel 70 FT: A55 | 55986.93 | 4 | D13 | Premium Lighting-Tenon Top Po: D13 | 3850791.14 | 3452 |  |  |  |  | 61 | B50 | Wire ACSR 2 1/C: B50 | 2243161.99 | 12347385 | F17 | Cable CU 350M 3C: F17 | 470871.85 | 265133 | C63 | Regulator 76KV: C63 | 3255734.95 | 113 | E60 | Conduit AL 1 1/4 INC: E60 | 896.76 | 112
[6 empty] | A56 | Pole Steel 75 FT: A56 | 141953.96 | 6 | D14 | Premium Lighting-Tenon Top Po: D14 | 10052884.58 | 13619 |  |  |  |  | 62 | B51 | Wire ACSR 4/0 1/C: B51 | 1047281.27 | 3130699 | F18 | Cable CU 350M 3C DB: F18 | 84722.43 | 111178 | C67 | Regulator 167KVA: C67 | 31594.3 | 9 | E62 | Conduit AL 2IN: E62 | 522.58 | 130
[6 empty] | A57 | Pole Steel 80 FT: A57 | 41364.43 | 2 | D15 | Premium Lighting-Tenon Top Po: D15 | 67123.92 | 76 |  |  |  |  | 63 | B52 | Wire ACSR 336M 1/C: B52 | 55298916.51 | 28051745.83 | F19 | Cable CU 500M 1C: F19 | 1485240.51 | 554518 | C75 | Sub-Arrester -48KV: C75 | 16022.26 | 4 | E65 | Conduit AL 4IN: E65 | 367.33 | 60
[6 empty] | A70 | Pole Steel 50 FT THRU 59 FT: A70 | 2353755.2 | 260 | D17 | LUMINAIRE, LED, 43W GREY, RECTANGLE: D17 | 1296478.14 | 3710 |  |  |  |  | 64 | B53 | Wire ASCR 636M 1/C: B53 | 13443.83 | 16560 | F20 | Cable CU 500M 3C: F20 | 7488912.2 | 214178.9 | C81 | Transclosure Low: C81 | 52489.07 | 129 | E67 | Conduit AL 6IN: E67 | 5709.9 | 60
[6 empty] | A71 | Pole Steel 90 FT: A71 | -181.85 | 1 | D21 | LUMINAIRE, LED, 47W AUTOBAHN: D21 | 36635772.65 | 98877 |  |  |  |  | 65 | B54 | Wire ACSR 954M 1/C: B54 | 4007.67 | 1 | F21 | Cable CU 500M 3C DB: F21 | 187033.99 | 19103 | C82 | Transclosure Single: C82 | 206293.34 | 127 | E74 | Conduit CLAY 4IN: E74 | 37465.84 | 22245
[6 empty] | d: | Non-unitized: | 19665868.06 | 1665 | D22 | Luminaire HPS 4000L: D22 | 802.28 | 4 |  |  |  |  | 66 | B55 | Wire ACSR & ACSS 1590 1/C: B55 | -992.63 | -50 | F23 | Cable CU 500M 4C: F23 | 1992349.71 | 63395.95 | C83 | Transclosure Double: C83 | 126789.71 | 56 | E78 | PULL/SW Gear Box Precast CONC.: E78 | 13578885.67 | 5152
[10 empty] | D25 | Luminaire HPS 5800L: D25 | 2043742.85 | 3919 |  |  |  |  | 67 | B57 | Wire AL 7957 1/C: B57 | 6305.67 | 323.05 | F24 | Cable CU 750M 3C: F24 | 1445799.05 | 72208 | C84 | Transclosure Triple: C84 | 52212.35 | 12 | E79 | Handhole Precast Concrete: E79 | 4473883.18 | 5347
[10 empty] | D27 | LUMINAIRE, LED, 105W AUTOBAHN: D27 | 10337476.64 | 17421 |  |  |  |  | 68 | B65 | Wire AL 2 1/C: B65 | 65675835.69 | 34554275.88 | F25 | Cable CU 750M 3C 4/0 1C: F25 | 156836.73 | 12238 | d: | Non-unitized: | 12368875.76 | 11294 | E80 | Manhole Frame & COVR: E80 | 11391619.89 | 2322
[10 empty] | D29 | Luminaire HPS 9500L: D29 | 9374431.48 | 16883 |  |  |  |  | 69 | B66 | Wire AL 1/0 1/C: B66 | 1233957.45 | 5259214.1 | F26 | Cable CU 1000M 1C: F26 | 239754.5 | 2100 | E33 | Conduit PVC 2IN: E33 | 469.94 | 40 | E81 | Manhole Precast Concrete A: E81 | 21753.03 | 7
[10 empty] | D30 | Luminaire 20000L THRU 40,000L: D30 | 12409.4 | 0 |  |  |  |  | 70 | B67 | Wire AL 2/0 1/C: B67 | 18366888.76 | 14309230.88 | F38 | Cable AL 2/0 1/C: F38 | 62539.16 | 12207 | G01 | TRANSF LINE 1 KVA: G01 | 31754.9 | 8 | E82 | Manhole Precast Concrete S: E82 | 80427.58 | 5
[10 empty] | D31 | Luminaire HPS 27500L THRU 36000L: D31 | 620635.42 | 1160 |  |  |  |  | 71 | B68 | Wire AL 4/0 1/C: B68 | 3306380.51 | 2403839.35 | F39 | Cable AL 1/0 1/C: F39 | 67625019.41 | 25502472.91 | G03 | TRANSF LINE 5KVA: G03 | 146744.52 | 399 | E83 | Manhole Precast Concrete T: E83 | 837391.61 | 51
[10 empty] | D32 | LUMINAIRE, LED, 133W AUTOBAHN: D32 | 1503162.05 | 2589 |  |  |  |  | 72 | B70 | Wire AL 1/C 395 & 397M: B70 | 28065.1 | 51721 | F40 | Cable AL 1/0 1C DB: F40 | 867132.18 | 567231.8 | G04 | TRANSF LINE 7.5KVA: G04 | 1305.72 | 7 | E88 | Vaults CY: E88 | 773548.61 | 15
[10 empty] | D33 | Luminaire HPS 50000L: D33 | 1879731.43 | 2568 |  |  |  |  | 73 | B71 | Wire AL 636 1/C: B71 | 4991.36 | 751 | F41 | Cable AL 1/0 3C: F41 | 3892.36 | 9211 | G05 | TRANSF LINE 10KVA: G05 | 12260404.44 | 7360 | E89 | DURO Vault: E89 | 21999.14 | 125
[10 empty] | D35 | Luminaire HPS 16000L: D35 | 677900.61 | 973 |  |  |  |  | 74 | B72 | Wire AL 1/C 740 & 795M: B72 | 1413256.89 | 1324888.5 | F42 | Cable AL 1/0 3C DB: F42 | 27429108.18 | 3287550.88 | G06 | TRANSF LINE 15 KVA: G06 | 25069371.47 | 14330 | E90 | Conduit Bridge: E90 | 16551.53 | 12
[10 empty] | D36 | Special Lighting: D36 | 843194.44 | 1669 |  |  |  |  | 75 | B73 | Wire AL 954M 1/CC: B73 | 172223.24 | 3263 | F43 | Cable AL 4/0 1C: F43 | 172413.22 | 52291.1 | G09 | TRANSF LINE 25KVA: G09 | 80687981.25 | 34351
[10 empty] | D37 | Premium Lighting-Post Top: D37 | 103407.78 | 59 |  |  |  |  | 76 | B75 | Wire AL 1590 1/C: B75 | 3336.32 | 1604 | F44 | Cable AL 4/0 3C: F44 | 15018585.76 | 2629795.3 | G12 | TRANSF LINE 37KVA: G12 | 70844053.98 | 24434
[10 empty] | D38 | Premium Lighting-Post Top: D38 | 6805.76 | 7 |  |  |  |  | 77 | B77 | Wire AL 4 2/C: B77 | 11600554.95 | 11679736 | F45 | Cable AL 500 1C: F45 | 450408.08 | 118579.4 | G13 | TRANSF LINE 50KVA: G13 | 61552809.35 | 17349
[10 empty] | D39 | Premium Lighting-PTop Colonial, MH: D39 | 2706664.43 | 2122 |  |  |  |  | 78 | B78 | Wire AL 2/0 3/C: B78 | 16501043.11 | 7204422.1 | F46 | Cable AL 500M 3/C: F46 | 8722744.11 | 1692637 | G18 | TRANSF LINE 75KVA: G18 | 20486691.73 | 4850
[10 empty] | D40 | Premiun Lighting-Shoebox: D40 | 45977.74 | 62 |  |  |  |  | 79 | B79 | Wire AL 2/0 4/C: B79 | 1389743.04 | 481920.45 | F47 | Cable AL 750MCM 1/C: F47 | 29891.38 | 3940 | G20 | TRANSF LINE 100KVA: G20 | 9558512.57 | 1878
[10 empty] | D41 | Premium Lighting-Shoebox: D41 | 645820.24 | 1448 |  |  |  |  | 80 | B80 | Wire AL 4/0 3/C: B80 | 2846622.37 | 925978.8 | F48 | Cable AL 1000M 3C: F48 | 71161707.92 | 3479313.46 | G22 | TRANSF LINE 150KVA: G22 | 14999.84 | 7
[10 empty] | D42 | Premium Lighting-Shoebox: D42 | 868833.47 | 1560 |  |  |  |  | 81 | B81 | Wire AL 4/0 4/C: B81 | 873299.76 | 206978.9 | F50 | Cable AL 4/0 2/C 2/0 1/C: F50 | 7650161.85 | 1557623.08 | G24 | TRANSF LINE 167KVA: G24 | 4577698.24 | 740
[10 empty] | D43 | Premium Lighting-Shoebox: D43 | 170687.24 | 23 |  |  |  |  | 82 | B83 | Sectionilizer 70A DRY: B83 | 30173.05 | 88 | F51 | Cable AL 4/0 1/C-2/0 1/C: F51 | 150775.28 | 98052 | G25 | TRANSF LINE 176KVA: G25 | 1226.14 | 1
[10 empty] | D44 | Premium Lighting-Flood Light: D44 | 267678.32 | 93 |  |  |  |  | 83 | B85 | Sectionilizer GN3: B85 | 23932.8 | 6 | F54 | Cable AL 300M2/C-4/0 2/C: F54 | 4396.14 | 3100 | G26 | TRANSF LINE 200KVA: G26 | 1419.97 | 1
[10 empty] | D45 | Premium Lighting-Flood Light: D45 | 358560.9 | 215 |  |  |  |  | 84 | B86 | Sectionilizer GS: B86 | 735.55 | 10 | F57 | v AL 500M2/C-300M1/C: F57 | 36520.31 | 15149 | G27 | TRANSF LINE 225KVA: G27 | 5146.35 | 2
[10 empty] | D46 | Premium Lighting-Flood Light: D46 | 834142.48 | 790 |  |  |  |  | 85 | B87 | Sectionilizer KGN: B87 | 2408.81 | 2 | F60 | Supervisory EQUIP: F60 | 23888.68 | 232 | G28 | TRANSF LINE 250KVA: G28 | 844536.63 | 97
[10 empty] | D48 | Premium Lighting-Shoebox 100000L: D48 | 2776107.33 | 2470 |  |  |  |  | 86 | B88 | Recloser H 1P: B88 | 479717.12 | 126 | F68 | ENCL SWGEAR 3PH 15KV 200A: F68 | 180975.66 | 29 | G29 | TRANSF LINE 300KVA: G29 | 18913.61 | 7
[10 empty] | D49 | Cable 8 2/C CU: D49 | 92182.61 | 73732 |  |  |  |  | 87 | B89 | Recloser 4H 1P: B89 | 51185.57 | 47 | F69 | ENCL SWGEAR 3PH 15KV 600A: F69 | 12730722.17 | 532 | G30 | TRANSF LINE 332KVA: G30 | 3817.61 | 2
[10 empty] | D50 | Cable 8 1/C DB: D50 | 130285.95 | 285559 |  |  |  |  | 88 | B90 | Recloser L 1P: B90 | 98051.13 | 153 | F70 | ENCLOSED SWITCHGEAR: F70 | 78592972.59 | 5292 | G31 | TRANSF LINE 333KVA: G31 | 365170.91 | 49
[10 empty] | D51 | Cable 6 1/C DB: D51 | 3428326.35 | 2187129 |  |  |  |  | 89 | B91 | Recloser E 1P: B91 | 599030.63 | 30 | F71 | ENCL SWGEAR AUTO TRANSFORMER: F71 | 334615.76 | 11 | G33 | TRANSF LINE 500KVA: G33 | 117869.59 | 23
[10 empty] | D52 | Cable 4 1/C DB: D52 | 1501466.78 | 1040955 |  |  |  |  | 90 | B92 | S&C,TRIPSAVER,W/CUTOUT MT 6.3KA : B92 | 6199279.13 | 900 | F81 | Pothead 1/C: F81 | 51788829.23 | 138616 | G34 | TRANSF LINE 750KVA: G34 | 18973.91 | 4
[10 empty] | D53 | Cable 6 3C CU UND ST LGHT: D53 | 34913376.74 | 13550403.6 |  |  |  |  | 91 | B93 | Recloser 3H 3P: B93 | 258350.23 | 8 | F83 | Pothead 3/C: F83 | 109375.08 | 87 | G37 | TRANSF LINE 1000 KVA: G37 | 116314.9 | 18
[10 empty] | D54 | Cable 4 4/C UND ST LGT: D54 | 46273.65 | 12530 |  |  |  |  | 92 | B94 | Recloser 6H 3P: B94 | 326112.98 | 46 | F87 | Spreaderhead 3C: F87 | 27706.85 | 55 | G38 | TRANSF LINE 1500KVA: G38 | 14203.8 | 2
[10 empty] | D55 | Cable 2 4/C CU UND ST LGT: D55 | 14778.3 | 5165 |  |  |  |  | 93 | B95 | Recloser R 3P: B95 | 5112234.52 | 47068 | F89 | Modules - Cable Transition 15K: F89 | 3096874.32 | 164 | G39 | TRANSF LINE 2000KVA: G39 | 75216.64 | 6
[10 empty] | D57 | Cable 2/0 4/C CU UND ST LT: D57 | 6594.38 | 1260 |  |  |  |  | 94 | B96 | Recloser KWB 3P: B96 | 17586156.27 | 367 | I41 | SW AIR 15KV SPST: I41 | 4114.2 | 15 | G41 | TRANSF LINE 667KVA: G41 | 14294.82 | 3
[10 empty] | D61 | REG CON CUR 5KW: D61 | 434.42 | 1 |  |  |  |  | 95 | B97 | Recloser D 1PH: B97 | 286049.41 | 31 | I89 | Control Cable: I89 | 18739.9 | 19727 | G51 | TRANSF NETWK 500KVA: G51 | 1865826.95 | 41
[10 empty] | D62 | REG CON CUR 7KW: D62 | 956.8 | 2 |  |  |  |  | 96 | B98 | Phase Converter: B98 | 1043.65 | 501 |  |  |  |  | G52 | TRANSF NETWK 750KVA: G52 | 937303.92 | 32
[10 empty] | D63 | REG CON CUR 15KW: D63 | 11099.75 | 8 |  |  |  |  | 97 | C40 | SW OIL/VAC 1PH CAPACITOR: C40 | 90672.7 | 58 |  |  |  |  | G53 | TRANSF NETWK 1000KVA: G53 | 878015.16 | 27
[10 empty] | D64 | REG CON CUR 25KW: D64 | 157977.27 | 88 |  |  |  |  | 34 | d: | Non-unitized: | 3829261.12 | 44046.1 |  |  |  |  | G54 | TRANSF NETWK 1500 KVA: G54 | 151800.61 | 4
[10 empty] | D65 | REG CON CUR 50KW: D65 | 46510.15 | 39 |  |  |  |  | 99 | D53 | Cable 6 3C CU UND ST LGHT: D53 | 11875.03 | 475 |  |  |  |  | G55 | TRANSF NETWK 2000KVA: G55 | 910674.65 | 20
[10 empty] | D66 | Controller Lighting: D66 | 40869.79 | 79 |  |  |  |  | 100 | F39 | Cable AL 1/0 1/C: F39 | 1084.27 | 38 |  |  |  |  | G56 | TRANSF NETWK 2500KVA: G56 | 330959.75 | 7
[10 empty] | D67 | LUMINAIRE, LED, 145W AUTOBAHN: D67 | 11129647.1 | 20526 |  |  |  |  | 101 | F40 | Cable AL 1/0 1C DB: F40 | 3.76 | 1 |  |  |  |  | G66 | NETWK PROT 1200A: G66 | 3387930.93 | 40
[10 empty] | D68 | Luminaire, MH 350W: D68 | 26906.96 | 33 |  |  |  |  | 102 | F42 | Cable AL 1/0 3C DB: F42 | 2459.17 | 38 |  |  |  |  | G67 | NETWK PROT 1600A: G67 | 1408525.53 | 62
[10 empty] | D70 | Floodlight, 350 MH: D70 | 195329.92 | 94 |  |  |  |  | 103 | F44 | Cable AL 4/0 3C: F44 | 30.55 | 891 |  |  |  |  | G69 | NETWK PROT 1875A: G69 | 307219.39 | 11
[10 empty] | D71 | LUMINAIRE, LED, COOPER NAVION: D71 | 1574854.22 | 1977 |  |  |  |  | 104 | F48 | Cable AL 1000M 3C: F48 | 970.13 | 0 |  |  |  |  | G71 | NETWK PROT 2500A: G71 | 962471.95 | 8
[10 empty] | D72 | LUMINAIRE, LED, ROADWAY 103W: D72 | 2869353.41 | 2938 |  |  |  |  | 105 | F81 | Pothead 1/C: F81 | 4719.51 | 1 |  |  |  |  | G72 | NETWK PROT 3000A: G72 | 4430632.63 | 735
[10 empty] | D73 | LUMINAIRE, LED, ROADWAY 50W to 106W: D73 | 254297.19 | 194 |  |  |  |  | 106 | I89 | Control Cable: I89 | 145723.86 | 1800 |  |  |  |  | G73 | NETWK PROT 3500A: G73 | 424430.3 | 23
[10 empty] | D74 | LUMINAIRE, LED, ROADWAY 196W: D74 | 43560.37 | 32 |  |  |  |  | 107 | M52 | Wire ACSR 336M I/C: M52 | 156244.71 | 2870 |  |  |  |  | G80 | TRANSF UNDG 833KVA: G80 | 68073.3 | 15
[10 empty] | D75 | LUMINAIRE, LED, ROADWAY 206W: D75 | 3968907.99 | 2528 | [13 empty] | G81 | TRANSF URD 25KVA: G81 | 16515621.2 | 8046
[10 empty] | D76 | LUMINAIRE, LED, 67W SALEM POST TOP : D76 | 6013972.07 | 3561 | [13 empty] | G82 | TRANSF URD 37.5KVA: G82 | 37090711.28 | 16569
[10 empty] | D77 | LUMINAIRE, LED, 99W SALEM POST TOP : D77 | 2143755.14 | 1203 | [13 empty] | G83 | TRANSF URD 50KVA: G83 | 54242981.01 | 20848
[10 empty] | D78 | LUMINAIRE, LED, 202W AREA-LIGHTER : D78 | 1124804.73 | 675 | [13 empty] | G84 | TRANSF URD 75KVA: G84 | 56987532.57 | 15267
[10 empty] | D79 | LUMINAIRE, LED, 309W AREA-LIGHTER : D79 | 6657493.15 | 4486 | [13 empty] | G85 | TRANSF URD 100KVA: G85 | 10368481.38 | 2894
[10 empty] | D80 | LUMINAIRE,LED COOPER FOR SUBSTATION: D80 | 1972.43 | 4 | [13 empty] | G86 | TRANSF URD 112KVA: G86 | 10956.95 | 8
[10 empty] | D81 | LUMINAIRE, LED, FLOOD: D81 | 3351261.17 | 1368 | [13 empty] | G87 | TRANSF URD 150KVA: G87 | 22370032 | 2395
[10 empty] | D82 | LUMINAIRE, LED, MONGOOSE: D82 | 205539.44 | 95 | [13 empty] | G88 | TRANSF UND 167KVA: G88 | 3463839.07 | 867
[10 empty] | D83 | LUMINAIRE, LED, CLASSIC PT: D83 | 1676184.48 | 1987 | [13 empty] | G90 | TRANSF URD 225KVA: G90 | 9639697.05 | 779
[10 empty] | D84 | LUMINAIRE, LED, 88W EVOLVE: D84 | 986348.83 | 2449 | [13 empty] | G91 | TRANSF UND 250KVA: G91 | 110322.52 | 20
[10 empty] | D85 | LUMINAIRE, LED, 305W-330W EVOLVE: D85 | 4660371.13 | 2552 | [13 empty] | G92 | TRANSF UND 300KVA: G92 | 19787272.65 | 1456
[10 empty] | D86 | LUMINAIRE, LED, 143W USSL EATON: D86 | 69807.18 | 152 | [13 empty] | G93 | TRANSF UND 500KVA: G93 | 19783710.6 | 1201
[10 empty] | D87 | LUMINAIRE, LED, 225W GALLEON: D87 | 1107304.13 | 737 | [13 empty] | G94 | TRANSF UND 750KVA: G94 | 18271952.35 | 755
[10 empty] | D88 | LUMINAIRE, LED, 333W GALLEON: D88 | 217370.68 | 55 | [13 empty] | G95 | TRANSF UND 1000KVA: G95 | 13356037.35 | 473
[10 empty] | D89 | LUMINAIRE, LED, 182W VERDEON: D89 | 10884752.31 | 16573 | [13 empty] | G96 | TRSNSF UND 1500KVA: G96 | 11992737.33 | 357
[10 empty] | D90 | LUMINAIRE, LED, 247W VERDEON: D90 | 3511594.9 | 4409 | [13 empty] | G97 | TRANSF UND 2000KVA: G97 | 15819512.74 | 329
[10 empty] | D91 | LUMINAIRE, LED, 255W FLOOD 6x6: D91 | 1988702.57 | 1435 | [13 empty] | G98 | TRANSF UND 2500KVA: G98 | 258582.41 | 17
[10 empty] | D92 | LUMINAIRE, LED, 199W FLOOD 6x6: D92 | 4475475.37 | 4217 | [13 empty] | I51 | Relay & Control Equip: I51 | 6660.14 | 28
[10 empty] | D93 | LUMINAIRE, LED, 27W WATCH LIGHT: D93 | 5060901.87 | 18459 | [13 empty] | J11 | CURR TRANSF PRI: J11 | 260.15 | 24
[10 empty] | D94 | LUMINAIRE, LED, 26W GRNVIL PT: D94 | 2864483.53 | 4018
[10 empty] | D95 | LUMINAIRE, LED, 39W GRNVIL PT: D95 | 11297913.37 | 8909
[10 empty] | D96 | LUMINAIRE, LED, 60W GRNVIL PT: D96 | 765626.25 | 603
[10 empty] | D97 | LUMINAIRE, LED, 55W UTILITY PT: D97 | 30843714.47 | 21650
[10 empty] | D98 | LUMINAIRE, LED, 76W UTILITY PT: D98 | 7129760.46 | 4753
[10 empty] | E02 | Conduit STL 3/4IN: E02 | 384.08 | 100
[10 empty] | E03 | Conduit STL 1IN: E03 | 1395.56 | 1190
[10 empty] | E04 | Conduit STL 1 1/4IN: E04 | 23957.78 | 22170
[10 empty] | E06 | Conduit STL 2IN: E06 | 254511.19 | 99820
[10 empty] | E07 | Conduit STL 2 1/2IN: E07 | 2997.91 | 1600
[10 empty] | E08 | Conduit STL 3IN: E08 | 3401.22 | 652
[10 empty] | E09 | Conduit STL 4IN: E09 | 32721.93 | 3034
[10 empty] | E11 | Conduit STL 6IN: E11 | 4575.26 | 189
[10 empty] | E30 | Conduit PVC 1IN: E30 | 27947.47 | 23692
[10 empty] | E31 | Conduit PVC 1 1/4IN: E31 | 4002.82 | 2330
[10 empty] | E32 | Conduit PVC 1 1/2IN: E32 | 2540.62 | 2975
[10 empty] | E33 | Conduit PVC 2IN: E33 | 28828408 | 8270187.8
[10 empty] | E34 | Conduit PVC 3IN: E34 | 127974.51 | 42801
[10 empty] | E35 | Conduit PVC 4IN: E35 | 57677.19 | 10440
[10 empty] | E59 | Conduit AL 1 INCH: E59 | 1363.32 | 690
[10 empty] | E60 | Conduit AL 1 1/4 INC: E60 | 25.36 | 20
[10 empty] | E78 | PULL/SW Gear Box Precast CONC.: E78 | 9238.95 | 5
[10 empty] | E79 | Handhole Precast Concrete: E79 | 195127.48 | 483
[10 empty] | F14 | Cable CU 4/0 4C: F14 | 4651.19 | 700
[10 empty] | F39 | Cable AL 1/0 1/C: F39 | 794.01 | 310
[10 empty] | F44 | Cable AL 4/0 3C: F44 | 29577.73 | 2995
[10 empty] | F50 | Cable AL 4/0 2/C 2/0 1/C: F50 | 1056088.63 | 112672.8
[10 empty] | H01 | Cable AL 2 3/C OVHD SERV: H01 | 48851.22 | 38958
[10 empty] | H09 | Cable AL 1/0 3/C UNDG SERV: H09 | 152610.08 | 65835.2
[10 empty] | H95 | Cable AL 4 3/C OVHD SER: H95 | 1651.64 | 2000

## BL017 NEW inputs
Source: BL017 Revenue for Lighting Report NEW (10-40-59).xlsm
Note: Headers copied down to appear on the same row to accomodate to the Pivot on the right.
BL017 Revenue for Lighting Report
Billing Month/Year | 12/2022 - 12/2022
[8 empty] | Operation Type | POLE
[8 empty] | Equipment | OH
[6 empty] | Count of Installation | Count of Billing Items | Rate Type | Tariff Rate Code | Sum of Count of Billing Items
| Tariff | Operation Type | Equipment | Rate Type | Tariff Rate Code | Count of Installation | Count of Billing Items | 30 ft Wood, OH | 425 | 27
| LS1 | DUSK TO DAWN | HPS | 100W HPS Classic PT, DTD | 570 | 349 | 2027.304 | 30 ft Wood, OH | 626 | 16022.389
| LS1 | DUSK TO DAWN | HPS | 100W HPS Cobra/Nema, DTD | 803 | 15056 | 2372.815 | 35 ft Concrete, OH | 637 | 4475.555
| LS1 | DUSK TO DAWN | HPS | 100W HPS Colonial PT, DTD | 572 | 127 | 831.678 | 35 ft Wood, OH | 627 | 18614.7
| LS1 | DUSK TO DAWN | HPS | 100W HPS Contemporary PT, DTD | 571 | 1 | 0 | 40/45 ft Wood, OH | 597 | 1648.107
| LS1 | DUSK TO DAWN | HPS | 100W HPS Salem PT, DTD | 573 | 631 | 4295.66 | 40/45 ft Concrete, OH | 594 | 1094.812
| LS1 | DUSK TO DAWN | HPS | 100W HPS Shoebox, DTD | 550 | 93 | 17.001 | Grand Total |  | 41882.563
| LS1 | DUSK TO DAWN | HPS | 150W HPS Cobra, DTD | 804 | 4576 | 896.304
| LS1 | DUSK TO DAWN | HPS | 250W HPS Cobra, DTD | 805 | 3357 | 917.051
| LS1 | DUSK TO DAWN | HPS | 250W HPS Flood, DTD | 468 | 540 | 123.271
| LS1 | DUSK TO DAWN | HPS | 250W HPS Shoebox, DTD | 566 | 99 | 15.192
| LS1 | DUSK TO DAWN | HPS | 400W HPS Cobra, DTD | 806 | 3260 | 670.953
| LS1 | DUSK TO DAWN | HPS | 400W HPS Flood, DTD | 478 | 862 | 255.332
| LS1 | DUSK TO DAWN | HPS | 400W HPS Mongoose, DTD | 809 | 75 | 37.003
| LS1 | DUSK TO DAWN | HPS | 400W HPS Shoebox, DTD | 552 | 118 | 38.95
| LS1 | DUSK TO DAWN | HPS | 50W HPS Cobra, DTD | 800 | 4246 | 482.145
| LS1 | DUSK TO DAWN | HPS | 50W HPS PT, DTD | 509 | 47 | 1
| LS1 | DUSK TO DAWN | HPS | 70W HPS Coach PT, DTD | 810 | 318 | 118.725
| LS1 | DUSK TO DAWN | HPS | 70W HPS Cobra/Nema, DTD | 802 | 7273 | 902.529
| LS1 | DUSK TO DAWN | INC | 800W INC Ybor Archway, DTD-280 | 669 | 1 | 24
| LS1 | DUSK TO DAWN | L17 | 105W LED Roadway, DTD | 926 | 4787 | 15002.345
| LS1 | DUSK TO DAWN | L17 | 133W LED Roadway/Area, DTD | 932 | 372 | 2186.136
| LS1 | DUSK TO DAWN | L17 | 143W LED Area-Lighter, DTD | 935 | 18 | 104
| LS1 | DUSK TO DAWN | L17 | 145W LED Roadway, DTD | 937 | 3272 | 17245.234
| LS1 | DUSK TO DAWN | L17 | 182W LED Roadway, DTD | 941 | 3485 | 14352.583
| LS1 | DUSK TO DAWN | L17 | 199W LED Flood, DTD | 951 | 1512 | 3153.245
| LS1 | DUSK TO DAWN | L17 | 225W LED Mongoose, DTD | 956 | 129 | 613.521
| LS1 | DUSK TO DAWN | L17 | 247W LED Area-Lighter, DTD | 945 | 580 | 4208.967
| LS1 | DUSK TO DAWN | L17 | 255W LED Flood, DTD | 953 | 590 | 1235.745
| LS1 | DUSK TO DAWN | L17 | 26W LED Granville PT, DTD | 965 | 352 | 4251.741
| LS1 | DUSK TO DAWN | L17 | 27W LED Roadway, DTD | 912 | 9962 | 14837.802
| LS1 | DUSK TO DAWN | L17 | 330W LED Area-Lighter, DTD | 947 | 620 | 2393.614
| LS1 | DUSK TO DAWN | L17 | 333W LED Mongoose, DTD | 958 | 20 | 51.002
| LS1 | DUSK TO DAWN | L17 | 39W LED Enh Granv PT, DTD | 968 | 150 | 1640.629
| LS1 | DUSK TO DAWN | L17 | 39W LED Granville PT, DTD | 967 | 413 | 6457.088
| LS1 | DUSK TO DAWN | L17 | 47W LED Roadway , DTD | 914 | 15203 | 89965.729
| LS1 | DUSK TO DAWN | L17 | 55W LED Salem PT, DTD | 971 | 1073 | 20866.583
| LS1 | DUSK TO DAWN | L17 | 60W LED Enh Granv PT, DTD | 973 | 13 | 59.091
| LS1 | DUSK TO DAWN | L17 | 60W LED Granville PT, DTD | 972 | 34 | 551.999
| LS1 | DUSK TO DAWN | L17 | 76W LED Salem PT, DTD | 975 | 351 | 3926.214
| LS1 | DUSK TO DAWN | L17 | 88W LED Roadway/Area, DTD | 921 | 139 | 2254.012
| LS1 | DUSK TO DAWN | LED | 100W LED Classic PT, DTD-35 | 836 | 15 | 178.377
| LS1 | DUSK TO DAWN | LED | 106W LED Roadway, DTD | 821 | 21 | 24.004
| LS1 | DUSK TO DAWN | LED | 107W LED Roadway, DTD | 820 | 296 | 2349.527
| LS1 | DUSK TO DAWN | LED | 152W LED, Area-Lighter, DTD-53 | 830 | 44 | 188
| LS1 | DUSK TO DAWN | LED | 157W LED Roadway, DTD-55 | 829 | 146 | 441.829
| LS1 | DUSK TO DAWN | LED | 196W LED Roadway, DTD | 822 | 19 | 33.007
| LS1 | DUSK TO DAWN | LED | 211W LED Area-Lighter, DTD | 826 | 121 | 703.005
| LS1 | DUSK TO DAWN | LED | 213W LED Roadway, DTD | 823 | 243 | 2117.799
| LS1 | DUSK TO DAWN | LED | 238W LED, Flood, DTD-83 | 831 | 107 | 219.423
| LS1 | DUSK TO DAWN | LED | 245W LED, Mongoose, DTD-86 | 833 | 13 | 57.002
| LS1 | DUSK TO DAWN | LED | 315W LED Area-Lighter, DTD | 827 | 631 | 5738.173
| LS1 | DUSK TO DAWN | LED | 328W LED, Mongoose, DTD-115 | 834 | 15 | 19
| LS1 | DUSK TO DAWN | LED | 359W LED, Flood, DTD-126 | 832 | 420 | 1288.857
| LS1 | DUSK TO DAWN | LED | 56W LED Roadway, DTD-20 | 828 | 606 | 1513.574
| LS1 | DUSK TO DAWN | LED | 60W LED Classic PT, DTD-21 | 835 | 37 | 663.4
| LS1 | DUSK TO DAWN | LED | 67W LED Post Top, DTD | 824 | 137 | 3151.568
| LS1 | DUSK TO DAWN | LED | 99W LED Post Top, DTD | 825 | 66 | 1123.105
| LS1 | DUSK TO DAWN | MH | 1000W MH Flood, DTD | 558 | 748 | 82.492
| LS1 | DUSK TO DAWN | MH | 1000W MH Shoebox, DTD | 576 | 614 | 125.152
| LS1 | DUSK TO DAWN | MH | 150W MH General PT, DTD | 701 | 7 | 1
| LS1 | DUSK TO DAWN | MH | 150W MH Salem PT, DTD | 700 | 17 | 20.097
| LS1 | DUSK TO DAWN | MH | 150W MH Shoebox, DTD | 702 | 3 | 0
| LS1 | DUSK TO DAWN | MH | 175W MH General PT, DTD | 574 | 45 | 91.785
| LS1 | DUSK TO DAWN | MH | 175W MH Salem PT, DTD | 575 | 65 | 170.831
| LS1 | DUSK TO DAWN | MH | 175W MH Shoebox, DTD | 564 | 3 | 0
| LS1 | DUSK TO DAWN | MH | 350W MH Cobra, DTD | 704 | 40 | 2
| LS1 | DUSK TO DAWN | MH | 350W MH Flood, DTD | 705 | 42 | 8
| LS1 | DUSK TO DAWN | MH | 350W MH Shoebox, DTD | 703 | 82 | 15.004
| LS1 | DUSK TO DAWN | MH | 400W MH Cobra, DTD | 520 | 208 | 15
| LS1 | DUSK TO DAWN | MH | 400W MH Flood, DTD | 556 | 481 | 101.792
| LS1 | DUSK TO DAWN | MH | 400W MH Shoebox, DTD | 554 | 538 | 93.406
| LS1 | ENERGY | METERED | Electric Rate Category Facts | FAC | 215
| LS1 | ENERGY | UNMETERED | Electric Rate Category Facts | FAC | 39790
| LS1 | MISC | BRACKET | PT Bracket | 569 | 43 | 280
| LS1 | MISC | TIMER | Timer | 563 | 9 | 10
| LS1 | POLE | OH | 30 ft Wood, OH | 425 | 33 | 27
| LS1 | POLE | OH | 30 ft Wood, OH | 626 | 11208 | 16022.389
| LS1 | POLE | OH | 35 ft Concrete, OH | 637 | 1233 | 4475.555
| LS1 | POLE | OH | 35 ft Wood, OH | 627 | 6748 | 18614.7
| LS1 | POLE | OH | 40/45 ft Wood, OH | 597 | 743 | 1648.107
| LS1 | POLE | OH | 40/45 ft Concrete, OH | 594 | 303 | 1094.812
| LS1 | POLE | UG | Existing Pole, UG | 641 | 14 | 33.008
| LS1 | POLE | UG | 10 ft PT AL , DB UG | 422 | 27 | 84.2
| LS1 | POLE | UG | 23 ft Concrete Round, DB UG | 523 | 8 | 111.002
| LS1 | POLE | UG | 25/30 ft Concrete, UG | 595 | 79 | 374
| LS1 | POLE | UG | 27 ft AL , DB UG | 616 | 18 | 717.438
| LS1 | POLE | UG | 28 ft AL , DB UG | 615 | 19 | 2434.029
| LS1 | POLE | UG | 30 ft AB Steel , UG | 589 | 8 | 126
| LS1 | POLE | UG | 35 ft Concrete (150 W), DB UG | 612 | 594 | 4143.965
| LS1 | POLE | UG | 35 ft Concrete (70-100W),DB UG | 607 | 1198 | 30321.561
| LS1 | POLE | UG | 35 ft Concrete, DB UG | 588 | 1218 | 13763.483
| LS1 | POLE | UG | 35 ft Concrete(250-400W),DB UG | 614 | 512 | 3762.702
| LS1 | POLE | UG | 35ft Conc Tall Waterford,DB UG | 591 | 110 | 1424.011
| LS1 | POLE | UG | 37 ft AL , DB UG | 622 | 5 | 339.009
| LS1 | POLE | UG | 38 ft AL , DB UG | 623 | 8 | 155.875
| LS1 | POLE | UG | 45 ft Concrete, DB UG | 596 | 186 | 1599.004
| LS1 | POLE | UG | Capitol PT, 16 ft AL, DB UG | 581 | 4 | 47.003
| LS1 | POLE | UG | Charlestn HD PT,16 ft AL,DB UG | 590 | 9 | 22
| LS1 | POLE | UG | Charleston PT, 16 ft AL, DB UG | 586 | 639 | 18360.948
| LS1 | POLE | UG | Charlstn Banr PT,16ft AL,DB UG | 585 | 13 | 117
| LS1 | POLE | UG | Franklin PT, 16 ft Comp, DB UG | 525 | 133 | 3389
| LS1 | POLE | UG | Heritage PT, 16 ft AL, DB UG | 580 | 17 | 140
| LS1 | POLE | UG | PT, 16 ft AL, DB UG | 584 | 19 | 148.002
| LS1 | POLE | UG | PT, 16 ft Concrete, DB UG | 599 | 2 | 48
| LS1 | POLE | UG | PT, 16 ft Fiber, DB UG | 624 | 352 | 3986.041
| LS1 | POLE | UG | Victorian PT,16 ft Conc, DB UG | 592 | 46 | 877.998
| LS1 | POLE | UG | Waterford PT,16 ft Conc, DB UG | 583 | 40 | 522.004
| LS1 | POLE | UG | Winston PT, 16 ft AL, DB UG | 593 | 591 | 5732.232
| LS1 | POLE | UG | Winston PT, 16 ft Fiber, DB UG | 582 | 765 | 16960.774
| LS1 | TIMED SERVICE | HPS | 100W HPS Classic PT, Timed | 530 | 1 | 0
| LS1 | TIMED SERVICE | HPS | 100W HPS Cobra/Nema, Timed | 863 | 3 | 0
| LS1 | TIMED SERVICE | HPS | 100W HPS Salem PT, Timed | 533 | 1 | 0
| LS1 | TIMED SERVICE | HPS | 150W HPS Cobra, Timed | 864 | 5 | 1
| LS1 | TIMED SERVICE | HPS | 250W HPS Cobra, Timed | 865 | 1 | 0
| LS1 | TIMED SERVICE | HPS | 400W HPS Cobra, Timed | 866 | 5 | 0
| LS1 | TIMED SERVICE | HPS | 400W HPS Flood, Timed | 484 | 1 | 0
| LS1 | TIMED SERVICE | HPS | 400W HPS Mongoose, Timed | 869 | 2 | 0
| LS1 | TIMED SERVICE | HPS | 70W HPS Cobra/Nema, Timed | 862 | 1 | 0
| LS1 | TIMED SERVICE | L17 | 105W LED Roadway, Timed | 982 | 8 | 23.721
| LS1 | TIMED SERVICE | L17 | 133W LED Roadway/Area, Timed | 903 | 1 | 1
| LS1 | TIMED SERVICE | L17 | 182W LED Roadway, Timed | 983 | 46 | 37.003
| LS1 | TIMED SERVICE | L17 | 199W LED Flood, Timed | 985 | 3 | 8
| LS1 | TIMED SERVICE | L17 | 225W LED Mongoose, Timed | 987 | 3 | 1
| LS1 | TIMED SERVICE | L17 | 255W LED Flood, Timed | 986 | 5 | 3.788
| LS1 | TIMED SERVICE | L17 | 27W LED Roadway, Timed | 981 | 23 | 13.002
| LS1 | TIMED SERVICE | L17 | 330W LED Area-Lighter, Timed | 984 | 7 | 46
| LS1 | TIMED SERVICE | L17 | 39W LED Granville PT, Timed | 988 | 1 | 0
| LS1 | TIMED SERVICE | L17 | 54W LED Salem PT, Timed | 992 | 2 | 0.5
| LS1 | TIMED SERVICE | L17 | 76W LED Salem PT, Timed | 990 | 25 | 43.005
| LS1 | TIMED SERVICE | LED | 106W LED Roadway, Timed | 841 | 1 | 4
| LS1 | TIMED SERVICE | LED | 211W LED Area-Lighter, Timed | 846 | 1 | 13
| LS1 | TIMED SERVICE | LED | 315W LED Area-Lighter, Timed | 847 | 3 | 1
| LS1 | TIMED SERVICE | LED | 56W LED Roadway, Timed | 848 | 2 | 1
| LS1 | TIMED SERVICE | LED | 67W LED Post Top, Timed | 844 | 1 | 4.001
| LS1 | TIMED SERVICE | MH | 1000W MH Flood, Timed | 578 | 8 | 0
| LS1 | TIMED SERVICE | MH | 1000W MH Shoebox, Timed | 577 | 7 | 2
| LS1 | TIMED SERVICE | MH | 175W MH General PT, Timed | 548 | 1 | 0
| LS1 | TIMED SERVICE | MH | 175W MH Salem PT, Timed | 568 | 1 | 0
| LS1 | TIMED SERVICE | MH | 175W MH Shoebox, Timed | 549 | 2 | 0
| LS1 | TIMED SERVICE | MH | 400W MH Cobra, Timed | 522 | 1 | 0
| LS1 | TIMED SERVICE | MH | 400W MH Flood, Timed | 541 | 1 | 0
| LS1 | TIMED SERVICE | MH | 400W MH Shoebox, Timed | 540 | 4 | 0
| LS2 | ENERGY | UNMETERED | Electric Rate Category Facts | FAC | 25
| LS2 | IPV | IPV | Electric Rate Category Facts | FAC | 25
Hide Prompts
UnHide Prompts

## BL017 Test (hidden)
[7 empty] | Count of Installation | Count of Billing Items | Operation Type | POLE
Billing Year | Billing Month | Tariff | Operation Type | Equipment | Rate Type | Tariff Rate Code | Count of Installation | Count of Billing Items
2022 | 1 | LS1 | DUSK TO DAWN | HPS | 100W HPS Classic PT, DTD | 570 | 369 | 2416.201 | Row Labels | Sum of Count of Billing Items |  | 2022 YE | 2022 Averaged each Month
2022 | 1 | LS1 | DUSK TO DAWN | HPS | 100W HPS Cobra/Nema, DTD | 803 | 15229 | 14605.867 | 1 | 151008.513 | 425 | 27 | 28.9623
2022 | 1 | LS1 | DUSK TO DAWN | HPS | 100W HPS Colonial PT, DTD | 572 | 128 | 1014.988 | OH | 42384.103 | 594 | 1094.812 | 1092.6542
2022 | 1 | LS1 | DUSK TO DAWN | HPS | 100W HPS Contemporary PT, DTD | 571 | 1 | 0 | 425 | 31.4 | 597 | 1648.107 | 1663.9274
2022 | 1 | LS1 | DUSK TO DAWN | HPS | 100W HPS Salem PT, DTD | 573 | 630 | 4869.955 | 594 | 1096.54 | 626 | 16022.389 | 16357.4477
2022 | 1 | LS1 | DUSK TO DAWN | HPS | 100W HPS Shoebox, DTD | 550 | 93 | 371.871 | 597 | 1629.727 | 627 | 18614.7 | 18708.8257
2022 | 1 | LS1 | DUSK TO DAWN | HPS | 150W HPS Cobra, DTD | 804 | 4603 | 4003.211 | 626 | 16504.121 | 637 | 4475.555 | 4506.089
2022 | 1 | LS1 | DUSK TO DAWN | HPS | 250W HPS Cobra, DTD | 805 | 3381 | 3967.538 | 627 | 18594.564
2022 | 1 | LS1 | DUSK TO DAWN | HPS | 250W HPS Flood, DTD | 468 | 539 | 369.288 | 637 | 4527.751
2022 | 1 | LS1 | DUSK TO DAWN | HPS | 250W HPS Shoebox, DTD | 566 | 98 | 512.465 | UG | 108624.41
2022 | 1 | LS1 | DUSK TO DAWN | HPS | 400W HPS Cobra, DTD | 806 | 3268 | 2528.612 | 422 | 87
2022 | 1 | LS1 | DUSK TO DAWN | HPS | 400W HPS Flood, DTD | 478 | 863 | 639.406 | 523 | 111.77
2022 | 1 | LS1 | DUSK TO DAWN | HPS | 400W HPS Mongoose, DTD | 809 | 74 | 69.659 | 525 | 3288.165
2022 | 1 | LS1 | DUSK TO DAWN | HPS | 400W HPS Shoebox, DTD | 552 | 112 | 148.616 | 580 | 153
2022 | 1 | LS1 | DUSK TO DAWN | HPS | 50W HPS Cobra, DTD | 800 | 4314 | 2041.889 | 581 | 47.001
2022 | 1 | LS1 | DUSK TO DAWN | HPS | 50W HPS PT, DTD | 509 | 49 | 1 | 582 | 17099.201
2022 | 1 | LS1 | DUSK TO DAWN | HPS | 70W HPS Coach PT, DTD | 810 | 324 | 1250.802 | 583 | 484.918
2022 | 1 | LS1 | DUSK TO DAWN | HPS | 70W HPS Cobra/Nema, DTD | 802 | 7348 | 4562.253 | 584 | 148
2022 | 1 | LS1 | DUSK TO DAWN | INC | 800W INC Ybor Archway, DTD-280 | 669 | 1 | 24 | 585 | 104.55
2022 | 1 | LS1 | DUSK TO DAWN | L17 | 105W LED Roadway, DTD | 926 | 3743 | 11764.567 | 586 | 18096.474
2022 | 1 | LS1 | DUSK TO DAWN | L17 | 133W LED Roadway/Area, DTD | 932 | 322 | 1584.273 | 588 | 13325.113
2022 | 1 | LS1 | DUSK TO DAWN | L17 | 143W LED Area-Lighter, DTD | 935 | 17 | 65.799 | 589 | 133.002
2022 | 1 | LS1 | DUSK TO DAWN | L17 | 145W LED Roadway, DTD | 937 | 2714 | 14191.673 | 590 | 33.531
2022 | 1 | LS1 | DUSK TO DAWN | L17 | 182W LED Roadway, DTD | 941 | 3016 | 12392.87 | 591 | 1381.002
2022 | 1 | LS1 | DUSK TO DAWN | L17 | 199W LED Flood, DTD | 951 | 1227 | 2464.24 | 592 | 835.184
2022 | 1 | LS1 | DUSK TO DAWN | L17 | 225W LED Mongoose, DTD | 956 | 109 | 468.364 | 593 | 4737.018
2022 | 1 | LS1 | DUSK TO DAWN | L17 | 247W LED Area-Lighter, DTD | 945 | 536 | 3745.473 | 595 | 375.98
2022 | 1 | LS1 | DUSK TO DAWN | L17 | 255W LED Flood, DTD | 953 | 507 | 1027.681 | 596 | 1572.43
2022 | 1 | LS1 | DUSK TO DAWN | L17 | 26W LED Granville PT, DTD | 965 | 315 | 2999.752 | 599 | 48
2022 | 1 | LS1 | DUSK TO DAWN | L17 | 27W LED Roadway, DTD | 912 | 7444 | 10513.586 | 607 | 30833.778
2022 | 1 | LS1 | DUSK TO DAWN | L17 | 330W LED Area-Lighter, DTD | 947 | 521 | 1972.721 | 612 | 4203.782
2022 | 1 | LS1 | DUSK TO DAWN | L17 | 333W LED Mongoose, DTD | 958 | 15 | 38.001 | 614 | 3845.8
2022 | 1 | LS1 | DUSK TO DAWN | L17 | 39W LED Enh Granv PT, DTD | 968 | 138 | 1476.729 | 615 | 2499.223
2022 | 1 | LS1 | DUSK TO DAWN | L17 | 39W LED Granville PT, DTD | 967 | 417 | 6030.838 | 616 | 673.11
2022 | 1 | LS1 | DUSK TO DAWN | L17 | 47W LED Roadway , DTD | 914 | 12135 | 77560.273 | 622 | 342.44
2022 | 1 | LS1 | DUSK TO DAWN | L17 | 55W LED Salem PT, DTD | 971 | 1026 | 19069.954 | 623 | 92
2022 | 1 | LS1 | DUSK TO DAWN | L17 | 60W LED Enh Granv PT, DTD | 973 | 11 | 51 | 624 | 4039.719
2022 | 1 | LS1 | DUSK TO DAWN | L17 | 60W LED Granville PT, DTD | 972 | 28 | 448.918 | 641 | 33.219
2022 | 1 | LS1 | DUSK TO DAWN | L17 | 76W LED Salem PT, DTD | 975 | 334 | 3615.349 | 10 | 152124.085
2022 | 1 | LS1 | DUSK TO DAWN | L17 | 88W LED Roadway/Area, DTD | 921 | 130 | 1853.762 | OH | 42277.042
2022 | 1 | LS1 | DUSK TO DAWN | LED | 100W LED Classic PT, DTD-35 | 836 | 15 | 191.006 | 425 | 28
2022 | 1 | LS1 | DUSK TO DAWN | LED | 106W LED Roadway, DTD | 821 | 20 | 24.005 | 594 | 1093.919
2022 | 1 | LS1 | DUSK TO DAWN | LED | 107W LED Roadway, DTD | 820 | 294 | 2400.575 | 597 | 1665.91
2022 | 1 | LS1 | DUSK TO DAWN | LED | 152W LED, Area-Lighter, DTD-53 | 830 | 44 | 171.997 | 626 | 16244.618
2022 | 1 | LS1 | DUSK TO DAWN | LED | 157W LED Roadway, DTD-55 | 829 | 140 | 446.02 | 627 | 18739.422
2022 | 1 | LS1 | DUSK TO DAWN | LED | 196W LED Roadway, DTD | 822 | 19 | 32.008 | 637 | 4505.173
2022 | 1 | LS1 | DUSK TO DAWN | LED | 211W LED Area-Lighter, DTD | 826 | 109 | 683.893 | UG | 109847.043
2022 | 1 | LS1 | DUSK TO DAWN | LED | 213W LED Roadway, DTD | 823 | 240 | 2141.326 | 422 | 87
2022 | 1 | LS1 | DUSK TO DAWN | LED | 238W LED, Flood, DTD-83 | 831 | 99 | 210.799 | 523 | 111
2022 | 1 | LS1 | DUSK TO DAWN | LED | 245W LED, Mongoose, DTD-86 | 833 | 13 | 61.006 | 525 | 3389.003
2022 | 1 | LS1 | DUSK TO DAWN | LED | 315W LED Area-Lighter, DTD | 827 | 615 | 5785.673 | 580 | 140
2022 | 1 | LS1 | DUSK TO DAWN | LED | 328W LED, Mongoose, DTD-115 | 834 | 13 | 21 | 581 | 47
2022 | 1 | LS1 | DUSK TO DAWN | LED | 359W LED, Flood, DTD-126 | 832 | 401 | 1289.895 | 582 | 17022.063
2022 | 1 | LS1 | DUSK TO DAWN | LED | 56W LED Roadway, DTD-20 | 828 | 624 | 1604.328 | 583 | 522.995
2022 | 1 | LS1 | DUSK TO DAWN | LED | 60W LED Classic PT, DTD-21 | 835 | 36 | 667.401 | 584 | 148
2022 | 1 | LS1 | DUSK TO DAWN | LED | 67W LED Post Top, DTD | 824 | 139 | 3287.105 | 585 | 116.995
2022 | 1 | LS1 | DUSK TO DAWN | LED | 99W LED Post Top, DTD | 825 | 67 | 1270.846 | 586 | 18183.434
2022 | 1 | LS1 | DUSK TO DAWN | MH | 1000W MH Flood, DTD | 558 | 741 | 237.516 | 588 | 13693.691
2022 | 1 | LS1 | DUSK TO DAWN | MH | 1000W MH Shoebox, DTD | 576 | 608 | 343.049 | 589 | 126
2022 | 1 | LS1 | DUSK TO DAWN | MH | 150W MH General PT, DTD | 701 | 7 | 3.001 | 590 | 22.001
2022 | 1 | LS1 | DUSK TO DAWN | MH | 150W MH Salem PT, DTD | 700 | 17 | 30.818 | 591 | 1405.922
2022 | 1 | LS1 | DUSK TO DAWN | MH | 150W MH Shoebox, DTD | 702 | 3 | 0 | 592 | 835.278
2022 | 1 | LS1 | DUSK TO DAWN | MH | 175W MH General PT, DTD | 574 | 46 | 169.494 | 593 | 5661.637
2022 | 1 | LS1 | DUSK TO DAWN | MH | 175W MH Salem PT, DTD | 575 | 65 | 270.209 | 595 | 372.699
2022 | 1 | LS1 | DUSK TO DAWN | MH | 175W MH Shoebox, DTD | 564 | 3 | 0 | 596 | 1571.672
2022 | 1 | LS1 | DUSK TO DAWN | MH | 350W MH Cobra, DTD | 704 | 40 | 12.82 | 599 | 48
2022 | 1 | LS1 | DUSK TO DAWN | MH | 350W MH Flood, DTD | 705 | 42 | 15.545 | 607 | 30660.266
2022 | 1 | LS1 | DUSK TO DAWN | MH | 350W MH Shoebox, DTD | 703 | 79 | 44.065 | 612 | 4194.466
2022 | 1 | LS1 | DUSK TO DAWN | MH | 400W MH Cobra, DTD | 520 | 206 | 92.678 | 614 | 3766.408
2022 | 1 | LS1 | DUSK TO DAWN | MH | 400W MH Flood, DTD | 556 | 481 | 228.694 | 615 | 2457.725
2022 | 1 | LS1 | DUSK TO DAWN | MH | 400W MH Shoebox, DTD | 554 | 539 | 480.005 | 616 | 718.585
2022 | 1 | LS1 | ENERGY | METERED | Electric Rate Category Facts | FAC | 214 |  | 622 | 339.618
2022 | 1 | LS1 | ENERGY | UNMETERED | Electric Rate Category Facts | FAC | 40026 |  | 623 | 155.005
2022 | 1 | LS1 | MISC | BRACKET | PT Bracket | 569 | 43 | 259.324 | 624 | 4017.58
2022 | 1 | LS1 | MISC | TIMER | Timer | 563 | 9 | 10 | 641 | 33
2022 | 1 | LS1 | POLE | OH | 30 ft Wood, OH | 425 | 32 | 31.4 | 11 | 151646.409
2022 | 1 | LS1 | POLE | OH | 30 ft Wood, OH | 626 | 11298 | 16504.121 | OH | 41997.74
2022 | 1 | LS1 | POLE | OH | 35 ft Concrete, OH | 637 | 1220 | 4527.751 | 425 | 27.758
2022 | 1 | LS1 | POLE | OH | 35 ft Wood, OH | 627 | 6619 | 18594.564 | 594 | 1087.274
2022 | 1 | LS1 | POLE | OH | 40/45 ft Wood, OH | 597 | 735 | 1629.727 | 597 | 1654.899
2022 | 1 | LS1 | POLE | OH | 40/45 ft Concrete, OH | 594 | 296 | 1096.54 | 626 | 16114.434
2022 | 1 | LS1 | POLE | UG | Existing Pole, UG | 641 | 14 | 33.219 | 627 | 18656.622
2022 | 1 | LS1 | POLE | UG | 10 ft PT AL , DB UG | 422 | 28 | 87 | 637 | 4456.753
2022 | 1 | LS1 | POLE | UG | 23 ft Concrete Round, DB UG | 523 | 8 | 111.77 | UG | 109648.669
2022 | 1 | LS1 | POLE | UG | 25/30 ft Concrete, UG | 595 | 78 | 375.98 | 422 | 84
2022 | 1 | LS1 | POLE | UG | 27 ft AL , DB UG | 616 | 18 | 673.11 | 523 | 111
2022 | 1 | LS1 | POLE | UG | 28 ft AL , DB UG | 615 | 19 | 2499.223 | 525 | 3389.003
2022 | 1 | LS1 | POLE | UG | 30 ft AB Steel , UG | 589 | 8 | 133.002 | 580 | 140
2022 | 1 | LS1 | POLE | UG | 35 ft Concrete (150 W), DB UG | 612 | 591 | 4203.782 | 581 | 47
2022 | 1 | LS1 | POLE | UG | 35 ft Concrete (70-100W),DB UG | 607 | 1208 | 30833.778 | 582 | 17015.506
2022 | 1 | LS1 | POLE | UG | 35 ft Concrete, DB UG | 588 | 1161 | 13325.113 | 583 | 522.099
2022 | 1 | LS1 | POLE | UG | 35 ft Concrete(250-400W),DB UG | 614 | 508 | 3845.8 | 584 | 148
2022 | 1 | LS1 | POLE | UG | 35ft Conc Tall Waterford,DB UG | 591 | 105 | 1381.002 | 585 | 116.995
2022 | 1 | LS1 | POLE | UG | 37 ft AL , DB UG | 622 | 5 | 342.44 | 586 | 18252.851
2022 | 1 | LS1 | POLE | UG | 38 ft AL , DB UG | 623 | 8 | 92 | 588 | 13730.784
2022 | 1 | LS1 | POLE | UG | 45 ft Concrete, DB UG | 596 | 185 | 1572.43 | 589 | 126
2022 | 1 | LS1 | POLE | UG | Capitol PT, 16 ft AL, DB UG | 581 | 4 | 47.001 | 590 | 22
2022 | 1 | LS1 | POLE | UG | Charlestn HD PT,16 ft AL,DB UG | 590 | 8 | 33.531 | 591 | 1423.381
2022 | 1 | LS1 | POLE | UG | Charleston PT, 16 ft AL, DB UG | 586 | 643 | 18096.474 | 592 | 855.001
2022 | 1 | LS1 | POLE | UG | Charlstn Banr PT,16ft AL,DB UG | 585 | 15 | 104.55 | 593 | 5709.523
2022 | 1 | LS1 | POLE | UG | Franklin PT, 16 ft Comp, DB UG | 525 | 128 | 3288.165 | 595 | 378.997
2022 | 1 | LS1 | POLE | UG | Heritage PT, 16 ft AL, DB UG | 580 | 17 | 153 | 596 | 1584.911
2022 | 1 | LS1 | POLE | UG | PT, 16 ft AL, DB UG | 584 | 19 | 148 | 599 | 48
2022 | 1 | LS1 | POLE | UG | PT, 16 ft Concrete, DB UG | 599 | 2 | 48 | 607 | 30345.618
2022 | 1 | LS1 | POLE | UG | PT, 16 ft Fiber, DB UG | 624 | 353 | 4039.719 | 612 | 4155.483
2022 | 1 | LS1 | POLE | UG | Victorian PT,16 ft Conc, DB UG | 592 | 45 | 835.184 | 614 | 3761.513
2022 | 1 | LS1 | POLE | UG | Waterford PT,16 ft Conc, DB UG | 583 | 41 | 484.918 | 615 | 2433.001
2022 | 1 | LS1 | POLE | UG | Winston PT, 16 ft AL, DB UG | 593 | 483 | 4737.018 | 616 | 719.863
2022 | 1 | LS1 | POLE | UG | Winston PT, 16 ft Fiber, DB UG | 582 | 741 | 17099.201 | 622 | 338.994
2022 | 1 | LS1 | TIMED SERVICE | HPS | 100W HPS Classic PT, Timed | 530 | 1 | 0 | 623 | 155.005
2022 | 1 | LS1 | TIMED SERVICE | HPS | 100W HPS Cobra/Nema, Timed | 863 | 3 | 0 | 624 | 4001.143
2022 | 1 | LS1 | TIMED SERVICE | HPS | 100W HPS Salem PT, Timed | 533 | 1 | 0 | 641 | 32.998
2022 | 1 | LS1 | TIMED SERVICE | HPS | 150W HPS Cobra, Timed | 864 | 5 | 5 | 12 | 151622.852
2022 | 1 | LS1 | TIMED SERVICE | HPS | 250W HPS Cobra, Timed | 865 | 1 | 0 | OH | 41882.563
2022 | 1 | LS1 | TIMED SERVICE | HPS | 400W HPS Cobra, Timed | 866 | 5 | 0 | 425 | 27
2022 | 1 | LS1 | TIMED SERVICE | HPS | 400W HPS Flood, Timed | 484 | 1 | 0 | 594 | 1094.812
2022 | 1 | LS1 | TIMED SERVICE | HPS | 400W HPS Mongoose, Timed | 869 | 2 | 2.001 | 597 | 1648.107
2022 | 1 | LS1 | TIMED SERVICE | HPS | 70W HPS Cobra/Nema, Timed | 862 | 1 | 0 | 626 | 16022.389
2022 | 1 | LS1 | TIMED SERVICE | L17 | 105W LED Roadway, Timed | 982 | 5 | 8.001 | 627 | 18614.7
2022 | 1 | LS1 | TIMED SERVICE | L17 | 182W LED Roadway, Timed | 983 | 45 | 68.965 | 637 | 4475.555
2022 | 1 | LS1 | TIMED SERVICE | L17 | 199W LED Flood, Timed | 985 | 2 | 7.001 | UG | 109740.289
2022 | 1 | LS1 | TIMED SERVICE | L17 | 225W LED Mongoose, Timed | 987 | 2 | 1 | 422 | 84.2
2022 | 1 | LS1 | TIMED SERVICE | L17 | 255W LED Flood, Timed | 986 | 4 | 3.452 | 523 | 111.002
2022 | 1 | LS1 | TIMED SERVICE | L17 | 27W LED Roadway, Timed | 981 | 22 | 16.01 | 525 | 3389
2022 | 1 | LS1 | TIMED SERVICE | L17 | 330W LED Area-Lighter, Timed | 984 | 5 | 33 | 580 | 140
2022 | 1 | LS1 | TIMED SERVICE | L17 | 39W LED Granville PT, Timed | 988 | 1 | 0 | 581 | 47.003
2022 | 1 | LS1 | TIMED SERVICE | L17 | 76W LED Salem PT, Timed | 990 | 24 | 42.627 | 582 | 16960.774
2022 | 1 | LS1 | TIMED SERVICE | LED | 106W LED Roadway, Timed | 841 | 1 | 4 | 583 | 522.004
2022 | 1 | LS1 | TIMED SERVICE | LED | 211W LED Area-Lighter, Timed | 846 | 1 | 13 | 584 | 148.002
2022 | 1 | LS1 | TIMED SERVICE | LED | 315W LED Area-Lighter, Timed | 847 | 3 | 1 | 585 | 117
2022 | 1 | LS1 | TIMED SERVICE | LED | 56W LED Roadway, Timed | 848 | 2 | 11 | 586 | 18360.948
2022 | 1 | LS1 | TIMED SERVICE | LED | 67W LED Post Top, Timed | 844 | 1 | 4 | 588 | 13763.483
2022 | 1 | LS1 | TIMED SERVICE | MH | 1000W MH Flood, Timed | 578 | 8 | 1 | 589 | 126
2022 | 1 | LS1 | TIMED SERVICE | MH | 1000W MH Shoebox, Timed | 577 | 7 | 10.001 | 590 | 22
2022 | 1 | LS1 | TIMED SERVICE | MH | 175W MH General PT, Timed | 548 | 1 | 0 | 591 | 1424.011
2022 | 1 | LS1 | TIMED SERVICE | MH | 175W MH Salem PT, Timed | 568 | 1 | 0 | 592 | 877.998
2022 | 1 | LS1 | TIMED SERVICE | MH | 175W MH Shoebox, Timed | 549 | 2 | 0 | 593 | 5732.232
2022 | 1 | LS1 | TIMED SERVICE | MH | 400W MH Flood, Timed | 541 | 1 | 0 | 595 | 374
2022 | 1 | LS1 | TIMED SERVICE | MH | 400W MH Shoebox, Timed | 540 | 5 | 0.788 | 596 | 1599.004
2022 | 1 | LS2 | ENERGY | UNMETERED | Electric Rate Category Facts | FAC | 6 |  | 599 | 48
2022 | 1 | LS2 | IPV | IPV | Electric Rate Category Facts | FAC | 6 |  | 607 | 30321.561
2022 | 2 | LS1 | DUSK TO DAWN | HPS | 100W HPS Classic PT, DTD | 570 | 369 | 2394.407 | 612 | 4143.965
2022 | 2 | LS1 | DUSK TO DAWN | HPS | 100W HPS Cobra/Nema, DTD | 803 | 15235 | 12486.493 | 614 | 3762.702
2022 | 2 | LS1 | DUSK TO DAWN | HPS | 100W HPS Colonial PT, DTD | 572 | 128 | 984.195 | 615 | 2434.029
2022 | 2 | LS1 | DUSK TO DAWN | HPS | 100W HPS Contemporary PT, DTD | 571 | 1 | 0 | 616 | 717.438
2022 | 2 | LS1 | DUSK TO DAWN | HPS | 100W HPS Salem PT, DTD | 573 | 631 | 4783.767 | 622 | 339.009
2022 | 2 | LS1 | DUSK TO DAWN | HPS | 100W HPS Shoebox, DTD | 550 | 93 | 262.552 | 623 | 155.875
2022 | 2 | LS1 | DUSK TO DAWN | HPS | 150W HPS Cobra, DTD | 804 | 4608 | 3776.288 | 624 | 3986.041
2022 | 2 | LS1 | DUSK TO DAWN | HPS | 250W HPS Cobra, DTD | 805 | 3375 | 3523.145 | 641 | 33.008
2022 | 2 | LS1 | DUSK TO DAWN | HPS | 250W HPS Flood, DTD | 468 | 539 | 360.956 | 2 | 155495.118
2022 | 2 | LS1 | DUSK TO DAWN | HPS | 250W HPS Shoebox, DTD | 566 | 98 | 405.236 | OH | 42603.982
2022 | 2 | LS1 | DUSK TO DAWN | HPS | 400W HPS Cobra, DTD | 806 | 3273 | 2263.275 | 425 | 31
2022 | 2 | LS1 | DUSK TO DAWN | HPS | 400W HPS Flood, DTD | 478 | 862 | 625.509 | 594 | 1087.463
2022 | 2 | LS1 | DUSK TO DAWN | HPS | 400W HPS Mongoose, DTD | 809 | 74 | 69.006 | 597 | 1702.974
2022 | 2 | LS1 | DUSK TO DAWN | HPS | 400W HPS Shoebox, DTD | 552 | 113 | 144.451 | 626 | 16503.025
2022 | 2 | LS1 | DUSK TO DAWN | HPS | 50W HPS Cobra, DTD | 800 | 4306 | 1874.687 | 627 | 18672.544
2022 | 2 | LS1 | DUSK TO DAWN | HPS | 50W HPS PT, DTD | 509 | 48 | 1 | 637 | 4606.976
2022 | 2 | LS1 | DUSK TO DAWN | HPS | 70W HPS Coach PT, DTD | 810 | 323 | 1220.01 | UG | 112891.136
2022 | 2 | LS1 | DUSK TO DAWN | HPS | 70W HPS Cobra/Nema, DTD | 802 | 7352 | 4335.904 | 422 | 87.001
2022 | 2 | LS1 | DUSK TO DAWN | INC | 800W INC Ybor Archway, DTD-280 | 669 | 1 | 24 | 523 | 112.001
2022 | 2 | LS1 | DUSK TO DAWN | L17 | 105W LED Roadway, DTD | 926 | 3818 | 12228.879 | 525 | 3270.868
2022 | 2 | LS1 | DUSK TO DAWN | L17 | 133W LED Roadway/Area, DTD | 932 | 324 | 1733.3 | 580 | 141.415
2022 | 2 | LS1 | DUSK TO DAWN | L17 | 143W LED Area-Lighter, DTD | 935 | 17 | 202.001 | 581 | 47
2022 | 2 | LS1 | DUSK TO DAWN | L17 | 145W LED Roadway, DTD | 937 | 2782 | 14653.495 | 582 | 17120.229
2022 | 2 | LS1 | DUSK TO DAWN | L17 | 182W LED Roadway, DTD | 941 | 3079 | 12752.204 | 583 | 485.002
2022 | 2 | LS1 | DUSK TO DAWN | L17 | 199W LED Flood, DTD | 951 | 1240 | 2488.055 | 584 | 148.002
2022 | 2 | LS1 | DUSK TO DAWN | L17 | 225W LED Mongoose, DTD | 956 | 110 | 469.533 | 585 | 117
2022 | 2 | LS1 | DUSK TO DAWN | L17 | 247W LED Area-Lighter, DTD | 945 | 545 | 3844.263 | 586 | 20805.148
2022 | 2 | LS1 | DUSK TO DAWN | L17 | 255W LED Flood, DTD | 953 | 520 | 1060.63 | 588 | 14415.148
2022 | 2 | LS1 | DUSK TO DAWN | L17 | 26W LED Granville PT, DTD | 965 | 316 | 3055.89 | 589 | 132.467
2022 | 2 | LS1 | DUSK TO DAWN | L17 | 27W LED Roadway, DTD | 912 | 7635 | 10872.391 | 590 | 22
2022 | 2 | LS1 | DUSK TO DAWN | L17 | 330W LED Area-Lighter, DTD | 947 | 535 | 2093.337 | 591 | 1376.526
2022 | 2 | LS1 | DUSK TO DAWN | L17 | 333W LED Mongoose, DTD | 958 | 16 | 38.9 | 592 | 1007.002
2022 | 2 | LS1 | DUSK TO DAWN | L17 | 39W LED Enh Granv PT, DTD | 968 | 140 | 1568.8 | 593 | 4905.279
2022 | 2 | LS1 | DUSK TO DAWN | L17 | 39W LED Granville PT, DTD | 967 | 418 | 6063.832 | 595 | 371.719
2022 | 2 | LS1 | DUSK TO DAWN | L17 | 47W LED Roadway , DTD | 914 | 12417 | 80582.073 | 596 | 1574.539
2022 | 2 | LS1 | DUSK TO DAWN | L17 | 55W LED Salem PT, DTD | 971 | 1035 | 21738.815 | 599 | 48
2022 | 2 | LS1 | DUSK TO DAWN | L17 | 60W LED Enh Granv PT, DTD | 973 | 11 | 51 | 607 | 30787.208
2022 | 2 | LS1 | DUSK TO DAWN | L17 | 60W LED Granville PT, DTD | 972 | 28 | 449.073 | 612 | 4345.25
2022 | 2 | LS1 | DUSK TO DAWN | L17 | 76W LED Salem PT, DTD | 975 | 335 | 4056.765 | 614 | 3869.879
2022 | 2 | LS1 | DUSK TO DAWN | L17 | 88W LED Roadway/Area, DTD | 921 | 133 | 1967.743 | 615 | 2489.935
2022 | 2 | LS1 | DUSK TO DAWN | LED | 100W LED Classic PT, DTD-35 | 836 | 15 | 190.997 | 616 | 690.904
2022 | 2 | LS1 | DUSK TO DAWN | LED | 106W LED Roadway, DTD | 821 | 21 | 30.002 | 622 | 341.004
2022 | 2 | LS1 | DUSK TO DAWN | LED | 107W LED Roadway, DTD | 820 | 295 | 2568.781 | 623 | 91.193
2022 | 2 | LS1 | DUSK TO DAWN | LED | 152W LED, Area-Lighter, DTD-53 | 830 | 44 | 172 | 624 | 4056.415
2022 | 2 | LS1 | DUSK TO DAWN | LED | 157W LED Roadway, DTD-55 | 829 | 140 | 446.444 | 641 | 33.002
2022 | 2 | LS1 | DUSK TO DAWN | LED | 196W LED Roadway, DTD | 822 | 19 | 32.545 | 3 | 147688.893
2022 | 2 | LS1 | DUSK TO DAWN | LED | 211W LED Area-Lighter, DTD | 826 | 110 | 703.793 | OH | 42434.617
2022 | 2 | LS1 | DUSK TO DAWN | LED | 213W LED Roadway, DTD | 823 | 241 | 2141.367 | 425 | 30.862
2022 | 2 | LS1 | DUSK TO DAWN | LED | 238W LED, Flood, DTD-83 | 831 | 99 | 210.037 | 594 | 1088.299
2022 | 2 | LS1 | DUSK TO DAWN | LED | 245W LED, Mongoose, DTD-86 | 833 | 13 | 60.486 | 597 | 1673.264
2022 | 2 | LS1 | DUSK TO DAWN | LED | 315W LED Area-Lighter, DTD | 827 | 620 | 5957.312 | 626 | 16522.969
2022 | 2 | LS1 | DUSK TO DAWN | LED | 328W LED, Mongoose, DTD-115 | 834 | 14 | 21.931 | 627 | 18683.253
2022 | 2 | LS1 | DUSK TO DAWN | LED | 359W LED, Flood, DTD-126 | 832 | 403 | 1289.073 | 637 | 4435.97
2022 | 2 | LS1 | DUSK TO DAWN | LED | 56W LED Roadway, DTD-20 | 828 | 619 | 1597.847 | UG | 105254.276
2022 | 2 | LS1 | DUSK TO DAWN | LED | 60W LED Classic PT, DTD-21 | 835 | 36 | 667.011 | 422 | 87.001
2022 | 2 | LS1 | DUSK TO DAWN | LED | 67W LED Post Top, DTD | 824 | 139 | 3266.358 | 523 | 112.001
2022 | 2 | LS1 | DUSK TO DAWN | LED | 99W LED Post Top, DTD | 825 | 66 | 1138.103 | 525 | 3333.012
2022 | 2 | LS1 | DUSK TO DAWN | MH | 1000W MH Flood, DTD | 558 | 748 | 215.916 | 580 | 141
2022 | 2 | LS1 | DUSK TO DAWN | MH | 1000W MH Shoebox, DTD | 576 | 612 | 316.379 | 581 | 47
2022 | 2 | LS1 | DUSK TO DAWN | MH | 150W MH General PT, DTD | 701 | 7 | 3.004 | 582 | 17119.423
2022 | 2 | LS1 | DUSK TO DAWN | MH | 150W MH Salem PT, DTD | 700 | 17 | 29.753 | 583 | 484.998
2022 | 2 | LS1 | DUSK TO DAWN | MH | 150W MH Shoebox, DTD | 702 | 3 | 0 | 584 | 148
2022 | 2 | LS1 | DUSK TO DAWN | MH | 175W MH General PT, DTD | 574 | 46 | 161.585 | 585 | 116.998
2022 | 2 | LS1 | DUSK TO DAWN | MH | 175W MH Salem PT, DTD | 575 | 65 | 245.236 | 586 | 15133.667
2022 | 2 | LS1 | DUSK TO DAWN | MH | 175W MH Shoebox, DTD | 564 | 3 | 0 | 588 | 12718.574
2022 | 2 | LS1 | DUSK TO DAWN | MH | 350W MH Cobra, DTD | 704 | 40 | 8.002 | 589 | 132
2022 | 2 | LS1 | DUSK TO DAWN | MH | 350W MH Flood, DTD | 705 | 42 | 15 | 590 | 22
2022 | 2 | LS1 | DUSK TO DAWN | MH | 350W MH Shoebox, DTD | 703 | 79 | 35.357 | 591 | 1379
2022 | 2 | LS1 | DUSK TO DAWN | MH | 400W MH Cobra, DTD | 520 | 207 | 81.946 | 592 | 654.001
2022 | 2 | LS1 | DUSK TO DAWN | MH | 400W MH Flood, DTD | 556 | 484 | 226.907 | 593 | 4970.707
2022 | 2 | LS1 | DUSK TO DAWN | MH | 400W MH Shoebox, DTD | 554 | 539 | 383.78 | 595 | 372.998
2022 | 2 | LS1 | ENERGY | METERED | Electric Rate Category Facts | FAC | 223 |  | 596 | 1575.002
2022 | 2 | LS1 | ENERGY | UNMETERED | Electric Rate Category Facts | FAC | 40050 |  | 599 | 48
2022 | 2 | LS1 | MISC | BRACKET | PT Bracket | 569 | 43 | 261.001 | 607 | 30818.62
2022 | 2 | LS1 | MISC | TIMER | Timer | 563 | 9 | 10 | 612 | 4260.347
2022 | 2 | LS1 | POLE | OH | 30 ft Wood, OH | 425 | 32 | 31 | 614 | 3888.003
2022 | 2 | LS1 | POLE | OH | 30 ft Wood, OH | 626 | 11309 | 16503.025 | 615 | 2488.001
2022 | 2 | LS1 | POLE | OH | 35 ft Concrete, OH | 637 | 1223 | 4606.976 | 616 | 692.791
2022 | 2 | LS1 | POLE | OH | 35 ft Wood, OH | 627 | 6648 | 18672.544 | 622 | 340.997
2022 | 2 | LS1 | POLE | OH | 40/45 ft Wood, OH | 597 | 743 | 1702.974 | 623 | 91
2022 | 2 | LS1 | POLE | OH | 40/45 ft Concrete, OH | 594 | 295 | 1087.463 | 624 | 4046.136
2022 | 2 | LS1 | POLE | UG | Existing Pole, UG | 641 | 14 | 33.002 | 641 | 32.999
2022 | 2 | LS1 | POLE | UG | 10 ft PT AL , DB UG | 422 | 27 | 87.001 | 4 | 151856.743
2022 | 2 | LS1 | POLE | UG | 23 ft Concrete Round, DB UG | 523 | 8 | 112.001 | OH | 42501.121
2022 | 2 | LS1 | POLE | UG | 25/30 ft Concrete, UG | 595 | 78 | 371.719 | 425 | 28.521
2022 | 2 | LS1 | POLE | UG | 27 ft AL , DB UG | 616 | 18 | 690.904 | 594 | 1093.628
2022 | 2 | LS1 | POLE | UG | 28 ft AL , DB UG | 615 | 19 | 2489.935 | 597 | 1667.539
2022 | 2 | LS1 | POLE | UG | 30 ft AB Steel , UG | 589 | 8 | 132.467 | 626 | 16496.155
2022 | 2 | LS1 | POLE | UG | 35 ft Concrete (150 W), DB UG | 612 | 591 | 4345.25 | 627 | 18703.507
2022 | 2 | LS1 | POLE | UG | 35 ft Concrete (70-100W),DB UG | 607 | 1200 | 30787.208 | 637 | 4511.771
2022 | 2 | LS1 | POLE | UG | 35 ft Concrete, DB UG | 588 | 1170 | 14415.148 | UG | 109355.622
2022 | 2 | LS1 | POLE | UG | 35 ft Concrete(250-400W),DB UG | 614 | 508 | 3869.879 | 422 | 87.002
2022 | 2 | LS1 | POLE | UG | 35ft Conc Tall Waterford,DB UG | 591 | 105 | 1376.526 | 523 | 111.999
2022 | 2 | LS1 | POLE | UG | 37 ft AL , DB UG | 622 | 5 | 341.004 | 525 | 3356.736
2022 | 2 | LS1 | POLE | UG | 38 ft AL , DB UG | 623 | 8 | 91.193 | 580 | 141.002
2022 | 2 | LS1 | POLE | UG | 45 ft Concrete, DB UG | 596 | 187 | 1574.539 | 581 | 47.001
2022 | 2 | LS1 | POLE | UG | Capitol PT, 16 ft AL, DB UG | 581 | 4 | 47 | 582 | 17073.76
2022 | 2 | LS1 | POLE | UG | Charlestn HD PT,16 ft AL,DB UG | 590 | 8 | 22 | 583 | 503.346
2022 | 2 | LS1 | POLE | UG | Charleston PT, 16 ft AL, DB UG | 586 | 649 | 20805.148 | 584 | 148.001
2022 | 2 | LS1 | POLE | UG | Charlstn Banr PT,16ft AL,DB UG | 585 | 15 | 117 | 585 | 116.999
2022 | 2 | LS1 | POLE | UG | Franklin PT, 16 ft Comp, DB UG | 525 | 129 | 3270.868 | 586 | 18175.086
2022 | 2 | LS1 | POLE | UG | Heritage PT, 16 ft AL, DB UG | 580 | 17 | 141.415 | 588 | 13569.074
2022 | 2 | LS1 | POLE | UG | PT, 16 ft AL, DB UG | 584 | 19 | 148.002 | 589 | 132
2022 | 2 | LS1 | POLE | UG | PT, 16 ft Concrete, DB UG | 599 | 2 | 48 | 590 | 22.219
2022 | 2 | LS1 | POLE | UG | PT, 16 ft Fiber, DB UG | 624 | 353 | 4056.415 | 591 | 1375.911
2022 | 2 | LS1 | POLE | UG | Victorian PT,16 ft Conc, DB UG | 592 | 45 | 1007.002 | 592 | 828.543
2022 | 2 | LS1 | POLE | UG | Waterford PT,16 ft Conc, DB UG | 583 | 41 | 485.002 | 593 | 5133.667
2022 | 2 | LS1 | POLE | UG | Winston PT, 16 ft AL, DB UG | 593 | 498 | 4905.279 | 595 | 372.003
2022 | 2 | LS1 | POLE | UG | Winston PT, 16 ft Fiber, DB UG | 582 | 742 | 17120.229 | 596 | 1575.005
2022 | 2 | LS1 | TIMED SERVICE | HPS | 100W HPS Classic PT, Timed | 530 | 1 | 0 | 599 | 48
2022 | 2 | LS1 | TIMED SERVICE | HPS | 100W HPS Cobra/Nema, Timed | 863 | 3 | 0 | 607 | 30850.638
2022 | 2 | LS1 | TIMED SERVICE | HPS | 100W HPS Salem PT, Timed | 533 | 1 | 0 | 612 | 4217.811
2022 | 2 | LS1 | TIMED SERVICE | HPS | 150W HPS Cobra, Timed | 864 | 5 | 5 | 614 | 3798.483
2022 | 2 | LS1 | TIMED SERVICE | HPS | 250W HPS Cobra, Timed | 865 | 1 | 0 | 615 | 2487.666
2022 | 2 | LS1 | TIMED SERVICE | HPS | 400W HPS Cobra, Timed | 866 | 5 | 0 | 616 | 682.701
2022 | 2 | LS1 | TIMED SERVICE | HPS | 400W HPS Flood, Timed | 484 | 1 | 0 | 622 | 341.167
2022 | 2 | LS1 | TIMED SERVICE | HPS | 400W HPS Mongoose, Timed | 869 | 2 | 1.375 | 623 | 91
2022 | 2 | LS1 | TIMED SERVICE | HPS | 70W HPS Cobra/Nema, Timed | 862 | 1 | 0 | 624 | 4035.802
2022 | 2 | LS1 | TIMED SERVICE | L17 | 105W LED Roadway, Timed | 982 | 6 | 8.621 | 641 | 33
2022 | 2 | LS1 | TIMED SERVICE | L17 | 182W LED Roadway, Timed | 983 | 45 | 64.956 | 5 | 151982.626
2022 | 2 | LS1 | TIMED SERVICE | L17 | 199W LED Flood, Timed | 985 | 2 | 7 | OH | 42441.986
2022 | 2 | LS1 | TIMED SERVICE | L17 | 225W LED Mongoose, Timed | 987 | 3 | 1.625 | 425 | 29.002
2022 | 2 | LS1 | TIMED SERVICE | L17 | 255W LED Flood, Timed | 986 | 4 | 3.001 | 594 | 1095.181
2022 | 2 | LS1 | TIMED SERVICE | L17 | 27W LED Roadway, Timed | 981 | 22 | 16.01 | 597 | 1663.158
2022 | 2 | LS1 | TIMED SERVICE | L17 | 330W LED Area-Lighter, Timed | 984 | 5 | 33 | 626 | 16502.025
2022 | 2 | LS1 | TIMED SERVICE | L17 | 39W LED Granville PT, Timed | 988 | 1 | 0 | 627 | 18680.001
2022 | 2 | LS1 | TIMED SERVICE | L17 | 54W LED Salem PT, Timed | 992 | 1 | 0.633 | 637 | 4472.619
2022 | 2 | LS1 | TIMED SERVICE | L17 | 76W LED Salem PT, Timed | 990 | 24 | 42 | UG | 109540.64
2022 | 2 | LS1 | TIMED SERVICE | LED | 106W LED Roadway, Timed | 841 | 1 | 4 | 422 | 87.002
2022 | 2 | LS1 | TIMED SERVICE | LED | 211W LED Area-Lighter, Timed | 846 | 1 | 13 | 523 | 112.003
2022 | 2 | LS1 | TIMED SERVICE | LED | 315W LED Area-Lighter, Timed | 847 | 3 | 1 | 525 | 3374.074
2022 | 2 | LS1 | TIMED SERVICE | LED | 56W LED Roadway, Timed | 848 | 2 | 8 | 580 | 141.001
2022 | 2 | LS1 | TIMED SERVICE | LED | 67W LED Post Top, Timed | 844 | 1 | 4 | 581 | 47
2022 | 2 | LS1 | TIMED SERVICE | MH | 1000W MH Flood, Timed | 578 | 8 | 1 | 582 | 17062.999
2022 | 2 | LS1 | TIMED SERVICE | MH | 1000W MH Shoebox, Timed | 577 | 7 | 10 | 583 | 522.994
2022 | 2 | LS1 | TIMED SERVICE | MH | 175W MH General PT, Timed | 548 | 1 | 0 | 584 | 148.001
2022 | 2 | LS1 | TIMED SERVICE | MH | 175W MH Salem PT, Timed | 568 | 1 | 0 | 585 | 116.993
2022 | 2 | LS1 | TIMED SERVICE | MH | 175W MH Shoebox, Timed | 549 | 2 | 0 | 586 | 18149.865
2022 | 2 | LS1 | TIMED SERVICE | MH | 400W MH Flood, Timed | 541 | 1 | 0 | 588 | 13707.002
2022 | 2 | LS1 | TIMED SERVICE | MH | 400W MH Shoebox, Timed | 540 | 5 | 0 | 589 | 132.002
2022 | 2 | LS2 | ENERGY | UNMETERED | Electric Rate Category Facts | FAC | 7 |  | 590 | 22.034
2022 | 2 | LS2 | IPV | IPV | Electric Rate Category Facts | FAC | 7 |  | 591 | 1381.595
2022 | 3 | LS1 | DUSK TO DAWN | HPS | 100W HPS Classic PT, DTD | 570 | 369 | 2313.538 | 592 | 829.004
2022 | 3 | LS1 | DUSK TO DAWN | HPS | 100W HPS Cobra/Nema, DTD | 803 | 15233 | 10812.135 | 593 | 5294.182
2022 | 3 | LS1 | DUSK TO DAWN | HPS | 100W HPS Colonial PT, DTD | 572 | 128 | 947.816 | 595 | 372
2022 | 3 | LS1 | DUSK TO DAWN | HPS | 100W HPS Contemporary PT, DTD | 571 | 1 | 0 | 596 | 1541.178
2022 | 3 | LS1 | DUSK TO DAWN | HPS | 100W HPS Salem PT, DTD | 573 | 631 | 4693.951 | 599 | 48
2022 | 3 | LS1 | DUSK TO DAWN | HPS | 100W HPS Shoebox, DTD | 550 | 93 | 133.979 | 607 | 30782.83
2022 | 3 | LS1 | DUSK TO DAWN | HPS | 150W HPS Cobra, DTD | 804 | 4618 | 3413.301 | 612 | 4200.263
2022 | 3 | LS1 | DUSK TO DAWN | HPS | 250W HPS Cobra, DTD | 805 | 3378 | 3167.487 | 614 | 3769.48
2022 | 3 | LS1 | DUSK TO DAWN | HPS | 250W HPS Flood, DTD | 468 | 540 | 352.471 | 615 | 2481.76
2022 | 3 | LS1 | DUSK TO DAWN | HPS | 250W HPS Shoebox, DTD | 566 | 98 | 271.583 | 616 | 686.896
2022 | 3 | LS1 | DUSK TO DAWN | HPS | 400W HPS Cobra, DTD | 806 | 3278 | 2164.414 | 622 | 341.376
2022 | 3 | LS1 | DUSK TO DAWN | HPS | 400W HPS Flood, DTD | 478 | 862 | 615.857 | 623 | 109.627
2022 | 3 | LS1 | DUSK TO DAWN | HPS | 400W HPS Mongoose, DTD | 809 | 74 | 68.862 | 624 | 4046.477
2022 | 3 | LS1 | DUSK TO DAWN | HPS | 400W HPS Shoebox, DTD | 552 | 114 | 137.138 | 641 | 33.002
2022 | 3 | LS1 | DUSK TO DAWN | HPS | 50W HPS Cobra, DTD | 800 | 4311 | 1750.98 | 6 | 152557.415
2022 | 3 | LS1 | DUSK TO DAWN | HPS | 50W HPS PT, DTD | 509 | 48 | 1 | OH | 42639.956
2022 | 3 | LS1 | DUSK TO DAWN | HPS | 70W HPS Coach PT, DTD | 810 | 324 | 1200.715 | 425 | 29.001
2022 | 3 | LS1 | DUSK TO DAWN | HPS | 70W HPS Cobra/Nema, DTD | 802 | 7360 | 4164.463 | 594 | 1091.871
2022 | 3 | LS1 | DUSK TO DAWN | INC | 800W INC Ybor Archway, DTD-280 | 669 | 1 | 24 | 597 | 1686.606
2022 | 3 | LS1 | DUSK TO DAWN | L17 | 105W LED Roadway, DTD | 926 | 3967 | 12435.906 | 626 | 16427.387
2022 | 3 | LS1 | DUSK TO DAWN | L17 | 133W LED Roadway/Area, DTD | 932 | 332 | 1893.482 | 627 | 18850.485
2022 | 3 | LS1 | DUSK TO DAWN | L17 | 143W LED Area-Lighter, DTD | 935 | 17 | -70 | 637 | 4554.606
2022 | 3 | LS1 | DUSK TO DAWN | L17 | 145W LED Roadway, DTD | 937 | 2860 | 15088.992 | UG | 109917.459
2022 | 3 | LS1 | DUSK TO DAWN | L17 | 182W LED Roadway, DTD | 941 | 3140 | 12850.698 | 422 | 87.002
2022 | 3 | LS1 | DUSK TO DAWN | L17 | 199W LED Flood, DTD | 951 | 1267 | 2517.853 | 523 | 111.999
2022 | 3 | LS1 | DUSK TO DAWN | L17 | 225W LED Mongoose, DTD | 956 | 111 | 470.96 | 525 | 3384.412
2022 | 3 | LS1 | DUSK TO DAWN | L17 | 247W LED Area-Lighter, DTD | 945 | 555 | 3896.216 | 580 | 141.001
2022 | 3 | LS1 | DUSK TO DAWN | L17 | 255W LED Flood, DTD | 953 | 527 | 1082.81 | 581 | 47
2022 | 3 | LS1 | DUSK TO DAWN | L17 | 26W LED Granville PT, DTD | 965 | 319 | 3079.611 | 582 | 17062.274
2022 | 3 | LS1 | DUSK TO DAWN | L17 | 27W LED Roadway, DTD | 912 | 7911 | 11195.915 | 583 | 523.006
2022 | 3 | LS1 | DUSK TO DAWN | L17 | 330W LED Area-Lighter, DTD | 947 | 546 | 2069.595 | 584 | 148.004
2022 | 3 | LS1 | DUSK TO DAWN | L17 | 333W LED Mongoose, DTD | 958 | 16 | 40 | 585 | 117
2022 | 3 | LS1 | DUSK TO DAWN | L17 | 39W LED Enh Granv PT, DTD | 968 | 140 | 1396.187 | 586 | 18254.418
2022 | 3 | LS1 | DUSK TO DAWN | L17 | 39W LED Granville PT, DTD | 967 | 421 | 6153.468 | 588 | 13673.842
2022 | 3 | LS1 | DUSK TO DAWN | L17 | 47W LED Roadway , DTD | 914 | 12773 | 80694.651 | 589 | 132.006
2022 | 3 | LS1 | DUSK TO DAWN | L17 | 55W LED Salem PT, DTD | 971 | 1049 | 17303.462 | 590 | 22
2022 | 3 | LS1 | DUSK TO DAWN | L17 | 60W LED Enh Granv PT, DTD | 973 | 11 | 50.999 | 591 | 1381.605
2022 | 3 | LS1 | DUSK TO DAWN | L17 | 60W LED Granville PT, DTD | 972 | 29 | 451.102 | 592 | 829.002
2022 | 3 | LS1 | DUSK TO DAWN | L17 | 76W LED Salem PT, DTD | 975 | 336 | 3312.56 | 593 | 5289.117
2022 | 3 | LS1 | DUSK TO DAWN | L17 | 88W LED Roadway/Area, DTD | 921 | 138 | 2213.412 | 595 | 372.007
2022 | 3 | LS1 | DUSK TO DAWN | LED | 100W LED Classic PT, DTD-35 | 836 | 15 | 190.996 | 596 | 1607.018
2022 | 3 | LS1 | DUSK TO DAWN | LED | 106W LED Roadway, DTD | 821 | 21 | 25.995 | 599 | 48
2022 | 3 | LS1 | DUSK TO DAWN | LED | 107W LED Roadway, DTD | 820 | 293 | 2459.202 | 607 | 30777.956
2022 | 3 | LS1 | DUSK TO DAWN | LED | 152W LED, Area-Lighter, DTD-53 | 830 | 44 | 171.994 | 612 | 4243.333
2022 | 3 | LS1 | DUSK TO DAWN | LED | 157W LED Roadway, DTD-55 | 829 | 140 | 447.409 | 614 | 3886.966
2022 | 3 | LS1 | DUSK TO DAWN | LED | 196W LED Roadway, DTD | 822 | 19 | 33.002 | 615 | 2472.592
2022 | 3 | LS1 | DUSK TO DAWN | LED | 211W LED Area-Lighter, DTD | 826 | 110 | 689.517 | 616 | 717.381
2022 | 3 | LS1 | DUSK TO DAWN | LED | 213W LED Roadway, DTD | 823 | 241 | 2142.382 | 622 | 340.596
2022 | 3 | LS1 | DUSK TO DAWN | LED | 238W LED, Flood, DTD-83 | 831 | 101 | 209.584 | 623 | 130.874
2022 | 3 | LS1 | DUSK TO DAWN | LED | 245W LED, Mongoose, DTD-86 | 833 | 13 | 59.999 | 624 | 4084.041
2022 | 3 | LS1 | DUSK TO DAWN | LED | 315W LED Area-Lighter, DTD | 827 | 621 | 5772.102 | 641 | 33.007
2022 | 3 | LS1 | DUSK TO DAWN | LED | 328W LED, Mongoose, DTD-115 | 834 | 14 | 21.241 | 7 | 152169.976
2022 | 3 | LS1 | DUSK TO DAWN | LED | 359W LED, Flood, DTD-126 | 832 | 403 | 1289.914 | OH | 42409.655
2022 | 3 | LS1 | DUSK TO DAWN | LED | 56W LED Roadway, DTD-20 | 828 | 619 | 1601.505 | 425 | 29.003
2022 | 3 | LS1 | DUSK TO DAWN | LED | 60W LED Classic PT, DTD-21 | 835 | 35 | 664.421 | 594 | 1085.031
2022 | 3 | LS1 | DUSK TO DAWN | LED | 67W LED Post Top, DTD | 824 | 139 | 3263.212 | 597 | 1661.509
2022 | 3 | LS1 | DUSK TO DAWN | LED | 99W LED Post Top, DTD | 825 | 66 | 1129.893 | 626 | 16370.886
2022 | 3 | LS1 | DUSK TO DAWN | MH | 1000W MH Flood, DTD | 558 | 748 | 211.193 | 627 | 18776.403
2022 | 3 | LS1 | DUSK TO DAWN | MH | 1000W MH Shoebox, DTD | 576 | 614 | 304.623 | 637 | 4486.823
2022 | 3 | LS1 | DUSK TO DAWN | MH | 150W MH General PT, DTD | 701 | 7 | 3.001 | UG | 109760.321
2022 | 3 | LS1 | DUSK TO DAWN | MH | 150W MH Salem PT, DTD | 700 | 17 | 29 | 422 | 86.503
2022 | 3 | LS1 | DUSK TO DAWN | MH | 150W MH Shoebox, DTD | 702 | 3 | 0 | 523 | 111.997
2022 | 3 | LS1 | DUSK TO DAWN | MH | 175W MH General PT, DTD | 574 | 46 | 147.237 | 525 | 3384
2022 | 3 | LS1 | DUSK TO DAWN | MH | 175W MH Salem PT, DTD | 575 | 65 | 226.244 | 580 | 141.004
2022 | 3 | LS1 | DUSK TO DAWN | MH | 175W MH Shoebox, DTD | 564 | 3 | 0 | 581 | 47.001
2022 | 3 | LS1 | DUSK TO DAWN | MH | 350W MH Cobra, DTD | 704 | 40 | 7.01 | 582 | 17040.795
2022 | 3 | LS1 | DUSK TO DAWN | MH | 350W MH Flood, DTD | 705 | 42 | 15 | 583 | 523.003
2022 | 3 | LS1 | DUSK TO DAWN | MH | 350W MH Shoebox, DTD | 703 | 79 | 34.719 | 584 | 148.001
2022 | 3 | LS1 | DUSK TO DAWN | MH | 400W MH Cobra, DTD | 520 | 205 | 74.956 | 585 | 116.998
2022 | 3 | LS1 | DUSK TO DAWN | MH | 400W MH Flood, DTD | 556 | 484 | 222.356 | 586 | 18271.46
2022 | 3 | LS1 | DUSK TO DAWN | MH | 400W MH Shoebox, DTD | 554 | 541 | 355.151 | 588 | 13704.048
2022 | 3 | LS1 | ENERGY | METERED | Electric Rate Category Facts | FAC | 227 |  | 589 | 128.903
2022 | 3 | LS1 | ENERGY | UNMETERED | Electric Rate Category Facts | FAC | 40099 |  | 590 | 22.001
2022 | 3 | LS1 | MISC | BRACKET | PT Bracket | 569 | 43 | 261 | 591 | 1383.131
2022 | 3 | LS1 | MISC | TIMER | Timer | 563 | 9 | 10 | 592 | 833.074
2022 | 3 | LS1 | POLE | OH | 30 ft Wood, OH | 425 | 32 | 30.862 | 593 | 5314.736
2022 | 3 | LS1 | POLE | OH | 30 ft Wood, OH | 626 | 11324 | 16522.969 | 595 | 373.323
2022 | 3 | LS1 | POLE | OH | 35 ft Concrete, OH | 637 | 1225 | 4435.97 | 596 | 1575.847
2022 | 3 | LS1 | POLE | OH | 35 ft Wood, OH | 627 | 6678 | 18683.253 | 599 | 48
2022 | 3 | LS1 | POLE | OH | 40/45 ft Wood, OH | 597 | 744 | 1673.264 | 607 | 30745.431
2022 | 3 | LS1 | POLE | OH | 40/45 ft Concrete, OH | 594 | 299 | 1088.299 | 612 | 4219.894
2022 | 3 | LS1 | POLE | UG | Existing Pole, UG | 641 | 14 | 32.999 | 614 | 3785.667
2022 | 3 | LS1 | POLE | UG | 10 ft PT AL , DB UG | 422 | 27 | 87.001 | 615 | 2469.769
2022 | 3 | LS1 | POLE | UG | 23 ft Concrete Round, DB UG | 523 | 8 | 112.001 | 616 | 722.101
2022 | 3 | LS1 | POLE | UG | 25/30 ft Concrete, UG | 595 | 78 | 372.998 | 622 | 340.003
2022 | 3 | LS1 | POLE | UG | 27 ft AL , DB UG | 616 | 18 | 692.791 | 623 | 133.531
2022 | 3 | LS1 | POLE | UG | 28 ft AL , DB UG | 615 | 19 | 2488.001 | 624 | 4057.1
2022 | 3 | LS1 | POLE | UG | 30 ft AB Steel , UG | 589 | 8 | 132 | 641 | 33
2022 | 3 | LS1 | POLE | UG | 35 ft Concrete (150 W), DB UG | 612 | 593 | 4260.347 | 8 | 152224.104
2022 | 3 | LS1 | POLE | UG | 35 ft Concrete (70-100W),DB UG | 607 | 1198 | 30818.62 | OH | 42359.508
2022 | 3 | LS1 | POLE | UG | 35 ft Concrete, DB UG | 588 | 1179 | 12718.574 | 425 | 28.001
2022 | 3 | LS1 | POLE | UG | 35 ft Concrete(250-400W),DB UG | 614 | 510 | 3888.003 | 594 | 1088.755
2022 | 3 | LS1 | POLE | UG | 35ft Conc Tall Waterford,DB UG | 591 | 105 | 1379 | 597 | 1658.46
2022 | 3 | LS1 | POLE | UG | 37 ft AL , DB UG | 622 | 5 | 340.997 | 626 | 16329.283
2022 | 3 | LS1 | POLE | UG | 38 ft AL , DB UG | 623 | 8 | 91 | 627 | 18771.879
2022 | 3 | LS1 | POLE | UG | 45 ft Concrete, DB UG | 596 | 186 | 1575.002 | 637 | 4483.13
2022 | 3 | LS1 | POLE | UG | Capitol PT, 16 ft AL, DB UG | 581 | 4 | 47 | UG | 109864.596
2022 | 3 | LS1 | POLE | UG | Charlestn HD PT,16 ft AL,DB UG | 590 | 8 | 22 | 422 | 86
2022 | 3 | LS1 | POLE | UG | Charleston PT, 16 ft AL, DB UG | 586 | 656 | 15133.667 | 523 | 111.242
2022 | 3 | LS1 | POLE | UG | Charlstn Banr PT,16ft AL,DB UG | 585 | 15 | 116.998 | 525 | 3388.821
2022 | 3 | LS1 | POLE | UG | Franklin PT, 16 ft Comp, DB UG | 525 | 131 | 3333.012 | 580 | 141.001
2022 | 3 | LS1 | POLE | UG | Heritage PT, 16 ft AL, DB UG | 580 | 17 | 141 | 581 | 47
2022 | 3 | LS1 | POLE | UG | PT, 16 ft AL, DB UG | 584 | 19 | 148 | 582 | 17019.756
2022 | 3 | LS1 | POLE | UG | PT, 16 ft Concrete, DB UG | 599 | 2 | 48 | 583 | 522.999
2022 | 3 | LS1 | POLE | UG | PT, 16 ft Fiber, DB UG | 624 | 354 | 4046.136 | 584 | 148.001
2022 | 3 | LS1 | POLE | UG | Victorian PT,16 ft Conc, DB UG | 592 | 44 | 654.001 | 585 | 116.996
2022 | 3 | LS1 | POLE | UG | Waterford PT,16 ft Conc, DB UG | 583 | 41 | 484.998 | 586 | 18285.244
2022 | 3 | LS1 | POLE | UG | Winston PT, 16 ft AL, DB UG | 593 | 512 | 4970.707 | 588 | 13751.983
2022 | 3 | LS1 | POLE | UG | Winston PT, 16 ft Fiber, DB UG | 582 | 743 | 17119.423 | 589 | 128.002
2022 | 3 | LS1 | TIMED SERVICE | HPS | 100W HPS Classic PT, Timed | 530 | 1 | 0 | 590 | 22
2022 | 3 | LS1 | TIMED SERVICE | HPS | 100W HPS Cobra/Nema, Timed | 863 | 3 | 0 | 591 | 1395.037
2022 | 3 | LS1 | TIMED SERVICE | HPS | 100W HPS Salem PT, Timed | 533 | 1 | 0 | 592 | 828.002
2022 | 3 | LS1 | TIMED SERVICE | HPS | 150W HPS Cobra, Timed | 864 | 5 | 5 | 593 | 5416.187
2022 | 3 | LS1 | TIMED SERVICE | HPS | 250W HPS Cobra, Timed | 865 | 1 | 0 | 595 | 371
2022 | 3 | LS1 | TIMED SERVICE | HPS | 400W HPS Cobra, Timed | 866 | 5 | 0 | 596 | 1568.922
2022 | 3 | LS1 | TIMED SERVICE | HPS | 400W HPS Flood, Timed | 484 | 1 | 0 | 599 | 48
2022 | 3 | LS1 | TIMED SERVICE | HPS | 400W HPS Mongoose, Timed | 869 | 2 | 0.965 | 607 | 30680.441
2022 | 3 | LS1 | TIMED SERVICE | HPS | 70W HPS Cobra/Nema, Timed | 862 | 1 | 0 | 612 | 4237.589
2022 | 3 | LS1 | TIMED SERVICE | L17 | 105W LED Roadway, Timed | 982 | 6 | 12.374 | 614 | 3795.977
2022 | 3 | LS1 | TIMED SERVICE | L17 | 182W LED Roadway, Timed | 983 | 45 | 56.601 | 615 | 2468.001
2022 | 3 | LS1 | TIMED SERVICE | L17 | 199W LED Flood, Timed | 985 | 2 | 7 | 616 | 716.967
2022 | 3 | LS1 | TIMED SERVICE | L17 | 225W LED Mongoose, Timed | 987 | 3 | 1.965 | 622 | 340.001
2022 | 3 | LS1 | TIMED SERVICE | L17 | 255W LED Flood, Timed | 986 | 4 | 3 | 623 | 147.071
2022 | 3 | LS1 | TIMED SERVICE | L17 | 27W LED Roadway, Timed | 981 | 22 | 15.413 | 624 | 4049.355
2022 | 3 | LS1 | TIMED SERVICE | L17 | 330W LED Area-Lighter, Timed | 984 | 5 | 33 | 641 | 33.001
2022 | 3 | LS1 | TIMED SERVICE | L17 | 39W LED Granville PT, Timed | 988 | 1 | 0 | 9 | 152527.161
2022 | 3 | LS1 | TIMED SERVICE | L17 | 54W LED Salem PT, Timed | 992 | 1 | 0 | OH | 42362.602
2022 | 3 | LS1 | TIMED SERVICE | L17 | 76W LED Salem PT, Timed | 990 | 24 | 42.001 | 425 | 28
2022 | 3 | LS1 | TIMED SERVICE | LED | 106W LED Roadway, Timed | 841 | 1 | 4 | 594 | 1109.077
2022 | 3 | LS1 | TIMED SERVICE | LED | 211W LED Area-Lighter, Timed | 846 | 1 | 13 | 597 | 1654.976
2022 | 3 | LS1 | TIMED SERVICE | LED | 315W LED Area-Lighter, Timed | 847 | 3 | 1 | 626 | 16252.08
2022 | 3 | LS1 | TIMED SERVICE | LED | 56W LED Roadway, Timed | 848 | 2 | 1 | 627 | 18762.528
2022 | 3 | LS1 | TIMED SERVICE | LED | 67W LED Post Top, Timed | 844 | 1 | 4 | 637 | 4555.941
2022 | 3 | LS1 | TIMED SERVICE | MH | 1000W MH Flood, Timed | 578 | 8 | 1 | UG | 110164.559
2022 | 3 | LS1 | TIMED SERVICE | MH | 1000W MH Shoebox, Timed | 577 | 7 | 9.999 | 422 | 86
2022 | 3 | LS1 | TIMED SERVICE | MH | 175W MH General PT, Timed | 548 | 1 | 0 | 523 | 111.009
2022 | 3 | LS1 | TIMED SERVICE | MH | 175W MH Salem PT, Timed | 568 | 1 | 0 | 525 | 3439.391
2022 | 3 | LS1 | TIMED SERVICE | MH | 175W MH Shoebox, Timed | 549 | 2 | 0 | 580 | 140.233
2022 | 3 | LS1 | TIMED SERVICE | MH | 400W MH Flood, Timed | 541 | 1 | 0 | 581 | 47
2022 | 3 | LS1 | TIMED SERVICE | MH | 400W MH Shoebox, Timed | 540 | 5 | 0 | 582 | 17023.549
2022 | 3 | LS2 | ENERGY | UNMETERED | Electric Rate Category Facts | FAC | 9 |  | 583 | 523.006
2022 | 3 | LS2 | IPV | IPV | Electric Rate Category Facts | FAC | 9 |  | 584 | 148
2022 | 4 | LS1 | DUSK TO DAWN | HPS | 100W HPS Classic PT, DTD | 570 | 369 | 2235.377 | 585 | 117.006
2022 | 4 | LS1 | DUSK TO DAWN | HPS | 100W HPS Cobra/Nema, DTD | 803 | 15216 | 8852.504 | 586 | 18366.023
2022 | 4 | LS1 | DUSK TO DAWN | HPS | 100W HPS Colonial PT, DTD | 572 | 128 | 926.904 | 588 | 13714.711
2022 | 4 | LS1 | DUSK TO DAWN | HPS | 100W HPS Contemporary PT, DTD | 571 | 1 | 0 | 589 | 127.64
2022 | 4 | LS1 | DUSK TO DAWN | HPS | 100W HPS Salem PT, DTD | 573 | 631 | 4628.296 | 590 | 22
2022 | 4 | LS1 | DUSK TO DAWN | HPS | 100W HPS Shoebox, DTD | 550 | 93 | 84.23 | 591 | 1397.6
2022 | 4 | LS1 | DUSK TO DAWN | HPS | 150W HPS Cobra, DTD | 804 | 4615 | 3026.446 | 592 | 826.004
2022 | 4 | LS1 | DUSK TO DAWN | HPS | 250W HPS Cobra, DTD | 805 | 3374 | 2634.656 | 593 | 5631.249
2022 | 4 | LS1 | DUSK TO DAWN | HPS | 250W HPS Flood, DTD | 468 | 539 | 341.26 | 595 | 378.011
2022 | 4 | LS1 | DUSK TO DAWN | HPS | 250W HPS Shoebox, DTD | 566 | 98 | 224.718 | 596 | 1568.016
2022 | 4 | LS1 | DUSK TO DAWN | HPS | 400W HPS Cobra, DTD | 806 | 3274 | 1849.176 | 599 | 48
2022 | 4 | LS1 | DUSK TO DAWN | HPS | 400W HPS Flood, DTD | 478 | 861 | 562.14 | 607 | 30706.629
2022 | 4 | LS1 | DUSK TO DAWN | HPS | 400W HPS Mongoose, DTD | 809 | 74 | 68.436 | 612 | 4234.479
2022 | 4 | LS1 | DUSK TO DAWN | HPS | 400W HPS Shoebox, DTD | 552 | 115 | 119.59 | 614 | 3771.584
2022 | 4 | LS1 | DUSK TO DAWN | HPS | 50W HPS Cobra, DTD | 800 | 4302 | 1341.342 | 615 | 2467.635
2022 | 4 | LS1 | DUSK TO DAWN | HPS | 50W HPS PT, DTD | 509 | 48 | 1 | 616 | 716.369
2022 | 4 | LS1 | DUSK TO DAWN | HPS | 70W HPS Coach PT, DTD | 810 | 324 | 1173.919 | 622 | 340.005
2022 | 4 | LS1 | DUSK TO DAWN | HPS | 70W HPS Cobra/Nema, DTD | 802 | 7354 | 3186.865 | 623 | 153.362
2022 | 4 | LS1 | DUSK TO DAWN | INC | 800W INC Ybor Archway, DTD-280 | 669 | 1 | 24 | 624 | 4027.055
2022 | 4 | LS1 | DUSK TO DAWN | L17 | 105W LED Roadway, DTD | 926 | 4085 | 12843.819 | 641 | 32.993
2022 | 4 | LS1 | DUSK TO DAWN | L17 | 133W LED Roadway/Area, DTD | 932 | 341 | 1959.998 | Grand Total | 1822903.895
2022 | 4 | LS1 | DUSK TO DAWN | L17 | 143W LED Area-Lighter, DTD | 935 | 17 | 65.001
2022 | 4 | LS1 | DUSK TO DAWN | L17 | 145W LED Roadway, DTD | 937 | 2984 | 15474.542
2022 | 4 | LS1 | DUSK TO DAWN | L17 | 182W LED Roadway, DTD | 941 | 3237 | 13172.528
2022 | 4 | LS1 | DUSK TO DAWN | L17 | 199W LED Flood, DTD | 951 | 1300 | 2625.071
2022 | 4 | LS1 | DUSK TO DAWN | L17 | 225W LED Mongoose, DTD | 956 | 114 | 507.126
2022 | 4 | LS1 | DUSK TO DAWN | L17 | 247W LED Area-Lighter, DTD | 945 | 558 | 3989.147
2022 | 4 | LS1 | DUSK TO DAWN | L17 | 255W LED Flood, DTD | 953 | 536 | 1098.198
2022 | 4 | LS1 | DUSK TO DAWN | L17 | 26W LED Granville PT, DTD | 965 | 321 | 3110.742
2022 | 4 | LS1 | DUSK TO DAWN | L17 | 27W LED Roadway, DTD | 912 | 8523 | 12505.535
2022 | 4 | LS1 | DUSK TO DAWN | L17 | 330W LED Area-Lighter, DTD | 947 | 563 | 2123.164
2022 | 4 | LS1 | DUSK TO DAWN | L17 | 333W LED Mongoose, DTD | 958 | 16 | 40
2022 | 4 | LS1 | DUSK TO DAWN | L17 | 39W LED Enh Granv PT, DTD | 968 | 141 | 1499.09
2022 | 4 | LS1 | DUSK TO DAWN | L17 | 39W LED Granville PT, DTD | 967 | 425 | 6254.1
2022 | 4 | LS1 | DUSK TO DAWN | L17 | 47W LED Roadway , DTD | 914 | 13239 | 83594.039
2022 | 4 | LS1 | DUSK TO DAWN | L17 | 55W LED Salem PT, DTD | 971 | 1052 | 19949.79
2022 | 4 | LS1 | DUSK TO DAWN | L17 | 60W LED Enh Granv PT, DTD | 973 | 11 | 51.001
2022 | 4 | LS1 | DUSK TO DAWN | L17 | 60W LED Granville PT, DTD | 972 | 32 | 492.004
2022 | 4 | LS1 | DUSK TO DAWN | L17 | 76W LED Salem PT, DTD | 975 | 340 | 3769.06
2022 | 4 | LS1 | DUSK TO DAWN | L17 | 88W LED Roadway/Area, DTD | 921 | 139 | 2186.644
2022 | 4 | LS1 | DUSK TO DAWN | LED | 100W LED Classic PT, DTD-35 | 836 | 15 | 190.995
2022 | 4 | LS1 | DUSK TO DAWN | LED | 106W LED Roadway, DTD | 821 | 21 | 26.005
2022 | 4 | LS1 | DUSK TO DAWN | LED | 107W LED Roadway, DTD | 820 | 294 | 2455.649
2022 | 4 | LS1 | DUSK TO DAWN | LED | 152W LED, Area-Lighter, DTD-53 | 830 | 44 | 172
2022 | 4 | LS1 | DUSK TO DAWN | LED | 157W LED Roadway, DTD-55 | 829 | 140 | 448.011
2022 | 4 | LS1 | DUSK TO DAWN | LED | 196W LED Roadway, DTD | 822 | 19 | 33.003
2022 | 4 | LS1 | DUSK TO DAWN | LED | 211W LED Area-Lighter, DTD | 826 | 111 | 686.34
2022 | 4 | LS1 | DUSK TO DAWN | LED | 213W LED Roadway, DTD | 823 | 241 | 2139.352
2022 | 4 | LS1 | DUSK TO DAWN | LED | 238W LED, Flood, DTD-83 | 831 | 101 | 211.003
2022 | 4 | LS1 | DUSK TO DAWN | LED | 245W LED, Mongoose, DTD-86 | 833 | 13 | 59.095
2022 | 4 | LS1 | DUSK TO DAWN | LED | 315W LED Area-Lighter, DTD | 827 | 622 | 5768.101
2022 | 4 | LS1 | DUSK TO DAWN | LED | 328W LED, Mongoose, DTD-115 | 834 | 14 | 20.242
2022 | 4 | LS1 | DUSK TO DAWN | LED | 359W LED, Flood, DTD-126 | 832 | 404 | 1283.675
2022 | 4 | LS1 | DUSK TO DAWN | LED | 56W LED Roadway, DTD-20 | 828 | 615 | 1601.818
2022 | 4 | LS1 | DUSK TO DAWN | LED | 60W LED Classic PT, DTD-21 | 835 | 37 | 664.905
2022 | 4 | LS1 | DUSK TO DAWN | LED | 67W LED Post Top, DTD | 824 | 139 | 3256.726
2022 | 4 | LS1 | DUSK TO DAWN | LED | 99W LED Post Top, DTD | 825 | 66 | 1128.005
2022 | 4 | LS1 | DUSK TO DAWN | MH | 1000W MH Flood, DTD | 558 | 751 | 201.405
2022 | 4 | LS1 | DUSK TO DAWN | MH | 1000W MH Shoebox, DTD | 576 | 616 | 281.706
2022 | 4 | LS1 | DUSK TO DAWN | MH | 150W MH General PT, DTD | 701 | 7 | 3
2022 | 4 | LS1 | DUSK TO DAWN | MH | 150W MH Salem PT, DTD | 700 | 17 | 29
2022 | 4 | LS1 | DUSK TO DAWN | MH | 150W MH Shoebox, DTD | 702 | 3 | 0
2022 | 4 | LS1 | DUSK TO DAWN | MH | 175W MH General PT, DTD | 574 | 46 | 139.164
2022 | 4 | LS1 | DUSK TO DAWN | MH | 175W MH Salem PT, DTD | 575 | 65 | 213.451
2022 | 4 | LS1 | DUSK TO DAWN | MH | 175W MH Shoebox, DTD | 564 | 3 | 0
2022 | 4 | LS1 | DUSK TO DAWN | MH | 350W MH Cobra, DTD | 704 | 40 | 6
2022 | 4 | LS1 | DUSK TO DAWN | MH | 350W MH Flood, DTD | 705 | 42 | 14.725
2022 | 4 | LS1 | DUSK TO DAWN | MH | 350W MH Shoebox, DTD | 703 | 79 | 30.828
2022 | 4 | LS1 | DUSK TO DAWN | MH | 400W MH Cobra, DTD | 520 | 205 | 53.499
2022 | 4 | LS1 | DUSK TO DAWN | MH | 400W MH Flood, DTD | 556 | 485 | 207.073
2022 | 4 | LS1 | DUSK TO DAWN | MH | 400W MH Shoebox, DTD | 554 | 542 | 278.164
2022 | 4 | LS1 | ENERGY | METERED | Electric Rate Category Facts | FAC | 222
2022 | 4 | LS1 | ENERGY | UNMETERED | Electric Rate Category Facts | FAC | 40087
2022 | 4 | LS1 | MISC | BRACKET | PT Bracket | 569 | 43 | 261.001
2022 | 4 | LS1 | MISC | TIMER | Timer | 563 | 9 | 10.001
2022 | 4 | LS1 | POLE | OH | 30 ft Wood, OH | 425 | 33 | 28.521
2022 | 4 | LS1 | POLE | OH | 30 ft Wood, OH | 626 | 11318 | 16496.155
2022 | 4 | LS1 | POLE | OH | 35 ft Concrete, OH | 637 | 1224 | 4511.771
2022 | 4 | LS1 | POLE | OH | 35 ft Wood, OH | 627 | 6693 | 18703.507
2022 | 4 | LS1 | POLE | OH | 40/45 ft Wood, OH | 597 | 745 | 1667.539
2022 | 4 | LS1 | POLE | OH | 40/45 ft Concrete, OH | 594 | 302 | 1093.628
2022 | 4 | LS1 | POLE | UG | Existing Pole, UG | 641 | 14 | 33
2022 | 4 | LS1 | POLE | UG | 10 ft PT AL , DB UG | 422 | 27 | 87.002
2022 | 4 | LS1 | POLE | UG | 23 ft Concrete Round, DB UG | 523 | 8 | 111.999
2022 | 4 | LS1 | POLE | UG | 25/30 ft Concrete, UG | 595 | 78 | 372.003
2022 | 4 | LS1 | POLE | UG | 27 ft AL , DB UG | 616 | 18 | 682.701
2022 | 4 | LS1 | POLE | UG | 28 ft AL , DB UG | 615 | 19 | 2487.666
2022 | 4 | LS1 | POLE | UG | 30 ft AB Steel , UG | 589 | 8 | 132
2022 | 4 | LS1 | POLE | UG | 35 ft Concrete (150 W), DB UG | 612 | 592 | 4217.811
2022 | 4 | LS1 | POLE | UG | 35 ft Concrete (70-100W),DB UG | 607 | 1198 | 30850.638
2022 | 4 | LS1 | POLE | UG | 35 ft Concrete, DB UG | 588 | 1187 | 13569.074
2022 | 4 | LS1 | POLE | UG | 35 ft Concrete(250-400W),DB UG | 614 | 510 | 3798.483
2022 | 4 | LS1 | POLE | UG | 35ft Conc Tall Waterford,DB UG | 591 | 107 | 1375.911
2022 | 4 | LS1 | POLE | UG | 37 ft AL , DB UG | 622 | 5 | 341.167
2022 | 4 | LS1 | POLE | UG | 38 ft AL , DB UG | 623 | 8 | 91
2022 | 4 | LS1 | POLE | UG | 45 ft Concrete, DB UG | 596 | 186 | 1575.005
2022 | 4 | LS1 | POLE | UG | Capitol PT, 16 ft AL, DB UG | 581 | 4 | 47.001
2022 | 4 | LS1 | POLE | UG | Charlestn HD PT,16 ft AL,DB UG | 590 | 9 | 22.219
2022 | 4 | LS1 | POLE | UG | Charleston PT, 16 ft AL, DB UG | 586 | 657 | 18175.086
2022 | 4 | LS1 | POLE | UG | Charlstn Banr PT,16ft AL,DB UG | 585 | 15 | 116.999
2022 | 4 | LS1 | POLE | UG | Franklin PT, 16 ft Comp, DB UG | 525 | 131 | 3356.736
2022 | 4 | LS1 | POLE | UG | Heritage PT, 16 ft AL, DB UG | 580 | 17 | 141.002
2022 | 4 | LS1 | POLE | UG | PT, 16 ft AL, DB UG | 584 | 19 | 148.001
2022 | 4 | LS1 | POLE | UG | PT, 16 ft Concrete, DB UG | 599 | 2 | 48
2022 | 4 | LS1 | POLE | UG | PT, 16 ft Fiber, DB UG | 624 | 354 | 4035.802
2022 | 4 | LS1 | POLE | UG | Victorian PT,16 ft Conc, DB UG | 592 | 44 | 828.543
2022 | 4 | LS1 | POLE | UG | Waterford PT,16 ft Conc, DB UG | 583 | 41 | 503.346
2022 | 4 | LS1 | POLE | UG | Winston PT, 16 ft AL, DB UG | 593 | 515 | 5133.667
2022 | 4 | LS1 | POLE | UG | Winston PT, 16 ft Fiber, DB UG | 582 | 744 | 17073.76
2022 | 4 | LS1 | TIMED SERVICE | HPS | 100W HPS Classic PT, Timed | 530 | 1 | 0
2022 | 4 | LS1 | TIMED SERVICE | HPS | 100W HPS Cobra/Nema, Timed | 863 | 3 | 0
2022 | 4 | LS1 | TIMED SERVICE | HPS | 100W HPS Salem PT, Timed | 533 | 1 | 0
2022 | 4 | LS1 | TIMED SERVICE | HPS | 150W HPS Cobra, Timed | 864 | 5 | 5
2022 | 4 | LS1 | TIMED SERVICE | HPS | 250W HPS Cobra, Timed | 865 | 1 | 0
2022 | 4 | LS1 | TIMED SERVICE | HPS | 400W HPS Cobra, Timed | 866 | 5 | 0
2022 | 4 | LS1 | TIMED SERVICE | HPS | 400W HPS Flood, Timed | 484 | 1 | 0
2022 | 4 | LS1 | TIMED SERVICE | HPS | 400W HPS Mongoose, Timed | 869 | 2 | 0
2022 | 4 | LS1 | TIMED SERVICE | HPS | 70W HPS Cobra/Nema, Timed | 862 | 1 | 0
2022 | 4 | LS1 | TIMED SERVICE | L17 | 105W LED Roadway, Timed | 982 | 6 | 12.996
2022 | 4 | LS1 | TIMED SERVICE | L17 | 133W LED Roadway/Area, Timed | 903 | 1 | 1.851
2022 | 4 | LS1 | TIMED SERVICE | L17 | 182W LED Roadway, Timed | 983 | 45 | 38.99
2022 | 4 | LS1 | TIMED SERVICE | L17 | 199W LED Flood, Timed | 985 | 2 | 7
2022 | 4 | LS1 | TIMED SERVICE | L17 | 225W LED Mongoose, Timed | 987 | 3 | 1.001
2022 | 4 | LS1 | TIMED SERVICE | L17 | 255W LED Flood, Timed | 986 | 4 | 3
2022 | 4 | LS1 | TIMED SERVICE | L17 | 27W LED Roadway, Timed | 981 | 23 | 14.487
2022 | 4 | LS1 | TIMED SERVICE | L17 | 330W LED Area-Lighter, Timed | 984 | 7 | 37.718
2022 | 4 | LS1 | TIMED SERVICE | L17 | 39W LED Granville PT, Timed | 988 | 1 | 0
2022 | 4 | LS1 | TIMED SERVICE | L17 | 54W LED Salem PT, Timed | 992 | 1 | 0
2022 | 4 | LS1 | TIMED SERVICE | L17 | 76W LED Salem PT, Timed | 990 | 24 | 42.002
2022 | 4 | LS1 | TIMED SERVICE | LED | 106W LED Roadway, Timed | 841 | 1 | 4
2022 | 4 | LS1 | TIMED SERVICE | LED | 211W LED Area-Lighter, Timed | 846 | 1 | 13
2022 | 4 | LS1 | TIMED SERVICE | LED | 315W LED Area-Lighter, Timed | 847 | 3 | 1
2022 | 4 | LS1 | TIMED SERVICE | LED | 56W LED Roadway, Timed | 848 | 2 | 1
2022 | 4 | LS1 | TIMED SERVICE | LED | 67W LED Post Top, Timed | 844 | 1 | 4
2022 | 4 | LS1 | TIMED SERVICE | MH | 1000W MH Flood, Timed | 578 | 8 | 1
2022 | 4 | LS1 | TIMED SERVICE | MH | 1000W MH Shoebox, Timed | 577 | 7 | 7.547
2022 | 4 | LS1 | TIMED SERVICE | MH | 175W MH General PT, Timed | 548 | 1 | 0
2022 | 4 | LS1 | TIMED SERVICE | MH | 175W MH Salem PT, Timed | 568 | 1 | 0
2022 | 4 | LS1 | TIMED SERVICE | MH | 175W MH Shoebox, Timed | 549 | 2 | 0
2022 | 4 | LS1 | TIMED SERVICE | MH | 400W MH Cobra, Timed | 522 | 1 | 0
2022 | 4 | LS1 | TIMED SERVICE | MH | 400W MH Flood, Timed | 541 | 1 | 0
2022 | 4 | LS1 | TIMED SERVICE | MH | 400W MH Shoebox, Timed | 540 | 5 | 0
2022 | 4 | LS2 | ENERGY | UNMETERED | Electric Rate Category Facts | FAC | 11
2022 | 4 | LS2 | IPV | IPV | Electric Rate Category Facts | FAC | 11
2022 | 5 | LS1 | DUSK TO DAWN | HPS | 100W HPS Classic PT, DTD | 570 | 369 | 2178.215
2022 | 5 | LS1 | DUSK TO DAWN | HPS | 100W HPS Cobra/Nema, DTD | 803 | 15212 | 6884.531
2022 | 5 | LS1 | DUSK TO DAWN | HPS | 100W HPS Colonial PT, DTD | 572 | 127 | 917.301
2022 | 5 | LS1 | DUSK TO DAWN | HPS | 100W HPS Contemporary PT, DTD | 571 | 1 | 0
2022 | 5 | LS1 | DUSK TO DAWN | HPS | 100W HPS Salem PT, DTD | 573 | 632 | 4592.683
2022 | 5 | LS1 | DUSK TO DAWN | HPS | 100W HPS Shoebox, DTD | 550 | 93 | 82.954
2022 | 5 | LS1 | DUSK TO DAWN | HPS | 150W HPS Cobra, DTD | 804 | 4612 | 2521.857
2022 | 5 | LS1 | DUSK TO DAWN | HPS | 250W HPS Cobra, DTD | 805 | 3375 | 2094.296
2022 | 5 | LS1 | DUSK TO DAWN | HPS | 250W HPS Flood, DTD | 468 | 539 | 359.538
2022 | 5 | LS1 | DUSK TO DAWN | HPS | 250W HPS Shoebox, DTD | 566 | 97 | 136.599
2022 | 5 | LS1 | DUSK TO DAWN | HPS | 400W HPS Cobra, DTD | 806 | 3270 | 1487.573
2022 | 5 | LS1 | DUSK TO DAWN | HPS | 400W HPS Flood, DTD | 478 | 860 | 500.221
2022 | 5 | LS1 | DUSK TO DAWN | HPS | 400W HPS Mongoose, DTD | 809 | 74 | 66.186
2022 | 5 | LS1 | DUSK TO DAWN | HPS | 400W HPS Shoebox, DTD | 552 | 115 | 111.573
2022 | 5 | LS1 | DUSK TO DAWN | HPS | 50W HPS Cobra, DTD | 800 | 4299 | 1062.766
2022 | 5 | LS1 | DUSK TO DAWN | HPS | 50W HPS PT, DTD | 509 | 48 | 1
2022 | 5 | LS1 | DUSK TO DAWN | HPS | 70W HPS Coach PT, DTD | 810 | 322 | 1139.581
2022 | 5 | LS1 | DUSK TO DAWN | HPS | 70W HPS Cobra/Nema, DTD | 802 | 7356 | 2194.449
2022 | 5 | LS1 | DUSK TO DAWN | INC | 800W INC Ybor Archway, DTD-280 | 669 | 1 | 24
2022 | 5 | LS1 | DUSK TO DAWN | L17 | 105W LED Roadway, DTD | 926 | 4350 | 13316.521
2022 | 5 | LS1 | DUSK TO DAWN | L17 | 133W LED Roadway/Area, DTD | 932 | 343 | 2055.646
2022 | 5 | LS1 | DUSK TO DAWN | L17 | 143W LED Area-Lighter, DTD | 935 | 16 | 81.421
2022 | 5 | LS1 | DUSK TO DAWN | L17 | 145W LED Roadway, DTD | 937 | 3107 | 16036.987
2022 | 5 | LS1 | DUSK TO DAWN | L17 | 182W LED Roadway, DTD | 941 | 3332 | 13469.349
2022 | 5 | LS1 | DUSK TO DAWN | L17 | 199W LED Flood, DTD | 951 | 1328 | 2675.693
2022 | 5 | LS1 | DUSK TO DAWN | L17 | 225W LED Mongoose, DTD | 956 | 115 | 536.021
2022 | 5 | LS1 | DUSK TO DAWN | L17 | 247W LED Area-Lighter, DTD | 945 | 565 | 4116.155
2022 | 5 | LS1 | DUSK TO DAWN | L17 | 255W LED Flood, DTD | 953 | 539 | 1101.497
2022 | 5 | LS1 | DUSK TO DAWN | L17 | 26W LED Granville PT, DTD | 965 | 326 | 3144.642
2022 | 5 | LS1 | DUSK TO DAWN | L17 | 27W LED Roadway, DTD | 912 | 9136 | 13797.46
2022 | 5 | LS1 | DUSK TO DAWN | L17 | 330W LED Area-Lighter, DTD | 947 | 569 | 2186.838
2022 | 5 | LS1 | DUSK TO DAWN | L17 | 333W LED Mongoose, DTD | 958 | 17 | 56.348
2022 | 5 | LS1 | DUSK TO DAWN | L17 | 39W LED Enh Granv PT, DTD | 968 | 141 | 1512.227
2022 | 5 | LS1 | DUSK TO DAWN | L17 | 39W LED Granville PT, DTD | 967 | 428 | 6315.082
2022 | 5 | LS1 | DUSK TO DAWN | L17 | 47W LED Roadway , DTD | 914 | 14045 | 85600.65
2022 | 5 | LS1 | DUSK TO DAWN | L17 | 55W LED Salem PT, DTD | 971 | 1055 | 20125.107
2022 | 5 | LS1 | DUSK TO DAWN | L17 | 60W LED Enh Granv PT, DTD | 973 | 11 | 50.668
2022 | 5 | LS1 | DUSK TO DAWN | L17 | 60W LED Granville PT, DTD | 972 | 32 | 491.031
2022 | 5 | LS1 | DUSK TO DAWN | L17 | 76W LED Salem PT, DTD | 975 | 345 | 3816.765
2022 | 5 | LS1 | DUSK TO DAWN | L17 | 88W LED Roadway/Area, DTD | 921 | 139 | 2184.143
2022 | 5 | LS1 | DUSK TO DAWN | LED | 100W LED Classic PT, DTD-35 | 836 | 14 | 189.859
2022 | 5 | LS1 | DUSK TO DAWN | LED | 106W LED Roadway, DTD | 821 | 21 | 25.993
2022 | 5 | LS1 | DUSK TO DAWN | LED | 107W LED Roadway, DTD | 820 | 294 | 2446.76
2022 | 5 | LS1 | DUSK TO DAWN | LED | 152W LED, Area-Lighter, DTD-53 | 830 | 43 | 159
2022 | 5 | LS1 | DUSK TO DAWN | LED | 157W LED Roadway, DTD-55 | 829 | 140 | 447.797
2022 | 5 | LS1 | DUSK TO DAWN | LED | 196W LED Roadway, DTD | 822 | 19 | 33.003
2022 | 5 | LS1 | DUSK TO DAWN | LED | 211W LED Area-Lighter, DTD | 826 | 110 | 675.395
2022 | 5 | LS1 | DUSK TO DAWN | LED | 213W LED Roadway, DTD | 823 | 239 | 2136.014
2022 | 5 | LS1 | DUSK TO DAWN | LED | 238W LED, Flood, DTD-83 | 831 | 101 | 212.007
2022 | 5 | LS1 | DUSK TO DAWN | LED | 245W LED, Mongoose, DTD-86 | 833 | 13 | 59.001
2022 | 5 | LS1 | DUSK TO DAWN | LED | 315W LED Area-Lighter, DTD | 827 | 622 | 5705.308
2022 | 5 | LS1 | DUSK TO DAWN | LED | 328W LED, Mongoose, DTD-115 | 834 | 14 | 20.3
2022 | 5 | LS1 | DUSK TO DAWN | LED | 359W LED, Flood, DTD-126 | 832 | 403 | 1281.495
2022 | 5 | LS1 | DUSK TO DAWN | LED | 56W LED Roadway, DTD-20 | 828 | 613 | 1592.837
2022 | 5 | LS1 | DUSK TO DAWN | LED | 60W LED Classic PT, DTD-21 | 835 | 37 | 665.004
2022 | 5 | LS1 | DUSK TO DAWN | LED | 67W LED Post Top, DTD | 824 | 139 | 3256.009
2022 | 5 | LS1 | DUSK TO DAWN | LED | 99W LED Post Top, DTD | 825 | 66 | 1125.624
2022 | 5 | LS1 | DUSK TO DAWN | MH | 1000W MH Flood, DTD | 558 | 746 | 190.955
2022 | 5 | LS1 | DUSK TO DAWN | MH | 1000W MH Shoebox, DTD | 576 | 613 | 259.64
2022 | 5 | LS1 | DUSK TO DAWN | MH | 150W MH General PT, DTD | 701 | 7 | 3.001
2022 | 5 | LS1 | DUSK TO DAWN | MH | 150W MH Salem PT, DTD | 700 | 17 | 29
2022 | 5 | LS1 | DUSK TO DAWN | MH | 150W MH Shoebox, DTD | 702 | 3 | 0
2022 | 5 | LS1 | DUSK TO DAWN | MH | 175W MH General PT, DTD | 574 | 46 | 128.836
2022 | 5 | LS1 | DUSK TO DAWN | MH | 175W MH Salem PT, DTD | 575 | 65 | 207.546
2022 | 5 | LS1 | DUSK TO DAWN | MH | 175W MH Shoebox, DTD | 564 | 3 | 0
2022 | 5 | LS1 | DUSK TO DAWN | MH | 350W MH Cobra, DTD | 704 | 40 | 5.209
2022 | 5 | LS1 | DUSK TO DAWN | MH | 350W MH Flood, DTD | 705 | 42 | 13.233
2022 | 5 | LS1 | DUSK TO DAWN | MH | 350W MH Shoebox, DTD | 703 | 79 | 27.993
2022 | 5 | LS1 | DUSK TO DAWN | MH | 400W MH Cobra, DTD | 520 | 203 | 43.54
2022 | 5 | LS1 | DUSK TO DAWN | MH | 400W MH Flood, DTD | 556 | 481 | 181.734
2022 | 5 | LS1 | DUSK TO DAWN | MH | 400W MH Shoebox, DTD | 554 | 542 | 296.018
2022 | 5 | LS1 | ENERGY | METERED | Electric Rate Category Facts | FAC | 222
2022 | 5 | LS1 | ENERGY | UNMETERED | Electric Rate Category Facts | FAC | 40093
2022 | 5 | LS1 | MISC | BRACKET | PT Bracket | 569 | 43 | 261.002
2022 | 5 | LS1 | MISC | TIMER | Timer | 563 | 9 | 10.002
2022 | 5 | LS1 | POLE | OH | 30 ft Wood, OH | 425 | 33 | 29.002
2022 | 5 | LS1 | POLE | OH | 30 ft Wood, OH | 626 | 11310 | 16502.025
2022 | 5 | LS1 | POLE | OH | 35 ft Concrete, OH | 637 | 1221 | 4472.619
2022 | 5 | LS1 | POLE | OH | 35 ft Wood, OH | 627 | 6711 | 18680.001
2022 | 5 | LS1 | POLE | OH | 40/45 ft Wood, OH | 597 | 740 | 1663.158
2022 | 5 | LS1 | POLE | OH | 40/45 ft Concrete, OH | 594 | 302 | 1095.181
2022 | 5 | LS1 | POLE | UG | Existing Pole, UG | 641 | 14 | 33.002
2022 | 5 | LS1 | POLE | UG | 10 ft PT AL , DB UG | 422 | 27 | 87.002
2022 | 5 | LS1 | POLE | UG | 23 ft Concrete Round, DB UG | 523 | 8 | 112.003
2022 | 5 | LS1 | POLE | UG | 25/30 ft Concrete, UG | 595 | 78 | 372
2022 | 5 | LS1 | POLE | UG | 27 ft AL , DB UG | 616 | 18 | 686.896
2022 | 5 | LS1 | POLE | UG | 28 ft AL , DB UG | 615 | 18 | 2481.76
2022 | 5 | LS1 | POLE | UG | 30 ft AB Steel , UG | 589 | 7 | 132.002
2022 | 5 | LS1 | POLE | UG | 35 ft Concrete (150 W), DB UG | 612 | 592 | 4200.263
2022 | 5 | LS1 | POLE | UG | 35 ft Concrete (70-100W),DB UG | 607 | 1197 | 30782.83
2022 | 5 | LS1 | POLE | UG | 35 ft Concrete, DB UG | 588 | 1190 | 13707.002
2022 | 5 | LS1 | POLE | UG | 35 ft Concrete(250-400W),DB UG | 614 | 509 | 3769.48
2022 | 5 | LS1 | POLE | UG | 35ft Conc Tall Waterford,DB UG | 591 | 107 | 1381.595
2022 | 5 | LS1 | POLE | UG | 37 ft AL , DB UG | 622 | 5 | 341.376
2022 | 5 | LS1 | POLE | UG | 38 ft AL , DB UG | 623 | 8 | 109.627
2022 | 5 | LS1 | POLE | UG | 45 ft Concrete, DB UG | 596 | 184 | 1541.178
2022 | 5 | LS1 | POLE | UG | Capitol PT, 16 ft AL, DB UG | 581 | 4 | 47
2022 | 5 | LS1 | POLE | UG | Charlestn HD PT,16 ft AL,DB UG | 590 | 9 | 22.034
2022 | 5 | LS1 | POLE | UG | Charleston PT, 16 ft AL, DB UG | 586 | 657 | 18149.865
2022 | 5 | LS1 | POLE | UG | Charlstn Banr PT,16ft AL,DB UG | 585 | 15 | 116.993
2022 | 5 | LS1 | POLE | UG | Franklin PT, 16 ft Comp, DB UG | 525 | 131 | 3374.074
2022 | 5 | LS1 | POLE | UG | Heritage PT, 16 ft AL, DB UG | 580 | 17 | 141.001
2022 | 5 | LS1 | POLE | UG | PT, 16 ft AL, DB UG | 584 | 19 | 148.001
2022 | 5 | LS1 | POLE | UG | PT, 16 ft Concrete, DB UG | 599 | 2 | 48
2022 | 5 | LS1 | POLE | UG | PT, 16 ft Fiber, DB UG | 624 | 353 | 4046.477
2022 | 5 | LS1 | POLE | UG | Victorian PT,16 ft Conc, DB UG | 592 | 44 | 829.004
2022 | 5 | LS1 | POLE | UG | Waterford PT,16 ft Conc, DB UG | 583 | 40 | 522.994
2022 | 5 | LS1 | POLE | UG | Winston PT, 16 ft AL, DB UG | 593 | 521 | 5294.182
2022 | 5 | LS1 | POLE | UG | Winston PT, 16 ft Fiber, DB UG | 582 | 744 | 17062.999
2022 | 5 | LS1 | TIMED SERVICE | HPS | 100W HPS Classic PT, Timed | 530 | 1 | 0
2022 | 5 | LS1 | TIMED SERVICE | HPS | 100W HPS Cobra/Nema, Timed | 863 | 3 | 0
2022 | 5 | LS1 | TIMED SERVICE | HPS | 100W HPS Salem PT, Timed | 533 | 1 | 0
2022 | 5 | LS1 | TIMED SERVICE | HPS | 150W HPS Cobra, Timed | 864 | 5 | 5.001
2022 | 5 | LS1 | TIMED SERVICE | HPS | 250W HPS Cobra, Timed | 865 | 1 | 0
2022 | 5 | LS1 | TIMED SERVICE | HPS | 400W HPS Cobra, Timed | 866 | 5 | 0
2022 | 5 | LS1 | TIMED SERVICE | HPS | 400W HPS Flood, Timed | 484 | 1 | 0
2022 | 5 | LS1 | TIMED SERVICE | HPS | 400W HPS Mongoose, Timed | 869 | 2 | 0
2022 | 5 | LS1 | TIMED SERVICE | HPS | 70W HPS Cobra/Nema, Timed | 862 | 1 | 0
2022 | 5 | LS1 | TIMED SERVICE | L17 | 105W LED Roadway, Timed | 982 | 6 | 12.991
2022 | 5 | LS1 | TIMED SERVICE | L17 | 133W LED Roadway/Area, Timed | 903 | 1 | 1
2022 | 5 | LS1 | TIMED SERVICE | L17 | 182W LED Roadway, Timed | 983 | 46 | 38.326
2022 | 5 | LS1 | TIMED SERVICE | L17 | 199W LED Flood, Timed | 985 | 2 | 7
2022 | 5 | LS1 | TIMED SERVICE | L17 | 225W LED Mongoose, Timed | 987 | 3 | 1
2022 | 5 | LS1 | TIMED SERVICE | L17 | 255W LED Flood, Timed | 986 | 4 | 3
2022 | 5 | LS1 | TIMED SERVICE | L17 | 27W LED Roadway, Timed | 981 | 23 | 14.998
2022 | 5 | LS1 | TIMED SERVICE | L17 | 330W LED Area-Lighter, Timed | 984 | 7 | 43.484
2022 | 5 | LS1 | TIMED SERVICE | L17 | 39W LED Granville PT, Timed | 988 | 1 | 0
2022 | 5 | LS1 | TIMED SERVICE | L17 | 54W LED Salem PT, Timed | 992 | 1 | 0
2022 | 5 | LS1 | TIMED SERVICE | L17 | 76W LED Salem PT, Timed | 990 | 24 | 42.005
2022 | 5 | LS1 | TIMED SERVICE | LED | 106W LED Roadway, Timed | 841 | 1 | 4
2022 | 5 | LS1 | TIMED SERVICE | LED | 211W LED Area-Lighter, Timed | 846 | 1 | 13
2022 | 5 | LS1 | TIMED SERVICE | LED | 315W LED Area-Lighter, Timed | 847 | 3 | 1
2022 | 5 | LS1 | TIMED SERVICE | LED | 56W LED Roadway, Timed | 848 | 2 | 1
2022 | 5 | LS1 | TIMED SERVICE | LED | 67W LED Post Top, Timed | 844 | 1 | 4
2022 | 5 | LS1 | TIMED SERVICE | MH | 1000W MH Flood, Timed | 578 | 8 | 1
2022 | 5 | LS1 | TIMED SERVICE | MH | 1000W MH Shoebox, Timed | 577 | 7 | 4.096
2022 | 5 | LS1 | TIMED SERVICE | MH | 175W MH General PT, Timed | 548 | 1 | 0
2022 | 5 | LS1 | TIMED SERVICE | MH | 175W MH Salem PT, Timed | 568 | 1 | 0
2022 | 5 | LS1 | TIMED SERVICE | MH | 175W MH Shoebox, Timed | 549 | 2 | 0
2022 | 5 | LS1 | TIMED SERVICE | MH | 400W MH Cobra, Timed | 522 | 1 | 0
2022 | 5 | LS1 | TIMED SERVICE | MH | 400W MH Shoebox, Timed | 540 | 5 | 0
2022 | 5 | LS2 | ENERGY | UNMETERED | Electric Rate Category Facts | FAC | 13
2022 | 5 | LS2 | IPV | IPV | Electric Rate Category Facts | FAC | 13
2022 | 6 | LS1 | DUSK TO DAWN | HPS | 100W HPS Classic PT, DTD | 570 | 369 | 2139.784
2022 | 6 | LS1 | DUSK TO DAWN | HPS | 100W HPS Cobra/Nema, DTD | 803 | 15193 | 4573.124
2022 | 6 | LS1 | DUSK TO DAWN | HPS | 100W HPS Colonial PT, DTD | 572 | 127 | 910.039
2022 | 6 | LS1 | DUSK TO DAWN | HPS | 100W HPS Contemporary PT, DTD | 571 | 1 | 0
2022 | 6 | LS1 | DUSK TO DAWN | HPS | 100W HPS Salem PT, DTD | 573 | 632 | 4560.764
2022 | 6 | LS1 | DUSK TO DAWN | HPS | 100W HPS Shoebox, DTD | 550 | 93 | 73.763
2022 | 6 | LS1 | DUSK TO DAWN | HPS | 150W HPS Cobra, DTD | 804 | 4618 | 1868.903
2022 | 6 | LS1 | DUSK TO DAWN | HPS | 250W HPS Cobra, DTD | 805 | 3377 | 1712.359
2022 | 6 | LS1 | DUSK TO DAWN | HPS | 250W HPS Flood, DTD | 468 | 543 | 251.01
2022 | 6 | LS1 | DUSK TO DAWN | HPS | 250W HPS Shoebox, DTD | 566 | 98 | 109.454
2022 | 6 | LS1 | DUSK TO DAWN | HPS | 400W HPS Cobra, DTD | 806 | 3276 | 1268.123
2022 | 6 | LS1 | DUSK TO DAWN | HPS | 400W HPS Flood, DTD | 478 | 860 | 427.729
2022 | 6 | LS1 | DUSK TO DAWN | HPS | 400W HPS Mongoose, DTD | 809 | 74 | 52.775
2022 | 6 | LS1 | DUSK TO DAWN | HPS | 400W HPS Shoebox, DTD | 552 | 115 | 94.311
2022 | 6 | LS1 | DUSK TO DAWN | HPS | 50W HPS Cobra, DTD | 800 | 4290 | 881.292
2022 | 6 | LS1 | DUSK TO DAWN | HPS | 50W HPS PT, DTD | 509 | 48 | 1
2022 | 6 | LS1 | DUSK TO DAWN | HPS | 70W HPS Coach PT, DTD | 810 | 320 | 1122.927
2022 | 6 | LS1 | DUSK TO DAWN | HPS | 70W HPS Cobra/Nema, DTD | 802 | 7347 | 1689.001
2022 | 6 | LS1 | DUSK TO DAWN | INC | 800W INC Ybor Archway, DTD-280 | 669 | 1 | 24
2022 | 6 | LS1 | DUSK TO DAWN | L17 | 105W LED Roadway, DTD | 926 | 4489 | 14156.164
2022 | 6 | LS1 | DUSK TO DAWN | L17 | 133W LED Roadway/Area, DTD | 932 | 350 | 2088.558
2022 | 6 | LS1 | DUSK TO DAWN | L17 | 143W LED Area-Lighter, DTD | 935 | 17 | 102.001
2022 | 6 | LS1 | DUSK TO DAWN | L17 | 145W LED Roadway, DTD | 937 | 3171 | 16709.46
2022 | 6 | LS1 | DUSK TO DAWN | L17 | 182W LED Roadway, DTD | 941 | 3396 | 14008.951
2022 | 6 | LS1 | DUSK TO DAWN | L17 | 199W LED Flood, DTD | 951 | 1404 | 2869.738
2022 | 6 | LS1 | DUSK TO DAWN | L17 | 225W LED Mongoose, DTD | 956 | 117 | 558.487
2022 | 6 | LS1 | DUSK TO DAWN | L17 | 247W LED Area-Lighter, DTD | 945 | 568 | 4100.091
2022 | 6 | LS1 | DUSK TO DAWN | L17 | 255W LED Flood, DTD | 953 | 555 | 1153.864
2022 | 6 | LS1 | DUSK TO DAWN | L17 | 26W LED Granville PT, DTD | 965 | 326 | 3221.059
2022 | 6 | LS1 | DUSK TO DAWN | L17 | 27W LED Roadway, DTD | 912 | 9430 | 14517.087
2022 | 6 | LS1 | DUSK TO DAWN | L17 | 330W LED Area-Lighter, DTD | 947 | 580 | 2238.406
2022 | 6 | LS1 | DUSK TO DAWN | L17 | 333W LED Mongoose, DTD | 958 | 17 | 46.002
2022 | 6 | LS1 | DUSK TO DAWN | L17 | 39W LED Enh Granv PT, DTD | 968 | 143 | 1529.991
2022 | 6 | LS1 | DUSK TO DAWN | L17 | 39W LED Granville PT, DTD | 967 | 429 | 6400.059
2022 | 6 | LS1 | DUSK TO DAWN | L17 | 47W LED Roadway , DTD | 914 | 14606 | 87890.197
2022 | 6 | LS1 | DUSK TO DAWN | L17 | 55W LED Salem PT, DTD | 971 | 1057 | 20192.492
2022 | 6 | LS1 | DUSK TO DAWN | L17 | 60W LED Enh Granv PT, DTD | 973 | 11 | 50.001
2022 | 6 | LS1 | DUSK TO DAWN | L17 | 60W LED Granville PT, DTD | 972 | 33 | 504.565
2022 | 6 | LS1 | DUSK TO DAWN | L17 | 76W LED Salem PT, DTD | 975 | 345 | 3817.578
2022 | 6 | LS1 | DUSK TO DAWN | L17 | 88W LED Roadway/Area, DTD | 921 | 140 | 2198.391
2022 | 6 | LS1 | DUSK TO DAWN | LED | 100W LED Classic PT, DTD-35 | 836 | 15 | 191.01
2022 | 6 | LS1 | DUSK TO DAWN | LED | 106W LED Roadway, DTD | 821 | 21 | 25.071
2022 | 6 | LS1 | DUSK TO DAWN | LED | 107W LED Roadway, DTD | 820 | 295 | 2454.872
2022 | 6 | LS1 | DUSK TO DAWN | LED | 152W LED, Area-Lighter, DTD-53 | 830 | 44 | 185
2022 | 6 | LS1 | DUSK TO DAWN | LED | 157W LED Roadway, DTD-55 | 829 | 141 | 447.948
2022 | 6 | LS1 | DUSK TO DAWN | LED | 196W LED Roadway, DTD | 822 | 19 | 33.012
2022 | 6 | LS1 | DUSK TO DAWN | LED | 211W LED Area-Lighter, DTD | 826 | 111 | 703.17
2022 | 6 | LS1 | DUSK TO DAWN | LED | 213W LED Roadway, DTD | 823 | 242 | 2163.768
2022 | 6 | LS1 | DUSK TO DAWN | LED | 238W LED, Flood, DTD-83 | 831 | 103 | 216.672
2022 | 6 | LS1 | DUSK TO DAWN | LED | 245W LED, Mongoose, DTD-86 | 833 | 13 | 59.003
2022 | 6 | LS1 | DUSK TO DAWN | LED | 315W LED Area-Lighter, DTD | 827 | 627 | 5851.227
2022 | 6 | LS1 | DUSK TO DAWN | LED | 328W LED, Mongoose, DTD-115 | 834 | 15 | 21.002
2022 | 6 | LS1 | DUSK TO DAWN | LED | 359W LED, Flood, DTD-126 | 832 | 406 | 1284.066
2022 | 6 | LS1 | DUSK TO DAWN | LED | 56W LED Roadway, DTD-20 | 828 | 613 | 1586.184
2022 | 6 | LS1 | DUSK TO DAWN | LED | 60W LED Classic PT, DTD-21 | 835 | 37 | 665.014
2022 | 6 | LS1 | DUSK TO DAWN | LED | 67W LED Post Top, DTD | 824 | 139 | 3256.012
2022 | 6 | LS1 | DUSK TO DAWN | LED | 99W LED Post Top, DTD | 825 | 66 | 1125.008
2022 | 6 | LS1 | DUSK TO DAWN | MH | 1000W MH Flood, DTD | 558 | 751 | 168.488
2022 | 6 | LS1 | DUSK TO DAWN | MH | 1000W MH Shoebox, DTD | 576 | 616 | 228.052
2022 | 6 | LS1 | DUSK TO DAWN | MH | 150W MH General PT, DTD | 701 | 7 | 3.001
2022 | 6 | LS1 | DUSK TO DAWN | MH | 150W MH Salem PT, DTD | 700 | 17 | 29.002
2022 | 6 | LS1 | DUSK TO DAWN | MH | 150W MH Shoebox, DTD | 702 | 3 | 0
2022 | 6 | LS1 | DUSK TO DAWN | MH | 175W MH General PT, DTD | 574 | 46 | 123.997
2022 | 6 | LS1 | DUSK TO DAWN | MH | 175W MH Salem PT, DTD | 575 | 65 | 199.01
2022 | 6 | LS1 | DUSK TO DAWN | MH | 175W MH Shoebox, DTD | 564 | 3 | 0
2022 | 6 | LS1 | DUSK TO DAWN | MH | 350W MH Cobra, DTD | 704 | 40 | 4.038
2022 | 6 | LS1 | DUSK TO DAWN | MH | 350W MH Flood, DTD | 705 | 42 | 12.276
2022 | 6 | LS1 | DUSK TO DAWN | MH | 350W MH Shoebox, DTD | 703 | 79 | 21.545
2022 | 6 | LS1 | DUSK TO DAWN | MH | 400W MH Cobra, DTD | 520 | 206 | 39.644
2022 | 6 | LS1 | DUSK TO DAWN | MH | 400W MH Flood, DTD | 556 | 484 | 156.074
2022 | 6 | LS1 | DUSK TO DAWN | MH | 400W MH Shoebox, DTD | 554 | 540 | 208.939
2022 | 6 | LS1 | ENERGY | METERED | Electric Rate Category Facts | FAC | 222
2022 | 6 | LS1 | ENERGY | UNMETERED | Electric Rate Category Facts | FAC | 40068
2022 | 6 | LS1 | MISC | BRACKET | PT Bracket | 569 | 43 | 261.001
2022 | 6 | LS1 | MISC | TIMER | Timer | 563 | 9 | 10
2022 | 6 | LS1 | POLE | OH | 30 ft Wood, OH | 425 | 33 | 29.001
2022 | 6 | LS1 | POLE | OH | 30 ft Wood, OH | 626 | 11304 | 16427.387
2022 | 6 | LS1 | POLE | OH | 35 ft Concrete, OH | 637 | 1228 | 4554.606
2022 | 6 | LS1 | POLE | OH | 35 ft Wood, OH | 627 | 6726 | 18850.485
2022 | 6 | LS1 | POLE | OH | 40/45 ft Wood, OH | 597 | 745 | 1686.606
2022 | 6 | LS1 | POLE | OH | 40/45 ft Concrete, OH | 594 | 303 | 1091.871
2022 | 6 | LS1 | POLE | UG | Existing Pole, UG | 641 | 14 | 33.007
2022 | 6 | LS1 | POLE | UG | 10 ft PT AL , DB UG | 422 | 27 | 87.002
2022 | 6 | LS1 | POLE | UG | 23 ft Concrete Round, DB UG | 523 | 8 | 111.999
2022 | 6 | LS1 | POLE | UG | 25/30 ft Concrete, UG | 595 | 78 | 372.007
2022 | 6 | LS1 | POLE | UG | 27 ft AL , DB UG | 616 | 18 | 717.381
2022 | 6 | LS1 | POLE | UG | 28 ft AL , DB UG | 615 | 19 | 2472.592
2022 | 6 | LS1 | POLE | UG | 30 ft AB Steel , UG | 589 | 8 | 132.006
2022 | 6 | LS1 | POLE | UG | 35 ft Concrete (150 W), DB UG | 612 | 594 | 4243.333
2022 | 6 | LS1 | POLE | UG | 35 ft Concrete (70-100W),DB UG | 607 | 1201 | 30777.956
2022 | 6 | LS1 | POLE | UG | 35 ft Concrete, DB UG | 588 | 1195 | 13673.842
2022 | 6 | LS1 | POLE | UG | 35 ft Concrete(250-400W),DB UG | 614 | 513 | 3886.966
2022 | 6 | LS1 | POLE | UG | 35ft Conc Tall Waterford,DB UG | 591 | 108 | 1381.605
2022 | 6 | LS1 | POLE | UG | 37 ft AL , DB UG | 622 | 5 | 340.596
2022 | 6 | LS1 | POLE | UG | 38 ft AL , DB UG | 623 | 8 | 130.874
2022 | 6 | LS1 | POLE | UG | 45 ft Concrete, DB UG | 596 | 186 | 1607.018
2022 | 6 | LS1 | POLE | UG | Capitol PT, 16 ft AL, DB UG | 581 | 4 | 47
2022 | 6 | LS1 | POLE | UG | Charlestn HD PT,16 ft AL,DB UG | 590 | 9 | 22
2022 | 6 | LS1 | POLE | UG | Charleston PT, 16 ft AL, DB UG | 586 | 658 | 18254.418
2022 | 6 | LS1 | POLE | UG | Charlstn Banr PT,16ft AL,DB UG | 585 | 15 | 117
2022 | 6 | LS1 | POLE | UG | Franklin PT, 16 ft Comp, DB UG | 525 | 132 | 3384.412
2022 | 6 | LS1 | POLE | UG | Heritage PT, 16 ft AL, DB UG | 580 | 17 | 141.001
2022 | 6 | LS1 | POLE | UG | PT, 16 ft AL, DB UG | 584 | 19 | 148.004
2022 | 6 | LS1 | POLE | UG | PT, 16 ft Concrete, DB UG | 599 | 2 | 48
2022 | 6 | LS1 | POLE | UG | PT, 16 ft Fiber, DB UG | 624 | 352 | 4084.041
2022 | 6 | LS1 | POLE | UG | Victorian PT,16 ft Conc, DB UG | 592 | 44 | 829.002
2022 | 6 | LS1 | POLE | UG | Waterford PT,16 ft Conc, DB UG | 583 | 40 | 523.006
2022 | 6 | LS1 | POLE | UG | Winston PT, 16 ft AL, DB UG | 593 | 528 | 5289.117
2022 | 6 | LS1 | POLE | UG | Winston PT, 16 ft Fiber, DB UG | 582 | 744 | 17062.274
2022 | 6 | LS1 | TIMED SERVICE | HPS | 100W HPS Classic PT, Timed | 530 | 1 | 0
2022 | 6 | LS1 | TIMED SERVICE | HPS | 100W HPS Cobra/Nema, Timed | 863 | 3 | 0
2022 | 6 | LS1 | TIMED SERVICE | HPS | 100W HPS Salem PT, Timed | 533 | 1 | 0
2022 | 6 | LS1 | TIMED SERVICE | HPS | 150W HPS Cobra, Timed | 864 | 5 | 5
2022 | 6 | LS1 | TIMED SERVICE | HPS | 250W HPS Cobra, Timed | 865 | 1 | 0
2022 | 6 | LS1 | TIMED SERVICE | HPS | 400W HPS Cobra, Timed | 866 | 5 | 0
2022 | 6 | LS1 | TIMED SERVICE | HPS | 400W HPS Flood, Timed | 484 | 1 | 0
2022 | 6 | LS1 | TIMED SERVICE | HPS | 400W HPS Mongoose, Timed | 869 | 2 | 0
2022 | 6 | LS1 | TIMED SERVICE | HPS | 70W HPS Cobra/Nema, Timed | 862 | 1 | 0
2022 | 6 | LS1 | TIMED SERVICE | L17 | 105W LED Roadway, Timed | 982 | 6 | 12.999
2022 | 6 | LS1 | TIMED SERVICE | L17 | 133W LED Roadway/Area, Timed | 903 | 1 | 1.001
2022 | 6 | LS1 | TIMED SERVICE | L17 | 182W LED Roadway, Timed | 983 | 46 | 37.997
2022 | 6 | LS1 | TIMED SERVICE | L17 | 199W LED Flood, Timed | 985 | 3 | 7.268
2022 | 6 | LS1 | TIMED SERVICE | L17 | 225W LED Mongoose, Timed | 987 | 3 | 1
2022 | 6 | LS1 | TIMED SERVICE | L17 | 255W LED Flood, Timed | 986 | 4 | 3
2022 | 6 | LS1 | TIMED SERVICE | L17 | 27W LED Roadway, Timed | 981 | 23 | 13.539
2022 | 6 | LS1 | TIMED SERVICE | L17 | 330W LED Area-Lighter, Timed | 984 | 7 | 46.001
2022 | 6 | LS1 | TIMED SERVICE | L17 | 39W LED Granville PT, Timed | 988 | 1 | 0
2022 | 6 | LS1 | TIMED SERVICE | L17 | 54W LED Salem PT, Timed | 992 | 1 | 0
2022 | 6 | LS1 | TIMED SERVICE | L17 | 76W LED Salem PT, Timed | 990 | 24 | 42.002
2022 | 6 | LS1 | TIMED SERVICE | LED | 106W LED Roadway, Timed | 841 | 1 | 4
2022 | 6 | LS1 | TIMED SERVICE | LED | 211W LED Area-Lighter, Timed | 846 | 1 | 13
2022 | 6 | LS1 | TIMED SERVICE | LED | 315W LED Area-Lighter, Timed | 847 | 3 | 1
2022 | 6 | LS1 | TIMED SERVICE | LED | 56W LED Roadway, Timed | 848 | 2 | 1
2022 | 6 | LS1 | TIMED SERVICE | LED | 67W LED Post Top, Timed | 844 | 1 | 4
2022 | 6 | LS1 | TIMED SERVICE | MH | 1000W MH Flood, Timed | 578 | 9 | 1
2022 | 6 | LS1 | TIMED SERVICE | MH | 1000W MH Shoebox, Timed | 577 | 7 | 2
2022 | 6 | LS1 | TIMED SERVICE | MH | 175W MH General PT, Timed | 548 | 1 | 0
2022 | 6 | LS1 | TIMED SERVICE | MH | 175W MH Salem PT, Timed | 568 | 1 | 0
2022 | 6 | LS1 | TIMED SERVICE | MH | 175W MH Shoebox, Timed | 549 | 2 | 0
2022 | 6 | LS1 | TIMED SERVICE | MH | 400W MH Cobra, Timed | 522 | 1 | 0
2022 | 6 | LS1 | TIMED SERVICE | MH | 400W MH Flood, Timed | 541 | 1 | 0
2022 | 6 | LS1 | TIMED SERVICE | MH | 400W MH Shoebox, Timed | 540 | 5 | 0
2022 | 6 | LS2 | ENERGY | UNMETERED | Electric Rate Category Facts | FAC | 14
2022 | 6 | LS2 | IPV | IPV | Electric Rate Category Facts | FAC | 14
2022 | 7 | LS1 | DUSK TO DAWN | HPS | 100W HPS Classic PT, DTD | 570 | 369 | 2124.665
2022 | 7 | LS1 | DUSK TO DAWN | HPS | 100W HPS Cobra/Nema, DTD | 803 | 15172 | 3687.743
2022 | 7 | LS1 | DUSK TO DAWN | HPS | 100W HPS Colonial PT, DTD | 572 | 127 | 904.59
2022 | 7 | LS1 | DUSK TO DAWN | HPS | 100W HPS Contemporary PT, DTD | 571 | 1 | 0
2022 | 7 | LS1 | DUSK TO DAWN | HPS | 100W HPS Salem PT, DTD | 573 | 632 | 4539.321
2022 | 7 | LS1 | DUSK TO DAWN | HPS | 100W HPS Shoebox, DTD | 550 | 93 | 68.556
2022 | 7 | LS1 | DUSK TO DAWN | HPS | 150W HPS Cobra, DTD | 804 | 4610 | 1588.868
2022 | 7 | LS1 | DUSK TO DAWN | HPS | 250W HPS Cobra, DTD | 805 | 3369 | 1440.255
2022 | 7 | LS1 | DUSK TO DAWN | HPS | 250W HPS Flood, DTD | 468 | 539 | 204.411
2022 | 7 | LS1 | DUSK TO DAWN | HPS | 250W HPS Shoebox, DTD | 566 | 98 | 90.871
2022 | 7 | LS1 | DUSK TO DAWN | HPS | 400W HPS Cobra, DTD | 806 | 3267 | 1038.823
2022 | 7 | LS1 | DUSK TO DAWN | HPS | 400W HPS Flood, DTD | 478 | 856 | 389.723
2022 | 7 | LS1 | DUSK TO DAWN | HPS | 400W HPS Mongoose, DTD | 809 | 75 | 44.532
2022 | 7 | LS1 | DUSK TO DAWN | HPS | 400W HPS Shoebox, DTD | 552 | 114 | 70.303
2022 | 7 | LS1 | DUSK TO DAWN | HPS | 50W HPS Cobra, DTD | 800 | 4278 | 774.289
2022 | 7 | LS1 | DUSK TO DAWN | HPS | 50W HPS PT, DTD | 509 | 48 | 1
2022 | 7 | LS1 | DUSK TO DAWN | HPS | 70W HPS Coach PT, DTD | 810 | 318 | 1112.097
2022 | 7 | LS1 | DUSK TO DAWN | HPS | 70W HPS Cobra/Nema, DTD | 802 | 7329 | 1479.221
2022 | 7 | LS1 | DUSK TO DAWN | INC | 800W INC Ybor Archway, DTD-280 | 669 | 1 | 24
2022 | 7 | LS1 | DUSK TO DAWN | L17 | 105W LED Roadway, DTD | 926 | 4563 | 14394.728
2022 | 7 | LS1 | DUSK TO DAWN | L17 | 133W LED Roadway/Area, DTD | 932 | 352 | 2109.441
2022 | 7 | LS1 | DUSK TO DAWN | L17 | 143W LED Area-Lighter, DTD | 935 | 17 | 101.001
2022 | 7 | LS1 | DUSK TO DAWN | L17 | 145W LED Roadway, DTD | 937 | 3200 | 16822.31
2022 | 7 | LS1 | DUSK TO DAWN | L17 | 182W LED Roadway, DTD | 941 | 3416 | 14011.811
2022 | 7 | LS1 | DUSK TO DAWN | L17 | 199W LED Flood, DTD | 951 | 1424 | 2948.75
2022 | 7 | LS1 | DUSK TO DAWN | L17 | 225W LED Mongoose, DTD | 956 | 119 | 568.82
2022 | 7 | LS1 | DUSK TO DAWN | L17 | 247W LED Area-Lighter, DTD | 945 | 573 | 4133.265
2022 | 7 | LS1 | DUSK TO DAWN | L17 | 255W LED Flood, DTD | 953 | 557 | 1166.557
2022 | 7 | LS1 | DUSK TO DAWN | L17 | 26W LED Granville PT, DTD | 965 | 327 | 3232.556
2022 | 7 | LS1 | DUSK TO DAWN | L17 | 27W LED Roadway, DTD | 912 | 9574 | 14522.594
2022 | 7 | LS1 | DUSK TO DAWN | L17 | 330W LED Area-Lighter, DTD | 947 | 585 | 2269.527
2022 | 7 | LS1 | DUSK TO DAWN | L17 | 333W LED Mongoose, DTD | 958 | 18 | 46
2022 | 7 | LS1 | DUSK TO DAWN | L17 | 39W LED Enh Granv PT, DTD | 968 | 143 | 1540.005
2022 | 7 | LS1 | DUSK TO DAWN | L17 | 39W LED Granville PT, DTD | 967 | 429 | 6381.019
2022 | 7 | LS1 | DUSK TO DAWN | L17 | 47W LED Roadway , DTD | 914 | 14855 | 88978.089
2022 | 7 | LS1 | DUSK TO DAWN | L17 | 55W LED Salem PT, DTD | 971 | 1056 | 20258.07
2022 | 7 | LS1 | DUSK TO DAWN | L17 | 60W LED Enh Granv PT, DTD | 973 | 11 | 50
2022 | 7 | LS1 | DUSK TO DAWN | L17 | 60W LED Granville PT, DTD | 972 | 34 | 488.258
2022 | 7 | LS1 | DUSK TO DAWN | L17 | 76W LED Salem PT, DTD | 975 | 346 | 3819.709
2022 | 7 | LS1 | DUSK TO DAWN | L17 | 88W LED Roadway/Area, DTD | 921 | 141 | 2200.619
2022 | 7 | LS1 | DUSK TO DAWN | LED | 100W LED Classic PT, DTD-35 | 836 | 15 | 190
2022 | 7 | LS1 | DUSK TO DAWN | LED | 106W LED Roadway, DTD | 821 | 21 | 25.004
2022 | 7 | LS1 | DUSK TO DAWN | LED | 107W LED Roadway, DTD | 820 | 295 | 2436.826
2022 | 7 | LS1 | DUSK TO DAWN | LED | 152W LED, Area-Lighter, DTD-53 | 830 | 44 | 171.998
2022 | 7 | LS1 | DUSK TO DAWN | LED | 157W LED Roadway, DTD-55 | 829 | 142 | 446.779
2022 | 7 | LS1 | DUSK TO DAWN | LED | 196W LED Roadway, DTD | 822 | 19 | 33.005
2022 | 7 | LS1 | DUSK TO DAWN | LED | 211W LED Area-Lighter, DTD | 826 | 111 | 685.694
2022 | 7 | LS1 | DUSK TO DAWN | LED | 213W LED Roadway, DTD | 823 | 242 | 2136.027
2022 | 7 | LS1 | DUSK TO DAWN | LED | 238W LED, Flood, DTD-83 | 831 | 103 | 224.925
2022 | 7 | LS1 | DUSK TO DAWN | LED | 245W LED, Mongoose, DTD-86 | 833 | 13 | 59
2022 | 7 | LS1 | DUSK TO DAWN | LED | 315W LED Area-Lighter, DTD | 827 | 623 | 5792.205
2022 | 7 | LS1 | DUSK TO DAWN | LED | 328W LED, Mongoose, DTD-115 | 834 | 15 | 21.002
2022 | 7 | LS1 | DUSK TO DAWN | LED | 359W LED, Flood, DTD-126 | 832 | 407 | 1276.106
2022 | 7 | LS1 | DUSK TO DAWN | LED | 56W LED Roadway, DTD-20 | 828 | 615 | 1593.313
2022 | 7 | LS1 | DUSK TO DAWN | LED | 60W LED Classic PT, DTD-21 | 835 | 37 | 665.008
2022 | 7 | LS1 | DUSK TO DAWN | LED | 67W LED Post Top, DTD | 824 | 139 | 3255.951
2022 | 7 | LS1 | DUSK TO DAWN | LED | 99W LED Post Top, DTD | 825 | 66 | 1124.289
2022 | 7 | LS1 | DUSK TO DAWN | MH | 1000W MH Flood, DTD | 558 | 748 | 139.744
2022 | 7 | LS1 | DUSK TO DAWN | MH | 1000W MH Shoebox, DTD | 576 | 611 | 184.099
2022 | 7 | LS1 | DUSK TO DAWN | MH | 150W MH General PT, DTD | 701 | 7 | 3.001
2022 | 7 | LS1 | DUSK TO DAWN | MH | 150W MH Salem PT, DTD | 700 | 17 | 29.001
2022 | 7 | LS1 | DUSK TO DAWN | MH | 150W MH Shoebox, DTD | 702 | 3 | 0
2022 | 7 | LS1 | DUSK TO DAWN | MH | 175W MH General PT, DTD | 574 | 46 | 121.232
2022 | 7 | LS1 | DUSK TO DAWN | MH | 175W MH Salem PT, DTD | 575 | 64 | 197.225
2022 | 7 | LS1 | DUSK TO DAWN | MH | 175W MH Shoebox, DTD | 564 | 3 | 0
2022 | 7 | LS1 | DUSK TO DAWN | MH | 350W MH Cobra, DTD | 704 | 40 | 3
2022 | 7 | LS1 | DUSK TO DAWN | MH | 350W MH Flood, DTD | 705 | 42 | 9.957
2022 | 7 | LS1 | DUSK TO DAWN | MH | 350W MH Shoebox, DTD | 703 | 80 | 19.067
2022 | 7 | LS1 | DUSK TO DAWN | MH | 400W MH Cobra, DTD | 520 | 205 | 32.096
2022 | 7 | LS1 | DUSK TO DAWN | MH | 400W MH Flood, DTD | 556 | 480 | 135.653
2022 | 7 | LS1 | DUSK TO DAWN | MH | 400W MH Shoebox, DTD | 554 | 539 | 180.142
2022 | 7 | LS1 | ENERGY | METERED | Electric Rate Category Facts | FAC | 224
2022 | 7 | LS1 | ENERGY | UNMETERED | Electric Rate Category Facts | FAC | 40005
2022 | 7 | LS1 | MISC | BRACKET | PT Bracket | 569 | 43 | 261.003
2022 | 7 | LS1 | MISC | TIMER | Timer | 563 | 9 | 10.001
2022 | 7 | LS1 | POLE | OH | 30 ft Wood, OH | 425 | 33 | 29.003
2022 | 7 | LS1 | POLE | OH | 30 ft Wood, OH | 626 | 11275 | 16370.886
2022 | 7 | LS1 | POLE | OH | 35 ft Concrete, OH | 637 | 1228 | 4486.823
2022 | 7 | LS1 | POLE | OH | 35 ft Wood, OH | 627 | 6727 | 18776.403
2022 | 7 | LS1 | POLE | OH | 40/45 ft Wood, OH | 597 | 737 | 1661.509
2022 | 7 | LS1 | POLE | OH | 40/45 ft Concrete, OH | 594 | 302 | 1085.031
2022 | 7 | LS1 | POLE | UG | Existing Pole, UG | 641 | 14 | 33
2022 | 7 | LS1 | POLE | UG | 10 ft PT AL , DB UG | 422 | 27 | 86.503
2022 | 7 | LS1 | POLE | UG | 23 ft Concrete Round, DB UG | 523 | 8 | 111.997
2022 | 7 | LS1 | POLE | UG | 25/30 ft Concrete, UG | 595 | 78 | 373.323
2022 | 7 | LS1 | POLE | UG | 27 ft AL , DB UG | 616 | 18 | 722.101
2022 | 7 | LS1 | POLE | UG | 28 ft AL , DB UG | 615 | 19 | 2469.769
2022 | 7 | LS1 | POLE | UG | 30 ft AB Steel , UG | 589 | 8 | 128.903
2022 | 7 | LS1 | POLE | UG | 35 ft Concrete (150 W), DB UG | 612 | 592 | 4219.894
2022 | 7 | LS1 | POLE | UG | 35 ft Concrete (70-100W),DB UG | 607 | 1200 | 30745.431
2022 | 7 | LS1 | POLE | UG | 35 ft Concrete, DB UG | 588 | 1196 | 13704.048
2022 | 7 | LS1 | POLE | UG | 35 ft Concrete(250-400W),DB UG | 614 | 513 | 3785.667
2022 | 7 | LS1 | POLE | UG | 35ft Conc Tall Waterford,DB UG | 591 | 110 | 1383.131
2022 | 7 | LS1 | POLE | UG | 37 ft AL , DB UG | 622 | 5 | 340.003
2022 | 7 | LS1 | POLE | UG | 38 ft AL , DB UG | 623 | 8 | 133.531
2022 | 7 | LS1 | POLE | UG | 45 ft Concrete, DB UG | 596 | 186 | 1575.847
2022 | 7 | LS1 | POLE | UG | Capitol PT, 16 ft AL, DB UG | 581 | 4 | 47.001
2022 | 7 | LS1 | POLE | UG | Charlestn HD PT,16 ft AL,DB UG | 590 | 9 | 22.001
2022 | 7 | LS1 | POLE | UG | Charleston PT, 16 ft AL, DB UG | 586 | 658 | 18271.46
2022 | 7 | LS1 | POLE | UG | Charlstn Banr PT,16ft AL,DB UG | 585 | 15 | 116.998
2022 | 7 | LS1 | POLE | UG | Franklin PT, 16 ft Comp, DB UG | 525 | 132 | 3384
2022 | 7 | LS1 | POLE | UG | Heritage PT, 16 ft AL, DB UG | 580 | 17 | 141.004
2022 | 7 | LS1 | POLE | UG | PT, 16 ft AL, DB UG | 584 | 19 | 148.001
2022 | 7 | LS1 | POLE | UG | PT, 16 ft Concrete, DB UG | 599 | 2 | 48
2022 | 7 | LS1 | POLE | UG | PT, 16 ft Fiber, DB UG | 624 | 351 | 4057.1
2022 | 7 | LS1 | POLE | UG | Victorian PT,16 ft Conc, DB UG | 592 | 44 | 833.074
2022 | 7 | LS1 | POLE | UG | Waterford PT,16 ft Conc, DB UG | 583 | 40 | 523.003
2022 | 7 | LS1 | POLE | UG | Winston PT, 16 ft AL, DB UG | 593 | 536 | 5314.736
2022 | 7 | LS1 | POLE | UG | Winston PT, 16 ft Fiber, DB UG | 582 | 745 | 17040.795
2022 | 7 | LS1 | TIMED SERVICE | HPS | 100W HPS Classic PT, Timed | 530 | 1 | 0
2022 | 7 | LS1 | TIMED SERVICE | HPS | 100W HPS Cobra/Nema, Timed | 863 | 3 | 0
2022 | 7 | LS1 | TIMED SERVICE | HPS | 100W HPS Salem PT, Timed | 533 | 1 | 0
2022 | 7 | LS1 | TIMED SERVICE | HPS | 150W HPS Cobra, Timed | 864 | 5 | 3.125
2022 | 7 | LS1 | TIMED SERVICE | HPS | 250W HPS Cobra, Timed | 865 | 1 | 0
2022 | 7 | LS1 | TIMED SERVICE | HPS | 400W HPS Cobra, Timed | 866 | 5 | 0
2022 | 7 | LS1 | TIMED SERVICE | HPS | 400W HPS Flood, Timed | 484 | 1 | 0
2022 | 7 | LS1 | TIMED SERVICE | HPS | 400W HPS Mongoose, Timed | 869 | 2 | 0
2022 | 7 | LS1 | TIMED SERVICE | HPS | 70W HPS Cobra/Nema, Timed | 862 | 1 | 0
2022 | 7 | LS1 | TIMED SERVICE | L17 | 105W LED Roadway, Timed | 982 | 7 | 14.876
2022 | 7 | LS1 | TIMED SERVICE | L17 | 133W LED Roadway/Area, Timed | 903 | 1 | 1
2022 | 7 | LS1 | TIMED SERVICE | L17 | 182W LED Roadway, Timed | 983 | 46 | 37.999
2022 | 7 | LS1 | TIMED SERVICE | L17 | 199W LED Flood, Timed | 985 | 3 | 8
2022 | 7 | LS1 | TIMED SERVICE | L17 | 225W LED Mongoose, Timed | 987 | 3 | 1
2022 | 7 | LS1 | TIMED SERVICE | L17 | 255W LED Flood, Timed | 986 | 4 | 3
2022 | 7 | LS1 | TIMED SERVICE | L17 | 27W LED Roadway, Timed | 981 | 23 | 13
2022 | 7 | LS1 | TIMED SERVICE | L17 | 330W LED Area-Lighter, Timed | 984 | 7 | 46
2022 | 7 | LS1 | TIMED SERVICE | L17 | 39W LED Granville PT, Timed | 988 | 1 | 0
2022 | 7 | LS1 | TIMED SERVICE | L17 | 54W LED Salem PT, Timed | 992 | 1 | 0
2022 | 7 | LS1 | TIMED SERVICE | L17 | 76W LED Salem PT, Timed | 990 | 24 | 42
2022 | 7 | LS1 | TIMED SERVICE | LED | 106W LED Roadway, Timed | 841 | 1 | 4
2022 | 7 | LS1 | TIMED SERVICE | LED | 211W LED Area-Lighter, Timed | 846 | 1 | 13
2022 | 7 | LS1 | TIMED SERVICE | LED | 315W LED Area-Lighter, Timed | 847 | 3 | 1
2022 | 7 | LS1 | TIMED SERVICE | LED | 56W LED Roadway, Timed | 848 | 2 | 1
2022 | 7 | LS1 | TIMED SERVICE | LED | 67W LED Post Top, Timed | 844 | 1 | 4
2022 | 7 | LS1 | TIMED SERVICE | MH | 1000W MH Flood, Timed | 578 | 9 | 1
2022 | 7 | LS1 | TIMED SERVICE | MH | 1000W MH Shoebox, Timed | 577 | 7 | 2
2022 | 7 | LS1 | TIMED SERVICE | MH | 175W MH General PT, Timed | 548 | 1 | 0
2022 | 7 | LS1 | TIMED SERVICE | MH | 175W MH Salem PT, Timed | 568 | 1 | 0
2022 | 7 | LS1 | TIMED SERVICE | MH | 175W MH Shoebox, Timed | 549 | 2 | 0
2022 | 7 | LS1 | TIMED SERVICE | MH | 400W MH Cobra, Timed | 522 | 1 | 0
2022 | 7 | LS1 | TIMED SERVICE | MH | 400W MH Flood, Timed | 541 | 1 | 0
2022 | 7 | LS1 | TIMED SERVICE | MH | 400W MH Shoebox, Timed | 540 | 5 | 0
2022 | 7 | LS2 | ENERGY | UNMETERED | Electric Rate Category Facts | FAC | 13
2022 | 7 | LS2 | IPV | IPV | Electric Rate Category Facts | FAC | 13
2022 | 8 | LS1 | DUSK TO DAWN | HPS | 100W HPS Classic PT, DTD | 570 | 369 | 2113.402
2022 | 8 | LS1 | DUSK TO DAWN | HPS | 100W HPS Cobra/Nema, DTD | 803 | 15148 | 3389.358
2022 | 8 | LS1 | DUSK TO DAWN | HPS | 100W HPS Colonial PT, DTD | 572 | 127 | 895.152
2022 | 8 | LS1 | DUSK TO DAWN | HPS | 100W HPS Contemporary PT, DTD | 571 | 1 | 0
2022 | 8 | LS1 | DUSK TO DAWN | HPS | 100W HPS Salem PT, DTD | 573 | 631 | 4502.768
2022 | 8 | LS1 | DUSK TO DAWN | HPS | 100W HPS Shoebox, DTD | 550 | 93 | 55.206
2022 | 8 | LS1 | DUSK TO DAWN | HPS | 150W HPS Cobra, DTD | 804 | 4605 | 1425.517
2022 | 8 | LS1 | DUSK TO DAWN | HPS | 250W HPS Cobra, DTD | 805 | 3364 | 1323.943
2022 | 8 | LS1 | DUSK TO DAWN | HPS | 250W HPS Flood, DTD | 468 | 540 | 187.724
2022 | 8 | LS1 | DUSK TO DAWN | HPS | 250W HPS Shoebox, DTD | 566 | 99 | 87.434
2022 | 8 | LS1 | DUSK TO DAWN | HPS | 400W HPS Cobra, DTD | 806 | 3262 | 954.968
2022 | 8 | LS1 | DUSK TO DAWN | HPS | 400W HPS Flood, DTD | 478 | 856 | 355.301
2022 | 8 | LS1 | DUSK TO DAWN | HPS | 400W HPS Mongoose, DTD | 809 | 75 | 39.026
2022 | 8 | LS1 | DUSK TO DAWN | HPS | 400W HPS Shoebox, DTD | 552 | 115 | 64.171
2022 | 8 | LS1 | DUSK TO DAWN | HPS | 50W HPS Cobra, DTD | 800 | 4275 | 717.487
2022 | 8 | LS1 | DUSK TO DAWN | HPS | 50W HPS PT, DTD | 509 | 48 | 1
2022 | 8 | LS1 | DUSK TO DAWN | HPS | 70W HPS Coach PT, DTD | 810 | 319 | 1105.171
2022 | 8 | LS1 | DUSK TO DAWN | HPS | 70W HPS Cobra/Nema, DTD | 802 | 7321 | 1347.389
2022 | 8 | LS1 | DUSK TO DAWN | INC | 800W INC Ybor Archway, DTD-280 | 669 | 1 | 24
2022 | 8 | LS1 | DUSK TO DAWN | L17 | 105W LED Roadway, DTD | 926 | 4614 | 14581.736
2022 | 8 | LS1 | DUSK TO DAWN | L17 | 133W LED Roadway/Area, DTD | 932 | 355 | 2152.202
2022 | 8 | LS1 | DUSK TO DAWN | L17 | 143W LED Area-Lighter, DTD | 935 | 17 | 101.001
2022 | 8 | LS1 | DUSK TO DAWN | L17 | 145W LED Roadway, DTD | 937 | 3211 | 16972.225
2022 | 8 | LS1 | DUSK TO DAWN | L17 | 182W LED Roadway, DTD | 941 | 3424 | 14103.849
2022 | 8 | LS1 | DUSK TO DAWN | L17 | 199W LED Flood, DTD | 951 | 1454 | 2971.272
2022 | 8 | LS1 | DUSK TO DAWN | L17 | 225W LED Mongoose, DTD | 956 | 122 | 582.297
2022 | 8 | LS1 | DUSK TO DAWN | L17 | 247W LED Area-Lighter, DTD | 945 | 575 | 4145.808
2022 | 8 | LS1 | DUSK TO DAWN | L17 | 255W LED Flood, DTD | 953 | 569 | 1184.796
2022 | 8 | LS1 | DUSK TO DAWN | L17 | 26W LED Granville PT, DTD | 965 | 329 | 3254.501
2022 | 8 | LS1 | DUSK TO DAWN | L17 | 27W LED Roadway, DTD | 912 | 9675 | 14405.517
2022 | 8 | LS1 | DUSK TO DAWN | L17 | 330W LED Area-Lighter, DTD | 947 | 592 | 2283.326
2022 | 8 | LS1 | DUSK TO DAWN | L17 | 333W LED Mongoose, DTD | 958 | 18 | 46.002
2022 | 8 | LS1 | DUSK TO DAWN | L17 | 39W LED Enh Granv PT, DTD | 968 | 143 | 1538.921
2022 | 8 | LS1 | DUSK TO DAWN | L17 | 39W LED Granville PT, DTD | 967 | 429 | 6396.192
2022 | 8 | LS1 | DUSK TO DAWN | L17 | 47W LED Roadway , DTD | 914 | 14941 | 89539.582
2022 | 8 | LS1 | DUSK TO DAWN | L17 | 55W LED Salem PT, DTD | 971 | 1060 | 20371.604
2022 | 8 | LS1 | DUSK TO DAWN | L17 | 60W LED Enh Granv PT, DTD | 973 | 11 | 53.449
2022 | 8 | LS1 | DUSK TO DAWN | L17 | 60W LED Granville PT, DTD | 972 | 34 | 492.761
2022 | 8 | LS1 | DUSK TO DAWN | L17 | 76W LED Salem PT, DTD | 975 | 349 | 3843.12
2022 | 8 | LS1 | DUSK TO DAWN | L17 | 88W LED Roadway/Area, DTD | 921 | 142 | 2218.29
2022 | 8 | LS1 | DUSK TO DAWN | LED | 100W LED Classic PT, DTD-35 | 836 | 15 | 190.003
2022 | 8 | LS1 | DUSK TO DAWN | LED | 106W LED Roadway, DTD | 821 | 21 | 24.304
2022 | 8 | LS1 | DUSK TO DAWN | LED | 107W LED Roadway, DTD | 820 | 295 | 2447.247
2022 | 8 | LS1 | DUSK TO DAWN | LED | 152W LED, Area-Lighter, DTD-53 | 830 | 44 | 171.996
2022 | 8 | LS1 | DUSK TO DAWN | LED | 157W LED Roadway, DTD-55 | 829 | 143 | 447.771
2022 | 8 | LS1 | DUSK TO DAWN | LED | 196W LED Roadway, DTD | 822 | 19 | 33.001
2022 | 8 | LS1 | DUSK TO DAWN | LED | 211W LED Area-Lighter, DTD | 826 | 111 | 685.562
2022 | 8 | LS1 | DUSK TO DAWN | LED | 213W LED Roadway, DTD | 823 | 241 | 2139.595
2022 | 8 | LS1 | DUSK TO DAWN | LED | 238W LED, Flood, DTD-83 | 831 | 104 | 215.721
2022 | 8 | LS1 | DUSK TO DAWN | LED | 245W LED, Mongoose, DTD-86 | 833 | 13 | 58.999
2022 | 8 | LS1 | DUSK TO DAWN | LED | 315W LED Area-Lighter, DTD | 827 | 626 | 5749.493
2022 | 8 | LS1 | DUSK TO DAWN | LED | 328W LED, Mongoose, DTD-115 | 834 | 15 | 21.004
2022 | 8 | LS1 | DUSK TO DAWN | LED | 359W LED, Flood, DTD-126 | 832 | 410 | 1283.433
2022 | 8 | LS1 | DUSK TO DAWN | LED | 56W LED Roadway, DTD-20 | 828 | 614 | 1582.596
2022 | 8 | LS1 | DUSK TO DAWN | LED | 60W LED Classic PT, DTD-21 | 835 | 37 | 665.001
2022 | 8 | LS1 | DUSK TO DAWN | LED | 67W LED Post Top, DTD | 824 | 139 | 3253.908
2022 | 8 | LS1 | DUSK TO DAWN | LED | 99W LED Post Top, DTD | 825 | 66 | 1123.324
2022 | 8 | LS1 | DUSK TO DAWN | MH | 1000W MH Flood, DTD | 558 | 749 | 126.803
2022 | 8 | LS1 | DUSK TO DAWN | MH | 1000W MH Shoebox, DTD | 576 | 613 | 163.631
2022 | 8 | LS1 | DUSK TO DAWN | MH | 150W MH General PT, DTD | 701 | 7 | 3.001
2022 | 8 | LS1 | DUSK TO DAWN | MH | 150W MH Salem PT, DTD | 700 | 17 | 26.103
2022 | 8 | LS1 | DUSK TO DAWN | MH | 150W MH Shoebox, DTD | 702 | 3 | 0
2022 | 8 | LS1 | DUSK TO DAWN | MH | 175W MH General PT, DTD | 574 | 46 | 117.04
2022 | 8 | LS1 | DUSK TO DAWN | MH | 175W MH Salem PT, DTD | 575 | 65 | 188.308
2022 | 8 | LS1 | DUSK TO DAWN | MH | 175W MH Shoebox, DTD | 564 | 3 | 0
2022 | 8 | LS1 | DUSK TO DAWN | MH | 350W MH Cobra, DTD | 704 | 40 | 2
2022 | 8 | LS1 | DUSK TO DAWN | MH | 350W MH Flood, DTD | 705 | 42 | 8.724
2022 | 8 | LS1 | DUSK TO DAWN | MH | 350W MH Shoebox, DTD | 703 | 81 | 20.373
2022 | 8 | LS1 | DUSK TO DAWN | MH | 400W MH Cobra, DTD | 520 | 205 | 29.478
2022 | 8 | LS1 | DUSK TO DAWN | MH | 400W MH Flood, DTD | 556 | 479 | 126.448
2022 | 8 | LS1 | DUSK TO DAWN | MH | 400W MH Shoebox, DTD | 554 | 540 | 161.061
2022 | 8 | LS1 | ENERGY | METERED | Electric Rate Category Facts | FAC | 221
2022 | 8 | LS1 | ENERGY | UNMETERED | Electric Rate Category Facts | FAC | 39973
2022 | 8 | LS1 | MISC | BRACKET | PT Bracket | 569 | 43 | 267.69
2022 | 8 | LS1 | MISC | TIMER | Timer | 563 | 9 | 10
2022 | 8 | LS1 | POLE | OH | 30 ft Wood, OH | 425 | 33 | 28.001
2022 | 8 | LS1 | POLE | OH | 30 ft Wood, OH | 626 | 11264 | 16329.283
2022 | 8 | LS1 | POLE | OH | 35 ft Concrete, OH | 637 | 1229 | 4483.13
2022 | 8 | LS1 | POLE | OH | 35 ft Wood, OH | 627 | 6731 | 18771.879
2022 | 8 | LS1 | POLE | OH | 40/45 ft Wood, OH | 597 | 738 | 1658.46
2022 | 8 | LS1 | POLE | OH | 40/45 ft Concrete, OH | 594 | 303 | 1088.755
2022 | 8 | LS1 | POLE | UG | Existing Pole, UG | 641 | 14 | 33.001
2022 | 8 | LS1 | POLE | UG | 10 ft PT AL , DB UG | 422 | 27 | 86
2022 | 8 | LS1 | POLE | UG | 23 ft Concrete Round, DB UG | 523 | 8 | 111.242
2022 | 8 | LS1 | POLE | UG | 25/30 ft Concrete, UG | 595 | 78 | 371
2022 | 8 | LS1 | POLE | UG | 27 ft AL , DB UG | 616 | 18 | 716.967
2022 | 8 | LS1 | POLE | UG | 28 ft AL , DB UG | 615 | 19 | 2468.001
2022 | 8 | LS1 | POLE | UG | 30 ft AB Steel , UG | 589 | 8 | 128.002
2022 | 8 | LS1 | POLE | UG | 35 ft Concrete (150 W), DB UG | 612 | 592 | 4237.589
2022 | 8 | LS1 | POLE | UG | 35 ft Concrete (70-100W),DB UG | 607 | 1199 | 30680.441
2022 | 8 | LS1 | POLE | UG | 35 ft Concrete, DB UG | 588 | 1202 | 13751.983
2022 | 8 | LS1 | POLE | UG | 35 ft Concrete(250-400W),DB UG | 614 | 513 | 3795.977
2022 | 8 | LS1 | POLE | UG | 35ft Conc Tall Waterford,DB UG | 591 | 110 | 1395.037
2022 | 8 | LS1 | POLE | UG | 37 ft AL , DB UG | 622 | 5 | 340.001
2022 | 8 | LS1 | POLE | UG | 38 ft AL , DB UG | 623 | 8 | 147.071
2022 | 8 | LS1 | POLE | UG | 45 ft Concrete, DB UG | 596 | 186 | 1568.922
2022 | 8 | LS1 | POLE | UG | Capitol PT, 16 ft AL, DB UG | 581 | 4 | 47
2022 | 8 | LS1 | POLE | UG | Charlestn HD PT,16 ft AL,DB UG | 590 | 9 | 22
2022 | 8 | LS1 | POLE | UG | Charleston PT, 16 ft AL, DB UG | 586 | 660 | 18285.244
2022 | 8 | LS1 | POLE | UG | Charlstn Banr PT,16ft AL,DB UG | 585 | 15 | 116.996
2022 | 8 | LS1 | POLE | UG | Franklin PT, 16 ft Comp, DB UG | 525 | 132 | 3388.821
2022 | 8 | LS1 | POLE | UG | Heritage PT, 16 ft AL, DB UG | 580 | 17 | 141.001
2022 | 8 | LS1 | POLE | UG | PT, 16 ft AL, DB UG | 584 | 19 | 148.001
2022 | 8 | LS1 | POLE | UG | PT, 16 ft Concrete, DB UG | 599 | 2 | 48
2022 | 8 | LS1 | POLE | UG | PT, 16 ft Fiber, DB UG | 624 | 352 | 4049.355
2022 | 8 | LS1 | POLE | UG | Victorian PT,16 ft Conc, DB UG | 592 | 44 | 828.002
2022 | 8 | LS1 | POLE | UG | Waterford PT,16 ft Conc, DB UG | 583 | 40 | 522.999
2022 | 8 | LS1 | POLE | UG | Winston PT, 16 ft AL, DB UG | 593 | 542 | 5416.187
2022 | 8 | LS1 | POLE | UG | Winston PT, 16 ft Fiber, DB UG | 582 | 748 | 17019.756
2022 | 8 | LS1 | TIMED SERVICE | HPS | 100W HPS Classic PT, Timed | 530 | 1 | 0
2022 | 8 | LS1 | TIMED SERVICE | HPS | 100W HPS Cobra/Nema, Timed | 863 | 3 | 0
2022 | 8 | LS1 | TIMED SERVICE | HPS | 100W HPS Salem PT, Timed | 533 | 1 | 0
2022 | 8 | LS1 | TIMED SERVICE | HPS | 150W HPS Cobra, Timed | 864 | 5 | 1
2022 | 8 | LS1 | TIMED SERVICE | HPS | 250W HPS Cobra, Timed | 865 | 1 | 0
2022 | 8 | LS1 | TIMED SERVICE | HPS | 400W HPS Cobra, Timed | 866 | 5 | 0
2022 | 8 | LS1 | TIMED SERVICE | HPS | 400W HPS Flood, Timed | 484 | 1 | 0
2022 | 8 | LS1 | TIMED SERVICE | HPS | 400W HPS Mongoose, Timed | 869 | 2 | 0
2022 | 8 | LS1 | TIMED SERVICE | HPS | 70W HPS Cobra/Nema, Timed | 862 | 1 | 0
2022 | 8 | LS1 | TIMED SERVICE | L17 | 105W LED Roadway, Timed | 982 | 7 | 16.997
2022 | 8 | LS1 | TIMED SERVICE | L17 | 133W LED Roadway/Area, Timed | 903 | 1 | 1
2022 | 8 | LS1 | TIMED SERVICE | L17 | 182W LED Roadway, Timed | 983 | 46 | 37.993
2022 | 8 | LS1 | TIMED SERVICE | L17 | 199W LED Flood, Timed | 985 | 3 | 8
2022 | 8 | LS1 | TIMED SERVICE | L17 | 225W LED Mongoose, Timed | 987 | 3 | 1
2022 | 8 | LS1 | TIMED SERVICE | L17 | 255W LED Flood, Timed | 986 | 4 | 3
2022 | 8 | LS1 | TIMED SERVICE | L17 | 27W LED Roadway, Timed | 981 | 23 | 13.002
2022 | 8 | LS1 | TIMED SERVICE | L17 | 330W LED Area-Lighter, Timed | 984 | 7 | 46
2022 | 8 | LS1 | TIMED SERVICE | L17 | 39W LED Granville PT, Timed | 988 | 1 | 0
2022 | 8 | LS1 | TIMED SERVICE | L17 | 54W LED Salem PT, Timed | 992 | 1 | 0
2022 | 8 | LS1 | TIMED SERVICE | L17 | 76W LED Salem PT, Timed | 990 | 24 | 42.002
2022 | 8 | LS1 | TIMED SERVICE | LED | 106W LED Roadway, Timed | 841 | 1 | 4
2022 | 8 | LS1 | TIMED SERVICE | LED | 211W LED Area-Lighter, Timed | 846 | 1 | 13
2022 | 8 | LS1 | TIMED SERVICE | LED | 315W LED Area-Lighter, Timed | 847 | 3 | 1
2022 | 8 | LS1 | TIMED SERVICE | LED | 56W LED Roadway, Timed | 848 | 2 | 1
2022 | 8 | LS1 | TIMED SERVICE | LED | 67W LED Post Top, Timed | 844 | 1 | 4
2022 | 8 | LS1 | TIMED SERVICE | MH | 1000W MH Flood, Timed | 578 | 9 | 1
2022 | 8 | LS1 | TIMED SERVICE | MH | 1000W MH Shoebox, Timed | 577 | 7 | 2
2022 | 8 | LS1 | TIMED SERVICE | MH | 175W MH General PT, Timed | 548 | 1 | 0
2022 | 8 | LS1 | TIMED SERVICE | MH | 175W MH Salem PT, Timed | 568 | 1 | 0
2022 | 8 | LS1 | TIMED SERVICE | MH | 175W MH Shoebox, Timed | 549 | 2 | 0
2022 | 8 | LS1 | TIMED SERVICE | MH | 400W MH Cobra, Timed | 522 | 1 | 0
2022 | 8 | LS1 | TIMED SERVICE | MH | 400W MH Flood, Timed | 541 | 1 | 0
2022 | 8 | LS1 | TIMED SERVICE | MH | 400W MH Shoebox, Timed | 540 | 5 | 0
2022 | 8 | LS2 | ENERGY | UNMETERED | Electric Rate Category Facts | FAC | 14
2022 | 8 | LS2 | IPV | IPV | Electric Rate Category Facts | FAC | 14
2022 | 9 | LS1 | DUSK TO DAWN | HPS | 100W HPS Classic PT, DTD | 570 | 369 | 2081.596
2022 | 9 | LS1 | DUSK TO DAWN | HPS | 100W HPS Cobra/Nema, DTD | 803 | 15114 | 3098.375
2022 | 9 | LS1 | DUSK TO DAWN | HPS | 100W HPS Colonial PT, DTD | 572 | 128 | 873.008
2022 | 9 | LS1 | DUSK TO DAWN | HPS | 100W HPS Contemporary PT, DTD | 571 | 1 | 0
2022 | 9 | LS1 | DUSK TO DAWN | HPS | 100W HPS Salem PT, DTD | 573 | 631 | 4439.4
2022 | 9 | LS1 | DUSK TO DAWN | HPS | 100W HPS Shoebox, DTD | 550 | 93 | 32.493
2022 | 9 | LS1 | DUSK TO DAWN | HPS | 150W HPS Cobra, DTD | 804 | 4598 | 1311.655
2022 | 9 | LS1 | DUSK TO DAWN | HPS | 250W HPS Cobra, DTD | 805 | 3359 | 1249.117
2022 | 9 | LS1 | DUSK TO DAWN | HPS | 250W HPS Flood, DTD | 468 | 542 | 150.356
2022 | 9 | LS1 | DUSK TO DAWN | HPS | 250W HPS Shoebox, DTD | 566 | 99 | 65.878
2022 | 9 | LS1 | DUSK TO DAWN | HPS | 400W HPS Cobra, DTD | 806 | 3259 | 897.783
2022 | 9 | LS1 | DUSK TO DAWN | HPS | 400W HPS Flood, DTD | 478 | 858 | 329.351
2022 | 9 | LS1 | DUSK TO DAWN | HPS | 400W HPS Mongoose, DTD | 809 | 75 | 35.976
2022 | 9 | LS1 | DUSK TO DAWN | HPS | 400W HPS Shoebox, DTD | 552 | 115 | 54.745
2022 | 9 | LS1 | DUSK TO DAWN | HPS | 50W HPS Cobra, DTD | 800 | 4264 | 680.555
2022 | 9 | LS1 | DUSK TO DAWN | HPS | 50W HPS PT, DTD | 509 | 48 | 1
2022 | 9 | LS1 | DUSK TO DAWN | HPS | 70W HPS Coach PT, DTD | 810 | 319 | 921.658
2022 | 9 | LS1 | DUSK TO DAWN | HPS | 70W HPS Cobra/Nema, DTD | 802 | 7304 | 1269.729
2022 | 9 | LS1 | DUSK TO DAWN | INC | 800W INC Ybor Archway, DTD-280 | 669 | 1 | 24
2022 | 9 | LS1 | DUSK TO DAWN | L17 | 105W LED Roadway, DTD | 926 | 4671 | 14717.157
2022 | 9 | LS1 | DUSK TO DAWN | L17 | 133W LED Roadway/Area, DTD | 932 | 357 | 2121.254
2022 | 9 | LS1 | DUSK TO DAWN | L17 | 143W LED Area-Lighter, DTD | 935 | 17 | 101
2022 | 9 | LS1 | DUSK TO DAWN | L17 | 145W LED Roadway, DTD | 937 | 3236 | 17061.621
2022 | 9 | LS1 | DUSK TO DAWN | L17 | 182W LED Roadway, DTD | 941 | 3450 | 14181.533
2022 | 9 | LS1 | DUSK TO DAWN | L17 | 199W LED Flood, DTD | 951 | 1480 | 3094.867
2022 | 9 | LS1 | DUSK TO DAWN | L17 | 225W LED Mongoose, DTD | 956 | 124 | 601.04
2022 | 9 | LS1 | DUSK TO DAWN | L17 | 247W LED Area-Lighter, DTD | 945 | 577 | 4158.243
2022 | 9 | LS1 | DUSK TO DAWN | L17 | 255W LED Flood, DTD | 953 | 577 | 1200.954
2022 | 9 | LS1 | DUSK TO DAWN | L17 | 26W LED Granville PT, DTD | 965 | 345 | 3547.115
2022 | 9 | LS1 | DUSK TO DAWN | L17 | 27W LED Roadway, DTD | 912 | 9724 | 14472.382
2022 | 9 | LS1 | DUSK TO DAWN | L17 | 330W LED Area-Lighter, DTD | 947 | 600 | 2315.623
2022 | 9 | LS1 | DUSK TO DAWN | L17 | 333W LED Mongoose, DTD | 958 | 19 | 46.002
2022 | 9 | LS1 | DUSK TO DAWN | L17 | 39W LED Enh Granv PT, DTD | 968 | 146 | 1548.333
2022 | 9 | LS1 | DUSK TO DAWN | L17 | 39W LED Granville PT, DTD | 967 | 429 | 6426.148
2022 | 9 | LS1 | DUSK TO DAWN | L17 | 47W LED Roadway , DTD | 914 | 15045 | 89834.951
2022 | 9 | LS1 | DUSK TO DAWN | L17 | 55W LED Salem PT, DTD | 971 | 1064 | 20637.983
2022 | 9 | LS1 | DUSK TO DAWN | L17 | 60W LED Enh Granv PT, DTD | 973 | 12 | 57.092
2022 | 9 | LS1 | DUSK TO DAWN | L17 | 60W LED Granville PT, DTD | 972 | 34 | 533.647
2022 | 9 | LS1 | DUSK TO DAWN | L17 | 76W LED Salem PT, DTD | 975 | 350 | 3860.87
2022 | 9 | LS1 | DUSK TO DAWN | L17 | 88W LED Roadway/Area, DTD | 921 | 142 | 2241.474
2022 | 9 | LS1 | DUSK TO DAWN | LED | 100W LED Classic PT, DTD-35 | 836 | 15 | 190
2022 | 9 | LS1 | DUSK TO DAWN | LED | 106W LED Roadway, DTD | 821 | 21 | 24.003
2022 | 9 | LS1 | DUSK TO DAWN | LED | 107W LED Roadway, DTD | 820 | 296 | 2423.211
2022 | 9 | LS1 | DUSK TO DAWN | LED | 152W LED, Area-Lighter, DTD-53 | 830 | 44 | 171.995
2022 | 9 | LS1 | DUSK TO DAWN | LED | 157W LED Roadway, DTD-55 | 829 | 146 | 449.577
2022 | 9 | LS1 | DUSK TO DAWN | LED | 196W LED Roadway, DTD | 822 | 19 | 33.009
2022 | 9 | LS1 | DUSK TO DAWN | LED | 211W LED Area-Lighter, DTD | 826 | 118 | 690.26
2022 | 9 | LS1 | DUSK TO DAWN | LED | 213W LED Roadway, DTD | 823 | 242 | 2132.863
2022 | 9 | LS1 | DUSK TO DAWN | LED | 238W LED, Flood, DTD-83 | 831 | 105 | 219.963
2022 | 9 | LS1 | DUSK TO DAWN | LED | 245W LED, Mongoose, DTD-86 | 833 | 13 | 58.005
2022 | 9 | LS1 | DUSK TO DAWN | LED | 315W LED Area-Lighter, DTD | 827 | 629 | 5733.747
2022 | 9 | LS1 | DUSK TO DAWN | LED | 328W LED, Mongoose, DTD-115 | 834 | 15 | 21.002
2022 | 9 | LS1 | DUSK TO DAWN | LED | 359W LED, Flood, DTD-126 | 832 | 418 | 1288.292
2022 | 9 | LS1 | DUSK TO DAWN | LED | 56W LED Roadway, DTD-20 | 828 | 612 | 1574.503
2022 | 9 | LS1 | DUSK TO DAWN | LED | 60W LED Classic PT, DTD-21 | 835 | 37 | 665.009
2022 | 9 | LS1 | DUSK TO DAWN | LED | 67W LED Post Top, DTD | 824 | 139 | 3253.006
2022 | 9 | LS1 | DUSK TO DAWN | LED | 99W LED Post Top, DTD | 825 | 66 | 1123.881
2022 | 9 | LS1 | DUSK TO DAWN | MH | 1000W MH Flood, DTD | 558 | 750 | 114.29
2022 | 9 | LS1 | DUSK TO DAWN | MH | 1000W MH Shoebox, DTD | 576 | 614 | 156.592
2022 | 9 | LS1 | DUSK TO DAWN | MH | 150W MH General PT, DTD | 701 | 7 | 1.363
2022 | 9 | LS1 | DUSK TO DAWN | MH | 150W MH Salem PT, DTD | 700 | 17 | 24.301
2022 | 9 | LS1 | DUSK TO DAWN | MH | 150W MH Shoebox, DTD | 702 | 3 | 0
2022 | 9 | LS1 | DUSK TO DAWN | MH | 175W MH General PT, DTD | 574 | 46 | 98.235
2022 | 9 | LS1 | DUSK TO DAWN | MH | 175W MH Salem PT, DTD | 575 | 65 | 180.725
2022 | 9 | LS1 | DUSK TO DAWN | MH | 175W MH Shoebox, DTD | 564 | 3 | 0
2022 | 9 | LS1 | DUSK TO DAWN | MH | 350W MH Cobra, DTD | 704 | 40 | 1.999
2022 | 9 | LS1 | DUSK TO DAWN | MH | 350W MH Flood, DTD | 705 | 42 | 9
2022 | 9 | LS1 | DUSK TO DAWN | MH | 350W MH Shoebox, DTD | 703 | 82 | 20.61
2022 | 9 | LS1 | DUSK TO DAWN | MH | 400W MH Cobra, DTD | 520 | 208 | 28.907
2022 | 9 | LS1 | DUSK TO DAWN | MH | 400W MH Flood, DTD | 556 | 480 | 119.436
2022 | 9 | LS1 | DUSK TO DAWN | MH | 400W MH Shoebox, DTD | 554 | 538 | 119.8
2022 | 9 | LS1 | ENERGY | METERED | Electric Rate Category Facts | FAC | 215
2022 | 9 | LS1 | ENERGY | UNMETERED | Electric Rate Category Facts | FAC | 39916
2022 | 9 | LS1 | MISC | BRACKET | PT Bracket | 569 | 43 | 279.016
2022 | 9 | LS1 | MISC | TIMER | Timer | 563 | 9 | 10
2022 | 9 | LS1 | POLE | OH | 30 ft Wood, OH | 425 | 33 | 28
2022 | 9 | LS1 | POLE | OH | 30 ft Wood, OH | 626 | 11235 | 16252.08
2022 | 9 | LS1 | POLE | OH | 35 ft Concrete, OH | 637 | 1231 | 4555.941
2022 | 9 | LS1 | POLE | OH | 35 ft Wood, OH | 627 | 6724 | 18762.528
2022 | 9 | LS1 | POLE | OH | 40/45 ft Wood, OH | 597 | 741 | 1654.976
2022 | 9 | LS1 | POLE | OH | 40/45 ft Concrete, OH | 594 | 303 | 1109.077
2022 | 9 | LS1 | POLE | UG | Existing Pole, UG | 641 | 14 | 32.993
2022 | 9 | LS1 | POLE | UG | 10 ft PT AL , DB UG | 422 | 27 | 86
2022 | 9 | LS1 | POLE | UG | 23 ft Concrete Round, DB UG | 523 | 8 | 111.009
2022 | 9 | LS1 | POLE | UG | 25/30 ft Concrete, UG | 595 | 78 | 378.011
2022 | 9 | LS1 | POLE | UG | 27 ft AL , DB UG | 616 | 18 | 716.369
2022 | 9 | LS1 | POLE | UG | 28 ft AL , DB UG | 615 | 19 | 2467.635
2022 | 9 | LS1 | POLE | UG | 30 ft AB Steel , UG | 589 | 8 | 127.64
2022 | 9 | LS1 | POLE | UG | 35 ft Concrete (150 W), DB UG | 612 | 592 | 4234.479
2022 | 9 | LS1 | POLE | UG | 35 ft Concrete (70-100W),DB UG | 607 | 1200 | 30706.629
2022 | 9 | LS1 | POLE | UG | 35 ft Concrete, DB UG | 588 | 1206 | 13714.711
2022 | 9 | LS1 | POLE | UG | 35 ft Concrete(250-400W),DB UG | 614 | 513 | 3771.584
2022 | 9 | LS1 | POLE | UG | 35ft Conc Tall Waterford,DB UG | 591 | 110 | 1397.6
2022 | 9 | LS1 | POLE | UG | 37 ft AL , DB UG | 622 | 5 | 340.005
2022 | 9 | LS1 | POLE | UG | 38 ft AL , DB UG | 623 | 8 | 153.362
2022 | 9 | LS1 | POLE | UG | 45 ft Concrete, DB UG | 596 | 185 | 1568.016
2022 | 9 | LS1 | POLE | UG | Capitol PT, 16 ft AL, DB UG | 581 | 4 | 47
2022 | 9 | LS1 | POLE | UG | Charlestn HD PT,16 ft AL,DB UG | 590 | 9 | 22
2022 | 9 | LS1 | POLE | UG | Charleston PT, 16 ft AL, DB UG | 586 | 662 | 18366.023
2022 | 9 | LS1 | POLE | UG | Charlstn Banr PT,16ft AL,DB UG | 585 | 15 | 117.006
2022 | 9 | LS1 | POLE | UG | Franklin PT, 16 ft Comp, DB UG | 525 | 132 | 3439.391
2022 | 9 | LS1 | POLE | UG | Heritage PT, 16 ft AL, DB UG | 580 | 17 | 140.233
2022 | 9 | LS1 | POLE | UG | PT, 16 ft AL, DB UG | 584 | 19 | 148
2022 | 9 | LS1 | POLE | UG | PT, 16 ft Concrete, DB UG | 599 | 2 | 48
2022 | 9 | LS1 | POLE | UG | PT, 16 ft Fiber, DB UG | 624 | 352 | 4027.055
2022 | 9 | LS1 | POLE | UG | Victorian PT,16 ft Conc, DB UG | 592 | 43 | 826.004
2022 | 9 | LS1 | POLE | UG | Waterford PT,16 ft Conc, DB UG | 583 | 40 | 523.006
2022 | 9 | LS1 | POLE | UG | Winston PT, 16 ft AL, DB UG | 593 | 552 | 5631.249
2022 | 9 | LS1 | POLE | UG | Winston PT, 16 ft Fiber, DB UG | 582 | 754 | 17023.549
2022 | 9 | LS1 | TIMED SERVICE | HPS | 100W HPS Classic PT, Timed | 530 | 1 | 0
2022 | 9 | LS1 | TIMED SERVICE | HPS | 100W HPS Cobra/Nema, Timed | 863 | 3 | 0
2022 | 9 | LS1 | TIMED SERVICE | HPS | 100W HPS Salem PT, Timed | 533 | 1 | 0
2022 | 9 | LS1 | TIMED SERVICE | HPS | 150W HPS Cobra, Timed | 864 | 5 | 1
2022 | 9 | LS1 | TIMED SERVICE | HPS | 250W HPS Cobra, Timed | 865 | 1 | 0
2022 | 9 | LS1 | TIMED SERVICE | HPS | 400W HPS Cobra, Timed | 866 | 5 | 0
2022 | 9 | LS1 | TIMED SERVICE | HPS | 400W HPS Flood, Timed | 484 | 1 | 0
2022 | 9 | LS1 | TIMED SERVICE | HPS | 400W HPS Mongoose, Timed | 869 | 2 | 0
2022 | 9 | LS1 | TIMED SERVICE | HPS | 70W HPS Cobra/Nema, Timed | 862 | 1 | 0
2022 | 9 | LS1 | TIMED SERVICE | L17 | 105W LED Roadway, Timed | 982 | 8 | 19.001
2022 | 9 | LS1 | TIMED SERVICE | L17 | 133W LED Roadway/Area, Timed | 903 | 1 | 1
2022 | 9 | LS1 | TIMED SERVICE | L17 | 182W LED Roadway, Timed | 983 | 46 | 37.33
2022 | 9 | LS1 | TIMED SERVICE | L17 | 199W LED Flood, Timed | 985 | 3 | 8
2022 | 9 | LS1 | TIMED SERVICE | L17 | 225W LED Mongoose, Timed | 987 | 3 | 1
2022 | 9 | LS1 | TIMED SERVICE | L17 | 255W LED Flood, Timed | 986 | 4 | 3
2022 | 9 | LS1 | TIMED SERVICE | L17 | 27W LED Roadway, Timed | 981 | 23 | 13.003
2022 | 9 | LS1 | TIMED SERVICE | L17 | 330W LED Area-Lighter, Timed | 984 | 7 | 46
2022 | 9 | LS1 | TIMED SERVICE | L17 | 39W LED Granville PT, Timed | 988 | 1 | 0
2022 | 9 | LS1 | TIMED SERVICE | L17 | 54W LED Salem PT, Timed | 992 | 2 | 0.151
2022 | 9 | LS1 | TIMED SERVICE | L17 | 76W LED Salem PT, Timed | 990 | 25 | 42.293
2022 | 9 | LS1 | TIMED SERVICE | LED | 106W LED Roadway, Timed | 841 | 1 | 4
2022 | 9 | LS1 | TIMED SERVICE | LED | 211W LED Area-Lighter, Timed | 846 | 1 | 13
2022 | 9 | LS1 | TIMED SERVICE | LED | 315W LED Area-Lighter, Timed | 847 | 3 | 1
2022 | 9 | LS1 | TIMED SERVICE | LED | 56W LED Roadway, Timed | 848 | 2 | 1
2022 | 9 | LS1 | TIMED SERVICE | LED | 67W LED Post Top, Timed | 844 | 1 | 4
2022 | 9 | LS1 | TIMED SERVICE | MH | 1000W MH Flood, Timed | 578 | 9 | -12
2022 | 9 | LS1 | TIMED SERVICE | MH | 1000W MH Shoebox, Timed | 577 | 7 | 2
2022 | 9 | LS1 | TIMED SERVICE | MH | 175W MH General PT, Timed | 548 | 1 | 0
2022 | 9 | LS1 | TIMED SERVICE | MH | 175W MH Salem PT, Timed | 568 | 1 | 0
2022 | 9 | LS1 | TIMED SERVICE | MH | 175W MH Shoebox, Timed | 549 | 2 | 0
2022 | 9 | LS1 | TIMED SERVICE | MH | 400W MH Cobra, Timed | 522 | 1 | 0
2022 | 9 | LS1 | TIMED SERVICE | MH | 400W MH Flood, Timed | 541 | 1 | 0
2022 | 9 | LS1 | TIMED SERVICE | MH | 400W MH Shoebox, Timed | 540 | 4 | 0
2022 | 9 | LS2 | ENERGY | UNMETERED | Electric Rate Category Facts | FAC | 15
2022 | 9 | LS2 | IPV | IPV | Electric Rate Category Facts | FAC | 15
2022 | 10 | LS1 | DUSK TO DAWN | HPS | 100W HPS Classic PT, DTD | 570 | 369 | 2060.117
2022 | 10 | LS1 | DUSK TO DAWN | HPS | 100W HPS Cobra/Nema, DTD | 803 | 15105 | 2716.891
2022 | 10 | LS1 | DUSK TO DAWN | HPS | 100W HPS Colonial PT, DTD | 572 | 128 | 850.444
2022 | 10 | LS1 | DUSK TO DAWN | HPS | 100W HPS Contemporary PT, DTD | 571 | 1 | 0
2022 | 10 | LS1 | DUSK TO DAWN | HPS | 100W HPS Salem PT, DTD | 573 | 631 | 4409.844
2022 | 10 | LS1 | DUSK TO DAWN | HPS | 100W HPS Shoebox, DTD | 550 | 93 | 22.967
2022 | 10 | LS1 | DUSK TO DAWN | HPS | 150W HPS Cobra, DTD | 804 | 4591 | 1054.438
2022 | 10 | LS1 | DUSK TO DAWN | HPS | 250W HPS Cobra, DTD | 805 | 3360 | 1118.317
2022 | 10 | LS1 | DUSK TO DAWN | HPS | 250W HPS Flood, DTD | 468 | 541 | 137.079
2022 | 10 | LS1 | DUSK TO DAWN | HPS | 250W HPS Shoebox, DTD | 566 | 99 | 36.361
2022 | 10 | LS1 | DUSK TO DAWN | HPS | 400W HPS Cobra, DTD | 806 | 3261 | 791.179
2022 | 10 | LS1 | DUSK TO DAWN | HPS | 400W HPS Flood, DTD | 478 | 855 | 299.973
2022 | 10 | LS1 | DUSK TO DAWN | HPS | 400W HPS Mongoose, DTD | 809 | 75 | 39.517
2022 | 10 | LS1 | DUSK TO DAWN | HPS | 400W HPS Shoebox, DTD | 552 | 117 | 45.735
2022 | 10 | LS1 | DUSK TO DAWN | HPS | 50W HPS Cobra, DTD | 800 | 4255 | 615.191
2022 | 10 | LS1 | DUSK TO DAWN | HPS | 50W HPS PT, DTD | 509 | 48 | 1
2022 | 10 | LS1 | DUSK TO DAWN | HPS | 70W HPS Coach PT, DTD | 810 | 319 | 245.854
2022 | 10 | LS1 | DUSK TO DAWN | HPS | 70W HPS Cobra/Nema, DTD | 802 | 7298 | 1084.046
2022 | 10 | LS1 | DUSK TO DAWN | INC | 800W INC Ybor Archway, DTD-280 | 669 | 1 | 24
2022 | 10 | LS1 | DUSK TO DAWN | L17 | 105W LED Roadway, DTD | 926 | 4766 | 14927.624
2022 | 10 | LS1 | DUSK TO DAWN | L17 | 133W LED Roadway/Area, DTD | 932 | 366 | 2157.93
2022 | 10 | LS1 | DUSK TO DAWN | L17 | 143W LED Area-Lighter, DTD | 935 | 18 | 102.7
2022 | 10 | LS1 | DUSK TO DAWN | L17 | 145W LED Roadway, DTD | 937 | 3255 | 17164.15
2022 | 10 | LS1 | DUSK TO DAWN | L17 | 182W LED Roadway, DTD | 941 | 3466 | 14263.8
2022 | 10 | LS1 | DUSK TO DAWN | L17 | 199W LED Flood, DTD | 951 | 1485 | 3106.617
2022 | 10 | LS1 | DUSK TO DAWN | L17 | 225W LED Mongoose, DTD | 956 | 125 | 600.486
2022 | 10 | LS1 | DUSK TO DAWN | L17 | 247W LED Area-Lighter, DTD | 945 | 579 | 4166.593
2022 | 10 | LS1 | DUSK TO DAWN | L17 | 255W LED Flood, DTD | 953 | 585 | 1226.222
2022 | 10 | LS1 | DUSK TO DAWN | L17 | 26W LED Granville PT, DTD | 965 | 355 | 4135.408
2022 | 10 | LS1 | DUSK TO DAWN | L17 | 27W LED Roadway, DTD | 912 | 9913 | 14700.171
2022 | 10 | LS1 | DUSK TO DAWN | L17 | 330W LED Area-Lighter, DTD | 947 | 607 | 2371.525
2022 | 10 | LS1 | DUSK TO DAWN | L17 | 333W LED Mongoose, DTD | 958 | 20 | 49.507
2022 | 10 | LS1 | DUSK TO DAWN | L17 | 39W LED Enh Granv PT, DTD | 968 | 147 | 1567.53
2022 | 10 | LS1 | DUSK TO DAWN | L17 | 39W LED Granville PT, DTD | 967 | 432 | 6445.468
2022 | 10 | LS1 | DUSK TO DAWN | L17 | 47W LED Roadway , DTD | 914 | 15177 | 90051.647
2022 | 10 | LS1 | DUSK TO DAWN | L17 | 55W LED Salem PT, DTD | 971 | 1069 | 20648.148
2022 | 10 | LS1 | DUSK TO DAWN | L17 | 60W LED Enh Granv PT, DTD | 973 | 12 | 59.002
2022 | 10 | LS1 | DUSK TO DAWN | L17 | 60W LED Granville PT, DTD | 972 | 34 | 535.007
2022 | 10 | LS1 | DUSK TO DAWN | L17 | 76W LED Salem PT, DTD | 975 | 351 | 3889.539
2022 | 10 | LS1 | DUSK TO DAWN | L17 | 88W LED Roadway/Area, DTD | 921 | 142 | 2250.963
2022 | 10 | LS1 | DUSK TO DAWN | LED | 100W LED Classic PT, DTD-35 | 836 | 15 | 190.003
2022 | 10 | LS1 | DUSK TO DAWN | LED | 106W LED Roadway, DTD | 821 | 21 | 23.992
2022 | 10 | LS1 | DUSK TO DAWN | LED | 107W LED Roadway, DTD | 820 | 298 | 2390.638
2022 | 10 | LS1 | DUSK TO DAWN | LED | 152W LED, Area-Lighter, DTD-53 | 830 | 44 | 171.99
2022 | 10 | LS1 | DUSK TO DAWN | LED | 157W LED Roadway, DTD-55 | 829 | 146 | 445.513
2022 | 10 | LS1 | DUSK TO DAWN | LED | 196W LED Roadway, DTD | 822 | 19 | 33.001
2022 | 10 | LS1 | DUSK TO DAWN | LED | 211W LED Area-Lighter, DTD | 826 | 121 | 703.834
2022 | 10 | LS1 | DUSK TO DAWN | LED | 213W LED Roadway, DTD | 823 | 243 | 2125.138
2022 | 10 | LS1 | DUSK TO DAWN | LED | 238W LED, Flood, DTD-83 | 831 | 105 | 218.956
2022 | 10 | LS1 | DUSK TO DAWN | LED | 245W LED, Mongoose, DTD-86 | 833 | 13 | 57.998
2022 | 10 | LS1 | DUSK TO DAWN | LED | 315W LED Area-Lighter, DTD | 827 | 630 | 5732.167
2022 | 10 | LS1 | DUSK TO DAWN | LED | 328W LED, Mongoose, DTD-115 | 834 | 15 | 19.334
2022 | 10 | LS1 | DUSK TO DAWN | LED | 359W LED, Flood, DTD-126 | 832 | 421 | 1296.424
2022 | 10 | LS1 | DUSK TO DAWN | LED | 56W LED Roadway, DTD-20 | 828 | 610 | 1528.76
2022 | 10 | LS1 | DUSK TO DAWN | LED | 60W LED Classic PT, DTD-21 | 835 | 37 | 665.002
2022 | 10 | LS1 | DUSK TO DAWN | LED | 67W LED Post Top, DTD | 824 | 139 | 3152.107
2022 | 10 | LS1 | DUSK TO DAWN | LED | 99W LED Post Top, DTD | 825 | 66 | 1124.003
2022 | 10 | LS1 | DUSK TO DAWN | MH | 1000W MH Flood, DTD | 558 | 752 | 93.154
2022 | 10 | LS1 | DUSK TO DAWN | MH | 1000W MH Shoebox, DTD | 576 | 616 | 140.266
2022 | 10 | LS1 | DUSK TO DAWN | MH | 150W MH General PT, DTD | 701 | 7 | 1
2022 | 10 | LS1 | DUSK TO DAWN | MH | 150W MH Salem PT, DTD | 700 | 17 | 23
2022 | 10 | LS1 | DUSK TO DAWN | MH | 150W MH Shoebox, DTD | 702 | 3 | 0
2022 | 10 | LS1 | DUSK TO DAWN | MH | 175W MH General PT, DTD | 574 | 46 | 93.608
2022 | 10 | LS1 | DUSK TO DAWN | MH | 175W MH Salem PT, DTD | 575 | 64 | 175.931
2022 | 10 | LS1 | DUSK TO DAWN | MH | 175W MH Shoebox, DTD | 564 | 3 | 0
2022 | 10 | LS1 | DUSK TO DAWN | MH | 350W MH Cobra, DTD | 704 | 40 | 2
2022 | 10 | LS1 | DUSK TO DAWN | MH | 350W MH Flood, DTD | 705 | 42 | 8.862
2022 | 10 | LS1 | DUSK TO DAWN | MH | 350W MH Shoebox, DTD | 703 | 82 | 18.227
2022 | 10 | LS1 | DUSK TO DAWN | MH | 400W MH Cobra, DTD | 520 | 208 | 24.511
2022 | 10 | LS1 | DUSK TO DAWN | MH | 400W MH Flood, DTD | 556 | 479 | 115.025
2022 | 10 | LS1 | DUSK TO DAWN | MH | 400W MH Shoebox, DTD | 554 | 538 | 109
2022 | 10 | LS1 | ENERGY | METERED | Electric Rate Category Facts | FAC | 224
2022 | 10 | LS1 | ENERGY | UNMETERED | Electric Rate Category Facts | FAC | 39871
2022 | 10 | LS1 | MISC | BRACKET | PT Bracket | 569 | 43 | 280.001
2022 | 10 | LS1 | MISC | TIMER | Timer | 563 | 9 | 10
2022 | 10 | LS1 | POLE | OH | 30 ft Wood, OH | 425 | 33 | 28
2022 | 10 | LS1 | POLE | OH | 30 ft Wood, OH | 626 | 11229 | 16244.618
2022 | 10 | LS1 | POLE | OH | 35 ft Concrete, OH | 637 | 1231 | 4505.173
2022 | 10 | LS1 | POLE | OH | 35 ft Wood, OH | 627 | 6725 | 18739.422
2022 | 10 | LS1 | POLE | OH | 40/45 ft Wood, OH | 597 | 744 | 1665.91
2022 | 10 | LS1 | POLE | OH | 40/45 ft Concrete, OH | 594 | 304 | 1093.919
2022 | 10 | LS1 | POLE | UG | Existing Pole, UG | 641 | 14 | 33
2022 | 10 | LS1 | POLE | UG | 10 ft PT AL , DB UG | 422 | 28 | 87
2022 | 10 | LS1 | POLE | UG | 23 ft Concrete Round, DB UG | 523 | 8 | 111
2022 | 10 | LS1 | POLE | UG | 25/30 ft Concrete, UG | 595 | 79 | 372.699
2022 | 10 | LS1 | POLE | UG | 27 ft AL , DB UG | 616 | 18 | 718.585
2022 | 10 | LS1 | POLE | UG | 28 ft AL , DB UG | 615 | 19 | 2457.725
2022 | 10 | LS1 | POLE | UG | 30 ft AB Steel , UG | 589 | 8 | 126
2022 | 10 | LS1 | POLE | UG | 35 ft Concrete (150 W), DB UG | 612 | 593 | 4194.466
2022 | 10 | LS1 | POLE | UG | 35 ft Concrete (70-100W),DB UG | 607 | 1198 | 30660.266
2022 | 10 | LS1 | POLE | UG | 35 ft Concrete, DB UG | 588 | 1213 | 13693.691
2022 | 10 | LS1 | POLE | UG | 35 ft Concrete(250-400W),DB UG | 614 | 513 | 3766.408
2022 | 10 | LS1 | POLE | UG | 35ft Conc Tall Waterford,DB UG | 591 | 110 | 1405.922
2022 | 10 | LS1 | POLE | UG | 37 ft AL , DB UG | 622 | 5 | 339.618
2022 | 10 | LS1 | POLE | UG | 38 ft AL , DB UG | 623 | 8 | 155.005
2022 | 10 | LS1 | POLE | UG | 45 ft Concrete, DB UG | 596 | 186 | 1571.672
2022 | 10 | LS1 | POLE | UG | Capitol PT, 16 ft AL, DB UG | 581 | 4 | 47
2022 | 10 | LS1 | POLE | UG | Charlestn HD PT,16 ft AL,DB UG | 590 | 9 | 22.001
2022 | 10 | LS1 | POLE | UG | Charleston PT, 16 ft AL, DB UG | 586 | 663 | 18183.434
2022 | 10 | LS1 | POLE | UG | Charlstn Banr PT,16ft AL,DB UG | 585 | 15 | 116.995
2022 | 10 | LS1 | POLE | UG | Franklin PT, 16 ft Comp, DB UG | 525 | 132 | 3389.003
2022 | 10 | LS1 | POLE | UG | Heritage PT, 16 ft AL, DB UG | 580 | 17 | 140
2022 | 10 | LS1 | POLE | UG | PT, 16 ft AL, DB UG | 584 | 19 | 148
2022 | 10 | LS1 | POLE | UG | PT, 16 ft Concrete, DB UG | 599 | 2 | 48
2022 | 10 | LS1 | POLE | UG | PT, 16 ft Fiber, DB UG | 624 | 352 | 4017.58
2022 | 10 | LS1 | POLE | UG | Victorian PT,16 ft Conc, DB UG | 592 | 45 | 835.278
2022 | 10 | LS1 | POLE | UG | Waterford PT,16 ft Conc, DB UG | 583 | 40 | 522.995
2022 | 10 | LS1 | POLE | UG | Winston PT, 16 ft AL, DB UG | 593 | 560 | 5661.637
2022 | 10 | LS1 | POLE | UG | Winston PT, 16 ft Fiber, DB UG | 582 | 757 | 17022.063
2022 | 10 | LS1 | TIMED SERVICE | HPS | 100W HPS Classic PT, Timed | 530 | 1 | 0
2022 | 10 | LS1 | TIMED SERVICE | HPS | 100W HPS Cobra/Nema, Timed | 863 | 3 | 0
2022 | 10 | LS1 | TIMED SERVICE | HPS | 100W HPS Salem PT, Timed | 533 | 1 | 0
2022 | 10 | LS1 | TIMED SERVICE | HPS | 150W HPS Cobra, Timed | 864 | 5 | 1
2022 | 10 | LS1 | TIMED SERVICE | HPS | 250W HPS Cobra, Timed | 865 | 1 | 0
2022 | 10 | LS1 | TIMED SERVICE | HPS | 400W HPS Cobra, Timed | 866 | 5 | 0
2022 | 10 | LS1 | TIMED SERVICE | HPS | 400W HPS Flood, Timed | 484 | 1 | 0
2022 | 10 | LS1 | TIMED SERVICE | HPS | 400W HPS Mongoose, Timed | 869 | 2 | 0
2022 | 10 | LS1 | TIMED SERVICE | HPS | 70W HPS Cobra/Nema, Timed | 862 | 1 | 0
2022 | 10 | LS1 | TIMED SERVICE | L17 | 105W LED Roadway, Timed | 982 | 8 | 20.171
2022 | 10 | LS1 | TIMED SERVICE | L17 | 133W LED Roadway/Area, Timed | 903 | 1 | 1
2022 | 10 | LS1 | TIMED SERVICE | L17 | 182W LED Roadway, Timed | 983 | 46 | 36.992
2022 | 10 | LS1 | TIMED SERVICE | L17 | 199W LED Flood, Timed | 985 | 3 | 8
2022 | 10 | LS1 | TIMED SERVICE | L17 | 225W LED Mongoose, Timed | 987 | 3 | 1
2022 | 10 | LS1 | TIMED SERVICE | L17 | 255W LED Flood, Timed | 986 | 4 | 3
2022 | 10 | LS1 | TIMED SERVICE | L17 | 27W LED Roadway, Timed | 981 | 23 | 13.002
2022 | 10 | LS1 | TIMED SERVICE | L17 | 330W LED Area-Lighter, Timed | 984 | 7 | 46
2022 | 10 | LS1 | TIMED SERVICE | L17 | 39W LED Granville PT, Timed | 988 | 1 | 0
2022 | 10 | LS1 | TIMED SERVICE | L17 | 54W LED Salem PT, Timed | 992 | 2 | 0.993
2022 | 10 | LS1 | TIMED SERVICE | L17 | 76W LED Salem PT, Timed | 990 | 25 | 43
2022 | 10 | LS1 | TIMED SERVICE | LED | 106W LED Roadway, Timed | 841 | 1 | 4
2022 | 10 | LS1 | TIMED SERVICE | LED | 211W LED Area-Lighter, Timed | 846 | 1 | 13
2022 | 10 | LS1 | TIMED SERVICE | LED | 315W LED Area-Lighter, Timed | 847 | 3 | 1
2022 | 10 | LS1 | TIMED SERVICE | LED | 56W LED Roadway, Timed | 848 | 2 | 1
2022 | 10 | LS1 | TIMED SERVICE | LED | 67W LED Post Top, Timed | 844 | 1 | 4
2022 | 10 | LS1 | TIMED SERVICE | MH | 1000W MH Flood, Timed | 578 | 8 | 0
2022 | 10 | LS1 | TIMED SERVICE | MH | 1000W MH Shoebox, Timed | 577 | 7 | 2
2022 | 10 | LS1 | TIMED SERVICE | MH | 175W MH General PT, Timed | 548 | 1 | 0
2022 | 10 | LS1 | TIMED SERVICE | MH | 175W MH Salem PT, Timed | 568 | 1 | 0
2022 | 10 | LS1 | TIMED SERVICE | MH | 175W MH Shoebox, Timed | 549 | 2 | 0
2022 | 10 | LS1 | TIMED SERVICE | MH | 400W MH Cobra, Timed | 522 | 1 | 0
2022 | 10 | LS1 | TIMED SERVICE | MH | 400W MH Flood, Timed | 541 | 1 | 0
2022 | 10 | LS1 | TIMED SERVICE | MH | 400W MH Shoebox, Timed | 540 | 4 | 0
2022 | 10 | LS2 | ENERGY | UNMETERED | Electric Rate Category Facts | FAC | 18
2022 | 10 | LS2 | IPV | IPV | Electric Rate Category Facts | FAC | 18
2022 | 11 | LS1 | DUSK TO DAWN | HPS | 100W HPS Classic PT, DTD | 570 | 369 | 2060.541
2022 | 11 | LS1 | DUSK TO DAWN | HPS | 100W HPS Cobra/Nema, DTD | 803 | 15082 | 2543.481
2022 | 11 | LS1 | DUSK TO DAWN | HPS | 100W HPS Colonial PT, DTD | 572 | 128 | 846.516
2022 | 11 | LS1 | DUSK TO DAWN | HPS | 100W HPS Contemporary PT, DTD | 571 | 1 | 0
2022 | 11 | LS1 | DUSK TO DAWN | HPS | 100W HPS Salem PT, DTD | 573 | 630 | 4361.724
2022 | 11 | LS1 | DUSK TO DAWN | HPS | 100W HPS Shoebox, DTD | 550 | 93 | 17.964
2022 | 11 | LS1 | DUSK TO DAWN | HPS | 150W HPS Cobra, DTD | 804 | 4586 | 930.239
2022 | 11 | LS1 | DUSK TO DAWN | HPS | 250W HPS Cobra, DTD | 805 | 3357 | 960.838
2022 | 11 | LS1 | DUSK TO DAWN | HPS | 250W HPS Flood, DTD | 468 | 542 | 130.453
2022 | 11 | LS1 | DUSK TO DAWN | HPS | 250W HPS Shoebox, DTD | 566 | 99 | 15.394
2022 | 11 | LS1 | DUSK TO DAWN | HPS | 400W HPS Cobra, DTD | 806 | 3264 | 719.289
2022 | 11 | LS1 | DUSK TO DAWN | HPS | 400W HPS Flood, DTD | 478 | 858 | 273.446
2022 | 11 | LS1 | DUSK TO DAWN | HPS | 400W HPS Mongoose, DTD | 809 | 75 | 37.094
2022 | 11 | LS1 | DUSK TO DAWN | HPS | 400W HPS Shoebox, DTD | 552 | 116 | 38.826
2022 | 11 | LS1 | DUSK TO DAWN | HPS | 50W HPS Cobra, DTD | 800 | 4253 | 539.446
2022 | 11 | LS1 | DUSK TO DAWN | HPS | 50W HPS PT, DTD | 509 | 47 | 1
2022 | 11 | LS1 | DUSK TO DAWN | HPS | 70W HPS Coach PT, DTD | 810 | 318 | 120.363
2022 | 11 | LS1 | DUSK TO DAWN | HPS | 70W HPS Cobra/Nema, DTD | 802 | 7285 | 928.451
2022 | 11 | LS1 | DUSK TO DAWN | INC | 800W INC Ybor Archway, DTD-280 | 669 | 1 | 24
2022 | 11 | LS1 | DUSK TO DAWN | L17 | 105W LED Roadway, DTD | 926 | 4783 | 15023.94
2022 | 11 | LS1 | DUSK TO DAWN | L17 | 133W LED Roadway/Area, DTD | 932 | 370 | 2184.656
2022 | 11 | LS1 | DUSK TO DAWN | L17 | 143W LED Area-Lighter, DTD | 935 | 18 | 104
2022 | 11 | LS1 | DUSK TO DAWN | L17 | 145W LED Roadway, DTD | 937 | 3265 | 17204.162
2022 | 11 | LS1 | DUSK TO DAWN | L17 | 182W LED Roadway, DTD | 941 | 3478 | 14339.962
2022 | 11 | LS1 | DUSK TO DAWN | L17 | 199W LED Flood, DTD | 951 | 1502 | 3130.019
2022 | 11 | LS1 | DUSK TO DAWN | L17 | 225W LED Mongoose, DTD | 956 | 127 | 607.523
2022 | 11 | LS1 | DUSK TO DAWN | L17 | 247W LED Area-Lighter, DTD | 945 | 578 | 4159.264
2022 | 11 | LS1 | DUSK TO DAWN | L17 | 255W LED Flood, DTD | 953 | 590 | 1243.011
2022 | 11 | LS1 | DUSK TO DAWN | L17 | 26W LED Granville PT, DTD | 965 | 356 | 4300.088
2022 | 11 | LS1 | DUSK TO DAWN | L17 | 27W LED Roadway, DTD | 912 | 9952 | 14867.856
2022 | 11 | LS1 | DUSK TO DAWN | L17 | 330W LED Area-Lighter, DTD | 947 | 609 | 2387.781
2022 | 11 | LS1 | DUSK TO DAWN | L17 | 333W LED Mongoose, DTD | 958 | 20 | 51
2022 | 11 | LS1 | DUSK TO DAWN | L17 | 39W LED Enh Granv PT, DTD | 968 | 149 | 1594.254
2022 | 11 | LS1 | DUSK TO DAWN | L17 | 39W LED Granville PT, DTD | 967 | 434 | 6462.2
2022 | 11 | LS1 | DUSK TO DAWN | L17 | 47W LED Roadway , DTD | 914 | 15191 | 89947.541
2022 | 11 | LS1 | DUSK TO DAWN | L17 | 55W LED Salem PT, DTD | 971 | 1069 | 20652.555
2022 | 11 | LS1 | DUSK TO DAWN | L17 | 60W LED Enh Granv PT, DTD | 973 | 12 | 59.002
2022 | 11 | LS1 | DUSK TO DAWN | L17 | 60W LED Granville PT, DTD | 972 | 34 | 548.277
2022 | 11 | LS1 | DUSK TO DAWN | L17 | 76W LED Salem PT, DTD | 975 | 351 | 3927.398
2022 | 11 | LS1 | DUSK TO DAWN | L17 | 88W LED Roadway/Area, DTD | 921 | 142 | 2253.574
2022 | 11 | LS1 | DUSK TO DAWN | LED | 100W LED Classic PT, DTD-35 | 836 | 15 | 190.003
2022 | 11 | LS1 | DUSK TO DAWN | LED | 106W LED Roadway, DTD | 821 | 21 | 23.992
2022 | 11 | LS1 | DUSK TO DAWN | LED | 107W LED Roadway, DTD | 820 | 297 | 2366.686
2022 | 11 | LS1 | DUSK TO DAWN | LED | 152W LED, Area-Lighter, DTD-53 | 830 | 44 | 171.056
2022 | 11 | LS1 | DUSK TO DAWN | LED | 157W LED Roadway, DTD-55 | 829 | 146 | 442.997
2022 | 11 | LS1 | DUSK TO DAWN | LED | 196W LED Roadway, DTD | 822 | 19 | 33.001
2022 | 11 | LS1 | DUSK TO DAWN | LED | 211W LED Area-Lighter, DTD | 826 | 121 | 704.383
2022 | 11 | LS1 | DUSK TO DAWN | LED | 213W LED Roadway, DTD | 823 | 243 | 2182.587
2022 | 11 | LS1 | DUSK TO DAWN | LED | 238W LED, Flood, DTD-83 | 831 | 106 | 219.346
2022 | 11 | LS1 | DUSK TO DAWN | LED | 245W LED, Mongoose, DTD-86 | 833 | 13 | 57.207
2022 | 11 | LS1 | DUSK TO DAWN | LED | 315W LED Area-Lighter, DTD | 827 | 631 | 5759.787
2022 | 11 | LS1 | DUSK TO DAWN | LED | 328W LED, Mongoose, DTD-115 | 834 | 15 | 19
2022 | 11 | LS1 | DUSK TO DAWN | LED | 359W LED, Flood, DTD-126 | 832 | 422 | 1290.62
2022 | 11 | LS1 | DUSK TO DAWN | LED | 56W LED Roadway, DTD-20 | 828 | 607 | 1519.691
2022 | 11 | LS1 | DUSK TO DAWN | LED | 60W LED Classic PT, DTD-21 | 835 | 37 | 665.002
2022 | 11 | LS1 | DUSK TO DAWN | LED | 67W LED Post Top, DTD | 824 | 138 | 3152.001
2022 | 11 | LS1 | DUSK TO DAWN | LED | 99W LED Post Top, DTD | 825 | 66 | 1124
2022 | 11 | LS1 | DUSK TO DAWN | MH | 1000W MH Flood, DTD | 558 | 751 | 84.862
2022 | 11 | LS1 | DUSK TO DAWN | MH | 1000W MH Shoebox, DTD | 576 | 614 | 132.711
2022 | 11 | LS1 | DUSK TO DAWN | MH | 150W MH General PT, DTD | 701 | 7 | 1
2022 | 11 | LS1 | DUSK TO DAWN | MH | 150W MH Salem PT, DTD | 700 | 17 | 21.773
2022 | 11 | LS1 | DUSK TO DAWN | MH | 150W MH Shoebox, DTD | 702 | 3 | 0
2022 | 11 | LS1 | DUSK TO DAWN | MH | 175W MH General PT, DTD | 574 | 46 | 91.993
2022 | 11 | LS1 | DUSK TO DAWN | MH | 175W MH Salem PT, DTD | 575 | 65 | 174.323
2022 | 11 | LS1 | DUSK TO DAWN | MH | 175W MH Shoebox, DTD | 564 | 3 | 0
2022 | 11 | LS1 | DUSK TO DAWN | MH | 350W MH Cobra, DTD | 704 | 40 | 2
2022 | 11 | LS1 | DUSK TO DAWN | MH | 350W MH Flood, DTD | 705 | 42 | 8
2022 | 11 | LS1 | DUSK TO DAWN | MH | 350W MH Shoebox, DTD | 703 | 82 | 16.13
2022 | 11 | LS1 | DUSK TO DAWN | MH | 400W MH Cobra, DTD | 520 | 208 | 16.309
2022 | 11 | LS1 | DUSK TO DAWN | MH | 400W MH Flood, DTD | 556 | 479 | 105.767
2022 | 11 | LS1 | DUSK TO DAWN | MH | 400W MH Shoebox, DTD | 554 | 538 | 105.289
2022 | 11 | LS1 | ENERGY | METERED | Electric Rate Category Facts | FAC | 219
2022 | 11 | LS1 | ENERGY | UNMETERED | Electric Rate Category Facts | FAC | 39851
2022 | 11 | LS1 | MISC | BRACKET | PT Bracket | 569 | 43 | 280
2022 | 11 | LS1 | MISC | TIMER | Timer | 563 | 9 | 10
2022 | 11 | LS1 | POLE | OH | 30 ft Wood, OH | 425 | 33 | 27.758
2022 | 11 | LS1 | POLE | OH | 30 ft Wood, OH | 626 | 11228 | 16114.434
2022 | 11 | LS1 | POLE | OH | 35 ft Concrete, OH | 637 | 1231 | 4456.753
2022 | 11 | LS1 | POLE | OH | 35 ft Wood, OH | 627 | 6731 | 18656.622
2022 | 11 | LS1 | POLE | OH | 40/45 ft Wood, OH | 597 | 743 | 1654.899
2022 | 11 | LS1 | POLE | OH | 40/45 ft Concrete, OH | 594 | 303 | 1087.274
2022 | 11 | LS1 | POLE | UG | Existing Pole, UG | 641 | 14 | 32.998
2022 | 11 | LS1 | POLE | UG | 10 ft PT AL , DB UG | 422 | 26 | 84
2022 | 11 | LS1 | POLE | UG | 23 ft Concrete Round, DB UG | 523 | 8 | 111
2022 | 11 | LS1 | POLE | UG | 25/30 ft Concrete, UG | 595 | 79 | 378.997
2022 | 11 | LS1 | POLE | UG | 27 ft AL , DB UG | 616 | 18 | 719.863
2022 | 11 | LS1 | POLE | UG | 28 ft AL , DB UG | 615 | 19 | 2433.001
2022 | 11 | LS1 | POLE | UG | 30 ft AB Steel , UG | 589 | 8 | 126
2022 | 11 | LS1 | POLE | UG | 35 ft Concrete (150 W), DB UG | 612 | 594 | 4155.483
2022 | 11 | LS1 | POLE | UG | 35 ft Concrete (70-100W),DB UG | 607 | 1198 | 30345.618
2022 | 11 | LS1 | POLE | UG | 35 ft Concrete, DB UG | 588 | 1214 | 13730.784
2022 | 11 | LS1 | POLE | UG | 35 ft Concrete(250-400W),DB UG | 614 | 512 | 3761.513
2022 | 11 | LS1 | POLE | UG | 35ft Conc Tall Waterford,DB UG | 591 | 110 | 1423.381
2022 | 11 | LS1 | POLE | UG | 37 ft AL , DB UG | 622 | 5 | 338.994
2022 | 11 | LS1 | POLE | UG | 38 ft AL , DB UG | 623 | 8 | 155.005
2022 | 11 | LS1 | POLE | UG | 45 ft Concrete, DB UG | 596 | 186 | 1584.911
2022 | 11 | LS1 | POLE | UG | Capitol PT, 16 ft AL, DB UG | 581 | 4 | 47
2022 | 11 | LS1 | POLE | UG | Charlestn HD PT,16 ft AL,DB UG | 590 | 9 | 22
2022 | 11 | LS1 | POLE | UG | Charleston PT, 16 ft AL, DB UG | 586 | 661 | 18252.851
2022 | 11 | LS1 | POLE | UG | Charlstn Banr PT,16ft AL,DB UG | 585 | 14 | 116.995
2022 | 11 | LS1 | POLE | UG | Franklin PT, 16 ft Comp, DB UG | 525 | 133 | 3389.003
2022 | 11 | LS1 | POLE | UG | Heritage PT, 16 ft AL, DB UG | 580 | 17 | 140
2022 | 11 | LS1 | POLE | UG | PT, 16 ft AL, DB UG | 584 | 19 | 148
2022 | 11 | LS1 | POLE | UG | PT, 16 ft Concrete, DB UG | 599 | 2 | 48
2022 | 11 | LS1 | POLE | UG | PT, 16 ft Fiber, DB UG | 624 | 351 | 4001.143
2022 | 11 | LS1 | POLE | UG | Victorian PT,16 ft Conc, DB UG | 592 | 45 | 855.001
2022 | 11 | LS1 | POLE | UG | Waterford PT,16 ft Conc, DB UG | 583 | 40 | 522.099
2022 | 11 | LS1 | POLE | UG | Winston PT, 16 ft AL, DB UG | 593 | 583 | 5709.523
2022 | 11 | LS1 | POLE | UG | Winston PT, 16 ft Fiber, DB UG | 582 | 761 | 17015.506
2022 | 11 | LS1 | TIMED SERVICE | HPS | 100W HPS Classic PT, Timed | 530 | 1 | 0
2022 | 11 | LS1 | TIMED SERVICE | HPS | 100W HPS Cobra/Nema, Timed | 863 | 3 | 0
2022 | 11 | LS1 | TIMED SERVICE | HPS | 100W HPS Salem PT, Timed | 533 | 1 | 0
2022 | 11 | LS1 | TIMED SERVICE | HPS | 150W HPS Cobra, Timed | 864 | 5 | 1
2022 | 11 | LS1 | TIMED SERVICE | HPS | 250W HPS Cobra, Timed | 865 | 1 | 0
2022 | 11 | LS1 | TIMED SERVICE | HPS | 400W HPS Cobra, Timed | 866 | 5 | 0
2022 | 11 | LS1 | TIMED SERVICE | HPS | 400W HPS Flood, Timed | 484 | 1 | 0
2022 | 11 | LS1 | TIMED SERVICE | HPS | 400W HPS Mongoose, Timed | 869 | 2 | 0
2022 | 11 | LS1 | TIMED SERVICE | HPS | 70W HPS Cobra/Nema, Timed | 862 | 1 | 0
2022 | 11 | LS1 | TIMED SERVICE | L17 | 105W LED Roadway, Timed | 982 | 8 | 23.001
2022 | 11 | LS1 | TIMED SERVICE | L17 | 133W LED Roadway/Area, Timed | 903 | 1 | 1
2022 | 11 | LS1 | TIMED SERVICE | L17 | 182W LED Roadway, Timed | 983 | 46 | 36.996
2022 | 11 | LS1 | TIMED SERVICE | L17 | 199W LED Flood, Timed | 985 | 3 | 8
2022 | 11 | LS1 | TIMED SERVICE | L17 | 225W LED Mongoose, Timed | 987 | 3 | 1
2022 | 11 | LS1 | TIMED SERVICE | L17 | 255W LED Flood, Timed | 986 | 4 | 3
2022 | 11 | LS1 | TIMED SERVICE | L17 | 27W LED Roadway, Timed | 981 | 23 | 13.001
2022 | 11 | LS1 | TIMED SERVICE | L17 | 330W LED Area-Lighter, Timed | 984 | 7 | 46
2022 | 11 | LS1 | TIMED SERVICE | L17 | 39W LED Granville PT, Timed | 988 | 1 | 0
2022 | 11 | LS1 | TIMED SERVICE | L17 | 54W LED Salem PT, Timed | 992 | 2 | 0.996
2022 | 11 | LS1 | TIMED SERVICE | L17 | 76W LED Salem PT, Timed | 990 | 25 | 43.001
2022 | 11 | LS1 | TIMED SERVICE | LED | 106W LED Roadway, Timed | 841 | 1 | 4
2022 | 11 | LS1 | TIMED SERVICE | LED | 211W LED Area-Lighter, Timed | 846 | 1 | 13
2022 | 11 | LS1 | TIMED SERVICE | LED | 315W LED Area-Lighter, Timed | 847 | 3 | 1
2022 | 11 | LS1 | TIMED SERVICE | LED | 56W LED Roadway, Timed | 848 | 2 | 1
2022 | 11 | LS1 | TIMED SERVICE | LED | 67W LED Post Top, Timed | 844 | 1 | 4
2022 | 11 | LS1 | TIMED SERVICE | MH | 1000W MH Flood, Timed | 578 | 8 | 0
2022 | 11 | LS1 | TIMED SERVICE | MH | 1000W MH Shoebox, Timed | 577 | 7 | 2
2022 | 11 | LS1 | TIMED SERVICE | MH | 175W MH General PT, Timed | 548 | 1 | 0
2022 | 11 | LS1 | TIMED SERVICE | MH | 175W MH Salem PT, Timed | 568 | 1 | 0
2022 | 11 | LS1 | TIMED SERVICE | MH | 175W MH Shoebox, Timed | 549 | 2 | 0
2022 | 11 | LS1 | TIMED SERVICE | MH | 400W MH Cobra, Timed | 522 | 1 | 0
2022 | 11 | LS1 | TIMED SERVICE | MH | 400W MH Flood, Timed | 541 | 1 | 0
2022 | 11 | LS1 | TIMED SERVICE | MH | 400W MH Shoebox, Timed | 540 | 4 | 0
2022 | 11 | LS2 | ENERGY | UNMETERED | Electric Rate Category Facts | FAC | 22
2022 | 11 | LS2 | IPV | IPV | Electric Rate Category Facts | FAC | 22
2022 | 12 | LS1 | DUSK TO DAWN | HPS | 100W HPS Classic PT, DTD | 570 | 349 | 2027.304
2022 | 12 | LS1 | DUSK TO DAWN | HPS | 100W HPS Cobra/Nema, DTD | 803 | 15056 | 2372.815
2022 | 12 | LS1 | DUSK TO DAWN | HPS | 100W HPS Colonial PT, DTD | 572 | 127 | 831.678
2022 | 12 | LS1 | DUSK TO DAWN | HPS | 100W HPS Contemporary PT, DTD | 571 | 1 | 0
2022 | 12 | LS1 | DUSK TO DAWN | HPS | 100W HPS Salem PT, DTD | 573 | 631 | 4295.66
2022 | 12 | LS1 | DUSK TO DAWN | HPS | 100W HPS Shoebox, DTD | 550 | 93 | 17.001
2022 | 12 | LS1 | DUSK TO DAWN | HPS | 150W HPS Cobra, DTD | 804 | 4576 | 896.304
2022 | 12 | LS1 | DUSK TO DAWN | HPS | 250W HPS Cobra, DTD | 805 | 3357 | 917.051
2022 | 12 | LS1 | DUSK TO DAWN | HPS | 250W HPS Flood, DTD | 468 | 540 | 123.271
2022 | 12 | LS1 | DUSK TO DAWN | HPS | 250W HPS Shoebox, DTD | 566 | 99 | 15.192
2022 | 12 | LS1 | DUSK TO DAWN | HPS | 400W HPS Cobra, DTD | 806 | 3260 | 670.953
2022 | 12 | LS1 | DUSK TO DAWN | HPS | 400W HPS Flood, DTD | 478 | 862 | 255.332
2022 | 12 | LS1 | DUSK TO DAWN | HPS | 400W HPS Mongoose, DTD | 809 | 75 | 37.003
2022 | 12 | LS1 | DUSK TO DAWN | HPS | 400W HPS Shoebox, DTD | 552 | 118 | 38.95
2022 | 12 | LS1 | DUSK TO DAWN | HPS | 50W HPS Cobra, DTD | 800 | 4246 | 482.145
2022 | 12 | LS1 | DUSK TO DAWN | HPS | 50W HPS PT, DTD | 509 | 47 | 1
2022 | 12 | LS1 | DUSK TO DAWN | HPS | 70W HPS Coach PT, DTD | 810 | 318 | 118.725
2022 | 12 | LS1 | DUSK TO DAWN | HPS | 70W HPS Cobra/Nema, DTD | 802 | 7273 | 902.529
2022 | 12 | LS1 | DUSK TO DAWN | INC | 800W INC Ybor Archway, DTD-280 | 669 | 1 | 24
2022 | 12 | LS1 | DUSK TO DAWN | L17 | 105W LED Roadway, DTD | 926 | 4787 | 15002.345
2022 | 12 | LS1 | DUSK TO DAWN | L17 | 133W LED Roadway/Area, DTD | 932 | 372 | 2186.136
2022 | 12 | LS1 | DUSK TO DAWN | L17 | 143W LED Area-Lighter, DTD | 935 | 18 | 104
2022 | 12 | LS1 | DUSK TO DAWN | L17 | 145W LED Roadway, DTD | 937 | 3272 | 17245.234
2022 | 12 | LS1 | DUSK TO DAWN | L17 | 182W LED Roadway, DTD | 941 | 3485 | 14352.583
2022 | 12 | LS1 | DUSK TO DAWN | L17 | 199W LED Flood, DTD | 951 | 1512 | 3153.245
2022 | 12 | LS1 | DUSK TO DAWN | L17 | 225W LED Mongoose, DTD | 956 | 129 | 613.521
2022 | 12 | LS1 | DUSK TO DAWN | L17 | 247W LED Area-Lighter, DTD | 945 | 580 | 4208.967
2022 | 12 | LS1 | DUSK TO DAWN | L17 | 255W LED Flood, DTD | 953 | 590 | 1235.745
2022 | 12 | LS1 | DUSK TO DAWN | L17 | 26W LED Granville PT, DTD | 965 | 352 | 4251.741
2022 | 12 | LS1 | DUSK TO DAWN | L17 | 27W LED Roadway, DTD | 912 | 9962 | 14837.802
2022 | 12 | LS1 | DUSK TO DAWN | L17 | 330W LED Area-Lighter, DTD | 947 | 620 | 2393.614
2022 | 12 | LS1 | DUSK TO DAWN | L17 | 333W LED Mongoose, DTD | 958 | 20 | 51.002
2022 | 12 | LS1 | DUSK TO DAWN | L17 | 39W LED Enh Granv PT, DTD | 968 | 150 | 1640.629
2022 | 12 | LS1 | DUSK TO DAWN | L17 | 39W LED Granville PT, DTD | 967 | 413 | 6457.088
2022 | 12 | LS1 | DUSK TO DAWN | L17 | 47W LED Roadway , DTD | 914 | 15203 | 89965.729
2022 | 12 | LS1 | DUSK TO DAWN | L17 | 55W LED Salem PT, DTD | 971 | 1073 | 20866.583
2022 | 12 | LS1 | DUSK TO DAWN | L17 | 60W LED Enh Granv PT, DTD | 973 | 13 | 59.091
2022 | 12 | LS1 | DUSK TO DAWN | L17 | 60W LED Granville PT, DTD | 972 | 34 | 551.999
2022 | 12 | LS1 | DUSK TO DAWN | L17 | 76W LED Salem PT, DTD | 975 | 351 | 3926.214
2022 | 12 | LS1 | DUSK TO DAWN | L17 | 88W LED Roadway/Area, DTD | 921 | 139 | 2254.012
2022 | 12 | LS1 | DUSK TO DAWN | LED | 100W LED Classic PT, DTD-35 | 836 | 15 | 178.377
2022 | 12 | LS1 | DUSK TO DAWN | LED | 106W LED Roadway, DTD | 821 | 21 | 24.004
2022 | 12 | LS1 | DUSK TO DAWN | LED | 107W LED Roadway, DTD | 820 | 296 | 2349.527
2022 | 12 | LS1 | DUSK TO DAWN | LED | 152W LED, Area-Lighter, DTD-53 | 830 | 44 | 188
2022 | 12 | LS1 | DUSK TO DAWN | LED | 157W LED Roadway, DTD-55 | 829 | 146 | 441.829
2022 | 12 | LS1 | DUSK TO DAWN | LED | 196W LED Roadway, DTD | 822 | 19 | 33.007
2022 | 12 | LS1 | DUSK TO DAWN | LED | 211W LED Area-Lighter, DTD | 826 | 121 | 703.005
2022 | 12 | LS1 | DUSK TO DAWN | LED | 213W LED Roadway, DTD | 823 | 243 | 2117.799
2022 | 12 | LS1 | DUSK TO DAWN | LED | 238W LED, Flood, DTD-83 | 831 | 107 | 219.423
2022 | 12 | LS1 | DUSK TO DAWN | LED | 245W LED, Mongoose, DTD-86 | 833 | 13 | 57.002
2022 | 12 | LS1 | DUSK TO DAWN | LED | 315W LED Area-Lighter, DTD | 827 | 631 | 5738.173
2022 | 12 | LS1 | DUSK TO DAWN | LED | 328W LED, Mongoose, DTD-115 | 834 | 15 | 19
2022 | 12 | LS1 | DUSK TO DAWN | LED | 359W LED, Flood, DTD-126 | 832 | 420 | 1288.857
2022 | 12 | LS1 | DUSK TO DAWN | LED | 56W LED Roadway, DTD-20 | 828 | 606 | 1513.574
2022 | 12 | LS1 | DUSK TO DAWN | LED | 60W LED Classic PT, DTD-21 | 835 | 37 | 663.4
2022 | 12 | LS1 | DUSK TO DAWN | LED | 67W LED Post Top, DTD | 824 | 137 | 3151.568
2022 | 12 | LS1 | DUSK TO DAWN | LED | 99W LED Post Top, DTD | 825 | 66 | 1123.105
2022 | 12 | LS1 | DUSK TO DAWN | MH | 1000W MH Flood, DTD | 558 | 748 | 82.492
2022 | 12 | LS1 | DUSK TO DAWN | MH | 1000W MH Shoebox, DTD | 576 | 614 | 125.152
2022 | 12 | LS1 | DUSK TO DAWN | MH | 150W MH General PT, DTD | 701 | 7 | 1
2022 | 12 | LS1 | DUSK TO DAWN | MH | 150W MH Salem PT, DTD | 700 | 17 | 20.097
2022 | 12 | LS1 | DUSK TO DAWN | MH | 150W MH Shoebox, DTD | 702 | 3 | 0
2022 | 12 | LS1 | DUSK TO DAWN | MH | 175W MH General PT, DTD | 574 | 45 | 91.785
2022 | 12 | LS1 | DUSK TO DAWN | MH | 175W MH Salem PT, DTD | 575 | 65 | 170.831
2022 | 12 | LS1 | DUSK TO DAWN | MH | 175W MH Shoebox, DTD | 564 | 3 | 0
2022 | 12 | LS1 | DUSK TO DAWN | MH | 350W MH Cobra, DTD | 704 | 40 | 2
2022 | 12 | LS1 | DUSK TO DAWN | MH | 350W MH Flood, DTD | 705 | 42 | 8
2022 | 12 | LS1 | DUSK TO DAWN | MH | 350W MH Shoebox, DTD | 703 | 82 | 15.004
2022 | 12 | LS1 | DUSK TO DAWN | MH | 400W MH Cobra, DTD | 520 | 208 | 15
2022 | 12 | LS1 | DUSK TO DAWN | MH | 400W MH Flood, DTD | 556 | 481 | 101.792
2022 | 12 | LS1 | DUSK TO DAWN | MH | 400W MH Shoebox, DTD | 554 | 538 | 93.406
2022 | 12 | LS1 | ENERGY | METERED | Electric Rate Category Facts | FAC | 215
2022 | 12 | LS1 | ENERGY | UNMETERED | Electric Rate Category Facts | FAC | 39790
2022 | 12 | LS1 | MISC | BRACKET | PT Bracket | 569 | 43 | 280
2022 | 12 | LS1 | MISC | TIMER | Timer | 563 | 9 | 10
2022 | 12 | LS1 | POLE | OH | 30 ft Wood, OH | 425 | 33 | 27
2022 | 12 | LS1 | POLE | OH | 30 ft Wood, OH | 626 | 11208 | 16022.389
2022 | 12 | LS1 | POLE | OH | 35 ft Concrete, OH | 637 | 1233 | 4475.555
2022 | 12 | LS1 | POLE | OH | 35 ft Wood, OH | 627 | 6748 | 18614.7
2022 | 12 | LS1 | POLE | OH | 40/45 ft Wood, OH | 597 | 743 | 1648.107
2022 | 12 | LS1 | POLE | OH | 40/45 ft Concrete, OH | 594 | 303 | 1094.812
2022 | 12 | LS1 | POLE | UG | Existing Pole, UG | 641 | 14 | 33.008
2022 | 12 | LS1 | POLE | UG | 10 ft PT AL , DB UG | 422 | 27 | 84.2
2022 | 12 | LS1 | POLE | UG | 23 ft Concrete Round, DB UG | 523 | 8 | 111.002
2022 | 12 | LS1 | POLE | UG | 25/30 ft Concrete, UG | 595 | 79 | 374
2022 | 12 | LS1 | POLE | UG | 27 ft AL , DB UG | 616 | 18 | 717.438
2022 | 12 | LS1 | POLE | UG | 28 ft AL , DB UG | 615 | 19 | 2434.029
2022 | 12 | LS1 | POLE | UG | 30 ft AB Steel , UG | 589 | 8 | 126
2022 | 12 | LS1 | POLE | UG | 35 ft Concrete (150 W), DB UG | 612 | 594 | 4143.965
2022 | 12 | LS1 | POLE | UG | 35 ft Concrete (70-100W),DB UG | 607 | 1198 | 30321.561
2022 | 12 | LS1 | POLE | UG | 35 ft Concrete, DB UG | 588 | 1218 | 13763.483
2022 | 12 | LS1 | POLE | UG | 35 ft Concrete(250-400W),DB UG | 614 | 512 | 3762.702
2022 | 12 | LS1 | POLE | UG | 35ft Conc Tall Waterford,DB UG | 591 | 110 | 1424.011
2022 | 12 | LS1 | POLE | UG | 37 ft AL , DB UG | 622 | 5 | 339.009
2022 | 12 | LS1 | POLE | UG | 38 ft AL , DB UG | 623 | 8 | 155.875
2022 | 12 | LS1 | POLE | UG | 45 ft Concrete, DB UG | 596 | 186 | 1599.004
2022 | 12 | LS1 | POLE | UG | Capitol PT, 16 ft AL, DB UG | 581 | 4 | 47.003
2022 | 12 | LS1 | POLE | UG | Charlestn HD PT,16 ft AL,DB UG | 590 | 9 | 22
2022 | 12 | LS1 | POLE | UG | Charleston PT, 16 ft AL, DB UG | 586 | 639 | 18360.948
2022 | 12 | LS1 | POLE | UG | Charlstn Banr PT,16ft AL,DB UG | 585 | 13 | 117
2022 | 12 | LS1 | POLE | UG | Franklin PT, 16 ft Comp, DB UG | 525 | 133 | 3389
2022 | 12 | LS1 | POLE | UG | Heritage PT, 16 ft AL, DB UG | 580 | 17 | 140
2022 | 12 | LS1 | POLE | UG | PT, 16 ft AL, DB UG | 584 | 19 | 148.002
2022 | 12 | LS1 | POLE | UG | PT, 16 ft Concrete, DB UG | 599 | 2 | 48
2022 | 12 | LS1 | POLE | UG | PT, 16 ft Fiber, DB UG | 624 | 352 | 3986.041
2022 | 12 | LS1 | POLE | UG | Victorian PT,16 ft Conc, DB UG | 592 | 46 | 877.998
2022 | 12 | LS1 | POLE | UG | Waterford PT,16 ft Conc, DB UG | 583 | 40 | 522.004
2022 | 12 | LS1 | POLE | UG | Winston PT, 16 ft AL, DB UG | 593 | 591 | 5732.232
2022 | 12 | LS1 | POLE | UG | Winston PT, 16 ft Fiber, DB UG | 582 | 765 | 16960.774
2022 | 12 | LS1 | TIMED SERVICE | HPS | 100W HPS Classic PT, Timed | 530 | 1 | 0
2022 | 12 | LS1 | TIMED SERVICE | HPS | 100W HPS Cobra/Nema, Timed | 863 | 3 | 0
2022 | 12 | LS1 | TIMED SERVICE | HPS | 100W HPS Salem PT, Timed | 533 | 1 | 0
2022 | 12 | LS1 | TIMED SERVICE | HPS | 150W HPS Cobra, Timed | 864 | 5 | 1
2022 | 12 | LS1 | TIMED SERVICE | HPS | 250W HPS Cobra, Timed | 865 | 1 | 0
2022 | 12 | LS1 | TIMED SERVICE | HPS | 400W HPS Cobra, Timed | 866 | 5 | 0
2022 | 12 | LS1 | TIMED SERVICE | HPS | 400W HPS Flood, Timed | 484 | 1 | 0
2022 | 12 | LS1 | TIMED SERVICE | HPS | 400W HPS Mongoose, Timed | 869 | 2 | 0
2022 | 12 | LS1 | TIMED SERVICE | HPS | 70W HPS Cobra/Nema, Timed | 862 | 1 | 0
2022 | 12 | LS1 | TIMED SERVICE | L17 | 105W LED Roadway, Timed | 982 | 8 | 23.721
2022 | 12 | LS1 | TIMED SERVICE | L17 | 133W LED Roadway/Area, Timed | 903 | 1 | 1
2022 | 12 | LS1 | TIMED SERVICE | L17 | 182W LED Roadway, Timed | 983 | 46 | 37.003
2022 | 12 | LS1 | TIMED SERVICE | L17 | 199W LED Flood, Timed | 985 | 3 | 8
2022 | 12 | LS1 | TIMED SERVICE | L17 | 225W LED Mongoose, Timed | 987 | 3 | 1
2022 | 12 | LS1 | TIMED SERVICE | L17 | 255W LED Flood, Timed | 986 | 5 | 3.788
2022 | 12 | LS1 | TIMED SERVICE | L17 | 27W LED Roadway, Timed | 981 | 23 | 13.002
2022 | 12 | LS1 | TIMED SERVICE | L17 | 330W LED Area-Lighter, Timed | 984 | 7 | 46
2022 | 12 | LS1 | TIMED SERVICE | L17 | 39W LED Granville PT, Timed | 988 | 1 | 0
2022 | 12 | LS1 | TIMED SERVICE | L17 | 54W LED Salem PT, Timed | 992 | 2 | 0.5
2022 | 12 | LS1 | TIMED SERVICE | L17 | 76W LED Salem PT, Timed | 990 | 25 | 43.005
2022 | 12 | LS1 | TIMED SERVICE | LED | 106W LED Roadway, Timed | 841 | 1 | 4
2022 | 12 | LS1 | TIMED SERVICE | LED | 211W LED Area-Lighter, Timed | 846 | 1 | 13
2022 | 12 | LS1 | TIMED SERVICE | LED | 315W LED Area-Lighter, Timed | 847 | 3 | 1
2022 | 12 | LS1 | TIMED SERVICE | LED | 56W LED Roadway, Timed | 848 | 2 | 1
2022 | 12 | LS1 | TIMED SERVICE | LED | 67W LED Post Top, Timed | 844 | 1 | 4.001
2022 | 12 | LS1 | TIMED SERVICE | MH | 1000W MH Flood, Timed | 578 | 8 | 0
2022 | 12 | LS1 | TIMED SERVICE | MH | 1000W MH Shoebox, Timed | 577 | 7 | 2
2022 | 12 | LS1 | TIMED SERVICE | MH | 175W MH General PT, Timed | 548 | 1 | 0
2022 | 12 | LS1 | TIMED SERVICE | MH | 175W MH Salem PT, Timed | 568 | 1 | 0
2022 | 12 | LS1 | TIMED SERVICE | MH | 175W MH Shoebox, Timed | 549 | 2 | 0
2022 | 12 | LS1 | TIMED SERVICE | MH | 400W MH Cobra, Timed | 522 | 1 | 0
2022 | 12 | LS1 | TIMED SERVICE | MH | 400W MH Flood, Timed | 541 | 1 | 0
2022 | 12 | LS1 | TIMED SERVICE | MH | 400W MH Shoebox, Timed | 540 | 4 | 0
2022 | 12 | LS2 | ENERGY | UNMETERED | Electric Rate Category Facts | FAC | 25
2022 | 12 | LS2 | IPV | IPV | Electric Rate Category Facts | FAC | 25
Overall Result | [6 empty] | 41599 | 4713493.886