## Deferrable Capacity
Building # | Base # | Measure # | Measure Name | 2013 | 2014 | 2015 | 2016 | 2017 | 2018 | 2019 | 2020 | 2021 | 2022 | 2023 | 2024 | 2025 | 2026 | 2027 | 2028 | 2029 | 2030 | 2031 | 2032 | 2033 | 2034 | 2035 | 2036 | 2037 | 2038 | 2039 | 2040 | 2041 | 2042
1 | 110 | 111 | 110 111 Premium T8, Elecctronic Ballast / Office | 0 | 0 | 0 | 0 | 0 | -3.7068 | -3.7957 | -3.7069 | -3.8016 | -3.7498 | -3.7033 | -3.748 | -3.7043 | -3.7178 | -3.7229 | -3.7368 | -3.6997 | -3.2666 | -3.8481 | -3.8354 | -3.7839 | -3.7373 | 0 | 0 | 0 | 0 | 0 | 0 | 0 | 0
1 | 110 | 112 | 110 112 Premium T8, EB, Reflector / Office | 0 | 0 | 0 | 0 | 0 | -7.6698 | -7.8518 | -7.6693 | -7.8655 | -7.7575 | -7.6589 | -7.7537 | -7.6638 | -7.6912 | -7.7021 | -7.731 | -7.6548 | -6.7578 | -7.9622 | -7.9358 | -7.8291 | -7.7327 | 0 | 0 | 0 | 0 | 0 | 0 | 0 | 0
1 | 110 | 113 | 110 113 Occupancy Sensor / Office | 0 | 0 | 0 | 0 | 0 | -5.4117 | -5.541 | -5.4115 | -5.5499 | -5.4736 | -5.4055 | -5.4712 | -5.4077 | 0 | 0 | 0 | 0 | 0 | 0 | 0 | 0 | 0 | 0 | 0 | 0 | 0 | 0 | 0 | 0 | 0
1 | 110 | 114 | 110 114 Continuous Dimming / Office | 0 | 0 | 0 | 0 | 0 | -5.2396 | -5.3638 | -5.2395 | -5.3737 | -5.2998 | -5.2324 | -5.2974 | -5.2358 | -5.2546 | -5.262 | -5.2817 | 0 | 0 | 0 | 0 | 0 | 0 | 0 | 0 | 0 | 0 | 0 | 0 | 0 | 0
1 | 110 | 115 | 110 115 Lighting Control Tuneup / Office | 0 | 0 | 0 | 0 | 0 | -0.56058 | -0.57449 | -0.56107 | 0 | 0 | 0 | 0 | 0 | 0 | 0 | 0 | 0 | 0 | 0 | 0 | 0 | 0 | 0 | 0 | 0 | 0 | 0 | 0 | 0 | 0
1 | 120 | 121 | 120 121 ROB Premium T8, 1EB / Office | 0 | 0 | 0 | 0 | 0 | -1.6018 | -1.6407 | -1.6022 | -1.6434 | -1.621 | -1.6017 | -1.6204 | -1.6016 | -1.6072 | -1.6096 | -1.6152 | -1.5994 | -1.4114 | -1.6633 | -1.6577 | -1.6357 | -1.615 | 0 | 0 | 0 | 0 | 0 | 0 | 0 | 0
1 | 120 | 122 | 120 122 ROB Premium T8, EB, Reflector / Office | 0 | 0 | 0 | 0 | 0 | -6.4717 | -6.6263 | -6.4715 | -6.6371 | -6.5458 | -6.4639 | -6.5425 | -6.4668 | -6.49 | -6.4993 | -6.5234 | -6.4592 | -5.7034 | -6.7183 | -6.696 | -6.6062 | -6.5247 | 0 | 0 | 0 | 0 | 0 | 0 | 0 | 0
1 | 120 | 123 | 120 123 Occupancy Sensor / Office | 0 | 0 | 0 | 0 | 0 | -3.3102 | -3.3897 | -3.3103 | -3.3951 | -3.3488 | -3.3074 | -3.3472 | -3.3083 | 0 | 0 | 0 | 0 | 0 | 0 | 0 | 0 | 0 | 0 | 0 | 0 | 0 | 0 | 0 | 0 | 0
1 | 120 | 124 | 120 124 Lighting Control Tuneup / Office | 0 | 0 | 0 | 0 | 0 | -0.33121 | -0.33841 | -0.3317 | 0 | 0 | 0 | 0 | 0 | 0 | 0 | 0 | 0 | 0 | 0 | 0 | 0 | 0 | 0 | 0 | 0 | 0 | 0 | 0 | 0 | 0
1 | 130 | 131 | 130 131 CFL Screw-in 18W / Office | 0 | 0 | 0 | 0 | 0 | -37.0218 | -37.9031 | -37.018 | 0 | 0 | 0 | 0 | 0 | 0 | 0 | 0 | 0 | 0 | 0 | 0 | 0 | 0 | 0 | 0 | 0 | 0 | 0 | 0 | 0 | 0
1 | 140 | 141 | 140 141 CFL Hardwired, Modular 18W / Office | 0 | 0 | 0 | 0 | 0 | -37.0218 | -37.9031 | -37.018 | 0 | 0 | 0 | 0 | 0 | 0 | 0 | 0 | 0 | 0 | 0 | 0 | 0 | 0 | 0 | 0 | 0 | 0 | 0 | 0 | 0 | 0
1 | 150 | 151 | 150 151 PSMH, 250W, magnetic ballast / Office | 0 | 0 | 0 | 0 | 0 | -4.2813 | -4.3826 | -4.2814 | -4.3909 | -4.3308 | -4.2758 | -4.3286 | -4.2786 | -4.2937 | -4.2998 | 0 | 0 | 0 | 0 | 0 | 0 | 0 | 0 | 0 | 0 | 0 | 0 | 0 | 0 | 0
1 | 150 | 153 | 150 153 High Bay T5 / Office | 0 | 0 | 0 | 0 | 0 | -8.9628 | -9.1756 | -8.9623 | -9.1913 | -9.0649 | -8.9499 | -9.0605 | -8.9556 | -8.9875 | -9.0002 | 0 | 0 | 0 | 0 | 0 | 0 | 0 | 0 | 0 | 0 | 0 | 0 | 0 | 0 | 0
1 | 160 | 161 | 160 161 LED Exit Sign / Office | 0 | 0 | 0 | 0 | 0 | -0.071442 | -0.07254 | -0.07193 | -0.073853 | -0.073486 | -0.072449 | -0.073486 | -0.07251 | -0.072754 | -0.072754 | -0.072754 | -0.072021 | -0.046143 | 0 | 0 | 0 | 0 | 0 | 0 | 0 | 0 | 0 | 0 | 0 | 0
1 | 200 | 201 | 200 201 High Pressure Sodium 250W Lamp / Office | 0 | 0 | 0 | 0 | 0 | -0.18143 | -0.18631 | 0 | 0 | 0 | 0 | 0 | 0 | 0 | 0 | 0 | 0 | 0 | 0 | 0 | 0 | 0 | 0 | 0 | 0 | 0 | 0 | 0 | 0 | 0
1 | 200 | 202 | 200 202 Outdoor Lighting Controls (Photocell/Timeclock) / Office | 0 | 0 | 0 | 0 | 0 | -0.14395 | -0.14676 | 0 | 0 | 0 | 0 | 0 | 0 | 0 | 0 | 0 | 0 | 0 | 0 | 0 | 0 | 0 | 0 | 0 | 0 | 0 | 0 | 0 | 0 | 0
1 | 210 | 211 | 210 211 Outdoor Lighting Controls (Photocell/Timeclock) / Office | 0 | 0 | 0 | 0 | 0 | -0.15811 | -0.16237 | 0 | 0 | 0 | 0 | 0 | 0 | 0 | 0 | 0 | 0 | 0 | 0 | 0 | 0 | 0 | 0 | 0 | 0 | 0 | 0 | 0 | 0 | 0
1 | 300 | 301 | 300 301 Centrifugal Chiller, 0.51 kW/ton, 500 tons / Office | 0 | 0 | 0 | 0 | 0 | -2.9007 | -2.9693 | -2.9008 | -2.9752 | -2.9345 | -2.8972 | -2.9331 | -2.8992 | -2.9094 | -2.9136 | -2.9243 | -2.8955 | -2.5098 | -3.0115 | -3.0015 | -2.9612 | -2.9246 | 0 | 0 | 0 | 0 | 0 | 0 | 0 | 0
1 | 300 | 302 | 300 302 High Efficiency Chiller Motors / Office | 0 | 0 | 0 | 0 | 0 | -0.51602 | -0.52786 | -0.51651 | -0.52991 | -0.52313 | -0.51636 | -0.52295 | -0.5166 | -0.51855 | -0.51929 | -0.52075 | -0.5144 | -0.45386 | -0.53491 | -0.53296 | -0.52637 | -0.51929 | 0 | 0 | 0 | 0 | 0 | 0 | 0 | 0
1 | 300 | 304 | 300 304 EMS - Chiller / Office | 0 | 0 | 0 | 0 | 0 | -1.2615 | -1.2908 | -1.2619 | -1.2941 | -1.2768 | -1.2605 | -1.2764 | 0 | 0 | 0 | 0 | 0 | 0 | 0 | 0 | 0 | 0 | 0 | 0 | 0 | 0 | 0 | 0 | 0 | 0
1 | 300 | 305 | 300 305 Chiller Tune Up/Diagnostics / Office | 0 | 0 | 0 | 0 | 0 | -4.5973 | -4.7061 | -4.5972 | -4.715 | -4.6504 | -4.5911 | -4.6479 | 0 | 0 | 0 | 0 | 0 | 0 | 0 | 0 | 0 | 0 | 0 | 0 | 0 | 0 | 0 | 0 | 0 | 0
1 | 300 | 306 | 300 306 VSD for Chiller Pumps and Towers / Office | 0 | 0 | 0 | 0 | 0 | -1.1901 | -1.219 | -1.1905 | -1.221 | -1.2045 | -1.1904 | -1.2041 | -1.1899 | -1.1943 | -1.196 | -1.2 | -1.1882 | 0 | 0 | 0 | 0 | 0 | 0 | 0 | 0 | 0 | 0 | 0 | 0 | 0
1 | 300 | 308 | 300 308 Aerosole Duct Sealing / Office | 0 | 0 | 0 | 0 | 0 | -0.69632 | -0.71341 | -0.69681 | -0.71466 | -0.70532 | -0.69751 | -0.70508 | -0.69678 | -0.69922 | -0.7002 | -0.70239 | -0.69653 | 0 | 0 | 0 | 0 | 0 | 0 | 0 | 0 | 0 | 0 | 0 | 0 | 0
1 | 300 | 309 | 300 309 Duct/Pipe Insulation / Office | 0 | 0 | 0 | 0 | 0 | -0.23062 | -0.23563 | -0.23111 | -0.23718 | -0.23438 | -0.2312 | -0.23438 | 0 | 0 | 0 | 0 | 0 | 0 | 0 | 0 | 0 | 0 | 0 | 0 | 0 | 0 | 0 | 0 | 0 | 0
1 | 300 | 311 | 300 311 Window Film (Standard) / Office | 0 | 0 | 0 | 0 | 0 | -1.3726 | -1.4046 | -1.3728 | -1.4081 | -1.3891 | -1.3715 | -1.3887 | 0 | 0 | 0 | 0 | 0 | 0 | 0 | 0 | 0 | 0 | 0 | 0 | 0 | 0 | 0 | 0 | 0 | 0
1 | 300 | 313 | 300 313 Ceiling Insulation / Office | 0 | 0 | 0 | 0 | 0 | -6.1933 | -6.3401 | -6.193 | -6.3514 | -6.2641 | -6.1845 | -6.2612 | -6.1885 | -6.2107 | -6.2195 | -6.2427 | -6.1799 | -4.1384 | -6.428 | -6.4067 | -6.3206 | -6.2427 | 0 | 0 | 0 | 0 | 0 | 0 | 0 | 0
1 | 300 | 314 | 300 314 Roof Insulation / Office | 0 | 0 | 0 | 0 | 0 | -1.3949 | -1.4273 | -1.3952 | -1.431 | -1.4116 | -1.3937 | -1.4111 | -1.3945 | -1.3997 | -1.4016 | -1.4065 | -1.3926 | -1.1016 | -1.4482 | -1.4434 | -1.4243 | -1.4062 | 0 | 0 | 0 | 0 | 0 | 0 | 0 | 0
1 | 300 | 315 | 300 315 Cool Roof - Chiller / Office | 0 | 0 | 0 | 0 | 0 | -6.9138 | -7.0791 | -6.9137 | -7.0904 | -6.9931 | -6.9055 | -6.9895 | -6.9087 | -6.9333 | -6.9434 | -6.9692 | -6.9016 | 0 | 0 | 0 | 0 | 0 | 0 | 0 | 0 | 0 | 0 | 0 | 0 | 0
1 | 300 | 317 | 300 317 Thermal Energy Storage (TES) Positive / Office | 0 | 0 | 0 | 0 | 0 | -13.1458 | -13.4595 | -13.1447 | -13.4808 | -13.2949 | -13.1274 | -802.4263 | -13.1348 | -13.1816 | -13.2004 | -13.25 | -13.1209 | -1.6086 | -13.6475 | -13.6025 | -13.4192 | -13.2544 | -13.1523 | -13.2258 | -13.1204 | -13.1821 | -13.2471 | -13.1455 | -1.605 | -13.7241
1 | 300 | 317 | 300 317 Thermal Energy Storage (TES) Negative / Office | 0 | 0 | 0 | 0 | 0 | 0 | 0 | 0 | 0 | 0 | 0 | 0 | 0 | 0 | 0 | 0 | 0 | 0 | 0 | 0 | 0 | 0 | 0 | 0 | 0 | 0 | 0 | 0 | 0 | 0
1 | 320 | 321 | 320 321 DX Packaged System, EER=10.9, 10 tons / Office | 0 | 0 | 0 | 0 | 0 | -2.5005 | -2.5606 | -2.5006 | -2.5648 | -2.53 | -2.499 | -2.5286 | -2.4993 | -2.5081 | -2.512 | -2.521 | -2.4961 | 0 | 0 | 0 | 0 | 0 | 0 | 0 | 0 | 0 | 0 | 0 | 0 | 0
1 | 320 | 322 | 320 322 Hybrid Dessicant-DX System (Trane CDQ) / Office | 0 | 0 | 0 | 0 | 0 | -5.3285 | -5.4561 | -5.3284 | -5.465 | -5.3899 | -5.3224 | -5.3872 | -5.3247 | -5.3438 | -5.3513 | -5.3713 | -5.3184 | 0 | 0 | 0 | 0 | 0 | 0 | 0 | 0 | 0 | 0 | 0 | 0 | 0
1 | 320 | 323 | 320 323 Geothermal Heat Pump, EER=13, 10 tons / Office | 0 | 0 | 0 | 0 | 0 | -2.7743 | -2.8411 | -2.7746 | -2.8456 | -2.8066 | -2.7722 | -2.8054 | -2.7727 | -2.7827 | -2.7866 | -2.7969 | -2.7693 | 0 | 0 | 0 | 0 | 0 | 0 | 0 | 0 | 0 | 0 | 0 | 0 | 0
1 | 320 | 327 | 320 327 DX Coil Cleaning / Office | 0 | 0 | 0 | 0 | 0 | -4.3598 | -4.4629 | 0 | 0 | 0 | 0 | 0 | 0 | 0 | 0 | 0 | 0 | 0 | 0 | 0 | 0 | 0 | 0 | 0 | 0 | 0 | 0 | 0 | 0 | 0
1 | 320 | 328 | 320 328 Optimize Controls / Office | 0 | 0 | 0 | 0 | 0 | -0.5535 | -0.56619 | 0 | 0 | 0 | 0 | 0 | 0 | 0 | 0 | 0 | 0 | 0 | 0 | 0 | 0 | 0 | 0 | 0 | 0 | 0 | 0 | 0 | 0 | 0
1 | 320 | 329 | 320 329 Aerosole Duct Sealing / Office | 0 | 0 | 0 | 0 | 0 | -1.1093 | -1.1363 | -1.1097 | -1.1382 | -1.123 | -1.1099 | -1.1226 | -1.1094 | -1.1133 | -1.115 | -1.1187 | -1.1077 | 0 | 0 | 0 | 0 | 0 | 0 | 0 | 0 | 0 | 0 | 0 | 0 | 0
1 | 320 | 330 | 320 330 Duct/Pipe Insulation / Office | 0 | 0 | 0 | 0 | 0 | -0.3804 | -0.38992 | -0.38089 | -0.39075 | -0.38568 | -0.38208 | -0.38574 | 0 | 0 | 0 | 0 | 0 | 0 | 0 | 0 | 0 | 0 | 0 | 0 | 0 | 0 | 0 | 0 | 0 | 0
1 | 320 | 332 | 320 332 Window Film (Standard) / Office | 0 | 0 | 0 | 0 | 0 | -2.0863 | -2.1353 | -2.0866 | -2.14 | -2.111 | -2.0842 | -2.1101 | 0 | 0 | 0 | 0 | 0 | 0 | 0 | 0 | 0 | 0 | 0 | 0 | 0 | 0 | 0 | 0 | 0 | 0
1 | 320 | 334 | 320 334 Ceiling Insulation / Office | 0 | 0 | 0 | 0 | 0 | -9.8368 | -10.0716 | -9.8362 | -10.0875 | -9.9487 | -9.8237 | -9.9438 | -9.8289 | -9.8638 | -9.8779 | -9.915 | -9.8174 | -6.5754 | -10.2114 | -10.1777 | -10.0408 | -9.9172 | 0 | 0 | 0 | 0 | 0 | 0 | 0 | 0
1 | 320 | 335 | 320 335 Roof Insulation / Office | 0 | 0 | 0 | 0 | 0 | -2.318 | -2.3726 | -2.3183 | -2.3776 | -2.3452 | -2.3154 | -2.344 | -2.3169 | -2.3252 | -2.3286 | -2.3369 | -2.3127 | -1.802 | -2.4053 | -2.3975 | -2.3655 | -2.3357 | 0 | 0 | 0 | 0 | 0 | 0 | 0 | 0
1 | 340 | 342 | 340 342 Geothermal Heat Pump, EER=13, 10 tons / Office | 0 | 0 | 0 | 0 | 0 | -6.9374 | -7.1021 | -6.937 | -7.1146 | -7.0168 | -6.9275 | -7.0132 | -6.9321 | -6.9568 | -6.9668 | -6.9927 | -6.9241 | -6.0364 | -7.2017 | -7.178 | -7.0813 | -6.9941 | -6.9404 | -6.979 | -6.9236 | -6.9565 | -6.9902 | 0 | 0 | 0
1 | 340 | 344 | 340 344 Aerosole Duct Sealing / Office | 0 | 0 | 0 | 0 | 0 | -1.1338 | -1.1614 | -1.1342 | -1.1634 | -1.1479 | -1.1345 | -1.1472 | -1.134 | -1.1379 | -1.1396 | -1.1436 | -1.1321 | 0 | 0 | 0 | 0 | 0 | 0 | 0 | 0 | 0 | 0 | 0 | 0 | 0
1 | 340 | 345 | 340 345 Duct/Pipe Insulation / Office | 0 | 0 | 0 | 0 | 0 | -0.38504 | -0.39359 | -0.38553 | -0.39563 | -0.39062 | -0.38544 | -0.39038 | 0 | 0 | 0 | 0 | 0 | 0 | 0 | 0 | 0 | 0 | 0 | 0 | 0 | 0 | 0 | 0 | 0 | 0
1 | 340 | 347 | 340 347 Window Film (Standard) / Office | 0 | 0 | 0 | 0 | 0 | -2.1331 | -2.1834 | -2.1333 | -2.188 | -2.1584 | -2.1309 | -2.1572 | 0 | 0 | 0 | 0 | 0 | 0 | 0 | 0 | 0 | 0 | 0 | 0 | 0 | 0 | 0 | 0 | 0 | 0
1 | 340 | 349 | 340 349 Ceiling Insulation / Office | 0 | 0 | 0 | 0 | 0 | -10.0579 | -10.2981 | -10.0573 | -10.3143 | -10.1723 | -10.0444 | -10.1675 | -10.0498 | -10.0857 | -10.1001 | -10.1379 | -10.0381 | -6.7222 | -10.4409 | -10.4065 | -10.2664 | -10.1404 | 0 | 0 | 0 | 0 | 0 | 0 | 0 | 0
1 | 340 | 350 | 340 350 Roof Insulation / Office | 0 | 0 | 0 | 0 | 0 | -2.3601 | -2.4156 | -2.3604 | -2.4207 | -2.3879 | -2.3574 | -2.3867 | -2.3589 | -2.3674 | -2.3708 | -2.3794 | -2.356 | -1.8364 | -2.4502 | -2.4421 | -2.4094 | -2.3794 | 0 | 0 | 0 | 0 | 0 | 0 | 0 | 0
1 | 340 | 351 | 340 351 Cool Roof - DX / Office | 0 | 0 | 0 | 0 | 0 | -11.1706 | -11.4373 | -11.1698 | -11.4557 | -11.2979 | -11.1555 | -11.2922 | -11.1616 | -11.2012 | -11.2173 | -11.2595 | -11.1487 | 0 | 0 | 0 | 0 | 0 | 0 | 0 | 0 | 0 | 0 | 0 | 0 | 0
1 | 360 | 361 | 360 361 HE PTAC, EER=9.6, 1 ton / Office | 0 | 0 | 0 | 0 | 0 | -6.6834 | -6.8433 | -6.6831 | -6.8541 | -6.7599 | -6.6753 | -6.7566 | -6.6785 | -6.7021 | -6.7119 | -6.7368 | -6.6704 | 0 | 0 | 0 | 0 | 0 | 0 | 0 | 0 | 0 | 0 | 0 | 0 | 0
1 | 360 | 362 | 360 362 Occupancy Sensor (hotels) / Office | 0 | 0 | 0 | 0 | 0 | -5.1472 | -5.2691 | -5.1471 | -5.2787 | -5.2063 | -5.1404 | -5.2039 | -5.1436 | -5.1619 | -5.1692 | -5.1885 | -5.1372 | 0 | 0 | 0 | 0 | 0 | 0 | 0 | 0 | 0 | 0 | 0 | 0 | 0
1 | 400 | 401 | 400 401 High Efficiency Fan Motor, 15hp, 1800rpm, 92.4% / Office | 0 | 0 | 0 | 0 | 0 | -0.10648 | -0.10965 | -0.10696 | -0.10992 | -0.10889 | -0.10864 | -0.10889 | -0.10742 | -0.10791 | -0.10815 | -0.10815 | -0.10693 | 0 | 0 | 0 | 0 | 0 | 0 | 0 | 0 | 0 | 0 | 0 | 0 | 0
1 | 400 | 402 | 400 402 Variable Speed Drive Control / Office | 0 | 0 | 0 | 0 | 0 | -1.0017 | -1.0249 | -1.0021 | -1.0276 | -1.0141 | -1.0012 | -1.0137 | -1.0017 | -1.0054 | -1.0068 | -1.0103 | -1.0002 | 0 | 0 | 0 | 0 | 0 | 0 | 0 | 0 | 0 | 0 | 0 | 0 | 0
1 | 400 | 403 | 400 403 Air Handler Optimization / Office | 0 | 0 | 0 | 0 | 0 | -0.2798 | -0.2869 | -0.2803 | -0.28748 | -0.28387 | 0 | 0 | 0 | 0 | 0 | 0 | 0 | 0 | 0 | 0 | 0 | 0 | 0 | 0 | 0 | 0 | 0 | 0 | 0 | 0
1 | 400 | 404 | 400 404 Electronically Commutated Motors (ECM) on an Air Handler Unit / Office | 0 | 0 | 0 | 0 | 0 | -0.39908 | -0.40799 | -0.39944 | -0.41003 | -0.40472 | -0.39966 | -0.40454 | -0.3999 | -0.40112 | -0.40186 | -0.40283 | -0.3999 | 0 | 0 | 0 | 0 | 0 | 0 | 0 | 0 | 0 | 0 | 0 | 0 | 0
1 | 400 | 405 | 400 405 Demand Control Ventilation (DCV) / Office | 0 | 0 | 0 | 0 | 0 | -3.4928 | -3.5752 | -3.4928 | -3.5822 | -3.5332 | -3.4882 | -3.5317 | -3.4905 | -3.5029 | -3.5081 | -3.5208 | -3.4861 | 0 | 0 | 0 | 0 | 0 | 0 | 0 | 0 | 0 | 0 | 0 | 0 | 0
1 | 400 | 406 | 400 406 Energy Recovery Ventilation (ERV) / Office | 0 | 0 | 0 | 0 | 0 | -1.595 | -1.6321 | -1.5952 | -1.636 | -1.614 | -1.5935 | -1.6133 | -1.5945 | -1.6001 | -1.6025 | -1.6082 | -1.5923 | -1.0281 | -1.656 | -1.6504 | -1.6284 | -1.6082 | 0 | 0 | 0 | 0 | 0 | 0 | 0 | 0
1 | 600 | 603 | 600 603 Heat Pump Water Heater (air source) / Office | 0 | 0 | 0 | 0 | 0 | -0.39212 | -0.40067 | -0.39261 | -0.40271 | -0.39764 | -0.39258 | -0.39771 | -0.39282 | -0.39404 | -0.39478 | -0.39575 | -0.39185 | 0 | 0 | 0 | 0 | 0 | 0 | 0 | 0 | 0 | 0 | 0 | 0 | 0
1 | 600 | 604 | 600 604 Solar Water Heater / Office | 0 | 0 | 0 | 0 | 0 | -0.3909 | -0.40067 | -0.39151 | -0.40149 | -0.39648 | -0.39258 | -0.39624 | -0.3916 | -0.39307 | -0.39355 | -0.39453 | -0.39062 | -0.37183 | -0.40625 | -0.40479 | -0.39966 | -0.39429 | 0 | 0 | 0 | 0 | 0 | 0 | 0 | 0
1 | 600 | 606 | 600 606 Demand controlled circulating systems / Office | 0 | 0 | 0 | 0 | 0 | -0.027008 | -0.028107 | -0.027496 | -0.028381 | -0.028503 | -0.029297 | -0.028564 | -0.028076 | -0.028076 | -0.02832 | -0.027832 | -0.027588 | 0 | 0 | 0 | 0 | 0 | 0 | 0 | 0 | 0 | 0 | 0 | 0 | 0
1 | 600 | 608 | 600 608 Heat Recovery Unit / Office | 0 | 0 | 0 | 0 | 0 | -0.43179 | -0.44144 | -0.43227 | -0.44342 | -0.43799 | -0.43237 | -0.43774 | 0 | 0 | 0 | 0 | 0 | 0 | 0 | 0 | 0 | 0 | 0 | 0 | 0 | 0 | 0 | 0 | 0 | 0
1 | 600 | 609 | 600 609 Heat Trap / Office | 0 | 0 | 0 | 0 | 0 | -0.050446 | -0.051056 | -0.050934 | -0.052307 | -0.051941 | -0.051514 | -0.052246 | 0 | 0 | 0 | 0 | 0 | 0 | 0 | 0 | 0 | 0 | 0 | 0 | 0 | 0 | 0 | 0 | 0 | 0
1 | 600 | 610 | 600 610 Hot Water Pipe Insulation / Office | 0 | 0 | 0 | 0 | 0 | -0.01297 | -0.012726 | -0.013458 | -0.013733 | -0.01416 | -0.013855 | -0.014404 | -0.01416 | -0.013916 | -0.01416 | -0.013672 | -0.012207 | 0 | 0 | 0 | 0 | 0 | 0 | 0 | 0 | 0 | 0 | 0 | 0 | 0
1 | 700 | 701 | 700 701 PC Manual Power Management Enabling / Office | 0 | 0 | 0 | 0 | 0 | -0.84268 | 0 | 0 | 0 | 0 | 0 | 0 | 0 | 0 | 0 | 0 | 0 | 0 | 0 | 0 | 0 | 0 | 0 | 0 | 0 | 0 | 0 | 0 | 0 | 0
1 | 700 | 702 | 700 702 PC Network Power Management Enabling / Office | 0 | 0 | 0 | 0 | 0 | -0.84268 | 0 | 0 | 0 | 0 | 0 | 0 | 0 | 0 | 0 | 0 | 0 | 0 | 0 | 0 | 0 | 0 | 0 | 0 | 0 | 0 | 0 | 0 | 0 | 0
1 | 710 | 711 | 710 711 Energy Star or Better Monitor / Office | 0 | 0 | 0 | 0 | 0 | -1.2123 | 0 | 0 | 0 | 0 | 0 | 0 | 0 | 0 | 0 | 0 | 0 | 0 | 0 | 0 | 0 | 0 | 0 | 0 | 0 | 0 | 0 | 0 | 0 | 0
1 | 710 | 712 | 710 712 Monitor Power Management Enabling / Office | 0 | 0 | 0 | 0 | 0 | -0.78995 | 0 | 0 | 0 | 0 | 0 | 0 | 0 | 0 | 0 | 0 | 0 | 0 | 0 | 0 | 0 | 0 | 0 | 0 | 0 | 0 | 0 | 0 | 0 | 0
1 | 720 | 722 | 720 722 Monitor Power Management Enabling / Office | 0 | 0 | 0 | 0 | 0 | -0.00015259 | 0 | 0 | 0 | 0 | 0 | 0 | 0 | 0 | 0 | 0 | 0 | 0 | 0 | 0 | 0 | 0 | 0 | 0 | 0 | 0 | 0 | 0 | 0 | 0
1 | 730 | 731 | 730 731 Energy Star or Better Copier / Office | 0 | 0 | 0 | 0 | 0 | -0.13712 | -0.13968 | -0.1376 | 0 | 0 | 0 | 0 | 0 | 0 | 0 | 0 | 0 | 0 | 0 | 0 | 0 | 0 | 0 | 0 | 0 | 0 | 0 | 0 | 0 | 0
1 | 730 | 732 | 730 732 Copier Power Management Enabling / Office | 0 | 0 | 0 | 0 | 0 | -0.11356 | -0.11697 | -0.11404 | 0 | 0 | 0 | 0 | 0 | 0 | 0 | 0 | 0 | 0 | 0 | 0 | 0 | 0 | 0 | 0 | 0 | 0 | 0 | 0 | 0 | 0
1 | 800 | 801 | 800 801 Convection Oven / Office | 0 | 0 | 0 | 0 | 0 | -0.010529 | -0.010284 | -0.011261 | -0.011597 | -0.011902 | -0.011719 | -0.011963 | 0 | 0 | 0 | 0 | 0 | 0 | 0 | 0 | 0 | 0 | 0 | 0 | 0 | 0 | 0 | 0 | 0 | 0
1 | 810 | 811 | 810 811 Efficient Fryer / Office | 0 | 0 | 0 | 0 | 0 | -0.001236 | -0.00076294 | -0.0017395 | -0.0020142 | -0.0024414 | -0.0024414 | -0.0024414 | 0 | 0 | 0 | 0 | 0 | 0 | 0 | 0 | 0 | 0 | 0 | 0 | 0 | 0 | 0 | 0 | 0 | 0
1 | 900 | 901 | 900 901 Vending Misers (cooled machines only) / Office | 0 | 0 | 0 | 0 | 0 | -0.22598 | -0.23195 | -0.22647 | -0.23224 | -0.22943 | -0.22797 | -0.22974 | 0 | 0 | 0 | 0 | 0 | 0 | 0 | 0 | 0 | 0 | 0 | 0 | 0 | 0 | 0 | 0 | 0 | 0
2 | 110 | 111 | 110 111 Premium T8, Elecctronic Ballast / Restaurant or Services | 0 | 0 | 0 | 0 | 0 | -4.156 | -4.2544 | -4.1563 | -4.2625 | -4.204 | -4.1508 | -4.2021 | -4.1533 | -4.1682 | -4.1743 | -4.1895 | -4.1482 | -3.6621 | 0 | 0 | 0 | 0 | 0 | 0 | 0 | 0 | 0 | 0 | 0 | 0
2 | 110 | 112 | 110 112 Premium T8, EB, Reflector / Restaurant or Services | 0 | 0 | 0 | 0 | 0 | -8.5965 | -8.8018 | -8.596 | -8.816 | -8.6945 | -8.5854 | -8.6902 | -8.5898 | -8.6204 | -8.6326 | -8.665 | -8.5808 | -7.5745 | 0 | 0 | 0 | 0 | 0 | 0 | 0 | 0 | 0 | 0 | 0 | 0
2 | 110 | 113 | 110 113 Occupancy Sensor / Restaurant or Services | 0 | 0 | 0 | 0 | 0 | -4.0111 | -4.106 | -4.0111 | -4.1136 | -4.0573 | -4.0058 | 0 | 0 | 0 | 0 | 0 | 0 | 0 | 0 | 0 | 0 | 0 | 0 | 0 | 0 | 0 | 0 | 0 | 0 | 0
2 | 110 | 114 | 110 114 Continuous Dimming / Restaurant or Services | 0 | 0 | 0 | 0 | 0 | -5.8936 | -6.0347 | -5.8935 | -6.0442 | -5.9614 | -5.8867 | -5.9583 | -5.8894 | 0 | 0 | 0 | 0 | 0 | 0 | 0 | 0 | 0 | 0 | 0 | 0 | 0 | 0 | 0 | 0 | 0
2 | 110 | 115 | 110 115 Lighting Control Tuneup / Restaurant or Services | 0 | 0 | 0 | 0 | 0 | -0.63199 | -0.64749 | -0.63235 | 0 | 0 | 0 | 0 | 0 | 0 | 0 | 0 | 0 | 0 | 0 | 0 | 0 | 0 | 0 | 0 | 0 | 0 | 0 | 0 | 0 | 0
2 | 120 | 121 | 120 121 ROB Premium T8, 1EB / Restaurant or Services | 0 | 0 | 0 | 0 | 0 | -1.7962 | -1.8396 | -1.7965 | -1.8423 | -1.8176 | -1.7957 | -1.8169 | -1.7954 | -1.802 | -1.8044 | -1.8108 | -1.793 | -1.5828 | 0 | 0 | 0 | 0 | 0 | 0 | 0 | 0 | 0 | 0 | 0 | 0
2 | 120 | 122 | 120 122 ROB Premium T8, EB, Reflector / Restaurant or Services | 0 | 0 | 0 | 0 | 0 | -7.2533 | -7.4265 | -7.253 | -7.4384 | -7.3362 | -7.2441 | -7.3325 | -7.2476 | -7.2737 | -7.2839 | -7.311 | -7.2393 | -6.3918 | 0 | 0 | 0 | 0 | 0 | 0 | 0 | 0 | 0 | 0 | 0 | 0
2 | 120 | 123 | 120 123 Occupancy Sensor / Restaurant or Services | 0 | 0 | 0 | 0 | 0 | -2.4538 | -2.5127 | -2.4539 | -2.5169 | -2.4826 | -2.4521 | 0 | 0 | 0 | 0 | 0 | 0 | 0 | 0 | 0 | 0 | 0 | 0 | 0 | 0 | 0 | 0 | 0 | 0 | 0
2 | 120 | 124 | 120 124 Lighting Control Tuneup / Restaurant or Services | 0 | 0 | 0 | 0 | 0 | -0.37332 | -0.38284 | -0.37381 | 0 | 0 | 0 | 0 | 0 | 0 | 0 | 0 | 0 | 0 | 0 | 0 | 0 | 0 | 0 | 0 | 0 | 0 | 0 | 0 | 0 | 0
2 | 130 | 131 | 130 131 CFL Screw-in 18W / Restaurant or Services | 0 | 0 | 0 | 0 | 0 | 0 | 0 | 0 | 0 | 0 | 0 | 0 | 0 | 0 | 0 | 0 | 0 | 0 | 0 | 0 | 0 | 0 | 0 | 0 | 0 | 0 | 0 | 0 | 0 | 0
2 | 140 | 141 | 140 141 CFL Hardwired, Modular 18W / Restaurant or Services | 0 | 0 | 0 | 0 | 0 | -41.4984 | -42.4864 | 0 | 0 | 0 | 0 | 0 | 0 | 0 | 0 | 0 | 0 | 0 | 0 | 0 | 0 | 0 | 0 | 0 | 0 | 0 | 0 | 0 | 0 | 0
2 | 150 | 151 | 150 151 PSMH, 250W, magnetic ballast / Restaurant or Services | 0 | 0 | 0 | 0 | 0 | -4.8159 | -4.9302 | -4.8159 | -4.9393 | -4.8716 | -4.8096 | -4.8691 | 0 | 0 | 0 | 0 | 0 | 0 | 0 | 0 | 0 | 0 | 0 | 0 | 0 | 0 | 0 | 0 | 0 | 0
2 | 150 | 152 | 150 152 PSMH, 250 W, electronic ballast / Restaurant or Services | 0 | 0 | 0 | 0 | 0 | -8.7217 | -8.9287 | -8.7212 | -8.9444 | -8.8213 | -8.7092 | -8.8169 | 0 | 0 | 0 | 0 | 0 | 0 | 0 | 0 | 0 | 0 | 0 | 0 | 0 | 0 | 0 | 0 | 0 | 0
2 | 150 | 153 | 150 153 High Bay T5 / Restaurant or Services | 0 | 0 | 0 | 0 | 0 | -10.0462 | -10.2862 | -10.0456 | -10.3023 | -10.1606 | -10.033 | -10.1555 | 0 | 0 | 0 | 0 | 0 | 0 | 0 | 0 | 0 | 0 | 0 | 0 | 0 | 0 | 0 | 0 | 0 | 0
2 | 160 | 161 | 160 161 LED Exit Sign / Restaurant or Services | 0 | 0 | 0 | 0 | 0 | -0.12759 | -0.13113 | -0.1282 | -0.13147 | -0.13031 | -0.12964 | -0.13013 | -0.12866 | -0.12915 | -0.12939 | -0.12939 | -0.12793 | -0.10254 | 0 | 0 | 0 | 0 | 0 | 0 | 0 | 0 | 0 | 0 | 0 | 0
2 | 200 | 201 | 200 201 High Pressure Sodium 250W Lamp / Restaurant or Services | 0 | 0 | 0 | 0 | 0 | -0.82962 | -0.84866 | 0 | 0 | 0 | 0 | 0 | 0 | 0 | 0 | 0 | 0 | 0 | 0 | 0 | 0 | 0 | 0 | 0 | 0 | 0 | 0 | 0 | 0 | 0
2 | 200 | 202 | 200 202 Outdoor Lighting Controls (Photocell/Timeclock) / Restaurant or Services | 0 | 0 | 0 | 0 | 0 | -0.65543 | -0.67166 | 0 | 0 | 0 | 0 | 0 | 0 | 0 | 0 | 0 | 0 | 0 | 0 | 0 | 0 | 0 | 0 | 0 | 0 | 0 | 0 | 0 | 0 | 0
2 | 210 | 211 | 210 211 Outdoor Lighting Controls (Photocell/Timeclock) / Restaurant or Services | 0 | 0 | 0 | 0 | 0 | -3.2459 | -3.3235 | 0 | 0 | 0 | 0 | 0 | 0 | 0 | 0 | 0 | 0 | 0 | 0 | 0 | 0 | 0 | 0 | 0 | 0 | 0 | 0 | 0 | 0 | 0
2 | 300 | 301 | 300 301 Centrifugal Chiller, 0.51 kW/ton, 500 tons / Restaurant or Services | 0 | 0 | 0 | 0 | 0 | -5.4479 | -5.5782 | -5.4478 | -5.587 | -5.5105 | -5.4417 | -5.5078 | -5.4438 | -5.4634 | -5.4712 | -5.4915 | -5.4375 | -4.7925 | -5.6555 | -5.637 | -5.561 | -5.4927 | 0 | 0 | 0 | 0 | 0 | 0 | 0 | 0
2 | 300 | 302 | 300 302 High Efficiency Chiller Motors / Restaurant or Services | 0 | 0 | 0 | 0 | 0 | -0.91153 | -0.93265 | -0.91202 | -0.93542 | -0.92303 | -0.91107 | -0.92261 | -0.91187 | -0.91504 | -0.91626 | -0.91943 | -0.9104 | -0.82715 | -0.94678 | -0.94336 | -0.93091 | -0.91919 | 0 | 0 | 0 | 0 | 0 | 0 | 0 | 0
2 | 300 | 304 | 300 304 EMS - Chiller / Restaurant or Services | 0 | 0 | 0 | 0 | 0 | -16.5295 | -16.9236 | -16.5282 | -16.9507 | -16.717 | -16.5059 | -16.7085 | 0 | 0 | 0 | 0 | 0 | 0 | 0 | 0 | 0 | 0 | 0 | 0 | 0 | 0 | 0 | 0 | 0 | 0
2 | 300 | 305 | 300 305 Chiller Tune Up/Diagnostics / Restaurant or Services | 0 | 0 | 0 | 0 | 0 | -12.5033 | -12.8006 | -12.5023 | -12.8219 | -12.6453 | -12.4848 | -12.6392 | 0 | 0 | 0 | 0 | 0 | 0 | 0 | 0 | 0 | 0 | 0 | 0 | 0 | 0 | 0 | 0 | 0 | 0
2 | 300 | 306 | 300 306 VSD for Chiller Pumps and Towers / Restaurant or Services | 0 | 0 | 0 | 0 | 0 | -1.9037 | -1.9497 | -1.9042 | -1.9529 | -1.9265 | -1.903 | -1.9255 | -1.9031 | -1.9099 | -1.9126 | -1.9194 | -1.9004 | 0 | 0 | 0 | 0 | 0 | 0 | 0 | 0 | 0 | 0 | 0 | 0 | 0
2 | 300 | 308 | 300 308 Aerosole Duct Sealing / Restaurant or Services | 0 | 0 | 0 | 0 | 0 | -1.8968 | -1.9427 | -1.8971 | -1.9456 | -1.9191 | -1.896 | -1.9185 | -1.896 | -1.9028 | -1.9055 | -1.9124 | -1.8948 | 0 | 0 | 0 | 0 | 0 | 0 | 0 | 0 | 0 | 0 | 0 | 0 | 0
2 | 300 | 309 | 300 309 Duct/Pipe Insulation / Restaurant or Services | 0 | 0 | 0 | 0 | 0 | -1.32 | -1.3521 | -1.3203 | -1.3541 | -1.3359 | -1.32 | -1.3354 | 0 | 0 | 0 | 0 | 0 | 0 | 0 | 0 | 0 | 0 | 0 | 0 | 0 | 0 | 0 | 0 | 0 | 0
2 | 300 | 311 | 300 311 Window Film (Standard) / Restaurant or Services | 0 | 0 | 0 | 0 | 0 | -3.5652 | -3.6497 | -3.5653 | -3.6566 | -3.6067 | -3.5608 | -3.605 | 0 | 0 | 0 | 0 | 0 | 0 | 0 | 0 | 0 | 0 | 0 | 0 | 0 | 0 | 0 | 0 | 0 | 0
2 | 300 | 313 | 300 313 Ceiling Insulation / Restaurant or Services | 0 | 0 | 0 | 0 | 0 | -16.8383 | -17.2388 | -16.8369 | -17.2675 | -17.0292 | -16.8132 | -17.0207 | -16.824 | -16.884 | -16.9082 | -16.9719 | -16.8049 | -11.2556 | -17.4795 | -17.4219 | -17.1873 | -16.9763 | 0 | 0 | 0 | 0 | 0 | 0 | 0 | 0
2 | 300 | 314 | 300 314 Roof Insulation / Restaurant or Services | 0 | 0 | 0 | 0 | 0 | -3.1908 | -3.2674 | -3.1911 | -3.2725 | -3.228 | -3.1882 | -3.2263 | -3.189 | -3.2004 | -3.2051 | -3.2166 | -3.186 | -2.7129 | -3.3137 | -3.3027 | -3.2585 | -3.2183 | 0 | 0 | 0 | 0 | 0 | 0 | 0 | 0
2 | 300 | 315 | 300 315 Cool Roof - Chiller / Restaurant or Services | 0 | 0 | 0 | 0 | 0 | -18.7035 | -19.1497 | -18.7018 | -19.1797 | -18.9155 | -18.6764 | -18.906 | -18.6873 | -18.7541 | -18.7808 | -18.8516 | -18.6663 | 0 | 0 | 0 | 0 | 0 | 0 | 0 | 0 | 0 | 0 | 0 | 0 | 0
2 | 300 | 317 | 300 317 Thermal Energy Storage (TES) Positive / Restaurant or Services | 0 | 0 | 0 | 0 | 0 | -31.4571 | -32.2056 | -31.454 | -32.2579 | -31.8127 | -31.4089 | -804.5918 | -31.4294 | -31.5415 | -31.5864 | -31.7058 | -31.394 | -3.8508 | -32.6543 | -32.5469 | -32.1079 | -31.7146 | -31.4697 | -31.646 | -31.3926 | -31.5408 | -31.6963 | -31.4541 | -3.8428 | -32.8374
2 | 300 | 317 | 300 317 Thermal Energy Storage (TES) Negative / Restaurant or Services | 0 | 0 | 0 | 0 | 0 | 0 | 0 | 0 | 0 | 0 | 0 | 0 | 0 | 0 | 0 | 0 | 0 | 0 | 0 | 0 | 0 | 0 | 0 | 0 | 0 | 0 | 0 | 0 | 0 | 0
2 | 320 | 321 | 320 321 DX Packaged System, EER=10.9, 10 tons / Restaurant or Services | 0 | 0 | 0 | 0 | 0 | -6.8004 | -6.9619 | -6.8002 | -6.9742 | -6.8784 | -6.791 | -6.875 | -6.7954 | -6.8193 | -6.8293 | -6.8547 | -6.7874 | 0 | 0 | 0 | 0 | 0 | 0 | 0 | 0 | 0 | 0 | 0 | 0 | 0
2 | 320 | 326 | 320 326 DX Tune Up/ Advanced Diagnostics / Restaurant or Services | 0 | 0 | 0 | 0 | 0 | -3.4693 | -3.5525 | -3.4694 | -3.5582 | -3.5097 | -3.4663 | -3.5078 | 0 | 0 | 0 | 0 | 0 | 0 | 0 | 0 | 0 | 0 | 0 | 0 | 0 | 0 | 0 | 0 | 0 | 0
2 | 320 | 327 | 320 327 DX Coil Cleaning / Restaurant or Services | 0 | 0 | 0 | 0 | 0 | -11.8598 | -12.1428 | 0 | 0 | 0 | 0 | 0 | 0 | 0 | 0 | 0 | 0 | 0 | 0 | 0 | 0 | 0 | 0 | 0 | 0 | 0 | 0 | 0 | 0 | 0
2 | 320 | 328 | 320 328 Optimize Controls / Restaurant or Services | 0 | 0 | 0 | 0 | 0 | -1.5059 | -1.5413 | 0 | 0 | 0 | 0 | 0 | 0 | 0 | 0 | 0 | 0 | 0 | 0 | 0 | 0 | 0 | 0 | 0 | 0 | 0 | 0 | 0 | 0 | 0
2 | 320 | 329 | 320 329 Aerosole Duct Sealing / Restaurant or Services | 0 | 0 | 0 | 0 | 0 | -3.0177 | -3.0889 | -3.0179 | -3.0951 | -3.053 | -3.0139 | -3.0515 | -3.0161 | -3.0266 | -3.031 | -3.0422 | -3.0122 | 0 | 0 | 0 | 0 | 0 | 0 | 0 | 0 | 0 | 0 | 0 | 0 | 0
2 | 320 | 330 | 320 330 Duct/Pipe Insulation / Restaurant or Services | 0 | 0 | 0 | 0 | 0 | -0.90921 | -0.93143 | -0.9097 | -0.93298 | -0.92065 | -0.91016 | -0.92017 | 0 | 0 | 0 | 0 | 0 | 0 | 0 | 0 | 0 | 0 | 0 | 0 | 0 | 0 | 0 | 0 | 0 | 0
2 | 320 | 332 | 320 332 Window Film (Standard) / Restaurant or Services | 0 | 0 | 0 | 0 | 0 | -5.4467 | -5.5757 | -5.4466 | -5.5861 | -5.5093 | -5.4395 | -5.5066 | 0 | 0 | 0 | 0 | 0 | 0 | 0 | 0 | 0 | 0 | 0 | 0 | 0 | 0 | 0 | 0 | 0 | 0
2 | 320 | 334 | 320 334 Ceiling Insulation / Restaurant or Services | 0 | 0 | 0 | 0 | 0 | -26.7464 | -27.3828 | -26.7439 | -27.4276 | -27.049 | -26.7058 | -818.1367 | -26.7231 | -26.8184 | -26.8567 | -26.958 | -26.6929 | -17.8755 | -27.7644 | -27.6731 | -27.3 | -26.9653 | 0 | 0 | 0 | 0 | 0 | 0 | 0 | 0
2 | 320 | 335 | 320 335 Roof Insulation / Restaurant or Services | 0 | 0 | 0 | 0 | 0 | -5.5473 | -5.6787 | -5.5472 | -5.6891 | -5.6111 | -5.5398 | -5.6082 | -5.5432 | -5.5632 | -5.571 | -5.5918 | -5.5356 | -4.54 | -5.7576 | -5.7385 | -5.6616 | -5.5916 | 0 | 0 | 0 | 0 | 0 | 0 | 0 | 0
2 | 320 | 336 | 320 336 Cool Roof - DX / Restaurant or Services | 0 | 0 | 0 | 0 | 0 | -21.6825 | -22.1983 | -21.6805 | -22.2347 | -21.928 | -21.6497 | -21.917 | -21.6636 | -21.741 | -21.772 | -21.854 | -21.6392 | 0 | 0 | 0 | 0 | 0 | 0 | 0 | 0 | 0 | 0 | 0 | 0 | 0
2 | 340 | 342 | 340 342 Geothermal Heat Pump, EER=13, 10 tons / Restaurant or Services | 0 | 0 | 0 | 0 | 0 | -6.2118 | -6.3592 | -6.2118 | -6.3707 | -6.2831 | -6.2033 | -6.28 | -6.2073 | -6.2295 | -6.2383 | -6.2615 | -6.2 | -5.6631 | -6.4487 | -6.4275 | -6.3411 | -6.2629 | -6.2146 | -6.2493 | -6.1997 | -6.229 | -6.2598 | 0 | 0 | 0
2 | 340 | 344 | 340 344 Aerosole Duct Sealing / Restaurant or Services | 0 | 0 | 0 | 0 | 0 | -3.0855 | -3.1585 | -3.0856 | -3.1646 | -3.1216 | -3.0817 | -3.1199 | -3.0837 | -3.0947 | -3.0994 | -3.1106 | -3.0798 | 0 | 0 | 0 | 0 | 0 | 0 | 0 | 0 | 0 | 0 | 0 | 0 | 0
2 | 340 | 345 | 340 345 Duct/Pipe Insulation / Restaurant or Services | 0 | 0 | 0 | 0 | 0 | -2.1494 | -2.2012 | -2.1497 | -2.205 | -2.175 | -2.1484 | -2.1738 | 0 | 0 | 0 | 0 | 0 | 0 | 0 | 0 | 0 | 0 | 0 | 0 | 0 | 0 | 0 | 0 | 0 | 0
2 | 340 | 347 | 340 347 Window Film (Standard) / Restaurant or Services | 0 | 0 | 0 | 0 | 0 | -5.5661 | -5.6992 | -5.5659 | -5.7084 | -5.6299 | -5.5598 | -5.6272 | 0 | 0 | 0 | 0 | 0 | 0 | 0 | 0 | 0 | 0 | 0 | 0 | 0 | 0 | 0 | 0 | 0 | 0
2 | 340 | 349 | 340 349 Ceiling Insulation / Restaurant or Services | 0 | 0 | 0 | 0 | 0 | -27.3525 | -28.0035 | -27.3499 | -28.0492 | -27.6621 | -27.311 | -818.5281 | -27.3286 | -27.426 | -27.4651 | -27.5689 | -27.2979 | -18.2808 | -28.3936 | -28.3003 | -27.9187 | -27.5764 | 0 | 0 | 0 | 0 | 0 | 0 | 0 | 0
2 | 340 | 351 | 340 351 Cool Roof - DX / Restaurant or Services | 0 | 0 | 0 | 0 | 0 | -30.2261 | -30.9466 | -30.2232 | -30.996 | -30.5681 | -30.1814 | -30.5527 | -30.1997 | -30.3074 | -30.3506 | -30.4653 | -30.1658 | 0 | 0 | 0 | 0 | 0 | 0 | 0 | 0 | 0 | 0 | 0 | 0 | 0
2 | 360 | 361 | 360 361 HE PTAC, EER=9.6, 1 ton / Restaurant or Services | 0 | 0 | 0 | 0 | 0 | -18.1769 | -18.6092 | -18.1753 | -18.64 | -18.3831 | -18.1496 | -18.3738 | -18.1614 | -18.2261 | -18.2522 | -18.3208 | -18.1406 | 0 | 0 | 0 | 0 | 0 | 0 | 0 | 0 | 0 | 0 | 0 | 0 | 0
2 | 360 | 362 | 360 362 Occupancy Sensor (hotels) / Restaurant or Services | 0 | 0 | 0 | 0 | 0 | -13.9976 | -14.3301 | -13.9965 | -14.3544 | -14.1565 | -13.9767 | -14.1494 | -13.9858 | -14.0356 | -14.0557 | -14.1084 | -13.9697 | 0 | 0 | 0 | 0 | 0 | 0 | 0 | 0 | 0 | 0 | 0 | 0 | 0
2 | 400 | 401 | 400 401 High Efficiency Fan Motor, 15hp, 1800rpm, 92.4% / Restaurant or Services | 0 | 0 | 0 | 0 | 0 | -0.19424 | -0.19827 | -0.19473 | -0.20001 | -0.19775 | -0.19501 | -0.19775 | -0.19531 | -0.1958 | -0.19629 | -0.19653 | -0.19458 | 0 | 0 | 0 | 0 | 0 | 0 | 0 | 0 | 0 | 0 | 0 | 0 | 0
2 | 400 | 402 | 400 402 Variable Speed Drive Control / Restaurant or Services | 0 | 0 | 0 | 0 | 0 | -1.5048 | -1.5401 | -1.5052 | -1.5436 | -1.5229 | -1.5034 | -1.5222 | -1.5046 | -1.5098 | -1.512 | -1.5173 | -1.5024 | 0 | 0 | 0 | 0 | 0 | 0 | 0 | 0 | 0 | 0 | 0 | 0 | 0
2 | 400 | 403 | 400 403 Air Handler Optimization / Restaurant or Services | 0 | 0 | 0 | 0 | 0 | -0.50674 | -0.5181 | -0.50711 | -0.52032 | -0.51367 | 0 | 0 | 0 | 0 | 0 | 0 | 0 | 0 | 0 | 0 | 0 | 0 | 0 | 0 | 0 | 0 | 0 | 0 | 0 | 0
2 | 400 | 404 | 400 404 Electronically Commutated Motors (ECM) on an Air Handler Unit / Restaurant or Services | 0 | 0 | 0 | 0 | 0 | -0.715 | -0.73148 | -0.71548 | -0.7337 | -0.72412 | -0.71478 | -0.72388 | -0.71558 | -0.71777 | -0.71899 | -0.72144 | -0.71411 | 0 | 0 | 0 | 0 | 0 | 0 | 0 | 0 | 0 | 0 | 0 | 0 | 0
2 | 400 | 405 | 400 405 Demand Control Ventilation (DCV) / Restaurant or Services | 0 | 0 | 0 | 0 | 0 | -6.3148 | -6.4646 | -6.3147 | -6.4762 | -6.3875 | -6.3062 | -6.384 | -6.3103 | -6.3325 | -6.3416 | -6.3655 | -6.3027 | 0 | 0 | 0 | 0 | 0 | 0 | 0 | 0 | 0 | 0 | 0 | 0 | 0
2 | 400 | 406 | 400 406 Energy Recovery Ventilation (ERV) / Restaurant or Services | 0 | 0 | 0 | 0 | 0 | -2.8867 | -2.9546 | -2.8869 | -2.9608 | -2.9204 | -2.8833 | -2.9189 | -2.885 | -2.8953 | -2.8994 | -2.9099 | -2.8813 | -1.8584 | -2.9968 | -2.9868 | -2.947 | -2.9104 | 0 | 0 | 0 | 0 | 0 | 0 | 0 | 0
2 | 400 | 407 | 400 407 Separate Makeup Air / Exhaust Hoods AC / Restaurant or Services | 0 | 0 | 0 | 0 | 0 | -1.2345 | -1.2644 | -1.2349 | -1.2667 | -1.2498 | -1.2349 | -1.249 | -1.2344 | -1.2388 | -1.2407 | -1.2449 | -1.2327 | 0 | 0 | 0 | 0 | 0 | 0 | 0 | 0 | 0 | 0 | 0 | 0 | 0
2 | 600 | 603 | 600 603 Heat Pump Water Heater (air source) / Restaurant or Services | 0 | 0 | 0 | 0 | 0 | -3.4857 | -3.5681 | -3.4857 | -3.575 | -3.5263 | -3.4812 | -3.5244 | -3.4836 | -3.4958 | -3.501 | -3.5139 | -3.4792 | 0 | 0 | 0 | 0 | 0 | 0 | 0 | 0 | 0 | 0 | 0 | 0 | 0
2 | 600 | 604 | 600 604 Solar Water Heater / Restaurant or Services | 0 | 0 | 0 | 0 | 0 | -3.474 | -3.5562 | -3.474 | -3.563 | -3.5143 | -3.4697 | -3.5127 | -3.4719 | -3.4841 | -3.4893 | -3.502 | -3.4675 | -3.3059 | -3.6067 | -3.5947 | -3.5466 | -3.5024 | 0 | 0 | 0 | 0 | 0 | 0 | 0 | 0
2 | 600 | 606 | 600 606 Demand controlled circulating systems / Restaurant or Services | 0 | 0 | 0 | 0 | 0 | -0.24698 | -0.25223 | -0.24747 | -0.25378 | -0.25098 | -0.24756 | -0.25098 | -0.2478 | -0.24854 | -0.24902 | -0.24951 | -0.24829 | 0 | 0 | 0 | 0 | 0 | 0 | 0 | 0 | 0 | 0 | 0 | 0 | 0
2 | 600 | 608 | 600 608 Heat Recovery Unit / Restaurant or Services | 0 | 0 | 0 | 0 | 0 | -3.8321 | -3.9239 | -3.8321 | -3.9301 | -3.8764 | -3.8284 | -3.8745 | 0 | 0 | 0 | 0 | 0 | 0 | 0 | 0 | 0 | 0 | 0 | 0 | 0 | 0 | 0 | 0 | 0 | 0
2 | 600 | 609 | 600 609 Heat Trap / Restaurant or Services | 0 | 0 | 0 | 0 | 0 | -0.44937 | -0.46072 | -0.44998 | -0.46155 | -0.45557 | -0.45087 | -0.45557 | 0 | 0 | 0 | 0 | 0 | 0 | 0 | 0 | 0 | 0 | 0 | 0 | 0 | 0 | 0 | 0 | 0 | 0
2 | 600 | 610 | 600 610 Hot Water Pipe Insulation / Restaurant or Services | 0 | 0 | 0 | 0 | 0 | -0.097198 | -0.098907 | -0.097687 | -0.10046 | -0.099548 | -0.098084 | -0.099609 | -0.098145 | -0.098389 | -0.098877 | -0.098633 | -0.097656 | 0 | 0 | 0 | 0 | 0 | 0 | 0 | 0 | 0 | 0 | 0 | 0 | 0
2 | 700 | 701 | 700 701 PC Manual Power Management Enabling / Restaurant or Services | 0 | 0 | 0 | 0 | 0 | -0.076202 | 0 | 0 | 0 | 0 | 0 | 0 | 0 | 0 | 0 | 0 | 0 | 0 | 0 | 0 | 0 | 0 | 0 | 0 | 0 | 0 | 0 | 0 | 0 | 0
2 | 700 | 702 | 700 702 PC Network Power Management Enabling / Restaurant or Services | 0 | 0 | 0 | 0 | 0 | -0.076202 | 0 | 0 | 0 | 0 | 0 | 0 | 0 | 0 | 0 | 0 | 0 | 0 | 0 | 0 | 0 | 0 | 0 | 0 | 0 | 0 | 0 | 0 | 0 | 0
2 | 710 | 711 | 710 711 Energy Star or Better Monitor / Restaurant or Services | 0 | 0 | 0 | 0 | 0 | -0.11356 | 0 | 0 | 0 | 0 | 0 | 0 | 0 | 0 | 0 | 0 | 0 | 0 | 0 | 0 | 0 | 0 | 0 | 0 | 0 | 0 | 0 | 0 | 0 | 0
2 | 710 | 712 | 710 712 Monitor Power Management Enabling / Restaurant or Services | 0 | 0 | 0 | 0 | 0 | -0.071442 | 0 | 0 | 0 | 0 | 0 | 0 | 0 | 0 | 0 | 0 | 0 | 0 | 0 | 0 | 0 | 0 | 0 | 0 | 0 | 0 | 0 | 0 | 0 | 0
2 | 720 | 722 | 720 722 Monitor Power Management Enabling / Restaurant or Services | 0 | 0 | 0 | 0 | 0 | 0 | 0 | 0 | 0 | 0 | 0 | 0 | 0 | 0 | 0 | 0 | 0 | 0 | 0 | 0 | 0 | 0 | 0 | 0 | 0 | 0 | 0 | 0 | 0 | 0
2 | 730 | 731 | 730 731 Energy Star or Better Copier / Restaurant or Services | 0 | 0 | 0 | 0 | 0 | -0.027008 | -0.028107 | -0.027496 | 0 | 0 | 0 | 0 | 0 | 0 | 0 | 0 | 0 | 0 | 0 | 0 | 0 | 0 | 0 | 0 | 0 | 0 | 0 | 0 | 0 | 0
2 | 730 | 732 | 730 732 Copier Power Management Enabling / Restaurant or Services | 0 | 0 | 0 | 0 | 0 | -0.02005 | -0.019806 | -0.020538 | 0 | 0 | 0 | 0 | 0 | 0 | 0 | 0 | 0 | 0 | 0 | 0 | 0 | 0 | 0 | 0 | 0 | 0 | 0 | 0 | 0 | 0
2 | 800 | 801 | 800 801 Convection Oven / Restaurant or Services | 0 | 0 | 0 | 0 | 0 | -0.62845 | -0.64383 | -0.62881 | -0.64514 | -0.63666 | -0.62964 | -0.63647 | 0 | 0 | 0 | 0 | 0 | 0 | 0 | 0 | 0 | 0 | 0 | 0 | 0 | 0 | 0 | 0 | 0 | 0
2 | 810 | 811 | 810 811 Efficient Fryer / Restaurant or Services | 0 | 0 | 0 | 0 | 0 | -1.1153 | -1.1409 | -1.1156 | -1.1441 | -1.1289 | -1.1144 | -1.1284 | 0 | 0 | 0 | 0 | 0 | 0 | 0 | 0 | 0 | 0 | 0 | 0 | 0 | 0 | 0 | 0 | 0 | 0
2 | 900 | 901 | 900 901 Vending Misers (cooled machines only) / Restaurant or Services | 0 | 0 | 0 | 0 | 0 | -0.29617 | -0.30252 | -0.29666 | -0.30426 | -0.30054 | -0.29681 | -0.30054 | 0 | 0 | 0 | 0 | 0 | 0 | 0 | 0 | 0 | 0 | 0 | 0 | 0 | 0 | 0 | 0 | 0 | 0
3 | 110 | 111 | 110 111 Premium T8, Elecctronic Ballast / Retail | 0 | 0 | 0 | 0 | 0 | -4.3854 | -4.4893 | -4.3854 | -4.4976 | -4.436 | -4.3799 | -4.4338 | -4.3826 | -4.3982 | -4.4045 | -4.4207 | -4.3772 | -3.8643 | -4.5527 | -4.5376 | 0 | 0 | 0 | 0 | 0 | 0 | 0 | 0 | 0 | 0
3 | 110 | 112 | 110 112 Premium T8, EB, Reflector / Retail | 0 | 0 | 0 | 0 | 0 | -9.0716 | -9.2869 | -9.0711 | -9.3028 | -9.175 | -9.0586 | -9.1704 | -9.0642 | -9.0967 | -9.1096 | -9.1438 | -9.0537 | -7.9934 | -9.417 | -9.386 | 0 | 0 | 0 | 0 | 0 | 0 | 0 | 0 | 0 | 0
3 | 110 | 113 | 110 113 Occupancy Sensor / Retail | 0 | 0 | 0 | 0 | 0 | -4.2322 | -4.3335 | -4.2323 | -4.3405 | -4.281 | -4.2278 | -4.2791 | 0 | 0 | 0 | 0 | 0 | 0 | 0 | 0 | 0 | 0 | 0 | 0 | 0 | 0 | 0 | 0 | 0 | 0
3 | 110 | 114 | 110 114 Continuous Dimming / Retail | 0 | 0 | 0 | 0 | 0 | -7.0133 | -7.18 | -7.0131 | -7.1924 | -7.0937 | -7.0036 | -7.0901 | -7.0081 | -7.033 | -7.0432 | 0 | 0 | 0 | 0 | 0 | 0 | 0 | 0 | 0 | 0 | 0 | 0 | 0 | 0 | 0
3 | 120 | 121 | 120 121 ROB Premium T8, 1EB / Retail | 0 | 0 | 0 | 0 | 0 | -1.8944 | -1.94 | -1.8947 | -1.9432 | -1.917 | -1.8937 | -1.916 | -1.8938 | -1.9004 | -1.9033 | -1.9099 | -1.8911 | -1.6699 | -1.967 | -1.9604 | 0 | 0 | 0 | 0 | 0 | 0 | 0 | 0 | 0 | 0
3 | 120 | 122 | 120 122 ROB Premium T8, EB, Reflector / Retail | 0 | 0 | 0 | 0 | 0 | -7.6547 | -7.8362 | -7.6543 | -7.85 | -7.7419 | -7.6437 | -7.7383 | -7.6487 | -7.676 | -7.687 | -7.7156 | -7.6396 | -6.7444 | -7.9463 | -7.9199 | 0 | 0 | 0 | 0 | 0 | 0 | 0 | 0 | 0 | 0
3 | 120 | 123 | 120 123 Occupancy Sensor / Retail | 0 | 0 | 0 | 0 | 0 | -2.5871 | -2.6482 | -2.5873 | -2.6534 | -2.6174 | -2.5842 | -2.6162 | 0 | 0 | 0 | 0 | 0 | 0 | 0 | 0 | 0 | 0 | 0 | 0 | 0 | 0 | 0 | 0 | 0 | 0
3 | 120 | 124 | 120 124 Lighting Control Tuneup / Retail | 0 | 0 | 0 | 0 | 0 | -0.44351 | -0.45462 | -0.444 | 0 | 0 | 0 | 0 | 0 | 0 | 0 | 0 | 0 | 0 | 0 | 0 | 0 | 0 | 0 | 0 | 0 | 0 | 0 | 0 | 0 | 0
3 | 130 | 131 | 130 131 CFL Screw-in 18W / Retail | 0 | 0 | 0 | 0 | 0 | 0 | 0 | 0 | 0 | 0 | 0 | 0 | 0 | 0 | 0 | 0 | 0 | 0 | 0 | 0 | 0 | 0 | 0 | 0 | 0 | 0 | 0 | 0 | 0 | 0
3 | 140 | 141 | 140 141 CFL Hardwired, Modular 18W / Retail | 0 | 0 | 0 | 0 | 0 | -43.7917 | -44.8343 | 0 | 0 | 0 | 0 | 0 | 0 | 0 | 0 | 0 | 0 | 0 | 0 | 0 | 0 | 0 | 0 | 0 | 0 | 0 | 0 | 0 | 0 | 0
3 | 150 | 151 | 150 151 PSMH, 250W, magnetic ballast / Retail | 0 | 0 | 0 | 0 | 0 | -5.7299 | -5.8658 | -5.7298 | -5.8763 | -5.7957 | -5.7219 | -5.7927 | -5.7258 | -5.7461 | 0 | 0 | 0 | 0 | 0 | 0 | 0 | 0 | 0 | 0 | 0 | 0 | 0 | 0 | 0 | 0
3 | 150 | 152 | 150 152 PSMH, 250 W, electronic ballast / Retail | 0 | 0 | 0 | 0 | 0 | -6.6238 | -6.781 | -6.6236 | -6.7928 | -6.6994 | -6.6145 | -6.6963 | -6.6189 | -6.6423 | 0 | 0 | 0 | 0 | 0 | 0 | 0 | 0 | 0 | 0 | 0 | 0 | 0 | 0 | 0 | 0
3 | 150 | 153 | 150 153 High Bay T5 / Retail | 0 | 0 | 0 | 0 | 0 | -10.6009 | -10.854 | -10.6001 | -10.8712 | -10.7214 | -10.5864 | -10.7163 | -10.592 | -10.6299 | 0 | 0 | 0 | 0 | 0 | 0 | 0 | 0 | 0 | 0 | 0 | 0 | 0 | 0 | 0 | 0
3 | 160 | 161 | 160 161 LED Exit Sign / Retail | 0 | 0 | 0 | 0 | 0 | -0.052887 | -0.054474 | -0.05336 | -0.05481 | -0.054443 | -0.054871 | -0.054443 | -0.053711 | -0.053955 | -0.054199 | -0.053711 | -0.053223 | -0.038574 | 0 | 0 | 0 | 0 | 0 | 0 | 0 | 0 | 0 | 0 | 0 | 0
3 | 200 | 201 | 200 201 High Pressure Sodium 250W Lamp / Retail | 0 | 0 | 0 | 0 | 0 | -0.18033 | -0.18509 | 0 | 0 | 0 | 0 | 0 | 0 | 0 | 0 | 0 | 0 | 0 | 0 | 0 | 0 | 0 | 0 | 0 | 0 | 0 | 0 | 0 | 0 | 0
3 | 200 | 202 | 200 202 Outdoor Lighting Controls (Photocell/Timeclock) / Retail | 0 | 0 | 0 | 0 | 0 | -0.14175 | -0.14578 | 0 | 0 | 0 | 0 | 0 | 0 | 0 | 0 | 0 | 0 | 0 | 0 | 0 | 0 | 0 | 0 | 0 | 0 | 0 | 0 | 0 | 0 | 0
3 | 210 | 211 | 210 211 Outdoor Lighting Controls (Photocell/Timeclock) / Retail | 0 | 0 | 0 | 0 | 0 | -0.61441 | -0.62967 | 0 | 0 | 0 | 0 | 0 | 0 | 0 | 0 | 0 | 0 | 0 | 0 | 0 | 0 | 0 | 0 | 0 | 0 | 0 | 0 | 0 | 0 | 0
3 | 300 | 301 | 300 301 Centrifugal Chiller, 0.51 kW/ton, 500 tons / Retail | 0 | 0 | 0 | 0 | 0 | -2.0606 | -2.1092 | -2.0608 | -2.1136 | -2.085 | -2.0583 | -2.084 | -2.0598 | -2.0671 | -2.0701 | -2.0776 | -2.0571 | -1.8132 | -2.1392 | -2.1321 | -2.1038 | -2.0774 | 0 | 0 | 0 | 0 | 0 | 0 | 0 | 0
3 | 300 | 302 | 300 302 High Efficiency Chiller Motors / Retail | 0 | 0 | 0 | 0 | 0 | -0.41678 | -0.42703 | -0.41714 | -0.42786 | -0.42255 | -0.41815 | -0.42236 | -0.41724 | -0.4187 | -0.41943 | -0.42065 | -0.41626 | -0.37183 | -0.43286 | -0.4314 | -0.42578 | -0.42017 | 0 | 0 | 0 | 0 | 0 | 0 | 0 | 0
3 | 300 | 304 | 300 304 EMS - Chiller / Retail | 0 | 0 | 0 | 0 | 0 | -1.3808 | -1.4131 | -1.3811 | -1.4166 | -1.3975 | -1.3799 | -1.397 | 0 | 0 | 0 | 0 | 0 | 0 | 0 | 0 | 0 | 0 | 0 | 0 | 0 | 0 | 0 | 0 | 0 | 0
3 | 300 | 305 | 300 305 Chiller Tune Up/Diagnostics / Retail | 0 | 0 | 0 | 0 | 0 | -4.7331 | -4.8462 | -4.7331 | -4.8541 | -4.7876 | -4.7277 | -4.7852 | 0 | 0 | 0 | 0 | 0 | 0 | 0 | 0 | 0 | 0 | 0 | 0 | 0 | 0 | 0 | 0 | 0 | 0
3 | 300 | 306 | 300 306 VSD for Chiller Pumps and Towers / Retail | 0 | 0 | 0 | 0 | 0 | -1.3036 | -1.3352 | -1.304 | -1.3373 | -1.3193 | -1.3039 | -1.3188 | -1.3035 | -1.3081 | -1.3098 | -1.3145 | -1.3015 | 0 | 0 | 0 | 0 | 0 | 0 | 0 | 0 | 0 | 0 | 0 | 0 | 0
3 | 300 | 307 | 300 307 EMS Optimization / Retail | 0 | 0 | 0 | 0 | 0 | -0.35464 | -0.3638 | 0 | 0 | 0 | 0 | 0 | 0 | 0 | 0 | 0 | 0 | 0 | 0 | 0 | 0 | 0 | 0 | 0 | 0 | 0 | 0 | 0 | 0 | 0
3 | 300 | 308 | 300 308 Aerosole Duct Sealing / Retail | 0 | 0 | 0 | 0 | 0 | -0.71744 | -0.73489 | -0.7178 | -0.73621 | -0.7265 | -0.71851 | -0.72632 | -0.71777 | -0.72021 | -0.72144 | -0.72363 | -0.71631 | 0 | 0 | 0 | 0 | 0 | 0 | 0 | 0 | 0 | 0 | 0 | 0 | 0
3 | 300 | 309 | 300 309 Duct/Pipe Insulation / Retail | 0 | 0 | 0 | 0 | 0 | -0.25162 | -0.25711 | -0.25211 | -0.25885 | -0.2558 | -0.25244 | -0.25562 | 0 | 0 | 0 | 0 | 0 | 0 | 0 | 0 | 0 | 0 | 0 | 0 | 0 | 0 | 0 | 0 | 0 | 0
3 | 300 | 311 | 300 311 Window Film (Standard) / Retail | 0 | 0 | 0 | 0 | 0 | -1.3504 | -1.3831 | -1.3507 | -1.3854 | -1.3669 | -1.3505 | -1.3662 | 0 | 0 | 0 | 0 | 0 | 0 | 0 | 0 | 0 | 0 | 0 | 0 | 0 | 0 | 0 | 0 | 0 | 0
3 | 300 | 313 | 300 313 Ceiling Insulation / Retail | 0 | 0 | 0 | 0 | 0 | -6.3734 | -6.5257 | -6.3732 | -6.5363 | -6.4465 | -6.3657 | -6.4434 | -6.3687 | -6.3914 | -6.4004 | -6.4243 | -6.3623 | -4.2607 | -6.6174 | -6.5957 | -6.5071 | -6.4268 | 0 | 0 | 0 | 0 | 0 | 0 | 0 | 0
3 | 300 | 314 | 300 314 Roof Insulation / Retail | 0 | 0 | 0 | 0 | 0 | -1.5282 | -1.564 | -1.5286 | -1.5677 | -1.5466 | -1.5268 | -1.5459 | -1.5278 | -1.5332 | -1.5356 | -1.5408 | -1.5256 | -1.1787 | -1.5867 | -1.5813 | -1.5605 | -1.5408 | 0 | 0 | 0 | 0 | 0 | 0 | 0 | 0
3 | 300 | 315 | 300 315 Cool Roof - Chiller / Retail | 0 | 0 | 0 | 0 | 0 | -6.8496 | -7.0132 | -6.8493 | -7.0245 | -6.9279 | -6.8412 | -6.9246 | -6.8445 | -6.8687 | -6.8787 | -6.9043 | -6.8364 | 0 | 0 | 0 | 0 | 0 | 0 | 0 | 0 | 0 | 0 | 0 | 0 | 0
3 | 300 | 317 | 300 317 Thermal Energy Storage (TES) Positive / Retail | 0 | 0 | 0 | 0 | 0 | -1.4685 | -1.5039 | -1.4688 | -1.5065 | -1.4863 | -1.4685 | -1.4856 | -1.4683 | -1.4734 | -1.4756 | -1.4807 | -1.4661 | -1.7627 | -1.5249 | -1.5198 | -1.4995 | -1.4805 | -1.4695 | -1.4775 | -1.4663 | -1.4731 | -1.48 | -1.4688 | -1.7588 | -1.5337
3 | 300 | 317 | 300 317 Thermal Energy Storage (TES) Negative / Retail | 0 | 0 | 0 | 0 | 0 | 0 | 0 | 0 | 0 | 0 | 0 | 0 | 0 | 0 | 0 | 0 | 0 | 0 | 0 | 0 | 0 | 0 | 0 | 0 | 0 | 0 | 0 | 0 | 0 | 0
3 | 320 | 321 | 320 321 DX Packaged System, EER=10.9, 10 tons / Retail | 0 | 0 | 0 | 0 | 0 | -2.5732 | -2.6336 | -2.5733 | -2.6392 | -2.6033 | -2.57 | -2.6018 | -2.5718 | -2.5808 | -2.5847 | -2.594 | -2.5684 | 0 | 0 | 0 | 0 | 0 | 0 | 0 | 0 | 0 | 0 | 0 | 0 | 0
3 | 320 | 322 | 320 322 Hybrid Dessicant-DX System (Trane CDQ) / Retail | 0 | 0 | 0 | 0 | 0 | -5.8351 | -5.9734 | -5.835 | -5.9843 | -5.9021 | -5.8271 | -5.8992 | -5.8308 | -5.8516 | -5.8601 | -5.8818 | -5.824 | 0 | 0 | 0 | 0 | 0 | 0 | 0 | 0 | 0 | 0 | 0 | 0 | 0
3 | 320 | 323 | 320 323 Geothermal Heat Pump, EER=13, 10 tons / Retail | 0 | 0 | 0 | 0 | 0 | -3.0387 | -3.1106 | -3.0388 | -3.1168 | -3.0742 | -3.0351 | -3.0728 | -3.0371 | -3.0479 | -3.0522 | -3.0635 | -3.032 | 0 | 0 | 0 | 0 | 0 | 0 | 0 | 0 | 0 | 0 | 0 | 0 | 0
3 | 320 | 326 | 320 326 DX Tune Up/ Advanced Diagnostics / Retail | 0 | 0 | 0 | 0 | 0 | -1.5879 | -1.6263 | -1.5882 | -1.6287 | -1.6069 | -1.5876 | -1.6062 | 0 | 0 | 0 | 0 | 0 | 0 | 0 | 0 | 0 | 0 | 0 | 0 | 0 | 0 | 0 | 0 | 0 | 0
3 | 320 | 327 | 320 327 DX Coil Cleaning / Retail | 0 | 0 | 0 | 0 | 0 | -4.4884 | -4.5948 | 0 | 0 | 0 | 0 | 0 | 0 | 0 | 0 | 0 | 0 | 0 | 0 | 0 | 0 | 0 | 0 | 0 | 0 | 0 | 0 | 0 | 0 | 0
3 | 320 | 329 | 320 329 Aerosole Duct Sealing / Retail | 0 | 0 | 0 | 0 | 0 | -1.1421 | -1.1697 | -1.1425 | -1.1718 | -1.1562 | -1.1425 | -1.1555 | -1.1421 | -1.146 | -1.1479 | -1.1519 | -1.1404 | 0 | 0 | 0 | 0 | 0 | 0 | 0 | 0 | 0 | 0 | 0 | 0 | 0
3 | 320 | 330 | 320 330 Duct/Pipe Insulation / Retail | 0 | 0 | 0 | 0 | 0 | -0.41678 | -0.42703 | -0.41714 | -0.42786 | -0.42255 | -0.41815 | -0.42236 | 0 | 0 | 0 | 0 | 0 | 0 | 0 | 0 | 0 | 0 | 0 | 0 | 0 | 0 | 0 | 0 | 0 | 0
3 | 320 | 334 | 320 334 Ceiling Insulation / Retail | 0 | 0 | 0 | 0 | 0 | -10.1247 | -10.3665 | -10.1239 | -10.3827 | -10.2399 | -10.1111 | -10.2349 | -10.1165 | -10.1526 | -10.167 | -10.2051 | -10.1047 | -6.7676 | -10.5102 | -10.4756 | -10.3345 | -10.2075 | 0 | 0 | 0 | 0 | 0 | 0 | 0 | 0
3 | 320 | 335 | 320 335 Roof Insulation / Retail | 0 | 0 | 0 | 0 | 0 | -2.538 | -2.5977 | -2.5381 | -2.6031 | -2.5679 | -2.5352 | -2.5664 | -2.5366 | -2.5457 | -2.5496 | -2.5586 | -2.5334 | -1.927 | -2.635 | -2.6262 | -2.5911 | -2.5588 | 0 | 0 | 0 | 0 | 0 | 0 | 0 | 0
3 | 340 | 344 | 340 344 Aerosole Duct Sealing / Retail | 0 | 0 | 0 | 0 | 0 | -1.1667 | -1.1939 | -1.167 | -1.1971 | -1.1811 | -1.1658 | -1.1804 | -1.1667 | -1.1707 | -1.1724 | -1.1765 | -1.166 | 0 | 0 | 0 | 0 | 0 | 0 | 0 | 0 | 0 | 0 | 0 | 0 | 0
3 | 340 | 345 | 340 345 Duct/Pipe Insulation / Retail | 0 | 0 | 0 | 0 | 0 | -0.42142 | -0.43069 | -0.42178 | -0.43268 | -0.42719 | -0.42188 | -0.42725 | 0 | 0 | 0 | 0 | 0 | 0 | 0 | 0 | 0 | 0 | 0 | 0 | 0 | 0 | 0 | 0 | 0 | 0
3 | 340 | 349 | 340 349 Ceiling Insulation / Retail | 0 | 0 | 0 | 0 | 0 | -10.354 | -10.5999 | -10.3533 | -10.618 | -10.4719 | -10.3388 | -10.4665 | -10.3455 | -10.3823 | -10.3972 | -10.4363 | -10.3347 | -6.9207 | -10.7493 | -10.7141 | -10.5698 | -10.4399 | 0 | 0 | 0 | 0 | 0 | 0 | 0 | 0
3 | 340 | 351 | 340 351 Cool Roof - DX / Retail | 0 | 0 | 0 | 0 | 0 | -11.0946 | -11.3594 | -11.0938 | -11.3776 | -11.2207 | -11.0795 | -11.2153 | -11.0854 | -11.125 | -11.1409 | -11.1829 | -11.0727 | 0 | 0 | 0 | 0 | 0 | 0 | 0 | 0 | 0 | 0 | 0 | 0 | 0
3 | 360 | 361 | 360 361 HE PTAC, EER=9.6, 1 ton / Retail | 0 | 0 | 0 | 0 | 0 | -6.8813 | -7.0445 | -6.881 | -7.0569 | -6.96 | -6.8716 | -6.9565 | -6.876 | -6.9004 | -6.9104 | -6.936 | -6.8667 | 0 | 0 | 0 | 0 | 0 | 0 | 0 | 0 | 0 | 0 | 0 | 0 | 0
3 | 400 | 402 | 400 402 Variable Speed Drive Control / Retail | 0 | 0 | 0 | 0 | 0 | -0.77115 | -0.79007 | -0.77164 | -0.79132 | -0.78094 | -0.77216 | -0.78076 | -0.77148 | -0.77417 | -0.77539 | -0.77783 | -0.76904 | 0 | 0 | 0 | 0 | 0 | 0 | 0 | 0 | 0 | 0 | 0 | 0 | 0
3 | 400 | 403 | 400 403 Air Handler Optimization / Retail | 0 | 0 | 0 | 0 | 0 | -0.24234 | -0.24735 | -0.24283 | -0.24915 | -0.24609 | 0 | 0 | 0 | 0 | 0 | 0 | 0 | 0 | 0 | 0 | 0 | 0 | 0 | 0 | 0 | 0 | 0 | 0 | 0 | 0
3 | 400 | 404 | 400 404 Electronically Commutated Motors (ECM) on an Air Handler Unit / Retail | 0 | 0 | 0 | 0 | 0 | -0.34647 | -0.35403 | -0.34695 | -0.35584 | -0.3515 | -0.34692 | -0.35156 | -0.34717 | -0.34839 | -0.34888 | -0.34985 | -0.34619 | 0 | 0 | 0 | 0 | 0 | 0 | 0 | 0 | 0 | 0 | 0 | 0 | 0
3 | 400 | 405 | 400 405 Demand Control Ventilation (DCV) / Retail | 0 | 0 | 0 | 0 | 0 | -3.0398 | -3.1128 | -3.0401 | -3.118 | -3.0754 | -3.0374 | -3.0737 | -3.0381 | -3.0491 | -3.0535 | -3.0645 | -3.0344 | 0 | 0 | 0 | 0 | 0 | 0 | 0 | 0 | 0 | 0 | 0 | 0 | 0
3 | 400 | 406 | 400 406 Energy Recovery Ventilation (ERV) / Retail | 0 | 0 | 0 | 0 | 0 | -1.3889 | -1.4226 | -1.3893 | -1.4249 | -1.4057 | -1.3891 | -1.405 | -1.3887 | -1.3936 | -1.3958 | -1.4006 | -1.3867 | -0.896 | -1.4421 | -1.4375 | -1.4185 | -1.4004 | 0 | 0 | 0 | 0 | 0 | 0 | 0 | 0
3 | 600 | 603 | 600 603 Heat Pump Water Heater (air source) / Retail | 0 | 0 | 0 | 0 | 0 | -0.17447 | -0.17899 | -0.17496 | -0.17957 | -0.17743 | -0.17651 | -0.17749 | -0.17529 | -0.17603 | -0.17627 | -0.17651 | -0.17456 | 0 | 0 | 0 | 0 | 0 | 0 | 0 | 0 | 0 | 0 | 0 | 0 | 0
3 | 600 | 606 | 600 606 Demand controlled circulating systems / Retail | 0 | 0 | 0 | 0 | 0 | -0.011871 | -0.012726 | -0.01236 | -0.012817 | -0.013184 | -0.013855 | -0.013184 | -0.012695 | -0.012939 | -0.012939 | -0.012451 | -0.012207 | 0 | 0 | 0 | 0 | 0 | 0 | 0 | 0 | 0 | 0 | 0 | 0 | 0
3 | 600 | 608 | 600 608 Heat Recovery Unit / Retail | 0 | 0 | 0 | 0 | 0 | -0.19205 | -0.19704 | -0.19254 | -0.19739 | -0.19525 | -0.19403 | -0.19531 | 0 | 0 | 0 | 0 | 0 | 0 | 0 | 0 | 0 | 0 | 0 | 0 | 0 | 0 | 0 | 0 | 0 | 0
3 | 600 | 609 | 600 609 Heat Trap / Retail | 0 | 0 | 0 | 0 | 0 | -0.022369 | -0.022247 | -0.022858 | -0.02356 | -0.023865 | -0.023438 | -0.023926 | 0 | 0 | 0 | 0 | 0 | 0 | 0 | 0 | 0 | 0 | 0 | 0 | 0 | 0 | 0 | 0 | 0 | 0
3 | 600 | 610 | 600 610 Hot Water Pipe Insulation / Retail | 0 | 0 | 0 | 0 | 0 | -0.0036926 | -0.004425 | -0.0041809 | -0.0042725 | -0.0048218 | -0.0058594 | -0.0048828 | -0.0046387 | -0.0046387 | -0.0046387 | -0.0043945 | -0.0053711 | 0 | 0 | 0 | 0 | 0 | 0 | 0 | 0 | 0 | 0 | 0 | 0 | 0
3 | 700 | 701 | 700 701 PC Manual Power Management Enabling / Retail | 0 | 0 | 0 | 0 | 0 | -0.084381 | 0 | 0 | 0 | 0 | 0 | 0 | 0 | 0 | 0 | 0 | 0 | 0 | 0 | 0 | 0 | 0 | 0 | 0 | 0 | 0 | 0 | 0 | 0 | 0
3 | 700 | 702 | 700 702 PC Network Power Management Enabling / Retail | 0 | 0 | 0 | 0 | 0 | -0.084381 | 0 | 0 | 0 | 0 | 0 | 0 | 0 | 0 | 0 | 0 | 0 | 0 | 0 | 0 | 0 | 0 | 0 | 0 | 0 | 0 | 0 | 0 | 0 | 0
3 | 710 | 711 | 710 711 Energy Star or Better Monitor / Retail | 0 | 0 | 0 | 0 | 0 | -0.13358 | 0 | 0 | 0 | 0 | 0 | 0 | 0 | 0 | 0 | 0 | 0 | 0 | 0 | 0 | 0 | 0 | 0 | 0 | 0 | 0 | 0 | 0 | 0 | 0
3 | 710 | 712 | 710 712 Monitor Power Management Enabling / Retail | 0 | 0 | 0 | 0 | 0 | -0.078522 | 0 | 0 | 0 | 0 | 0 | 0 | 0 | 0 | 0 | 0 | 0 | 0 | 0 | 0 | 0 | 0 | 0 | 0 | 0 | 0 | 0 | 0 | 0 | 0
3 | 720 | 722 | 720 722 Monitor Power Management Enabling / Retail | 0 | 0 | 0 | 0 | 0 | 0 | 0 | 0 | 0 | 0 | 0 | 0 | 0 | 0 | 0 | 0 | 0 | 0 | 0 | 0 | 0 | 0 | 0 | 0 | 0 | 0 | 0 | 0 | 0 | 0
3 | 730 | 732 | 730 732 Copier Power Management Enabling / Retail | 0 | 0 | 0 | 0 | 0 | -0.018829 | -0.019806 | -0.019318 | 0 | 0 | 0 | 0 | 0 | 0 | 0 | 0 | 0 | 0 | 0 | 0 | 0 | 0 | 0 | 0 | 0 | 0 | 0 | 0 | 0 | 0
3 | 740 | 741 | 740 741 Printer Power Management Enabling / Retail | 0 | 0 | 0 | 0 | 0 | -0.12759 | -0.13113 | 0 | 0 | 0 | 0 | 0 | 0 | 0 | 0 | 0 | 0 | 0 | 0 | 0 | 0 | 0 | 0 | 0 | 0 | 0 | 0 | 0 | 0 | 0
3 | 800 | 801 | 800 801 Convection Oven / Retail | 0 | 0 | 0 | 0 | 0 | -0.0083313 | -0.007843 | -0.0088196 | -0.0090942 | -0.0094604 | -0.0092163 | -0.0097656 | 0 | 0 | 0 | 0 | 0 | 0 | 0 | 0 | 0 | 0 | 0 | 0 | 0 | 0 | 0 | 0 | 0 | 0
3 | 810 | 811 | 810 811 Efficient Fryer / Retail | 0 | 0 | 0 | 0 | 0 | -0.0047913 | -0.004425 | -0.0052795 | -0.0057373 | -0.0060425 | -0.0058594 | -0.0061035 | 0 | 0 | 0 | 0 | 0 | 0 | 0 | 0 | 0 | 0 | 0 | 0 | 0 | 0 | 0 | 0 | 0 | 0
3 | 900 | 901 | 900 901 Vending Misers (cooled machines only) / Retail | 0 | 0 | 0 | 0 | 0 | -0.034088 | -0.03421 | -0.034576 | -0.035706 | -0.035583 | -0.035156 | -0.035645 | 0 | 0 | 0 | 0 | 0 | 0 | 0 | 0 | 0 | 0 | 0 | 0 | 0 | 0 | 0 | 0 | 0 | 0
4 | 110 | 111 | 110 111 Premium T8, Elecctronic Ballast / Food Store | 0 | 0 | 0 | 0 | 0 | -10.3469 | -10.5928 | -10.3462 | -10.6107 | -10.4645 | -10.3317 | -10.4595 | 0 | 0 | 0 | 0 | 0 | 0 | 0 | 0 | 0 | 0 | 0 | 0 | 0 | 0 | 0 | 0 | 0 | 0
4 | 110 | 114 | 110 114 Continuous Dimming / Food Store | 0 | 0 | 0 | 0 | 0 | -12.701 | -13.003 | -12.7001 | -13.0248 | 0 | 0 | 0 | 0 | 0 | 0 | 0 | 0 | 0 | 0 | 0 | 0 | 0 | 0 | 0 | 0 | 0 | 0 | 0 | 0 | 0
4 | 110 | 115 | 110 115 Lighting Control Tuneup / Food Store | 0 | 0 | 0 | 0 | 0 | -1.3632 | -1.395 | -1.3636 | 0 | 0 | 0 | 0 | 0 | 0 | 0 | 0 | 0 | 0 | 0 | 0 | 0 | 0 | 0 | 0 | 0 | 0 | 0 | 0 | 0 | 0
4 | 120 | 121 | 120 121 ROB Premium T8, 1EB / Food Store | 0 | 0 | 0 | 0 | 0 | -4.471 | -4.5779 | -4.471 | -4.5853 | -4.5224 | -4.4661 | -4.5203 | 0 | 0 | 0 | 0 | 0 | 0 | 0 | 0 | 0 | 0 | 0 | 0 | 0 | 0 | 0 | 0 | 0 | 0
4 | 120 | 122 | 120 122 ROB Premium T8, EB, Reflector / Food Store | 0 | 0 | 0 | 0 | 0 | -18.06 | -18.4893 | -18.0584 | -18.5201 | -18.2646 | -18.0327 | -18.2556 | 0 | 0 | 0 | 0 | 0 | 0 | 0 | 0 | 0 | 0 | 0 | 0 | 0 | 0 | 0 | 0 | 0 | 0
4 | 120 | 123 | 120 123 Occupancy Sensor / Food Store | 0 | 0 | 0 | 0 | 0 | -6.1066 | -6.2527 | -6.1064 | 0 | 0 | 0 | 0 | 0 | 0 | 0 | 0 | 0 | 0 | 0 | 0 | 0 | 0 | 0 | 0 | 0 | 0 | 0 | 0 | 0 | 0
4 | 120 | 124 | 120 124 Lighting Control Tuneup / Food Store | 0 | 0 | 0 | 0 | 0 | -0.80386 | -0.82352 | -0.80435 | 0 | 0 | 0 | 0 | 0 | 0 | 0 | 0 | 0 | 0 | 0 | 0 | 0 | 0 | 0 | 0 | 0 | 0 | 0 | 0 | 0 | 0
4 | 130 | 131 | 130 131 CFL Screw-in 18W / Food Store | 0 | 0 | 0 | 0 | 0 | 0 | 0 | 0 | 0 | 0 | 0 | 0 | 0 | 0 | 0 | 0 | 0 | 0 | 0 | 0 | 0 | 0 | 0 | 0 | 0 | 0 | 0 | 0 | 0 | 0
4 | 150 | 151 | 150 151 PSMH, 250W, magnetic ballast / Food Store | 0 | 0 | 0 | 0 | 0 | -10.3773 | -10.625 | -10.3766 | 0 | 0 | 0 | 0 | 0 | 0 | 0 | 0 | 0 | 0 | 0 | 0 | 0 | 0 | 0 | 0 | 0 | 0 | 0 | 0 | 0 | 0
4 | 150 | 152 | 150 152 PSMH, 250 W, electronic ballast / Food Store | 0 | 0 | 0 | 0 | 0 | -11.9954 | -12.2805 | -11.9948 | 0 | 0 | 0 | 0 | 0 | 0 | 0 | 0 | 0 | 0 | 0 | 0 | 0 | 0 | 0 | 0 | 0 | 0 | 0 | 0 | 0 | 0
4 | 150 | 153 | 150 153 High Bay T5 / Food Store | 0 | 0 | 0 | 0 | 0 | -25.01 | -25.6065 | -25.0077 | 0 | 0 | 0 | 0 | 0 | 0 | 0 | 0 | 0 | 0 | 0 | 0 | 0 | 0 | 0 | 0 | 0 | 0 | 0 | 0 | 0 | 0
4 | 160 | 161 | 160 161 LED Exit Sign / Food Store | 0 | 0 | 0 | 0 | 0 | -0.01651 | -0.017365 | -0.016998 | -0.017456 | -0.017761 | -0.018799 | -0.018066 | -0.017578 | -0.017578 | -0.017578 | -0.017334 | -0.016846 | -0.01416 | 0 | 0 | 0 | 0 | 0 | 0 | 0 | 0 | 0 | 0 | 0 | 0
4 | 200 | 201 | 200 201 High Pressure Sodium 250W Lamp / Food Store | 0 | 0 | 0 | 0 | 0 | -0.39676 | -0.40677 | 0 | 0 | 0 | 0 | 0 | 0 | 0 | 0 | 0 | 0 | 0 | 0 | 0 | 0 | 0 | 0 | 0 | 0 | 0 | 0 | 0 | 0 | 0
4 | 200 | 202 | 200 202 Outdoor Lighting Controls (Photocell/Timeclock) / Food Store | 0 | 0 | 0 | 0 | 0 | -0.31375 | -0.32181 | 0 | 0 | 0 | 0 | 0 | 0 | 0 | 0 | 0 | 0 | 0 | 0 | 0 | 0 | 0 | 0 | 0 | 0 | 0 | 0 | 0 | 0 | 0
4 | 210 | 211 | 210 211 Outdoor Lighting Controls (Photocell/Timeclock) / Food Store | 0 | 0 | 0 | 0 | 0 | -0.5934 | -0.60794 | 0 | 0 | 0 | 0 | 0 | 0 | 0 | 0 | 0 | 0 | 0 | 0 | 0 | 0 | 0 | 0 | 0 | 0 | 0 | 0 | 0 | 0 | 0
4 | 300 | 301 | 300 301 Centrifugal Chiller, 0.51 kW/ton, 500 tons / Food Store | 0 | 0 | 0 | 0 | 0 | -4.5855 | -4.6941 | -4.5855 | -4.7029 | -4.6384 | -4.5796 | -4.6362 | -4.5825 | -4.5986 | -4.6055 | -4.6223 | -4.5757 | -4.0332 | -4.759 | -4.7434 | -4.6797 | -4.6218 | 0 | 0 | 0 | 0 | 0 | 0 | 0 | 0
4 | 300 | 302 | 300 302 High Efficiency Chiller Motors / Food Store | 0 | 0 | 0 | 0 | 0 | -0.68228 | -0.69901 | -0.68265 | -0.70026 | -0.6911 | -0.68353 | -0.69092 | -0.68262 | -0.68506 | -0.68628 | -0.68823 | -0.68262 | -0.63379 | -0.70972 | -0.70752 | -0.69824 | -0.68921 | 0 | 0 | 0 | 0 | 0 | 0 | 0 | 0
4 | 300 | 304 | 300 304 EMS - Chiller / Food Store | 0 | 0 | 0 | 0 | 0 | -2.263 | -2.3162 | -2.2633 | -2.3212 | -2.2897 | -2.2605 | -2.2886 | 0 | 0 | 0 | 0 | 0 | 0 | 0 | 0 | 0 | 0 | 0 | 0 | 0 | 0 | 0 | 0 | 0 | 0
4 | 300 | 305 | 300 305 Chiller Tune Up/Diagnostics / Food Store | 0 | 0 | 0 | 0 | 0 | -10.5224 | -10.7725 | -10.5217 | -10.7906 | -10.6421 | -10.507 | -10.637 | 0 | 0 | 0 | 0 | 0 | 0 | 0 | 0 | 0 | 0 | 0 | 0 | 0 | 0 | 0 | 0 | 0 | 0
4 | 300 | 306 | 300 306 VSD for Chiller Pumps and Towers / Food Store | 0 | 0 | 0 | 0 | 0 | -2.1355 | -2.1868 | -2.1358 | -2.1903 | -2.1606 | -2.1345 | -2.1597 | -2.1345 | -2.1421 | -2.1453 | -2.1531 | -2.1316 | 0 | 0 | 0 | 0 | 0 | 0 | 0 | 0 | 0 | 0 | 0 | 0 | 0
4 | 300 | 307 | 300 307 EMS Optimization / Food Store | 0 | 0 | 0 | 0 | 0 | -0.78995 | -0.80936 | 0 | 0 | 0 | 0 | 0 | 0 | 0 | 0 | 0 | 0 | 0 | 0 | 0 | 0 | 0 | 0 | 0 | 0 | 0 | 0 | 0 | 0 | 0
4 | 300 | 308 | 300 308 Aerosole Duct Sealing / Food Store | 0 | 0 | 0 | 0 | 0 | -1.5972 | -1.6348 | -1.5976 | -1.6385 | -1.6164 | -1.5959 | -1.6157 | -1.5969 | -1.6025 | -1.605 | -1.6106 | -1.5945 | 0 | 0 | 0 | 0 | 0 | 0 | 0 | 0 | 0 | 0 | 0 | 0 | 0
4 | 300 | 309 | 300 309 Duct/Pipe Insulation / Food Store | 0 | 0 | 0 | 0 | 0 | -0.41324 | -0.4236 | -0.4136 | -0.42413 | -0.41895 | -0.41479 | -0.41895 | 0 | 0 | 0 | 0 | 0 | 0 | 0 | 0 | 0 | 0 | 0 | 0 | 0 | 0 | 0 | 0 | 0 | 0
4 | 300 | 311 | 300 311 Window Film (Standard) / Food Store | 0 | 0 | 0 | 0 | 0 | -3.0773 | -3.1499 | -3.0774 | -3.1563 | -3.1132 | -3.0737 | -3.1118 | 0 | 0 | 0 | 0 | 0 | 0 | 0 | 0 | 0 | 0 | 0 | 0 | 0 | 0 | 0 | 0 | 0 | 0
4 | 300 | 313 | 300 313 Ceiling Insulation / Food Store | 0 | 0 | 0 | 0 | 0 | -14.173 | -14.511 | -14.1719 | -14.5343 | -14.3339 | -14.1531 | -14.3267 | -14.1611 | -14.2117 | -14.2319 | -14.2854 | -14.1448 | -9.4727 | -14.7127 | -14.6643 | -14.4665 | -14.2891 | 0 | 0 | 0 | 0 | 0 | 0 | 0 | 0
4 | 300 | 314 | 300 314 Roof Insulation / Food Store | 0 | 0 | 0 | 0 | 0 | -2.5028 | -2.563 | -2.5031 | -2.5672 | -2.5322 | -2.5012 | -2.531 | -2.5015 | -2.5105 | -2.5142 | -2.5234 | -2.4983 | -2.1658 | -2.5984 | -2.5898 | -2.5552 | -2.5234 | 0 | 0 | 0 | 0 | 0 | 0 | 0 | 0
4 | 300 | 317 | 300 317 Thermal Energy Storage (TES) Positive / Food Store | 0 | 0 | 0 | 0 | 0 | -2.4046 | -2.4612 | -2.4048 | -2.4664 | -2.4328 | -2.4021 | -2.4316 | -2.4036 | -2.4119 | -2.4155 | -2.4241 | -2.4004 | -2.8857 | -2.4966 | -2.4883 | -2.4551 | -2.4243 | -2.4058 | -2.4192 | -2.4004 | -2.4116 | -2.4233 | -2.4048 | -2.8799 | -2.5107
4 | 300 | 317 | 300 317 Thermal Energy Storage (TES) Negative / Food Store | 0 | 0 | 0 | 0 | 0 | 0 | 0 | 0 | 0 | 0 | 0 | 0 | 0 | 0 | 0 | 0 | 0 | 0 | 0 | 0 | 0 | 0 | 0 | 0 | 0 | 0 | 0 | 0 | 0 | 0
4 | 320 | 321 | 320 321 DX Packaged System, EER=10.9, 10 tons / Food Store | 0 | 0 | 0 | 0 | 0 | -5.7252 | -5.8621 | -5.725 | -5.8714 | -5.7908 | -5.7185 | -5.7881 | -5.7209 | -5.7415 | -5.7495 | -5.771 | -5.7129 | 0 | 0 | 0 | 0 | 0 | 0 | 0 | 0 | 0 | 0 | 0 | 0 | 0
4 | 320 | 322 | 320 322 Hybrid Dessicant-DX System (Trane CDQ) / Food Store | 0 | 0 | 0 | 0 | 0 | -9.8356 | -10.0703 | -9.835 | -10.0865 | -9.9477 | -9.8224 | -9.9426 | -9.8276 | -9.8628 | -9.8767 | -9.9138 | -9.8162 | 0 | 0 | 0 | 0 | 0 | 0 | 0 | 0 | 0 | 0 | 0 | 0 | 0
4 | 320 | 323 | 320 323 Geothermal Heat Pump, EER=13, 10 tons / Food Store | 0 | 0 | 0 | 0 | 0 | -5.1167 | -5.2381 | -5.1166 | -5.2476 | -5.1755 | -5.1098 | -5.1731 | -5.113 | -5.1313 | -5.1387 | -5.1577 | -5.1069 | 0 | 0 | 0 | 0 | 0 | 0 | 0 | 0 | 0 | 0 | 0 | 0 | 0
4 | 320 | 326 | 320 326 DX Tune Up/ Advanced Diagnostics / Food Store | 0 | 0 | 0 | 0 | 0 | -2.6 | -2.6624 | -2.6001 | -2.6669 | -2.6306 | -2.5981 | -2.6292 | 0 | 0 | 0 | 0 | 0 | 0 | 0 | 0 | 0 | 0 | 0 | 0 | 0 | 0 | 0 | 0 | 0 | 0
4 | 320 | 327 | 320 327 DX Coil Cleaning / Food Store | 0 | 0 | 0 | 0 | 0 | -9.982 | -10.219 | 0 | 0 | 0 | 0 | 0 | 0 | 0 | 0 | 0 | 0 | 0 | 0 | 0 | 0 | 0 | 0 | 0 | 0 | 0 | 0 | 0 | 0 | 0
4 | 320 | 329 | 320 329 Aerosole Duct Sealing / Food Store | 0 | 0 | 0 | 0 | 0 | -2.5403 | -2.6001 | -2.5406 | -2.6055 | -2.57 | -2.5373 | -2.5688 | -2.5391 | -2.5481 | -2.5518 | -2.561 | -2.5356 | 0 | 0 | 0 | 0 | 0 | 0 | 0 | 0 | 0 | 0 | 0 | 0 | 0
4 | 320 | 330 | 320 330 Duct/Pipe Insulation / Food Store | 0 | 0 | 0 | 0 | 0 | -0.68228 | -0.69778 | -0.68265 | -0.70026 | -0.6911 | -0.68231 | -0.69092 | 0 | 0 | 0 | 0 | 0 | 0 | 0 | 0 | 0 | 0 | 0 | 0 | 0 | 0 | 0 | 0 | 0 | 0
4 | 320 | 334 | 320 334 Ceiling Insulation / Food Store | 0 | 0 | 0 | 0 | 0 | -22.5131 | -23.0489 | -22.511 | -23.0865 | -22.7681 | -22.4792 | -22.7566 | -22.4936 | -22.574 | -22.606 | -22.6914 | -22.467 | -15.0469 | -23.3689 | -23.292 | -22.978 | -22.6963 | 0 | 0 | 0 | 0 | 0 | 0 | 0 | 0
4 | 320 | 335 | 320 335 Roof Insulation / Food Store | 0 | 0 | 0 | 0 | 0 | -4.1574 | -4.2569 | -4.1574 | -4.2638 | -4.2053 | -4.1531 | -4.2034 | -4.1545 | -4.1694 | -4.1753 | -4.1909 | -4.1494 | -3.5776 | -4.3159 | -4.3015 | -4.2439 | -4.1914 | 0 | 0 | 0 | 0 | 0 | 0 | 0 | 0
4 | 340 | 344 | 340 344 Aerosole Duct Sealing / Food Store | 0 | 0 | 0 | 0 | 0 | -2.5965 | -2.6587 | -2.5966 | -2.6631 | -2.627 | -2.5947 | -2.6257 | -2.5952 | -2.6042 | -2.6082 | -2.6177 | -2.593 | 0 | 0 | 0 | 0 | 0 | 0 | 0 | 0 | 0 | 0 | 0 | 0 | 0
4 | 340 | 345 | 340 345 Duct/Pipe Insulation / Food Store | 0 | 0 | 0 | 0 | 0 | -0.69046 | -0.70755 | -0.69083 | -0.70862 | -0.69946 | -0.69165 | -0.69922 | 0 | 0 | 0 | 0 | 0 | 0 | 0 | 0 | 0 | 0 | 0 | 0 | 0 | 0 | 0 | 0 | 0 | 0
4 | 340 | 349 | 340 349 Ceiling Insulation / Food Store | 0 | 0 | 0 | 0 | 0 | -23.0209 | -23.5698 | -23.0188 | -23.6072 | -23.2815 | -22.9872 | -23.27 | -23.001 | -23.083 | -23.116 | -23.2031 | -22.9748 | -15.3872 | -23.8972 | -23.8186 | -23.4976 | -23.2095 | 0 | 0 | 0 | 0 | 0 | 0 | 0 | 0
4 | 340 | 351 | 340 351 Cool Roof - DX / Food Store | 0 | 0 | 0 | 0 | 0 | -25.7238 | -26.3372 | -25.7213 | -26.3787 | -26.0149 | -25.6858 | -26.002 | -25.7014 | -25.793 | -25.8298 | -25.9273 | -25.6724 | 0 | 0 | 0 | 0 | 0 | 0 | 0 | 0 | 0 | 0 | 0 | 0 | 0
4 | 360 | 361 | 360 361 HE PTAC, EER=9.6, 1 ton / Food Store | 0 | 0 | 0 | 0 | 0 | -15.2997 | -15.6636 | -15.2985 | -15.6898 | -15.4733 | -15.277 | -15.4656 | -15.2869 | -15.3413 | -15.3633 | -15.4211 | -15.2695 | 0 | 0 | 0 | 0 | 0 | 0 | 0 | 0 | 0 | 0 | 0 | 0 | 0
4 | 400 | 402 | 400 402 Variable Speed Drive Control / Food Store | 0 | 0 | 0 | 0 | 0 | -1.7143 | -1.7556 | -1.7145 | -1.7586 | -1.7348 | -1.7138 | -1.7339 | -1.7139 | -1.7197 | -1.7224 | -1.7285 | -1.7102 | 0 | 0 | 0 | 0 | 0 | 0 | 0 | 0 | 0 | 0 | 0 | 0 | 0
4 | 400 | 403 | 400 403 Air Handler Optimization / Food Store | 0 | 0 | 0 | 0 | 0 | -0.5419 | -0.55399 | -0.54239 | -0.55627 | -0.54907 | 0 | 0 | 0 | 0 | 0 | 0 | 0 | 0 | 0 | 0 | 0 | 0 | 0 | 0 | 0 | 0 | 0 | 0 | 0 | 0
4 | 400 | 404 | 400 404 Electronically Commutated Motors (ECM) on an Air Handler Unit / Food Store | 0 | 0 | 0 | 0 | 0 | -0.76419 | -0.78152 | -0.76456 | -0.78424 | -0.77386 | -0.76416 | -0.77368 | -0.7644 | -0.76709 | -0.76831 | -0.771 | -0.76318 | 0 | 0 | 0 | 0 | 0 | 0 | 0 | 0 | 0 | 0 | 0 | 0 | 0
4 | 400 | 405 | 400 405 Demand Control Ventilation (DCV) / Food Store | 0 | 0 | 0 | 0 | 0 | -6.7548 | -6.9151 | -6.7545 | -6.9274 | -6.8322 | -6.7453 | -6.8289 | -6.7498 | -6.7739 | -6.7834 | -6.8088 | -6.7417 | 0 | 0 | 0 | 0 | 0 | 0 | 0 | 0 | 0 | 0 | 0 | 0 | 0
4 | 400 | 406 | 400 406 Energy Recovery Ventilation (ERV) / Food Store | 0 | 0 | 0 | 0 | 0 | -3.0868 | -3.1607 | -3.0869 | -3.1659 | -3.1228 | -3.0842 | -3.1211 | -3.085 | -3.0959 | -3.1003 | -3.1116 | -3.0811 | -1.9883 | -3.2046 | -3.1938 | -3.1511 | -3.1121 | 0 | 0 | 0 | 0 | 0 | 0 | 0 | 0
4 | 500 | 501 | 500 501 High-efficiency fan motors / Food Store | 0 | 0 | 0 | 0 | 0 | -6.0738 | -6.219 | -6.0736 | -6.2291 | -6.1436 | -6.0666 | -6.1404 | -6.0693 | -6.0911 | -6.0999 | -6.1223 | -6.0623 | -5.5369 | 0 | 0 | 0 | 0 | 0 | 0 | 0 | 0 | 0 | 0 | 0 | 0
4 | 500 | 502 | 500 502 Strip curtains for walk-ins / Food Store | 0 | 0 | 0 | 0 | 0 | -2.0513 | 0 | 0 | 0 | 0 | 0 | 0 | 0 | 0 | 0 | 0 | 0 | 0 | 0 | 0 | 0 | 0 | 0 | 0 | 0 | 0 | 0 | 0 | 0 | 0
4 | 500 | 503 | 500 503 Night covers for display cases / Food Store | 0 | 0 | 0 | 0 | 0 | -2.93 | -3.0003 | 0 | 0 | 0 | 0 | 0 | 0 | 0 | 0 | 0 | 0 | 0 | 0 | 0 | 0 | 0 | 0 | 0 | 0 | 0 | 0 | 0 | 0 | 0
4 | 500 | 505 | 500 505 Efficient compressor motor / Food Store | 0 | 0 | 0 | 0 | 0 | -3.5126 | -3.5957 | -3.5128 | -3.6027 | -3.5535 | -3.5082 | -3.5515 | 0 | 0 | 0 | 0 | 0 | 0 | 0 | 0 | 0 | 0 | 0 | 0 | 0 | 0 | 0 | 0 | 0 | 0
4 | 500 | 507 | 500 507 Floating head pressure controls / Food Store | 0 | 0 | 0 | 0 | 0 | -3.6261 | -3.7117 | -3.6263 | -3.7191 | -3.6682 | -3.6216 | -3.6663 | -3.6238 | -3.6367 | -3.6421 | -3.6553 | -3.6204 | -3.3059 | 0 | 0 | 0 | 0 | 0 | 0 | 0 | 0 | 0 | 0 | 0 | 0
4 | 500 | 510 | 500 510 Demand Defrost Electric / Food Store | 0 | 0 | 0 | 0 | 0 | -3.928 | -4.0222 | -3.928 | -4.0284 | -3.9733 | -3.9243 | -3.9714 | 0 | 0 | 0 | 0 | 0 | 0 | 0 | 0 | 0 | 0 | 0 | 0 | 0 | 0 | 0 | 0 | 0 | 0
4 | 500 | 513 | 500 513 High R-Value Glass Doors / Food Store | 0 | 0 | 0 | 0 | 0 | -0.82144 | -0.84036 | -0.82193 | -0.84308 | -0.83203 | -0.82123 | -0.83154 | 0 | 0 | 0 | 0 | 0 | 0 | 0 | 0 | 0 | 0 | 0 | 0 | 0 | 0 | 0 | 0 | 0 | 0
4 | 500 | 515 | 500 515 Oversized Air Cooled Condenser / Food Store | 0 | 0 | 0 | 0 | 0 | -4.2462 | -4.3479 | -4.2462 | -4.3551 | -4.2953 | -4.2419 | -4.2932 | -4.2434 | -4.2585 | -4.2646 | -4.2805 | -4.2383 | -3.8704 | 0 | 0 | 0 | 0 | 0 | 0 | 0 | 0 | 0 | 0 | 0 | 0
4 | 500 | 517 | 500 517 LED Display Lighting / Food Store | 0 | 0 | 0 | 0 | 0 | -0.41788 | -0.42703 | -0.41824 | -0.42908 | -0.42358 | -0.41815 | -0.42358 | 0 | 0 | 0 | 0 | 0 | 0 | 0 | 0 | 0 | 0 | 0 | 0 | 0 | 0 | 0 | 0 | 0 | 0
4 | 600 | 603 | 600 603 Heat Pump Water Heater (air source) / Food Store | 0 | 0 | 0 | 0 | 0 | -0.58511 | -0.59964 | -0.5856 | -0.60071 | -0.59277 | -0.58661 | -0.59277 | -0.58569 | -0.58765 | -0.58862 | -0.59058 | -0.58447 | 0 | 0 | 0 | 0 | 0 | 0 | 0 | 0 | 0 | 0 | 0 | 0 | 0
4 | 600 | 606 | 600 606 Demand controlled circulating systems / Food Store | 0 | 0 | 0 | 0 | 0 | -0.041168 | -0.042755 | -0.041656 | -0.042847 | -0.042725 | -0.043152 | -0.042725 | -0.041992 | -0.042236 | -0.042236 | -0.041992 | -0.041504 | 0 | 0 | 0 | 0 | 0 | 0 | 0 | 0 | 0 | 0 | 0 | 0 | 0
4 | 600 | 608 | 600 608 Heat Recovery Unit / Food Store | 0 | 0 | 0 | 0 | 0 | -0.64371 | -0.65945 | -0.64407 | -0.66046 | -0.6521 | -0.64502 | -0.65186 | 0 | 0 | 0 | 0 | 0 | 0 | 0 | 0 | 0 | 0 | 0 | 0 | 0 | 0 | 0 | 0 | 0 | 0
4 | 600 | 609 | 600 609 Heat Trap / Food Store | 0 | 0 | 0 | 0 | 0 | -0.074982 | -0.075958 | -0.07547 | -0.077454 | -0.076843 | -0.075867 | -0.077148 | 0 | 0 | 0 | 0 | 0 | 0 | 0 | 0 | 0 | 0 | 0 | 0 | 0 | 0 | 0 | 0 | 0 | 0
4 | 600 | 610 | 600 610 Hot Water Pipe Insulation / Food Store | 0 | 0 | 0 | 0 | 0 | -0.015411 | -0.016144 | -0.0159 | -0.016418 | -0.016541 | -0.017578 | -0.016602 | -0.016357 | -0.016357 | -0.016602 | -0.016113 | -0.015869 | 0 | 0 | 0 | 0 | 0 | 0 | 0 | 0 | 0 | 0 | 0 | 0 | 0
4 | 700 | 701 | 700 701 PC Manual Power Management Enabling / Food Store | 0 | 0 | 0 | 0 | 0 | -0.048004 | 0 | 0 | 0 | 0 | 0 | 0 | 0 | 0 | 0 | 0 | 0 | 0 | 0 | 0 | 0 | 0 | 0 | 0 | 0 | 0 | 0 | 0 | 0 | 0
4 | 700 | 702 | 700 702 PC Network Power Management Enabling / Food Store | 0 | 0 | 0 | 0 | 0 | -0.048004 | 0 | 0 | 0 | 0 | 0 | 0 | 0 | 0 | 0 | 0 | 0 | 0 | 0 | 0 | 0 | 0 | 0 | 0 | 0 | 0 | 0 | 0 | 0 | 0
4 | 710 | 711 | 710 711 Energy Star or Better Monitor / Food Store | 0 | 0 | 0 | 0 | 0 | -0.070343 | 0 | 0 | 0 | 0 | 0 | 0 | 0 | 0 | 0 | 0 | 0 | 0 | 0 | 0 | 0 | 0 | 0 | 0 | 0 | 0 | 0 | 0 | 0 | 0
4 | 710 | 712 | 710 712 Monitor Power Management Enabling / Food Store | 0 | 0 | 0 | 0 | 0 | -0.045807 | 0 | 0 | 0 | 0 | 0 | 0 | 0 | 0 | 0 | 0 | 0 | 0 | 0 | 0 | 0 | 0 | 0 | 0 | 0 | 0 | 0 | 0 | 0 | 0
4 | 730 | 732 | 730 732 Copier Power Management Enabling / Food Store | 0 | 0 | 0 | 0 | 0 | -0.015411 | -0.016144 | -0.0159 | 0 | 0 | 0 | 0 | 0 | 0 | 0 | 0 | 0 | 0 | 0 | 0 | 0 | 0 | 0 | 0 | 0 | 0 | 0 | 0 | 0 | 0
4 | 740 | 741 | 740 741 Printer Power Management Enabling / Food Store | 0 | 0 | 0 | 0 | 0 | -0.064484 | -0.06546 | 0 | 0 | 0 | 0 | 0 | 0 | 0 | 0 | 0 | 0 | 0 | 0 | 0 | 0 | 0 | 0 | 0 | 0 | 0 | 0 | 0 | 0 | 0
4 | 800 | 801 | 800 801 Convection Oven / Food Store | 0 | 0 | 0 | 0 | 0 | -0.40614 | -0.41629 | -0.40652 | -0.41705 | -0.41187 | -0.40765 | -0.41187 | 0 | 0 | 0 | 0 | 0 | 0 | 0 | 0 | 0 | 0 | 0 | 0 | 0 | 0 | 0 | 0 | 0 | 0
4 | 810 | 811 | 810 811 Efficient Fryer / Food Store | 0 | 0 | 0 | 0 | 0 | -0.14395 | -0.14676 | -0.14444 | -0.14825 | -0.14697 | -0.14496 | -0.14673 | 0 | 0 | 0 | 0 | 0 | 0 | 0 | 0 | 0 | 0 | 0 | 0 | 0 | 0 | 0 | 0 | 0 | 0
4 | 900 | 901 | 900 901 Vending Misers (cooled machines only) / Food Store | 0 | 0 | 0 | 0 | 0 | -0.055084 | -0.055695 | -0.055573 | -0.057251 | -0.056824 | -0.056152 | -0.056885 | 0 | 0 | 0 | 0 | 0 | 0 | 0 | 0 | 0 | 0 | 0 | 0 | 0 | 0 | 0 | 0 | 0 | 0
5 | 110 | 111 | 110 111 Premium T8, Elecctronic Ballast / School | 0 | 0 | 0 | 0 | 0 | -2.8328 | -2.8997 | -2.833 | -2.9053 | -2.866 | -2.8295 | -2.8645 | -2.8313 | -2.8413 | -2.8455 | -2.856 | -2.8276 | -2.4963 | -2.9409 | -2.9312 | -2.8921 | -2.856 | -2.8342 | -2.8499 | -2.8276 | -2.8413 | -2.8545 | 0 | 0 | 0
5 | 110 | 114 | 110 114 Continuous Dimming / School | 0 | 0 | 0 | 0 | 0 | -3.9783 | -4.0723 | -3.9783 | -4.0801 | -4.0242 | -3.9731 | -4.0225 | -3.9756 | -3.9897 | -3.9956 | -4.0105 | -3.9707 | -3.6475 | -4.1299 | -4.1162 | 0 | 0 | 0 | 0 | 0 | 0 | 0 | 0 | 0 | 0
5 | 110 | 115 | 110 115 Lighting Control Tuneup / School | 0 | 0 | 0 | 0 | 0 | -0.4108 | -0.41995 | -0.41129 | 0 | 0 | 0 | 0 | 0 | 0 | 0 | 0 | 0 | 0 | 0 | 0 | 0 | 0 | 0 | 0 | 0 | 0 | 0 | 0 | 0 | 0
5 | 120 | 121 | 120 121 ROB Premium T8, 1EB / School | 0 | 0 | 0 | 0 | 0 | -1.2229 | -1.2525 | -1.2233 | -1.2545 | -1.2378 | -1.2231 | -1.2371 | -1.2227 | -1.2271 | -1.229 | -1.2332 | -1.2219 | -1.0784 | -1.2708 | -1.2666 | -1.25 | -1.2341 | -1.2249 | -1.2314 | -1.2222 | -1.228 | -1.2334 | 0 | 0 | 0
5 | 120 | 122 | 120 122 ROB Premium T8, EB, Reflector / School | 0 | 0 | 0 | 0 | 0 | -4.9436 | -5.0606 | -4.9435 | -5.0699 | -5.0004 | -4.937 | -4.998 | -4.9399 | -4.9578 | -4.9648 | -4.9834 | -4.9341 | -4.3564 | -5.1321 | -5.115 | -5.0464 | -4.9841 | -4.946 | -4.9734 | -4.9341 | -4.9575 | -4.9814 | 0 | 0 | 0
5 | 120 | 123 | 120 123 Occupancy Sensor / School | 0 | 0 | 0 | 0 | 0 | -1.6722 | -1.7115 | -1.6724 | -1.7154 | -1.6921 | -1.6707 | -1.6914 | -1.6716 | -1.6775 | -1.6799 | -1.686 | -1.668 | 0 | 0 | 0 | 0 | 0 | 0 | 0 | 0 | 0 | 0 | 0 | 0 | 0
5 | 120 | 124 | 120 124 Lighting Control Tuneup / School | 0 | 0 | 0 | 0 | 0 | -0.25162 | -0.25711 | -0.25211 | 0 | 0 | 0 | 0 | 0 | 0 | 0 | 0 | 0 | 0 | 0 | 0 | 0 | 0 | 0 | 0 | 0 | 0 | 0 | 0 | 0 | 0
5 | 130 | 131 | 130 131 CFL Screw-in 18W / School | 0 | 0 | 0 | 0 | 0 | 0 | 0 | 0 | 0 | 0 | 0 | 0 | 0 | 0 | 0 | 0 | 0 | 0 | 0 | 0 | 0 | 0 | 0 | 0 | 0 | 0 | 0 | 0 | 0 | 0
5 | 150 | 151 | 150 151 PSMH, 250W, magnetic ballast / School | 0 | 0 | 0 | 0 | 0 | -3.2493 | -3.3262 | -3.2495 | -3.3326 | -3.287 | -3.2454 | -3.2854 | -3.2473 | -3.259 | -3.2637 | -3.2756 | -3.2444 | -2.9802 | 0 | 0 | 0 | 0 | 0 | 0 | 0 | 0 | 0 | 0 | 0 | 0
5 | 150 | 152 | 150 152 PSMH, 250 W, electronic ballast / School | 0 | 0 | 0 | 0 | 0 | -3.7571 | -3.8472 | -3.7572 | -3.8534 | -3.8005 | -3.7536 | -3.7988 | -3.7549 | -3.7681 | -3.7734 | -3.7876 | -3.7502 | -3.4453 | 0 | 0 | 0 | 0 | 0 | 0 | 0 | 0 | 0 | 0 | 0 | 0
5 | 150 | 153 | 150 153 High Bay T5 / School | 0 | 0 | 0 | 0 | 0 | -6.8461 | -7.0098 | -6.8459 | -7.0211 | -6.9246 | -6.8376 | -6.9211 | -6.8408 | -6.8652 | -6.8752 | -6.9009 | -6.8328 | -6.0315 | 0 | 0 | 0 | 0 | 0 | 0 | 0 | 0 | 0 | 0 | 0 | 0
5 | 160 | 161 | 160 161 LED Exit Sign / School | 0 | 0 | 0 | 0 | 0 | -0.045807 | -0.046173 | -0.046295 | -0.047424 | -0.047302 | -0.046875 | -0.047607 | -0.046631 | -0.046875 | -0.046875 | -0.046875 | -0.046143 | -0.038574 | 0 | 0 | 0 | 0 | 0 | 0 | 0 | 0 | 0 | 0 | 0 | 0
5 | 200 | 201 | 200 201 High Pressure Sodium 250W Lamp / School | 0 | 0 | 0 | 0 | 0 | -0.13004 | -0.1326 | 0 | 0 | 0 | 0 | 0 | 0 | 0 | 0 | 0 | 0 | 0 | 0 | 0 | 0 | 0 | 0 | 0 | 0 | 0 | 0 | 0 | 0 | 0
5 | 200 | 202 | 200 202 Outdoor Lighting Controls (Photocell/Timeclock) / School | 0 | 0 | 0 | 0 | 0 | -0.10184 | -0.10379 | 0 | 0 | 0 | 0 | 0 | 0 | 0 | 0 | 0 | 0 | 0 | 0 | 0 | 0 | 0 | 0 | 0 | 0 | 0 | 0 | 0 | 0 | 0
5 | 210 | 211 | 210 211 Outdoor Lighting Controls (Photocell/Timeclock) / School | 0 | 0 | 0 | 0 | 0 | -0.18607 | -0.18997 | 0 | 0 | 0 | 0 | 0 | 0 | 0 | 0 | 0 | 0 | 0 | 0 | 0 | 0 | 0 | 0 | 0 | 0 | 0 | 0 | 0 | 0 | 0
5 | 300 | 301 | 300 301 Centrifugal Chiller, 0.51 kW/ton, 500 tons / School | 0 | 0 | 0 | 0 | 0 | -2.215 | -2.2683 | -2.2152 | -2.2718 | -2.2412 | -2.2139 | -2.2402 | -2.2139 | -2.2219 | -2.2251 | -2.2332 | -2.2109 | -1.949 | -2.2996 | -2.292 | -2.2615 | -2.2332 | 0 | 0 | 0 | 0 | 0 | 0 | 0 | 0
5 | 300 | 302 | 300 302 High Efficiency Chiller Motors / School | 0 | 0 | 0 | 0 | 0 | -0.37686 | -0.38651 | -0.37735 | -0.38702 | -0.38232 | -0.37866 | -0.38208 | -0.37769 | -0.37891 | -0.37939 | -0.38062 | -0.37671 | -0.34229 | -0.3916 | -0.39014 | -0.38525 | -0.37988 | 0 | 0 | 0 | 0 | 0 | 0 | 0 | 0
5 | 300 | 304 | 300 304 EMS - Chiller / School | 0 | 0 | 0 | 0 | 0 | -1.2533 | -1.2837 | -1.2537 | -1.2857 | -1.2685 | -1.2534 | -1.2681 | 0 | 0 | 0 | 0 | 0 | 0 | 0 | 0 | 0 | 0 | 0 | 0 | 0 | 0 | 0 | 0 | 0 | 0
5 | 300 | 305 | 300 305 Chiller Tune Up/Diagnostics / School | 0 | 0 | 0 | 0 | 0 | -5.0841 | -5.2044 | -5.084 | -5.214 | -5.1425 | -5.0771 | -5.1399 | 0 | 0 | 0 | 0 | 0 | 0 | 0 | 0 | 0 | 0 | 0 | 0 | 0 | 0 | 0 | 0 | 0 | 0
5 | 300 | 306 | 300 306 VSD for Chiller Pumps and Towers / School | 0 | 0 | 0 | 0 | 0 | -1.1819 | -1.2093 | -1.1823 | -1.2125 | -1.1962 | -1.1811 | -1.1958 | -1.1819 | -1.186 | -1.1877 | -1.1917 | -1.1799 | 0 | 0 | 0 | 0 | 0 | 0 | 0 | 0 | 0 | 0 | 0 | 0 | 0
5 | 300 | 307 | 300 307 EMS Optimization / School | 0 | 0 | 0 | 0 | 0 | -0.3804 | -0.38869 | 0 | 0 | 0 | 0 | 0 | 0 | 0 | 0 | 0 | 0 | 0 | 0 | 0 | 0 | 0 | 0 | 0 | 0 | 0 | 0 | 0 | 0 | 0
5 | 300 | 308 | 300 308 Aerosole Duct Sealing / School | 0 | 0 | 0 | 0 | 0 | -0.77115 | -0.79007 | -0.77164 | -0.79132 | -0.78094 | -0.77216 | -0.78076 | -0.77148 | -0.77417 | -0.77539 | -0.77783 | -0.77026 | 0 | 0 | 0 | 0 | 0 | 0 | 0 | 0 | 0 | 0 | 0 | 0 | 0
5 | 300 | 309 | 300 309 Duct/Pipe Insulation / School | 0 | 0 | 0 | 0 | 0 | -0.2283 | -0.23416 | -0.22879 | -0.23474 | -0.23187 | -0.23022 | -0.23193 | 0 | 0 | 0 | 0 | 0 | 0 | 0 | 0 | 0 | 0 | 0 | 0 | 0 | 0 | 0 | 0 | 0 | 0
5 | 300 | 311 | 300 311 Window Film (Standard) / School | 0 | 0 | 0 | 0 | 0 | -1.4591 | -1.4934 | -1.4595 | -1.4969 | -1.4768 | -1.458 | -1.4761 | 0 | 0 | 0 | 0 | 0 | 0 | 0 | 0 | 0 | 0 | 0 | 0 | 0 | 0 | 0 | 0 | 0 | 0
5 | 300 | 313 | 300 313 Ceiling Insulation / School | 0 | 0 | 0 | 0 | 0 | -6.8461 | -7.0098 | -6.8459 | -7.0211 | -6.9246 | -6.8376 | -6.9211 | -6.8408 | -6.8652 | -6.8752 | -6.9009 | -6.8328 | -4.5769 | -7.1069 | -7.0835 | -6.9883 | -6.9021 | 0 | 0 | 0 | 0 | 0 | 0 | 0 | 0
5 | 300 | 314 | 300 314 Roof Insulation / School | 0 | 0 | 0 | 0 | 0 | -1.3866 | -1.4202 | -1.387 | -1.4225 | -1.4033 | -1.3867 | -1.4028 | -1.3865 | -1.3914 | -1.3933 | -1.3982 | -1.3833 | -1.1445 | -1.4385 | -1.4338 | -1.4148 | -1.397 | 0 | 0 | 0 | 0 | 0 | 0 | 0 | 0
5 | 300 | 317 | 300 317 Thermal Energy Storage (TES) Positive / School | 0 | 0 | 0 | 0 | 0 | -1.3305 | -1.3616 | -1.3307 | -1.3651 | -1.3466 | -1.3296 | -1.3459 | -1.3303 | -1.335 | -1.3372 | -1.3416 | -1.3293 | -1.5989 | -1.3826 | -1.3779 | -1.3599 | -1.3425 | -1.3325 | -1.3396 | -1.3296 | -1.3359 | -1.3418 | -1.332 | -1.5938 | -1.3911
5 | 300 | 317 | 300 317 Thermal Energy Storage (TES) Negative / School | 0 | 0 | 0 | 0 | 0 | 0 | 0 | 0 | 0 | 0 | 0 | 0 | 0 | 0 | 0 | 0 | 0 | 0 | 0 | 0 | 0 | 0 | 0 | 0 | 0 | 0 | 0 | 0 | 0 | 0
5 | 320 | 321 | 320 321 DX Packaged System, EER=10.9, 10 tons / School | 0 | 0 | 0 | 0 | 0 | -2.765 | -2.8313 | -2.7652 | -2.836 | -2.7973 | -2.7629 | -2.7959 | -2.7634 | -2.7734 | -2.7773 | -2.7874 | -2.76 | 0 | 0 | 0 | 0 | 0 | 0 | 0 | 0 | 0 | 0 | 0 | 0 | 0
5 | 320 | 322 | 320 322 Hybrid Dessicant-DX System (Trane CDQ) / School | 0 | 0 | 0 | 0 | 0 | -5.2923 | -5.4178 | -5.2921 | -5.4276 | -5.353 | -5.2852 | -5.3503 | -5.2886 | -5.3074 | -5.3149 | -5.3347 | -5.281 | 0 | 0 | 0 | 0 | 0 | 0 | 0 | 0 | 0 | 0 | 0 | 0 | 0
5 | 320 | 323 | 320 323 Geothermal Heat Pump, EER=13, 10 tons / School | 0 | 0 | 0 | 0 | 0 | -2.7555 | -2.8206 | -2.7558 | -2.8263 | -2.7878 | -2.7524 | -2.7864 | -2.7542 | -2.7639 | -2.7681 | -2.7781 | -2.7517 | 0 | 0 | 0 | 0 | 0 | 0 | 0 | 0 | 0 | 0 | 0 | 0 | 0
5 | 320 | 326 | 320 326 DX Tune Up/ Advanced Diagnostics / School | 0 | 0 | 0 | 0 | 0 | -1.4392 | -1.4742 | -1.4396 | -1.4766 | -1.4568 | -1.4391 | -1.4561 | 0 | 0 | 0 | 0 | 0 | 0 | 0 | 0 | 0 | 0 | 0 | 0 | 0 | 0 | 0 | 0 | 0 | 0
5 | 320 | 327 | 320 327 DX Coil Cleaning / School | 0 | 0 | 0 | 0 | 0 | -4.8219 | -4.9361 | 0 | 0 | 0 | 0 | 0 | 0 | 0 | 0 | 0 | 0 | 0 | 0 | 0 | 0 | 0 | 0 | 0 | 0 | 0 | 0 | 0 | 0 | 0
5 | 320 | 329 | 320 329 Aerosole Duct Sealing / School | 0 | 0 | 0 | 0 | 0 | -1.2262 | -1.2561 | -1.2266 | -1.2581 | -1.2414 | -1.2267 | -1.2407 | -1.2263 | -1.2307 | -1.2324 | -1.2366 | -1.2244 | 0 | 0 | 0 | 0 | 0 | 0 | 0 | 0 | 0 | 0 | 0 | 0 | 0
5 | 320 | 330 | 320 330 Duct/Pipe Insulation / School | 0 | 0 | 0 | 0 | 0 | -0.37686 | -0.38651 | -0.37735 | -0.38702 | -0.38232 | -0.37866 | -0.38208 | 0 | 0 | 0 | 0 | 0 | 0 | 0 | 0 | 0 | 0 | 0 | 0 | 0 | 0 | 0 | 0 | 0 | 0
5 | 320 | 334 | 320 334 Ceiling Insulation / School | 0 | 0 | 0 | 0 | 0 | -10.8759 | -11.1353 | -10.8751 | -11.1532 | -10.9995 | -10.8611 | -10.9939 | -10.8669 | -10.9058 | -10.9211 | -10.9622 | -10.8533 | -7.2683 | -11.2888 | -11.2517 | -11.1001 | -10.9636 | 0 | 0 | 0 | 0 | 0 | 0 | 0 | 0
5 | 320 | 335 | 320 335 Roof Insulation / School | 0 | 0 | 0 | 0 | 0 | -2.3017 | -2.3557 | -2.3019 | -2.3607 | -2.3286 | -2.2991 | -2.3276 | -2.3005 | -2.3088 | -2.312 | -2.3203 | -2.2974 | -1.8682 | -2.3894 | -2.3816 | -2.3499 | -2.3206 | 0 | 0 | 0 | 0 | 0 | 0 | 0 | 0
5 | 340 | 344 | 340 344 Aerosole Duct Sealing / School | 0 | 0 | 0 | 0 | 0 | -1.2544 | -1.2849 | -1.2548 | -1.287 | -1.2697 | -1.2548 | -1.2693 | -1.2544 | -1.2588 | -1.2605 | -1.2649 | -1.2524 | 0 | 0 | 0 | 0 | 0 | 0 | 0 | 0 | 0 | 0 | 0 | 0 | 0
5 | 340 | 345 | 340 345 Duct/Pipe Insulation / School | 0 | 0 | 0 | 0 | 0 | -0.3826 | -0.39114 | -0.38321 | -0.39313 | -0.38818 | -0.3833 | -0.38794 | 0 | 0 | 0 | 0 | 0 | 0 | 0 | 0 | 0 | 0 | 0 | 0 | 0 | 0 | 0 | 0 | 0 | 0
5 | 340 | 349 | 340 349 Ceiling Insulation / School | 0 | 0 | 0 | 0 | 0 | -11.1215 | -11.387 | -11.1206 | -11.4052 | -11.248 | -11.1064 | -11.2424 | -11.1123 | -11.1519 | -11.168 | -11.21 | -11.0996 | -7.4326 | -11.5449 | -11.5071 | -11.3521 | -11.2124 | 0 | 0 | 0 | 0 | 0 | 0 | 0 | 0
5 | 340 | 351 | 340 351 Cool Roof - DX / School | 0 | 0 | 0 | 0 | 0 | -11.435 | -11.708 | -11.4342 | -11.7266 | -11.5651 | -11.4194 | -11.5593 | -11.4258 | -11.4665 | -11.4829 | -11.5259 | -11.4126 | 0 | 0 | 0 | 0 | 0 | 0 | 0 | 0 | 0 | 0 | 0 | 0 | 0
5 | 360 | 361 | 360 361 HE PTAC, EER=9.6, 1 ton / School | 0 | 0 | 0 | 0 | 0 | -7.3902 | -7.5667 | -7.3898 | -7.5789 | -7.4745 | -7.3809 | -7.4709 | -7.3845 | -7.4109 | -7.4214 | -7.4492 | -7.3757 | 0 | 0 | 0 | 0 | 0 | 0 | 0 | 0 | 0 | 0 | 0 | 0 | 0
5 | 400 | 402 | 400 402 Variable Speed Drive Control / School | 0 | 0 | 0 | 0 | 0 | -0.95963 | -0.98294 | -0.95999 | -0.98468 | -0.97162 | -0.96021 | -0.97119 | -0.95972 | -0.96313 | -0.9646 | -0.96777 | -0.95825 | 0 | 0 | 0 | 0 | 0 | 0 | 0 | 0 | 0 | 0 | 0 | 0 | 0
5 | 400 | 403 | 400 403 Air Handler Optimization / School | 0 | 0 | 0 | 0 | 0 | -0.27737 | -0.28445 | -0.27786 | -0.28522 | -0.28174 | 0 | 0 | 0 | 0 | 0 | 0 | 0 | 0 | 0 | 0 | 0 | 0 | 0 | 0 | 0 | 0 | 0 | 0 | 0 | 0
5 | 400 | 404 | 400 404 Electronically Commutated Motors (ECM) on an Air Handler Unit / School | 0 | 0 | 0 | 0 | 0 | -0.39212 | -0.40213 | -0.39261 | -0.40271 | -0.39764 | -0.3938 | -0.39771 | -0.39282 | -0.39404 | -0.39478 | -0.39575 | -0.39307 | 0 | 0 | 0 | 0 | 0 | 0 | 0 | 0 | 0 | 0 | 0 | 0 | 0
5 | 400 | 405 | 400 405 Demand Control Ventilation (DCV) / School | 0 | 0 | 0 | 0 | 0 | -3.4787 | -3.5608 | -3.4788 | -3.5679 | -3.519 | -3.4743 | -3.5173 | -3.4766 | -3.489 | -3.4939 | -3.5068 | -3.4722 | 0 | 0 | 0 | 0 | 0 | 0 | 0 | 0 | 0 | 0 | 0 | 0 | 0
5 | 400 | 406 | 400 406 Energy Recovery Ventilation (ERV) / School | 0 | 0 | 0 | 0 | 0 | -1.5901 | -1.6287 | -1.5906 | -1.6312 | -1.6093 | -1.59 | -1.6086 | -1.5898 | -1.5955 | -1.5979 | -1.6033 | -1.5876 | -1.0232 | -1.6511 | -1.6455 | -1.6238 | -1.6033 | 0 | 0 | 0 | 0 | 0 | 0 | 0 | 0
5 | 600 | 603 | 600 603 Heat Pump Water Heater (air source) / School | 0 | 0 | 0 | 0 | 0 | -0.99698 | -1.0213 | -0.99747 | -1.023 | -1.0095 | -0.99774 | -1.009 | -0.99707 | -1.0007 | -1.0022 | -1.0054 | -0.99561 | 0 | 0 | 0 | 0 | 0 | 0 | 0 | 0 | 0 | 0 | 0 | 0 | 0
5 | 600 | 606 | 600 606 Demand controlled circulating systems / School | 0 | 0 | 0 | 0 | 0 | -0.069122 | -0.070099 | -0.069733 | -0.071594 | -0.070984 | -0.070007 | -0.071045 | -0.070068 | -0.070312 | -0.070557 | -0.070312 | -0.06958 | 0 | 0 | 0 | 0 | 0 | 0 | 0 | 0 | 0 | 0 | 0 | 0 | 0
5 | 600 | 608 | 600 608 Heat Recovery Unit / School | 0 | 0 | 0 | 0 | 0 | -1.0917 | -1.1182 | -1.0921 | -1.1202 | -1.1052 | -1.0922 | -1.1047 | 0 | 0 | 0 | 0 | 0 | 0 | 0 | 0 | 0 | 0 | 0 | 0 | 0 | 0 | 0 | 0 | 0 | 0
5 | 600 | 609 | 600 609 Heat Trap / School | 0 | 0 | 0 | 0 | 0 | -0.12759 | -0.12991 | -0.1282 | -0.13147 | -0.13031 | -0.1286 | -0.13013 | 0 | 0 | 0 | 0 | 0 | 0 | 0 | 0 | 0 | 0 | 0 | 0 | 0 | 0 | 0 | 0 | 0 | 0
5 | 600 | 610 | 600 610 Hot Water Pipe Insulation / School | 0 | 0 | 0 | 0 | 0 | -0.027008 | -0.028107 | -0.027496 | -0.028381 | -0.028503 | -0.029297 | -0.028564 | -0.028076 | -0.028076 | -0.02832 | -0.027832 | -0.027588 | 0 | 0 | 0 | 0 | 0 | 0 | 0 | 0 | 0 | 0 | 0 | 0 | 0
5 | 700 | 701 | 700 701 PC Manual Power Management Enabling / School | 0 | 0 | 0 | 0 | 0 | -0.57462 | 0 | 0 | 0 | 0 | 0 | 0 | 0 | 0 | 0 | 0 | 0 | 0 | 0 | 0 | 0 | 0 | 0 | 0 | 0 | 0 | 0 | 0 | 0 | 0
5 | 700 | 702 | 700 702 PC Network Power Management Enabling / School | 0 | 0 | 0 | 0 | 0 | -0.57462 | 0 | 0 | 0 | 0 | 0 | 0 | 0 | 0 | 0 | 0 | 0 | 0 | 0 | 0 | 0 | 0 | 0 | 0 | 0 | 0 | 0 | 0 | 0 | 0
5 | 710 | 711 | 710 711 Energy Star or Better Monitor / School | 0 | 0 | 0 | 0 | 0 | -0.82742 | 0 | 0 | 0 | 0 | 0 | 0 | 0 | 0 | 0 | 0 | 0 | 0 | 0 | 0 | 0 | 0 | 0 | 0 | 0 | 0 | 0 | 0 | 0 | 0
5 | 710 | 712 | 710 712 Monitor Power Management Enabling / School | 0 | 0 | 0 | 0 | 0 | -0.53946 | 0 | 0 | 0 | 0 | 0 | 0 | 0 | 0 | 0 | 0 | 0 | 0 | 0 | 0 | 0 | 0 | 0 | 0 | 0 | 0 | 0 | 0 | 0 | 0
5 | 720 | 722 | 720 722 Monitor Power Management Enabling / School | 0 | 0 | 0 | 0 | 0 | -0.00015259 | 0 | 0 | 0 | 0 | 0 | 0 | 0 | 0 | 0 | 0 | 0 | 0 | 0 | 0 | 0 | 0 | 0 | 0 | 0 | 0 | 0 | 0 | 0 | 0
5 | 730 | 732 | 730 732 Copier Power Management Enabling / School | 0 | 0 | 0 | 0 | 0 | -0.034088 | -0.035431 | -0.034576 | 0 | 0 | 0 | 0 | 0 | 0 | 0 | 0 | 0 | 0 | 0 | 0 | 0 | 0 | 0 | 0 | 0 | 0 | 0 | 0 | 0 | 0
5 | 740 | 741 | 740 741 Printer Power Management Enabling / School | 0 | 0 | 0 | 0 | 0 | -0.35001 | -0.3577 | 0 | 0 | 0 | 0 | 0 | 0 | 0 | 0 | 0 | 0 | 0 | 0 | 0 | 0 | 0 | 0 | 0 | 0 | 0 | 0 | 0 | 0 | 0
5 | 800 | 801 | 800 801 Convection Oven / School | 0 | 0 | 0 | 0 | 0 | -0.043365 | -0.044952 | -0.043854 | -0.045288 | -0.045166 | -0.045654 | -0.045166 | 0 | 0 | 0 | 0 | 0 | 0 | 0 | 0 | 0 | 0 | 0 | 0 | 0 | 0 | 0 | 0 | 0 | 0
5 | 810 | 811 | 810 811 Efficient Fryer / School | 0 | 0 | 0 | 0 | 0 | -0.01297 | -0.012726 | -0.013458 | -0.013733 | -0.01416 | -0.013855 | -0.014404 | 0 | 0 | 0 | 0 | 0 | 0 | 0 | 0 | 0 | 0 | 0 | 0 | 0 | 0 | 0 | 0 | 0 | 0
5 | 900 | 901 | 900 901 Vending Misers (cooled machines only) / School | 0 | 0 | 0 | 0 | 0 | -0.16507 | -0.16946 | -0.16556 | -0.16998 | -0.16821 | -0.16693 | -0.16797 | 0 | 0 | 0 | 0 | 0 | 0 | 0 | 0 | 0 | 0 | 0 | 0 | 0 | 0 | 0 | 0 | 0 | 0
6 | 110 | 111 | 110 111 Premium T8, Elecctronic Ballast / College | 0 | 0 | 0 | 0 | 0 | -2.869 | -2.9368 | -2.8693 | -2.9427 | -2.9026 | -2.8657 | -2.9011 | -2.8674 | -2.8777 | -2.8818 | -2.8923 | -2.8638 | -2.5281 | -2.9785 | -2.9688 | -2.929 | -2.8926 | -2.8706 | -2.8865 | -2.8638 | -2.8774 | -2.8916 | -2.8691 | -2.5225 | -2.9956
6 | 110 | 114 | 110 114 Continuous Dimming / College | 0 | 0 | 0 | 0 | 0 | -4.5504 | -4.6595 | -4.5504 | -4.6669 | -4.6028 | -4.5457 | -4.6008 | -4.5474 | -4.5635 | -4.5701 | -4.5872 | -4.5417 | -4.0991 | -4.7239 | -4.7083 | -4.645 | -4.5876 | -4.5527 | -4.5779 | 0 | 0 | 0 | 0 | 0 | 0
6 | 110 | 115 | 110 115 Lighting Control Tuneup / College | 0 | 0 | 0 | 0 | 0 | -0.48807 | -0.50027 | -0.48856 | 0 | 0 | 0 | 0 | 0 | 0 | 0 | 0 | 0 | 0 | 0 | 0 | 0 | 0 | 0 | 0 | 0 | 0 | 0 | 0 | 0 | 0
6 | 120 | 121 | 120 121 ROB Premium T8, 1EB / College | 0 | 0 | 0 | 0 | 0 | -1.2392 | -1.2693 | -1.2397 | -1.2713 | -1.2544 | -1.2395 | -1.2537 | -1.239 | -1.2437 | -1.2454 | -1.2495 | -1.2373 | -1.0918 | -1.2866 | -1.2825 | -1.2654 | -1.2495 | -1.24 | -1.2468 | -1.2373 | -1.2432 | -1.249 | -1.2393 | -1.0894 | -1.2944
6 | 120 | 122 | 120 122 ROB Premium T8, EB, Reflector / College | 0 | 0 | 0 | 0 | 0 | -5.0067 | -5.1265 | -5.0067 | -5.1348 | -5.0644 | -5.0012 | -5.062 | -5.0034 | -5.021 | -5.0283 | -5.0469 | -4.9983 | -4.4128 | -5.199 | -5.1816 | -5.1121 | -5.0488 | -5.0103 | -5.0381 | -4.9983 | -5.022 | -5.0464 | -5.0078 | -4.4033 | -5.228
6 | 120 | 123 | 120 123 Occupancy Sensor / College | 0 | 0 | 0 | 0 | 0 | -1.6931 | -1.7329 | -1.6935 | -1.7369 | -1.7136 | -1.6916 | -1.7126 | -1.6926 | -1.6987 | -1.7012 | -1.7073 | -1.6904 | -1.4861 | -1.7581 | -1.752 | 0 | 0 | 0 | 0 | 0 | 0 | 0 | 0 | 0 | 0
6 | 120 | 124 | 120 124 Lighting Control Tuneup / College | 0 | 0 | 0 | 0 | 0 | -0.28909 | -0.29544 | -0.28958 | 0 | 0 | 0 | 0 | 0 | 0 | 0 | 0 | 0 | 0 | 0 | 0 | 0 | 0 | 0 | 0 | 0 | 0 | 0 | 0 | 0 | 0
6 | 130 | 131 | 130 131 CFL Screw-in 18W / College | 0 | 0 | 0 | 0 | 0 | -28.6501 | 0 | 0 | 0 | 0 | 0 | 0 | 0 | 0 | 0 | 0 | 0 | 0 | 0 | 0 | 0 | 0 | 0 | 0 | 0 | 0 | 0 | 0 | 0 | 0
6 | 150 | 151 | 150 151 PSMH, 250W, magnetic ballast / College | 0 | 0 | 0 | 0 | 0 | -3.7173 | -3.8064 | -3.7176 | -3.8126 | -3.7605 | -3.7138 | -3.7585 | -3.7151 | -3.7283 | -3.7336 | -3.7473 | -3.7114 | -3.3499 | -3.8604 | -3.8477 | -3.7961 | -3.749 | 0 | 0 | 0 | 0 | 0 | 0 | 0 | 0
6 | 150 | 152 | 150 152 PSMH, 250 W, electronic ballast / College | 0 | 0 | 0 | 0 | 0 | -4.2976 | -4.4007 | -4.2976 | -4.4078 | -4.3474 | -4.2932 | -4.3452 | -4.2949 | -4.3103 | -4.3164 | -4.3323 | -4.2896 | -3.8713 | -4.4617 | -4.447 | -4.3872 | -4.333 | 0 | 0 | 0 | 0 | 0 | 0 | 0 | 0
6 | 150 | 153 | 150 153 High Bay T5 / College | 0 | 0 | 0 | 0 | 0 | -6.9362 | -7.1021 | -6.9359 | -7.1134 | -7.0156 | -6.9275 | -7.0122 | -6.9309 | -6.9556 | -6.9656 | -6.9917 | -6.9226 | -6.1125 | -7.2004 | -7.1768 | -7.0803 | -6.9929 | 0 | 0 | 0 | 0 | 0 | 0 | 0 | 0
6 | 160 | 161 | 160 161 LED Exit Sign / College | 0 | 0 | 0 | 0 | 0 | -0.058624 | -0.060577 | -0.059113 | -0.060669 | -0.060303 | -0.06073 | -0.060547 | -0.05957 | -0.059814 | -0.059814 | -0.059814 | -0.059082 | -0.038574 | 0 | 0 | 0 | 0 | 0 | 0 | 0 | 0 | 0 | 0 | 0 | 0
6 | 200 | 201 | 200 201 High Pressure Sodium 250W Lamp / College | 0 | 0 | 0 | 0 | 0 | -0.29153 | -0.29886 | 0 | 0 | 0 | 0 | 0 | 0 | 0 | 0 | 0 | 0 | 0 | 0 | 0 | 0 | 0 | 0 | 0 | 0 | 0 | 0 | 0 | 0 | 0
6 | 200 | 202 | 200 202 Outdoor Lighting Controls (Photocell/Timeclock) / College | 0 | 0 | 0 | 0 | 0 | -0.22952 | -0.23563 | 0 | 0 | 0 | 0 | 0 | 0 | 0 | 0 | 0 | 0 | 0 | 0 | 0 | 0 | 0 | 0 | 0 | 0 | 0 | 0 | 0 | 0 | 0
6 | 210 | 211 | 210 211 Outdoor Lighting Controls (Photocell/Timeclock) / College | 0 | 0 | 0 | 0 | 0 | -0.38968 | -0.39847 | 0 | 0 | 0 | 0 | 0 | 0 | 0 | 0 | 0 | 0 | 0 | 0 | 0 | 0 | 0 | 0 | 0 | 0 | 0 | 0 | 0 | 0 | 0
6 | 300 | 301 | 300 301 Centrifugal Chiller, 0.51 kW/ton, 500 tons / College | 0 | 0 | 0 | 0 | 0 | -1.616 | -1.6548 | -1.6164 | -1.6576 | -1.6353 | -1.6157 | -1.6345 | -1.6155 | -1.6213 | -1.6235 | -1.6294 | -1.6143 | -1.4224 | -1.679 | -1.6733 | -1.6511 | -1.6304 | 0 | 0 | 0 | 0 | 0 | 0 | 0 | 0
6 | 300 | 302 | 300 302 High Efficiency Chiller Motors / College | 0 | 0 | 0 | 0 | 0 | -0.2681 | -0.27493 | -0.26859 | -0.27551 | -0.27246 | -0.27002 | -0.27222 | -0.2688 | -0.26978 | -0.27026 | -0.27075 | -0.26807 | -0.24438 | -0.27881 | -0.27759 | -0.27417 | -0.27026 | 0 | 0 | 0 | 0 | 0 | 0 | 0 | 0
6 | 300 | 304 | 300 304 EMS - Chiller / College | 0 | 0 | 0 | 0 | 0 | -0.89053 | -0.91116 | -0.8909 | -0.9137 | -0.90161 | -0.89008 | -0.90137 | 0 | 0 | 0 | 0 | 0 | 0 | 0 | 0 | 0 | 0 | 0 | 0 | 0 | 0 | 0 | 0 | 0 | 0
6 | 300 | 305 | 300 305 Chiller Tune Up/Diagnostics / College | 0 | 0 | 0 | 0 | 0 | -3.7104 | -3.7993 | -3.7105 | -3.8052 | -3.7534 | -3.7068 | -3.7517 | 0 | 0 | 0 | 0 | 0 | 0 | 0 | 0 | 0 | 0 | 0 | 0 | 0 | 0 | 0 | 0 | 0 | 0
6 | 300 | 306 | 300 306 VSD for Chiller Pumps and Towers / College | 0 | 0 | 0 | 0 | 0 | -0.84024 | -0.85965 | -0.84061 | -0.86212 | -0.85077 | -0.83984 | -0.85059 | -0.84033 | -0.84351 | -0.84473 | -0.84766 | -0.83887 | 0 | 0 | 0 | 0 | 0 | 0 | 0 | 0 | 0 | 0 | 0 | 0 | 0
6 | 300 | 307 | 300 307 EMS Optimization / College | 0 | 0 | 0 | 0 | 0 | -0.27737 | -0.28348 | 0 | 0 | 0 | 0 | 0 | 0 | 0 | 0 | 0 | 0 | 0 | 0 | 0 | 0 | 0 | 0 | 0 | 0 | 0 | 0 | 0 | 0 | 0
6 | 300 | 308 | 300 308 Aerosole Duct Sealing / College | 0 | 0 | 0 | 0 | 0 | -0.56302 | -0.57669 | -0.56339 | -0.5777 | -0.57025 | -0.56415 | -0.57007 | -0.56348 | -0.56543 | -0.56641 | -0.56787 | -0.56226 | 0 | 0 | 0 | 0 | 0 | 0 | 0 | 0 | 0 | 0 | 0 | 0 | 0
6 | 300 | 309 | 300 309 Duct/Pipe Insulation / College | 0 | 0 | 0 | 0 | 0 | -0.16275 | -0.1658 | -0.16324 | -0.16754 | -0.16571 | -0.16357 | -0.16577 | 0 | 0 | 0 | 0 | 0 | 0 | 0 | 0 | 0 | 0 | 0 | 0 | 0 | 0 | 0 | 0 | 0 | 0
6 | 300 | 311 | 300 311 Window Film (Standard) / College | 0 | 0 | 0 | 0 | 0 | -1.0614 | -1.0872 | -1.0618 | -1.089 | -1.0745 | -1.062 | -1.074 | 0 | 0 | 0 | 0 | 0 | 0 | 0 | 0 | 0 | 0 | 0 | 0 | 0 | 0 | 0 | 0 | 0 | 0
6 | 300 | 313 | 300 313 Ceiling Insulation / College | 0 | 0 | 0 | 0 | 0 | -4.9986 | -5.117 | -4.9986 | -5.1265 | -5.0562 | -4.9919 | -5.0537 | -4.9951 | -5.0127 | -5.02 | -5.0386 | -4.989 | -3.3413 | -5.1892 | -5.1719 | -5.1025 | -5.0396 | 0 | 0 | 0 | 0 | 0 | 0 | 0 | 0
6 | 300 | 314 | 300 314 Roof Insulation / College | 0 | 0 | 0 | 0 | 0 | -0.98404 | -1.0081 | -0.98441 | -1.0098 | -0.99628 | -0.9848 | -0.99585 | -0.98438 | -0.98779 | -0.98926 | -0.99243 | -0.98389 | -0.82227 | -1.0232 | -1.0198 | -1.0063 | -0.99341 | 0 | 0 | 0 | 0 | 0 | 0 | 0 | 0
6 | 300 | 317 | 300 317 Thermal Energy Storage (TES) Positive / College | 0 | 0 | 0 | 0 | 0 | -0.94669 | -0.96854 | -0.94717 | -0.9715 | -0.95844 | -0.94623 | -0.95801 | -0.94678 | -0.9502 | -0.95166 | -0.95483 | -0.94531 | -1.136 | -0.98315 | -0.97974 | -0.9668 | -0.95459 | -0.94727 | -0.95239 | -0.94556 | -0.94971 | -0.9541 | -0.94727 | -1.1333 | -0.98877
6 | 300 | 317 | 300 317 Thermal Energy Storage (TES) Negative / College | 0 | 0 | 0 | 0 | 0 | 0 | 0 | 0 | 0 | 0 | 0 | 0 | 0 | 0 | 0 | 0 | 0 | 0 | 0 | 0 | 0 | 0 | 0 | 0 | 0 | 0 | 0 | 0 | 0 | 0
6 | 320 | 321 | 320 321 DX Packaged System, EER=10.9, 10 tons / College | 0 | 0 | 0 | 0 | 0 | -2.0185 | -2.0657 | -2.0187 | -2.0704 | -2.0422 | -2.0163 | -2.0415 | -2.0176 | -2.0249 | -2.0278 | -2.0352 | -2.0161 | 0 | 0 | 0 | 0 | 0 | 0 | 0 | 0 | 0 | 0 | 0 | 0 | 0
6 | 320 | 322 | 320 322 Hybrid Dessicant-DX System (Trane CDQ) / College | 0 | 0 | 0 | 0 | 0 | -3.7619 | -3.8521 | -3.7619 | -3.8582 | -3.8054 | -3.7582 | -3.8035 | -3.7595 | -3.7727 | -3.7783 | -3.7922 | -3.7549 | 0 | 0 | 0 | 0 | 0 | 0 | 0 | 0 | 0 | 0 | 0 | 0 | 0
6 | 320 | 323 | 320 323 Geothermal Heat Pump, EER=13, 10 tons / College | 0 | 0 | 0 | 0 | 0 | -1.9575 | -2.0047 | -1.9578 | -2.0082 | -1.9809 | -1.9568 | -1.98 | -1.9568 | -1.9639 | -1.9668 | -1.9736 | -1.9541 | 0 | 0 | 0 | 0 | 0 | 0 | 0 | 0 | 0 | 0 | 0 | 0 | 0
6 | 320 | 326 | 320 326 DX Tune Up/ Advanced Diagnostics / College | 0 | 0 | 0 | 0 | 0 | -1.0229 | -1.0464 | -1.0232 | -1.0494 | -1.0353 | -1.0222 | -1.0349 | 0 | 0 | 0 | 0 | 0 | 0 | 0 | 0 | 0 | 0 | 0 | 0 | 0 | 0 | 0 | 0 | 0 | 0
6 | 320 | 327 | 320 327 DX Coil Cleaning / College | 0 | 0 | 0 | 0 | 0 | -3.5208 | -3.6053 | 0 | 0 | 0 | 0 | 0 | 0 | 0 | 0 | 0 | 0 | 0 | 0 | 0 | 0 | 0 | 0 | 0 | 0 | 0 | 0 | 0 | 0 | 0
6 | 320 | 329 | 320 329 Aerosole Duct Sealing / College | 0 | 0 | 0 | 0 | 0 | -0.89517 | -0.9158 | -0.89554 | -0.91876 | -0.90643 | -0.89496 | -0.90601 | -0.89551 | -0.89844 | -0.90015 | -0.90283 | -0.89404 | 0 | 0 | 0 | 0 | 0 | 0 | 0 | 0 | 0 | 0 | 0 | 0 | 0
6 | 320 | 330 | 320 330 Duct/Pipe Insulation / College | 0 | 0 | 0 | 0 | 0 | -0.2681 | -0.27493 | -0.26859 | -0.27551 | -0.27246 | -0.27002 | -0.27222 | 0 | 0 | 0 | 0 | 0 | 0 | 0 | 0 | 0 | 0 | 0 | 0 | 0 | 0 | 0 | 0 | 0 | 0
6 | 320 | 334 | 320 334 Ceiling Insulation / College | 0 | 0 | 0 | 0 | 0 | -7.9412 | -8.1309 | -7.9408 | -8.1439 | -8.0319 | -7.9312 | -8.0281 | -7.9351 | -7.9634 | -7.9749 | -8.0046 | -7.9258 | -5.3079 | -8.2439 | -8.2168 | -8.1062 | -8.0063 | 0 | 0 | 0 | 0 | 0 | 0 | 0 | 0
6 | 320 | 335 | 320 335 Roof Insulation / College | 0 | 0 | 0 | 0 | 0 | -1.6358 | -1.6741 | -1.6361 | -1.6781 | -1.6555 | -1.6345 | -1.6548 | -1.6355 | -1.6414 | -1.6436 | -1.6494 | -1.6331 | -1.3428 | -1.6985 | -1.6929 | -1.6704 | -1.6494 | 0 | 0 | 0 | 0 | 0 | 0 | 0 | 0
6 | 340 | 344 | 340 344 Aerosole Duct Sealing / College | 0 | 0 | 0 | 0 | 0 | -0.91507 | -0.93753 | -0.91554 | -0.93903 | -0.92651 | -0.91602 | -0.92627 | -0.91528 | -0.91846 | -0.91992 | -0.9231 | -0.91382 | 0 | 0 | 0 | 0 | 0 | 0 | 0 | 0 | 0 | 0 | 0 | 0 | 0
6 | 340 | 345 | 340 345 Duct/Pipe Insulation / College | 0 | 0 | 0 | 0 | 0 | -0.27164 | -0.27859 | -0.272 | -0.27911 | -0.27563 | -0.27338 | -0.27588 | 0 | 0 | 0 | 0 | 0 | 0 | 0 | 0 | 0 | 0 | 0 | 0 | 0 | 0 | 0 | 0 | 0 | 0
6 | 340 | 349 | 340 349 Ceiling Insulation / College | 0 | 0 | 0 | 0 | 0 | -8.1203 | -8.313 | -8.1199 | -8.3275 | -8.2131 | -8.1088 | -8.209 | -8.114 | -8.1428 | -8.1545 | -8.1851 | -8.1045 | -5.4268 | -8.4297 | -8.4019 | -8.2888 | -8.1868 | 0 | 0 | 0 | 0 | 0 | 0 | 0 | 0
6 | 340 | 351 | 340 351 Cool Roof - DX / College | 0 | 0 | 0 | 0 | 0 | -8.0724 | -8.2639 | -8.0719 | -8.2784 | -8.1646 | -8.0608 | -8.1604 | -8.0659 | -8.0947 | -8.1064 | -8.1365 | -8.0576 | 0 | 0 | 0 | 0 | 0 | 0 | 0 | 0 | 0 | 0 | 0 | 0 | 0
6 | 360 | 361 | 360 361 HE PTAC, EER=9.6, 1 ton / College | 0 | 0 | 0 | 0 | 0 | -5.3953 | -5.5232 | -5.3952 | -5.5331 | -5.4573 | -5.3879 | -5.4546 | -5.3914 | -5.4106 | -5.4182 | -5.4385 | -5.385 | 0 | 0 | 0 | 0 | 0 | 0 | 0 | 0 | 0 | 0 | 0 | 0 | 0
6 | 400 | 402 | 400 402 Variable Speed Drive Control / College | 0 | 0 | 0 | 0 | 0 | -1.0824 | -1.1075 | -1.0828 | -1.1104 | -1.0956 | -1.0818 | -1.0955 | -1.0823 | -1.0862 | -1.0879 | -1.0916 | -1.0808 | 0 | 0 | 0 | 0 | 0 | 0 | 0 | 0 | 0 | 0 | 0 | 0 | 0
6 | 400 | 403 | 400 403 Air Handler Optimization / College | 0 | 0 | 0 | 0 | 0 | -0.31375 | -0.32059 | -0.31412 | -0.32208 | -0.31836 | 0 | 0 | 0 | 0 | 0 | 0 | 0 | 0 | 0 | 0 | 0 | 0 | 0 | 0 | 0 | 0 | 0 | 0 | 0 | 0
6 | 400 | 404 | 400 404 Electronically Commutated Motors (ECM) on an Air Handler Unit / College | 0 | 0 | 0 | 0 | 0 | -0.44351 | -0.45364 | -0.444 | -0.45569 | -0.44971 | -0.44385 | -0.44971 | -0.44434 | -0.4458 | -0.44629 | -0.44775 | -0.44336 | 0 | 0 | 0 | 0 | 0 | 0 | 0 | 0 | 0 | 0 | 0 | 0 | 0
6 | 400 | 405 | 400 405 Demand Control Ventilation (DCV) / College | 0 | 0 | 0 | 0 | 0 | -3.9209 | -4.0137 | -3.9211 | -4.0214 | -3.9662 | -3.916 | -3.9644 | -3.9185 | -3.9324 | -3.9382 | -3.9526 | -3.9136 | 0 | 0 | 0 | 0 | 0 | 0 | 0 | 0 | 0 | 0 | 0 | 0 | 0
6 | 400 | 406 | 400 406 Energy Recovery Ventilation (ERV) / College | 0 | 0 | 0 | 0 | 0 | -1.7915 | -1.8345 | -1.7918 | -1.8377 | -1.8127 | -1.791 | -1.812 | -1.7908 | -1.7974 | -1.7998 | -1.8062 | -1.7883 | -1.1531 | -1.8599 | -1.8538 | -1.8291 | -1.8062 | 0 | 0 | 0 | 0 | 0 | 0 | 0 | 0
6 | 600 | 603 | 600 603 Heat Pump Water Heater (air source) / College | 0 | 0 | 0 | 0 | 0 | -0.50784 | -0.5193 | -0.50845 | -0.52155 | -0.51489 | -0.50824 | -0.51465 | -0.50854 | -0.51025 | -0.51123 | -0.51245 | -0.50732 | 0 | 0 | 0 | 0 | 0 | 0 | 0 | 0 | 0 | 0 | 0 | 0 | 0
6 | 600 | 606 | 600 606 Demand controlled circulating systems / College | 0 | 0 | 0 | 0 | 0 | -0.034088 | -0.035431 | -0.034576 | -0.035706 | -0.035583 | -0.036377 | -0.035645 | -0.035156 | -0.035156 | -0.035156 | -0.034912 | -0.035645 | 0 | 0 | 0 | 0 | 0 | 0 | 0 | 0 | 0 | 0 | 0 | 0 | 0
6 | 600 | 608 | 600 608 Heat Recovery Unit / College | 0 | 0 | 0 | 0 | 0 | -0.55704 | -0.57083 | -0.55753 | -0.57184 | -0.56439 | -0.55853 | -0.56421 | 0 | 0 | 0 | 0 | 0 | 0 | 0 | 0 | 0 | 0 | 0 | 0 | 0 | 0 | 0 | 0 | 0 | 0
6 | 600 | 609 | 600 609 Heat Trap / College | 0 | 0 | 0 | 0 | 0 | -0.064484 | -0.066422 | -0.064972 | -0.066711 | -0.066406 | -0.066589 | -0.066406 | 0 | 0 | 0 | 0 | 0 | 0 | 0 | 0 | 0 | 0 | 0 | 0 | 0 | 0 | 0 | 0 | 0 | 0
6 | 600 | 610 | 600 610 Hot Water Pipe Insulation / College | 0 | 0 | 0 | 0 | 0 | -0.01297 | -0.013947 | -0.013458 | -0.013733 | -0.01416 | -0.01532 | -0.014404 | -0.01416 | -0.013916 | -0.01416 | -0.013672 | -0.013672 | 0 | 0 | 0 | 0 | 0 | 0 | 0 | 0 | 0 | 0 | 0 | 0 | 0
6 | 700 | 701 | 700 701 PC Manual Power Management Enabling / College | 0 | 0 | 0 | 0 | 0 | -1.0193 | 0 | 0 | 0 | 0 | 0 | 0 | 0 | 0 | 0 | 0 | 0 | 0 | 0 | 0 | 0 | 0 | 0 | 0 | 0 | 0 | 0 | 0 | 0 | 0
6 | 700 | 702 | 700 702 PC Network Power Management Enabling / College | 0 | 0 | 0 | 0 | 0 | -1.0193 | 0 | 0 | 0 | 0 | 0 | 0 | 0 | 0 | 0 | 0 | 0 | 0 | 0 | 0 | 0 | 0 | 0 | 0 | 0 | 0 | 0 | 0 | 0 | 0
6 | 710 | 711 | 710 711 Energy Star or Better Monitor / College | 0 | 0 | 0 | 0 | 0 | -1.5154 | 0 | 0 | 0 | 0 | 0 | 0 | 0 | 0 | 0 | 0 | 0 | 0 | 0 | 0 | 0 | 0 | 0 | 0 | 0 | 0 | 0 | 0 | 0 | 0
6 | 710 | 712 | 710 712 Monitor Power Management Enabling / College | 0 | 0 | 0 | 0 | 0 | -0.95609 | 0 | 0 | 0 | 0 | 0 | 0 | 0 | 0 | 0 | 0 | 0 | 0 | 0 | 0 | 0 | 0 | 0 | 0 | 0 | 0 | 0 | 0 | 0 | 0
6 | 720 | 721 | 720 721 Energy Star or Better Monitor / College | 0 | 0 | 0 | 0 | 0 | 0 | 0 | 0 | 0 | 0 | 0 | 0 | 0 | 0 | 0 | 0 | 0 | 0 | 0 | 0 | 0 | 0 | 0 | 0 | 0 | 0 | 0 | 0 | 0 | 0
6 | 720 | 722 | 720 722 Monitor Power Management Enabling / College | 0 | 0 | 0 | 0 | 0 | -0.001236 | 0 | 0 | 0 | 0 | 0 | 0 | 0 | 0 | 0 | 0 | 0 | 0 | 0 | 0 | 0 | 0 | 0 | 0 | 0 | 0 | 0 | 0 | 0 | 0
6 | 730 | 732 | 730 732 Copier Power Management Enabling / College | 0 | 0 | 0 | 0 | 0 | -0.041168 | -0.04129 | -0.041656 | 0 | 0 | 0 | 0 | 0 | 0 | 0 | 0 | 0 | 0 | 0 | 0 | 0 | 0 | 0 | 0 | 0 | 0 | 0 | 0 | 0 | 0
6 | 740 | 741 | 740 741 Printer Power Management Enabling / College | 0 | 0 | 0 | 0 | 0 | -0.63199 | -0.64749 | 0 | 0 | 0 | 0 | 0 | 0 | 0 | 0 | 0 | 0 | 0 | 0 | 0 | 0 | 0 | 0 | 0 | 0 | 0 | 0 | 0 | 0 | 0
6 | 800 | 801 | 800 801 Convection Oven / College | 0 | 0 | 0 | 0 | 0 | -0.02005 | -0.021027 | -0.020538 | -0.021057 | -0.021423 | -0.022217 | -0.021484 | 0 | 0 | 0 | 0 | 0 | 0 | 0 | 0 | 0 | 0 | 0 | 0 | 0 | 0 | 0 | 0 | 0 | 0
6 | 810 | 811 | 810 811 Efficient Fryer / College | 0 | 0 | 0 | 0 | 0 | -0.0036926 | -0.004425 | -0.0041809 | -0.0042725 | -0.0048218 | -0.0058594 | -0.0048828 | 0 | 0 | 0 | 0 | 0 | 0 | 0 | 0 | 0 | 0 | 0 | 0 | 0 | 0 | 0 | 0 | 0 | 0
6 | 900 | 901 | 900 901 Vending Misers (cooled machines only) / College | 0 | 0 | 0 | 0 | 0 | -0.0867 | -0.089142 | -0.087189 | -0.089416 | -0.088806 | -0.088806 | -0.088867 | 0 | 0 | 0 | 0 | 0 | 0 | 0 | 0 | 0 | 0 | 0 | 0 | 0 | 0 | 0 | 0 | 0 | 0
7 | 110 | 111 | 110 111 Premium T8, Elecctronic Ballast / Hospital | 0 | 0 | 0 | 0 | 0 | -5.1051 | -5.2271 | -5.105 | -5.2357 | -5.1638 | -5.0993 | -5.1611 | -5.1013 | -5.1196 | 0 | 0 | 0 | 0 | 0 | 0 | 0 | 0 | 0 | 0 | 0 | 0 | 0 | 0 | 0 | 0
7 | 110 | 114 | 110 114 Continuous Dimming / Hospital | 0 | 0 | 0 | 0 | 0 | -6.1686 | -6.3162 | -6.1685 | -6.3262 | -6.2395 | -6.1614 | 0 | 0 | 0 | 0 | 0 | 0 | 0 | 0 | 0 | 0 | 0 | 0 | 0 | 0 | 0 | 0 | 0 | 0 | 0
7 | 110 | 115 | 110 115 Lighting Control Tuneup / Hospital | 0 | 0 | 0 | 0 | 0 | -0.66116 | -0.67752 | -0.66165 | 0 | 0 | 0 | 0 | 0 | 0 | 0 | 0 | 0 | 0 | 0 | 0 | 0 | 0 | 0 | 0 | 0 | 0 | 0 | 0 | 0 | 0
7 | 120 | 121 | 120 121 ROB Premium T8, 1EB / Hospital | 0 | 0 | 0 | 0 | 0 | -2.2057 | -2.2576 | -2.206 | -2.2623 | -2.2316 | -2.2034 | -2.2307 | -2.2046 | -2.2126 | 0 | 0 | 0 | 0 | 0 | 0 | 0 | 0 | 0 | 0 | 0 | 0 | 0 | 0 | 0 | 0
7 | 120 | 122 | 120 122 ROB Premium T8, EB, Reflector / Hospital | 0 | 0 | 0 | 0 | 0 | -8.9101 | -9.1228 | -8.9096 | -9.1375 | -9.0117 | -8.8984 | -9.0073 | -8.9031 | -8.9346 | 0 | 0 | 0 | 0 | 0 | 0 | 0 | 0 | 0 | 0 | 0 | 0 | 0 | 0 | 0 | 0
7 | 120 | 123 | 120 123 Occupancy Sensor / Hospital | 0 | 0 | 0 | 0 | 0 | -3.013 | -3.084 | -3.0132 | -3.0902 | 0 | 0 | 0 | 0 | 0 | 0 | 0 | 0 | 0 | 0 | 0 | 0 | 0 | 0 | 0 | 0 | 0 | 0 | 0 | 0 | 0
7 | 120 | 124 | 120 124 Lighting Control Tuneup / Hospital | 0 | 0 | 0 | 0 | 0 | -0.3909 | -0.40067 | -0.39151 | 0 | 0 | 0 | 0 | 0 | 0 | 0 | 0 | 0 | 0 | 0 | 0 | 0 | 0 | 0 | 0 | 0 | 0 | 0 | 0 | 0 | 0
7 | 130 | 131 | 130 131 CFL Screw-in 18W / Hospital | 0 | 0 | 0 | 0 | 0 | 0 | 0 | 0 | 0 | 0 | 0 | 0 | 0 | 0 | 0 | 0 | 0 | 0 | 0 | 0 | 0 | 0 | 0 | 0 | 0 | 0 | 0 | 0 | 0 | 0
7 | 150 | 151 | 150 151 PSMH, 250W, magnetic ballast / Hospital | 0 | 0 | 0 | 0 | 0 | -5.0396 | -5.1602 | -5.0394 | -5.1683 | -5.0974 | 0 | 0 | 0 | 0 | 0 | 0 | 0 | 0 | 0 | 0 | 0 | 0 | 0 | 0 | 0 | 0 | 0 | 0 | 0 | 0
7 | 150 | 152 | 150 152 PSMH, 250 W, electronic ballast / Hospital | 0 | 0 | 0 | 0 | 0 | -5.8258 | -5.9651 | -5.8256 | -5.9747 | -5.8928 | 0 | 0 | 0 | 0 | 0 | 0 | 0 | 0 | 0 | 0 | 0 | 0 | 0 | 0 | 0 | 0 | 0 | 0 | 0 | 0
7 | 150 | 153 | 150 153 High Bay T5 / Hospital | 0 | 0 | 0 | 0 | 0 | -12.3407 | -12.6341 | -12.3398 | -12.6554 | -12.481 | 0 | 0 | 0 | 0 | 0 | 0 | 0 | 0 | 0 | 0 | 0 | 0 | 0 | 0 | 0 | 0 | 0 | 0 | 0 | 0
7 | 160 | 161 | 160 161 LED Exit Sign / Hospital | 0 | 0 | 0 | 0 | 0 | -0.001236 | -0.0017395 | -0.0017395 | -0.0020142 | -0.0024414 | -0.0036011 | -0.0024414 | -0.0024414 | -0.0021973 | -0.0024414 | -0.0019531 | -0.0029297 | -0.0019531 | 0 | 0 | 0 | 0 | 0 | 0 | 0 | 0 | 0 | 0 | 0 | 0
7 | 200 | 201 | 200 201 High Pressure Sodium 250W Lamp / Hospital | 0 | 0 | 0 | 0 | 0 | -0.029327 | -0.029327 | 0 | 0 | 0 | 0 | 0 | 0 | 0 | 0 | 0 | 0 | 0 | 0 | 0 | 0 | 0 | 0 | 0 | 0 | 0 | 0 | 0 | 0 | 0
7 | 200 | 202 | 200 202 Outdoor Lighting Controls (Photocell/Timeclock) / Hospital | 0 | 0 | 0 | 0 | 0 | -0.022369 | -0.022247 | 0 | 0 | 0 | 0 | 0 | 0 | 0 | 0 | 0 | 0 | 0 | 0 | 0 | 0 | 0 | 0 | 0 | 0 | 0 | 0 | 0 | 0 | 0
7 | 210 | 211 | 210 211 Outdoor Lighting Controls (Photocell/Timeclock) / Hospital | 0 | 0 | 0 | 0 | 0 | -0.16043 | -0.1636 | 0 | 0 | 0 | 0 | 0 | 0 | 0 | 0 | 0 | 0 | 0 | 0 | 0 | 0 | 0 | 0 | 0 | 0 | 0 | 0 | 0 | 0 | 0
7 | 300 | 301 | 300 301 Centrifugal Chiller, 0.51 kW/ton, 500 tons / Hospital | 0 | 0 | 0 | 0 | 0 | -7.2521 | -7.4241 | -7.2517 | -7.4373 | -7.335 | -7.2419 | -7.3313 | -7.2466 | -7.2725 | -7.2827 | -7.3101 | -7.238 | -6.3794 | -7.5283 | -7.5037 | -7.4028 | -7.3115 | 0 | 0 | 0 | 0 | 0 | 0 | 0 | 0
7 | 300 | 302 | 300 302 High Efficiency Chiller Motors / Hospital | 0 | 0 | 0 | 0 | 0 | -1.0122 | -1.0369 | -1.0126 | -1.0387 | -1.0248 | -1.0129 | -1.0244 | -1.0125 | -1.0159 | -1.0176 | -1.0208 | -1.0095 | -0.94971 | -1.0498 | -1.0464 | -1.0325 | -1.0193 | 0 | 0 | 0 | 0 | 0 | 0 | 0 | 0
7 | 300 | 304 | 300 304 EMS - Chiller / Hospital | 0 | 0 | 0 | 0 | 0 | -3.3523 | -3.4317 | -3.3524 | -3.4384 | -3.3914 | -3.3484 | -3.3896 | 0 | 0 | 0 | 0 | 0 | 0 | 0 | 0 | 0 | 0 | 0 | 0 | 0 | 0 | 0 | 0 | 0 | 0
7 | 300 | 305 | 300 305 Chiller Tune Up/Diagnostics / Hospital | 0 | 0 | 0 | 0 | 0 | -16.6464 | -17.0435 | -16.6452 | -17.0706 | -16.8354 | -16.6228 | -16.8269 | 0 | 0 | 0 | 0 | 0 | 0 | 0 | 0 | 0 | 0 | 0 | 0 | 0 | 0 | 0 | 0 | 0 | 0
7 | 300 | 306 | 300 306 VSD for Chiller Pumps and Towers / Hospital | 0 | 0 | 0 | 0 | 0 | -3.164 | -3.2388 | -3.1641 | -3.2452 | -3.2009 | -3.1601 | -3.1992 | -3.1621 | -3.1733 | -3.178 | -3.1897 | -3.1582 | 0 | 0 | 0 | 0 | 0 | 0 | 0 | 0 | 0 | 0 | 0 | 0 | 0
7 | 300 | 307 | 300 307 EMS Optimization / Hospital | 0 | 0 | 0 | 0 | 0 | -1.2498 | -1.2801 | 0 | 0 | 0 | 0 | 0 | 0 | 0 | 0 | 0 | 0 | 0 | 0 | 0 | 0 | 0 | 0 | 0 | 0 | 0 | 0 | 0 | 0 | 0
7 | 300 | 308 | 300 308 Aerosole Duct Sealing / Hospital | 0 | 0 | 0 | 0 | 0 | -2.5262 | -2.5857 | -2.5265 | -2.5912 | -2.5559 | -2.5234 | -2.5547 | -2.5249 | -2.5339 | -2.5376 | -2.5469 | -2.5217 | 0 | 0 | 0 | 0 | 0 | 0 | 0 | 0 | 0 | 0 | 0 | 0 | 0
7 | 300 | 309 | 300 309 Duct/Pipe Insulation / Hospital | 0 | 0 | 0 | 0 | 0 | -0.61197 | -0.62601 | -0.61246 | -0.6283 | -0.62006 | -0.6123 | -0.61987 | 0 | 0 | 0 | 0 | 0 | 0 | 0 | 0 | 0 | 0 | 0 | 0 | 0 | 0 | 0 | 0 | 0 | 0
7 | 300 | 311 | 300 311 Window Film (Standard) / Hospital | 0 | 0 | 0 | 0 | 0 | -4.912 | -5.0284 | -4.9119 | -5.0377 | -4.9684 | -4.9055 | -4.9661 | 0 | 0 | 0 | 0 | 0 | 0 | 0 | 0 | 0 | 0 | 0 | 0 | 0 | 0 | 0 | 0 | 0 | 0
7 | 300 | 313 | 300 313 Ceiling Insulation / Hospital | 0 | 0 | 0 | 0 | 0 | -22.4184 | -22.9517 | -22.4163 | -22.9894 | -22.6721 | -22.3845 | -22.6609 | -22.3989 | -22.4788 | -22.5107 | -22.5957 | -22.3735 | -14.9832 | -23.2717 | -23.1951 | -22.8826 | -22.6018 | 0 | 0 | 0 | 0 | 0 | 0 | 0 | 0
7 | 300 | 314 | 300 314 Roof Insulation / Hospital | 0 | 0 | 0 | 0 | 0 | -3.708 | -3.7957 | -3.708 | -3.8031 | -3.7509 | -3.7033 | -3.7493 | -3.7058 | -3.7188 | -3.7244 | -3.738 | -3.7012 | -3.2175 | -3.8496 | -3.8369 | -3.7854 | -3.7383 | 0 | 0 | 0 | 0 | 0 | 0 | 0 | 0
7 | 300 | 317 | 300 317 Thermal Energy Storage (TES) Positive / Hospital | 0 | 0 | 0 | 0 | 0 | -3.563 | -3.6482 | -3.5631 | -3.6542 | -3.6042 | -3.5596 | -3.6025 | -3.5608 | -3.5735 | -3.5786 | -3.5916 | -3.5562 | -4.2756 | -3.699 | -3.6865 | -3.6372 | -3.5923 | -3.5647 | -3.5845 | -3.5564 | -3.5728 | -3.5903 | -3.563 | -4.2666 | -3.7202
7 | 300 | 317 | 300 317 Thermal Energy Storage (TES) Negative / Hospital | 0 | 0 | 0 | 0 | 0 | 0 | 0 | 0 | 0 | 0 | 0 | 0 | 0 | 0 | 0 | 0 | 0 | 0 | 0 | 0 | 0 | 0 | 0 | 0 | 0 | 0 | 0 | 0 | 0 | 0
7 | 320 | 321 | 320 321 DX Packaged System, EER=10.9, 10 tons / Hospital | 0 | 0 | 0 | 0 | 0 | -9.0552 | -9.2715 | -9.0547 | -9.2863 | -9.1584 | -9.0434 | -9.1538 | -9.0479 | -9.0801 | -9.0933 | -9.1272 | -9.0374 | 0 | 0 | 0 | 0 | 0 | 0 | 0 | 0 | 0 | 0 | 0 | 0 | 0
7 | 320 | 322 | 320 322 Hybrid Dessicant-DX System (Trane CDQ) / Hospital | 0 | 0 | 0 | 0 | 0 | -15.5584 | -15.9283 | -15.557 | -15.9549 | -15.7348 | -15.5352 | -15.7271 | -15.5452 | -15.6006 | -15.6228 | -15.6816 | -15.5276 | 0 | 0 | 0 | 0 | 0 | 0 | 0 | 0 | 0 | 0 | 0 | 0 | 0
7 | 320 | 323 | 320 323 Geothermal Heat Pump, EER=13, 10 tons / Hospital | 0 | 0 | 0 | 0 | 0 | -8.0934 | -8.2869 | -8.093 | -8.2999 | -8.1857 | -8.083 | -8.1819 | -8.0869 | -8.116 | -8.1274 | -8.1577 | -8.0776 | 0 | 0 | 0 | 0 | 0 | 0 | 0 | 0 | 0 | 0 | 0 | 0 | 0
7 | 320 | 326 | 320 326 DX Tune Up/ Advanced Diagnostics / Hospital | 0 | 0 | 0 | 0 | 0 | -3.8507 | -3.9429 | -3.8507 | -3.9493 | -3.8952 | -3.8469 | -3.8933 | 0 | 0 | 0 | 0 | 0 | 0 | 0 | 0 | 0 | 0 | 0 | 0 | 0 | 0 | 0 | 0 | 0 | 0
7 | 320 | 327 | 320 327 DX Coil Cleaning / Hospital | 0 | 0 | 0 | 0 | 0 | -15.7876 | -16.1631 | 0 | 0 | 0 | 0 | 0 | 0 | 0 | 0 | 0 | 0 | 0 | 0 | 0 | 0 | 0 | 0 | 0 | 0 | 0 | 0 | 0 | 0 | 0
7 | 320 | 329 | 320 329 Aerosole Duct Sealing / Hospital | 0 | 0 | 0 | 0 | 0 | -4.018 | -4.1143 | -4.0182 | -4.1209 | -4.0645 | -4.0142 | -4.0625 | -4.0154 | -4.0298 | -4.0356 | -4.0503 | -4.0105 | 0 | 0 | 0 | 0 | 0 | 0 | 0 | 0 | 0 | 0 | 0 | 0 | 0
7 | 320 | 330 | 320 330 Duct/Pipe Insulation / Hospital | 0 | 0 | 0 | 0 | 0 | -1.0122 | -1.0369 | -1.0126 | -1.0387 | -1.0248 | -1.0129 | -1.0244 | 0 | 0 | 0 | 0 | 0 | 0 | 0 | 0 | 0 | 0 | 0 | 0 | 0 | 0 | 0 | 0 | 0 | 0
7 | 320 | 334 | 320 334 Ceiling Insulation / Hospital | 0 | 0 | 0 | 0 | 0 | -35.6108 | -36.4595 | -35.6072 | -36.5175 | -36.0134 | -35.5573 | -823.8581 | -35.5793 | -35.7063 | -35.7571 | -35.8923 | -35.5393 | -23.7998 | -36.9661 | -36.8445 | -36.3477 | -35.9021 | 0 | 0 | 0 | 0 | 0 | 0 | 0 | 0
7 | 320 | 335 | 320 335 Roof Insulation / Hospital | 0 | 0 | 0 | 0 | 0 | -6.1582 | -6.3052 | -6.158 | -6.3155 | -6.2287 | -6.1506 | -6.2256 | -6.1536 | -6.1755 | -6.1843 | -6.2073 | -6.1462 | -5.3337 | -6.3928 | -6.3716 | -6.2861 | -6.2085 | 0 | 0 | 0 | 0 | 0 | 0 | 0 | 0
7 | 340 | 344 | 340 344 Aerosole Duct Sealing / Hospital | 0 | 0 | 0 | 0 | 0 | -4.1082 | -4.2054 | -4.1082 | -4.2133 | -4.1555 | -4.1028 | -4.1536 | -4.1055 | -4.1201 | -4.126 | -4.1414 | -4.1006 | 0 | 0 | 0 | 0 | 0 | 0 | 0 | 0 | 0 | 0 | 0 | 0 | 0
7 | 340 | 345 | 340 345 Duct/Pipe Insulation / Hospital | 0 | 0 | 0 | 0 | 0 | -1.024 | -1.0476 | -1.0243 | -1.0507 | -1.0366 | -1.0234 | -1.0361 | 0 | 0 | 0 | 0 | 0 | 0 | 0 | 0 | 0 | 0 | 0 | 0 | 0 | 0 | 0 | 0 | 0 | 0
7 | 340 | 349 | 340 349 Ceiling Insulation / Hospital | 0 | 0 | 0 | 0 | 0 | -36.4123 | -37.2788 | -36.4086 | -37.3392 | -36.824 | -36.3565 | -824.3762 | -36.3801 | -36.51 | -36.5618 | -36.7 | -36.3391 | -24.3362 | -37.7981 | -37.6738 | -37.1658 | -36.7102 | 0 | 0 | 0 | 0 | 0 | 0 | 0 | 0
7 | 340 | 351 | 340 351 Cool Roof - DX / Hospital | 0 | 0 | 0 | 0 | 0 | -38.8705 | -39.7957 | -38.8666 | -39.86 | -39.3098 | -38.811 | -39.2903 | -38.8359 | -38.9746 | -39.03 | -39.1777 | -38.7937 | 0 | 0 | 0 | 0 | 0 | 0 | 0 | 0 | 0 | 0 | 0 | 0 | 0
7 | 360 | 361 | 360 361 HE PTAC, EER=9.6, 1 ton / Hospital | 0 | 0 | 0 | 0 | 0 | -24.2004 | -24.7774 | -24.198 | -24.8168 | -24.4744 | -24.1647 | -24.4622 | -24.1794 | -24.2656 | -24.3003 | -24.3919 | -24.1521 | 0 | 0 | 0 | 0 | 0 | 0 | 0 | 0 | 0 | 0 | 0 | 0 | 0
7 | 400 | 402 | 400 402 Variable Speed Drive Control / Hospital | 0 | 0 | 0 | 0 | 0 | -4.3387 | -4.4427 | -4.3387 | -4.4498 | -4.3889 | -4.3342 | -4.3867 | -4.3357 | -4.3511 | -4.3574 | -4.3735 | -4.3306 | 0 | 0 | 0 | 0 | 0 | 0 | 0 | 0 | 0 | 0 | 0 | 0 | 0
7 | 400 | 403 | 400 403 Air Handler Optimization / Hospital | 0 | 0 | 0 | 0 | 0 | -1.3714 | -1.4046 | -1.3717 | -1.407 | -1.3882 | 0 | 0 | 0 | 0 | 0 | 0 | 0 | 0 | 0 | 0 | 0 | 0 | 0 | 0 | 0 | 0 | 0 | 0 | 0 | 0
7 | 400 | 404 | 400 404 Electronically Commutated Motors (ECM) on an Air Handler Unit / Hospital | 0 | 0 | 0 | 0 | 0 | -1.9366 | -1.982 | -1.9368 | -1.9865 | -1.9597 | -1.9346 | -1.9585 | -1.9358 | -1.9426 | -1.9456 | -1.9524 | -1.9321 | 0 | 0 | 0 | 0 | 0 | 0 | 0 | 0 | 0 | 0 | 0 | 0 | 0
7 | 400 | 405 | 400 405 Demand Control Ventilation (DCV) / Hospital | 0 | 0 | 0 | 0 | 0 | -17.1016 | -17.5083 | -17.1001 | -17.5375 | -17.2956 | -17.0761 | -17.2869 | -17.0872 | -17.1482 | -17.1726 | -17.2371 | -17.0676 | 0 | 0 | 0 | 0 | 0 | 0 | 0 | 0 | 0 | 0 | 0 | 0 | 0
7 | 400 | 406 | 400 406 Energy Recovery Ventilation (ERV) / Hospital | 0 | 0 | 0 | 0 | 0 | -7.8161 | -8.0027 | -7.8156 | -8.0157 | -7.9055 | -7.8061 | -7.9014 | -7.8101 | -7.8376 | -7.8491 | -7.8784 | -7.8008 | -5.0347 | -8.1138 | -8.0872 | -7.9783 | -7.8801 | 0 | 0 | 0 | 0 | 0 | 0 | 0 | 0
7 | 600 | 603 | 600 603 Heat Pump Water Heater (air source) / Hospital | 0 | 0 | 0 | 0 | 0 | -2.6596 | -2.7224 | -2.6598 | -2.7278 | -2.6909 | -2.6567 | -2.6895 | -2.6582 | -2.6677 | -2.6716 | -2.6812 | -2.6548 | 0 | 0 | 0 | 0 | 0 | 0 | 0 | 0 | 0 | 0 | 0 | 0 | 0
7 | 600 | 606 | 600 606 Demand controlled circulating systems / Hospital | 0 | 0 | 0 | 0 | 0 | -0.18849 | -0.19363 | -0.189 | -0.19391 | -0.19165 | -0.19043 | -0.19189 | -0.18945 | -0.18994 | -0.19019 | -0.19067 | -0.18994 | 0 | 0 | 0 | 0 | 0 | 0 | 0 | 0 | 0 | 0 | 0 | 0 | 0
7 | 600 | 608 | 600 608 Heat Recovery Unit / Hospital | 0 | 0 | 0 | 0 | 0 | -2.9241 | -2.9942 | -2.9243 | -2.9991 | -2.9582 | -2.9219 | -2.9568 | 0 | 0 | 0 | 0 | 0 | 0 | 0 | 0 | 0 | 0 | 0 | 0 | 0 | 0 | 0 | 0 | 0 | 0
7 | 600 | 609 | 600 609 Heat Trap / Hospital | 0 | 0 | 0 | 0 | 0 | -0.34293 | -0.35062 | -0.34341 | -0.35211 | -0.3479 | -0.34351 | -0.3479 | 0 | 0 | 0 | 0 | 0 | 0 | 0 | 0 | 0 | 0 | 0 | 0 | 0 | 0 | 0 | 0 | 0 | 0
7 | 600 | 610 | 600 610 Hot Water Pipe Insulation / Hospital | 0 | 0 | 0 | 0 | 0 | -0.073883 | -0.075958 | -0.074371 | -0.076294 | -0.075867 | -0.075867 | -0.075684 | -0.074707 | -0.074951 | -0.075195 | -0.074951 | -0.074219 | 0 | 0 | 0 | 0 | 0 | 0 | 0 | 0 | 0 | 0 | 0 | 0 | 0
7 | 700 | 701 | 700 701 PC Manual Power Management Enabling / Hospital | 0 | 0 | 0 | 0 | 0 | -0.40614 | 0 | 0 | 0 | 0 | 0 | 0 | 0 | 0 | 0 | 0 | 0 | 0 | 0 | 0 | 0 | 0 | 0 | 0 | 0 | 0 | 0 | 0 | 0 | 0
7 | 700 | 702 | 700 702 PC Network Power Management Enabling / Hospital | 0 | 0 | 0 | 0 | 0 | -0.40614 | 0 | 0 | 0 | 0 | 0 | 0 | 0 | 0 | 0 | 0 | 0 | 0 | 0 | 0 | 0 | 0 | 0 | 0 | 0 | 0 | 0 | 0 | 0 | 0
7 | 710 | 711 | 710 711 Energy Star or Better Monitor / Hospital | 0 | 0 | 0 | 0 | 0 | -0.58511 | 0 | 0 | 0 | 0 | 0 | 0 | 0 | 0 | 0 | 0 | 0 | 0 | 0 | 0 | 0 | 0 | 0 | 0 | 0 | 0 | 0 | 0 | 0 | 0
7 | 710 | 712 | 710 712 Monitor Power Management Enabling / Hospital | 0 | 0 | 0 | 0 | 0 | -0.3826 | 0 | 0 | 0 | 0 | 0 | 0 | 0 | 0 | 0 | 0 | 0 | 0 | 0 | 0 | 0 | 0 | 0 | 0 | 0 | 0 | 0 | 0 | 0 | 0
7 | 720 | 722 | 720 722 Monitor Power Management Enabling / Hospital | 0 | 0 | 0 | 0 | 0 | 0 | 0 | 0 | 0 | 0 | 0 | 0 | 0 | 0 | 0 | 0 | 0 | 0 | 0 | 0 | 0 | 0 | 0 | 0 | 0 | 0 | 0 | 0 | 0 | 0
7 | 730 | 732 | 730 732 Copier Power Management Enabling / Hospital | 0 | 0 | 0 | 0 | 0 | -0.029327 | -0.029327 | -0.029938 | 0 | 0 | 0 | 0 | 0 | 0 | 0 | 0 | 0 | 0 | 0 | 0 | 0 | 0 | 0 | 0 | 0 | 0 | 0 | 0 | 0 | 0
7 | 740 | 741 | 740 741 Printer Power Management Enabling / Hospital | 0 | 0 | 0 | 0 | 0 | -0.3909 | -0.40067 | 0 | 0 | 0 | 0 | 0 | 0 | 0 | 0 | 0 | 0 | 0 | 0 | 0 | 0 | 0 | 0 | 0 | 0 | 0 | 0 | 0 | 0 | 0
7 | 800 | 801 | 800 801 Convection Oven / Hospital | 0 | 0 | 0 | 0 | 0 | -0.12186 | -0.12405 | -0.12234 | -0.12561 | -0.12445 | -0.12256 | -0.12427 | 0 | 0 | 0 | 0 | 0 | 0 | 0 | 0 | 0 | 0 | 0 | 0 | 0 | 0 | 0 | 0 | 0 | 0
7 | 810 | 811 | 810 811 Efficient Fryer / Hospital | 0 | 0 | 0 | 0 | 0 | -0.02005 | -0.021027 | -0.020538 | -0.021057 | -0.021423 | -0.022217 | -0.021484 | 0 | 0 | 0 | 0 | 0 | 0 | 0 | 0 | 0 | 0 | 0 | 0 | 0 | 0 | 0 | 0 | 0 | 0
7 | 900 | 901 | 900 901 Vending Misers (cooled machines only) / Hospital | 0 | 0 | 0 | 0 | 0 | -0.065704 | -0.067657 | -0.066193 | -0.067993 | -0.067627 | -0.067871 | -0.067627 | 0 | 0 | 0 | 0 | 0 | 0 | 0 | 0 | 0 | 0 | 0 | 0 | 0 | 0 | 0 | 0 | 0 | 0
8 | 110 | 111 | 110 111 Premium T8, Elecctronic Ballast / Other Healthcare | 0 | 0 | 0 | 0 | 0 | -9.673 | -9.9026 | -9.6724 | -9.9197 | -9.7832 | -9.6589 | -9.7783 | -9.665 | -9.6997 | -9.7134 | -9.7498 | -9.6538 | -8.5237 | -10.0413 | -10.0083 | -9.8735 | 0 | 0 | 0 | 0 | 0 | 0 | 0 | 0 | 0
8 | 110 | 114 | 110 114 Continuous Dimming / Other Healthcare | 0 | 0 | 0 | 0 | 0 | -15.0083 | -15.3653 | -15.0072 | -15.3909 | -15.1786 | -14.9861 | -15.1711 | -14.9959 | -15.0493 | -15.0708 | 0 | 0 | 0 | 0 | 0 | 0 | 0 | 0 | 0 | 0 | 0 | 0 | 0 | 0 | 0
8 | 110 | 115 | 110 115 Lighting Control Tuneup / Other Healthcare | 0 | 0 | 0 | 0 | 0 | -1.6112 | -1.649 | -1.6117 | 0 | 0 | 0 | 0 | 0 | 0 | 0 | 0 | 0 | 0 | 0 | 0 | 0 | 0 | 0 | 0 | 0 | 0 | 0 | 0 | 0 | 0
8 | 120 | 121 | 120 121 ROB Premium T8, 1EB / Other Healthcare | 0 | 0 | 0 | 0 | 0 | -4.1807 | -4.2796 | -4.1807 | -4.2877 | -4.2289 | -4.1753 | -4.2271 | -4.178 | -4.1929 | -4.199 | -4.2144 | -4.1716 | -3.6829 | -4.3391 | -4.3245 | -4.2666 | 0 | 0 | 0 | 0 | 0 | 0 | 0 | 0 | 0
8 | 120 | 122 | 120 122 ROB Premium T8, EB, Reflector / Other Healthcare | 0 | 0 | 0 | 0 | 0 | -16.8853 | -17.2867 | -16.8838 | -17.3152 | -17.0766 | -16.8599 | -17.0681 | -16.8709 | -16.9309 | -16.9551 | -17.019 | -16.8516 | -14.8777 | -17.5281 | -17.4702 | -17.2349 | 0 | 0 | 0 | 0 | 0 | 0 | 0 | 0 | 0
8 | 120 | 123 | 120 123 Occupancy Sensor / Other Healthcare | 0 | 0 | 0 | 0 | 0 | -5.7088 | -5.8443 | -5.7086 | -5.8549 | -5.7744 | -5.7009 | -5.7715 | -5.7046 | 0 | 0 | 0 | 0 | 0 | 0 | 0 | 0 | 0 | 0 | 0 | 0 | 0 | 0 | 0 | 0 | 0
8 | 120 | 124 | 120 124 Lighting Control Tuneup / Other Healthcare | 0 | 0 | 0 | 0 | 0 | -0.95145 | -0.97342 | -0.95181 | 0 | 0 | 0 | 0 | 0 | 0 | 0 | 0 | 0 | 0 | 0 | 0 | 0 | 0 | 0 | 0 | 0 | 0 | 0 | 0 | 0 | 0
8 | 130 | 131 | 130 131 CFL Screw-in 18W / Other Healthcare | 0 | 0 | 0 | 0 | 0 | 0 | 0 | 0 | 0 | 0 | 0 | 0 | 0 | 0 | 0 | 0 | 0 | 0 | 0 | 0 | 0 | 0 | 0 | 0 | 0 | 0 | 0 | 0 | 0 | 0
8 | 150 | 151 | 150 151 PSMH, 250W, magnetic ballast / Other Healthcare | 0 | 0 | 0 | 0 | 0 | -12.2611 | -12.5525 | -12.2602 | -12.5738 | -12.4006 | -12.2429 | -12.3943 | -12.251 | -12.2947 | 0 | 0 | 0 | 0 | 0 | 0 | 0 | 0 | 0 | 0 | 0 | 0 | 0 | 0 | 0 | 0
8 | 150 | 152 | 150 152 PSMH, 250 W, electronic ballast / Other Healthcare | 0 | 0 | 0 | 0 | 0 | -14.1742 | -14.5125 | -14.1731 | -14.5352 | -14.335 | -14.1542 | -14.3281 | -14.1621 | -14.2129 | 0 | 0 | 0 | 0 | 0 | 0 | 0 | 0 | 0 | 0 | 0 | 0 | 0 | 0 | 0 | 0
8 | 150 | 153 | 150 153 High Bay T5 / Other Healthcare | 0 | 0 | 0 | 0 | 0 | -23.3837 | -23.94 | -23.3815 | -23.9791 | -23.6484 | -23.3484 | -23.6367 | -23.3633 | -23.4468 | 0 | 0 | 0 | 0 | 0 | 0 | 0 | 0 | 0 | 0 | 0 | 0 | 0 | 0 | 0 | 0
8 | 160 | 161 | 160 161 LED Exit Sign / Other Healthcare | 0 | 0 | 0 | 0 | 0 | -0.055084 | -0.055695 | -0.055573 | -0.057251 | -0.056824 | -0.056152 | -0.056885 | -0.056152 | -0.056152 | -0.056396 | -0.056152 | -0.055664 | -0.04126 | 0 | 0 | 0 | 0 | 0 | 0 | 0 | 0 | 0 | 0 | 0 | 0
8 | 200 | 201 | 200 201 High Pressure Sodium 250W Lamp / Other Healthcare | 0 | 0 | 0 | 0 | 0 | -0.13821 | -0.14212 | 0 | 0 | 0 | 0 | 0 | 0 | 0 | 0 | 0 | 0 | 0 | 0 | 0 | 0 | 0 | 0 | 0 | 0 | 0 | 0 | 0 | 0 | 0
8 | 200 | 202 | 200 202 Outdoor Lighting Controls (Photocell/Timeclock) / Other Healthcare | 0 | 0 | 0 | 0 | 0 | -0.10892 | -0.11209 | 0 | 0 | 0 | 0 | 0 | 0 | 0 | 0 | 0 | 0 | 0 | 0 | 0 | 0 | 0 | 0 | 0 | 0 | 0 | 0 | 0 | 0 | 0
8 | 210 | 211 | 210 211 Outdoor Lighting Controls (Photocell/Timeclock) / Other Healthcare | 0 | 0 | 0 | 0 | 0 | -0.11832 | -0.12161 | 0 | 0 | 0 | 0 | 0 | 0 | 0 | 0 | 0 | 0 | 0 | 0 | 0 | 0 | 0 | 0 | 0 | 0 | 0 | 0 | 0 | 0 | 0
8 | 300 | 301 | 300 301 Centrifugal Chiller, 0.51 kW/ton, 500 tons / Other Healthcare | 0 | 0 | 0 | 0 | 0 | -3.1746 | -3.2505 | -3.1747 | -3.256 | -3.2114 | -3.1718 | -3.2097 | -3.1726 | -3.1838 | -3.1885 | -3.2002 | -3.1675 | -2.7915 | -3.2944 | -3.2834 | -3.2395 | -3.1992 | 0 | 0 | 0 | 0 | 0 | 0 | 0 | 0
8 | 300 | 302 | 300 302 High Efficiency Chiller Motors / Other Healthcare | 0 | 0 | 0 | 0 | 0 | -0.63785 | -0.65237 | -0.63834 | -0.6546 | -0.64624 | -0.63788 | -0.64575 | -0.63818 | -0.64062 | -0.6416 | -0.64331 | -0.63696 | -0.57007 | -0.66235 | -0.66016 | -0.65161 | -0.64307 | 0 | 0 | 0 | 0 | 0 | 0 | 0 | 0
8 | 300 | 304 | 300 304 EMS - Chiller / Other Healthcare | 0 | 0 | 0 | 0 | 0 | -2.112 | -2.1617 | -2.1123 | -2.1664 | -2.1371 | -2.1099 | -2.136 | 0 | 0 | 0 | 0 | 0 | 0 | 0 | 0 | 0 | 0 | 0 | 0 | 0 | 0 | 0 | 0 | 0 | 0
8 | 300 | 305 | 300 305 Chiller Tune Up/Diagnostics / Other Healthcare | 0 | 0 | 0 | 0 | 0 | -7.2859 | -7.459 | -7.2858 | -7.472 | -7.3693 | -7.2759 | -7.3657 | 0 | 0 | 0 | 0 | 0 | 0 | 0 | 0 | 0 | 0 | 0 | 0 | 0 | 0 | 0 | 0 | 0 | 0
8 | 300 | 306 | 300 306 VSD for Chiller Pumps and Towers / Other Healthcare | 0 | 0 | 0 | 0 | 0 | -1.9939 | -2.0408 | -1.9942 | -2.0453 | -2.0176 | -1.9919 | -2.0166 | -1.9932 | -2.0002 | -2.0029 | -2.0103 | -1.9905 | 0 | 0 | 0 | 0 | 0 | 0 | 0 | 0 | 0 | 0 | 0 | 0 | 0
8 | 300 | 307 | 300 307 EMS Optimization / Other Healthcare | 0 | 0 | 0 | 0 | 0 | -0.54654 | -0.56009 | 0 | 0 | 0 | 0 | 0 | 0 | 0 | 0 | 0 | 0 | 0 | 0 | 0 | 0 | 0 | 0 | 0 | 0 | 0 | 0 | 0 | 0 | 0
8 | 300 | 308 | 300 308 Aerosole Duct Sealing / Other Healthcare | 0 | 0 | 0 | 0 | 0 | -1.1059 | -1.1326 | -1.1062 | -1.1346 | -1.1193 | -1.1064 | -1.1189 | -1.106 | -1.1099 | -1.1113 | -1.1152 | -1.104 | 0 | 0 | 0 | 0 | 0 | 0 | 0 | 0 | 0 | 0 | 0 | 0 | 0
8 | 300 | 309 | 300 309 Duct/Pipe Insulation / Other Healthcare | 0 | 0 | 0 | 0 | 0 | -0.38614 | -0.39481 | -0.38663 | -0.39685 | -0.39178 | -0.38672 | -0.3916 | 0 | 0 | 0 | 0 | 0 | 0 | 0 | 0 | 0 | 0 | 0 | 0 | 0 | 0 | 0 | 0 | 0 | 0
8 | 300 | 311 | 300 311 Window Film (Standard) / Other Healthcare | 0 | 0 | 0 | 0 | 0 | -2.1494 | -2.2012 | -2.1497 | -2.205 | -2.175 | -2.1484 | -2.1738 | 0 | 0 | 0 | 0 | 0 | 0 | 0 | 0 | 0 | 0 | 0 | 0 | 0 | 0 | 0 | 0 | 0 | 0
8 | 300 | 313 | 300 313 Ceiling Insulation / Other Healthcare | 0 | 0 | 0 | 0 | 0 | -9.8157 | -10.0501 | -9.8151 | -10.066 | -9.9274 | -9.8027 | -9.9226 | -9.8076 | -9.8428 | -9.8567 | -9.8938 | -9.7964 | -6.5605 | -10.1895 | -10.156 | -10.0193 | -9.896 | 0 | 0 | 0 | 0 | 0 | 0 | 0 | 0
8 | 300 | 314 | 300 314 Roof Insulation / Other Healthcare | 0 | 0 | 0 | 0 | 0 | -2.3367 | -2.3929 | -2.3369 | -2.3969 | -2.3643 | -2.3354 | -2.363 | -2.3357 | -2.344 | -2.3472 | -2.3557 | -2.3325 | -1.8069 | -2.426 | -2.4177 | -2.3855 | -2.356 | 0 | 0 | 0 | 0 | 0 | 0 | 0 | 0
8 | 300 | 317 | 300 317 Thermal Energy Storage (TES) Positive / Other Healthcare | 0 | 0 | 0 | 0 | 0 | -2.2454 | -2.2984 | -2.2456 | -2.3033 | -2.2719 | -2.2432 | -2.2708 | -2.2444 | -2.2524 | -2.2559 | -2.2639 | -2.2415 | -2.6946 | -2.3313 | -2.3235 | -2.2925 | -2.2639 | -2.2466 | -2.259 | -2.2415 | -2.2524 | -2.2627 | -2.2461 | -2.689 | -2.3442
8 | 300 | 317 | 300 317 Thermal Energy Storage (TES) Negative / Other Healthcare | 0 | 0 | 0 | 0 | 0 | 0 | 0 | 0 | 0 | 0 | 0 | 0 | 0 | 0 | 0 | 0 | 0 | 0 | 0 | 0 | 0 | 0 | 0 | 0 | 0 | 0 | 0 | 0 | 0 | 0
8 | 320 | 321 | 320 321 DX Packaged System, EER=10.9, 10 tons / Other Healthcare | 0 | 0 | 0 | 0 | 0 | -3.963 | -4.0579 | -3.963 | -4.0646 | -4.009 | -3.9592 | -4.0071 | -3.9604 | -3.9746 | -3.9805 | -3.9951 | -3.9556 | 0 | 0 | 0 | 0 | 0 | 0 | 0 | 0 | 0 | 0 | 0 | 0 | 0
8 | 320 | 322 | 320 322 Hybrid Dessicant-DX System (Trane CDQ) / Other Healthcare | 0 | 0 | 0 | 0 | 0 | -8.9207 | -9.1324 | -8.9202 | -9.1483 | -9.0222 | -8.9077 | -9.0178 | -8.9136 | -8.9453 | -8.958 | -8.9915 | -8.9031 | 0 | 0 | 0 | 0 | 0 | 0 | 0 | 0 | 0 | 0 | 0 | 0 | 0
8 | 320 | 323 | 320 323 Geothermal Heat Pump, EER=13, 10 tons / Other Healthcare | 0 | 0 | 0 | 0 | 0 | -4.6464 | -4.7564 | -4.6464 | -4.7653 | -4.6999 | -4.6401 | -4.6978 | -4.6431 | -4.6597 | -4.6665 | -4.6838 | -4.6365 | 0 | 0 | 0 | 0 | 0 | 0 | 0 | 0 | 0 | 0 | 0 | 0 | 0
8 | 320 | 326 | 320 326 DX Tune Up/ Advanced Diagnostics / Other Healthcare | 0 | 0 | 0 | 0 | 0 | -2.4256 | -2.4839 | -2.4258 | -2.4879 | -2.4541 | -2.424 | -2.4529 | 0 | 0 | 0 | 0 | 0 | 0 | 0 | 0 | 0 | 0 | 0 | 0 | 0 | 0 | 0 | 0 | 0 | 0
8 | 320 | 327 | 320 327 DX Coil Cleaning / Other Healthcare | 0 | 0 | 0 | 0 | 0 | -6.9117 | -7.0769 | 0 | 0 | 0 | 0 | 0 | 0 | 0 | 0 | 0 | 0 | 0 | 0 | 0 | 0 | 0 | 0 | 0 | 0 | 0 | 0 | 0 | 0 | 0
8 | 320 | 329 | 320 329 Aerosole Duct Sealing / Other Healthcare | 0 | 0 | 0 | 0 | 0 | -1.7587 | -1.7998 | -1.7591 | -1.804 | -1.7798 | -1.757 | -1.7791 | -1.7581 | -1.7644 | -1.7668 | -1.7732 | -1.7556 | 0 | 0 | 0 | 0 | 0 | 0 | 0 | 0 | 0 | 0 | 0 | 0 | 0
8 | 320 | 330 | 320 330 Duct/Pipe Insulation / Other Healthcare | 0 | 0 | 0 | 0 | 0 | -0.63785 | -0.65237 | -0.63834 | -0.6546 | -0.64624 | -0.63788 | -0.64575 | 0 | 0 | 0 | 0 | 0 | 0 | 0 | 0 | 0 | 0 | 0 | 0 | 0 | 0 | 0 | 0 | 0 | 0
8 | 320 | 334 | 320 334 Ceiling Insulation / Other Healthcare | 0 | 0 | 0 | 0 | 0 | -15.5934 | -15.9654 | -15.5922 | -15.9908 | -15.7705 | -15.5712 | -15.7624 | -15.5803 | -15.636 | -15.6582 | -15.717 | -15.5613 | -10.4216 | -16.186 | -16.1326 | -15.9153 | -15.7197 | 0 | 0 | 0 | 0 | 0 | 0 | 0 | 0
8 | 320 | 335 | 320 335 Roof Insulation / Other Healthcare | 0 | 0 | 0 | 0 | 0 | -3.8813 | -3.9742 | -3.8813 | -3.9806 | -3.926 | -3.8774 | -3.9243 | -3.8787 | -3.8926 | -3.8982 | -3.9124 | -3.8728 | -2.9531 | -4.0281 | -4.0146 | -3.9609 | -3.9119 | 0 | 0 | 0 | 0 | 0 | 0 | 0 | 0
8 | 340 | 344 | 340 344 Aerosole Duct Sealing / Other Healthcare | 0 | 0 | 0 | 0 | 0 | -1.7985 | -1.8418 | -1.7987 | -1.8448 | -1.82 | -1.7978 | -1.8191 | -1.7979 | -1.8042 | -1.8069 | -1.8132 | -1.7942 | 0 | 0 | 0 | 0 | 0 | 0 | 0 | 0 | 0 | 0 | 0 | 0 | 0
8 | 340 | 345 | 340 345 Duct/Pipe Insulation / Other Healthcare | 0 | 0 | 0 | 0 | 0 | -0.64481 | -0.65945 | -0.64517 | -0.66193 | -0.65332 | -0.64502 | -0.65308 | 0 | 0 | 0 | 0 | 0 | 0 | 0 | 0 | 0 | 0 | 0 | 0 | 0 | 0 | 0 | 0 | 0 | 0
8 | 340 | 349 | 340 349 Ceiling Insulation / Other Healthcare | 0 | 0 | 0 | 0 | 0 | -15.9422 | -16.3211 | -15.9408 | -16.3483 | -16.123 | -15.9182 | -16.115 | -15.9285 | -15.9854 | -16.0081 | -16.0686 | -15.9104 | -10.6555 | -16.5491 | -16.4946 | -16.2722 | -16.0725 | 0 | 0 | 0 | 0 | 0 | 0 | 0 | 0
8 | 340 | 351 | 340 351 Cool Roof - DX / Other Healthcare | 0 | 0 | 0 | 0 | 0 | -17.0163 | -17.4221 | -17.0148 | -17.4498 | -17.2092 | -16.9919 | -17.2007 | -17.0017 | -17.0623 | -17.0867 | -17.1511 | -16.9824 | 0 | 0 | 0 | 0 | 0 | 0 | 0 | 0 | 0 | 0 | 0 | 0 | 0
8 | 360 | 361 | 360 361 HE PTAC, EER=9.6, 1 ton / Other Healthcare | 0 | 0 | 0 | 0 | 0 | -10.5927 | -10.8443 | -10.592 | -10.8627 | -10.7131 | -10.5771 | -10.708 | -10.584 | -10.6218 | -10.637 | -10.677 | -10.573 | 0 | 0 | 0 | 0 | 0 | 0 | 0 | 0 | 0 | 0 | 0 | 0 | 0
8 | 400 | 402 | 400 402 Variable Speed Drive Control / Other Healthcare | 0 | 0 | 0 | 0 | 0 | -1.1128 | -1.1387 | -1.1132 | -1.142 | -1.1266 | -1.1123 | -1.126 | -1.1128 | -1.1167 | -1.1187 | -1.1223 | -1.1111 | 0 | 0 | 0 | 0 | 0 | 0 | 0 | 0 | 0 | 0 | 0 | 0 | 0
8 | 400 | 403 | 400 403 Air Handler Optimization / Other Healthcare | 0 | 0 | 0 | 0 | 0 | -0.3511 | -0.36014 | -0.35159 | -0.36066 | -0.35614 | 0 | 0 | 0 | 0 | 0 | 0 | 0 | 0 | 0 | 0 | 0 | 0 | 0 | 0 | 0 | 0 | 0 | 0 | 0 | 0
8 | 400 | 404 | 400 404 Electronically Commutated Motors (ECM) on an Air Handler Unit / Other Healthcare | 0 | 0 | 0 | 0 | 0 | -1.6336 | -1.6717 | -1.6338 | -1.6756 | -1.6531 | -1.6321 | -1.6523 | -1.6331 | -1.6389 | -1.6414 | -1.6472 | -1.6306 | 0 | 0 | 0 | 0 | 0 | 0 | 0 | 0 | 0 | 0 | 0 | 0 | 0
8 | 400 | 405 | 400 405 Demand Control Ventilation (DCV) / Other Healthcare | 0 | 0 | 0 | 0 | 0 | -4.4113 | -4.5169 | -4.4113 | -4.524 | -4.4621 | -4.4065 | -4.46 | -4.4082 | -4.4241 | -4.4304 | -4.4465 | -4.4028 | 0 | 0 | 0 | 0 | 0 | 0 | 0 | 0 | 0 | 0 | 0 | 0 | 0
8 | 400 | 406 | 400 406 Energy Recovery Ventilation (ERV) / Other Healthcare | 0 | 0 | 0 | 0 | 0 | -2.0138 | -2.0611 | -2.0141 | -2.0655 | -2.0376 | -2.0117 | -2.0369 | -2.0129 | -2.02 | -2.0229 | -2.0303 | -2.0103 | -1.2976 | -2.0908 | -2.0837 | -2.0559 | -2.0303 | 0 | 0 | 0 | 0 | 0 | 0 | 0 | 0
8 | 600 | 603 | 600 603 Heat Pump Water Heater (air source) / Other Healthcare | 0 | 0 | 0 | 0 | 0 | -4.382 | -4.4868 | -4.382 | -4.494 | -4.4326 | -4.3774 | -4.4304 | -4.3789 | -4.3945 | -4.4009 | -4.4172 | -4.3748 | 0 | 0 | 0 | 0 | 0 | 0 | 0 | 0 | 0 | 0 | 0 | 0 | 0
8 | 600 | 606 | 600 606 Demand controlled circulating systems / Other Healthcare | 0 | 0 | 0 | 0 | 0 | -0.30899 | -0.3157 | -0.30948 | -0.3175 | -0.31372 | -0.30957 | -0.31372 | -0.30981 | -0.31079 | -0.31128 | -0.31226 | -0.30884 | 0 | 0 | 0 | 0 | 0 | 0 | 0 | 0 | 0 | 0 | 0 | 0 | 0
8 | 600 | 608 | 600 608 Heat Recovery Unit / Other Healthcare | 0 | 0 | 0 | 0 | 0 | -4.8009 | -4.9146 | -4.8008 | -4.9237 | -4.8561 | -4.7944 | -4.8538 | 0 | 0 | 0 | 0 | 0 | 0 | 0 | 0 | 0 | 0 | 0 | 0 | 0 | 0 | 0 | 0 | 0 | 0
8 | 600 | 609 | 600 609 Heat Trap / Other Healthcare | 0 | 0 | 0 | 0 | 0 | -0.56058 | -0.57327 | -0.56107 | -0.57556 | -0.56812 | -0.56079 | -0.56787 | 0 | 0 | 0 | 0 | 0 | 0 | 0 | 0 | 0 | 0 | 0 | 0 | 0 | 0 | 0 | 0 | 0 | 0
8 | 600 | 610 | 600 610 Hot Water Pipe Insulation / Other Healthcare | 0 | 0 | 0 | 0 | 0 | -0.12186 | -0.12527 | -0.12234 | -0.12561 | -0.12445 | -0.12402 | -0.12427 | -0.1228 | -0.12305 | -0.12329 | -0.12354 | -0.12207 | 0 | 0 | 0 | 0 | 0 | 0 | 0 | 0 | 0 | 0 | 0 | 0 | 0
8 | 700 | 701 | 700 701 PC Manual Power Management Enabling / Other Healthcare | 0 | 0 | 0 | 0 | 0 | -0.40494 | 0 | 0 | 0 | 0 | 0 | 0 | 0 | 0 | 0 | 0 | 0 | 0 | 0 | 0 | 0 | 0 | 0 | 0 | 0 | 0 | 0 | 0 | 0 | 0
8 | 700 | 702 | 700 702 PC Network Power Management Enabling / Other Healthcare | 0 | 0 | 0 | 0 | 0 | -0.40494 | 0 | 0 | 0 | 0 | 0 | 0 | 0 | 0 | 0 | 0 | 0 | 0 | 0 | 0 | 0 | 0 | 0 | 0 | 0 | 0 | 0 | 0 | 0 | 0
8 | 710 | 711 | 710 711 Energy Star or Better Monitor / Other Healthcare | 0 | 0 | 0 | 0 | 0 | -0.58279 | 0 | 0 | 0 | 0 | 0 | 0 | 0 | 0 | 0 | 0 | 0 | 0 | 0 | 0 | 0 | 0 | 0 | 0 | 0 | 0 | 0 | 0 | 0 | 0
8 | 710 | 712 | 710 712 Monitor Power Management Enabling / Other Healthcare | 0 | 0 | 0 | 0 | 0 | -0.3804 | 0 | 0 | 0 | 0 | 0 | 0 | 0 | 0 | 0 | 0 | 0 | 0 | 0 | 0 | 0 | 0 | 0 | 0 | 0 | 0 | 0 | 0 | 0 | 0
8 | 720 | 722 | 720 722 Monitor Power Management Enabling / Other Healthcare | 0 | 0 | 0 | 0 | 0 | 0 | 0 | 0 | 0 | 0 | 0 | 0 | 0 | 0 | 0 | 0 | 0 | 0 | 0 | 0 | 0 | 0 | 0 | 0 | 0 | 0 | 0 | 0 | 0 | 0
8 | 730 | 732 | 730 732 Copier Power Management Enabling / Other Healthcare | 0 | 0 | 0 | 0 | 0 | -0.091461 | -0.094269 | -0.091949 | 0 | 0 | 0 | 0 | 0 | 0 | 0 | 0 | 0 | 0 | 0 | 0 | 0 | 0 | 0 | 0 | 0 | 0 | 0 | 0 | 0 | 0
8 | 740 | 741 | 740 741 Printer Power Management Enabling / Other Healthcare | 0 | 0 | 0 | 0 | 0 | -0.56058 | -0.57449 | 0 | 0 | 0 | 0 | 0 | 0 | 0 | 0 | 0 | 0 | 0 | 0 | 0 | 0 | 0 | 0 | 0 | 0 | 0 | 0 | 0 | 0 | 0
8 | 800 | 801 | 800 801 Convection Oven / Other Healthcare | 0 | 0 | 0 | 0 | 0 | -0.02359 | -0.024445 | -0.024078 | -0.02478 | -0.024902 | -0.025574 | -0.024902 | 0 | 0 | 0 | 0 | 0 | 0 | 0 | 0 | 0 | 0 | 0 | 0 | 0 | 0 | 0 | 0 | 0 | 0
8 | 810 | 811 | 810 811 Efficient Fryer / Other Healthcare | 0 | 0 | 0 | 0 | 0 | -0.001236 | -0.0017395 | -0.0017395 | -0.0020142 | -0.0024414 | -0.0036011 | -0.0024414 | 0 | 0 | 0 | 0 | 0 | 0 | 0 | 0 | 0 | 0 | 0 | 0 | 0 | 0 | 0 | 0 | 0 | 0
8 | 900 | 901 | 900 901 Vending Misers (cooled machines only) / Other Healthcare | 0 | 0 | 0 | 0 | 0 | -0.065704 | -0.067657 | -0.066193 | -0.067993 | -0.067627 | -0.067871 | -0.067627 | 0 | 0 | 0 | 0 | 0 | 0 | 0 | 0 | 0 | 0 | 0 | 0 | 0 | 0 | 0 | 0 | 0 | 0
9 | 110 | 111 | 110 111 Premium T8, Elecctronic Ballast / Warehouse | 0 | 0 | 0 | 0 | 0 | -1.0707 | -1.0967 | -1.0711 | -1.0987 | -1.0839 | -1.0713 | -1.0835 | -1.0708 | -1.0745 | -1.0762 | -1.0798 | -1.0691 | -0.94482 | -1.1118 | -1.1079 | -1.0935 | -1.0796 | 0 | 0 | 0 | 0 | 0 | 0 | 0 | 0
9 | 110 | 114 | 110 114 Continuous Dimming / Warehouse | 0 | 0 | 0 | 0 | 0 | -1.4195 | -1.4524 | -1.4198 | -1.4562 | -1.4365 | -1.4182 | -1.4358 | -1.4192 | -1.4243 | -1.4263 | -1.4312 | 0 | 0 | 0 | 0 | 0 | 0 | 0 | 0 | 0 | 0 | 0 | 0 | 0 | 0
9 | 110 | 115 | 110 115 Lighting Control Tuneup / Warehouse | 0 | 0 | 0 | 0 | 0 | -0.15103 | -0.15408 | -0.15152 | 0 | 0 | 0 | 0 | 0 | 0 | 0 | 0 | 0 | 0 | 0 | 0 | 0 | 0 | 0 | 0 | 0 | 0 | 0 | 0 | 0 | 0
9 | 120 | 121 | 120 121 ROB Premium T8, 1EB / Warehouse | 0 | 0 | 0 | 0 | 0 | -0.46231 | -0.47366 | -0.46278 | -0.47473 | -0.46875 | -0.46381 | -0.46851 | -0.46289 | -0.4646 | -0.46533 | -0.46655 | -0.46191 | -0.40869 | -0.48022 | -0.47852 | -0.47241 | -0.46606 | 0 | 0 | 0 | 0 | 0 | 0 | 0 | 0
9 | 120 | 122 | 120 122 ROB Premium T8, EB, Reflector / Warehouse | 0 | 0 | 0 | 0 | 0 | -1.8711 | -1.9148 | -1.8714 | -1.9192 | -1.8933 | -1.8691 | -1.8923 | -1.8704 | -1.877 | -1.8796 | -1.8865 | -1.8677 | -1.6477 | -1.9426 | -1.936 | -1.9104 | -1.8865 | 0 | 0 | 0 | 0 | 0 | 0 | 0 | 0
9 | 120 | 123 | 120 123 Occupancy Sensor / Warehouse | 0 | 0 | 0 | 0 | 0 | -0.63199 | -0.64749 | -0.63235 | -0.64874 | -0.64038 | -0.63324 | -0.63989 | -0.63257 | -0.63452 | 0 | 0 | 0 | 0 | 0 | 0 | 0 | 0 | 0 | 0 | 0 | 0 | 0 | 0 | 0 | 0
9 | 120 | 124 | 120 124 Lighting Control Tuneup / Warehouse | 0 | 0 | 0 | 0 | 0 | -0.08902 | -0.091583 | -0.089508 | 0 | 0 | 0 | 0 | 0 | 0 | 0 | 0 | 0 | 0 | 0 | 0 | 0 | 0 | 0 | 0 | 0 | 0 | 0 | 0 | 0 | 0
9 | 130 | 131 | 130 131 CFL Screw-in 18W / Warehouse | 0 | 0 | 0 | 0 | 0 | 0 | 0 | 0 | 0 | 0 | 0 | 0 | 0 | 0 | 0 | 0 | 0 | 0 | 0 | 0 | 0 | 0 | 0 | 0 | 0 | 0 | 0 | 0 | 0 | 0
9 | 150 | 151 | 150 151 PSMH, 250W, magnetic ballast / Warehouse | 0 | 0 | 0 | 0 | 0 | -1.1596 | -1.1866 | -1.1599 | -1.1898 | -1.1738 | -1.1589 | -1.1733 | -1.1597 | -1.1638 | -1.1655 | 0 | 0 | 0 | 0 | 0 | 0 | 0 | 0 | 0 | 0 | 0 | 0 | 0 | 0 | 0
9 | 150 | 152 | 150 152 PSMH, 250 W, electronic ballast / Warehouse | 0 | 0 | 0 | 0 | 0 | -1.3422 | -1.3736 | -1.3426 | -1.3771 | -1.3586 | -1.3411 | -1.3579 | -1.342 | -1.3467 | -1.3486 | 0 | 0 | 0 | 0 | 0 | 0 | 0 | 0 | 0 | 0 | 0 | 0 | 0 | 0 | 0
9 | 150 | 153 | 150 153 High Bay T5 / Warehouse | 0 | 0 | 0 | 0 | 0 | -2.5918 | -2.6529 | -2.5919 | -2.6585 | -2.6223 | -2.5888 | -2.6208 | -2.5906 | -2.5996 | -2.6035 | 0 | 0 | 0 | 0 | 0 | 0 | 0 | 0 | 0 | 0 | 0 | 0 | 0 | 0 | 0
9 | 160 | 161 | 160 161 LED Exit Sign / Warehouse | 0 | 0 | 0 | 0 | 0 | -0.001236 | -0.00076294 | -0.0017395 | -0.0020142 | -0.0024414 | -0.0024414 | -0.0024414 | -0.0024414 | -0.0021973 | -0.0024414 | -0.0019531 | -0.0019531 | -0.0019531 | 0 | 0 | 0 | 0 | 0 | 0 | 0 | 0 | 0 | 0 | 0 | 0
9 | 200 | 201 | 200 201 High Pressure Sodium 250W Lamp / Warehouse | 0 | 0 | 0 | 0 | 0 | -0.080841 | -0.083282 | 0 | 0 | 0 | 0 | 0 | 0 | 0 | 0 | 0 | 0 | 0 | 0 | 0 | 0 | 0 | 0 | 0 | 0 | 0 | 0 | 0 | 0 | 0
9 | 200 | 202 | 200 202 Outdoor Lighting Controls (Photocell/Timeclock) / Warehouse | 0 | 0 | 0 | 0 | 0 | -0.063263 | -0.06546 | 0 | 0 | 0 | 0 | 0 | 0 | 0 | 0 | 0 | 0 | 0 | 0 | 0 | 0 | 0 | 0 | 0 | 0 | 0 | 0 | 0 | 0 | 0
9 | 210 | 211 | 210 211 Outdoor Lighting Controls (Photocell/Timeclock) / Warehouse | 0 | 0 | 0 | 0 | 0 | -0.095001 | -0.097687 | 0 | 0 | 0 | 0 | 0 | 0 | 0 | 0 | 0 | 0 | 0 | 0 | 0 | 0 | 0 | 0 | 0 | 0 | 0 | 0 | 0 | 0 | 0
9 | 300 | 301 | 300 301 Centrifugal Chiller, 0.51 kW/ton, 500 tons / Warehouse | 0 | 0 | 0 | 0 | 0 | -0.30789 | -0.3157 | -0.30838 | -0.31622 | -0.3125 | -0.30957 | -0.31226 | -0.30859 | -0.30981 | -0.3103 | -0.31079 | -0.30884 | -0.27124 | -0.32104 | -0.32007 | -0.31592 | -0.31152 | 0 | 0 | 0 | 0 | 0 | 0 | 0 | 0
9 | 300 | 302 | 300 302 High Efficiency Chiller Motors / Warehouse | 0 | 0 | 0 | 0 | 0 | -0.052887 | -0.053253 | -0.05336 | -0.05481 | -0.054443 | -0.05365 | -0.054443 | -0.053711 | -0.053955 | -0.054199 | -0.053711 | -0.054199 | -0.04834 | -0.056396 | -0.056152 | -0.055664 | -0.054443 | 0 | 0 | 0 | 0 | 0 | 0 | 0 | 0
9 | 300 | 304 | 300 304 EMS - Chiller / Warehouse | 0 | 0 | 0 | 0 | 0 | -0.17923 | -0.1841 | -0.1796 | -0.1842 | -0.18237 | -0.18115 | -0.18237 | 0 | 0 | 0 | 0 | 0 | 0 | 0 | 0 | 0 | 0 | 0 | 0 | 0 | 0 | 0 | 0 | 0 | 0
9 | 300 | 305 | 300 305 Chiller Tune Up/Diagnostics / Warehouse | 0 | 0 | 0 | 0 | 0 | -0.70792 | -0.72415 | -0.7084 | -0.72662 | -0.71729 | -0.70801 | -0.7168 | 0 | 0 | 0 | 0 | 0 | 0 | 0 | 0 | 0 | 0 | 0 | 0 | 0 | 0 | 0 | 0 | 0 | 0
9 | 300 | 306 | 300 306 VSD for Chiller Pumps and Towers / Warehouse | 0 | 0 | 0 | 0 | 0 | -0.16983 | -0.17313 | -0.17032 | -0.17462 | -0.17279 | -0.17065 | -0.17285 | -0.17065 | -0.17139 | -0.17163 | -0.17163 | -0.16895 | 0 | 0 | 0 | 0 | 0 | 0 | 0 | 0 | 0 | 0 | 0 | 0 | 0
9 | 300 | 307 | 300 307 EMS Optimization / Warehouse | 0 | 0 | 0 | 0 | 0 | -0.052887 | -0.054474 | 0 | 0 | 0 | 0 | 0 | 0 | 0 | 0 | 0 | 0 | 0 | 0 | 0 | 0 | 0 | 0 | 0 | 0 | 0 | 0 | 0 | 0 | 0
9 | 300 | 308 | 300 308 Aerosole Duct Sealing / Warehouse | 0 | 0 | 0 | 0 | 0 | -0.10648 | -0.10965 | -0.10696 | -0.10992 | -0.10889 | -0.10864 | -0.10889 | -0.10742 | -0.10791 | -0.10815 | -0.10815 | -0.10693 | 0 | 0 | 0 | 0 | 0 | 0 | 0 | 0 | 0 | 0 | 0 | 0 | 0
9 | 300 | 309 | 300 309 Duct/Pipe Insulation / Warehouse | 0 | 0 | 0 | 0 | 0 | -0.031631 | -0.031769 | -0.032257 | -0.03302 | -0.033142 | -0.032654 | -0.033203 | 0 | 0 | 0 | 0 | 0 | 0 | 0 | 0 | 0 | 0 | 0 | 0 | 0 | 0 | 0 | 0 | 0 | 0
9 | 300 | 311 | 300 311 Window Film (Standard) / Warehouse | 0 | 0 | 0 | 0 | 0 | -0.2084 | -0.21268 | -0.20889 | -0.21417 | -0.21191 | -0.20923 | -0.21191 | 0 | 0 | 0 | 0 | 0 | 0 | 0 | 0 | 0 | 0 | 0 | 0 | 0 | 0 | 0 | 0 | 0 | 0
9 | 300 | 313 | 300 313 Ceiling Insulation / Warehouse | 0 | 0 | 0 | 0 | 0 | -0.95364 | -0.97586 | -0.95413 | -0.97864 | -0.96576 | -0.95337 | -0.96533 | -0.95386 | -0.95728 | -0.95874 | -0.96191 | -0.95361 | -0.63867 | -0.9917 | -0.98828 | -0.97534 | -0.96289 | 0 | 0 | 0 | 0 | 0 | 0 | 0 | 0
9 | 300 | 314 | 300 314 Roof Insulation / Warehouse | 0 | 0 | 0 | 0 | 0 | -0.19778 | -0.20193 | -0.19827 | -0.20349 | -0.20136 | -0.19873 | -0.20117 | -0.19873 | -0.19922 | -0.19971 | -0.19995 | -0.198 | -0.16113 | -0.20581 | -0.20508 | -0.20264 | -0.19946 | 0 | 0 | 0 | 0 | 0 | 0 | 0 | 0
9 | 300 | 317 | 300 317 Thermal Energy Storage (TES) Positive / Warehouse | 0 | 0 | 0 | 0 | 0 | -0.19095 | -0.19461 | -0.19144 | -0.19641 | -0.19403 | -0.19165 | -0.19409 | -0.19165 | -0.19238 | -0.19263 | -0.19287 | -0.19092 | -0.22974 | -0.19849 | -0.19775 | -0.19531 | -0.19238 | -0.19116 | -0.19214 | -0.19116 | -0.19189 | -0.19238 | -0.19141 | -0.229 | -0.19971
9 | 300 | 317 | 300 317 Thermal Energy Storage (TES) Negative / Warehouse | 0 | 0 | 0 | 0 | 0 | 0 | 0 | 0 | 0 | 0 | 0 | 0 | 0 | 0 | 0 | 0 | 0 | 0 | 0 | 0 | 0 | 0 | 0 | 0 | 0 | 0 | 0 | 0 | 0 | 0
9 | 320 | 321 | 320 321 DX Packaged System, EER=10.9, 10 tons / Warehouse | 0 | 0 | 0 | 0 | 0 | -0.38504 | -0.39359 | -0.38553 | -0.39563 | -0.39062 | -0.38544 | -0.39038 | -0.38574 | -0.38696 | -0.3877 | -0.38867 | -0.38477 | 0 | 0 | 0 | 0 | 0 | 0 | 0 | 0 | 0 | 0 | 0 | 0 | 0
9 | 320 | 322 | 320 322 Hybrid Dessicant-DX System (Trane CDQ) / Warehouse | 0 | 0 | 0 | 0 | 0 | -0.75955 | -0.77689 | -0.75992 | -0.77942 | -0.76923 | -0.75952 | -0.7688 | -0.75977 | -0.76245 | -0.76367 | -0.76611 | -0.75952 | 0 | 0 | 0 | 0 | 0 | 0 | 0 | 0 | 0 | 0 | 0 | 0 | 0
9 | 320 | 323 | 320 323 Geothermal Heat Pump, EER=13, 10 tons / Warehouse | 0 | 0 | 0 | 0 | 0 | -0.39676 | -0.40555 | -0.39725 | -0.40735 | -0.40234 | -0.39716 | -0.40234 | -0.39746 | -0.39893 | -0.39941 | -0.40063 | -0.39526 | 0 | 0 | 0 | 0 | 0 | 0 | 0 | 0 | 0 | 0 | 0 | 0 | 0
9 | 320 | 326 | 320 326 DX Tune Up/ Advanced Diagnostics / Warehouse | 0 | 0 | 0 | 0 | 0 | -0.20596 | -0.21022 | -0.20645 | -0.21204 | -0.20966 | -0.20673 | -0.20947 | 0 | 0 | 0 | 0 | 0 | 0 | 0 | 0 | 0 | 0 | 0 | 0 | 0 | 0 | 0 | 0 | 0 | 0
9 | 320 | 327 | 320 327 DX Coil Cleaning / Warehouse | 0 | 0 | 0 | 0 | 0 | -0.67177 | -0.68704 | 0 | 0 | 0 | 0 | 0 | 0 | 0 | 0 | 0 | 0 | 0 | 0 | 0 | 0 | 0 | 0 | 0 | 0 | 0 | 0 | 0 | 0 | 0
9 | 320 | 329 | 320 329 Aerosole Duct Sealing / Warehouse | 0 | 0 | 0 | 0 | 0 | -0.16983 | -0.17435 | -0.17032 | -0.17462 | -0.17279 | -0.17181 | -0.17285 | -0.17065 | -0.17139 | -0.17163 | -0.17163 | -0.16992 | 0 | 0 | 0 | 0 | 0 | 0 | 0 | 0 | 0 | 0 | 0 | 0 | 0
9 | 320 | 330 | 320 330 Duct/Pipe Insulation / Warehouse | 0 | 0 | 0 | 0 | 0 | -0.052887 | -0.053253 | -0.05336 | -0.05481 | -0.054443 | -0.05365 | -0.054443 | 0 | 0 | 0 | 0 | 0 | 0 | 0 | 0 | 0 | 0 | 0 | 0 | 0 | 0 | 0 | 0 | 0 | 0
9 | 320 | 334 | 320 334 Ceiling Insulation / Warehouse | 0 | 0 | 0 | 0 | 0 | -1.5177 | -1.5533 | -1.518 | -1.557 | -1.5361 | -1.5163 | -1.5352 | -1.5173 | -1.5227 | -1.5249 | -1.5303 | -1.5151 | -1.0146 | -1.5759 | -1.5706 | -1.5496 | -1.53 | 0 | 0 | 0 | 0 | 0 | 0 | 0 | 0
9 | 320 | 335 | 320 335 Roof Insulation / Warehouse | 0 | 0 | 0 | 0 | 0 | -0.63309 | -0.64871 | -0.63345 | -0.64972 | -0.6413 | -0.63428 | -0.64111 | -0.63354 | -0.63574 | -0.63672 | -0.63867 | -0.63232 | -0.40869 | -0.65747 | -0.65527 | -0.64697 | -0.63843 | 0 | 0 | 0 | 0 | 0 | 0 | 0 | 0
9 | 340 | 344 | 340 344 Aerosole Duct Sealing / Warehouse | 0 | 0 | 0 | 0 | 0 | -0.17447 | -0.17899 | -0.17496 | -0.17957 | -0.17743 | -0.17651 | -0.17749 | -0.17529 | -0.17603 | -0.17627 | -0.17651 | -0.17456 | 0 | 0 | 0 | 0 | 0 | 0 | 0 | 0 | 0 | 0 | 0 | 0 | 0
9 | 340 | 345 | 340 345 Duct/Pipe Insulation / Warehouse | 0 | 0 | 0 | 0 | 0 | -0.052887 | -0.053253 | -0.05336 | -0.05481 | -0.054443 | -0.05365 | -0.054443 | 0 | 0 | 0 | 0 | 0 | 0 | 0 | 0 | 0 | 0 | 0 | 0 | 0 | 0 | 0 | 0 | 0 | 0
9 | 340 | 349 | 340 349 Ceiling Insulation / Warehouse | 0 | 0 | 0 | 0 | 0 | -1.5504 | -1.5879 | -1.5508 | -1.5904 | -1.569 | -1.5502 | -1.5684 | -1.55 | -1.5554 | -1.5579 | -1.5635 | -1.5479 | -1.0366 | -1.6096 | -1.6042 | -1.583 | -1.5632 | 0 | 0 | 0 | 0 | 0 | 0 | 0 | 0
9 | 340 | 351 | 340 351 Cool Roof - DX / Warehouse | 0 | 0 | 0 | 0 | 0 | -1.6557 | -1.6946 | -1.656 | -1.6986 | -1.6755 | -1.6543 | -1.6748 | -1.6553 | -1.6611 | -1.6636 | -1.6694 | -1.6516 | 0 | 0 | 0 | 0 | 0 | 0 | 0 | 0 | 0 | 0 | 0 | 0 | 0
9 | 360 | 361 | 360 361 HE PTAC, EER=9.6, 1 ton / Warehouse | 0 | 0 | 0 | 0 | 0 | -1.031 | -1.0547 | -1.0314 | -1.0577 | -1.0436 | -1.0305 | -1.0432 | -1.031 | -1.0347 | -1.0361 | -1.0396 | -1.0293 | 0 | 0 | 0 | 0 | 0 | 0 | 0 | 0 | 0 | 0 | 0 | 0 | 0
9 | 400 | 402 | 400 402 Variable Speed Drive Control / Warehouse | 0 | 0 | 0 | 0 | 0 | -0.18607 | -0.18997 | -0.18668 | -0.19153 | -0.18939 | -0.18701 | -0.18945 | -0.18701 | -0.18774 | -0.18799 | -0.18823 | -0.1875 | 0 | 0 | 0 | 0 | 0 | 0 | 0 | 0 | 0 | 0 | 0 | 0 | 0
9 | 400 | 403 | 400 403 Air Handler Optimization / Warehouse | 0 | 0 | 0 | 0 | 0 | -0.058624 | -0.060577 | -0.059113 | -0.060669 | -0.060303 | 0 | 0 | 0 | 0 | 0 | 0 | 0 | 0 | 0 | 0 | 0 | 0 | 0 | 0 | 0 | 0 | 0 | 0 | 0 | 0
9 | 400 | 404 | 400 404 Electronically Commutated Motors (ECM) on an Air Handler Unit / Warehouse | 0 | 0 | 0 | 0 | 0 | -0.057526 | -0.058136 | -0.058014 | -0.059387 | -0.059265 | -0.058289 | -0.059326 | -0.05835 | -0.058594 | -0.058838 | -0.058594 | -0.057861 | 0 | 0 | 0 | 0 | 0 | 0 | 0 | 0 | 0 | 0 | 0 | 0 | 0
9 | 400 | 405 | 400 405 Demand Control Ventilation (DCV) / Warehouse | 0 | 0 | 0 | 0 | 0 | -0.51382 | -0.52664 | -0.51419 | -0.5274 | -0.52075 | -0.51532 | -0.52051 | -0.51416 | -0.51611 | -0.51685 | -0.51855 | -0.51318 | 0 | 0 | 0 | 0 | 0 | 0 | 0 | 0 | 0 | 0 | 0 | 0 | 0
9 | 400 | 406 | 400 406 Energy Recovery Ventilation (ERV) / Warehouse | 0 | 0 | 0 | 0 | 0 | -0.23306 | -0.23782 | -0.23343 | -0.23956 | -0.23676 | -0.23358 | -0.23657 | -0.23364 | -0.23462 | -0.23511 | -0.23535 | -0.23413 | -0.15137 | -0.24341 | -0.24243 | -0.2395 | -0.23608 | 0 | 0 | 0 | 0 | 0 | 0 | 0 | 0
9 | 600 | 603 | 600 603 Heat Pump Water Heater (air source) / Warehouse | 0 | 0 | 0 | 0 | 0 | -0.02005 | -0.021027 | -0.020538 | -0.021057 | -0.021423 | -0.022217 | -0.021484 | -0.020996 | -0.020996 | -0.02124 | -0.020752 | -0.019287 | 0 | 0 | 0 | 0 | 0 | 0 | 0 | 0 | 0 | 0 | 0 | 0 | 0
9 | 600 | 606 | 600 606 Demand controlled circulating systems / Warehouse | 0 | 0 | 0 | 0 | 0 | -0.001236 | -0.0017395 | -0.0017395 | -0.0020142 | -0.0024414 | -0.0036011 | -0.0024414 | -0.0024414 | -0.0021973 | -0.0024414 | -0.0019531 | -0.00048828 | 0 | 0 | 0 | 0 | 0 | 0 | 0 | 0 | 0 | 0 | 0 | 0 | 0
9 | 600 | 608 | 600 608 Heat Recovery Unit / Warehouse | 0 | 0 | 0 | 0 | 0 | -0.02005 | -0.021027 | -0.020538 | -0.021057 | -0.021423 | -0.022217 | -0.021484 | 0 | 0 | 0 | 0 | 0 | 0 | 0 | 0 | 0 | 0 | 0 | 0 | 0 | 0 | 0 | 0 | 0 | 0
9 | 600 | 609 | 600 609 Heat Trap / Warehouse | 0 | 0 | 0 | 0 | 0 | -0.001236 | -0.0017395 | -0.0017395 | -0.0020142 | -0.0024414 | -0.0036011 | -0.0024414 | 0 | 0 | 0 | 0 | 0 | 0 | 0 | 0 | 0 | 0 | 0 | 0 | 0 | 0 | 0 | 0 | 0 | 0
9 | 600 | 610 | 600 610 Hot Water Pipe Insulation / Warehouse | 0 | 0 | 0 | 0 | 0 | 0 | 0 | 0 | 0 | 0 | -0.0012207 | 0 | 0 | 0 | 0 | 0 | -0.00048828 | 0 | 0 | 0 | 0 | 0 | 0 | 0 | 0 | 0 | 0 | 0 | 0 | 0
9 | 700 | 701 | 700 701 PC Manual Power Management Enabling / Warehouse | 0 | 0 | 0 | 0 | 0 | -0.095001 | 0 | 0 | 0 | 0 | 0 | 0 | 0 | 0 | 0 | 0 | 0 | 0 | 0 | 0 | 0 | 0 | 0 | 0 | 0 | 0 | 0 | 0 | 0 | 0
9 | 700 | 702 | 700 702 PC Network Power Management Enabling / Warehouse | 0 | 0 | 0 | 0 | 0 | -0.095001 | 0 | 0 | 0 | 0 | 0 | 0 | 0 | 0 | 0 | 0 | 0 | 0 | 0 | 0 | 0 | 0 | 0 | 0 | 0 | 0 | 0 | 0 | 0 | 0
9 | 710 | 711 | 710 711 Energy Star or Better Monitor / Warehouse | 0 | 0 | 0 | 0 | 0 | -0.13577 | 0 | 0 | 0 | 0 | 0 | 0 | 0 | 0 | 0 | 0 | 0 | 0 | 0 | 0 | 0 | 0 | 0 | 0 | 0 | 0 | 0 | 0 | 0 | 0
9 | 710 | 712 | 710 712 Monitor Power Management Enabling / Warehouse | 0 | 0 | 0 | 0 | 0 | -0.087921 | 0 | 0 | 0 | 0 | 0 | 0 | 0 | 0 | 0 | 0 | 0 | 0 | 0 | 0 | 0 | 0 | 0 | 0 | 0 | 0 | 0 | 0 | 0 | 0
9 | 720 | 722 | 720 722 Monitor Power Management Enabling / Warehouse | 0 | 0 | 0 | 0 | 0 | 0 | 0 | 0 | 0 | 0 | 0 | 0 | 0 | 0 | 0 | 0 | 0 | 0 | 0 | 0 | 0 | 0 | 0 | 0 | 0 | 0 | 0 | 0 | 0 | 0
9 | 730 | 732 | 730 732 Copier Power Management Enabling / Warehouse | 0 | 0 | 0 | 0 | 0 | -0.015411 | -0.014923 | -0.0159 | 0 | 0 | 0 | 0 | 0 | 0 | 0 | 0 | 0 | 0 | 0 | 0 | 0 | 0 | 0 | 0 | 0 | 0 | 0 | 0 | 0 | 0
9 | 740 | 741 | 740 741 Printer Power Management Enabling / Warehouse | 0 | 0 | 0 | 0 | 0 | -0.10892 | -0.11087 | 0 | 0 | 0 | 0 | 0 | 0 | 0 | 0 | 0 | 0 | 0 | 0 | 0 | 0 | 0 | 0 | 0 | 0 | 0 | 0 | 0 | 0 | 0
9 | 800 | 801 | 800 801 Convection Oven / Warehouse | 0 | 0 | 0 | 0 | 0 | 0 | 0 | 0 | 0 | 0 | 0 | 0 | 0 | 0 | 0 | 0 | 0 | 0 | 0 | 0 | 0 | 0 | 0 | 0 | 0 | 0 | 0 | 0 | 0 | 0
9 | 810 | 811 | 810 811 Efficient Fryer / Warehouse | 0 | 0 | 0 | 0 | 0 | 0 | 0 | 0 | 0 | 0 | 0 | 0 | 0 | 0 | 0 | 0 | 0 | 0 | 0 | 0 | 0 | 0 | 0 | 0 | 0 | 0 | 0 | 0 | 0 | 0
9 | 900 | 901 | 900 901 Vending Misers (cooled machines only) / Warehouse | 0 | 0 | 0 | 0 | 0 | -0.1171 | -0.11917 | -0.11758 | -0.12073 | -0.11963 | -0.11792 | -0.11963 | 0 | 0 | 0 | 0 | 0 | 0 | 0 | 0 | 0 | 0 | 0 | 0 | 0 | 0 | 0 | 0 | 0 | 0
10 | 110 | 111 | 110 111 Premium T8, Elecctronic Ballast / Hotel or Motel | 0 | 0 | 0 | 0 | 0 | -1.4031 | -1.4358 | -1.4033 | -1.4393 | -1.4199 | -1.4019 | -1.4192 | -1.4028 | -1.4077 | -1.4099 | -1.4146 | -1.3997 | -1.2363 | -1.4556 | -1.4507 | -1.4314 | 0 | 0 | 0 | 0 | 0 | 0 | 0 | 0 | 0
10 | 110 | 114 | 110 114 Continuous Dimming / Hotel or Motel | 0 | 0 | 0 | 0 | 0 | -1.6032 | -1.6407 | -1.6034 | -1.6443 | -1.6223 | -1.6017 | -1.6216 | -1.6025 | -1.6084 | -1.6108 | -1.6165 | 0 | 0 | 0 | 0 | 0 | 0 | 0 | 0 | 0 | 0 | 0 | 0 | 0 | 0
10 | 110 | 115 | 110 115 Lighting Control Tuneup / Hotel or Motel | 0 | 0 | 0 | 0 | 0 | -0.17215 | -0.17679 | -0.17264 | 0 | 0 | 0 | 0 | 0 | 0 | 0 | 0 | 0 | 0 | 0 | 0 | 0 | 0 | 0 | 0 | 0 | 0 | 0 | 0 | 0 | 0
10 | 120 | 121 | 120 121 ROB Premium T8, 1EB / Hotel or Motel | 0 | 0 | 0 | 0 | 0 | -0.60513 | -0.61868 | -0.6055 | -0.62097 | -0.61298 | -0.60516 | -0.61279 | -0.60547 | -0.60767 | -0.60864 | -0.61035 | -0.60425 | -0.53345 | -0.62842 | -0.62622 | -0.61816 | 0 | 0 | 0 | 0 | 0 | 0 | 0 | 0 | 0
10 | 120 | 122 | 120 122 ROB Premium T8, EB, Reflector / Hotel or Motel | 0 | 0 | 0 | 0 | 0 | -2.449 | -2.5078 | -2.4492 | -2.5118 | -2.4778 | -2.4474 | -2.4766 | -2.4478 | -2.4565 | -2.46 | -2.469 | -2.4446 | -2.1584 | -2.5425 | -2.5342 | -2.5002 | 0 | 0 | 0 | 0 | 0 | 0 | 0 | 0 | 0
10 | 120 | 123 | 120 123 Occupancy Sensor / Hotel or Motel | 0 | 0 | 0 | 0 | 0 | -0.82742 | -0.84769 | -0.82779 | -0.84894 | -0.83789 | -0.82831 | -0.83765 | -0.82764 | 0 | 0 | 0 | 0 | 0 | 0 | 0 | 0 | 0 | 0 | 0 | 0 | 0 | 0 | 0 | 0 | 0
10 | 120 | 124 | 120 124 Lighting Control Tuneup / Hotel or Motel | 0 | 0 | 0 | 0 | 0 | -0.10074 | -0.10257 | -0.10123 | 0 | 0 | 0 | 0 | 0 | 0 | 0 | 0 | 0 | 0 | 0 | 0 | 0 | 0 | 0 | 0 | 0 | 0 | 0 | 0 | 0 | 0
10 | 130 | 131 | 130 131 CFL Screw-in 18W / Hotel or Motel | 0 | 0 | 0 | 0 | 0 | 0 | 0 | 0 | 0 | 0 | 0 | 0 | 0 | 0 | 0 | 0 | 0 | 0 | 0 | 0 | 0 | 0 | 0 | 0 | 0 | 0 | 0 | 0 | 0 | 0
10 | 150 | 151 | 150 151 PSMH, 250W, magnetic ballast / Hotel or Motel | 0 | 0 | 0 | 0 | 0 | -1.3094 | -1.3411 | -1.3097 | -1.3433 | -1.3254 | -1.3095 | -1.3247 | -1.3093 | -1.3137 | 0 | 0 | 0 | 0 | 0 | 0 | 0 | 0 | 0 | 0 | 0 | 0 | 0 | 0 | 0 | 0
10 | 150 | 152 | 150 152 PSMH, 250 W, electronic ballast / Hotel or Motel | 0 | 0 | 0 | 0 | 0 | -1.5142 | -1.5496 | -1.5144 | -1.5533 | -1.5324 | -1.5129 | -1.5317 | -1.5139 | -1.519 | 0 | 0 | 0 | 0 | 0 | 0 | 0 | 0 | 0 | 0 | 0 | 0 | 0 | 0 | 0 | 0
10 | 150 | 153 | 150 153 High Bay T5 / Hotel or Motel | 0 | 0 | 0 | 0 | 0 | -3.3921 | -3.4722 | -3.3922 | -3.4791 | -3.4314 | -3.3879 | -3.4297 | -3.3901 | -3.4021 | 0 | 0 | 0 | 0 | 0 | 0 | 0 | 0 | 0 | 0 | 0 | 0 | 0 | 0 | 0 | 0
10 | 160 | 161 | 160 161 LED Exit Sign / Hotel or Motel | 0 | 0 | 0 | 0 | 0 | -0.027008 | -0.028107 | -0.027496 | -0.028381 | -0.028503 | -0.029297 | -0.028564 | -0.028076 | -0.028076 | -0.02832 | -0.027832 | -0.027588 | -0.020264 | 0 | 0 | 0 | 0 | 0 | 0 | 0 | 0 | 0 | 0 | 0 | 0
10 | 200 | 201 | 200 201 High Pressure Sodium 250W Lamp / Hotel or Motel | 0 | 0 | 0 | 0 | 0 | -0.30081 | -0.30862 | 0 | 0 | 0 | 0 | 0 | 0 | 0 | 0 | 0 | 0 | 0 | 0 | 0 | 0 | 0 | 0 | 0 | 0 | 0 | 0 | 0 | 0 | 0
10 | 200 | 202 | 200 202 Outdoor Lighting Controls (Photocell/Timeclock) / Hotel or Motel | 0 | 0 | 0 | 0 | 0 | -0.2377 | -0.24393 | 0 | 0 | 0 | 0 | 0 | 0 | 0 | 0 | 0 | 0 | 0 | 0 | 0 | 0 | 0 | 0 | 0 | 0 | 0 | 0 | 0 | 0 | 0
10 | 210 | 211 | 210 211 Outdoor Lighting Controls (Photocell/Timeclock) / Hotel or Motel | 0 | 0 | 0 | 0 | 0 | -0.11246 | -0.11575 | 0 | 0 | 0 | 0 | 0 | 0 | 0 | 0 | 0 | 0 | 0 | 0 | 0 | 0 | 0 | 0 | 0 | 0 | 0 | 0 | 0 | 0 | 0
10 | 300 | 301 | 300 301 Centrifugal Chiller, 0.51 kW/ton, 500 tons / Hotel or Motel | 0 | 0 | 0 | 0 | 0 | -2.9895 | -3.0613 | -2.9898 | -3.0662 | -3.0244 | -2.9872 | -3.0229 | -2.988 | -2.9985 | -3.0029 | -3.0139 | -2.9841 | -2.6296 | -3.1038 | -3.0935 | -3.052 | -3.0142 | 0 | 0 | 0 | 0 | 0 | 0 | 0 | 0
10 | 300 | 302 | 300 302 High Efficiency Chiller Motors / Hotel or Motel | 0 | 0 | 0 | 0 | 0 | -0.40848 | -0.41873 | -0.40897 | -0.41949 | -0.41431 | -0.41016 | -0.41406 | -0.40918 | -0.41064 | -0.41113 | -0.41235 | -0.4082 | -0.38525 | -0.42432 | -0.42285 | -0.41748 | -0.41187 | 0 | 0 | 0 | 0 | 0 | 0 | 0 | 0
10 | 300 | 304 | 300 304 EMS - Chiller / Hotel or Motel | 0 | 0 | 0 | 0 | 0 | -1.3586 | -1.3904 | -1.3589 | -1.3936 | -1.375 | -1.3574 | -1.3745 | 0 | 0 | 0 | 0 | 0 | 0 | 0 | 0 | 0 | 0 | 0 | 0 | 0 | 0 | 0 | 0 | 0 | 0
10 | 300 | 305 | 300 305 Chiller Tune Up/Diagnostics / Hotel or Motel | 0 | 0 | 0 | 0 | 0 | -6.8625 | -7.0254 | -6.8622 | -7.0377 | -6.9411 | -6.853 | -6.9375 | 0 | 0 | 0 | 0 | 0 | 0 | 0 | 0 | 0 | 0 | 0 | 0 | 0 | 0 | 0 | 0 | 0 | 0
10 | 300 | 306 | 300 306 VSD for Chiller Pumps and Towers / Hotel or Motel | 0 | 0 | 0 | 0 | 0 | -1.2814 | -1.3123 | -1.2818 | -1.3146 | -1.2969 | -1.2814 | -1.2964 | -1.2812 | -1.2859 | -1.2876 | -1.292 | -1.2781 | 0 | 0 | 0 | 0 | 0 | 0 | 0 | 0 | 0 | 0 | 0 | 0 | 0
10 | 300 | 307 | 300 307 EMS Optimization / Hotel or Motel | 0 | 0 | 0 | 0 | 0 | -0.51492 | -0.52664 | 0 | 0 | 0 | 0 | 0 | 0 | 0 | 0 | 0 | 0 | 0 | 0 | 0 | 0 | 0 | 0 | 0 | 0 | 0 | 0 | 0 | 0 | 0
10 | 300 | 308 | 300 308 Aerosole Duct Sealing / Hotel or Motel | 0 | 0 | 0 | 0 | 0 | -1.0414 | -1.0657 | -1.0418 | -1.0687 | -1.0544 | -1.041 | -1.054 | -1.0415 | -1.0452 | -1.0469 | -1.0503 | -1.04 | 0 | 0 | 0 | 0 | 0 | 0 | 0 | 0 | 0 | 0 | 0 | 0 | 0
10 | 300 | 309 | 300 309 Duct/Pipe Insulation / Hotel or Motel | 0 | 0 | 0 | 0 | 0 | -0.24698 | -0.25223 | -0.24747 | -0.25378 | -0.25098 | -0.24756 | -0.25098 | 0 | 0 | 0 | 0 | 0 | 0 | 0 | 0 | 0 | 0 | 0 | 0 | 0 | 0 | 0 | 0 | 0 | 0
10 | 300 | 311 | 300 311 Window Film (Standard) / Hotel or Motel | 0 | 0 | 0 | 0 | 0 | -1.9881 | -2.0347 | -1.9883 | -2.0392 | -2.0117 | -1.9861 | -2.0105 | 0 | 0 | 0 | 0 | 0 | 0 | 0 | 0 | 0 | 0 | 0 | 0 | 0 | 0 | 0 | 0 | 0 | 0
10 | 300 | 313 | 300 313 Ceiling Insulation / Hotel or Motel | 0 | 0 | 0 | 0 | 0 | -9.2425 | -9.4619 | -9.2419 | -9.4781 | -9.3477 | -9.2289 | -9.343 | -9.2349 | -9.2678 | -9.2812 | -9.3159 | -9.2241 | -6.176 | -9.5945 | -9.5627 | -9.4341 | -9.3181 | 0 | 0 | 0 | 0 | 0 | 0 | 0 | 0
10 | 300 | 314 | 300 314 Roof Insulation / Hotel or Motel | 0 | 0 | 0 | 0 | 0 | -1.5013 | -1.5376 | -1.5016 | -1.5401 | -1.5195 | -1.5012 | -1.5188 | -1.501 | -1.5061 | -1.5085 | -1.5139 | -1.4988 | -1.3037 | -1.5588 | -1.5535 | -1.533 | -1.5137 | 0 | 0 | 0 | 0 | 0 | 0 | 0 | 0
10 | 300 | 317 | 300 317 Thermal Energy Storage (TES) Positive / Hotel or Motel | 0 | 0 | 0 | 0 | 0 | -1.4428 | -1.4766 | -1.4431 | -1.4801 | -1.4601 | -1.4417 | -1.4595 | -1.4426 | -1.4475 | -1.45 | -1.4548 | -1.4404 | -1.7322 | -1.498 | -1.4929 | -1.4734 | -1.4546 | -1.4436 | -1.4517 | -1.4404 | -1.4473 | -1.4541 | -1.4434 | -1.7285 | -1.5068
10 | 300 | 317 | 300 317 Thermal Energy Storage (TES) Negative / Hotel or Motel | 0 | 0 | 0 | 0 | 0 | 0 | 0 | 0 | 0 | 0 | 0 | 0 | 0 | 0 | 0 | 0 | 0 | 0 | 0 | 0 | 0 | 0 | 0 | 0 | 0 | 0 | 0 | 0 | 0 | 0
10 | 320 | 321 | 320 321 DX Packaged System, EER=10.9, 10 tons / Hotel or Motel | 0 | 0 | 0 | 0 | 0 | -3.7315 | -3.8208 | -3.7315 | -3.827 | -3.7747 | -3.728 | -3.7729 | -3.729 | -3.7424 | -3.7478 | -3.7615 | -3.7256 | 0 | 0 | 0 | 0 | 0 | 0 | 0 | 0 | 0 | 0 | 0 | 0 | 0
10 | 320 | 322 | 320 322 Hybrid Dessicant-DX System (Trane CDQ) / Hotel or Motel | 0 | 0 | 0 | 0 | 0 | -6.4132 | -6.5664 | -6.413 | -6.577 | -6.4866 | -6.4055 | -6.4834 | -6.4084 | -6.4312 | -6.4404 | -6.4644 | -6.4006 | 0 | 0 | 0 | 0 | 0 | 0 | 0 | 0 | 0 | 0 | 0 | 0 | 0
10 | 320 | 323 | 320 323 Geothermal Heat Pump, EER=13, 10 tons / Hotel or Motel | 0 | 0 | 0 | 0 | 0 | -3.336 | -3.4148 | -3.3361 | -3.4214 | -3.3748 | -3.332 | -3.373 | -3.334 | -3.3457 | -3.3506 | -3.3628 | -3.3298 | 0 | 0 | 0 | 0 | 0 | 0 | 0 | 0 | 0 | 0 | 0 | 0 | 0
10 | 320 | 326 | 320 326 DX Tune Up/ Advanced Diagnostics / Hotel or Motel | 0 | 0 | 0 | 0 | 0 | -1.5597 | -1.5962 | -1.5601 | -1.6002 | -1.5786 | -1.5586 | -1.5779 | 0 | 0 | 0 | 0 | 0 | 0 | 0 | 0 | 0 | 0 | 0 | 0 | 0 | 0 | 0 | 0 | 0 | 0
10 | 320 | 327 | 320 327 DX Coil Cleaning / Hotel or Motel | 0 | 0 | 0 | 0 | 0 | -6.5092 | -6.6646 | 0 | 0 | 0 | 0 | 0 | 0 | 0 | 0 | 0 | 0 | 0 | 0 | 0 | 0 | 0 | 0 | 0 | 0 | 0 | 0 | 0 | 0 | 0
10 | 320 | 329 | 320 329 Aerosole Duct Sealing / Hotel or Motel | 0 | 0 | 0 | 0 | 0 | -1.6557 | -1.6946 | -1.656 | -1.6986 | -1.6755 | -1.6543 | -1.6748 | -1.6553 | -1.6611 | -1.6636 | -1.6694 | -1.6531 | 0 | 0 | 0 | 0 | 0 | 0 | 0 | 0 | 0 | 0 | 0 | 0 | 0
10 | 320 | 330 | 320 330 Duct/Pipe Insulation / Hotel or Motel | 0 | 0 | 0 | 0 | 0 | -0.40848 | -0.41873 | -0.40897 | -0.41949 | -0.41431 | -0.41016 | -0.41406 | 0 | 0 | 0 | 0 | 0 | 0 | 0 | 0 | 0 | 0 | 0 | 0 | 0 | 0 | 0 | 0 | 0 | 0
10 | 320 | 334 | 320 334 Ceiling Insulation / Hotel or Motel | 0 | 0 | 0 | 0 | 0 | -14.6808 | -15.0298 | -14.6796 | -15.055 | -14.8476 | -14.6589 | -14.8401 | -14.6685 | -14.7207 | -14.7417 | -14.7974 | -14.6516 | -9.812 | -15.2398 | -15.1895 | -14.9849 | -14.801 | 0 | 0 | 0 | 0 | 0 | 0 | 0 | 0
10 | 320 | 335 | 320 335 Roof Insulation / Hotel or Motel | 0 | 0 | 0 | 0 | 0 | -2.4947 | -2.5547 | -2.4949 | -2.5587 | -2.5239 | -2.4931 | -2.5227 | -2.4934 | -2.5022 | -2.5059 | -2.5151 | -2.49 | -2.1619 | -2.5898 | -2.5813 | -2.5469 | -2.5151 | 0 | 0 | 0 | 0 | 0 | 0 | 0 | 0
10 | 340 | 344 | 340 344 Aerosole Duct Sealing / Hotel or Motel | 0 | 0 | 0 | 0 | 0 | -1.6931 | -1.7329 | -1.6935 | -1.7369 | -1.7136 | -1.6916 | -1.7126 | -1.6926 | -1.6987 | -1.7012 | -1.7073 | -1.6904 | 0 | 0 | 0 | 0 | 0 | 0 | 0 | 0 | 0 | 0 | 0 | 0 | 0
10 | 340 | 345 | 340 345 Duct/Pipe Insulation / Hotel or Motel | 0 | 0 | 0 | 0 | 0 | -0.41324 | -0.42215 | -0.4136 | -0.42413 | -0.41895 | -0.41351 | -0.41895 | 0 | 0 | 0 | 0 | 0 | 0 | 0 | 0 | 0 | 0 | 0 | 0 | 0 | 0 | 0 | 0 | 0 | 0
10 | 340 | 349 | 340 349 Ceiling Insulation / Hotel or Motel | 0 | 0 | 0 | 0 | 0 | -15.0119 | -15.3689 | -15.0107 | -15.3947 | -15.1824 | -14.9897 | -15.1748 | -14.9993 | -15.0527 | -15.0742 | -15.1309 | -14.9822 | -10.0335 | -15.5835 | -15.5322 | -15.323 | -15.1348 | 0 | 0 | 0 | 0 | 0 | 0 | 0 | 0
10 | 340 | 351 | 340 351 Cool Roof - DX / Hotel or Motel | 0 | 0 | 0 | 0 | 0 | -14.7276 | -15.0789 | -14.7264 | -15.1028 | -14.8947 | -14.7068 | -14.8874 | -14.7153 | -14.7676 | -14.7888 | -14.8445 | -14.6985 | 0 | 0 | 0 | 0 | 0 | 0 | 0 | 0 | 0 | 0 | 0 | 0 | 0
10 | 360 | 361 | 360 361 HE PTAC, EER=9.6, 1 ton / Hotel or Motel | 0 | 0 | 0 | 0 | 0 | -9.9771 | -10.2141 | -9.9766 | -10.2315 | -10.0908 | -9.9626 | -10.0857 | -9.969 | -10.0046 | -10.019 | -10.0564 | -9.9565 | 0 | 0 | 0 | 0 | 0 | 0 | 0 | 0 | 0 | 0 | 0 | 0 | 0
10 | 400 | 402 | 400 402 Variable Speed Drive Control / Hotel or Motel | 0 | 0 | 0 | 0 | 0 | -0.74075 | -0.75784 | -0.74112 | -0.76031 | -0.75018 | -0.74072 | -0.75 | -0.74121 | -0.74365 | -0.74487 | -0.74731 | -0.73975 | 0 | 0 | 0 | 0 | 0 | 0 | 0 | 0 | 0 | 0 | 0 | 0 | 0
10 | 400 | 403 | 400 403 Air Handler Optimization / Hotel or Motel | 0 | 0 | 0 | 0 | 0 | -0.23306 | -0.23904 | -0.23343 | -0.23956 | -0.23676 | 0 | 0 | 0 | 0 | 0 | 0 | 0 | 0 | 0 | 0 | 0 | 0 | 0 | 0 | 0 | 0 | 0 | 0 | 0 | 0
10 | 400 | 404 | 400 404 Electronically Commutated Motors (ECM) on an Air Handler Unit / Hotel or Motel | 0 | 0 | 0 | 0 | 0 | -0.33011 | -0.33719 | -0.3306 | -0.33899 | -0.33496 | -0.33057 | -0.33496 | -0.33081 | -0.33203 | -0.33252 | -0.3335 | -0.32983 | 0 | 0 | 0 | 0 | 0 | 0 | 0 | 0 | 0 | 0 | 0 | 0 | 0
10 | 400 | 405 | 400 405 Demand Control Ventilation (DCV) / Hotel or Motel | 0 | 0 | 0 | 0 | 0 | -2.9241 | -2.9929 | -2.9243 | -2.9991 | -2.9582 | -2.9207 | -2.9568 | -2.9224 | -2.9329 | -2.937 | -2.9478 | -2.9187 | 0 | 0 | 0 | 0 | 0 | 0 | 0 | 0 | 0 | 0 | 0 | 0 | 0
10 | 400 | 406 | 400 406 Energy Recovery Ventilation (ERV) / Hotel or Motel | 0 | 0 | 0 | 0 | 0 | -1.3351 | -1.3662 | -1.3355 | -1.3698 | -1.3513 | -1.3342 | -1.3508 | -1.335 | -1.3398 | -1.3418 | -1.3462 | -1.333 | -0.86035 | -1.3862 | -1.3816 | -1.3635 | -1.3462 | 0 | 0 | 0 | 0 | 0 | 0 | 0 | 0
10 | 600 | 603 | 600 603 Heat Pump Water Heater (air source) / Hotel or Motel | 0 | 0 | 0 | 0 | 0 | -1.857 | -1.9007 | -1.8572 | -1.9049 | -1.8791 | -1.8552 | -1.8782 | -1.8564 | -1.8628 | -1.8657 | -1.8723 | -1.8538 | 0 | 0 | 0 | 0 | 0 | 0 | 0 | 0 | 0 | 0 | 0 | 0 | 0
10 | 600 | 606 | 600 606 Demand controlled circulating systems / Hotel or Motel | 0 | 0 | 0 | 0 | 0 | -0.13235 | -0.13602 | -0.13284 | -0.13629 | -0.13495 | -0.13428 | -0.13501 | -0.1333 | -0.13379 | -0.13403 | -0.13403 | -0.13257 | 0 | 0 | 0 | 0 | 0 | 0 | 0 | 0 | 0 | 0 | 0 | 0 | 0
10 | 600 | 608 | 600 608 Heat Recovery Unit / Hotel or Motel | 0 | 0 | 0 | 0 | 0 | -2.0419 | -2.0909 | -2.0421 | -2.0944 | -2.0662 | -2.041 | -2.0649 | 0 | 0 | 0 | 0 | 0 | 0 | 0 | 0 | 0 | 0 | 0 | 0 | 0 | 0 | 0 | 0 | 0 | 0
10 | 600 | 609 | 600 609 Heat Trap / Hotel or Motel | 0 | 0 | 0 | 0 | 0 | -0.2388 | -0.24515 | -0.23929 | -0.24567 | -0.24261 | -0.24066 | -0.24268 | 0 | 0 | 0 | 0 | 0 | 0 | 0 | 0 | 0 | 0 | 0 | 0 | 0 | 0 | 0 | 0 | 0 | 0
10 | 600 | 610 | 600 610 Hot Water Pipe Insulation / Hotel or Motel | 0 | 0 | 0 | 0 | 0 | -0.050446 | -0.051056 | -0.050934 | -0.052307 | -0.051941 | -0.051514 | -0.052246 | -0.05127 | -0.051514 | -0.051758 | -0.051514 | -0.050781 | 0 | 0 | 0 | 0 | 0 | 0 | 0 | 0 | 0 | 0 | 0 | 0 | 0
10 | 700 | 701 | 700 701 PC Manual Power Management Enabling / Hotel or Motel | 0 | 0 | 0 | 0 | 0 | -0.048004 | 0 | 0 | 0 | 0 | 0 | 0 | 0 | 0 | 0 | 0 | 0 | 0 | 0 | 0 | 0 | 0 | 0 | 0 | 0 | 0 | 0 | 0 | 0 | 0
10 | 700 | 702 | 700 702 PC Network Power Management Enabling / Hotel or Motel | 0 | 0 | 0 | 0 | 0 | -0.048004 | 0 | 0 | 0 | 0 | 0 | 0 | 0 | 0 | 0 | 0 | 0 | 0 | 0 | 0 | 0 | 0 | 0 | 0 | 0 | 0 | 0 | 0 | 0 | 0
10 | 710 | 711 | 710 711 Energy Star or Better Monitor / Hotel or Motel | 0 | 0 | 0 | 0 | 0 | -0.069122 | 0 | 0 | 0 | 0 | 0 | 0 | 0 | 0 | 0 | 0 | 0 | 0 | 0 | 0 | 0 | 0 | 0 | 0 | 0 | 0 | 0 | 0 | 0 | 0
10 | 710 | 712 | 710 712 Monitor Power Management Enabling / Hotel or Motel | 0 | 0 | 0 | 0 | 0 | -0.045807 | 0 | 0 | 0 | 0 | 0 | 0 | 0 | 0 | 0 | 0 | 0 | 0 | 0 | 0 | 0 | 0 | 0 | 0 | 0 | 0 | 0 | 0 | 0 | 0
10 | 730 | 732 | 730 732 Copier Power Management Enabling / Hotel or Motel | 0 | 0 | 0 | 0 | 0 | -0.01297 | -0.012726 | -0.013458 | 0 | 0 | 0 | 0 | 0 | 0 | 0 | 0 | 0 | 0 | 0 | 0 | 0 | 0 | 0 | 0 | 0 | 0 | 0 | 0 | 0 | 0
10 | 740 | 741 | 740 741 Printer Power Management Enabling / Hotel or Motel | 0 | 0 | 0 | 0 | 0 | -0.069122 | -0.07132 | 0 | 0 | 0 | 0 | 0 | 0 | 0 | 0 | 0 | 0 | 0 | 0 | 0 | 0 | 0 | 0 | 0 | 0 | 0 | 0 | 0 | 0 | 0
10 | 800 | 801 | 800 801 Convection Oven / Hotel or Motel | 0 | 0 | 0 | 0 | 0 | -0.048004 | -0.049835 | -0.048492 | -0.049927 | -0.049805 | -0.050232 | -0.049805 | 0 | 0 | 0 | 0 | 0 | 0 | 0 | 0 | 0 | 0 | 0 | 0 | 0 | 0 | 0 | 0 | 0 | 0
10 | 810 | 811 | 810 811 Efficient Fryer / Hotel or Motel | 0 | 0 | 0 | 0 | 0 | -0.0023499 | -0.0017395 | -0.0030823 | -0.0032349 | -0.0036011 | -0.0036011 | -0.0036621 | 0 | 0 | 0 | 0 | 0 | 0 | 0 | 0 | 0 | 0 | 0 | 0 | 0 | 0 | 0 | 0 | 0 | 0
10 | 900 | 901 | 900 901 Vending Misers (cooled machines only) / Hotel or Motel | 0 | 0 | 0 | 0 | 0 | -0.20486 | -0.20901 | -0.20535 | -0.21057 | -0.20819 | -0.20551 | -0.20825 | 0 | 0 | 0 | 0 | 0 | 0 | 0 | 0 | 0 | 0 | 0 | 0 | 0 | 0 | 0 | 0 | 0 | 0
11 | 110 | 111 | 110 111 Premium T8, Elecctronic Ballast / Other | 0 | 0 | 0 | 0 | 0 | -2.4163 | -2.4744 | -2.4165 | -2.4783 | -2.4448 | -2.4147 | -2.4436 | -2.4153 | -2.4236 | -2.4272 | -2.436 | -2.4119 | -2.1301 | -2.5085 | -2.5002 | -2.467 | -2.436 | -2.4175 | -2.4307 | -2.4119 | -2.4233 | -2.4346 | -2.4165 | 0 | 0
11 | 110 | 114 | 110 114 Continuous Dimming / Other | 0 | 0 | 0 | 0 | 0 | -3.1276 | -3.2014 | -3.1277 | -3.2078 | -3.1641 | -3.124 | -3.1626 | -3.126 | -3.137 | -3.1416 | -3.1531 | -3.1218 | -2.9116 | -3.2471 | -3.2363 | -3.1931 | 0 | 0 | 0 | 0 | 0 | 0 | 0 | 0 | 0
11 | 110 | 115 | 110 115 Lighting Control Tuneup / Other | 0 | 0 | 0 | 0 | 0 | -0.33585 | -0.34329 | -0.33633 | 0 | 0 | 0 | 0 | 0 | 0 | 0 | 0 | 0 | 0 | 0 | 0 | 0 | 0 | 0 | 0 | 0 | 0 | 0 | 0 | 0 | 0
11 | 120 | 121 | 120 121 ROB Premium T8, 1EB / Other | 0 | 0 | 0 | 0 | 0 | -1.0426 | -1.0679 | -1.043 | -1.0699 | -1.0556 | -1.0432 | -1.0552 | -1.0427 | -1.0464 | -1.0481 | -1.0515 | -1.0422 | -0.92041 | -1.0837 | -1.0803 | -1.0659 | -1.0525 | -1.0444 | -1.05 | -1.0422 | -1.0474 | -1.0518 | -1.0444 | 0 | 0
11 | 120 | 122 | 120 122 ROB Premium T8, EB, Reflector / Other | 0 | 0 | 0 | 0 | 0 | -4.2182 | -4.3191 | -4.2182 | -4.3262 | -4.2668 | -4.2138 | -4.2649 | -4.2153 | -4.2302 | -4.2366 | -4.252 | -4.2102 | -3.7173 | -4.3792 | -4.3645 | -4.3062 | -4.2527 | -4.2202 | -4.2437 | -4.2102 | -4.23 | -4.2505 | -4.2183 | 0 | 0
11 | 120 | 123 | 120 123 Occupancy Sensor / Other | 0 | 0 | 0 | 0 | 0 | -1.4252 | -1.4597 | -1.4256 | -1.462 | -1.4423 | -1.4253 | -1.4419 | -1.4248 | -1.4299 | -1.4321 | -1.4373 | -1.4229 | 0 | 0 | 0 | 0 | 0 | 0 | 0 | 0 | 0 | 0 | 0 | 0 | 0
11 | 120 | 124 | 120 124 Lighting Control Tuneup / Other | 0 | 0 | 0 | 0 | 0 | -0.19778 | -0.20193 | -0.19827 | 0 | 0 | 0 | 0 | 0 | 0 | 0 | 0 | 0 | 0 | 0 | 0 | 0 | 0 | 0 | 0 | 0 | 0 | 0 | 0 | 0 | 0
11 | 130 | 131 | 130 131 CFL Screw-in 18W / Other | 0 | 0 | 0 | 0 | 0 | 0 | 0 | 0 | 0 | 0 | 0 | 0 | 0 | 0 | 0 | 0 | 0 | 0 | 0 | 0 | 0 | 0 | 0 | 0 | 0 | 0 | 0 | 0 | 0 | 0
11 | 150 | 151 | 150 151 PSMH, 250W, magnetic ballast / Other | 0 | 0 | 0 | 0 | 0 | -2.5568 | -2.617 | -2.5569 | -2.6224 | -2.5867 | -2.5537 | -2.5854 | -2.5554 | -2.5645 | -2.5681 | -2.5774 | -2.5508 | -2.3789 | -2.6531 | 0 | 0 | 0 | 0 | 0 | 0 | 0 | 0 | 0 | 0 | 0
11 | 150 | 152 | 150 152 PSMH, 250 W, electronic ballast / Other | 0 | 0 | 0 | 0 | 0 | -2.9545 | -3.0254 | -2.9546 | -3.0302 | -2.989 | -2.9521 | -2.9875 | -2.9529 | -2.9634 | -2.9675 | -2.9785 | -2.949 | -2.7498 | -3.0671 | 0 | 0 | 0 | 0 | 0 | 0 | 0 | 0 | 0 | 0 | 0
11 | 150 | 153 | 150 153 High Bay T5 / Other | 0 | 0 | 0 | 0 | 0 | -5.8411 | -5.9807 | -5.841 | -5.9904 | -5.908 | -5.8342 | -5.9053 | -5.8367 | -5.8577 | -5.866 | -5.8877 | -5.8298 | -5.1475 | -6.0637 | 0 | 0 | 0 | 0 | 0 | 0 | 0 | 0 | 0 | 0 | 0
11 | 160 | 161 | 160 161 LED Exit Sign / Other | 0 | 0 | 0 | 0 | 0 | -0.02005 | -0.021027 | -0.020538 | -0.021057 | -0.021423 | -0.022217 | -0.021484 | -0.020996 | -0.020996 | -0.02124 | -0.020752 | -0.020508 | -0.016602 | 0 | 0 | 0 | 0 | 0 | 0 | 0 | 0 | 0 | 0 | 0 | 0
11 | 200 | 201 | 200 201 High Pressure Sodium 250W Lamp / Other | 0 | 0 | 0 | 0 | 0 | -0.69632 | -0.71219 | 0 | 0 | 0 | 0 | 0 | 0 | 0 | 0 | 0 | 0 | 0 | 0 | 0 | 0 | 0 | 0 | 0 | 0 | 0 | 0 | 0 | 0 | 0
11 | 200 | 202 | 200 202 Outdoor Lighting Controls (Photocell/Timeclock) / Other | 0 | 0 | 0 | 0 | 0 | -0.5513 | -0.56351 | 0 | 0 | 0 | 0 | 0 | 0 | 0 | 0 | 0 | 0 | 0 | 0 | 0 | 0 | 0 | 0 | 0 | 0 | 0 | 0 | 0 | 0 | 0
11 | 210 | 211 | 210 211 Outdoor Lighting Controls (Photocell/Timeclock) / Other | 0 | 0 | 0 | 0 | 0 | -0.29849 | -0.30618 | 0 | 0 | 0 | 0 | 0 | 0 | 0 | 0 | 0 | 0 | 0 | 0 | 0 | 0 | 0 | 0 | 0 | 0 | 0 | 0 | 0 | 0 | 0
11 | 300 | 301 | 300 301 Centrifugal Chiller, 0.51 kW/ton, 500 tons / Other | 0 | 0 | 0 | 0 | 0 | -1.2345 | -1.2644 | -1.2349 | -1.2667 | -1.2498 | -1.2349 | -1.249 | -1.2344 | -1.2388 | -1.2407 | -1.2449 | -1.2327 | -1.0869 | -1.282 | -1.2776 | -1.2607 | -1.2446 | 0 | 0 | 0 | 0 | 0 | 0 | 0 | 0
11 | 300 | 302 | 300 302 High Efficiency Chiller Motors / Other | 0 | 0 | 0 | 0 | 0 | -0.19315 | -0.19827 | -0.19363 | -0.19885 | -0.19647 | -0.19501 | -0.19653 | -0.19409 | -0.19458 | -0.19507 | -0.19531 | -0.19336 | -0.17822 | -0.20093 | -0.19995 | -0.19775 | -0.19482 | 0 | 0 | 0 | 0 | 0 | 0 | 0 | 0
11 | 300 | 304 | 300 304 EMS - Chiller / Other | 0 | 0 | 0 | 0 | 0 | -0.64017 | -0.65604 | -0.64053 | -0.65704 | -0.64862 | -0.6413 | -0.64819 | 0 | 0 | 0 | 0 | 0 | 0 | 0 | 0 | 0 | 0 | 0 | 0 | 0 | 0 | 0 | 0 | 0 | 0
11 | 300 | 305 | 300 305 Chiller Tune Up/Diagnostics / Other | 0 | 0 | 0 | 0 | 0 | -2.834 | -2.9021 | -2.8341 | -2.9068 | -2.8672 | -2.8318 | -2.8657 | 0 | 0 | 0 | 0 | 0 | 0 | 0 | 0 | 0 | 0 | 0 | 0 | 0 | 0 | 0 | 0 | 0 | 0
11 | 300 | 306 | 300 306 VSD for Chiller Pumps and Towers / Other | 0 | 0 | 0 | 0 | 0 | -0.60513 | -0.62015 | -0.6055 | -0.62097 | -0.61298 | -0.6062 | -0.61279 | -0.60547 | -0.60767 | -0.60864 | -0.61035 | -0.60327 | 0 | 0 | 0 | 0 | 0 | 0 | 0 | 0 | 0 | 0 | 0 | 0 | 0
11 | 300 | 307 | 300 307 EMS Optimization / Other | 0 | 0 | 0 | 0 | 0 | -0.21194 | -0.21732 | 0 | 0 | 0 | 0 | 0 | 0 | 0 | 0 | 0 | 0 | 0 | 0 | 0 | 0 | 0 | 0 | 0 | 0 | 0 | 0 | 0 | 0 | 0
11 | 300 | 308 | 300 308 Aerosole Duct Sealing / Other | 0 | 0 | 0 | 0 | 0 | -0.4296 | -0.44046 | -0.43008 | -0.44104 | -0.43549 | -0.43109 | -0.43555 | -0.43018 | -0.43164 | -0.43237 | -0.43359 | -0.4292 | 0 | 0 | 0 | 0 | 0 | 0 | 0 | 0 | 0 | 0 | 0 | 0 | 0
11 | 300 | 309 | 300 309 Duct/Pipe Insulation / Other | 0 | 0 | 0 | 0 | 0 | -0.116 | -0.11795 | -0.11649 | -0.11951 | -0.11835 | -0.11688 | -0.11841 | 0 | 0 | 0 | 0 | 0 | 0 | 0 | 0 | 0 | 0 | 0 | 0 | 0 | 0 | 0 | 0 | 0 | 0
11 | 300 | 311 | 300 311 Window Film (Standard) / Other | 0 | 0 | 0 | 0 | 0 | -0.81339 | -0.83206 | -0.81375 | -0.83453 | -0.82367 | -0.81323 | -0.82324 | 0 | 0 | 0 | 0 | 0 | 0 | 0 | 0 | 0 | 0 | 0 | 0 | 0 | 0 | 0 | 0 | 0 | 0
11 | 300 | 313 | 300 313 Ceiling Insulation / Other | 0 | 0 | 0 | 0 | 0 | -3.818 | -3.9095 | -3.8181 | -3.9158 | -3.8623 | -3.8141 | -3.8604 | -3.8154 | -3.8291 | -3.8347 | -3.8486 | -3.8108 | -2.5515 | -3.9636 | -3.9504 | -3.8975 | -3.8494 | 0 | 0 | 0 | 0 | 0 | 0 | 0 | 0
11 | 300 | 314 | 300 314 Roof Insulation / Other | 0 | 0 | 0 | 0 | 0 | -0.70792 | -0.72537 | -0.7084 | -0.72662 | -0.71729 | -0.70917 | -0.7168 | -0.7085 | -0.71069 | -0.71191 | -0.71411 | -0.70703 | -0.60693 | -0.73535 | -0.73291 | -0.72339 | -0.71387 | 0 | 0 | 0 | 0 | 0 | 0 | 0 | 0
11 | 300 | 317 | 300 317 Thermal Energy Storage (TES) Positive / Other | 0 | 0 | 0 | 0 | 0 | -0.67996 | -0.69656 | -0.68044 | -0.69788 | -0.68872 | -0.68109 | -0.68848 | -0.68042 | -0.68286 | -0.68384 | -0.68579 | -0.67896 | -0.81738 | -0.70605 | -0.70386 | -0.69458 | -0.68555 | -0.68042 | -0.68408 | -0.6792 | -0.68213 | -0.68555 | -0.68066 | -0.81445 | -0.71045
11 | 300 | 317 | 300 317 Thermal Energy Storage (TES) Negative / Other | 0 | 0 | 0 | 0 | 0 | 0 | 0 | 0 | 0 | 0 | 0 | 0 | 0 | 0 | 0 | 0 | 0 | 0 | 0 | 0 | 0 | 0 | 0 | 0 | 0 | 0 | 0 | 0 | 0 | 0
11 | 320 | 321 | 320 321 DX Packaged System, EER=10.9, 10 tons / Other | 0 | 0 | 0 | 0 | 0 | -1.5412 | -1.5784 | -1.5414 | -1.5809 | -1.5596 | -1.541 | -1.5591 | -1.5408 | -1.5461 | -1.5483 | -1.5537 | -1.5386 | 0 | 0 | 0 | 0 | 0 | 0 | 0 | 0 | 0 | 0 | 0 | 0 | 0
11 | 320 | 322 | 320 322 Hybrid Dessicant-DX System (Trane CDQ) / Other | 0 | 0 | 0 | 0 | 0 | -2.7041 | -2.7691 | -2.7043 | -2.7735 | -2.7355 | -2.7021 | -2.7344 | -2.7026 | -2.7122 | -2.7161 | -2.7261 | -2.6992 | 0 | 0 | 0 | 0 | 0 | 0 | 0 | 0 | 0 | 0 | 0 | 0 | 0
11 | 320 | 323 | 320 323 Geothermal Heat Pump, EER=13, 10 tons / Other | 0 | 0 | 0 | 0 | 0 | -1.4088 | -1.4419 | -1.4092 | -1.4454 | -1.426 | -1.4077 | -1.4253 | -1.4087 | -1.4136 | -1.4155 | -1.4207 | -1.4065 | 0 | 0 | 0 | 0 | 0 | 0 | 0 | 0 | 0 | 0 | 0 | 0 | 0
11 | 320 | 326 | 320 326 DX Tune Up/ Advanced Diagnostics / Other | 0 | 0 | 0 | 0 | 0 | -0.73489 | -0.75174 | -0.73538 | -0.75427 | -0.74432 | -0.73486 | -0.74414 | 0 | 0 | 0 | 0 | 0 | 0 | 0 | 0 | 0 | 0 | 0 | 0 | 0 | 0 | 0 | 0 | 0 | 0
11 | 320 | 327 | 320 327 DX Coil Cleaning / Other | 0 | 0 | 0 | 0 | 0 | -2.6878 | -2.7513 | 0 | 0 | 0 | 0 | 0 | 0 | 0 | 0 | 0 | 0 | 0 | 0 | 0 | 0 | 0 | 0 | 0 | 0 | 0 | 0 | 0 | 0 | 0
11 | 320 | 329 | 320 329 Aerosole Duct Sealing / Other | 0 | 0 | 0 | 0 | 0 | -0.68338 | -0.70023 | -0.68399 | -0.70148 | -0.69232 | -0.68457 | -0.69189 | -0.68384 | -0.68628 | -0.68726 | -0.68945 | -0.68262 | 0 | 0 | 0 | 0 | 0 | 0 | 0 | 0 | 0 | 0 | 0 | 0 | 0
11 | 320 | 330 | 320 330 Duct/Pipe Insulation / Other | 0 | 0 | 0 | 0 | 0 | -0.19205 | -0.19704 | -0.19254 | -0.19739 | -0.19525 | -0.19403 | -0.19531 | 0 | 0 | 0 | 0 | 0 | 0 | 0 | 0 | 0 | 0 | 0 | 0 | 0 | 0 | 0 | 0 | 0 | 0
11 | 320 | 334 | 320 334 Ceiling Insulation / Other | 0 | 0 | 0 | 0 | 0 | -6.0691 | -6.2132 | -6.069 | -6.2242 | -6.1389 | -6.0608 | -6.1357 | -6.0647 | -6.0862 | -6.095 | -6.1177 | -6.0574 | -4.0576 | -6.3005 | -6.2798 | -6.1953 | -6.1189 | 0 | 0 | 0 | 0 | 0 | 0 | 0 | 0
11 | 320 | 335 | 320 335 Roof Insulation / Other | 0 | 0 | 0 | 0 | 0 | -2.5332 | -2.593 | -2.5335 | -2.5985 | -2.563 | -2.5305 | -2.5618 | -2.532 | -2.541 | -2.5447 | -2.554 | -2.5288 | -1.6318 | -2.6301 | -2.6211 | -2.5864 | -2.554 | 0 | 0 | 0 | 0 | 0 | 0 | 0 | 0
11 | 340 | 344 | 340 344 Aerosole Duct Sealing / Other | 0 | 0 | 0 | 0 | 0 | -0.69864 | -0.71585 | -0.69901 | -0.71716 | -0.7077 | -0.69989 | -0.70752 | -0.69897 | -0.70142 | -0.70239 | -0.70483 | -0.69775 | 0 | 0 | 0 | 0 | 0 | 0 | 0 | 0 | 0 | 0 | 0 | 0 | 0
11 | 340 | 345 | 340 345 Duct/Pipe Insulation / Other | 0 | 0 | 0 | 0 | 0 | -0.19424 | -0.19827 | -0.19473 | -0.20001 | -0.19775 | -0.19501 | -0.19775 | 0 | 0 | 0 | 0 | 0 | 0 | 0 | 0 | 0 | 0 | 0 | 0 | 0 | 0 | 0 | 0 | 0 | 0
11 | 340 | 349 | 340 349 Ceiling Insulation / Other | 0 | 0 | 0 | 0 | 0 | -6.2014 | -6.3496 | -6.2012 | -6.3597 | -6.2725 | -6.1941 | -6.2695 | -6.1968 | -6.2188 | -6.2278 | -6.251 | -6.1895 | -4.1458 | -6.4377 | -6.4165 | -6.3301 | -6.2522 | 0 | 0 | 0 | 0 | 0 | 0 | 0 | 0
11 | 340 | 351 | 340 351 Cool Roof - DX / Other | 0 | 0 | 0 | 0 | 0 | -6.1908 | -6.3389 | -6.1906 | -6.349 | -6.262 | -6.1836 | -6.2588 | -6.1863 | -6.2083 | -6.2173 | -6.2402 | -6.1777 | 0 | 0 | 0 | 0 | 0 | 0 | 0 | 0 | 0 | 0 | 0 | 0 | 0
11 | 360 | 361 | 360 361 HE PTAC, EER=9.6, 1 ton / Other | 0 | 0 | 0 | 0 | 0 | -4.1199 | -4.2185 | -4.1199 | -4.2252 | -4.1675 | -4.1157 | -4.1655 | -4.1172 | -4.1318 | -4.1377 | -4.1531 | -4.1121 | 0 | 0 | 0 | 0 | 0 | 0 | 0 | 0 | 0 | 0 | 0 | 0 | 0
11 | 400 | 403 | 400 403 Air Handler Optimization / Other | 0 | 0 | 0 | 0 | 0 | -0.19095 | -0.19583 | -0.19144 | -0.19641 | -0.19403 | 0 | 0 | 0 | 0 | 0 | 0 | 0 | 0 | 0 | 0 | 0 | 0 | 0 | 0 | 0 | 0 | 0 | 0 | 0 | 0
11 | 400 | 404 | 400 404 Electronically Commutated Motors (ECM) on an Air Handler Unit / Other | 0 | 0 | 0 | 0 | 0 | -0.2692 | -0.27493 | -0.26968 | -0.27667 | -0.27338 | -0.27002 | -0.27344 | -0.27002 | -0.27075 | -0.27148 | -0.27197 | -0.26929 | 0 | 0 | 0 | 0 | 0 | 0 | 0 | 0 | 0 | 0 | 0 | 0 | 0
11 | 400 | 405 | 400 405 Demand Control Ventilation (DCV) / Other | 0 | 0 | 0 | 0 | 0 | -2.393 | -2.4492 | -2.3932 | -2.4545 | -2.4211 | -2.3904 | -2.4199 | -2.3916 | -2.4004 | -2.4038 | -2.4124 | -2.3875 | 0 | 0 | 0 | 0 | 0 | 0 | 0 | 0 | 0 | 0 | 0 | 0 | 0
11 | 400 | 406 | 400 406 Energy Recovery Ventilation (ERV) / Other | 0 | 0 | 0 | 0 | 0 | -1.0917 | -1.1182 | -1.0921 | -1.1202 | -1.1052 | -1.0922 | -1.1047 | -1.0918 | -1.0957 | -1.0974 | -1.1011 | -1.0901 | -0.70239 | -1.1338 | -1.1299 | -1.115 | -1.1008 | 0 | 0 | 0 | 0 | 0 | 0 | 0 | 0
11 | 600 | 603 | 600 603 Heat Pump Water Heater (air source) / Other | 0 | 0 | 0 | 0 | 0 | -0.49625 | -0.50735 | -0.49673 | -0.5094 | -0.50293 | -0.49652 | -0.50269 | -0.49683 | -0.49854 | -0.49927 | -0.50073 | -0.49561 | 0 | 0 | 0 | 0 | 0 | 0 | 0 | 0 | 0 | 0 | 0 | 0 | 0
11 | 600 | 604 | 600 604 Solar Water Heater / Other | 0 | 0 | 0 | 0 | 0 | -0.49503 | -0.50735 | -0.49539 | -0.50836 | -0.50189 | -0.49652 | -0.50171 | -0.49561 | -0.49731 | -0.49829 | -0.49951 | -0.49463 | -0.47217 | -0.51416 | -0.51245 | -0.50586 | -0.49927 | 0 | 0 | 0 | 0 | 0 | 0 | 0 | 0
11 | 600 | 606 | 600 606 Demand controlled circulating systems / Other | 0 | 0 | 0 | 0 | 0 | -0.034088 | -0.035431 | -0.034576 | -0.035706 | -0.035583 | -0.036377 | -0.035645 | -0.035156 | -0.035156 | -0.035156 | -0.034912 | -0.034668 | 0 | 0 | 0 | 0 | 0 | 0 | 0 | 0 | 0 | 0 | 0 | 0 | 0
11 | 600 | 608 | 600 608 Heat Recovery Unit / Other | 0 | 0 | 0 | 0 | 0 | -0.54654 | -0.56009 | -0.54703 | -0.5611 | -0.55389 | -0.54779 | -0.55371 | 0 | 0 | 0 | 0 | 0 | 0 | 0 | 0 | 0 | 0 | 0 | 0 | 0 | 0 | 0 | 0 | 0 | 0
11 | 600 | 609 | 600 609 Heat Trap / Other | 0 | 0 | 0 | 0 | 0 | -0.064484 | -0.066422 | -0.064972 | -0.066711 | -0.066406 | -0.066589 | -0.066406 | 0 | 0 | 0 | 0 | 0 | 0 | 0 | 0 | 0 | 0 | 0 | 0 | 0 | 0 | 0 | 0 | 0 | 0
11 | 600 | 610 | 600 610 Hot Water Pipe Insulation / Other | 0 | 0 | 0 | 0 | 0 | -0.01297 | -0.013947 | -0.013458 | -0.013733 | -0.01416 | -0.01532 | -0.014404 | -0.01416 | -0.013916 | -0.01416 | -0.013672 | -0.013672 | 0 | 0 | 0 | 0 | 0 | 0 | 0 | 0 | 0 | 0 | 0 | 0 | 0
11 | 700 | 701 | 700 701 PC Manual Power Management Enabling / Other | 0 | 0 | 0 | 0 | 0 | -0.84842 | 0 | 0 | 0 | 0 | 0 | 0 | 0 | 0 | 0 | 0 | 0 | 0 | 0 | 0 | 0 | 0 | 0 | 0 | 0 | 0 | 0 | 0 | 0 | 0
11 | 700 | 702 | 700 702 PC Network Power Management Enabling / Other | 0 | 0 | 0 | 0 | 0 | -0.84842 | 0 | 0 | 0 | 0 | 0 | 0 | 0 | 0 | 0 | 0 | 0 | 0 | 0 | 0 | 0 | 0 | 0 | 0 | 0 | 0 | 0 | 0 | 0 | 0
11 | 710 | 711 | 710 711 Energy Star or Better Monitor / Other | 0 | 0 | 0 | 0 | 0 | -1.2205 | 0 | 0 | 0 | 0 | 0 | 0 | 0 | 0 | 0 | 0 | 0 | 0 | 0 | 0 | 0 | 0 | 0 | 0 | 0 | 0 | 0 | 0 | 0 | 0
11 | 710 | 712 | 710 712 Monitor Power Management Enabling / Other | 0 | 0 | 0 | 0 | 0 | -0.79568 | 0 | 0 | 0 | 0 | 0 | 0 | 0 | 0 | 0 | 0 | 0 | 0 | 0 | 0 | 0 | 0 | 0 | 0 | 0 | 0 | 0 | 0 | 0 | 0
11 | 720 | 721 | 720 721 Energy Star or Better Monitor / Other | 0 | 0 | 0 | 0 | 0 | 0 | 0 | 0 | 0 | 0 | 0 | 0 | 0 | 0 | 0 | 0 | 0 | 0 | 0 | 0 | 0 | 0 | 0 | 0 | 0 | 0 | 0 | 0 | 0 | 0
11 | 720 | 722 | 720 722 Monitor Power Management Enabling / Other | 0 | 0 | 0 | 0 | 0 | 0 | 0 | 0 | 0 | 0 | 0 | 0 | 0 | 0 | 0 | 0 | 0 | 0 | 0 | 0 | 0 | 0 | 0 | 0 | 0 | 0 | 0 | 0 | 0 | 0
11 | 730 | 731 | 730 731 Energy Star or Better Copier / Other | 0 | 0 | 0 | 0 | 0 | -0.18143 | -0.18631 | -0.18192 | 0 | 0 | 0 | 0 | 0 | 0 | 0 | 0 | 0 | 0 | 0 | 0 | 0 | 0 | 0 | 0 | 0 | 0 | 0 | 0 | 0 | 0
11 | 730 | 732 | 730 732 Copier Power Management Enabling / Other | 0 | 0 | 0 | 0 | 0 | -0.14993 | -0.15408 | -0.15042 | 0 | 0 | 0 | 0 | 0 | 0 | 0 | 0 | 0 | 0 | 0 | 0 | 0 | 0 | 0 | 0 | 0 | 0 | 0 | 0 | 0 | 0
11 | 740 | 741 | 740 741 Printer Power Management Enabling / Other | 0 | 0 | 0 | 0 | 0 | -0.8577 | -0.87747 | 0 | 0 | 0 | 0 | 0 | 0 | 0 | 0 | 0 | 0 | 0 | 0 | 0 | 0 | 0 | 0 | 0 | 0 | 0 | 0 | 0 | 0 | 0
11 | 800 | 801 | 800 801 Convection Oven / Other | 0 | 0 | 0 | 0 | 0 | -0.014069 | -0.013947 | -0.014557 | -0.015198 | -0.015625 | -0.01532 | -0.015625 | 0 | 0 | 0 | 0 | 0 | 0 | 0 | 0 | 0 | 0 | 0 | 0 | 0 | 0 | 0 | 0 | 0 | 0
11 | 900 | 901 | 900 901 Vending Misers (cooled machines only) / Other | 0 | 0 | 0 | 0 | 0 | -0.045807 | -0.046173 | -0.046295 | -0.047424 | -0.047302 | -0.046875 | -0.047607 | 0 | 0 | 0 | 0 | 0 | 0 | 0 | 0 | 0 | 0 | 0 | 0 | 0 | 0 | 0 | 0 | 0 | 0
12 | 100 | 125 | 100 125 LED Linear Tube 22W / All | 0 | 0 | 0 | 0 | 0 | -0.050446 | -0.051056 | -0.050934 | -0.052307 | -0.051941 | -0.051514 | -0.052246 | -0.05127 | -0.051514 | -0.051758 | -0.051514 | -0.049561 | -0.043457 | -0.051514 | -0.05127 | -0.050781 | -0.049805 | -0.049561 | -0.049561 | -0.049805 | -0.050293 | -0.049805 | -0.049805 | -0.043945 | -0.052246
12 | 100 | 132 | 100 132 Flood LED 14W / All | 0 | 0 | 0 | 0 | 0 | -0.048004 | -0.049835 | -0.048492 | -0.049927 | -0.049805 | -0.050232 | -0.049805 | -0.049072 | -0.049316 | -0.049316 | -0.049072 | -0.048584 | -0.043457 | -0.050293 | -0.050049 | -0.049805 | -0.048584 | -0.04834 | -0.048584 | -0.048828 | -0.048828 | -0.048828 | -0.048828 | -0.042969 | -0.050781
12 | 100 | 146 | 100 146 LED (12-Watt) / All | 0 | 0 | 0 | 0 | 0 | -0.037628 | -0.039093 | -0.038116 | -0.039124 | -0.039001 | -0.039795 | -0.039307 | -0.038574 | -0.038574 | -0.038818 | -0.038574 | -0.037842 | -0.02417 | -0.039307 | -0.039062 | -0.038818 | -0.037842 | -0.038086 | -0.037842 | -0.038086 | -0.038574 | -0.038086 | -0.038086 | -0.023438 | 0
12 | 100 | 154 | 100 154 LED High Bay 83W (400W equivalent) / All | 0 | 0 | 0 | 0 | 0 | -0.40262 | -0.41263 | -0.40298 | -0.41345 | -0.40845 | -0.4043 | -0.4082 | -0.40332 | -0.40454 | -0.40552 | -0.40649 | -0.40234 | -0.35571 | -0.41846 | -0.41699 | -0.41162 | -0.40601 | -0.40308 | -0.40527 | -0.40234 | -0.4043 | -0.40625 | -0.40332 | -0.35449 | -0.4209
12 | 200 | 203 | 200 203 Outdoor LED 104W / All | 0 | 0 | 0 | 0 | 0 | -0.22952 | -0.23416 | -0.23001 | -0.23596 | -0.23315 | -0.23022 | -0.23315 | -0.23022 | -0.23096 | -0.23145 | -0.23193 | -0.22949 | -0.21265 | -0.23853 | -0.23755 | -0.23486 | -0.23145 | -0.22998 | -0.23096 | -0.22974 | 0 | 0 | 0 | 0 | 0
12 | 300 | 337 | 300 337 Run Time Optimizer / All | 0 | 0 | 0 | 0 | 0 | -2.1565 | -2.2085 | -2.1568 | -2.212 | -2.1818 | -2.1555 | -2.1809 | -2.1555 | -2.1633 | -2.1663 | -2.1743 | -2.1526 | 0 | 0 | 0 | 0 | 0 | 0 | 0 | 0 | 0 | 0 | 0 | 0 | 0
12 | 300 | 338 | 300 338 dehumidification hybrid desiccant heat pump / All | 0 | 0 | 0 | 0 | 0 | -3.1721 | -3.2471 | -3.1723 | -3.2532 | -3.2089 | -3.1682 | -3.2075 | -3.1704 | -3.1816 | -3.186 | -3.1978 | -3.165 | 0 | 0 | 0 | 0 | 0 | 0 | 0 | 0 | 0 | 0 | 0 | 0 | 0
12 | 800 | 518 | 800 518 Ice Machine / All | 0 | 0 | 0 | 0 | 0 | -0.30203 | -0.30862 | -0.3024 | -0.31036 | -0.30664 | -0.30267 | -0.3064 | 0 | 0 | 0 | 0 | 0 | 0 | 0 | 0 | 0 | 0 | 0 | 0 | 0 | 0 | 0 | 0 | 0 | 0
12 | 600 | 611 | 600 611 0.5 Faucet Aerator (DI) - Commercial / All | 0 | 0 | 0 | 0 | 0 | -0.030548 | -0.031769 | -0.031036 | -0.032104 | -0.032227 | -0.032654 | -0.031982 | 0 | 0 | 0 | 0 | 0 | 0 | 0 | 0 | 0 | 0 | 0 | 0 | 0 | 0 | 0 | 0 | 0 | 0
12 | 600 | 612 | 600 612 1.0 gpm Faucet Aerator (DI) -Commercial / All | 0 | 0 | 0 | 0 | 0 | -0.022369 | -0.022247 | -0.022858 | -0.02356 | -0.023865 | -0.023438 | -0.023926 | 0 | 0 | 0 | 0 | 0 | 0 | 0 | 0 | 0 | 0 | 0 | 0 | 0 | 0 | 0 | 0 | 0 | 0
12 | 600 | 613 | 600 613 1.5 gpm Shower Head (DI) - Commercial / All | 0 | 0 | 0 | 0 | 0 | -0.10428 | -0.10721 | -0.10477 | -0.10754 | -0.10638 | -0.10638 | -0.10669 | 0 | 0 | 0 | 0 | 0 | 0 | 0 | 0 | 0 | 0 | 0 | 0 | 0 | 0 | 0 | 0 | 0 | 0
12 | 800 | 812 | 800 812 Griddle / All | 0 | 0 | 0 | 0 | 0 | -0.63309 | -0.64749 | -0.63345 | -0.64972 | -0.6413 | -0.63324 | -0.64111 | 0 | 0 | 0 | 0 | 0 | 0 | 0 | 0 | 0 | 0 | 0 | 0 | 0 | 0 | 0 | 0 | 0 | 0
12 | 800 | 813 | 800 813 Steamer / All | 0 | 0 | 0 | 0 | 0 | -17.4982 | -17.9143 | -17.4967 | -17.9442 | -17.6968 | -17.4721 | -17.6877 | 0 | 0 | 0 | 0 | 0 | 0 | 0 | 0 | 0 | 0 | 0 | 0 | 0 | 0 | 0 | 0 | 0 | 0
12 | 800 | 814 | 800 814 Holding Cabinet / All | 0 | 0 | 0 | 0 | 0 | -1.5224 | -1.5579 | -1.5226 | -1.5618 | -1.5408 | -1.5212 | -1.54 | 0 | 0 | 0 | 0 | 0 | 0 | 0 | 0 | 0 | 0 | 0 | 0 | 0 | 0 | 0 | 0 | 0 | 0
12 | 700 | 910 | 700 910 Server Virtualization / All | 0 | 0 | 0 | 0 | 0 | -3.5045 | 0 | 0 | 0 | 0 | 0 | 0 | 0 | 0 | 0 | 0 | 0 | 0 | 0 | 0 | 0 | 0 | 0 | 0 | 0 | 0 | 0 | 0 | 0 | 0

## Avoided Prod Cost
Building # | Base # | Measure # | Measure Name | 2013 | 2014 | 2015 | 2016 | 2017 | 2018 | 2019 | 2020 | 2021 | 2022 | 2023 | 2024 | 2025 | 2026 | 2027 | 2028 | 2029 | 2030 | 2031 | 2032 | 2033 | 2034 | 2035 | 2036 | 2037 | 2038 | 2039 | 2040 | 2041 | 2042
1 | 110 | 111 | 110 111 Premium T8, Elecctronic Ballast / Office | 0 | 0 | -470.125 | -478.875 | -524 | -681.25 | -777 | -820.75 | -712.75 | -800.75 | -807.75 | -783.5 | -850.75 | -869.25 | -856 | -897.25 | -995.25 | -995.5 | -1010.5 | -1035.5 | -1062 | -1076.5 | 0 | 0 | 0 | 0 | 0 | 0 | 0 | 0
1 | 110 | 112 | 110 112 Premium T8, EB, Reflector / Office | 0 | 0 | -973.375 | -989.75 | -1083.25 | -1409.5 | -1607.25 | -1696.75 | -1473.5 | -1656.25 | -1670 | -1620.25 | -1759.5 | -1797.5 | -1770 | -1856.25 | -2059.5 | -2060 | -2090.5 | -2141 | -2196 | -2226.5 | 0 | 0 | 0 | 0 | 0 | 0 | 0 | 0
1 | 110 | 113 | 110 113 Occupancy Sensor / Office | 0 | 0 | -647.875 | -659.25 | -719.5 | -948 | -1087.5 | -1146.25 | -987 | -1113 | -1121.75 | -1084.25 | -1180.75 | 0 | 0 | 0 | 0 | 0 | 0 | 0 | 0 | 0 | 0 | 0 | 0 | 0 | 0 | 0 | 0 | 0
1 | 110 | 114 | 110 114 Continuous Dimming / Office | 0 | 0 | -1005 | -1022 | -1126.5 | -1369.75 | -1505.25 | -1602.5 | -1469 | -1609.75 | -1640.25 | -1621 | -1730.75 | -1780 | -1773.75 | -1849.25 | 0 | 0 | 0 | 0 | 0 | 0 | 0 | 0 | 0 | 0 | 0 | 0 | 0 | 0
1 | 110 | 115 | 110 115 Lighting Control Tuneup / Office | 0 | 0 | -104.125 | -106.25 | -116.75 | -142.5 | -157.75 | -167 | 0 | 0 | 0 | 0 | 0 | 0 | 0 | 0 | 0 | 0 | 0 | 0 | 0 | 0 | 0 | 0 | 0 | 0 | 0 | 0 | 0 | 0
1 | 120 | 121 | 120 121 ROB Premium T8, 1EB / Office | 0 | 0 | -203.625 | -207.25 | -226 | -294.75 | -336 | -354 | -308.25 | -345.75 | -349 | -338.5 | -367.5 | -375.5 | -369.5 | -387.25 | -430.25 | -429.5 | -436.5 | -447 | -459 | -465 | 0 | 0 | 0 | 0 | 0 | 0 | 0 | 0
1 | 120 | 122 | 120 122 ROB Premium T8, EB, Reflector / Office | 0 | 0 | -820.875 | -835 | -913.5 | -1189 | -1356.75 | -1431.75 | -1243 | -1397.5 | -1409.25 | -1368 | -1484.5 | -1516.75 | -1493.25 | -1565.75 | -1736.75 | -1738.5 | -1763.5 | -1807 | -1853 | -1879 | 0 | 0 | 0 | 0 | 0 | 0 | 0 | 0
1 | 120 | 123 | 120 123 Occupancy Sensor / Office | 0 | 0 | -396.375 | -403.375 | -440.5 | -580 | -665.75 | -701.5 | -604 | -681 | -686.25 | -663.75 | -722.5 | 0 | 0 | 0 | 0 | 0 | 0 | 0 | 0 | 0 | 0 | 0 | 0 | 0 | 0 | 0 | 0 | 0
1 | 120 | 124 | 120 124 Lighting Control Tuneup / Office | 0 | 0 | -63.5 | -65.5 | -71.75 | -87 | -95.25 | -102 | 0 | 0 | 0 | 0 | 0 | 0 | 0 | 0 | 0 | 0 | 0 | 0 | 0 | 0 | 0 | 0 | 0 | 0 | 0 | 0 | 0 | 0
1 | 130 | 131 | 130 131 CFL Screw-in 18W / Office | 0 | 0 | -3773.875 | -3837 | -4176.25 | -5701.5 | -6650 | -6987.75 | 0 | 0 | 0 | 0 | 0 | 0 | 0 | 0 | 0 | 0 | 0 | 0 | 0 | 0 | 0 | 0 | 0 | 0 | 0 | 0 | 0 | 0
1 | 140 | 141 | 140 141 CFL Hardwired, Modular 18W / Office | 0 | 0 | -3773.875 | -3837 | -4176.25 | -5701.5 | -6650 | -6987.75 | 0 | 0 | 0 | 0 | 0 | 0 | 0 | 0 | 0 | 0 | 0 | 0 | 0 | 0 | 0 | 0 | 0 | 0 | 0 | 0 | 0 | 0
1 | 150 | 151 | 150 151 PSMH, 250W, magnetic ballast / Office | 0 | 0 | -821.125 | -835.625 | -920.25 | -1119.25 | -1230.25 | -1309 | -1200 | -1315.25 | -1340.25 | -1324.5 | -1413.75 | -1453.75 | -1449.25 | 0 | 0 | 0 | 0 | 0 | 0 | 0 | 0 | 0 | 0 | 0 | 0 | 0 | 0 | 0
1 | 150 | 153 | 150 153 High Bay T5 / Office | 0 | 0 | -1136.875 | -1156.5 | -1265.5 | -1647.25 | -1878.25 | -1983.25 | -1721.5 | -1935.25 | -1951.75 | -1893.75 | -2055.75 | -2100 | -2068.75 | 0 | 0 | 0 | 0 | 0 | 0 | 0 | 0 | 0 | 0 | 0 | 0 | 0 | 0 | 0
1 | 160 | 161 | 160 161 LED Exit Sign / Office | 0 | 0 | -3.125 | -3.5 | -3.75 | -6.25 | -7.75 | -7.75 | -6 | -6.75 | -6.5 | -6.75 | -7.25 | -7.25 | -5.75 | -6.75 | -8.5 | -7.5 | 0 | 0 | 0 | 0 | 0 | 0 | 0 | 0 | 0 | 0 | 0 | 0
1 | 200 | 201 | 200 201 High Pressure Sodium 250W Lamp / Office | 0 | 0 | -50.75 | -51.875 | -57.5 | -66.5 | -71.5 | 0 | 0 | 0 | 0 | 0 | 0 | 0 | 0 | 0 | 0 | 0 | 0 | 0 | 0 | 0 | 0 | 0 | 0 | 0 | 0 | 0 | 0 | 0
1 | 200 | 202 | 200 202 Outdoor Lighting Controls (Photocell/Timeclock) / Office | 0 | 0 | -40.125 | -40.875 | -45.5 | -52.5 | -57 | 0 | 0 | 0 | 0 | 0 | 0 | 0 | 0 | 0 | 0 | 0 | 0 | 0 | 0 | 0 | 0 | 0 | 0 | 0 | 0 | 0 | 0 | 0
1 | 210 | 211 | 210 211 Outdoor Lighting Controls (Photocell/Timeclock) / Office | 0 | 0 | -44.25 | -45.125 | -50 | -58 | -62.25 | 0 | 0 | 0 | 0 | 0 | 0 | 0 | 0 | 0 | 0 | 0 | 0 | 0 | 0 | 0 | 0 | 0 | 0 | 0 | 0 | 0 | 0 | 0
1 | 300 | 301 | 300 301 Centrifugal Chiller, 0.51 kW/ton, 500 tons / Office | 0 | 0 | -260.125 | -264.625 | -287 | -404.75 | -478.75 | -500.5 | -411.5 | -474.25 | -472.75 | -450 | -497.5 | -504.25 | -489.5 | -517 | -588.5 | -580.75 | -590.75 | -601.5 | -616 | -617 | 0 | 0 | 0 | 0 | 0 | 0 | 0 | 0
1 | 300 | 302 | 300 302 High Efficiency Chiller Motors / Office | 0 | 0 | -63.875 | -65.25 | -71 | -93.25 | -106.75 | -111.75 | -96.75 | -108.75 | -110.5 | -106.5 | -116 | -118.25 | -115.25 | -122.25 | -135.5 | -134.25 | -137.25 | -140 | -144.5 | -146.5 | 0 | 0 | 0 | 0 | 0 | 0 | 0 | 0
1 | 300 | 304 | 300 304 EMS - Chiller / Office | 0 | 0 | -214.5 | -218 | -239.75 | -296.25 | -329.75 | -349.5 | -316.25 | -348 | -354 | -348.5 | 0 | 0 | 0 | 0 | 0 | 0 | 0 | 0 | 0 | 0 | 0 | 0 | 0 | 0 | 0 | 0 | 0 | 0
1 | 300 | 305 | 300 305 Chiller Tune Up/Diagnostics / Office | 0 | 0 | -183.25 | -187.25 | -201.25 | -366.25 | -491.5 | -503.5 | -352.5 | -438.5 | -420 | -373 | 0 | 0 | 0 | 0 | 0 | 0 | 0 | 0 | 0 | 0 | 0 | 0 | 0 | 0 | 0 | 0 | 0 | 0
1 | 300 | 306 | 300 306 VSD for Chiller Pumps and Towers / Office | 0 | 0 | -202.375 | -206 | -226.25 | -280 | -311.25 | -329.75 | -298.25 | -328.75 | -334.25 | -329 | -352.25 | -362 | -359.25 | -375.25 | -409.25 | 0 | 0 | 0 | 0 | 0 | 0 | 0 | 0 | 0 | 0 | 0 | 0 | 0
1 | 300 | 308 | 300 308 Aerosole Duct Sealing / Office | 0 | 0 | -194 | -197.875 | -219 | -254.25 | -272.75 | -292 | -277.75 | -299.25 | -307 | -307.5 | -324.5 | -334.75 | -336.75 | -349 | -372.75 | 0 | 0 | 0 | 0 | 0 | 0 | 0 | 0 | 0 | 0 | 0 | 0 | 0
1 | 300 | 309 | 300 309 Duct/Pipe Insulation / Office | 0 | 0 | -39.125 | -39.75 | -44.25 | -54.5 | -60.5 | -64 | -57.5 | -64 | -64.75 | -63.75 | 0 | 0 | 0 | 0 | 0 | 0 | 0 | 0 | 0 | 0 | 0 | 0 | 0 | 0 | 0 | 0 | 0 | 0
1 | 300 | 311 | 300 311 Window Film (Standard) / Office | 0 | 0 | -121.125 | -123.25 | -133 | -189 | -223.75 | -234 | -192 | -220.5 | -220 | -209.5 | 0 | 0 | 0 | 0 | 0 | 0 | 0 | 0 | 0 | 0 | 0 | 0 | 0 | 0 | 0 | 0 | 0 | 0
1 | 300 | 313 | 300 313 Ceiling Insulation / Office | 0 | 0 | -279 | -284.375 | -305.75 | -531 | -699 | -717.75 | -515.25 | -633.5 | -611 | -549.25 | -642.75 | -638 | -605.5 | -650.25 | -791.75 | -695.25 | -770.25 | -777 | -791 | -767.5 | 0 | 0 | 0 | 0 | 0 | 0 | 0 | 0
1 | 300 | 314 | 300 314 Roof Insulation / Office | 0 | 0 | -100.25 | -102 | -110.25 | -164.25 | -201 | -209 | -165 | -193 | -191.75 | -179.5 | -201.5 | -203 | -195.25 | -207.5 | -241.75 | -230 | -240 | -243 | -249 | -247.5 | 0 | 0 | 0 | 0 | 0 | 0 | 0 | 0
1 | 300 | 315 | 300 315 Cool Roof - Chiller / Office | 0 | 0 | -585 | -594.375 | -644 | -921.25 | -1099.75 | -1149.5 | -932 | -1082 | -1077.25 | -1019.75 | -1132.5 | -1147.5 | -1111 | -1175 | -1345 | 0 | 0 | 0 | 0 | 0 | 0 | 0 | 0 | 0 | 0 | 0 | 0 | 0
1 | 300 | 317 | 300 317 Thermal Energy Storage (TES) Positive / Office | 0 | 0 | -408 | -401.625 | -437.25 | -893 | -1253.5 | -1274.25 | -836.25 | -1077.5 | -1015 | -9331.25 | -1063.25 | -1041 | -971.5 | -1056.25 | -1350.75 | -776.75 | -1288.75 | -1294 | -1297 | -1240 | -1252.5 | -1228 | -1427 | -1281 | -1297.5 | -1555.5 | -1026.5 | -1581
1 | 300 | 317 | 300 317 Thermal Energy Storage (TES) Negative / Office | 0 | 0 | 403.5 | 415 | 464.25 | 477.5 | 486.25 | 523.5 | 559.75 | 579.5 | 603.25 | 619.25 | 637 | 663.5 | 690.5 | 700.5 | 719.25 | 740.5 | 764.25 | 794.5 | 824.5 | 855 | 879.5 | 909.5 | 939.5 | 965.5 | 997 | 1029.5 | 1055 | 1077.5
1 | 320 | 321 | 320 321 DX Packaged System, EER=10.9, 10 tons / Office | 0 | 0 | -204.25 | -207.375 | -224.75 | -324.75 | -389.25 | -406.25 | -328.5 | -381 | -379.25 | -358.5 | -399.25 | -403 | -390.25 | -412.75 | -474 | 0 | 0 | 0 | 0 | 0 | 0 | 0 | 0 | 0 | 0 | 0 | 0 | 0
1 | 320 | 322 | 320 322 Hybrid Dessicant-DX System (Trane CDQ) / Office | 0 | 0 | -1223.75 | -1243 | -1373.75 | -1633.5 | -1770.25 | -1889.75 | -1762.25 | -1916.5 | -1960.5 | -1950.25 | -2070.25 | -2134.25 | -2132.75 | -2219.75 | -2384 | 0 | 0 | 0 | 0 | 0 | 0 | 0 | 0 | 0 | 0 | 0 | 0 | 0
1 | 320 | 323 | 320 323 Geothermal Heat Pump, EER=13, 10 tons / Office | 0 | 0 | -637.125 | -646.875 | -714.5 | -850.25 | -921.25 | -983.5 | -917.25 | -997.25 | -1020.5 | -1015 | -1076.5 | -1110 | -1109.5 | -1155 | -1240.5 | 0 | 0 | 0 | 0 | 0 | 0 | 0 | 0 | 0 | 0 | 0 | 0 | 0
1 | 320 | 327 | 320 327 DX Coil Cleaning / Office | 0 | 0 | -174 | -177.5 | -190.75 | -347.5 | -466.5 | 0 | 0 | 0 | 0 | 0 | 0 | 0 | 0 | 0 | 0 | 0 | 0 | 0 | 0 | 0 | 0 | 0 | 0 | 0 | 0 | 0 | 0 | 0
1 | 320 | 328 | 320 328 Optimize Controls / Office | 0 | 0 | -154 | -156.875 | -173.75 | -202.25 | -216.25 | 0 | 0 | 0 | 0 | 0 | 0 | 0 | 0 | 0 | 0 | 0 | 0 | 0 | 0 | 0 | 0 | 0 | 0 | 0 | 0 | 0 | 0 | 0
1 | 320 | 329 | 320 329 Aerosole Duct Sealing / Office | 0 | 0 | -308.75 | -314.25 | -347.5 | -404 | -434 | -464 | -441.75 | -476.25 | -488.5 | -488.75 | -515.75 | -532.75 | -535 | -555.5 | -593.5 | 0 | 0 | 0 | 0 | 0 | 0 | 0 | 0 | 0 | 0 | 0 | 0 | 0
1 | 320 | 330 | 320 330 Duct/Pipe Insulation / Office | 0 | 0 | -62.375 | -64.25 | -70.25 | -87.25 | -97.25 | -103.25 | -93 | -102.25 | -104.25 | -102.5 | 0 | 0 | 0 | 0 | 0 | 0 | 0 | 0 | 0 | 0 | 0 | 0 | 0 | 0 | 0 | 0 | 0 | 0
1 | 320 | 332 | 320 332 Window Film (Standard) / Office | 0 | 0 | -183.375 | -186.75 | -202.25 | -287 | -340.75 | -355.5 | -291 | -336 | -335.25 | -318.25 | 0 | 0 | 0 | 0 | 0 | 0 | 0 | 0 | 0 | 0 | 0 | 0 | 0 | 0 | 0 | 0 | 0 | 0
1 | 320 | 334 | 320 334 Ceiling Insulation / Office | 0 | 0 | -442.875 | -450.875 | -485.25 | -843.5 | -1109 | -1139.75 | -816.75 | -1006.5 | -970 | -871.25 | -1020.75 | -1012.75 | -961 | -1033 | -1257.25 | -1105 | -1224 | -1234 | -1251 | -1219 | 0 | 0 | 0 | 0 | 0 | 0 | 0 | 0
1 | 320 | 335 | 320 335 Roof Insulation / Office | 0 | 0 | -159.625 | -162.25 | -175.75 | -265.5 | -326.75 | -339.25 | -265.25 | -312.75 | -308.75 | -288.25 | -324.75 | -327.25 | -314.5 | -334.5 | -389.5 | -369.5 | -386.5 | -391.5 | -402 | -396.5 | 0 | 0 | 0 | 0 | 0 | 0 | 0 | 0
1 | 340 | 342 | 340 342 Geothermal Heat Pump, EER=13, 10 tons / Office | 0 | 0 | -703.75 | -715.75 | -778.25 | -1064 | -1242 | -1303.75 | -1092.5 | -1248.75 | -1251 | -1198.75 | -1316 | -1338.5 | -1306.25 | -1375.75 | -1551.25 | -1538.5 | -1561.75 | -1594.5 | -1634 | -1644.5 | -1680.5 | -1703 | -1846.5 | -1794 | -1814 | 0 | 0 | 0
1 | 340 | 344 | 340 344 Aerosole Duct Sealing / Office | 0 | 0 | -315.875 | -321.375 | -355.5 | -413.25 | -444 | -474.5 | -451.25 | -486.75 | -499.5 | -499.75 | -527.75 | -544.25 | -547.25 | -568.75 | -606 | 0 | 0 | 0 | 0 | 0 | 0 | 0 | 0 | 0 | 0 | 0 | 0 | 0
1 | 340 | 345 | 340 345 Duct/Pipe Insulation / Office | 0 | 0 | -63.875 | -65.5 | -72 | -89.5 | -98.75 | -105 | -95 | -104 | -105.5 | -104.25 | 0 | 0 | 0 | 0 | 0 | 0 | 0 | 0 | 0 | 0 | 0 | 0 | 0 | 0 | 0 | 0 | 0 | 0
1 | 340 | 347 | 340 347 Window Film (Standard) / Office | 0 | 0 | -187.75 | -191 | -206.75 | -293 | -349 | -364.5 | -298.25 | -344 | -343.5 | -326.25 | 0 | 0 | 0 | 0 | 0 | 0 | 0 | 0 | 0 | 0 | 0 | 0 | 0 | 0 | 0 | 0 | 0 | 0
1 | 340 | 349 | 340 349 Ceiling Insulation / Office | 0 | 0 | -453 | -461 | -496.25 | -862.75 | -1134.25 | -1165.25 | -835.5 | -1029.25 | -991.5 | -891.25 | -1043 | -1035.5 | -983 | -1056 | -1285.25 | -1129.75 | -1252 | -1262.5 | -1278.5 | -1245.5 | 0 | 0 | 0 | 0 | 0 | 0 | 0 | 0
1 | 340 | 350 | 340 350 Roof Insulation / Office | 0 | 0 | -163.125 | -165.625 | -179.5 | -270.5 | -333.25 | -345.75 | -270.75 | -319.75 | -315.25 | -294.25 | -331.25 | -333.75 | -321.25 | -340.75 | -397.75 | -377.25 | -394.5 | -400 | -410 | -405.5 | 0 | 0 | 0 | 0 | 0 | 0 | 0 | 0
1 | 340 | 351 | 340 351 Cool Roof - DX / Office | 0 | 0 | -943.875 | -959.5 | -1040 | -1488.5 | -1776 | -1856.5 | -1505 | -1747.5 | -1739 | -1646.5 | -1829 | -1853.5 | -1795.25 | -1898.25 | -2173.25 | 0 | 0 | 0 | 0 | 0 | 0 | 0 | 0 | 0 | 0 | 0 | 0 | 0
1 | 360 | 361 | 360 361 HE PTAC, EER=9.6, 1 ton / Office | 0 | 0 | -574.875 | -584.25 | -633.25 | -902 | -1074.25 | -1122.75 | -913.75 | -1058.25 | -1055 | -999.5 | -1108.75 | -1124.5 | -1089.75 | -1151.25 | -1316.25 | 0 | 0 | 0 | 0 | 0 | 0 | 0 | 0 | 0 | 0 | 0 | 0 | 0
1 | 360 | 362 | 360 362 Occupancy Sensor (hotels) / Office | 0 | 0 | -615.875 | -626.625 | -684.75 | -901.25 | -1034 | -1090.5 | -938.75 | -1058.75 | -1066.75 | -1031 | -1123 | -1146 | -1126 | -1181.5 | -1316.75 | 0 | 0 | 0 | 0 | 0 | 0 | 0 | 0 | 0 | 0 | 0 | 0 | 0
1 | 400 | 401 | 400 401 High Efficiency Fan Motor, 15hp, 1800rpm, 92.4% / Office | 0 | 0 | -12.75 | -13.125 | -14 | -19 | -21.25 | -22.25 | -18.75 | -21.5 | -21.75 | -21 | -22.75 | -23.25 | -22 | -23.5 | -26.5 | 0 | 0 | 0 | 0 | 0 | 0 | 0 | 0 | 0 | 0 | 0 | 0 | 0
1 | 400 | 402 | 400 402 Variable Speed Drive Control / Office | 0 | 0 | -278.75 | -283.875 | -314 | -364.75 | -391.75 | -419.25 | -398.5 | -430 | -441.25 | -441.75 | -465.75 | -481 | -483.25 | -502 | -535.5 | 0 | 0 | 0 | 0 | 0 | 0 | 0 | 0 | 0 | 0 | 0 | 0 | 0
1 | 400 | 403 | 400 403 Air Handler Optimization / Office | 0 | 0 | -77.875 | -79.375 | -87.5 | -102.25 | -110 | -117.25 | -111.5 | -120.25 | 0 | 0 | 0 | 0 | 0 | 0 | 0 | 0 | 0 | 0 | 0 | 0 | 0 | 0 | 0 | 0 | 0 | 0 | 0 | 0
1 | 400 | 404 | 400 404 Electronically Commutated Motors (ECM) on an Air Handler Unit / Office | 0 | 0 | -110.375 | -112.375 | -124.25 | -144.75 | -155.25 | -166 | -157.75 | -170.5 | -174.25 | -175 | -184.75 | -190 | -191.25 | -197.75 | -211.75 | 0 | 0 | 0 | 0 | 0 | 0 | 0 | 0 | 0 | 0 | 0 | 0 | 0
1 | 400 | 405 | 400 405 Demand Control Ventilation (DCV) / Office | 0 | 0 | -139.375 | -143 | -153 | -279 | -374.25 | -383 | -267.5 | -333.25 | -319.75 | -284.5 | -335.75 | -332.5 | -314.25 | -338.25 | -417.25 | 0 | 0 | 0 | 0 | 0 | 0 | 0 | 0 | 0 | 0 | 0 | 0 | 0
1 | 400 | 406 | 400 406 Energy Recovery Ventilation (ERV) / Office | 0 | 0 | -64 | -65.875 | -70.25 | -127.75 | -171 | -174.25 | -122.25 | -152 | -146 | -129.75 | -153.75 | -151.75 | -142.75 | -154.25 | -190.5 | -162.75 | -184.75 | -185 | -189.5 | -182.5 | 0 | 0 | 0 | 0 | 0 | 0 | 0 | 0
1 | 600 | 603 | 600 603 Heat Pump Water Heater (air source) / Office | 0 | 0 | -95.75 | -97.25 | -106.75 | -127 | -137 | -145.75 | -137 | -148 | -151.75 | -152.25 | -161 | -166.25 | -165.5 | -171.75 | -184.25 | 0 | 0 | 0 | 0 | 0 | 0 | 0 | 0 | 0 | 0 | 0 | 0 | 0
1 | 600 | 604 | 600 604 Solar Water Heater / Office | 0 | 0 | -95.625 | -97.125 | -106.75 | -126.75 | -136.75 | -145.75 | -136.5 | -148 | -151.75 | -152.25 | -160.5 | -166 | -165.25 | -172 | -184 | -188 | -190 | -196 | -202.5 | -208 | 0 | 0 | 0 | 0 | 0 | 0 | 0 | 0
1 | 600 | 606 | 600 606 Demand controlled circulating systems / Office | 0 | 0 | -6.875 | -7.375 | -7.75 | -9.5 | -10.25 | -10 | -10 | -10.25 | -10.75 | -11 | -11.5 | -11.75 | -11.25 | -12.25 | -13.5 | 0 | 0 | 0 | 0 | 0 | 0 | 0 | 0 | 0 | 0 | 0 | 0 | 0
1 | 600 | 608 | 600 608 Heat Recovery Unit / Office | 0 | 0 | -105 | -106.75 | -117.75 | -138.75 | -150 | -160.25 | -150.5 | -162.5 | -167 | -167.25 | 0 | 0 | 0 | 0 | 0 | 0 | 0 | 0 | 0 | 0 | 0 | 0 | 0 | 0 | 0 | 0 | 0 | 0
1 | 600 | 609 | 600 609 Heat Trap / Office | 0 | 0 | -12.5 | -12.625 | -13.75 | -16.5 | -17.75 | -19 | -17.25 | -18.5 | -19.5 | -19.5 | 0 | 0 | 0 | 0 | 0 | 0 | 0 | 0 | 0 | 0 | 0 | 0 | 0 | 0 | 0 | 0 | 0 | 0
1 | 600 | 610 | 600 610 Hot Water Pipe Insulation / Office | 0 | 0 | -2.625 | -3.125 | -3 | -3.75 | -4.25 | -4.25 | -3.5 | -4 | -4.75 | -4.75 | -4.75 | -4.5 | -4.75 | -4.5 | -5 | 0 | 0 | 0 | 0 | 0 | 0 | 0 | 0 | 0 | 0 | 0 | 0 | 0
1 | 700 | 701 | 700 701 PC Manual Power Management Enabling / Office | 0 | 0 | -196.25 | -199.125 | -220.25 | -261.25 | 0 | 0 | 0 | 0 | 0 | 0 | 0 | 0 | 0 | 0 | 0 | 0 | 0 | 0 | 0 | 0 | 0 | 0 | 0 | 0 | 0 | 0 | 0 | 0
1 | 700 | 702 | 700 702 PC Network Power Management Enabling / Office | 0 | 0 | -196.25 | -199.125 | -220.25 | -261.25 | 0 | 0 | 0 | 0 | 0 | 0 | 0 | 0 | 0 | 0 | 0 | 0 | 0 | 0 | 0 | 0 | 0 | 0 | 0 | 0 | 0 | 0 | 0 | 0
1 | 710 | 711 | 710 711 Energy Star or Better Monitor / Office | 0 | 0 | -281.75 | -286.375 | -316.25 | -375.25 | 0 | 0 | 0 | 0 | 0 | 0 | 0 | 0 | 0 | 0 | 0 | 0 | 0 | 0 | 0 | 0 | 0 | 0 | 0 | 0 | 0 | 0 | 0 | 0
1 | 710 | 712 | 710 712 Monitor Power Management Enabling / Office | 0 | 0 | -183.75 | -187.125 | -206.5 | -244.75 | 0 | 0 | 0 | 0 | 0 | 0 | 0 | 0 | 0 | 0 | 0 | 0 | 0 | 0 | 0 | 0 | 0 | 0 | 0 | 0 | 0 | 0 | 0 | 0
1 | 720 | 722 | 720 722 Monitor Power Management Enabling / Office | 0 | 0 | -0.25 | -0.375 | -0.5 | -0.5 | 0 | 0 | 0 | 0 | 0 | 0 | 0 | 0 | 0 | 0 | 0 | 0 | 0 | 0 | 0 | 0 | 0 | 0 | 0 | 0 | 0 | 0 | 0 | 0
1 | 730 | 731 | 730 731 Energy Star or Better Copier / Office | 0 | 0 | -31.75 | -32.75 | -36.5 | -42.75 | -46.75 | -49.25 | 0 | 0 | 0 | 0 | 0 | 0 | 0 | 0 | 0 | 0 | 0 | 0 | 0 | 0 | 0 | 0 | 0 | 0 | 0 | 0 | 0 | 0
1 | 730 | 732 | 730 732 Copier Power Management Enabling / Office | 0 | 0 | -26.5 | -26.875 | -29.75 | -35.25 | -38.75 | -40.5 | 0 | 0 | 0 | 0 | 0 | 0 | 0 | 0 | 0 | 0 | 0 | 0 | 0 | 0 | 0 | 0 | 0 | 0 | 0 | 0 | 0 | 0
1 | 800 | 801 | 800 801 Convection Oven / Office | 0 | 0 | -2.5 | -3.125 | -2.75 | -3.5 | -4 | -4 | -3.75 | -4 | -4.25 | -4 | 0 | 0 | 0 | 0 | 0 | 0 | 0 | 0 | 0 | 0 | 0 | 0 | 0 | 0 | 0 | 0 | 0 | 0
1 | 810 | 811 | 810 811 Efficient Fryer / Office | 0 | 0 | -0.5 | -0.75 | -0.75 | -0.75 | -1 | -0.25 | -1 | -0.75 | -0.75 | -1 | 0 | 0 | 0 | 0 | 0 | 0 | 0 | 0 | 0 | 0 | 0 | 0 | 0 | 0 | 0 | 0 | 0 | 0
1 | 900 | 901 | 900 901 Vending Misers (cooled machines only) / Office | 0 | 0 | -62.75 | -64.25 | -71.25 | -82.75 | -88.25 | -94.25 | -90 | -96.75 | -100 | -100 | 0 | 0 | 0 | 0 | 0 | 0 | 0 | 0 | 0 | 0 | 0 | 0 | 0 | 0 | 0 | 0 | 0 | 0
2 | 110 | 111 | 110 111 Premium T8, Elecctronic Ballast / Restaurant or Services | 0 | 0 | -527.25 | -536.5 | -586.75 | -764.25 | -871 | -920 | -799 | -897.5 | -905.75 | -878.25 | -953.75 | -974.5 | -959.5 | -1005.5 | -1115.75 | -1116.75 | 0 | 0 | 0 | 0 | 0 | 0 | 0 | 0 | 0 | 0 | 0 | 0
2 | 110 | 112 | 110 112 Premium T8, EB, Reflector / Restaurant or Services | 0 | 0 | -1090.5 | -1109.375 | -1214.25 | -1579.75 | -1801.75 | -1901.5 | -1651.25 | -1856.5 | -1872.75 | -1816.25 | -1971.75 | -2014.5 | -1984.5 | -2080.5 | -2308.25 | -2308.75 | 0 | 0 | 0 | 0 | 0 | 0 | 0 | 0 | 0 | 0 | 0 | 0
2 | 110 | 113 | 110 113 Occupancy Sensor / Restaurant or Services | 0 | 0 | -480.125 | -488.875 | -533.5 | -702.5 | -806.25 | -850.5 | -731.75 | -825 | -831.5 | 0 | 0 | 0 | 0 | 0 | 0 | 0 | 0 | 0 | 0 | 0 | 0 | 0 | 0 | 0 | 0 | 0 | 0 | 0
2 | 110 | 114 | 110 114 Continuous Dimming / Restaurant or Services | 0 | 0 | -1126.625 | -1145.875 | -1262.75 | -1535.75 | -1689.25 | -1797.75 | -1646 | -1805.5 | -1839.5 | -1818.5 | -1940.5 | 0 | 0 | 0 | 0 | 0 | 0 | 0 | 0 | 0 | 0 | 0 | 0 | 0 | 0 | 0 | 0 | 0
2 | 110 | 115 | 110 115 Lighting Control Tuneup / Restaurant or Services | 0 | 0 | -117.375 | -119.5 | -130.75 | -160.25 | -176.75 | -187.75 | 0 | 0 | 0 | 0 | 0 | 0 | 0 | 0 | 0 | 0 | 0 | 0 | 0 | 0 | 0 | 0 | 0 | 0 | 0 | 0 | 0 | 0
2 | 120 | 121 | 120 121 ROB Premium T8, 1EB / Restaurant or Services | 0 | 0 | -228.25 | -232.375 | -253.75 | -330.25 | -377 | -397 | -345 | -387.25 | -391.25 | -380 | -412.75 | -420.75 | -414.5 | -434.25 | -482.25 | -482 | 0 | 0 | 0 | 0 | 0 | 0 | 0 | 0 | 0 | 0 | 0 | 0
2 | 120 | 122 | 120 122 ROB Premium T8, EB, Reflector / Restaurant or Services | 0 | 0 | -920.5 | -935.875 | -1024 | -1333.25 | -1520 | -1604.75 | -1394 | -1566.25 | -1580.25 | -1532.75 | -1663.75 | -1699.5 | -1674 | -1755.75 | -1947.25 | -1948.25 | 0 | 0 | 0 | 0 | 0 | 0 | 0 | 0 | 0 | 0 | 0 | 0
2 | 120 | 123 | 120 123 Occupancy Sensor / Restaurant or Services | 0 | 0 | -293.625 | -298.875 | -326.75 | -430 | -493.5 | -519.75 | -448.5 | -504.5 | -508 | 0 | 0 | 0 | 0 | 0 | 0 | 0 | 0 | 0 | 0 | 0 | 0 | 0 | 0 | 0 | 0 | 0 | 0 | 0
2 | 120 | 124 | 120 124 Lighting Control Tuneup / Restaurant or Services | 0 | 0 | -71.625 | -73 | -80 | -97.75 | -107.25 | -114.25 | 0 | 0 | 0 | 0 | 0 | 0 | 0 | 0 | 0 | 0 | 0 | 0 | 0 | 0 | 0 | 0 | 0 | 0 | 0 | 0 | 0 | 0
2 | 130 | 131 | 130 131 CFL Screw-in 18W / Restaurant or Services | 0 | 0 | -4228.875 | -4299.375 | 0 | 0 | 0 | 0 | 0 | 0 | 0 | 0 | 0 | 0 | 0 | 0 | 0 | 0 | 0 | 0 | 0 | 0 | 0 | 0 | 0 | 0 | 0 | 0 | 0 | 0
2 | 140 | 141 | 140 141 CFL Hardwired, Modular 18W / Restaurant or Services | 0 | 0 | -4228.875 | -4299.375 | -4680.75 | -6389.25 | -7452.75 | 0 | 0 | 0 | 0 | 0 | 0 | 0 | 0 | 0 | 0 | 0 | 0 | 0 | 0 | 0 | 0 | 0 | 0 | 0 | 0 | 0 | 0 | 0
2 | 150 | 151 | 150 151 PSMH, 250W, magnetic ballast / Restaurant or Services | 0 | 0 | -920.375 | -936.5 | -1031.5 | -1255 | -1380 | -1469 | -1346.25 | -1475.25 | -1502.5 | -1485.25 | 0 | 0 | 0 | 0 | 0 | 0 | 0 | 0 | 0 | 0 | 0 | 0 | 0 | 0 | 0 | 0 | 0 | 0
2 | 150 | 152 | 150 152 PSMH, 250 W, electronic ballast / Restaurant or Services | 0 | 0 | -1106.375 | -1125.25 | -1231.5 | -1602.5 | -1828 | -1929.5 | -1675 | -1883 | -1899.75 | -1842.75 | 0 | 0 | 0 | 0 | 0 | 0 | 0 | 0 | 0 | 0 | 0 | 0 | 0 | 0 | 0 | 0 | 0 | 0
2 | 150 | 153 | 150 153 High Bay T5 / Restaurant or Services | 0 | 0 | -1274.625 | -1296.5 | -1418 | -1846.25 | -2105.25 | -2222.25 | -1929 | -2168.75 | -2188 | -2122.25 | 0 | 0 | 0 | 0 | 0 | 0 | 0 | 0 | 0 | 0 | 0 | 0 | 0 | 0 | 0 | 0 | 0 | 0
2 | 160 | 161 | 160 161 LED Exit Sign / Restaurant or Services | 0 | 0 | -9.625 | -10 | -10.5 | -15.75 | -19 | -19.25 | -15.75 | -18 | -18 | -17.5 | -18.75 | -19.75 | -18.5 | -19.25 | -22.25 | -21.5 | 0 | 0 | 0 | 0 | 0 | 0 | 0 | 0 | 0 | 0 | 0 | 0
2 | 200 | 201 | 200 201 High Pressure Sodium 250W Lamp / Restaurant or Services | 0 | 0 | -231 | -235.125 | -260.25 | -302.5 | -325 | 0 | 0 | 0 | 0 | 0 | 0 | 0 | 0 | 0 | 0 | 0 | 0 | 0 | 0 | 0 | 0 | 0 | 0 | 0 | 0 | 0 | 0 | 0
2 | 200 | 202 | 200 202 Outdoor Lighting Controls (Photocell/Timeclock) / Restaurant or Services | 0 | 0 | -182.5 | -186.125 | -205.75 | -238.75 | -256.5 | 0 | 0 | 0 | 0 | 0 | 0 | 0 | 0 | 0 | 0 | 0 | 0 | 0 | 0 | 0 | 0 | 0 | 0 | 0 | 0 | 0 | 0 | 0
2 | 210 | 211 | 210 211 Outdoor Lighting Controls (Photocell/Timeclock) / Restaurant or Services | 0 | 0 | -291.5 | -295.75 | -321.25 | -452.25 | -536 | 0 | 0 | 0 | 0 | 0 | 0 | 0 | 0 | 0 | 0 | 0 | 0 | 0 | 0 | 0 | 0 | 0 | 0 | 0 | 0 | 0 | 0 | 0
2 | 300 | 301 | 300 301 Centrifugal Chiller, 0.51 kW/ton, 500 tons / Restaurant or Services | 0 | 0 | -673.375 | -685 | -748.5 | -979.5 | -1120 | -1181.5 | -1022.25 | -1150.5 | -1160.25 | -1124.25 | -1220.75 | -1247 | -1226.5 | -1287.5 | -1431 | -1430 | -1451.5 | -1485 | -1524 | -1544.5 | 0 | 0 | 0 | 0 | 0 | 0 | 0 | 0
2 | 300 | 302 | 300 302 High Efficiency Chiller Motors / Restaurant or Services | 0 | 0 | -166.5 | -169.75 | -186.5 | -228.5 | -252.75 | -267.75 | -244.25 | -267.75 | -273.25 | -270 | -288.75 | -296.25 | -294.75 | -308 | -334 | -336.75 | -343 | -352.5 | -362.5 | -371 | 0 | 0 | 0 | 0 | 0 | 0 | 0 | 0
2 | 300 | 304 | 300 304 EMS - Chiller / Restaurant or Services | 0 | 0 | -659.875 | -673.875 | -723 | -1316 | -1765.5 | -1808.75 | -1261.75 | -1575.25 | -1507.25 | -1336.5 | 0 | 0 | 0 | 0 | 0 | 0 | 0 | 0 | 0 | 0 | 0 | 0 | 0 | 0 | 0 | 0 | 0 | 0
2 | 300 | 305 | 300 305 Chiller Tune Up/Diagnostics / Restaurant or Services | 0 | 0 | -499.625 | -509.625 | -547 | -996.25 | -1336 | -1368.25 | -954.5 | -1192.25 | -1140.25 | -1014 | 0 | 0 | 0 | 0 | 0 | 0 | 0 | 0 | 0 | 0 | 0 | 0 | 0 | 0 | 0 | 0 | 0 | 0
2 | 300 | 306 | 300 306 VSD for Chiller Pumps and Towers / Restaurant or Services | 0 | 0 | -529.5 | -539.375 | -596.5 | -693.5 | -744.25 | -797 | -757.5 | -817.25 | -838.25 | -839 | -885 | -913.75 | -918.75 | -953.75 | -1017.5 | 0 | 0 | 0 | 0 | 0 | 0 | 0 | 0 | 0 | 0 | 0 | 0 | 0
2 | 300 | 308 | 300 308 Aerosole Duct Sealing / Restaurant or Services | 0 | 0 | -528 | -537 | -594.25 | -691 | -742 | -794 | -755.25 | -814.25 | -834.75 | -836 | -882 | -910.5 | -915.75 | -950.25 | -1014.25 | 0 | 0 | 0 | 0 | 0 | 0 | 0 | 0 | 0 | 0 | 0 | 0 | 0
2 | 300 | 309 | 300 309 Duct/Pipe Insulation / Restaurant or Services | 0 | 0 | -116.375 | -118.25 | -127.75 | -181.25 | -215.5 | -225.25 | -184 | -211.75 | -212 | -202 | 0 | 0 | 0 | 0 | 0 | 0 | 0 | 0 | 0 | 0 | 0 | 0 | 0 | 0 | 0 | 0 | 0 | 0
2 | 300 | 311 | 300 311 Window Film (Standard) / Restaurant or Services | 0 | 0 | -313.75 | -319.125 | -345.5 | -489.5 | -581.25 | -608.75 | -497.5 | -574.25 | -573.25 | -544.25 | 0 | 0 | 0 | 0 | 0 | 0 | 0 | 0 | 0 | 0 | 0 | 0 | 0 | 0 | 0 | 0 | 0 | 0
2 | 300 | 313 | 300 313 Ceiling Insulation / Restaurant or Services | 0 | 0 | -758 | -771.875 | -830.25 | -1442.5 | -1897.25 | -1951 | -1396.5 | -1721 | -1658 | -1487.25 | -1744.75 | -1733.25 | -1645.75 | -1767.75 | -2151.5 | -1891.5 | -2095.5 | -2112 | -2134.5 | -2085.5 | 0 | 0 | 0 | 0 | 0 | 0 | 0 | 0
2 | 300 | 314 | 300 314 Roof Insulation / Restaurant or Services | 0 | 0 | -269.875 | -274.25 | -297.5 | -425.5 | -508 | -530.5 | -430.75 | -498.75 | -496.75 | -471 | -523 | -530.25 | -512.5 | -542.25 | -621 | -608.75 | -620.5 | -632 | -648.5 | -646.5 | 0 | 0 | 0 | 0 | 0 | 0 | 0 | 0
2 | 300 | 315 | 300 315 Cool Roof - Chiller / Restaurant or Services | 0 | 0 | -1579.75 | -1605.25 | -1741.75 | -2490.75 | -2972.25 | -3107.75 | -2516.5 | -2924.5 | -2911.25 | -2753 | -3061.5 | -3102.25 | -3006.5 | -3178.25 | -3638 | 0 | 0 | 0 | 0 | 0 | 0 | 0 | 0 | 0 | 0 | 0 | 0 | 0
2 | 300 | 317 | 300 317 Thermal Energy Storage (TES) Positive / Restaurant or Services | 0 | 0 | -975 | -960 | -1043 | -2132.25 | -2994.5 | -3044.5 | -1994.5 | -2577 | -2419.5 | -10285.5 | -2536.25 | -2490 | -2322 | -2525 | -3228.75 | -1856.75 | -3077 | -3087.5 | -3086 | -2947.5 | -2990.5 | -2936 | -3404.5 | -3061.5 | -3104.5 | -3719 | -2455 | -3777.5
2 | 300 | 317 | 300 317 Thermal Energy Storage (TES) Negative / Restaurant or Services | 0 | 0 | 1002 | 1031.5 | 1153 | 1185.25 | 1207.75 | 1314.25 | 1391.75 | 1433.25 | 1495.75 | 1536.25 | 1579.5 | 1647 | 1711.5 | 1737.75 | 1783.25 | 1836.25 | 1897 | 1970.5 | 2053.5 | 2123 | 2181 | 2254.5 | 2331.5 | 2398.5 | 2475.5 | 2554 | 2621.5 | 2671.5
2 | 320 | 321 | 320 321 DX Packaged System, EER=10.9, 10 tons / Restaurant or Services | 0 | 0 | -555.25 | -563.625 | -611.75 | -882.25 | -1058.5 | -1104.5 | -890.25 | -1036.5 | -1031 | -973.75 | -1083.75 | -1097.25 | -1061.75 | -1122.75 | -1290 | 0 | 0 | 0 | 0 | 0 | 0 | 0 | 0 | 0 | 0 | 0 | 0 | 0
2 | 320 | 326 | 320 326 DX Tune Up/ Advanced Diagnostics / Restaurant or Services | 0 | 0 | -448 | -456 | -499 | -646.75 | -737.25 | -778.25 | -677.75 | -759.75 | -767.25 | -745.25 | 0 | 0 | 0 | 0 | 0 | 0 | 0 | 0 | 0 | 0 | 0 | 0 | 0 | 0 | 0 | 0 | 0 | 0
2 | 320 | 327 | 320 327 DX Coil Cleaning / Restaurant or Services | 0 | 0 | -474.5 | -483.5 | -519 | -945 | -1267.25 | 0 | 0 | 0 | 0 | 0 | 0 | 0 | 0 | 0 | 0 | 0 | 0 | 0 | 0 | 0 | 0 | 0 | 0 | 0 | 0 | 0 | 0 | 0
2 | 320 | 328 | 320 328 Optimize Controls / Restaurant or Services | 0 | 0 | -419.125 | -426.5 | -472 | -548.75 | -588.75 | 0 | 0 | 0 | 0 | 0 | 0 | 0 | 0 | 0 | 0 | 0 | 0 | 0 | 0 | 0 | 0 | 0 | 0 | 0 | 0 | 0 | 0 | 0
2 | 320 | 329 | 320 329 Aerosole Duct Sealing / Restaurant or Services | 0 | 0 | -838.625 | -854.125 | -945 | -1099.25 | -1179.5 | -1262.75 | -1201.25 | -1295 | -1327.75 | -1328.75 | -1402.25 | -1447.5 | -1456.5 | -1511.25 | -1612.5 | 0 | 0 | 0 | 0 | 0 | 0 | 0 | 0 | 0 | 0 | 0 | 0 | 0
2 | 320 | 330 | 320 330 Duct/Pipe Insulation / Restaurant or Services | 0 | 0 | -168.875 | -172.125 | -189.25 | -231.25 | -255 | -270.25 | -247 | -270.75 | -276.25 | -273.25 | 0 | 0 | 0 | 0 | 0 | 0 | 0 | 0 | 0 | 0 | 0 | 0 | 0 | 0 | 0 | 0 | 0 | 0
2 | 320 | 332 | 320 332 Window Film (Standard) / Restaurant or Services | 0 | 0 | -479.375 | -487.625 | -528.5 | -748 | -888.25 | -929 | -759.25 | -877.75 | -875.25 | -831.5 | 0 | 0 | 0 | 0 | 0 | 0 | 0 | 0 | 0 | 0 | 0 | 0 | 0 | 0 | 0 | 0 | 0 | 0
2 | 320 | 334 | 320 334 Ceiling Insulation / Restaurant or Services | 0 | 0 | -1203.625 | -1225.25 | -1319 | -2290.25 | -3012.25 | -3097 | -2214 | -2734.75 | -2631.75 | -10941.25 | -2769 | -2751.75 | -2612.25 | -2807.25 | -3415.75 | -3004 | -3324.5 | -3353 | -3384.5 | -3309.5 | 0 | 0 | 0 | 0 | 0 | 0 | 0 | 0
2 | 320 | 335 | 320 335 Roof Insulation / Restaurant or Services | 0 | 0 | -431.375 | -438.75 | -475.75 | -694 | -838.75 | -875.25 | -699 | -816.75 | -810.5 | -762.75 | -852.5 | -861.25 | -832 | -881.5 | -1016.5 | -984 | -1012.5 | -1029 | -1053.5 | -1050 | 0 | 0 | 0 | 0 | 0 | 0 | 0 | 0
2 | 320 | 336 | 320 336 Cool Roof - DX / Restaurant or Services | 0 | 0 | -2399.75 | -2440.375 | -2662.25 | -3565.5 | -4122.25 | -4340.25 | -3684.5 | -4187.25 | -4205.75 | -4048 | -4427.75 | -4512.25 | -4423 | -4647.5 | -5206.5 | 0 | 0 | 0 | 0 | 0 | 0 | 0 | 0 | 0 | 0 | 0 | 0 | 0
2 | 340 | 342 | 340 342 Geothermal Heat Pump, EER=13, 10 tons / Restaurant or Services | 0 | 0 | -1725.625 | -1757.25 | -1945 | -2261.25 | -2426.75 | -2599.75 | -2470.5 | -2666 | -2732.5 | -2733.25 | -2886 | -2980 | -2997.75 | -3111.25 | -3318.25 | -3380.5 | -3439.5 | -3547 | -3648.5 | -3761.5 | -3859 | -3946.5 | -4155 | -4169 | -4256.5 | 0 | 0 | 0
2 | 340 | 344 | 340 344 Aerosole Duct Sealing / Restaurant or Services | 0 | 0 | -857.75 | -873.125 | -966.75 | -1124 | -1205.75 | -1291.25 | -1227.75 | -1323.75 | -1357.5 | -1358.5 | -1433.75 | -1480 | -1489.5 | -1545.5 | -1648.5 | 0 | 0 | 0 | 0 | 0 | 0 | 0 | 0 | 0 | 0 | 0 | 0 | 0
2 | 340 | 345 | 340 345 Duct/Pipe Insulation / Restaurant or Services | 0 | 0 | -189.25 | -192.25 | -208.25 | -295.5 | -351.25 | -367 | -300.25 | -346.25 | -346.5 | -328.25 | 0 | 0 | 0 | 0 | 0 | 0 | 0 | 0 | 0 | 0 | 0 | 0 | 0 | 0 | 0 | 0 | 0 | 0
2 | 340 | 347 | 340 347 Window Film (Standard) / Restaurant or Services | 0 | 0 | -490.125 | -498 | -540 | -764.5 | -907.75 | -949.5 | -776.25 | -897.5 | -894.25 | -849.25 | 0 | 0 | 0 | 0 | 0 | 0 | 0 | 0 | 0 | 0 | 0 | 0 | 0 | 0 | 0 | 0 | 0 | 0
2 | 340 | 349 | 340 349 Ceiling Insulation / Restaurant or Services | 0 | 0 | -1230.625 | -1252.625 | -1348.5 | -2342.5 | -3080.75 | -3167 | -2264 | -2796.5 | -2690.5 | -10993.25 | -2831.25 | -2813.5 | -2671.5 | -2870.5 | -3492.75 | -3071.75 | -3400.5 | -3429 | -3460.5 | -3384.5 | 0 | 0 | 0 | 0 | 0 | 0 | 0 | 0
2 | 340 | 351 | 340 351 Cool Roof - DX / Restaurant or Services | 0 | 0 | -2551.625 | -2593.5 | -2812.5 | -4023.25 | -4802 | -5021.5 | -4065 | -4728.75 | -4697.5 | -4440.75 | -4941.5 | -5012.5 | -4860 | -5133.25 | -5878 | 0 | 0 | 0 | 0 | 0 | 0 | 0 | 0 | 0 | 0 | 0 | 0 | 0
2 | 360 | 361 | 360 361 HE PTAC, EER=9.6, 1 ton / Restaurant or Services | 0 | 0 | -1561.75 | -1587.5 | -1721.25 | -2452.25 | -2919.25 | -3053.5 | -2480.5 | -2878.25 | -2866.5 | -2714.5 | -3015 | -3057 | -2963.5 | -3131.75 | -3580.75 | 0 | 0 | 0 | 0 | 0 | 0 | 0 | 0 | 0 | 0 | 0 | 0 | 0
2 | 360 | 362 | 360 362 Occupancy Sensor (hotels) / Restaurant or Services | 0 | 0 | -1674.25 | -1703 | -1861 | -2451.25 | -2811 | -2965 | -2549.25 | -2879 | -2899 | -2803.25 | -3052.5 | -3115.75 | -3062.25 | -3212.75 | -3580.75 | 0 | 0 | 0 | 0 | 0 | 0 | 0 | 0 | 0 | 0 | 0 | 0 | 0
2 | 400 | 401 | 400 401 High Efficiency Fan Motor, 15hp, 1800rpm, 92.4% / Restaurant or Services | 0 | 0 | -22.5 | -23.125 | -25 | -33.75 | -38 | -40.25 | -34.75 | -38.5 | -39 | -38.25 | -41.75 | -41.75 | -41.25 | -43 | -48.75 | 0 | 0 | 0 | 0 | 0 | 0 | 0 | 0 | 0 | 0 | 0 | 0 | 0
2 | 400 | 402 | 400 402 Variable Speed Drive Control / Restaurant or Services | 0 | 0 | -418.5 | -426.125 | -471.5 | -548.25 | -588 | -630 | -598.75 | -645.25 | -662.5 | -662.75 | -699.5 | -722 | -725.75 | -754.25 | -803.75 | 0 | 0 | 0 | 0 | 0 | 0 | 0 | 0 | 0 | 0 | 0 | 0 | 0
2 | 400 | 403 | 400 403 Air Handler Optimization / Restaurant or Services | 0 | 0 | -141 | -143.625 | -158.5 | -184.75 | -198.25 | -212 | -201.5 | -217.25 | 0 | 0 | 0 | 0 | 0 | 0 | 0 | 0 | 0 | 0 | 0 | 0 | 0 | 0 | 0 | 0 | 0 | 0 | 0 | 0
2 | 400 | 404 | 400 404 Electronically Commutated Motors (ECM) on an Air Handler Unit / Restaurant or Services | 0 | 0 | -199 | -202.75 | -224.5 | -260.5 | -279.5 | -299.5 | -284.75 | -306.75 | -315.25 | -315.75 | -332.75 | -343.75 | -345.25 | -358.25 | -381.5 | 0 | 0 | 0 | 0 | 0 | 0 | 0 | 0 | 0 | 0 | 0 | 0 | 0
2 | 400 | 405 | 400 405 Demand Control Ventilation (DCV) / Restaurant or Services | 0 | 0 | -252.75 | -258.5 | -276.5 | -504 | -676 | -691.5 | -484.5 | -603 | -578 | -513.75 | -607.75 | -600.75 | -567.75 | -611.75 | -754.75 | 0 | 0 | 0 | 0 | 0 | 0 | 0 | 0 | 0 | 0 | 0 | 0 | 0
2 | 400 | 406 | 400 406 Energy Recovery Ventilation (ERV) / Restaurant or Services | 0 | 0 | -115.625 | -118.25 | -126.5 | -230.5 | -309.5 | -316.5 | -221.5 | -275.25 | -264.25 | -235 | -278.25 | -274.75 | -260 | -279.5 | -344.75 | -296 | -334.25 | -336 | -342 | -329 | 0 | 0 | 0 | 0 | 0 | 0 | 0 | 0
2 | 400 | 407 | 400 407 Separate Makeup Air / Exhaust Hoods AC / Restaurant or Services | 0 | 0 | -344.25 | -350.5 | -387.75 | -451.25 | -484 | -517.75 | -492.5 | -530.75 | -545 | -545 | -575.25 | -594.5 | -596.75 | -619.75 | -662 | 0 | 0 | 0 | 0 | 0 | 0 | 0 | 0 | 0 | 0 | 0 | 0 | 0
2 | 600 | 603 | 600 603 Heat Pump Water Heater (air source) / Restaurant or Services | 0 | 0 | -815 | -827.75 | -914.75 | -1085.25 | -1175.25 | -1254.75 | -1173 | -1274 | -1303.25 | -1297 | -1376.75 | -1418.75 | -1418.5 | -1476.25 | -1584.75 | 0 | 0 | 0 | 0 | 0 | 0 | 0 | 0 | 0 | 0 | 0 | 0 | 0
2 | 600 | 604 | 600 604 Solar Water Heater / Restaurant or Services | 0 | 0 | -812.875 | -825.75 | -912.5 | -1082.75 | -1172.25 | -1251.5 | -1170.25 | -1271 | -1300.25 | -1293.75 | -1373.25 | -1415.25 | -1415.5 | -1472.25 | -1580.75 | -1613.75 | -1632.75 | -1680 | -1727.5 | -1776.5 | 0 | 0 | 0 | 0 | 0 | 0 | 0 | 0
2 | 600 | 606 | 600 606 Demand controlled circulating systems / Restaurant or Services | 0 | 0 | -57.5 | -59.125 | -64.75 | -76.75 | -83.25 | -88.75 | -83.25 | -89.75 | -92.25 | -91.75 | -97.5 | -100.5 | -100.25 | -104.25 | -112 | 0 | 0 | 0 | 0 | 0 | 0 | 0 | 0 | 0 | 0 | 0 | 0 | 0
2 | 600 | 608 | 600 608 Heat Recovery Unit / Restaurant or Services | 0 | 0 | -893.375 | -906.75 | -1002.25 | -1190.25 | -1288.25 | -1376 | -1285.75 | -1396.5 | -1428.75 | -1422 | 0 | 0 | 0 | 0 | 0 | 0 | 0 | 0 | 0 | 0 | 0 | 0 | 0 | 0 | 0 | 0 | 0 | 0
2 | 600 | 609 | 600 609 Heat Trap / Restaurant or Services | 0 | 0 | -104.875 | -106.5 | -117.5 | -139 | -150.75 | -160.75 | -150.5 | -163.5 | -167.25 | -166.5 | 0 | 0 | 0 | 0 | 0 | 0 | 0 | 0 | 0 | 0 | 0 | 0 | 0 | 0 | 0 | 0 | 0 | 0
2 | 600 | 610 | 600 610 Hot Water Pipe Insulation / Restaurant or Services | 0 | 0 | -22.875 | -23.25 | -25.75 | -30.75 | -33 | -34.5 | -33 | -35.75 | -36.25 | -36.5 | -38.75 | -39.75 | -39.25 | -40.75 | -44.75 | 0 | 0 | 0 | 0 | 0 | 0 | 0 | 0 | 0 | 0 | 0 | 0 | 0
2 | 700 | 701 | 700 701 PC Manual Power Management Enabling / Restaurant or Services | 0 | 0 | -21.625 | -22.125 | -24.25 | -28.75 | 0 | 0 | 0 | 0 | 0 | 0 | 0 | 0 | 0 | 0 | 0 | 0 | 0 | 0 | 0 | 0 | 0 | 0 | 0 | 0 | 0 | 0 | 0 | 0
2 | 700 | 702 | 700 702 PC Network Power Management Enabling / Restaurant or Services | 0 | 0 | -21.625 | -22.125 | -24.25 | -28.75 | 0 | 0 | 0 | 0 | 0 | 0 | 0 | 0 | 0 | 0 | 0 | 0 | 0 | 0 | 0 | 0 | 0 | 0 | 0 | 0 | 0 | 0 | 0 | 0
2 | 710 | 711 | 710 711 Energy Star or Better Monitor / Restaurant or Services | 0 | 0 | -30.875 | -31.75 | -35.25 | -41 | 0 | 0 | 0 | 0 | 0 | 0 | 0 | 0 | 0 | 0 | 0 | 0 | 0 | 0 | 0 | 0 | 0 | 0 | 0 | 0 | 0 | 0 | 0 | 0
2 | 710 | 712 | 710 712 Monitor Power Management Enabling / Restaurant or Services | 0 | 0 | -20.25 | -20.75 | -22.75 | -26.5 | 0 | 0 | 0 | 0 | 0 | 0 | 0 | 0 | 0 | 0 | 0 | 0 | 0 | 0 | 0 | 0 | 0 | 0 | 0 | 0 | 0 | 0 | 0 | 0
2 | 720 | 722 | 720 722 Monitor Power Management Enabling / Restaurant or Services | 0 | 0 | 0 | 0 | 0 | 0 | 0 | 0 | 0 | 0 | 0 | 0 | 0 | 0 | 0 | 0 | 0 | 0 | 0 | 0 | 0 | 0 | 0 | 0 | 0 | 0 | 0 | 0 | 0 | 0
2 | 730 | 731 | 730 731 Energy Star or Better Copier / Restaurant or Services | 0 | 0 | -7.5 | -7.75 | -8.25 | -10.25 | -11 | -10.5 | 0 | 0 | 0 | 0 | 0 | 0 | 0 | 0 | 0 | 0 | 0 | 0 | 0 | 0 | 0 | 0 | 0 | 0 | 0 | 0 | 0 | 0
2 | 730 | 732 | 730 732 Copier Power Management Enabling / Restaurant or Services | 0 | 0 | -6.125 | -6.5 | -6.75 | -8.5 | -9.25 | -9 | 0 | 0 | 0 | 0 | 0 | 0 | 0 | 0 | 0 | 0 | 0 | 0 | 0 | 0 | 0 | 0 | 0 | 0 | 0 | 0 | 0 | 0
2 | 800 | 801 | 800 801 Convection Oven / Restaurant or Services | 0 | 0 | -158.25 | -160.75 | -178 | -209.25 | -225.25 | -241.25 | -227.25 | -245.25 | -251.5 | -251.25 | 0 | 0 | 0 | 0 | 0 | 0 | 0 | 0 | 0 | 0 | 0 | 0 | 0 | 0 | 0 | 0 | 0 | 0
2 | 810 | 811 | 810 811 Efficient Fryer / Restaurant or Services | 0 | 0 | -280.625 | -284.875 | -315.25 | -370.5 | -399.75 | -427.25 | -402 | -435.5 | -446.5 | -445.5 | 0 | 0 | 0 | 0 | 0 | 0 | 0 | 0 | 0 | 0 | 0 | 0 | 0 | 0 | 0 | 0 | 0 | 0
2 | 900 | 901 | 900 901 Vending Misers (cooled machines only) / Restaurant or Services | 0 | 0 | -82.875 | -84.25 | -93.5 | -108.5 | -116.5 | -124.25 | -118.25 | -127.5 | -131.25 | -131 | 0 | 0 | 0 | 0 | 0 | 0 | 0 | 0 | 0 | 0 | 0 | 0 | 0 | 0 | 0 | 0 | 0 | 0
3 | 110 | 111 | 110 111 Premium T8, Elecctronic Ballast / Retail | 0 | 0 | -557 | -566.75 | -619.5 | -806.25 | -919.5 | -970.75 | -843 | -947 | -955 | -927 | -1006 | -1027.75 | -1012 | -1060.75 | -1177 | -1178 | -1195.25 | -1223.5 | 0 | 0 | 0 | 0 | 0 | 0 | 0 | 0 | 0 | 0
3 | 110 | 112 | 110 112 Premium T8, EB, Reflector / Retail | 0 | 0 | -1150.875 | -1170.5 | -1280.75 | -1667.25 | -1901 | -2007 | -1742.25 | -1959 | -1975.75 | -1916.75 | -2081 | -2125.5 | -2093.75 | -2195.5 | -2436 | -2435.75 | -2473.25 | -2532 | 0 | 0 | 0 | 0 | 0 | 0 | 0 | 0 | 0 | 0
3 | 110 | 113 | 110 113 Occupancy Sensor / Retail | 0 | 0 | -506.75 | -515.5 | -563 | -741.75 | -850.5 | -897 | -772 | -870.5 | -877.5 | -848.5 | 0 | 0 | 0 | 0 | 0 | 0 | 0 | 0 | 0 | 0 | 0 | 0 | 0 | 0 | 0 | 0 | 0 | 0
3 | 110 | 114 | 110 114 Continuous Dimming / Retail | 0 | 0 | -1196.25 | -1217.875 | -1339 | -1655.25 | -1838 | -1952.25 | -1765.25 | -1947.75 | -1978.75 | -1947 | -2087.25 | -2142.25 | -2129.75 | 0 | 0 | 0 | 0 | 0 | 0 | 0 | 0 | 0 | 0 | 0 | 0 | 0 | 0 | 0
3 | 120 | 121 | 120 121 ROB Premium T8, 1EB / Retail | 0 | 0 | -240.875 | -245.125 | -267.5 | -348 | -397.75 | -419.25 | -364.5 | -408.75 | -412.5 | -400.75 | -435 | -444.25 | -437 | -458.25 | -508.75 | -508.5 | -517 | -528 | 0 | 0 | 0 | 0 | 0 | 0 | 0 | 0 | 0 | 0
3 | 120 | 122 | 120 122 ROB Premium T8, EB, Reflector / Retail | 0 | 0 | -971.375 | -988 | -1081.25 | -1406.75 | -1604.25 | -1693.5 | -1470.25 | -1652.75 | -1667.25 | -1617 | -1755.75 | -1793.75 | -1766.75 | -1852.25 | -2054.75 | -2055.5 | -2085.75 | -2136.5 | 0 | 0 | 0 | 0 | 0 | 0 | 0 | 0 | 0 | 0
3 | 120 | 123 | 120 123 Occupancy Sensor / Retail | 0 | 0 | -310 | -315 | -344.25 | -454 | -520.25 | -548.25 | -472.5 | -532.25 | -535.75 | -518.75 | 0 | 0 | 0 | 0 | 0 | 0 | 0 | 0 | 0 | 0 | 0 | 0 | 0 | 0 | 0 | 0 | 0 | 0
3 | 120 | 124 | 120 124 Lighting Control Tuneup / Retail | 0 | 0 | -76.125 | -77.5 | -85.25 | -105 | -117 | -124.25 | 0 | 0 | 0 | 0 | 0 | 0 | 0 | 0 | 0 | 0 | 0 | 0 | 0 | 0 | 0 | 0 | 0 | 0 | 0 | 0 | 0 | 0
3 | 130 | 131 | 130 131 CFL Screw-in 18W / Retail | 0 | 0 | -4462.625 | -4535.875 | 0 | 0 | 0 | 0 | 0 | 0 | 0 | 0 | 0 | 0 | 0 | 0 | 0 | 0 | 0 | 0 | 0 | 0 | 0 | 0 | 0 | 0 | 0 | 0 | 0 | 0
3 | 140 | 141 | 140 141 CFL Hardwired, Modular 18W / Retail | 0 | 0 | -4462.625 | -4535.875 | -4938.5 | -6742 | -7864 | 0 | 0 | 0 | 0 | 0 | 0 | 0 | 0 | 0 | 0 | 0 | 0 | 0 | 0 | 0 | 0 | 0 | 0 | 0 | 0 | 0 | 0 | 0
3 | 150 | 151 | 150 151 PSMH, 250W, magnetic ballast / Retail | 0 | 0 | -977.75 | -994.875 | -1094 | -1352.75 | -1501.25 | -1595 | -1442.25 | -1590.75 | -1616.5 | -1590.5 | -1705 | -1749.5 | 0 | 0 | 0 | 0 | 0 | 0 | 0 | 0 | 0 | 0 | 0 | 0 | 0 | 0 | 0 | 0
3 | 150 | 152 | 150 152 PSMH, 250 W, electronic ballast / Retail | 0 | 0 | -1130.125 | -1149.75 | -1265.25 | -1563.75 | -1735.5 | -1844 | -1667 | -1839.5 | -1869.5 | -1839 | -1971.25 | -2023.25 | 0 | 0 | 0 | 0 | 0 | 0 | 0 | 0 | 0 | 0 | 0 | 0 | 0 | 0 | 0 | 0
3 | 150 | 153 | 150 153 High Bay T5 / Retail | 0 | 0 | -1344.625 | -1368 | -1496.5 | -1948.5 | -2221.25 | -2345.25 | -2035.25 | -2289 | -2308.25 | -2239.5 | -2431.75 | -2484.25 | 0 | 0 | 0 | 0 | 0 | 0 | 0 | 0 | 0 | 0 | 0 | 0 | 0 | 0 | 0 | 0
3 | 160 | 161 | 160 161 LED Exit Sign / Retail | 0 | 0 | -3.125 | -3.25 | -3.5 | -5.75 | -6.75 | -6.5 | -5.5 | -6 | -6 | -6 | -6.25 | -6.5 | -5.75 | -6 | -7.25 | -6.5 | 0 | 0 | 0 | 0 | 0 | 0 | 0 | 0 | 0 | 0 | 0 | 0
3 | 200 | 201 | 200 201 High Pressure Sodium 250W Lamp / Retail | 0 | 0 | -50.625 | -51.5 | -57 | -66 | -71 | 0 | 0 | 0 | 0 | 0 | 0 | 0 | 0 | 0 | 0 | 0 | 0 | 0 | 0 | 0 | 0 | 0 | 0 | 0 | 0 | 0 | 0 | 0
3 | 200 | 202 | 200 202 Outdoor Lighting Controls (Photocell/Timeclock) / Retail | 0 | 0 | -39.5 | -40.5 | -44.75 | -52.5 | -56 | 0 | 0 | 0 | 0 | 0 | 0 | 0 | 0 | 0 | 0 | 0 | 0 | 0 | 0 | 0 | 0 | 0 | 0 | 0 | 0 | 0 | 0 | 0
3 | 210 | 211 | 210 211 Outdoor Lighting Controls (Photocell/Timeclock) / Retail | 0 | 0 | -171.25 | -174.25 | -193 | -224.5 | -240.25 | 0 | 0 | 0 | 0 | 0 | 0 | 0 | 0 | 0 | 0 | 0 | 0 | 0 | 0 | 0 | 0 | 0 | 0 | 0 | 0 | 0 | 0 | 0
3 | 300 | 301 | 300 301 Centrifugal Chiller, 0.51 kW/ton, 500 tons / Retail | 0 | 0 | -255 | -259.875 | -283.75 | -370.75 | -424.25 | -447 | -387 | -435.5 | -438.75 | -425.25 | -462.25 | -472 | -464.5 | -487.25 | -541.25 | -540.5 | -549.75 | -562 | -577 | -584.5 | 0 | 0 | 0 | 0 | 0 | 0 | 0 | 0
3 | 300 | 302 | 300 302 High Efficiency Chiller Motors / Retail | 0 | 0 | -63.875 | -65.625 | -71.75 | -90 | -100.75 | -106.75 | -95.25 | -105.75 | -106.75 | -105 | -113.25 | -115.5 | -114.75 | -119.25 | -131.5 | -131.5 | -134.5 | -137 | -142 | -145 | 0 | 0 | 0 | 0 | 0 | 0 | 0 | 0
3 | 300 | 304 | 300 304 EMS - Chiller / Retail | 0 | 0 | -221.5 | -225.625 | -247.5 | -309.25 | -345.75 | -366 | -328.75 | -363 | -368.5 | -362.75 | 0 | 0 | 0 | 0 | 0 | 0 | 0 | 0 | 0 | 0 | 0 | 0 | 0 | 0 | 0 | 0 | 0 | 0
3 | 300 | 305 | 300 305 Chiller Tune Up/Diagnostics / Retail | 0 | 0 | -188.75 | -193.125 | -207.5 | -377 | -507 | -518 | -362.25 | -451.75 | -433 | -384 | 0 | 0 | 0 | 0 | 0 | 0 | 0 | 0 | 0 | 0 | 0 | 0 | 0 | 0 | 0 | 0 | 0 | 0
3 | 300 | 306 | 300 306 VSD for Chiller Pumps and Towers / Retail | 0 | 0 | -209.5 | -213.25 | -233.75 | -292 | -326.5 | -345.5 | -310.25 | -342.5 | -347.75 | -341.75 | -367.25 | -376.25 | -373.75 | -390.5 | -427 | 0 | 0 | 0 | 0 | 0 | 0 | 0 | 0 | 0 | 0 | 0 | 0 | 0
3 | 300 | 307 | 300 307 EMS Optimization / Retail | 0 | 0 | -98.625 | -101 | -111.75 | -129.75 | -138.5 | 0 | 0 | 0 | 0 | 0 | 0 | 0 | 0 | 0 | 0 | 0 | 0 | 0 | 0 | 0 | 0 | 0 | 0 | 0 | 0 | 0 | 0 | 0
3 | 300 | 308 | 300 308 Aerosole Duct Sealing / Retail | 0 | 0 | -199.875 | -203.75 | -225.25 | -261.5 | -281 | -300.5 | -286 | -308.5 | -316.25 | -316.5 | -334 | -344.75 | -346.5 | -359.5 | -383.25 | 0 | 0 | 0 | 0 | 0 | 0 | 0 | 0 | 0 | 0 | 0 | 0 | 0
3 | 300 | 309 | 300 309 Duct/Pipe Insulation / Retail | 0 | 0 | -40.625 | -41.5 | -45.75 | -56.5 | -63.5 | -66.75 | -59.75 | -66.25 | -67.25 | -66.25 | 0 | 0 | 0 | 0 | 0 | 0 | 0 | 0 | 0 | 0 | 0 | 0 | 0 | 0 | 0 | 0 | 0 | 0
3 | 300 | 311 | 300 311 Window Film (Standard) / Retail | 0 | 0 | -119 | -121 | -131.25 | -185.75 | -220.75 | -230.5 | -189 | -217.5 | -217 | -206.5 | 0 | 0 | 0 | 0 | 0 | 0 | 0 | 0 | 0 | 0 | 0 | 0 | 0 | 0 | 0 | 0 | 0 | 0
3 | 300 | 313 | 300 313 Ceiling Insulation / Retail | 0 | 0 | -287.25 | -292.75 | -314.75 | -546.75 | -719 | -738.5 | -530 | -652.5 | -629 | -565.25 | -661 | -656 | -623.25 | -669.25 | -814.75 | -716 | -793.25 | -800 | -813.5 | -790.5 | 0 | 0 | 0 | 0 | 0 | 0 | 0 | 0
3 | 300 | 314 | 300 314 Roof Insulation / Retail | 0 | 0 | -103.25 | -104.875 | -113.75 | -172.25 | -213.5 | -221 | -172.75 | -203.75 | -201 | -187 | -211 | -212.5 | -203.75 | -217.5 | -253 | -239.75 | -251 | -254.5 | -260.5 | -258 | 0 | 0 | 0 | 0 | 0 | 0 | 0 | 0
3 | 300 | 315 | 300 315 Cool Roof - Chiller / Retail | 0 | 0 | -579.25 | -588.875 | -638.25 | -912.5 | -1089.5 | -1139 | -923.25 | -1072 | -1067.5 | -1010.25 | -1122 | -1136.5 | -1101 | -1164.25 | -1332.25 | 0 | 0 | 0 | 0 | 0 | 0 | 0 | 0 | 0 | 0 | 0 | 0 | 0
3 | 300 | 317 | 300 317 Thermal Energy Storage (TES) Positive / Retail | 0 | 0 | -435.5 | -430.875 | -470.75 | -566 | -590 | -627.25 | -592.5 | -644.5 | -673.5 | -675 | -707 | -734.25 | -719.5 | -751 | -799.25 | -837.25 | -816.5 | -841 | -867 | -894.5 | -926.5 | -947.5 | -1008.5 | -1007.5 | -1001.5 | -1074 | -1111 | -1085.5
3 | 300 | 317 | 300 317 Thermal Energy Storage (TES) Negative / Retail | 0 | 0 | 435.125 | 447.625 | 500.75 | 514.5 | 524.5 | 565 | 603 | 624.25 | 649.75 | 667 | 685.75 | 714.5 | 744 | 754.75 | 774.5 | 798 | 823.75 | 856 | 889.5 | 921 | 947 | 980 | 1013.5 | 1041 | 1074.5 | 1109.5 | 1137.5 | 1160.5
3 | 320 | 321 | 320 321 DX Packaged System, EER=10.9, 10 tons / Retail | 0 | 0 | -210.375 | -213.625 | -231.75 | -334.25 | -401 | -417.5 | -338 | -392.5 | -390.5 | -369 | -411.25 | -415.75 | -402 | -425 | -488.5 | 0 | 0 | 0 | 0 | 0 | 0 | 0 | 0 | 0 | 0 | 0 | 0 | 0
3 | 320 | 322 | 320 322 Hybrid Dessicant-DX System (Trane CDQ) / Retail | 0 | 0 | -1262.5 | -1282.125 | -1415.75 | -1695.75 | -1846 | -1969 | -1826 | -1990.5 | -2033.75 | -2019.25 | -2147.25 | -2211.75 | -2208.5 | -2299.25 | -2475.75 | 0 | 0 | 0 | 0 | 0 | 0 | 0 | 0 | 0 | 0 | 0 | 0 | 0
3 | 320 | 323 | 320 323 Geothermal Heat Pump, EER=13, 10 tons / Retail | 0 | 0 | -657.125 | -667.25 | -736.5 | -882 | -960.75 | -1024.25 | -951 | -1036 | -1058.5 | -1050 | -1117 | -1150.5 | -1149.25 | -1195.5 | -1288.5 | 0 | 0 | 0 | 0 | 0 | 0 | 0 | 0 | 0 | 0 | 0 | 0 | 0
3 | 320 | 326 | 320 326 DX Tune Up/ Advanced Diagnostics / Retail | 0 | 0 | -173.5 | -176.5 | -192.5 | -258.75 | -299.75 | -315.25 | -267.25 | -303.25 | -304.75 | -293.75 | 0 | 0 | 0 | 0 | 0 | 0 | 0 | 0 | 0 | 0 | 0 | 0 | 0 | 0 | 0 | 0 | 0 | 0
3 | 320 | 327 | 320 327 DX Coil Cleaning / Retail | 0 | 0 | -179.25 | -183.125 | -196.25 | -357.5 | -480.25 | 0 | 0 | 0 | 0 | 0 | 0 | 0 | 0 | 0 | 0 | 0 | 0 | 0 | 0 | 0 | 0 | 0 | 0 | 0 | 0 | 0 | 0 | 0
3 | 320 | 329 | 320 329 Aerosole Duct Sealing / Retail | 0 | 0 | -317.875 | -323 | -358.25 | -416.25 | -447 | -478.25 | -454.75 | -490.5 | -503 | -503 | -531 | -547.75 | -550.75 | -572.25 | -610.25 | 0 | 0 | 0 | 0 | 0 | 0 | 0 | 0 | 0 | 0 | 0 | 0 | 0
3 | 320 | 330 | 320 330 Duct/Pipe Insulation / Retail | 0 | 0 | -64.5 | -66.25 | -72.5 | -91.25 | -101.75 | -107.75 | -96.5 | -106.75 | -108.5 | -106.25 | 0 | 0 | 0 | 0 | 0 | 0 | 0 | 0 | 0 | 0 | 0 | 0 | 0 | 0 | 0 | 0 | 0 | 0
3 | 320 | 334 | 320 334 Ceiling Insulation / Retail | 0 | 0 | -455.875 | -464.375 | -499.5 | -868.25 | -1142 | -1173.25 | -840.75 | -1036 | -999 | -896.75 | -1050.25 | -1042.75 | -989.25 | -1063 | -1294.25 | -1137.25 | -1260.5 | -1270.5 | -1287 | -1254 | 0 | 0 | 0 | 0 | 0 | 0 | 0 | 0
3 | 320 | 335 | 320 335 Roof Insulation / Retail | 0 | 0 | -164.875 | -167.5 | -181.25 | -278 | -345.75 | -358.5 | -277.5 | -328.75 | -323.5 | -300 | -340.25 | -341.75 | -328.75 | -349.5 | -409.5 | -385 | -405.25 | -411 | -420 | -415.5 | 0 | 0 | 0 | 0 | 0 | 0 | 0 | 0
3 | 340 | 344 | 340 344 Aerosole Duct Sealing / Retail | 0 | 0 | -325.125 | -330.75 | -366 | -425.25 | -456.75 | -489 | -465 | -501.25 | -514 | -514.75 | -542.5 | -560 | -563.75 | -585.5 | -624 | 0 | 0 | 0 | 0 | 0 | 0 | 0 | 0 | 0 | 0 | 0 | 0 | 0
3 | 340 | 345 | 340 345 Duct/Pipe Insulation / Retail | 0 | 0 | -66 | -67.625 | -74 | -93 | -103.75 | -109.75 | -98.5 | -108.75 | -110.5 | -108.75 | 0 | 0 | 0 | 0 | 0 | 0 | 0 | 0 | 0 | 0 | 0 | 0 | 0 | 0 | 0 | 0 | 0 | 0
3 | 340 | 349 | 340 349 Ceiling Insulation / Retail | 0 | 0 | -466.125 | -474.75 | -511.25 | -887.75 | -1168 | -1199.75 | -859.5 | -1059.25 | -1021 | -917.75 | -1073.75 | -1065.75 | -1012 | -1088 | -1323.75 | -1163.5 | -1289.25 | -1299 | -1316 | -1283 | 0 | 0 | 0 | 0 | 0 | 0 | 0 | 0
3 | 340 | 351 | 340 351 Cool Roof - DX / Retail | 0 | 0 | -937.25 | -953.125 | -1032.75 | -1478.25 | -1763.75 | -1843.25 | -1494.25 | -1735.75 | -1727.75 | -1635.25 | -1816.25 | -1840.5 | -1783.25 | -1885.75 | -2158.25 | 0 | 0 | 0 | 0 | 0 | 0 | 0 | 0 | 0 | 0 | 0 | 0 | 0
3 | 360 | 361 | 360 361 HE PTAC, EER=9.6, 1 ton / Retail | 0 | 0 | -591.625 | -601.125 | -651.75 | -928.75 | -1106 | -1156 | -940.75 | -1090 | -1086.75 | -1029.75 | -1141.75 | -1157.75 | -1122 | -1185.5 | -1355.5 | 0 | 0 | 0 | 0 | 0 | 0 | 0 | 0 | 0 | 0 | 0 | 0 | 0
3 | 400 | 402 | 400 402 Variable Speed Drive Control / Retail | 0 | 0 | -214.25 | -218.625 | -241.75 | -281 | -301.5 | -323 | -307.25 | -331 | -339 | -339.5 | -358.25 | -370 | -371.75 | -386.25 | -411.75 | 0 | 0 | 0 | 0 | 0 | 0 | 0 | 0 | 0 | 0 | 0 | 0 | 0
3 | 400 | 403 | 400 403 Air Handler Optimization / Retail | 0 | 0 | -67.5 | -69.25 | -76.5 | -89.25 | -95.5 | -101.75 | -96.5 | -104.5 | 0 | 0 | 0 | 0 | 0 | 0 | 0 | 0 | 0 | 0 | 0 | 0 | 0 | 0 | 0 | 0 | 0 | 0 | 0 | 0
3 | 400 | 404 | 400 404 Electronically Commutated Motors (ECM) on an Air Handler Unit / Retail | 0 | 0 | -96.125 | -97.875 | -108.25 | -126.25 | -135.5 | -144 | -137.75 | -147.75 | -152.5 | -152.25 | -160.5 | -165.25 | -166 | -172.5 | -183.75 | 0 | 0 | 0 | 0 | 0 | 0 | 0 | 0 | 0 | 0 | 0 | 0 | 0
3 | 400 | 405 | 400 405 Demand Control Ventilation (DCV) / Retail | 0 | 0 | -121.5 | -124.625 | -133.25 | -242.75 | -326 | -333 | -233 | -290.25 | -278 | -247.5 | -292.75 | -289.5 | -273.25 | -294 | -363.5 | 0 | 0 | 0 | 0 | 0 | 0 | 0 | 0 | 0 | 0 | 0 | 0 | 0
3 | 400 | 406 | 400 406 Energy Recovery Ventilation (ERV) / Retail | 0 | 0 | -55.125 | -57 | -61.25 | -111 | -149.25 | -152.5 | -106.5 | -132.5 | -127.5 | -112.5 | -133.75 | -132 | -124.25 | -134 | -166 | -142 | -161.25 | -161 | -164.5 | -158.5 | 0 | 0 | 0 | 0 | 0 | 0 | 0 | 0
3 | 600 | 603 | 600 603 Heat Pump Water Heater (air source) / Retail | 0 | 0 | -39.25 | -40.375 | -44.5 | -52.75 | -57.75 | -61 | -57.25 | -61.75 | -63.75 | -63.25 | -67 | -68.75 | -68.25 | -71.5 | -77 | 0 | 0 | 0 | 0 | 0 | 0 | 0 | 0 | 0 | 0 | 0 | 0 | 0
3 | 600 | 606 | 600 606 Demand controlled circulating systems / Retail | 0 | 0 | -2.75 | -3.125 | -3.25 | -3.75 | -4.5 | -4.25 | -4 | -4.25 | -4.5 | -4.25 | -4.25 | -4.75 | -4.5 | -5 | -5.25 | 0 | 0 | 0 | 0 | 0 | 0 | 0 | 0 | 0 | 0 | 0 | 0 | 0
3 | 600 | 608 | 600 608 Heat Recovery Unit / Retail | 0 | 0 | -43.375 | -44.125 | -48.75 | -58.25 | -63.25 | -66.5 | -62.75 | -67.75 | -69.5 | -69.5 | 0 | 0 | 0 | 0 | 0 | 0 | 0 | 0 | 0 | 0 | 0 | 0 | 0 | 0 | 0 | 0 | 0 | 0
3 | 600 | 609 | 600 609 Heat Trap / Retail | 0 | 0 | -5.25 | -5.25 | -6 | -7.25 | -8.25 | -7.75 | -7.5 | -7.5 | -8.25 | -8.25 | 0 | 0 | 0 | 0 | 0 | 0 | 0 | 0 | 0 | 0 | 0 | 0 | 0 | 0 | 0 | 0 | 0 | 0
3 | 600 | 610 | 600 610 Hot Water Pipe Insulation / Retail | 0 | 0 | -1.375 | -1.375 | -1.5 | -1.25 | -1.75 | -1.75 | -1.5 | -1 | -1.75 | -1.75 | -1.75 | -1.75 | -1.75 | -1.75 | -2 | 0 | 0 | 0 | 0 | 0 | 0 | 0 | 0 | 0 | 0 | 0 | 0 | 0
3 | 700 | 701 | 700 701 PC Manual Power Management Enabling / Retail | 0 | 0 | -23.625 | -24 | -26.75 | -31.25 | 0 | 0 | 0 | 0 | 0 | 0 | 0 | 0 | 0 | 0 | 0 | 0 | 0 | 0 | 0 | 0 | 0 | 0 | 0 | 0 | 0 | 0 | 0 | 0
3 | 700 | 702 | 700 702 PC Network Power Management Enabling / Retail | 0 | 0 | -23.625 | -24 | -26.75 | -31.25 | 0 | 0 | 0 | 0 | 0 | 0 | 0 | 0 | 0 | 0 | 0 | 0 | 0 | 0 | 0 | 0 | 0 | 0 | 0 | 0 | 0 | 0 | 0 | 0
3 | 710 | 711 | 710 711 Energy Star or Better Monitor / Retail | 0 | 0 | -34.375 | -35.5 | -38.75 | -45.5 | 0 | 0 | 0 | 0 | 0 | 0 | 0 | 0 | 0 | 0 | 0 | 0 | 0 | 0 | 0 | 0 | 0 | 0 | 0 | 0 | 0 | 0 | 0 | 0
3 | 710 | 712 | 710 712 Monitor Power Management Enabling / Retail | 0 | 0 | -22.125 | -22.625 | -25 | -29.5 | 0 | 0 | 0 | 0 | 0 | 0 | 0 | 0 | 0 | 0 | 0 | 0 | 0 | 0 | 0 | 0 | 0 | 0 | 0 | 0 | 0 | 0 | 0 | 0
3 | 720 | 722 | 720 722 Monitor Power Management Enabling / Retail | 0 | 0 | 0 | 0 | 0 | 0 | 0 | 0 | 0 | 0 | 0 | 0 | 0 | 0 | 0 | 0 | 0 | 0 | 0 | 0 | 0 | 0 | 0 | 0 | 0 | 0 | 0 | 0 | 0 | 0
3 | 730 | 732 | 730 732 Copier Power Management Enabling / Retail | 0 | 0 | -5.625 | -5.875 | -6.25 | -7.5 | -8.5 | -8 | 0 | 0 | 0 | 0 | 0 | 0 | 0 | 0 | 0 | 0 | 0 | 0 | 0 | 0 | 0 | 0 | 0 | 0 | 0 | 0 | 0 | 0
3 | 740 | 741 | 740 741 Printer Power Management Enabling / Retail | 0 | 0 | -35.625 | -36.625 | -40.5 | -47 | -51 | 0 | 0 | 0 | 0 | 0 | 0 | 0 | 0 | 0 | 0 | 0 | 0 | 0 | 0 | 0 | 0 | 0 | 0 | 0 | 0 | 0 | 0 | 0
3 | 800 | 801 | 800 801 Convection Oven / Retail | 0 | 0 | -2 | -2.75 | -2.5 | -2.75 | -3 | -3 | -2.75 | -2.75 | -3.25 | -3.75 | 0 | 0 | 0 | 0 | 0 | 0 | 0 | 0 | 0 | 0 | 0 | 0 | 0 | 0 | 0 | 0 | 0 | 0
3 | 810 | 811 | 810 811 Efficient Fryer / Retail | 0 | 0 | -1.5 | -1.25 | -1.5 | -1.75 | -1.75 | -1.75 | -1.75 | -1.5 | -1.75 | -1.75 | 0 | 0 | 0 | 0 | 0 | 0 | 0 | 0 | 0 | 0 | 0 | 0 | 0 | 0 | 0 | 0 | 0 | 0
3 | 900 | 901 | 900 901 Vending Misers (cooled machines only) / Retail | 0 | 0 | -9.75 | -10.375 | -10.75 | -13 | -13.75 | -14.75 | -14 | -14.5 | -15.25 | -15.75 | 0 | 0 | 0 | 0 | 0 | 0 | 0 | 0 | 0 | 0 | 0 | 0 | 0 | 0 | 0 | 0 | 0 | 0
4 | 110 | 111 | 110 111 Premium T8, Elecctronic Ballast / Food Store | 0 | 0 | -1312.625 | -1335.125 | -1460.5 | -1901.25 | -2167.75 | -2289.5 | -1986.5 | -2234 | -2253.25 | -2185.75 | 0 | 0 | 0 | 0 | 0 | 0 | 0 | 0 | 0 | 0 | 0 | 0 | 0 | 0 | 0 | 0 | 0 | 0
4 | 110 | 114 | 110 114 Continuous Dimming / Food Store | 0 | 0 | -2791.25 | -2835.5 | -3132.5 | -3744.75 | -4070.25 | -4344.25 | -4033 | 0 | 0 | 0 | 0 | 0 | 0 | 0 | 0 | 0 | 0 | 0 | 0 | 0 | 0 | 0 | 0 | 0 | 0 | 0 | 0 | 0
4 | 110 | 115 | 110 115 Lighting Control Tuneup / Food Store | 0 | 0 | -290.25 | -294.875 | -325.25 | -390 | -425 | -453.75 | 0 | 0 | 0 | 0 | 0 | 0 | 0 | 0 | 0 | 0 | 0 | 0 | 0 | 0 | 0 | 0 | 0 | 0 | 0 | 0 | 0 | 0
4 | 120 | 121 | 120 121 ROB Premium T8, 1EB / Food Store | 0 | 0 | -567.75 | -577.625 | -631.25 | -822 | -937.25 | -990 | -860 | -965.25 | -974 | -945.25 | 0 | 0 | 0 | 0 | 0 | 0 | 0 | 0 | 0 | 0 | 0 | 0 | 0 | 0 | 0 | 0 | 0 | 0
4 | 120 | 122 | 120 122 ROB Premium T8, EB, Reflector / Food Store | 0 | 0 | -2289.25 | -2329.625 | -2548.25 | -3317.5 | -3782.75 | -3994.75 | -3465.75 | -3898.5 | -3931.5 | -3814 | 0 | 0 | 0 | 0 | 0 | 0 | 0 | 0 | 0 | 0 | 0 | 0 | 0 | 0 | 0 | 0 | 0 | 0
4 | 120 | 123 | 120 123 Occupancy Sensor / Food Store | 0 | 0 | -731 | -743 | -812.25 | -1069.5 | -1226.75 | -1293.5 | 0 | 0 | 0 | 0 | 0 | 0 | 0 | 0 | 0 | 0 | 0 | 0 | 0 | 0 | 0 | 0 | 0 | 0 | 0 | 0 | 0 | 0
4 | 120 | 124 | 120 124 Lighting Control Tuneup / Food Store | 0 | 0 | -177.375 | -180.625 | -199 | -238 | -258.5 | -275.25 | 0 | 0 | 0 | 0 | 0 | 0 | 0 | 0 | 0 | 0 | 0 | 0 | 0 | 0 | 0 | 0 | 0 | 0 | 0 | 0 | 0 | 0
4 | 130 | 131 | 130 131 CFL Screw-in 18W / Food Store | 0 | 0 | -10502.63 | 0 | 0 | 0 | 0 | 0 | 0 | 0 | 0 | 0 | 0 | 0 | 0 | 0 | 0 | 0 | 0 | 0 | 0 | 0 | 0 | 0 | 0 | 0 | 0 | 0 | 0 | 0
4 | 150 | 151 | 150 151 PSMH, 250W, magnetic ballast / Food Store | 0 | 0 | -2281.25 | -2317.25 | -2559.5 | -3059.5 | -3325.75 | -3549.5 | 0 | 0 | 0 | 0 | 0 | 0 | 0 | 0 | 0 | 0 | 0 | 0 | 0 | 0 | 0 | 0 | 0 | 0 | 0 | 0 | 0 | 0
4 | 150 | 152 | 150 152 PSMH, 250 W, electronic ballast / Food Store | 0 | 0 | -2636.375 | -2678.25 | -2958.75 | -3536.5 | -3844.5 | -4103 | 0 | 0 | 0 | 0 | 0 | 0 | 0 | 0 | 0 | 0 | 0 | 0 | 0 | 0 | 0 | 0 | 0 | 0 | 0 | 0 | 0 | 0
4 | 150 | 153 | 150 153 High Bay T5 / Food Store | 0 | 0 | -3169.75 | -3224.5 | -3528.75 | -4594 | -5237.25 | -5531.75 | 0 | 0 | 0 | 0 | 0 | 0 | 0 | 0 | 0 | 0 | 0 | 0 | 0 | 0 | 0 | 0 | 0 | 0 | 0 | 0 | 0 | 0
4 | 160 | 161 | 160 161 LED Exit Sign / Food Store | 0 | 0 | -1.75 | -2.25 | -2 | -2.75 | -2.75 | -2.5 | -2.75 | -2.5 | -3 | -3.25 | -3 | -3.25 | -2.5 | -2.75 | -3.5 | -3.75 | 0 | 0 | 0 | 0 | 0 | 0 | 0 | 0 | 0 | 0 | 0 | 0
4 | 200 | 201 | 200 201 High Pressure Sodium 250W Lamp / Food Store | 0 | 0 | -111 | -113.125 | -124.75 | -145 | -155.75 | 0 | 0 | 0 | 0 | 0 | 0 | 0 | 0 | 0 | 0 | 0 | 0 | 0 | 0 | 0 | 0 | 0 | 0 | 0 | 0 | 0 | 0 | 0
4 | 200 | 202 | 200 202 Outdoor Lighting Controls (Photocell/Timeclock) / Food Store | 0 | 0 | -87.5 | -89.375 | -98.5 | -115 | -123 | 0 | 0 | 0 | 0 | 0 | 0 | 0 | 0 | 0 | 0 | 0 | 0 | 0 | 0 | 0 | 0 | 0 | 0 | 0 | 0 | 0 | 0 | 0
4 | 210 | 211 | 210 211 Outdoor Lighting Controls (Photocell/Timeclock) / Food Store | 0 | 0 | -165.25 | -168.5 | -186.25 | -217 | -232 | 0 | 0 | 0 | 0 | 0 | 0 | 0 | 0 | 0 | 0 | 0 | 0 | 0 | 0 | 0 | 0 | 0 | 0 | 0 | 0 | 0 | 0 | 0
4 | 300 | 301 | 300 301 Centrifugal Chiller, 0.51 kW/ton, 500 tons / Food Store | 0 | 0 | -566.75 | -576.625 | -630 | -824.5 | -943.25 | -995 | -861.25 | -968.25 | -976 | -946.5 | -1028 | -1049.75 | -1033.25 | -1083.75 | -1204.5 | -1204 | -1221.25 | -1250.5 | -1282.5 | -1299.5 | 0 | 0 | 0 | 0 | 0 | 0 | 0 | 0
4 | 300 | 302 | 300 302 High Efficiency Chiller Motors / Food Store | 0 | 0 | -139.875 | -141.875 | -156.75 | -189 | -207 | -219.75 | -203.25 | -221.5 | -226.5 | -224.25 | -238.5 | -245.5 | -244.75 | -255.5 | -276 | -280.25 | -284 | -291.5 | -301.5 | -308.5 | 0 | 0 | 0 | 0 | 0 | 0 | 0 | 0
4 | 300 | 304 | 300 304 EMS - Chiller / Food Store | 0 | 0 | -484.875 | -492.75 | -543.75 | -652.5 | -710.25 | -757 | -703 | -765.5 | -782.25 | -776 | 0 | 0 | 0 | 0 | 0 | 0 | 0 | 0 | 0 | 0 | 0 | 0 | 0 | 0 | 0 | 0 | 0 | 0
4 | 300 | 305 | 300 305 Chiller Tune Up/Diagnostics / Food Store | 0 | 0 | -420.25 | -428.75 | -460.5 | -838.25 | -1124.25 | -1151.5 | -803.75 | -1003.5 | -960.5 | -853.75 | 0 | 0 | 0 | 0 | 0 | 0 | 0 | 0 | 0 | 0 | 0 | 0 | 0 | 0 | 0 | 0 | 0 | 0
4 | 300 | 306 | 300 306 VSD for Chiller Pumps and Towers / Food Store | 0 | 0 | -457.875 | -465 | -513 | -615.25 | -670.5 | -714.75 | -663.25 | -722.5 | -738.5 | -732.75 | -779.25 | -802.25 | -800 | -834 | -899 | 0 | 0 | 0 | 0 | 0 | 0 | 0 | 0 | 0 | 0 | 0 | 0 | 0
4 | 300 | 307 | 300 307 EMS Optimization / Food Store | 0 | 0 | -219.75 | -224 | -248 | -287.75 | -309.25 | 0 | 0 | 0 | 0 | 0 | 0 | 0 | 0 | 0 | 0 | 0 | 0 | 0 | 0 | 0 | 0 | 0 | 0 | 0 | 0 | 0 | 0 | 0
4 | 300 | 308 | 300 308 Aerosole Duct Sealing / Food Store | 0 | 0 | -443.875 | -452 | -500.25 | -582.25 | -624.5 | -668.5 | -635.5 | -685.25 | -703.25 | -703.75 | -742.25 | -766 | -770.75 | -800 | -853.25 | 0 | 0 | 0 | 0 | 0 | 0 | 0 | 0 | 0 | 0 | 0 | 0 | 0
4 | 300 | 309 | 300 309 Duct/Pipe Insulation / Food Store | 0 | 0 | -89 | -90.125 | -99.25 | -119.25 | -130.5 | -138.5 | -128.5 | -140 | -142.75 | -142.75 | 0 | 0 | 0 | 0 | 0 | 0 | 0 | 0 | 0 | 0 | 0 | 0 | 0 | 0 | 0 | 0 | 0 | 0
4 | 300 | 311 | 300 311 Window Film (Standard) / Food Store | 0 | 0 | -270.875 | -275.625 | -298.75 | -423 | -502.25 | -525 | -429.5 | -496.5 | -495.25 | -469.75 | 0 | 0 | 0 | 0 | 0 | 0 | 0 | 0 | 0 | 0 | 0 | 0 | 0 | 0 | 0 | 0 | 0 | 0
4 | 300 | 313 | 300 313 Ceiling Insulation / Food Store | 0 | 0 | -638 | -650 | -699.25 | -1214.5 | -1597.25 | -1642.5 | -1175.25 | -1449.5 | -1396.75 | -1255 | -1469.75 | -1458.75 | -1384.75 | -1488.25 | -1811.5 | -1592.25 | -1764 | -1778 | -1798.5 | -1756.5 | 0 | 0 | 0 | 0 | 0 | 0 | 0 | 0
4 | 300 | 314 | 300 314 Roof Insulation / Food Store | 0 | 0 | -226.125 | -230.25 | -249.25 | -351 | -415 | -435 | -357.25 | -411.25 | -410.75 | -391 | -431.5 | -438.5 | -425.25 | -449 | -511 | -504 | -512.25 | -522 | -535 | -536 | 0 | 0 | 0 | 0 | 0 | 0 | 0 | 0
4 | 300 | 317 | 300 317 Thermal Energy Storage (TES) Positive / Food Store | 0 | 0 | -712.5 | -705.125 | -769.5 | -926.25 | -965.75 | -1027 | -967.5 | -1046 | -1093.25 | -1099 | -1157.5 | -1202.25 | -1178 | -1221.75 | -1305.25 | -1370 | -1335.5 | -1376.5 | -1413.5 | -1456 | -1514.5 | -1549.5 | -1650 | -1648 | -1635 | -1748 | -1817.5 | -1778.5
4 | 300 | 317 | 300 317 Thermal Energy Storage (TES) Negative / Food Store | 0 | 0 | 778.75 | 801.25 | 896 | 921 | 938.5 | 1019 | 1080.75 | 1116 | 1162.25 | 1194 | 1227.5 | 1279.75 | 1331.25 | 1349.5 | 1386 | 1427.5 | 1474.5 | 1532 | 1594 | 1649.5 | 1695 | 1751.5 | 1812.5 | 1863.5 | 1923.5 | 1984 | 2036 | 2077
4 | 320 | 321 | 320 321 DX Packaged System, EER=10.9, 10 tons / Food Store | 0 | 0 | -467.375 | -474.375 | -515 | -743 | -891.5 | -930.25 | -750 | -873.25 | -868.25 | -819.25 | -912.75 | -923.5 | -893.5 | -945.5 | -1085.75 | 0 | 0 | 0 | 0 | 0 | 0 | 0 | 0 | 0 | 0 | 0 | 0 | 0
4 | 320 | 322 | 320 322 Hybrid Dessicant-DX System (Trane CDQ) / Food Store | 0 | 0 | -2734.375 | -2783.375 | -3081.25 | -3584.5 | -3844.75 | -4118.25 | -3913.75 | -4224 | -4330.25 | -4332.25 | -4573 | -4722.5 | -4751.25 | -4931 | -5259.25 | 0 | 0 | 0 | 0 | 0 | 0 | 0 | 0 | 0 | 0 | 0 | 0 | 0
4 | 320 | 323 | 320 323 Geothermal Heat Pump, EER=13, 10 tons / Food Store | 0 | 0 | -1423 | -1448.375 | -1603.25 | -1865 | -2000.5 | -2143 | -2036.25 | -2197.25 | -2253 | -2254 | -2379.5 | -2457.5 | -2470.75 | -2565.5 | -2736 | 0 | 0 | 0 | 0 | 0 | 0 | 0 | 0 | 0 | 0 | 0 | 0 | 0
4 | 320 | 326 | 320 326 DX Tune Up/ Advanced Diagnostics / Food Store | 0 | 0 | -372.5 | -379.25 | -415.5 | -529 | -596 | -630.75 | -558 | -621.25 | -629 | -613.75 | 0 | 0 | 0 | 0 | 0 | 0 | 0 | 0 | 0 | 0 | 0 | 0 | 0 | 0 | 0 | 0 | 0 | 0
4 | 320 | 327 | 320 327 DX Coil Cleaning / Food Store | 0 | 0 | -398.75 | -407 | -436.75 | -795.25 | -1066.75 | 0 | 0 | 0 | 0 | 0 | 0 | 0 | 0 | 0 | 0 | 0 | 0 | 0 | 0 | 0 | 0 | 0 | 0 | 0 | 0 | 0 | 0 | 0
4 | 320 | 329 | 320 329 Aerosole Duct Sealing / Food Store | 0 | 0 | -705.875 | -718.625 | -795.5 | -925.25 | -993 | -1063 | -1010.25 | -1089.75 | -1117.5 | -1118.25 | -1180.25 | -1218.25 | -1226.5 | -1272.25 | -1357 | 0 | 0 | 0 | 0 | 0 | 0 | 0 | 0 | 0 | 0 | 0 | 0 | 0
4 | 320 | 330 | 320 330 Duct/Pipe Insulation / Food Store | 0 | 0 | -141.875 | -144 | -158.75 | -191 | -209.25 | -222.25 | -205.5 | -224.25 | -229 | -227.5 | 0 | 0 | 0 | 0 | 0 | 0 | 0 | 0 | 0 | 0 | 0 | 0 | 0 | 0 | 0 | 0 | 0 | 0
4 | 320 | 334 | 320 334 Ceiling Insulation / Food Store | 0 | 0 | -1013.25 | -1031.625 | -1110.25 | -1928.25 | -2536 | -2607 | -1865 | -2301.5 | -2215.75 | -1983.75 | -2332.25 | -2316.5 | -2199 | -2364 | -2876.5 | -2528.5 | -2799.75 | -2822.5 | -2850.5 | -2786.5 | 0 | 0 | 0 | 0 | 0 | 0 | 0 | 0
4 | 320 | 335 | 320 335 Roof Insulation / Food Store | 0 | 0 | -361.5 | -367 | -398.5 | -565.75 | -673 | -703.5 | -574.25 | -663.25 | -662 | -627.75 | -695.75 | -705 | -683.75 | -722.5 | -825.75 | -811.75 | -826 | -841 | -862 | -861.5 | 0 | 0 | 0 | 0 | 0 | 0 | 0 | 0
4 | 340 | 344 | 340 344 Aerosole Duct Sealing / Food Store | 0 | 0 | -721.875 | -735.25 | -813.5 | -945.75 | -1015.5 | -1086.75 | -1033 | -1114.25 | -1142.75 | -1143.25 | -1206.75 | -1246 | -1253.5 | -1301.5 | -1387.75 | 0 | 0 | 0 | 0 | 0 | 0 | 0 | 0 | 0 | 0 | 0 | 0 | 0
4 | 340 | 345 | 340 345 Duct/Pipe Insulation / Food Store | 0 | 0 | -144.75 | -147 | -162.75 | -194.75 | -213.5 | -226 | -209.75 | -228.75 | -233.25 | -232.5 | 0 | 0 | 0 | 0 | 0 | 0 | 0 | 0 | 0 | 0 | 0 | 0 | 0 | 0 | 0 | 0 | 0 | 0
4 | 340 | 349 | 340 349 Ceiling Insulation / Food Store | 0 | 0 | -1035.875 | -1054.5 | -1135.5 | -1971.75 | -2593 | -2666 | -1906.75 | -2353.5 | -2266 | -2029 | -2384.25 | -2368.25 | -2248.5 | -2417 | -2940.25 | -2586.5 | -2863 | -2886.5 | -2915 | -2849.5 | 0 | 0 | 0 | 0 | 0 | 0 | 0 | 0
4 | 340 | 351 | 340 351 Cool Roof - DX / Food Store | 0 | 0 | -2171.75 | -2207.5 | -2394.25 | -3424.75 | -4087.5 | -4274 | -3460.5 | -4023.75 | -4001 | -3780.5 | -4206.75 | -4266 | -4136.75 | -4371.5 | -5003.25 | 0 | 0 | 0 | 0 | 0 | 0 | 0 | 0 | 0 | 0 | 0 | 0 | 0
4 | 360 | 361 | 360 361 HE PTAC, EER=9.6, 1 ton / Food Store | 0 | 0 | -1314.875 | -1336 | -1449.5 | -2064.25 | -2457.25 | -2570.5 | -2088.5 | -2422.5 | -2413 | -2287 | -2538.25 | -2572.75 | -2494.25 | -2636.25 | -3014.5 | 0 | 0 | 0 | 0 | 0 | 0 | 0 | 0 | 0 | 0 | 0 | 0 | 0
4 | 400 | 402 | 400 402 Variable Speed Drive Control / Food Store | 0 | 0 | -476.625 | -485.125 | -537 | -624 | -670.5 | -717.5 | -681.5 | -735.25 | -753.75 | -754.75 | -796 | -822.5 | -827 | -858.25 | -915.25 | 0 | 0 | 0 | 0 | 0 | 0 | 0 | 0 | 0 | 0 | 0 | 0 | 0
4 | 400 | 403 | 400 403 Air Handler Optimization / Food Store | 0 | 0 | -150.5 | -153.625 | -169.75 | -197.75 | -211.5 | -226.75 | -215.5 | -233 | 0 | 0 | 0 | 0 | 0 | 0 | 0 | 0 | 0 | 0 | 0 | 0 | 0 | 0 | 0 | 0 | 0 | 0 | 0 | 0
4 | 400 | 404 | 400 404 Electronically Commutated Motors (ECM) on an Air Handler Unit / Food Store | 0 | 0 | -212.875 | -216.625 | -240 | -278.5 | -298.75 | -319.75 | -304.75 | -328.25 | -336.75 | -337 | -355.5 | -367 | -368.5 | -383.25 | -408.25 | 0 | 0 | 0 | 0 | 0 | 0 | 0 | 0 | 0 | 0 | 0 | 0 | 0
4 | 400 | 405 | 400 405 Demand Control Ventilation (DCV) / Food Store | 0 | 0 | -269.5 | -276.5 | -296 | -539 | -723.25 | -740.25 | -517.75 | -645.75 | -617.5 | -549.5 | -650.5 | -642.5 | -607.75 | -654.5 | -806.25 | 0 | 0 | 0 | 0 | 0 | 0 | 0 | 0 | 0 | 0 | 0 | 0 | 0
4 | 400 | 406 | 400 406 Energy Recovery Ventilation (ERV) / Food Store | 0 | 0 | -123.125 | -126.25 | -135.25 | -246.75 | -330.5 | -338.5 | -237 | -294.75 | -282.25 | -251.25 | -297 | -293.5 | -277.5 | -298.5 | -368.75 | -316.25 | -357.5 | -359.5 | -365.5 | -352 | 0 | 0 | 0 | 0 | 0 | 0 | 0 | 0
4 | 500 | 501 | 500 501 High-efficiency fan motors / Food Store | 0 | 0 | -1687.5 | -1717.75 | -1901.75 | -2212 | -2373.25 | -2542 | -2415.5 | -2606.5 | -2671.75 | -2672.75 | -2821.75 | -2913.25 | -2932 | -3042.25 | -3244.5 | -3305 | 0 | 0 | 0 | 0 | 0 | 0 | 0 | 0 | 0 | 0 | 0 | 0
4 | 500 | 502 | 500 502 Strip curtains for walk-ins / Food Store | 0 | 0 | -570.125 | -581.25 | -642.75 | -747.25 | 0 | 0 | 0 | 0 | 0 | 0 | 0 | 0 | 0 | 0 | 0 | 0 | 0 | 0 | 0 | 0 | 0 | 0 | 0 | 0 | 0 | 0 | 0 | 0
4 | 500 | 503 | 500 503 Night covers for display cases / Food Store | 0 | 0 | -814.25 | -829.25 | -917.5 | -1066.5 | -1145.25 | 0 | 0 | 0 | 0 | 0 | 0 | 0 | 0 | 0 | 0 | 0 | 0 | 0 | 0 | 0 | 0 | 0 | 0 | 0 | 0 | 0 | 0 | 0
4 | 500 | 505 | 500 505 Efficient compressor motor / Food Store | 0 | 0 | -976.625 | -993.75 | -1100.25 | -1279.75 | -1372.75 | -1470.5 | -1397.5 | -1507.25 | -1545.25 | -1546 | 0 | 0 | 0 | 0 | 0 | 0 | 0 | 0 | 0 | 0 | 0 | 0 | 0 | 0 | 0 | 0 | 0 | 0
4 | 500 | 507 | 500 507 Floating head pressure controls / Food Store | 0 | 0 | -1008.375 | -1026.25 | -1136.25 | -1321 | -1417.25 | -1517.75 | -1442.75 | -1556.5 | -1595.5 | -1596.75 | -1684.75 | -1740 | -1750.75 | -1816.5 | -1937.75 | -1973.5 | 0 | 0 | 0 | 0 | 0 | 0 | 0 | 0 | 0 | 0 | 0 | 0
4 | 500 | 510 | 500 510 Demand Defrost Electric / Food Store | 0 | 0 | -1091.5 | -1111.75 | -1230 | -1430.25 | -1535 | -1644.25 | -1561.75 | -1685.25 | -1727.75 | -1728.5 | 0 | 0 | 0 | 0 | 0 | 0 | 0 | 0 | 0 | 0 | 0 | 0 | 0 | 0 | 0 | 0 | 0 | 0
4 | 500 | 513 | 500 513 High R-Value Glass Doors / Food Store | 0 | 0 | -228.375 | -233.125 | -257.5 | -299.25 | -321.5 | -343.75 | -327 | -352.75 | -361.75 | -362.5 | 0 | 0 | 0 | 0 | 0 | 0 | 0 | 0 | 0 | 0 | 0 | 0 | 0 | 0 | 0 | 0 | 0 | 0
4 | 500 | 515 | 500 515 Oversized Air Cooled Condenser / Food Store | 0 | 0 | -1180.125 | -1201.25 | -1329.5 | -1546.25 | -1659.5 | -1777 | -1688.5 | -1822.25 | -1868.5 | -1869.25 | -1972.75 | -2037.25 | -2049.25 | -2126.75 | -2268.5 | -2309.5 | 0 | 0 | 0 | 0 | 0 | 0 | 0 | 0 | 0 | 0 | 0 | 0
4 | 500 | 517 | 500 517 LED Display Lighting / Food Store | 0 | 0 | -116.75 | -119.25 | -131.25 | -152.5 | -164 | -175.75 | -166.5 | -179.25 | -184.75 | -185.25 | 0 | 0 | 0 | 0 | 0 | 0 | 0 | 0 | 0 | 0 | 0 | 0 | 0 | 0 | 0 | 0 | 0 | 0
4 | 600 | 603 | 600 603 Heat Pump Water Heater (air source) / Food Store | 0 | 0 | -159.25 | -162.125 | -179 | -208.75 | -224.25 | -239.75 | -227.75 | -246 | -252.5 | -252.75 | -266.75 | -275 | -276 | -286 | -305.5 | 0 | 0 | 0 | 0 | 0 | 0 | 0 | 0 | 0 | 0 | 0 | 0 | 0
4 | 600 | 606 | 600 606 Demand controlled circulating systems / Food Store | 0 | 0 | -11.5 | -11.75 | -12.75 | -15 | -16.25 | -16.75 | -16.25 | -17.25 | -18 | -18.5 | -18.5 | -19.75 | -19.25 | -20 | -21.5 | 0 | 0 | 0 | 0 | 0 | 0 | 0 | 0 | 0 | 0 | 0 | 0 | 0
4 | 600 | 608 | 600 608 Heat Recovery Unit / Food Store | 0 | 0 | -174.75 | -177.875 | -196.25 | -229 | -245.75 | -263.25 | -249.5 | -269.25 | -277 | -277 | 0 | 0 | 0 | 0 | 0 | 0 | 0 | 0 | 0 | 0 | 0 | 0 | 0 | 0 | 0 | 0 | 0 | 0
4 | 600 | 609 | 600 609 Heat Trap / Food Store | 0 | 0 | -20.375 | -21.125 | -23 | -27 | -29.5 | -30.5 | -28.75 | -31.25 | -32.25 | -32.5 | 0 | 0 | 0 | 0 | 0 | 0 | 0 | 0 | 0 | 0 | 0 | 0 | 0 | 0 | 0 | 0 | 0 | 0
4 | 600 | 610 | 600 610 Hot Water Pipe Insulation / Food Store | 0 | 0 | -4.5 | -4.75 | -5.25 | -6 | -6.5 | -6.5 | -6.5 | -6.5 | -7 | -7.25 | -7.25 | -8 | -7 | -7.5 | -8.5 | 0 | 0 | 0 | 0 | 0 | 0 | 0 | 0 | 0 | 0 | 0 | 0 | 0
4 | 700 | 701 | 700 701 PC Manual Power Management Enabling / Food Store | 0 | 0 | -13.875 | -14.125 | -15.75 | -18 | 0 | 0 | 0 | 0 | 0 | 0 | 0 | 0 | 0 | 0 | 0 | 0 | 0 | 0 | 0 | 0 | 0 | 0 | 0 | 0 | 0 | 0 | 0 | 0
4 | 700 | 702 | 700 702 PC Network Power Management Enabling / Food Store | 0 | 0 | -13.875 | -14.125 | -15.75 | -18 | 0 | 0 | 0 | 0 | 0 | 0 | 0 | 0 | 0 | 0 | 0 | 0 | 0 | 0 | 0 | 0 | 0 | 0 | 0 | 0 | 0 | 0 | 0 | 0
4 | 710 | 711 | 710 711 Energy Star or Better Monitor / Food Store | 0 | 0 | -20 | -20.5 | -22.25 | -26 | 0 | 0 | 0 | 0 | 0 | 0 | 0 | 0 | 0 | 0 | 0 | 0 | 0 | 0 | 0 | 0 | 0 | 0 | 0 | 0 | 0 | 0 | 0 | 0
4 | 710 | 712 | 710 712 Monitor Power Management Enabling / Food Store | 0 | 0 | -13 | -13.125 | -14.75 | -17.5 | 0 | 0 | 0 | 0 | 0 | 0 | 0 | 0 | 0 | 0 | 0 | 0 | 0 | 0 | 0 | 0 | 0 | 0 | 0 | 0 | 0 | 0 | 0 | 0
4 | 730 | 732 | 730 732 Copier Power Management Enabling / Food Store | 0 | 0 | -4.625 | -4.75 | -5.25 | -6.25 | -6.75 | -6.5 | 0 | 0 | 0 | 0 | 0 | 0 | 0 | 0 | 0 | 0 | 0 | 0 | 0 | 0 | 0 | 0 | 0 | 0 | 0 | 0 | 0 | 0
4 | 740 | 741 | 740 741 Printer Power Management Enabling / Food Store | 0 | 0 | -18.125 | -19 | -20.75 | -24.5 | -26 | 0 | 0 | 0 | 0 | 0 | 0 | 0 | 0 | 0 | 0 | 0 | 0 | 0 | 0 | 0 | 0 | 0 | 0 | 0 | 0 | 0 | 0 | 0
4 | 800 | 801 | 800 801 Convection Oven / Food Store | 0 | 0 | -113 | -115.375 | -127.25 | -148.25 | -159 | -169.75 | -161.25 | -174.5 | -179.25 | -179.5 | 0 | 0 | 0 | 0 | 0 | 0 | 0 | 0 | 0 | 0 | 0 | 0 | 0 | 0 | 0 | 0 | 0 | 0
4 | 810 | 811 | 810 811 Efficient Fryer / Food Store | 0 | 0 | -40.25 | -41.125 | -45.5 | -53.25 | -57.25 | -60.5 | -57.75 | -62.5 | -64.5 | -64.25 | 0 | 0 | 0 | 0 | 0 | 0 | 0 | 0 | 0 | 0 | 0 | 0 | 0 | 0 | 0 | 0 | 0 | 0
4 | 900 | 901 | 900 901 Vending Misers (cooled machines only) / Food Store | 0 | 0 | -15.625 | -15.75 | -17.75 | -20.25 | -22 | -23.5 | -22 | -23.5 | -24.75 | -24.75 | 0 | 0 | 0 | 0 | 0 | 0 | 0 | 0 | 0 | 0 | 0 | 0 | 0 | 0 | 0 | 0 | 0 | 0
5 | 110 | 111 | 110 111 Premium T8, Elecctronic Ballast / School | 0 | 0 | -359.625 | -365.625 | -400 | -520.5 | -594 | -626.5 | -545 | -611.75 | -617.5 | -598.5 | -650 | -663.75 | -653.5 | -685 | -760.5 | -760.5 | -772.5 | -790.5 | -811 | -822.5 | -840.5 | -855 | -918.5 | -901 | -913.5 | 0 | 0 | 0
5 | 110 | 114 | 110 114 Continuous Dimming / School | 0 | 0 | -767.875 | -780.75 | -860.25 | -1045.5 | -1148.5 | -1222.5 | -1121.25 | -1228.75 | -1252.75 | -1237.75 | -1320.75 | -1358.25 | -1354 | -1411.25 | -1528.25 | -1550.5 | -1571.75 | -1616 | 0 | 0 | 0 | 0 | 0 | 0 | 0 | 0 | 0 | 0
5 | 110 | 115 | 110 115 Lighting Control Tuneup / School | 0 | 0 | -79.625 | -81.125 | -89 | -108.5 | -119 | -126.25 | 0 | 0 | 0 | 0 | 0 | 0 | 0 | 0 | 0 | 0 | 0 | 0 | 0 | 0 | 0 | 0 | 0 | 0 | 0 | 0 | 0 | 0
5 | 120 | 121 | 120 121 ROB Premium T8, 1EB / School | 0 | 0 | -155.375 | -158 | -172.75 | -225 | -257.25 | -270.25 | -235.5 | -263.75 | -266.75 | -259 | -280.5 | -286.75 | -282.25 | -296 | -328.75 | -328 | -334 | -341 | -350.5 | -356 | -363 | -370 | -397.5 | -390 | -394 | 0 | 0 | 0
5 | 120 | 122 | 120 122 ROB Premium T8, EB, Reflector / School | 0 | 0 | -628 | -638.25 | -697.75 | -908.75 | -1036.75 | -1094 | -950.25 | -1067.25 | -1077.25 | -1044.5 | -1134.25 | -1158.5 | -1141.5 | -1196 | -1327.5 | -1328 | -1348.25 | -1380 | -1416 | -1435.5 | -1468 | -1493 | -1604 | -1573.5 | -1595 | 0 | 0 | 0
5 | 120 | 123 | 120 123 Occupancy Sensor / School | 0 | 0 | -200.125 | -203.75 | -222.5 | -292.5 | -336.25 | -354.5 | -305 | -343.75 | -346.25 | -335 | -364.75 | -372 | -366 | -383.5 | -427.75 | 0 | 0 | 0 | 0 | 0 | 0 | 0 | 0 | 0 | 0 | 0 | 0 | 0
5 | 120 | 124 | 120 124 Lighting Control Tuneup / School | 0 | 0 | -48.75 | -49.625 | -54.75 | -66.5 | -73 | -77.25 | 0 | 0 | 0 | 0 | 0 | 0 | 0 | 0 | 0 | 0 | 0 | 0 | 0 | 0 | 0 | 0 | 0 | 0 | 0 | 0 | 0 | 0
5 | 130 | 131 | 130 131 CFL Screw-in 18W / School | 0 | 0 | -2883.375 | -2932.625 | -3191.75 | 0 | 0 | 0 | 0 | 0 | 0 | 0 | 0 | 0 | 0 | 0 | 0 | 0 | 0 | 0 | 0 | 0 | 0 | 0 | 0 | 0 | 0 | 0 | 0 | 0
5 | 150 | 151 | 150 151 PSMH, 250W, magnetic ballast / School | 0 | 0 | -627.25 | -638.125 | -703.25 | -854.25 | -938.75 | -999 | -916.25 | -1003.5 | -1023.25 | -1011.25 | -1078.75 | -1109.5 | -1106.5 | -1153.25 | -1248.75 | -1266.75 | 0 | 0 | 0 | 0 | 0 | 0 | 0 | 0 | 0 | 0 | 0 | 0
5 | 150 | 152 | 150 152 PSMH, 250 W, electronic ballast / School | 0 | 0 | -725 | -737.75 | -812.5 | -987.25 | -1085 | -1154.5 | -1059.25 | -1160.25 | -1182.75 | -1169.25 | -1247.25 | -1282.75 | -1279.5 | -1332.5 | -1443.25 | -1464.5 | 0 | 0 | 0 | 0 | 0 | 0 | 0 | 0 | 0 | 0 | 0 | 0
5 | 150 | 153 | 150 153 High Bay T5 / School | 0 | 0 | -869 | -883.625 | -966.5 | -1258.5 | -1434.5 | -1514.5 | -1315.25 | -1478.25 | -1491 | -1446.75 | -1570.75 | -1604.5 | -1580 | -1657.25 | -1837.5 | -1838 | 0 | 0 | 0 | 0 | 0 | 0 | 0 | 0 | 0 | 0 | 0 | 0
5 | 160 | 161 | 160 161 LED Exit Sign / School | 0 | 0 | -4 | -4.5 | -4.25 | -6.5 | -7.75 | -7.5 | -6.75 | -7 | -7.25 | -7 | -7.75 | -7.75 | -6.5 | -7.5 | -8.75 | -8.25 | 0 | 0 | 0 | 0 | 0 | 0 | 0 | 0 | 0 | 0 | 0 | 0
5 | 200 | 201 | 200 201 High Pressure Sodium 250W Lamp / School | 0 | 0 | -36.125 | -37.125 | -41 | -47.5 | -51.5 | 0 | 0 | 0 | 0 | 0 | 0 | 0 | 0 | 0 | 0 | 0 | 0 | 0 | 0 | 0 | 0 | 0 | 0 | 0 | 0 | 0 | 0 | 0
5 | 200 | 202 | 200 202 Outdoor Lighting Controls (Photocell/Timeclock) / School | 0 | 0 | -28.75 | -29.25 | -32.25 | -37.5 | -40.5 | 0 | 0 | 0 | 0 | 0 | 0 | 0 | 0 | 0 | 0 | 0 | 0 | 0 | 0 | 0 | 0 | 0 | 0 | 0 | 0 | 0 | 0 | 0
5 | 210 | 211 | 210 211 Outdoor Lighting Controls (Photocell/Timeclock) / School | 0 | 0 | -52 | -53.25 | -58.75 | -68 | -73.5 | 0 | 0 | 0 | 0 | 0 | 0 | 0 | 0 | 0 | 0 | 0 | 0 | 0 | 0 | 0 | 0 | 0 | 0 | 0 | 0 | 0 | 0 | 0
5 | 300 | 301 | 300 301 Centrifugal Chiller, 0.51 kW/ton, 500 tons / School | 0 | 0 | -273.75 | -278.5 | -304.25 | -398.5 | -455.5 | -480.5 | -416.25 | -468 | -471.5 | -456.75 | -496.75 | -507 | -498.75 | -523 | -581.5 | -581 | -590.75 | -603.5 | -620.5 | -628 | 0 | 0 | 0 | 0 | 0 | 0 | 0 | 0
5 | 300 | 302 | 300 302 High Efficiency Chiller Motors / School | 0 | 0 | -68.125 | -69.125 | -76 | -93.5 | -102.75 | -109.5 | -99.75 | -109.5 | -111.25 | -110 | -117.5 | -120.25 | -119.75 | -125.5 | -136 | -137 | -139.5 | -143.5 | -148 | -151 | 0 | 0 | 0 | 0 | 0 | 0 | 0 | 0
5 | 300 | 304 | 300 304 EMS - Chiller / School | 0 | 0 | -235.25 | -240 | -263.25 | -321.5 | -354.25 | -376.5 | -344.25 | -377.5 | -385.5 | -380.75 | 0 | 0 | 0 | 0 | 0 | 0 | 0 | 0 | 0 | 0 | 0 | 0 | 0 | 0 | 0 | 0 | 0 | 0
5 | 300 | 305 | 300 305 Chiller Tune Up/Diagnostics / School | 0 | 0 | -203.125 | -207.25 | -222.25 | -405 | -543.5 | -556.5 | -389.25 | -484.5 | -465 | -412.75 | 0 | 0 | 0 | 0 | 0 | 0 | 0 | 0 | 0 | 0 | 0 | 0 | 0 | 0 | 0 | 0 | 0 | 0
5 | 300 | 306 | 300 306 VSD for Chiller Pumps and Towers / School | 0 | 0 | -222.25 | -226 | -249.25 | -303.75 | -334 | -355 | -325 | -356.5 | -363.25 | -359.5 | -383 | -394 | -392 | -409 | -443 | 0 | 0 | 0 | 0 | 0 | 0 | 0 | 0 | 0 | 0 | 0 | 0 | 0
5 | 300 | 307 | 300 307 EMS Optimization / School | 0 | 0 | -106 | -108.25 | -120 | -139 | -149.25 | 0 | 0 | 0 | 0 | 0 | 0 | 0 | 0 | 0 | 0 | 0 | 0 | 0 | 0 | 0 | 0 | 0 | 0 | 0 | 0 | 0 | 0 | 0
5 | 300 | 308 | 300 308 Aerosole Duct Sealing / School | 0 | 0 | -214.25 | -218.75 | -242 | -281.25 | -301.75 | -323.25 | -307.25 | -331.25 | -339.25 | -339.75 | -358.25 | -370 | -371.75 | -386.25 | -411.75 | 0 | 0 | 0 | 0 | 0 | 0 | 0 | 0 | 0 | 0 | 0 | 0 | 0
5 | 300 | 309 | 300 309 Duct/Pipe Insulation / School | 0 | 0 | -43.375 | -43.875 | -48.5 | -58.5 | -64.75 | -69 | -62.5 | -68.75 | -70.25 | -70 | 0 | 0 | 0 | 0 | 0 | 0 | 0 | 0 | 0 | 0 | 0 | 0 | 0 | 0 | 0 | 0 | 0 | 0
5 | 300 | 311 | 300 311 Window Film (Standard) / School | 0 | 0 | -128.625 | -131.125 | -141.5 | -200.75 | -238 | -249 | -204.25 | -234.75 | -234.5 | -222.75 | 0 | 0 | 0 | 0 | 0 | 0 | 0 | 0 | 0 | 0 | 0 | 0 | 0 | 0 | 0 | 0 | 0 | 0
5 | 300 | 313 | 300 313 Ceiling Insulation / School | 0 | 0 | -308.625 | -314.375 | -338 | -587.25 | -772.5 | -793.25 | -568.75 | -700.5 | -676 | -607 | -710.25 | -705.5 | -669.5 | -719 | -874.5 | -769.25 | -852 | -860 | -873.5 | -848.5 | 0 | 0 | 0 | 0 | 0 | 0 | 0 | 0
5 | 300 | 314 | 300 314 Roof Insulation / School | 0 | 0 | -110.25 | -111.875 | -121 | -176.25 | -213 | -221.25 | -178.5 | -207 | -205.5 | -193.75 | -216.5 | -218.75 | -211.25 | -223.75 | -258.25 | -249.25 | -257.25 | -260 | -268 | -266 | 0 | 0 | 0 | 0 | 0 | 0 | 0 | 0
5 | 300 | 317 | 300 317 Thermal Energy Storage (TES) Positive / School | 0 | 0 | -395.125 | -390.25 | -426.75 | -513.5 | -534.5 | -569 | -536.5 | -583.75 | -609.75 | -610.75 | -641 | -666.25 | -651.75 | -681.25 | -724.75 | -758.75 | -740 | -761.5 | -787 | -812 | -839 | -859.5 | -914 | -912.5 | -906 | -972.5 | -1006.5 | -984.5
5 | 300 | 317 | 300 317 Thermal Energy Storage (TES) Negative / School | 0 | 0 | 413.375 | 425.125 | 475.5 | 489.25 | 498.5 | 537 | 573.25 | 593.75 | 617.25 | 634 | 652 | 680 | 706.75 | 716.75 | 736.5 | 758 | 782 | 813 | 844.5 | 875.5 | 900.5 | 931 | 961.5 | 989.5 | 1021.5 | 1055 | 1081 | 1102.5
5 | 320 | 321 | 320 321 DX Packaged System, EER=10.9, 10 tons / School | 0 | 0 | -225.875 | -229.375 | -248.75 | -359 | -431 | -449.5 | -362.5 | -421.25 | -419 | -396.5 | -440.75 | -446.25 | -431.75 | -456.5 | -524.25 | 0 | 0 | 0 | 0 | 0 | 0 | 0 | 0 | 0 | 0 | 0 | 0 | 0
5 | 320 | 322 | 320 322 Hybrid Dessicant-DX System (Trane CDQ) / School | 0 | 0 | -1337.75 | -1359.625 | -1504.25 | -1768.75 | -1906.25 | -2038.75 | -1920.25 | -2079.75 | -2130 | -2125.25 | -2249.25 | -2321 | -2327 | -2417.75 | -2587.75 | 0 | 0 | 0 | 0 | 0 | 0 | 0 | 0 | 0 | 0 | 0 | 0 | 0
5 | 320 | 323 | 320 323 Geothermal Heat Pump, EER=13, 10 tons / School | 0 | 0 | -696.625 | -707.875 | -783.25 | -920.25 | -992.5 | -1061 | -1000 | -1081.75 | -1108.5 | -1105.25 | -1170 | -1207.5 | -1210.5 | -1258 | -1347.25 | 0 | 0 | 0 | 0 | 0 | 0 | 0 | 0 | 0 | 0 | 0 | 0 | 0
5 | 320 | 326 | 320 326 DX Tune Up/ Advanced Diagnostics / School | 0 | 0 | -182.625 | -186.25 | -203 | -264.5 | -302 | -318.5 | -276.5 | -310.5 | -313.25 | -304.25 | 0 | 0 | 0 | 0 | 0 | 0 | 0 | 0 | 0 | 0 | 0 | 0 | 0 | 0 | 0 | 0 | 0 | 0
5 | 320 | 327 | 320 327 DX Coil Cleaning / School | 0 | 0 | -192.5 | -196.875 | -211 | -384.25 | -515.75 | 0 | 0 | 0 | 0 | 0 | 0 | 0 | 0 | 0 | 0 | 0 | 0 | 0 | 0 | 0 | 0 | 0 | 0 | 0 | 0 | 0 | 0 | 0
5 | 320 | 329 | 320 329 Aerosole Duct Sealing / School | 0 | 0 | -341 | -347.625 | -384 | -447 | -480.25 | -513.5 | -488 | -526 | -540 | -540.75 | -569.75 | -588.5 | -592 | -614.25 | -656 | 0 | 0 | 0 | 0 | 0 | 0 | 0 | 0 | 0 | 0 | 0 | 0 | 0
5 | 320 | 330 | 320 330 Duct/Pipe Insulation / School | 0 | 0 | -68.75 | -70.125 | -77 | -94.75 | -103.75 | -110.5 | -100.75 | -110.75 | -112.25 | -111.5 | 0 | 0 | 0 | 0 | 0 | 0 | 0 | 0 | 0 | 0 | 0 | 0 | 0 | 0 | 0 | 0 | 0 | 0
5 | 320 | 334 | 320 334 Ceiling Insulation / School | 0 | 0 | -489.75 | -498.25 | -536.5 | -932.25 | -1226.25 | -1260.75 | -902.75 | -1112.75 | -1071.75 | -963.75 | -1128 | -1119.75 | -1062.25 | -1142 | -1389.5 | -1221.75 | -1354 | -1364.5 | -1381.5 | -1348 | 0 | 0 | 0 | 0 | 0 | 0 | 0 | 0
5 | 320 | 335 | 320 335 Roof Insulation / School | 0 | 0 | -175.625 | -178.375 | -193.5 | -283.75 | -344 | -358.5 | -286 | -334.75 | -331.75 | -311.75 | -348.5 | -352.25 | -339.25 | -360 | -416 | -400.75 | -414 | -421 | -431 | -428.5 | 0 | 0 | 0 | 0 | 0 | 0 | 0 | 0
5 | 340 | 344 | 340 344 Aerosole Duct Sealing / School | 0 | 0 | -348.875 | -355.625 | -393 | -457.5 | -490.5 | -525 | -499.5 | -538.25 | -552.25 | -552.75 | -582.75 | -601.5 | -605.25 | -628.25 | -670.25 | 0 | 0 | 0 | 0 | 0 | 0 | 0 | 0 | 0 | 0 | 0 | 0 | 0
5 | 340 | 345 | 340 345 Duct/Pipe Insulation / School | 0 | 0 | -70.125 | -71.625 | -78.75 | -96.5 | -106.25 | -113.5 | -103 | -113 | -114.5 | -114.5 | 0 | 0 | 0 | 0 | 0 | 0 | 0 | 0 | 0 | 0 | 0 | 0 | 0 | 0 | 0 | 0 | 0 | 0
5 | 340 | 349 | 340 349 Ceiling Insulation / School | 0 | 0 | -500.625 | -510.125 | -549 | -953 | -1254 | -1289 | -923 | -1137.25 | -1096.25 | -985.25 | -1153.5 | -1145 | -1086.75 | -1167.75 | -1421.25 | -1249.75 | -1384 | -1396 | -1413 | -1377.5 | 0 | 0 | 0 | 0 | 0 | 0 | 0 | 0
5 | 340 | 351 | 340 351 Cool Roof - DX / School | 0 | 0 | -966.125 | -982 | -1064.75 | -1523 | -1818 | -1900.5 | -1540 | -1788.75 | -1780.5 | -1685.25 | -1872.25 | -1897.75 | -1838.25 | -1943.75 | -2225 | 0 | 0 | 0 | 0 | 0 | 0 | 0 | 0 | 0 | 0 | 0 | 0 | 0
5 | 360 | 361 | 360 361 HE PTAC, EER=9.6, 1 ton / School | 0 | 0 | -635.375 | -646 | -700 | -997.25 | -1188 | -1241.75 | -1009.75 | -1170.75 | -1166.5 | -1105.25 | -1226.5 | -1243 | -1205 | -1273.75 | -1456.25 | 0 | 0 | 0 | 0 | 0 | 0 | 0 | 0 | 0 | 0 | 0 | 0 | 0
5 | 400 | 402 | 400 402 Variable Speed Drive Control / School | 0 | 0 | -266.875 | -272 | -300.75 | -349.5 | -375.25 | -401.5 | -382 | -412 | -422.25 | -423 | -446.25 | -460.5 | -463.25 | -481 | -512.75 | 0 | 0 | 0 | 0 | 0 | 0 | 0 | 0 | 0 | 0 | 0 | 0 | 0
5 | 400 | 403 | 400 403 Air Handler Optimization / School | 0 | 0 | -77.5 | -79.125 | -87 | -102 | -109.5 | -116.5 | -110.75 | -119.25 | 0 | 0 | 0 | 0 | 0 | 0 | 0 | 0 | 0 | 0 | 0 | 0 | 0 | 0 | 0 | 0 | 0 | 0 | 0 | 0
5 | 400 | 404 | 400 404 Electronically Commutated Motors (ECM) on an Air Handler Unit / School | 0 | 0 | -109.5 | -111.625 | -123.5 | -143.5 | -153.75 | -164.75 | -156.5 | -168.25 | -173.25 | -173.25 | -182.75 | -188.75 | -189.25 | -196.5 | -209.75 | 0 | 0 | 0 | 0 | 0 | 0 | 0 | 0 | 0 | 0 | 0 | 0 | 0
5 | 400 | 405 | 400 405 Demand Control Ventilation (DCV) / School | 0 | 0 | -139 | -142.875 | -152.25 | -277.75 | -373 | -381 | -266.25 | -332.5 | -318.25 | -283 | -334.75 | -330.75 | -312.5 | -337 | -415.25 | 0 | 0 | 0 | 0 | 0 | 0 | 0 | 0 | 0 | 0 | 0 | 0 | 0
5 | 400 | 406 | 400 406 Energy Recovery Ventilation (ERV) / School | 0 | 0 | -63.75 | -65.5 | -70 | -127.25 | -170.25 | -173.75 | -121.5 | -151.5 | -146 | -129.25 | -153.25 | -151 | -142.5 | -153.5 | -190 | -162.25 | -184 | -184.5 | -189 | -181 | 0 | 0 | 0 | 0 | 0 | 0 | 0 | 0
5 | 600 | 603 | 600 603 Heat Pump Water Heater (air source) / School | 0 | 0 | -277.25 | -282.75 | -312.75 | -363.25 | -390 | -418 | -397 | -428 | -439 | -440 | -463.5 | -479 | -481.25 | -500 | -533.25 | 0 | 0 | 0 | 0 | 0 | 0 | 0 | 0 | 0 | 0 | 0 | 0 | 0
5 | 600 | 606 | 600 606 Demand controlled circulating systems / School | 0 | 0 | -19.625 | -20.25 | -22.25 | -26 | -28.25 | -29.25 | -28 | -30.25 | -31 | -31.5 | -32.5 | -33.75 | -33.5 | -35 | -37.75 | 0 | 0 | 0 | 0 | 0 | 0 | 0 | 0 | 0 | 0 | 0 | 0 | 0
5 | 600 | 608 | 600 608 Heat Recovery Unit / School | 0 | 0 | -304 | -309.75 | -342.25 | -398.25 | -427.25 | -456.75 | -435 | -469 | -480.75 | -482 | 0 | 0 | 0 | 0 | 0 | 0 | 0 | 0 | 0 | 0 | 0 | 0 | 0 | 0 | 0 | 0 | 0 | 0
5 | 600 | 609 | 600 609 Heat Trap / School | 0 | 0 | -35.625 | -36.75 | -40.5 | -46.75 | -50.5 | -52.75 | -51 | -54.5 | -56.75 | -56.5 | 0 | 0 | 0 | 0 | 0 | 0 | 0 | 0 | 0 | 0 | 0 | 0 | 0 | 0 | 0 | 0 | 0 | 0
5 | 600 | 610 | 600 610 Hot Water Pipe Insulation / School | 0 | 0 | -7.875 | -8.375 | -8.75 | -10.75 | -11.25 | -11.5 | -10.75 | -11.75 | -12.75 | -12.75 | -12.75 | -13.25 | -13.25 | -14 | -14.75 | 0 | 0 | 0 | 0 | 0 | 0 | 0 | 0 | 0 | 0 | 0 | 0 | 0
5 | 700 | 701 | 700 701 PC Manual Power Management Enabling / School | 0 | 0 | -123.125 | -125 | -137.75 | -165.75 | 0 | 0 | 0 | 0 | 0 | 0 | 0 | 0 | 0 | 0 | 0 | 0 | 0 | 0 | 0 | 0 | 0 | 0 | 0 | 0 | 0 | 0 | 0 | 0
5 | 700 | 702 | 700 702 PC Network Power Management Enabling / School | 0 | 0 | -123.125 | -125 | -137.75 | -165.75 | 0 | 0 | 0 | 0 | 0 | 0 | 0 | 0 | 0 | 0 | 0 | 0 | 0 | 0 | 0 | 0 | 0 | 0 | 0 | 0 | 0 | 0 | 0 | 0
5 | 710 | 711 | 710 711 Energy Star or Better Monitor / School | 0 | 0 | -176.625 | -180 | -198.5 | -238 | 0 | 0 | 0 | 0 | 0 | 0 | 0 | 0 | 0 | 0 | 0 | 0 | 0 | 0 | 0 | 0 | 0 | 0 | 0 | 0 | 0 | 0 | 0 | 0
5 | 710 | 712 | 710 712 Monitor Power Management Enabling / School | 0 | 0 | -115.875 | -117.75 | -129.25 | -155.25 | 0 | 0 | 0 | 0 | 0 | 0 | 0 | 0 | 0 | 0 | 0 | 0 | 0 | 0 | 0 | 0 | 0 | 0 | 0 | 0 | 0 | 0 | 0 | 0
5 | 720 | 722 | 720 722 Monitor Power Management Enabling / School | 0 | 0 | 0 | -0.25 | -0.25 | -0.5 | 0 | 0 | 0 | 0 | 0 | 0 | 0 | 0 | 0 | 0 | 0 | 0 | 0 | 0 | 0 | 0 | 0 | 0 | 0 | 0 | 0 | 0 | 0 | 0
5 | 730 | 732 | 730 732 Copier Power Management Enabling / School | 0 | 0 | -7.75 | -8 | -8.5 | -10.75 | -11.25 | -11.5 | 0 | 0 | 0 | 0 | 0 | 0 | 0 | 0 | 0 | 0 | 0 | 0 | 0 | 0 | 0 | 0 | 0 | 0 | 0 | 0 | 0 | 0
5 | 740 | 741 | 740 741 Printer Power Management Enabling / School | 0 | 0 | -74.625 | -76 | -84 | -101 | -109.75 | 0 | 0 | 0 | 0 | 0 | 0 | 0 | 0 | 0 | 0 | 0 | 0 | 0 | 0 | 0 | 0 | 0 | 0 | 0 | 0 | 0 | 0 | 0
5 | 800 | 801 | 800 801 Convection Oven / School | 0 | 0 | -12.625 | -13 | -14 | -16.5 | -17.75 | -18.5 | -17.25 | -19 | -19.75 | -20.25 | 0 | 0 | 0 | 0 | 0 | 0 | 0 | 0 | 0 | 0 | 0 | 0 | 0 | 0 | 0 | 0 | 0 | 0
5 | 810 | 811 | 810 811 Efficient Fryer / School | 0 | 0 | -2.875 | -3.375 | -3.5 | -4.25 | -5 | -4.5 | -4.5 | -4.5 | -5 | -5 | 0 | 0 | 0 | 0 | 0 | 0 | 0 | 0 | 0 | 0 | 0 | 0 | 0 | 0 | 0 | 0 | 0 | 0
5 | 900 | 901 | 900 901 Vending Misers (cooled machines only) / School | 0 | 0 | -45.75 | -47 | -52 | -60.25 | -65.25 | -69 | -65.75 | -70.5 | -73 | -73.25 | 0 | 0 | 0 | 0 | 0 | 0 | 0 | 0 | 0 | 0 | 0 | 0 | 0 | 0 | 0 | 0 | 0 | 0
6 | 110 | 111 | 110 111 Premium T8, Elecctronic Ballast / College | 0 | 0 | -364.5 | -370.5 | -405.75 | -527.5 | -602 | -635 | -551.5 | -619.25 | -625.25 | -606.5 | -658.5 | -673.25 | -662.5 | -694 | -770.25 | -770.5 | -782.5 | -801 | -821.5 | -832.5 | -851.5 | -866.5 | -930 | -913 | -924 | -1004 | -1015.5 | -1035
6 | 110 | 114 | 110 114 Continuous Dimming / College | 0 | 0 | -782.5 | -796.625 | -876 | -1081.25 | -1199.75 | -1275 | -1153.5 | -1271.75 | -1293.25 | -1272.5 | -1363.75 | -1399.25 | -1392 | -1452.5 | -1582 | -1598.75 | -1622 | -1666.5 | -1711 | -1748.5 | -1791 | -1826 | 0 | 0 | 0 | 0 | 0 | 0
6 | 110 | 115 | 110 115 Lighting Control Tuneup / College | 0 | 0 | -81.375 | -82.75 | -91 | -113 | -125.75 | -133 | 0 | 0 | 0 | 0 | 0 | 0 | 0 | 0 | 0 | 0 | 0 | 0 | 0 | 0 | 0 | 0 | 0 | 0 | 0 | 0 | 0 | 0
6 | 120 | 121 | 120 121 ROB Premium T8, 1EB / College | 0 | 0 | -157.375 | -160.125 | -174.75 | -227.75 | -260 | -274 | -238.75 | -266.75 | -270.25 | -262.25 | -284.25 | -290.5 | -285.75 | -300 | -333.75 | -332.5 | -338.75 | -345 | -355.5 | -360 | -367.5 | -375 | -402 | -395.5 | -399 | -433 | -440 | -448
6 | 120 | 122 | 120 122 ROB Premium T8, EB, Reflector / College | 0 | 0 | -636.125 | -646.75 | -707 | -920.75 | -1049.75 | -1108 | -962.5 | -1081.25 | -1091.5 | -1058.75 | -1149.25 | -1173.75 | -1156 | -1211.75 | -1344.75 | -1344.75 | -1364.75 | -1398 | -1434 | -1454 | -1486.5 | -1511.5 | -1626 | -1593.5 | -1615.5 | -1754.5 | -1774 | -1808.5
6 | 120 | 123 | 120 123 Occupancy Sensor / College | 0 | 0 | -202.75 | -206.375 | -225.5 | -296.5 | -340.75 | -359.25 | -308.75 | -348 | -350.75 | -339.75 | -369.75 | -377 | -370.75 | -388.75 | -433.5 | -431.75 | -439.25 | -448.5 | 0 | 0 | 0 | 0 | 0 | 0 | 0 | 0 | 0 | 0
6 | 120 | 124 | 120 124 Lighting Control Tuneup / College | 0 | 0 | -49.75 | -50.625 | -55.75 | -69 | -76.25 | -81 | 0 | 0 | 0 | 0 | 0 | 0 | 0 | 0 | 0 | 0 | 0 | 0 | 0 | 0 | 0 | 0 | 0 | 0 | 0 | 0 | 0 | 0
6 | 130 | 131 | 130 131 CFL Screw-in 18W / College | 0 | 0 | -2921.5 | -2970.75 | -3233.75 | -4413.5 | 0 | 0 | 0 | 0 | 0 | 0 | 0 | 0 | 0 | 0 | 0 | 0 | 0 | 0 | 0 | 0 | 0 | 0 | 0 | 0 | 0 | 0 | 0 | 0
6 | 150 | 151 | 150 151 PSMH, 250W, magnetic ballast / College | 0 | 0 | -639.375 | -650.75 | -715.5 | -884.25 | -980.25 | -1041 | -942.5 | -1039.25 | -1056.5 | -1039.5 | -1114.25 | -1143.5 | -1137.25 | -1186.25 | -1292.5 | -1305.75 | -1325 | -1362 | -1398.5 | -1429.5 | 0 | 0 | 0 | 0 | 0 | 0 | 0 | 0
6 | 150 | 152 | 150 152 PSMH, 250 W, electronic ballast / College | 0 | 0 | -739.25 | -752 | -827 | -1021 | -1133.5 | -1204.25 | -1090 | -1201 | -1220.5 | -1202 | -1287.5 | -1322 | -1314.75 | -1371.75 | -1494.25 | -1510 | -1532 | -1573.5 | -1616.5 | -1651.5 | 0 | 0 | 0 | 0 | 0 | 0 | 0 | 0
6 | 150 | 153 | 150 153 High Bay T5 / College | 0 | 0 | -880.25 | -895.375 | -979 | -1274.5 | -1454 | -1534.75 | -1332.5 | -1497.75 | -1510.25 | -1465.5 | -1590.75 | -1625.25 | -1600.75 | -1678.75 | -1862 | -1863.25 | -1890.75 | -1935.5 | -1986.5 | -2013.5 | 0 | 0 | 0 | 0 | 0 | 0 | 0 | 0
6 | 160 | 161 | 160 161 LED Exit Sign / College | 0 | 0 | -2.25 | -3.125 | -2.75 | -5 | -6.75 | -6 | -4.75 | -5.75 | -5.5 | -5 | -6.25 | -5.75 | -4.75 | -5 | -7 | -6.5 | 0 | 0 | 0 | 0 | 0 | 0 | 0 | 0 | 0 | 0 | 0 | 0
6 | 200 | 201 | 200 201 High Pressure Sodium 250W Lamp / College | 0 | 0 | -81.125 | -82.625 | -91.5 | -106.25 | -115 | 0 | 0 | 0 | 0 | 0 | 0 | 0 | 0 | 0 | 0 | 0 | 0 | 0 | 0 | 0 | 0 | 0 | 0 | 0 | 0 | 0 | 0 | 0
6 | 200 | 202 | 200 202 Outdoor Lighting Controls (Photocell/Timeclock) / College | 0 | 0 | -64.125 | -65.5 | -72.25 | -84.25 | -90.25 | 0 | 0 | 0 | 0 | 0 | 0 | 0 | 0 | 0 | 0 | 0 | 0 | 0 | 0 | 0 | 0 | 0 | 0 | 0 | 0 | 0 | 0 | 0
6 | 210 | 211 | 210 211 Outdoor Lighting Controls (Photocell/Timeclock) / College | 0 | 0 | -108.5 | -110.25 | -122.25 | -142.25 | -153 | 0 | 0 | 0 | 0 | 0 | 0 | 0 | 0 | 0 | 0 | 0 | 0 | 0 | 0 | 0 | 0 | 0 | 0 | 0 | 0 | 0 | 0 | 0
6 | 300 | 301 | 300 301 Centrifugal Chiller, 0.51 kW/ton, 500 tons / College | 0 | 0 | -200.25 | -203.375 | -222.5 | -290.5 | -332.5 | -350.75 | -303.75 | -340.75 | -344.25 | -333.75 | -362.5 | -370 | -364.25 | -381.75 | -424.75 | -423.5 | -431 | -441 | -452 | -458 | 0 | 0 | 0 | 0 | 0 | 0 | 0 | 0
6 | 300 | 302 | 300 302 High Efficiency Chiller Motors / College | 0 | 0 | -49.5 | -50.5 | -55.75 | -68 | -75.25 | -79.25 | -72.5 | -79.5 | -80.75 | -80.5 | -85.5 | -88 | -87 | -90.25 | -98.5 | -99.75 | -102 | -104.5 | -108 | -110 | 0 | 0 | 0 | 0 | 0 | 0 | 0 | 0
6 | 300 | 304 | 300 304 EMS - Chiller / College | 0 | 0 | -171.375 | -174.5 | -192.5 | -233.75 | -257.25 | -273 | -250.75 | -274 | -279.75 | -277.25 | 0 | 0 | 0 | 0 | 0 | 0 | 0 | 0 | 0 | 0 | 0 | 0 | 0 | 0 | 0 | 0 | 0 | 0
6 | 300 | 305 | 300 305 Chiller Tune Up/Diagnostics / College | 0 | 0 | -148 | -151.125 | -162.5 | -295.5 | -397 | -405.75 | -284.25 | -354 | -339.25 | -301.5 | 0 | 0 | 0 | 0 | 0 | 0 | 0 | 0 | 0 | 0 | 0 | 0 | 0 | 0 | 0 | 0 | 0 | 0
6 | 300 | 306 | 300 306 VSD for Chiller Pumps and Towers / College | 0 | 0 | -161.625 | -165 | -181.75 | -221 | -242.75 | -257.5 | -236.25 | -258.75 | -264.5 | -261.25 | -278.25 | -286.75 | -285 | -297.75 | -321.75 | 0 | 0 | 0 | 0 | 0 | 0 | 0 | 0 | 0 | 0 | 0 | 0 | 0
6 | 300 | 307 | 300 307 EMS Optimization / College | 0 | 0 | -77.5 | -79.125 | -87 | -101.75 | -109.5 | 0 | 0 | 0 | 0 | 0 | 0 | 0 | 0 | 0 | 0 | 0 | 0 | 0 | 0 | 0 | 0 | 0 | 0 | 0 | 0 | 0 | 0 | 0
6 | 300 | 308 | 300 308 Aerosole Duct Sealing / College | 0 | 0 | -157 | -159.75 | -176.75 | -205.5 | -220.5 | -235.5 | -223.75 | -242 | -248 | -248.75 | -261.5 | -270.25 | -272 | -282 | -300.75 | 0 | 0 | 0 | 0 | 0 | 0 | 0 | 0 | 0 | 0 | 0 | 0 | 0
6 | 300 | 309 | 300 309 Duct/Pipe Insulation / College | 0 | 0 | -31.375 | -31.875 | -35.25 | -43 | -47.5 | -49.5 | -45.5 | -50.5 | -51 | -51 | 0 | 0 | 0 | 0 | 0 | 0 | 0 | 0 | 0 | 0 | 0 | 0 | 0 | 0 | 0 | 0 | 0 | 0
6 | 300 | 311 | 300 311 Window Film (Standard) / College | 0 | 0 | -93.375 | -95.125 | -102.75 | -145.75 | -173.25 | -181.25 | -148.5 | -170.5 | -170.5 | -161.75 | 0 | 0 | 0 | 0 | 0 | 0 | 0 | 0 | 0 | 0 | 0 | 0 | 0 | 0 | 0 | 0 | 0 | 0
6 | 300 | 313 | 300 313 Ceiling Insulation / College | 0 | 0 | -225.5 | -229.125 | -246.5 | -429 | -564.5 | -579.25 | -415.75 | -511.25 | -493.25 | -443.25 | -518.5 | -514.75 | -488.5 | -525.25 | -639.5 | -561.25 | -622.25 | -627 | -638 | -620.5 | 0 | 0 | 0 | 0 | 0 | 0 | 0 | 0
6 | 300 | 314 | 300 314 Roof Insulation / College | 0 | 0 | -80.375 | -81.875 | -88.75 | -127.5 | -153.5 | -159.5 | -129 | -149.25 | -149 | -141 | -156.75 | -158.5 | -152.75 | -162.5 | -186.5 | -180.75 | -186.25 | -189 | -194.5 | -194 | 0 | 0 | 0 | 0 | 0 | 0 | 0 | 0
6 | 300 | 317 | 300 317 Thermal Energy Storage (TES) Positive / College | 0 | 0 | -280.875 | -277.875 | -303.5 | -365 | -380.75 | -404.5 | -382.5 | -415 | -434.75 | -435 | -455.75 | -473.5 | -463.75 | -484.25 | -515.25 | -539 | -525.75 | -541.5 | -559.5 | -582 | -596.5 | -610.5 | -651.5 | -649 | -644.5 | -691 | -716 | -700.5
6 | 300 | 317 | 300 317 Thermal Energy Storage (TES) Negative / College | 0 | 0 | 296 | 304.875 | 340.75 | 350.5 | 357.25 | 384 | 410.5 | 425.25 | 442 | 454.5 | 467.25 | 486.75 | 508 | 513.5 | 527.75 | 543.5 | 560.5 | 582.5 | 605 | 627 | 645.5 | 668 | 690 | 709 | 732.5 | 756.5 | 774 | 791
6 | 320 | 321 | 320 321 DX Packaged System, EER=10.9, 10 tons / College | 0 | 0 | -165 | -167.5 | -182 | -261.75 | -314.75 | -328.5 | -265.5 | -307.75 | -306 | -289.25 | -322 | -325.5 | -314.75 | -333.25 | -382.5 | 0 | 0 | 0 | 0 | 0 | 0 | 0 | 0 | 0 | 0 | 0 | 0 | 0
6 | 320 | 322 | 320 322 Hybrid Dessicant-DX System (Trane CDQ) / College | 0 | 0 | -974 | -990.375 | -1096 | -1284.75 | -1383.25 | -1479.75 | -1397.5 | -1511.5 | -1548 | -1545.75 | -1635 | -1687.75 | -1693.5 | -1758.75 | -1880.75 | 0 | 0 | 0 | 0 | 0 | 0 | 0 | 0 | 0 | 0 | 0 | 0 | 0
6 | 320 | 323 | 320 323 Geothermal Heat Pump, EER=13, 10 tons / College | 0 | 0 | -506.875 | -515.625 | -569.75 | -668.75 | -720 | -769.5 | -727.5 | -786.25 | -805.75 | -804.5 | -851 | -878.5 | -880.25 | -915 | -979 | 0 | 0 | 0 | 0 | 0 | 0 | 0 | 0 | 0 | 0 | 0 | 0 | 0
6 | 320 | 326 | 320 326 DX Tune Up/ Advanced Diagnostics / College | 0 | 0 | -133 | -135.25 | -147.75 | -191.5 | -218.25 | -230.25 | -200.75 | -224.75 | -227.5 | -220.5 | 0 | 0 | 0 | 0 | 0 | 0 | 0 | 0 | 0 | 0 | 0 | 0 | 0 | 0 | 0 | 0 | 0 | 0
6 | 320 | 327 | 320 327 DX Coil Cleaning / College | 0 | 0 | -140.75 | -143.5 | -154.25 | -280.75 | -377 | 0 | 0 | 0 | 0 | 0 | 0 | 0 | 0 | 0 | 0 | 0 | 0 | 0 | 0 | 0 | 0 | 0 | 0 | 0 | 0 | 0 | 0 | 0
6 | 320 | 329 | 320 329 Aerosole Duct Sealing / College | 0 | 0 | -249.25 | -253.5 | -280.75 | -326.5 | -350.5 | -375 | -356.5 | -384.5 | -394 | -395 | -416.25 | -429.5 | -432 | -448.5 | -478.75 | 0 | 0 | 0 | 0 | 0 | 0 | 0 | 0 | 0 | 0 | 0 | 0 | 0
6 | 320 | 330 | 320 330 Duct/Pipe Insulation / College | 0 | 0 | -50.125 | -51.25 | -56.5 | -69.25 | -76 | -80 | -73.25 | -80.25 | -82 | -81.25 | 0 | 0 | 0 | 0 | 0 | 0 | 0 | 0 | 0 | 0 | 0 | 0 | 0 | 0 | 0 | 0 | 0 | 0
6 | 320 | 334 | 320 334 Ceiling Insulation / College | 0 | 0 | -357.625 | -364.625 | -392 | -681.25 | -895.75 | -920 | -659.75 | -812.5 | -783.25 | -704.25 | -823.25 | -817.5 | -776.75 | -834.25 | -1015 | -892.25 | -988.5 | -997 | -1011.5 | -984.5 | 0 | 0 | 0 | 0 | 0 | 0 | 0 | 0
6 | 320 | 335 | 320 335 Roof Insulation / College | 0 | 0 | -128.25 | -130.75 | -141 | -205.75 | -248.75 | -258.5 | -208 | -242.25 | -240.5 | -226 | -252.75 | -255.5 | -246.25 | -261.25 | -301.25 | -290.5 | -300 | -305 | -312 | -312 | 0 | 0 | 0 | 0 | 0 | 0 | 0 | 0
6 | 340 | 344 | 340 344 Aerosole Duct Sealing / College | 0 | 0 | -255 | -259.25 | -287 | -333.5 | -358.5 | -383 | -365 | -392.5 | -403 | -403.5 | -426 | -439.75 | -441.5 | -458.75 | -489.25 | 0 | 0 | 0 | 0 | 0 | 0 | 0 | 0 | 0 | 0 | 0 | 0 | 0
6 | 340 | 345 | 340 345 Duct/Pipe Insulation / College | 0 | 0 | -51.25 | -52.5 | -57.75 | -70.25 | -77.25 | -81.5 | -74.5 | -82 | -83.25 | -83.25 | 0 | 0 | 0 | 0 | 0 | 0 | 0 | 0 | 0 | 0 | 0 | 0 | 0 | 0 | 0 | 0 | 0 | 0
6 | 340 | 349 | 340 349 Ceiling Insulation / College | 0 | 0 | -365.875 | -372.5 | -400.75 | -696.25 | -915.5 | -941.25 | -674.5 | -830.5 | -801.5 | -720 | -841.75 | -836.75 | -793.75 | -852.5 | -1037.75 | -911.75 | -1010.25 | -1019 | -1033.5 | -1005.5 | 0 | 0 | 0 | 0 | 0 | 0 | 0 | 0
6 | 340 | 351 | 340 351 Cool Roof - DX / College | 0 | 0 | -682.5 | -693.75 | -751.75 | -1076 | -1283.75 | -1341.75 | -1087.75 | -1263 | -1257 | -1190.75 | -1322.75 | -1339.75 | -1297.75 | -1372 | -1571 | 0 | 0 | 0 | 0 | 0 | 0 | 0 | 0 | 0 | 0 | 0 | 0 | 0
6 | 360 | 361 | 360 361 HE PTAC, EER=9.6, 1 ton / College | 0 | 0 | -464.125 | -471.75 | -511.5 | -728.75 | -867.25 | -907 | -738.25 | -855 | -851.5 | -807.25 | -896 | -908 | -879.25 | -930.5 | -1063.25 | 0 | 0 | 0 | 0 | 0 | 0 | 0 | 0 | 0 | 0 | 0 | 0 | 0
6 | 400 | 402 | 400 402 Variable Speed Drive Control / College | 0 | 0 | -301.125 | -306.375 | -339 | -394.5 | -423.25 | -452.75 | -430.75 | -464.5 | -476.25 | -477 | -503 | -519 | -521.75 | -542 | -578.5 | 0 | 0 | 0 | 0 | 0 | 0 | 0 | 0 | 0 | 0 | 0 | 0 | 0
6 | 400 | 403 | 400 403 Air Handler Optimization / College | 0 | 0 | -87.25 | -89.375 | -98.5 | -115 | -123 | -131.5 | -125.25 | -134.75 | 0 | 0 | 0 | 0 | 0 | 0 | 0 | 0 | 0 | 0 | 0 | 0 | 0 | 0 | 0 | 0 | 0 | 0 | 0 | 0
6 | 400 | 404 | 400 404 Electronically Commutated Motors (ECM) on an Air Handler Unit / College | 0 | 0 | -123.5 | -125.5 | -139.25 | -161.75 | -173.5 | -185.75 | -176.25 | -190.25 | -195.25 | -195.75 | -206 | -212.5 | -213.75 | -221.75 | -236.75 | 0 | 0 | 0 | 0 | 0 | 0 | 0 | 0 | 0 | 0 | 0 | 0 | 0
6 | 400 | 405 | 400 405 Demand Control Ventilation (DCV) / College | 0 | 0 | -156.875 | -160.375 | -172 | -313.25 | -419.75 | -429.5 | -300.5 | -374.5 | -358.5 | -319.25 | -377.5 | -372.75 | -352.25 | -380 | -468.5 | 0 | 0 | 0 | 0 | 0 | 0 | 0 | 0 | 0 | 0 | 0 | 0 | 0
6 | 400 | 406 | 400 406 Energy Recovery Ventilation (ERV) / College | 0 | 0 | -71.625 | -73.625 | -78.75 | -143.75 | -192.25 | -196 | -137.75 | -170.5 | -164.25 | -146 | -173 | -170.25 | -161 | -173 | -213.5 | -182.75 | -207.25 | -208 | -212 | -205 | 0 | 0 | 0 | 0 | 0 | 0 | 0 | 0
6 | 600 | 603 | 600 603 Heat Pump Water Heater (air source) / College | 0 | 0 | -140.75 | -143.25 | -158.25 | -184.5 | -198.25 | -211.5 | -201.25 | -217 | -222.75 | -222.75 | -235 | -242.75 | -243.25 | -252.75 | -270 | 0 | 0 | 0 | 0 | 0 | 0 | 0 | 0 | 0 | 0 | 0 | 0 | 0
6 | 600 | 606 | 600 606 Demand controlled circulating systems / College | 0 | 0 | -10.125 | -10.625 | -11.5 | -13.25 | -14.25 | -14.75 | -14.5 | -15 | -15.25 | -16 | -16.75 | -16.75 | -17 | -18 | -18.75 | 0 | 0 | 0 | 0 | 0 | 0 | 0 | 0 | 0 | 0 | 0 | 0 | 0
6 | 600 | 608 | 600 608 Heat Recovery Unit / College | 0 | 0 | -154.25 | -156.625 | -173.5 | -201.75 | -216.5 | -231.5 | -220.25 | -237.25 | -244.25 | -244.75 | 0 | 0 | 0 | 0 | 0 | 0 | 0 | 0 | 0 | 0 | 0 | 0 | 0 | 0 | 0 | 0 | 0 | 0
6 | 600 | 609 | 600 609 Heat Trap / College | 0 | 0 | -18 | -18.625 | -20.25 | -24 | -25.75 | -27 | -25.75 | -27.5 | -28.5 | -28.75 | 0 | 0 | 0 | 0 | 0 | 0 | 0 | 0 | 0 | 0 | 0 | 0 | 0 | 0 | 0 | 0 | 0 | 0
6 | 600 | 610 | 600 610 Hot Water Pipe Insulation / College | 0 | 0 | -4 | -4.125 | -4.75 | -5.75 | -6 | -5.75 | -5.5 | -5.5 | -6.25 | -6.5 | -6.5 | -7.25 | -6 | -7 | -7 | 0 | 0 | 0 | 0 | 0 | 0 | 0 | 0 | 0 | 0 | 0 | 0 | 0
6 | 700 | 701 | 700 701 PC Manual Power Management Enabling / College | 0 | 0 | -283.875 | -288.875 | -320 | -371.25 | 0 | 0 | 0 | 0 | 0 | 0 | 0 | 0 | 0 | 0 | 0 | 0 | 0 | 0 | 0 | 0 | 0 | 0 | 0 | 0 | 0 | 0 | 0 | 0
6 | 700 | 702 | 700 702 PC Network Power Management Enabling / College | 0 | 0 | -283.875 | -288.875 | -320 | -371.25 | 0 | 0 | 0 | 0 | 0 | 0 | 0 | 0 | 0 | 0 | 0 | 0 | 0 | 0 | 0 | 0 | 0 | 0 | 0 | 0 | 0 | 0 | 0 | 0
6 | 710 | 711 | 710 711 Energy Star or Better Monitor / College | 0 | 0 | -409.875 | -417.375 | -461.5 | -538.75 | 0 | 0 | 0 | 0 | 0 | 0 | 0 | 0 | 0 | 0 | 0 | 0 | 0 | 0 | 0 | 0 | 0 | 0 | 0 | 0 | 0 | 0 | 0 | 0
6 | 710 | 712 | 710 712 Monitor Power Management Enabling / College | 0 | 0 | -266.25 | -270.875 | -300 | -348.75 | 0 | 0 | 0 | 0 | 0 | 0 | 0 | 0 | 0 | 0 | 0 | 0 | 0 | 0 | 0 | 0 | 0 | 0 | 0 | 0 | 0 | 0 | 0 | 0
6 | 720 | 721 | 720 721 Energy Star or Better Monitor / College | 0 | 0 | 0 | 0 | 0 | 0 | 0 | 0 | 0 | 0 | 0 | 0 | 0 | 0 | 0 | 0 | 0 | 0 | 0 | 0 | 0 | 0 | 0 | 0 | 0 | 0 | 0 | 0 | 0 | 0
6 | 720 | 722 | 720 722 Monitor Power Management Enabling / College | 0 | 0 | -0.5 | -0.5 | -0.5 | -0.75 | 0 | 0 | 0 | 0 | 0 | 0 | 0 | 0 | 0 | 0 | 0 | 0 | 0 | 0 | 0 | 0 | 0 | 0 | 0 | 0 | 0 | 0 | 0 | 0
6 | 730 | 732 | 730 732 Copier Power Management Enabling / College | 0 | 0 | -12.25 | -12.5 | -13.25 | -16 | -16.75 | -18 | 0 | 0 | 0 | 0 | 0 | 0 | 0 | 0 | 0 | 0 | 0 | 0 | 0 | 0 | 0 | 0 | 0 | 0 | 0 | 0 | 0 | 0
6 | 740 | 741 | 740 741 Printer Power Management Enabling / College | 0 | 0 | -176.125 | -179.5 | -198.25 | -230.75 | -247.5 | 0 | 0 | 0 | 0 | 0 | 0 | 0 | 0 | 0 | 0 | 0 | 0 | 0 | 0 | 0 | 0 | 0 | 0 | 0 | 0 | 0 | 0 | 0
6 | 800 | 801 | 800 801 Convection Oven / College | 0 | 0 | -4.875 | -5.125 | -5.75 | -6.5 | -7.5 | -6.5 | -7.25 | -7 | -7.75 | -7.75 | 0 | 0 | 0 | 0 | 0 | 0 | 0 | 0 | 0 | 0 | 0 | 0 | 0 | 0 | 0 | 0 | 0 | 0
6 | 810 | 811 | 810 811 Efficient Fryer / College | 0 | 0 | -1.25 | -1.25 | -1.5 | -1 | -1.75 | -1.5 | -1.5 | -1.25 | -1.75 | -1.5 | 0 | 0 | 0 | 0 | 0 | 0 | 0 | 0 | 0 | 0 | 0 | 0 | 0 | 0 | 0 | 0 | 0 | 0
6 | 900 | 901 | 900 901 Vending Misers (cooled machines only) / College | 0 | 0 | -24.5 | -24.875 | -27.25 | -32 | -34.5 | -36.5 | -34.75 | -37.25 | -38.5 | -39 | 0 | 0 | 0 | 0 | 0 | 0 | 0 | 0 | 0 | 0 | 0 | 0 | 0 | 0 | 0 | 0 | 0 | 0
7 | 110 | 111 | 110 111 Premium T8, Elecctronic Ballast / Hospital | 0 | 0 | -648.125 | -658.75 | -720.75 | -938 | -1070 | -1129.75 | -981.25 | -1101.75 | -1112.25 | -1078.75 | -1171.25 | -1196.25 | 0 | 0 | 0 | 0 | 0 | 0 | 0 | 0 | 0 | 0 | 0 | 0 | 0 | 0 | 0 | 0
7 | 110 | 114 | 110 114 Continuous Dimming / Hospital | 0 | 0 | -1377.25 | -1398.75 | -1545.25 | -1844.25 | -2002.25 | -2137.5 | -1987.25 | -2164.25 | -2212.5 | 0 | 0 | 0 | 0 | 0 | 0 | 0 | 0 | 0 | 0 | 0 | 0 | 0 | 0 | 0 | 0 | 0 | 0 | 0
7 | 110 | 115 | 110 115 Lighting Control Tuneup / Hospital | 0 | 0 | -143 | -145.5 | -160.25 | -191.75 | -209.5 | -222.75 | 0 | 0 | 0 | 0 | 0 | 0 | 0 | 0 | 0 | 0 | 0 | 0 | 0 | 0 | 0 | 0 | 0 | 0 | 0 | 0 | 0 | 0
7 | 120 | 121 | 120 121 ROB Premium T8, 1EB / Hospital | 0 | 0 | -280.375 | -284.875 | -311.75 | -405.5 | -463 | -487.75 | -424.5 | -476.5 | -480.5 | -466.25 | -506.5 | -517 | 0 | 0 | 0 | 0 | 0 | 0 | 0 | 0 | 0 | 0 | 0 | 0 | 0 | 0 | 0 | 0
7 | 120 | 122 | 120 122 ROB Premium T8, EB, Reflector / Hospital | 0 | 0 | -1130.375 | -1149.875 | -1258 | -1637.5 | -1867.25 | -1971.25 | -1711 | -1924 | -1941 | -1882.5 | -2043.75 | -2088 | 0 | 0 | 0 | 0 | 0 | 0 | 0 | 0 | 0 | 0 | 0 | 0 | 0 | 0 | 0 | 0
7 | 120 | 123 | 120 123 Occupancy Sensor / Hospital | 0 | 0 | -361 | -367 | -401.25 | -528.5 | -605.5 | -638.5 | -550.25 | 0 | 0 | 0 | 0 | 0 | 0 | 0 | 0 | 0 | 0 | 0 | 0 | 0 | 0 | 0 | 0 | 0 | 0 | 0 | 0 | 0
7 | 120 | 124 | 120 124 Lighting Control Tuneup / Hospital | 0 | 0 | -87.5 | -89 | -98 | -117.25 | -127 | -135.75 | 0 | 0 | 0 | 0 | 0 | 0 | 0 | 0 | 0 | 0 | 0 | 0 | 0 | 0 | 0 | 0 | 0 | 0 | 0 | 0 | 0 | 0
7 | 130 | 131 | 130 131 CFL Screw-in 18W / Hospital | 0 | 0 | -5193.25 | 0 | 0 | 0 | 0 | 0 | 0 | 0 | 0 | 0 | 0 | 0 | 0 | 0 | 0 | 0 | 0 | 0 | 0 | 0 | 0 | 0 | 0 | 0 | 0 | 0 | 0 | 0
7 | 150 | 151 | 150 151 PSMH, 250W, magnetic ballast / Hospital | 0 | 0 | -1125.75 | -1142.5 | -1263 | -1506.5 | -1636 | -1746 | -1624 | -1768.5 | 0 | 0 | 0 | 0 | 0 | 0 | 0 | 0 | 0 | 0 | 0 | 0 | 0 | 0 | 0 | 0 | 0 | 0 | 0 | 0
7 | 150 | 152 | 150 152 PSMH, 250 W, electronic ballast / Hospital | 0 | 0 | -1301.125 | -1321 | -1459.75 | -1741.75 | -1891 | -2018.75 | -1877.75 | -2044.25 | 0 | 0 | 0 | 0 | 0 | 0 | 0 | 0 | 0 | 0 | 0 | 0 | 0 | 0 | 0 | 0 | 0 | 0 | 0 | 0
7 | 150 | 153 | 150 153 High Bay T5 / Hospital | 0 | 0 | -1565.125 | -1592.25 | -1741.75 | -2267.75 | -2584.75 | -2730.5 | -2368.75 | -2663.75 | 0 | 0 | 0 | 0 | 0 | 0 | 0 | 0 | 0 | 0 | 0 | 0 | 0 | 0 | 0 | 0 | 0 | 0 | 0 | 0
7 | 160 | 161 | 160 161 LED Exit Sign / Hospital | 0 | 0 | -0.75 | -0.875 | -0.75 | -0.75 | -1.25 | -0.25 | -1 | -0.75 | -1.25 | -1 | -0.75 | -0.75 | -0.75 | -1.25 | -1 | -1 | 0 | 0 | 0 | 0 | 0 | 0 | 0 | 0 | 0 | 0 | 0 | 0
7 | 200 | 201 | 200 201 High Pressure Sodium 250W Lamp / Hospital | 0 | 0 | -8.5 | -9.125 | -9.5 | -11.75 | -12.5 | 0 | 0 | 0 | 0 | 0 | 0 | 0 | 0 | 0 | 0 | 0 | 0 | 0 | 0 | 0 | 0 | 0 | 0 | 0 | 0 | 0 | 0 | 0
7 | 200 | 202 | 200 202 Outdoor Lighting Controls (Photocell/Timeclock) / Hospital | 0 | 0 | -6.875 | -7.375 | -7.5 | -9.25 | -9.75 | 0 | 0 | 0 | 0 | 0 | 0 | 0 | 0 | 0 | 0 | 0 | 0 | 0 | 0 | 0 | 0 | 0 | 0 | 0 | 0 | 0 | 0 | 0
7 | 210 | 211 | 210 211 Outdoor Lighting Controls (Photocell/Timeclock) / Hospital | 0 | 0 | -44.5 | -45.5 | -50.5 | -58.75 | -63.25 | 0 | 0 | 0 | 0 | 0 | 0 | 0 | 0 | 0 | 0 | 0 | 0 | 0 | 0 | 0 | 0 | 0 | 0 | 0 | 0 | 0 | 0 | 0
7 | 300 | 301 | 300 301 Centrifugal Chiller, 0.51 kW/ton, 500 tons / Hospital | 0 | 0 | -896.25 | -911.75 | -996.5 | -1304.5 | -1491.5 | -1573.25 | -1361 | -1532 | -1543.75 | -1496.25 | -1626 | -1660.5 | -1633.25 | -1714 | -1905 | -1903.75 | -1932.25 | -1978 | -2028.5 | -2056 | 0 | 0 | 0 | 0 | 0 | 0 | 0 | 0
7 | 300 | 302 | 300 302 High Efficiency Chiller Motors / Hospital | 0 | 0 | -220.625 | -224.375 | -247.5 | -296 | -322.5 | -342.5 | -319.25 | -347.25 | -355 | -352.75 | -374.75 | -386 | -384.75 | -401.25 | -431.5 | -440 | -445.25 | -458 | -471.5 | -484 | 0 | 0 | 0 | 0 | 0 | 0 | 0 | 0
7 | 300 | 304 | 300 304 EMS - Chiller / Hospital | 0 | 0 | -765.75 | -777.875 | -859.25 | -1022.5 | -1108.5 | -1183.25 | -1104 | -1199.75 | -1227.25 | -1220.5 | 0 | 0 | 0 | 0 | 0 | 0 | 0 | 0 | 0 | 0 | 0 | 0 | 0 | 0 | 0 | 0 | 0 | 0
7 | 300 | 305 | 300 305 Chiller Tune Up/Diagnostics / Hospital | 0 | 0 | -664.5 | -678.375 | -727.75 | -1325.25 | -1777.75 | -1821.25 | -1270.75 | -1586 | -1518.25 | -1345.75 | 0 | 0 | 0 | 0 | 0 | 0 | 0 | 0 | 0 | 0 | 0 | 0 | 0 | 0 | 0 | 0 | 0 | 0
7 | 300 | 306 | 300 306 VSD for Chiller Pumps and Towers / Hospital | 0 | 0 | -722.625 | -734.25 | -811 | -965.25 | -1046.25 | -1116.5 | -1041.5 | -1132.25 | -1158.25 | -1151.75 | -1222.5 | -1260 | -1259.75 | -1310.5 | -1408.5 | 0 | 0 | 0 | 0 | 0 | 0 | 0 | 0 | 0 | 0 | 0 | 0 | 0
7 | 300 | 307 | 300 307 EMS Optimization / Hospital | 0 | 0 | -347.875 | -354.25 | -391.75 | -455.75 | -488.75 | 0 | 0 | 0 | 0 | 0 | 0 | 0 | 0 | 0 | 0 | 0 | 0 | 0 | 0 | 0 | 0 | 0 | 0 | 0 | 0 | 0 | 0 | 0
7 | 300 | 308 | 300 308 Aerosole Duct Sealing / Hospital | 0 | 0 | -702.125 | -715 | -791.5 | -920.5 | -987.5 | -1057.25 | -1005.5 | -1084.25 | -1111.5 | -1112.5 | -1174 | -1211.5 | -1219.75 | -1266 | -1350.75 | 0 | 0 | 0 | 0 | 0 | 0 | 0 | 0 | 0 | 0 | 0 | 0 | 0
7 | 300 | 309 | 300 309 Duct/Pipe Insulation / Hospital | 0 | 0 | -140.625 | -142.375 | -157.5 | -187.25 | -203.25 | -216.25 | -201.75 | -219.5 | -224.25 | -224 | 0 | 0 | 0 | 0 | 0 | 0 | 0 | 0 | 0 | 0 | 0 | 0 | 0 | 0 | 0 | 0 | 0 | 0
7 | 300 | 311 | 300 311 Window Film (Standard) / Hospital | 0 | 0 | -432.375 | -439.625 | -476.5 | -674.5 | -801.25 | -838.25 | -685 | -791.75 | -789.5 | -749.5 | 0 | 0 | 0 | 0 | 0 | 0 | 0 | 0 | 0 | 0 | 0 | 0 | 0 | 0 | 0 | 0 | 0 | 0
7 | 300 | 313 | 300 313 Ceiling Insulation / Hospital | 0 | 0 | -1008.75 | -1027 | -1105 | -1920.25 | -2525.75 | -2596.25 | -1857.25 | -2291.75 | -2206.25 | -1976 | -2322.5 | -2306.5 | -2189.75 | -2353.75 | -2863.75 | -2518 | -2788 | -2810.5 | -2839 | -2775 | 0 | 0 | 0 | 0 | 0 | 0 | 0 | 0
7 | 300 | 314 | 300 314 Roof Insulation / Hospital | 0 | 0 | -354.875 | -360.375 | -391.75 | -543 | -638.25 | -669.25 | -555.25 | -636.5 | -637 | -607.75 | -669.75 | -680.5 | -662.5 | -698.5 | -791.75 | -782.75 | -795 | -811 | -831 | -834.5 | 0 | 0 | 0 | 0 | 0 | 0 | 0 | 0
7 | 300 | 317 | 300 317 Thermal Energy Storage (TES) Positive / Hospital | 0 | 0 | -1055.75 | -1043.75 | -1137.5 | -1373 | -1430 | -1521.25 | -1433.25 | -1541.75 | -1612.25 | -1613 | -1714 | -1781.5 | -1745 | -1801.75 | -1923 | -2030.25 | -1978.5 | -2040.5 | -2083 | -2151 | -2230.5 | -2296.5 | -2444 | -2441 | -2412.5 | -2581 | -2691.5 | -2635.5
7 | 300 | 317 | 300 317 Thermal Energy Storage (TES) Negative / Hospital | 0 | 0 | 1179 | 1213.625 | 1356.5 | 1394.75 | 1420.75 | 1548.5 | 1637.25 | 1685.5 | 1759.5 | 1807 | 1858.75 | 1936.5 | 2013.5 | 2046.5 | 2098.25 | 2160.25 | 2231.75 | 2318.5 | 2416 | 2497 | 2566.5 | 2652 | 2743.5 | 2821.5 | 2911.5 | 3004.5 | 3084.5 | 3143
7 | 320 | 321 | 320 321 DX Packaged System, EER=10.9, 10 tons / Hospital | 0 | 0 | -738.75 | -750.875 | -813.5 | -1174.75 | -1409 | -1471.75 | -1185.25 | -1380.25 | -1372.75 | -1295.5 | -1442.5 | -1460.75 | -1412.75 | -1495.75 | -1717 | 0 | 0 | 0 | 0 | 0 | 0 | 0 | 0 | 0 | 0 | 0 | 0 | 0
7 | 320 | 322 | 320 322 Hybrid Dessicant-DX System (Trane CDQ) / Hospital | 0 | 0 | -4318 | -4399.25 | -4868.25 | -5661.75 | -6074.25 | -6507.75 | -6185 | -6675 | -6841.5 | -6844 | -7226 | -7460 | -7508 | -7791.75 | -8324 | 0 | 0 | 0 | 0 | 0 | 0 | 0 | 0 | 0 | 0 | 0 | 0 | 0
7 | 320 | 323 | 320 323 Geothermal Heat Pump, EER=13, 10 tons / Hospital | 0 | 0 | -2247.5 | -2288.5 | -2534 | -2946.25 | -3161.25 | -3386.25 | -3218.25 | -3472.5 | -3560.25 | -3560.5 | -3759.5 | -3881.5 | -3906 | -4053.5 | -4322.5 | 0 | 0 | 0 | 0 | 0 | 0 | 0 | 0 | 0 | 0 | 0 | 0 | 0
7 | 320 | 326 | 320 326 DX Tune Up/ Advanced Diagnostics / Hospital | 0 | 0 | -585.25 | -595.5 | -653.75 | -823 | -923.25 | -978.25 | -871.75 | -967.5 | -980.75 | -960 | 0 | 0 | 0 | 0 | 0 | 0 | 0 | 0 | 0 | 0 | 0 | 0 | 0 | 0 | 0 | 0 | 0 | 0
7 | 320 | 327 | 320 327 DX Coil Cleaning / Hospital | 0 | 0 | -629.875 | -643.625 | -691 | -1257 | -1686 | 0 | 0 | 0 | 0 | 0 | 0 | 0 | 0 | 0 | 0 | 0 | 0 | 0 | 0 | 0 | 0 | 0 | 0 | 0 | 0 | 0 | 0 | 0
7 | 320 | 329 | 320 329 Aerosole Duct Sealing / Hospital | 0 | 0 | -1116.625 | -1137.125 | -1258.5 | -1463.25 | -1570.25 | -1681.75 | -1598.25 | -1724.75 | -1767.25 | -1768.5 | -1866.5 | -1927.25 | -1939 | -2012 | -2146 | 0 | 0 | 0 | 0 | 0 | 0 | 0 | 0 | 0 | 0 | 0 | 0 | 0
7 | 320 | 330 | 320 330 Duct/Pipe Insulation / Hospital | 0 | 0 | -223.75 | -227.25 | -250.75 | -299.25 | -326 | -347 | -323.25 | -351.5 | -359.75 | -357.25 | 0 | 0 | 0 | 0 | 0 | 0 | 0 | 0 | 0 | 0 | 0 | 0 | 0 | 0 | 0 | 0 | 0 | 0
7 | 320 | 334 | 320 334 Ceiling Insulation / Hospital | 0 | 0 | -1601.75 | -1630.625 | -1755.25 | -3047.75 | -4008.25 | -4121.25 | -2945.5 | -3640.5 | -3499.5 | -11698.75 | -3683 | -3661.75 | -3476.75 | -3736.75 | -4546.75 | -3998.25 | -4425 | -4461.5 | -4501 | -4391.5 | 0 | 0 | 0 | 0 | 0 | 0 | 0 | 0
7 | 320 | 335 | 320 335 Roof Insulation / Hospital | 0 | 0 | -568.125 | -577.25 | -626.5 | -876.75 | -1034.5 | -1084 | -893 | -1028.25 | -1027.25 | -978.25 | -1080.25 | -1096.75 | -1065 | -1124.75 | -1277.5 | -1261.75 | -1281.5 | -1306.5 | -1339 | -1342 | 0 | 0 | 0 | 0 | 0 | 0 | 0 | 0
7 | 340 | 344 | 340 344 Aerosole Duct Sealing / Hospital | 0 | 0 | -1141.625 | -1162.5 | -1286.75 | -1495.75 | -1605.5 | -1719.5 | -1633.5 | -1763.75 | -1807.75 | -1808.5 | -1908.25 | -1970.75 | -1983.25 | -2058.25 | -2194.75 | 0 | 0 | 0 | 0 | 0 | 0 | 0 | 0 | 0 | 0 | 0 | 0 | 0
7 | 340 | 345 | 340 345 Duct/Pipe Insulation / Hospital | 0 | 0 | -228.875 | -232 | -256.25 | -305.75 | -332.5 | -354.75 | -330 | -358.5 | -367.25 | -365 | 0 | 0 | 0 | 0 | 0 | 0 | 0 | 0 | 0 | 0 | 0 | 0 | 0 | 0 | 0 | 0 | 0 | 0
7 | 340 | 349 | 340 349 Ceiling Insulation / Hospital | 0 | 0 | -1637.875 | -1667.625 | -1794.75 | -3116 | -4098.75 | -4214 | -3011.75 | -3722.5 | -3578.25 | -11766.75 | -3764.75 | -3744 | -3555 | -3820 | -4649 | -4088.75 | -4523.75 | -4561 | -4602 | -4489 | 0 | 0 | 0 | 0 | 0 | 0 | 0 | 0
7 | 340 | 351 | 340 351 Cool Roof - DX / Hospital | 0 | 0 | -3280.5 | -3334 | -3615.75 | -5172.75 | -6173.5 | -6455.75 | -5225.25 | -6081.25 | -6032.5 | -5704.5 | -6350 | -6443 | -6250 | -6594.75 | -7558.75 | 0 | 0 | 0 | 0 | 0 | 0 | 0 | 0 | 0 | 0 | 0 | 0 | 0
7 | 360 | 361 | 360 361 HE PTAC, EER=9.6, 1 ton / Hospital | 0 | 0 | -2078.25 | -2113.125 | -2291.25 | -3264.25 | -3885.5 | -4065.25 | -3301.5 | -3832.5 | -3815 | -3609.5 | -4012.75 | -4068.25 | -3947.75 | -4169.5 | -4765.75 | 0 | 0 | 0 | 0 | 0 | 0 | 0 | 0 | 0 | 0 | 0 | 0 | 0
7 | 400 | 402 | 400 402 Variable Speed Drive Control / Hospital | 0 | 0 | -1205.5 | -1227.125 | -1358.5 | -1579.75 | -1695 | -1815.5 | -1725.5 | -1862 | -1908.5 | -1909.5 | -2015.75 | -2081.5 | -2094 | -2173.5 | -2317.5 | 0 | 0 | 0 | 0 | 0 | 0 | 0 | 0 | 0 | 0 | 0 | 0 | 0
7 | 400 | 403 | 400 403 Air Handler Optimization / Hospital | 0 | 0 | -381.25 | -388.625 | -429.5 | -499.75 | -536.75 | -574 | -546 | -588.25 | 0 | 0 | 0 | 0 | 0 | 0 | 0 | 0 | 0 | 0 | 0 | 0 | 0 | 0 | 0 | 0 | 0 | 0 | 0 | 0
7 | 400 | 404 | 400 404 Electronically Commutated Motors (ECM) on an Air Handler Unit / Hospital | 0 | 0 | -538.5 | -548.25 | -606.25 | -705 | -756.5 | -809.5 | -770.25 | -830 | -852 | -852.5 | -900 | -928.75 | -934.25 | -969.5 | -1034.5 | 0 | 0 | 0 | 0 | 0 | 0 | 0 | 0 | 0 | 0 | 0 | 0 | 0
7 | 400 | 405 | 400 405 Demand Control Ventilation (DCV) / Hospital | 0 | 0 | -682.875 | -699.25 | -749.25 | -1363.5 | -1829 | -1873.25 | -1307.75 | -1631.25 | -1561.5 | -1385.25 | -1644.25 | -1625.25 | -1536.75 | -1656 | -2042 | 0 | 0 | 0 | 0 | 0 | 0 | 0 | 0 | 0 | 0 | 0 | 0 | 0
7 | 400 | 406 | 400 406 Energy Recovery Ventilation (ERV) / Hospital | 0 | 0 | -312.375 | -320 | -342.75 | -623.5 | -836.75 | -856.25 | -598.25 | -746.5 | -714.5 | -635.25 | -752.25 | -743.5 | -703 | -756.75 | -933.5 | -800.25 | -904.25 | -910.5 | -921.5 | -892 | 0 | 0 | 0 | 0 | 0 | 0 | 0 | 0
7 | 600 | 603 | 600 603 Heat Pump Water Heater (air source) / Hospital | 0 | 0 | -714 | -726.25 | -803.5 | -939 | -1008.75 | -1079.25 | -1022.5 | -1104 | -1131.5 | -1132 | -1195.75 | -1234.25 | -1239.5 | -1287.5 | -1375.5 | 0 | 0 | 0 | 0 | 0 | 0 | 0 | 0 | 0 | 0 | 0 | 0 | 0
7 | 600 | 606 | 600 606 Demand controlled circulating systems / Hospital | 0 | 0 | -50.875 | -51.75 | -57.25 | -66.5 | -72 | -76 | -72 | -78 | -79.75 | -81 | -84.75 | -87.75 | -87.25 | -90.5 | -96.75 | 0 | 0 | 0 | 0 | 0 | 0 | 0 | 0 | 0 | 0 | 0 | 0 | 0
7 | 600 | 608 | 600 608 Heat Recovery Unit / Hospital | 0 | 0 | -782.25 | -795.625 | -880.5 | -1028.75 | -1105.5 | -1183.5 | -1120.75 | -1210.5 | -1241 | -1240.25 | 0 | 0 | 0 | 0 | 0 | 0 | 0 | 0 | 0 | 0 | 0 | 0 | 0 | 0 | 0 | 0 | 0 | 0
7 | 600 | 609 | 600 609 Heat Trap / Hospital | 0 | 0 | -91.75 | -93.25 | -103 | -121 | -129.75 | -138.25 | -131 | -141.25 | -145.5 | -146.25 | 0 | 0 | 0 | 0 | 0 | 0 | 0 | 0 | 0 | 0 | 0 | 0 | 0 | 0 | 0 | 0 | 0 | 0
7 | 600 | 610 | 600 610 Hot Water Pipe Insulation / Hospital | 0 | 0 | -19.875 | -20.625 | -22 | -26.5 | -29 | -30 | -28.5 | -30.75 | -32.5 | -31.75 | -33.25 | -34.75 | -34.25 | -35.75 | -38.5 | 0 | 0 | 0 | 0 | 0 | 0 | 0 | 0 | 0 | 0 | 0 | 0 | 0
7 | 700 | 701 | 700 701 PC Manual Power Management Enabling / Hospital | 0 | 0 | -98.125 | -99.875 | -110 | -130.5 | 0 | 0 | 0 | 0 | 0 | 0 | 0 | 0 | 0 | 0 | 0 | 0 | 0 | 0 | 0 | 0 | 0 | 0 | 0 | 0 | 0 | 0 | 0 | 0
7 | 700 | 702 | 700 702 PC Network Power Management Enabling / Hospital | 0 | 0 | -98.125 | -99.875 | -110 | -130.5 | 0 | 0 | 0 | 0 | 0 | 0 | 0 | 0 | 0 | 0 | 0 | 0 | 0 | 0 | 0 | 0 | 0 | 0 | 0 | 0 | 0 | 0 | 0 | 0
7 | 710 | 711 | 710 711 Energy Star or Better Monitor / Hospital | 0 | 0 | -141.25 | -143.375 | -158.25 | -187 | 0 | 0 | 0 | 0 | 0 | 0 | 0 | 0 | 0 | 0 | 0 | 0 | 0 | 0 | 0 | 0 | 0 | 0 | 0 | 0 | 0 | 0 | 0 | 0
7 | 710 | 712 | 710 712 Monitor Power Management Enabling / Hospital | 0 | 0 | -92.25 | -93.875 | -104 | -122.5 | 0 | 0 | 0 | 0 | 0 | 0 | 0 | 0 | 0 | 0 | 0 | 0 | 0 | 0 | 0 | 0 | 0 | 0 | 0 | 0 | 0 | 0 | 0 | 0
7 | 720 | 722 | 720 722 Monitor Power Management Enabling / Hospital | 0 | 0 | 0 | -0.25 | -0.25 | -0.25 | 0 | 0 | 0 | 0 | 0 | 0 | 0 | 0 | 0 | 0 | 0 | 0 | 0 | 0 | 0 | 0 | 0 | 0 | 0 | 0 | 0 | 0 | 0 | 0
7 | 730 | 732 | 730 732 Copier Power Management Enabling / Hospital | 0 | 0 | -7.625 | -7.875 | -8 | -10.25 | -11 | -10.75 | 0 | 0 | 0 | 0 | 0 | 0 | 0 | 0 | 0 | 0 | 0 | 0 | 0 | 0 | 0 | 0 | 0 | 0 | 0 | 0 | 0 | 0
7 | 740 | 741 | 740 741 Printer Power Management Enabling / Hospital | 0 | 0 | -94.375 | -96.25 | -105.75 | -126 | -136 | 0 | 0 | 0 | 0 | 0 | 0 | 0 | 0 | 0 | 0 | 0 | 0 | 0 | 0 | 0 | 0 | 0 | 0 | 0 | 0 | 0 | 0 | 0
7 | 800 | 801 | 800 801 Convection Oven / Hospital | 0 | 0 | -26.625 | -27 | -29.75 | -35.75 | -39 | -40.75 | -38.25 | -40.75 | -42.75 | -42.25 | 0 | 0 | 0 | 0 | 0 | 0 | 0 | 0 | 0 | 0 | 0 | 0 | 0 | 0 | 0 | 0 | 0 | 0
7 | 810 | 811 | 810 811 Efficient Fryer / Hospital | 0 | 0 | -4.375 | -4.625 | -5.25 | -6.25 | -6.5 | -6.25 | -6.25 | -6.5 | -7.25 | -6.75 | 0 | 0 | 0 | 0 | 0 | 0 | 0 | 0 | 0 | 0 | 0 | 0 | 0 | 0 | 0 | 0 | 0 | 0
7 | 900 | 901 | 900 901 Vending Misers (cooled machines only) / Hospital | 0 | 0 | -18.625 | -19.125 | -21 | -25 | -26 | -27.5 | -26.5 | -28 | -29.5 | -29.75 | 0 | 0 | 0 | 0 | 0 | 0 | 0 | 0 | 0 | 0 | 0 | 0 | 0 | 0 | 0 | 0 | 0 | 0
8 | 110 | 111 | 110 111 Premium T8, Elecctronic Ballast / Other Healthcare | 0 | 0 | -1227.25 | -1248.25 | -1365.5 | -1778 | -2027 | -2140 | -1857.25 | -2088.5 | -2106.75 | -2043.75 | -2219 | -2267 | -2233 | -2340 | -2596.75 | -2598.25 | -2636.5 | -2700 | -2770 | 0 | 0 | 0 | 0 | 0 | 0 | 0 | 0 | 0
8 | 110 | 114 | 110 114 Continuous Dimming / Other Healthcare | 0 | 0 | -2630.25 | -2677.75 | -2946.75 | -3628 | -4017.5 | -4271 | -3872.5 | -4268.5 | -4339 | -4273.75 | -4576.75 | -4700.25 | -4679 | 0 | 0 | 0 | 0 | 0 | 0 | 0 | 0 | 0 | 0 | 0 | 0 | 0 | 0 | 0
8 | 110 | 115 | 110 115 Lighting Control Tuneup / Other Healthcare | 0 | 0 | -274 | -278.875 | -306.25 | -379 | -421 | -446.5 | 0 | 0 | 0 | 0 | 0 | 0 | 0 | 0 | 0 | 0 | 0 | 0 | 0 | 0 | 0 | 0 | 0 | 0 | 0 | 0 | 0 | 0
8 | 120 | 121 | 120 121 ROB Premium T8, 1EB / Other Healthcare | 0 | 0 | -530.625 | -539.5 | -590.5 | -768.5 | -876.5 | -926 | -803.75 | -902.25 | -910.5 | -883.5 | -959.25 | -979.75 | -964.75 | -1011.5 | -1122.5 | -1123 | -1139.5 | -1167 | -1196.5 | 0 | 0 | 0 | 0 | 0 | 0 | 0 | 0 | 0
8 | 120 | 122 | 120 122 ROB Premium T8, EB, Reflector / Other Healthcare | 0 | 0 | -2140.625 | -2178 | -2382.75 | -3102.25 | -3536.5 | -3735.75 | -3241 | -3645 | -3676.5 | -3566 | -3871.75 | -3956.25 | -3896.75 | -4085.25 | -4534 | -4534.5 | -4600.75 | -4712.5 | -4829 | 0 | 0 | 0 | 0 | 0 | 0 | 0 | 0 | 0
8 | 120 | 123 | 120 123 Occupancy Sensor / Other Healthcare | 0 | 0 | -683.75 | -695.25 | -759.25 | -1000 | -1147.5 | -1209.25 | -1041 | -1174.5 | -1183 | -1144.25 | -1245.25 | 0 | 0 | 0 | 0 | 0 | 0 | 0 | 0 | 0 | 0 | 0 | 0 | 0 | 0 | 0 | 0 | 0
8 | 120 | 124 | 120 124 Lighting Control Tuneup / Other Healthcare | 0 | 0 | -167.25 | -170.375 | -187.25 | -230 | -255.5 | -270.75 | 0 | 0 | 0 | 0 | 0 | 0 | 0 | 0 | 0 | 0 | 0 | 0 | 0 | 0 | 0 | 0 | 0 | 0 | 0 | 0 | 0 | 0
8 | 130 | 131 | 130 131 CFL Screw-in 18W / Other Healthcare | 0 | 0 | -9822.25 | -9973.875 | 0 | 0 | 0 | 0 | 0 | 0 | 0 | 0 | 0 | 0 | 0 | 0 | 0 | 0 | 0 | 0 | 0 | 0 | 0 | 0 | 0 | 0 | 0 | 0 | 0 | 0
8 | 150 | 151 | 150 151 PSMH, 250W, magnetic ballast / Other Healthcare | 0 | 0 | -2149.375 | -2188.5 | -2408 | -2963.75 | -3282.25 | -3490.25 | -3165.25 | -3488 | -3546 | -3492.5 | -3739.5 | -3841 | 0 | 0 | 0 | 0 | 0 | 0 | 0 | 0 | 0 | 0 | 0 | 0 | 0 | 0 | 0 | 0
8 | 150 | 152 | 150 152 PSMH, 250 W, electronic ballast / Other Healthcare | 0 | 0 | -2484.5 | -2529.25 | -2783.5 | -3426 | -3794.5 | -4034 | -3658 | -4031.5 | -4098.5 | -4037 | -4322.5 | -4439.5 | 0 | 0 | 0 | 0 | 0 | 0 | 0 | 0 | 0 | 0 | 0 | 0 | 0 | 0 | 0 | 0
8 | 150 | 153 | 150 153 High Bay T5 / Other Healthcare | 0 | 0 | -2963.75 | -3015.125 | -3299.5 | -4295 | -4897.5 | -5172 | -4486.5 | -5047.5 | -5089.75 | -4937.5 | -5361 | -5478.5 | 0 | 0 | 0 | 0 | 0 | 0 | 0 | 0 | 0 | 0 | 0 | 0 | 0 | 0 | 0 | 0
8 | 160 | 161 | 160 161 LED Exit Sign / Other Healthcare | 0 | 0 | -3.375 | -3.875 | -4 | -6.25 | -7.25 | -7 | -6 | -6.75 | -6.75 | -6.5 | -7 | -7.25 | -5.75 | -6.5 | -8.5 | -7.25 | 0 | 0 | 0 | 0 | 0 | 0 | 0 | 0 | 0 | 0 | 0 | 0
8 | 200 | 201 | 200 201 High Pressure Sodium 250W Lamp / Other Healthcare | 0 | 0 | -38.375 | -39.625 | -43.75 | -50.75 | -54.25 | 0 | 0 | 0 | 0 | 0 | 0 | 0 | 0 | 0 | 0 | 0 | 0 | 0 | 0 | 0 | 0 | 0 | 0 | 0 | 0 | 0 | 0 | 0
8 | 200 | 202 | 200 202 Outdoor Lighting Controls (Photocell/Timeclock) / Other Healthcare | 0 | 0 | -30.375 | -31.125 | -34.5 | -40.25 | -43.25 | 0 | 0 | 0 | 0 | 0 | 0 | 0 | 0 | 0 | 0 | 0 | 0 | 0 | 0 | 0 | 0 | 0 | 0 | 0 | 0 | 0 | 0 | 0
8 | 210 | 211 | 210 211 Outdoor Lighting Controls (Photocell/Timeclock) / Other Healthcare | 0 | 0 | -33.25 | -33.75 | -37.25 | -43.5 | -47 | 0 | 0 | 0 | 0 | 0 | 0 | 0 | 0 | 0 | 0 | 0 | 0 | 0 | 0 | 0 | 0 | 0 | 0 | 0 | 0 | 0 | 0 | 0
8 | 300 | 301 | 300 301 Centrifugal Chiller, 0.51 kW/ton, 500 tons / Other Healthcare | 0 | 0 | -392.625 | -399.25 | -436.5 | -571.25 | -653 | -688.75 | -596.5 | -670.75 | -676.5 | -655 | -711.5 | -726.75 | -714.75 | -750.25 | -834 | -832.75 | -846 | -865 | -889 | -899.5 | 0 | 0 | 0 | 0 | 0 | 0 | 0 | 0
8 | 300 | 302 | 300 302 High Efficiency Chiller Motors / Other Healthcare | 0 | 0 | -98.625 | -100.625 | -109.75 | -138.25 | -155.25 | -164 | -146.75 | -162 | -165.25 | -161.75 | -173.25 | -178 | -176 | -184 | -202 | -203.75 | -206 | -211.5 | -217.5 | -221.5 | 0 | 0 | 0 | 0 | 0 | 0 | 0 | 0
8 | 300 | 304 | 300 304 EMS - Chiller / Other Healthcare | 0 | 0 | -341.25 | -347.125 | -381 | -475.25 | -530.75 | -562.25 | -505.25 | -559.5 | -567 | -557.25 | 0 | 0 | 0 | 0 | 0 | 0 | 0 | 0 | 0 | 0 | 0 | 0 | 0 | 0 | 0 | 0 | 0 | 0
8 | 300 | 305 | 300 305 Chiller Tune Up/Diagnostics / Other Healthcare | 0 | 0 | -291 | -297.5 | -319 | -580.75 | -779.5 | -798 | -557.5 | -694.75 | -665.75 | -591.75 | 0 | 0 | 0 | 0 | 0 | 0 | 0 | 0 | 0 | 0 | 0 | 0 | 0 | 0 | 0 | 0 | 0 | 0
8 | 300 | 306 | 300 306 VSD for Chiller Pumps and Towers / Other Healthcare | 0 | 0 | -322 | -327.625 | -360 | -448.5 | -500.75 | -531.5 | -477.25 | -527.5 | -535.5 | -526 | -564.25 | -579 | -574.5 | -599.75 | -656.75 | 0 | 0 | 0 | 0 | 0 | 0 | 0 | 0 | 0 | 0 | 0 | 0 | 0
8 | 300 | 307 | 300 307 EMS Optimization / Other Healthcare | 0 | 0 | -152.25 | -155.125 | -171.5 | -199.5 | -213.75 | 0 | 0 | 0 | 0 | 0 | 0 | 0 | 0 | 0 | 0 | 0 | 0 | 0 | 0 | 0 | 0 | 0 | 0 | 0 | 0 | 0 | 0 | 0
8 | 300 | 308 | 300 308 Aerosole Duct Sealing / Other Healthcare | 0 | 0 | -307.625 | -312.875 | -346.5 | -403 | -432.75 | -462.5 | -440 | -474.5 | -486.25 | -486.75 | -514.25 | -530.25 | -533.25 | -554 | -591 | 0 | 0 | 0 | 0 | 0 | 0 | 0 | 0 | 0 | 0 | 0 | 0 | 0
8 | 300 | 309 | 300 309 Duct/Pipe Insulation / Other Healthcare | 0 | 0 | -62.125 | -63.875 | -70 | -87.25 | -97 | -103.25 | -92.5 | -102.25 | -103.75 | -102.25 | 0 | 0 | 0 | 0 | 0 | 0 | 0 | 0 | 0 | 0 | 0 | 0 | 0 | 0 | 0 | 0 | 0 | 0
8 | 300 | 311 | 300 311 Window Film (Standard) / Other Healthcare | 0 | 0 | -189.25 | -192.25 | -208.25 | -295.5 | -351.25 | -367 | -300.25 | -346.25 | -346.5 | -328.25 | 0 | 0 | 0 | 0 | 0 | 0 | 0 | 0 | 0 | 0 | 0 | 0 | 0 | 0 | 0 | 0 | 0 | 0
8 | 300 | 313 | 300 313 Ceiling Insulation / Other Healthcare | 0 | 0 | -442 | -450 | -484 | -841.5 | -1106.75 | -1137.75 | -814.75 | -1004.5 | -967.5 | -869.75 | -1018.5 | -1010.5 | -958.75 | -1030.25 | -1254.25 | -1102.5 | -1222 | -1231 | -1248 | -1216.5 | 0 | 0 | 0 | 0 | 0 | 0 | 0 | 0
8 | 300 | 314 | 300 314 Roof Insulation / Other Healthcare | 0 | 0 | -159 | -161.5 | -174.75 | -265.25 | -327 | -339.5 | -265 | -312.5 | -308.75 | -287.75 | -324 | -326.75 | -313.75 | -333.25 | -389.25 | -368.5 | -386.25 | -392 | -401 | -397 | 0 | 0 | 0 | 0 | 0 | 0 | 0 | 0
8 | 300 | 317 | 300 317 Thermal Energy Storage (TES) Positive / Other Healthcare | 0 | 0 | -665.625 | -658.375 | -718.75 | -865.75 | -901.5 | -958.5 | -904 | -978.5 | -1022.25 | -1027.75 | -1081 | -1123 | -1099.5 | -1142.5 | -1220 | -1278.75 | -1248 | -1286 | -1321 | -1360.5 | -1415 | -1448 | -1540.5 | -1539.5 | -1529 | -1634.5 | -1697.5 | -1660.5
8 | 300 | 317 | 300 317 Thermal Energy Storage (TES) Negative / Other Healthcare | 0 | 0 | 666 | 686 | 766.75 | 788.25 | 803.5 | 870.75 | 925.25 | 955.5 | 994.5 | 1021.5 | 1049.75 | 1094.75 | 1139 | 1155 | 1186.25 | 1221.75 | 1261.75 | 1311 | 1363 | 1412 | 1450.5 | 1500 | 1550.5 | 1594.5 | 1647 | 1698 | 1742.5 | 1777
8 | 320 | 321 | 320 321 DX Packaged System, EER=10.9, 10 tons / Other Healthcare | 0 | 0 | -323.875 | -328.875 | -356.75 | -514.5 | -616.75 | -644.25 | -520 | -604 | -600.75 | -567.25 | -631.75 | -639.5 | -619 | -654.25 | -751.75 | 0 | 0 | 0 | 0 | 0 | 0 | 0 | 0 | 0 | 0 | 0 | 0 | 0
8 | 320 | 322 | 320 322 Hybrid Dessicant-DX System (Trane CDQ) / Other Healthcare | 0 | 0 | -1941.875 | -1973 | -2179 | -2607.25 | -2837 | -3026.75 | -2808 | -3061.5 | -3128 | -3105.75 | -3302.25 | -3402 | -3397.5 | -3537 | -3808.5 | 0 | 0 | 0 | 0 | 0 | 0 | 0 | 0 | 0 | 0 | 0 | 0 | 0
8 | 320 | 323 | 320 323 Geothermal Heat Pump, EER=13, 10 tons / Other Healthcare | 0 | 0 | -1011.125 | -1026.75 | -1134 | -1356.75 | -1476.5 | -1575 | -1462 | -1593.25 | -1627.75 | -1616 | -1717.75 | -1770.5 | -1767 | -1840.25 | -1981.5 | 0 | 0 | 0 | 0 | 0 | 0 | 0 | 0 | 0 | 0 | 0 | 0 | 0
8 | 320 | 326 | 320 326 DX Tune Up/ Advanced Diagnostics / Other Healthcare | 0 | 0 | -267 | -271.625 | -295.75 | -397.25 | -460 | -484.25 | -411.25 | -466 | -468.5 | -450.75 | 0 | 0 | 0 | 0 | 0 | 0 | 0 | 0 | 0 | 0 | 0 | 0 | 0 | 0 | 0 | 0 | 0 | 0
8 | 320 | 327 | 320 327 DX Coil Cleaning / Other Healthcare | 0 | 0 | -276.125 | -282.125 | -302.5 | -550.75 | -738.75 | 0 | 0 | 0 | 0 | 0 | 0 | 0 | 0 | 0 | 0 | 0 | 0 | 0 | 0 | 0 | 0 | 0 | 0 | 0 | 0 | 0 | 0 | 0
8 | 320 | 329 | 320 329 Aerosole Duct Sealing / Other Healthcare | 0 | 0 | -488.75 | -497.5 | -551 | -640.25 | -687.75 | -736 | -699.75 | -754.5 | -774.25 | -774.75 | -817.25 | -843.75 | -848.5 | -881 | -940 | 0 | 0 | 0 | 0 | 0 | 0 | 0 | 0 | 0 | 0 | 0 | 0 | 0
8 | 320 | 330 | 320 330 Duct/Pipe Insulation / Other Healthcare | 0 | 0 | -99.75 | -101.875 | -111.25 | -139.75 | -156.75 | -165.5 | -148.25 | -163.75 | -166.75 | -163.75 | 0 | 0 | 0 | 0 | 0 | 0 | 0 | 0 | 0 | 0 | 0 | 0 | 0 | 0 | 0 | 0 | 0 | 0
8 | 320 | 334 | 320 334 Ceiling Insulation / Other Healthcare | 0 | 0 | -701.75 | -715.125 | -769.25 | -1335.75 | -1757.5 | -1806.5 | -1293.25 | -1594.25 | -1536.5 | -1378.75 | -1616.75 | -1604.75 | -1523.75 | -1637.5 | -1992.25 | -1751.75 | -1940 | -1957 | -1977 | -1931.5 | 0 | 0 | 0 | 0 | 0 | 0 | 0 | 0
8 | 320 | 335 | 320 335 Roof Insulation / Other Healthcare | 0 | 0 | -253.25 | -258.125 | -279.25 | -427.25 | -530 | -550.25 | -426.25 | -505 | -497.25 | -461 | -523.25 | -525.75 | -504.75 | -538 | -629.5 | -592.25 | -623.25 | -631.5 | -646 | -638.5 | 0 | 0 | 0 | 0 | 0 | 0 | 0 | 0
8 | 340 | 344 | 340 344 Aerosole Duct Sealing / Other Healthcare | 0 | 0 | -499.875 | -509 | -563.5 | -655 | -703.25 | -752.75 | -715.5 | -771.25 | -791.5 | -792 | -835.5 | -863 | -867.5 | -900.5 | -960.75 | 0 | 0 | 0 | 0 | 0 | 0 | 0 | 0 | 0 | 0 | 0 | 0 | 0
8 | 340 | 345 | 340 345 Duct/Pipe Insulation / Other Healthcare | 0 | 0 | -102.125 | -104 | -114 | -142.75 | -159.75 | -168.5 | -150.75 | -167 | -170 | -167 | 0 | 0 | 0 | 0 | 0 | 0 | 0 | 0 | 0 | 0 | 0 | 0 | 0 | 0 | 0 | 0 | 0 | 0
8 | 340 | 349 | 340 349 Ceiling Insulation / Other Healthcare | 0 | 0 | -717.625 | -731 | -786.25 | -1365.75 | -1796.5 | -1846.75 | -1322.5 | -1629.75 | -1570.75 | -1410 | -1652 | -1641 | -1558 | -1673.5 | -2036.5 | -1790.5 | -1983 | -2000.5 | -2021.5 | -1975 | 0 | 0 | 0 | 0 | 0 | 0 | 0 | 0
8 | 340 | 351 | 340 351 Cool Roof - DX / Other Healthcare | 0 | 0 | -1437.125 | -1461 | -1585 | -2266.5 | -2704.75 | -2828 | -2290.25 | -2661.75 | -2648.5 | -2505.75 | -2785.75 | -2823 | -2734.75 | -2892.25 | -3310.25 | 0 | 0 | 0 | 0 | 0 | 0 | 0 | 0 | 0 | 0 | 0 | 0 | 0
8 | 360 | 361 | 360 361 HE PTAC, EER=9.6, 1 ton / Other Healthcare | 0 | 0 | -911 | -925.5 | -1003.75 | -1429.75 | -1702 | -1779.5 | -1446.75 | -1678 | -1671.75 | -1584 | -1758 | -1781.75 | -1727.25 | -1825.25 | -2086.5 | 0 | 0 | 0 | 0 | 0 | 0 | 0 | 0 | 0 | 0 | 0 | 0 | 0
8 | 400 | 402 | 400 402 Variable Speed Drive Control / Other Healthcare | 0 | 0 | -309.75 | -315.25 | -348.75 | -405.75 | -435.5 | -465.75 | -443.25 | -478.25 | -489.75 | -490.75 | -518 | -534 | -536.75 | -558 | -595.25 | 0 | 0 | 0 | 0 | 0 | 0 | 0 | 0 | 0 | 0 | 0 | 0 | 0
8 | 400 | 403 | 400 403 Air Handler Optimization / Other Healthcare | 0 | 0 | -98.125 | -100 | -110.25 | -128.25 | -137.75 | -147 | -140.25 | -150.5 | 0 | 0 | 0 | 0 | 0 | 0 | 0 | 0 | 0 | 0 | 0 | 0 | 0 | 0 | 0 | 0 | 0 | 0 | 0 | 0
8 | 400 | 404 | 400 404 Electronically Commutated Motors (ECM) on an Air Handler Unit / Other Healthcare | 0 | 0 | -155.375 | -157.625 | -170.75 | -237.5 | -280.25 | -293.5 | -242.75 | -278.25 | -278.75 | -266 | -293.25 | -297.5 | -289.5 | -305 | -347 | 0 | 0 | 0 | 0 | 0 | 0 | 0 | 0 | 0 | 0 | 0 | 0 | 0
8 | 400 | 405 | 400 405 Demand Control Ventilation (DCV) / Other Healthcare | 0 | 0 | -176.375 | -180.5 | -193.5 | -352.25 | -472.5 | -483.25 | -338.5 | -421.25 | -403.75 | -359.75 | -424.75 | -420 | -396.5 | -427 | -526.75 | 0 | 0 | 0 | 0 | 0 | 0 | 0 | 0 | 0 | 0 | 0 | 0 | 0
8 | 400 | 406 | 400 406 Energy Recovery Ventilation (ERV) / Other Healthcare | 0 | 0 | -80.625 | -82.5 | -88.5 | -161 | -215.75 | -221 | -154.5 | -192.25 | -184.25 | -163.75 | -193.75 | -191.25 | -181 | -195.25 | -240.25 | -205.5 | -233 | -234 | -239 | -229.5 | 0 | 0 | 0 | 0 | 0 | 0 | 0 | 0
8 | 600 | 603 | 600 603 Heat Pump Water Heater (air source) / Other Healthcare | 0 | 0 | -1217.625 | -1239.875 | -1372.5 | -1595.75 | -1712.25 | -1833.5 | -1743 | -1880.75 | -1927.75 | -1929 | -2035.75 | -2102 | -2115.25 | -2195 | -2341 | 0 | 0 | 0 | 0 | 0 | 0 | 0 | 0 | 0 | 0 | 0 | 0 | 0
8 | 600 | 606 | 600 606 Demand controlled circulating systems / Other Healthcare | 0 | 0 | -86 | -88.25 | -97.25 | -113 | -121.5 | -129.25 | -123 | -133.25 | -136.75 | -137 | -144 | -148.5 | -149.5 | -155 | -165 | 0 | 0 | 0 | 0 | 0 | 0 | 0 | 0 | 0 | 0 | 0 | 0 | 0
8 | 600 | 608 | 600 608 Heat Recovery Unit / Other Healthcare | 0 | 0 | -1334.25 | -1358.625 | -1503.25 | -1748.25 | -1875.75 | -2009 | -1909.25 | -2060.5 | -2111.5 | -2113 | 0 | 0 | 0 | 0 | 0 | 0 | 0 | 0 | 0 | 0 | 0 | 0 | 0 | 0 | 0 | 0 | 0 | 0
8 | 600 | 609 | 600 609 Heat Trap / Other Healthcare | 0 | 0 | -156.375 | -159.375 | -176 | -205 | -219.25 | -234.5 | -223.25 | -241 | -247 | -248.25 | 0 | 0 | 0 | 0 | 0 | 0 | 0 | 0 | 0 | 0 | 0 | 0 | 0 | 0 | 0 | 0 | 0 | 0
8 | 600 | 610 | 600 610 Hot Water Pipe Insulation / Other Healthcare | 0 | 0 | -34.25 | -34.875 | -38.75 | -44.75 | -48 | -51 | -48.5 | -52.5 | -53.75 | -54.25 | -57 | -59 | -58.75 | -60.5 | -65.5 | 0 | 0 | 0 | 0 | 0 | 0 | 0 | 0 | 0 | 0 | 0 | 0 | 0
8 | 700 | 701 | 700 701 PC Manual Power Management Enabling / Other Healthcare | 0 | 0 | -23.5 | -24.625 | -26.25 | -41.5 | 0 | 0 | 0 | 0 | 0 | 0 | 0 | 0 | 0 | 0 | 0 | 0 | 0 | 0 | 0 | 0 | 0 | 0 | 0 | 0 | 0 | 0 | 0 | 0
8 | 700 | 702 | 700 702 PC Network Power Management Enabling / Other Healthcare | 0 | 0 | -23.5 | -24.625 | -26.25 | -41.5 | 0 | 0 | 0 | 0 | 0 | 0 | 0 | 0 | 0 | 0 | 0 | 0 | 0 | 0 | 0 | 0 | 0 | 0 | 0 | 0 | 0 | 0 | 0 | 0
8 | 710 | 711 | 710 711 Energy Star or Better Monitor / Other Healthcare | 0 | 0 | -34.25 | -35 | -37.5 | -59.75 | 0 | 0 | 0 | 0 | 0 | 0 | 0 | 0 | 0 | 0 | 0 | 0 | 0 | 0 | 0 | 0 | 0 | 0 | 0 | 0 | 0 | 0 | 0 | 0
8 | 710 | 712 | 710 712 Monitor Power Management Enabling / Other Healthcare | 0 | 0 | -22.125 | -22.875 | -24.75 | -38.75 | 0 | 0 | 0 | 0 | 0 | 0 | 0 | 0 | 0 | 0 | 0 | 0 | 0 | 0 | 0 | 0 | 0 | 0 | 0 | 0 | 0 | 0 | 0 | 0
8 | 720 | 722 | 720 722 Monitor Power Management Enabling / Other Healthcare | 0 | 0 | 0 | 0 | 0 | 0 | 0 | 0 | 0 | 0 | 0 | 0 | 0 | 0 | 0 | 0 | 0 | 0 | 0 | 0 | 0 | 0 | 0 | 0 | 0 | 0 | 0 | 0 | 0 | 0
8 | 730 | 732 | 730 732 Copier Power Management Enabling / Other Healthcare | 0 | 0 | -5.625 | -5.75 | -6.25 | -10 | -12.5 | -12.25 | 0 | 0 | 0 | 0 | 0 | 0 | 0 | 0 | 0 | 0 | 0 | 0 | 0 | 0 | 0 | 0 | 0 | 0 | 0 | 0 | 0 | 0
8 | 740 | 741 | 740 741 Printer Power Management Enabling / Other Healthcare | 0 | 0 | -32.75 | -33.75 | -36.25 | -57.5 | -73.25 | 0 | 0 | 0 | 0 | 0 | 0 | 0 | 0 | 0 | 0 | 0 | 0 | 0 | 0 | 0 | 0 | 0 | 0 | 0 | 0 | 0 | 0 | 0
8 | 800 | 801 | 800 801 Convection Oven / Other Healthcare | 0 | 0 | -6.75 | -7.375 | -7.75 | -9.5 | -10.25 | -10 | -9.75 | -10.5 | -10.75 | -11 | 0 | 0 | 0 | 0 | 0 | 0 | 0 | 0 | 0 | 0 | 0 | 0 | 0 | 0 | 0 | 0 | 0 | 0
8 | 810 | 811 | 810 811 Efficient Fryer / Other Healthcare | 0 | 0 | -0.125 | -0.375 | -0.5 | -0.5 | -0.25 | -0.25 | -0.75 | -0.25 | -0.75 | -0.75 | 0 | 0 | 0 | 0 | 0 | 0 | 0 | 0 | 0 | 0 | 0 | 0 | 0 | 0 | 0 | 0 | 0 | 0
8 | 900 | 901 | 900 901 Vending Misers (cooled machines only) / Other Healthcare | 0 | 0 | -18.625 | -19.125 | -21 | -25 | -26 | -27.5 | -26.5 | -28 | -29.5 | -29.75 | 0 | 0 | 0 | 0 | 0 | 0 | 0 | 0 | 0 | 0 | 0 | 0 | 0 | 0 | 0 | 0 | 0 | 0
9 | 110 | 111 | 110 111 Premium T8, Elecctronic Ballast / Warehouse | 0 | 0 | -136.5 | -138.625 | -151.75 | -196.75 | -225.5 | -236.75 | -206 | -231 | -233.5 | -227 | -246.25 | -251.5 | -246.5 | -260 | -287.75 | -287.5 | -292.5 | -298 | -308 | -311 | 0 | 0 | 0 | 0 | 0 | 0 | 0 | 0
9 | 110 | 114 | 110 114 Continuous Dimming / Warehouse | 0 | 0 | -290.5 | -295.25 | -325.5 | -392.25 | -429.5 | -457.25 | -422.25 | -461.25 | -470.5 | -467 | -496.75 | -510.75 | -509.25 | -530.75 | 0 | 0 | 0 | 0 | 0 | 0 | 0 | 0 | 0 | 0 | 0 | 0 | 0 | 0
9 | 110 | 115 | 110 115 Lighting Control Tuneup / Warehouse | 0 | 0 | -30 | -30.375 | -33.75 | -41 | -45.25 | -47 | 0 | 0 | 0 | 0 | 0 | 0 | 0 | 0 | 0 | 0 | 0 | 0 | 0 | 0 | 0 | 0 | 0 | 0 | 0 | 0 | 0 | 0
9 | 120 | 121 | 120 121 ROB Premium T8, 1EB / Warehouse | 0 | 0 | -59.125 | -60.125 | -65.5 | -85.5 | -97.25 | -102.5 | -89.25 | -99.75 | -101 | -98.25 | -106.25 | -108.5 | -106 | -111.5 | -124.75 | -124 | -126 | -129 | -133 | -135 | 0 | 0 | 0 | 0 | 0 | 0 | 0 | 0
9 | 120 | 122 | 120 122 ROB Premium T8, EB, Reflector / Warehouse | 0 | 0 | -237.875 | -241.625 | -264.5 | -344 | -392.75 | -414.5 | -360.5 | -404 | -407.75 | -395.75 | -429 | -439 | -431.75 | -452.5 | -502.75 | -501.75 | -510 | -522 | -535.5 | -543 | 0 | 0 | 0 | 0 | 0 | 0 | 0 | 0
9 | 120 | 123 | 120 123 Occupancy Sensor / Warehouse | 0 | 0 | -75.75 | -77.375 | -84.25 | -111 | -127.5 | -134 | -115.5 | -130.25 | -131.25 | -127.25 | -138.5 | -140.5 | 0 | 0 | 0 | 0 | 0 | 0 | 0 | 0 | 0 | 0 | 0 | 0 | 0 | 0 | 0 | 0
9 | 120 | 124 | 120 124 Lighting Control Tuneup / Warehouse | 0 | 0 | -18.25 | -19 | -20.75 | -25.25 | -27.75 | -29 | 0 | 0 | 0 | 0 | 0 | 0 | 0 | 0 | 0 | 0 | 0 | 0 | 0 | 0 | 0 | 0 | 0 | 0 | 0 | 0 | 0 | 0
9 | 130 | 131 | 130 131 CFL Screw-in 18W / Warehouse | 0 | 0 | -1093.125 | -1111.25 | 0 | 0 | 0 | 0 | 0 | 0 | 0 | 0 | 0 | 0 | 0 | 0 | 0 | 0 | 0 | 0 | 0 | 0 | 0 | 0 | 0 | 0 | 0 | 0 | 0 | 0
9 | 150 | 151 | 150 151 PSMH, 250W, magnetic ballast / Warehouse | 0 | 0 | -237.375 | -240.875 | -265.5 | -321 | -350.75 | -373.5 | -345 | -376.25 | -384.75 | -381 | -405.75 | -417.25 | -416.25 | 0 | 0 | 0 | 0 | 0 | 0 | 0 | 0 | 0 | 0 | 0 | 0 | 0 | 0 | 0
9 | 150 | 152 | 150 152 PSMH, 250 W, electronic ballast / Warehouse | 0 | 0 | -274.375 | -278.875 | -307.25 | -370.75 | -405.75 | -431.5 | -398.75 | -435 | -444.5 | -440.5 | -468.75 | -482.75 | -481 | 0 | 0 | 0 | 0 | 0 | 0 | 0 | 0 | 0 | 0 | 0 | 0 | 0 | 0 | 0
9 | 150 | 153 | 150 153 High Bay T5 / Warehouse | 0 | 0 | -329.125 | -335 | -366.25 | -476.75 | -543.5 | -574 | -498.75 | -559.5 | -564.75 | -547.75 | -595 | -607.75 | -598 | 0 | 0 | 0 | 0 | 0 | 0 | 0 | 0 | 0 | 0 | 0 | 0 | 0 | 0 | 0
9 | 160 | 161 | 160 161 LED Exit Sign / Warehouse | 0 | 0 | -0.5 | -0.75 | -0.75 | -0.75 | -1 | -0.25 | -1 | -0.75 | -0.75 | -1 | -1 | -0.75 | -0.5 | -1.25 | -0.75 | -0.75 | 0 | 0 | 0 | 0 | 0 | 0 | 0 | 0 | 0 | 0 | 0 | 0
9 | 200 | 201 | 200 201 High Pressure Sodium 250W Lamp / Warehouse | 0 | 0 | -22.25 | -23 | -25.5 | -29.75 | -32 | 0 | 0 | 0 | 0 | 0 | 0 | 0 | 0 | 0 | 0 | 0 | 0 | 0 | 0 | 0 | 0 | 0 | 0 | 0 | 0 | 0 | 0 | 0
9 | 200 | 202 | 200 202 Outdoor Lighting Controls (Photocell/Timeclock) / Warehouse | 0 | 0 | -18.125 | -18.5 | -20.25 | -23.75 | -25.5 | 0 | 0 | 0 | 0 | 0 | 0 | 0 | 0 | 0 | 0 | 0 | 0 | 0 | 0 | 0 | 0 | 0 | 0 | 0 | 0 | 0 | 0 | 0
9 | 210 | 211 | 210 211 Outdoor Lighting Controls (Photocell/Timeclock) / Warehouse | 0 | 0 | -26.625 | -27 | -29.75 | -35 | -37.5 | 0 | 0 | 0 | 0 | 0 | 0 | 0 | 0 | 0 | 0 | 0 | 0 | 0 | 0 | 0 | 0 | 0 | 0 | 0 | 0 | 0 | 0 | 0
9 | 300 | 301 | 300 301 Centrifugal Chiller, 0.51 kW/ton, 500 tons / Warehouse | 0 | 0 | -38.125 | -39.25 | -42.5 | -56 | -63.75 | -66.75 | -57.75 | -65.25 | -66 | -63.5 | -69.75 | -70.75 | -69.25 | -72.25 | -81 | -80.5 | -82.75 | -84 | -86.5 | -87.5 | 0 | 0 | 0 | 0 | 0 | 0 | 0 | 0
9 | 300 | 302 | 300 302 High Efficiency Chiller Motors / Warehouse | 0 | 0 | -9.625 | -10 | -10.75 | -13.75 | -14.25 | -15.25 | -14.25 | -14.75 | -15.5 | -15.5 | -16.75 | -16.5 | -16 | -17 | -18.75 | -19.25 | -20 | -20 | -22 | -21.5 | 0 | 0 | 0 | 0 | 0 | 0 | 0 | 0
9 | 300 | 304 | 300 304 EMS - Chiller / Warehouse | 0 | 0 | -32.625 | -33.5 | -37 | -45.25 | -49.75 | -52.25 | -48.25 | -52.75 | -53.75 | -53.25 | 0 | 0 | 0 | 0 | 0 | 0 | 0 | 0 | 0 | 0 | 0 | 0 | 0 | 0 | 0 | 0 | 0 | 0
9 | 300 | 305 | 300 305 Chiller Tune Up/Diagnostics / Warehouse | 0 | 0 | -28.125 | -29.5 | -31.5 | -56.75 | -75.75 | -77.5 | -54.25 | -67 | -65 | -58 | 0 | 0 | 0 | 0 | 0 | 0 | 0 | 0 | 0 | 0 | 0 | 0 | 0 | 0 | 0 | 0 | 0 | 0
9 | 300 | 306 | 300 306 VSD for Chiller Pumps and Towers / Warehouse | 0 | 0 | -30.875 | -31.75 | -34.75 | -43 | -47 | -49.25 | -45.5 | -50 | -50.5 | -50.75 | -53.75 | -55 | -54 | -56.75 | -61.75 | 0 | 0 | 0 | 0 | 0 | 0 | 0 | 0 | 0 | 0 | 0 | 0 | 0
9 | 300 | 307 | 300 307 EMS Optimization / Warehouse | 0 | 0 | -15 | -15.125 | -17 | -19.5 | -20.75 | 0 | 0 | 0 | 0 | 0 | 0 | 0 | 0 | 0 | 0 | 0 | 0 | 0 | 0 | 0 | 0 | 0 | 0 | 0 | 0 | 0 | 0 | 0
9 | 300 | 308 | 300 308 Aerosole Duct Sealing / Warehouse | 0 | 0 | -29.625 | -30.75 | -33.75 | -39.5 | -42.5 | -44.75 | -42.75 | -46 | -47.75 | -47.5 | -49.75 | -52.25 | -51 | -53.25 | -57.25 | 0 | 0 | 0 | 0 | 0 | 0 | 0 | 0 | 0 | 0 | 0 | 0 | 0
9 | 300 | 309 | 300 309 Duct/Pipe Insulation / Warehouse | 0 | 0 | -6 | -6.5 | -6.75 | -9 | -9.75 | -9.75 | -9.25 | -9.25 | -9.75 | -9.5 | 0 | 0 | 0 | 0 | 0 | 0 | 0 | 0 | 0 | 0 | 0 | 0 | 0 | 0 | 0 | 0 | 0 | 0
9 | 300 | 311 | 300 311 Window Film (Standard) / Warehouse | 0 | 0 | -18.25 | -19.125 | -20.75 | -28.5 | -34.25 | -35.5 | -29.25 | -33.25 | -33.5 | -32.5 | 0 | 0 | 0 | 0 | 0 | 0 | 0 | 0 | 0 | 0 | 0 | 0 | 0 | 0 | 0 | 0 | 0 | 0
9 | 300 | 313 | 300 313 Ceiling Insulation / Warehouse | 0 | 0 | -43.5 | -43.875 | -47 | -81.75 | -108 | -110.5 | -79.75 | -97 | -94.75 | -84.75 | -98.75 | -98.5 | -92.25 | -99.5 | -121.75 | -107 | -119 | -119.5 | -122.5 | -119 | 0 | 0 | 0 | 0 | 0 | 0 | 0 | 0
9 | 300 | 314 | 300 314 Roof Insulation / Warehouse | 0 | 0 | -15.5 | -16 | -17.25 | -24.75 | -30.25 | -31.5 | -25.5 | -28.75 | -28.5 | -27.75 | -30.5 | -30.5 | -29.5 | -31.25 | -36.25 | -34.5 | -36.5 | -36.5 | -38 | -37.5 | 0 | 0 | 0 | 0 | 0 | 0 | 0 | 0
9 | 300 | 317 | 300 317 Thermal Energy Storage (TES) Positive / Warehouse | 0 | 0 | -57.125 | -56.5 | -61.25 | -73.75 | -77.25 | -82.25 | -77.5 | -84 | -87.75 | -88.25 | -92.25 | -95.5 | -93.25 | -97 | -104 | -108.75 | -106.5 | -109.5 | -114 | -118.5 | -120.5 | -123.5 | -132 | -132 | -131 | -139.5 | -145.5 | -140.5
9 | 300 | 317 | 300 317 Thermal Energy Storage (TES) Negative / Warehouse | 0 | 0 | 58.875 | 60.5 | 67.75 | 69.75 | 71.25 | 76.75 | 81.75 | 84.5 | 87.75 | 89.75 | 92.75 | 97.25 | 101.75 | 103 | 104.5 | 108.5 | 111 | 117 | 120 | 125 | 129 | 132.5 | 137 | 141 | 146 | 151 | 154 | 158
9 | 320 | 321 | 320 321 DX Packaged System, EER=10.9, 10 tons / Warehouse | 0 | 0 | -31.375 | -32.25 | -34.75 | -50.25 | -60.25 | -62.75 | -50.5 | -58.5 | -58.75 | -55 | -61.5 | -62 | -59.5 | -63.25 | -73.25 | 0 | 0 | 0 | 0 | 0 | 0 | 0 | 0 | 0 | 0 | 0 | 0 | 0
9 | 320 | 322 | 320 322 Hybrid Dessicant-DX System (Trane CDQ) / Warehouse | 0 | 0 | -187.375 | -191 | -210.75 | -248 | -267.5 | -286.25 | -269.25 | -291.5 | -298.75 | -298 | -316 | -325 | -325.5 | -338 | -363 | 0 | 0 | 0 | 0 | 0 | 0 | 0 | 0 | 0 | 0 | 0 | 0 | 0
9 | 320 | 323 | 320 323 Geothermal Heat Pump, EER=13, 10 tons / Warehouse | 0 | 0 | -97.625 | -99.5 | -109.25 | -129.75 | -140 | -149.25 | -139.75 | -151.25 | -155 | -155.25 | -164 | -169.25 | -169.25 | -175.5 | -189 | 0 | 0 | 0 | 0 | 0 | 0 | 0 | 0 | 0 | 0 | 0 | 0 | 0
9 | 320 | 326 | 320 326 DX Tune Up/ Advanced Diagnostics / Warehouse | 0 | 0 | -25.625 | -26.625 | -28.5 | -37.5 | -42.25 | -44.5 | -39 | -43.25 | -43.75 | -43.25 | 0 | 0 | 0 | 0 | 0 | 0 | 0 | 0 | 0 | 0 | 0 | 0 | 0 | 0 | 0 | 0 | 0 | 0
9 | 320 | 327 | 320 327 DX Coil Cleaning / Warehouse | 0 | 0 | -26.875 | -27.875 | -29.75 | -53.75 | -72 | 0 | 0 | 0 | 0 | 0 | 0 | 0 | 0 | 0 | 0 | 0 | 0 | 0 | 0 | 0 | 0 | 0 | 0 | 0 | 0 | 0 | 0 | 0
9 | 320 | 329 | 320 329 Aerosole Duct Sealing / Warehouse | 0 | 0 | -47.375 | -48.625 | -53.5 | -62.5 | -67.25 | -71 | -67.75 | -72.75 | -75.75 | -76 | -79.5 | -82.5 | -82 | -85.5 | -91.25 | 0 | 0 | 0 | 0 | 0 | 0 | 0 | 0 | 0 | 0 | 0 | 0 | 0
9 | 320 | 330 | 320 330 Duct/Pipe Insulation / Warehouse | 0 | 0 | -9.75 | -10.125 | -10.75 | -13.75 | -14.5 | -15.25 | -14.5 | -14.75 | -15.5 | -15.5 | 0 | 0 | 0 | 0 | 0 | 0 | 0 | 0 | 0 | 0 | 0 | 0 | 0 | 0 | 0 | 0 | 0 | 0
9 | 320 | 334 | 320 334 Ceiling Insulation / Warehouse | 0 | 0 | -68.375 | -69.875 | -75.25 | -130.5 | -171.75 | -176 | -126.5 | -155 | -150 | -134.5 | -158 | -156.25 | -148.25 | -158.75 | -194 | -170.25 | -189.25 | -189.5 | -194 | -187.5 | 0 | 0 | 0 | 0 | 0 | 0 | 0 | 0
9 | 320 | 335 | 320 335 Roof Insulation / Warehouse | 0 | 0 | -25.5 | -26.375 | -28 | -50.5 | -68.25 | -69.5 | -48.75 | -60 | -58.5 | -51.5 | -60.75 | -60.5 | -56.25 | -61.25 | -76.25 | -64.5 | -73.25 | -73 | -75 | -72.5 | 0 | 0 | 0 | 0 | 0 | 0 | 0 | 0
9 | 340 | 344 | 340 344 Aerosole Duct Sealing / Warehouse | 0 | 0 | -48.875 | -50 | -55 | -64 | -68.5 | -72.75 | -69.25 | -74.75 | -77 | -77.25 | -81.25 | -84 | -84.5 | -87 | -93.25 | 0 | 0 | 0 | 0 | 0 | 0 | 0 | 0 | 0 | 0 | 0 | 0 | 0
9 | 340 | 345 | 340 345 Duct/Pipe Insulation / Warehouse | 0 | 0 | -10 | -10.125 | -11.25 | -13.75 | -14.5 | -15.75 | -14.5 | -15.25 | -16 | -15.5 | 0 | 0 | 0 | 0 | 0 | 0 | 0 | 0 | 0 | 0 | 0 | 0 | 0 | 0 | 0 | 0 | 0 | 0
9 | 340 | 349 | 340 349 Ceiling Insulation / Warehouse | 0 | 0 | -69.75 | -71.25 | -76.75 | -133.25 | -175.5 | -179.25 | -129.25 | -158.25 | -153.25 | -137.25 | -161.25 | -159.75 | -151 | -162.75 | -198.25 | -174 | -193.5 | -194.5 | -198.5 | -191.5 | 0 | 0 | 0 | 0 | 0 | 0 | 0 | 0
9 | 340 | 351 | 340 351 Cool Roof - DX / Warehouse | 0 | 0 | -140.5 | -142.625 | -154.5 | -221 | -264 | -275.5 | -223.5 | -258.75 | -258.25 | -244.5 | -271.25 | -274.75 | -265.5 | -281.25 | -322.25 | 0 | 0 | 0 | 0 | 0 | 0 | 0 | 0 | 0 | 0 | 0 | 0 | 0
9 | 360 | 361 | 360 361 HE PTAC, EER=9.6, 1 ton / Warehouse | 0 | 0 | -88.625 | -90.625 | -97.5 | -139.25 | -166.25 | -173.25 | -141 | -162.75 | -162.5 | -154 | -171.25 | -173.25 | -167.5 | -177.25 | -203 | 0 | 0 | 0 | 0 | 0 | 0 | 0 | 0 | 0 | 0 | 0 | 0 | 0
9 | 400 | 402 | 400 402 Variable Speed Drive Control / Warehouse | 0 | 0 | -36.875 | -37.875 | -41.75 | -50.25 | -55.5 | -58.25 | -54.25 | -59 | -60.25 | -60.25 | -63.25 | -65.5 | -64.75 | -67.25 | -73.75 | 0 | 0 | 0 | 0 | 0 | 0 | 0 | 0 | 0 | 0 | 0 | 0 | 0
9 | 400 | 403 | 400 403 Air Handler Optimization / Warehouse | 0 | 0 | -12 | -12.25 | -13.25 | -16.25 | -17.5 | -18.75 | -17.25 | -18.25 | 0 | 0 | 0 | 0 | 0 | 0 | 0 | 0 | 0 | 0 | 0 | 0 | 0 | 0 | 0 | 0 | 0 | 0 | 0 | 0
9 | 400 | 404 | 400 404 Electronically Commutated Motors (ECM) on an Air Handler Unit / Warehouse | 0 | 0 | -16.25 | -16.5 | -18.25 | -21.5 | -22.75 | -24.25 | -23 | -24.5 | -25.5 | -26 | -26.5 | -27.25 | -27.25 | -28.75 | -31 | 0 | 0 | 0 | 0 | 0 | 0 | 0 | 0 | 0 | 0 | 0 | 0 | 0
9 | 400 | 405 | 400 405 Demand Control Ventilation (DCV) / Warehouse | 0 | 0 | -20.5 | -21.375 | -22.75 | -41 | -55.75 | -56.25 | -39.75 | -48.5 | -46.75 | -41.75 | -49.25 | -48.75 | -46 | -49.75 | -61.25 | 0 | 0 | 0 | 0 | 0 | 0 | 0 | 0 | 0 | 0 | 0 | 0 | 0
9 | 400 | 406 | 400 406 Energy Recovery Ventilation (ERV) / Warehouse | 0 | 0 | -9.625 | -9.875 | -10.25 | -18.75 | -25.25 | -25.75 | -17.75 | -21.75 | -21.5 | -19.25 | -22.5 | -22.25 | -20.25 | -22.5 | -27.75 | -23.5 | -27 | -26.5 | -28 | -26.5 | 0 | 0 | 0 | 0 | 0 | 0 | 0 | 0
9 | 600 | 603 | 600 603 Heat Pump Water Heater (air source) / Warehouse | 0 | 0 | -4.625 | -4.75 | -5.25 | -6.5 | -7.25 | -6.25 | -6.75 | -7 | -7.75 | -7.25 | -7.5 | -7.75 | -7.25 | -8.25 | -8.75 | 0 | 0 | 0 | 0 | 0 | 0 | 0 | 0 | 0 | 0 | 0 | 0 | 0
9 | 600 | 606 | 600 606 Demand controlled circulating systems / Warehouse | 0 | 0 | -0.125 | -0.375 | -0.5 | -0.5 | -0.25 | -0.25 | -0.75 | -0.25 | -0.75 | -0.75 | -0.75 | -0.5 | -0.25 | -0.5 | -1 | 0 | 0 | 0 | 0 | 0 | 0 | 0 | 0 | 0 | 0 | 0 | 0 | 0
9 | 600 | 608 | 600 608 Heat Recovery Unit / Warehouse | 0 | 0 | -5.25 | -5.25 | -6 | -7.25 | -8.25 | -7 | -7.5 | -7.5 | -8 | -8 | 0 | 0 | 0 | 0 | 0 | 0 | 0 | 0 | 0 | 0 | 0 | 0 | 0 | 0 | 0 | 0 | 0 | 0
9 | 600 | 609 | 600 609 Heat Trap / Warehouse | 0 | 0 | -0.625 | -0.75 | -0.75 | -0.75 | -1 | -0.25 | -1.25 | -0.75 | -1 | -1 | 0 | 0 | 0 | 0 | 0 | 0 | 0 | 0 | 0 | 0 | 0 | 0 | 0 | 0 | 0 | 0 | 0 | 0
9 | 600 | 610 | 600 610 Hot Water Pipe Insulation / Warehouse | 0 | 0 | 0 | -0.25 | -0.25 | -0.25 | -0.25 | -0.25 | -0.5 | -0.25 | -0.25 | -0.25 | -0.25 | -0.5 | -0.25 | -0.25 | -0.5 | 0 | 0 | 0 | 0 | 0 | 0 | 0 | 0 | 0 | 0 | 0 | 0 | 0
9 | 700 | 701 | 700 701 PC Manual Power Management Enabling / Warehouse | 0 | 0 | -26.625 | -27 | -29.75 | -35.25 | 0 | 0 | 0 | 0 | 0 | 0 | 0 | 0 | 0 | 0 | 0 | 0 | 0 | 0 | 0 | 0 | 0 | 0 | 0 | 0 | 0 | 0 | 0 | 0
9 | 700 | 702 | 700 702 PC Network Power Management Enabling / Warehouse | 0 | 0 | -26.625 | -27 | -29.75 | -35.25 | 0 | 0 | 0 | 0 | 0 | 0 | 0 | 0 | 0 | 0 | 0 | 0 | 0 | 0 | 0 | 0 | 0 | 0 | 0 | 0 | 0 | 0 | 0 | 0
9 | 710 | 711 | 710 711 Energy Star or Better Monitor / Warehouse | 0 | 0 | -37.875 | -38.875 | -43.25 | -50.25 | 0 | 0 | 0 | 0 | 0 | 0 | 0 | 0 | 0 | 0 | 0 | 0 | 0 | 0 | 0 | 0 | 0 | 0 | 0 | 0 | 0 | 0 | 0 | 0
9 | 710 | 712 | 710 712 Monitor Power Management Enabling / Warehouse | 0 | 0 | -24.875 | -25.5 | -27.75 | -32.75 | 0 | 0 | 0 | 0 | 0 | 0 | 0 | 0 | 0 | 0 | 0 | 0 | 0 | 0 | 0 | 0 | 0 | 0 | 0 | 0 | 0 | 0 | 0 | 0
9 | 720 | 722 | 720 722 Monitor Power Management Enabling / Warehouse | 0 | 0 | 0 | 0 | 0 | 0 | 0 | 0 | 0 | 0 | 0 | 0 | 0 | 0 | 0 | 0 | 0 | 0 | 0 | 0 | 0 | 0 | 0 | 0 | 0 | 0 | 0 | 0 | 0 | 0
9 | 730 | 732 | 730 732 Copier Power Management Enabling / Warehouse | 0 | 0 | -5 | -5 | -6 | -6.5 | -7 | -6.75 | 0 | 0 | 0 | 0 | 0 | 0 | 0 | 0 | 0 | 0 | 0 | 0 | 0 | 0 | 0 | 0 | 0 | 0 | 0 | 0 | 0 | 0
9 | 740 | 741 | 740 741 Printer Power Management Enabling / Warehouse | 0 | 0 | -30 | -31.125 | -34.25 | -39.75 | -43.25 | 0 | 0 | 0 | 0 | 0 | 0 | 0 | 0 | 0 | 0 | 0 | 0 | 0 | 0 | 0 | 0 | 0 | 0 | 0 | 0 | 0 | 0 | 0
9 | 800 | 801 | 800 801 Convection Oven / Warehouse | 0 | 0 | 0 | 0 | 0 | 0 | 0 | 0 | -0.25 | 0 | 0 | 0 | 0 | 0 | 0 | 0 | 0 | 0 | 0 | 0 | 0 | 0 | 0 | 0 | 0 | 0 | 0 | 0 | 0 | 0
9 | 810 | 811 | 810 811 Efficient Fryer / Warehouse | 0 | 0 | 0 | 0 | 0 | 0 | 0 | 0 | -0.25 | 0 | 0 | 0 | 0 | 0 | 0 | 0 | 0 | 0 | 0 | 0 | 0 | 0 | 0 | 0 | 0 | 0 | 0 | 0 | 0 | 0
9 | 900 | 901 | 900 901 Vending Misers (cooled machines only) / Warehouse | 0 | 0 | -32.625 | -33.5 | -36.75 | -42.75 | -45.75 | -48.75 | -46.75 | -50.25 | -51.75 | -52.25 | 0 | 0 | 0 | 0 | 0 | 0 | 0 | 0 | 0 | 0 | 0 | 0 | 0 | 0 | 0 | 0 | 0 | 0
10 | 110 | 111 | 110 111 Premium T8, Elecctronic Ballast / Hotel or Motel | 0 | 0 | -178.25 | -181.5 | -198.5 | -258 | -294.5 | -310.5 | -270 | -302.5 | -305.75 | -297.25 | -322.5 | -329 | -323.5 | -339.75 | -376.75 | -376 | -382.75 | -391 | -402.5 | 0 | 0 | 0 | 0 | 0 | 0 | 0 | 0 | 0
10 | 110 | 114 | 110 114 Continuous Dimming / Hotel or Motel | 0 | 0 | -377.375 | -383.25 | -424 | -503 | -544 | -580.25 | -543.75 | -589.75 | -603.5 | -600.75 | -637.75 | -657.75 | -656.75 | -683.75 | 0 | 0 | 0 | 0 | 0 | 0 | 0 | 0 | 0 | 0 | 0 | 0 | 0 | 0
10 | 110 | 115 | 110 115 Lighting Control Tuneup / Hotel or Motel | 0 | 0 | -38.75 | -39.75 | -44.25 | -52 | -57.25 | -60.5 | 0 | 0 | 0 | 0 | 0 | 0 | 0 | 0 | 0 | 0 | 0 | 0 | 0 | 0 | 0 | 0 | 0 | 0 | 0 | 0 | 0 | 0
10 | 120 | 121 | 120 121 ROB Premium T8, 1EB / Hotel or Motel | 0 | 0 | -76.75 | -78.5 | -85.5 | -111.5 | -127.75 | -133.5 | -116.5 | -130.75 | -132.25 | -128.5 | -139.25 | -141.75 | -139 | -146.5 | -163 | -162.25 | -165.5 | -169 | -174 | 0 | 0 | 0 | 0 | 0 | 0 | 0 | 0 | 0
10 | 120 | 122 | 120 122 ROB Premium T8, EB, Reflector / Hotel or Motel | 0 | 0 | -310.875 | -316.375 | -346 | -450 | -514.25 | -541.75 | -471 | -528.5 | -534 | -517.25 | -562 | -574.75 | -564.75 | -592.75 | -657.25 | -657.5 | -668 | -683.5 | -701.5 | 0 | 0 | 0 | 0 | 0 | 0 | 0 | 0 | 0
10 | 120 | 123 | 120 123 Occupancy Sensor / Hotel or Motel | 0 | 0 | -99.25 | -101.125 | -110.25 | -145.5 | -167.25 | -175.5 | -151.25 | -170.25 | -171.75 | -166.5 | -181 | 0 | 0 | 0 | 0 | 0 | 0 | 0 | 0 | 0 | 0 | 0 | 0 | 0 | 0 | 0 | 0 | 0
10 | 120 | 124 | 120 124 Lighting Control Tuneup / Hotel or Motel | 0 | 0 | -24.125 | -24.5 | -27 | -32.25 | -34.75 | -36.25 | 0 | 0 | 0 | 0 | 0 | 0 | 0 | 0 | 0 | 0 | 0 | 0 | 0 | 0 | 0 | 0 | 0 | 0 | 0 | 0 | 0 | 0
10 | 130 | 131 | 130 131 CFL Screw-in 18W / Hotel or Motel | 0 | 0 | -1430.375 | -1454.375 | 0 | 0 | 0 | 0 | 0 | 0 | 0 | 0 | 0 | 0 | 0 | 0 | 0 | 0 | 0 | 0 | 0 | 0 | 0 | 0 | 0 | 0 | 0 | 0 | 0 | 0
10 | 150 | 151 | 150 151 PSMH, 250W, magnetic ballast / Hotel or Motel | 0 | 0 | -308.875 | -313.375 | -346.5 | -410.75 | -444.5 | -474.5 | -444.5 | -481.75 | -493 | -491 | -521 | -537 | 0 | 0 | 0 | 0 | 0 | 0 | 0 | 0 | 0 | 0 | 0 | 0 | 0 | 0 | 0 | 0
10 | 150 | 152 | 150 152 PSMH, 250 W, electronic ballast / Hotel or Motel | 0 | 0 | -356.75 | -362.25 | -400.5 | -475 | -513.75 | -548.5 | -514 | -557 | -570.5 | -567.5 | -602.25 | -621 | 0 | 0 | 0 | 0 | 0 | 0 | 0 | 0 | 0 | 0 | 0 | 0 | 0 | 0 | 0 | 0
10 | 150 | 153 | 150 153 High Bay T5 / Hotel or Motel | 0 | 0 | -430.875 | -438 | -479 | -623.75 | -711.75 | -750.75 | -652.75 | -732.25 | -739.5 | -717.5 | -778.75 | -794.5 | 0 | 0 | 0 | 0 | 0 | 0 | 0 | 0 | 0 | 0 | 0 | 0 | 0 | 0 | 0 | 0
10 | 160 | 161 | 160 161 LED Exit Sign / Hotel or Motel | 0 | 0 | -2 | -2.25 | -2 | -3.5 | -4 | -3.5 | -3.25 | -3.25 | -3.75 | -3.25 | -3.75 | -3.5 | -3 | -3.5 | -4.5 | -4 | 0 | 0 | 0 | 0 | 0 | 0 | 0 | 0 | 0 | 0 | 0 | 0
10 | 200 | 201 | 200 201 High Pressure Sodium 250W Lamp / Hotel or Motel | 0 | 0 | -84 | -85.75 | -94.5 | -110.25 | -118.75 | 0 | 0 | 0 | 0 | 0 | 0 | 0 | 0 | 0 | 0 | 0 | 0 | 0 | 0 | 0 | 0 | 0 | 0 | 0 | 0 | 0 | 0 | 0
10 | 200 | 202 | 200 202 Outdoor Lighting Controls (Photocell/Timeclock) / Hotel or Motel | 0 | 0 | -66.25 | -68 | -75 | -87.25 | -93.25 | 0 | 0 | 0 | 0 | 0 | 0 | 0 | 0 | 0 | 0 | 0 | 0 | 0 | 0 | 0 | 0 | 0 | 0 | 0 | 0 | 0 | 0 | 0
10 | 210 | 211 | 210 211 Outdoor Lighting Controls (Photocell/Timeclock) / Hotel or Motel | 0 | 0 | -31.125 | -32.25 | -35.5 | -41.25 | -44.5 | 0 | 0 | 0 | 0 | 0 | 0 | 0 | 0 | 0 | 0 | 0 | 0 | 0 | 0 | 0 | 0 | 0 | 0 | 0 | 0 | 0 | 0 | 0
10 | 300 | 301 | 300 301 Centrifugal Chiller, 0.51 kW/ton, 500 tons / Hotel or Motel | 0 | 0 | -369.75 | -376 | -411 | -538 | -615.75 | -648.25 | -561.5 | -631.5 | -636.5 | -616.75 | -670.5 | -684.75 | -673.25 | -705.75 | -785 | -784.5 | -796.75 | -815.5 | -836 | -847.5 | 0 | 0 | 0 | 0 | 0 | 0 | 0 | 0
10 | 300 | 302 | 300 302 High Efficiency Chiller Motors / Hotel or Motel | 0 | 0 | -91 | -92.375 | -101.75 | -121.75 | -132.75 | -140.5 | -131.25 | -142.75 | -146 | -145.75 | -154.75 | -159 | -158.25 | -164.5 | -177.25 | -181.25 | -183.25 | -188 | -194.5 | -199 | 0 | 0 | 0 | 0 | 0 | 0 | 0 | 0
10 | 300 | 304 | 300 304 EMS - Chiller / Hotel or Motel | 0 | 0 | -315.625 | -320.25 | -354 | -420.25 | -455.5 | -486.25 | -454.75 | -493.25 | -505.25 | -502.25 | 0 | 0 | 0 | 0 | 0 | 0 | 0 | 0 | 0 | 0 | 0 | 0 | 0 | 0 | 0 | 0 | 0 | 0
10 | 300 | 305 | 300 305 Chiller Tune Up/Diagnostics / Hotel or Motel | 0 | 0 | -274.25 | -279.75 | -300.5 | -546.75 | -733.5 | -751.25 | -525.25 | -654.75 | -627.25 | -557.5 | 0 | 0 | 0 | 0 | 0 | 0 | 0 | 0 | 0 | 0 | 0 | 0 | 0 | 0 | 0 | 0 | 0 | 0
10 | 300 | 306 | 300 306 VSD for Chiller Pumps and Towers / Hotel or Motel | 0 | 0 | -298.25 | -302.375 | -334.25 | -396.5 | -429.75 | -458.75 | -429.25 | -465.25 | -476 | -474.25 | -503.25 | -518.5 | -518 | -539 | -579 | 0 | 0 | 0 | 0 | 0 | 0 | 0 | 0 | 0 | 0 | 0 | 0 | 0
10 | 300 | 307 | 300 307 EMS Optimization / Hotel or Motel | 0 | 0 | -143.375 | -145.875 | -161.25 | -187.75 | -201.75 | 0 | 0 | 0 | 0 | 0 | 0 | 0 | 0 | 0 | 0 | 0 | 0 | 0 | 0 | 0 | 0 | 0 | 0 | 0 | 0 | 0 | 0 | 0
10 | 300 | 308 | 300 308 Aerosole Duct Sealing / Hotel or Motel | 0 | 0 | -290 | -294.875 | -326.25 | -379.5 | -407 | -436 | -414.25 | -447.25 | -458.25 | -459.25 | -484.5 | -500.25 | -502.75 | -522 | -556.75 | 0 | 0 | 0 | 0 | 0 | 0 | 0 | 0 | 0 | 0 | 0 | 0 | 0
10 | 300 | 309 | 300 309 Duct/Pipe Insulation / Hotel or Motel | 0 | 0 | -57.625 | -59 | -64.75 | -77 | -83.25 | -88.75 | -83 | -89.75 | -92.25 | -92 | 0 | 0 | 0 | 0 | 0 | 0 | 0 | 0 | 0 | 0 | 0 | 0 | 0 | 0 | 0 | 0 | 0 | 0
10 | 300 | 311 | 300 311 Window Film (Standard) / Hotel or Motel | 0 | 0 | -175 | -178.125 | -193 | -273.25 | -324.75 | -339.25 | -278 | -320.5 | -319.5 | -303.75 | 0 | 0 | 0 | 0 | 0 | 0 | 0 | 0 | 0 | 0 | 0 | 0 | 0 | 0 | 0 | 0 | 0 | 0
10 | 300 | 313 | 300 313 Ceiling Insulation / Hotel or Motel | 0 | 0 | -416.375 | -423.5 | -456 | -792 | -1042.25 | -1071.25 | -767.5 | -945.25 | -911.25 | -818.5 | -958.75 | -951.5 | -903.25 | -970.25 | -1181.25 | -1037.5 | -1150.5 | -1160 | -1176 | -1145 | 0 | 0 | 0 | 0 | 0 | 0 | 0 | 0
10 | 300 | 314 | 300 314 Roof Insulation / Hotel or Motel | 0 | 0 | -145.75 | -148.375 | -161 | -222.25 | -261.25 | -273.75 | -227.5 | -260.75 | -261.25 | -249.75 | -275 | -278.75 | -271.25 | -286.5 | -324.75 | -320.25 | -326 | -332.5 | -340.5 | -343 | 0 | 0 | 0 | 0 | 0 | 0 | 0 | 0
10 | 300 | 317 | 300 317 Thermal Energy Storage (TES) Positive / Hotel or Motel | 0 | 0 | -428.625 | -423.625 | -463.25 | -556.75 | -580.25 | -617 | -582 | -633 | -661.5 | -663 | -694.75 | -722.25 | -707.25 | -738.75 | -786 | -822.5 | -802.5 | -826.5 | -852.5 | -880 | -910 | -932 | -991.5 | -990.5 | -984 | -1055.5 | -1092 | -1068
10 | 300 | 317 | 300 317 Thermal Energy Storage (TES) Negative / Hotel or Motel | 0 | 0 | 480.25 | 494.625 | 552.75 | 568.25 | 579.25 | 625.75 | 666.75 | 689.5 | 717.25 | 736.5 | 757.5 | 789.5 | 822 | 833.25 | 855.75 | 881.5 | 910 | 945 | 982 | 1018.5 | 1046 | 1082.5 | 1118.5 | 1150 | 1187 | 1225.5 | 1256.5 | 1281
10 | 320 | 321 | 320 321 DX Packaged System, EER=10.9, 10 tons / Hotel or Motel | 0 | 0 | -304.75 | -309.75 | -335.75 | -484.5 | -581.25 | -607.25 | -489.25 | -569 | -566.25 | -534.75 | -595 | -601.75 | -582.5 | -616.75 | -707.75 | 0 | 0 | 0 | 0 | 0 | 0 | 0 | 0 | 0 | 0 | 0 | 0 | 0
10 | 320 | 322 | 320 322 Hybrid Dessicant-DX System (Trane CDQ) / Hotel or Motel | 0 | 0 | -1781.625 | -1814.25 | -2008.25 | -2335.25 | -2505.5 | -2683.75 | -2550 | -2752.5 | -2821.25 | -2822 | -2979 | -3076.25 | -3095.25 | -3212.25 | -3425.75 | 0 | 0 | 0 | 0 | 0 | 0 | 0 | 0 | 0 | 0 | 0 | 0 | 0
10 | 320 | 323 | 320 323 Geothermal Heat Pump, EER=13, 10 tons / Hotel or Motel | 0 | 0 | -927 | -944 | -1045 | -1215.25 | -1303 | -1396 | -1327 | -1431.5 | -1467.25 | -1468.25 | -1550 | -1600 | -1610.5 | -1671.25 | -1782.25 | 0 | 0 | 0 | 0 | 0 | 0 | 0 | 0 | 0 | 0 | 0 | 0 | 0
10 | 320 | 326 | 320 326 DX Tune Up/ Advanced Diagnostics / Hotel or Motel | 0 | 0 | -241 | -245 | -269.25 | -338.25 | -378.75 | -401.25 | -358.5 | -396.5 | -403 | -394.5 | 0 | 0 | 0 | 0 | 0 | 0 | 0 | 0 | 0 | 0 | 0 | 0 | 0 | 0 | 0 | 0 | 0 | 0
10 | 320 | 327 | 320 327 DX Coil Cleaning / Hotel or Motel | 0 | 0 | -260.25 | -265.625 | -285.25 | -518.75 | -696 | 0 | 0 | 0 | 0 | 0 | 0 | 0 | 0 | 0 | 0 | 0 | 0 | 0 | 0 | 0 | 0 | 0 | 0 | 0 | 0 | 0 | 0 | 0
10 | 320 | 329 | 320 329 Aerosole Duct Sealing / Hotel or Motel | 0 | 0 | -460.25 | -468.5 | -518.75 | -603 | -647.5 | -692.5 | -659 | -710.5 | -729 | -729 | -770 | -794.5 | -799.25 | -829.75 | -885 | 0 | 0 | 0 | 0 | 0 | 0 | 0 | 0 | 0 | 0 | 0 | 0 | 0
10 | 320 | 330 | 320 330 Duct/Pipe Insulation / Hotel or Motel | 0 | 0 | -92.25 | -93.875 | -103.25 | -123.75 | -133.75 | -142.5 | -133 | -144 | -147.75 | -148 | 0 | 0 | 0 | 0 | 0 | 0 | 0 | 0 | 0 | 0 | 0 | 0 | 0 | 0 | 0 | 0 | 0 | 0
10 | 320 | 334 | 320 334 Ceiling Insulation / Hotel or Motel | 0 | 0 | -660.375 | -672.875 | -724 | -1258.25 | -1654.5 | -1701 | -1217.75 | -1501.25 | -1446.75 | -1299.25 | -1521.25 | -1511.25 | -1434.75 | -1541.25 | -1875.25 | -1649.25 | -1827.25 | -1842 | -1862.5 | -1818.5 | 0 | 0 | 0 | 0 | 0 | 0 | 0 | 0
10 | 320 | 335 | 320 335 Roof Insulation / Hotel or Motel | 0 | 0 | -233.625 | -237.875 | -258 | -359.75 | -423.25 | -443.5 | -367.25 | -421.5 | -421.75 | -401.75 | -442.75 | -450 | -437 | -460.75 | -523.25 | -517.5 | -525.75 | -535 | -549 | -551 | 0 | 0 | 0 | 0 | 0 | 0 | 0 | 0
10 | 340 | 344 | 340 344 Aerosole Duct Sealing / Hotel or Motel | 0 | 0 | -471.125 | -479.625 | -530.5 | -616.75 | -661.75 | -708.75 | -674 | -726.25 | -745.5 | -745.75 | -786.75 | -812.75 | -817.25 | -848.5 | -905 | 0 | 0 | 0 | 0 | 0 | 0 | 0 | 0 | 0 | 0 | 0 | 0 | 0
10 | 340 | 345 | 340 345 Duct/Pipe Insulation / Hotel or Motel | 0 | 0 | -94.125 | -95.75 | -105.25 | -125.75 | -136.5 | -145.25 | -135.75 | -147.25 | -150.75 | -151.25 | 0 | 0 | 0 | 0 | 0 | 0 | 0 | 0 | 0 | 0 | 0 | 0 | 0 | 0 | 0 | 0 | 0 | 0
10 | 340 | 349 | 340 349 Ceiling Insulation / Hotel or Motel | 0 | 0 | -675.625 | -688.25 | -740.75 | -1286.5 | -1691.75 | -1739 | -1245.25 | -1535 | -1479.5 | -1328 | -1556.5 | -1544.75 | -1466.75 | -1576 | -1918.5 | -1686.25 | -1868.75 | -1884 | -1904 | -1860 | 0 | 0 | 0 | 0 | 0 | 0 | 0 | 0
10 | 340 | 351 | 340 351 Cool Roof - DX / Hotel or Motel | 0 | 0 | -1243.75 | -1264.375 | -1371.75 | -1961.25 | -2341.5 | -2447.5 | -1982 | -2304.25 | -2292.5 | -2170.5 | -2411.25 | -2442.75 | -2367.5 | -2503 | -2865 | 0 | 0 | 0 | 0 | 0 | 0 | 0 | 0 | 0 | 0 | 0 | 0 | 0
10 | 360 | 361 | 360 361 HE PTAC, EER=9.6, 1 ton / Hotel or Motel | 0 | 0 | -857.625 | -871.5 | -944.75 | -1346 | -1602.75 | -1676.5 | -1363 | -1580.75 | -1574.25 | -1491.5 | -1655.25 | -1678.5 | -1626 | -1719 | -1964.75 | 0 | 0 | 0 | 0 | 0 | 0 | 0 | 0 | 0 | 0 | 0 | 0 | 0
10 | 400 | 402 | 400 402 Variable Speed Drive Control / Hotel or Motel | 0 | 0 | -206.375 | -210.125 | -232.5 | -270.25 | -290 | -310 | -295.25 | -318.25 | -326.25 | -326.25 | -344.75 | -355.5 | -357.5 | -371.25 | -396 | 0 | 0 | 0 | 0 | 0 | 0 | 0 | 0 | 0 | 0 | 0 | 0 | 0
10 | 400 | 403 | 400 403 Air Handler Optimization / Hotel or Motel | 0 | 0 | -65.25 | -66.5 | -73.5 | -85.5 | -91.75 | -97.75 | -93 | -100.5 | 0 | 0 | 0 | 0 | 0 | 0 | 0 | 0 | 0 | 0 | 0 | 0 | 0 | 0 | 0 | 0 | 0 | 0 | 0 | 0
10 | 400 | 404 | 400 404 Electronically Commutated Motors (ECM) on an Air Handler Unit / Hotel or Motel | 0 | 0 | -91.875 | -94.125 | -104 | -120.75 | -129.5 | -138 | -131.5 | -141.5 | -145.75 | -146.25 | -153.75 | -159 | -159.25 | -165.25 | -176.5 | 0 | 0 | 0 | 0 | 0 | 0 | 0 | 0 | 0 | 0 | 0 | 0 | 0
10 | 400 | 405 | 400 405 Demand Control Ventilation (DCV) / Hotel or Motel | 0 | 0 | -117 | -119.5 | -128.25 | -233.25 | -313 | -320.75 | -223.75 | -279 | -268 | -238.25 | -281.5 | -278 | -262.5 | -283.75 | -349.25 | 0 | 0 | 0 | 0 | 0 | 0 | 0 | 0 | 0 | 0 | 0 | 0 | 0
10 | 400 | 406 | 400 406 Energy Recovery Ventilation (ERV) / Hotel or Motel | 0 | 0 | -53.125 | -55.25 | -59 | -106.25 | -143.25 | -146.5 | -102.25 | -127.5 | -122.75 | -108.75 | -128.5 | -127.25 | -119.25 | -129 | -160 | -136.75 | -154.75 | -155 | -158.5 | -152.5 | 0 | 0 | 0 | 0 | 0 | 0 | 0 | 0
10 | 600 | 603 | 600 603 Heat Pump Water Heater (air source) / Hotel or Motel | 0 | 0 | -494.25 | -502.625 | -556.5 | -650.5 | -699.75 | -748 | -708.5 | -764.75 | -784.25 | -784.5 | -828.5 | -855.75 | -858.5 | -891.75 | -952.25 | 0 | 0 | 0 | 0 | 0 | 0 | 0 | 0 | 0 | 0 | 0 | 0 | 0
10 | 600 | 606 | 600 606 Demand controlled circulating systems / Hotel or Motel | 0 | 0 | -35 | -35.875 | -39.25 | -46 | -50.25 | -53 | -50 | -54.25 | -55.75 | -55.75 | -58.5 | -60.75 | -60 | -63 | -67.25 | 0 | 0 | 0 | 0 | 0 | 0 | 0 | 0 | 0 | 0 | 0 | 0 | 0
10 | 600 | 608 | 600 608 Heat Recovery Unit / Hotel or Motel | 0 | 0 | -541.75 | -551 | -609.5 | -712.75 | -767 | -819.75 | -776.5 | -838.5 | -860 | -859.25 | 0 | 0 | 0 | 0 | 0 | 0 | 0 | 0 | 0 | 0 | 0 | 0 | 0 | 0 | 0 | 0 | 0 | 0
10 | 600 | 609 | 600 609 Heat Trap / Hotel or Motel | 0 | 0 | -63.375 | -64.875 | -71.25 | -83.75 | -89.5 | -95.5 | -90.75 | -98 | -100.75 | -100.5 | 0 | 0 | 0 | 0 | 0 | 0 | 0 | 0 | 0 | 0 | 0 | 0 | 0 | 0 | 0 | 0 | 0 | 0
10 | 600 | 610 | 600 610 Hot Water Pipe Insulation / Hotel or Motel | 0 | 0 | -14.125 | -14.125 | -15.75 | -18.25 | -19.5 | -20.75 | -19.75 | -21.25 | -22 | -22.5 | -22.75 | -24 | -24 | -24.5 | -26.25 | 0 | 0 | 0 | 0 | 0 | 0 | 0 | 0 | 0 | 0 | 0 | 0 | 0
10 | 700 | 701 | 700 701 PC Manual Power Management Enabling / Hotel or Motel | 0 | 0 | -13.375 | -13.5 | -14.75 | -17.5 | 0 | 0 | 0 | 0 | 0 | 0 | 0 | 0 | 0 | 0 | 0 | 0 | 0 | 0 | 0 | 0 | 0 | 0 | 0 | 0 | 0 | 0 | 0 | 0
10 | 700 | 702 | 700 702 PC Network Power Management Enabling / Hotel or Motel | 0 | 0 | -13.375 | -13.5 | -14.75 | -17.5 | 0 | 0 | 0 | 0 | 0 | 0 | 0 | 0 | 0 | 0 | 0 | 0 | 0 | 0 | 0 | 0 | 0 | 0 | 0 | 0 | 0 | 0 | 0 | 0
10 | 710 | 711 | 710 711 Energy Star or Better Monitor / Hotel or Motel | 0 | 0 | -18.625 | -19.25 | -21.25 | -25 | 0 | 0 | 0 | 0 | 0 | 0 | 0 | 0 | 0 | 0 | 0 | 0 | 0 | 0 | 0 | 0 | 0 | 0 | 0 | 0 | 0 | 0 | 0 | 0
10 | 710 | 712 | 710 712 Monitor Power Management Enabling / Hotel or Motel | 0 | 0 | -12.5 | -12.5 | -13.75 | -16.5 | 0 | 0 | 0 | 0 | 0 | 0 | 0 | 0 | 0 | 0 | 0 | 0 | 0 | 0 | 0 | 0 | 0 | 0 | 0 | 0 | 0 | 0 | 0 | 0
10 | 730 | 732 | 730 732 Copier Power Management Enabling / Hotel or Motel | 0 | 0 | -2.625 | -3.25 | -3.25 | -3.75 | -4.25 | -4 | 0 | 0 | 0 | 0 | 0 | 0 | 0 | 0 | 0 | 0 | 0 | 0 | 0 | 0 | 0 | 0 | 0 | 0 | 0 | 0 | 0 | 0
10 | 740 | 741 | 740 741 Printer Power Management Enabling / Hotel or Motel | 0 | 0 | -18.375 | -19.125 | -21.25 | -25 | -26.75 | 0 | 0 | 0 | 0 | 0 | 0 | 0 | 0 | 0 | 0 | 0 | 0 | 0 | 0 | 0 | 0 | 0 | 0 | 0 | 0 | 0 | 0 | 0
10 | 800 | 801 | 800 801 Convection Oven / Hotel or Motel | 0 | 0 | -13.625 | -13.75 | -15.25 | -17.75 | -18.75 | -20.25 | -19.25 | -20.5 | -21.5 | -21.75 | 0 | 0 | 0 | 0 | 0 | 0 | 0 | 0 | 0 | 0 | 0 | 0 | 0 | 0 | 0 | 0 | 0 | 0
10 | 810 | 811 | 810 811 Efficient Fryer / Hotel or Motel | 0 | 0 | -0.875 | -1 | -1 | -1.25 | -1.5 | -1 | -1.25 | -1.25 | -1.25 | -1.5 | 0 | 0 | 0 | 0 | 0 | 0 | 0 | 0 | 0 | 0 | 0 | 0 | 0 | 0 | 0 | 0 | 0 | 0
10 | 900 | 901 | 900 901 Vending Misers (cooled machines only) / Hotel or Motel | 0 | 0 | -41.75 | -42.375 | -47 | -56.5 | -62 | -65.75 | -60.75 | -66.25 | -67.25 | -67.25 | 0 | 0 | 0 | 0 | 0 | 0 | 0 | 0 | 0 | 0 | 0 | 0 | 0 | 0 | 0 | 0 | 0 | 0
11 | 110 | 111 | 110 111 Premium T8, Elecctronic Ballast / Other | 0 | 0 | -307 | -311.625 | -341.25 | -444.25 | -506.75 | -534.75 | -465 | -521.75 | -526.25 | -510.75 | -555 | -567 | -557.5 | -584.5 | -648.5 | -648.25 | -659.75 | -674.5 | -691.5 | -701.5 | -717.5 | -730 | -784 | -769.5 | -779 | -846 | 0 | 0
11 | 110 | 114 | 110 114 Continuous Dimming / Other | 0 | 0 | -653.625 | -664.25 | -733 | -881.5 | -962.5 | -1025 | -948.75 | -1034.25 | -1056.25 | -1047.75 | -1115.5 | -1148.25 | -1145.75 | -1193.25 | -1288 | -1309.75 | -1326 | -1364 | -1402.5 | 0 | 0 | 0 | 0 | 0 | 0 | 0 | 0 | 0
11 | 110 | 115 | 110 115 Lighting Control Tuneup / Other | 0 | 0 | -68 | -69.125 | -76.25 | -92 | -100.25 | -106.75 | 0 | 0 | 0 | 0 | 0 | 0 | 0 | 0 | 0 | 0 | 0 | 0 | 0 | 0 | 0 | 0 | 0 | 0 | 0 | 0 | 0 | 0
11 | 120 | 121 | 120 121 ROB Premium T8, 1EB / Other | 0 | 0 | -132.75 | -135.125 | -147.5 | -191.75 | -218.5 | -231.25 | -200.5 | -225 | -227.25 | -221 | -239.5 | -244.75 | -240.5 | -253.25 | -280.25 | -279.5 | -285.5 | -291 | -300 | -303.5 | -309.5 | -315.5 | -339 | -332.5 | -336 | -365.5 | 0 | 0
11 | 120 | 122 | 120 122 ROB Premium T8, EB, Reflector / Other | 0 | 0 | -535.5 | -544.375 | -595.5 | -775.75 | -884 | -934 | -811 | -910.5 | -919 | -891.25 | -967.75 | -989 | -973.5 | -1020.5 | -1132.25 | -1132.75 | -1149.75 | -1176.5 | -1208.5 | -1225 | -1252.5 | -1273.5 | -1368 | -1342 | -1361 | -1477.5 | 0 | 0
11 | 120 | 123 | 120 123 Occupancy Sensor / Other | 0 | 0 | -170.875 | -174 | -189.25 | -249.5 | -286.5 | -302 | -260.75 | -293 | -295.75 | -285.5 | -311 | -317.25 | -311.75 | -327.5 | -364.75 | 0 | 0 | 0 | 0 | 0 | 0 | 0 | 0 | 0 | 0 | 0 | 0 | 0
11 | 120 | 124 | 120 124 Lighting Control Tuneup / Other | 0 | 0 | -41.5 | -42.125 | -46.75 | -56 | -61.25 | -65 | 0 | 0 | 0 | 0 | 0 | 0 | 0 | 0 | 0 | 0 | 0 | 0 | 0 | 0 | 0 | 0 | 0 | 0 | 0 | 0 | 0 | 0
11 | 130 | 131 | 130 131 CFL Screw-in 18W / Other | 0 | 0 | -2460.875 | -2502.75 | -2724.25 | 0 | 0 | 0 | 0 | 0 | 0 | 0 | 0 | 0 | 0 | 0 | 0 | 0 | 0 | 0 | 0 | 0 | 0 | 0 | 0 | 0 | 0 | 0 | 0 | 0
11 | 150 | 151 | 150 151 PSMH, 250W, magnetic ballast / Other | 0 | 0 | -533.875 | -542.625 | -598.75 | -720.25 | -786 | -837.5 | -775 | -845.25 | -863.5 | -855.75 | -911.5 | -937.75 | -936 | -974.75 | -1052.25 | -1069.5 | -1083.75 | 0 | 0 | 0 | 0 | 0 | 0 | 0 | 0 | 0 | 0 | 0
11 | 150 | 152 | 150 152 PSMH, 250 W, electronic ballast / Other | 0 | 0 | -617.375 | -627.75 | -692 | -831.75 | -908.5 | -968.5 | -895.75 | -977.5 | -997.75 | -990 | -1054 | -1084 | -1082 | -1127 | -1216.5 | -1237.25 | -1252.75 | 0 | 0 | 0 | 0 | 0 | 0 | 0 | 0 | 0 | 0 | 0
11 | 150 | 153 | 150 153 High Bay T5 / Other | 0 | 0 | -741.25 | -754 | -824.75 | -1073.5 | -1224.75 | -1292.75 | -1122.5 | -1261.5 | -1272.75 | -1234 | -1340.5 | -1369.25 | -1348 | -1414 | -1568.25 | -1569 | -1591.5 | 0 | 0 | 0 | 0 | 0 | 0 | 0 | 0 | 0 | 0 | 0
11 | 160 | 161 | 160 161 LED Exit Sign / Other | 0 | 0 | -1.875 | -2.125 | -1.75 | -2.75 | -3.25 | -2.5 | -2.5 | -2 | -3 | -2.75 | -3.25 | -3 | -2.5 | -3 | -3.75 | -3.75 | 0 | 0 | 0 | 0 | 0 | 0 | 0 | 0 | 0 | 0 | 0 | 0
11 | 200 | 201 | 200 201 High Pressure Sodium 250W Lamp / Other | 0 | 0 | -194 | -197.625 | -218.75 | -254.25 | -272.5 | 0 | 0 | 0 | 0 | 0 | 0 | 0 | 0 | 0 | 0 | 0 | 0 | 0 | 0 | 0 | 0 | 0 | 0 | 0 | 0 | 0 | 0 | 0
11 | 200 | 202 | 200 202 Outdoor Lighting Controls (Photocell/Timeclock) / Other | 0 | 0 | -153.25 | -156.25 | -173 | -201.25 | -215.25 | 0 | 0 | 0 | 0 | 0 | 0 | 0 | 0 | 0 | 0 | 0 | 0 | 0 | 0 | 0 | 0 | 0 | 0 | 0 | 0 | 0 | 0 | 0
11 | 210 | 211 | 210 211 Outdoor Lighting Controls (Photocell/Timeclock) / Other | 0 | 0 | -83.375 | -84.875 | -94 | -109 | -117.75 | 0 | 0 | 0 | 0 | 0 | 0 | 0 | 0 | 0 | 0 | 0 | 0 | 0 | 0 | 0 | 0 | 0 | 0 | 0 | 0 | 0 | 0 | 0
11 | 300 | 301 | 300 301 Centrifugal Chiller, 0.51 kW/ton, 500 tons / Other | 0 | 0 | -153 | -155.25 | -170 | -222 | -254.75 | -267.75 | -232 | -260.5 | -262.75 | -255.25 | -277 | -283 | -277.5 | -292 | -324.25 | -323.25 | -329.25 | -336 | -346 | -351 | 0 | 0 | 0 | 0 | 0 | 0 | 0 | 0
11 | 300 | 302 | 300 302 High Efficiency Chiller Motors / Other | 0 | 0 | -37.5 | -38.5 | -42.75 | -51.25 | -56.5 | -59.25 | -55 | -60.25 | -61.5 | -61 | -64.5 | -66.75 | -65.5 | -68.25 | -74.5 | -75.25 | -77 | -78.5 | -82 | -83.5 | 0 | 0 | 0 | 0 | 0 | 0 | 0 | 0
11 | 300 | 304 | 300 304 EMS - Chiller / Other | 0 | 0 | -131.125 | -132.875 | -147 | -177 | -193.5 | -206 | -190.25 | -208 | -212.25 | -210.5 | 0 | 0 | 0 | 0 | 0 | 0 | 0 | 0 | 0 | 0 | 0 | 0 | 0 | 0 | 0 | 0 | 0 | 0
11 | 300 | 305 | 300 305 Chiller Tune Up/Diagnostics / Other | 0 | 0 | -113.375 | -115.875 | -124.25 | -226.25 | -303.75 | -310.75 | -217.5 | -269.75 | -258.75 | -230 | 0 | 0 | 0 | 0 | 0 | 0 | 0 | 0 | 0 | 0 | 0 | 0 | 0 | 0 | 0 | 0 | 0 | 0
11 | 300 | 306 | 300 306 VSD for Chiller Pumps and Towers / Other | 0 | 0 | -123.625 | -125.75 | -138.25 | -166.75 | -182.75 | -194.75 | -180 | -195.75 | -199.75 | -199 | -211.75 | -217.25 | -216.25 | -225.5 | -244 | 0 | 0 | 0 | 0 | 0 | 0 | 0 | 0 | 0 | 0 | 0 | 0 | 0
11 | 300 | 307 | 300 307 EMS Optimization / Other | 0 | 0 | -59.125 | -60.875 | -66.75 | -77.5 | -83 | 0 | 0 | 0 | 0 | 0 | 0 | 0 | 0 | 0 | 0 | 0 | 0 | 0 | 0 | 0 | 0 | 0 | 0 | 0 | 0 | 0 | 0 | 0
11 | 300 | 308 | 300 308 Aerosole Duct Sealing / Other | 0 | 0 | -119.5 | -122.125 | -135 | -156.25 | -168 | -179.75 | -171 | -184.25 | -189.75 | -189.5 | -199.5 | -206.5 | -207.5 | -215.25 | -229.25 | 0 | 0 | 0 | 0 | 0 | 0 | 0 | 0 | 0 | 0 | 0 | 0 | 0
11 | 300 | 309 | 300 309 Duct/Pipe Insulation / Other | 0 | 0 | -24.125 | -24.5 | -27 | -32.5 | -35.25 | -37.25 | -35.25 | -37.75 | -39.25 | -39.25 | 0 | 0 | 0 | 0 | 0 | 0 | 0 | 0 | 0 | 0 | 0 | 0 | 0 | 0 | 0 | 0 | 0 | 0
11 | 300 | 311 | 300 311 Window Film (Standard) / Other | 0 | 0 | -71.625 | -72.875 | -79 | -112.25 | -133 | -139 | -113.75 | -131.25 | -131.25 | -124 | 0 | 0 | 0 | 0 | 0 | 0 | 0 | 0 | 0 | 0 | 0 | 0 | 0 | 0 | 0 | 0 | 0 | 0
11 | 300 | 313 | 300 313 Ceiling Insulation / Other | 0 | 0 | -172.125 | -175.5 | -188.5 | -327.25 | -431 | -442.5 | -317.25 | -391 | -376.75 | -338.5 | -395.5 | -393.25 | -372.25 | -400.75 | -488 | -428.75 | -475.5 | -479.5 | -488 | -474.5 | 0 | 0 | 0 | 0 | 0 | 0 | 0 | 0
11 | 300 | 314 | 300 314 Roof Insulation / Other | 0 | 0 | -61.25 | -62.5 | -67.75 | -95.75 | -114.25 | -119 | -97.75 | -112 | -112.25 | -106.25 | -118 | -119.5 | -115.25 | -122.25 | -140.25 | -136.5 | -139.75 | -142.5 | -146 | -146.5 | 0 | 0 | 0 | 0 | 0 | 0 | 0 | 0
11 | 300 | 317 | 300 317 Thermal Energy Storage (TES) Positive / Other | 0 | 0 | -202.5 | -200.625 | -218 | -262.5 | -274.25 | -290.5 | -275.25 | -298.5 | -312.5 | -312.75 | -327.75 | -340.25 | -333.5 | -348.25 | -370.5 | -388.25 | -378.5 | -389 | -402 | -418.5 | -429.5 | -440 | -468.5 | -466.5 | -464 | -498 | -514 | -503
11 | 300 | 317 | 300 317 Thermal Energy Storage (TES) Negative / Other | 0 | 0 | 217 | 223 | 249.25 | 256.5 | 261.25 | 281.25 | 300.5 | 311.5 | 324 | 332.5 | 342.25 | 356.75 | 372.75 | 376.75 | 386.25 | 398.25 | 410.75 | 427.5 | 443.5 | 459 | 472.5 | 489 | 504.5 | 519.5 | 536.5 | 554 | 567.5 | 580
11 | 320 | 321 | 320 321 DX Packaged System, EER=10.9, 10 tons / Other | 0 | 0 | -126.125 | -128.375 | -138.5 | -200 | -240.25 | -250.5 | -202.5 | -234.75 | -233.5 | -220.75 | -246.25 | -248.75 | -240.5 | -254.5 | -292 | 0 | 0 | 0 | 0 | 0 | 0 | 0 | 0 | 0 | 0 | 0 | 0 | 0
11 | 320 | 322 | 320 322 Hybrid Dessicant-DX System (Trane CDQ) / Other | 0 | 0 | -739.375 | -752.375 | -832.5 | -970.75 | -1042 | -1115.25 | -1058.75 | -1142.25 | -1171 | -1171.5 | -1237.25 | -1277.5 | -1284 | -1333.25 | -1423 | 0 | 0 | 0 | 0 | 0 | 0 | 0 | 0 | 0 | 0 | 0 | 0 | 0
11 | 320 | 323 | 320 323 Geothermal Heat Pump, EER=13, 10 tons / Other | 0 | 0 | -384.875 | -391.625 | -433.25 | -504.75 | -542.75 | -580.75 | -551 | -594 | -609.25 | -610 | -643.75 | -664.5 | -667.75 | -693 | -740.75 | 0 | 0 | 0 | 0 | 0 | 0 | 0 | 0 | 0 | 0 | 0 | 0 | 0
11 | 320 | 326 | 320 326 DX Tune Up/ Advanced Diagnostics / Other | 0 | 0 | -101 | -102.75 | -112.5 | -144.25 | -163.5 | -172.5 | -151.25 | -169.25 | -171.25 | -167 | 0 | 0 | 0 | 0 | 0 | 0 | 0 | 0 | 0 | 0 | 0 | 0 | 0 | 0 | 0 | 0 | 0 | 0
11 | 320 | 327 | 320 327 DX Coil Cleaning / Other | 0 | 0 | -107.625 | -109.875 | -117.5 | -214.5 | -287.75 | 0 | 0 | 0 | 0 | 0 | 0 | 0 | 0 | 0 | 0 | 0 | 0 | 0 | 0 | 0 | 0 | 0 | 0 | 0 | 0 | 0 | 0 | 0
11 | 320 | 329 | 320 329 Aerosole Duct Sealing / Other | 0 | 0 | -190.5 | -193.875 | -214.75 | -249.5 | -267.5 | -286.75 | -272.5 | -293.5 | -301.5 | -302 | -318 | -328.5 | -330 | -342.5 | -366.25 | 0 | 0 | 0 | 0 | 0 | 0 | 0 | 0 | 0 | 0 | 0 | 0 | 0
11 | 320 | 330 | 320 330 Duct/Pipe Insulation / Other | 0 | 0 | -37.75 | -38.875 | -43.25 | -51.75 | -57 | -60 | -55.5 | -60.75 | -61.75 | -61.5 | 0 | 0 | 0 | 0 | 0 | 0 | 0 | 0 | 0 | 0 | 0 | 0 | 0 | 0 | 0 | 0 | 0 | 0
11 | 320 | 334 | 320 334 Ceiling Insulation / Other | 0 | 0 | -273.625 | -278.625 | -299.75 | -520.75 | -684.5 | -703.25 | -504.75 | -620.5 | -599.25 | -537.75 | -629.75 | -625 | -593 | -637 | -775.25 | -681.5 | -755.25 | -761 | -775 | -752.5 | 0 | 0 | 0 | 0 | 0 | 0 | 0 | 0
11 | 320 | 335 | 320 335 Roof Insulation / Other | 0 | 0 | -101.125 | -103.5 | -111 | -201.75 | -271 | -277.75 | -194.5 | -241.5 | -232 | -206.25 | -244 | -240.25 | -227 | -245 | -302.25 | -259.25 | -293.25 | -294 | -299.5 | -288 | 0 | 0 | 0 | 0 | 0 | 0 | 0 | 0
11 | 340 | 344 | 340 344 Aerosole Duct Sealing / Other | 0 | 0 | -194.75 | -198.125 | -219.5 | -254.75 | -273.5 | -292.75 | -278.25 | -300 | -307.75 | -308.75 | -325 | -335.75 | -337.5 | -350 | -373.5 | 0 | 0 | 0 | 0 | 0 | 0 | 0 | 0 | 0 | 0 | 0 | 0 | 0
11 | 340 | 345 | 340 345 Duct/Pipe Insulation / Other | 0 | 0 | -38.625 | -40.125 | -44.25 | -52.5 | -58 | -61.25 | -56.75 | -62.25 | -63 | -62.5 | 0 | 0 | 0 | 0 | 0 | 0 | 0 | 0 | 0 | 0 | 0 | 0 | 0 | 0 | 0 | 0 | 0 | 0
11 | 340 | 349 | 340 349 Ceiling Insulation / Other | 0 | 0 | -279.375 | -284.625 | -306 | -531.75 | -699.75 | -719 | -516 | -634 | -611.5 | -549.75 | -643.25 | -638.75 | -606.5 | -651 | -792.5 | -696.5 | -771.25 | -778.5 | -791.5 | -768.5 | 0 | 0 | 0 | 0 | 0 | 0 | 0 | 0
11 | 340 | 351 | 340 351 Cool Roof - DX / Other | 0 | 0 | -523.75 | -531.625 | -576.5 | -824.5 | -984.75 | -1029 | -834.75 | -968.75 | -965 | -913 | -1013.75 | -1027.25 | -995 | -1052.25 | -1204.25 | 0 | 0 | 0 | 0 | 0 | 0 | 0 | 0 | 0 | 0 | 0 | 0 | 0
11 | 360 | 361 | 360 361 HE PTAC, EER=9.6, 1 ton / Other | 0 | 0 | -354.25 | -360.25 | -390.75 | -556.25 | -662.5 | -693 | -564.25 | -652.75 | -650 | -616.5 | -683.5 | -692.75 | -672 | -709.5 | -812.25 | 0 | 0 | 0 | 0 | 0 | 0 | 0 | 0 | 0 | 0 | 0 | 0 | 0
11 | 400 | 403 | 400 403 Air Handler Optimization / Other | 0 | 0 | -53.125 | -54.5 | -60 | -69.75 | -75 | -79.75 | -76 | -82 | 0 | 0 | 0 | 0 | 0 | 0 | 0 | 0 | 0 | 0 | 0 | 0 | 0 | 0 | 0 | 0 | 0 | 0 | 0 | 0
11 | 400 | 404 | 400 404 Electronically Commutated Motors (ECM) on an Air Handler Unit / Other | 0 | 0 | -74.75 | -76.375 | -84.75 | -98.25 | -105.5 | -112.5 | -107.25 | -115.75 | -119 | -119.5 | -125.5 | -129.25 | -130.25 | -135 | -143.75 | 0 | 0 | 0 | 0 | 0 | 0 | 0 | 0 | 0 | 0 | 0 | 0 | 0
11 | 400 | 405 | 400 405 Demand Control Ventilation (DCV) / Other | 0 | 0 | -95.375 | -98 | -105 | -191.25 | -256.5 | -262 | -183.75 | -228 | -219.25 | -195.25 | -230.75 | -226.75 | -215 | -232 | -285 | 0 | 0 | 0 | 0 | 0 | 0 | 0 | 0 | 0 | 0 | 0 | 0 | 0
11 | 400 | 406 | 400 406 Energy Recovery Ventilation (ERV) / Other | 0 | 0 | -43.75 | -45 | -48 | -87 | -117.25 | -119.75 | -84 | -104 | -100 | -89.25 | -104.75 | -103.75 | -97.75 | -105 | -129.75 | -111.5 | -127 | -126.5 | -129.5 | -124.5 | 0 | 0 | 0 | 0 | 0 | 0 | 0 | 0
11 | 600 | 603 | 600 603 Heat Pump Water Heater (air source) / Other | 0 | 0 | -121.5 | -123.375 | -136 | -161.25 | -173.5 | -185.5 | -174.5 | -188.5 | -193.75 | -193 | -204.5 | -210.75 | -210.5 | -218.5 | -235.5 | 0 | 0 | 0 | 0 | 0 | 0 | 0 | 0 | 0 | 0 | 0 | 0 | 0
11 | 600 | 604 | 600 604 Solar Water Heater / Other | 0 | 0 | -121.125 | -123.25 | -135.75 | -160.25 | -173.25 | -184.75 | -174.25 | -188.5 | -193 | -192.75 | -204.25 | -210.75 | -210.25 | -218 | -234.5 | -240 | -242 | -249.5 | -257.5 | -264 | 0 | 0 | 0 | 0 | 0 | 0 | 0 | 0
11 | 600 | 606 | 600 606 Demand controlled circulating systems / Other | 0 | 0 | -8.75 | -9 | -9.75 | -12 | -12.75 | -13 | -12.25 | -13 | -14 | -14 | -14 | -14.5 | -14.25 | -15.25 | -16.75 | 0 | 0 | 0 | 0 | 0 | 0 | 0 | 0 | 0 | 0 | 0 | 0 | 0
11 | 600 | 608 | 600 608 Heat Recovery Unit / Other | 0 | 0 | -133 | -135.25 | -149.5 | -176.5 | -190.75 | -204 | -191.5 | -207 | -212.75 | -211.75 | 0 | 0 | 0 | 0 | 0 | 0 | 0 | 0 | 0 | 0 | 0 | 0 | 0 | 0 | 0 | 0 | 0 | 0
11 | 600 | 609 | 600 609 Heat Trap / Other | 0 | 0 | -15.875 | -15.625 | -17.75 | -21 | -22.75 | -23.75 | -22.5 | -24.25 | -25 | -24.75 | 0 | 0 | 0 | 0 | 0 | 0 | 0 | 0 | 0 | 0 | 0 | 0 | 0 | 0 | 0 | 0 | 0 | 0
11 | 600 | 610 | 600 610 Hot Water Pipe Insulation / Other | 0 | 0 | -3.25 | -3.875 | -3.75 | -5 | -5.5 | -5 | -5 | -5 | -5.5 | -5.5 | -5.5 | -5.75 | -5.5 | -6 | -6.25 | 0 | 0 | 0 | 0 | 0 | 0 | 0 | 0 | 0 | 0 | 0 | 0 | 0
11 | 700 | 701 | 700 701 PC Manual Power Management Enabling / Other | 0 | 0 | -41.875 | -43 | -45.75 | -77 | 0 | 0 | 0 | 0 | 0 | 0 | 0 | 0 | 0 | 0 | 0 | 0 | 0 | 0 | 0 | 0 | 0 | 0 | 0 | 0 | 0 | 0 | 0 | 0
11 | 700 | 702 | 700 702 PC Network Power Management Enabling / Other | 0 | 0 | -41.875 | -43 | -45.75 | -77 | 0 | 0 | 0 | 0 | 0 | 0 | 0 | 0 | 0 | 0 | 0 | 0 | 0 | 0 | 0 | 0 | 0 | 0 | 0 | 0 | 0 | 0 | 0 | 0
11 | 710 | 711 | 710 711 Energy Star or Better Monitor / Other | 0 | 0 | -60 | -61.5 | -66.25 | -111 | 0 | 0 | 0 | 0 | 0 | 0 | 0 | 0 | 0 | 0 | 0 | 0 | 0 | 0 | 0 | 0 | 0 | 0 | 0 | 0 | 0 | 0 | 0 | 0
11 | 710 | 712 | 710 712 Monitor Power Management Enabling / Other | 0 | 0 | -39.375 | -40.25 | -43 | -72.25 | 0 | 0 | 0 | 0 | 0 | 0 | 0 | 0 | 0 | 0 | 0 | 0 | 0 | 0 | 0 | 0 | 0 | 0 | 0 | 0 | 0 | 0 | 0 | 0
11 | 720 | 721 | 720 721 Energy Star or Better Monitor / Other | 0 | 0 | 0 | 0 | 0 | 0 | 0 | 0 | 0 | 0 | 0 | 0 | 0 | 0 | 0 | 0 | 0 | 0 | 0 | 0 | 0 | 0 | 0 | 0 | 0 | 0 | 0 | 0 | 0 | 0
11 | 720 | 722 | 720 722 Monitor Power Management Enabling / Other | 0 | 0 | 0 | 0 | 0 | 0 | 0 | 0 | 0 | 0 | 0 | 0 | 0 | 0 | 0 | 0 | 0 | 0 | 0 | 0 | 0 | 0 | 0 | 0 | 0 | 0 | 0 | 0 | 0 | 0
11 | 730 | 731 | 730 731 Energy Star or Better Copier / Other | 0 | 0 | -9.25 | -9.375 | -10 | -16.75 | -22 | -22.25 | 0 | 0 | 0 | 0 | 0 | 0 | 0 | 0 | 0 | 0 | 0 | 0 | 0 | 0 | 0 | 0 | 0 | 0 | 0 | 0 | 0 | 0
11 | 730 | 732 | 730 732 Copier Power Management Enabling / Other | 0 | 0 | -7.625 | -7.875 | -8.5 | -14.25 | -18.25 | -18 | 0 | 0 | 0 | 0 | 0 | 0 | 0 | 0 | 0 | 0 | 0 | 0 | 0 | 0 | 0 | 0 | 0 | 0 | 0 | 0 | 0 | 0
11 | 740 | 741 | 740 741 Printer Power Management Enabling / Other | 0 | 0 | -42.875 | -43.125 | -46.25 | -78.25 | -101.5 | 0 | 0 | 0 | 0 | 0 | 0 | 0 | 0 | 0 | 0 | 0 | 0 | 0 | 0 | 0 | 0 | 0 | 0 | 0 | 0 | 0 | 0 | 0
11 | 800 | 801 | 800 801 Convection Oven / Other | 0 | 0 | -4 | -4 | -4.25 | -5.5 | -5.5 | -5.25 | -5.75 | -5.5 | -5.75 | -6.25 | 0 | 0 | 0 | 0 | 0 | 0 | 0 | 0 | 0 | 0 | 0 | 0 | 0 | 0 | 0 | 0 | 0 | 0
11 | 900 | 901 | 900 901 Vending Misers (cooled machines only) / Other | 0 | 0 | -12.875 | -13.125 | -14.75 | -17.25 | -18.25 | -19 | -18 | -19.75 | -20.25 | -21 | 0 | 0 | 0 | 0 | 0 | 0 | 0 | 0 | 0 | 0 | 0 | 0 | 0 | 0 | 0 | 0 | 0 | 0
12 | 100 | 125 | 100 125 LED Linear Tube 22W / All | 0 | 0 | -7 | -7 | -7.5 | -10 | -11.5 | -11.5 | -10.75 | -10.75 | -11.25 | -11.5 | -12 | -12.25 | -11 | -12.5 | -13.5 | -14 | -14 | -14 | -15.5 | -16 | -15 | -15.5 | -17.5 | -16.5 | -16.5 | -18 | -18 | -18
12 | 100 | 132 | 100 132 Flood LED 14W / All | 0 | 0 | -6.75 | -6.875 | -7.25 | -10 | -11.25 | -11 | -10.25 | -10.5 | -11 | -11 | -11.75 | -12 | -10.75 | -12.5 | -13.5 | -13.75 | -14 | -13.5 | -15.5 | -15.5 | -14.5 | -15 | -17 | -16.5 | -17 | -17.5 | -18 | -17.5
12 | 100 | 146 | 100 146 LED (12-Watt) / All | 0 | 0 | -1.625 | -2 | -2 | -3.25 | -4.25 | -4 | -3.5 | -3.25 | -3.5 | -3.5 | -3.5 | -3.75 | -2.5 | -3.75 | -4.5 | -4 | -4.75 | -4.5 | -5.5 | -4.5 | -5 | -4.5 | -5.5 | -4.5 | -4 | -5 | -5 | 0
12 | 100 | 154 | 100 154 LED High Bay 83W (400W equivalent) / All | 0 | 0 | -52.375 | -53.625 | -58.75 | -76.25 | -86.5 | -90.75 | -79.5 | -88.75 | -89.5 | -87.5 | -94.75 | -97 | -95.25 | -99.5 | -110.75 | -110.5 | -112.25 | -114.5 | -119 | -120.5 | -122.5 | -125 | -134.5 | -132.5 | -133 | -144.5 | -146.5 | -149
12 | 200 | 203 | 200 203 Outdoor LED 104W / All | 0 | 0 | -47.25 | -48.25 | -53 | -64.25 | -69.75 | -74 | -68.75 | -74.75 | -76.5 | -75.75 | -80.75 | -83 | -82.25 | -86.25 | -92.75 | -94.75 | -95.75 | -98 | -102 | -104 | -106.5 | -109.5 | -115.5 | 0 | 0 | 0 | 0 | 0
12 | 300 | 337 | 300 337 Run Time Optimizer / All | 0 | 0 | -521.5 | -529.375 | -585.25 | -692.25 | -747.5 | -798.75 | -749.5 | -812.5 | -832 | -829.5 | -878.5 | -905.75 | -907 | -943 | -1011.25 | 0 | 0 | 0 | 0 | 0 | 0 | 0 | 0 | 0 | 0 | 0 | 0 | 0
12 | 300 | 338 | 300 338 dehumidification hybrid desiccant heat pump / All | 0 | 0 | -365.125 | -371.75 | -405.5 | -538.25 | -620.75 | -653 | -558.75 | -632.25 | -636 | -614 | -669.5 | -682.75 | -669.5 | -703.5 | -785.75 | 0 | 0 | 0 | 0 | 0 | 0 | 0 | 0 | 0 | 0 | 0 | 0 | 0
12 | 800 | 518 | 800 518 Ice Machine / All | 0 | 0 | -84.25 | -85.875 | -94.75 | -110.5 | -118.75 | -126.5 | -120.75 | -129.5 | -134 | -134 | 0 | 0 | 0 | 0 | 0 | 0 | 0 | 0 | 0 | 0 | 0 | 0 | 0 | 0 | 0 | 0 | 0 | 0
12 | 600 | 611 | 600 611 0.5 Faucet Aerator (DI) - Commercial / All | 0 | 0 | -8.375 | -9 | -9.25 | -11.5 | -12.25 | -12.5 | -11.75 | -12.25 | -13 | -13.5 | 0 | 0 | 0 | 0 | 0 | 0 | 0 | 0 | 0 | 0 | 0 | 0 | 0 | 0 | 0 | 0 | 0 | 0
12 | 600 | 612 | 600 612 1.0 gpm Faucet Aerator (DI) -Commercial / All | 0 | 0 | -6 | -6.375 | -6.75 | -8.5 | -9 | -8.75 | -8 | -8.5 | -9.25 | -9.25 | 0 | 0 | 0 | 0 | 0 | 0 | 0 | 0 | 0 | 0 | 0 | 0 | 0 | 0 | 0 | 0 | 0 | 0
12 | 600 | 613 | 600 613 1.5 gpm Shower Head (DI) - Commercial / All | 0 | 0 | -29.375 | -30.25 | -33.5 | -38.75 | -41.5 | -43.25 | -42.25 | -45 | -46.5 | -46.5 | 0 | 0 | 0 | 0 | 0 | 0 | 0 | 0 | 0 | 0 | 0 | 0 | 0 | 0 | 0 | 0 | 0 | 0
12 | 800 | 812 | 800 812 Griddle / All | 0 | 0 | -122 | -124.25 | -136.75 | -165.75 | -182.5 | -194.25 | -178.25 | -194.75 | -198.75 | -196.5 | 0 | 0 | 0 | 0 | 0 | 0 | 0 | 0 | 0 | 0 | 0 | 0 | 0 | 0 | 0 | 0 | 0 | 0
12 | 800 | 813 | 800 813 Steamer / All | 0 | 0 | -2923.125 | -2975.375 | -3272 | -4057.75 | -4511.5 | -4792.5 | -4319.25 | -4774.5 | -4847.75 | -4765.75 | 0 | 0 | 0 | 0 | 0 | 0 | 0 | 0 | 0 | 0 | 0 | 0 | 0 | 0 | 0 | 0 | 0 | 0
12 | 800 | 814 | 800 814 Holding Cabinet / All | 0 | 0 | -315.125 | -319.75 | -353.25 | -425.5 | -464 | -494.75 | -457.25 | -499 | -509.75 | -505 | 0 | 0 | 0 | 0 | 0 | 0 | 0 | 0 | 0 | 0 | 0 | 0 | 0 | 0 | 0 | 0 | 0 | 0
12 | 700 | 910 | 700 910 Server Virtualization / All | 0 | 0 | -973.75 | -991.125 | -1097.25 | -1275.75 | 0 | 0 | 0 | 0 | 0 | 0 | 0 | 0 | 0 | 0 | 0 | 0 | 0 | 0 | 0 | 0 | 0 | 0 | 0 | 0 | 0 | 0 | 0 | 0

## Revenue Change
Building # | Base # | Measure # | Measure Name | 2013 | 2014 | 2015 | 2016 | 2017 | 2018 | 2019 | 2020 | 2021 | 2022 | 2023 | 2024 | 2025 | 2026 | 2027 | 2028 | 2029 | 2030 | 2031 | 2032 | 2033 | 2034 | 2035 | 2036 | 2037 | 2038 | 2039 | 2040 | 2041 | 2042
1 | 110 | 111 | 110 111 Premium T8, Elecctronic Ballast / Office | 0 | 0 | -966.4869 | -957.9619 | -1025.588 | -1065.403 | -1128.82 | -1143.433 | -1178.93 | -1203.939 | -1213.399 | -1209.839 | -1203.941 | -1201.315 | -1239.524 | -1270.079 | -1280.192 | -1311.764 | -1337.234 | -1348.193 | -1361.867 | -1376.859 | 0 | 0 | 0 | 0 | 0 | 0 | 0 | 0
1 | 110 | 112 | 110 112 Premium T8, EB, Reflector / Office | 0 | 0 | -1999.201 | -1981.581 | -2121.467 | -2203.826 | -2335.008 | -2365.234 | -2438.662 | -2490.394 | -2509.962 | -2502.598 | -2490.404 | -2484.969 | -2564.015 | -2627.188 | -2648.126 | -2713.431 | -2766.12 | -2788.786 | -2817.074 | -2848.087 | 0 | 0 | 0 | 0 | 0 | 0 | 0 | 0
1 | 110 | 113 | 110 113 Occupancy Sensor / Office | 0 | 0 | -1319.878 | -1308.236 | -1400.589 | -1454.963 | -1541.568 | -1561.524 | -1610 | -1644.153 | -1657.072 | -1652.211 | -1644.159 | 0 | 0 | 0 | 0 | 0 | 0 | 0 | 0 | 0 | 0 | 0 | 0 | 0 | 0 | 0 | 0 | 0
1 | 110 | 114 | 110 114 Continuous Dimming / Office | 0 | 0 | -2147.484 | -2128.543 | -2278.809 | -2367.271 | -2508.177 | -2540.646 | -2619.523 | -2675.092 | -2696.112 | -2688.202 | -2675.093 | -2669.264 | -2754.162 | -2822.034 | 0 | 0 | 0 | 0 | 0 | 0 | 0 | 0 | 0 | 0 | 0 | 0 | 0 | 0
1 | 110 | 115 | 110 115 Lighting Control Tuneup / Office | 0 | 0 | -222.5592 | -220.5963 | -236.1687 | -245.3372 | -259.9404 | -263.3052 | 0 | 0 | 0 | 0 | 0 | 0 | 0 | 0 | 0 | 0 | 0 | 0 | 0 | 0 | 0 | 0 | 0 | 0 | 0 | 0 | 0 | 0
1 | 120 | 121 | 120 121 ROB Premium T8, 1EB / Office | 0 | 0 | -417.6725 | -413.9886 | -443.2128 | -460.4197 | -487.8257 | -494.1407 | -509.4811 | -520.2888 | -524.3769 | -522.8377 | -520.2892 | -519.1526 | -535.6702 | -548.8707 | -553.2423 | -566.8868 | -577.893 | -582.6282 | -588.5385 | -595.0153 | 0 | 0 | 0 | 0 | 0 | 0 | 0 | 0
1 | 120 | 122 | 120 122 ROB Premium T8, EB, Reflector / Office | 0 | 0 | -1686.78 | -1671.908 | -1789.933 | -1859.424 | -1970.103 | -1995.606 | -2057.558 | -2101.205 | -2117.716 | -2111.503 | -2101.213 | -2096.629 | -2163.316 | -2216.623 | -2234.288 | -2289.388 | -2333.843 | -2352.967 | -2376.833 | -2403.001 | 0 | 0 | 0 | 0 | 0 | 0 | 0 | 0
1 | 120 | 123 | 120 123 Occupancy Sensor / Office | 0 | 0 | -807.5897 | -800.4664 | -856.9744 | -890.2436 | -943.2344 | -955.4449 | -985.1058 | -1006.003 | -1013.908 | -1010.933 | -1006.005 | 0 | 0 | 0 | 0 | 0 | 0 | 0 | 0 | 0 | 0 | 0 | 0 | 0 | 0 | 0 | 0 | 0
1 | 120 | 124 | 120 124 Lighting Control Tuneup / Office | 0 | 0 | -136.3008 | -135.0986 | -144.6355 | -150.2505 | -159.1938 | -161.2547 | 0 | 0 | 0 | 0 | 0 | 0 | 0 | 0 | 0 | 0 | 0 | 0 | 0 | 0 | 0 | 0 | 0 | 0 | 0 | 0 | 0 | 0
1 | 130 | 131 | 130 131 CFL Screw-in 18W / Office | 0 | 0 | -7518.069 | -7451.772 | -7977.857 | -8287.504 | -8780.867 | -8894.534 | 0 | 0 | 0 | 0 | 0 | 0 | 0 | 0 | 0 | 0 | 0 | 0 | 0 | 0 | 0 | 0 | 0 | 0 | 0 | 0 | 0 | 0
1 | 140 | 141 | 140 141 CFL Hardwired, Modular 18W / Office | 0 | 0 | -7518.069 | -7451.772 | -7977.857 | -8287.504 | -8780.867 | -8894.534 | 0 | 0 | 0 | 0 | 0 | 0 | 0 | 0 | 0 | 0 | 0 | 0 | 0 | 0 | 0 | 0 | 0 | 0 | 0 | 0 | 0 | 0
1 | 150 | 151 | 150 151 PSMH, 250W, magnetic ballast / Office | 0 | 0 | -1754.575 | -1739.099 | -1861.872 | -1934.149 | -2049.275 | -2075.802 | -2140.248 | -2185.65 | -2202.824 | -2196.363 | -2185.651 | -2180.888 | -2250.251 | 0 | 0 | 0 | 0 | 0 | 0 | 0 | 0 | 0 | 0 | 0 | 0 | 0 | 0 | 0
1 | 150 | 153 | 150 153 High Bay T5 / Office | 0 | 0 | -2336.08 | -2315.49 | -2478.951 | -2575.184 | -2728.474 | -2763.794 | -2849.594 | -2910.044 | -2932.91 | -2924.3 | -2910.057 | -2903.705 | -2996.073 | 0 | 0 | 0 | 0 | 0 | 0 | 0 | 0 | 0 | 0 | 0 | 0 | 0 | 0 | 0
1 | 160 | 161 | 160 161 LED Exit Sign / Office | 0 | 0 | -5.6749 | -5.6248 | -6.0218 | -6.2557 | -6.6281 | -6.714 | -6.9223 | -7.0692 | -7.1245 | -7.1037 | -7.0694 | -7.0539 | -7.2783 | -7.4581 | -7.5175 | -7.7028 | 0 | 0 | 0 | 0 | 0 | 0 | 0 | 0 | 0 | 0 | 0 | 0
1 | 200 | 201 | 200 201 High Pressure Sodium 250W Lamp / Office | 0 | 0 | -111.8471 | -110.8607 | -118.6868 | -123.2942 | -130.6328 | 0 | 0 | 0 | 0 | 0 | 0 | 0 | 0 | 0 | 0 | 0 | 0 | 0 | 0 | 0 | 0 | 0 | 0 | 0 | 0 | 0 | 0 | 0
1 | 200 | 202 | 200 202 Outdoor Lighting Controls (Photocell/Timeclock) / Office | 0 | 0 | -88.4253 | -87.6454 | -93.8326 | -97.4752 | -103.277 | 0 | 0 | 0 | 0 | 0 | 0 | 0 | 0 | 0 | 0 | 0 | 0 | 0 | 0 | 0 | 0 | 0 | 0 | 0 | 0 | 0 | 0 | 0
1 | 210 | 211 | 210 211 Outdoor Lighting Controls (Photocell/Timeclock) / Office | 0 | 0 | -97.7114 | -96.8497 | -103.6867 | -107.712 | -114.123 | 0 | 0 | 0 | 0 | 0 | 0 | 0 | 0 | 0 | 0 | 0 | 0 | 0 | 0 | 0 | 0 | 0 | 0 | 0 | 0 | 0 | 0 | 0
1 | 300 | 301 | 300 301 Centrifugal Chiller, 0.51 kW/ton, 500 tons / Office | 0 | 0 | -506.7169 | -502.2472 | -537.702 | -558.5778 | -591.8273 | -599.4886 | -618.098 | -631.2095 | -636.1693 | -634.303 | -631.212 | -629.8326 | -649.868 | -665.8893 | -671.1899 | -687.7454 | -701.0967 | -706.8405 | -714.0095 | -721.8722 | 0 | 0 | 0 | 0 | 0 | 0 | 0 | 0
1 | 300 | 302 | 300 302 High Efficiency Chiller Motors / Office | 0 | 0 | -130.6259 | -129.4738 | -138.6132 | -143.9949 | -152.5659 | -154.5411 | -159.3387 | -162.7188 | -163.9971 | -163.5158 | -162.7191 | -162.3627 | -167.529 | -171.6566 | -173.0251 | -177.2925 | -180.7343 | -182.2151 | -184.0634 | -186.089 | 0 | 0 | 0 | 0 | 0 | 0 | 0 | 0
1 | 300 | 304 | 300 304 EMS - Chiller / Office | 0 | 0 | -454.1983 | -450.1924 | -481.9724 | -500.6837 | -530.4859 | -537.3531 | -554.0355 | -565.7884 | -570.2343 | -568.5612 | 0 | 0 | 0 | 0 | 0 | 0 | 0 | 0 | 0 | 0 | 0 | 0 | 0 | 0 | 0 | 0 | 0 | 0
1 | 300 | 305 | 300 305 Chiller Tune Up/Diagnostics / Office | 0 | 0 | -343.5894 | -340.5585 | -364.5985 | -378.757 | -401.3049 | -406.4999 | -419.1133 | -428.0038 | -431.3666 | -430.0996 | 0 | 0 | 0 | 0 | 0 | 0 | 0 | 0 | 0 | 0 | 0 | 0 | 0 | 0 | 0 | 0 | 0 | 0
1 | 300 | 306 | 300 306 VSD for Chiller Pumps and Towers / Office | 0 | 0 | -428.6096 | -424.8293 | -454.8188 | -472.4761 | -500.5994 | -507.0796 | -522.8222 | -533.913 | -538.1085 | -536.5296 | -533.9128 | -532.7474 | -549.697 | -563.2414 | -567.7288 | 0 | 0 | 0 | 0 | 0 | 0 | 0 | 0 | 0 | 0 | 0 | 0 | 0
1 | 300 | 308 | 300 308 Aerosole Duct Sealing / Office | 0 | 0 | -427.1651 | -423.3977 | -453.287 | -470.8837 | -498.9116 | -505.3701 | -521.0602 | -532.114 | -536.295 | -534.7227 | -532.1136 | -530.9521 | -547.8442 | -561.3413 | -565.8146 | 0 | 0 | 0 | 0 | 0 | 0 | 0 | 0 | 0 | 0 | 0 | 0 | 0
1 | 300 | 309 | 300 309 Duct/Pipe Insulation / Office | 0 | 0 | -83.1631 | -82.4296 | -88.2484 | -91.6745 | -97.1312 | -98.3886 | -101.4432 | -103.5953 | -104.4092 | -104.1027 | 0 | 0 | 0 | 0 | 0 | 0 | 0 | 0 | 0 | 0 | 0 | 0 | 0 | 0 | 0 | 0 | 0 | 0
1 | 300 | 311 | 300 311 Window Film (Standard) / Office | 0 | 0 | -235.044 | -232.9709 | -249.4156 | -259.1 | -274.5231 | -278.0769 | -286.7089 | -292.7907 | -295.0914 | -294.225 | 0 | 0 | 0 | 0 | 0 | 0 | 0 | 0 | 0 | 0 | 0 | 0 | 0 | 0 | 0 | 0 | 0 | 0
1 | 300 | 313 | 300 313 Ceiling Insulation / Office | 0 | 0 | -524.6702 | -520.0419 | -556.7495 | -578.3729 | -612.8016 | -620.7342 | -639.9976 | -653.5738 | -658.7092 | -656.7756 | -653.5896 | -652.149 | -672.8987 | -689.4939 | -694.9778 | -712.1227 | -725.9421 | -731.8839 | -739.3076 | -747.4584 | 0 | 0 | 0 | 0 | 0 | 0 | 0 | 0
1 | 300 | 314 | 300 314 Roof Insulation / Office | 0 | 0 | -192.637 | -190.9379 | -204.4152 | -212.353 | -224.9939 | -227.9066 | -234.9803 | -239.9651 | -241.8503 | -241.1407 | -239.9656 | -239.4397 | -247.0592 | -253.149 | -255.1656 | -261.4605 | -266.5351 | -268.7186 | -271.4433 | -274.4307 | 0 | 0 | 0 | 0 | 0 | 0 | 0 | 0
1 | 300 | 315 | 300 315 Cool Roof - Chiller / Office | 0 | 0 | -1134.661 | -1124.661 | -1204.051 | -1250.803 | -1325.255 | -1342.41 | -1384.081 | -1413.442 | -1424.547 | -1420.368 | -1413.454 | -1410.364 | -1455.224 | -1491.082 | -1502.97 | 0 | 0 | 0 | 0 | 0 | 0 | 0 | 0 | 0 | 0 | 0 | 0 | 0
1 | 300 | 317 | 300 317 Thermal Energy Storage (TES) Positive / Office | 0 | 0 | -722.2532 | -715.8909 | -766.4243 | -796.2094 | -843.5858 | -854.5081 | -881.0203 | -899.7127 | -906.7822 | -906.6188 | -899.7582 | -897.7542 | -926.3163 | -949.1566 | -956.712 | -980.2568 | -999.3566 | -1007.511 | -1017.744 | -1028.962 | -1036.301 | -1048.689 | -1065.588 | -1077.562 | -1095.865 | -1111.359 | -1157.083 | -1198.189
1 | 300 | 317 | 300 317 Thermal Energy Storage (TES) Negative / Office | 0 | 0 | 990.9398 | 982.2001 | 1051.541 | 1092.358 | 1157.377 | 1172.359 | 1208.758 | 1234.401 | 1244.101 | 1240.451 | 1234.401 | 1231.712 | 1270.896 | 1302.205 | 1312.578 | 1344.943 | 1371.066 | 1382.303 | 1396.324 | 1411.691 | 1421.775 | 1438.775 | 1461.823 | 1478.438 | 1503.505 | 1524.73 | 1587.539 | 1643.819
1 | 320 | 321 | 320 321 DX Packaged System, EER=10.9, 10 tons / Office | 0 | 0 | -395.4889 | -392.0003 | -419.6722 | -435.9659 | -461.9174 | -467.8971 | -482.4211 | -492.6546 | -496.5253 | -495.0683 | -492.6567 | -491.5789 | -507.2199 | -519.7227 | -523.8593 | 0 | 0 | 0 | 0 | 0 | 0 | 0 | 0 | 0 | 0 | 0 | 0 | 0
1 | 320 | 322 | 320 322 Hybrid Dessicant-DX System (Trane CDQ) / Office | 0 | 0 | -2629.333 | -2606.145 | -2790.127 | -2898.437 | -3070.958 | -3110.711 | -3207.289 | -3275.327 | -3301.064 | -3291.379 | -3275.326 | -3268.189 | -3372.142 | -3455.234 | -3482.766 | 0 | 0 | 0 | 0 | 0 | 0 | 0 | 0 | 0 | 0 | 0 | 0 | 0
1 | 320 | 323 | 320 323 Geothermal Heat Pump, EER=13, 10 tons / Office | 0 | 0 | -1367.857 | -1355.792 | -1451.505 | -1507.851 | -1597.602 | -1618.283 | -1668.525 | -1703.92 | -1717.309 | -1712.272 | -1703.92 | -1700.207 | -1754.289 | -1797.517 | -1811.836 | 0 | 0 | 0 | 0 | 0 | 0 | 0 | 0 | 0 | 0 | 0 | 0 | 0
1 | 320 | 327 | 320 327 DX Coil Cleaning / Office | 0 | 0 | -325.8424 | -322.9681 | -345.7663 | -359.1935 | -380.5768 | 0 | 0 | 0 | 0 | 0 | 0 | 0 | 0 | 0 | 0 | 0 | 0 | 0 | 0 | 0 | 0 | 0 | 0 | 0 | 0 | 0 | 0 | 0
1 | 320 | 328 | 320 328 Optimize Controls / Office | 0 | 0 | -339.0494 | -336.0591 | -359.7829 | -373.7497 | -395.9961 | 0 | 0 | 0 | 0 | 0 | 0 | 0 | 0 | 0 | 0 | 0 | 0 | 0 | 0 | 0 | 0 | 0 | 0 | 0 | 0 | 0 | 0 | 0
1 | 320 | 329 | 320 329 Aerosole Duct Sealing / Office | 0 | 0 | -679.2339 | -673.2433 | -720.7701 | -748.7504 | -793.3177 | -803.5873 | -828.5361 | -846.1123 | -852.7612 | -850.2595 | -846.112 | -844.2667 | -871.1259 | -892.5874 | -899.6998 | 0 | 0 | 0 | 0 | 0 | 0 | 0 | 0 | 0 | 0 | 0 | 0 | 0
1 | 320 | 330 | 320 330 Duct/Pipe Insulation / Office | 0 | 0 | -132.4831 | -131.3146 | -140.5843 | -146.0422 | -154.735 | -156.7381 | -161.6041 | -165.0323 | -166.329 | -165.8407 | 0 | 0 | 0 | 0 | 0 | 0 | 0 | 0 | 0 | 0 | 0 | 0 | 0 | 0 | 0 | 0 | 0 | 0
1 | 320 | 332 | 320 332 Window Film (Standard) / Office | 0 | 0 | -357.1059 | -353.9561 | -378.942 | -393.6547 | -417.087 | -422.4864 | -435.6013 | -444.8417 | -448.3366 | -447.0205 | 0 | 0 | 0 | 0 | 0 | 0 | 0 | 0 | 0 | 0 | 0 | 0 | 0 | 0 | 0 | 0 | 0 | 0
1 | 320 | 334 | 320 334 Ceiling Insulation / Office | 0 | 0 | -833.2613 | -825.9273 | -884.2289 | -918.572 | -973.2497 | -985.8514 | -1016.444 | -1038.006 | -1046.164 | -1043.096 | -1038.04 | -1035.746 | -1068.694 | -1095.039 | -1103.763 | -1130.989 | -1152.942 | -1162.379 | -1174.176 | -1187.113 | 0 | 0 | 0 | 0 | 0 | 0 | 0 | 0
1 | 320 | 335 | 320 335 Roof Insulation / Office | 0 | 0 | -306.7541 | -304.0484 | -325.5109 | -338.1497 | -358.279 | -362.9171 | -374.1815 | -382.119 | -385.121 | -383.9904 | -382.1212 | -381.2842 | -393.4182 | -403.1148 | -406.3231 | -416.3471 | -424.4296 | -427.9056 | -432.2442 | -437.0052 | 0 | 0 | 0 | 0 | 0 | 0 | 0 | 0
1 | 340 | 342 | 340 342 Geothermal Heat Pump, EER=13, 10 tons / Office | 0 | 0 | -1397.976 | -1385.654 | -1483.47 | -1541.067 | -1632.795 | -1653.932 | -1705.276 | -1741.45 | -1755.133 | -1749.985 | -1741.461 | -1737.657 | -1792.929 | -1837.107 | -1851.751 | -1897.419 | -1934.259 | -1950.107 | -1969.887 | -1991.577 | -2005.798 | -2029.778 | -2062.309 | -2085.708 | -2121.095 | 0 | 0 | 0
1 | 340 | 344 | 340 344 Aerosole Duct Sealing / Office | 0 | 0 | -694.5045 | -688.3792 | -736.9745 | -765.5839 | -811.1532 | -821.6536 | -847.1633 | -865.1347 | -871.9327 | -869.3753 | -865.1343 | -863.2474 | -890.7108 | -912.6553 | -919.927 | 0 | 0 | 0 | 0 | 0 | 0 | 0 | 0 | 0 | 0 | 0 | 0 | 0
1 | 340 | 345 | 340 345 Duct/Pipe Insulation / Office | 0 | 0 | -135.3722 | -134.1782 | -143.65 | -149.2269 | -158.1094 | -160.1561 | -165.1282 | -168.6311 | -169.9561 | -169.4576 | 0 | 0 | 0 | 0 | 0 | 0 | 0 | 0 | 0 | 0 | 0 | 0 | 0 | 0 | 0 | 0 | 0 | 0
1 | 340 | 347 | 340 347 Window Film (Standard) / Office | 0 | 0 | -365.2571 | -362.0354 | -387.5918 | -402.6403 | -426.6075 | -432.1302 | -445.5442 | -454.9954 | -458.5704 | -457.225 | 0 | 0 | 0 | 0 | 0 | 0 | 0 | 0 | 0 | 0 | 0 | 0 | 0 | 0 | 0 | 0 | 0 | 0
1 | 340 | 349 | 340 349 Ceiling Insulation / Office | 0 | 0 | -852.1405 | -844.6421 | -904.2653 | -939.3862 | -995.303 | -1008.19 | -1039.477 | -1061.527 | -1069.869 | -1066.732 | -1061.561 | -1059.216 | -1092.91 | -1119.852 | -1128.774 | -1156.617 | -1179.068 | -1188.718 | -1200.783 | -1214.012 | 0 | 0 | 0 | 0 | 0 | 0 | 0 | 0
1 | 340 | 350 | 340 350 Roof Insulation / Office | 0 | 0 | -313.4608 | -310.6959 | -332.6278 | -345.5428 | -366.1122 | -370.8517 | -382.3624 | -390.4733 | -393.5414 | -392.3858 | -390.4758 | -389.6205 | -402.0194 | -411.9286 | -415.2065 | -425.4498 | -433.7089 | -437.261 | -441.6945 | -446.5603 | 0 | 0 | 0 | 0 | 0 | 0 | 0 | 0
1 | 340 | 351 | 340 351 Cool Roof - DX / Office | 0 | 0 | -1832.858 | -1816.715 | -1944.966 | -2020.473 | -2140.749 | -2168.461 | -2235.775 | -2283.204 | -2301.143 | -2294.375 | -2283.228 | -2278.228 | -2350.7 | -2408.621 | -2427.823 | 0 | 0 | 0 | 0 | 0 | 0 | 0 | 0 | 0 | 0 | 0 | 0 | 0
1 | 360 | 361 | 360 361 HE PTAC, EER=9.6, 1 ton / Office | 0 | 0 | -1116.4 | -1106.56 | -1184.672 | -1230.671 | -1303.924 | -1320.804 | -1361.804 | -1390.693 | -1401.619 | -1397.507 | -1390.703 | -1387.663 | -1431.802 | -1467.084 | -1478.778 | 0 | 0 | 0 | 0 | 0 | 0 | 0 | 0 | 0 | 0 | 0 | 0 | 0
1 | 360 | 362 | 360 362 Occupancy Sensor (hotels) / Office | 0 | 0 | -1255.288 | -1244.215 | -1332.05 | -1383.762 | -1466.129 | -1485.108 | -1531.212 | -1563.694 | -1575.981 | -1571.357 | -1563.698 | -1560.288 | -1609.911 | -1649.591 | -1662.733 | 0 | 0 | 0 | 0 | 0 | 0 | 0 | 0 | 0 | 0 | 0 | 0 | 0
1 | 400 | 401 | 400 401 High Efficiency Fan Motor, 15hp, 1800rpm, 92.4% / Office | 0 | 0 | -25.3823 | -25.1584 | -26.9343 | -27.9799 | -29.6456 | -30.0293 | -30.9615 | -31.6185 | -31.8665 | -31.7727 | -31.6183 | -31.549 | -32.5532 | -33.3555 | -33.6215 | 0 | 0 | 0 | 0 | 0 | 0 | 0 | 0 | 0 | 0 | 0 | 0 | 0
1 | 400 | 402 | 400 402 Variable Speed Drive Control / Office | 0 | 0 | -613.4051 | -607.995 | -650.9158 | -676.1845 | -716.4324 | -725.7068 | -748.2376 | -764.1102 | -770.1149 | -767.856 | -764.11 | -762.4432 | -786.6996 | -806.0811 | -812.5043 | 0 | 0 | 0 | 0 | 0 | 0 | 0 | 0 | 0 | 0 | 0 | 0 | 0
1 | 400 | 403 | 400 403 Air Handler Optimization / Office | 0 | 0 | -171.4851 | -169.9727 | -181.9718 | -189.0359 | -200.2878 | -202.8805 | -209.1793 | -213.6168 | 0 | 0 | 0 | 0 | 0 | 0 | 0 | 0 | 0 | 0 | 0 | 0 | 0 | 0 | 0 | 0 | 0 | 0 | 0 | 0
1 | 400 | 404 | 400 404 Electronically Commutated Motors (ECM) on an Air Handler Unit / Office | 0 | 0 | -241.9571 | -239.8231 | -256.7531 | -266.7203 | -282.5961 | -286.2542 | -295.1415 | -301.4026 | -303.7708 | -302.8792 | -301.4026 | -300.7447 | -310.3127 | -317.9573 | -320.4912 | 0 | 0 | 0 | 0 | 0 | 0 | 0 | 0 | 0 | 0 | 0 | 0 | 0
1 | 400 | 405 | 400 405 Demand Control Ventilation (DCV) / Office | 0 | 0 | -261.0453 | -258.7427 | -277.0068 | -287.7635 | -304.8953 | -308.8433 | -318.4255 | -325.1801 | -327.7347 | -326.7736 | -325.1843 | -324.4701 | -334.7989 | -343.0554 | -345.7791 | 0 | 0 | 0 | 0 | 0 | 0 | 0 | 0 | 0 | 0 | 0 | 0 | 0
1 | 400 | 406 | 400 406 Energy Recovery Ventilation (ERV) / Office | 0 | 0 | -119.276 | -118.224 | -126.5679 | -131.4844 | -139.3121 | -141.1161 | -145.494 | -148.5804 | -149.7476 | -149.3074 | -148.5816 | -148.255 | -152.9735 | -156.7473 | -157.993 | -161.8929 | -165.0355 | -166.3852 | -168.0713 | -169.9227 | 0 | 0 | 0 | 0 | 0 | 0 | 0 | 0
1 | 600 | 603 | 600 603 Heat Pump Water Heater (air source) / Office | 0 | 0 | -206.2568 | -204.4377 | -218.8696 | -227.3662 | -240.8996 | -244.0179 | -251.594 | -256.9314 | -258.9501 | -258.19 | -256.9313 | -256.37 | -264.5266 | -271.043 | -273.2038 | 0 | 0 | 0 | 0 | 0 | 0 | 0 | 0 | 0 | 0 | 0 | 0 | 0
1 | 600 | 604 | 600 604 Solar Water Heater / Office | 0 | 0 | -205.8441 | -204.0286 | -218.4317 | -226.9113 | -240.4176 | -243.5297 | -251.0906 | -256.4173 | -258.4317 | -257.6733 | -256.4171 | -255.8571 | -263.9972 | -270.5005 | -272.6572 | -279.3801 | -284.8058 | -287.1398 | -290.0529 | -293.2445 | 0 | 0 | 0 | 0 | 0 | 0 | 0 | 0
1 | 600 | 606 | 600 606 Demand controlled circulating systems / Office | 0 | 0 | -14.6516 | -14.5224 | -15.5475 | -16.1511 | -17.1123 | -17.3339 | -17.872 | -18.2515 | -18.3947 | -18.3401 | -18.251 | -18.2112 | -18.7908 | -19.2541 | -19.407 | 0 | 0 | 0 | 0 | 0 | 0 | 0 | 0 | 0 | 0 | 0 | 0 | 0
1 | 600 | 608 | 600 608 Heat Recovery Unit / Office | 0 | 0 | -225.9642 | -223.9712 | -239.7821 | -249.0905 | -263.917 | -267.3334 | -275.6333 | -281.4806 | -283.6923 | -282.859 | 0 | 0 | 0 | 0 | 0 | 0 | 0 | 0 | 0 | 0 | 0 | 0 | 0 | 0 | 0 | 0 | 0 | 0
1 | 600 | 609 | 600 609 Heat Trap / Office | 0 | 0 | -26.4141 | -26.1811 | -28.0293 | -29.1175 | -30.8504 | -31.2499 | -32.2202 | -32.9037 | -33.162 | -33.0643 | 0 | 0 | 0 | 0 | 0 | 0 | 0 | 0 | 0 | 0 | 0 | 0 | 0 | 0 | 0 | 0 | 0 | 0
1 | 600 | 610 | 600 610 Hot Water Pipe Insulation / Office | 0 | 0 | -5.7781 | -5.7271 | -6.1314 | -6.3694 | -6.7485 | -6.8359 | -7.0481 | -7.1977 | -7.2541 | -7.2329 | -7.1976 | -7.182 | -7.4105 | -7.5933 | -7.6536 | 0 | 0 | 0 | 0 | 0 | 0 | 0 | 0 | 0 | 0 | 0 | 0 | 0
1 | 700 | 701 | 700 701 PC Manual Power Management Enabling / Office | 0 | 0 | -421.2839 | -417.5683 | -447.0457 | -464.4004 | 0 | 0 | 0 | 0 | 0 | 0 | 0 | 0 | 0 | 0 | 0 | 0 | 0 | 0 | 0 | 0 | 0 | 0 | 0 | 0 | 0 | 0 | 0 | 0
1 | 700 | 702 | 700 702 PC Network Power Management Enabling / Office | 0 | 0 | -421.2839 | -417.5683 | -447.0457 | -464.4004 | 0 | 0 | 0 | 0 | 0 | 0 | 0 | 0 | 0 | 0 | 0 | 0 | 0 | 0 | 0 | 0 | 0 | 0 | 0 | 0 | 0 | 0 | 0 | 0
1 | 710 | 711 | 710 711 Energy Star or Better Monitor / Office | 0 | 0 | -605.6665 | -600.3246 | -642.7037 | -667.6539 | 0 | 0 | 0 | 0 | 0 | 0 | 0 | 0 | 0 | 0 | 0 | 0 | 0 | 0 | 0 | 0 | 0 | 0 | 0 | 0 | 0 | 0 | 0 | 0
1 | 710 | 712 | 710 712 Monitor Power Management Enabling / Office | 0 | 0 | -395.2825 | -391.7963 | -419.4544 | -435.7379 | 0 | 0 | 0 | 0 | 0 | 0 | 0 | 0 | 0 | 0 | 0 | 0 | 0 | 0 | 0 | 0 | 0 | 0 | 0 | 0 | 0 | 0 | 0 | 0
1 | 720 | 722 | 720 722 Monitor Power Management Enabling / Office | 0 | 0 | -0.61908 | -0.61363 | -0.65695 | -0.68255 | 0 | 0 | 0 | 0 | 0 | 0 | 0 | 0 | 0 | 0 | 0 | 0 | 0 | 0 | 0 | 0 | 0 | 0 | 0 | 0 | 0 | 0 | 0 | 0
1 | 730 | 731 | 730 731 Energy Star or Better Copier / Office | 0 | 0 | -69.0274 | -68.4186 | -73.2485 | -76.092 | -80.6212 | -81.6648 | 0 | 0 | 0 | 0 | 0 | 0 | 0 | 0 | 0 | 0 | 0 | 0 | 0 | 0 | 0 | 0 | 0 | 0 | 0 | 0 | 0 | 0
1 | 730 | 732 | 730 732 Copier Power Management Enabling / Office | 0 | 0 | -56.9553 | -56.453 | -60.4382 | -62.7843 | -66.5215 | -67.3827 | 0 | 0 | 0 | 0 | 0 | 0 | 0 | 0 | 0 | 0 | 0 | 0 | 0 | 0 | 0 | 0 | 0 | 0 | 0 | 0 | 0 | 0
1 | 800 | 801 | 800 801 Convection Oven / Office | 0 | 0 | -5.3654 | -5.318 | -5.6934 | -5.9145 | -6.2665 | -6.3476 | -6.5446 | -6.6837 | -6.736 | -6.7163 | 0 | 0 | 0 | 0 | 0 | 0 | 0 | 0 | 0 | 0 | 0 | 0 | 0 | 0 | 0 | 0 | 0 | 0
1 | 810 | 811 | 810 811 Efficient Fryer / Office | 0 | 0 | -1.135 | -1.1249 | -1.2044 | -1.2512 | -1.3255 | -1.3427 | -1.3844 | -1.4139 | -1.4248 | -1.4206 | 0 | 0 | 0 | 0 | 0 | 0 | 0 | 0 | 0 | 0 | 0 | 0 | 0 | 0 | 0 | 0 | 0 | 0
1 | 900 | 901 | 900 901 Vending Misers (cooled machines only) / Office | 0 | 0 | -138.4675 | -137.2463 | -146.9351 | -152.639 | -161.7245 | -163.818 | -168.904 | -172.4872 | -173.8423 | -173.3318 | 0 | 0 | 0 | 0 | 0 | 0 | 0 | 0 | 0 | 0 | 0 | 0 | 0 | 0 | 0 | 0 | 0 | 0
2 | 110 | 111 | 110 111 Premium T8, Elecctronic Ballast / Restaurant or Services | 0 | 0 | -1083.286 | -1073.731 | -1149.531 | -1194.157 | -1265.238 | -1281.617 | -1321.403 | -1349.435 | -1360.038 | -1356.048 | -1349.438 | -1346.494 | -1389.32 | -1423.567 | -1434.903 | -1470.291 | 0 | 0 | 0 | 0 | 0 | 0 | 0 | 0 | 0 | 0 | 0 | 0
2 | 110 | 112 | 110 112 Premium T8, EB, Reflector / Restaurant or Services | 0 | 0 | -2240.846 | -2221.095 | -2377.893 | -2470.202 | -2617.243 | -2651.123 | -2733.426 | -2791.411 | -2813.344 | -2805.088 | -2791.422 | -2785.33 | -2873.933 | -2944.74 | -2968.21 | -3041.406 | 0 | 0 | 0 | 0 | 0 | 0 | 0 | 0 | 0 | 0 | 0 | 0
2 | 110 | 113 | 110 113 Occupancy Sensor / Restaurant or Services | 0 | 0 | -978.3525 | -969.7228 | -1038.18 | -1078.484 | -1142.679 | -1157.471 | -1193.404 | -1218.72 | -1228.296 | 0 | 0 | 0 | 0 | 0 | 0 | 0 | 0 | 0 | 0 | 0 | 0 | 0 | 0 | 0 | 0 | 0 | 0 | 0
2 | 110 | 114 | 110 114 Continuous Dimming / Restaurant or Services | 0 | 0 | -2407.081 | -2385.855 | -2554.284 | -2653.441 | -2811.381 | -2847.774 | -2936.186 | -2998.473 | -3022.034 | -3013.169 | -2998.475 | 0 | 0 | 0 | 0 | 0 | 0 | 0 | 0 | 0 | 0 | 0 | 0 | 0 | 0 | 0 | 0 | 0
2 | 110 | 115 | 110 115 Lighting Control Tuneup / Restaurant or Services | 0 | 0 | -249.4892 | -247.2887 | -264.7454 | -275.0234 | -291.3935 | -295.1656 | 0 | 0 | 0 | 0 | 0 | 0 | 0 | 0 | 0 | 0 | 0 | 0 | 0 | 0 | 0 | 0 | 0 | 0 | 0 | 0 | 0 | 0
2 | 120 | 121 | 120 121 ROB Premium T8, 1EB / Restaurant or Services | 0 | 0 | -468.1275 | -463.9986 | -496.7533 | -516.0386 | -546.7552 | -553.8334 | -571.0266 | -583.1396 | -587.7219 | -585.9971 | -583.1402 | -581.8671 | -600.3795 | -615.1743 | -620.0742 | -635.3669 | 0 | 0 | 0 | 0 | 0 | 0 | 0 | 0 | 0 | 0 | 0 | 0
2 | 120 | 122 | 120 122 ROB Premium T8, EB, Reflector / Restaurant or Services | 0 | 0 | -1890.762 | -1874.095 | -2006.393 | -2084.286 | -2208.351 | -2236.939 | -2306.383 | -2355.309 | -2373.816 | -2366.852 | -2355.318 | -2350.179 | -2424.936 | -2484.682 | -2504.486 | -2566.249 | 0 | 0 | 0 | 0 | 0 | 0 | 0 | 0 | 0 | 0 | 0 | 0
2 | 120 | 123 | 120 123 Occupancy Sensor / Restaurant or Services | 0 | 0 | -598.3407 | -593.0632 | -634.9295 | -659.5787 | -698.8394 | -707.8864 | -729.8618 | -745.3444 | -751.2007 | 0 | 0 | 0 | 0 | 0 | 0 | 0 | 0 | 0 | 0 | 0 | 0 | 0 | 0 | 0 | 0 | 0 | 0 | 0
2 | 120 | 124 | 120 124 Lighting Control Tuneup / Restaurant or Services | 0 | 0 | -152.8095 | -151.4618 | -162.1538 | -168.4489 | -178.4755 | -180.7858 | 0 | 0 | 0 | 0 | 0 | 0 | 0 | 0 | 0 | 0 | 0 | 0 | 0 | 0 | 0 | 0 | 0 | 0 | 0 | 0 | 0 | 0
2 | 130 | 131 | 130 131 CFL Screw-in 18W / Restaurant or Services | 0 | 0 | -8426.979 | -8352.655 | 0 | 0 | 0 | 0 | 0 | 0 | 0 | 0 | 0 | 0 | 0 | 0 | 0 | 0 | 0 | 0 | 0 | 0 | 0 | 0 | 0 | 0 | 0 | 0 | 0 | 0
2 | 140 | 141 | 140 141 CFL Hardwired, Modular 18W / Restaurant or Services | 0 | 0 | -8426.979 | -8352.655 | -8942.348 | -9289.438 | -9842.442 | 0 | 0 | 0 | 0 | 0 | 0 | 0 | 0 | 0 | 0 | 0 | 0 | 0 | 0 | 0 | 0 | 0 | 0 | 0 | 0 | 0 | 0 | 0
2 | 150 | 151 | 150 151 PSMH, 250W, magnetic ballast / Restaurant or Services | 0 | 0 | -1966.714 | -1949.367 | -2086.984 | -2167.999 | -2297.044 | -2326.779 | -2399.016 | -2449.908 | -2469.158 | -2461.915 | 0 | 0 | 0 | 0 | 0 | 0 | 0 | 0 | 0 | 0 | 0 | 0 | 0 | 0 | 0 | 0 | 0 | 0
2 | 150 | 152 | 150 152 PSMH, 250 W, electronic ballast / Restaurant or Services | 0 | 0 | -2273.348 | -2253.31 | -2412.382 | -2506.03 | -2655.203 | -2689.575 | -2773.072 | -2831.898 | -2854.15 | -2845.773 | 0 | 0 | 0 | 0 | 0 | 0 | 0 | 0 | 0 | 0 | 0 | 0 | 0 | 0 | 0 | 0 | 0 | 0
2 | 150 | 153 | 150 153 High Bay T5 / Restaurant or Services | 0 | 0 | -2618.478 | -2595.401 | -2778.625 | -2886.489 | -3058.311 | -3097.9 | -3194.073 | -3261.831 | -3287.46 | -3277.803 | 0 | 0 | 0 | 0 | 0 | 0 | 0 | 0 | 0 | 0 | 0 | 0 | 0 | 0 | 0 | 0 | 0 | 0
2 | 160 | 161 | 160 161 LED Exit Sign / Restaurant or Services | 0 | 0 | -18.2629 | -18.1018 | -19.3794 | -20.1319 | -21.3304 | -21.6065 | -22.2772 | -22.75 | -22.9284 | -22.8609 | -22.7496 | -22.6998 | -23.4226 | -23.9995 | -24.1911 | -24.788 | 0 | 0 | 0 | 0 | 0 | 0 | 0 | 0 | 0 | 0 | 0 | 0
2 | 200 | 201 | 200 201 High Pressure Sodium 250W Lamp / Restaurant or Services | 0 | 0 | -508.5742 | -504.0887 | -539.6743 | -560.6244 | -593.994 | 0 | 0 | 0 | 0 | 0 | 0 | 0 | 0 | 0 | 0 | 0 | 0 | 0 | 0 | 0 | 0 | 0 | 0 | 0 | 0 | 0 | 0 | 0
2 | 200 | 202 | 200 202 Outdoor Lighting Controls (Photocell/Timeclock) / Restaurant or Services | 0 | 0 | -401.6797 | -398.137 | -426.2431 | -442.7899 | -469.1456 | 0 | 0 | 0 | 0 | 0 | 0 | 0 | 0 | 0 | 0 | 0 | 0 | 0 | 0 | 0 | 0 | 0 | 0 | 0 | 0 | 0 | 0 | 0
2 | 210 | 211 | 210 211 Outdoor Lighting Controls (Photocell/Timeclock) / Restaurant or Services | 0 | 0 | -566.974 | -561.9728 | -601.6438 | -625.002 | -662.2052 | 0 | 0 | 0 | 0 | 0 | 0 | 0 | 0 | 0 | 0 | 0 | 0 | 0 | 0 | 0 | 0 | 0 | 0 | 0 | 0 | 0 | 0 | 0
2 | 300 | 301 | 300 301 Centrifugal Chiller, 0.51 kW/ton, 500 tons / Restaurant or Services | 0 | 0 | -1377.968 | -1365.814 | -1462.232 | -1518.999 | -1609.415 | -1630.249 | -1680.859 | -1716.516 | -1730.004 | -1724.928 | -1716.521 | -1712.776 | -1767.251 | -1810.806 | -1825.233 | -1870.247 | -1906.562 | -1922.184 | -1941.681 | -1963.058 | 0 | 0 | 0 | 0 | 0 | 0 | 0 | 0
2 | 300 | 302 | 300 302 High Efficiency Chiller Motors / Restaurant or Services | 0 | 0 | -355.1455 | -352.0132 | -376.8625 | -391.493 | -414.796 | -420.1656 | -433.21 | -442.3999 | -445.8759 | -444.5677 | -442.3997 | -441.4333 | -455.4785 | -466.7007 | -470.4194 | -482.0192 | -491.3806 | -495.4068 | -500.4319 | -505.9394 | 0 | 0 | 0 | 0 | 0 | 0 | 0 | 0
2 | 300 | 304 | 300 304 EMS - Chiller / Restaurant or Services | 0 | 0 | -1235.133 | -1224.259 | -1310.69 | -1361.573 | -1442.641 | -1461.317 | -1506.673 | -1538.632 | -1550.72 | -1546.155 | 0 | 0 | 0 | 0 | 0 | 0 | 0 | 0 | 0 | 0 | 0 | 0 | 0 | 0 | 0 | 0 | 0 | 0
2 | 300 | 305 | 300 305 Chiller Tune Up/Diagnostics / Restaurant or Services | 0 | 0 | -934.2609 | -926.0472 | -991.4179 | -1029.922 | -1091.231 | -1105.359 | -1139.663 | -1163.837 | -1172.984 | -1169.543 | 0 | 0 | 0 | 0 | 0 | 0 | 0 | 0 | 0 | 0 | 0 | 0 | 0 | 0 | 0 | 0 | 0 | 0
2 | 300 | 306 | 300 306 VSD for Chiller Pumps and Towers / Restaurant or Services | 0 | 0 | -1165.624 | -1155.344 | -1236.906 | -1284.921 | -1361.402 | -1379.026 | -1421.84 | -1452.002 | -1463.412 | -1459.119 | -1452.002 | -1448.837 | -1494.929 | -1531.76 | -1543.963 | 0 | 0 | 0 | 0 | 0 | 0 | 0 | 0 | 0 | 0 | 0 | 0 | 0
2 | 300 | 308 | 300 308 Aerosole Duct Sealing / Restaurant or Services | 0 | 0 | -1161.6 | -1151.355 | -1232.636 | -1280.485 | -1356.702 | -1374.265 | -1416.931 | -1446.99 | -1458.36 | -1454.082 | -1446.989 | -1443.835 | -1489.768 | -1526.471 | -1538.633 | 0 | 0 | 0 | 0 | 0 | 0 | 0 | 0 | 0 | 0 | 0 | 0 | 0
2 | 300 | 309 | 300 309 Duct/Pipe Insulation / Restaurant or Services | 0 | 0 | -225.9642 | -223.9711 | -239.7805 | -249.0907 | -263.9182 | -267.3347 | -275.6332 | -281.4802 | -283.6918 | -282.8594 | 0 | 0 | 0 | 0 | 0 | 0 | 0 | 0 | 0 | 0 | 0 | 0 | 0 | 0 | 0 | 0 | 0 | 0
2 | 300 | 311 | 300 311 Window Film (Standard) / Restaurant or Services | 0 | 0 | -610.2064 | -604.8237 | -647.5198 | -672.6591 | -712.6993 | -721.9254 | -744.3355 | -760.1248 | -766.0974 | -763.8486 | 0 | 0 | 0 | 0 | 0 | 0 | 0 | 0 | 0 | 0 | 0 | 0 | 0 | 0 | 0 | 0 | 0 | 0
2 | 300 | 313 | 300 313 Ceiling Insulation / Restaurant or Services | 0 | 0 | -1426.532 | -1413.97 | -1513.794 | -1572.561 | -1666.188 | -1687.757 | -1740.141 | -1777.054 | -1791.016 | -1785.742 | -1777.093 | -1773.181 | -1829.593 | -1874.687 | -1889.624 | -1936.231 | -1973.835 | -1989.973 | -2010.191 | -2032.316 | 0 | 0 | 0 | 0 | 0 | 0 | 0 | 0
2 | 300 | 314 | 300 314 Roof Insulation / Restaurant or Services | 0 | 0 | -523.7416 | -519.1218 | -555.7677 | -577.3452 | -611.7119 | -619.6307 | -638.8652 | -652.4171 | -657.5432 | -655.6138 | -652.42 | -650.9937 | -671.7029 | -688.2618 | -693.7404 | -710.8535 | -724.653 | -730.5897 | -737.9988 | -746.1264 | 0 | 0 | 0 | 0 | 0 | 0 | 0 | 0
2 | 300 | 315 | 300 315 Cool Roof - Chiller / Restaurant or Services | 0 | 0 | -3068.744 | -3041.693 | -3256.437 | -3382.843 | -3584.224 | -3630.623 | -3743.315 | -3822.732 | -3852.769 | -3841.447 | -3822.766 | -3814.369 | -3935.741 | -4032.721 | -4064.863 | 0 | 0 | 0 | 0 | 0 | 0 | 0 | 0 | 0 | 0 | 0 | 0 | 0
2 | 300 | 317 | 300 317 Thermal Energy Storage (TES) Positive / Restaurant or Services | 0 | 0 | -1728.133 | -1712.909 | -1833.843 | -1905.069 | -2018.493 | -2044.59 | -2108.042 | -2152.771 | -2169.718 | -2165.726 | -2152.817 | -2148.05 | -2216.433 | -2271.018 | -2289.183 | -2345.493 | -2391.133 | -2410.731 | -2435.22 | -2462.016 | -2479.548 | -2509.231 | -2549.598 | -2578.335 | -2622.086 | -2659.196 | -2768.577 | -2866.882
2 | 300 | 317 | 300 317 Thermal Energy Storage (TES) Negative / Restaurant or Services | 0 | 0 | 2459.086 | 2437.398 | 2609.473 | 2710.762 | 2872.112 | 2909.291 | 2999.618 | 3063.252 | 3087.324 | 3078.267 | 3063.252 | 3056.579 | 3153.818 | 3231.513 | 3257.253 | 3337.57 | 3402.396 | 3430.28 | 3465.076 | 3503.209 | 3528.234 | 3570.418 | 3627.615 | 3668.847 | 3731.052 | 3783.723 | 3939.59 | 4079.252
2 | 320 | 321 | 320 321 DX Packaged System, EER=10.9, 10 tons / Restaurant or Services | 0 | 0 | -1075.437 | -1065.958 | -1141.204 | -1185.517 | -1256.082 | -1272.342 | -1311.838 | -1339.666 | -1350.192 | -1346.23 | -1339.677 | -1336.748 | -1379.267 | -1413.255 | -1424.521 | 0 | 0 | 0 | 0 | 0 | 0 | 0 | 0 | 0 | 0 | 0 | 0 | 0
2 | 320 | 326 | 320 326 DX Tune Up/ Advanced Diagnostics / Restaurant or Services | 0 | 0 | -922.3259 | -914.1905 | -978.7271 | -1016.722 | -1077.242 | -1091.187 | -1125.062 | -1148.928 | -1157.956 | -1154.559 | 0 | 0 | 0 | 0 | 0 | 0 | 0 | 0 | 0 | 0 | 0 | 0 | 0 | 0 | 0 | 0 | 0 | 0
2 | 320 | 327 | 320 327 DX Coil Cleaning / Restaurant or Services | 0 | 0 | -886.1789 | -878.3897 | -940.3955 | -976.9199 | -1035.073 | 0 | 0 | 0 | 0 | 0 | 0 | 0 | 0 | 0 | 0 | 0 | 0 | 0 | 0 | 0 | 0 | 0 | 0 | 0 | 0 | 0 | 0 | 0
2 | 320 | 328 | 320 328 Optimize Controls / Restaurant or Services | 0 | 0 | -922.1196 | -913.9869 | -978.5095 | -1016.495 | -1076.999 | 0 | 0 | 0 | 0 | 0 | 0 | 0 | 0 | 0 | 0 | 0 | 0 | 0 | 0 | 0 | 0 | 0 | 0 | 0 | 0 | 0 | 0 | 0
2 | 320 | 329 | 320 329 Aerosole Duct Sealing / Restaurant or Services | 0 | 0 | -1847.128 | -1830.837 | -1960.086 | -2036.174 | -2157.371 | -2185.299 | -2253.145 | -2300.942 | -2319.023 | -2312.22 | -2300.941 | -2295.928 | -2368.96 | -2427.332 | -2446.669 | 0 | 0 | 0 | 0 | 0 | 0 | 0 | 0 | 0 | 0 | 0 | 0 | 0
2 | 320 | 330 | 320 330 Duct/Pipe Insulation / Restaurant or Services | 0 | 0 | -360.2013 | -357.0244 | -382.2275 | -397.0663 | -420.7009 | -426.1469 | -439.377 | -448.6979 | -452.2235 | -450.8969 | 0 | 0 | 0 | 0 | 0 | 0 | 0 | 0 | 0 | 0 | 0 | 0 | 0 | 0 | 0 | 0 | 0 | 0
2 | 320 | 332 | 320 332 Window Film (Standard) / Restaurant or Services | 0 | 0 | -932.2307 | -924.0078 | -989.2355 | -1027.644 | -1088.812 | -1102.908 | -1137.144 | -1161.266 | -1170.391 | -1166.957 | 0 | 0 | 0 | 0 | 0 | 0 | 0 | 0 | 0 | 0 | 0 | 0 | 0 | 0 | 0 | 0 | 0 | 0
2 | 320 | 334 | 320 334 Ceiling Insulation / Restaurant or Services | 0 | 0 | -2265.695 | -2245.725 | -2404.277 | -2497.615 | -2646.302 | -2680.559 | -2763.756 | -2822.394 | -2844.57 | -2838.757 | -2822.434 | -2816.232 | -2905.803 | -2977.447 | -3001.194 | -3075.191 | -3134.9 | -3160.577 | -3192.662 | -3227.798 | 0 | 0 | 0 | 0 | 0 | 0 | 0 | 0
2 | 320 | 335 | 320 335 Roof Insulation / Restaurant or Services | 0 | 0 | -834.106 | -826.7491 | -885.1102 | -919.4772 | -974.2081 | -986.8197 | -1017.452 | -1039.035 | -1047.198 | -1044.126 | -1039.044 | -1036.771 | -1069.745 | -1096.115 | -1104.847 | -1132.098 | -1154.077 | -1163.53 | -1175.331 | -1188.278 | 0 | 0 | 0 | 0 | 0 | 0 | 0 | 0
2 | 320 | 336 | 320 336 Cool Roof - DX / Restaurant or Services | 0 | 0 | -4840.655 | -4797.975 | -5136.708 | -5336.099 | -5653.744 | -5726.933 | -5904.702 | -6029.976 | -6077.358 | -6059.506 | -6030.007 | -6016.794 | -6208.237 | -6361.193 | -6411.898 | 0 | 0 | 0 | 0 | 0 | 0 | 0 | 0 | 0 | 0 | 0 | 0 | 0
2 | 340 | 342 | 340 342 Geothermal Heat Pump, EER=13, 10 tons / Restaurant or Services | 0 | 0 | -3801.455 | -3767.931 | -4033.932 | -4190.522 | -4439.953 | -4497.428 | -4637.058 | -4735.427 | -4772.637 | -4758.634 | -4735.425 | -4725.106 | -4875.409 | -4995.527 | -5035.337 | -5159.493 | -5259.704 | -5302.81 | -5356.6 | -5415.548 | -5454.231 | -5519.45 | -5607.88 | -5671.57 | -5767.771 | 0 | 0 | 0
2 | 340 | 344 | 340 344 Aerosole Duct Sealing / Restaurant or Services | 0 | 0 | -1888.607 | -1871.949 | -2004.101 | -2081.897 | -2205.817 | -2234.371 | -2303.74 | -2352.612 | -2371.098 | -2364.143 | -2352.611 | -2347.485 | -2422.156 | -2481.839 | -2501.611 | 0 | 0 | 0 | 0 | 0 | 0 | 0 | 0 | 0 | 0 | 0 | 0 | 0
2 | 340 | 345 | 340 345 Duct/Pipe Insulation / Restaurant or Services | 0 | 0 | -368.0429 | -364.7967 | -390.548 | -405.7111 | -429.8612 | -435.426 | -448.9424 | -458.4657 | -462.0679 | -460.7113 | 0 | 0 | 0 | 0 | 0 | 0 | 0 | 0 | 0 | 0 | 0 | 0 | 0 | 0 | 0 | 0 | 0 | 0
2 | 340 | 347 | 340 347 Window Film (Standard) / Restaurant or Services | 0 | 0 | -952.5565 | -944.155 | -1010.805 | -1050.051 | -1112.553 | -1126.956 | -1161.939 | -1186.587 | -1195.91 | -1192.402 | 0 | 0 | 0 | 0 | 0 | 0 | 0 | 0 | 0 | 0 | 0 | 0 | 0 | 0 | 0 | 0 | 0 | 0
2 | 340 | 349 | 340 349 Ceiling Insulation / Restaurant or Services | 0 | 0 | -2316.975 | -2296.553 | -2458.693 | -2554.145 | -2706.197 | -2741.228 | -2826.309 | -2886.274 | -2908.953 | -2902.948 | -2886.314 | -2879.972 | -2971.571 | -3044.836 | -3069.121 | -3144.792 | -3205.853 | -3232.113 | -3264.922 | -3300.852 | 0 | 0 | 0 | 0 | 0 | 0 | 0 | 0
2 | 340 | 351 | 340 351 Cool Roof - DX / Restaurant or Services | 0 | 0 | -4959.208 | -4915.479 | -5262.507 | -5466.78 | -5792.216 | -5867.196 | -6049.316 | -6177.654 | -6226.195 | -6207.912 | -6177.691 | -6164.177 | -6360.264 | -6516.98 | -6568.954 | 0 | 0 | 0 | 0 | 0 | 0 | 0 | 0 | 0 | 0 | 0 | 0 | 0
2 | 360 | 361 | 360 361 HE PTAC, EER=9.6, 1 ton / Restaurant or Services | 0 | 0 | -3035.83 | -3009.07 | -3221.51 | -3346.56 | -3545.781 | -3591.683 | -3703.169 | -3781.732 | -3811.447 | -3800.245 | -3781.764 | -3773.458 | -3893.529 | -3989.468 | -4021.265 | 0 | 0 | 0 | 0 | 0 | 0 | 0 | 0 | 0 | 0 | 0 | 0 | 0
2 | 360 | 362 | 360 362 Occupancy Sensor (hotels) / Restaurant or Services | 0 | 0 | -3413.675 | -3383.588 | -3622.462 | -3763.083 | -3987.084 | -4038.696 | -4164.073 | -4252.411 | -4285.823 | -4273.228 | -4252.433 | -4243.113 | -4378.123 | -4485.992 | -4521.746 | 0 | 0 | 0 | 0 | 0 | 0 | 0 | 0 | 0 | 0 | 0 | 0 | 0
2 | 400 | 401 | 400 401 High Efficiency Fan Motor, 15hp, 1800rpm, 92.4% / Restaurant or Services | 0 | 0 | -45.8119 | -45.4079 | -48.6131 | -50.5005 | -53.5066 | -54.1992 | -55.8817 | -57.0674 | -57.5155 | -57.3457 | -57.0673 | -56.9423 | -58.7543 | -60.2019 | -60.6818 | 0 | 0 | 0 | 0 | 0 | 0 | 0 | 0 | 0 | 0 | 0 | 0 | 0
2 | 400 | 402 | 400 402 Variable Speed Drive Control / Restaurant or Services | 0 | 0 | -921.191 | -913.0664 | -977.524 | -1015.471 | -1075.914 | -1089.842 | -1123.678 | -1147.515 | -1156.532 | -1153.14 | -1147.514 | -1145.012 | -1181.439 | -1210.547 | -1220.191 | 0 | 0 | 0 | 0 | 0 | 0 | 0 | 0 | 0 | 0 | 0 | 0 | 0
2 | 400 | 403 | 400 403 Air Handler Optimization / Restaurant or Services | 0 | 0 | -310.1591 | -307.4235 | -329.1258 | -341.9025 | -362.2532 | -366.9427 | -378.335 | -386.3611 | 0 | 0 | 0 | 0 | 0 | 0 | 0 | 0 | 0 | 0 | 0 | 0 | 0 | 0 | 0 | 0 | 0 | 0 | 0 | 0
2 | 400 | 404 | 400 404 Electronically Commutated Motors (ECM) on an Air Handler Unit / Restaurant or Services | 0 | 0 | -437.7927 | -433.9315 | -464.5645 | -482.5987 | -511.3242 | -517.9433 | -534.0239 | -545.3524 | -549.6379 | -548.0254 | -545.3522 | -544.1616 | -561.4744 | -575.3068 | -579.8915 | 0 | 0 | 0 | 0 | 0 | 0 | 0 | 0 | 0 | 0 | 0 | 0 | 0
2 | 400 | 405 | 400 405 Demand Control Ventilation (DCV) / Restaurant or Services | 0 | 0 | -471.9435 | -467.782 | -500.7976 | -520.252 | -551.2217 | -558.3579 | -575.6831 | -587.8952 | -592.5147 | -590.7743 | -587.9136 | -586.6141 | -605.2792 | -620.2091 | -625.1402 | 0 | 0 | 0 | 0 | 0 | 0 | 0 | 0 | 0 | 0 | 0 | 0 | 0
2 | 400 | 406 | 400 406 Energy Recovery Ventilation (ERV) / Restaurant or Services | 0 | 0 | -215.7494 | -213.8463 | -228.9408 | -237.8316 | -251.9906 | -255.2539 | -263.173 | -268.7556 | -270.8671 | -270.0716 | -268.7583 | -268.1678 | -276.7054 | -283.5294 | -285.7802 | -292.8345 | -298.5175 | -300.9589 | -304.0098 | -307.3626 | 0 | 0 | 0 | 0 | 0 | 0 | 0 | 0
2 | 400 | 407 | 400 407 Separate Makeup Air / Exhaust Hoods AC / Restaurant or Services | 0 | 0 | -756.2062 | -749.5366 | -802.4496 | -833.6005 | -883.2183 | -894.6514 | -922.4277 | -941.9958 | -949.3979 | -946.6128 | -941.9954 | -939.9408 | -969.8439 | -993.7379 | -1001.656 | 0 | 0 | 0 | 0 | 0 | 0 | 0 | 0 | 0 | 0 | 0 | 0 | 0
2 | 600 | 603 | 600 603 Heat Pump Water Heater (air source) / Restaurant or Services | 0 | 0 | -1752.925 | -1737.464 | -1860.121 | -1932.329 | -2047.345 | -2073.848 | -2138.234 | -2183.594 | -2200.752 | -2194.296 | -2183.594 | -2178.836 | -2248.138 | -2303.54 | -2321.889 | 0 | 0 | 0 | 0 | 0 | 0 | 0 | 0 | 0 | 0 | 0 | 0 | 0
2 | 600 | 604 | 600 604 Solar Water Heater / Restaurant or Services | 0 | 0 | -1748.798 | -1733.373 | -1855.742 | -1927.78 | -2042.525 | -2068.965 | -2133.2 | -2178.453 | -2195.571 | -2189.13 | -2178.452 | -2173.706 | -2242.845 | -2298.116 | -2316.423 | -2373.541 | -2419.637 | -2439.468 | -2464.213 | -2491.331 | 0 | 0 | 0 | 0 | 0 | 0 | 0 | 0
2 | 600 | 606 | 600 606 Demand controlled circulating systems / Restaurant or Services | 0 | 0 | -124.1255 | -123.0308 | -131.7159 | -136.8292 | -144.9735 | -146.8503 | -151.4094 | -154.6216 | -155.8363 | -155.3791 | -154.6214 | -154.2838 | -159.1923 | -163.1139 | -164.4138 | 0 | 0 | 0 | 0 | 0 | 0 | 0 | 0 | 0 | 0 | 0 | 0 | 0
2 | 600 | 608 | 600 608 Heat Recovery Unit / Restaurant or Services | 0 | 0 | -1920.386 | -1903.448 | -2037.823 | -2116.929 | -2242.933 | -2271.968 | -2342.505 | -2392.198 | -2410.995 | -2403.923 | 0 | 0 | 0 | 0 | 0 | 0 | 0 | 0 | 0 | 0 | 0 | 0 | 0 | 0 | 0 | 0 | 0 | 0
2 | 600 | 609 | 600 609 Heat Trap / Restaurant or Services | 0 | 0 | -224.726 | -222.744 | -238.4682 | -247.7256 | -262.4708 | -265.8686 | -274.123 | -279.9382 | -282.1376 | -281.3091 | 0 | 0 | 0 | 0 | 0 | 0 | 0 | 0 | 0 | 0 | 0 | 0 | 0 | 0 | 0 | 0 | 0 | 0
2 | 600 | 610 | 600 610 Hot Water Pipe Insulation / Restaurant or Services | 0 | 0 | -49.1137 | -48.6805 | -52.117 | -54.1402 | -57.3627 | -58.1054 | -59.9093 | -61.1805 | -61.6609 | -61.4798 | -61.1803 | -61.0466 | -62.9883 | -64.5408 | -65.0549 | 0 | 0 | 0 | 0 | 0 | 0 | 0 | 0 | 0 | 0 | 0 | 0 | 0
2 | 700 | 701 | 700 701 PC Manual Power Management Enabling / Restaurant or Services | 0 | 0 | -47.4628 | -47.0442 | -50.3652 | -52.3204 | 0 | 0 | 0 | 0 | 0 | 0 | 0 | 0 | 0 | 0 | 0 | 0 | 0 | 0 | 0 | 0 | 0 | 0 | 0 | 0 | 0 | 0 | 0 | 0
2 | 700 | 702 | 700 702 PC Network Power Management Enabling / Restaurant or Services | 0 | 0 | -47.4628 | -47.0442 | -50.3652 | -52.3204 | 0 | 0 | 0 | 0 | 0 | 0 | 0 | 0 | 0 | 0 | 0 | 0 | 0 | 0 | 0 | 0 | 0 | 0 | 0 | 0 | 0 | 0 | 0 | 0
2 | 710 | 711 | 710 711 Energy Star or Better Monitor / Restaurant or Services | 0 | 0 | -68.202 | -67.6005 | -72.3726 | -75.182 | 0 | 0 | 0 | 0 | 0 | 0 | 0 | 0 | 0 | 0 | 0 | 0 | 0 | 0 | 0 | 0 | 0 | 0 | 0 | 0 | 0 | 0 | 0 | 0
2 | 710 | 712 | 710 712 Monitor Power Management Enabling / Restaurant or Services | 0 | 0 | -44.5737 | -44.1806 | -47.2995 | -49.1356 | 0 | 0 | 0 | 0 | 0 | 0 | 0 | 0 | 0 | 0 | 0 | 0 | 0 | 0 | 0 | 0 | 0 | 0 | 0 | 0 | 0 | 0 | 0 | 0
2 | 720 | 722 | 720 722 Monitor Power Management Enabling / Restaurant or Services | 0 | 0 | -0.10318 | -0.10227 | -0.10949 | -0.11374 | 0 | 0 | 0 | 0 | 0 | 0 | 0 | 0 | 0 | 0 | 0 | 0 | 0 | 0 | 0 | 0 | 0 | 0 | 0 | 0 | 0 | 0 | 0 | 0
2 | 730 | 731 | 730 731 Energy Star or Better Copier / Restaurant or Services | 0 | 0 | -16.0961 | -15.9541 | -17.0804 | -17.7433 | -18.7994 | -19.0429 | 0 | 0 | 0 | 0 | 0 | 0 | 0 | 0 | 0 | 0 | 0 | 0 | 0 | 0 | 0 | 0 | 0 | 0 | 0 | 0 | 0 | 0
2 | 730 | 732 | 730 732 Copier Power Management Enabling / Restaurant or Services | 0 | 0 | -13.3102 | -13.1928 | -14.1242 | -14.6725 | -15.5458 | -15.7469 | 0 | 0 | 0 | 0 | 0 | 0 | 0 | 0 | 0 | 0 | 0 | 0 | 0 | 0 | 0 | 0 | 0 | 0 | 0 | 0 | 0 | 0
2 | 800 | 801 | 800 801 Convection Oven / Restaurant or Services | 0 | 0 | -342.8671 | -339.843 | -363.8338 | -377.9581 | -400.4549 | -405.6388 | -418.2327 | -427.105 | -430.461 | -429.1981 | 0 | 0 | 0 | 0 | 0 | 0 | 0 | 0 | 0 | 0 | 0 | 0 | 0 | 0 | 0 | 0 | 0 | 0
2 | 810 | 811 | 810 811 Efficient Fryer / Restaurant or Services | 0 | 0 | -608.2461 | -602.8815 | -645.441 | -670.4972 | -710.4068 | -719.603 | -741.9445 | -757.6837 | -763.6374 | -761.3979 | 0 | 0 | 0 | 0 | 0 | 0 | 0 | 0 | 0 | 0 | 0 | 0 | 0 | 0 | 0 | 0 | 0 | 0
2 | 900 | 901 | 900 901 Vending Misers (cooled machines only) / Restaurant or Services | 0 | 0 | -182.1127 | -180.5065 | -193.2492 | -200.751 | -212.7003 | -215.4537 | -222.1427 | -226.8552 | -228.6378 | -227.9667 | 0 | 0 | 0 | 0 | 0 | 0 | 0 | 0 | 0 | 0 | 0 | 0 | 0 | 0 | 0 | 0 | 0 | 0
3 | 110 | 111 | 110 111 Premium T8, Elecctronic Ballast / Retail | 0 | 0 | -1143.131 | -1133.048 | -1213.035 | -1260.126 | -1335.134 | -1352.417 | -1394.402 | -1423.982 | -1435.171 | -1430.96 | -1423.984 | -1420.879 | -1466.07 | -1502.208 | -1514.171 | -1551.514 | -1581.64 | -1594.601 | 0 | 0 | 0 | 0 | 0 | 0 | 0 | 0 | 0 | 0
3 | 110 | 112 | 110 112 Premium T8, EB, Reflector / Retail | 0 | 0 | -2364.661 | -2343.818 | -2509.28 | -2606.689 | -2761.855 | -2797.608 | -2884.458 | -2945.647 | -2968.792 | -2960.076 | -2945.66 | -2939.23 | -3032.728 | -3107.449 | -3132.215 | -3209.455 | -3271.777 | -3298.586 | 0 | 0 | 0 | 0 | 0 | 0 | 0 | 0 | 0 | 0
3 | 110 | 113 | 110 113 Occupancy Sensor / Retail | 0 | 0 | -1032.419 | -1023.312 | -1095.552 | -1138.084 | -1205.827 | -1221.436 | -1259.354 | -1286.069 | -1296.175 | -1292.372 | 0 | 0 | 0 | 0 | 0 | 0 | 0 | 0 | 0 | 0 | 0 | 0 | 0 | 0 | 0 | 0 | 0 | 0
3 | 110 | 114 | 110 114 Continuous Dimming / Retail | 0 | 0 | -2540.074 | -2517.68 | -2695.415 | -2800.05 | -2966.72 | -3005.124 | -3098.42 | -3164.148 | -3189.011 | -3179.655 | -3164.151 | -3157.254 | -3257.682 | 0 | 0 | 0 | 0 | 0 | 0 | 0 | 0 | 0 | 0 | 0 | 0 | 0 | 0 | 0
3 | 120 | 121 | 120 121 ROB Premium T8, 1EB / Retail | 0 | 0 | -494.0258 | -489.6684 | -524.2353 | -544.5876 | -577.0035 | -584.4731 | -602.6176 | -615.4008 | -620.2361 | -618.4164 | -615.4015 | -614.0578 | -633.5944 | -649.208 | -654.3788 | -670.5173 | -683.5359 | -689.1364 | 0 | 0 | 0 | 0 | 0 | 0 | 0 | 0 | 0 | 0
3 | 120 | 122 | 120 122 ROB Premium T8, EB, Reflector / Retail | 0 | 0 | -1995.178 | -1977.592 | -2117.197 | -2199.39 | -2330.308 | -2360.474 | -2433.753 | -2485.382 | -2504.91 | -2497.561 | -2485.391 | -2479.967 | -2558.854 | -2621.899 | -2642.797 | -2707.97 | -2760.553 | -2783.173 | 0 | 0 | 0 | 0 | 0 | 0 | 0 | 0 | 0 | 0
3 | 120 | 123 | 120 123 Occupancy Sensor / Retail | 0 | 0 | -631.3583 | -625.7895 | -669.9662 | -695.9756 | -737.4029 | -746.9488 | -770.1371 | -786.4738 | -792.6534 | -790.3279 | 0 | 0 | 0 | 0 | 0 | 0 | 0 | 0 | 0 | 0 | 0 | 0 | 0 | 0 | 0 | 0 | 0 | 0
3 | 120 | 124 | 120 124 Lighting Control Tuneup / Retail | 0 | 0 | -161.2703 | -159.848 | -171.1319 | -177.7757 | -188.3573 | -190.7957 | 0 | 0 | 0 | 0 | 0 | 0 | 0 | 0 | 0 | 0 | 0 | 0 | 0 | 0 | 0 | 0 | 0 | 0 | 0 | 0 | 0 | 0
3 | 130 | 131 | 130 131 CFL Screw-in 18W / Retail | 0 | 0 | -8892.63 | -8814.2 | 0 | 0 | 0 | 0 | 0 | 0 | 0 | 0 | 0 | 0 | 0 | 0 | 0 | 0 | 0 | 0 | 0 | 0 | 0 | 0 | 0 | 0 | 0 | 0 | 0 | 0
3 | 140 | 141 | 140 141 CFL Hardwired, Modular 18W / Retail | 0 | 0 | -8892.63 | -8814.2 | -9436.476 | -9802.747 | -10386.31 | 0 | 0 | 0 | 0 | 0 | 0 | 0 | 0 | 0 | 0 | 0 | 0 | 0 | 0 | 0 | 0 | 0 | 0 | 0 | 0 | 0 | 0 | 0
3 | 150 | 151 | 150 151 PSMH, 250W, magnetic ballast / Retail | 0 | 0 | -2075.462 | -2057.159 | -2202.384 | -2287.881 | -2424.062 | -2455.442 | -2531.672 | -2585.378 | -2605.693 | -2598.049 | -2585.38 | -2579.745 | 0 | 0 | 0 | 0 | 0 | 0 | 0 | 0 | 0 | 0 | 0 | 0 | 0 | 0 | 0 | 0
3 | 150 | 152 | 150 152 PSMH, 250 W, electronic ballast / Retail | 0 | 0 | -2399.029 | -2377.877 | -2545.742 | -2644.569 | -2801.982 | -2838.254 | -2926.369 | -2988.448 | -3011.93 | -3003.094 | -2988.45 | -2981.937 | 0 | 0 | 0 | 0 | 0 | 0 | 0 | 0 | 0 | 0 | 0 | 0 | 0 | 0 | 0 | 0
3 | 150 | 153 | 150 153 High Bay T5 / Retail | 0 | 0 | -2763.236 | -2738.884 | -2932.238 | -3046.066 | -3227.386 | -3269.165 | -3370.654 | -3442.158 | -3469.204 | -3459.009 | -3442.175 | -3434.656 | 0 | 0 | 0 | 0 | 0 | 0 | 0 | 0 | 0 | 0 | 0 | 0 | 0 | 0 | 0 | 0
3 | 160 | 161 | 160 161 LED Exit Sign / Retail | 0 | 0 | -5.6749 | -5.6248 | -6.0218 | -6.2557 | -6.6281 | -6.714 | -6.9223 | -7.0693 | -7.1245 | -7.103 | -7.0693 | -7.0538 | -7.2782 | -7.4578 | -7.5171 | -7.703 | 0 | 0 | 0 | 0 | 0 | 0 | 0 | 0 | 0 | 0 | 0 | 0
3 | 200 | 201 | 200 201 High Pressure Sodium 250W Lamp / Retail | 0 | 0 | -110.8153 | -109.8379 | -117.5919 | -122.1568 | -129.4277 | 0 | 0 | 0 | 0 | 0 | 0 | 0 | 0 | 0 | 0 | 0 | 0 | 0 | 0 | 0 | 0 | 0 | 0 | 0 | 0 | 0 | 0 | 0
3 | 200 | 202 | 200 202 Outdoor Lighting Controls (Photocell/Timeclock) / Retail | 0 | 0 | -87.5998 | -86.8272 | -92.9567 | -96.5652 | -102.313 | 0 | 0 | 0 | 0 | 0 | 0 | 0 | 0 | 0 | 0 | 0 | 0 | 0 | 0 | 0 | 0 | 0 | 0 | 0 | 0 | 0 | 0 | 0
3 | 210 | 211 | 210 211 Outdoor Lighting Controls (Photocell/Timeclock) / Retail | 0 | 0 | -376.7101 | -373.3877 | -399.7466 | -415.2647 | -439.9822 | 0 | 0 | 0 | 0 | 0 | 0 | 0 | 0 | 0 | 0 | 0 | 0 | 0 | 0 | 0 | 0 | 0 | 0 | 0 | 0 | 0 | 0 | 0
3 | 300 | 301 | 300 301 Centrifugal Chiller, 0.51 kW/ton, 500 tons / Retail | 0 | 0 | -521.678 | -517.0767 | -553.5786 | -575.0698 | -609.3002 | -617.188 | -636.348 | -649.8469 | -654.9529 | -653.0315 | -649.8478 | -648.4288 | -669.0585 | -685.5466 | -691.0065 | -708.0489 | -721.7952 | -727.7103 | -735.0911 | -743.1815 | 0 | 0 | 0 | 0 | 0 | 0 | 0 | 0
3 | 300 | 302 | 300 302 High Efficiency Chiller Motors / Retail | 0 | 0 | -134.4435 | -133.2577 | -142.6646 | -148.2031 | -157.0248 | -159.0575 | -163.9954 | -167.4744 | -168.7902 | -168.2948 | -167.4747 | -167.1082 | -172.4252 | -176.6731 | -178.0821 | -182.4734 | -186.0163 | -187.5404 | -189.4433 | -191.5278 | 0 | 0 | 0 | 0 | 0 | 0 | 0 | 0
3 | 300 | 304 | 300 304 EMS - Chiller / Retail | 0 | 0 | -467.6118 | -463.4874 | -496.2061 | -515.4699 | -546.1524 | -553.2224 | -570.3973 | -582.4974 | -587.0745 | -585.352 | 0 | 0 | 0 | 0 | 0 | 0 | 0 | 0 | 0 | 0 | 0 | 0 | 0 | 0 | 0 | 0 | 0 | 0
3 | 300 | 305 | 300 305 Chiller Tune Up/Diagnostics / Retail | 0 | 0 | -353.7009 | -350.5809 | -375.3283 | -389.9037 | -413.115 | -418.4628 | -431.4477 | -440.5997 | -444.0615 | -442.7576 | 0 | 0 | 0 | 0 | 0 | 0 | 0 | 0 | 0 | 0 | 0 | 0 | 0 | 0 | 0 | 0 | 0 | 0
3 | 300 | 306 | 300 306 VSD for Chiller Pumps and Towers / Retail | 0 | 0 | -441.1976 | -437.3063 | -468.1766 | -486.3525 | -515.3017 | -521.9724 | -538.1772 | -549.5938 | -553.9122 | -552.2876 | -549.5936 | -548.3937 | -565.8412 | -579.7839 | -584.4026 | 0 | 0 | 0 | 0 | 0 | 0 | 0 | 0 | 0 | 0 | 0 | 0 | 0
3 | 300 | 307 | 300 307 EMS Optimization / Retail | 0 | 0 | -217.6066 | -215.6874 | -230.9137 | -239.8777 | -254.1557 | 0 | 0 | 0 | 0 | 0 | 0 | 0 | 0 | 0 | 0 | 0 | 0 | 0 | 0 | 0 | 0 | 0 | 0 | 0 | 0 | 0 | 0 | 0
3 | 300 | 308 | 300 308 Aerosole Duct Sealing / Retail | 0 | 0 | -439.7531 | -435.8746 | -466.6448 | -484.7598 | -513.6138 | -520.2626 | -536.4152 | -547.7944 | -552.0989 | -550.4797 | -547.7944 | -546.5986 | -563.9887 | -577.8828 | -582.4882 | 0 | 0 | 0 | 0 | 0 | 0 | 0 | 0 | 0 | 0 | 0 | 0 | 0
3 | 300 | 309 | 300 309 Duct/Pipe Insulation / Retail | 0 | 0 | -85.5362 | -84.7818 | -90.7666 | -94.2905 | -99.9029 | -101.1962 | -104.3378 | -106.5514 | -107.3884 | -107.0728 | 0 | 0 | 0 | 0 | 0 | 0 | 0 | 0 | 0 | 0 | 0 | 0 | 0 | 0 | 0 | 0 | 0 | 0
3 | 300 | 311 | 300 311 Window Film (Standard) / Retail | 0 | 0 | -231.3296 | -229.2892 | -245.474 | -255.0055 | -270.1848 | -273.6823 | -282.178 | -288.1638 | -290.4276 | -289.5753 | 0 | 0 | 0 | 0 | 0 | 0 | 0 | 0 | 0 | 0 | 0 | 0 | 0 | 0 | 0 | 0 | 0 | 0
3 | 300 | 313 | 300 313 Ceiling Insulation / Retail | 0 | 0 | -540.0441 | -535.2802 | -573.0632 | -595.3207 | -630.7578 | -638.923 | -658.7508 | -672.7246 | -678.0106 | -676.0197 | -672.7422 | -671.2587 | -692.6152 | -709.6973 | -715.3428 | -732.989 | -747.2136 | -753.3299 | -760.9712 | -769.3595 | 0 | 0 | 0 | 0 | 0 | 0 | 0 | 0
3 | 300 | 314 | 300 314 Roof Insulation / Retail | 0 | 0 | -198.3119 | -196.5627 | -210.4372 | -218.6087 | -231.6223 | -234.6207 | -241.9027 | -247.0342 | -248.9751 | -248.2441 | -247.0353 | -246.4932 | -254.3376 | -260.6071 | -262.6826 | -269.1632 | -274.3875 | -276.6348 | -279.4391 | -282.5156 | 0 | 0 | 0 | 0 | 0 | 0 | 0 | 0
3 | 300 | 315 | 300 315 Cool Roof - Chiller / Retail | 0 | 0 | -1124.034 | -1114.127 | -1192.774 | -1239.088 | -1312.842 | -1329.837 | -1371.118 | -1400.203 | -1411.205 | -1407.065 | -1400.215 | -1397.154 | -1441.595 | -1477.117 | -1488.892 | 0 | 0 | 0 | 0 | 0 | 0 | 0 | 0 | 0 | 0 | 0 | 0 | 0
3 | 300 | 317 | 300 317 Thermal Energy Storage (TES) Positive / Retail | 0 | 0 | -791.3927 | -784.4116 | -839.7828 | -872.3837 | -924.312 | -936.2793 | -965.3475 | -985.811 | -993.5573 | -990.6382 | -985.8203 | -983.6703 | -1014.959 | -1039.941 | -1048.255 | -1074.088 | -1094.936 | -1103.93 | -1115.139 | -1127.413 | -1135.467 | -1149.043 | -1167.447 | -1180.64 | -1200.736 | -1217.684 | -1267.848 | -1312.798
3 | 300 | 317 | 300 317 Thermal Energy Storage (TES) Negative / Retail | 0 | 0 | 1067.912 | 1058.493 | 1133.22 | 1177.208 | 1247.277 | 1263.423 | 1302.65 | 1330.284 | 1340.738 | 1336.805 | 1330.284 | 1327.386 | 1369.614 | 1403.355 | 1414.533 | 1449.412 | 1477.564 | 1489.674 | 1504.785 | 1521.345 | 1532.213 | 1550.532 | 1575.371 | 1593.276 | 1620.291 | 1643.165 | 1710.853 | 1771.504
3 | 320 | 321 | 320 321 DX Packaged System, EER=10.9, 10 tons / Retail | 0 | 0 | -407.1482 | -403.5569 | -432.0446 | -448.8188 | -475.5352 | -481.691 | -496.6433 | -507.1786 | -511.1635 | -509.6635 | -507.1806 | -506.0714 | -522.1727 | -535.0446 | -539.303 | 0 | 0 | 0 | 0 | 0 | 0 | 0 | 0 | 0 | 0 | 0 | 0 | 0
3 | 320 | 322 | 320 322 Hybrid Dessicant-DX System (Trane CDQ) / Retail | 0 | 0 | -2706.612 | -2682.745 | -2872.134 | -2983.628 | -3161.221 | -3202.142 | -3301.558 | -3371.595 | -3398.089 | -3388.12 | -3371.595 | -3364.249 | -3471.257 | -3556.791 | -3585.133 | 0 | 0 | 0 | 0 | 0 | 0 | 0 | 0 | 0 | 0 | 0 | 0 | 0
3 | 320 | 323 | 320 323 Geothermal Heat Pump, EER=13, 10 tons / Retail | 0 | 0 | -1408.097 | -1395.678 | -1494.206 | -1552.21 | -1644.601 | -1665.89 | -1717.61 | -1754.047 | -1767.83 | -1762.644 | -1754.047 | -1750.225 | -1805.896 | -1850.399 | -1865.138 | 0 | 0 | 0 | 0 | 0 | 0 | 0 | 0 | 0 | 0 | 0 | 0 | 0
3 | 320 | 326 | 320 326 DX Tune Up/ Advanced Diagnostics / Retail | 0 | 0 | -349.1611 | -346.0814 | -370.5115 | -384.8963 | -407.8073 | -413.0864 | -425.91 | -434.9449 | -438.3623 | -437.0761 | 0 | 0 | 0 | 0 | 0 | 0 | 0 | 0 | 0 | 0 | 0 | 0 | 0 | 0 | 0 | 0 | 0 | 0
3 | 320 | 327 | 320 327 DX Coil Cleaning / Retail | 0 | 0 | -335.4381 | -332.4792 | -355.9488 | -369.7713 | -391.7845 | 0 | 0 | 0 | 0 | 0 | 0 | 0 | 0 | 0 | 0 | 0 | 0 | 0 | 0 | 0 | 0 | 0 | 0 | 0 | 0 | 0 | 0 | 0
3 | 320 | 329 | 320 329 Aerosole Duct Sealing / Retail | 0 | 0 | -699.2508 | -693.0836 | -742.0111 | -770.816 | -816.6965 | -827.2689 | -852.9529 | -871.0471 | -877.8918 | -875.3168 | -871.0466 | -869.1472 | -896.7977 | -918.8921 | -926.2138 | 0 | 0 | 0 | 0 | 0 | 0 | 0 | 0 | 0 | 0 | 0 | 0 | 0
3 | 320 | 330 | 320 330 Duct/Pipe Insulation / Retail | 0 | 0 | -136.3008 | -135.0986 | -144.6354 | -150.2504 | -159.194 | -161.2548 | -166.2608 | -169.788 | -171.122 | -170.6203 | 0 | 0 | 0 | 0 | 0 | 0 | 0 | 0 | 0 | 0 | 0 | 0 | 0 | 0 | 0 | 0 | 0 | 0
3 | 320 | 334 | 320 334 Ceiling Insulation / Retail | 0 | 0 | -857.8149 | -850.267 | -910.2873 | -945.6423 | -1001.931 | -1014.904 | -1046.399 | -1068.596 | -1076.994 | -1073.836 | -1068.631 | -1066.271 | -1100.188 | -1127.309 | -1136.291 | -1164.319 | -1186.92 | -1196.634 | -1208.78 | -1222.097 | 0 | 0 | 0 | 0 | 0 | 0 | 0 | 0
3 | 320 | 335 | 320 335 Roof Insulation / Retail | 0 | 0 | -315.8339 | -313.048 | -335.146 | -348.159 | -368.8842 | -373.6597 | -385.2572 | -393.4296 | -396.5208 | -395.3563 | -393.4312 | -392.57 | -405.0638 | -415.0481 | -418.3498 | -428.6711 | -436.9933 | -440.5717 | -445.0384 | -449.9412 | 0 | 0 | 0 | 0 | 0 | 0 | 0 | 0
3 | 340 | 344 | 340 344 Aerosole Duct Sealing / Retail | 0 | 0 | -714.9341 | -708.6287 | -758.6536 | -788.1043 | -835.0141 | -845.8235 | -872.0837 | -890.5838 | -897.5818 | -894.9489 | -890.5831 | -888.6411 | -916.9123 | -939.5024 | -946.9875 | 0 | 0 | 0 | 0 | 0 | 0 | 0 | 0 | 0 | 0 | 0 | 0 | 0
3 | 340 | 345 | 340 345 Duct/Pipe Insulation / Retail | 0 | 0 | -139.293 | -138.0645 | -147.8106 | -153.549 | -162.6889 | -164.7948 | -169.911 | -173.5154 | -174.8787 | -174.3652 | 0 | 0 | 0 | 0 | 0 | 0 | 0 | 0 | 0 | 0 | 0 | 0 | 0 | 0 | 0 | 0 | 0 | 0
3 | 340 | 349 | 340 349 Ceiling Insulation / Retail | 0 | 0 | -877.211 | -869.4932 | -930.871 | -967.025 | -1024.587 | -1037.853 | -1070.061 | -1092.76 | -1101.348 | -1098.118 | -1092.795 | -1090.381 | -1125.065 | -1152.8 | -1161.985 | -1190.647 | -1213.76 | -1223.693 | -1236.114 | -1249.732 | 0 | 0 | 0 | 0 | 0 | 0 | 0 | 0
3 | 340 | 351 | 340 351 Cool Roof - DX / Retail | 0 | 0 | -1820.374 | -1804.341 | -1931.718 | -2006.711 | -2126.168 | -2153.691 | -2220.546 | -2267.652 | -2285.469 | -2278.747 | -2267.676 | -2262.71 | -2334.689 | -2392.215 | -2411.286 | 0 | 0 | 0 | 0 | 0 | 0 | 0 | 0 | 0 | 0 | 0 | 0 | 0
3 | 360 | 361 | 360 361 HE PTAC, EER=9.6, 1 ton / Retail | 0 | 0 | -1149.21 | -1139.081 | -1219.489 | -1266.841 | -1342.246 | -1359.622 | -1401.828 | -1431.565 | -1442.812 | -1438.58 | -1431.576 | -1428.447 | -1473.883 | -1510.2 | -1522.24 | 0 | 0 | 0 | 0 | 0 | 0 | 0 | 0 | 0 | 0 | 0 | 0 | 0
3 | 400 | 402 | 400 402 Variable Speed Drive Control / Retail | 0 | 0 | -472.0484 | -467.8851 | -500.915 | -520.3605 | -551.3335 | -558.4706 | -575.8093 | -588.0242 | -592.6449 | -590.907 | -588.024 | -586.7407 | -605.4078 | -620.3228 | -625.266 | 0 | 0 | 0 | 0 | 0 | 0 | 0 | 0 | 0 | 0 | 0 | 0 | 0
3 | 400 | 403 | 400 403 Air Handler Optimization / Retail | 0 | 0 | -149.3015 | -147.9847 | -158.4315 | -164.5818 | -174.3781 | -176.6354 | -182.1193 | -185.9827 | 0 | 0 | 0 | 0 | 0 | 0 | 0 | 0 | 0 | 0 | 0 | 0 | 0 | 0 | 0 | 0 | 0 | 0 | 0 | 0
3 | 400 | 404 | 400 404 Electronically Commutated Motors (ECM) on an Air Handler Unit / Retail | 0 | 0 | -210.6935 | -208.8353 | -223.5778 | -232.2571 | -246.0815 | -249.267 | -257.006 | -262.4581 | -264.5204 | -263.7443 | -262.458 | -261.8852 | -270.2171 | -276.8736 | -279.0802 | 0 | 0 | 0 | 0 | 0 | 0 | 0 | 0 | 0 | 0 | 0 | 0 | 0
3 | 400 | 405 | 400 405 Demand Control Ventilation (DCV) / Retail | 0 | 0 | -227.2023 | -225.1982 | -241.0942 | -250.4568 | -265.3675 | -268.8038 | -277.1434 | -283.0224 | -285.2458 | -284.4081 | -283.0253 | -282.4036 | -291.3943 | -298.5805 | -300.9509 | 0 | 0 | 0 | 0 | 0 | 0 | 0 | 0 | 0 | 0 | 0 | 0 | 0
3 | 400 | 406 | 400 406 Energy Recovery Ventilation (ERV) / Retail | 0 | 0 | -103.9023 | -102.9857 | -110.254 | -114.5368 | -121.3558 | -122.9273 | -126.7408 | -129.4294 | -130.4461 | -130.0635 | -129.4307 | -129.1464 | -133.2566 | -136.5428 | -137.6292 | -141.0257 | -143.7634 | -144.94 | -146.4079 | -148.0202 | 0 | 0 | 0 | 0 | 0 | 0 | 0 | 0
3 | 600 | 603 | 600 603 Heat Pump Water Heater (air source) / Retail | 0 | 0 | -85.1235 | -84.3728 | -90.3289 | -93.8354 | -99.4208 | -100.7078 | -103.8344 | -106.0372 | -106.8704 | -106.5569 | -106.037 | -105.8057 | -109.1719 | -111.8613 | -112.7527 | 0 | 0 | 0 | 0 | 0 | 0 | 0 | 0 | 0 | 0 | 0 | 0 | 0
3 | 600 | 606 | 600 606 Demand controlled circulating systems / Retail | 0 | 0 | -5.9845 | -5.9317 | -6.3504 | -6.597 | -6.9895 | -7.08 | -7.2998 | -7.4548 | -7.5132 | -7.4906 | -7.4545 | -7.4385 | -7.6751 | -7.8647 | -7.9268 | 0 | 0 | 0 | 0 | 0 | 0 | 0 | 0 | 0 | 0 | 0 | 0 | 0
3 | 600 | 608 | 600 608 Heat Recovery Unit / Retail | 0 | 0 | -93.2747 | -92.452 | -98.9785 | -102.8209 | -108.941 | -110.3514 | -113.7773 | -116.1912 | -117.1038 | -116.7599 | 0 | 0 | 0 | 0 | 0 | 0 | 0 | 0 | 0 | 0 | 0 | 0 | 0 | 0 | 0 | 0 | 0 | 0
3 | 600 | 609 | 600 609 Heat Trap / Retail | 0 | 0 | -10.9371 | -10.8406 | -11.6059 | -12.0563 | -12.774 | -12.9394 | -13.3412 | -13.6243 | -13.7312 | -13.6903 | 0 | 0 | 0 | 0 | 0 | 0 | 0 | 0 | 0 | 0 | 0 | 0 | 0 | 0 | 0 | 0 | 0 | 0
3 | 600 | 610 | 600 610 Hot Water Pipe Insulation / Retail | 0 | 0 | -2.3731 | -2.3522 | -2.5183 | -2.6161 | -2.7716 | -2.8076 | -2.8947 | -2.9563 | -2.9793 | -2.9706 | -2.9561 | -2.9497 | -3.0435 | -3.1191 | -3.1435 | 0 | 0 | 0 | 0 | 0 | 0 | 0 | 0 | 0 | 0 | 0 | 0 | 0
3 | 700 | 701 | 700 701 PC Manual Power Management Enabling / Retail | 0 | 0 | -52.1059 | -51.6463 | -55.2923 | -57.4386 | 0 | 0 | 0 | 0 | 0 | 0 | 0 | 0 | 0 | 0 | 0 | 0 | 0 | 0 | 0 | 0 | 0 | 0 | 0 | 0 | 0 | 0 | 0 | 0
3 | 700 | 702 | 700 702 PC Network Power Management Enabling / Retail | 0 | 0 | -52.1059 | -51.6463 | -55.2923 | -57.4386 | 0 | 0 | 0 | 0 | 0 | 0 | 0 | 0 | 0 | 0 | 0 | 0 | 0 | 0 | 0 | 0 | 0 | 0 | 0 | 0 | 0 | 0 | 0 | 0
3 | 710 | 711 | 710 711 Energy Star or Better Monitor / Retail | 0 | 0 | -74.9087 | -74.248 | -79.4895 | -82.5751 | 0 | 0 | 0 | 0 | 0 | 0 | 0 | 0 | 0 | 0 | 0 | 0 | 0 | 0 | 0 | 0 | 0 | 0 | 0 | 0 | 0 | 0 | 0 | 0
3 | 710 | 712 | 710 712 Monitor Power Management Enabling / Retail | 0 | 0 | -48.9073 | -48.476 | -51.8981 | -53.9128 | 0 | 0 | 0 | 0 | 0 | 0 | 0 | 0 | 0 | 0 | 0 | 0 | 0 | 0 | 0 | 0 | 0 | 0 | 0 | 0 | 0 | 0 | 0 | 0
3 | 720 | 722 | 720 722 Monitor Power Management Enabling / Retail | 0 | 0 | -0.10318 | -0.10227 | -0.10949 | -0.11374 | 0 | 0 | 0 | 0 | 0 | 0 | 0 | 0 | 0 | 0 | 0 | 0 | 0 | 0 | 0 | 0 | 0 | 0 | 0 | 0 | 0 | 0 | 0 | 0
3 | 730 | 732 | 730 732 Copier Power Management Enabling / Retail | 0 | 0 | -12.0721 | -11.9656 | -12.8103 | -13.3076 | -14.0996 | -14.2822 | 0 | 0 | 0 | 0 | 0 | 0 | 0 | 0 | 0 | 0 | 0 | 0 | 0 | 0 | 0 | 0 | 0 | 0 | 0 | 0 | 0 | 0
3 | 740 | 741 | 740 741 Printer Power Management Enabling / Retail | 0 | 0 | -78.7263 | -78.032 | -83.5406 | -86.7834 | -91.9491 | 0 | 0 | 0 | 0 | 0 | 0 | 0 | 0 | 0 | 0 | 0 | 0 | 0 | 0 | 0 | 0 | 0 | 0 | 0 | 0 | 0 | 0 | 0
3 | 800 | 801 | 800 801 Convection Oven / Retail | 0 | 0 | -4.4367 | -4.3976 | -4.708 | -4.8908 | -5.1818 | -5.249 | -5.412 | -5.527 | -5.5702 | -5.5536 | 0 | 0 | 0 | 0 | 0 | 0 | 0 | 0 | 0 | 0 | 0 | 0 | 0 | 0 | 0 | 0 | 0 | 0
3 | 810 | 811 | 810 811 Efficient Fryer / Retail | 0 | 0 | -2.4763 | -2.4545 | -2.6278 | -2.7298 | -2.8921 | -2.9297 | -3.0206 | -3.0848 | -3.1089 | -3.0996 | 0 | 0 | 0 | 0 | 0 | 0 | 0 | 0 | 0 | 0 | 0 | 0 | 0 | 0 | 0 | 0 | 0 | 0
3 | 900 | 901 | 900 901 Vending Misers (cooled machines only) / Retail | 0 | 0 | -21.2551 | -21.0676 | -22.5549 | -23.4304 | -24.8251 | -25.1464 | -25.9272 | -26.4773 | -26.6851 | -26.6062 | 0 | 0 | 0 | 0 | 0 | 0 | 0 | 0 | 0 | 0 | 0 | 0 | 0 | 0 | 0 | 0 | 0 | 0
4 | 110 | 111 | 110 111 Premium T8, Elecctronic Ballast / Food Store | 0 | 0 | -2696.789 | -2673.022 | -2861.727 | -2972.818 | -3149.778 | -3190.552 | -3289.6 | -3359.384 | -3385.781 | -3375.832 | 0 | 0 | 0 | 0 | 0 | 0 | 0 | 0 | 0 | 0 | 0 | 0 | 0 | 0 | 0 | 0 | 0 | 0
4 | 110 | 114 | 110 114 Continuous Dimming / Food Store | 0 | 0 | -5992.247 | -5939.42 | -6358.727 | -6605.553 | -6998.744 | -7089.342 | -7309.44 | 0 | 0 | 0 | 0 | 0 | 0 | 0 | 0 | 0 | 0 | 0 | 0 | 0 | 0 | 0 | 0 | 0 | 0 | 0 | 0 | 0
4 | 110 | 115 | 110 115 Lighting Control Tuneup / Food Store | 0 | 0 | -621.1435 | -615.6651 | -659.1271 | -684.7148 | -725.4707 | -734.8619 | 0 | 0 | 0 | 0 | 0 | 0 | 0 | 0 | 0 | 0 | 0 | 0 | 0 | 0 | 0 | 0 | 0 | 0 | 0 | 0 | 0 | 0
4 | 120 | 121 | 120 121 ROB Premium T8, 1EB / Food Store | 0 | 0 | -1165.521 | -1155.24 | -1236.794 | -1284.808 | -1361.285 | -1378.906 | -1421.714 | -1451.873 | -1463.281 | -1458.989 | 0 | 0 | 0 | 0 | 0 | 0 | 0 | 0 | 0 | 0 | 0 | 0 | 0 | 0 | 0 | 0 | 0 | 0
4 | 120 | 122 | 120 122 ROB Premium T8, EB, Reflector / Food Store | 0 | 0 | -4706.934 | -4665.435 | -4994.81 | -5188.687 | -5497.56 | -5568.726 | -5741.594 | -5863.403 | -5909.475 | -5892.115 | 0 | 0 | 0 | 0 | 0 | 0 | 0 | 0 | 0 | 0 | 0 | 0 | 0 | 0 | 0 | 0 | 0 | 0
4 | 120 | 123 | 120 123 Occupancy Sensor / Food Store | 0 | 0 | -1489.502 | -1476.368 | -1580.589 | -1641.953 | -1739.687 | -1762.208 | 0 | 0 | 0 | 0 | 0 | 0 | 0 | 0 | 0 | 0 | 0 | 0 | 0 | 0 | 0 | 0 | 0 | 0 | 0 | 0 | 0 | 0
4 | 120 | 124 | 120 124 Lighting Control Tuneup / Food Store | 0 | 0 | -380.3214 | -376.9671 | -403.5783 | -419.2456 | -444.2001 | -449.9502 | 0 | 0 | 0 | 0 | 0 | 0 | 0 | 0 | 0 | 0 | 0 | 0 | 0 | 0 | 0 | 0 | 0 | 0 | 0 | 0 | 0 | 0
4 | 130 | 131 | 130 131 CFL Screw-in 18W / Food Store | 0 | 0 | -20978.66 | 0 | 0 | 0 | 0 | 0 | 0 | 0 | 0 | 0 | 0 | 0 | 0 | 0 | 0 | 0 | 0 | 0 | 0 | 0 | 0 | 0 | 0 | 0 | 0 | 0 | 0 | 0
4 | 150 | 151 | 150 151 PSMH, 250W, magnetic ballast / Food Store | 0 | 0 | -4896.174 | -4853.008 | -5195.616 | -5397.294 | -5718.565 | -5792.592 | 0 | 0 | 0 | 0 | 0 | 0 | 0 | 0 | 0 | 0 | 0 | 0 | 0 | 0 | 0 | 0 | 0 | 0 | 0 | 0 | 0 | 0
4 | 150 | 152 | 150 152 PSMH, 250 W, electronic ballast / Food Store | 0 | 0 | -5659.492 | -5609.6 | -6005.622 | -6238.742 | -6610.099 | -6695.666 | 0 | 0 | 0 | 0 | 0 | 0 | 0 | 0 | 0 | 0 | 0 | 0 | 0 | 0 | 0 | 0 | 0 | 0 | 0 | 0 | 0 | 0
4 | 150 | 153 | 150 153 High Bay T5 / Food Store | 0 | 0 | -6518.774 | -6461.291 | -6917.45 | -7185.964 | -7613.72 | -7712.281 | 0 | 0 | 0 | 0 | 0 | 0 | 0 | 0 | 0 | 0 | 0 | 0 | 0 | 0 | 0 | 0 | 0 | 0 | 0 | 0 | 0 | 0
4 | 160 | 161 | 160 161 LED Exit Sign / Food Store | 0 | 0 | -3.0954 | -3.0681 | -3.2847 | -3.4122 | -3.6152 | -3.6621 | -3.7758 | -3.856 | -3.8861 | -3.8745 | -3.8561 | -3.8476 | -3.9701 | -4.068 | -4.1 | -4.2015 | 0 | 0 | 0 | 0 | 0 | 0 | 0 | 0 | 0 | 0 | 0 | 0
4 | 200 | 201 | 200 201 High Pressure Sodium 250W Lamp / Food Store | 0 | 0 | -243.9175 | -241.7662 | -258.8335 | -268.8814 | -284.8858 | 0 | 0 | 0 | 0 | 0 | 0 | 0 | 0 | 0 | 0 | 0 | 0 | 0 | 0 | 0 | 0 | 0 | 0 | 0 | 0 | 0 | 0 | 0
4 | 200 | 202 | 200 202 Outdoor Lighting Controls (Photocell/Timeclock) / Food Store | 0 | 0 | -192.637 | -190.938 | -204.4171 | -212.3526 | -224.9922 | 0 | 0 | 0 | 0 | 0 | 0 | 0 | 0 | 0 | 0 | 0 | 0 | 0 | 0 | 0 | 0 | 0 | 0 | 0 | 0 | 0 | 0 | 0
4 | 210 | 211 | 210 211 Outdoor Lighting Controls (Photocell/Timeclock) / Food Store | 0 | 0 | -363.9158 | -360.7062 | -386.1699 | -401.1609 | -425.039 | 0 | 0 | 0 | 0 | 0 | 0 | 0 | 0 | 0 | 0 | 0 | 0 | 0 | 0 | 0 | 0 | 0 | 0 | 0 | 0 | 0 | 0 | 0
4 | 300 | 301 | 300 301 Centrifugal Chiller, 0.51 kW/ton, 500 tons / Food Store | 0 | 0 | -1159.846 | -1149.615 | -1230.772 | -1278.552 | -1354.657 | -1372.193 | -1414.792 | -1444.804 | -1456.156 | -1451.885 | -1444.806 | -1441.656 | -1487.507 | -1524.173 | -1536.312 | -1574.201 | -1604.767 | -1617.917 | -1634.328 | -1652.32 | 0 | 0 | 0 | 0 | 0 | 0 | 0 | 0
4 | 300 | 302 | 300 302 High Efficiency Chiller Motors / Food Store | 0 | 0 | -298.9124 | -296.276 | -317.191 | -329.5048 | -349.1178 | -353.6371 | -364.6163 | -372.3512 | -375.2769 | -374.1752 | -372.351 | -371.5379 | -383.3588 | -392.8033 | -395.934 | -405.6974 | -413.576 | -416.9648 | -421.1945 | -425.8295 | 0 | 0 | 0 | 0 | 0 | 0 | 0 | 0
4 | 300 | 304 | 300 304 EMS - Chiller / Food Store | 0 | 0 | -1039.642 | -1030.472 | -1103.218 | -1146.044 | -1214.26 | -1229.978 | -1268.165 | -1295.067 | -1305.243 | -1301.415 | 0 | 0 | 0 | 0 | 0 | 0 | 0 | 0 | 0 | 0 | 0 | 0 | 0 | 0 | 0 | 0 | 0 | 0
4 | 300 | 305 | 300 305 Chiller Tune Up/Diagnostics / Food Store | 0 | 0 | -786.3067 | -779.3932 | -834.4102 | -866.8215 | -918.4181 | -930.3099 | -959.178 | -979.525 | -987.2235 | -984.3287 | 0 | 0 | 0 | 0 | 0 | 0 | 0 | 0 | 0 | 0 | 0 | 0 | 0 | 0 | 0 | 0 | 0 | 0
4 | 300 | 306 | 300 306 VSD for Chiller Pumps and Towers / Food Store | 0 | 0 | -981.0355 | -972.3828 | -1041.028 | -1081.44 | -1145.81 | -1160.643 | -1196.677 | -1222.062 | -1231.665 | -1228.052 | -1222.062 | -1219.398 | -1258.188 | -1289.191 | -1299.46 | 0 | 0 | 0 | 0 | 0 | 0 | 0 | 0 | 0 | 0 | 0 | 0 | 0
4 | 300 | 307 | 300 307 EMS Optimization / Food Store | 0 | 0 | -483.811 | -479.5439 | -513.3968 | -533.3268 | -565.0716 | 0 | 0 | 0 | 0 | 0 | 0 | 0 | 0 | 0 | 0 | 0 | 0 | 0 | 0 | 0 | 0 | 0 | 0 | 0 | 0 | 0 | 0 | 0
4 | 300 | 308 | 300 308 Aerosole Duct Sealing / Food Store | 0 | 0 | -977.7334 | -969.1101 | -1037.524 | -1077.8 | -1141.953 | -1156.736 | -1192.649 | -1217.949 | -1227.52 | -1223.919 | -1217.948 | -1215.293 | -1253.956 | -1284.85 | -1295.086 | 0 | 0 | 0 | 0 | 0 | 0 | 0 | 0 | 0 | 0 | 0 | 0 | 0
4 | 300 | 309 | 300 309 Duct/Pipe Insulation / Food Store | 0 | 0 | -190.2639 | -188.5858 | -201.8987 | -209.7366 | -222.2205 | -225.0973 | -232.0857 | -237.0091 | -238.8713 | -238.1708 | 0 | 0 | 0 | 0 | 0 | 0 | 0 | 0 | 0 | 0 | 0 | 0 | 0 | 0 | 0 | 0 | 0 | 0
4 | 300 | 311 | 300 311 Window Film (Standard) / Food Store | 0 | 0 | -526.7338 | -522.0876 | -558.9429 | -580.6436 | -615.2064 | -623.1703 | -642.515 | -656.1443 | -661.2999 | -659.3591 | 0 | 0 | 0 | 0 | 0 | 0 | 0 | 0 | 0 | 0 | 0 | 0 | 0 | 0 | 0 | 0 | 0 | 0
4 | 300 | 313 | 300 313 Ceiling Insulation / Food Store | 0 | 0 | -1200.671 | -1190.104 | -1274.121 | -1323.594 | -1402.389 | -1420.545 | -1464.635 | -1495.701 | -1507.455 | -1503.024 | -1495.739 | -1492.448 | -1539.921 | -1577.879 | -1590.45 | -1629.679 | -1661.326 | -1674.911 | -1691.92 | -1710.552 | 0 | 0 | 0 | 0 | 0 | 0 | 0 | 0
4 | 300 | 314 | 300 314 Roof Insulation / Food Store | 0 | 0 | -440.888 | -436.999 | -467.8477 | -486.0116 | -514.9414 | -521.6076 | -537.7994 | -549.2075 | -553.5229 | -551.8989 | -549.2096 | -548.0091 | -565.4438 | -579.3813 | -583.9937 | -598.3989 | -610.0153 | -615.0133 | -621.2505 | -628.0912 | 0 | 0 | 0 | 0 | 0 | 0 | 0 | 0
4 | 300 | 317 | 300 317 Thermal Energy Storage (TES) Positive / Food Store | 0 | 0 | -1295.3 | -1283.894 | -1374.533 | -1427.89 | -1512.872 | -1532.468 | -1580.049 | -1613.548 | -1626.227 | -1621.435 | -1613.558 | -1610.018 | -1661.256 | -1702.15 | -1715.731 | -1758.049 | -1792.17 | -1806.884 | -1825.222 | -1845.299 | -1858.491 | -1880.713 | -1910.844 | -1932.471 | -1965.323 | -1993.072 | -2075.164 | -2148.746
4 | 300 | 317 | 300 317 Thermal Energy Storage (TES) Negative / Food Store | 0 | 0 | 1910.892 | 1894.039 | 2027.753 | 2106.462 | 2231.843 | 2260.734 | 2330.925 | 2380.373 | 2399.078 | 2392.041 | 2380.373 | 2375.188 | 2450.749 | 2511.124 | 2531.126 | 2593.538 | 2643.913 | 2665.581 | 2692.619 | 2722.252 | 2741.698 | 2774.479 | 2818.925 | 2850.966 | 2899.303 | 2940.232 | 3061.352 | 3169.88
4 | 320 | 321 | 320 321 DX Packaged System, EER=10.9, 10 tons / Food Store | 0 | 0 | -905.196 | -897.2131 | -960.5483 | -997.8442 | -1057.239 | -1070.926 | -1104.169 | -1127.592 | -1136.451 | -1133.117 | -1127.601 | -1125.135 | -1160.92 | -1189.535 | -1199.013 | 0 | 0 | 0 | 0 | 0 | 0 | 0 | 0 | 0 | 0 | 0 | 0 | 0
4 | 320 | 322 | 320 322 Hybrid Dessicant-DX System (Trane CDQ) / Food Store | 0 | 0 | -6018.055 | -5964.991 | -6386.101 | -6633.988 | -7028.87 | -7119.858 | -7340.906 | -7496.635 | -7555.543 | -7533.359 | -7496.632 | -7480.299 | -7718.241 | -7908.397 | -7971.422 | 0 | 0 | 0 | 0 | 0 | 0 | 0 | 0 | 0 | 0 | 0 | 0 | 0
4 | 320 | 323 | 320 323 Geothermal Heat Pump, EER=13, 10 tons / Food Store | 0 | 0 | -3130.79 | -3103.177 | -3322.249 | -3451.213 | -3656.637 | -3703.971 | -3818.969 | -3899.983 | -3930.628 | -3919.097 | -3899.981 | -3891.485 | -4015.265 | -4114.201 | -4146.982 | 0 | 0 | 0 | 0 | 0 | 0 | 0 | 0 | 0 | 0 | 0 | 0 | 0
4 | 320 | 326 | 320 326 DX Tune Up/ Advanced Diagnostics / Food Store | 0 | 0 | -776.3263 | -769.4788 | -823.7996 | -855.7802 | -906.7191 | -918.4571 | -946.9704 | -967.0584 | -974.6572 | -971.7981 | 0 | 0 | 0 | 0 | 0 | 0 | 0 | 0 | 0 | 0 | 0 | 0 | 0 | 0 | 0 | 0 | 0 | 0
4 | 320 | 327 | 320 327 DX Coil Cleaning / Food Store | 0 | 0 | -745.8651 | -739.3046 | -791.491 | -822.235 | -871.1779 | 0 | 0 | 0 | 0 | 0 | 0 | 0 | 0 | 0 | 0 | 0 | 0 | 0 | 0 | 0 | 0 | 0 | 0 | 0 | 0 | 0 | 0 | 0
4 | 320 | 329 | 320 329 Aerosole Duct Sealing / Food Store | 0 | 0 | -1554.613 | -1540.901 | -1649.682 | -1713.721 | -1815.725 | -1839.23 | -1896.332 | -1936.56 | -1951.777 | -1946.051 | -1936.559 | -1932.339 | -1993.808 | -2042.934 | -2059.209 | 0 | 0 | 0 | 0 | 0 | 0 | 0 | 0 | 0 | 0 | 0 | 0 | 0
4 | 320 | 330 | 320 330 Duct/Pipe Insulation / Food Store | 0 | 0 | -303.1428 | -300.4691 | -321.6801 | -334.1682 | -354.0586 | -358.6419 | -369.7766 | -377.6207 | -380.5877 | -379.4712 | 0 | 0 | 0 | 0 | 0 | 0 | 0 | 0 | 0 | 0 | 0 | 0 | 0 | 0 | 0 | 0 | 0 | 0
4 | 320 | 334 | 320 334 Ceiling Insulation / Food Store | 0 | 0 | -1907.144 | -1890.339 | -2023.799 | -2102.364 | -2227.526 | -2256.364 | -2326.385 | -2375.748 | -2394.412 | -2387.366 | -2375.792 | -2370.558 | -2445.977 | -2506.268 | -2526.249 | -2588.546 | -2638.81 | -2660.407 | -2687.424 | -2717.003 | 0 | 0 | 0 | 0 | 0 | 0 | 0 | 0
4 | 320 | 335 | 320 335 Roof Insulation / Food Store | 0 | 0 | -702.1398 | -695.9461 | -745.075 | -774.002 | -820.0745 | -830.6905 | -856.4769 | -874.6448 | -881.5175 | -878.9302 | -874.649 | -872.7385 | -900.4962 | -922.6979 | -930.0438 | -952.9844 | -971.4849 | -979.4442 | -989.3774 | -1000.274 | 0 | 0 | 0 | 0 | 0 | 0 | 0 | 0
4 | 340 | 344 | 340 344 Aerosole Duct Sealing / Food Store | 0 | 0 | -1589.591 | -1575.571 | -1686.8 | -1752.279 | -1856.578 | -1880.612 | -1938.998 | -1980.132 | -1995.691 | -1989.836 | -1980.131 | -1975.816 | -2038.668 | -2088.899 | -2105.54 | 0 | 0 | 0 | 0 | 0 | 0 | 0 | 0 | 0 | 0 | 0 | 0 | 0
4 | 340 | 345 | 340 345 Duct/Pipe Insulation / Food Store | 0 | 0 | -309.7463 | -307.0144 | -328.6874 | -341.4475 | -361.7713 | -366.4544 | -377.8316 | -385.8469 | -388.8786 | -387.7379 | 0 | 0 | 0 | 0 | 0 | 0 | 0 | 0 | 0 | 0 | 0 | 0 | 0 | 0 | 0 | 0 | 0 | 0
4 | 340 | 349 | 340 349 Ceiling Insulation / Food Store | 0 | 0 | -1950.17 | -1932.986 | -2069.456 | -2149.794 | -2277.78 | -2307.268 | -2378.869 | -2429.346 | -2448.431 | -2441.226 | -2429.39 | -2424.041 | -2501.159 | -2562.81 | -2583.242 | -2646.945 | -2698.341 | -2720.427 | -2748.053 | -2778.299 | 0 | 0 | 0 | 0 | 0 | 0 | 0 | 0
4 | 340 | 351 | 340 351 Cool Roof - DX / Food Store | 0 | 0 | -4220.646 | -4183.433 | -4478.78 | -4652.636 | -4929.603 | -4993.417 | -5148.409 | -5257.638 | -5298.95 | -5283.385 | -5257.675 | -5246.157 | -5413.045 | -5546.43 | -5590.659 | 0 | 0 | 0 | 0 | 0 | 0 | 0 | 0 | 0 | 0 | 0 | 0 | 0
4 | 360 | 361 | 360 361 HE PTAC, EER=9.6, 1 ton / Food Store | 0 | 0 | -2555.218 | -2532.698 | -2711.506 | -2816.761 | -2984.443 | -3023.078 | -3116.921 | -3183.041 | -3208.051 | -3198.618 | -3183.071 | -3176.069 | -3277.139 | -3357.891 | -3384.653 | 0 | 0 | 0 | 0 | 0 | 0 | 0 | 0 | 0 | 0 | 0 | 0 | 0
4 | 400 | 402 | 400 402 Variable Speed Drive Control / Food Store | 0 | 0 | -1048.928 | -1039.677 | -1113.073 | -1156.281 | -1225.105 | -1240.964 | -1279.492 | -1306.635 | -1316.902 | -1313.039 | -1306.635 | -1303.787 | -1345.264 | -1378.407 | -1389.389 | 0 | 0 | 0 | 0 | 0 | 0 | 0 | 0 | 0 | 0 | 0 | 0 | 0
4 | 400 | 403 | 400 403 Air Handler Optimization / Food Store | 0 | 0 | -331.7236 | -328.7979 | -352.0091 | -365.6741 | -387.4398 | -392.4552 | -404.6397 | -413.2238 | 0 | 0 | 0 | 0 | 0 | 0 | 0 | 0 | 0 | 0 | 0 | 0 | 0 | 0 | 0 | 0 | 0 | 0 | 0 | 0
4 | 400 | 404 | 400 404 Electronically Commutated Motors (ECM) on an Air Handler Unit / Food Store | 0 | 0 | -468.1276 | -463.9988 | -496.7544 | -516.0383 | -546.7541 | -553.8318 | -571.0266 | -583.1403 | -587.7224 | -585.9981 | -583.1401 | -581.8669 | -600.379 | -615.1706 | -620.0725 | 0 | 0 | 0 | 0 | 0 | 0 | 0 | 0 | 0 | 0 | 0 | 0 | 0
4 | 400 | 405 | 400 405 Demand Control Ventilation (DCV) / Food Store | 0 | 0 | -504.7525 | -500.3036 | -535.6151 | -556.422 | -589.5439 | -597.1769 | -615.7065 | -628.7676 | -633.7086 | -631.8469 | -628.789 | -627.3971 | -647.36 | -663.3279 | -668.6028 | 0 | 0 | 0 | 0 | 0 | 0 | 0 | 0 | 0 | 0 | 0 | 0 | 0
4 | 400 | 406 | 400 406 Energy Recovery Ventilation (ERV) / Food Store | 0 | 0 | -230.7104 | -228.6754 | -244.8168 | -254.324 | -269.4649 | -272.9544 | -281.4226 | -287.3924 | -289.6505 | -288.8001 | -287.3955 | -286.7643 | -295.8938 | -303.1909 | -305.5981 | -313.1404 | -319.217 | -321.8287 | -325.0916 | -328.677 | 0 | 0 | 0 | 0 | 0 | 0 | 0 | 0
4 | 500 | 501 | 500 501 High-efficiency fan motors / Food Store | 0 | 0 | -3716.435 | -3683.661 | -3943.713 | -4096.801 | -4340.652 | -4396.842 | -4533.349 | -4629.519 | -4665.896 | -4652.207 | -4629.517 | -4619.43 | -4766.369 | -4883.802 | -4922.721 | -5044.1 | 0 | 0 | 0 | 0 | 0 | 0 | 0 | 0 | 0 | 0 | 0 | 0
4 | 500 | 502 | 500 502 Strip curtains for walk-ins / Food Store | 0 | 0 | -1255.907 | -1244.83 | -1332.709 | -1384.444 | 0 | 0 | 0 | 0 | 0 | 0 | 0 | 0 | 0 | 0 | 0 | 0 | 0 | 0 | 0 | 0 | 0 | 0 | 0 | 0 | 0 | 0 | 0 | 0
4 | 500 | 503 | 500 503 Night covers for display cases / Food Store | 0 | 0 | -1793.062 | -1777.247 | -1902.714 | -1976.574 | -2094.224 | 0 | 0 | 0 | 0 | 0 | 0 | 0 | 0 | 0 | 0 | 0 | 0 | 0 | 0 | 0 | 0 | 0 | 0 | 0 | 0 | 0 | 0 | 0
4 | 500 | 505 | 500 505 Efficient compressor motor / Food Store | 0 | 0 | -2149.858 | -2130.896 | -2281.329 | -2369.887 | -2510.948 | -2543.452 | -2622.418 | -2678.049 | -2699.093 | -2691.175 | 0 | 0 | 0 | 0 | 0 | 0 | 0 | 0 | 0 | 0 | 0 | 0 | 0 | 0 | 0 | 0 | 0 | 0
4 | 500 | 507 | 500 507 Floating head pressure controls / Food Store | 0 | 0 | -2219.505 | -2199.929 | -2355.235 | -2446.661 | -2592.292 | -2625.849 | -2707.373 | -2764.807 | -2786.532 | -2778.357 | -2764.806 | -2758.782 | -2846.535 | -2916.677 | -2939.911 | -3012.4 | 0 | 0 | 0 | 0 | 0 | 0 | 0 | 0 | 0 | 0 | 0 | 0
4 | 500 | 510 | 500 510 Demand Defrost Electric / Food Store | 0 | 0 | -2403.371 | -2382.173 | -2550.345 | -2649.346 | -2807.041 | -2843.378 | -2931.655 | -2993.847 | -3017.372 | -3008.52 | 0 | 0 | 0 | 0 | 0 | 0 | 0 | 0 | 0 | 0 | 0 | 0 | 0 | 0 | 0 | 0 | 0 | 0
4 | 500 | 513 | 500 513 High R-Value Glass Doors / Food Store | 0 | 0 | -503.2088 | -498.7707 | -533.9808 | -554.7098 | -587.7275 | -595.3359 | -613.819 | -626.8402 | -631.7659 | -629.9124 | 0 | 0 | 0 | 0 | 0 | 0 | 0 | 0 | 0 | 0 | 0 | 0 | 0 | 0 | 0 | 0 | 0 | 0
4 | 500 | 515 | 500 515 Oversized Air Cooled Condenser / Food Store | 0 | 0 | -2598.278 | -2575.361 | -2757.172 | -2864.201 | -3034.684 | -3073.968 | -3169.405 | -3236.64 | -3262.073 | -3252.503 | -3236.639 | -3229.587 | -3332.313 | -3414.425 | -3441.627 | -3526.487 | 0 | 0 | 0 | 0 | 0 | 0 | 0 | 0 | 0 | 0 | 0 | 0
4 | 500 | 517 | 500 517 LED Display Lighting / Food Store | 0 | 0 | -256.6086 | -254.3454 | -272.3007 | -282.8713 | -299.7086 | -303.5883 | -313.0136 | -319.654 | -322.1655 | -321.22 | 0 | 0 | 0 | 0 | 0 | 0 | 0 | 0 | 0 | 0 | 0 | 0 | 0 | 0 | 0 | 0 | 0 | 0
4 | 600 | 603 | 600 603 Heat Pump Water Heater (air source) / Food Store | 0 | 0 | -348.3356 | -345.2634 | -369.637 | -383.9862 | -406.842 | -412.1085 | -424.9032 | -433.917 | -437.3265 | -436.0439 | -433.9166 | -432.9695 | -446.7447 | -457.7507 | -461.3984 | 0 | 0 | 0 | 0 | 0 | 0 | 0 | 0 | 0 | 0 | 0 | 0 | 0
4 | 600 | 606 | 600 606 Demand controlled circulating systems / Food Store | 0 | 0 | -24.66 | -24.4426 | -26.168 | -27.1838 | -28.8018 | -29.1746 | -30.0806 | -30.7189 | -30.9598 | -30.8683 | -30.7187 | -30.6515 | -31.6271 | -32.4062 | -32.664 | 0 | 0 | 0 | 0 | 0 | 0 | 0 | 0 | 0 | 0 | 0 | 0 | 0
4 | 600 | 608 | 600 608 Heat Recovery Unit / Food Store | 0 | 0 | -381.5596 | -378.1943 | -404.8926 | -420.6104 | -445.6462 | -451.415 | -465.4301 | -475.3037 | -479.0384 | -477.6338 | 0 | 0 | 0 | 0 | 0 | 0 | 0 | 0 | 0 | 0 | 0 | 0 | 0 | 0 | 0 | 0 | 0 | 0
4 | 600 | 609 | 600 609 Heat Trap / Food Store | 0 | 0 | -44.6769 | -44.2829 | -47.409 | -49.2495 | -52.1808 | -52.8563 | -54.4973 | -55.6536 | -56.0906 | -55.9256 | 0 | 0 | 0 | 0 | 0 | 0 | 0 | 0 | 0 | 0 | 0 | 0 | 0 | 0 | 0 | 0 | 0 | 0
4 | 600 | 610 | 600 610 Hot Water Pipe Insulation / Food Store | 0 | 0 | -9.8021 | -9.7157 | -10.4015 | -10.8052 | -11.4483 | -11.5966 | -11.9567 | -12.2104 | -12.3062 | -12.2698 | -12.2106 | -12.1837 | -12.5715 | -12.8815 | -12.9837 | 0 | 0 | 0 | 0 | 0 | 0 | 0 | 0 | 0 | 0 | 0 | 0 | 0
4 | 700 | 701 | 700 701 PC Manual Power Management Enabling / Food Store | 0 | 0 | -30.3349 | -30.0674 | -32.19 | -33.4395 | 0 | 0 | 0 | 0 | 0 | 0 | 0 | 0 | 0 | 0 | 0 | 0 | 0 | 0 | 0 | 0 | 0 | 0 | 0 | 0 | 0 | 0 | 0 | 0
4 | 700 | 702 | 700 702 PC Network Power Management Enabling / Food Store | 0 | 0 | -30.3349 | -30.0674 | -32.19 | -33.4395 | 0 | 0 | 0 | 0 | 0 | 0 | 0 | 0 | 0 | 0 | 0 | 0 | 0 | 0 | 0 | 0 | 0 | 0 | 0 | 0 | 0 | 0 | 0 | 0
4 | 710 | 711 | 710 711 Energy Star or Better Monitor / Food Store | 0 | 0 | -43.6451 | -43.2602 | -46.3141 | -48.112 | 0 | 0 | 0 | 0 | 0 | 0 | 0 | 0 | 0 | 0 | 0 | 0 | 0 | 0 | 0 | 0 | 0 | 0 | 0 | 0 | 0 | 0 | 0 | 0
4 | 710 | 712 | 710 712 Monitor Power Management Enabling / Food Store | 0 | 0 | -28.4777 | -28.2265 | -30.2191 | -31.3922 | 0 | 0 | 0 | 0 | 0 | 0 | 0 | 0 | 0 | 0 | 0 | 0 | 0 | 0 | 0 | 0 | 0 | 0 | 0 | 0 | 0 | 0 | 0 | 0
4 | 730 | 732 | 730 732 Copier Power Management Enabling / Food Store | 0 | 0 | -10.0085 | -9.9202 | -10.6205 | -11.0327 | -11.6894 | -11.8408 | 0 | 0 | 0 | 0 | 0 | 0 | 0 | 0 | 0 | 0 | 0 | 0 | 0 | 0 | 0 | 0 | 0 | 0 | 0 | 0 | 0 | 0
4 | 740 | 741 | 740 741 Printer Power Management Enabling / Food Store | 0 | 0 | -40.137 | -39.7831 | -42.5915 | -44.2449 | -46.8783 | 0 | 0 | 0 | 0 | 0 | 0 | 0 | 0 | 0 | 0 | 0 | 0 | 0 | 0 | 0 | 0 | 0 | 0 | 0 | 0 | 0 | 0 | 0
4 | 800 | 801 | 800 801 Convection Oven / Food Store | 0 | 0 | -248.9733 | -246.7775 | -264.1985 | -274.4546 | -290.7908 | -294.5552 | -303.7001 | -310.1427 | -312.5796 | -311.6627 | 0 | 0 | 0 | 0 | 0 | 0 | 0 | 0 | 0 | 0 | 0 | 0 | 0 | 0 | 0 | 0 | 0 | 0
4 | 810 | 811 | 810 811 Efficient Fryer / Food Store | 0 | 0 | -89.0443 | -88.259 | -94.4896 | -98.1577 | -104 | -105.3465 | -108.6171 | -110.9214 | -111.7929 | -111.4644 | 0 | 0 | 0 | 0 | 0 | 0 | 0 | 0 | 0 | 0 | 0 | 0 | 0 | 0 | 0 | 0 | 0 | 0
4 | 900 | 901 | 900 901 Vending Misers (cooled machines only) / Food Store | 0 | 0 | -33.843 | -33.5446 | -35.9126 | -37.3066 | -39.5272 | -40.039 | -41.282 | -42.158 | -42.4889 | -42.3638 | 0 | 0 | 0 | 0 | 0 | 0 | 0 | 0 | 0 | 0 | 0 | 0 | 0 | 0 | 0 | 0 | 0 | 0
5 | 110 | 111 | 110 111 Premium T8, Elecctronic Ballast / School | 0 | 0 | -738.356 | -731.8434 | -783.5071 | -813.9239 | -862.3718 | -873.5355 | -900.6538 | -919.7593 | -926.9864 | -924.2671 | -919.7612 | -917.7536 | -946.9467 | -970.2874 | -978.0142 | -1002.134 | -1021.592 | -1029.963 | -1040.41 | -1051.862 | -1059.374 | -1072.04 | -1089.22 | -1101.574 | -1120.271 | 0 | 0 | 0
5 | 110 | 114 | 110 114 Continuous Dimming / School | 0 | 0 | -1640.562 | -1626.091 | -1740.886 | -1808.466 | -1916.111 | -1940.915 | -2001.173 | -2043.625 | -2059.683 | -2053.64 | -2043.624 | -2039.172 | -2104.029 | -2155.885 | -2173.057 | -2226.643 | -2269.883 | -2288.486 | 0 | 0 | 0 | 0 | 0 | 0 | 0 | 0 | 0 | 0
5 | 110 | 115 | 110 115 Lighting Control Tuneup / School | 0 | 0 | -170.0406 | -168.5409 | -180.4386 | -187.4435 | -198.6006 | -201.1715 | 0 | 0 | 0 | 0 | 0 | 0 | 0 | 0 | 0 | 0 | 0 | 0 | 0 | 0 | 0 | 0 | 0 | 0 | 0 | 0 | 0 | 0
5 | 120 | 121 | 120 121 ROB Premium T8, 1EB / School | 0 | 0 | -319.1357 | -316.321 | -338.65 | -351.7981 | -372.7384 | -377.5637 | -389.2848 | -397.5428 | -400.6663 | -399.4907 | -397.5431 | -396.6742 | -409.2957 | -419.3815 | -422.7222 | -433.1478 | -441.5574 | -445.1757 | -449.6911 | -454.6392 | -457.8875 | -463.3613 | -470.7877 | -476.1223 | -484.2094 | 0 | 0 | 0
5 | 120 | 122 | 120 122 ROB Premium T8, EB, Reflector / School | 0 | 0 | -1288.615 | -1277.248 | -1367.415 | -1420.5 | -1505.053 | -1524.536 | -1571.865 | -1605.209 | -1617.822 | -1613.076 | -1605.212 | -1601.712 | -1652.653 | -1693.387 | -1706.877 | -1748.972 | -1782.932 | -1797.542 | -1815.774 | -1835.764 | -1848.872 | -1870.978 | -1900.96 | -1922.532 | -1955.152 | 0 | 0 | 0
5 | 120 | 123 | 120 123 Occupancy Sensor / School | 0 | 0 | -407.7673 | -404.1707 | -432.7018 | -449.5008 | -476.257 | -482.4222 | -497.3986 | -507.9499 | -511.9411 | -510.4386 | -507.9504 | -506.8409 | -522.9668 | -535.8546 | -540.1223 | 0 | 0 | 0 | 0 | 0 | 0 | 0 | 0 | 0 | 0 | 0 | 0 | 0
5 | 120 | 124 | 120 124 Lighting Control Tuneup / School | 0 | 0 | -104.1086 | -103.1904 | -110.4749 | -114.7636 | -121.5947 | -123.1687 | 0 | 0 | 0 | 0 | 0 | 0 | 0 | 0 | 0 | 0 | 0 | 0 | 0 | 0 | 0 | 0 | 0 | 0 | 0 | 0 | 0 | 0
5 | 130 | 131 | 130 131 CFL Screw-in 18W / School | 0 | 0 | -5743.479 | -5692.834 | -6094.741 | 0 | 0 | 0 | 0 | 0 | 0 | 0 | 0 | 0 | 0 | 0 | 0 | 0 | 0 | 0 | 0 | 0 | 0 | 0 | 0 | 0 | 0 | 0 | 0 | 0
5 | 150 | 151 | 150 151 PSMH, 250W, magnetic ballast / School | 0 | 0 | -1340.411 | -1328.589 | -1422.38 | -1477.597 | -1565.547 | -1585.813 | -1635.046 | -1669.732 | -1682.852 | -1677.915 | -1669.731 | -1666.092 | -1719.087 | -1761.453 | -1775.484 | -1819.265 | 0 | 0 | 0 | 0 | 0 | 0 | 0 | 0 | 0 | 0 | 0 | 0
5 | 150 | 152 | 150 152 PSMH, 250 W, electronic ballast / School | 0 | 0 | -1549.454 | -1535.787 | -1644.207 | -1708.034 | -1809.701 | -1833.127 | -1890.039 | -1930.133 | -1945.299 | -1939.593 | -1930.133 | -1925.927 | -1987.183 | -2036.159 | -2052.378 | -2102.987 | 0 | 0 | 0 | 0 | 0 | 0 | 0 | 0 | 0 | 0 | 0 | 0
5 | 150 | 153 | 150 153 High Bay T5 / School | 0 | 0 | -1784.695 | -1768.962 | -1893.839 | -1967.363 | -2084.467 | -2111.45 | -2176.999 | -2223.181 | -2240.649 | -2234.077 | -2223.188 | -2218.338 | -2288.899 | -2345.296 | -2363.989 | -2422.287 | 0 | 0 | 0 | 0 | 0 | 0 | 0 | 0 | 0 | 0 | 0 | 0
5 | 160 | 161 | 160 161 LED Exit Sign / School | 0 | 0 | -7.5321 | -7.4657 | -7.9927 | -8.3028 | -8.7972 | -8.9112 | -9.1878 | -9.3827 | -9.4564 | -9.4284 | -9.3829 | -9.362 | -9.66 | -9.898 | -9.977 | -10.2237 | 0 | 0 | 0 | 0 | 0 | 0 | 0 | 0 | 0 | 0 | 0 | 0
5 | 200 | 201 | 200 201 High Pressure Sodium 250W Lamp / School | 0 | 0 | -79.9645 | -79.2592 | -84.8545 | -88.1484 | -93.3953 | 0 | 0 | 0 | 0 | 0 | 0 | 0 | 0 | 0 | 0 | 0 | 0 | 0 | 0 | 0 | 0 | 0 | 0 | 0 | 0 | 0 | 0 | 0
5 | 200 | 202 | 200 202 Outdoor Lighting Controls (Photocell/Timeclock) / School | 0 | 0 | -63.1461 | -62.5892 | -67.0076 | -69.6089 | -73.7521 | 0 | 0 | 0 | 0 | 0 | 0 | 0 | 0 | 0 | 0 | 0 | 0 | 0 | 0 | 0 | 0 | 0 | 0 | 0 | 0 | 0 | 0 | 0
5 | 210 | 211 | 210 211 Outdoor Lighting Controls (Photocell/Timeclock) / School | 0 | 0 | -114.3234 | -113.3151 | -121.3145 | -126.0239 | -133.5251 | 0 | 0 | 0 | 0 | 0 | 0 | 0 | 0 | 0 | 0 | 0 | 0 | 0 | 0 | 0 | 0 | 0 | 0 | 0 | 0 | 0 | 0 | 0
5 | 300 | 301 | 300 301 Centrifugal Chiller, 0.51 kW/ton, 500 tons / School | 0 | 0 | -560.3705 | -555.4279 | -594.6373 | -617.7224 | -654.4917 | -662.9644 | -683.5453 | -698.0455 | -703.5303 | -701.4659 | -698.0464 | -696.5225 | -718.6811 | -736.3931 | -742.2579 | -760.5641 | -775.3306 | -781.684 | -789.6128 | -798.3034 | 0 | 0 | 0 | 0 | 0 | 0 | 0 | 0
5 | 300 | 302 | 300 302 High Efficiency Chiller Motors / School | 0 | 0 | -144.452 | -143.1779 | -153.2852 | -159.236 | -168.7142 | -170.8982 | -176.2039 | -179.9418 | -181.3556 | -180.8235 | -179.9421 | -179.5485 | -185.2613 | -189.825 | -191.3388 | -196.057 | -199.8637 | -201.5019 | -203.5461 | -205.7856 | 0 | 0 | 0 | 0 | 0 | 0 | 0 | 0
5 | 300 | 304 | 300 304 EMS - Chiller / School | 0 | 0 | -502.2802 | -497.8501 | -532.9947 | -553.6863 | -586.6434 | -594.2375 | -612.6863 | -625.6834 | -630.5999 | -628.7501 | 0 | 0 | 0 | 0 | 0 | 0 | 0 | 0 | 0 | 0 | 0 | 0 | 0 | 0 | 0 | 0 | 0 | 0
5 | 300 | 305 | 300 305 Chiller Tune Up/Diagnostics / School | 0 | 0 | -379.9087 | -376.5574 | -403.1379 | -418.7942 | -443.7251 | -449.4689 | -463.4161 | -473.2464 | -476.9648 | -475.5639 | 0 | 0 | 0 | 0 | 0 | 0 | 0 | 0 | 0 | 0 | 0 | 0 | 0 | 0 | 0 | 0 | 0 | 0
5 | 300 | 306 | 300 306 VSD for Chiller Pumps and Towers / School | 0 | 0 | -474.0089 | -469.8282 | -502.9945 | -522.5216 | -553.6235 | -560.7903 | -578.2006 | -590.4661 | -595.1058 | -593.36 | -590.4662 | -589.1771 | -607.9219 | -622.9005 | -627.8635 | 0 | 0 | 0 | 0 | 0 | 0 | 0 | 0 | 0 | 0 | 0 | 0 | 0
5 | 300 | 307 | 300 307 EMS Optimization / School | 0 | 0 | -233.7027 | -231.6415 | -247.994 | -257.621 | -272.9553 | 0 | 0 | 0 | 0 | 0 | 0 | 0 | 0 | 0 | 0 | 0 | 0 | 0 | 0 | 0 | 0 | 0 | 0 | 0 | 0 | 0 | 0 | 0
5 | 300 | 308 | 300 308 Aerosole Duct Sealing / School | 0 | 0 | -472.358 | -468.1919 | -501.2434 | -520.7018 | -551.6951 | -558.8369 | -576.187 | -588.4099 | -593.0336 | -591.2945 | -588.4097 | -587.1255 | -605.8048 | -620.7296 | -625.676 | 0 | 0 | 0 | 0 | 0 | 0 | 0 | 0 | 0 | 0 | 0 | 0 | 0
5 | 300 | 309 | 300 309 Duct/Pipe Insulation / School | 0 | 0 | -91.9334 | -91.1225 | -97.5551 | -101.3423 | -107.3745 | -108.7645 | -112.1412 | -114.5202 | -115.42 | -115.081 | 0 | 0 | 0 | 0 | 0 | 0 | 0 | 0 | 0 | 0 | 0 | 0 | 0 | 0 | 0 | 0 | 0 | 0
5 | 300 | 311 | 300 311 Window Film (Standard) / School | 0 | 0 | -250.0051 | -247.8 | -265.2916 | -275.5924 | -291.9971 | -295.7773 | -304.9586 | -311.4275 | -313.8748 | -312.9536 | 0 | 0 | 0 | 0 | 0 | 0 | 0 | 0 | 0 | 0 | 0 | 0 | 0 | 0 | 0 | 0 | 0 | 0
5 | 300 | 313 | 300 313 Ceiling Insulation / School | 0 | 0 | -580.0768 | -574.9607 | -615.544 | -639.4524 | -677.5163 | -686.2872 | -707.5843 | -722.5945 | -728.2723 | -726.1339 | -722.6145 | -721.0195 | -743.9587 | -762.3059 | -768.3715 | -787.3256 | -802.6056 | -809.1746 | -817.3828 | -826.3923 | 0 | 0 | 0 | 0 | 0 | 0 | 0 | 0
5 | 300 | 314 | 300 314 Roof Insulation / School | 0 | 0 | -212.9635 | -211.0851 | -225.9848 | -234.7598 | -248.7343 | -251.9541 | -259.7748 | -265.2855 | -267.3695 | -266.5848 | -265.286 | -264.7046 | -273.1283 | -279.8603 | -282.0893 | -289.0481 | -294.6579 | -297.072 | -300.0846 | -303.3871 | 0 | 0 | 0 | 0 | 0 | 0 | 0 | 0
5 | 300 | 317 | 300 317 Thermal Energy Storage (TES) Positive / School | 0 | 0 | -717.4125 | -711.0843 | -761.2783 | -790.8332 | -837.9072 | -848.7551 | -875.1057 | -893.6556 | -900.6798 | -898.0322 | -893.6658 | -891.7154 | -920.0798 | -942.7303 | -950.2639 | -973.6777 | -992.5768 | -1000.732 | -1010.895 | -1022.023 | -1029.322 | -1041.629 | -1058.312 | -1070.265 | -1088.491 | -1103.853 | -1149.329 | -1190.076
5 | 300 | 317 | 300 317 Thermal Energy Storage (TES) Negative / School | 0 | 0 | 1014.568 | 1005.62 | 1076.614 | 1118.404 | 1184.974 | 1200.313 | 1237.58 | 1263.834 | 1273.766 | 1270.029 | 1263.834 | 1261.081 | 1301.2 | 1333.255 | 1343.875 | 1377.012 | 1403.758 | 1415.262 | 1429.618 | 1445.352 | 1455.676 | 1473.081 | 1496.679 | 1513.69 | 1539.354 | 1561.086 | 1625.393 | 1683.015
5 | 320 | 321 | 320 321 DX Packaged System, EER=10.9, 10 tons / School | 0 | 0 | -437.2767 | -433.4196 | -464.0155 | -482.0308 | -510.7241 | -517.3356 | -533.3945 | -544.709 | -548.9891 | -547.3787 | -544.7115 | -543.5205 | -560.8121 | -574.6375 | -579.2107 | 0 | 0 | 0 | 0 | 0 | 0 | 0 | 0 | 0 | 0 | 0 | 0 | 0
5 | 320 | 322 | 320 322 Hybrid Dessicant-DX System (Trane CDQ) / School | 0 | 0 | -2907.404 | -2881.762 | -3085.203 | -3204.966 | -3395.733 | -3439.689 | -3546.482 | -3621.716 | -3650.174 | -3639.466 | -3621.715 | -3613.823 | -3728.771 | -3820.647 | -3851.092 | 0 | 0 | 0 | 0 | 0 | 0 | 0 | 0 | 0 | 0 | 0 | 0 | 0
5 | 320 | 323 | 320 323 Geothermal Heat Pump, EER=13, 10 tons / School | 0 | 0 | -1512.516 | -1499.175 | -1605.01 | -1667.315 | -1766.557 | -1789.425 | -1844.981 | -1884.12 | -1898.925 | -1893.354 | -1884.119 | -1880.013 | -1939.815 | -1987.613 | -2003.448 | 0 | 0 | 0 | 0 | 0 | 0 | 0 | 0 | 0 | 0 | 0 | 0 | 0
5 | 320 | 326 | 320 326 DX Tune Up/ Advanced Diagnostics / School | 0 | 0 | -375.0592 | -371.7511 | -397.9935 | -413.4451 | -438.0551 | -443.7257 | -457.5009 | -467.2058 | -470.8769 | -469.4951 | 0 | 0 | 0 | 0 | 0 | 0 | 0 | 0 | 0 | 0 | 0 | 0 | 0 | 0 | 0 | 0 | 0 | 0
5 | 320 | 327 | 320 327 DX Coil Cleaning / School | 0 | 0 | -360.3045 | -357.1261 | -382.3355 | -397.1834 | -420.8278 | 0 | 0 | 0 | 0 | 0 | 0 | 0 | 0 | 0 | 0 | 0 | 0 | 0 | 0 | 0 | 0 | 0 | 0 | 0 | 0 | 0 | 0 | 0
5 | 320 | 329 | 320 329 Aerosole Duct Sealing / School | 0 | 0 | -751.0471 | -744.4232 | -796.9751 | -827.9135 | -877.1927 | -888.548 | -916.1347 | -935.5692 | -942.9208 | -940.1545 | -935.5684 | -933.5284 | -963.2271 | -986.9583 | -994.8223 | 0 | 0 | 0 | 0 | 0 | 0 | 0 | 0 | 0 | 0 | 0 | 0 | 0
5 | 320 | 330 | 320 330 Duct/Pipe Insulation / School | 0 | 0 | -146.4124 | -145.121 | -155.3654 | -161.3971 | -171.0038 | -173.2175 | -178.5953 | -182.3839 | -183.8169 | -183.2778 | 0 | 0 | 0 | 0 | 0 | 0 | 0 | 0 | 0 | 0 | 0 | 0 | 0 | 0 | 0 | 0 | 0 | 0
5 | 320 | 334 | 320 334 Ceiling Insulation / School | 0 | 0 | -921.2651 | -913.1617 | -977.6228 | -1015.591 | -1076.045 | -1089.978 | -1123.803 | -1147.642 | -1156.661 | -1153.269 | -1147.678 | -1145.144 | -1181.57 | -1210.697 | -1220.343 | -1250.445 | -1274.72 | -1285.151 | -1298.197 | -1312.498 | 0 | 0 | 0 | 0 | 0 | 0 | 0 | 0
5 | 320 | 335 | 320 335 Roof Insulation / School | 0 | 0 | -339.1526 | -336.1611 | -359.8907 | -373.864 | -396.119 | -401.2469 | -413.7015 | -422.4774 | -425.7968 | -424.5471 | -422.4794 | -421.5545 | -434.9692 | -445.6901 | -449.2374 | -460.3194 | -469.2552 | -473.0997 | -477.8962 | -483.1591 | 0 | 0 | 0 | 0 | 0 | 0 | 0 | 0
5 | 340 | 344 | 340 344 Aerosole Duct Sealing / School | 0 | 0 | -767.9687 | -761.1954 | -814.9315 | -846.5669 | -896.9564 | -908.5676 | -936.7758 | -956.648 | -964.1655 | -961.337 | -956.6475 | -954.5618 | -984.9293 | -1009.195 | -1017.236 | 0 | 0 | 0 | 0 | 0 | 0 | 0 | 0 | 0 | 0 | 0 | 0 | 0
5 | 340 | 345 | 340 345 Duct/Pipe Insulation / School | 0 | 0 | -149.7142 | -148.3937 | -158.8691 | -165.0366 | -174.8601 | -177.1239 | -182.6228 | -186.4968 | -187.9621 | -187.4109 | 0 | 0 | 0 | 0 | 0 | 0 | 0 | 0 | 0 | 0 | 0 | 0 | 0 | 0 | 0 | 0 | 0 | 0
5 | 340 | 349 | 340 349 Ceiling Insulation / School | 0 | 0 | -942.1063 | -933.8202 | -999.7394 | -1038.566 | -1100.388 | -1114.636 | -1149.227 | -1173.605 | -1182.828 | -1179.359 | -1173.642 | -1171.051 | -1208.301 | -1238.087 | -1247.952 | -1278.734 | -1303.558 | -1314.225 | -1327.567 | -1342.191 | 0 | 0 | 0 | 0 | 0 | 0 | 0 | 0
5 | 340 | 351 | 340 351 Cool Roof - DX / School | 0 | 0 | -1876.296 | -1859.77 | -1991.061 | -2068.358 | -2191.484 | -2219.853 | -2288.761 | -2337.314 | -2355.679 | -2348.749 | -2337.338 | -2332.219 | -2406.41 | -2465.705 | -2485.361 | 0 | 0 | 0 | 0 | 0 | 0 | 0 | 0 | 0 | 0 | 0 | 0 | 0
5 | 360 | 361 | 360 361 HE PTAC, EER=9.6, 1 ton / School | 0 | 0 | -1234.434 | -1223.556 | -1309.927 | -1360.789 | -1441.788 | -1460.452 | -1505.788 | -1537.731 | -1549.812 | -1545.266 | -1537.745 | -1534.382 | -1583.189 | -1622.196 | -1635.131 | 0 | 0 | 0 | 0 | 0 | 0 | 0 | 0 | 0 | 0 | 0 | 0 | 0
5 | 400 | 402 | 400 402 Variable Speed Drive Control / School | 0 | 0 | -587.61 | -582.4276 | -623.5433 | -647.7491 | -686.3048 | -695.1891 | -716.7726 | -731.9777 | -737.7299 | -735.5651 | -731.9773 | -730.3803 | -753.6169 | -772.1838 | -778.3367 | 0 | 0 | 0 | 0 | 0 | 0 | 0 | 0 | 0 | 0 | 0 | 0 | 0
5 | 400 | 403 | 400 403 Air Handler Optimization / School | 0 | 0 | -170.7629 | -169.2568 | -181.2053 | -188.2396 | -199.4441 | -202.026 | -208.2983 | -212.7171 | 0 | 0 | 0 | 0 | 0 | 0 | 0 | 0 | 0 | 0 | 0 | 0 | 0 | 0 | 0 | 0 | 0 | 0 | 0 | 0
5 | 400 | 404 | 400 404 Electronically Commutated Motors (ECM) on an Air Handler Unit / School | 0 | 0 | -240.9253 | -238.8004 | -255.6583 | -265.5828 | -281.391 | -285.0337 | -293.883 | -300.1175 | -302.4754 | -301.5878 | -300.117 | -299.4624 | -308.9895 | -316.601 | -319.1248 | 0 | 0 | 0 | 0 | 0 | 0 | 0 | 0 | 0 | 0 | 0 | 0 | 0
5 | 400 | 405 | 400 405 Demand Control Ventilation (DCV) / School | 0 | 0 | -260.0135 | -257.72 | -275.9119 | -286.6262 | -303.6902 | -307.6227 | -317.1667 | -323.8947 | -326.4394 | -325.4813 | -323.899 | -323.1877 | -333.4755 | -341.6991 | -344.4126 | 0 | 0 | 0 | 0 | 0 | 0 | 0 | 0 | 0 | 0 | 0 | 0 | 0
5 | 400 | 406 | 400 406 Energy Recovery Ventilation (ERV) / School | 0 | 0 | -118.8633 | -117.8149 | -126.13 | -131.0293 | -138.83 | -140.6278 | -144.9905 | -148.0662 | -149.2295 | -148.7905 | -148.0677 | -147.7418 | -152.4441 | -156.2051 | -157.4463 | -161.3328 | -164.464 | -165.8094 | -167.4897 | -169.3345 | 0 | 0 | 0 | 0 | 0 | 0 | 0 | 0
5 | 600 | 603 | 600 603 Heat Pump Water Heater (air source) / School | 0 | 0 | -610.6192 | -605.2337 | -647.9595 | -673.1135 | -713.1786 | -722.4107 | -744.8393 | -760.64 | -766.617 | -764.3687 | -760.6396 | -758.9802 | -783.1266 | -802.4204 | -808.8142 | 0 | 0 | 0 | 0 | 0 | 0 | 0 | 0 | 0 | 0 | 0 | 0 | 0
5 | 600 | 606 | 600 606 Demand controlled circulating systems / School | 0 | 0 | -43.2324 | -42.8511 | -45.8762 | -47.6569 | -50.4936 | -51.1473 | -52.7353 | -53.8541 | -54.2771 | -54.1176 | -53.854 | -53.7364 | -55.4459 | -56.8122 | -57.2648 | 0 | 0 | 0 | 0 | 0 | 0 | 0 | 0 | 0 | 0 | 0 | 0 | 0
5 | 600 | 608 | 600 608 Heat Recovery Unit / School | 0 | 0 | -668.9159 | -663.0163 | -709.8212 | -737.3763 | -781.2668 | -791.3802 | -815.9502 | -833.2593 | -839.807 | -837.3433 | 0 | 0 | 0 | 0 | 0 | 0 | 0 | 0 | 0 | 0 | 0 | 0 | 0 | 0 | 0 | 0 | 0 | 0
5 | 600 | 609 | 600 609 Heat Trap / School | 0 | 0 | -78.3136 | -77.623 | -83.1026 | -86.3285 | -91.4671 | -92.6512 | -95.5276 | -97.5543 | -98.3208 | -98.032 | 0 | 0 | 0 | 0 | 0 | 0 | 0 | 0 | 0 | 0 | 0 | 0 | 0 | 0 | 0 | 0 | 0 | 0
5 | 600 | 610 | 600 610 Hot Water Pipe Insulation / School | 0 | 0 | -17.1279 | -16.9768 | -18.1753 | -18.8807 | -20.0046 | -20.2635 | -20.8928 | -21.3362 | -21.5036 | -21.44 | -21.336 | -21.2891 | -21.9666 | -22.5083 | -22.6871 | 0 | 0 | 0 | 0 | 0 | 0 | 0 | 0 | 0 | 0 | 0 | 0 | 0
5 | 700 | 701 | 700 701 PC Manual Power Management Enabling / School | 0 | 0 | -263.728 | -261.402 | -279.8551 | -290.7194 | 0 | 0 | 0 | 0 | 0 | 0 | 0 | 0 | 0 | 0 | 0 | 0 | 0 | 0 | 0 | 0 | 0 | 0 | 0 | 0 | 0 | 0 | 0 | 0
5 | 700 | 702 | 700 702 PC Network Power Management Enabling / School | 0 | 0 | -263.728 | -261.402 | -279.8551 | -290.7194 | 0 | 0 | 0 | 0 | 0 | 0 | 0 | 0 | 0 | 0 | 0 | 0 | 0 | 0 | 0 | 0 | 0 | 0 | 0 | 0 | 0 | 0 | 0 | 0
5 | 710 | 711 | 710 711 Energy Star or Better Monitor / School | 0 | 0 | -379.0833 | -375.7398 | -402.2644 | -417.8808 | 0 | 0 | 0 | 0 | 0 | 0 | 0 | 0 | 0 | 0 | 0 | 0 | 0 | 0 | 0 | 0 | 0 | 0 | 0 | 0 | 0 | 0 | 0 | 0
5 | 710 | 712 | 710 712 Monitor Power Management Enabling / School | 0 | 0 | -247.4256 | -245.2433 | -262.5558 | -272.7484 | 0 | 0 | 0 | 0 | 0 | 0 | 0 | 0 | 0 | 0 | 0 | 0 | 0 | 0 | 0 | 0 | 0 | 0 | 0 | 0 | 0 | 0 | 0 | 0
5 | 720 | 722 | 720 722 Monitor Power Management Enabling / School | 0 | 0 | -0.41273 | -0.40909 | -0.43796 | -0.45503 | 0 | 0 | 0 | 0 | 0 | 0 | 0 | 0 | 0 | 0 | 0 | 0 | 0 | 0 | 0 | 0 | 0 | 0 | 0 | 0 | 0 | 0 | 0 | 0
5 | 730 | 732 | 730 732 Copier Power Management Enabling / School | 0 | 0 | -16.3024 | -16.1587 | -17.2994 | -17.9708 | -19.0405 | -19.2871 | 0 | 0 | 0 | 0 | 0 | 0 | 0 | 0 | 0 | 0 | 0 | 0 | 0 | 0 | 0 | 0 | 0 | 0 | 0 | 0 | 0 | 0
5 | 740 | 741 | 740 741 Printer Power Management Enabling / School | 0 | 0 | -160.2385 | -158.8253 | -170.0372 | -176.6382 | -187.1521 | 0 | 0 | 0 | 0 | 0 | 0 | 0 | 0 | 0 | 0 | 0 | 0 | 0 | 0 | 0 | 0 | 0 | 0 | 0 | 0 | 0 | 0 | 0
5 | 800 | 801 | 800 801 Convection Oven / School | 0 | 0 | -27.2395 | -26.9993 | -28.9053 | -30.0273 | -31.8146 | -32.2264 | -33.227 | -33.9321 | -34.1983 | -34.0977 | 0 | 0 | 0 | 0 | 0 | 0 | 0 | 0 | 0 | 0 | 0 | 0 | 0 | 0 | 0 | 0 | 0 | 0
5 | 810 | 811 | 810 811 Efficient Fryer / School | 0 | 0 | -6.3971 | -6.3407 | -6.7883 | -7.0519 | -7.4716 | -7.5683 | -7.8033 | -7.969 | -8.0314 | -8.0075 | 0 | 0 | 0 | 0 | 0 | 0 | 0 | 0 | 0 | 0 | 0 | 0 | 0 | 0 | 0 | 0 | 0 | 0
5 | 900 | 901 | 900 901 Vending Misers (cooled machines only) / School | 0 | 0 | -101.3228 | -100.4291 | -107.5188 | -111.6928 | -118.3408 | -119.8728 | -123.5944 | -126.2165 | -127.2081 | -126.8346 | 0 | 0 | 0 | 0 | 0 | 0 | 0 | 0 | 0 | 0 | 0 | 0 | 0 | 0 | 0 | 0 | 0 | 0
6 | 110 | 111 | 110 111 Premium T8, Elecctronic Ballast / College | 0 | 0 | -747.9518 | -741.3544 | -793.6896 | -824.5018 | -873.5793 | -884.8882 | -912.3588 | -931.7126 | -939.0337 | -936.2786 | -931.7144 | -929.6805 | -959.253 | -982.8978 | -990.7241 | -1015.158 | -1034.869 | -1043.348 | -1053.931 | -1065.531 | -1073.142 | -1085.972 | -1103.376 | -1115.891 | -1134.831 | -1150.857 | -1198.264 | -1240.737
6 | 110 | 114 | 110 114 Continuous Dimming / College | 0 | 0 | -1661.92 | -1647.261 | -1763.55 | -1832.011 | -1941.058 | -1966.185 | -2027.226 | -2070.23 | -2086.498 | -2080.376 | -2070.232 | -2065.72 | -2131.42 | -2183.953 | -2201.348 | -2255.633 | -2299.436 | -2318.28 | -2341.795 | -2367.569 | -2384.478 | -2412.99 | 0 | 0 | 0 | 0 | 0 | 0
6 | 110 | 115 | 110 115 Lighting Control Tuneup / College | 0 | 0 | -172.3106 | -170.7908 | -182.8472 | -189.9458 | -201.252 | -203.8572 | 0 | 0 | 0 | 0 | 0 | 0 | 0 | 0 | 0 | 0 | 0 | 0 | 0 | 0 | 0 | 0 | 0 | 0 | 0 | 0 | 0 | 0
6 | 120 | 121 | 120 121 ROB Premium T8, 1EB / College | 0 | 0 | -323.2628 | -320.4117 | -343.0295 | -356.3475 | -377.5587 | -382.4464 | -394.3191 | -402.6841 | -405.848 | -404.6568 | -402.6839 | -401.8043 | -414.5887 | -424.8048 | -428.1887 | -438.7495 | -447.2672 | -450.9327 | -455.5064 | -460.5188 | -463.809 | -469.3528 | -476.8757 | -482.279 | -490.4714 | -497.3974 | -517.8859 | -536.2435
6 | 120 | 122 | 120 122 ROB Premium T8, EB, Reflector / College | 0 | 0 | -1305.433 | -1293.918 | -1385.262 | -1439.04 | -1524.696 | -1544.434 | -1592.38 | -1626.159 | -1638.937 | -1634.129 | -1626.163 | -1622.617 | -1674.222 | -1715.489 | -1729.154 | -1771.798 | -1806.201 | -1821.002 | -1839.473 | -1859.723 | -1873.002 | -1895.397 | -1925.77 | -1947.624 | -1980.67 | -2008.642 | -2091.382 | -2165.516
6 | 120 | 123 | 120 123 Occupancy Sensor / College | 0 | 0 | -413.1326 | -409.4888 | -438.3952 | -455.4152 | -482.5233 | -488.7698 | -503.9432 | -514.6333 | -518.677 | -517.1554 | -514.6343 | -513.5098 | -529.8478 | -542.9051 | -547.2292 | -560.7259 | -571.6119 | -576.2955 | 0 | 0 | 0 | 0 | 0 | 0 | 0 | 0 | 0 | 0
6 | 120 | 124 | 120 124 Lighting Control Tuneup / College | 0 | 0 | -105.45 | -104.5199 | -111.8981 | -116.2423 | -123.1614 | -124.7558 | 0 | 0 | 0 | 0 | 0 | 0 | 0 | 0 | 0 | 0 | 0 | 0 | 0 | 0 | 0 | 0 | 0 | 0 | 0 | 0 | 0 | 0
6 | 130 | 131 | 130 131 CFL Screw-in 18W / College | 0 | 0 | -5818.182 | -5766.877 | -6174.012 | -6413.663 | 0 | 0 | 0 | 0 | 0 | 0 | 0 | 0 | 0 | 0 | 0 | 0 | 0 | 0 | 0 | 0 | 0 | 0 | 0 | 0 | 0 | 0 | 0 | 0
6 | 150 | 151 | 150 151 PSMH, 250W, magnetic ballast / College | 0 | 0 | -1357.848 | -1345.872 | -1440.884 | -1496.819 | -1585.914 | -1606.444 | -1656.316 | -1691.453 | -1704.744 | -1699.742 | -1691.454 | -1687.767 | -1741.449 | -1784.369 | -1798.581 | -1842.934 | -1878.722 | -1894.118 | -1913.331 | -1934.387 | 0 | 0 | 0 | 0 | 0 | 0 | 0 | 0
6 | 150 | 152 | 150 152 PSMH, 250 W, electronic ballast / College | 0 | 0 | -1569.574 | -1555.73 | -1665.557 | -1730.213 | -1833.201 | -1856.932 | -1914.581 | -1955.196 | -1970.559 | -1964.779 | -1955.197 | -1950.936 | -2012.986 | -2062.6 | -2079.029 | -2130.297 | -2171.666 | -2189.463 | -2211.671 | -2236.013 | 0 | 0 | 0 | 0 | 0 | 0 | 0 | 0
6 | 150 | 153 | 150 153 High Bay T5 / College | 0 | 0 | -1807.91 | -1791.973 | -1918.474 | -1992.954 | -2111.582 | -2138.916 | -2205.317 | -2252.1 | -2269.795 | -2263.137 | -2252.108 | -2247.195 | -2318.673 | -2375.804 | -2394.74 | -2453.796 | -2501.443 | -2521.941 | -2547.521 | -2575.568 | 0 | 0 | 0 | 0 | 0 | 0 | 0 | 0
6 | 160 | 161 | 160 161 LED Exit Sign / College | 0 | 0 | -4.5399 | -4.4999 | -4.8174 | -5.0045 | -5.3025 | -5.3712 | -5.5379 | -5.6553 | -5.6997 | -5.6823 | -5.6557 | -5.6426 | -5.8227 | -5.9663 | -6.0138 | -6.1623 | 0 | 0 | 0 | 0 | 0 | 0 | 0 | 0 | 0 | 0 | 0 | 0
6 | 200 | 201 | 200 201 High Pressure Sodium 250W Lamp / College | 0 | 0 | -178.6046 | -177.0293 | -189.5265 | -196.884 | -208.6028 | 0 | 0 | 0 | 0 | 0 | 0 | 0 | 0 | 0 | 0 | 0 | 0 | 0 | 0 | 0 | 0 | 0 | 0 | 0 | 0 | 0 | 0 | 0
6 | 200 | 202 | 200 202 Outdoor Lighting Controls (Photocell/Timeclock) / College | 0 | 0 | -141.1502 | -139.9054 | -149.7818 | -155.5965 | -164.8577 | 0 | 0 | 0 | 0 | 0 | 0 | 0 | 0 | 0 | 0 | 0 | 0 | 0 | 0 | 0 | 0 | 0 | 0 | 0 | 0 | 0 | 0 | 0
6 | 210 | 211 | 210 211 Outdoor Lighting Controls (Photocell/Timeclock) / College | 0 | 0 | -238.7585 | -236.6527 | -253.359 | -263.1943 | -278.8603 | 0 | 0 | 0 | 0 | 0 | 0 | 0 | 0 | 0 | 0 | 0 | 0 | 0 | 0 | 0 | 0 | 0 | 0 | 0 | 0 | 0 | 0 | 0
6 | 300 | 301 | 300 301 Centrifugal Chiller, 0.51 kW/ton, 500 tons / College | 0 | 0 | -409.1086 | -405.5003 | -434.1251 | -450.9794 | -477.8236 | -484.009 | -499.0347 | -509.6207 | -513.6252 | -512.1181 | -509.6212 | -508.508 | -524.6872 | -537.6168 | -541.8987 | -555.2637 | -566.0443 | -570.6821 | -576.4713 | -582.8151 | 0 | 0 | 0 | 0 | 0 | 0 | 0 | 0
6 | 300 | 302 | 300 302 High Efficiency Chiller Motors / College | 0 | 0 | -105.4499 | -104.5199 | -111.8982 | -116.2422 | -123.1612 | -124.7557 | -128.6287 | -131.3575 | -132.3897 | -132.0008 | -131.3576 | -131.0702 | -135.2407 | -138.5718 | -139.6771 | -143.1217 | -145.9008 | -147.0966 | -148.5887 | -150.2233 | 0 | 0 | 0 | 0 | 0 | 0 | 0 | 0
6 | 300 | 304 | 300 304 EMS - Chiller / College | 0 | 0 | -366.7016 | -363.4673 | -389.1253 | -404.2319 | -428.2929 | -433.8372 | -447.3062 | -456.7952 | -460.3846 | -459.0331 | 0 | 0 | 0 | 0 | 0 | 0 | 0 | 0 | 0 | 0 | 0 | 0 | 0 | 0 | 0 | 0 | 0 | 0
6 | 300 | 305 | 300 305 Chiller Tune Up/Diagnostics / College | 0 | 0 | -277.3477 | -274.9013 | -294.3061 | -305.7345 | -323.9363 | -328.1304 | -338.3113 | -345.4877 | -348.2019 | -347.1797 | 0 | 0 | 0 | 0 | 0 | 0 | 0 | 0 | 0 | 0 | 0 | 0 | 0 | 0 | 0 | 0 | 0 | 0
6 | 300 | 306 | 300 306 VSD for Chiller Pumps and Towers / College | 0 | 0 | -346.0656 | -343.0134 | -367.2275 | -381.4838 | -404.1909 | -409.4232 | -422.1343 | -431.0893 | -434.4765 | -433.202 | -431.0891 | -430.1476 | -443.8333 | -454.7686 | -458.3923 | 0 | 0 | 0 | 0 | 0 | 0 | 0 | 0 | 0 | 0 | 0 | 0 | 0
6 | 300 | 307 | 300 307 EMS Optimization / College | 0 | 0 | -170.6597 | -169.1545 | -181.0958 | -188.1259 | -199.3236 | 0 | 0 | 0 | 0 | 0 | 0 | 0 | 0 | 0 | 0 | 0 | 0 | 0 | 0 | 0 | 0 | 0 | 0 | 0 | 0 | 0 | 0 | 0
6 | 300 | 308 | 300 308 Aerosole Duct Sealing / College | 0 | 0 | -344.9307 | -341.8885 | -366.0238 | -380.2326 | -402.8652 | -408.0803 | -420.7498 | -429.6756 | -433.0517 | -431.7804 | -429.6753 | -428.7372 | -442.3777 | -453.276 | -456.8886 | 0 | 0 | 0 | 0 | 0 | 0 | 0 | 0 | 0 | 0 | 0 | 0 | 0
6 | 300 | 309 | 300 309 Duct/Pipe Insulation / College | 0 | 0 | -67.067 | -66.4755 | -71.1681 | -73.931 | -78.3315 | -79.3456 | -81.8089 | -83.5447 | -84.2006 | -83.9534 | 0 | 0 | 0 | 0 | 0 | 0 | 0 | 0 | 0 | 0 | 0 | 0 | 0 | 0 | 0 | 0 | 0 | 0
6 | 300 | 311 | 300 311 Window Film (Standard) / College | 0 | 0 | -181.7 | -180.0973 | -192.8094 | -200.2965 | -212.2193 | -214.9664 | -221.6393 | -226.341 | -228.1191 | -227.4505 | 0 | 0 | 0 | 0 | 0 | 0 | 0 | 0 | 0 | 0 | 0 | 0 | 0 | 0 | 0 | 0 | 0 | 0
6 | 300 | 313 | 300 313 Ceiling Insulation / College | 0 | 0 | -423.5539 | -419.8175 | -449.4526 | -466.9061 | -494.7004 | -501.1036 | -516.6549 | -527.6143 | -531.7599 | -530.199 | -527.6249 | -526.4645 | -543.2172 | -556.613 | -561.0388 | -574.881 | -586.0363 | -590.8331 | -596.8257 | -603.4059 | 0 | 0 | 0 | 0 | 0 | 0 | 0 | 0
6 | 300 | 314 | 300 314 Roof Insulation / College | 0 | 0 | -155.4922 | -154.1207 | -164.9992 | -171.4064 | -181.6097 | -183.9606 | -189.6709 | -193.6944 | -195.216 | -194.6435 | -193.6945 | -193.2699 | -199.4205 | -204.3355 | -205.9636 | -211.0444 | -215.1405 | -216.903 | -219.1026 | -221.5134 | 0 | 0 | 0 | 0 | 0 | 0 | 0 | 0
6 | 300 | 317 | 300 317 Thermal Energy Storage (TES) Positive / College | 0 | 0 | -510.2265 | -505.7263 | -541.4256 | -562.4439 | -595.9234 | -603.6378 | -622.3781 | -635.5704 | -640.5701 | -638.6839 | -635.581 | -634.1921 | -654.3621 | -670.4746 | -675.8309 | -692.4795 | -705.9191 | -711.7204 | -718.9528 | -726.8668 | -732.0587 | -740.811 | -752.6763 | -761.1577 | -774.1378 | -785.0629 | -817.4106 | -846.3865
6 | 300 | 317 | 300 317 Thermal Energy Storage (TES) Negative / College | 0 | 0 | 727.2119 | 720.7983 | 771.6848 | 801.6387 | 849.3536 | 860.3485 | 887.0604 | 905.8784 | 912.9971 | 910.3189 | 905.8785 | 903.9051 | 932.6609 | 955.6373 | 963.2493 | 987.0008 | 1006.172 | 1014.418 | 1024.708 | 1035.985 | 1043.385 | 1055.86 | 1072.775 | 1084.967 | 1103.363 | 1118.94 | 1165.033 | 1206.335
6 | 320 | 321 | 320 321 DX Packaged System, EER=10.9, 10 tons / College | 0 | 0 | -319.3421 | -316.5253 | -338.8687 | -352.0258 | -372.9807 | -377.809 | -389.5365 | -397.7997 | -400.925 | -399.7484 | -397.801 | -396.9304 | -409.5609 | -419.6559 | -422.9962 | 0 | 0 | 0 | 0 | 0 | 0 | 0 | 0 | 0 | 0 | 0 | 0 | 0
6 | 320 | 322 | 320 322 Hybrid Dessicant-DX System (Trane CDQ) / College | 0 | 0 | -2122.825 | -2104.102 | -2252.643 | -2340.087 | -2479.374 | -2511.469 | -2589.442 | -2644.374 | -2665.153 | -2657.334 | -2644.373 | -2638.613 | -2722.539 | -2789.629 | -2811.852 | 0 | 0 | 0 | 0 | 0 | 0 | 0 | 0 | 0 | 0 | 0 | 0 | 0
6 | 320 | 323 | 320 323 Geothermal Heat Pump, EER=13, 10 tons / College | 0 | 0 | -1104.335 | -1094.595 | -1171.869 | -1217.359 | -1289.819 | -1306.516 | -1347.079 | -1375.655 | -1386.465 | -1382.397 | -1375.654 | -1372.656 | -1416.323 | -1451.219 | -1462.781 | 0 | 0 | 0 | 0 | 0 | 0 | 0 | 0 | 0 | 0 | 0 | 0 | 0
6 | 320 | 326 | 320 326 DX Tune Up/ Advanced Diagnostics / College | 0 | 0 | -273.8396 | -271.4244 | -290.584 | -301.8661 | -319.8342 | -323.9747 | -334.0322 | -341.1183 | -343.7984 | -342.79 | 0 | 0 | 0 | 0 | 0 | 0 | 0 | 0 | 0 | 0 | 0 | 0 | 0 | 0 | 0 | 0 | 0 | 0
6 | 320 | 327 | 320 327 DX Coil Cleaning / College | 0 | 0 | -263.1089 | -260.7881 | -279.1965 | -290.0385 | -307.3057 | 0 | 0 | 0 | 0 | 0 | 0 | 0 | 0 | 0 | 0 | 0 | 0 | 0 | 0 | 0 | 0 | 0 | 0 | 0 | 0 | 0 | 0 | 0
6 | 320 | 329 | 320 329 Aerosole Duct Sealing / College | 0 | 0 | -548.4017 | -543.565 | -581.9374 | -604.5282 | -640.5111 | -648.8026 | -668.9458 | -683.1367 | -688.5045 | -686.4852 | -683.1363 | -681.6455 | -703.3321 | -720.6593 | -726.4019 | 0 | 0 | 0 | 0 | 0 | 0 | 0 | 0 | 0 | 0 | 0 | 0 | 0
6 | 320 | 330 | 320 330 Duct/Pipe Insulation / College | 0 | 0 | -106.8945 | -105.9517 | -113.4311 | -117.8346 | -124.8484 | -126.4646 | -130.3908 | -133.1569 | -134.2031 | -133.809 | 0 | 0 | 0 | 0 | 0 | 0 | 0 | 0 | 0 | 0 | 0 | 0 | 0 | 0 | 0 | 0 | 0 | 0
6 | 320 | 334 | 320 334 Ceiling Insulation / College | 0 | 0 | -672.8306 | -666.9011 | -713.9737 | -741.7051 | -785.8554 | -796.0304 | -820.7324 | -838.1429 | -844.7288 | -842.2493 | -838.1675 | -836.3167 | -862.9217 | -884.2001 | -891.2396 | -913.2235 | -930.9485 | -938.5675 | -948.0884 | -958.5388 | 0 | 0 | 0 | 0 | 0 | 0 | 0 | 0
6 | 320 | 335 | 320 335 Roof Insulation / College | 0 | 0 | -247.7352 | -245.55 | -262.8828 | -273.0901 | -289.3464 | -293.0921 | -302.1896 | -308.6001 | -311.0246 | -310.1113 | -308.6014 | -307.9249 | -317.7233 | -325.5549 | -328.1472 | -336.2426 | -342.7686 | -345.577 | -349.0814 | -352.924 | 0 | 0 | 0 | 0 | 0 | 0 | 0 | 0
6 | 340 | 344 | 340 344 Aerosole Duct Sealing / College | 0 | 0 | -560.6801 | -555.735 | -594.9666 | -618.0631 | -654.8516 | -663.3288 | -683.923 | -698.4315 | -703.9196 | -701.8547 | -698.4312 | -696.9067 | -719.0789 | -736.795 | -742.6657 | 0 | 0 | 0 | 0 | 0 | 0 | 0 | 0 | 0 | 0 | 0 | 0 | 0
6 | 340 | 345 | 340 345 Duct/Pipe Insulation / College | 0 | 0 | -109.2676 | -108.3039 | -115.9493 | -120.4507 | -127.6202 | -129.2723 | -133.2856 | -136.1131 | -137.1825 | -136.7799 | 0 | 0 | 0 | 0 | 0 | 0 | 0 | 0 | 0 | 0 | 0 | 0 | 0 | 0 | 0 | 0 | 0 | 0
6 | 340 | 349 | 340 349 Ceiling Insulation / College | 0 | 0 | -687.894 | -681.8323 | -729.9592 | -758.3112 | -803.45 | -813.853 | -839.1078 | -856.9081 | -863.6418 | -861.1077 | -856.9335 | -855.0416 | -882.2416 | -903.9958 | -911.1932 | -933.6697 | -951.7919 | -959.5809 | -969.3155 | -979.9998 | 0 | 0 | 0 | 0 | 0 | 0 | 0 | 0
6 | 340 | 351 | 340 351 Cool Roof - DX / College | 0 | 0 | -1324.713 | -1313.042 | -1405.731 | -1460.31 | -1547.235 | -1567.264 | -1615.915 | -1650.194 | -1663.16 | -1658.281 | -1650.211 | -1646.601 | -1698.979 | -1740.838 | -1754.718 | 0 | 0 | 0 | 0 | 0 | 0 | 0 | 0 | 0 | 0 | 0 | 0 | 0
6 | 360 | 361 | 360 361 HE PTAC, EER=9.6, 1 ton / College | 0 | 0 | -901.3802 | -893.4291 | -956.4982 | -993.6354 | -1052.78 | -1066.409 | -1099.512 | -1122.836 | -1131.658 | -1128.338 | -1122.844 | -1120.39 | -1156.023 | -1184.518 | -1193.956 | 0 | 0 | 0 | 0 | 0 | 0 | 0 | 0 | 0 | 0 | 0 | 0 | 0
6 | 400 | 402 | 400 402 Variable Speed Drive Control / College | 0 | 0 | -662.6219 | -656.7778 | -703.1423 | -730.4384 | -773.9156 | -783.9342 | -808.2727 | -825.419 | -831.9051 | -829.4647 | -825.4187 | -823.6183 | -849.8206 | -870.7578 | -877.696 | 0 | 0 | 0 | 0 | 0 | 0 | 0 | 0 | 0 | 0 | 0 | 0 | 0
6 | 400 | 403 | 400 403 Air Handler Optimization / College | 0 | 0 | -192.5339 | -190.8358 | -204.3076 | -212.2388 | -224.8717 | -227.7828 | -234.8548 | -239.837 | 0 | 0 | 0 | 0 | 0 | 0 | 0 | 0 | 0 | 0 | 0 | 0 | 0 | 0 | 0 | 0 | 0 | 0 | 0 | 0
6 | 400 | 404 | 400 404 Electronically Commutated Motors (ECM) on an Air Handler Unit / College | 0 | 0 | -271.7761 | -269.3791 | -288.3957 | -299.591 | -317.4235 | -321.5326 | -331.5151 | -338.5479 | -341.2078 | -340.2068 | -338.5477 | -337.8086 | -348.556 | -357.1425 | -359.9892 | 0 | 0 | 0 | 0 | 0 | 0 | 0 | 0 | 0 | 0 | 0 | 0 | 0
6 | 400 | 405 | 400 405 Demand Control Ventilation (DCV) / College | 0 | 0 | -293.0311 | -290.4463 | -310.9485 | -323.0233 | -342.2541 | -346.6852 | -357.442 | -365.0241 | -367.8922 | -366.8117 | -365.0309 | -364.2279 | -375.8203 | -385.089 | -388.148 | 0 | 0 | 0 | 0 | 0 | 0 | 0 | 0 | 0 | 0 | 0 | 0 | 0
6 | 400 | 406 | 400 406 Energy Recovery Ventilation (ERV) / College | 0 | 0 | -133.9276 | -132.7463 | -142.1155 | -147.6353 | -156.4247 | -158.4504 | -163.3661 | -166.8315 | -168.1422 | -167.6481 | -166.8334 | -166.4661 | -171.765 | -176.0019 | -177.4004 | -181.7791 | -185.3078 | -186.8231 | -188.717 | -190.7956 | 0 | 0 | 0 | 0 | 0 | 0 | 0 | 0
6 | 600 | 603 | 600 603 Heat Pump Water Heater (air source) / College | 0 | 0 | -308.405 | -305.6849 | -327.2645 | -339.9689 | -360.2046 | -364.8672 | -376.1954 | -384.1761 | -387.1948 | -386.0584 | -384.1758 | -383.3369 | -395.5329 | -405.2771 | -408.5072 | 0 | 0 | 0 | 0 | 0 | 0 | 0 | 0 | 0 | 0 | 0 | 0 | 0
6 | 600 | 606 | 600 606 Demand controlled circulating systems / College | 0 | 0 | -21.8742 | -21.6813 | -23.2118 | -24.1129 | -25.548 | -25.8788 | -26.6823 | -27.2485 | -27.4622 | -27.3814 | -27.2484 | -27.1885 | -28.054 | -28.745 | -28.974 | 0 | 0 | 0 | 0 | 0 | 0 | 0 | 0 | 0 | 0 | 0 | 0 | 0
6 | 600 | 608 | 600 608 Heat Recovery Unit / College | 0 | 0 | -337.8112 | -334.8318 | -358.469 | -372.3846 | -394.5498 | -399.6573 | -412.0654 | -420.8069 | -424.1134 | -422.8695 | 0 | 0 | 0 | 0 | 0 | 0 | 0 | 0 | 0 | 0 | 0 | 0 | 0 | 0 | 0 | 0 | 0 | 0
6 | 600 | 609 | 600 609 Heat Trap / College | 0 | 0 | -39.5179 | -39.1694 | -41.9345 | -43.5624 | -46.1552 | -46.7528 | -48.2043 | -49.227 | -49.6136 | -49.468 | 0 | 0 | 0 | 0 | 0 | 0 | 0 | 0 | 0 | 0 | 0 | 0 | 0 | 0 | 0 | 0 | 0 | 0
6 | 600 | 610 | 600 610 Hot Water Pipe Insulation / College | 0 | 0 | -8.6671 | -8.5907 | -9.1971 | -9.5541 | -10.1228 | -10.2539 | -10.5723 | -10.7967 | -10.8813 | -10.8491 | -10.7966 | -10.7728 | -11.1157 | -11.3899 | -11.4804 | 0 | 0 | 0 | 0 | 0 | 0 | 0 | 0 | 0 | 0 | 0 | 0 | 0
6 | 700 | 701 | 700 701 PC Manual Power Management Enabling / College | 0 | 0 | -624.5484 | -619.0401 | -662.7405 | -688.468 | 0 | 0 | 0 | 0 | 0 | 0 | 0 | 0 | 0 | 0 | 0 | 0 | 0 | 0 | 0 | 0 | 0 | 0 | 0 | 0 | 0 | 0 | 0 | 0
6 | 700 | 702 | 700 702 PC Network Power Management Enabling / College | 0 | 0 | -624.5484 | -619.0401 | -662.7405 | -688.468 | 0 | 0 | 0 | 0 | 0 | 0 | 0 | 0 | 0 | 0 | 0 | 0 | 0 | 0 | 0 | 0 | 0 | 0 | 0 | 0 | 0 | 0 | 0 | 0
6 | 710 | 711 | 710 711 Energy Star or Better Monitor / College | 0 | 0 | -897.7691 | -889.8511 | -952.6698 | -989.6517 | 0 | 0 | 0 | 0 | 0 | 0 | 0 | 0 | 0 | 0 | 0 | 0 | 0 | 0 | 0 | 0 | 0 | 0 | 0 | 0 | 0 | 0 | 0 | 0
6 | 710 | 712 | 710 712 Monitor Power Management Enabling / College | 0 | 0 | -585.9592 | -580.7912 | -621.7915 | -645.9294 | 0 | 0 | 0 | 0 | 0 | 0 | 0 | 0 | 0 | 0 | 0 | 0 | 0 | 0 | 0 | 0 | 0 | 0 | 0 | 0 | 0 | 0 | 0 | 0
6 | 720 | 721 | 720 721 Energy Star or Better Monitor / College | 0 | 0 | -0.10318 | -0.10227 | -0.10949 | -0.11374 | 0 | 0 | 0 | 0 | 0 | 0 | 0 | 0 | 0 | 0 | 0 | 0 | 0 | 0 | 0 | 0 | 0 | 0 | 0 | 0 | 0 | 0 | 0 | 0
6 | 720 | 722 | 720 722 Monitor Power Management Enabling / College | 0 | 0 | -0.92863 | -0.92042 | -0.98541 | -1.0238 | 0 | 0 | 0 | 0 | 0 | 0 | 0 | 0 | 0 | 0 | 0 | 0 | 0 | 0 | 0 | 0 | 0 | 0 | 0 | 0 | 0 | 0 | 0 | 0
6 | 730 | 732 | 730 732 Copier Power Management Enabling / College | 0 | 0 | -26.1045 | -25.8744 | -27.7009 | -28.7762 | -30.4889 | -30.8837 | 0 | 0 | 0 | 0 | 0 | 0 | 0 | 0 | 0 | 0 | 0 | 0 | 0 | 0 | 0 | 0 | 0 | 0 | 0 | 0 | 0 | 0
6 | 740 | 741 | 740 741 Printer Power Management Enabling / College | 0 | 0 | -387.4408 | -384.0237 | -411.1335 | -427.0937 | -452.5152 | 0 | 0 | 0 | 0 | 0 | 0 | 0 | 0 | 0 | 0 | 0 | 0 | 0 | 0 | 0 | 0 | 0 | 0 | 0 | 0 | 0 | 0 | 0
6 | 800 | 801 | 800 801 Convection Oven / College | 0 | 0 | -10.1116 | -10.0225 | -10.73 | -11.1464 | -11.81 | -11.9628 | -12.3342 | -12.5961 | -12.6949 | -12.657 | 0 | 0 | 0 | 0 | 0 | 0 | 0 | 0 | 0 | 0 | 0 | 0 | 0 | 0 | 0 | 0 | 0 | 0
6 | 810 | 811 | 810 811 Efficient Fryer / College | 0 | 0 | -2.1668 | -2.1477 | -2.2993 | -2.3885 | -2.5306 | -2.5634 | -2.643 | -2.6992 | -2.7204 | -2.7121 | 0 | 0 | 0 | 0 | 0 | 0 | 0 | 0 | 0 | 0 | 0 | 0 | 0 | 0 | 0 | 0 | 0 | 0
6 | 900 | 901 | 900 901 Vending Misers (cooled machines only) / College | 0 | 0 | -53.5504 | -53.0781 | -56.8251 | -59.031 | -62.5446 | -63.3544 | -65.3213 | -66.707 | -67.2311 | -67.0343 | 0 | 0 | 0 | 0 | 0 | 0 | 0 | 0 | 0 | 0 | 0 | 0 | 0 | 0 | 0 | 0 | 0 | 0
7 | 110 | 111 | 110 111 Premium T8, Elecctronic Ballast / Hospital | 0 | 0 | -1330.609 | -1318.872 | -1411.977 | -1466.792 | -1554.101 | -1574.219 | -1623.09 | -1657.521 | -1670.545 | -1665.644 | -1657.525 | -1653.91 | 0 | 0 | 0 | 0 | 0 | 0 | 0 | 0 | 0 | 0 | 0 | 0 | 0 | 0 | 0 | 0
7 | 110 | 114 | 110 114 Continuous Dimming / Hospital | 0 | 0 | -2956.615 | -2930.544 | -3137.427 | -3259.219 | -3453.216 | -3497.918 | -3606.517 | -3683.024 | -3711.964 | 0 | 0 | 0 | 0 | 0 | 0 | 0 | 0 | 0 | 0 | 0 | 0 | 0 | 0 | 0 | 0 | 0 | 0 | 0
7 | 110 | 115 | 110 115 Lighting Control Tuneup / Hospital | 0 | 0 | -306.4445 | -303.7418 | -325.1838 | -337.8078 | -357.9149 | -362.5482 | 0 | 0 | 0 | 0 | 0 | 0 | 0 | 0 | 0 | 0 | 0 | 0 | 0 | 0 | 0 | 0 | 0 | 0 | 0 | 0 | 0 | 0
7 | 120 | 121 | 120 121 ROB Premium T8, 1EB / Hospital | 0 | 0 | -575.022 | -569.9503 | -610.1849 | -633.8734 | -671.6039 | -680.2983 | -701.4174 | -716.2966 | -721.925 | -719.8074 | -716.2979 | -714.7341 | 0 | 0 | 0 | 0 | 0 | 0 | 0 | 0 | 0 | 0 | 0 | 0 | 0 | 0 | 0 | 0
7 | 120 | 122 | 120 122 ROB Premium T8, EB, Reflector / Hospital | 0 | 0 | -2322.461 | -2301.99 | -2464.499 | -2560.17 | -2712.566 | -2747.681 | -2832.981 | -2893.078 | -2915.811 | -2907.251 | -2893.091 | -2886.775 | 0 | 0 | 0 | 0 | 0 | 0 | 0 | 0 | 0 | 0 | 0 | 0 | 0 | 0 | 0 | 0
7 | 120 | 123 | 120 123 Occupancy Sensor / Hospital | 0 | 0 | -734.951 | -728.4685 | -779.8937 | -810.1707 | -858.3952 | -869.5075 | -896.5005 | 0 | 0 | 0 | 0 | 0 | 0 | 0 | 0 | 0 | 0 | 0 | 0 | 0 | 0 | 0 | 0 | 0 | 0 | 0 | 0 | 0
7 | 120 | 124 | 120 124 Lighting Control Tuneup / Hospital | 0 | 0 | -187.6844 | -186.0291 | -199.1615 | -206.8931 | -219.2078 | -222.0454 | 0 | 0 | 0 | 0 | 0 | 0 | 0 | 0 | 0 | 0 | 0 | 0 | 0 | 0 | 0 | 0 | 0 | 0 | 0 | 0 | 0 | 0
7 | 130 | 131 | 130 131 CFL Screw-in 18W / Hospital | 0 | 0 | -10351.07 | 0 | 0 | 0 | 0 | 0 | 0 | 0 | 0 | 0 | 0 | 0 | 0 | 0 | 0 | 0 | 0 | 0 | 0 | 0 | 0 | 0 | 0 | 0 | 0 | 0 | 0 | 0
7 | 150 | 151 | 150 151 PSMH, 250W, magnetic ballast / Hospital | 0 | 0 | -2415.855 | -2394.548 | -2563.593 | -2663.109 | -2821.623 | -2858.148 | -2946.884 | -3009.398 | 0 | 0 | 0 | 0 | 0 | 0 | 0 | 0 | 0 | 0 | 0 | 0 | 0 | 0 | 0 | 0 | 0 | 0 | 0 | 0
7 | 150 | 152 | 150 152 PSMH, 250 W, electronic ballast / Hospital | 0 | 0 | -2792.458 | -2767.833 | -2963.229 | -3078.26 | -3261.484 | -3303.704 | -3406.273 | -3478.532 | 0 | 0 | 0 | 0 | 0 | 0 | 0 | 0 | 0 | 0 | 0 | 0 | 0 | 0 | 0 | 0 | 0 | 0 | 0 | 0
7 | 150 | 153 | 150 153 High Bay T5 / Hospital | 0 | 0 | -3216.395 | -3188.051 | -3413.117 | -3545.613 | -3756.667 | -3805.297 | -3923.43 | -4006.661 | 0 | 0 | 0 | 0 | 0 | 0 | 0 | 0 | 0 | 0 | 0 | 0 | 0 | 0 | 0 | 0 | 0 | 0 | 0 | 0
7 | 160 | 161 | 160 161 LED Exit Sign / Hospital | 0 | 0 | -1.3413 | -1.3295 | -1.4234 | -1.4787 | -1.5666 | -1.5869 | -1.6362 | -1.6709 | -1.684 | -1.6791 | -1.671 | -1.6673 | -1.7203 | -1.7632 | -1.7769 | -1.8206 | 0 | 0 | 0 | 0 | 0 | 0 | 0 | 0 | 0 | 0 | 0 | 0
7 | 200 | 201 | 200 201 High Pressure Sodium 250W Lamp / Hospital | 0 | 0 | -18.5724 | -18.4086 | -19.7081 | -20.4731 | -21.6918 | 0 | 0 | 0 | 0 | 0 | 0 | 0 | 0 | 0 | 0 | 0 | 0 | 0 | 0 | 0 | 0 | 0 | 0 | 0 | 0 | 0 | 0 | 0
7 | 200 | 202 | 200 202 Outdoor Lighting Controls (Photocell/Timeclock) / Hospital | 0 | 0 | -14.6516 | -14.5224 | -15.5475 | -16.151 | -17.1124 | 0 | 0 | 0 | 0 | 0 | 0 | 0 | 0 | 0 | 0 | 0 | 0 | 0 | 0 | 0 | 0 | 0 | 0 | 0 | 0 | 0 | 0 | 0
7 | 210 | 211 | 210 211 Outdoor Lighting Controls (Photocell/Timeclock) / Hospital | 0 | 0 | -98.5369 | -97.6678 | -104.5626 | -108.6219 | -115.0871 | 0 | 0 | 0 | 0 | 0 | 0 | 0 | 0 | 0 | 0 | 0 | 0 | 0 | 0 | 0 | 0 | 0 | 0 | 0 | 0 | 0 | 0 | 0
7 | 300 | 301 | 300 301 Centrifugal Chiller, 0.51 kW/ton, 500 tons / Hospital | 0 | 0 | -1834.529 | -1818.358 | -1946.721 | -2022.298 | -2142.673 | -2170.41 | -2237.79 | -2285.26 | -2303.217 | -2296.461 | -2285.27 | -2280.283 | -2352.816 | -2410.785 | -2430.001 | -2489.927 | -2538.276 | -2559.075 | -2585.031 | -2613.492 | 0 | 0 | 0 | 0 | 0 | 0 | 0 | 0
7 | 300 | 302 | 300 302 High Efficiency Chiller Motors / Hospital | 0 | 0 | -472.7707 | -468.601 | -501.6808 | -521.1566 | -552.1772 | -559.3251 | -576.6903 | -588.924 | -593.5515 | -591.8104 | -588.9237 | -587.638 | -606.3336 | -621.2728 | -626.2231 | -641.6642 | -654.1262 | -659.4861 | -666.1771 | -673.5078 | 0 | 0 | 0 | 0 | 0 | 0 | 0 | 0
7 | 300 | 304 | 300 304 EMS - Chiller / Hospital | 0 | 0 | -1644.483 | -1629.978 | -1745.047 | -1812.788 | -1920.689 | -1945.553 | -2005.955 | -2048.509 | -2064.606 | -2058.548 | 0 | 0 | 0 | 0 | 0 | 0 | 0 | 0 | 0 | 0 | 0 | 0 | 0 | 0 | 0 | 0 | 0 | 0
7 | 300 | 305 | 300 305 Chiller Tune Up/Diagnostics / Hospital | 0 | 0 | -1243.801 | -1232.849 | -1319.887 | -1371.127 | -1452.764 | -1471.571 | -1517.244 | -1549.428 | -1561.601 | -1557.004 | 0 | 0 | 0 | 0 | 0 | 0 | 0 | 0 | 0 | 0 | 0 | 0 | 0 | 0 | 0 | 0 | 0 | 0
7 | 300 | 306 | 300 306 VSD for Chiller Pumps and Towers / Hospital | 0 | 0 | -1551.827 | -1538.14 | -1646.725 | -1710.65 | -1812.471 | -1835.934 | -1892.933 | -1933.089 | -1948.279 | -1942.564 | -1933.089 | -1928.877 | -1990.23 | -2039.274 | -2055.52 | 0 | 0 | 0 | 0 | 0 | 0 | 0 | 0 | 0 | 0 | 0 | 0 | 0
7 | 300 | 307 | 300 307 EMS Optimization / Hospital | 0 | 0 | -765.286 | -758.5364 | -812.0848 | -843.6096 | -893.8231 | 0 | 0 | 0 | 0 | 0 | 0 | 0 | 0 | 0 | 0 | 0 | 0 | 0 | 0 | 0 | 0 | 0 | 0 | 0 | 0 | 0 | 0 | 0
7 | 300 | 308 | 300 308 Aerosole Duct Sealing / Hospital | 0 | 0 | -1546.565 | -1532.924 | -1641.142 | -1704.849 | -1806.325 | -1829.708 | -1886.515 | -1926.535 | -1941.673 | -1935.977 | -1926.534 | -1922.336 | -1983.487 | -2032.358 | -2048.549 | 0 | 0 | 0 | 0 | 0 | 0 | 0 | 0 | 0 | 0 | 0 | 0 | 0
7 | 300 | 309 | 300 309 Duct/Pipe Insulation / Hospital | 0 | 0 | -300.8728 | -298.2192 | -319.2715 | -331.6658 | -351.4073 | -355.9563 | -367.0075 | -374.7933 | -377.738 | -376.6298 | 0 | 0 | 0 | 0 | 0 | 0 | 0 | 0 | 0 | 0 | 0 | 0 | 0 | 0 | 0 | 0 | 0 | 0
7 | 300 | 311 | 300 311 Window Film (Standard) / Hospital | 0 | 0 | -840.7105 | -833.2945 | -892.1194 | -926.7553 | -981.9198 | -994.6311 | -1025.507 | -1047.26 | -1055.489 | -1052.393 | 0 | 0 | 0 | 0 | 0 | 0 | 0 | 0 | 0 | 0 | 0 | 0 | 0 | 0 | 0 | 0 | 0 | 0
7 | 300 | 313 | 300 313 Ceiling Insulation / Hospital | 0 | 0 | -1899.096 | -1882.363 | -2015.259 | -2093.492 | -2218.126 | -2246.842 | -2316.568 | -2365.723 | -2384.308 | -2377.292 | -2365.767 | -2360.555 | -2435.656 | -2495.693 | -2515.588 | -2577.623 | -2627.675 | -2649.181 | -2676.083 | -2705.538 | 0 | 0 | 0 | 0 | 0 | 0 | 0 | 0
7 | 300 | 314 | 300 314 Roof Insulation / Hospital | 0 | 0 | -697.2903 | -691.1396 | -739.9292 | -768.6559 | -814.4099 | -824.9525 | -850.5615 | -868.6041 | -875.429 | -872.8607 | -868.6074 | -866.7102 | -894.2778 | -916.3242 | -923.6198 | -946.4012 | -964.7746 | -972.6793 | -982.545 | -993.3636 | 0 | 0 | 0 | 0 | 0 | 0 | 0 | 0
7 | 300 | 317 | 300 317 Thermal Energy Storage (TES) Positive / Hospital | 0 | 0 | -1919.54 | -1902.621 | -2036.947 | -2116.019 | -2241.956 | -2270.991 | -2341.504 | -2391.141 | -2409.945 | -2402.831 | -2391.161 | -2385.901 | -2461.844 | -2522.447 | -2542.57 | -2605.267 | -2655.819 | -2677.657 | -2704.829 | -2734.585 | -2754.115 | -2787.021 | -2831.698 | -2863.795 | -2912.454 | -2953.567 | -3075.23 | -3184.266
7 | 300 | 317 | 300 317 Thermal Energy Storage (TES) Negative / Hospital | 0 | 0 | 2893.268 | 2867.75 | 3070.206 | 3189.38 | 3379.218 | 3422.962 | 3529.237 | 3604.105 | 3632.428 | 3621.772 | 3604.106 | 3596.255 | 3710.662 | 3802.076 | 3832.36 | 3926.858 | 4003.13 | 4035.938 | 4076.876 | 4121.743 | 4151.186 | 4200.818 | 4268.113 | 4316.626 | 4389.814 | 4451.785 | 4635.172 | 4799.493
7 | 320 | 321 | 320 321 DX Packaged System, EER=10.9, 10 tons / Hospital | 0 | 0 | -1431.708 | -1419.094 | -1519.272 | -1578.256 | -1672.205 | -1693.852 | -1746.432 | -1783.48 | -1797.493 | -1792.217 | -1783.499 | -1779.596 | -1836.207 | -1881.445 | -1896.448 | 0 | 0 | 0 | 0 | 0 | 0 | 0 | 0 | 0 | 0 | 0 | 0 | 0
7 | 320 | 322 | 320 322 Hybrid Dessicant-DX System (Trane CDQ) / Hospital | 0 | 0 | -9519.04 | -9435.106 | -10101.21 | -10493.3 | -11117.9 | -11261.82 | -11611.46 | -11857.78 | -11950.96 | -11915.88 | -11857.78 | -11831.9 | -12208.33 | -12509.09 | -12608.78 | 0 | 0 | 0 | 0 | 0 | 0 | 0 | 0 | 0 | 0 | 0 | 0 | 0
7 | 320 | 323 | 320 323 Geothermal Heat Pump, EER=13, 10 tons / Hospital | 0 | 0 | -4952.108 | -4908.445 | -5254.961 | -5458.944 | -5783.881 | -5858.754 | -6040.649 | -6168.793 | -6217.267 | -6199.022 | -6168.791 | -6155.352 | -6351.148 | -6507.62 | -6559.484 | 0 | 0 | 0 | 0 | 0 | 0 | 0 | 0 | 0 | 0 | 0 | 0 | 0
7 | 320 | 326 | 320 326 DX Tune Up/ Advanced Diagnostics / Hospital | 0 | 0 | -1227.842 | -1217.012 | -1302.927 | -1353.506 | -1434.072 | -1452.636 | -1497.733 | -1529.505 | -1541.523 | -1537.001 | 0 | 0 | 0 | 0 | 0 | 0 | 0 | 0 | 0 | 0 | 0 | 0 | 0 | 0 | 0 | 0 | 0 | 0
7 | 320 | 327 | 320 327 DX Coil Cleaning / Hospital | 0 | 0 | -1179.726 | -1169.34 | -1251.894 | -1300.499 | -1377.927 | 0 | 0 | 0 | 0 | 0 | 0 | 0 | 0 | 0 | 0 | 0 | 0 | 0 | 0 | 0 | 0 | 0 | 0 | 0 | 0 | 0 | 0 | 0
7 | 320 | 329 | 320 329 Aerosole Duct Sealing / Hospital | 0 | 0 | -2459.088 | -2437.399 | -2609.47 | -2710.765 | -2872.116 | -2909.296 | -2999.62 | -3063.253 | -3087.323 | -3078.266 | -3063.252 | -3056.578 | -3153.802 | -3231.515 | -3257.259 | 0 | 0 | 0 | 0 | 0 | 0 | 0 | 0 | 0 | 0 | 0 | 0 | 0
7 | 320 | 330 | 320 330 Duct/Pipe Insulation / Hospital | 0 | 0 | -479.4774 | -475.2485 | -508.7976 | -528.5497 | -560.0103 | -567.2596 | -584.8712 | -597.2784 | -601.9716 | -600.206 | 0 | 0 | 0 | 0 | 0 | 0 | 0 | 0 | 0 | 0 | 0 | 0 | 0 | 0 | 0 | 0 | 0 | 0
7 | 320 | 334 | 320 334 Ceiling Insulation / Hospital | 0 | 0 | -3016.636 | -2990.044 | -3201.139 | -3325.428 | -3523.388 | -3568.991 | -3679.763 | -3757.847 | -3787.385 | -3778.758 | -3757.881 | -3749.647 | -3868.893 | -3964.257 | -3995.896 | -4094.414 | -4173.916 | -4208.124 | -4250.817 | -4297.589 | 0 | 0 | 0 | 0 | 0 | 0 | 0 | 0
7 | 320 | 335 | 320 335 Roof Insulation / Hospital | 0 | 0 | -1110.625 | -1100.833 | -1178.542 | -1224.301 | -1297.175 | -1313.967 | -1354.756 | -1383.494 | -1394.365 | -1390.275 | -1383.504 | -1380.482 | -1424.39 | -1459.492 | -1471.124 | -1507.406 | -1536.672 | -1549.262 | -1564.976 | -1582.211 | 0 | 0 | 0 | 0 | 0 | 0 | 0 | 0
7 | 340 | 344 | 340 344 Aerosole Duct Sealing / Hospital | 0 | 0 | -2514.393 | -2492.216 | -2668.157 | -2771.73 | -2936.71 | -2974.726 | -3067.081 | -3132.145 | -3156.757 | -3147.496 | -3132.144 | -3125.321 | -3224.73 | -3304.192 | -3330.515 | 0 | 0 | 0 | 0 | 0 | 0 | 0 | 0 | 0 | 0 | 0 | 0 | 0
7 | 340 | 345 | 340 345 Duct/Pipe Insulation / Hospital | 0 | 0 | -490.0018 | -485.6801 | -519.9656 | -540.1512 | -572.3024 | -579.7108 | -597.709 | -610.3884 | -615.1847 | -613.3799 | 0 | 0 | 0 | 0 | 0 | 0 | 0 | 0 | 0 | 0 | 0 | 0 | 0 | 0 | 0 | 0 | 0 | 0
7 | 340 | 349 | 340 349 Ceiling Insulation / Hospital | 0 | 0 | -3084.529 | -3057.338 | -3273.184 | -3400.269 | -3602.685 | -3649.315 | -3762.579 | -3842.423 | -3872.622 | -3863.748 | -3842.454 | -3834.036 | -3955.966 | -4053.475 | -4085.829 | -4186.561 | -4267.852 | -4302.83 | -4346.487 | -4394.309 | 0 | 0 | 0 | 0 | 0 | 0 | 0 | 0
7 | 340 | 351 | 340 351 Cool Roof - DX / Hospital | 0 | 0 | -6377.827 | -6321.58 | -6767.877 | -7030.565 | -7449.114 | -7545.542 | -7779.76 | -7944.811 | -8007.248 | -7983.691 | -7944.852 | -7927.49 | -8179.636 | -8381.201 | -8448.045 | 0 | 0 | 0 | 0 | 0 | 0 | 0 | 0 | 0 | 0 | 0 | 0 | 0
7 | 360 | 361 | 360 361 HE PTAC, EER=9.6, 1 ton / Hospital | 0 | 0 | -4041.732 | -4006.098 | -4288.926 | -4455.412 | -4720.638 | -4781.747 | -4930.167 | -5034.768 | -5074.329 | -5059.421 | -5034.804 | -5023.767 | -5183.597 | -5311.316 | -5353.671 | 0 | 0 | 0 | 0 | 0 | 0 | 0 | 0 | 0 | 0 | 0 | 0 | 0
7 | 400 | 402 | 400 402 Variable Speed Drive Control / Hospital | 0 | 0 | -2655.234 | -2631.814 | -2817.611 | -2926.985 | -3101.206 | -3141.351 | -3238.88 | -3307.588 | -3333.579 | -3323.799 | -3307.587 | -3300.381 | -3405.359 | -3489.271 | -3517.069 | 0 | 0 | 0 | 0 | 0 | 0 | 0 | 0 | 0 | 0 | 0 | 0 | 0
7 | 400 | 403 | 400 403 Air Handler Optimization / Hospital | 0 | 0 | -839.6787 | -832.2731 | -891.0269 | -925.616 | -980.7108 | -993.4063 | -1024.248 | -1045.976 | 0 | 0 | 0 | 0 | 0 | 0 | 0 | 0 | 0 | 0 | 0 | 0 | 0 | 0 | 0 | 0 | 0 | 0 | 0 | 0
7 | 400 | 404 | 400 404 Electronically Commutated Motors (ECM) on an Air Handler Unit / Hospital | 0 | 0 | -1184.919 | -1174.468 | -1257.38 | -1306.19 | -1383.938 | -1401.853 | -1445.376 | -1476.037 | -1487.636 | -1483.272 | -1476.037 | -1472.82 | -1519.675 | -1557.115 | -1569.52 | 0 | 0 | 0 | 0 | 0 | 0 | 0 | 0 | 0 | 0 | 0 | 0 | 0
7 | 400 | 405 | 400 405 Demand Control Ventilation (DCV) / Hospital | 0 | 0 | -1277.85 | -1266.599 | -1356.019 | -1408.662 | -1492.533 | -1511.855 | -1558.776 | -1591.834 | -1604.35 | -1599.617 | -1591.883 | -1588.377 | -1638.907 | -1679.302 | -1692.684 | 0 | 0 | 0 | 0 | 0 | 0 | 0 | 0 | 0 | 0 | 0 | 0 | 0
7 | 400 | 406 | 400 406 Energy Recovery Ventilation (ERV) / Hospital | 0 | 0 | -584.0926 | -578.9491 | -619.8126 | -643.889 | -682.2168 | -691.051 | -712.4926 | -727.6074 | -733.3254 | -731.1725 | -727.6324 | -726.0218 | -749.1187 | -767.5949 | -773.7034 | -792.7903 | -808.1756 | -814.7878 | -823.0535 | -832.1287 | 0 | 0 | 0 | 0 | 0 | 0 | 0 | 0
7 | 600 | 603 | 600 603 Heat Pump Water Heater (air source) / Hospital | 0 | 0 | -1561.836 | -1548.06 | -1657.347 | -1721.682 | -1824.161 | -1847.774 | -1905.142 | -1945.557 | -1960.845 | -1955.093 | -1945.556 | -1941.317 | -2003.07 | -2052.426 | -2068.776 | 0 | 0 | 0 | 0 | 0 | 0 | 0 | 0 | 0 | 0 | 0 | 0 | 0
7 | 600 | 606 | 600 606 Demand controlled circulating systems / Hospital | 0 | 0 | -110.609 | -109.6334 | -117.3729 | -121.9293 | -129.1867 | -130.8591 | -134.9218 | -137.7842 | -138.8665 | -138.4594 | -137.784 | -137.483 | -141.8572 | -145.3518 | -146.5105 | 0 | 0 | 0 | 0 | 0 | 0 | 0 | 0 | 0 | 0 | 0 | 0 | 0
7 | 600 | 608 | 600 608 Heat Recovery Unit / Hospital | 0 | 0 | -1710.931 | -1695.84 | -1815.559 | -1886.037 | -1998.298 | -2024.165 | -2087.01 | -2131.283 | -2148.03 | -2141.728 | 0 | 0 | 0 | 0 | 0 | 0 | 0 | 0 | 0 | 0 | 0 | 0 | 0 | 0 | 0 | 0 | 0 | 0
7 | 600 | 609 | 600 609 Heat Trap / Hospital | 0 | 0 | -200.1692 | -198.4038 | -212.4099 | -220.6556 | -233.7895 | -236.8159 | -244.1683 | -249.3479 | -251.3072 | -250.5705 | 0 | 0 | 0 | 0 | 0 | 0 | 0 | 0 | 0 | 0 | 0 | 0 | 0 | 0 | 0 | 0 | 0 | 0
7 | 600 | 610 | 600 610 Hot Water Pipe Insulation / Hospital | 0 | 0 | -43.7483 | -43.3625 | -46.4236 | -48.2258 | -51.0962 | -51.7576 | -53.3645 | -54.4968 | -54.9249 | -54.7637 | -54.4967 | -54.3779 | -56.1079 | -57.49 | -57.9484 | 0 | 0 | 0 | 0 | 0 | 0 | 0 | 0 | 0 | 0 | 0 | 0 | 0
7 | 700 | 701 | 700 701 PC Manual Power Management Enabling / Hospital | 0 | 0 | -211.8285 | -209.9603 | -224.7821 | -233.5082 | 0 | 0 | 0 | 0 | 0 | 0 | 0 | 0 | 0 | 0 | 0 | 0 | 0 | 0 | 0 | 0 | 0 | 0 | 0 | 0 | 0 | 0 | 0 | 0
7 | 700 | 702 | 700 702 PC Network Power Management Enabling / Hospital | 0 | 0 | -211.8285 | -209.9603 | -224.7821 | -233.5082 | 0 | 0 | 0 | 0 | 0 | 0 | 0 | 0 | 0 | 0 | 0 | 0 | 0 | 0 | 0 | 0 | 0 | 0 | 0 | 0 | 0 | 0 | 0 | 0
7 | 710 | 711 | 710 711 Energy Star or Better Monitor / Hospital | 0 | 0 | -304.5872 | -301.9009 | -323.2131 | -335.7604 | 0 | 0 | 0 | 0 | 0 | 0 | 0 | 0 | 0 | 0 | 0 | 0 | 0 | 0 | 0 | 0 | 0 | 0 | 0 | 0 | 0 | 0 | 0 | 0
7 | 710 | 712 | 710 712 Monitor Power Management Enabling / Hospital | 0 | 0 | -198.8278 | -197.0742 | -210.9864 | -219.1771 | 0 | 0 | 0 | 0 | 0 | 0 | 0 | 0 | 0 | 0 | 0 | 0 | 0 | 0 | 0 | 0 | 0 | 0 | 0 | 0 | 0 | 0 | 0 | 0
7 | 720 | 722 | 720 722 Monitor Power Management Enabling / Hospital | 0 | 0 | -0.30955 | -0.30682 | -0.32847 | -0.3413 | 0 | 0 | 0 | 0 | 0 | 0 | 0 | 0 | 0 | 0 | 0 | 0 | 0 | 0 | 0 | 0 | 0 | 0 | 0 | 0 | 0 | 0 | 0 | 0
7 | 730 | 732 | 730 732 Copier Power Management Enabling / Hospital | 0 | 0 | -15.8897 | -15.7496 | -16.8614 | -17.5159 | -18.5585 | -18.7987 | 0 | 0 | 0 | 0 | 0 | 0 | 0 | 0 | 0 | 0 | 0 | 0 | 0 | 0 | 0 | 0 | 0 | 0 | 0 | 0 | 0 | 0
7 | 740 | 741 | 740 741 Printer Power Management Enabling / Hospital | 0 | 0 | -203.8837 | -202.0854 | -216.3514 | -224.7502 | -238.1279 | 0 | 0 | 0 | 0 | 0 | 0 | 0 | 0 | 0 | 0 | 0 | 0 | 0 | 0 | 0 | 0 | 0 | 0 | 0 | 0 | 0 | 0 | 0
7 | 800 | 801 | 800 801 Convection Oven / Hospital | 0 | 0 | -56.6458 | -56.1462 | -60.1097 | -62.4433 | -66.1599 | -67.0164 | -69.097 | -70.5631 | -71.1174 | -70.908 | 0 | 0 | 0 | 0 | 0 | 0 | 0 | 0 | 0 | 0 | 0 | 0 | 0 | 0 | 0 | 0 | 0 | 0
7 | 810 | 811 | 810 811 Efficient Fryer / Hospital | 0 | 0 | -9.2862 | -9.2043 | -9.8541 | -10.2365 | -10.8459 | -10.9863 | -11.3274 | -11.5678 | -11.6585 | -11.6237 | 0 | 0 | 0 | 0 | 0 | 0 | 0 | 0 | 0 | 0 | 0 | 0 | 0 | 0 | 0 | 0 | 0 | 0
7 | 900 | 901 | 900 901 Vending Misers (cooled machines only) / Hospital | 0 | 0 | -40.6529 | -40.2944 | -43.1389 | -44.8136 | -47.4808 | -48.0956 | -49.5887 | -50.6409 | -51.0386 | -50.8884 | 0 | 0 | 0 | 0 | 0 | 0 | 0 | 0 | 0 | 0 | 0 | 0 | 0 | 0 | 0 | 0 | 0 | 0
8 | 110 | 111 | 110 111 Premium T8, Elecctronic Ballast / Other Healthcare | 0 | 0 | -2521.388 | -2499.165 | -2675.594 | -2779.459 | -2944.91 | -2983.032 | -3075.638 | -3140.884 | -3165.563 | -3156.266 | -3140.898 | -3134.041 | -3233.737 | -3313.41 | -3339.817 | -3422.176 | -3488.629 | -3517.214 | -3552.892 | 0 | 0 | 0 | 0 | 0 | 0 | 0 | 0 | 0
8 | 110 | 114 | 110 114 Continuous Dimming / Other Healthcare | 0 | 0 | -5602.536 | -5553.141 | -5945.183 | -6175.956 | -6543.583 | -6628.289 | -6834.066 | -6979.043 | -7033.882 | -7013.226 | -6979.059 | -6963.794 | -7185.367 | 0 | 0 | 0 | 0 | 0 | 0 | 0 | 0 | 0 | 0 | 0 | 0 | 0 | 0 | 0
8 | 110 | 115 | 110 115 Lighting Control Tuneup / Other Healthcare | 0 | 0 | -580.8002 | -575.6777 | -616.3165 | -640.2428 | -678.3519 | -687.1334 | 0 | 0 | 0 | 0 | 0 | 0 | 0 | 0 | 0 | 0 | 0 | 0 | 0 | 0 | 0 | 0 | 0 | 0 | 0 | 0 | 0 | 0
8 | 120 | 121 | 120 121 ROB Premium T8, 1EB / Other Healthcare | 0 | 0 | -1089.684 | -1080.072 | -1156.319 | -1201.209 | -1272.709 | -1289.185 | -1329.207 | -1357.403 | -1368.069 | -1364.056 | -1357.406 | -1354.446 | -1397.524 | -1431.974 | -1443.376 | -1478.973 | -1507.69 | -1520.045 | -1535.463 | 0 | 0 | 0 | 0 | 0 | 0 | 0 | 0 | 0
8 | 120 | 122 | 120 122 ROB Premium T8, EB, Reflector / Other Healthcare | 0 | 0 | -4400.798 | -4362 | -4669.953 | -4851.22 | -5140.005 | -5206.543 | -5368.173 | -5482.055 | -5525.13 | -5508.898 | -5482.08 | -5470.07 | -5644.121 | -5783.178 | -5829.271 | -5973.009 | -6089 | -6138.896 | -6201.173 | 0 | 0 | 0 | 0 | 0 | 0 | 0 | 0 | 0
8 | 120 | 123 | 120 123 Occupancy Sensor / Other Healthcare | 0 | 0 | -1392.618 | -1380.336 | -1477.779 | -1535.15 | -1626.528 | -1647.584 | -1698.731 | -1734.767 | -1748.398 | -1743.268 | -1734.773 | 0 | 0 | 0 | 0 | 0 | 0 | 0 | 0 | 0 | 0 | 0 | 0 | 0 | 0 | 0 | 0 | 0
8 | 120 | 124 | 120 124 Lighting Control Tuneup / Other Healthcare | 0 | 0 | -355.6614 | -352.5245 | -377.4098 | -392.0618 | -415.3986 | -420.7759 | 0 | 0 | 0 | 0 | 0 | 0 | 0 | 0 | 0 | 0 | 0 | 0 | 0 | 0 | 0 | 0 | 0 | 0 | 0 | 0 | 0 | 0
8 | 130 | 131 | 130 131 CFL Screw-in 18W / Other Healthcare | 0 | 0 | -19614.21 | -19441.23 | 0 | 0 | 0 | 0 | 0 | 0 | 0 | 0 | 0 | 0 | 0 | 0 | 0 | 0 | 0 | 0 | 0 | 0 | 0 | 0 | 0 | 0 | 0 | 0 | 0 | 0
8 | 150 | 151 | 150 151 PSMH, 250W, magnetic ballast / Other Healthcare | 0 | 0 | -4577.649 | -4537.298 | -4857.619 | -5046.182 | -5346.555 | -5415.766 | -5583.899 | -5702.355 | -5747.163 | -5730.282 | -5702.366 | -5689.913 | 0 | 0 | 0 | 0 | 0 | 0 | 0 | 0 | 0 | 0 | 0 | 0 | 0 | 0 | 0 | 0
8 | 150 | 152 | 150 152 PSMH, 250 W, electronic ballast / Other Healthcare | 0 | 0 | -5291.448 | -5244.799 | -5615.07 | -5833.034 | -6180.244 | -6260.247 | -6454.598 | -6591.525 | -6643.319 | -6623.809 | -6591.54 | -6577.123 | 0 | 0 | 0 | 0 | 0 | 0 | 0 | 0 | 0 | 0 | 0 | 0 | 0 | 0 | 0 | 0
8 | 150 | 153 | 150 153 High Bay T5 / Other Healthcare | 0 | 0 | -6094.807 | -6041.065 | -6467.558 | -6718.608 | -7118.543 | -7210.694 | -7434.528 | -7592.258 | -7651.915 | -7629.445 | -7592.288 | -7575.673 | 0 | 0 | 0 | 0 | 0 | 0 | 0 | 0 | 0 | 0 | 0 | 0 | 0 | 0 | 0 | 0
8 | 160 | 161 | 160 161 LED Exit Sign / Other Healthcare | 0 | 0 | -6.3972 | -6.3408 | -6.7883 | -7.0518 | -7.4716 | -7.5684 | -7.8033 | -7.9689 | -8.0314 | -8.0076 | -7.969 | -7.9511 | -8.2044 | -8.4071 | -8.4736 | -8.6832 | 0 | 0 | 0 | 0 | 0 | 0 | 0 | 0 | 0 | 0 | 0 | 0
8 | 200 | 201 | 200 201 High Pressure Sodium 250W Lamp / Other Healthcare | 0 | 0 | -85.1235 | -84.3727 | -90.329 | -93.8354 | -99.4207 | 0 | 0 | 0 | 0 | 0 | 0 | 0 | 0 | 0 | 0 | 0 | 0 | 0 | 0 | 0 | 0 | 0 | 0 | 0 | 0 | 0 | 0 | 0
8 | 200 | 202 | 200 202 Outdoor Lighting Controls (Photocell/Timeclock) / Other Healthcare | 0 | 0 | -67.2733 | -66.68 | -71.3872 | -74.1584 | -78.5725 | 0 | 0 | 0 | 0 | 0 | 0 | 0 | 0 | 0 | 0 | 0 | 0 | 0 | 0 | 0 | 0 | 0 | 0 | 0 | 0 | 0 | 0 | 0
8 | 210 | 211 | 210 211 Outdoor Lighting Controls (Photocell/Timeclock) / Other Healthcare | 0 | 0 | -73.0514 | -72.4072 | -77.5187 | -80.5279 | -85.3211 | 0 | 0 | 0 | 0 | 0 | 0 | 0 | 0 | 0 | 0 | 0 | 0 | 0 | 0 | 0 | 0 | 0 | 0 | 0 | 0 | 0 | 0 | 0
8 | 300 | 301 | 300 301 Centrifugal Chiller, 0.51 kW/ton, 500 tons / Other Healthcare | 0 | 0 | -803.0499 | -795.9666 | -852.157 | -885.2391 | -937.932 | -950.0739 | -979.5681 | -1000.348 | -1008.208 | -1005.25 | -1000.35 | -998.1665 | -1029.916 | -1055.303 | -1063.707 | -1089.94 | -1111.103 | -1120.207 | -1131.57 | -1144.026 | 0 | 0 | 0 | 0 | 0 | 0 | 0 | 0
8 | 300 | 302 | 300 302 High Efficiency Chiller Motors / Other Healthcare | 0 | 0 | -206.979 | -205.1535 | -219.6355 | -228.1625 | -241.7435 | -244.873 | -252.4751 | -257.8309 | -259.8568 | -259.0946 | -257.8309 | -257.2671 | -265.4534 | -271.9933 | -274.1611 | -280.9218 | -286.3767 | -288.7234 | -291.6519 | -294.861 | 0 | 0 | 0 | 0 | 0 | 0 | 0 | 0
8 | 300 | 304 | 300 304 EMS - Chiller / Other Healthcare | 0 | 0 | -719.8868 | -713.5374 | -763.9089 | -793.5645 | -840.7999 | -851.6841 | -878.1251 | -896.7527 | -903.7993 | -901.1476 | 0 | 0 | 0 | 0 | 0 | 0 | 0 | 0 | 0 | 0 | 0 | 0 | 0 | 0 | 0 | 0 | 0 | 0
8 | 300 | 305 | 300 305 Chiller Tune Up/Diagnostics / Other Healthcare | 0 | 0 | -544.478 | -539.6776 | -577.7688 | -600.2128 | -635.9407 | -644.1751 | -664.1625 | -678.2519 | -683.5817 | -681.5746 | 0 | 0 | 0 | 0 | 0 | 0 | 0 | 0 | 0 | 0 | 0 | 0 | 0 | 0 | 0 | 0 | 0 | 0
8 | 300 | 306 | 300 306 VSD for Chiller Pumps and Towers / Other Healthcare | 0 | 0 | -679.337 | -673.3453 | -720.8793 | -748.8644 | -793.4392 | -803.7104 | -828.6619 | -846.2405 | -852.8898 | -850.3881 | -846.2406 | -844.395 | -871.2583 | -892.7269 | -899.8382 | 0 | 0 | 0 | 0 | 0 | 0 | 0 | 0 | 0 | 0 | 0 | 0 | 0
8 | 300 | 307 | 300 307 EMS Optimization / Other Healthcare | 0 | 0 | -334.9222 | -331.9682 | -355.4033 | -369.2001 | -391.1756 | 0 | 0 | 0 | 0 | 0 | 0 | 0 | 0 | 0 | 0 | 0 | 0 | 0 | 0 | 0 | 0 | 0 | 0 | 0 | 0 | 0 | 0 | 0
8 | 300 | 308 | 300 308 Aerosole Duct Sealing / Other Healthcare | 0 | 0 | -676.9639 | -670.9933 | -718.3613 | -746.2481 | -790.6666 | -800.9019 | -825.7672 | -843.2846 | -849.9113 | -847.418 | -843.2844 | -841.4451 | -868.2145 | -889.6047 | -896.6931 | 0 | 0 | 0 | 0 | 0 | 0 | 0 | 0 | 0 | 0 | 0 | 0 | 0
8 | 300 | 309 | 300 309 Duct/Pipe Insulation / Other Healthcare | 0 | 0 | -131.7608 | -130.5987 | -139.8179 | -145.246 | -153.8915 | -155.8837 | -160.7231 | -164.1325 | -165.4221 | -164.9367 | 0 | 0 | 0 | 0 | 0 | 0 | 0 | 0 | 0 | 0 | 0 | 0 | 0 | 0 | 0 | 0 | 0 | 0
8 | 300 | 311 | 300 311 Window Film (Standard) / Other Healthcare | 0 | 0 | -368.0429 | -364.7967 | -390.548 | -405.7111 | -429.8612 | -435.426 | -448.9424 | -458.4657 | -462.0679 | -460.7113 | 0 | 0 | 0 | 0 | 0 | 0 | 0 | 0 | 0 | 0 | 0 | 0 | 0 | 0 | 0 | 0 | 0 | 0
8 | 300 | 313 | 300 313 Ceiling Insulation / Other Healthcare | 0 | 0 | -831.5074 | -824.1888 | -882.3676 | -916.6384 | -971.2009 | -983.7761 | -1014.305 | -1035.821 | -1043.962 | -1040.901 | -1035.855 | -1033.567 | -1066.444 | -1092.734 | -1101.44 | -1128.608 | -1150.515 | -1159.932 | -1171.705 | -1184.614 | 0 | 0 | 0 | 0 | 0 | 0 | 0 | 0
8 | 300 | 314 | 300 314 Roof Insulation / Other Healthcare | 0 | 0 | -305.3096 | -302.6166 | -323.9781 | -336.5574 | -356.5919 | -361.2083 | -372.4194 | -380.3195 | -383.3077 | -382.1823 | -380.3217 | -379.4887 | -391.5658 | -401.2169 | -404.4098 | -414.3868 | -422.4306 | -425.8903 | -430.209 | -434.9476 | 0 | 0 | 0 | 0 | 0 | 0 | 0 | 0
8 | 300 | 317 | 300 317 Thermal Energy Storage (TES) Positive / Other Healthcare | 0 | 0 | -1209.868 | -1199.218 | -1283.875 | -1333.713 | -1413.093 | -1431.394 | -1475.837 | -1507.127 | -1518.968 | -1514.496 | -1507.135 | -1503.839 | -1551.686 | -1589.883 | -1602.573 | -1642.095 | -1673.971 | -1687.71 | -1704.839 | -1723.594 | -1735.915 | -1756.67 | -1784.813 | -1805.012 | -1835.701 | -1861.617 | -1938.296 | -2007.025
8 | 300 | 317 | 300 317 Thermal Energy Storage (TES) Negative / Other Healthcare | 0 | 0 | 1635.505 | 1621.08 | 1735.524 | 1802.891 | 1910.202 | 1934.93 | 1995.005 | 2037.326 | 2053.336 | 2047.313 | 2037.327 | 2032.889 | 2097.561 | 2149.235 | 2166.354 | 2219.771 | 2262.887 | 2281.432 | 2304.573 | 2329.936 | 2346.58 | 2374.635 | 2412.677 | 2440.1 | 2481.472 | 2516.502 | 2620.167 | 2713.054
8 | 320 | 321 | 320 321 DX Packaged System, EER=10.9, 10 tons / Other Healthcare | 0 | 0 | -626.7153 | -621.187 | -665.0379 | -690.8579 | -731.9816 | -741.4573 | -764.4733 | -780.6896 | -786.8237 | -784.5142 | -780.6933 | -778.9881 | -803.765 | -823.5812 | -830.1379 | 0 | 0 | 0 | 0 | 0 | 0 | 0 | 0 | 0 | 0 | 0 | 0 | 0
8 | 320 | 322 | 320 322 Hybrid Dessicant-DX System (Trane CDQ) / Other Healthcare | 0 | 0 | -4166.906 | -4130.167 | -4421.742 | -4593.379 | -4866.8 | -4929.8 | -5082.853 | -5190.679 | -5231.466 | -5216.106 | -5190.678 | -5179.37 | -5344.114 | -5475.786 | -5519.425 | 0 | 0 | 0 | 0 | 0 | 0 | 0 | 0 | 0 | 0 | 0 | 0 | 0
8 | 320 | 323 | 320 323 Geothermal Heat Pump, EER=13, 10 tons / Other Healthcare | 0 | 0 | -2167.708 | -2148.588 | -2300.27 | -2389.564 | -2531.796 | -2564.57 | -2644.191 | -2700.284 | -2721.502 | -2713.518 | -2700.284 | -2694.4 | -2780.098 | -2848.609 | -2871.304 | 0 | 0 | 0 | 0 | 0 | 0 | 0 | 0 | 0 | 0 | 0 | 0 | 0
8 | 320 | 326 | 320 326 DX Tune Up/ Advanced Diagnostics / Other Healthcare | 0 | 0 | -537.5677 | -532.8262 | -570.4399 | -592.5859 | -627.8591 | -635.9871 | -655.7304 | -669.6402 | -674.9019 | -672.9218 | 0 | 0 | 0 | 0 | 0 | 0 | 0 | 0 | 0 | 0 | 0 | 0 | 0 | 0 | 0 | 0 | 0 | 0
8 | 320 | 327 | 320 327 DX Coil Cleaning / Other Healthcare | 0 | 0 | -516.5179 | -511.9625 | -548.0976 | -569.3889 | -603.2823 | 0 | 0 | 0 | 0 | 0 | 0 | 0 | 0 | 0 | 0 | 0 | 0 | 0 | 0 | 0 | 0 | 0 | 0 | 0 | 0 | 0 | 0 | 0
8 | 320 | 329 | 320 329 Aerosole Duct Sealing / Other Healthcare | 0 | 0 | -1076.477 | -1066.983 | -1142.306 | -1186.649 | -1257.281 | -1273.557 | -1313.097 | -1340.952 | -1351.49 | -1347.525 | -1340.952 | -1338.029 | -1380.596 | -1414.609 | -1425.879 | 0 | 0 | 0 | 0 | 0 | 0 | 0 | 0 | 0 | 0 | 0 | 0 | 0
8 | 320 | 330 | 320 330 Duct/Pipe Insulation / Other Healthcare | 0 | 0 | -209.8681 | -208.017 | -222.7012 | -231.3472 | -245.1177 | -248.2909 | -255.9991 | -261.4298 | -263.4838 | -262.7109 | 0 | 0 | 0 | 0 | 0 | 0 | 0 | 0 | 0 | 0 | 0 | 0 | 0 | 0 | 0 | 0 | 0 | 0
8 | 320 | 334 | 320 334 Ceiling Insulation / Other Healthcare | 0 | 0 | -1320.876 | -1309.245 | -1401.677 | -1456.095 | -1542.784 | -1562.757 | -1611.262 | -1645.439 | -1658.368 | -1653.487 | -1645.478 | -1641.857 | -1694.087 | -1735.842 | -1749.671 | -1792.828 | -1827.647 | -1842.589 | -1861.307 | -1881.798 | 0 | 0 | 0 | 0 | 0 | 0 | 0 | 0
8 | 320 | 335 | 320 335 Roof Insulation / Other Healthcare | 0 | 0 | -486.2872 | -481.9976 | -516.0225 | -536.058 | -567.9681 | -575.3207 | -593.1777 | -605.7607 | -610.5201 | -608.728 | -605.765 | -604.4395 | -623.6682 | -639.0449 | -644.1299 | -660.0203 | -672.8336 | -678.343 | -685.2221 | -692.7719 | 0 | 0 | 0 | 0 | 0 | 0 | 0 | 0
8 | 340 | 344 | 340 344 Aerosole Duct Sealing / Other Healthcare | 0 | 0 | -1100.621 | -1090.914 | -1167.927 | -1213.265 | -1285.481 | -1302.122 | -1342.548 | -1371.029 | -1381.802 | -1377.749 | -1371.028 | -1368.04 | -1411.561 | -1446.338 | -1457.861 | 0 | 0 | 0 | 0 | 0 | 0 | 0 | 0 | 0 | 0 | 0 | 0 | 0
8 | 340 | 345 | 340 345 Duct/Pipe Insulation / Other Healthcare | 0 | 0 | -214.5112 | -212.6192 | -227.6283 | -236.4655 | -250.5408 | -253.784 | -261.6628 | -267.2137 | -269.3129 | -268.5233 | 0 | 0 | 0 | 0 | 0 | 0 | 0 | 0 | 0 | 0 | 0 | 0 | 0 | 0 | 0 | 0 | 0 | 0
8 | 340 | 349 | 340 349 Ceiling Insulation / Other Healthcare | 0 | 0 | -1350.488 | -1338.596 | -1433.1 | -1488.737 | -1577.371 | -1597.791 | -1647.384 | -1682.327 | -1695.546 | -1690.554 | -1682.366 | -1678.664 | -1732.066 | -1774.756 | -1788.896 | -1833.02 | -1868.62 | -1883.897 | -1903.036 | -1923.984 | 0 | 0 | 0 | 0 | 0 | 0 | 0 | 0
8 | 340 | 351 | 340 351 Cool Roof - DX / Other Healthcare | 0 | 0 | -2792.016 | -2767.407 | -2962.785 | -3077.791 | -3261.015 | -3303.231 | -3405.769 | -3478.016 | -3505.345 | -3495.04 | -3478.048 | -3470.404 | -3580.836 | -3669.07 | -3698.312 | 0 | 0 | 0 | 0 | 0 | 0 | 0 | 0 | 0 | 0 | 0 | 0 | 0
8 | 360 | 361 | 360 361 HE PTAC, EER=9.6, 1 ton / Other Healthcare | 0 | 0 | -1769.2 | -1753.615 | -1877.411 | -1950.295 | -2066.394 | -2093.143 | -2158.119 | -2203.901 | -2221.217 | -2214.687 | -2203.924 | -2199.101 | -2269.054 | -2324.962 | -2343.497 | 0 | 0 | 0 | 0 | 0 | 0 | 0 | 0 | 0 | 0 | 0 | 0 | 0
8 | 400 | 402 | 400 402 Variable Speed Drive Control / Other Healthcare | 0 | 0 | -681.8134 | -675.8 | -723.5073 | -751.594 | -796.3305 | -806.6392 | -831.6826 | -849.3254 | -855.9995 | -853.4884 | -849.3252 | -847.4728 | -874.4342 | -895.9774 | -903.1165 | 0 | 0 | 0 | 0 | 0 | 0 | 0 | 0 | 0 | 0 | 0 | 0 | 0
8 | 400 | 403 | 400 403 Air Handler Optimization / Other Healthcare | 0 | 0 | -215.6462 | -213.7442 | -228.8333 | -237.7166 | -251.866 | -255.1264 | -263.0472 | -268.6274 | 0 | 0 | 0 | 0 | 0 | 0 | 0 | 0 | 0 | 0 | 0 | 0 | 0 | 0 | 0 | 0 | 0 | 0 | 0 | 0
8 | 400 | 404 | 400 404 Electronically Commutated Motors (ECM) on an Air Handler Unit / Other Healthcare | 0 | 0 | -304.381 | -301.6962 | -322.9928 | -335.5334 | -355.5059 | -360.1083 | -371.2868 | -379.163 | -382.142 | -381.0204 | -379.1639 | -378.3348 | -390.3728 | -399.9934 | -403.179 | 0 | 0 | 0 | 0 | 0 | 0 | 0 | 0 | 0 | 0 | 0 | 0 | 0
8 | 400 | 405 | 400 405 Demand Control Ventilation (DCV) / Other Healthcare | 0 | 0 | -329.66 | -326.752 | -349.8164 | -363.4019 | -385.0359 | -390.0204 | -402.1223 | -410.6523 | -413.8785 | -412.6625 | -410.6611 | -409.7562 | -422.7975 | -433.2244 | -436.6675 | 0 | 0 | 0 | 0 | 0 | 0 | 0 | 0 | 0 | 0 | 0 | 0 | 0
8 | 400 | 406 | 400 406 Energy Recovery Ventilation (ERV) / Other Healthcare | 0 | 0 | -150.5396 | -149.2117 | -159.7433 | -165.9477 | -175.8271 | -178.104 | -183.6295 | -187.5249 | -188.998 | -188.4432 | -187.5267 | -187.114 | -193.0705 | -197.8333 | -199.4049 | -204.3264 | -208.293 | -209.9955 | -212.1243 | -214.4619 | 0 | 0 | 0 | 0 | 0 | 0 | 0 | 0
8 | 600 | 603 | 600 603 Heat Pump Water Heater (air source) / Other Healthcare | 0 | 0 | -2682.061 | -2658.405 | -2846.078 | -2956.558 | -3132.539 | -3173.089 | -3271.603 | -3341.006 | -3367.26 | -3357.38 | -3341.005 | -3333.727 | -3439.764 | -3524.524 | -3552.603 | 0 | 0 | 0 | 0 | 0 | 0 | 0 | 0 | 0 | 0 | 0 | 0 | 0
8 | 600 | 606 | 600 606 Demand controlled circulating systems / Other Healthcare | 0 | 0 | -189.8512 | -188.1768 | -201.461 | -209.2817 | -221.7385 | -224.6089 | -231.5823 | -236.4951 | -238.3532 | -237.6543 | -236.4953 | -235.9787 | -243.4863 | -249.4843 | -251.4731 | 0 | 0 | 0 | 0 | 0 | 0 | 0 | 0 | 0 | 0 | 0 | 0 | 0
8 | 600 | 608 | 600 608 Heat Recovery Unit / Other Healthcare | 0 | 0 | -2938.153 | -2912.239 | -3117.832 | -3238.86 | -3431.644 | -3476.067 | -3583.987 | -3660.017 | -3688.777 | -3677.955 | 0 | 0 | 0 | 0 | 0 | 0 | 0 | 0 | 0 | 0 | 0 | 0 | 0 | 0 | 0 | 0 | 0 | 0
8 | 600 | 609 | 600 609 Heat Trap / Other Healthcare | 0 | 0 | -343.7957 | -340.7635 | -364.8194 | -378.9815 | -401.5396 | -406.7375 | -419.3654 | -428.2617 | -431.6268 | -430.3598 | 0 | 0 | 0 | 0 | 0 | 0 | 0 | 0 | 0 | 0 | 0 | 0 | 0 | 0 | 0 | 0 | 0 | 0
8 | 600 | 610 | 600 610 Hot Water Pipe Insulation / Other Healthcare | 0 | 0 | -75.115 | -74.4526 | -79.7085 | -82.8026 | -87.7312 | -88.867 | -91.626 | -93.5698 | -94.3048 | -94.0282 | -93.5695 | -93.3654 | -96.3358 | -98.7094 | -99.4959 | 0 | 0 | 0 | 0 | 0 | 0 | 0 | 0 | 0 | 0 | 0 | 0 | 0
8 | 700 | 701 | 700 701 PC Manual Power Management Enabling / Other Healthcare | 0 | 0 | -45.296 | -44.8965 | -48.0652 | -49.932 | 0 | 0 | 0 | 0 | 0 | 0 | 0 | 0 | 0 | 0 | 0 | 0 | 0 | 0 | 0 | 0 | 0 | 0 | 0 | 0 | 0 | 0 | 0 | 0
8 | 700 | 702 | 700 702 PC Network Power Management Enabling / Other Healthcare | 0 | 0 | -45.296 | -44.8965 | -48.0652 | -49.932 | 0 | 0 | 0 | 0 | 0 | 0 | 0 | 0 | 0 | 0 | 0 | 0 | 0 | 0 | 0 | 0 | 0 | 0 | 0 | 0 | 0 | 0 | 0 | 0
8 | 710 | 711 | 710 711 Energy Star or Better Monitor / Other Healthcare | 0 | 0 | -65.1066 | -64.5323 | -69.0869 | -71.7701 | 0 | 0 | 0 | 0 | 0 | 0 | 0 | 0 | 0 | 0 | 0 | 0 | 0 | 0 | 0 | 0 | 0 | 0 | 0 | 0 | 0 | 0 | 0 | 0
8 | 710 | 712 | 710 712 Monitor Power Management Enabling / Other Healthcare | 0 | 0 | -42.5102 | -42.1352 | -45.109 | -46.861 | 0 | 0 | 0 | 0 | 0 | 0 | 0 | 0 | 0 | 0 | 0 | 0 | 0 | 0 | 0 | 0 | 0 | 0 | 0 | 0 | 0 | 0 | 0 | 0
8 | 720 | 722 | 720 722 Monitor Power Management Enabling / Other Healthcare | 0 | 0 | -0.10318 | -0.10227 | -0.10949 | -0.11374 | 0 | 0 | 0 | 0 | 0 | 0 | 0 | 0 | 0 | 0 | 0 | 0 | 0 | 0 | 0 | 0 | 0 | 0 | 0 | 0 | 0 | 0 | 0 | 0
8 | 730 | 732 | 730 732 Copier Power Management Enabling / Other Healthcare | 0 | 0 | -10.4212 | -10.3293 | -11.0583 | -11.4877 | -12.1717 | -12.3293 | 0 | 0 | 0 | 0 | 0 | 0 | 0 | 0 | 0 | 0 | 0 | 0 | 0 | 0 | 0 | 0 | 0 | 0 | 0 | 0 | 0 | 0
8 | 740 | 741 | 740 741 Printer Power Management Enabling / Other Healthcare | 0 | 0 | -62.7334 | -62.1801 | -66.5687 | -69.1542 | -73.2711 | 0 | 0 | 0 | 0 | 0 | 0 | 0 | 0 | 0 | 0 | 0 | 0 | 0 | 0 | 0 | 0 | 0 | 0 | 0 | 0 | 0 | 0 | 0
8 | 800 | 801 | 800 801 Convection Oven / Other Healthcare | 0 | 0 | -15.0643 | -14.9314 | -15.9855 | -16.606 | -17.5944 | -17.8222 | -18.3756 | -18.7655 | -18.9127 | -18.8564 | 0 | 0 | 0 | 0 | 0 | 0 | 0 | 0 | 0 | 0 | 0 | 0 | 0 | 0 | 0 | 0 | 0 | 0
8 | 810 | 811 | 810 811 Efficient Fryer / Other Healthcare | 0 | 0 | -0.72226 | -0.71589 | -0.76644 | -0.79627 | -0.84352 | -0.85449 | -0.88102 | -0.8997 | -0.90679 | -0.90376 | 0 | 0 | 0 | 0 | 0 | 0 | 0 | 0 | 0 | 0 | 0 | 0 | 0 | 0 | 0 | 0 | 0 | 0
8 | 900 | 901 | 900 901 Vending Misers (cooled machines only) / Other Healthcare | 0 | 0 | -40.6529 | -40.2944 | -43.1389 | -44.8136 | -47.4808 | -48.0956 | -49.5887 | -50.6409 | -51.0386 | -50.8884 | 0 | 0 | 0 | 0 | 0 | 0 | 0 | 0 | 0 | 0 | 0 | 0 | 0 | 0 | 0 | 0 | 0 | 0
9 | 110 | 111 | 110 111 Premium T8, Elecctronic Ballast / Warehouse | 0 | 0 | -279.6177 | -277.1515 | -296.7154 | -308.2354 | -326.5829 | -330.8106 | -341.0804 | -348.3159 | -351.0524 | -350.0223 | -348.316 | -347.554 | -358.6131 | -367.4496 | -370.3776 | -379.512 | -386.8795 | -390.0502 | -394.0063 | -398.3416 | 0 | 0 | 0 | 0 | 0 | 0 | 0 | 0
9 | 110 | 114 | 110 114 Continuous Dimming / Warehouse | 0 | 0 | -621.2467 | -615.7675 | -659.2366 | -684.8286 | -725.5914 | -734.9841 | -757.8029 | -773.8784 | -779.9593 | -777.6705 | -773.8781 | -772.1896 | -796.7563 | -816.3878 | 0 | 0 | 0 | 0 | 0 | 0 | 0 | 0 | 0 | 0 | 0 | 0 | 0 | 0
9 | 110 | 115 | 110 115 Lighting Control Tuneup / Warehouse | 0 | 0 | -64.3843 | -63.8165 | -68.3214 | -70.9738 | -75.1982 | -76.1717 | 0 | 0 | 0 | 0 | 0 | 0 | 0 | 0 | 0 | 0 | 0 | 0 | 0 | 0 | 0 | 0 | 0 | 0 | 0 | 0 | 0 | 0
9 | 120 | 121 | 120 121 ROB Premium T8, 1EB / Warehouse | 0 | 0 | -120.8238 | -119.7581 | -128.2118 | -133.1897 | -141.1174 | -142.9444 | -147.382 | -150.5085 | -151.691 | -151.2453 | -150.5085 | -150.1788 | -154.9579 | -158.7753 | -160.0417 | -163.9887 | -167.1718 | -168.5419 | -170.2516 | -172.1254 | 0 | 0 | 0 | 0 | 0 | 0 | 0 | 0
9 | 120 | 122 | 120 122 ROB Premium T8, EB, Reflector / Warehouse | 0 | 0 | -487.9382 | -483.6345 | -517.7755 | -537.877 | -569.8932 | -577.271 | -595.1918 | -607.8174 | -612.5936 | -610.7967 | -607.8182 | -606.4915 | -625.787 | -641.2079 | -646.3151 | -662.2547 | -675.113 | -680.6446 | -687.5488 | -695.1159 | 0 | 0 | 0 | 0 | 0 | 0 | 0 | 0
9 | 120 | 123 | 120 123 Occupancy Sensor / Warehouse | 0 | 0 | -154.4604 | -153.0981 | -163.9051 | -170.2689 | -180.404 | -182.7394 | -188.4123 | -192.4091 | -193.9208 | -193.3517 | -192.4093 | -191.9883 | 0 | 0 | 0 | 0 | 0 | 0 | 0 | 0 | 0 | 0 | 0 | 0 | 0 | 0 | 0 | 0
9 | 120 | 124 | 120 124 Lighting Control Tuneup / Warehouse | 0 | 0 | -39.4148 | -39.0671 | -41.825 | -43.4487 | -46.0348 | -46.6308 | 0 | 0 | 0 | 0 | 0 | 0 | 0 | 0 | 0 | 0 | 0 | 0 | 0 | 0 | 0 | 0 | 0 | 0 | 0 | 0 | 0 | 0
9 | 130 | 131 | 130 131 CFL Screw-in 18W / Warehouse | 0 | 0 | -2174.8 | -2155.638 | 0 | 0 | 0 | 0 | 0 | 0 | 0 | 0 | 0 | 0 | 0 | 0 | 0 | 0 | 0 | 0 | 0 | 0 | 0 | 0 | 0 | 0 | 0 | 0 | 0 | 0
9 | 150 | 151 | 150 151 PSMH, 250W, magnetic ballast / Warehouse | 0 | 0 | -507.5424 | -503.0659 | -538.5787 | -559.4871 | -592.7892 | -600.4629 | -619.1052 | -632.2383 | -637.2063 | -635.3367 | -632.2384 | -630.8583 | -650.9288 | 0 | 0 | 0 | 0 | 0 | 0 | 0 | 0 | 0 | 0 | 0 | 0 | 0 | 0 | 0
9 | 150 | 152 | 150 152 PSMH, 250 W, electronic ballast / Warehouse | 0 | 0 | -586.6813 | -581.5069 | -622.5574 | -646.7256 | -685.2203 | -694.0905 | -715.6396 | -730.8208 | -736.5633 | -734.4023 | -730.8208 | -729.226 | -752.4259 | 0 | 0 | 0 | 0 | 0 | 0 | 0 | 0 | 0 | 0 | 0 | 0 | 0 | 0 | 0
9 | 150 | 153 | 150 153 High Bay T5 / Warehouse | 0 | 0 | -675.8289 | -669.8679 | -717.1564 | -744.9975 | -789.3425 | -799.561 | -824.3827 | -841.8703 | -848.4854 | -845.9963 | -841.8717 | -840.0344 | -866.7559 | 0 | 0 | 0 | 0 | 0 | 0 | 0 | 0 | 0 | 0 | 0 | 0 | 0 | 0 | 0
9 | 160 | 161 | 160 161 LED Exit Sign / Warehouse | 0 | 0 | -1.135 | -1.1249 | -1.2044 | -1.2512 | -1.3255 | -1.3427 | -1.3844 | -1.4139 | -1.4248 | -1.4206 | -1.4141 | -1.4107 | -1.4559 | -1.492 | -1.5035 | -1.5406 | 0 | 0 | 0 | 0 | 0 | 0 | 0 | 0 | 0 | 0 | 0 | 0
9 | 200 | 201 | 200 201 High Pressure Sodium 250W Lamp / Warehouse | 0 | 0 | -49.7328 | -49.2942 | -52.774 | -54.8226 | -58.0858 | 0 | 0 | 0 | 0 | 0 | 0 | 0 | 0 | 0 | 0 | 0 | 0 | 0 | 0 | 0 | 0 | 0 | 0 | 0 | 0 | 0 | 0 | 0
9 | 200 | 202 | 200 202 Outdoor Lighting Controls (Photocell/Timeclock) / Warehouse | 0 | 0 | -39.3116 | -38.9649 | -41.7156 | -43.3349 | -45.9142 | 0 | 0 | 0 | 0 | 0 | 0 | 0 | 0 | 0 | 0 | 0 | 0 | 0 | 0 | 0 | 0 | 0 | 0 | 0 | 0 | 0 | 0 | 0
9 | 210 | 211 | 210 211 Outdoor Lighting Controls (Photocell/Timeclock) / Warehouse | 0 | 0 | -58.1935 | -57.6803 | -61.7521 | -64.1493 | -67.9676 | 0 | 0 | 0 | 0 | 0 | 0 | 0 | 0 | 0 | 0 | 0 | 0 | 0 | 0 | 0 | 0 | 0 | 0 | 0 | 0 | 0 | 0 | 0
9 | 300 | 301 | 300 301 Centrifugal Chiller, 0.51 kW/ton, 500 tons / Warehouse | 0 | 0 | -78.2104 | -77.5207 | -82.9928 | -86.2149 | -91.3468 | -92.5293 | -95.4018 | -97.4258 | -98.1911 | -97.9027 | -97.4257 | -97.2124 | -100.3058 | -102.7764 | -103.5966 | -106.1511 | -108.2125 | -109.0989 | -110.2057 | -111.4185 | 0 | 0 | 0 | 0 | 0 | 0 | 0 | 0
9 | 300 | 302 | 300 302 High Efficiency Chiller Motors / Warehouse | 0 | 0 | -20.1201 | -19.9427 | -21.3504 | -22.1793 | -23.4994 | -23.8036 | -24.5427 | -25.0636 | -25.2601 | -25.1856 | -25.0634 | -25.0084 | -25.8047 | -26.4403 | -26.6507 | -27.3082 | -27.838 | -28.0665 | -28.3514 | -28.6635 | 0 | 0 | 0 | 0 | 0 | 0 | 0 | 0
9 | 300 | 304 | 300 304 EMS - Chiller / Warehouse | 0 | 0 | -70.0592 | -69.4413 | -74.3433 | -77.2295 | -81.8263 | -82.8856 | -85.4588 | -87.2719 | -87.9573 | -87.6994 | 0 | 0 | 0 | 0 | 0 | 0 | 0 | 0 | 0 | 0 | 0 | 0 | 0 | 0 | 0 | 0 | 0 | 0
9 | 300 | 305 | 300 305 Chiller Tune Up/Diagnostics / Warehouse | 0 | 0 | -53.0345 | -52.5667 | -56.2764 | -58.4626 | -61.9436 | -62.7455 | -64.6918 | -66.0644 | -66.5831 | -66.388 | 0 | 0 | 0 | 0 | 0 | 0 | 0 | 0 | 0 | 0 | 0 | 0 | 0 | 0 | 0 | 0 | 0 | 0
9 | 300 | 306 | 300 306 VSD for Chiller Pumps and Towers / Warehouse | 0 | 0 | -66.1384 | -65.5551 | -70.1827 | -72.9074 | -77.2471 | -78.2469 | -80.6762 | -82.3879 | -83.035 | -82.7909 | -82.3876 | -82.2075 | -84.8233 | -86.9127 | -87.6061 | 0 | 0 | 0 | 0 | 0 | 0 | 0 | 0 | 0 | 0 | 0 | 0 | 0
9 | 300 | 307 | 300 307 EMS Optimization / Warehouse | 0 | 0 | -32.6049 | -32.3173 | -34.5987 | -35.9418 | -38.081 | 0 | 0 | 0 | 0 | 0 | 0 | 0 | 0 | 0 | 0 | 0 | 0 | 0 | 0 | 0 | 0 | 0 | 0 | 0 | 0 | 0 | 0 | 0
9 | 300 | 308 | 300 308 Aerosole Duct Sealing / Warehouse | 0 | 0 | -65.932 | -65.3505 | -69.9639 | -72.6798 | -77.0059 | -78.0027 | -80.4244 | -82.1307 | -82.7758 | -82.5328 | -82.1309 | -81.9515 | -84.5585 | -86.6422 | -87.3321 | 0 | 0 | 0 | 0 | 0 | 0 | 0 | 0 | 0 | 0 | 0 | 0 | 0
9 | 300 | 309 | 300 309 Duct/Pipe Insulation / Warehouse | 0 | 0 | -12.7943 | -12.6815 | -13.5767 | -14.1038 | -14.943 | -15.1367 | -15.6066 | -15.9378 | -16.063 | -16.0155 | 0 | 0 | 0 | 0 | 0 | 0 | 0 | 0 | 0 | 0 | 0 | 0 | 0 | 0 | 0 | 0 | 0 | 0
9 | 300 | 311 | 300 311 Window Film (Standard) / Warehouse | 0 | 0 | -35.8034 | -35.4877 | -37.9926 | -39.4678 | -41.8172 | -42.3585 | -43.6734 | -44.6001 | -44.9501 | -44.8179 | 0 | 0 | 0 | 0 | 0 | 0 | 0 | 0 | 0 | 0 | 0 | 0 | 0 | 0 | 0 | 0 | 0 | 0
9 | 300 | 313 | 300 313 Ceiling Insulation / Warehouse | 0 | 0 | -80.8931 | -80.1796 | -85.838 | -89.1726 | -94.4814 | -95.7047 | -98.6741 | -100.7675 | -101.5589 | -101.2603 | -100.7679 | -100.5464 | -103.7469 | -106.3045 | -107.1513 | -109.7956 | -111.9263 | -112.8429 | -113.9863 | -115.2392 | 0 | 0 | 0 | 0 | 0 | 0 | 0 | 0
9 | 300 | 314 | 300 314 Roof Insulation / Warehouse | 0 | 0 | -29.7158 | -29.4537 | -31.5327 | -32.7572 | -34.707 | -35.1564 | -36.2476 | -37.0167 | -37.3074 | -37.1978 | -37.0162 | -36.9353 | -38.1113 | -39.0494 | -39.3616 | -40.3324 | -41.1149 | -41.4517 | -41.872 | -42.3331 | 0 | 0 | 0 | 0 | 0 | 0 | 0 | 0
9 | 300 | 317 | 300 317 Thermal Energy Storage (TES) Positive / Warehouse | 0 | 0 | -103.2835 | -102.3725 | -109.5994 | -113.8539 | -120.631 | -122.192 | -125.9861 | -128.6589 | -129.6687 | -129.289 | -128.6583 | -128.376 | -132.4599 | -135.7213 | -136.8049 | -140.1772 | -142.8961 | -144.0703 | -145.5357 | -147.1376 | -148.1881 | -149.9591 | -152.3627 | -154.0882 | -156.707 | -158.9167 | -165.4661 | -171.3313
9 | 300 | 317 | 300 317 Thermal Energy Storage (TES) Negative / Warehouse | 0 | 0 | 144.7614 | 143.4847 | 153.6143 | 159.5771 | 169.0753 | 171.264 | 176.5814 | 180.3274 | 181.7445 | 181.2111 | 180.3273 | 179.9344 | 185.6588 | 190.2327 | 191.7476 | 196.4758 | 200.2918 | 201.934 | 203.9819 | 206.2268 | 207.7 | 210.1832 | 213.5508 | 215.9771 | 219.6394 | 222.7401 | 231.9158 | 240.1372
9 | 320 | 321 | 320 321 DX Packaged System, EER=10.9, 10 tons / Warehouse | 0 | 0 | -60.9794 | -60.4415 | -64.7077 | -67.2204 | -71.2218 | -72.1439 | -74.3832 | -75.9613 | -76.5577 | -76.3328 | -75.9614 | -75.7943 | -78.2069 | -80.1334 | -80.7728 | 0 | 0 | 0 | 0 | 0 | 0 | 0 | 0 | 0 | 0 | 0 | 0 | 0
9 | 320 | 322 | 320 322 Hybrid Dessicant-DX System (Trane CDQ) / Warehouse | 0 | 0 | -405.6006 | -402.0232 | -430.4034 | -447.1118 | -473.7249 | -479.8574 | -494.7555 | -505.2511 | -509.2211 | -507.7274 | -505.2505 | -504.1476 | -520.1875 | -533.0029 | -537.2504 | 0 | 0 | 0 | 0 | 0 | 0 | 0 | 0 | 0 | 0 | 0 | 0 | 0
9 | 320 | 323 | 320 323 Geothermal Heat Pump, EER=13, 10 tons / Warehouse | 0 | 0 | -211.0031 | -209.1421 | -223.9062 | -232.5983 | -246.443 | -249.6332 | -257.3837 | -262.8437 | -264.9088 | -264.1315 | -262.8436 | -262.2694 | -270.6135 | -277.2799 | -279.4906 | 0 | 0 | 0 | 0 | 0 | 0 | 0 | 0 | 0 | 0 | 0 | 0 | 0
9 | 320 | 326 | 320 326 DX Tune Up/ Advanced Diagnostics / Warehouse | 0 | 0 | -52.3123 | -51.8509 | -55.511 | -57.6663 | -61.0988 | -61.8897 | -63.8109 | -65.1649 | -65.6765 | -65.4838 | 0 | 0 | 0 | 0 | 0 | 0 | 0 | 0 | 0 | 0 | 0 | 0 | 0 | 0 | 0 | 0 | 0 | 0
9 | 320 | 327 | 320 327 DX Coil Cleaning / Warehouse | 0 | 0 | -50.2487 | -49.8054 | -53.3202 | -55.3916 | -58.6897 | 0 | 0 | 0 | 0 | 0 | 0 | 0 | 0 | 0 | 0 | 0 | 0 | 0 | 0 | 0 | 0 | 0 | 0 | 0 | 0 | 0 | 0 | 0
9 | 320 | 329 | 320 329 Aerosole Duct Sealing / Warehouse | 0 | 0 | -104.7277 | -103.804 | -111.132 | -115.4462 | -122.3176 | -123.9011 | -127.7478 | -130.4579 | -131.483 | -131.0969 | -130.458 | -130.1726 | -134.3142 | -137.6233 | -138.7201 | 0 | 0 | 0 | 0 | 0 | 0 | 0 | 0 | 0 | 0 | 0 | 0 | 0
9 | 320 | 330 | 320 330 Duct/Pipe Insulation / Warehouse | 0 | 0 | -20.4296 | -20.2495 | -21.6789 | -22.5205 | -23.861 | -24.1698 | -24.9203 | -25.4492 | -25.6486 | -25.5731 | 0 | 0 | 0 | 0 | 0 | 0 | 0 | 0 | 0 | 0 | 0 | 0 | 0 | 0 | 0 | 0 | 0 | 0
9 | 320 | 334 | 320 334 Ceiling Insulation / Warehouse | 0 | 0 | -128.6654 | -127.5305 | -136.5315 | -141.8345 | -150.2783 | -152.2239 | -156.9472 | -160.2766 | -161.5356 | -161.0606 | -160.2778 | -159.9256 | -165.0153 | -169.0851 | -170.4299 | -174.6363 | -178.0259 | -179.4829 | -181.3017 | -183.2977 | 0 | 0 | 0 | 0 | 0 | 0 | 0 | 0
9 | 320 | 335 | 320 335 Roof Insulation / Warehouse | 0 | 0 | -47.3596 | -46.9419 | -50.2546 | -52.2069 | -55.3154 | -56.0315 | -57.7696 | -58.9952 | -59.4584 | -59.2838 | -58.9955 | -58.8656 | -60.7396 | -62.2364 | -62.7335 | -64.281 | -65.5287 | -66.0654 | -66.7342 | -67.468 | 0 | 0 | 0 | 0 | 0 | 0 | 0 | 0
9 | 340 | 344 | 340 344 Aerosole Duct Sealing / Warehouse | 0 | 0 | -107.1008 | -106.1562 | -113.6502 | -118.0622 | -125.0893 | -126.7088 | -130.6426 | -133.4142 | -134.4625 | -134.0675 | -133.4142 | -133.1225 | -137.3582 | -140.742 | -141.8635 | 0 | 0 | 0 | 0 | 0 | 0 | 0 | 0 | 0 | 0 | 0 | 0 | 0
9 | 340 | 345 | 340 345 Duct/Pipe Insulation / Warehouse | 0 | 0 | -20.8424 | -20.6586 | -22.1168 | -22.9754 | -24.343 | -24.6582 | -25.4238 | -25.9633 | -26.1667 | -26.0898 | 0 | 0 | 0 | 0 | 0 | 0 | 0 | 0 | 0 | 0 | 0 | 0 | 0 | 0 | 0 | 0 | 0 | 0
9 | 340 | 349 | 340 349 Ceiling Insulation / Warehouse | 0 | 0 | -131.4513 | -130.2918 | -139.4877 | -144.9055 | -153.5322 | -155.5198 | -160.3454 | -163.747 | -165.0334 | -164.5489 | -163.7479 | -163.3879 | -168.5884 | -172.7463 | -174.1199 | -178.4174 | -181.8811 | -183.3692 | -185.227 | -187.2674 | 0 | 0 | 0 | 0 | 0 | 0 | 0 | 0
9 | 340 | 351 | 340 351 Cool Roof - DX / Warehouse | 0 | 0 | -271.7761 | -269.3789 | -288.3939 | -299.5915 | -317.425 | -321.5343 | -331.515 | -338.5475 | -341.2075 | -340.2058 | -338.5485 | -337.8075 | -348.5559 | -357.1476 | -359.9915 | 0 | 0 | 0 | 0 | 0 | 0 | 0 | 0 | 0 | 0 | 0 | 0 | 0
9 | 360 | 361 | 360 361 HE PTAC, EER=9.6, 1 ton / Warehouse | 0 | 0 | -172.2074 | -170.6884 | -182.7364 | -189.8323 | -201.1322 | -203.736 | -210.0602 | -214.5163 | -216.2015 | -215.5671 | -214.5163 | -214.046 | -220.858 | -226.3013 | -228.1041 | 0 | 0 | 0 | 0 | 0 | 0 | 0 | 0 | 0 | 0 | 0 | 0 | 0
9 | 400 | 402 | 400 402 Variable Speed Drive Control / Warehouse | 0 | 0 | -79.4486 | -78.7479 | -84.3069 | -87.5798 | -92.7928 | -93.994 | -96.9121 | -98.9681 | -99.7456 | -99.4525 | -98.968 | -98.7515 | -101.8935 | -104.4037 | -105.2365 | 0 | 0 | 0 | 0 | 0 | 0 | 0 | 0 | 0 | 0 | 0 | 0 | 0
9 | 400 | 403 | 400 403 Air Handler Optimization / Warehouse | 0 | 0 | -25.1759 | -24.9539 | -26.7154 | -27.7526 | -29.4044 | -29.7851 | -30.7099 | -31.3613 | 0 | 0 | 0 | 0 | 0 | 0 | 0 | 0 | 0 | 0 | 0 | 0 | 0 | 0 | 0 | 0 | 0 | 0 | 0 | 0
9 | 400 | 404 | 400 404 Electronically Commutated Motors (ECM) on an Air Handler Unit / Warehouse | 0 | 0 | -35.4939 | -35.1809 | -37.6644 | -39.1265 | -41.4553 | -41.9921 | -43.2958 | -44.2145 | -44.5615 | -44.4302 | -44.2146 | -44.1177 | -45.521 | -46.6431 | -47.0147 | 0 | 0 | 0 | 0 | 0 | 0 | 0 | 0 | 0 | 0 | 0 | 0 | 0
9 | 400 | 405 | 400 405 Demand Control Ventilation (DCV) / Warehouse | 0 | 0 | -38.4861 | -38.1467 | -40.8387 | -42.4253 | -44.9514 | -45.5333 | -46.9457 | -47.9417 | -48.318 | -48.1757 | -47.942 | -47.8366 | -49.3588 | -50.575 | -50.9796 | 0 | 0 | 0 | 0 | 0 | 0 | 0 | 0 | 0 | 0 | 0 | 0 | 0
9 | 400 | 406 | 400 406 Energy Recovery Ventilation (ERV) / Warehouse | 0 | 0 | -17.5406 | -17.3859 | -18.6128 | -19.3358 | -20.4871 | -20.7526 | -21.3963 | -21.85 | -22.0215 | -21.9565 | -21.8505 | -21.8021 | -22.4964 | -23.0506 | -23.2348 | -23.808 | -24.2699 | -24.4684 | -24.7163 | -24.988 | 0 | 0 | 0 | 0 | 0 | 0 | 0 | 0
9 | 600 | 603 | 600 603 Heat Pump Water Heater (air source) / Warehouse | 0 | 0 | -9.8021 | -9.7157 | -10.4015 | -10.8052 | -11.4484 | -11.5966 | -11.9567 | -12.2104 | -12.3062 | -12.2692 | -12.2106 | -12.1838 | -12.5712 | -12.8813 | -12.9836 | 0 | 0 | 0 | 0 | 0 | 0 | 0 | 0 | 0 | 0 | 0 | 0 | 0
9 | 600 | 606 | 600 606 Demand controlled circulating systems / Warehouse | 0 | 0 | -0.72226 | -0.71589 | -0.76644 | -0.79627 | -0.84352 | -0.85449 | -0.88102 | -0.8997 | -0.90679 | -0.90376 | -0.9001 | -0.89779 | -0.92666 | -0.94952 | -0.95709 | 0 | 0 | 0 | 0 | 0 | 0 | 0 | 0 | 0 | 0 | 0 | 0 | 0
9 | 600 | 608 | 600 608 Heat Recovery Unit / Warehouse | 0 | 0 | -10.8339 | -10.7384 | -11.4964 | -11.9426 | -12.6534 | -12.8173 | -13.2152 | -13.4958 | -13.6016 | -13.5611 | 0 | 0 | 0 | 0 | 0 | 0 | 0 | 0 | 0 | 0 | 0 | 0 | 0 | 0 | 0 | 0 | 0 | 0
9 | 600 | 609 | 600 609 Heat Trap / Warehouse | 0 | 0 | -1.2382 | -1.2272 | -1.3139 | -1.365 | -1.4461 | -1.4648 | -1.5103 | -1.5424 | -1.5546 | -1.5498 | 0 | 0 | 0 | 0 | 0 | 0 | 0 | 0 | 0 | 0 | 0 | 0 | 0 | 0 | 0 | 0 | 0 | 0
9 | 600 | 610 | 600 610 Hot Water Pipe Insulation / Warehouse | 0 | 0 | -0.30955 | -0.30682 | -0.32847 | -0.3413 | -0.36151 | -0.36622 | -0.37758 | -0.38554 | -0.38846 | -0.38693 | -0.38562 | -0.38475 | -0.39735 | -0.40703 | -0.41011 | 0 | 0 | 0 | 0 | 0 | 0 | 0 | 0 | 0 | 0 | 0 | 0 | 0
9 | 700 | 701 | 700 701 PC Manual Power Management Enabling / Warehouse | 0 | 0 | -58.2967 | -57.7825 | -61.8616 | -64.263 | 0 | 0 | 0 | 0 | 0 | 0 | 0 | 0 | 0 | 0 | 0 | 0 | 0 | 0 | 0 | 0 | 0 | 0 | 0 | 0 | 0 | 0 | 0 | 0
9 | 700 | 702 | 700 702 PC Network Power Management Enabling / Warehouse | 0 | 0 | -58.2967 | -57.7825 | -61.8616 | -64.263 | 0 | 0 | 0 | 0 | 0 | 0 | 0 | 0 | 0 | 0 | 0 | 0 | 0 | 0 | 0 | 0 | 0 | 0 | 0 | 0 | 0 | 0 | 0 | 0
9 | 710 | 711 | 710 711 Energy Star or Better Monitor / Warehouse | 0 | 0 | -83.7822 | -83.0432 | -88.9056 | -92.3568 | 0 | 0 | 0 | 0 | 0 | 0 | 0 | 0 | 0 | 0 | 0 | 0 | 0 | 0 | 0 | 0 | 0 | 0 | 0 | 0 | 0 | 0 | 0 | 0
9 | 710 | 712 | 710 712 Monitor Power Management Enabling / Warehouse | 0 | 0 | -54.6854 | -54.2031 | -58.0295 | -60.2821 | 0 | 0 | 0 | 0 | 0 | 0 | 0 | 0 | 0 | 0 | 0 | 0 | 0 | 0 | 0 | 0 | 0 | 0 | 0 | 0 | 0 | 0 | 0 | 0
9 | 720 | 722 | 720 722 Monitor Power Management Enabling / Warehouse | 0 | 0 | -0.10318 | -0.10227 | -0.10949 | -0.11374 | 0 | 0 | 0 | 0 | 0 | 0 | 0 | 0 | 0 | 0 | 0 | 0 | 0 | 0 | 0 | 0 | 0 | 0 | 0 | 0 | 0 | 0 | 0 | 0
9 | 730 | 732 | 730 732 Copier Power Management Enabling / Warehouse | 0 | 0 | -10.5244 | -10.4316 | -11.1679 | -11.6014 | -12.2919 | -12.4511 | 0 | 0 | 0 | 0 | 0 | 0 | 0 | 0 | 0 | 0 | 0 | 0 | 0 | 0 | 0 | 0 | 0 | 0 | 0 | 0 | 0 | 0
9 | 740 | 741 | 740 741 Printer Power Management Enabling / Warehouse | 0 | 0 | -66.7575 | -66.1687 | -70.8398 | -73.5897 | -77.97 | 0 | 0 | 0 | 0 | 0 | 0 | 0 | 0 | 0 | 0 | 0 | 0 | 0 | 0 | 0 | 0 | 0 | 0 | 0 | 0 | 0 | 0 | 0
9 | 800 | 801 | 800 801 Convection Oven / Warehouse | 0 | 0 | -0.10318 | -0.10227 | -0.10949 | -0.11374 | -0.12051 | -0.12207 | -0.12586 | -0.12853 | -0.12954 | -0.12916 | 0 | 0 | 0 | 0 | 0 | 0 | 0 | 0 | 0 | 0 | 0 | 0 | 0 | 0 | 0 | 0 | 0 | 0
9 | 810 | 811 | 810 811 Efficient Fryer / Warehouse | 0 | 0 | -0.10318 | -0.10227 | -0.10949 | -0.11374 | -0.12051 | -0.12207 | -0.12586 | -0.12853 | -0.12954 | -0.12916 | 0 | 0 | 0 | 0 | 0 | 0 | 0 | 0 | 0 | 0 | 0 | 0 | 0 | 0 | 0 | 0 | 0 | 0
9 | 900 | 901 | 900 901 Vending Misers (cooled machines only) / Warehouse | 0 | 0 | -72.1228 | -71.4868 | -76.5333 | -79.5042 | -84.2364 | -85.327 | -87.976 | -89.8424 | -90.5481 | -90.2821 | 0 | 0 | 0 | 0 | 0 | 0 | 0 | 0 | 0 | 0 | 0 | 0 | 0 | 0 | 0 | 0 | 0 | 0
10 | 110 | 111 | 110 111 Premium T8, Elecctronic Ballast / Hotel or Motel | 0 | 0 | -365.8762 | -362.6492 | -388.2489 | -403.3222 | -427.3297 | -432.8615 | -446.2993 | -455.7669 | -459.3477 | -458 | -455.7671 | -454.7715 | -469.2409 | -480.804 | -484.6335 | -496.5864 | -506.2275 | -510.3758 | -515.5531 | 0 | 0 | 0 | 0 | 0 | 0 | 0 | 0 | 0
10 | 110 | 114 | 110 114 Continuous Dimming / Hotel or Motel | 0 | 0 | -812.9551 | -805.785 | -862.6689 | -896.1575 | -949.4987 | -961.7899 | -991.6506 | -1012.687 | -1020.645 | -1017.651 | -1012.686 | -1010.478 | -1042.625 | -1068.313 | 0 | 0 | 0 | 0 | 0 | 0 | 0 | 0 | 0 | 0 | 0 | 0 | 0 | 0
10 | 110 | 115 | 110 115 Lighting Control Tuneup / Hotel or Motel | 0 | 0 | -84.2981 | -83.5545 | -89.453 | -92.9255 | -98.4567 | -99.7313 | 0 | 0 | 0 | 0 | 0 | 0 | 0 | 0 | 0 | 0 | 0 | 0 | 0 | 0 | 0 | 0 | 0 | 0 | 0 | 0 | 0 | 0
10 | 120 | 121 | 120 121 ROB Premium T8, 1EB / Hotel or Motel | 0 | 0 | -158.1749 | -156.7798 | -167.8468 | -174.3635 | -184.7423 | -187.1338 | -192.9432 | -197.0362 | -198.5842 | -198.0011 | -197.0364 | -196.6053 | -202.861 | -207.8596 | -209.5159 | -214.6832 | -218.8507 | -220.6446 | -222.8829 | 0 | 0 | 0 | 0 | 0 | 0 | 0 | 0 | 0
10 | 120 | 122 | 120 122 ROB Premium T8, EB, Reflector / Hotel or Motel | 0 | 0 | -638.5809 | -632.9485 | -677.6306 | -703.9373 | -745.8384 | -755.4935 | -778.9473 | -795.471 | -801.7214 | -799.3692 | -795.4722 | -793.736 | -818.9859 | -839.171 | -845.8541 | -866.7151 | -883.5427 | -890.7827 | -899.8184 | 0 | 0 | 0 | 0 | 0 | 0 | 0 | 0 | 0
10 | 120 | 123 | 120 123 Occupancy Sensor / Hotel or Motel | 0 | 0 | -202.1296 | -200.3468 | -214.4891 | -222.8167 | -236.0797 | -239.1358 | -246.5596 | -251.79 | -253.7681 | -253.0237 | -251.7903 | 0 | 0 | 0 | 0 | 0 | 0 | 0 | 0 | 0 | 0 | 0 | 0 | 0 | 0 | 0 | 0 | 0
10 | 120 | 124 | 120 124 Lighting Control Tuneup / Hotel or Motel | 0 | 0 | -51.59 | -51.135 | -54.7448 | -56.8698 | -60.2549 | -61.035 | 0 | 0 | 0 | 0 | 0 | 0 | 0 | 0 | 0 | 0 | 0 | 0 | 0 | 0 | 0 | 0 | 0 | 0 | 0 | 0 | 0 | 0
10 | 130 | 131 | 130 131 CFL Screw-in 18W / Hotel or Motel | 0 | 0 | -2846.185 | -2821.102 | 0 | 0 | 0 | 0 | 0 | 0 | 0 | 0 | 0 | 0 | 0 | 0 | 0 | 0 | 0 | 0 | 0 | 0 | 0 | 0 | 0 | 0 | 0 | 0 | 0 | 0
10 | 150 | 151 | 150 151 PSMH, 250W, magnetic ballast / Hotel or Motel | 0 | 0 | -664.2728 | -658.4141 | -704.894 | -732.2582 | -775.8438 | -785.887 | -810.2866 | -827.4755 | -833.9777 | -831.5314 | -827.4749 | -825.6701 | 0 | 0 | 0 | 0 | 0 | 0 | 0 | 0 | 0 | 0 | 0 | 0 | 0 | 0 | 0 | 0
10 | 150 | 152 | 150 152 PSMH, 250 W, electronic ballast / Hotel or Motel | 0 | 0 | -767.8655 | -761.0931 | -814.8218 | -846.4531 | -896.8359 | -908.4452 | -936.6498 | -956.5193 | -964.0353 | -961.2071 | -956.5189 | -954.4327 | 0 | 0 | 0 | 0 | 0 | 0 | 0 | 0 | 0 | 0 | 0 | 0 | 0 | 0 | 0 | 0
10 | 150 | 153 | 150 153 High Bay T5 / Hotel or Motel | 0 | 0 | -884.4589 | -876.6573 | -938.5443 | -974.9799 | -1033.014 | -1046.387 | -1078.871 | -1101.757 | -1110.415 | -1107.156 | -1101.76 | -1099.355 | 0 | 0 | 0 | 0 | 0 | 0 | 0 | 0 | 0 | 0 | 0 | 0 | 0 | 0 | 0 | 0
10 | 160 | 161 | 160 161 LED Exit Sign / Hotel or Motel | 0 | 0 | -3.3018 | -3.2726 | -3.5036 | -3.6397 | -3.8563 | -3.9063 | -4.0275 | -4.113 | -4.1454 | -4.1329 | -4.1133 | -4.104 | -4.2348 | -4.3394 | -4.3734 | -4.4816 | 0 | 0 | 0 | 0 | 0 | 0 | 0 | 0 | 0 | 0 | 0 | 0
10 | 200 | 201 | 200 201 High Pressure Sodium 250W Lamp / Hotel or Motel | 0 | 0 | -185.0017 | -183.3701 | -196.3149 | -203.9358 | -216.0745 | 0 | 0 | 0 | 0 | 0 | 0 | 0 | 0 | 0 | 0 | 0 | 0 | 0 | 0 | 0 | 0 | 0 | 0 | 0 | 0 | 0 | 0 | 0
10 | 200 | 202 | 200 202 Outdoor Lighting Controls (Photocell/Timeclock) / Hotel or Motel | 0 | 0 | -146.1029 | -144.8143 | -155.0373 | -161.056 | -170.6422 | 0 | 0 | 0 | 0 | 0 | 0 | 0 | 0 | 0 | 0 | 0 | 0 | 0 | 0 | 0 | 0 | 0 | 0 | 0 | 0 | 0 | 0 | 0
10 | 210 | 211 | 210 211 Outdoor Lighting Controls (Photocell/Timeclock) / Hotel or Motel | 0 | 0 | -69.337 | -68.7254 | -73.577 | -76.4332 | -80.9827 | 0 | 0 | 0 | 0 | 0 | 0 | 0 | 0 | 0 | 0 | 0 | 0 | 0 | 0 | 0 | 0 | 0 | 0 | 0 | 0 | 0 | 0 | 0
10 | 300 | 301 | 300 301 Centrifugal Chiller, 0.51 kW/ton, 500 tons / Hotel or Motel | 0 | 0 | -756.3093 | -749.6383 | -802.5582 | -833.7148 | -883.3406 | -894.7759 | -922.5534 | -942.1237 | -949.5262 | -946.7407 | -942.1252 | -940.0692 | -969.9712 | -993.8806 | -1001.795 | -1026.501 | -1046.432 | -1055.007 | -1065.708 | -1077.438 | 0 | 0 | 0 | 0 | 0 | 0 | 0 | 0
10 | 300 | 302 | 300 302 High Efficiency Chiller Motors / Hotel or Motel | 0 | 0 | -194.907 | -193.188 | -206.8257 | -214.8549 | -227.6435 | -230.5904 | -237.7494 | -242.793 | -244.7006 | -243.9828 | -242.7925 | -242.2624 | -249.9705 | -256.1284 | -258.1703 | -264.5361 | -269.6734 | -271.883 | -274.6414 | -277.6633 | 0 | 0 | 0 | 0 | 0 | 0 | 0 | 0
10 | 300 | 304 | 300 304 EMS - Chiller / Hotel or Motel | 0 | 0 | -677.9958 | -672.016 | -719.4562 | -747.3856 | -791.8717 | -802.1224 | -827.0259 | -844.5699 | -851.2065 | -848.7098 | 0 | 0 | 0 | 0 | 0 | 0 | 0 | 0 | 0 | 0 | 0 | 0 | 0 | 0 | 0 | 0 | 0 | 0
10 | 300 | 305 | 300 305 Chiller Tune Up/Diagnostics / Hotel or Motel | 0 | 0 | -512.8036 | -508.2808 | -544.1561 | -565.294 | -598.9439 | -606.6988 | -625.5237 | -638.7932 | -643.8128 | -641.9221 | 0 | 0 | 0 | 0 | 0 | 0 | 0 | 0 | 0 | 0 | 0 | 0 | 0 | 0 | 0 | 0 | 0 | 0
10 | 300 | 306 | 300 306 VSD for Chiller Pumps and Towers / Hotel or Motel | 0 | 0 | -639.8191 | -634.1761 | -678.9448 | -705.3018 | -747.2831 | -756.9564 | -780.4576 | -797.0137 | -803.2764 | -800.9202 | -797.0137 | -795.2749 | -820.5758 | -840.793 | -847.4919 | 0 | 0 | 0 | 0 | 0 | 0 | 0 | 0 | 0 | 0 | 0 | 0 | 0
10 | 300 | 307 | 300 307 EMS Optimization / Hotel or Motel | 0 | 0 | -315.5244 | -312.7415 | -334.8193 | -347.8169 | -368.5198 | 0 | 0 | 0 | 0 | 0 | 0 | 0 | 0 | 0 | 0 | 0 | 0 | 0 | 0 | 0 | 0 | 0 | 0 | 0 | 0 | 0 | 0 | 0
10 | 300 | 308 | 300 308 Aerosole Duct Sealing / Hotel or Motel | 0 | 0 | -637.6523 | -632.0285 | -676.6458 | -702.9129 | -744.7522 | -754.3931 | -777.8146 | -794.3148 | -800.5565 | -798.2075 | -794.3146 | -792.5815 | -817.7971 | -837.9447 | -844.6216 | 0 | 0 | 0 | 0 | 0 | 0 | 0 | 0 | 0 | 0 | 0 | 0 | 0
10 | 300 | 309 | 300 309 Duct/Pipe Insulation / Hotel or Motel | 0 | 0 | -124.0224 | -122.9285 | -131.6064 | -136.7155 | -144.853 | -146.7282 | -151.2836 | -154.4931 | -155.7068 | -155.2499 | 0 | 0 | 0 | 0 | 0 | 0 | 0 | 0 | 0 | 0 | 0 | 0 | 0 | 0 | 0 | 0 | 0 | 0
10 | 300 | 311 | 300 311 Window Film (Standard) / Hotel or Motel | 0 | 0 | -340.4939 | -337.4906 | -361.3142 | -375.3425 | -397.6848 | -402.8331 | -415.3378 | -424.1483 | -427.4808 | -426.2259 | 0 | 0 | 0 | 0 | 0 | 0 | 0 | 0 | 0 | 0 | 0 | 0 | 0 | 0 | 0 | 0 | 0 | 0
10 | 300 | 313 | 300 313 Ceiling Insulation / Hotel or Motel | 0 | 0 | -782.9152 | -776.0208 | -830.7985 | -863.0666 | -914.4404 | -926.2809 | -955.0247 | -975.284 | -982.9482 | -980.0656 | -975.316 | -973.1603 | -1004.117 | -1028.873 | -1037.068 | -1062.648 | -1083.275 | -1092.14 | -1103.223 | -1115.379 | 0 | 0 | 0 | 0 | 0 | 0 | 0 | 0
10 | 300 | 314 | 300 314 Roof Insulation / Hotel or Motel | 0 | 0 | -287.4594 | -284.924 | -305.0365 | -316.8799 | -335.7423 | -340.0885 | -350.6457 | -358.0837 | -360.8975 | -359.8387 | -358.0844 | -357.3014 | -368.6704 | -377.7567 | -380.7652 | -390.1574 | -397.7305 | -400.9893 | -405.0562 | -409.5139 | 0 | 0 | 0 | 0 | 0 | 0 | 0 | 0
10 | 300 | 317 | 300 317 Thermal Energy Storage (TES) Positive / Hotel or Motel | 0 | 0 | -777.8761 | -771.0142 | -825.4396 | -857.4839 | -908.5255 | -920.2881 | -948.8597 | -968.9737 | -976.5881 | -973.7188 | -968.9832 | -966.8694 | -997.624 | -1022.18 | -1030.352 | -1055.742 | -1076.234 | -1085.075 | -1096.093 | -1108.158 | -1116.074 | -1129.417 | -1147.507 | -1160.474 | -1180.229 | -1196.886 | -1246.194 | -1290.376
10 | 300 | 317 | 300 317 Thermal Energy Storage (TES) Negative / Hotel or Motel | 0 | 0 | 1179.346 | 1168.945 | 1251.469 | 1300.047 | 1377.428 | 1395.259 | 1438.578 | 1469.096 | 1480.641 | 1476.297 | 1469.097 | 1465.896 | 1512.531 | 1549.792 | 1562.137 | 1600.655 | 1631.745 | 1645.119 | 1661.806 | 1680.094 | 1692.096 | 1712.327 | 1739.758 | 1759.532 | 1789.365 | 1814.625 | 1889.377 | 1956.357
10 | 320 | 321 | 320 321 DX Packaged System, EER=10.9, 10 tons / Hotel or Motel | 0 | 0 | -590.2927 | -585.0858 | -626.3882 | -650.7075 | -689.4415 | -698.3665 | -720.0447 | -735.3188 | -741.0962 | -738.9211 | -735.3218 | -733.7154 | -757.0538 | -775.7179 | -781.8932 | 0 | 0 | 0 | 0 | 0 | 0 | 0 | 0 | 0 | 0 | 0 | 0 | 0
10 | 320 | 322 | 320 322 Hybrid Dessicant-DX System (Trane CDQ) / Hotel or Motel | 0 | 0 | -3924.651 | -3890.042 | -4164.663 | -4326.327 | -4583.841 | -4643.18 | -4787.334 | -4888.892 | -4927.308 | -4912.851 | -4888.89 | -4878.237 | -5033.411 | -5157.419 | -5198.521 | 0 | 0 | 0 | 0 | 0 | 0 | 0 | 0 | 0 | 0 | 0 | 0 | 0
10 | 320 | 323 | 320 323 Geothermal Heat Pump, EER=13, 10 tons / Hotel or Motel | 0 | 0 | -2041.726 | -2023.718 | -2166.584 | -2250.687 | -2384.653 | -2415.523 | -2490.517 | -2543.35 | -2563.335 | -2555.814 | -2543.349 | -2537.807 | -2618.532 | -2683.055 | -2704.429 | 0 | 0 | 0 | 0 | 0 | 0 | 0 | 0 | 0 | 0 | 0 | 0 | 0
10 | 320 | 326 | 320 326 DX Tune Up/ Advanced Diagnostics / Hotel or Motel | 0 | 0 | -506.201 | -501.7363 | -537.1552 | -558.0087 | -591.2232 | -598.8766 | -617.469 | -630.5674 | -635.5222 | -633.6577 | 0 | 0 | 0 | 0 | 0 | 0 | 0 | 0 | 0 | 0 | 0 | 0 | 0 | 0 | 0 | 0 | 0 | 0
10 | 320 | 327 | 320 327 DX Coil Cleaning / Hotel or Motel | 0 | 0 | -486.3904 | -482.0997 | -516.1277 | -536.1761 | -568.0931 | 0 | 0 | 0 | 0 | 0 | 0 | 0 | 0 | 0 | 0 | 0 | 0 | 0 | 0 | 0 | 0 | 0 | 0 | 0 | 0 | 0 | 0 | 0
10 | 320 | 329 | 320 329 Aerosole Duct Sealing / Hotel or Motel | 0 | 0 | -1013.847 | -1004.905 | -1075.846 | -1117.609 | -1184.132 | -1199.461 | -1236.7 | -1262.935 | -1272.859 | -1269.125 | -1262.935 | -1260.181 | -1300.271 | -1332.306 | -1342.921 | 0 | 0 | 0 | 0 | 0 | 0 | 0 | 0 | 0 | 0 | 0 | 0 | 0
10 | 320 | 330 | 320 330 Duct/Pipe Insulation / Hotel or Motel | 0 | 0 | -197.6929 | -195.9493 | -209.782 | -217.9258 | -230.8973 | -233.8863 | -241.1477 | -246.2633 | -248.1983 | -247.4696 | 0 | 0 | 0 | 0 | 0 | 0 | 0 | 0 | 0 | 0 | 0 | 0 | 0 | 0 | 0 | 0 | 0 | 0
10 | 320 | 334 | 320 334 Ceiling Insulation / Hotel or Motel | 0 | 0 | -1243.594 | -1232.647 | -1319.669 | -1370.907 | -1452.521 | -1471.326 | -1516.993 | -1549.17 | -1561.343 | -1556.751 | -1549.207 | -1545.8 | -1594.97 | -1634.285 | -1647.305 | -1687.936 | -1720.716 | -1734.786 | -1752.405 | -1771.701 | 0 | 0 | 0 | 0 | 0 | 0 | 0 | 0
10 | 320 | 335 | 320 335 Roof Insulation / Hotel or Motel | 0 | 0 | -457.8095 | -453.7713 | -485.8041 | -504.6649 | -534.7051 | -541.6272 | -558.4404 | -570.2865 | -574.7674 | -573.0807 | -570.2885 | -569.0421 | -587.1458 | -601.6183 | -606.4078 | -621.3657 | -633.4282 | -638.6179 | -645.095 | -652.1971 | 0 | 0 | 0 | 0 | 0 | 0 | 0 | 0
10 | 340 | 344 | 340 344 Aerosole Duct Sealing / Hotel or Motel | 0 | 0 | -1036.649 | -1027.506 | -1100.043 | -1142.746 | -1210.765 | -1226.438 | -1264.515 | -1291.34 | -1301.487 | -1297.67 | -1291.339 | -1288.524 | -1329.516 | -1362.272 | -1373.125 | 0 | 0 | 0 | 0 | 0 | 0 | 0 | 0 | 0 | 0 | 0 | 0 | 0
10 | 340 | 345 | 340 345 Duct/Pipe Insulation / Hotel or Motel | 0 | 0 | -202.0264 | -200.2446 | -214.3805 | -222.703 | -235.9587 | -239.0131 | -246.4338 | -251.6616 | -253.6389 | -252.8952 | 0 | 0 | 0 | 0 | 0 | 0 | 0 | 0 | 0 | 0 | 0 | 0 | 0 | 0 | 0 | 0 | 0 | 0
10 | 340 | 349 | 340 349 Ceiling Insulation / Hotel or Motel | 0 | 0 | -1271.659 | -1260.464 | -1349.45 | -1401.843 | -1485.3 | -1504.529 | -1551.227 | -1584.13 | -1596.578 | -1591.881 | -1584.168 | -1580.684 | -1630.965 | -1671.165 | -1684.479 | -1726.029 | -1759.548 | -1773.935 | -1791.953 | -1811.682 | 0 | 0 | 0 | 0 | 0 | 0 | 0 | 0
10 | 340 | 351 | 340 351 Cool Roof - DX / Hotel or Motel | 0 | 0 | -2416.338 | -2395.044 | -2564.132 | -2663.669 | -2822.236 | -2858.772 | -2947.513 | -3010.039 | -3033.691 | -3024.77 | -3010.069 | -3003.449 | -3099.023 | -3175.387 | -3200.695 | 0 | 0 | 0 | 0 | 0 | 0 | 0 | 0 | 0 | 0 | 0 | 0 | 0
10 | 360 | 361 | 360 361 HE PTAC, EER=9.6, 1 ton / Hotel or Motel | 0 | 0 | -1666.334 | -1651.653 | -1768.251 | -1836.896 | -1946.245 | -1971.439 | -2032.637 | -2075.757 | -2092.066 | -2085.918 | -2075.778 | -2071.236 | -2137.122 | -2189.778 | -2207.236 | 0 | 0 | 0 | 0 | 0 | 0 | 0 | 0 | 0 | 0 | 0 | 0 | 0
10 | 400 | 402 | 400 402 Variable Speed Drive Control / Hotel or Motel | 0 | 0 | -453.992 | -449.9879 | -481.7544 | -500.456 | -530.2444 | -537.1084 | -553.7839 | -565.5317 | -569.9753 | -568.3034 | -565.5314 | -564.297 | -582.2504 | -596.5947 | -601.3488 | 0 | 0 | 0 | 0 | 0 | 0 | 0 | 0 | 0 | 0 | 0 | 0 | 0
10 | 400 | 403 | 400 403 Air Handler Optimization / Hotel or Motel | 0 | 0 | -143.5234 | -142.2576 | -152.3001 | -158.2123 | -167.6295 | -169.7995 | -175.0711 | -178.7852 | 0 | 0 | 0 | 0 | 0 | 0 | 0 | 0 | 0 | 0 | 0 | 0 | 0 | 0 | 0 | 0 | 0 | 0 | 0 | 0
10 | 400 | 404 | 400 404 Electronically Commutated Motors (ECM) on an Air Handler Unit / Hotel or Motel | 0 | 0 | -202.5424 | -200.756 | -214.9282 | -223.2715 | -236.5613 | -239.6236 | -247.0631 | -252.3042 | -254.2866 | -253.5407 | -252.3043 | -251.7533 | -259.763 | -266.1618 | -268.2837 | 0 | 0 | 0 | 0 | 0 | 0 | 0 | 0 | 0 | 0 | 0 | 0 | 0
10 | 400 | 405 | 400 405 Demand Control Ventilation (DCV) / Hotel or Motel | 0 | 0 | -218.5352 | -216.6076 | -231.897 | -240.9026 | -255.2445 | -258.5497 | -266.5712 | -272.226 | -274.3645 | -273.5587 | -272.2287 | -271.631 | -280.2783 | -287.1906 | -289.4705 | 0 | 0 | 0 | 0 | 0 | 0 | 0 | 0 | 0 | 0 | 0 | 0 | 0
10 | 400 | 406 | 400 406 Energy Recovery Ventilation (ERV) / Hotel or Motel | 0 | 0 | -99.8782 | -98.9972 | -105.9839 | -110.101 | -116.6558 | -118.1665 | -121.8323 | -124.417 | -125.394 | -125.0259 | -124.4178 | -124.1443 | -128.0956 | -131.2544 | -132.2989 | -135.5643 | -138.1955 | -139.3268 | -140.7377 | -142.2875 | 0 | 0 | 0 | 0 | 0 | 0 | 0 | 0
10 | 600 | 603 | 600 603 Heat Pump Water Heater (air source) / Hotel or Motel | 0 | 0 | -1080.294 | -1070.766 | -1146.357 | -1190.858 | -1261.74 | -1278.073 | -1317.754 | -1345.708 | -1356.282 | -1352.303 | -1345.707 | -1342.774 | -1385.492 | -1419.626 | -1430.937 | 0 | 0 | 0 | 0 | 0 | 0 | 0 | 0 | 0 | 0 | 0 | 0 | 0
10 | 600 | 606 | 600 606 Demand controlled circulating systems / Hotel or Motel | 0 | 0 | -76.4564 | -75.782 | -81.1318 | -84.2811 | -89.2979 | -90.4539 | -93.2622 | -95.2408 | -95.989 | -95.7068 | -95.2403 | -95.0327 | -98.056 | -100.4721 | -101.2728 | 0 | 0 | 0 | 0 | 0 | 0 | 0 | 0 | 0 | 0 | 0 | 0 | 0
10 | 600 | 608 | 600 608 Heat Recovery Unit / Hotel or Motel | 0 | 0 | -1183.474 | -1173.036 | -1255.847 | -1304.598 | -1382.25 | -1400.143 | -1443.614 | -1474.238 | -1485.822 | -1481.463 | 0 | 0 | 0 | 0 | 0 | 0 | 0 | 0 | 0 | 0 | 0 | 0 | 0 | 0 | 0 | 0 | 0 | 0
10 | 600 | 609 | 600 609 Heat Trap / Hotel or Motel | 0 | 0 | -138.4676 | -137.2463 | -146.9351 | -152.6391 | -161.7245 | -163.818 | -168.904 | -172.4872 | -173.8425 | -173.3316 | 0 | 0 | 0 | 0 | 0 | 0 | 0 | 0 | 0 | 0 | 0 | 0 | 0 | 0 | 0 | 0 | 0 | 0
10 | 600 | 610 | 600 610 Hot Water Pipe Insulation / Hotel or Motel | 0 | 0 | -30.2318 | -29.9651 | -32.0805 | -33.3258 | -35.3093 | -35.7665 | -36.877 | -37.6594 | -37.9551 | -37.8432 | -37.6592 | -37.577 | -38.7727 | -39.7278 | -40.0442 | 0 | 0 | 0 | 0 | 0 | 0 | 0 | 0 | 0 | 0 | 0 | 0 | 0
10 | 700 | 701 | 700 701 PC Manual Power Management Enabling / Hotel or Motel | 0 | 0 | -28.4777 | -28.2265 | -30.2191 | -31.3923 | 0 | 0 | 0 | 0 | 0 | 0 | 0 | 0 | 0 | 0 | 0 | 0 | 0 | 0 | 0 | 0 | 0 | 0 | 0 | 0 | 0 | 0 | 0 | 0
10 | 700 | 702 | 700 702 PC Network Power Management Enabling / Hotel or Motel | 0 | 0 | -28.4777 | -28.2265 | -30.2191 | -31.3923 | 0 | 0 | 0 | 0 | 0 | 0 | 0 | 0 | 0 | 0 | 0 | 0 | 0 | 0 | 0 | 0 | 0 | 0 | 0 | 0 | 0 | 0 | 0 | 0
10 | 710 | 711 | 710 711 Energy Star or Better Monitor / Hotel or Motel | 0 | 0 | -40.8593 | -40.4989 | -43.3579 | -45.0409 | 0 | 0 | 0 | 0 | 0 | 0 | 0 | 0 | 0 | 0 | 0 | 0 | 0 | 0 | 0 | 0 | 0 | 0 | 0 | 0 | 0 | 0 | 0 | 0
10 | 710 | 712 | 710 712 Monitor Power Management Enabling / Hotel or Motel | 0 | 0 | -26.7236 | -26.488 | -28.3578 | -29.4587 | 0 | 0 | 0 | 0 | 0 | 0 | 0 | 0 | 0 | 0 | 0 | 0 | 0 | 0 | 0 | 0 | 0 | 0 | 0 | 0 | 0 | 0 | 0 | 0
10 | 730 | 732 | 730 732 Copier Power Management Enabling / Hotel or Motel | 0 | 0 | -5.8813 | -5.8294 | -6.2409 | -6.4832 | -6.869 | -6.958 | 0 | 0 | 0 | 0 | 0 | 0 | 0 | 0 | 0 | 0 | 0 | 0 | 0 | 0 | 0 | 0 | 0 | 0 | 0 | 0 | 0 | 0
10 | 740 | 741 | 740 741 Printer Power Management Enabling / Hotel or Motel | 0 | 0 | -40.6529 | -40.2944 | -43.1389 | -44.8134 | -47.4808 | 0 | 0 | 0 | 0 | 0 | 0 | 0 | 0 | 0 | 0 | 0 | 0 | 0 | 0 | 0 | 0 | 0 | 0 | 0 | 0 | 0 | 0 | 0
10 | 800 | 801 | 800 801 Convection Oven / Hotel or Motel | 0 | 0 | -29.5095 | -29.2493 | -31.314 | -32.5297 | -34.4658 | -34.912 | -35.996 | -36.7597 | -37.0481 | -36.939 | 0 | 0 | 0 | 0 | 0 | 0 | 0 | 0 | 0 | 0 | 0 | 0 | 0 | 0 | 0 | 0 | 0 | 0
10 | 810 | 811 | 810 811 Efficient Fryer / Hotel or Motel | 0 | 0 | -1.6509 | -1.6363 | -1.7518 | -1.8199 | -1.9281 | -1.9531 | -2.0137 | -2.0565 | -2.0726 | -2.0664 | 0 | 0 | 0 | 0 | 0 | 0 | 0 | 0 | 0 | 0 | 0 | 0 | 0 | 0 | 0 | 0 | 0 | 0
10 | 900 | 901 | 900 901 Vending Misers (cooled machines only) / Hotel or Motel | 0 | 0 | -89.3539 | -88.5658 | -94.8179 | -98.4988 | -104.3616 | -105.7128 | -108.9946 | -111.307 | -112.1813 | -111.8517 | 0 | 0 | 0 | 0 | 0 | 0 | 0 | 0 | 0 | 0 | 0 | 0 | 0 | 0 | 0 | 0 | 0 | 0
11 | 110 | 111 | 110 111 Premium T8, Elecctronic Ballast / Other | 0 | 0 | -629.9138 | -624.3577 | -668.4335 | -694.3831 | -735.7155 | -745.2397 | -768.3749 | -784.6744 | -790.84 | -788.5197 | -784.676 | -782.9629 | -807.8701 | -827.7816 | -834.3734 | -854.9515 | -871.5511 | -878.6924 | -887.6056 | -897.3747 | -903.7841 | -914.5898 | -929.2467 | -939.7844 | -955.7377 | -969.2343 | 0 | 0
11 | 110 | 114 | 110 114 Continuous Dimming / Other | 0 | 0 | -1399.74 | -1387.394 | -1485.337 | -1542.997 | -1634.84 | -1656.003 | -1707.416 | -1743.636 | -1757.337 | -1752.181 | -1743.635 | -1739.836 | -1795.177 | -1839.416 | -1854.068 | -1899.786 | -1936.682 | -1952.553 | -1972.359 | 0 | 0 | 0 | 0 | 0 | 0 | 0 | 0 | 0
11 | 110 | 115 | 110 115 Lighting Control Tuneup / Other | 0 | 0 | -145.0711 | -143.7916 | -153.9422 | -159.9184 | -169.4371 | -171.6306 | 0 | 0 | 0 | 0 | 0 | 0 | 0 | 0 | 0 | 0 | 0 | 0 | 0 | 0 | 0 | 0 | 0 | 0 | 0 | 0 | 0 | 0
11 | 120 | 121 | 120 121 ROB Premium T8, 1EB / Other | 0 | 0 | -272.292 | -269.8903 | -288.9417 | -300.1601 | -318.0268 | -322.1437 | -332.1443 | -339.1902 | -341.8556 | -340.8525 | -339.1907 | -338.4484 | -349.2175 | -357.8228 | -360.6736 | -369.5687 | -376.744 | -379.8313 | -383.6841 | -387.9054 | -390.6779 | -395.3485 | -401.6851 | -406.2354 | -413.136 | -418.9691 | 0 | 0
11 | 120 | 122 | 120 122 ROB Premium T8, EB, Reflector / Other | 0 | 0 | -1099.486 | -1089.788 | -1166.721 | -1212.014 | -1284.158 | -1300.782 | -1341.163 | -1369.614 | -1380.375 | -1376.325 | -1369.616 | -1366.629 | -1410.095 | -1444.854 | -1456.36 | -1492.277 | -1521.253 | -1533.718 | -1549.275 | -1566.33 | -1577.514 | -1596.375 | -1621.957 | -1640.362 | -1668.196 | -1691.755 | 0 | 0
11 | 120 | 123 | 120 123 Occupancy Sensor / Other | 0 | 0 | -347.9229 | -344.8542 | -369.1976 | -383.5316 | -406.361 | -411.6214 | -424.3996 | -433.4026 | -436.8079 | -435.5264 | -433.4026 | -432.4561 | -446.2152 | -457.2117 | -460.8535 | 0 | 0 | 0 | 0 | 0 | 0 | 0 | 0 | 0 | 0 | 0 | 0 | 0
11 | 120 | 124 | 120 124 Lighting Control Tuneup / Other | 0 | 0 | -88.838 | -88.0545 | -94.2704 | -97.93 | -103.7592 | -105.1023 | 0 | 0 | 0 | 0 | 0 | 0 | 0 | 0 | 0 | 0 | 0 | 0 | 0 | 0 | 0 | 0 | 0 | 0 | 0 | 0 | 0 | 0
11 | 130 | 131 | 130 131 CFL Screw-in 18W / Other | 0 | 0 | -4900.396 | -4857.189 | -5200.102 | 0 | 0 | 0 | 0 | 0 | 0 | 0 | 0 | 0 | 0 | 0 | 0 | 0 | 0 | 0 | 0 | 0 | 0 | 0 | 0 | 0 | 0 | 0 | 0 | 0
11 | 150 | 151 | 150 151 PSMH, 250W, magnetic ballast / Other | 0 | 0 | -1143.647 | -1133.56 | -1213.584 | -1260.694 | -1335.734 | -1353.025 | -1395.031 | -1424.625 | -1435.819 | -1431.607 | -1424.625 | -1421.52 | -1466.738 | -1502.881 | -1514.852 | -1552.206 | -1582.351 | 0 | 0 | 0 | 0 | 0 | 0 | 0 | 0 | 0 | 0 | 0
11 | 150 | 152 | 150 152 PSMH, 250 W, electronic ballast / Other | 0 | 0 | -1322.045 | -1310.385 | -1402.891 | -1457.351 | -1544.096 | -1564.084 | -1612.643 | -1646.854 | -1659.794 | -1654.925 | -1646.853 | -1643.264 | -1695.533 | -1737.317 | -1751.156 | -1794.336 | -1829.183 | 0 | 0 | 0 | 0 | 0 | 0 | 0 | 0 | 0 | 0 | 0
11 | 150 | 153 | 150 153 High Bay T5 / Other | 0 | 0 | -1522.727 | -1509.299 | -1615.846 | -1678.576 | -1778.491 | -1801.514 | -1857.441 | -1896.843 | -1911.748 | -1906.139 | -1896.849 | -1892.712 | -1952.911 | -2001.037 | -2016.981 | -2066.724 | -2106.855 | 0 | 0 | 0 | 0 | 0 | 0 | 0 | 0 | 0 | 0 | 0
11 | 160 | 161 | 160 161 LED Exit Sign / Other | 0 | 0 | -2.9922 | -2.9658 | -3.1752 | -3.2985 | -3.4947 | -3.5401 | -3.65 | -3.7274 | -3.7565 | -3.7447 | -3.7274 | -3.7192 | -3.8378 | -3.9323 | -3.9635 | -4.0613 | 0 | 0 | 0 | 0 | 0 | 0 | 0 | 0 | 0 | 0 | 0 | 0
11 | 200 | 201 | 200 201 High Pressure Sodium 250W Lamp / Other | 0 | 0 | -427.062 | -423.2954 | -453.1776 | -470.7699 | -498.7911 | 0 | 0 | 0 | 0 | 0 | 0 | 0 | 0 | 0 | 0 | 0 | 0 | 0 | 0 | 0 | 0 | 0 | 0 | 0 | 0 | 0 | 0 | 0
11 | 200 | 202 | 200 202 Outdoor Lighting Controls (Photocell/Timeclock) / Other | 0 | 0 | -337.3986 | -334.4228 | -358.0311 | -371.9298 | -394.0679 | 0 | 0 | 0 | 0 | 0 | 0 | 0 | 0 | 0 | 0 | 0 | 0 | 0 | 0 | 0 | 0 | 0 | 0 | 0 | 0 | 0 | 0 | 0
11 | 210 | 211 | 210 211 Outdoor Lighting Controls (Photocell/Timeclock) / Other | 0 | 0 | -183.5572 | -181.9383 | -194.782 | -202.3434 | -214.3874 | 0 | 0 | 0 | 0 | 0 | 0 | 0 | 0 | 0 | 0 | 0 | 0 | 0 | 0 | 0 | 0 | 0 | 0 | 0 | 0 | 0 | 0 | 0
11 | 300 | 301 | 300 301 Centrifugal Chiller, 0.51 kW/ton, 500 tons / Other | 0 | 0 | -312.429 | -309.6734 | -331.5331 | -344.4049 | -364.9054 | -369.6291 | -381.1039 | -389.1883 | -392.2463 | -391.0949 | -389.1883 | -388.3376 | -400.694 | -410.5683 | -413.8387 | -424.0453 | -432.2779 | -435.8202 | -440.2406 | -445.0847 | 0 | 0 | 0 | 0 | 0 | 0 | 0 | 0
11 | 300 | 302 | 300 302 High Efficiency Chiller Motors / Other | 0 | 0 | -80.4804 | -79.7706 | -85.4018 | -88.7171 | -93.9979 | -95.2147 | -98.1707 | -100.2534 | -101.041 | -100.7447 | -100.2531 | -100.0339 | -103.217 | -105.7595 | -106.6032 | -109.2321 | -111.3525 | -112.265 | -113.4044 | -114.6526 | 0 | 0 | 0 | 0 | 0 | 0 | 0 | 0
11 | 300 | 304 | 300 304 EMS - Chiller / Other | 0 | 0 | -280.0305 | -277.5607 | -297.1544 | -308.6904 | -327.0644 | -331.2983 | -341.5839 | -348.8302 | -351.5713 | -350.5397 | 0 | 0 | 0 | 0 | 0 | 0 | 0 | 0 | 0 | 0 | 0 | 0 | 0 | 0 | 0 | 0 | 0 | 0
11 | 300 | 305 | 300 305 Chiller Tune Up/Diagnostics / Other | 0 | 0 | -211.8285 | -209.96 | -224.7802 | -233.5096 | -247.4112 | -250.6151 | -258.3902 | -263.8717 | -265.9444 | -265.1641 | 0 | 0 | 0 | 0 | 0 | 0 | 0 | 0 | 0 | 0 | 0 | 0 | 0 | 0 | 0 | 0 | 0 | 0
11 | 300 | 306 | 300 306 VSD for Chiller Pumps and Towers / Other | 0 | 0 | -264.2439 | -261.9134 | -280.4025 | -291.2881 | -308.6264 | -312.6215 | -322.3273 | -329.1651 | -331.7513 | -330.7777 | -329.1652 | -328.4459 | -338.8958 | -347.2451 | -350.0129 | 0 | 0 | 0 | 0 | 0 | 0 | 0 | 0 | 0 | 0 | 0 | 0 | 0
11 | 300 | 307 | 300 307 EMS Optimization / Other | 0 | 0 | -130.3163 | -129.167 | -138.2854 | -143.6536 | -152.2042 | 0 | 0 | 0 | 0 | 0 | 0 | 0 | 0 | 0 | 0 | 0 | 0 | 0 | 0 | 0 | 0 | 0 | 0 | 0 | 0 | 0 | 0 | 0
11 | 300 | 308 | 300 308 Aerosole Duct Sealing / Other | 0 | 0 | -263.4185 | -261.0952 | -279.5271 | -290.3782 | -307.6621 | -311.645 | -321.3204 | -328.137 | -330.7154 | -329.7448 | -328.137 | -327.4204 | -337.837 | -346.1599 | -348.9189 | 0 | 0 | 0 | 0 | 0 | 0 | 0 | 0 | 0 | 0 | 0 | 0 | 0
11 | 300 | 309 | 300 309 Duct/Pipe Insulation / Other | 0 | 0 | -51.2805 | -50.8282 | -54.4163 | -56.5287 | -59.8935 | -60.6688 | -62.5524 | -63.8796 | -64.3812 | -64.1921 | 0 | 0 | 0 | 0 | 0 | 0 | 0 | 0 | 0 | 0 | 0 | 0 | 0 | 0 | 0 | 0 | 0 | 0
11 | 300 | 311 | 300 311 Window Film (Standard) / Other | 0 | 0 | -139.3961 | -138.1666 | -147.9192 | -153.6629 | -162.8098 | -164.9173 | -170.0367 | -173.6438 | -175.0079 | -174.4943 | 0 | 0 | 0 | 0 | 0 | 0 | 0 | 0 | 0 | 0 | 0 | 0 | 0 | 0 | 0 | 0 | 0 | 0
11 | 300 | 313 | 300 313 Ceiling Insulation / Other | 0 | 0 | -323.5724 | -320.7182 | -343.3576 | -356.6903 | -377.9247 | -382.8172 | -394.6967 | -403.0691 | -406.2358 | -405.0434 | -403.0745 | -402.19 | -414.9892 | -425.2234 | -428.602 | -439.1788 | -447.7014 | -451.3655 | -455.9423 | -460.9705 | 0 | 0 | 0 | 0 | 0 | 0 | 0 | 0
11 | 300 | 314 | 300 314 Roof Insulation / Other | 0 | 0 | -118.7601 | -117.7127 | -126.0214 | -130.9149 | -138.7077 | -140.5033 | -144.8647 | -147.9378 | -149.0999 | -148.6619 | -147.9382 | -147.6136 | -152.3112 | -156.0649 | -157.3084 | -161.1892 | -164.3174 | -165.664 | -167.3437 | -169.1851 | 0 | 0 | 0 | 0 | 0 | 0 | 0 | 0
11 | 300 | 317 | 300 317 Thermal Energy Storage (TES) Positive / Other | 0 | 0 | -366.9091 | -363.6729 | -389.346 | -404.4594 | -428.5347 | -434.0817 | -447.5581 | -457.0495 | -460.6387 | -459.2892 | -457.052 | -456.0534 | -470.5583 | -482.1429 | -485.9955 | -497.9712 | -507.6296 | -511.8039 | -517.0059 | -522.6979 | -526.4305 | -532.7249 | -541.257 | -547.3532 | -556.6896 | -564.545 | -587.8077 | -608.6441
11 | 300 | 317 | 300 317 Thermal Energy Storage (TES) Negative / Other | 0 | 0 | 532.6146 | 527.9172 | 565.1868 | 587.1253 | 622.072 | 630.1247 | 649.6887 | 663.471 | 668.6848 | 666.7235 | 663.4712 | 662.0259 | 683.0868 | 699.9147 | 705.4899 | 722.8854 | 736.9263 | 742.966 | 750.5024 | 758.7618 | 764.1819 | 773.3183 | 785.7074 | 794.6369 | 808.1101 | 819.5184 | 853.2778 | 883.527
11 | 320 | 321 | 320 321 DX Packaged System, EER=10.9, 10 tons / Other | 0 | 0 | -243.8143 | -241.6638 | -258.7222 | -268.768 | -284.7668 | -288.4532 | -297.407 | -303.7159 | -306.1022 | -305.2043 | -303.7168 | -303.0514 | -312.6949 | -320.4023 | -322.9538 | 0 | 0 | 0 | 0 | 0 | 0 | 0 | 0 | 0 | 0 | 0 | 0 | 0
11 | 320 | 322 | 320 322 Hybrid Dessicant-DX System (Trane CDQ) / Other | 0 | 0 | -1621.164 | -1606.865 | -1720.303 | -1787.083 | -1893.454 | -1917.964 | -1977.511 | -2019.462 | -2035.33 | -2029.36 | -2019.461 | -2015.06 | -2079.159 | -2130.389 | -2147.362 | 0 | 0 | 0 | 0 | 0 | 0 | 0 | 0 | 0 | 0 | 0 | 0 | 0
11 | 320 | 323 | 320 323 Geothermal Heat Pump, EER=13, 10 tons / Other | 0 | 0 | -843.3932 | -835.9547 | -894.9685 | -929.7107 | -985.0491 | -997.8004 | -1028.779 | -1050.604 | -1058.859 | -1055.753 | -1050.603 | -1048.312 | -1081.663 | -1108.311 | -1117.142 | 0 | 0 | 0 | 0 | 0 | 0 | 0 | 0 | 0 | 0 | 0 | 0 | 0
11 | 320 | 326 | 320 326 DX Tune Up/ Advanced Diagnostics / Other | 0 | 0 | -209.1458 | -207.3012 | -221.9346 | -230.5512 | -244.2743 | -247.4366 | -255.118 | -260.5301 | -262.5769 | -261.8068 | 0 | 0 | 0 | 0 | 0 | 0 | 0 | 0 | 0 | 0 | 0 | 0 | 0 | 0 | 0 | 0 | 0 | 0
11 | 320 | 327 | 320 327 DX Coil Cleaning / Other | 0 | 0 | -200.8914 | -199.1194 | -213.1743 | -221.4532 | -234.637 | 0 | 0 | 0 | 0 | 0 | 0 | 0 | 0 | 0 | 0 | 0 | 0 | 0 | 0 | 0 | 0 | 0 | 0 | 0 | 0 | 0 | 0 | 0
11 | 320 | 329 | 320 329 Aerosole Duct Sealing / Other | 0 | 0 | -418.8076 | -415.1138 | -444.4184 | -461.6707 | -489.1503 | -495.4825 | -510.8656 | -521.7029 | -525.8022 | -524.2599 | -521.7026 | -520.5638 | -537.1256 | -550.3583 | -554.7442 | 0 | 0 | 0 | 0 | 0 | 0 | 0 | 0 | 0 | 0 | 0 | 0 | 0
11 | 320 | 330 | 320 330 Duct/Pipe Insulation / Other | 0 | 0 | -81.6154 | -80.8956 | -86.6062 | -89.9684 | -95.3235 | -96.5575 | -99.5551 | -101.6672 | -102.4659 | -102.1653 | 0 | 0 | 0 | 0 | 0 | 0 | 0 | 0 | 0 | 0 | 0 | 0 | 0 | 0 | 0 | 0 | 0 | 0
11 | 320 | 334 | 320 334 Ceiling Insulation / Other | 0 | 0 | -514.2491 | -509.7126 | -545.6913 | -566.8852 | -600.6299 | -608.4048 | -627.2858 | -640.5923 | -645.6258 | -643.7296 | -640.6077 | -639.1959 | -659.5333 | -675.7992 | -681.1741 | -697.9783 | -711.523 | -717.3473 | -724.623 | -732.6111 | 0 | 0 | 0 | 0 | 0 | 0 | 0 | 0
11 | 320 | 335 | 320 335 Roof Insulation / Other | 0 | 0 | -189.3353 | -187.6652 | -200.9115 | -208.714 | -221.1396 | -224.0034 | -230.9528 | -235.8522 | -237.7048 | -237.0074 | -235.8542 | -235.3363 | -242.8284 | -248.818 | -250.793 | -256.9833 | -261.9707 | -264.1135 | -266.7903 | -269.7321 | 0 | 0 | 0 | 0 | 0 | 0 | 0 | 0
11 | 340 | 344 | 340 344 Aerosole Duct Sealing / Other | 0 | 0 | -428.1969 | -424.4204 | -454.382 | -472.021 | -500.1167 | -506.5908 | -522.3189 | -533.3992 | -537.5903 | -536.0134 | -533.399 | -532.2349 | -549.1674 | -562.6969 | -567.1813 | 0 | 0 | 0 | 0 | 0 | 0 | 0 | 0 | 0 | 0 | 0 | 0 | 0
11 | 340 | 345 | 340 345 Duct/Pipe Insulation / Other | 0 | 0 | -83.4726 | -82.7364 | -88.577 | -92.0157 | -97.4927 | -98.7547 | -101.8206 | -103.9808 | -104.7978 | -104.4907 | 0 | 0 | 0 | 0 | 0 | 0 | 0 | 0 | 0 | 0 | 0 | 0 | 0 | 0 | 0 | 0 | 0 | 0
11 | 340 | 349 | 340 349 Ceiling Insulation / Other | 0 | 0 | -525.3925 | -520.7578 | -557.5159 | -579.1693 | -613.6451 | -621.5887 | -640.8787 | -654.4734 | -659.6159 | -657.6797 | -654.4893 | -653.0467 | -673.825 | -690.4431 | -695.9348 | -713.1028 | -726.9413 | -732.8918 | -740.3255 | -748.4875 | 0 | 0 | 0 | 0 | 0 | 0 | 0 | 0
11 | 340 | 351 | 340 351 Cool Roof - DX / Other | 0 | 0 | -1015.699 | -1006.744 | -1077.811 | -1119.66 | -1186.306 | -1201.663 | -1238.965 | -1265.247 | -1275.188 | -1271.448 | -1265.257 | -1262.491 | -1302.646 | -1334.75 | -1345.387 | 0 | 0 | 0 | 0 | 0 | 0 | 0 | 0 | 0 | 0 | 0 | 0 | 0
11 | 360 | 361 | 360 361 HE PTAC, EER=9.6, 1 ton / Other | 0 | 0 | -688.3137 | -682.2419 | -730.4033 | -758.7606 | -803.926 | -814.3331 | -839.6116 | -857.4218 | -864.159 | -861.6238 | -857.4261 | -855.553 | -882.7644 | -904.5283 | -911.7301 | 0 | 0 | 0 | 0 | 0 | 0 | 0 | 0 | 0 | 0 | 0 | 0 | 0
11 | 400 | 403 | 400 403 Air Handler Optimization / Other | 0 | 0 | -117.1093 | -116.0764 | -124.2707 | -129.0949 | -136.7788 | -138.5495 | -142.851 | -145.8814 | 0 | 0 | 0 | 0 | 0 | 0 | 0 | 0 | 0 | 0 | 0 | 0 | 0 | 0 | 0 | 0 | 0 | 0 | 0 | 0
11 | 400 | 404 | 400 404 Electronically Commutated Motors (ECM) on an Air Handler Unit / Other | 0 | 0 | -165.1912 | -163.7342 | -175.2929 | -182.0976 | -192.9366 | -195.4342 | -201.5017 | -205.7766 | -207.3931 | -206.7854 | -205.7764 | -205.3274 | -211.8596 | -217.078 | -218.8088 | 0 | 0 | 0 | 0 | 0 | 0 | 0 | 0 | 0 | 0 | 0 | 0 | 0
11 | 400 | 405 | 400 405 Demand Control Ventilation (DCV) / Other | 0 | 0 | -178.8109 | -177.2336 | -189.7435 | -197.1126 | -208.8474 | -211.5519 | -218.1151 | -222.7421 | -224.4918 | -223.8324 | -222.7442 | -222.2547 | -229.3297 | -234.9871 | -236.8524 | 0 | 0 | 0 | 0 | 0 | 0 | 0 | 0 | 0 | 0 | 0 | 0 | 0
11 | 400 | 406 | 400 406 Energy Recovery Ventilation (ERV) / Other | 0 | 0 | -81.6154 | -80.8955 | -86.6043 | -89.9689 | -95.3253 | -96.5598 | -99.5551 | -101.6673 | -102.4657 | -102.1651 | -101.6676 | -101.4443 | -104.6732 | -107.2538 | -108.1082 | -110.7761 | -112.9265 | -113.8509 | -115.0041 | -116.2694 | 0 | 0 | 0 | 0 | 0 | 0 | 0 | 0
11 | 600 | 603 | 600 603 Heat Pump Water Heater (air source) / Other | 0 | 0 | -262.4898 | -260.1748 | -278.5414 | -289.3546 | -306.5775 | -310.5462 | -320.1876 | -326.9801 | -329.5492 | -328.5823 | -326.98 | -326.2658 | -336.6463 | -344.9397 | -347.6889 | 0 | 0 | 0 | 0 | 0 | 0 | 0 | 0 | 0 | 0 | 0 | 0 | 0
11 | 600 | 604 | 600 604 Solar Water Heater / Other | 0 | 0 | -261.8708 | -259.5612 | -277.8846 | -288.6721 | -305.8546 | -309.8138 | -319.4326 | -326.2091 | -328.7719 | -327.8074 | -326.2089 | -325.4963 | -335.8523 | -344.1263 | -346.8691 | -355.4222 | -362.3247 | -365.294 | -368.9998 | -373.0606 | 0 | 0 | 0 | 0 | 0 | 0 | 0 | 0
11 | 600 | 606 | 600 606 Demand controlled circulating systems / Other | 0 | 0 | -18.5724 | -18.4086 | -19.7081 | -20.4732 | -21.6917 | -21.9725 | -22.6548 | -23.1355 | -23.3169 | -23.2481 | -23.1355 | -23.0845 | -23.8197 | -24.4064 | -24.6006 | 0 | 0 | 0 | 0 | 0 | 0 | 0 | 0 | 0 | 0 | 0 | 0 | 0
11 | 600 | 608 | 600 608 Heat Recovery Unit / Other | 0 | 0 | -287.5626 | -285.0264 | -305.1474 | -316.9933 | -335.8616 | -340.2093 | -350.7717 | -358.213 | -361.0273 | -359.9677 | 0 | 0 | 0 | 0 | 0 | 0 | 0 | 0 | 0 | 0 | 0 | 0 | 0 | 0 | 0 | 0 | 0 | 0
11 | 600 | 609 | 600 609 Heat Trap / Other | 0 | 0 | -33.6367 | -33.34 | -35.6936 | -37.0794 | -39.2861 | -39.7948 | -41.0303 | -41.9008 | -42.2298 | -42.1054 | 0 | 0 | 0 | 0 | 0 | 0 | 0 | 0 | 0 | 0 | 0 | 0 | 0 | 0 | 0 | 0 | 0 | 0
11 | 600 | 610 | 600 610 Hot Water Pipe Insulation / Other | 0 | 0 | -7.3258 | -7.2612 | -7.7738 | -8.0755 | -8.5561 | -8.6669 | -8.9361 | -9.1257 | -9.1973 | -9.1701 | -9.1257 | -9.1057 | -9.3954 | -9.6272 | -9.7036 | 0 | 0 | 0 | 0 | 0 | 0 | 0 | 0 | 0 | 0 | 0 | 0 | 0
11 | 700 | 701 | 700 701 PC Manual Power Management Enabling / Other | 0 | 0 | -79.1391 | -78.441 | -83.9769 | -87.2388 | 0 | 0 | 0 | 0 | 0 | 0 | 0 | 0 | 0 | 0 | 0 | 0 | 0 | 0 | 0 | 0 | 0 | 0 | 0 | 0 | 0 | 0 | 0 | 0
11 | 700 | 702 | 700 702 PC Network Power Management Enabling / Other | 0 | 0 | -79.1391 | -78.441 | -83.9769 | -87.2388 | 0 | 0 | 0 | 0 | 0 | 0 | 0 | 0 | 0 | 0 | 0 | 0 | 0 | 0 | 0 | 0 | 0 | 0 | 0 | 0 | 0 | 0 | 0 | 0
11 | 710 | 711 | 710 711 Energy Star or Better Monitor / Other | 0 | 0 | -113.7044 | -112.7014 | -120.6555 | -125.342 | 0 | 0 | 0 | 0 | 0 | 0 | 0 | 0 | 0 | 0 | 0 | 0 | 0 | 0 | 0 | 0 | 0 | 0 | 0 | 0 | 0 | 0 | 0 | 0
11 | 710 | 712 | 710 712 Monitor Power Management Enabling / Other | 0 | 0 | -74.1864 | -73.5321 | -78.7215 | -81.7795 | 0 | 0 | 0 | 0 | 0 | 0 | 0 | 0 | 0 | 0 | 0 | 0 | 0 | 0 | 0 | 0 | 0 | 0 | 0 | 0 | 0 | 0 | 0 | 0
11 | 720 | 721 | 720 721 Energy Star or Better Monitor / Other | 0 | 0 | 0 | 0 | 0 | 0 | 0 | 0 | 0 | 0 | 0 | 0 | 0 | 0 | 0 | 0 | 0 | 0 | 0 | 0 | 0 | 0 | 0 | 0 | 0 | 0 | 0 | 0 | 0 | 0
11 | 720 | 722 | 720 722 Monitor Power Management Enabling / Other | 0 | 0 | -0.10318 | -0.10227 | -0.10949 | -0.11374 | 0 | 0 | 0 | 0 | 0 | 0 | 0 | 0 | 0 | 0 | 0 | 0 | 0 | 0 | 0 | 0 | 0 | 0 | 0 | 0 | 0 | 0 | 0 | 0
11 | 730 | 731 | 730 731 Energy Star or Better Copier / Other | 0 | 0 | -17.0247 | -16.8745 | -18.0654 | -18.7671 | -19.8844 | -20.142 | 0 | 0 | 0 | 0 | 0 | 0 | 0 | 0 | 0 | 0 | 0 | 0 | 0 | 0 | 0 | 0 | 0 | 0 | 0 | 0 | 0 | 0
11 | 730 | 732 | 730 732 Copier Power Management Enabling / Other | 0 | 0 | -14.0325 | -13.9087 | -14.8903 | -15.4688 | -16.3896 | -16.6018 | 0 | 0 | 0 | 0 | 0 | 0 | 0 | 0 | 0 | 0 | 0 | 0 | 0 | 0 | 0 | 0 | 0 | 0 | 0 | 0 | 0 | 0
11 | 740 | 741 | 740 741 Printer Power Management Enabling / Other | 0 | 0 | -79.9645 | -79.2592 | -84.8529 | -88.1488 | -93.3967 | 0 | 0 | 0 | 0 | 0 | 0 | 0 | 0 | 0 | 0 | 0 | 0 | 0 | 0 | 0 | 0 | 0 | 0 | 0 | 0 | 0 | 0 | 0
11 | 800 | 801 | 800 801 Convection Oven / Other | 0 | 0 | -7.9448 | -7.8748 | -8.4307 | -8.7579 | -9.2792 | -9.3994 | -9.6912 | -9.8969 | -9.9745 | -9.9449 | 0 | 0 | 0 | 0 | 0 | 0 | 0 | 0 | 0 | 0 | 0 | 0 | 0 | 0 | 0 | 0 | 0 | 0
11 | 900 | 901 | 900 901 Vending Misers (cooled machines only) / Other | 0 | 0 | -28.3745 | -28.1243 | -30.1096 | -31.2784 | -33.1402 | -33.5692 | -34.6115 | -35.3459 | -35.6235 | -35.5187 | 0 | 0 | 0 | 0 | 0 | 0 | 0 | 0 | 0 | 0 | 0 | 0 | 0 | 0 | 0 | 0 | 0 | 0
12 | 100 | 125 | 100 125 LED Linear Tube 22W / All | 0 | 0 | -13.6198 | -13.4997 | -14.4526 | -15.0136 | -15.9073 | -16.1132 | -16.6135 | -16.9661 | -17.0991 | -17.0484 | -16.9661 | -16.9286 | -17.4674 | -17.8982 | -18.0405 | -18.4859 | -18.8442 | -18.9987 | -19.1911 | -19.4028 | -19.5417 | -19.775 | -20.0927 | -20.3197 | -20.6648 | -20.9569 | -21.8194 | -22.5926
12 | 100 | 132 | 100 132 Flood LED 14W / All | 0 | 0 | -13.3102 | -13.1929 | -14.1241 | -14.6724 | -15.5458 | -15.7471 | -16.2359 | -16.5805 | -16.7105 | -16.6609 | -16.5803 | -16.5437 | -17.0704 | -17.4916 | -17.6307 | -18.0658 | -18.4157 | -18.567 | -18.7554 | -18.9621 | -19.0973 | -19.3258 | -19.6365 | -19.8579 | -20.195 | -20.48 | -21.3234 | -22.0793
12 | 100 | 146 | 100 146 LED (12-Watt) / All | 0 | 0 | -2.889 | -2.8635 | -3.0656 | -3.1847 | -3.3744 | -3.418 | -3.524 | -3.5989 | -3.6269 | -3.6162 | -3.5989 | -3.5908 | -3.7052 | -3.7971 | -3.8268 | -3.9216 | -3.9975 | -4.0297 | -4.0708 | -4.1157 | -4.1452 | -4.1951 | -4.2623 | -4.3105 | -4.3832 | -4.4456 | -4.628 | 0
12 | 100 | 154 | 100 154 LED High Bay 83W (400W equivalent) / All | 0 | 0 | -108.4422 | -107.4857 | -115.0731 | -119.5408 | -126.6563 | -128.2959 | -132.2787 | -135.0849 | -136.1462 | -135.7465 | -135.0847 | -134.7896 | -139.0782 | -142.5048 | -143.6412 | -147.1835 | -150.041 | -151.2704 | -152.8054 | -154.4864 | -155.59 | -157.4499 | -159.9736 | -161.7861 | -164.5344 | -166.8577 | -173.7308 | -179.8893
12 | 200 | 203 | 200 203 Outdoor LED 104W / All | 0 | 0 | -101.1164 | -100.2246 | -107.2997 | -111.4652 | -118.0999 | -119.6287 | -123.3427 | -125.9594 | -126.9492 | -126.5763 | -125.9594 | -125.6838 | -129.6825 | -132.8775 | -133.937 | -137.24 | -139.9049 | -141.0511 | -142.4819 | -144.0503 | -145.0782 | -146.814 | -149.1667 | 0 | 0 | 0 | 0 | 0
12 | 300 | 337 | 300 337 Run Time Optimizer / All | 0 | 0 | -1126.209 | -1116.276 | -1195.08 | -1241.472 | -1315.367 | -1332.394 | -1373.761 | -1402.904 | -1413.927 | -1409.78 | -1402.903 | -1399.845 | -1444.376 | -1479.965 | -1491.755 | 0 | 0 | 0 | 0 | 0 | 0 | 0 | 0 | 0 | 0 | 0 | 0 | 0
12 | 300 | 338 | 300 338 dehumidification hybrid desiccant heat pump / All | 0 | 0 | -740.007 | -733.4796 | -785.2586 | -815.7438 | -864.3003 | -875.489 | -902.6676 | -921.8157 | -929.0588 | -926.3334 | -921.8181 | -919.8059 | -949.0635 | -972.458 | -980.2009 | 0 | 0 | 0 | 0 | 0 | 0 | 0 | 0 | 0 | 0 | 0 | 0 | 0
12 | 800 | 518 | 800 518 Ice Machine / All | 0 | 0 | -185.4144 | -183.7792 | -196.7529 | -204.3909 | -216.5565 | -219.3599 | -226.1703 | -230.9683 | -232.783 | -232.1005 | 0 | 0 | 0 | 0 | 0 | 0 | 0 | 0 | 0 | 0 | 0 | 0 | 0 | 0 | 0 | 0 | 0 | 0
12 | 600 | 611 | 600 611 0.5 Faucet Aerator (DI) - Commercial / All | 0 | 0 | -17.9533 | -17.795 | -19.0512 | -19.7907 | -20.9686 | -21.2401 | -21.8996 | -22.3644 | -22.5398 | -22.4734 | 0 | 0 | 0 | 0 | 0 | 0 | 0 | 0 | 0 | 0 | 0 | 0 | 0 | 0 | 0 | 0 | 0 | 0
12 | 600 | 612 | 600 612 1.0 gpm Faucet Aerator (DI) -Commercial / All | 0 | 0 | -12.6912 | -12.5792 | -13.4672 | -13.99 | -14.8227 | -15.0146 | -15.4808 | -15.8093 | -15.9333 | -15.8863 | 0 | 0 | 0 | 0 | 0 | 0 | 0 | 0 | 0 | 0 | 0 | 0 | 0 | 0 | 0 | 0 | 0 | 0
12 | 600 | 613 | 600 613 1.5 gpm Shower Head (DI) - Commercial / All | 0 | 0 | -64.5907 | -64.021 | -68.5405 | -71.2011 | -75.4393 | -76.4159 | -78.7883 | -80.4599 | -81.0918 | -80.8538 | 0 | 0 | 0 | 0 | 0 | 0 | 0 | 0 | 0 | 0 | 0 | 0 | 0 | 0 | 0 | 0 | 0 | 0
12 | 800 | 812 | 800 812 Griddle / All | 0 | 0 | -260.3231 | -258.0271 | -276.2419 | -286.966 | -304.047 | -307.983 | -317.5446 | -324.2812 | -326.8289 | -325.8701 | 0 | 0 | 0 | 0 | 0 | 0 | 0 | 0 | 0 | 0 | 0 | 0 | 0 | 0 | 0 | 0 | 0 | 0
12 | 800 | 813 | 800 813 Steamer / All | 0 | 0 | -6199.123 | -6144.463 | -6578.254 | -6833.595 | -7240.374 | -7334.099 | -7561.782 | -7722.203 | -7782.881 | -7760.028 | 0 | 0 | 0 | 0 | 0 | 0 | 0 | 0 | 0 | 0 | 0 | 0 | 0 | 0 | 0 | 0 | 0 | 0
12 | 800 | 814 | 800 814 Holding Cabinet / All | 0 | 0 | -674.178 | -668.2319 | -715.4048 | -743.1772 | -787.413 | -797.606 | -822.3689 | -839.8141 | -846.4133 | -843.931 | 0 | 0 | 0 | 0 | 0 | 0 | 0 | 0 | 0 | 0 | 0 | 0 | 0 | 0 | 0 | 0 | 0 | 0
12 | 700 | 910 | 700 910 Server Virtualization / All | 0 | 0 | -2144.184 | -2125.272 | -2275.308 | -2363.632 | 0 | 0 | 0 | 0 | 0 | 0 | 0 | 0 | 0 | 0 | 0 | 0 | 0 | 0 | 0 | 0 | 0 | 0 | 0 | 0 | 0 | 0 | 0 | 0

## Avoided T&D Capacity
Building # | Base # | Measure # | Measure Name | 2013 | 2014 | 2015 | 2016 | 2017 | 2018 | 2019 | 2020 | 2021 | 2022 | 2023 | 2024 | 2025 | 2026 | 2027 | 2028 | 2029 | 2030 | 2031 | 2032 | 2033 | 2034 | 2035 | 2036 | 2037 | 2038 | 2039 | 2040 | 2041 | 2042
1 | 110 | 111 | 110 111 Premium T8, Elecctronic Ballast / Office | 0 | 0 | -55.2497 | -55.2497 | -55.2497 | -55.2497 | -55.2497 | -55.2497 | -55.2497 | -55.2497 | -55.2497 | -55.2497 | -55.2497 | -55.2497 | -55.2497 | -55.2497 | -55.2497 | -55.2497 | -55.2497 | -55.2497 | -55.2497 | -55.2497 | 0 | 0 | 0 | 0 | 0 | 0 | 0 | 0
1 | 110 | 112 | 110 112 Premium T8, EB, Reflector / Office | 0 | 0 | -114.295 | -114.295 | -114.295 | -114.295 | -114.295 | -114.295 | -114.295 | -114.295 | -114.295 | -114.295 | -114.295 | -114.295 | -114.295 | -114.295 | -114.295 | -114.295 | -114.295 | -114.295 | -114.295 | -114.295 | 0 | 0 | 0 | 0 | 0 | 0 | 0 | 0
1 | 110 | 113 | 110 113 Occupancy Sensor / Office | 0 | 0 | -80.2797 | -80.2797 | -80.2797 | -80.2797 | -80.2797 | -80.2797 | -80.2797 | -80.2757 | -80.2757 | -80.2757 | -80.2757 | 0 | 0 | 0 | 0 | 0 | 0 | 0 | 0 | 0 | 0 | 0 | 0 | 0 | 0 | 0 | 0 | 0
1 | 110 | 114 | 110 114 Continuous Dimming / Office | 0 | 0 | -81.557 | -81.557 | -81.557 | -81.557 | -81.557 | -81.557 | -81.557 | -81.557 | -81.557 | -81.557 | -81.557 | -81.557 | -81.557 | -81.557 | 0 | 0 | 0 | 0 | 0 | 0 | 0 | 0 | 0 | 0 | 0 | 0 | 0 | 0
1 | 110 | 115 | 110 115 Lighting Control Tuneup / Office | 0 | 0 | -8.6952 | -8.6952 | -8.6952 | -8.6952 | -8.6952 | -8.6952 | 0 | 0 | 0 | 0 | 0 | 0 | 0 | 0 | 0 | 0 | 0 | 0 | 0 | 0 | 0 | 0 | 0 | 0 | 0 | 0 | 0 | 0
1 | 120 | 121 | 120 121 ROB Premium T8, 1EB / Office | 0 | 0 | -23.8857 | -23.8857 | -23.8857 | -23.8857 | -23.8857 | -23.8857 | -23.8857 | -23.8857 | -23.8857 | -23.8857 | -23.8857 | -23.8857 | -23.8857 | -23.8857 | -23.8857 | -23.8857 | -23.8857 | -23.8857 | -23.8857 | -23.8857 | 0 | 0 | 0 | 0 | 0 | 0 | 0 | 0
1 | 120 | 122 | 120 122 ROB Premium T8, EB, Reflector / Office | 0 | 0 | -96.4452 | -96.4452 | -96.4452 | -96.4452 | -96.4452 | -96.4452 | -96.4452 | -96.4452 | -96.4452 | -96.4452 | -96.4452 | -96.4452 | -96.4452 | -96.4452 | -96.4452 | -96.4452 | -96.4452 | -96.4452 | -96.4452 | -96.4452 | 0 | 0 | 0 | 0 | 0 | 0 | 0 | 0
1 | 120 | 123 | 120 123 Occupancy Sensor / Office | 0 | 0 | -49.1091 | -49.1091 | -49.1091 | -49.1091 | -49.1091 | -49.1091 | -49.1091 | -49.1091 | -49.1091 | -49.1091 | -49.1091 | 0 | 0 | 0 | 0 | 0 | 0 | 0 | 0 | 0 | 0 | 0 | 0 | 0 | 0 | 0 | 0 | 0
1 | 120 | 124 | 120 124 Lighting Control Tuneup / Office | 0 | 0 | -5.1736 | -5.1736 | -5.1736 | -5.1736 | -5.1736 | -5.1736 | 0 | 0 | 0 | 0 | 0 | 0 | 0 | 0 | 0 | 0 | 0 | 0 | 0 | 0 | 0 | 0 | 0 | 0 | 0 | 0 | 0 | 0
1 | 130 | 131 | 130 131 CFL Screw-in 18W / Office | 0 | 0 | -542.9075 | -542.9075 | -542.9075 | -542.9075 | -542.9075 | -542.9075 | 0 | 0 | 0 | 0 | 0 | 0 | 0 | 0 | 0 | 0 | 0 | 0 | 0 | 0 | 0 | 0 | 0 | 0 | 0 | 0 | 0 | 0
1 | 140 | 141 | 140 141 CFL Hardwired, Modular 18W / Office | 0 | 0 | -542.9075 | -542.9075 | -542.9075 | -542.9075 | -542.9075 | -542.9075 | 0 | 0 | 0 | 0 | 0 | 0 | 0 | 0 | 0 | 0 | 0 | 0 | 0 | 0 | 0 | 0 | 0 | 0 | 0 | 0 | 0 | 0
1 | 150 | 151 | 150 151 PSMH, 250W, magnetic ballast / Office | 0 | 0 | -66.6446 | -66.6446 | -66.6446 | -66.6446 | -66.6446 | -66.6446 | -66.6446 | -66.6446 | -66.6446 | -66.6446 | -66.6446 | -66.6446 | -66.6446 | 0 | 0 | 0 | 0 | 0 | 0 | 0 | 0 | 0 | 0 | 0 | 0 | 0 | 0 | 0
1 | 150 | 153 | 150 153 High Bay T5 / Office | 0 | 0 | -133.5631 | -133.5631 | -133.5631 | -133.5631 | -133.5631 | -133.5631 | -133.5631 | -133.5591 | -133.5591 | -133.5591 | -133.5591 | -133.5591 | -133.5591 | 0 | 0 | 0 | 0 | 0 | 0 | 0 | 0 | 0 | 0 | 0 | 0 | 0 | 0 | 0
1 | 160 | 161 | 160 161 LED Exit Sign / Office | 0 | 0 | -1.0234 | -1.0234 | -1.0234 | -1.0234 | -1.0234 | -1.0234 | -1.0234 | -1.0275 | -1.0275 | -1.0275 | -1.0275 | -1.0275 | -1.0275 | -1.0275 | -1.0275 | -1.0275 | 0 | 0 | 0 | 0 | 0 | 0 | 0 | 0 | 0 | 0 | 0 | 0
1 | 200 | 201 | 200 201 High Pressure Sodium 250W Lamp / Office | 0 | 0 | -2.9817 | -2.9817 | -2.9817 | -2.9817 | -2.9817 | 0 | 0 | 0 | 0 | 0 | 0 | 0 | 0 | 0 | 0 | 0 | 0 | 0 | 0 | 0 | 0 | 0 | 0 | 0 | 0 | 0 | 0 | 0
1 | 200 | 202 | 200 202 Outdoor Lighting Controls (Photocell/Timeclock) / Office | 0 | 0 | -2.3692 | -2.3692 | -2.3692 | -2.3692 | -2.3692 | 0 | 0 | 0 | 0 | 0 | 0 | 0 | 0 | 0 | 0 | 0 | 0 | 0 | 0 | 0 | 0 | 0 | 0 | 0 | 0 | 0 | 0 | 0
1 | 210 | 211 | 210 211 Outdoor Lighting Controls (Photocell/Timeclock) / Office | 0 | 0 | -2.6029 | -2.6029 | -2.6029 | -2.6029 | -2.6029 | 0 | 0 | 0 | 0 | 0 | 0 | 0 | 0 | 0 | 0 | 0 | 0 | 0 | 0 | 0 | 0 | 0 | 0 | 0 | 0 | 0 | 0 | 0
1 | 300 | 301 | 300 301 Centrifugal Chiller, 0.51 kW/ton, 500 tons / Office | 0 | 0 | -42.2109 | -42.2109 | -42.2109 | -42.2109 | -42.2109 | -42.2109 | -42.2109 | -42.2149 | -42.2149 | -42.2149 | -42.2149 | -42.2149 | -42.2149 | -42.2149 | -42.2149 | -42.2149 | -42.2149 | -42.2149 | -42.2149 | -42.2149 | 0 | 0 | 0 | 0 | 0 | 0 | 0 | 0
1 | 300 | 302 | 300 302 High Efficiency Chiller Motors / Office | 0 | 0 | -7.6879 | -7.6879 | -7.6879 | -7.6879 | -7.6879 | -7.6879 | -7.6879 | -7.6879 | -7.6879 | -7.6879 | -7.6879 | -7.6879 | -7.6879 | -7.6879 | -7.6718 | -7.6718 | -7.6718 | -7.6718 | -7.6718 | -7.6718 | 0 | 0 | 0 | 0 | 0 | 0 | 0 | 0
1 | 300 | 304 | 300 304 EMS - Chiller / Office | 0 | 0 | -19.3245 | -19.3245 | -19.3245 | -19.3245 | -19.3245 | -19.3245 | -19.3245 | -19.3245 | -19.3245 | -19.3245 | 0 | 0 | 0 | 0 | 0 | 0 | 0 | 0 | 0 | 0 | 0 | 0 | 0 | 0 | 0 | 0 | 0 | 0
1 | 300 | 305 | 300 305 Chiller Tune Up/Diagnostics / Office | 0 | 0 | -64.9805 | -64.9805 | -64.9805 | -64.9805 | -64.9805 | -64.9805 | -64.9805 | -64.9805 | -64.9805 | -64.9805 | 0 | 0 | 0 | 0 | 0 | 0 | 0 | 0 | 0 | 0 | 0 | 0 | 0 | 0 | 0 | 0 | 0 | 0
1 | 300 | 306 | 300 306 VSD for Chiller Pumps and Towers / Office | 0 | 0 | -18.2326 | -18.2326 | -18.2326 | -18.2326 | -18.2326 | -18.2326 | -18.2326 | -18.2326 | -18.2326 | -18.2326 | -18.2326 | -18.2326 | -18.2326 | -18.2326 | -18.2326 | 0 | 0 | 0 | 0 | 0 | 0 | 0 | 0 | 0 | 0 | 0 | 0 | 0
1 | 300 | 308 | 300 308 Aerosole Duct Sealing / Office | 0 | 0 | -11.3948 | -11.3948 | -11.3948 | -11.3948 | -11.3948 | -11.3948 | -11.3948 | -11.3948 | -11.3948 | -11.3948 | -11.3948 | -11.3948 | -11.3948 | -11.3948 | -11.411 | 0 | 0 | 0 | 0 | 0 | 0 | 0 | 0 | 0 | 0 | 0 | 0 | 0
1 | 300 | 309 | 300 309 Duct/Pipe Insulation / Office | 0 | 0 | -3.5458 | -3.5458 | -3.5458 | -3.5458 | -3.5458 | -3.5458 | -3.5458 | -3.5458 | -3.5458 | -3.5458 | 0 | 0 | 0 | 0 | 0 | 0 | 0 | 0 | 0 | 0 | 0 | 0 | 0 | 0 | 0 | 0 | 0 | 0
1 | 300 | 311 | 300 311 Window Film (Standard) / Office | 0 | 0 | -19.9611 | -19.9611 | -19.9611 | -19.9611 | -19.9611 | -19.9611 | -19.9611 | -19.9652 | -19.9652 | -19.9652 | 0 | 0 | 0 | 0 | 0 | 0 | 0 | 0 | 0 | 0 | 0 | 0 | 0 | 0 | 0 | 0 | 0 | 0
1 | 300 | 313 | 300 313 Ceiling Insulation / Office | 0 | 0 | -87.7863 | -87.7863 | -87.7863 | -87.7863 | -87.7863 | -87.7863 | -87.7863 | -87.7863 | -87.7863 | -87.7863 | -87.7863 | -87.7863 | -87.7863 | -87.7863 | -87.7702 | -87.7702 | -87.7702 | -87.7702 | -87.7702 | -87.7702 | 0 | 0 | 0 | 0 | 0 | 0 | 0 | 0
1 | 300 | 314 | 300 314 Roof Insulation / Office | 0 | 0 | -20.0981 | -20.0981 | -20.0981 | -20.0981 | -20.0981 | -20.0981 | -20.0981 | -20.0981 | -20.0981 | -20.0981 | -20.0981 | -20.0981 | -20.0981 | -20.0981 | -20.0981 | -20.0981 | -20.0981 | -20.0981 | -20.0981 | -20.0981 | 0 | 0 | 0 | 0 | 0 | 0 | 0 | 0
1 | 300 | 315 | 300 315 Cool Roof - Chiller / Office | 0 | 0 | -100.2973 | -100.2973 | -100.2973 | -100.2973 | -100.2973 | -100.2973 | -100.2973 | -100.2973 | -100.2973 | -100.2973 | -100.2973 | -100.2973 | -100.2973 | -100.2973 | -100.3134 | 0 | 0 | 0 | 0 | 0 | 0 | 0 | 0 | 0 | 0 | 0 | 0 | 0
1 | 300 | 317 | 300 317 Thermal Energy Storage (TES) Positive / Office | 0 | 0 | -181.0927 | -181.0927 | -181.0927 | -181.0927 | -181.0927 | -181.0927 | -181.0927 | -181.0927 | -181.0927 | -181.0927 | -181.0927 | -181.0927 | -181.0927 | -181.0927 | -181.1088 | -181.1088 | -181.1088 | -181.1088 | -181.1088 | -181.1088 | -181.1088 | -181.1088 | -181.1088 | -181.1088 | -181.1088 | -181.1088 | -181.1088 | -181.1088
1 | 300 | 317 | 300 317 Thermal Energy Storage (TES) Negative / Office | 0 | 0 | 0 | 0 | 0 | 0 | 0 | 0 | 0 | 0 | 0 | 0 | 0 | 0 | 0 | 0 | 0 | 0 | 0 | 0 | 0 | 0 | 0 | 0 | 0 | 0 | 0 | 0 | 0 | 0
1 | 320 | 321 | 320 321 DX Packaged System, EER=10.9, 10 tons / Office | 0 | 0 | -36.2234 | -36.2234 | -36.2234 | -36.2234 | -36.2234 | -36.2234 | -36.2234 | -36.2234 | -36.2234 | -36.2234 | -36.2234 | -36.2234 | -36.2234 | -36.2234 | -36.2234 | 0 | 0 | 0 | 0 | 0 | 0 | 0 | 0 | 0 | 0 | 0 | 0 | 0
1 | 320 | 322 | 320 322 Hybrid Dessicant-DX System (Trane CDQ) / Office | 0 | 0 | -85.6105 | -85.6105 | -85.6105 | -85.6105 | -85.6105 | -85.6105 | -85.6105 | -85.6105 | -85.6105 | -85.6105 | -85.6105 | -85.6105 | -85.6105 | -85.6105 | -85.6105 | 0 | 0 | 0 | 0 | 0 | 0 | 0 | 0 | 0 | 0 | 0 | 0 | 0
1 | 320 | 323 | 320 323 Geothermal Heat Pump, EER=13, 10 tons / Office | 0 | 0 | -44.5721 | -44.5721 | -44.5721 | -44.5721 | -44.5721 | -44.5721 | -44.5721 | -44.5721 | -44.5721 | -44.5721 | -44.5721 | -44.5721 | -44.5721 | -44.5721 | -44.5721 | 0 | 0 | 0 | 0 | 0 | 0 | 0 | 0 | 0 | 0 | 0 | 0 | 0
1 | 320 | 327 | 320 327 DX Coil Cleaning / Office | 0 | 0 | -61.6241 | -61.6241 | -61.6241 | -61.6241 | -61.6241 | 0 | 0 | 0 | 0 | 0 | 0 | 0 | 0 | 0 | 0 | 0 | 0 | 0 | 0 | 0 | 0 | 0 | 0 | 0 | 0 | 0 | 0 | 0
1 | 320 | 328 | 320 328 Optimize Controls / Office | 0 | 0 | -9.0579 | -9.0579 | -9.0579 | -9.0579 | -9.0579 | 0 | 0 | 0 | 0 | 0 | 0 | 0 | 0 | 0 | 0 | 0 | 0 | 0 | 0 | 0 | 0 | 0 | 0 | 0 | 0 | 0 | 0 | 0
1 | 320 | 329 | 320 329 Aerosole Duct Sealing / Office | 0 | 0 | -18.1399 | -18.1399 | -18.1399 | -18.1399 | -18.1399 | -18.1399 | -18.1399 | -18.1399 | -18.1399 | -18.1399 | -18.1399 | -18.1399 | -18.1399 | -18.1399 | -18.1399 | 0 | 0 | 0 | 0 | 0 | 0 | 0 | 0 | 0 | 0 | 0 | 0 | 0
1 | 320 | 330 | 320 330 Duct/Pipe Insulation / Office | 0 | 0 | -5.8183 | -5.8183 | -5.8183 | -5.8183 | -5.8183 | -5.8183 | -5.8183 | -5.8183 | -5.8183 | -5.8183 | 0 | 0 | 0 | 0 | 0 | 0 | 0 | 0 | 0 | 0 | 0 | 0 | 0 | 0 | 0 | 0 | 0 | 0
1 | 320 | 332 | 320 332 Window Film (Standard) / Office | 0 | 0 | -30.3366 | -30.3366 | -30.3366 | -30.3366 | -30.3366 | -30.3366 | -30.3366 | -30.3366 | -30.3366 | -30.3366 | 0 | 0 | 0 | 0 | 0 | 0 | 0 | 0 | 0 | 0 | 0 | 0 | 0 | 0 | 0 | 0 | 0 | 0
1 | 320 | 334 | 320 334 Ceiling Insulation / Office | 0 | 0 | -139.4217 | -139.4217 | -139.4217 | -139.4217 | -139.4217 | -139.4217 | -139.4217 | -139.4217 | -139.4217 | -139.4217 | -139.4217 | -139.4217 | -139.4217 | -139.4217 | -139.4217 | -139.4217 | -139.4217 | -139.4217 | -139.4217 | -139.4217 | 0 | 0 | 0 | 0 | 0 | 0 | 0 | 0
1 | 320 | 335 | 320 335 Roof Insulation / Office | 0 | 0 | -33.3304 | -33.3304 | -33.3304 | -33.3304 | -33.3304 | -33.3304 | -33.3304 | -33.3304 | -33.3304 | -33.3304 | -33.3304 | -33.3304 | -33.3304 | -33.3304 | -33.3142 | -33.3142 | -33.3142 | -33.3142 | -33.3142 | -33.3142 | 0 | 0 | 0 | 0 | 0 | 0 | 0 | 0
1 | 340 | 342 | 340 342 Geothermal Heat Pump, EER=13, 10 tons / Office | 0 | 0 | -101.6995 | -101.6995 | -101.6995 | -101.6995 | -101.6995 | -101.6995 | -101.6995 | -101.6995 | -101.6995 | -101.6995 | -101.6995 | -101.6995 | -101.6995 | -101.6995 | -101.6995 | -101.6995 | -101.6995 | -101.6995 | -101.6995 | -101.6995 | -101.6995 | -101.6995 | -101.6995 | -101.6995 | -101.6995 | 0 | 0 | 0
1 | 340 | 344 | 340 344 Aerosole Duct Sealing / Office | 0 | 0 | -18.5428 | -18.5428 | -18.5428 | -18.5428 | -18.5428 | -18.5428 | -18.5428 | -18.5428 | -18.5428 | -18.5428 | -18.5428 | -18.5428 | -18.5428 | -18.5428 | -18.5428 | 0 | 0 | 0 | 0 | 0 | 0 | 0 | 0 | 0 | 0 | 0 | 0 | 0
1 | 340 | 345 | 340 345 Duct/Pipe Insulation / Office | 0 | 0 | -5.8949 | -5.8949 | -5.8949 | -5.8949 | -5.8949 | -5.8949 | -5.8949 | -5.8949 | -5.8949 | -5.8949 | 0 | 0 | 0 | 0 | 0 | 0 | 0 | 0 | 0 | 0 | 0 | 0 | 0 | 0 | 0 | 0 | 0 | 0
1 | 340 | 347 | 340 347 Window Film (Standard) / Office | 0 | 0 | -31.0175 | -31.0175 | -31.0175 | -31.0175 | -31.0175 | -31.0175 | -31.0175 | -31.0175 | -31.0175 | -31.0175 | 0 | 0 | 0 | 0 | 0 | 0 | 0 | 0 | 0 | 0 | 0 | 0 | 0 | 0 | 0 | 0 | 0 | 0
1 | 340 | 349 | 340 349 Ceiling Insulation / Office | 0 | 0 | -142.5565 | -142.5565 | -142.5565 | -142.5565 | -142.5565 | -142.5565 | -142.5565 | -142.5565 | -142.5565 | -142.5565 | -142.5565 | -142.5565 | -142.5565 | -142.5565 | -142.5565 | -142.5565 | -142.5565 | -142.5565 | -142.5565 | -142.5565 | 0 | 0 | 0 | 0 | 0 | 0 | 0 | 0
1 | 340 | 350 | 340 350 Roof Insulation / Office | 0 | 0 | -33.9428 | -33.9428 | -33.9428 | -33.9428 | -33.9428 | -33.9428 | -33.9428 | -33.9428 | -33.9428 | -33.9428 | -33.9428 | -33.9428 | -33.9428 | -33.9428 | -33.9428 | -33.9428 | -33.9428 | -33.9428 | -33.9428 | -33.9428 | 0 | 0 | 0 | 0 | 0 | 0 | 0 | 0
1 | 340 | 351 | 340 351 Cool Roof - DX / Office | 0 | 0 | -162.0341 | -162.0341 | -162.0341 | -162.0341 | -162.0341 | -162.0341 | -162.0341 | -162.0382 | -162.0382 | -162.0382 | -162.0382 | -162.0382 | -162.0382 | -162.0382 | -162.0382 | 0 | 0 | 0 | 0 | 0 | 0 | 0 | 0 | 0 | 0 | 0 | 0 | 0
1 | 360 | 361 | 360 361 HE PTAC, EER=9.6, 1 ton / Office | 0 | 0 | -97.0335 | -97.0335 | -97.0335 | -97.0335 | -97.0335 | -97.0335 | -97.0335 | -97.0335 | -97.0335 | -97.0335 | -97.0335 | -97.0335 | -97.0335 | -97.0335 | -97.0335 | 0 | 0 | 0 | 0 | 0 | 0 | 0 | 0 | 0 | 0 | 0 | 0 | 0
1 | 360 | 362 | 360 362 Occupancy Sensor (hotels) / Office | 0 | 0 | -76.3552 | -76.3552 | -76.3552 | -76.3552 | -76.3552 | -76.3552 | -76.3552 | -76.3552 | -76.3552 | -76.3552 | -76.3552 | -76.3552 | -76.3552 | -76.3552 | -76.3552 | 0 | 0 | 0 | 0 | 0 | 0 | 0 | 0 | 0 | 0 | 0 | 0 | 0
1 | 400 | 401 | 400 401 High Efficiency Fan Motor, 15hp, 1800rpm, 92.4% / Office | 0 | 0 | -1.5956 | -1.5956 | -1.5956 | -1.5956 | -1.5956 | -1.5956 | -1.5956 | -1.5916 | -1.5916 | -1.5916 | -1.5916 | -1.5916 | -1.5916 | -1.5916 | -1.5916 | 0 | 0 | 0 | 0 | 0 | 0 | 0 | 0 | 0 | 0 | 0 | 0 | 0
1 | 400 | 402 | 400 402 Variable Speed Drive Control / Office | 0 | 0 | -16.3831 | -16.3831 | -16.3831 | -16.3831 | -16.3831 | -16.3831 | -16.3831 | -16.3831 | -16.3831 | -16.3831 | -16.3831 | -16.3831 | -16.3831 | -16.3831 | -16.3831 | 0 | 0 | 0 | 0 | 0 | 0 | 0 | 0 | 0 | 0 | 0 | 0 | 0
1 | 400 | 403 | 400 403 Air Handler Optimization / Office | 0 | 0 | -4.5853 | -4.5853 | -4.5853 | -4.5853 | -4.5853 | -4.5853 | -4.5853 | -4.5853 | 0 | 0 | 0 | 0 | 0 | 0 | 0 | 0 | 0 | 0 | 0 | 0 | 0 | 0 | 0 | 0 | 0 | 0 | 0 | 0
1 | 400 | 404 | 400 404 Electronically Commutated Motors (ECM) on an Air Handler Unit / Office | 0 | 0 | -6.5436 | -6.5436 | -6.5436 | -6.5436 | -6.5436 | -6.5436 | -6.5436 | -6.5436 | -6.5436 | -6.5436 | -6.5436 | -6.5436 | -6.5436 | -6.5436 | -6.5597 | 0 | 0 | 0 | 0 | 0 | 0 | 0 | 0 | 0 | 0 | 0 | 0 | 0
1 | 400 | 405 | 400 405 Demand Control Ventilation (DCV) / Office | 0 | 0 | -49.4032 | -49.4032 | -49.4032 | -49.4032 | -49.4032 | -49.4032 | -49.4032 | -49.4032 | -49.4032 | -49.4032 | -49.4032 | -49.4032 | -49.4032 | -49.4032 | -49.4032 | 0 | 0 | 0 | 0 | 0 | 0 | 0 | 0 | 0 | 0 | 0 | 0 | 0
1 | 400 | 406 | 400 406 Energy Recovery Ventilation (ERV) / Office | 0 | 0 | -22.5681 | -22.5681 | -22.5681 | -22.5681 | -22.5681 | -22.5681 | -22.5681 | -22.5681 | -22.5681 | -22.5681 | -22.5681 | -22.5681 | -22.5681 | -22.5681 | -22.5681 | -22.5681 | -22.5681 | -22.5681 | -22.5681 | -22.5681 | 0 | 0 | 0 | 0 | 0 | 0 | 0 | 0
1 | 600 | 603 | 600 603 Heat Pump Water Heater (air source) / Office | 0 | 0 | -6.3502 | -6.3502 | -6.3502 | -6.3502 | -6.3502 | -6.3502 | -6.3502 | -6.3502 | -6.3502 | -6.3502 | -6.3502 | -6.3502 | -6.3502 | -6.3502 | -6.3502 | 0 | 0 | 0 | 0 | 0 | 0 | 0 | 0 | 0 | 0 | 0 | 0 | 0
1 | 600 | 604 | 600 604 Solar Water Heater / Office | 0 | 0 | -6.33 | -6.33 | -6.33 | -6.33 | -6.33 | -6.33 | -6.33 | -6.33 | -6.33 | -6.33 | -6.33 | -6.33 | -6.33 | -6.33 | -6.33 | -6.33 | -6.33 | -6.33 | -6.33 | -6.33 | 0 | 0 | 0 | 0 | 0 | 0 | 0 | 0
1 | 600 | 606 | 600 606 Demand controlled circulating systems / Office | 0 | 0 | -0.45128 | -0.45128 | -0.45128 | -0.45128 | -0.45128 | -0.45128 | -0.45128 | -0.45128 | -0.45128 | -0.45128 | -0.45128 | -0.45128 | -0.45128 | -0.45128 | -0.45128 | 0 | 0 | 0 | 0 | 0 | 0 | 0 | 0 | 0 | 0 | 0 | 0 | 0
1 | 600 | 608 | 600 608 Heat Recovery Unit / Office | 0 | 0 | -6.9868 | -6.9868 | -6.9868 | -6.9868 | -6.9868 | -6.9868 | -6.9868 | -6.9868 | -6.9868 | -6.9868 | 0 | 0 | 0 | 0 | 0 | 0 | 0 | 0 | 0 | 0 | 0 | 0 | 0 | 0 | 0 | 0 | 0 | 0
1 | 600 | 609 | 600 609 Heat Trap / Office | 0 | 0 | -0.83004 | -0.83004 | -0.83004 | -0.83004 | -0.83004 | -0.83004 | -0.83004 | -0.83004 | -0.83004 | -0.83004 | 0 | 0 | 0 | 0 | 0 | 0 | 0 | 0 | 0 | 0 | 0 | 0 | 0 | 0 | 0 | 0 | 0 | 0
1 | 600 | 610 | 600 610 Hot Water Pipe Insulation / Office | 0 | 0 | -0.21758 | -0.21758 | -0.21758 | -0.21758 | -0.21758 | -0.21758 | -0.21758 | -0.21758 | -0.21758 | -0.21758 | -0.21758 | -0.21758 | -0.21758 | -0.21758 | -0.20146 | 0 | 0 | 0 | 0 | 0 | 0 | 0 | 0 | 0 | 0 | 0 | 0 | 0
1 | 700 | 701 | 700 701 PC Manual Power Management Enabling / Office | 0 | 0 | -13.5707 | -13.5707 | -13.5707 | -13.5707 | 0 | 0 | 0 | 0 | 0 | 0 | 0 | 0 | 0 | 0 | 0 | 0 | 0 | 0 | 0 | 0 | 0 | 0 | 0 | 0 | 0 | 0 | 0 | 0
1 | 700 | 702 | 700 702 PC Network Power Management Enabling / Office | 0 | 0 | -13.5707 | -13.5707 | -13.5707 | -13.5707 | 0 | 0 | 0 | 0 | 0 | 0 | 0 | 0 | 0 | 0 | 0 | 0 | 0 | 0 | 0 | 0 | 0 | 0 | 0 | 0 | 0 | 0 | 0 | 0
1 | 710 | 711 | 710 711 Energy Star or Better Monitor / Office | 0 | 0 | -19.5179 | -19.5179 | -19.5179 | -19.5179 | 0 | 0 | 0 | 0 | 0 | 0 | 0 | 0 | 0 | 0 | 0 | 0 | 0 | 0 | 0 | 0 | 0 | 0 | 0 | 0 | 0 | 0 | 0 | 0
1 | 710 | 712 | 710 712 Monitor Power Management Enabling / Office | 0 | 0 | -12.7245 | -12.7245 | -12.7245 | -12.7245 | 0 | 0 | 0 | 0 | 0 | 0 | 0 | 0 | 0 | 0 | 0 | 0 | 0 | 0 | 0 | 0 | 0 | 0 | 0 | 0 | 0 | 0 | 0 | 0
1 | 720 | 722 | 720 722 Monitor Power Management Enabling / Office | 0 | 0 | -0.016117 | -0.016117 | -0.016117 | -0.016117 | 0 | 0 | 0 | 0 | 0 | 0 | 0 | 0 | 0 | 0 | 0 | 0 | 0 | 0 | 0 | 0 | 0 | 0 | 0 | 0 | 0 | 0 | 0 | 0
1 | 730 | 731 | 730 731 Energy Star or Better Copier / Office | 0 | 0 | -2.2242 | -2.2242 | -2.2242 | -2.2242 | -2.2242 | -2.2242 | 0 | 0 | 0 | 0 | 0 | 0 | 0 | 0 | 0 | 0 | 0 | 0 | 0 | 0 | 0 | 0 | 0 | 0 | 0 | 0 | 0 | 0
1 | 730 | 732 | 730 732 Copier Power Management Enabling / Office | 0 | 0 | -1.8454 | -1.8454 | -1.8454 | -1.8454 | -1.8454 | -1.8454 | 0 | 0 | 0 | 0 | 0 | 0 | 0 | 0 | 0 | 0 | 0 | 0 | 0 | 0 | 0 | 0 | 0 | 0 | 0 | 0 | 0 | 0
1 | 800 | 801 | 800 801 Convection Oven / Office | 0 | 0 | -0.18535 | -0.18535 | -0.18535 | -0.18535 | -0.18535 | -0.18535 | -0.18535 | -0.18535 | -0.18535 | -0.18535 | 0 | 0 | 0 | 0 | 0 | 0 | 0 | 0 | 0 | 0 | 0 | 0 | 0 | 0 | 0 | 0 | 0 | 0
1 | 810 | 811 | 810 811 Efficient Fryer / Office | 0 | 0 | -0.040293 | -0.040293 | -0.040293 | -0.040293 | -0.040293 | -0.040293 | -0.040293 | -0.036264 | -0.036264 | -0.036264 | 0 | 0 | 0 | 0 | 0 | 0 | 0 | 0 | 0 | 0 | 0 | 0 | 0 | 0 | 0 | 0 | 0 | 0
1 | 900 | 901 | 900 901 Vending Misers (cooled machines only) / Office | 0 | 0 | -3.707 | -3.707 | -3.707 | -3.707 | -3.707 | -3.707 | -3.707 | -3.707 | -3.707 | -3.707 | 0 | 0 | 0 | 0 | 0 | 0 | 0 | 0 | 0 | 0 | 0 | 0 | 0 | 0 | 0 | 0 | 0 | 0
2 | 110 | 111 | 110 111 Premium T8, Elecctronic Ballast / Restaurant or Services | 0 | 0 | -61.9424 | -61.9424 | -61.9424 | -61.9424 | -61.9424 | -61.9424 | -61.9424 | -61.9424 | -61.9424 | -61.9424 | -61.9424 | -61.9424 | -61.9424 | -61.9424 | -61.9424 | -61.9424 | 0 | 0 | 0 | 0 | 0 | 0 | 0 | 0 | 0 | 0 | 0 | 0
2 | 110 | 112 | 110 112 Premium T8, EB, Reflector / Restaurant or Services | 0 | 0 | -128.1075 | -128.1075 | -128.1075 | -128.1075 | -128.1075 | -128.1075 | -128.1075 | -128.1034 | -128.1034 | -128.1034 | -128.1034 | -128.1034 | -128.1034 | -128.1034 | -128.1196 | -128.1196 | 0 | 0 | 0 | 0 | 0 | 0 | 0 | 0 | 0 | 0 | 0 | 0
2 | 110 | 113 | 110 113 Occupancy Sensor / Restaurant or Services | 0 | 0 | -59.5046 | -59.5046 | -59.5046 | -59.5046 | -59.5046 | -59.5046 | -59.5046 | -59.5046 | -59.5046 | 0 | 0 | 0 | 0 | 0 | 0 | 0 | 0 | 0 | 0 | 0 | 0 | 0 | 0 | 0 | 0 | 0 | 0 | 0
2 | 110 | 114 | 110 114 Continuous Dimming / Restaurant or Services | 0 | 0 | -91.6826 | -91.6826 | -91.6826 | -91.6826 | -91.6826 | -91.6826 | -91.6826 | -91.6867 | -91.6867 | -91.6867 | -91.6867 | 0 | 0 | 0 | 0 | 0 | 0 | 0 | 0 | 0 | 0 | 0 | 0 | 0 | 0 | 0 | 0 | 0
2 | 110 | 115 | 110 115 Lighting Control Tuneup / Restaurant or Services | 0 | 0 | -9.7912 | -9.7912 | -9.7912 | -9.7912 | -9.7912 | -9.7912 | 0 | 0 | 0 | 0 | 0 | 0 | 0 | 0 | 0 | 0 | 0 | 0 | 0 | 0 | 0 | 0 | 0 | 0 | 0 | 0 | 0 | 0
2 | 120 | 121 | 120 121 ROB Premium T8, 1EB / Restaurant or Services | 0 | 0 | -26.7787 | -26.7787 | -26.7787 | -26.7787 | -26.7787 | -26.7787 | -26.7787 | -26.7787 | -26.7787 | -26.7787 | -26.7787 | -26.7787 | -26.7787 | -26.7787 | -26.7787 | -26.7787 | 0 | 0 | 0 | 0 | 0 | 0 | 0 | 0 | 0 | 0 | 0 | 0
2 | 120 | 122 | 120 122 ROB Premium T8, EB, Reflector / Restaurant or Services | 0 | 0 | -108.0899 | -108.0899 | -108.0899 | -108.0899 | -108.0899 | -108.0899 | -108.0899 | -108.0899 | -108.0899 | -108.0899 | -108.0899 | -108.0899 | -108.0899 | -108.0899 | -108.0899 | -108.0899 | 0 | 0 | 0 | 0 | 0 | 0 | 0 | 0 | 0 | 0 | 0 | 0
2 | 120 | 123 | 120 123 Occupancy Sensor / Restaurant or Services | 0 | 0 | -36.4087 | -36.4087 | -36.4087 | -36.4087 | -36.4087 | -36.4087 | -36.4087 | -36.4047 | -36.4047 | 0 | 0 | 0 | 0 | 0 | 0 | 0 | 0 | 0 | 0 | 0 | 0 | 0 | 0 | 0 | 0 | 0 | 0 | 0
2 | 120 | 124 | 120 124 Lighting Control Tuneup / Restaurant or Services | 0 | 0 | -5.8223 | -5.8223 | -5.8223 | -5.8223 | -5.8223 | -5.8223 | 0 | 0 | 0 | 0 | 0 | 0 | 0 | 0 | 0 | 0 | 0 | 0 | 0 | 0 | 0 | 0 | 0 | 0 | 0 | 0 | 0 | 0
2 | 130 | 131 | 130 131 CFL Screw-in 18W / Restaurant or Services | 0 | 0 | -608.5528 | -608.5528 | 0 | 0 | 0 | 0 | 0 | 0 | 0 | 0 | 0 | 0 | 0 | 0 | 0 | 0 | 0 | 0 | 0 | 0 | 0 | 0 | 0 | 0 | 0 | 0 | 0 | 0
2 | 140 | 141 | 140 141 CFL Hardwired, Modular 18W / Restaurant or Services | 0 | 0 | -608.5528 | -608.5528 | -608.5528 | -608.5528 | -608.5528 | 0 | 0 | 0 | 0 | 0 | 0 | 0 | 0 | 0 | 0 | 0 | 0 | 0 | 0 | 0 | 0 | 0 | 0 | 0 | 0 | 0 | 0 | 0
2 | 150 | 151 | 150 151 PSMH, 250W, magnetic ballast / Restaurant or Services | 0 | 0 | -74.9207 | -74.9207 | -74.9207 | -74.9207 | -74.9207 | -74.9207 | -74.9207 | -74.9248 | -74.9248 | -74.9248 | 0 | 0 | 0 | 0 | 0 | 0 | 0 | 0 | 0 | 0 | 0 | 0 | 0 | 0 | 0 | 0 | 0 | 0
2 | 150 | 152 | 150 152 PSMH, 250 W, electronic ballast / Restaurant or Services | 0 | 0 | -129.969 | -129.969 | -129.969 | -129.969 | -129.969 | -129.969 | -129.969 | -129.969 | -129.969 | -129.969 | 0 | 0 | 0 | 0 | 0 | 0 | 0 | 0 | 0 | 0 | 0 | 0 | 0 | 0 | 0 | 0 | 0 | 0
2 | 150 | 153 | 150 153 High Bay T5 / Restaurant or Services | 0 | 0 | -149.7045 | -149.7045 | -149.7045 | -149.7045 | -149.7045 | -149.7045 | -149.7045 | -149.7045 | -149.7045 | -149.7045 | 0 | 0 | 0 | 0 | 0 | 0 | 0 | 0 | 0 | 0 | 0 | 0 | 0 | 0 | 0 | 0 | 0 | 0
2 | 160 | 161 | 160 161 LED Exit Sign / Restaurant or Services | 0 | 0 | -1.8535 | -1.8535 | -1.8535 | -1.8535 | -1.8535 | -1.8535 | -1.8535 | -1.8535 | -1.8535 | -1.8535 | -1.8535 | -1.8535 | -1.8535 | -1.8535 | -1.8535 | -1.8535 | 0 | 0 | 0 | 0 | 0 | 0 | 0 | 0 | 0 | 0 | 0 | 0
2 | 200 | 201 | 200 201 High Pressure Sodium 250W Lamp / Restaurant or Services | 0 | 0 | -13.5747 | -13.5747 | -13.5747 | -13.5747 | -13.5747 | 0 | 0 | 0 | 0 | 0 | 0 | 0 | 0 | 0 | 0 | 0 | 0 | 0 | 0 | 0 | 0 | 0 | 0 | 0 | 0 | 0 | 0 | 0
2 | 200 | 202 | 200 202 Outdoor Lighting Controls (Photocell/Timeclock) / Restaurant or Services | 0 | 0 | -10.726 | -10.726 | -10.726 | -10.726 | -10.726 | 0 | 0 | 0 | 0 | 0 | 0 | 0 | 0 | 0 | 0 | 0 | 0 | 0 | 0 | 0 | 0 | 0 | 0 | 0 | 0 | 0 | 0 | 0
2 | 210 | 211 | 210 211 Outdoor Lighting Controls (Photocell/Timeclock) / Restaurant or Services | 0 | 0 | -47.2314 | -47.2314 | -47.2314 | -47.2314 | -47.2314 | 0 | 0 | 0 | 0 | 0 | 0 | 0 | 0 | 0 | 0 | 0 | 0 | 0 | 0 | 0 | 0 | 0 | 0 | 0 | 0 | 0 | 0 | 0
2 | 300 | 301 | 300 301 Centrifugal Chiller, 0.51 kW/ton, 500 tons / Restaurant or Services | 0 | 0 | -81.0171 | -81.0171 | -81.0171 | -81.0171 | -81.0171 | -81.0171 | -81.0171 | -81.0171 | -81.0171 | -81.0171 | -81.0171 | -81.0171 | -81.0171 | -81.0171 | -81.0171 | -81.0171 | -81.0171 | -81.0171 | -81.0171 | -81.0171 | 0 | 0 | 0 | 0 | 0 | 0 | 0 | 0
2 | 300 | 302 | 300 302 High Efficiency Chiller Motors / Restaurant or Services | 0 | 0 | -14.0905 | -14.0905 | -14.0905 | -14.0905 | -14.0905 | -14.0905 | -14.0905 | -14.0905 | -14.0905 | -14.0905 | -14.0905 | -14.0905 | -14.0905 | -14.0905 | -14.0905 | -14.0905 | -14.0905 | -14.0905 | -14.0905 | -14.0905 | 0 | 0 | 0 | 0 | 0 | 0 | 0 | 0
2 | 300 | 304 | 300 304 EMS - Chiller / Restaurant or Services | 0 | 0 | -233.6025 | -233.6025 | -233.6025 | -233.6025 | -233.6025 | -233.6025 | -233.6025 | -233.6025 | -233.6025 | -233.6025 | 0 | 0 | 0 | 0 | 0 | 0 | 0 | 0 | 0 | 0 | 0 | 0 | 0 | 0 | 0 | 0 | 0 | 0
2 | 300 | 305 | 300 305 Chiller Tune Up/Diagnostics / Restaurant or Services | 0 | 0 | -176.7048 | -176.7048 | -176.7048 | -176.7048 | -176.7048 | -176.7048 | -176.7048 | -176.7048 | -176.7048 | -176.7048 | 0 | 0 | 0 | 0 | 0 | 0 | 0 | 0 | 0 | 0 | 0 | 0 | 0 | 0 | 0 | 0 | 0 | 0
2 | 300 | 306 | 300 306 VSD for Chiller Pumps and Towers / Restaurant or Services | 0 | 0 | -31.1223 | -31.1223 | -31.1223 | -31.1223 | -31.1223 | -31.1223 | -31.1223 | -31.1223 | -31.1223 | -31.1223 | -31.1223 | -31.1223 | -31.1223 | -31.1223 | -31.1223 | 0 | 0 | 0 | 0 | 0 | 0 | 0 | 0 | 0 | 0 | 0 | 0 | 0
2 | 300 | 308 | 300 308 Aerosole Duct Sealing / Restaurant or Services | 0 | 0 | -31.0095 | -31.0095 | -31.0095 | -31.0095 | -31.0095 | -31.0095 | -31.0095 | -31.0095 | -31.0095 | -31.0095 | -31.0095 | -31.0095 | -31.0095 | -31.0095 | -31.0256 | 0 | 0 | 0 | 0 | 0 | 0 | 0 | 0 | 0 | 0 | 0 | 0 | 0
2 | 300 | 309 | 300 309 Duct/Pipe Insulation / Restaurant or Services | 0 | 0 | -19.1956 | -19.1956 | -19.1956 | -19.1956 | -19.1956 | -19.1956 | -19.1956 | -19.1996 | -19.1996 | -19.1996 | 0 | 0 | 0 | 0 | 0 | 0 | 0 | 0 | 0 | 0 | 0 | 0 | 0 | 0 | 0 | 0 | 0 | 0
2 | 300 | 311 | 300 311 Window Film (Standard) / Restaurant or Services | 0 | 0 | -51.8289 | -51.8289 | -51.8289 | -51.8289 | -51.8289 | -51.8289 | -51.8289 | -51.8289 | -51.8289 | -51.8289 | 0 | 0 | 0 | 0 | 0 | 0 | 0 | 0 | 0 | 0 | 0 | 0 | 0 | 0 | 0 | 0 | 0 | 0
2 | 300 | 313 | 300 313 Ceiling Insulation / Restaurant or Services | 0 | 0 | -238.6472 | -238.6472 | -238.6472 | -238.6472 | -238.6472 | -238.6472 | -238.6472 | -238.6512 | -238.6512 | -238.6512 | -238.6512 | -238.6512 | -238.6512 | -238.6512 | -238.6512 | -238.6512 | -238.6512 | -238.6512 | -238.6512 | -238.6512 | 0 | 0 | 0 | 0 | 0 | 0 | 0 | 0
2 | 300 | 314 | 300 314 Roof Insulation / Restaurant or Services | 0 | 0 | -46.2966 | -46.2966 | -46.2966 | -46.2966 | -46.2966 | -46.2966 | -46.2966 | -46.2966 | -46.2966 | -46.2966 | -46.2966 | -46.2966 | -46.2966 | -46.2966 | -46.3127 | -46.3127 | -46.3127 | -46.3127 | -46.3127 | -46.3127 | 0 | 0 | 0 | 0 | 0 | 0 | 0 | 0
2 | 300 | 315 | 300 315 Cool Roof - Chiller / Restaurant or Services | 0 | 0 | -271.2925 | -271.2925 | -271.2925 | -271.2925 | -271.2925 | -271.2925 | -271.2925 | -271.2925 | -271.2925 | -271.2925 | -271.2925 | -271.2925 | -271.2925 | -271.2925 | -271.2925 | 0 | 0 | 0 | 0 | 0 | 0 | 0 | 0 | 0 | 0 | 0 | 0 | 0
2 | 300 | 317 | 300 317 Thermal Energy Storage (TES) Positive / Restaurant or Services | 0 | 0 | -433.3267 | -433.3267 | -433.3267 | -433.3267 | -433.3267 | -433.3267 | -433.3267 | -433.3267 | -433.3267 | -433.3267 | -433.3267 | -433.3267 | -433.3267 | -433.3267 | -433.3267 | -433.3267 | -433.3267 | -433.3267 | -433.3267 | -433.3267 | -433.3267 | -433.3267 | -433.3267 | -433.3267 | -433.3267 | -433.3267 | -433.3267 | -433.3267
2 | 300 | 317 | 300 317 Thermal Energy Storage (TES) Negative / Restaurant or Services | 0 | 0 | 0 | 0 | 0 | 0 | 0 | 0 | 0 | 0 | 0 | 0 | 0 | 0 | 0 | 0 | 0 | 0 | 0 | 0 | 0 | 0 | 0 | 0 | 0 | 0 | 0 | 0 | 0 | 0
2 | 320 | 321 | 320 321 DX Packaged System, EER=10.9, 10 tons / Restaurant or Services | 0 | 0 | -98.4841 | -98.4841 | -98.4841 | -98.4841 | -98.4841 | -98.4841 | -98.4841 | -98.4841 | -98.4841 | -98.4841 | -98.4841 | -98.4841 | -98.4841 | -98.4841 | -98.4841 | 0 | 0 | 0 | 0 | 0 | 0 | 0 | 0 | 0 | 0 | 0 | 0 | 0
2 | 320 | 326 | 320 326 DX Tune Up/ Advanced Diagnostics / Restaurant or Services | 0 | 0 | -51.7845 | -51.7845 | -51.7845 | -51.7845 | -51.7845 | -51.7845 | -51.7845 | -51.7805 | -51.7805 | -51.7805 | 0 | 0 | 0 | 0 | 0 | 0 | 0 | 0 | 0 | 0 | 0 | 0 | 0 | 0 | 0 | 0 | 0 | 0
2 | 320 | 327 | 320 327 DX Coil Cleaning / Restaurant or Services | 0 | 0 | -167.6107 | -167.6107 | -167.6107 | -167.6107 | -167.6107 | 0 | 0 | 0 | 0 | 0 | 0 | 0 | 0 | 0 | 0 | 0 | 0 | 0 | 0 | 0 | 0 | 0 | 0 | 0 | 0 | 0 | 0 | 0
2 | 320 | 328 | 320 328 Optimize Controls / Restaurant or Services | 0 | 0 | -24.619 | -24.619 | -24.619 | -24.619 | -24.619 | 0 | 0 | 0 | 0 | 0 | 0 | 0 | 0 | 0 | 0 | 0 | 0 | 0 | 0 | 0 | 0 | 0 | 0 | 0 | 0 | 0 | 0 | 0
2 | 320 | 329 | 320 329 Aerosole Duct Sealing / Restaurant or Services | 0 | 0 | -49.3186 | -49.3186 | -49.3186 | -49.3186 | -49.3186 | -49.3186 | -49.3186 | -49.3186 | -49.3186 | -49.3186 | -49.3186 | -49.3186 | -49.3186 | -49.3186 | -49.3186 | 0 | 0 | 0 | 0 | 0 | 0 | 0 | 0 | 0 | 0 | 0 | 0 | 0
2 | 320 | 330 | 320 330 Duct/Pipe Insulation / Restaurant or Services | 0 | 0 | -14.0864 | -14.0864 | -14.0864 | -14.0864 | -14.0864 | -14.0864 | -14.0864 | -14.0905 | -14.0905 | -14.0905 | 0 | 0 | 0 | 0 | 0 | 0 | 0 | 0 | 0 | 0 | 0 | 0 | 0 | 0 | 0 | 0 | 0 | 0
2 | 320 | 332 | 320 332 Window Film (Standard) / Restaurant or Services | 0 | 0 | -79.1757 | -79.1757 | -79.1757 | -79.1757 | -79.1757 | -79.1757 | -79.1757 | -79.1716 | -79.1716 | -79.1716 | 0 | 0 | 0 | 0 | 0 | 0 | 0 | 0 | 0 | 0 | 0 | 0 | 0 | 0 | 0 | 0 | 0 | 0
2 | 320 | 334 | 320 334 Ceiling Insulation / Restaurant or Services | 0 | 0 | -379.0682 | -379.0682 | -379.0682 | -379.0682 | -379.0682 | -379.0682 | -379.0682 | -379.0682 | -379.0682 | -379.0682 | -379.0682 | -379.0682 | -379.0682 | -379.0682 | -379.0682 | -379.0682 | -379.0682 | -379.0682 | -379.0682 | -379.0682 | 0 | 0 | 0 | 0 | 0 | 0 | 0 | 0
2 | 320 | 335 | 320 335 Roof Insulation / Restaurant or Services | 0 | 0 | -80.1629 | -80.1629 | -80.1629 | -80.1629 | -80.1629 | -80.1629 | -80.1629 | -80.1629 | -80.1629 | -80.1629 | -80.1629 | -80.1629 | -80.1629 | -80.1629 | -80.1467 | -80.1467 | -80.1467 | -80.1467 | -80.1467 | -80.1467 | 0 | 0 | 0 | 0 | 0 | 0 | 0 | 0
2 | 320 | 336 | 320 336 Cool Roof - DX / Restaurant or Services | 0 | 0 | -319.761 | -319.761 | -319.761 | -319.761 | -319.761 | -319.761 | -319.761 | -319.761 | -319.761 | -319.761 | -319.761 | -319.761 | -319.761 | -319.761 | -319.761 | 0 | 0 | 0 | 0 | 0 | 0 | 0 | 0 | 0 | 0 | 0 | 0 | 0
2 | 340 | 342 | 340 342 Geothermal Heat Pump, EER=13, 10 tons / Restaurant or Services | 0 | 0 | -101.506 | -101.506 | -101.506 | -101.506 | -101.506 | -101.506 | -101.506 | -101.506 | -101.506 | -101.506 | -101.506 | -101.506 | -101.506 | -101.506 | -101.506 | -101.506 | -101.506 | -101.506 | -101.506 | -101.506 | -101.506 | -101.506 | -101.506 | -101.506 | -101.506 | 0 | 0 | 0
2 | 340 | 344 | 340 344 Aerosole Duct Sealing / Restaurant or Services | 0 | 0 | -50.4307 | -50.4307 | -50.4307 | -50.4307 | -50.4307 | -50.4307 | -50.4307 | -50.4307 | -50.4307 | -50.4307 | -50.4307 | -50.4307 | -50.4307 | -50.4307 | -50.4307 | 0 | 0 | 0 | 0 | 0 | 0 | 0 | 0 | 0 | 0 | 0 | 0 | 0
2 | 340 | 345 | 340 345 Duct/Pipe Insulation / Restaurant or Services | 0 | 0 | -31.2553 | -31.2553 | -31.2553 | -31.2553 | -31.2553 | -31.2553 | -31.2553 | -31.2553 | -31.2553 | -31.2553 | 0 | 0 | 0 | 0 | 0 | 0 | 0 | 0 | 0 | 0 | 0 | 0 | 0 | 0 | 0 | 0 | 0 | 0
2 | 340 | 347 | 340 347 Window Film (Standard) / Restaurant or Services | 0 | 0 | -80.9083 | -80.9083 | -80.9083 | -80.9083 | -80.9083 | -80.9083 | -80.9083 | -80.9083 | -80.9083 | -80.9083 | 0 | 0 | 0 | 0 | 0 | 0 | 0 | 0 | 0 | 0 | 0 | 0 | 0 | 0 | 0 | 0 | 0 | 0
2 | 340 | 349 | 340 349 Ceiling Insulation / Restaurant or Services | 0 | 0 | -387.6546 | -387.6546 | -387.6546 | -387.6546 | -387.6546 | -387.6546 | -387.6546 | -387.6546 | -387.6546 | -387.6546 | -387.6546 | -387.6546 | -387.6546 | -387.6546 | -387.6546 | -387.6546 | -387.6546 | -387.6546 | -387.6546 | -387.6546 | 0 | 0 | 0 | 0 | 0 | 0 | 0 | 0
2 | 340 | 351 | 340 351 Cool Roof - DX / Restaurant or Services | 0 | 0 | -438.4197 | -438.4197 | -438.4197 | -438.4197 | -438.4197 | -438.4197 | -438.4197 | -438.4197 | -438.4197 | -438.4197 | -438.4197 | -438.4197 | -438.4197 | -438.4197 | -438.4197 | 0 | 0 | 0 | 0 | 0 | 0 | 0 | 0 | 0 | 0 | 0 | 0 | 0
2 | 360 | 361 | 360 361 HE PTAC, EER=9.6, 1 ton / Restaurant or Services | 0 | 0 | -263.8787 | -263.8787 | -263.8787 | -263.8787 | -263.8787 | -263.8787 | -263.8787 | -263.8746 | -263.8746 | -263.8746 | -263.8746 | -263.8746 | -263.8746 | -263.8746 | -263.8746 | 0 | 0 | 0 | 0 | 0 | 0 | 0 | 0 | 0 | 0 | 0 | 0 | 0
2 | 360 | 362 | 360 362 Occupancy Sensor (hotels) / Restaurant or Services | 0 | 0 | -207.6176 | -207.6176 | -207.6176 | -207.6176 | -207.6176 | -207.6176 | -207.6176 | -207.6176 | -207.6176 | -207.6176 | -207.6176 | -207.6176 | -207.6176 | -207.6176 | -207.6176 | 0 | 0 | 0 | 0 | 0 | 0 | 0 | 0 | 0 | 0 | 0 | 0 | 0
2 | 400 | 401 | 400 401 High Efficiency Fan Motor, 15hp, 1800rpm, 92.4% / Restaurant or Services | 0 | 0 | -2.893 | -2.893 | -2.893 | -2.893 | -2.893 | -2.893 | -2.893 | -2.889 | -2.889 | -2.889 | -2.889 | -2.889 | -2.889 | -2.889 | -2.889 | 0 | 0 | 0 | 0 | 0 | 0 | 0 | 0 | 0 | 0 | 0 | 0 | 0
2 | 400 | 402 | 400 402 Variable Speed Drive Control / Restaurant or Services | 0 | 0 | -24.6029 | -24.6029 | -24.6029 | -24.6029 | -24.6029 | -24.6029 | -24.6029 | -24.6029 | -24.6029 | -24.6029 | -24.6029 | -24.6029 | -24.6029 | -24.6029 | -24.6029 | 0 | 0 | 0 | 0 | 0 | 0 | 0 | 0 | 0 | 0 | 0 | 0 | 0
2 | 400 | 403 | 400 403 Air Handler Optimization / Restaurant or Services | 0 | 0 | -8.2923 | -8.2923 | -8.2923 | -8.2923 | -8.2923 | -8.2923 | -8.2923 | -8.2923 | 0 | 0 | 0 | 0 | 0 | 0 | 0 | 0 | 0 | 0 | 0 | 0 | 0 | 0 | 0 | 0 | 0 | 0 | 0 | 0
2 | 400 | 404 | 400 404 Electronically Commutated Motors (ECM) on an Air Handler Unit / Restaurant or Services | 0 | 0 | -11.6971 | -11.6971 | -11.6971 | -11.6971 | -11.6971 | -11.6971 | -11.6971 | -11.6971 | -11.6971 | -11.6971 | -11.6971 | -11.6971 | -11.6971 | -11.6971 | -11.6971 | 0 | 0 | 0 | 0 | 0 | 0 | 0 | 0 | 0 | 0 | 0 | 0 | 0
2 | 400 | 405 | 400 405 Demand Control Ventilation (DCV) / Restaurant or Services | 0 | 0 | -89.3134 | -89.3134 | -89.3134 | -89.3134 | -89.3134 | -89.3134 | -89.3134 | -89.3094 | -89.3094 | -89.3094 | -89.3094 | -89.3094 | -89.3094 | -89.3094 | -89.3094 | 0 | 0 | 0 | 0 | 0 | 0 | 0 | 0 | 0 | 0 | 0 | 0 | 0
2 | 400 | 406 | 400 406 Energy Recovery Ventilation (ERV) / Restaurant or Services | 0 | 0 | -40.8329 | -40.8329 | -40.8329 | -40.8329 | -40.8329 | -40.8329 | -40.8329 | -40.8329 | -40.8329 | -40.8329 | -40.8329 | -40.8329 | -40.8329 | -40.8329 | -40.8329 | -40.8329 | -40.8329 | -40.8329 | -40.8329 | -40.8329 | 0 | 0 | 0 | 0 | 0 | 0 | 0 | 0
2 | 400 | 407 | 400 407 Separate Makeup Air / Exhaust Hoods AC / Restaurant or Services | 0 | 0 | -20.223 | -20.223 | -20.223 | -20.223 | -20.223 | -20.223 | -20.223 | -20.223 | -20.223 | -20.223 | -20.223 | -20.223 | -20.223 | -20.223 | -20.223 | 0 | 0 | 0 | 0 | 0 | 0 | 0 | 0 | 0 | 0 | 0 | 0 | 0
2 | 600 | 603 | 600 603 Heat Pump Water Heater (air source) / Restaurant or Services | 0 | 0 | -56.112 | -56.112 | -56.112 | -56.112 | -56.112 | -56.112 | -56.112 | -56.116 | -56.116 | -56.116 | -56.116 | -56.116 | -56.116 | -56.116 | -56.116 | 0 | 0 | 0 | 0 | 0 | 0 | 0 | 0 | 0 | 0 | 0 | 0 | 0
2 | 600 | 604 | 600 604 Solar Water Heater / Restaurant or Services | 0 | 0 | -55.9307 | -55.9307 | -55.9307 | -55.9307 | -55.9307 | -55.9307 | -55.9307 | -55.9307 | -55.9307 | -55.9307 | -55.9307 | -55.9307 | -55.9307 | -55.9307 | -55.9307 | -55.9307 | -55.9307 | -55.9307 | -55.9307 | -55.9307 | 0 | 0 | 0 | 0 | 0 | 0 | 0 | 0
2 | 600 | 606 | 600 606 Demand controlled circulating systems / Restaurant or Services | 0 | 0 | -3.989 | -3.989 | -3.989 | -3.989 | -3.989 | -3.989 | -3.989 | -3.993 | -3.993 | -3.993 | -3.993 | -3.993 | -3.993 | -3.993 | -4.0091 | 0 | 0 | 0 | 0 | 0 | 0 | 0 | 0 | 0 | 0 | 0 | 0 | 0
2 | 600 | 608 | 600 608 Heat Recovery Unit / Restaurant or Services | 0 | 0 | -61.6724 | -61.6724 | -61.6724 | -61.6724 | -61.6724 | -61.6724 | -61.6724 | -61.6724 | -61.6724 | -61.6724 | 0 | 0 | 0 | 0 | 0 | 0 | 0 | 0 | 0 | 0 | 0 | 0 | 0 | 0 | 0 | 0 | 0 | 0
2 | 600 | 609 | 600 609 Heat Trap / Restaurant or Services | 0 | 0 | -7.2447 | -7.2447 | -7.2447 | -7.2447 | -7.2447 | -7.2447 | -7.2447 | -7.2447 | -7.2447 | -7.2447 | 0 | 0 | 0 | 0 | 0 | 0 | 0 | 0 | 0 | 0 | 0 | 0 | 0 | 0 | 0 | 0 | 0 | 0
2 | 600 | 610 | 600 610 Hot Water Pipe Insulation / Restaurant or Services | 0 | 0 | -1.5795 | -1.5795 | -1.5795 | -1.5795 | -1.5795 | -1.5795 | -1.5795 | -1.5795 | -1.5795 | -1.5795 | -1.5795 | -1.5795 | -1.5795 | -1.5795 | -1.5795 | 0 | 0 | 0 | 0 | 0 | 0 | 0 | 0 | 0 | 0 | 0 | 0 | 0
2 | 700 | 701 | 700 701 PC Manual Power Management Enabling / Restaurant or Services | 0 | 0 | -1.2652 | -1.2652 | -1.2652 | -1.2652 | 0 | 0 | 0 | 0 | 0 | 0 | 0 | 0 | 0 | 0 | 0 | 0 | 0 | 0 | 0 | 0 | 0 | 0 | 0 | 0 | 0 | 0 | 0 | 0
2 | 700 | 702 | 700 702 PC Network Power Management Enabling / Restaurant or Services | 0 | 0 | -1.2652 | -1.2652 | -1.2652 | -1.2652 | 0 | 0 | 0 | 0 | 0 | 0 | 0 | 0 | 0 | 0 | 0 | 0 | 0 | 0 | 0 | 0 | 0 | 0 | 0 | 0 | 0 | 0 | 0 | 0
2 | 710 | 711 | 710 711 Energy Star or Better Monitor / Restaurant or Services | 0 | 0 | -1.8736 | -1.8736 | -1.8736 | -1.8736 | 0 | 0 | 0 | 0 | 0 | 0 | 0 | 0 | 0 | 0 | 0 | 0 | 0 | 0 | 0 | 0 | 0 | 0 | 0 | 0 | 0 | 0 | 0 | 0
2 | 710 | 712 | 710 712 Monitor Power Management Enabling / Restaurant or Services | 0 | 0 | -1.1846 | -1.1846 | -1.1846 | -1.1846 | 0 | 0 | 0 | 0 | 0 | 0 | 0 | 0 | 0 | 0 | 0 | 0 | 0 | 0 | 0 | 0 | 0 | 0 | 0 | 0 | 0 | 0 | 0 | 0
2 | 720 | 722 | 720 722 Monitor Power Management Enabling / Restaurant or Services | 0 | 0 | 0 | 0 | 0 | 0 | 0 | 0 | 0 | 0 | 0 | 0 | 0 | 0 | 0 | 0 | 0 | 0 | 0 | 0 | 0 | 0 | 0 | 0 | 0 | 0 | 0 | 0 | 0 | 0
2 | 730 | 731 | 730 731 Energy Star or Better Copier / Restaurant or Services | 0 | 0 | -0.45934 | -0.45934 | -0.45934 | -0.45934 | -0.45934 | -0.45934 | 0 | 0 | 0 | 0 | 0 | 0 | 0 | 0 | 0 | 0 | 0 | 0 | 0 | 0 | 0 | 0 | 0 | 0 | 0 | 0 | 0 | 0
2 | 730 | 732 | 730 732 Copier Power Management Enabling / Restaurant or Services | 0 | 0 | -0.34652 | -0.34652 | -0.34652 | -0.34652 | -0.34652 | -0.34652 | 0 | 0 | 0 | 0 | 0 | 0 | 0 | 0 | 0 | 0 | 0 | 0 | 0 | 0 | 0 | 0 | 0 | 0 | 0 | 0 | 0 | 0
2 | 800 | 801 | 800 801 Convection Oven / Restaurant or Services | 0 | 0 | -10.1982 | -10.1982 | -10.1982 | -10.1982 | -10.1982 | -10.1982 | -10.1982 | -10.1982 | -10.1982 | -10.1982 | 0 | 0 | 0 | 0 | 0 | 0 | 0 | 0 | 0 | 0 | 0 | 0 | 0 | 0 | 0 | 0 | 0 | 0
2 | 810 | 811 | 810 811 Efficient Fryer / Restaurant or Services | 0 | 0 | -18.0835 | -18.0835 | -18.0835 | -18.0835 | -18.0835 | -18.0835 | -18.0835 | -18.0835 | -18.0835 | -18.0835 | 0 | 0 | 0 | 0 | 0 | 0 | 0 | 0 | 0 | 0 | 0 | 0 | 0 | 0 | 0 | 0 | 0 | 0
2 | 900 | 901 | 900 901 Vending Misers (cooled machines only) / Restaurant or Services | 0 | 0 | -4.8593 | -4.8593 | -4.8593 | -4.8593 | -4.8593 | -4.8593 | -4.8593 | -4.8553 | -4.8553 | -4.8553 | 0 | 0 | 0 | 0 | 0 | 0 | 0 | 0 | 0 | 0 | 0 | 0 | 0 | 0 | 0 | 0 | 0 | 0
3 | 110 | 111 | 110 111 Premium T8, Elecctronic Ballast / Retail | 0 | 0 | -65.3592 | -65.3592 | -65.3592 | -65.3592 | -65.3592 | -65.3592 | -65.3592 | -65.3592 | -65.3592 | -65.3592 | -65.3592 | -65.3592 | -65.3592 | -65.3592 | -65.3592 | -65.3592 | -65.3592 | -65.3592 | 0 | 0 | 0 | 0 | 0 | 0 | 0 | 0 | 0 | 0
3 | 110 | 112 | 110 112 Premium T8, EB, Reflector / Retail | 0 | 0 | -135.1829 | -135.1829 | -135.1829 | -135.1829 | -135.1829 | -135.1829 | -135.1829 | -135.1829 | -135.1829 | -135.1829 | -135.1829 | -135.1829 | -135.1829 | -135.1829 | -135.1829 | -135.1829 | -135.1829 | -135.1829 | 0 | 0 | 0 | 0 | 0 | 0 | 0 | 0 | 0 | 0
3 | 110 | 113 | 110 113 Occupancy Sensor / Retail | 0 | 0 | -62.7845 | -62.7845 | -62.7845 | -62.7845 | -62.7845 | -62.7845 | -62.7845 | -62.7845 | -62.7845 | -62.7845 | 0 | 0 | 0 | 0 | 0 | 0 | 0 | 0 | 0 | 0 | 0 | 0 | 0 | 0 | 0 | 0 | 0 | 0
3 | 110 | 114 | 110 114 Continuous Dimming / Retail | 0 | 0 | -107.4372 | -107.4372 | -107.4372 | -107.4372 | -107.4372 | -107.4372 | -107.4372 | -107.4331 | -107.4331 | -107.4331 | -107.4331 | -107.4331 | -107.4331 | 0 | 0 | 0 | 0 | 0 | 0 | 0 | 0 | 0 | 0 | 0 | 0 | 0 | 0 | 0
3 | 120 | 121 | 120 121 ROB Premium T8, 1EB / Retail | 0 | 0 | -28.2454 | -28.2454 | -28.2454 | -28.2454 | -28.2454 | -28.2454 | -28.2454 | -28.2413 | -28.2413 | -28.2413 | -28.2413 | -28.2413 | -28.2413 | -28.2413 | -28.2413 | -28.2413 | -28.2413 | -28.2413 | 0 | 0 | 0 | 0 | 0 | 0 | 0 | 0 | 0 | 0
3 | 120 | 122 | 120 122 ROB Premium T8, EB, Reflector / Retail | 0 | 0 | -114.0694 | -114.0694 | -114.0694 | -114.0694 | -114.0694 | -114.0694 | -114.0694 | -114.0694 | -114.0694 | -114.0694 | -114.0694 | -114.0694 | -114.0694 | -114.0694 | -114.0694 | -114.0694 | -114.0694 | -114.0694 | 0 | 0 | 0 | 0 | 0 | 0 | 0 | 0 | 0 | 0
3 | 120 | 123 | 120 123 Occupancy Sensor / Retail | 0 | 0 | -38.3871 | -38.3871 | -38.3871 | -38.3871 | -38.3871 | -38.3871 | -38.3871 | -38.3871 | -38.3871 | -38.3871 | 0 | 0 | 0 | 0 | 0 | 0 | 0 | 0 | 0 | 0 | 0 | 0 | 0 | 0 | 0 | 0 | 0 | 0
3 | 120 | 124 | 120 124 Lighting Control Tuneup / Retail | 0 | 0 | -6.8095 | -6.8095 | -6.8095 | -6.8095 | -6.8095 | -6.8095 | 0 | 0 | 0 | 0 | 0 | 0 | 0 | 0 | 0 | 0 | 0 | 0 | 0 | 0 | 0 | 0 | 0 | 0 | 0 | 0 | 0 | 0
3 | 130 | 131 | 130 131 CFL Screw-in 18W / Retail | 0 | 0 | -642.1813 | -642.1813 | 0 | 0 | 0 | 0 | 0 | 0 | 0 | 0 | 0 | 0 | 0 | 0 | 0 | 0 | 0 | 0 | 0 | 0 | 0 | 0 | 0 | 0 | 0 | 0 | 0 | 0
3 | 140 | 141 | 140 141 CFL Hardwired, Modular 18W / Retail | 0 | 0 | -642.1813 | -642.1813 | -642.1813 | -642.1813 | -642.1813 | 0 | 0 | 0 | 0 | 0 | 0 | 0 | 0 | 0 | 0 | 0 | 0 | 0 | 0 | 0 | 0 | 0 | 0 | 0 | 0 | 0 | 0 | 0
3 | 150 | 151 | 150 151 PSMH, 250W, magnetic ballast / Retail | 0 | 0 | -87.7742 | -87.7742 | -87.7742 | -87.7742 | -87.7742 | -87.7742 | -87.7742 | -87.7782 | -87.7782 | -87.7782 | -87.7782 | -87.7782 | 0 | 0 | 0 | 0 | 0 | 0 | 0 | 0 | 0 | 0 | 0 | 0 | 0 | 0 | 0 | 0
3 | 150 | 152 | 150 152 PSMH, 250 W, electronic ballast / Retail | 0 | 0 | -101.4658 | -101.4658 | -101.4658 | -101.4658 | -101.4658 | -101.4658 | -101.4658 | -101.4658 | -101.4658 | -101.4658 | -101.4658 | -101.4658 | 0 | 0 | 0 | 0 | 0 | 0 | 0 | 0 | 0 | 0 | 0 | 0 | 0 | 0 | 0 | 0
3 | 150 | 153 | 150 153 High Bay T5 / Retail | 0 | 0 | -157.9686 | -157.9686 | -157.9686 | -157.9686 | -157.9686 | -157.9686 | -157.9686 | -157.9686 | -157.9686 | -157.9686 | -157.9686 | -157.9686 | 0 | 0 | 0 | 0 | 0 | 0 | 0 | 0 | 0 | 0 | 0 | 0 | 0 | 0 | 0 | 0
3 | 160 | 161 | 160 161 LED Exit Sign / Retail | 0 | 0 | -0.76557 | -0.76557 | -0.76557 | -0.76557 | -0.76557 | -0.76557 | -0.76557 | -0.76557 | -0.76557 | -0.76557 | -0.76557 | -0.76557 | -0.76557 | -0.76557 | -0.76557 | -0.76557 | 0 | 0 | 0 | 0 | 0 | 0 | 0 | 0 | 0 | 0 | 0 | 0
3 | 200 | 201 | 200 201 High Pressure Sodium 250W Lamp / Retail | 0 | 0 | -2.9615 | -2.9615 | -2.9615 | -2.9615 | -2.9615 | 0 | 0 | 0 | 0 | 0 | 0 | 0 | 0 | 0 | 0 | 0 | 0 | 0 | 0 | 0 | 0 | 0 | 0 | 0 | 0 | 0 | 0 | 0
3 | 200 | 202 | 200 202 Outdoor Lighting Controls (Photocell/Timeclock) / Retail | 0 | 0 | -2.333 | -2.333 | -2.333 | -2.333 | -2.333 | 0 | 0 | 0 | 0 | 0 | 0 | 0 | 0 | 0 | 0 | 0 | 0 | 0 | 0 | 0 | 0 | 0 | 0 | 0 | 0 | 0 | 0 | 0
3 | 210 | 211 | 210 211 Outdoor Lighting Controls (Photocell/Timeclock) / Retail | 0 | 0 | -10.0571 | -10.0571 | -10.0571 | -10.0571 | -10.0571 | 0 | 0 | 0 | 0 | 0 | 0 | 0 | 0 | 0 | 0 | 0 | 0 | 0 | 0 | 0 | 0 | 0 | 0 | 0 | 0 | 0 | 0 | 0
3 | 300 | 301 | 300 301 Centrifugal Chiller, 0.51 kW/ton, 500 tons / Retail | 0 | 0 | -30.6549 | -30.6549 | -30.6549 | -30.6549 | -30.6549 | -30.6549 | -30.6549 | -30.6549 | -30.6549 | -30.6549 | -30.6549 | -30.6549 | -30.6549 | -30.6549 | -30.6549 | -30.6549 | -30.6549 | -30.6549 | -30.6549 | -30.6549 | 0 | 0 | 0 | 0 | 0 | 0 | 0 | 0
3 | 300 | 302 | 300 302 High Efficiency Chiller Motors / Retail | 0 | 0 | -6.326 | -6.326 | -6.326 | -6.326 | -6.326 | -6.326 | -6.326 | -6.33 | -6.33 | -6.33 | -6.33 | -6.33 | -6.33 | -6.33 | -6.33 | -6.33 | -6.33 | -6.33 | -6.33 | -6.33 | 0 | 0 | 0 | 0 | 0 | 0 | 0 | 0
3 | 300 | 304 | 300 304 EMS - Chiller / Retail | 0 | 0 | -21.0329 | -21.0329 | -21.0329 | -21.0329 | -21.0329 | -21.0329 | -21.0329 | -21.0289 | -21.0289 | -21.0289 | 0 | 0 | 0 | 0 | 0 | 0 | 0 | 0 | 0 | 0 | 0 | 0 | 0 | 0 | 0 | 0 | 0 | 0
3 | 300 | 305 | 300 305 Chiller Tune Up/Diagnostics / Retail | 0 | 0 | -66.8984 | -66.8984 | -66.8984 | -66.8984 | -66.8984 | -66.8984 | -66.8984 | -66.8984 | -66.8984 | -66.8984 | 0 | 0 | 0 | 0 | 0 | 0 | 0 | 0 | 0 | 0 | 0 | 0 | 0 | 0 | 0 | 0 | 0 | 0
3 | 300 | 306 | 300 306 VSD for Chiller Pumps and Towers / Retail | 0 | 0 | -19.8564 | -19.8564 | -19.8564 | -19.8564 | -19.8564 | -19.8564 | -19.8564 | -19.8523 | -19.8523 | -19.8523 | -19.8523 | -19.8523 | -19.8523 | -19.8523 | -19.8523 | 0 | 0 | 0 | 0 | 0 | 0 | 0 | 0 | 0 | 0 | 0 | 0 | 0
3 | 300 | 307 | 300 307 EMS Optimization / Retail | 0 | 0 | -5.8102 | -5.8102 | -5.8102 | -5.8102 | -5.8102 | 0 | 0 | 0 | 0 | 0 | 0 | 0 | 0 | 0 | 0 | 0 | 0 | 0 | 0 | 0 | 0 | 0 | 0 | 0 | 0 | 0 | 0 | 0
3 | 300 | 308 | 300 308 Aerosole Duct Sealing / Retail | 0 | 0 | -11.7373 | -11.7373 | -11.7373 | -11.7373 | -11.7373 | -11.7373 | -11.7373 | -11.7373 | -11.7373 | -11.7373 | -11.7373 | -11.7373 | -11.7373 | -11.7373 | -11.7373 | 0 | 0 | 0 | 0 | 0 | 0 | 0 | 0 | 0 | 0 | 0 | 0 | 0
3 | 300 | 309 | 300 309 Duct/Pipe Insulation / Retail | 0 | 0 | -3.8439 | -3.8439 | -3.8439 | -3.8439 | -3.8439 | -3.8439 | -3.8439 | -3.848 | -3.848 | -3.848 | 0 | 0 | 0 | 0 | 0 | 0 | 0 | 0 | 0 | 0 | 0 | 0 | 0 | 0 | 0 | 0 | 0 | 0
3 | 300 | 311 | 300 311 Window Film (Standard) / Retail | 0 | 0 | -19.6388 | -19.6388 | -19.6388 | -19.6388 | -19.6388 | -19.6388 | -19.6388 | -19.6388 | -19.6388 | -19.6388 | 0 | 0 | 0 | 0 | 0 | 0 | 0 | 0 | 0 | 0 | 0 | 0 | 0 | 0 | 0 | 0 | 0 | 0
3 | 300 | 313 | 300 313 Ceiling Insulation / Retail | 0 | 0 | -90.3368 | -90.3368 | -90.3368 | -90.3368 | -90.3368 | -90.3368 | -90.3368 | -90.3409 | -90.3409 | -90.3409 | -90.3409 | -90.3409 | -90.3409 | -90.3409 | -90.357 | -90.357 | -90.357 | -90.357 | -90.357 | -90.357 | 0 | 0 | 0 | 0 | 0 | 0 | 0 | 0
3 | 300 | 314 | 300 314 Roof Insulation / Retail | 0 | 0 | -21.9637 | -21.9637 | -21.9637 | -21.9637 | -21.9637 | -21.9637 | -21.9637 | -21.9637 | -21.9637 | -21.9637 | -21.9637 | -21.9637 | -21.9637 | -21.9637 | -21.9637 | -21.9637 | -21.9637 | -21.9637 | -21.9637 | -21.9637 | 0 | 0 | 0 | 0 | 0 | 0 | 0 | 0
3 | 300 | 315 | 300 315 Cool Roof - Chiller / Retail | 0 | 0 | -99.3625 | -99.3625 | -99.3625 | -99.3625 | -99.3625 | -99.3625 | -99.3625 | -99.3625 | -99.3625 | -99.3625 | -99.3625 | -99.3625 | -99.3625 | -99.3625 | -99.3625 | 0 | 0 | 0 | 0 | 0 | 0 | 0 | 0 | 0 | 0 | 0 | 0 | 0
3 | 300 | 317 | 300 317 Thermal Energy Storage (TES) Positive / Retail | 0 | 0 | -20.2432 | -20.2432 | -20.2432 | -20.2432 | -20.2432 | -20.2432 | -20.2432 | -20.2432 | -20.2432 | -20.2432 | -20.2432 | -20.2432 | -20.2432 | -20.2432 | -20.2432 | -20.2432 | -20.2432 | -20.2432 | -20.2432 | -20.2432 | -20.2432 | -20.2432 | -20.2432 | -20.2432 | -20.2432 | -20.2432 | -20.2432 | -20.2432
3 | 300 | 317 | 300 317 Thermal Energy Storage (TES) Negative / Retail | 0 | 0 | 0 | 0 | 0 | 0 | 0 | 0 | 0 | 0 | 0 | 0 | 0 | 0 | 0 | 0 | 0 | 0 | 0 | 0 | 0 | 0 | 0 | 0 | 0 | 0 | 0 | 0 | 0 | 0
3 | 320 | 321 | 320 321 DX Packaged System, EER=10.9, 10 tons / Retail | 0 | 0 | -37.271 | -37.271 | -37.271 | -37.271 | -37.271 | -37.271 | -37.271 | -37.275 | -37.275 | -37.275 | -37.275 | -37.275 | -37.275 | -37.275 | -37.275 | 0 | 0 | 0 | 0 | 0 | 0 | 0 | 0 | 0 | 0 | 0 | 0 | 0
3 | 320 | 322 | 320 322 Hybrid Dessicant-DX System (Trane CDQ) / Retail | 0 | 0 | -92.7141 | -92.7141 | -92.7141 | -92.7141 | -92.7141 | -92.7141 | -92.7141 | -92.7141 | -92.7141 | -92.7141 | -92.7141 | -92.7141 | -92.7141 | -92.7141 | -92.7141 | 0 | 0 | 0 | 0 | 0 | 0 | 0 | 0 | 0 | 0 | 0 | 0 | 0
3 | 320 | 323 | 320 323 Geothermal Heat Pump, EER=13, 10 tons / Retail | 0 | 0 | -48.279 | -48.279 | -48.279 | -48.279 | -48.279 | -48.279 | -48.279 | -48.279 | -48.279 | -48.279 | -48.279 | -48.279 | -48.279 | -48.279 | -48.2629 | 0 | 0 | 0 | 0 | 0 | 0 | 0 | 0 | 0 | 0 | 0 | 0 | 0
3 | 320 | 326 | 320 326 DX Tune Up/ Advanced Diagnostics / Retail | 0 | 0 | -23.4102 | -23.4102 | -23.4102 | -23.4102 | -23.4102 | -23.4102 | -23.4102 | -23.4102 | -23.4102 | -23.4102 | 0 | 0 | 0 | 0 | 0 | 0 | 0 | 0 | 0 | 0 | 0 | 0 | 0 | 0 | 0 | 0 | 0 | 0
3 | 320 | 327 | 320 327 DX Coil Cleaning / Retail | 0 | 0 | -63.4453 | -63.4453 | -63.4453 | -63.4453 | -63.4453 | 0 | 0 | 0 | 0 | 0 | 0 | 0 | 0 | 0 | 0 | 0 | 0 | 0 | 0 | 0 | 0 | 0 | 0 | 0 | 0 | 0 | 0 | 0
3 | 320 | 329 | 320 329 Aerosole Duct Sealing / Retail | 0 | 0 | -18.6758 | -18.6758 | -18.6758 | -18.6758 | -18.6758 | -18.6758 | -18.6758 | -18.6758 | -18.6758 | -18.6758 | -18.6758 | -18.6758 | -18.6758 | -18.6758 | -18.6758 | 0 | 0 | 0 | 0 | 0 | 0 | 0 | 0 | 0 | 0 | 0 | 0 | 0
3 | 320 | 330 | 320 330 Duct/Pipe Insulation / Retail | 0 | 0 | -6.3341 | -6.3341 | -6.3341 | -6.3341 | -6.3341 | -6.3341 | -6.3341 | -6.3381 | -6.3381 | -6.3381 | 0 | 0 | 0 | 0 | 0 | 0 | 0 | 0 | 0 | 0 | 0 | 0 | 0 | 0 | 0 | 0 | 0 | 0
3 | 320 | 334 | 320 334 Ceiling Insulation / Retail | 0 | 0 | -143.4994 | -143.4994 | -143.4994 | -143.4994 | -143.4994 | -143.4994 | -143.4994 | -143.5034 | -143.5034 | -143.5034 | -143.5034 | -143.5034 | -143.5034 | -143.5034 | -143.5034 | -143.5034 | -143.5034 | -143.5034 | -143.5034 | -143.5034 | 0 | 0 | 0 | 0 | 0 | 0 | 0 | 0
3 | 320 | 335 | 320 335 Roof Insulation / Retail | 0 | 0 | -36.4087 | -36.4087 | -36.4087 | -36.4087 | -36.4087 | -36.4087 | -36.4087 | -36.4087 | -36.4087 | -36.4087 | -36.4087 | -36.4087 | -36.4087 | -36.4087 | -36.4087 | -36.4087 | -36.4087 | -36.4087 | -36.4087 | -36.4087 | 0 | 0 | 0 | 0 | 0 | 0 | 0 | 0
3 | 340 | 344 | 340 344 Aerosole Duct Sealing / Retail | 0 | 0 | -19.0828 | -19.0828 | -19.0828 | -19.0828 | -19.0828 | -19.0828 | -19.0828 | -19.0787 | -19.0787 | -19.0787 | -19.0787 | -19.0787 | -19.0787 | -19.0787 | -19.0948 | 0 | 0 | 0 | 0 | 0 | 0 | 0 | 0 | 0 | 0 | 0 | 0 | 0
3 | 340 | 345 | 340 345 Duct/Pipe Insulation / Retail | 0 | 0 | -6.4146 | -6.4146 | -6.4146 | -6.4146 | -6.4146 | -6.4146 | -6.4146 | -6.4146 | -6.4146 | -6.4146 | 0 | 0 | 0 | 0 | 0 | 0 | 0 | 0 | 0 | 0 | 0 | 0 | 0 | 0 | 0 | 0 | 0 | 0
3 | 340 | 349 | 340 349 Ceiling Insulation / Retail | 0 | 0 | -146.751 | -146.751 | -146.751 | -146.751 | -146.751 | -146.751 | -146.751 | -146.751 | -146.751 | -146.751 | -146.751 | -146.751 | -146.751 | -146.751 | -146.7671 | -146.7671 | -146.7671 | -146.7671 | -146.7671 | -146.7671 | 0 | 0 | 0 | 0 | 0 | 0 | 0 | 0
3 | 340 | 351 | 340 351 Cool Roof - DX / Retail | 0 | 0 | -160.9341 | -160.9341 | -160.9341 | -160.9341 | -160.9341 | -160.9341 | -160.9341 | -160.9341 | -160.9341 | -160.9341 | -160.9341 | -160.9341 | -160.9341 | -160.9341 | -160.9341 | 0 | 0 | 0 | 0 | 0 | 0 | 0 | 0 | 0 | 0 | 0 | 0 | 0
3 | 360 | 361 | 360 361 HE PTAC, EER=9.6, 1 ton / Retail | 0 | 0 | -99.9024 | -99.9024 | -99.9024 | -99.9024 | -99.9024 | -99.9024 | -99.9024 | -99.9024 | -99.9024 | -99.9024 | -99.9024 | -99.9024 | -99.9024 | -99.9024 | -99.8863 | 0 | 0 | 0 | 0 | 0 | 0 | 0 | 0 | 0 | 0 | 0 | 0 | 0
3 | 400 | 402 | 400 402 Variable Speed Drive Control / Retail | 0 | 0 | -12.6157 | -12.6157 | -12.6157 | -12.6157 | -12.6157 | -12.6157 | -12.6157 | -12.6157 | -12.6157 | -12.6157 | -12.6157 | -12.6157 | -12.6157 | -12.6157 | -12.5996 | 0 | 0 | 0 | 0 | 0 | 0 | 0 | 0 | 0 | 0 | 0 | 0 | 0
3 | 400 | 403 | 400 403 Air Handler Optimization / Retail | 0 | 0 | -3.9769 | -3.9769 | -3.9769 | -3.9769 | -3.9769 | -3.9769 | -3.9769 | -3.9769 | 0 | 0 | 0 | 0 | 0 | 0 | 0 | 0 | 0 | 0 | 0 | 0 | 0 | 0 | 0 | 0 | 0 | 0 | 0 | 0
3 | 400 | 404 | 400 404 Electronically Commutated Motors (ECM) on an Air Handler Unit / Retail | 0 | 0 | -5.6853 | -5.6853 | -5.6853 | -5.6853 | -5.6853 | -5.6853 | -5.6853 | -5.6853 | -5.6853 | -5.6853 | -5.6853 | -5.6853 | -5.6853 | -5.6853 | -5.6853 | 0 | 0 | 0 | 0 | 0 | 0 | 0 | 0 | 0 | 0 | 0 | 0 | 0
3 | 400 | 405 | 400 405 Demand Control Ventilation (DCV) / Retail | 0 | 0 | -43.0007 | -43.0007 | -43.0007 | -43.0007 | -43.0007 | -43.0007 | -43.0007 | -43.0007 | -43.0007 | -43.0007 | -43.0007 | -43.0007 | -43.0007 | -43.0007 | -43.0007 | 0 | 0 | 0 | 0 | 0 | 0 | 0 | 0 | 0 | 0 | 0 | 0 | 0
3 | 400 | 406 | 400 406 Energy Recovery Ventilation (ERV) / Retail | 0 | 0 | -19.6549 | -19.6549 | -19.6549 | -19.6549 | -19.6549 | -19.6549 | -19.6549 | -19.6549 | -19.6549 | -19.6549 | -19.6549 | -19.6549 | -19.6549 | -19.6549 | -19.6549 | -19.6549 | -19.6549 | -19.6549 | -19.6549 | -19.6549 | 0 | 0 | 0 | 0 | 0 | 0 | 0 | 0
3 | 600 | 603 | 600 603 Heat Pump Water Heater (air source) / Retail | 0 | 0 | -2.8124 | -2.8124 | -2.8124 | -2.8124 | -2.8124 | -2.8124 | -2.8124 | -2.8124 | -2.8124 | -2.8124 | -2.8124 | -2.8124 | -2.8124 | -2.8124 | -2.8124 | 0 | 0 | 0 | 0 | 0 | 0 | 0 | 0 | 0 | 0 | 0 | 0 | 0
3 | 600 | 606 | 600 606 Demand controlled circulating systems / Retail | 0 | 0 | -0.20146 | -0.20146 | -0.20146 | -0.20146 | -0.20146 | -0.20146 | -0.20146 | -0.20549 | -0.20549 | -0.20549 | -0.20549 | -0.20549 | -0.20549 | -0.20549 | -0.20549 | 0 | 0 | 0 | 0 | 0 | 0 | 0 | 0 | 0 | 0 | 0 | 0 | 0
3 | 600 | 608 | 600 608 Heat Recovery Unit / Retail | 0 | 0 | -3.0905 | -3.0905 | -3.0905 | -3.0905 | -3.0905 | -3.0905 | -3.0905 | -3.0905 | -3.0905 | -3.0905 | 0 | 0 | 0 | 0 | 0 | 0 | 0 | 0 | 0 | 0 | 0 | 0 | 0 | 0 | 0 | 0 | 0 | 0
3 | 600 | 609 | 600 609 Heat Trap / Retail | 0 | 0 | -0.3707 | -0.3707 | -0.3707 | -0.3707 | -0.3707 | -0.3707 | -0.3707 | -0.3707 | -0.3707 | -0.3707 | 0 | 0 | 0 | 0 | 0 | 0 | 0 | 0 | 0 | 0 | 0 | 0 | 0 | 0 | 0 | 0 | 0 | 0
3 | 600 | 610 | 600 610 Hot Water Pipe Insulation / Retail | 0 | 0 | -0.072527 | -0.072527 | -0.072527 | -0.072527 | -0.072527 | -0.072527 | -0.072527 | -0.076557 | -0.076557 | -0.076557 | -0.076557 | -0.076557 | -0.076557 | -0.076557 | -0.092674 | 0 | 0 | 0 | 0 | 0 | 0 | 0 | 0 | 0 | 0 | 0 | 0 | 0
3 | 700 | 701 | 700 701 PC Manual Power Management Enabling / Retail | 0 | 0 | -1.3941 | -1.3941 | -1.3941 | -1.3941 | 0 | 0 | 0 | 0 | 0 | 0 | 0 | 0 | 0 | 0 | 0 | 0 | 0 | 0 | 0 | 0 | 0 | 0 | 0 | 0 | 0 | 0 | 0 | 0
3 | 700 | 702 | 700 702 PC Network Power Management Enabling / Retail | 0 | 0 | -1.3941 | -1.3941 | -1.3941 | -1.3941 | 0 | 0 | 0 | 0 | 0 | 0 | 0 | 0 | 0 | 0 | 0 | 0 | 0 | 0 | 0 | 0 | 0 | 0 | 0 | 0 | 0 | 0 | 0 | 0
3 | 710 | 711 | 710 711 Energy Star or Better Monitor / Retail | 0 | 0 | -2.1839 | -2.1839 | -2.1839 | -2.1839 | 0 | 0 | 0 | 0 | 0 | 0 | 0 | 0 | 0 | 0 | 0 | 0 | 0 | 0 | 0 | 0 | 0 | 0 | 0 | 0 | 0 | 0 | 0 | 0
3 | 710 | 712 | 710 712 Monitor Power Management Enabling / Retail | 0 | 0 | -1.3015 | -1.3015 | -1.3015 | -1.3015 | 0 | 0 | 0 | 0 | 0 | 0 | 0 | 0 | 0 | 0 | 0 | 0 | 0 | 0 | 0 | 0 | 0 | 0 | 0 | 0 | 0 | 0 | 0 | 0
3 | 720 | 722 | 720 722 Monitor Power Management Enabling / Retail | 0 | 0 | 0 | 0 | 0 | 0 | 0 | 0 | 0 | 0 | 0 | 0 | 0 | 0 | 0 | 0 | 0 | 0 | 0 | 0 | 0 | 0 | 0 | 0 | 0 | 0 | 0 | 0 | 0 | 0
3 | 730 | 732 | 730 732 Copier Power Management Enabling / Retail | 0 | 0 | -0.32234 | -0.32234 | -0.32234 | -0.32234 | -0.32234 | -0.32234 | 0 | 0 | 0 | 0 | 0 | 0 | 0 | 0 | 0 | 0 | 0 | 0 | 0 | 0 | 0 | 0 | 0 | 0 | 0 | 0 | 0 | 0
3 | 740 | 741 | 740 741 Printer Power Management Enabling / Retail | 0 | 0 | -2.1033 | -2.1033 | -2.1033 | -2.1033 | -2.1033 | 0 | 0 | 0 | 0 | 0 | 0 | 0 | 0 | 0 | 0 | 0 | 0 | 0 | 0 | 0 | 0 | 0 | 0 | 0 | 0 | 0 | 0 | 0
3 | 800 | 801 | 800 801 Convection Oven / Retail | 0 | 0 | -0.14908 | -0.14908 | -0.14908 | -0.14908 | -0.14908 | -0.14908 | -0.14908 | -0.14908 | -0.14908 | -0.14908 | 0 | 0 | 0 | 0 | 0 | 0 | 0 | 0 | 0 | 0 | 0 | 0 | 0 | 0 | 0 | 0 | 0 | 0
3 | 810 | 811 | 810 811 Efficient Fryer / Retail | 0 | 0 | -0.088645 | -0.088645 | -0.088645 | -0.088645 | -0.088645 | -0.088645 | -0.088645 | -0.092674 | -0.092674 | -0.092674 | 0 | 0 | 0 | 0 | 0 | 0 | 0 | 0 | 0 | 0 | 0 | 0 | 0 | 0 | 0 | 0 | 0 | 0
3 | 900 | 901 | 900 901 Vending Misers (cooled machines only) / Retail | 0 | 0 | -0.57216 | -0.57216 | -0.57216 | -0.57216 | -0.57216 | -0.57216 | -0.57216 | -0.57216 | -0.57216 | -0.57216 | 0 | 0 | 0 | 0 | 0 | 0 | 0 | 0 | 0 | 0 | 0 | 0 | 0 | 0 | 0 | 0 | 0 | 0
4 | 110 | 111 | 110 111 Premium T8, Elecctronic Ballast / Food Store | 0 | 0 | -154.1851 | -154.1851 | -154.1851 | -154.1851 | -154.1851 | -154.1851 | -154.1851 | -154.1851 | -154.1851 | -154.1851 | 0 | 0 | 0 | 0 | 0 | 0 | 0 | 0 | 0 | 0 | 0 | 0 | 0 | 0 | 0 | 0 | 0 | 0
4 | 110 | 114 | 110 114 Continuous Dimming / Food Store | 0 | 0 | -202.3916 | -202.3916 | -202.3916 | -202.3916 | -202.3916 | -202.3916 | -202.3916 | 0 | 0 | 0 | 0 | 0 | 0 | 0 | 0 | 0 | 0 | 0 | 0 | 0 | 0 | 0 | 0 | 0 | 0 | 0 | 0 | 0
4 | 110 | 115 | 110 115 Lighting Control Tuneup / Food Store | 0 | 0 | -21.6051 | -21.6051 | -21.6051 | -21.6051 | -21.6051 | -21.6051 | 0 | 0 | 0 | 0 | 0 | 0 | 0 | 0 | 0 | 0 | 0 | 0 | 0 | 0 | 0 | 0 | 0 | 0 | 0 | 0 | 0 | 0
4 | 120 | 121 | 120 121 ROB Premium T8, 1EB / Food Store | 0 | 0 | -66.6325 | -66.6325 | -66.6325 | -66.6325 | -66.6325 | -66.6325 | -66.6325 | -66.6325 | -66.6325 | -66.6325 | 0 | 0 | 0 | 0 | 0 | 0 | 0 | 0 | 0 | 0 | 0 | 0 | 0 | 0 | 0 | 0 | 0 | 0
4 | 120 | 122 | 120 122 ROB Premium T8, EB, Reflector / Food Store | 0 | 0 | -269.1087 | -269.1087 | -269.1087 | -269.1087 | -269.1087 | -269.1087 | -269.1087 | -269.1087 | -269.1087 | -269.1087 | 0 | 0 | 0 | 0 | 0 | 0 | 0 | 0 | 0 | 0 | 0 | 0 | 0 | 0 | 0 | 0 | 0 | 0
4 | 120 | 123 | 120 123 Occupancy Sensor / Food Store | 0 | 0 | -90.5867 | -90.5867 | -90.5867 | -90.5867 | -90.5867 | -90.5867 | 0 | 0 | 0 | 0 | 0 | 0 | 0 | 0 | 0 | 0 | 0 | 0 | 0 | 0 | 0 | 0 | 0 | 0 | 0 | 0 | 0 | 0
4 | 120 | 124 | 120 124 Lighting Control Tuneup / Food Store | 0 | 0 | -12.8293 | -12.8293 | -12.8293 | -12.8293 | -12.8293 | -12.8293 | 0 | 0 | 0 | 0 | 0 | 0 | 0 | 0 | 0 | 0 | 0 | 0 | 0 | 0 | 0 | 0 | 0 | 0 | 0 | 0 | 0 | 0
4 | 130 | 131 | 130 131 CFL Screw-in 18W / Food Store | 0 | 0 | -1514.931 | 0 | 0 | 0 | 0 | 0 | 0 | 0 | 0 | 0 | 0 | 0 | 0 | 0 | 0 | 0 | 0 | 0 | 0 | 0 | 0 | 0 | 0 | 0 | 0 | 0 | 0 | 0
4 | 150 | 151 | 150 151 PSMH, 250W, magnetic ballast / Food Store | 0 | 0 | -165.3704 | -165.3704 | -165.3704 | -165.3704 | -165.3704 | -165.3704 | 0 | 0 | 0 | 0 | 0 | 0 | 0 | 0 | 0 | 0 | 0 | 0 | 0 | 0 | 0 | 0 | 0 | 0 | 0 | 0 | 0 | 0
4 | 150 | 152 | 150 152 PSMH, 250 W, electronic ballast / Food Store | 0 | 0 | -191.1539 | -191.1539 | -191.1539 | -191.1539 | -191.1539 | -191.1539 | 0 | 0 | 0 | 0 | 0 | 0 | 0 | 0 | 0 | 0 | 0 | 0 | 0 | 0 | 0 | 0 | 0 | 0 | 0 | 0 | 0 | 0
4 | 150 | 153 | 150 153 High Bay T5 / Food Store | 0 | 0 | -372.6697 | -372.6697 | -372.6697 | -372.6697 | -372.6697 | -372.6697 | 0 | 0 | 0 | 0 | 0 | 0 | 0 | 0 | 0 | 0 | 0 | 0 | 0 | 0 | 0 | 0 | 0 | 0 | 0 | 0 | 0 | 0
4 | 160 | 161 | 160 161 LED Exit Sign / Food Store | 0 | 0 | -0.25788 | -0.25788 | -0.25788 | -0.25788 | -0.25788 | -0.25788 | -0.25788 | -0.25385 | -0.25385 | -0.25385 | -0.25385 | -0.25385 | -0.25385 | -0.25385 | -0.25385 | -0.25385 | 0 | 0 | 0 | 0 | 0 | 0 | 0 | 0 | 0 | 0 | 0 | 0
4 | 200 | 201 | 200 201 High Pressure Sodium 250W Lamp / Food Store | 0 | 0 | -6.5033 | -6.5033 | -6.5033 | -6.5033 | -6.5033 | 0 | 0 | 0 | 0 | 0 | 0 | 0 | 0 | 0 | 0 | 0 | 0 | 0 | 0 | 0 | 0 | 0 | 0 | 0 | 0 | 0 | 0 | 0
4 | 200 | 202 | 200 202 Outdoor Lighting Controls (Photocell/Timeclock) / Food Store | 0 | 0 | -5.1414 | -5.1414 | -5.1414 | -5.1414 | -5.1414 | 0 | 0 | 0 | 0 | 0 | 0 | 0 | 0 | 0 | 0 | 0 | 0 | 0 | 0 | 0 | 0 | 0 | 0 | 0 | 0 | 0 | 0 | 0
4 | 210 | 211 | 210 211 Outdoor Lighting Controls (Photocell/Timeclock) / Food Store | 0 | 0 | -9.7106 | -9.7106 | -9.7106 | -9.7106 | -9.7106 | 0 | 0 | 0 | 0 | 0 | 0 | 0 | 0 | 0 | 0 | 0 | 0 | 0 | 0 | 0 | 0 | 0 | 0 | 0 | 0 | 0 | 0 | 0
4 | 300 | 301 | 300 301 Centrifugal Chiller, 0.51 kW/ton, 500 tons / Food Store | 0 | 0 | -68.1958 | -68.1958 | -68.1958 | -68.1958 | -68.1958 | -68.1958 | -68.1958 | -68.1958 | -68.1958 | -68.1958 | -68.1958 | -68.1958 | -68.1958 | -68.1958 | -68.1797 | -68.1797 | -68.1797 | -68.1797 | -68.1797 | -68.1797 | 0 | 0 | 0 | 0 | 0 | 0 | 0 | 0
4 | 300 | 302 | 300 302 High Efficiency Chiller Motors / Food Store | 0 | 0 | -10.7461 | -10.7461 | -10.7461 | -10.7461 | -10.7461 | -10.7461 | -10.7461 | -10.7461 | -10.7461 | -10.7461 | -10.7461 | -10.7461 | -10.7461 | -10.7461 | -10.7622 | -10.7622 | -10.7622 | -10.7622 | -10.7622 | -10.7622 | 0 | 0 | 0 | 0 | 0 | 0 | 0 | 0
4 | 300 | 304 | 300 304 EMS - Chiller / Food Store | 0 | 0 | -35.9051 | -35.9051 | -35.9051 | -35.9051 | -35.9051 | -35.9051 | -35.9051 | -35.9051 | -35.9051 | -35.9051 | 0 | 0 | 0 | 0 | 0 | 0 | 0 | 0 | 0 | 0 | 0 | 0 | 0 | 0 | 0 | 0 | 0 | 0
4 | 300 | 305 | 300 305 Chiller Tune Up/Diagnostics / Food Store | 0 | 0 | -148.7133 | -148.7133 | -148.7133 | -148.7133 | -148.7133 | -148.7133 | -148.7133 | -148.7133 | -148.7133 | -148.7133 | 0 | 0 | 0 | 0 | 0 | 0 | 0 | 0 | 0 | 0 | 0 | 0 | 0 | 0 | 0 | 0 | 0 | 0
4 | 300 | 306 | 300 306 VSD for Chiller Pumps and Towers / Food Store | 0 | 0 | -33.8824 | -33.8824 | -33.8824 | -33.8824 | -33.8824 | -33.8824 | -33.8824 | -33.8824 | -33.8824 | -33.8824 | -33.8824 | -33.8824 | -33.8824 | -33.8824 | -33.8824 | 0 | 0 | 0 | 0 | 0 | 0 | 0 | 0 | 0 | 0 | 0 | 0 | 0
4 | 300 | 307 | 300 307 EMS Optimization / Food Store | 0 | 0 | -12.922 | -12.922 | -12.922 | -12.922 | -12.922 | 0 | 0 | 0 | 0 | 0 | 0 | 0 | 0 | 0 | 0 | 0 | 0 | 0 | 0 | 0 | 0 | 0 | 0 | 0 | 0 | 0 | 0 | 0
4 | 300 | 308 | 300 308 Aerosole Duct Sealing / Food Store | 0 | 0 | -26.1098 | -26.1098 | -26.1098 | -26.1098 | -26.1098 | -26.1098 | -26.1098 | -26.1139 | -26.1139 | -26.1139 | -26.1139 | -26.1139 | -26.1139 | -26.1139 | -26.1139 | 0 | 0 | 0 | 0 | 0 | 0 | 0 | 0 | 0 | 0 | 0 | 0 | 0
4 | 300 | 309 | 300 309 Duct/Pipe Insulation / Food Store | 0 | 0 | -6.5678 | -6.5678 | -6.5678 | -6.5678 | -6.5678 | -6.5678 | -6.5678 | -6.5678 | -6.5678 | -6.5678 | 0 | 0 | 0 | 0 | 0 | 0 | 0 | 0 | 0 | 0 | 0 | 0 | 0 | 0 | 0 | 0 | 0 | 0
4 | 300 | 311 | 300 311 Window Film (Standard) / Food Store | 0 | 0 | -44.7413 | -44.7413 | -44.7413 | -44.7413 | -44.7413 | -44.7413 | -44.7413 | -44.7373 | -44.7373 | -44.7373 | 0 | 0 | 0 | 0 | 0 | 0 | 0 | 0 | 0 | 0 | 0 | 0 | 0 | 0 | 0 | 0 | 0 | 0
4 | 300 | 313 | 300 313 Ceiling Insulation / Food Store | 0 | 0 | -200.8766 | -200.8766 | -200.8766 | -200.8766 | -200.8766 | -200.8766 | -200.8766 | -200.8766 | -200.8766 | -200.8766 | -200.8766 | -200.8766 | -200.8766 | -200.8766 | -200.8766 | -200.8766 | -200.8766 | -200.8766 | -200.8766 | -200.8766 | 0 | 0 | 0 | 0 | 0 | 0 | 0 | 0
4 | 300 | 314 | 300 314 Roof Insulation / Food Store | 0 | 0 | -36.441 | -36.441 | -36.441 | -36.441 | -36.441 | -36.441 | -36.441 | -36.441 | -36.441 | -36.441 | -36.441 | -36.441 | -36.441 | -36.441 | -36.441 | -36.441 | -36.441 | -36.441 | -36.441 | -36.441 | 0 | 0 | 0 | 0 | 0 | 0 | 0 | 0
4 | 300 | 317 | 300 317 Thermal Energy Storage (TES) Positive / Food Store | 0 | 0 | -33.1369 | -33.1369 | -33.1369 | -33.1369 | -33.1369 | -33.1369 | -33.1369 | -33.1369 | -33.1369 | -33.1369 | -33.1369 | -33.1369 | -33.1369 | -33.1369 | -33.1369 | -33.1369 | -33.1369 | -33.1369 | -33.1369 | -33.1369 | -33.1369 | -33.1369 | -33.1369 | -33.1369 | -33.1369 | -33.1369 | -33.1369 | -33.1369
4 | 300 | 317 | 300 317 Thermal Energy Storage (TES) Negative / Food Store | 0 | 0 | 0 | 0 | 0 | 0 | 0 | 0 | 0 | 0 | 0 | 0 | 0 | 0 | 0 | 0 | 0 | 0 | 0 | 0 | 0 | 0 | 0 | 0 | 0 | 0 | 0 | 0 | 0 | 0
4 | 320 | 321 | 320 321 DX Packaged System, EER=10.9, 10 tons / Food Store | 0 | 0 | -82.9149 | -82.9149 | -82.9149 | -82.9149 | -82.9149 | -82.9149 | -82.9149 | -82.9149 | -82.9149 | -82.9149 | -82.9149 | -82.9149 | -82.9149 | -82.9149 | -82.8988 | 0 | 0 | 0 | 0 | 0 | 0 | 0 | 0 | 0 | 0 | 0 | 0 | 0
4 | 320 | 322 | 320 322 Hybrid Dessicant-DX System (Trane CDQ) / Food Store | 0 | 0 | -160.773 | -160.773 | -160.773 | -160.773 | -160.773 | -160.773 | -160.773 | -160.773 | -160.773 | -160.773 | -160.773 | -160.773 | -160.773 | -160.773 | -160.773 | 0 | 0 | 0 | 0 | 0 | 0 | 0 | 0 | 0 | 0 | 0 | 0 | 0
4 | 320 | 323 | 320 323 Geothermal Heat Pump, EER=13, 10 tons / Food Store | 0 | 0 | -83.6522 | -83.6522 | -83.6522 | -83.6522 | -83.6522 | -83.6522 | -83.6522 | -83.6522 | -83.6522 | -83.6522 | -83.6522 | -83.6522 | -83.6522 | -83.6522 | -83.6522 | 0 | 0 | 0 | 0 | 0 | 0 | 0 | 0 | 0 | 0 | 0 | 0 | 0
4 | 320 | 326 | 320 326 DX Tune Up/ Advanced Diagnostics / Food Store | 0 | 0 | -39.1567 | -39.1567 | -39.1567 | -39.1567 | -39.1567 | -39.1567 | -39.1567 | -39.1607 | -39.1607 | -39.1607 | 0 | 0 | 0 | 0 | 0 | 0 | 0 | 0 | 0 | 0 | 0 | 0 | 0 | 0 | 0 | 0 | 0 | 0
4 | 320 | 327 | 320 327 DX Coil Cleaning / Food Store | 0 | 0 | -141.0737 | -141.0737 | -141.0737 | -141.0737 | -141.0737 | 0 | 0 | 0 | 0 | 0 | 0 | 0 | 0 | 0 | 0 | 0 | 0 | 0 | 0 | 0 | 0 | 0 | 0 | 0 | 0 | 0 | 0 | 0
4 | 320 | 329 | 320 329 Aerosole Duct Sealing / Food Store | 0 | 0 | -41.5179 | -41.5179 | -41.5179 | -41.5179 | -41.5179 | -41.5179 | -41.5179 | -41.5179 | -41.5179 | -41.5179 | -41.5179 | -41.5179 | -41.5179 | -41.5179 | -41.5179 | 0 | 0 | 0 | 0 | 0 | 0 | 0 | 0 | 0 | 0 | 0 | 0 | 0
4 | 320 | 330 | 320 330 Duct/Pipe Insulation / Food Store | 0 | 0 | -10.7743 | -10.7743 | -10.7743 | -10.7743 | -10.7743 | -10.7743 | -10.7743 | -10.7743 | -10.7743 | -10.7743 | 0 | 0 | 0 | 0 | 0 | 0 | 0 | 0 | 0 | 0 | 0 | 0 | 0 | 0 | 0 | 0 | 0 | 0
4 | 320 | 334 | 320 334 Ceiling Insulation / Food Store | 0 | 0 | -319.072 | -319.072 | -319.072 | -319.072 | -319.072 | -319.072 | -319.072 | -319.072 | -319.072 | -319.072 | -319.072 | -319.072 | -319.072 | -319.072 | -319.0558 | -319.0558 | -319.0558 | -319.0558 | -319.0558 | -319.0558 | 0 | 0 | 0 | 0 | 0 | 0 | 0 | 0
4 | 320 | 335 | 320 335 Roof Insulation / Food Store | 0 | 0 | -60.3951 | -60.3951 | -60.3951 | -60.3951 | -60.3951 | -60.3951 | -60.3951 | -60.3951 | -60.3951 | -60.3951 | -60.3951 | -60.3951 | -60.3951 | -60.3951 | -60.3951 | -60.3951 | -60.3951 | -60.3951 | -60.3951 | -60.3951 | 0 | 0 | 0 | 0 | 0 | 0 | 0 | 0
4 | 340 | 344 | 340 344 Aerosole Duct Sealing / Food Store | 0 | 0 | -42.4365 | -42.4365 | -42.4365 | -42.4365 | -42.4365 | -42.4365 | -42.4365 | -42.4406 | -42.4406 | -42.4406 | -42.4406 | -42.4406 | -42.4406 | -42.4406 | -42.4567 | 0 | 0 | 0 | 0 | 0 | 0 | 0 | 0 | 0 | 0 | 0 | 0 | 0
4 | 340 | 345 | 340 345 Duct/Pipe Insulation / Food Store | 0 | 0 | -10.9194 | -10.9194 | -10.9194 | -10.9194 | -10.9194 | -10.9194 | -10.9194 | -10.9194 | -10.9194 | -10.9194 | 0 | 0 | 0 | 0 | 0 | 0 | 0 | 0 | 0 | 0 | 0 | 0 | 0 | 0 | 0 | 0 | 0 | 0
4 | 340 | 349 | 340 349 Ceiling Insulation / Food Store | 0 | 0 | -326.2683 | -326.2683 | -326.2683 | -326.2683 | -326.2683 | -326.2683 | -326.2683 | -326.2683 | -326.2683 | -326.2683 | -326.2683 | -326.2683 | -326.2683 | -326.2683 | -326.2683 | -326.2683 | -326.2683 | -326.2683 | -326.2683 | -326.2683 | 0 | 0 | 0 | 0 | 0 | 0 | 0 | 0
4 | 340 | 351 | 340 351 Cool Roof - DX / Food Store | 0 | 0 | -373.1209 | -373.1209 | -373.1209 | -373.1209 | -373.1209 | -373.1209 | -373.1209 | -373.1169 | -373.1169 | -373.1169 | -373.1169 | -373.1169 | -373.1169 | -373.1169 | -373.1169 | 0 | 0 | 0 | 0 | 0 | 0 | 0 | 0 | 0 | 0 | 0 | 0 | 0
4 | 360 | 361 | 360 361 HE PTAC, EER=9.6, 1 ton / Food Store | 0 | 0 | -222.1109 | -222.1109 | -222.1109 | -222.1109 | -222.1109 | -222.1109 | -222.1109 | -222.1109 | -222.1109 | -222.1109 | -222.1109 | -222.1109 | -222.1109 | -222.1109 | -222.1109 | 0 | 0 | 0 | 0 | 0 | 0 | 0 | 0 | 0 | 0 | 0 | 0 | 0
4 | 400 | 402 | 400 402 Variable Speed Drive Control / Food Store | 0 | 0 | -28.0197 | -28.0197 | -28.0197 | -28.0197 | -28.0197 | -28.0197 | -28.0197 | -28.0238 | -28.0238 | -28.0238 | -28.0238 | -28.0238 | -28.0238 | -28.0238 | -28.0076 | 0 | 0 | 0 | 0 | 0 | 0 | 0 | 0 | 0 | 0 | 0 | 0 | 0
4 | 400 | 403 | 400 403 Air Handler Optimization / Food Store | 0 | 0 | -8.8685 | -8.8685 | -8.8685 | -8.8685 | -8.8685 | -8.8685 | -8.8685 | -8.8685 | 0 | 0 | 0 | 0 | 0 | 0 | 0 | 0 | 0 | 0 | 0 | 0 | 0 | 0 | 0 | 0 | 0 | 0 | 0 | 0
4 | 400 | 404 | 400 404 Electronically Commutated Motors (ECM) on an Air Handler Unit / Food Store | 0 | 0 | -12.4989 | -12.4989 | -12.4989 | -12.4989 | -12.4989 | -12.4989 | -12.4989 | -12.5029 | -12.5029 | -12.5029 | -12.5029 | -12.5029 | -12.5029 | -12.5029 | -12.5029 | 0 | 0 | 0 | 0 | 0 | 0 | 0 | 0 | 0 | 0 | 0 | 0 | 0
4 | 400 | 405 | 400 405 Demand Control Ventilation (DCV) / Food Store | 0 | 0 | -95.5346 | -95.5346 | -95.5346 | -95.5346 | -95.5346 | -95.5346 | -95.5346 | -95.5306 | -95.5306 | -95.5306 | -95.5306 | -95.5306 | -95.5306 | -95.5306 | -95.5306 | 0 | 0 | 0 | 0 | 0 | 0 | 0 | 0 | 0 | 0 | 0 | 0 | 0
4 | 400 | 406 | 400 406 Energy Recovery Ventilation (ERV) / Food Store | 0 | 0 | -43.6615 | -43.6615 | -43.6615 | -43.6615 | -43.6615 | -43.6615 | -43.6615 | -43.6615 | -43.6615 | -43.6615 | -43.6615 | -43.6615 | -43.6615 | -43.6615 | -43.6615 | -43.6615 | -43.6615 | -43.6615 | -43.6615 | -43.6615 | 0 | 0 | 0 | 0 | 0 | 0 | 0 | 0
4 | 500 | 501 | 500 501 High-efficiency fan motors / Food Store | 0 | 0 | -99.2496 | -99.2496 | -99.2496 | -99.2496 | -99.2496 | -99.2496 | -99.2496 | -99.2496 | -99.2496 | -99.2496 | -99.2496 | -99.2496 | -99.2496 | -99.2496 | -99.2496 | -99.2496 | 0 | 0 | 0 | 0 | 0 | 0 | 0 | 0 | 0 | 0 | 0 | 0
4 | 500 | 502 | 500 502 Strip curtains for walk-ins / Food Store | 0 | 0 | -33.5318 | -33.5318 | -33.5318 | -33.5318 | 0 | 0 | 0 | 0 | 0 | 0 | 0 | 0 | 0 | 0 | 0 | 0 | 0 | 0 | 0 | 0 | 0 | 0 | 0 | 0 | 0 | 0 | 0 | 0
4 | 500 | 503 | 500 503 Night covers for display cases / Food Store | 0 | 0 | -47.8842 | -47.8842 | -47.8842 | -47.8842 | -47.8842 | 0 | 0 | 0 | 0 | 0 | 0 | 0 | 0 | 0 | 0 | 0 | 0 | 0 | 0 | 0 | 0 | 0 | 0 | 0 | 0 | 0 | 0 | 0
4 | 500 | 505 | 500 505 Efficient compressor motor / Food Store | 0 | 0 | -57.4094 | -57.4094 | -57.4094 | -57.4094 | -57.4094 | -57.4094 | -57.4094 | -57.4054 | -57.4054 | -57.4054 | 0 | 0 | 0 | 0 | 0 | 0 | 0 | 0 | 0 | 0 | 0 | 0 | 0 | 0 | 0 | 0 | 0 | 0
4 | 500 | 507 | 500 507 Floating head pressure controls / Food Store | 0 | 0 | -59.2629 | -59.2629 | -59.2629 | -59.2629 | -59.2629 | -59.2629 | -59.2629 | -59.2629 | -59.2629 | -59.2629 | -59.2629 | -59.2629 | -59.2629 | -59.2629 | -59.279 | -59.279 | 0 | 0 | 0 | 0 | 0 | 0 | 0 | 0 | 0 | 0 | 0 | 0
4 | 500 | 510 | 500 510 Demand Defrost Electric / Food Store | 0 | 0 | -64.1907 | -64.1907 | -64.1907 | -64.1907 | -64.1907 | -64.1907 | -64.1907 | -64.1907 | -64.1907 | -64.1907 | 0 | 0 | 0 | 0 | 0 | 0 | 0 | 0 | 0 | 0 | 0 | 0 | 0 | 0 | 0 | 0 | 0 | 0
4 | 500 | 513 | 500 513 High R-Value Glass Doors / Food Store | 0 | 0 | -13.4377 | -13.4377 | -13.4377 | -13.4377 | -13.4377 | -13.4377 | -13.4377 | -13.4377 | -13.4377 | -13.4377 | 0 | 0 | 0 | 0 | 0 | 0 | 0 | 0 | 0 | 0 | 0 | 0 | 0 | 0 | 0 | 0 | 0 | 0
4 | 500 | 515 | 500 515 Oversized Air Cooled Condenser / Food Store | 0 | 0 | -69.3925 | -69.3925 | -69.3925 | -69.3925 | -69.3925 | -69.3925 | -69.3925 | -69.3885 | -69.3885 | -69.3885 | -69.3885 | -69.3885 | -69.3885 | -69.3885 | -69.3885 | -69.3885 | 0 | 0 | 0 | 0 | 0 | 0 | 0 | 0 | 0 | 0 | 0 | 0
4 | 500 | 517 | 500 517 LED Display Lighting / Food Store | 0 | 0 | -6.8458 | -6.8458 | -6.8458 | -6.8458 | -6.8458 | -6.8458 | -6.8458 | -6.8458 | -6.8458 | -6.8458 | 0 | 0 | 0 | 0 | 0 | 0 | 0 | 0 | 0 | 0 | 0 | 0 | 0 | 0 | 0 | 0 | 0 | 0
4 | 600 | 603 | 600 603 Heat Pump Water Heater (air source) / Food Store | 0 | 0 | -9.5736 | -9.5736 | -9.5736 | -9.5736 | -9.5736 | -9.5736 | -9.5736 | -9.5736 | -9.5736 | -9.5736 | -9.5736 | -9.5736 | -9.5736 | -9.5736 | -9.5736 | 0 | 0 | 0 | 0 | 0 | 0 | 0 | 0 | 0 | 0 | 0 | 0 | 0
4 | 600 | 606 | 600 606 Demand controlled circulating systems / Food Store | 0 | 0 | -0.68498 | -0.68498 | -0.68498 | -0.68498 | -0.68498 | -0.68498 | -0.68498 | -0.68498 | -0.68498 | -0.68498 | -0.68498 | -0.68498 | -0.68498 | -0.68498 | -0.68498 | 0 | 0 | 0 | 0 | 0 | 0 | 0 | 0 | 0 | 0 | 0 | 0 | 0
4 | 600 | 608 | 600 608 Heat Recovery Unit / Food Store | 0 | 0 | -10.5245 | -10.5245 | -10.5245 | -10.5245 | -10.5245 | -10.5245 | -10.5245 | -10.5245 | -10.5245 | -10.5245 | 0 | 0 | 0 | 0 | 0 | 0 | 0 | 0 | 0 | 0 | 0 | 0 | 0 | 0 | 0 | 0 | 0 | 0
4 | 600 | 609 | 600 609 Heat Trap / Food Store | 0 | 0 | -1.241 | -1.241 | -1.241 | -1.241 | -1.241 | -1.241 | -1.241 | -1.241 | -1.241 | -1.241 | 0 | 0 | 0 | 0 | 0 | 0 | 0 | 0 | 0 | 0 | 0 | 0 | 0 | 0 | 0 | 0 | 0 | 0
4 | 600 | 610 | 600 610 Hot Water Pipe Insulation / Food Store | 0 | 0 | -0.26593 | -0.26593 | -0.26593 | -0.26593 | -0.26593 | -0.26593 | -0.26593 | -0.26593 | -0.26593 | -0.26593 | -0.26593 | -0.26593 | -0.26593 | -0.26593 | -0.26593 | 0 | 0 | 0 | 0 | 0 | 0 | 0 | 0 | 0 | 0 | 0 | 0 | 0
4 | 700 | 701 | 700 701 PC Manual Power Management Enabling / Food Store | 0 | 0 | -0.80586 | -0.80586 | -0.80586 | -0.80586 | 0 | 0 | 0 | 0 | 0 | 0 | 0 | 0 | 0 | 0 | 0 | 0 | 0 | 0 | 0 | 0 | 0 | 0 | 0 | 0 | 0 | 0 | 0 | 0
4 | 700 | 702 | 700 702 PC Network Power Management Enabling / Food Store | 0 | 0 | -0.80586 | -0.80586 | -0.80586 | -0.80586 | 0 | 0 | 0 | 0 | 0 | 0 | 0 | 0 | 0 | 0 | 0 | 0 | 0 | 0 | 0 | 0 | 0 | 0 | 0 | 0 | 0 | 0 | 0 | 0
4 | 710 | 711 | 710 711 Energy Star or Better Monitor / Food Store | 0 | 0 | -1.1685 | -1.1685 | -1.1685 | -1.1685 | 0 | 0 | 0 | 0 | 0 | 0 | 0 | 0 | 0 | 0 | 0 | 0 | 0 | 0 | 0 | 0 | 0 | 0 | 0 | 0 | 0 | 0 | 0 | 0
4 | 710 | 712 | 710 712 Monitor Power Management Enabling / Food Store | 0 | 0 | -0.76557 | -0.76557 | -0.76557 | -0.76557 | 0 | 0 | 0 | 0 | 0 | 0 | 0 | 0 | 0 | 0 | 0 | 0 | 0 | 0 | 0 | 0 | 0 | 0 | 0 | 0 | 0 | 0 | 0 | 0
4 | 730 | 732 | 730 732 Copier Power Management Enabling / Food Store | 0 | 0 | -0.26996 | -0.26996 | -0.26996 | -0.26996 | -0.26996 | -0.26996 | 0 | 0 | 0 | 0 | 0 | 0 | 0 | 0 | 0 | 0 | 0 | 0 | 0 | 0 | 0 | 0 | 0 | 0 | 0 | 0 | 0 | 0
4 | 740 | 741 | 740 741 Printer Power Management Enabling / Food Store | 0 | 0 | -1.0718 | -1.0718 | -1.0718 | -1.0718 | -1.0718 | 0 | 0 | 0 | 0 | 0 | 0 | 0 | 0 | 0 | 0 | 0 | 0 | 0 | 0 | 0 | 0 | 0 | 0 | 0 | 0 | 0 | 0 | 0
4 | 800 | 801 | 800 801 Convection Oven / Food Store | 0 | 0 | -6.6524 | -6.6524 | -6.6524 | -6.6524 | -6.6524 | -6.6524 | -6.6524 | -6.6524 | -6.6524 | -6.6524 | 0 | 0 | 0 | 0 | 0 | 0 | 0 | 0 | 0 | 0 | 0 | 0 | 0 | 0 | 0 | 0 | 0 | 0
4 | 810 | 811 | 810 811 Efficient Fryer / Food Store | 0 | 0 | -2.3692 | -2.3692 | -2.3692 | -2.3692 | -2.3692 | -2.3692 | -2.3692 | -2.3733 | -2.3733 | -2.3733 | 0 | 0 | 0 | 0 | 0 | 0 | 0 | 0 | 0 | 0 | 0 | 0 | 0 | 0 | 0 | 0 | 0 | 0
4 | 900 | 901 | 900 901 Vending Misers (cooled machines only) / Food Store | 0 | 0 | -0.91465 | -0.91465 | -0.91465 | -0.91465 | -0.91465 | -0.91465 | -0.91465 | -0.91465 | -0.91465 | -0.91465 | 0 | 0 | 0 | 0 | 0 | 0 | 0 | 0 | 0 | 0 | 0 | 0 | 0 | 0 | 0 | 0 | 0 | 0
5 | 110 | 111 | 110 111 Premium T8, Elecctronic Ballast / School | 0 | 0 | -42.223 | -42.223 | -42.223 | -42.223 | -42.223 | -42.223 | -42.223 | -42.223 | -42.223 | -42.223 | -42.223 | -42.223 | -42.223 | -42.223 | -42.223 | -42.223 | -42.223 | -42.223 | -42.223 | -42.223 | -42.223 | -42.223 | -42.223 | -42.223 | -42.223 | 0 | 0 | 0
5 | 110 | 114 | 110 114 Continuous Dimming / School | 0 | 0 | -61.9867 | -61.9867 | -61.9867 | -61.9867 | -61.9867 | -61.9867 | -61.9867 | -61.9867 | -61.9867 | -61.9867 | -61.9867 | -61.9867 | -61.9867 | -61.9867 | -61.9867 | -61.9867 | -61.9867 | -61.9867 | 0 | 0 | 0 | 0 | 0 | 0 | 0 | 0 | 0 | 0
5 | 110 | 115 | 110 115 Lighting Control Tuneup / School | 0 | 0 | -6.4146 | -6.4146 | -6.4146 | -6.4146 | -6.4146 | -6.4146 | 0 | 0 | 0 | 0 | 0 | 0 | 0 | 0 | 0 | 0 | 0 | 0 | 0 | 0 | 0 | 0 | 0 | 0 | 0 | 0 | 0 | 0
5 | 120 | 121 | 120 121 ROB Premium T8, 1EB / School | 0 | 0 | -18.2366 | -18.2366 | -18.2366 | -18.2366 | -18.2366 | -18.2366 | -18.2366 | -18.2366 | -18.2366 | -18.2366 | -18.2366 | -18.2366 | -18.2366 | -18.2366 | -18.2527 | -18.2527 | -18.2527 | -18.2527 | -18.2527 | -18.2527 | -18.2527 | -18.2527 | -18.2527 | -18.2527 | -18.2527 | 0 | 0 | 0
5 | 120 | 122 | 120 122 ROB Premium T8, EB, Reflector / School | 0 | 0 | -73.6757 | -73.6757 | -73.6757 | -73.6757 | -73.6757 | -73.6757 | -73.6757 | -73.6757 | -73.6757 | -73.6757 | -73.6757 | -73.6757 | -73.6757 | -73.6757 | -73.6757 | -73.6757 | -73.6757 | -73.6757 | -73.6757 | -73.6757 | -73.6757 | -73.6757 | -73.6757 | -73.6757 | -73.6757 | 0 | 0 | 0
5 | 120 | 123 | 120 123 Occupancy Sensor / School | 0 | 0 | -24.8124 | -24.8124 | -24.8124 | -24.8124 | -24.8124 | -24.8124 | -24.8124 | -24.8124 | -24.8124 | -24.8124 | -24.8124 | -24.8124 | -24.8124 | -24.8124 | -24.7963 | 0 | 0 | 0 | 0 | 0 | 0 | 0 | 0 | 0 | 0 | 0 | 0 | 0
5 | 120 | 124 | 120 124 Lighting Control Tuneup / School | 0 | 0 | -3.9366 | -3.9366 | -3.9366 | -3.9366 | -3.9366 | -3.9366 | 0 | 0 | 0 | 0 | 0 | 0 | 0 | 0 | 0 | 0 | 0 | 0 | 0 | 0 | 0 | 0 | 0 | 0 | 0 | 0 | 0 | 0
5 | 130 | 131 | 130 131 CFL Screw-in 18W / School | 0 | 0 | -414.7396 | -414.7396 | -414.7396 | 0 | 0 | 0 | 0 | 0 | 0 | 0 | 0 | 0 | 0 | 0 | 0 | 0 | 0 | 0 | 0 | 0 | 0 | 0 | 0 | 0 | 0 | 0 | 0 | 0
5 | 150 | 151 | 150 151 PSMH, 250W, magnetic ballast / School | 0 | 0 | -50.6321 | -50.6321 | -50.6321 | -50.6321 | -50.6321 | -50.6321 | -50.6321 | -50.6362 | -50.6362 | -50.6362 | -50.6362 | -50.6362 | -50.6362 | -50.6362 | -50.6523 | -50.6523 | 0 | 0 | 0 | 0 | 0 | 0 | 0 | 0 | 0 | 0 | 0 | 0
5 | 150 | 152 | 150 152 PSMH, 250 W, electronic ballast / School | 0 | 0 | -58.5457 | -58.5457 | -58.5457 | -58.5457 | -58.5457 | -58.5457 | -58.5457 | -58.5416 | -58.5416 | -58.5416 | -58.5416 | -58.5416 | -58.5416 | -58.5416 | -58.5416 | -58.5416 | 0 | 0 | 0 | 0 | 0 | 0 | 0 | 0 | 0 | 0 | 0 | 0
5 | 150 | 153 | 150 153 High Bay T5 / School | 0 | 0 | -102.0218 | -102.0218 | -102.0218 | -102.0218 | -102.0218 | -102.0218 | -102.0218 | -102.0218 | -102.0218 | -102.0218 | -102.0218 | -102.0218 | -102.0218 | -102.0218 | -102.0218 | -102.0218 | 0 | 0 | 0 | 0 | 0 | 0 | 0 | 0 | 0 | 0 | 0 | 0
5 | 160 | 161 | 160 161 LED Exit Sign / School | 0 | 0 | -0.67692 | -0.67692 | -0.67692 | -0.67692 | -0.67692 | -0.67692 | -0.67692 | -0.67692 | -0.67692 | -0.67692 | -0.67692 | -0.67692 | -0.67692 | -0.67692 | -0.67692 | -0.67692 | 0 | 0 | 0 | 0 | 0 | 0 | 0 | 0 | 0 | 0 | 0 | 0
5 | 200 | 201 | 200 201 High Pressure Sodium 250W Lamp / School | 0 | 0 | -2.1396 | -2.1396 | -2.1396 | -2.1396 | -2.1396 | 0 | 0 | 0 | 0 | 0 | 0 | 0 | 0 | 0 | 0 | 0 | 0 | 0 | 0 | 0 | 0 | 0 | 0 | 0 | 0 | 0 | 0 | 0
5 | 200 | 202 | 200 202 Outdoor Lighting Controls (Photocell/Timeclock) / School | 0 | 0 | -1.6842 | -1.6842 | -1.6842 | -1.6842 | -1.6842 | 0 | 0 | 0 | 0 | 0 | 0 | 0 | 0 | 0 | 0 | 0 | 0 | 0 | 0 | 0 | 0 | 0 | 0 | 0 | 0 | 0 | 0 | 0
5 | 210 | 211 | 210 211 Outdoor Lighting Controls (Photocell/Timeclock) / School | 0 | 0 | -3.0582 | -3.0582 | -3.0582 | -3.0582 | -3.0582 | 0 | 0 | 0 | 0 | 0 | 0 | 0 | 0 | 0 | 0 | 0 | 0 | 0 | 0 | 0 | 0 | 0 | 0 | 0 | 0 | 0 | 0 | 0
5 | 300 | 301 | 300 301 Centrifugal Chiller, 0.51 kW/ton, 500 tons / School | 0 | 0 | -32.9516 | -32.9516 | -32.9516 | -32.9516 | -32.9516 | -32.9516 | -32.9516 | -32.9476 | -32.9476 | -32.9476 | -32.9476 | -32.9476 | -32.9476 | -32.9476 | -32.9476 | -32.9476 | -32.9476 | -32.9476 | -32.9476 | -32.9476 | 0 | 0 | 0 | 0 | 0 | 0 | 0 | 0
5 | 300 | 302 | 300 302 High Efficiency Chiller Motors / School | 0 | 0 | -5.8183 | -5.8183 | -5.8183 | -5.8183 | -5.8183 | -5.8183 | -5.8183 | -5.8183 | -5.8183 | -5.8183 | -5.8183 | -5.8183 | -5.8183 | -5.8183 | -5.8183 | -5.8183 | -5.8183 | -5.8183 | -5.8183 | -5.8183 | 0 | 0 | 0 | 0 | 0 | 0 | 0 | 0
5 | 300 | 304 | 300 304 EMS - Chiller / School | 0 | 0 | -19.4494 | -19.4494 | -19.4494 | -19.4494 | -19.4494 | -19.4494 | -19.4494 | -19.4494 | -19.4494 | -19.4494 | 0 | 0 | 0 | 0 | 0 | 0 | 0 | 0 | 0 | 0 | 0 | 0 | 0 | 0 | 0 | 0 | 0 | 0
5 | 300 | 305 | 300 305 Chiller Tune Up/Diagnostics / School | 0 | 0 | -71.8585 | -71.8585 | -71.8585 | -71.8585 | -71.8585 | -71.8585 | -71.8585 | -71.8585 | -71.8585 | -71.8585 | 0 | 0 | 0 | 0 | 0 | 0 | 0 | 0 | 0 | 0 | 0 | 0 | 0 | 0 | 0 | 0 | 0 | 0
5 | 300 | 306 | 300 306 VSD for Chiller Pumps and Towers / School | 0 | 0 | -18.3454 | -18.3454 | -18.3454 | -18.3454 | -18.3454 | -18.3454 | -18.3454 | -18.3454 | -18.3454 | -18.3454 | -18.3454 | -18.3454 | -18.3454 | -18.3454 | -18.3454 | 0 | 0 | 0 | 0 | 0 | 0 | 0 | 0 | 0 | 0 | 0 | 0 | 0
5 | 300 | 307 | 300 307 EMS Optimization / School | 0 | 0 | -6.2333 | -6.2333 | -6.2333 | -6.2333 | -6.2333 | 0 | 0 | 0 | 0 | 0 | 0 | 0 | 0 | 0 | 0 | 0 | 0 | 0 | 0 | 0 | 0 | 0 | 0 | 0 | 0 | 0 | 0 | 0
5 | 300 | 308 | 300 308 Aerosole Duct Sealing / School | 0 | 0 | -12.6157 | -12.6157 | -12.6157 | -12.6157 | -12.6157 | -12.6157 | -12.6157 | -12.6157 | -12.6157 | -12.6157 | -12.6157 | -12.6157 | -12.6157 | -12.6157 | -12.6157 | 0 | 0 | 0 | 0 | 0 | 0 | 0 | 0 | 0 | 0 | 0 | 0 | 0
5 | 300 | 309 | 300 309 Duct/Pipe Insulation / School | 0 | 0 | -3.5538 | -3.5538 | -3.5538 | -3.5538 | -3.5538 | -3.5538 | -3.5538 | -3.5579 | -3.5579 | -3.5579 | 0 | 0 | 0 | 0 | 0 | 0 | 0 | 0 | 0 | 0 | 0 | 0 | 0 | 0 | 0 | 0 | 0 | 0
5 | 300 | 311 | 300 311 Window Film (Standard) / School | 0 | 0 | -21.2223 | -21.2223 | -21.2223 | -21.2223 | -21.2223 | -21.2223 | -21.2223 | -21.2223 | -21.2223 | -21.2223 | 0 | 0 | 0 | 0 | 0 | 0 | 0 | 0 | 0 | 0 | 0 | 0 | 0 | 0 | 0 | 0 | 0 | 0
5 | 300 | 313 | 300 313 Ceiling Insulation / School | 0 | 0 | -97.0416 | -97.0416 | -97.0416 | -97.0416 | -97.0416 | -97.0416 | -97.0416 | -97.0375 | -97.0375 | -97.0375 | -97.0375 | -97.0375 | -97.0375 | -97.0375 | -97.0375 | -97.0375 | -97.0375 | -97.0375 | -97.0375 | -97.0375 | 0 | 0 | 0 | 0 | 0 | 0 | 0 | 0
5 | 300 | 314 | 300 314 Roof Insulation / School | 0 | 0 | -20.0659 | -20.0659 | -20.0659 | -20.0659 | -20.0659 | -20.0659 | -20.0659 | -20.0659 | -20.0659 | -20.0659 | -20.0659 | -20.0659 | -20.0659 | -20.0659 | -20.0498 | -20.0498 | -20.0498 | -20.0498 | -20.0498 | -20.0498 | 0 | 0 | 0 | 0 | 0 | 0 | 0 | 0
5 | 300 | 317 | 300 317 Thermal Energy Storage (TES) Positive / School | 0 | 0 | -18.3414 | -18.3414 | -18.3414 | -18.3414 | -18.3414 | -18.3414 | -18.3414 | -18.3414 | -18.3414 | -18.3414 | -18.3414 | -18.3414 | -18.3414 | -18.3414 | -18.3575 | -18.3575 | -18.3575 | -18.3575 | -18.3575 | -18.3575 | -18.3575 | -18.3575 | -18.3575 | -18.3575 | -18.3575 | -18.3575 | -18.3575 | -18.3575
5 | 300 | 317 | 300 317 Thermal Energy Storage (TES) Negative / School | 0 | 0 | 0 | 0 | 0 | 0 | 0 | 0 | 0 | 0 | 0 | 0 | 0 | 0 | 0 | 0 | 0 | 0 | 0 | 0 | 0 | 0 | 0 | 0 | 0 | 0 | 0 | 0 | 0 | 0
5 | 320 | 321 | 320 321 DX Packaged System, EER=10.9, 10 tons / School | 0 | 0 | -40.0512 | -40.0512 | -40.0512 | -40.0512 | -40.0512 | -40.0512 | -40.0512 | -40.0512 | -40.0512 | -40.0512 | -40.0512 | -40.0512 | -40.0512 | -40.0512 | -40.0512 | 0 | 0 | 0 | 0 | 0 | 0 | 0 | 0 | 0 | 0 | 0 | 0 | 0
5 | 320 | 322 | 320 322 Hybrid Dessicant-DX System (Trane CDQ) / School | 0 | 0 | -85.82 | -85.82 | -85.82 | -85.82 | -85.82 | -85.82 | -85.82 | -85.82 | -85.82 | -85.82 | -85.82 | -85.82 | -85.82 | -85.82 | -85.8039 | 0 | 0 | 0 | 0 | 0 | 0 | 0 | 0 | 0 | 0 | 0 | 0 | 0
5 | 320 | 323 | 320 323 Geothermal Heat Pump, EER=13, 10 tons / School | 0 | 0 | -44.6889 | -44.6889 | -44.6889 | -44.6889 | -44.6889 | -44.6889 | -44.6889 | -44.6889 | -44.6889 | -44.6889 | -44.6889 | -44.6889 | -44.6889 | -44.6889 | -44.705 | 0 | 0 | 0 | 0 | 0 | 0 | 0 | 0 | 0 | 0 | 0 | 0 | 0
5 | 320 | 326 | 320 326 DX Tune Up/ Advanced Diagnostics / School | 0 | 0 | -21.46 | -21.46 | -21.46 | -21.46 | -21.46 | -21.46 | -21.46 | -21.46 | -21.46 | -21.46 | 0 | 0 | 0 | 0 | 0 | 0 | 0 | 0 | 0 | 0 | 0 | 0 | 0 | 0 | 0 | 0 | 0 | 0
5 | 320 | 327 | 320 327 DX Coil Cleaning / School | 0 | 0 | -68.1556 | -68.1556 | -68.1556 | -68.1556 | -68.1556 | 0 | 0 | 0 | 0 | 0 | 0 | 0 | 0 | 0 | 0 | 0 | 0 | 0 | 0 | 0 | 0 | 0 | 0 | 0 | 0 | 0 | 0 | 0
5 | 320 | 329 | 320 329 Aerosole Duct Sealing / School | 0 | 0 | -20.0538 | -20.0538 | -20.0538 | -20.0538 | -20.0538 | -20.0538 | -20.0538 | -20.0538 | -20.0538 | -20.0538 | -20.0538 | -20.0538 | -20.0538 | -20.0538 | -20.0538 | 0 | 0 | 0 | 0 | 0 | 0 | 0 | 0 | 0 | 0 | 0 | 0 | 0
5 | 320 | 330 | 320 330 Duct/Pipe Insulation / School | 0 | 0 | -5.8304 | -5.8304 | -5.8304 | -5.8304 | -5.8304 | -5.8304 | -5.8304 | -5.8304 | -5.8304 | -5.8304 | 0 | 0 | 0 | 0 | 0 | 0 | 0 | 0 | 0 | 0 | 0 | 0 | 0 | 0 | 0 | 0 | 0 | 0
5 | 320 | 334 | 320 334 Ceiling Insulation / School | 0 | 0 | -154.1448 | -154.1448 | -154.1448 | -154.1448 | -154.1448 | -154.1448 | -154.1448 | -154.1448 | -154.1448 | -154.1448 | -154.1448 | -154.1448 | -154.1448 | -154.1448 | -154.1287 | -154.1287 | -154.1287 | -154.1287 | -154.1287 | -154.1287 | 0 | 0 | 0 | 0 | 0 | 0 | 0 | 0
5 | 320 | 335 | 320 335 Roof Insulation / School | 0 | 0 | -33.2417 | -33.2417 | -33.2417 | -33.2417 | -33.2417 | -33.2417 | -33.2417 | -33.2417 | -33.2417 | -33.2417 | -33.2417 | -33.2417 | -33.2417 | -33.2417 | -33.2417 | -33.2417 | -33.2417 | -33.2417 | -33.2417 | -33.2417 | 0 | 0 | 0 | 0 | 0 | 0 | 0 | 0
5 | 340 | 344 | 340 344 Aerosole Duct Sealing / School | 0 | 0 | -20.5091 | -20.5091 | -20.5091 | -20.5091 | -20.5091 | -20.5091 | -20.5091 | -20.5091 | -20.5091 | -20.5091 | -20.5091 | -20.5091 | -20.5091 | -20.5091 | -20.5091 | 0 | 0 | 0 | 0 | 0 | 0 | 0 | 0 | 0 | 0 | 0 | 0 | 0
5 | 340 | 345 | 340 345 Duct/Pipe Insulation / School | 0 | 0 | -5.9271 | -5.9271 | -5.9271 | -5.9271 | -5.9271 | -5.9271 | -5.9271 | -5.9271 | -5.9271 | -5.9271 | 0 | 0 | 0 | 0 | 0 | 0 | 0 | 0 | 0 | 0 | 0 | 0 | 0 | 0 | 0 | 0 | 0 | 0
5 | 340 | 349 | 340 349 Ceiling Insulation / School | 0 | 0 | -157.6261 | -157.6261 | -157.6261 | -157.6261 | -157.6261 | -157.6261 | -157.6261 | -157.6301 | -157.6301 | -157.6301 | -157.6301 | -157.6301 | -157.6301 | -157.6301 | -157.6301 | -157.6301 | -157.6301 | -157.6301 | -157.6301 | -157.6301 | 0 | 0 | 0 | 0 | 0 | 0 | 0 | 0
5 | 340 | 351 | 340 351 Cool Roof - DX / School | 0 | 0 | -165.87 | -165.87 | -165.87 | -165.87 | -165.87 | -165.87 | -165.87 | -165.87 | -165.87 | -165.87 | -165.87 | -165.87 | -165.87 | -165.87 | -165.87 | 0 | 0 | 0 | 0 | 0 | 0 | 0 | 0 | 0 | 0 | 0 | 0 | 0
5 | 360 | 361 | 360 361 HE PTAC, EER=9.6, 1 ton / School | 0 | 0 | -107.2921 | -107.2921 | -107.2921 | -107.2921 | -107.2921 | -107.2921 | -107.2921 | -107.2921 | -107.2921 | -107.2921 | -107.2921 | -107.2921 | -107.2921 | -107.2921 | -107.2921 | 0 | 0 | 0 | 0 | 0 | 0 | 0 | 0 | 0 | 0 | 0 | 0 | 0
5 | 400 | 402 | 400 402 Variable Speed Drive Control / School | 0 | 0 | -15.6941 | -15.6941 | -15.6941 | -15.6941 | -15.6941 | -15.6941 | -15.6941 | -15.6941 | -15.6941 | -15.6941 | -15.6941 | -15.6941 | -15.6941 | -15.6941 | -15.6941 | 0 | 0 | 0 | 0 | 0 | 0 | 0 | 0 | 0 | 0 | 0 | 0 | 0
5 | 400 | 403 | 400 403 Air Handler Optimization / School | 0 | 0 | -4.5531 | -4.5531 | -4.5531 | -4.5531 | -4.5531 | -4.5531 | -4.5531 | -4.5531 | 0 | 0 | 0 | 0 | 0 | 0 | 0 | 0 | 0 | 0 | 0 | 0 | 0 | 0 | 0 | 0 | 0 | 0 | 0 | 0
5 | 400 | 404 | 400 404 Electronically Commutated Motors (ECM) on an Air Handler Unit / School | 0 | 0 | -6.4227 | -6.4227 | -6.4227 | -6.4227 | -6.4227 | -6.4227 | -6.4227 | -6.4227 | -6.4227 | -6.4227 | -6.4227 | -6.4227 | -6.4227 | -6.4227 | -6.4388 | 0 | 0 | 0 | 0 | 0 | 0 | 0 | 0 | 0 | 0 | 0 | 0 | 0
5 | 400 | 405 | 400 405 Demand Control Ventilation (DCV) / School | 0 | 0 | -49.2058 | -49.2058 | -49.2058 | -49.2058 | -49.2058 | -49.2058 | -49.2058 | -49.2058 | -49.2058 | -49.2058 | -49.2058 | -49.2058 | -49.2058 | -49.2058 | -49.2058 | 0 | 0 | 0 | 0 | 0 | 0 | 0 | 0 | 0 | 0 | 0 | 0 | 0
5 | 400 | 406 | 400 406 Energy Recovery Ventilation (ERV) / School | 0 | 0 | -22.4996 | -22.4996 | -22.4996 | -22.4996 | -22.4996 | -22.4996 | -22.4996 | -22.4996 | -22.4996 | -22.4996 | -22.4996 | -22.4996 | -22.4996 | -22.4996 | -22.4996 | -22.4996 | -22.4996 | -22.4996 | -22.4996 | -22.4996 | 0 | 0 | 0 | 0 | 0 | 0 | 0 | 0
5 | 600 | 603 | 600 603 Heat Pump Water Heater (air source) / School | 0 | 0 | -16.3066 | -16.3066 | -16.3066 | -16.3066 | -16.3066 | -16.3066 | -16.3066 | -16.3066 | -16.3066 | -16.3066 | -16.3066 | -16.3066 | -16.3066 | -16.3066 | -16.3066 | 0 | 0 | 0 | 0 | 0 | 0 | 0 | 0 | 0 | 0 | 0 | 0 | 0
5 | 600 | 606 | 600 606 Demand controlled circulating systems / School | 0 | 0 | -1.1483 | -1.1483 | -1.1483 | -1.1483 | -1.1483 | -1.1483 | -1.1483 | -1.1483 | -1.1483 | -1.1483 | -1.1483 | -1.1483 | -1.1483 | -1.1483 | -1.1483 | 0 | 0 | 0 | 0 | 0 | 0 | 0 | 0 | 0 | 0 | 0 | 0 | 0
5 | 600 | 608 | 600 608 Heat Recovery Unit / School | 0 | 0 | -17.8578 | -17.8578 | -17.8578 | -17.8578 | -17.8578 | -17.8578 | -17.8578 | -17.8538 | -17.8538 | -17.8538 | 0 | 0 | 0 | 0 | 0 | 0 | 0 | 0 | 0 | 0 | 0 | 0 | 0 | 0 | 0 | 0 | 0 | 0
5 | 600 | 609 | 600 609 Heat Trap / School | 0 | 0 | -2.1033 | -2.1033 | -2.1033 | -2.1033 | -2.1033 | -2.1033 | -2.1033 | -2.0993 | -2.0993 | -2.0993 | 0 | 0 | 0 | 0 | 0 | 0 | 0 | 0 | 0 | 0 | 0 | 0 | 0 | 0 | 0 | 0 | 0 | 0
5 | 600 | 610 | 600 610 Hot Water Pipe Insulation / School | 0 | 0 | -0.45934 | -0.45934 | -0.45934 | -0.45934 | -0.45934 | -0.45934 | -0.45934 | -0.45934 | -0.45934 | -0.45934 | -0.45934 | -0.45934 | -0.45934 | -0.45934 | -0.45934 | 0 | 0 | 0 | 0 | 0 | 0 | 0 | 0 | 0 | 0 | 0 | 0 | 0
5 | 700 | 701 | 700 701 PC Manual Power Management Enabling / School | 0 | 0 | -9.1223 | -9.1223 | -9.1223 | -9.1223 | 0 | 0 | 0 | 0 | 0 | 0 | 0 | 0 | 0 | 0 | 0 | 0 | 0 | 0 | 0 | 0 | 0 | 0 | 0 | 0 | 0 | 0 | 0 | 0
5 | 700 | 702 | 700 702 PC Network Power Management Enabling / School | 0 | 0 | -9.1223 | -9.1223 | -9.1223 | -9.1223 | 0 | 0 | 0 | 0 | 0 | 0 | 0 | 0 | 0 | 0 | 0 | 0 | 0 | 0 | 0 | 0 | 0 | 0 | 0 | 0 | 0 | 0 | 0 | 0
5 | 710 | 711 | 710 711 Energy Star or Better Monitor / School | 0 | 0 | -13.1274 | -13.1274 | -13.1274 | -13.1274 | 0 | 0 | 0 | 0 | 0 | 0 | 0 | 0 | 0 | 0 | 0 | 0 | 0 | 0 | 0 | 0 | 0 | 0 | 0 | 0 | 0 | 0 | 0 | 0
5 | 710 | 712 | 710 712 Monitor Power Management Enabling / School | 0 | 0 | -8.5663 | -8.5663 | -8.5663 | -8.5663 | 0 | 0 | 0 | 0 | 0 | 0 | 0 | 0 | 0 | 0 | 0 | 0 | 0 | 0 | 0 | 0 | 0 | 0 | 0 | 0 | 0 | 0 | 0 | 0
5 | 720 | 722 | 720 722 Monitor Power Management Enabling / School | 0 | 0 | -0.016117 | -0.016117 | -0.016117 | -0.016117 | 0 | 0 | 0 | 0 | 0 | 0 | 0 | 0 | 0 | 0 | 0 | 0 | 0 | 0 | 0 | 0 | 0 | 0 | 0 | 0 | 0 | 0 | 0 | 0
5 | 730 | 732 | 730 732 Copier Power Management Enabling / School | 0 | 0 | -0.55604 | -0.55604 | -0.55604 | -0.55604 | -0.55604 | -0.55604 | 0 | 0 | 0 | 0 | 0 | 0 | 0 | 0 | 0 | 0 | 0 | 0 | 0 | 0 | 0 | 0 | 0 | 0 | 0 | 0 | 0 | 0
5 | 740 | 741 | 740 741 Printer Power Management Enabling / School | 0 | 0 | -5.5604 | -5.5604 | -5.5604 | -5.5604 | -5.5604 | 0 | 0 | 0 | 0 | 0 | 0 | 0 | 0 | 0 | 0 | 0 | 0 | 0 | 0 | 0 | 0 | 0 | 0 | 0 | 0 | 0 | 0 | 0
5 | 800 | 801 | 800 801 Convection Oven / School | 0 | 0 | -0.72527 | -0.72527 | -0.72527 | -0.72527 | -0.72527 | -0.72527 | -0.72527 | -0.72527 | -0.72527 | -0.72527 | 0 | 0 | 0 | 0 | 0 | 0 | 0 | 0 | 0 | 0 | 0 | 0 | 0 | 0 | 0 | 0 | 0 | 0
5 | 810 | 811 | 810 811 Efficient Fryer / School | 0 | 0 | -0.22161 | -0.22161 | -0.22161 | -0.22161 | -0.22161 | -0.22161 | -0.22161 | -0.22161 | -0.22161 | -0.22161 | 0 | 0 | 0 | 0 | 0 | 0 | 0 | 0 | 0 | 0 | 0 | 0 | 0 | 0 | 0 | 0 | 0 | 0
5 | 900 | 901 | 900 901 Vending Misers (cooled machines only) / School | 0 | 0 | -2.7157 | -2.7157 | -2.7157 | -2.7157 | -2.7157 | -2.7157 | -2.7157 | -2.7117 | -2.7117 | -2.7117 | 0 | 0 | 0 | 0 | 0 | 0 | 0 | 0 | 0 | 0 | 0 | 0 | 0 | 0 | 0 | 0 | 0 | 0
6 | 110 | 111 | 110 111 Premium T8, Elecctronic Ballast / College | 0 | 0 | -42.767 | -42.767 | -42.767 | -42.767 | -42.767 | -42.767 | -42.767 | -42.767 | -42.767 | -42.767 | -42.767 | -42.767 | -42.767 | -42.767 | -42.767 | -42.767 | -42.767 | -42.767 | -42.767 | -42.767 | -42.767 | -42.767 | -42.767 | -42.767 | -42.767 | -42.767 | -42.767 | -42.767
6 | 110 | 114 | 110 114 Continuous Dimming / College | 0 | 0 | -69.7673 | -69.7673 | -69.7673 | -69.7673 | -69.7673 | -69.7673 | -69.7673 | -69.7673 | -69.7673 | -69.7673 | -69.7673 | -69.7673 | -69.7673 | -69.7673 | -69.7673 | -69.7673 | -69.7673 | -69.7673 | -69.7673 | -69.7673 | -69.7673 | -69.7673 | 0 | 0 | 0 | 0 | 0 | 0
6 | 110 | 115 | 110 115 Lighting Control Tuneup / College | 0 | 0 | -7.4703 | -7.4703 | -7.4703 | -7.4703 | -7.4703 | -7.4703 | 0 | 0 | 0 | 0 | 0 | 0 | 0 | 0 | 0 | 0 | 0 | 0 | 0 | 0 | 0 | 0 | 0 | 0 | 0 | 0 | 0 | 0
6 | 120 | 121 | 120 121 ROB Premium T8, 1EB / College | 0 | 0 | -18.4784 | -18.4784 | -18.4784 | -18.4784 | -18.4784 | -18.4784 | -18.4784 | -18.4784 | -18.4784 | -18.4784 | -18.4784 | -18.4784 | -18.4784 | -18.4784 | -18.4784 | -18.4784 | -18.4784 | -18.4784 | -18.4784 | -18.4784 | -18.4784 | -18.4784 | -18.4784 | -18.4784 | -18.4784 | -18.4784 | -18.4784 | -18.4784
6 | 120 | 122 | 120 122 ROB Premium T8, EB, Reflector / College | 0 | 0 | -74.6185 | -74.6185 | -74.6185 | -74.6185 | -74.6185 | -74.6185 | -74.6185 | -74.6185 | -74.6185 | -74.6185 | -74.6185 | -74.6185 | -74.6185 | -74.6185 | -74.6347 | -74.6347 | -74.6347 | -74.6347 | -74.6347 | -74.6347 | -74.6347 | -74.6347 | -74.6347 | -74.6347 | -74.6347 | -74.6347 | -74.6347 | -74.6347
6 | 120 | 123 | 120 123 Occupancy Sensor / College | 0 | 0 | -25.1267 | -25.1267 | -25.1267 | -25.1267 | -25.1267 | -25.1267 | -25.1267 | -25.1267 | -25.1267 | -25.1267 | -25.1267 | -25.1267 | -25.1267 | -25.1267 | -25.1267 | -25.1267 | -25.1267 | -25.1267 | 0 | 0 | 0 | 0 | 0 | 0 | 0 | 0 | 0 | 0
6 | 120 | 124 | 120 124 Lighting Control Tuneup / College | 0 | 0 | -4.4483 | -4.4483 | -4.4483 | -4.4483 | -4.4483 | -4.4483 | 0 | 0 | 0 | 0 | 0 | 0 | 0 | 0 | 0 | 0 | 0 | 0 | 0 | 0 | 0 | 0 | 0 | 0 | 0 | 0 | 0 | 0
6 | 130 | 131 | 130 131 CFL Screw-in 18W / College | 0 | 0 | -420.1428 | -420.1428 | -420.1428 | -420.1428 | 0 | 0 | 0 | 0 | 0 | 0 | 0 | 0 | 0 | 0 | 0 | 0 | 0 | 0 | 0 | 0 | 0 | 0 | 0 | 0 | 0 | 0 | 0 | 0
6 | 150 | 151 | 150 151 PSMH, 250W, magnetic ballast / College | 0 | 0 | -56.9984 | -56.9984 | -56.9984 | -56.9984 | -56.9984 | -56.9984 | -56.9984 | -56.9984 | -56.9984 | -56.9984 | -56.9984 | -56.9984 | -56.9984 | -56.9984 | -57.0145 | -57.0145 | -57.0145 | -57.0145 | -57.0145 | -57.0145 | 0 | 0 | 0 | 0 | 0 | 0 | 0 | 0
6 | 150 | 152 | 150 152 PSMH, 250 W, electronic ballast / College | 0 | 0 | -65.8951 | -65.8951 | -65.8951 | -65.8951 | -65.8951 | -65.8951 | -65.8951 | -65.8951 | -65.8951 | -65.8951 | -65.8951 | -65.8951 | -65.8951 | -65.8951 | -65.8951 | -65.8951 | -65.8951 | -65.8951 | -65.8951 | -65.8951 | 0 | 0 | 0 | 0 | 0 | 0 | 0 | 0
6 | 150 | 153 | 150 153 High Bay T5 / College | 0 | 0 | -103.3676 | -103.3676 | -103.3676 | -103.3676 | -103.3676 | -103.3676 | -103.3676 | -103.3635 | -103.3635 | -103.3635 | -103.3635 | -103.3635 | -103.3635 | -103.3635 | -103.3635 | -103.3635 | -103.3635 | -103.3635 | -103.3635 | -103.3635 | 0 | 0 | 0 | 0 | 0 | 0 | 0 | 0
6 | 160 | 161 | 160 161 LED Exit Sign / College | 0 | 0 | -0.84615 | -0.84615 | -0.84615 | -0.84615 | -0.84615 | -0.84615 | -0.84615 | -0.84212 | -0.84212 | -0.84212 | -0.84212 | -0.84212 | -0.84212 | -0.84212 | -0.84212 | -0.84212 | 0 | 0 | 0 | 0 | 0 | 0 | 0 | 0 | 0 | 0 | 0 | 0
6 | 200 | 201 | 200 201 High Pressure Sodium 250W Lamp / College | 0 | 0 | -4.7787 | -4.7787 | -4.7787 | -4.7787 | -4.7787 | 0 | 0 | 0 | 0 | 0 | 0 | 0 | 0 | 0 | 0 | 0 | 0 | 0 | 0 | 0 | 0 | 0 | 0 | 0 | 0 | 0 | 0 | 0
6 | 200 | 202 | 200 202 Outdoor Lighting Controls (Photocell/Timeclock) / College | 0 | 0 | -3.7674 | -3.7674 | -3.7674 | -3.7674 | -3.7674 | 0 | 0 | 0 | 0 | 0 | 0 | 0 | 0 | 0 | 0 | 0 | 0 | 0 | 0 | 0 | 0 | 0 | 0 | 0 | 0 | 0 | 0 | 0
6 | 210 | 211 | 210 211 Outdoor Lighting Controls (Photocell/Timeclock) / College | 0 | 0 | -6.3824 | -6.3824 | -6.3824 | -6.3824 | -6.3824 | 0 | 0 | 0 | 0 | 0 | 0 | 0 | 0 | 0 | 0 | 0 | 0 | 0 | 0 | 0 | 0 | 0 | 0 | 0 | 0 | 0 | 0 | 0
6 | 300 | 301 | 300 301 Centrifugal Chiller, 0.51 kW/ton, 500 tons / College | 0 | 0 | -24.0428 | -24.0428 | -24.0428 | -24.0428 | -24.0428 | -24.0428 | -24.0428 | -24.0428 | -24.0428 | -24.0428 | -24.0428 | -24.0428 | -24.0428 | -24.0428 | -24.0589 | -24.0589 | -24.0589 | -24.0589 | -24.0589 | -24.0589 | 0 | 0 | 0 | 0 | 0 | 0 | 0 | 0
6 | 300 | 302 | 300 302 High Efficiency Chiller Motors / College | 0 | 0 | -4.1582 | -4.1582 | -4.1582 | -4.1582 | -4.1582 | -4.1582 | -4.1582 | -4.1582 | -4.1582 | -4.1582 | -4.1582 | -4.1582 | -4.1582 | -4.1582 | -4.1582 | -4.1582 | -4.1582 | -4.1582 | -4.1582 | -4.1582 | 0 | 0 | 0 | 0 | 0 | 0 | 0 | 0
6 | 300 | 304 | 300 304 EMS - Chiller / College | 0 | 0 | -13.885 | -13.885 | -13.885 | -13.885 | -13.885 | -13.885 | -13.885 | -13.885 | -13.885 | -13.885 | 0 | 0 | 0 | 0 | 0 | 0 | 0 | 0 | 0 | 0 | 0 | 0 | 0 | 0 | 0 | 0 | 0 | 0
6 | 300 | 305 | 300 305 Chiller Tune Up/Diagnostics / College | 0 | 0 | -52.4453 | -52.4453 | -52.4453 | -52.4453 | -52.4453 | -52.4453 | -52.4453 | -52.4494 | -52.4494 | -52.4494 | 0 | 0 | 0 | 0 | 0 | 0 | 0 | 0 | 0 | 0 | 0 | 0 | 0 | 0 | 0 | 0 | 0 | 0
6 | 300 | 306 | 300 306 VSD for Chiller Pumps and Towers / College | 0 | 0 | -13.0992 | -13.0992 | -13.0992 | -13.0992 | -13.0992 | -13.0992 | -13.0992 | -13.0992 | -13.0992 | -13.0992 | -13.0992 | -13.0992 | -13.0992 | -13.0992 | -13.0992 | 0 | 0 | 0 | 0 | 0 | 0 | 0 | 0 | 0 | 0 | 0 | 0 | 0
6 | 300 | 307 | 300 307 EMS Optimization / College | 0 | 0 | -4.5531 | -4.5531 | -4.5531 | -4.5531 | -4.5531 | 0 | 0 | 0 | 0 | 0 | 0 | 0 | 0 | 0 | 0 | 0 | 0 | 0 | 0 | 0 | 0 | 0 | 0 | 0 | 0 | 0 | 0 | 0
6 | 300 | 308 | 300 308 Aerosole Duct Sealing / College | 0 | 0 | -9.211 | -9.211 | -9.211 | -9.211 | -9.211 | -9.211 | -9.211 | -9.215 | -9.215 | -9.215 | -9.215 | -9.215 | -9.215 | -9.215 | -9.215 | 0 | 0 | 0 | 0 | 0 | 0 | 0 | 0 | 0 | 0 | 0 | 0 | 0
6 | 300 | 309 | 300 309 Duct/Pipe Insulation / College | 0 | 0 | -2.5465 | -2.5465 | -2.5465 | -2.5465 | -2.5465 | -2.5465 | -2.5465 | -2.5505 | -2.5505 | -2.5505 | 0 | 0 | 0 | 0 | 0 | 0 | 0 | 0 | 0 | 0 | 0 | 0 | 0 | 0 | 0 | 0 | 0 | 0
6 | 300 | 311 | 300 311 Window Film (Standard) / College | 0 | 0 | -15.4403 | -15.4403 | -15.4403 | -15.4403 | -15.4403 | -15.4403 | -15.4403 | -15.4403 | -15.4403 | -15.4403 | 0 | 0 | 0 | 0 | 0 | 0 | 0 | 0 | 0 | 0 | 0 | 0 | 0 | 0 | 0 | 0 | 0 | 0
6 | 300 | 313 | 300 313 Ceiling Insulation / College | 0 | 0 | -70.8552 | -70.8552 | -70.8552 | -70.8552 | -70.8552 | -70.8552 | -70.8552 | -70.8552 | -70.8552 | -70.8552 | -70.8552 | -70.8552 | -70.8552 | -70.8552 | -70.8552 | -70.8552 | -70.8552 | -70.8552 | -70.8552 | -70.8552 | 0 | 0 | 0 | 0 | 0 | 0 | 0 | 0
6 | 300 | 314 | 300 314 Roof Insulation / College | 0 | 0 | -14.2637 | -14.2637 | -14.2637 | -14.2637 | -14.2637 | -14.2637 | -14.2637 | -14.2637 | -14.2637 | -14.2637 | -14.2637 | -14.2637 | -14.2637 | -14.2637 | -14.2798 | -14.2798 | -14.2798 | -14.2798 | -14.2798 | -14.2798 | 0 | 0 | 0 | 0 | 0 | 0 | 0 | 0
6 | 300 | 317 | 300 317 Thermal Energy Storage (TES) Positive / College | 0 | 0 | -13.0549 | -13.0549 | -13.0549 | -13.0549 | -13.0549 | -13.0549 | -13.0549 | -13.0549 | -13.0549 | -13.0549 | -13.0549 | -13.0549 | -13.0549 | -13.0549 | -13.0549 | -13.0549 | -13.0549 | -13.0549 | -13.0549 | -13.0549 | -13.0549 | -13.0549 | -13.0549 | -13.0549 | -13.0549 | -13.0549 | -13.0549 | -13.0549
6 | 300 | 317 | 300 317 Thermal Energy Storage (TES) Negative / College | 0 | 0 | 0 | 0 | 0 | 0 | 0 | 0 | 0 | 0 | 0 | 0 | 0 | 0 | 0 | 0 | 0 | 0 | 0 | 0 | 0 | 0 | 0 | 0 | 0 | 0 | 0 | 0 | 0 | 0
6 | 320 | 321 | 320 321 DX Packaged System, EER=10.9, 10 tons / College | 0 | 0 | -29.2446 | -29.2446 | -29.2446 | -29.2446 | -29.2446 | -29.2446 | -29.2446 | -29.2406 | -29.2406 | -29.2406 | -29.2406 | -29.2406 | -29.2406 | -29.2406 | -29.2567 | 0 | 0 | 0 | 0 | 0 | 0 | 0 | 0 | 0 | 0 | 0 | 0 | 0
6 | 320 | 322 | 320 322 Hybrid Dessicant-DX System (Trane CDQ) / College | 0 | 0 | -61.1486 | -61.1486 | -61.1486 | -61.1486 | -61.1486 | -61.1486 | -61.1486 | -61.1526 | -61.1526 | -61.1526 | -61.1526 | -61.1526 | -61.1526 | -61.1526 | -61.1526 | 0 | 0 | 0 | 0 | 0 | 0 | 0 | 0 | 0 | 0 | 0 | 0 | 0
6 | 320 | 323 | 320 323 Geothermal Heat Pump, EER=13, 10 tons / College | 0 | 0 | -31.8314 | -31.8314 | -31.8314 | -31.8314 | -31.8314 | -31.8314 | -31.8314 | -31.8314 | -31.8314 | -31.8314 | -31.8314 | -31.8314 | -31.8314 | -31.8314 | -31.8314 | 0 | 0 | 0 | 0 | 0 | 0 | 0 | 0 | 0 | 0 | 0 | 0 | 0
6 | 320 | 326 | 320 326 DX Tune Up/ Advanced Diagnostics / College | 0 | 0 | -15.2831 | -15.2831 | -15.2831 | -15.2831 | -15.2831 | -15.2831 | -15.2831 | -15.2831 | -15.2831 | -15.2831 | 0 | 0 | 0 | 0 | 0 | 0 | 0 | 0 | 0 | 0 | 0 | 0 | 0 | 0 | 0 | 0 | 0 | 0
6 | 320 | 327 | 320 327 DX Coil Cleaning / College | 0 | 0 | -49.7699 | -49.7699 | -49.7699 | -49.7699 | -49.7699 | 0 | 0 | 0 | 0 | 0 | 0 | 0 | 0 | 0 | 0 | 0 | 0 | 0 | 0 | 0 | 0 | 0 | 0 | 0 | 0 | 0 | 0 | 0
6 | 320 | 329 | 320 329 Aerosole Duct Sealing / College | 0 | 0 | -14.6425 | -14.6425 | -14.6425 | -14.6425 | -14.6425 | -14.6425 | -14.6425 | -14.6425 | -14.6425 | -14.6425 | -14.6425 | -14.6425 | -14.6425 | -14.6425 | -14.6425 | 0 | 0 | 0 | 0 | 0 | 0 | 0 | 0 | 0 | 0 | 0 | 0 | 0
6 | 320 | 330 | 320 330 Duct/Pipe Insulation / College | 0 | 0 | -4.1663 | -4.1663 | -4.1663 | -4.1663 | -4.1663 | -4.1663 | -4.1663 | -4.1663 | -4.1663 | -4.1663 | 0 | 0 | 0 | 0 | 0 | 0 | 0 | 0 | 0 | 0 | 0 | 0 | 0 | 0 | 0 | 0 | 0 | 0
6 | 320 | 334 | 320 334 Ceiling Insulation / College | 0 | 0 | -112.5584 | -112.5584 | -112.5584 | -112.5584 | -112.5584 | -112.5584 | -112.5584 | -112.5584 | -112.5584 | -112.5584 | -112.5584 | -112.5584 | -112.5584 | -112.5584 | -112.5584 | -112.5584 | -112.5584 | -112.5584 | -112.5584 | -112.5584 | 0 | 0 | 0 | 0 | 0 | 0 | 0 | 0
6 | 320 | 335 | 320 335 Roof Insulation / College | 0 | 0 | -23.656 | -23.656 | -23.656 | -23.656 | -23.656 | -23.656 | -23.656 | -23.656 | -23.656 | -23.656 | -23.656 | -23.656 | -23.656 | -23.656 | -23.656 | -23.656 | -23.656 | -23.656 | -23.656 | -23.656 | 0 | 0 | 0 | 0 | 0 | 0 | 0 | 0
6 | 340 | 344 | 340 344 Aerosole Duct Sealing / College | 0 | 0 | -14.9688 | -14.9688 | -14.9688 | -14.9688 | -14.9688 | -14.9688 | -14.9688 | -14.9688 | -14.9688 | -14.9688 | -14.9688 | -14.9688 | -14.9688 | -14.9688 | -14.9688 | 0 | 0 | 0 | 0 | 0 | 0 | 0 | 0 | 0 | 0 | 0 | 0 | 0
6 | 340 | 345 | 340 345 Duct/Pipe Insulation / College | 0 | 0 | -4.2308 | -4.2308 | -4.2308 | -4.2308 | -4.2308 | -4.2308 | -4.2308 | -4.2267 | -4.2267 | -4.2267 | 0 | 0 | 0 | 0 | 0 | 0 | 0 | 0 | 0 | 0 | 0 | 0 | 0 | 0 | 0 | 0 | 0 | 0
6 | 340 | 349 | 340 349 Ceiling Insulation / College | 0 | 0 | -115.0969 | -115.0969 | -115.0969 | -115.0969 | -115.0969 | -115.0969 | -115.0969 | -115.0969 | -115.0969 | -115.0969 | -115.0969 | -115.0969 | -115.0969 | -115.0969 | -115.0969 | -115.0969 | -115.0969 | -115.0969 | -115.0969 | -115.0969 | 0 | 0 | 0 | 0 | 0 | 0 | 0 | 0
6 | 340 | 351 | 340 351 Cool Roof - DX / College | 0 | 0 | -117.0994 | -117.0994 | -117.0994 | -117.0994 | -117.0994 | -117.0994 | -117.0994 | -117.0994 | -117.0994 | -117.0994 | -117.0994 | -117.0994 | -117.0994 | -117.0994 | -117.1155 | 0 | 0 | 0 | 0 | 0 | 0 | 0 | 0 | 0 | 0 | 0 | 0 | 0
6 | 360 | 361 | 360 361 HE PTAC, EER=9.6, 1 ton / College | 0 | 0 | -78.3376 | -78.3376 | -78.3376 | -78.3376 | -78.3376 | -78.3376 | -78.3376 | -78.3336 | -78.3336 | -78.3336 | -78.3336 | -78.3336 | -78.3336 | -78.3336 | -78.3336 | 0 | 0 | 0 | 0 | 0 | 0 | 0 | 0 | 0 | 0 | 0 | 0 | 0
6 | 400 | 402 | 400 402 Variable Speed Drive Control / College | 0 | 0 | -17.7007 | -17.7007 | -17.7007 | -17.7007 | -17.7007 | -17.7007 | -17.7007 | -17.7007 | -17.7007 | -17.7007 | -17.7007 | -17.7007 | -17.7007 | -17.7007 | -17.7007 | 0 | 0 | 0 | 0 | 0 | 0 | 0 | 0 | 0 | 0 | 0 | 0 | 0
6 | 400 | 403 | 400 403 Air Handler Optimization / College | 0 | 0 | -5.1414 | -5.1414 | -5.1414 | -5.1414 | -5.1414 | -5.1414 | -5.1414 | -5.1414 | 0 | 0 | 0 | 0 | 0 | 0 | 0 | 0 | 0 | 0 | 0 | 0 | 0 | 0 | 0 | 0 | 0 | 0 | 0 | 0
6 | 400 | 404 | 400 404 Electronically Commutated Motors (ECM) on an Air Handler Unit / College | 0 | 0 | -7.2608 | -7.2608 | -7.2608 | -7.2608 | -7.2608 | -7.2608 | -7.2608 | -7.2648 | -7.2648 | -7.2648 | -7.2648 | -7.2648 | -7.2648 | -7.2648 | -7.2648 | 0 | 0 | 0 | 0 | 0 | 0 | 0 | 0 | 0 | 0 | 0 | 0 | 0
6 | 400 | 405 | 400 405 Demand Control Ventilation (DCV) / College | 0 | 0 | -55.4592 | -55.4592 | -55.4592 | -55.4592 | -55.4592 | -55.4592 | -55.4592 | -55.4592 | -55.4592 | -55.4592 | -55.4592 | -55.4592 | -55.4592 | -55.4592 | -55.4592 | 0 | 0 | 0 | 0 | 0 | 0 | 0 | 0 | 0 | 0 | 0 | 0 | 0
6 | 400 | 406 | 400 406 Energy Recovery Ventilation (ERV) / College | 0 | 0 | -25.3443 | -25.3443 | -25.3443 | -25.3443 | -25.3443 | -25.3443 | -25.3443 | -25.3483 | -25.3483 | -25.3483 | -25.3483 | -25.3483 | -25.3483 | -25.3483 | -25.3483 | -25.3483 | -25.3483 | -25.3483 | -25.3483 | -25.3483 | 0 | 0 | 0 | 0 | 0 | 0 | 0 | 0
6 | 600 | 603 | 600 603 Heat Pump Water Heater (air source) / College | 0 | 0 | -8.3245 | -8.3245 | -8.3245 | -8.3245 | -8.3245 | -8.3245 | -8.3245 | -8.3245 | -8.3245 | -8.3245 | -8.3245 | -8.3245 | -8.3245 | -8.3245 | -8.3245 | 0 | 0 | 0 | 0 | 0 | 0 | 0 | 0 | 0 | 0 | 0 | 0 | 0
6 | 600 | 606 | 600 606 Demand controlled circulating systems / College | 0 | 0 | -0.57619 | -0.57619 | -0.57619 | -0.57619 | -0.57619 | -0.57619 | -0.57619 | -0.57619 | -0.57619 | -0.57619 | -0.57619 | -0.57619 | -0.57619 | -0.57619 | -0.59231 | 0 | 0 | 0 | 0 | 0 | 0 | 0 | 0 | 0 | 0 | 0 | 0 | 0
6 | 600 | 608 | 600 608 Heat Recovery Unit / College | 0 | 0 | -9.1304 | -9.1304 | -9.1304 | -9.1304 | -9.1304 | -9.1304 | -9.1304 | -9.1304 | -9.1304 | -9.1304 | 0 | 0 | 0 | 0 | 0 | 0 | 0 | 0 | 0 | 0 | 0 | 0 | 0 | 0 | 0 | 0 | 0 | 0
6 | 600 | 609 | 600 609 Heat Trap / College | 0 | 0 | -1.0718 | -1.0718 | -1.0718 | -1.0718 | -1.0718 | -1.0718 | -1.0718 | -1.0718 | -1.0718 | -1.0718 | 0 | 0 | 0 | 0 | 0 | 0 | 0 | 0 | 0 | 0 | 0 | 0 | 0 | 0 | 0 | 0 | 0 | 0
6 | 600 | 610 | 600 610 Hot Water Pipe Insulation / College | 0 | 0 | -0.2337 | -0.2337 | -0.2337 | -0.2337 | -0.2337 | -0.2337 | -0.2337 | -0.2337 | -0.2337 | -0.2337 | -0.2337 | -0.2337 | -0.2337 | -0.2337 | -0.2337 | 0 | 0 | 0 | 0 | 0 | 0 | 0 | 0 | 0 | 0 | 0 | 0 | 0
6 | 700 | 701 | 700 701 PC Manual Power Management Enabling / College | 0 | 0 | -16.6732 | -16.6732 | -16.6732 | -16.6732 | 0 | 0 | 0 | 0 | 0 | 0 | 0 | 0 | 0 | 0 | 0 | 0 | 0 | 0 | 0 | 0 | 0 | 0 | 0 | 0 | 0 | 0 | 0 | 0
6 | 700 | 702 | 700 702 PC Network Power Management Enabling / College | 0 | 0 | -16.6732 | -16.6732 | -16.6732 | -16.6732 | 0 | 0 | 0 | 0 | 0 | 0 | 0 | 0 | 0 | 0 | 0 | 0 | 0 | 0 | 0 | 0 | 0 | 0 | 0 | 0 | 0 | 0 | 0 | 0
6 | 710 | 711 | 710 711 Energy Star or Better Monitor / College | 0 | 0 | -24.752 | -24.752 | -24.752 | -24.752 | 0 | 0 | 0 | 0 | 0 | 0 | 0 | 0 | 0 | 0 | 0 | 0 | 0 | 0 | 0 | 0 | 0 | 0 | 0 | 0 | 0 | 0 | 0 | 0
6 | 710 | 712 | 710 712 Monitor Power Management Enabling / College | 0 | 0 | -15.6377 | -15.6377 | -15.6377 | -15.6377 | 0 | 0 | 0 | 0 | 0 | 0 | 0 | 0 | 0 | 0 | 0 | 0 | 0 | 0 | 0 | 0 | 0 | 0 | 0 | 0 | 0 | 0 | 0 | 0
6 | 720 | 721 | 720 721 Energy Star or Better Monitor / College | 0 | 0 | 0 | 0 | 0 | 0 | 0 | 0 | 0 | 0 | 0 | 0 | 0 | 0 | 0 | 0 | 0 | 0 | 0 | 0 | 0 | 0 | 0 | 0 | 0 | 0 | 0 | 0 | 0 | 0
6 | 720 | 722 | 720 722 Monitor Power Management Enabling / College | 0 | 0 | -0.036264 | -0.036264 | -0.036264 | -0.036264 | 0 | 0 | 0 | 0 | 0 | 0 | 0 | 0 | 0 | 0 | 0 | 0 | 0 | 0 | 0 | 0 | 0 | 0 | 0 | 0 | 0 | 0 | 0 | 0
6 | 730 | 732 | 730 732 Copier Power Management Enabling / College | 0 | 0 | -0.68901 | -0.68901 | -0.68901 | -0.68901 | -0.68901 | -0.68901 | 0 | 0 | 0 | 0 | 0 | 0 | 0 | 0 | 0 | 0 | 0 | 0 | 0 | 0 | 0 | 0 | 0 | 0 | 0 | 0 | 0 | 0
6 | 740 | 741 | 740 741 Printer Power Management Enabling / College | 0 | 0 | -10.3432 | -10.3432 | -10.3432 | -10.3432 | -10.3432 | 0 | 0 | 0 | 0 | 0 | 0 | 0 | 0 | 0 | 0 | 0 | 0 | 0 | 0 | 0 | 0 | 0 | 0 | 0 | 0 | 0 | 0 | 0
6 | 800 | 801 | 800 801 Convection Oven / College | 0 | 0 | -0.33846 | -0.33846 | -0.33846 | -0.33846 | -0.33846 | -0.33846 | -0.33846 | -0.33443 | -0.33443 | -0.33443 | 0 | 0 | 0 | 0 | 0 | 0 | 0 | 0 | 0 | 0 | 0 | 0 | 0 | 0 | 0 | 0 | 0 | 0
6 | 810 | 811 | 810 811 Efficient Fryer / College | 0 | 0 | -0.072527 | -0.072527 | -0.072527 | -0.072527 | -0.072527 | -0.072527 | -0.072527 | -0.072527 | -0.072527 | -0.072527 | 0 | 0 | 0 | 0 | 0 | 0 | 0 | 0 | 0 | 0 | 0 | 0 | 0 | 0 | 0 | 0 | 0 | 0
6 | 900 | 901 | 900 901 Vending Misers (cooled machines only) / College | 0 | 0 | -1.4344 | -1.4344 | -1.4344 | -1.4344 | -1.4344 | -1.4344 | -1.4344 | -1.4344 | -1.4344 | -1.4344 | 0 | 0 | 0 | 0 | 0 | 0 | 0 | 0 | 0 | 0 | 0 | 0 | 0 | 0 | 0 | 0 | 0 | 0
7 | 110 | 111 | 110 111 Premium T8, Elecctronic Ballast / Hospital | 0 | 0 | -76.0812 | -76.0812 | -76.0812 | -76.0812 | -76.0812 | -76.0812 | -76.0812 | -76.0812 | -76.0812 | -76.0812 | -76.0812 | -76.0812 | 0 | 0 | 0 | 0 | 0 | 0 | 0 | 0 | 0 | 0 | 0 | 0 | 0 | 0 | 0 | 0
7 | 110 | 114 | 110 114 Continuous Dimming / Hospital | 0 | 0 | -98.5808 | -98.5808 | -98.5808 | -98.5808 | -98.5808 | -98.5808 | -98.5808 | -98.5848 | -98.5848 | 0 | 0 | 0 | 0 | 0 | 0 | 0 | 0 | 0 | 0 | 0 | 0 | 0 | 0 | 0 | 0 | 0 | 0 | 0
7 | 110 | 115 | 110 115 Lighting Control Tuneup / Hospital | 0 | 0 | -10.5165 | -10.5165 | -10.5165 | -10.5165 | -10.5165 | -10.5165 | 0 | 0 | 0 | 0 | 0 | 0 | 0 | 0 | 0 | 0 | 0 | 0 | 0 | 0 | 0 | 0 | 0 | 0 | 0 | 0 | 0 | 0
7 | 120 | 121 | 120 121 ROB Premium T8, 1EB / Hospital | 0 | 0 | -32.8791 | -32.8791 | -32.8791 | -32.8791 | -32.8791 | -32.8791 | -32.8791 | -32.8791 | -32.8791 | -32.8791 | -32.8791 | -32.8791 | 0 | 0 | 0 | 0 | 0 | 0 | 0 | 0 | 0 | 0 | 0 | 0 | 0 | 0 | 0 | 0
7 | 120 | 122 | 120 122 ROB Premium T8, EB, Reflector / Hospital | 0 | 0 | -132.7774 | -132.7774 | -132.7774 | -132.7774 | -132.7774 | -132.7774 | -132.7774 | -132.7774 | -132.7774 | -132.7774 | -132.7774 | -132.7774 | 0 | 0 | 0 | 0 | 0 | 0 | 0 | 0 | 0 | 0 | 0 | 0 | 0 | 0 | 0 | 0
7 | 120 | 123 | 120 123 Occupancy Sensor / Hospital | 0 | 0 | -44.701 | -44.701 | -44.701 | -44.701 | -44.701 | -44.701 | -44.701 | 0 | 0 | 0 | 0 | 0 | 0 | 0 | 0 | 0 | 0 | 0 | 0 | 0 | 0 | 0 | 0 | 0 | 0 | 0 | 0 | 0
7 | 120 | 124 | 120 124 Lighting Control Tuneup / Hospital | 0 | 0 | -6.2615 | -6.2615 | -6.2615 | -6.2615 | -6.2615 | -6.2615 | 0 | 0 | 0 | 0 | 0 | 0 | 0 | 0 | 0 | 0 | 0 | 0 | 0 | 0 | 0 | 0 | 0 | 0 | 0 | 0 | 0 | 0
7 | 130 | 131 | 130 131 CFL Screw-in 18W / Hospital | 0 | 0 | -747.495 | 0 | 0 | 0 | 0 | 0 | 0 | 0 | 0 | 0 | 0 | 0 | 0 | 0 | 0 | 0 | 0 | 0 | 0 | 0 | 0 | 0 | 0 | 0 | 0 | 0 | 0 | 0
7 | 150 | 151 | 150 151 PSMH, 250W, magnetic ballast / Hospital | 0 | 0 | -80.5456 | -80.5456 | -80.5456 | -80.5456 | -80.5456 | -80.5456 | -80.5456 | -80.5416 | 0 | 0 | 0 | 0 | 0 | 0 | 0 | 0 | 0 | 0 | 0 | 0 | 0 | 0 | 0 | 0 | 0 | 0 | 0 | 0
7 | 150 | 152 | 150 152 PSMH, 250 W, electronic ballast / Hospital | 0 | 0 | -93.109 | -93.109 | -93.109 | -93.109 | -93.109 | -93.109 | -93.109 | -93.105 | 0 | 0 | 0 | 0 | 0 | 0 | 0 | 0 | 0 | 0 | 0 | 0 | 0 | 0 | 0 | 0 | 0 | 0 | 0 | 0
7 | 150 | 153 | 150 153 High Bay T5 / Hospital | 0 | 0 | -183.889 | -183.889 | -183.889 | -183.889 | -183.889 | -183.889 | -183.889 | -183.8931 | 0 | 0 | 0 | 0 | 0 | 0 | 0 | 0 | 0 | 0 | 0 | 0 | 0 | 0 | 0 | 0 | 0 | 0 | 0 | 0
7 | 160 | 161 | 160 161 LED Exit Sign / Hospital | 0 | 0 | -0.040293 | -0.040293 | -0.040293 | -0.040293 | -0.040293 | -0.040293 | -0.040293 | -0.036264 | -0.036264 | -0.036264 | -0.036264 | -0.036264 | -0.036264 | -0.036264 | -0.052381 | -0.052381 | 0 | 0 | 0 | 0 | 0 | 0 | 0 | 0 | 0 | 0 | 0 | 0
7 | 200 | 201 | 200 201 High Pressure Sodium 250W Lamp / Hospital | 0 | 0 | -0.49963 | -0.49963 | -0.49963 | -0.49963 | -0.49963 | 0 | 0 | 0 | 0 | 0 | 0 | 0 | 0 | 0 | 0 | 0 | 0 | 0 | 0 | 0 | 0 | 0 | 0 | 0 | 0 | 0 | 0 | 0
7 | 200 | 202 | 200 202 Outdoor Lighting Controls (Photocell/Timeclock) / Hospital | 0 | 0 | -0.38278 | -0.38278 | -0.38278 | -0.38278 | -0.38278 | 0 | 0 | 0 | 0 | 0 | 0 | 0 | 0 | 0 | 0 | 0 | 0 | 0 | 0 | 0 | 0 | 0 | 0 | 0 | 0 | 0 | 0 | 0
7 | 210 | 211 | 210 211 Outdoor Lighting Controls (Photocell/Timeclock) / Hospital | 0 | 0 | -2.6352 | -2.6352 | -2.6352 | -2.6352 | -2.6352 | 0 | 0 | 0 | 0 | 0 | 0 | 0 | 0 | 0 | 0 | 0 | 0 | 0 | 0 | 0 | 0 | 0 | 0 | 0 | 0 | 0 | 0 | 0
7 | 300 | 301 | 300 301 Centrifugal Chiller, 0.51 kW/ton, 500 tons / Hospital | 0 | 0 | -107.8441 | -107.8441 | -107.8441 | -107.8441 | -107.8441 | -107.8441 | -107.8441 | -107.8441 | -107.8441 | -107.8441 | -107.8441 | -107.8441 | -107.8441 | -107.8441 | -107.8441 | -107.8441 | -107.8441 | -107.8441 | -107.8441 | -107.8441 | 0 | 0 | 0 | 0 | 0 | 0 | 0 | 0
7 | 300 | 302 | 300 302 High Efficiency Chiller Motors / Hospital | 0 | 0 | -16.1172 | -16.1172 | -16.1172 | -16.1172 | -16.1172 | -16.1172 | -16.1172 | -16.1132 | -16.1132 | -16.1132 | -16.1132 | -16.1132 | -16.1132 | -16.1132 | -16.097 | -16.097 | -16.097 | -16.097 | -16.097 | -16.097 | 0 | 0 | 0 | 0 | 0 | 0 | 0 | 0
7 | 300 | 304 | 300 304 EMS - Chiller / Hospital | 0 | 0 | -53.8072 | -53.8072 | -53.8072 | -53.8072 | -53.8072 | -53.8072 | -53.8072 | -53.8072 | -53.8072 | -53.8072 | 0 | 0 | 0 | 0 | 0 | 0 | 0 | 0 | 0 | 0 | 0 | 0 | 0 | 0 | 0 | 0 | 0 | 0
7 | 300 | 305 | 300 305 Chiller Tune Up/Diagnostics / Hospital | 0 | 0 | -235.2545 | -235.2545 | -235.2545 | -235.2545 | -235.2545 | -235.2545 | -235.2545 | -235.2545 | -235.2545 | -235.2545 | 0 | 0 | 0 | 0 | 0 | 0 | 0 | 0 | 0 | 0 | 0 | 0 | 0 | 0 | 0 | 0 | 0 | 0
7 | 300 | 306 | 300 306 VSD for Chiller Pumps and Towers / Hospital | 0 | 0 | -50.7853 | -50.7853 | -50.7853 | -50.7853 | -50.7853 | -50.7853 | -50.7853 | -50.7812 | -50.7812 | -50.7812 | -50.7812 | -50.7812 | -50.7812 | -50.7812 | -50.7812 | 0 | 0 | 0 | 0 | 0 | 0 | 0 | 0 | 0 | 0 | 0 | 0 | 0
7 | 300 | 307 | 300 307 EMS Optimization / Hospital | 0 | 0 | -20.4366 | -20.4366 | -20.4366 | -20.4366 | -20.4366 | 0 | 0 | 0 | 0 | 0 | 0 | 0 | 0 | 0 | 0 | 0 | 0 | 0 | 0 | 0 | 0 | 0 | 0 | 0 | 0 | 0 | 0 | 0
7 | 300 | 308 | 300 308 Aerosole Duct Sealing / Hospital | 0 | 0 | -41.2922 | -41.2922 | -41.2922 | -41.2922 | -41.2922 | -41.2922 | -41.2922 | -41.2922 | -41.2922 | -41.2922 | -41.2922 | -41.2922 | -41.2922 | -41.2922 | -41.2922 | 0 | 0 | 0 | 0 | 0 | 0 | 0 | 0 | 0 | 0 | 0 | 0 | 0
7 | 300 | 309 | 300 309 Duct/Pipe Insulation / Hospital | 0 | 0 | -9.8395 | -9.8395 | -9.8395 | -9.8395 | -9.8395 | -9.8395 | -9.8395 | -9.8395 | -9.8395 | -9.8395 | 0 | 0 | 0 | 0 | 0 | 0 | 0 | 0 | 0 | 0 | 0 | 0 | 0 | 0 | 0 | 0 | 0 | 0
7 | 300 | 311 | 300 311 Window Film (Standard) / Hospital | 0 | 0 | -71.3991 | -71.3991 | -71.3991 | -71.3991 | -71.3991 | -71.3991 | -71.3991 | -71.4032 | -71.4032 | -71.4032 | 0 | 0 | 0 | 0 | 0 | 0 | 0 | 0 | 0 | 0 | 0 | 0 | 0 | 0 | 0 | 0 | 0 | 0
7 | 300 | 313 | 300 313 Ceiling Insulation / Hospital | 0 | 0 | -317.7302 | -317.7302 | -317.7302 | -317.7302 | -317.7302 | -317.7302 | -317.7302 | -317.7302 | -317.7302 | -317.7302 | -317.7302 | -317.7302 | -317.7302 | -317.7302 | -317.7302 | -317.7302 | -317.7302 | -317.7302 | -317.7302 | -317.7302 | 0 | 0 | 0 | 0 | 0 | 0 | 0 | 0
7 | 300 | 314 | 300 314 Roof Insulation / Hospital | 0 | 0 | -54.1618 | -54.1618 | -54.1618 | -54.1618 | -54.1618 | -54.1618 | -54.1618 | -54.1618 | -54.1618 | -54.1618 | -54.1618 | -54.1618 | -54.1618 | -54.1618 | -54.1618 | -54.1618 | -54.1618 | -54.1618 | -54.1618 | -54.1618 | 0 | 0 | 0 | 0 | 0 | 0 | 0 | 0
7 | 300 | 317 | 300 317 Thermal Energy Storage (TES) Positive / Hospital | 0 | 0 | -49.093 | -49.093 | -49.093 | -49.093 | -49.093 | -49.093 | -49.093 | -49.093 | -49.093 | -49.093 | -49.093 | -49.093 | -49.093 | -49.093 | -49.093 | -49.093 | -49.093 | -49.093 | -49.093 | -49.093 | -49.093 | -49.093 | -49.093 | -49.093 | -49.093 | -49.093 | -49.093 | -49.093
7 | 300 | 317 | 300 317 Thermal Energy Storage (TES) Negative / Hospital | 0 | 0 | 0 | 0 | 0 | 0 | 0 | 0 | 0 | 0 | 0 | 0 | 0 | 0 | 0 | 0 | 0 | 0 | 0 | 0 | 0 | 0 | 0 | 0 | 0 | 0 | 0 | 0 | 0 | 0
7 | 320 | 321 | 320 321 DX Packaged System, EER=10.9, 10 tons / Hospital | 0 | 0 | -131.1294 | -131.1294 | -131.1294 | -131.1294 | -131.1294 | -131.1294 | -131.1294 | -131.1335 | -131.1335 | -131.1335 | -131.1335 | -131.1335 | -131.1335 | -131.1335 | -131.1335 | 0 | 0 | 0 | 0 | 0 | 0 | 0 | 0 | 0 | 0 | 0 | 0 | 0
7 | 320 | 322 | 320 322 Hybrid Dessicant-DX System (Trane CDQ) / Hospital | 0 | 0 | -254.2043 | -254.2043 | -254.2043 | -254.2043 | -254.2043 | -254.2043 | -254.2043 | -254.2043 | -254.2043 | -254.2043 | -254.2043 | -254.2043 | -254.2043 | -254.2043 | -254.2043 | 0 | 0 | 0 | 0 | 0 | 0 | 0 | 0 | 0 | 0 | 0 | 0 | 0
7 | 320 | 323 | 320 323 Geothermal Heat Pump, EER=13, 10 tons / Hospital | 0 | 0 | -132.2455 | -132.2455 | -132.2455 | -132.2455 | -132.2455 | -132.2455 | -132.2455 | -132.2455 | -132.2455 | -132.2455 | -132.2455 | -132.2455 | -132.2455 | -132.2455 | -132.2455 | 0 | 0 | 0 | 0 | 0 | 0 | 0 | 0 | 0 | 0 | 0 | 0 | 0
7 | 320 | 326 | 320 326 DX Tune Up/ Advanced Diagnostics / Hospital | 0 | 0 | -58.312 | -58.312 | -58.312 | -58.312 | -58.312 | -58.312 | -58.312 | -58.312 | -58.312 | -58.312 | 0 | 0 | 0 | 0 | 0 | 0 | 0 | 0 | 0 | 0 | 0 | 0 | 0 | 0 | 0 | 0 | 0 | 0
7 | 320 | 327 | 320 327 DX Coil Cleaning / Hospital | 0 | 0 | -223.1183 | -223.1183 | -223.1183 | -223.1183 | -223.1183 | 0 | 0 | 0 | 0 | 0 | 0 | 0 | 0 | 0 | 0 | 0 | 0 | 0 | 0 | 0 | 0 | 0 | 0 | 0 | 0 | 0 | 0 | 0
7 | 320 | 329 | 320 329 Aerosole Duct Sealing / Hospital | 0 | 0 | -65.6655 | -65.6655 | -65.6655 | -65.6655 | -65.6655 | -65.6655 | -65.6655 | -65.6655 | -65.6655 | -65.6655 | -65.6655 | -65.6655 | -65.6655 | -65.6655 | -65.6655 | 0 | 0 | 0 | 0 | 0 | 0 | 0 | 0 | 0 | 0 | 0 | 0 | 0
7 | 320 | 330 | 320 330 Duct/Pipe Insulation / Hospital | 0 | 0 | -16.1575 | -16.1575 | -16.1575 | -16.1575 | -16.1575 | -16.1575 | -16.1575 | -16.1534 | -16.1534 | -16.1534 | 0 | 0 | 0 | 0 | 0 | 0 | 0 | 0 | 0 | 0 | 0 | 0 | 0 | 0 | 0 | 0 | 0 | 0
7 | 320 | 334 | 320 334 Ceiling Insulation / Hospital | 0 | 0 | -504.6936 | -504.6936 | -504.6936 | -504.6936 | -504.6936 | -504.6936 | -504.6936 | -504.6936 | -504.6936 | -504.6936 | -504.6936 | -504.6936 | -504.6936 | -504.6936 | -504.6936 | -504.6936 | -504.6936 | -504.6936 | -504.6936 | -504.6936 | 0 | 0 | 0 | 0 | 0 | 0 | 0 | 0
7 | 320 | 335 | 320 335 Roof Insulation / Hospital | 0 | 0 | -89.7445 | -89.7445 | -89.7445 | -89.7445 | -89.7445 | -89.7445 | -89.7445 | -89.7445 | -89.7445 | -89.7445 | -89.7445 | -89.7445 | -89.7445 | -89.7445 | -89.7445 | -89.7445 | -89.7445 | -89.7445 | -89.7445 | -89.7445 | 0 | 0 | 0 | 0 | 0 | 0 | 0 | 0
7 | 340 | 344 | 340 344 Aerosole Duct Sealing / Hospital | 0 | 0 | -67.1361 | -67.1361 | -67.1361 | -67.1361 | -67.1361 | -67.1361 | -67.1361 | -67.1361 | -67.1361 | -67.1361 | -67.1361 | -67.1361 | -67.1361 | -67.1361 | -67.1361 | 0 | 0 | 0 | 0 | 0 | 0 | 0 | 0 | 0 | 0 | 0 | 0 | 0
7 | 340 | 345 | 340 345 Duct/Pipe Insulation / Hospital | 0 | 0 | -16.371 | -16.371 | -16.371 | -16.371 | -16.371 | -16.371 | -16.371 | -16.371 | -16.371 | -16.371 | 0 | 0 | 0 | 0 | 0 | 0 | 0 | 0 | 0 | 0 | 0 | 0 | 0 | 0 | 0 | 0 | 0 | 0
7 | 340 | 349 | 340 349 Ceiling Insulation / Hospital | 0 | 0 | -516.0482 | -516.0482 | -516.0482 | -516.0482 | -516.0482 | -516.0482 | -516.0482 | -516.0522 | -516.0522 | -516.0522 | -516.0522 | -516.0522 | -516.0522 | -516.0522 | -516.0522 | -516.0522 | -516.0522 | -516.0522 | -516.0522 | -516.0522 | 0 | 0 | 0 | 0 | 0 | 0 | 0 | 0
7 | 340 | 351 | 340 351 Cool Roof - DX / Hospital | 0 | 0 | -563.8034 | -563.8034 | -563.8034 | -563.8034 | -563.8034 | -563.8034 | -563.8034 | -563.8034 | -563.8034 | -563.8034 | -563.8034 | -563.8034 | -563.8034 | -563.8034 | -563.8195 | 0 | 0 | 0 | 0 | 0 | 0 | 0 | 0 | 0 | 0 | 0 | 0 | 0
7 | 360 | 361 | 360 361 HE PTAC, EER=9.6, 1 ton / Hospital | 0 | 0 | -351.3144 | -351.3144 | -351.3144 | -351.3144 | -351.3144 | -351.3144 | -351.3144 | -351.3144 | -351.3144 | -351.3144 | -351.3144 | -351.3144 | -351.3144 | -351.3144 | -351.3144 | 0 | 0 | 0 | 0 | 0 | 0 | 0 | 0 | 0 | 0 | 0 | 0 | 0
7 | 400 | 402 | 400 402 Variable Speed Drive Control / Hospital | 0 | 0 | -70.8995 | -70.8995 | -70.8995 | -70.8995 | -70.8995 | -70.8995 | -70.8995 | -70.9035 | -70.9035 | -70.9035 | -70.9035 | -70.9035 | -70.9035 | -70.9035 | -70.9035 | 0 | 0 | 0 | 0 | 0 | 0 | 0 | 0 | 0 | 0 | 0 | 0 | 0
7 | 400 | 403 | 400 403 Air Handler Optimization / Hospital | 0 | 0 | -22.423 | -22.423 | -22.423 | -22.423 | -22.423 | -22.423 | -22.423 | -22.423 | 0 | 0 | 0 | 0 | 0 | 0 | 0 | 0 | 0 | 0 | 0 | 0 | 0 | 0 | 0 | 0 | 0 | 0 | 0 | 0
7 | 400 | 404 | 400 404 Electronically Commutated Motors (ECM) on an Air Handler Unit / Hospital | 0 | 0 | -31.6542 | -31.6542 | -31.6542 | -31.6542 | -31.6542 | -31.6542 | -31.6542 | -31.6542 | -31.6542 | -31.6542 | -31.6542 | -31.6542 | -31.6542 | -31.6542 | -31.638 | 0 | 0 | 0 | 0 | 0 | 0 | 0 | 0 | 0 | 0 | 0 | 0 | 0
7 | 400 | 405 | 400 405 Demand Control Ventilation (DCV) / Hospital | 0 | 0 | -241.8424 | -241.8424 | -241.8424 | -241.8424 | -241.8424 | -241.8424 | -241.8424 | -241.8424 | -241.8424 | -241.8424 | -241.8424 | -241.8424 | -241.8424 | -241.8424 | -241.8424 | 0 | 0 | 0 | 0 | 0 | 0 | 0 | 0 | 0 | 0 | 0 | 0 | 0
7 | 400 | 406 | 400 406 Energy Recovery Ventilation (ERV) / Hospital | 0 | 0 | -110.5397 | -110.5397 | -110.5397 | -110.5397 | -110.5397 | -110.5397 | -110.5397 | -110.5397 | -110.5397 | -110.5397 | -110.5397 | -110.5397 | -110.5397 | -110.5397 | -110.5397 | -110.5397 | -110.5397 | -110.5397 | -110.5397 | -110.5397 | 0 | 0 | 0 | 0 | 0 | 0 | 0 | 0
7 | 600 | 603 | 600 603 Heat Pump Water Heater (air source) / Hospital | 0 | 0 | -43.3955 | -43.3955 | -43.3955 | -43.3955 | -43.3955 | -43.3955 | -43.3955 | -43.3955 | -43.3955 | -43.3955 | -43.3955 | -43.3955 | -43.3955 | -43.3955 | -43.3955 | 0 | 0 | 0 | 0 | 0 | 0 | 0 | 0 | 0 | 0 | 0 | 0 | 0
7 | 600 | 606 | 600 606 Demand controlled circulating systems / Hospital | 0 | 0 | -3.0905 | -3.0905 | -3.0905 | -3.0905 | -3.0905 | -3.0905 | -3.0905 | -3.0905 | -3.0905 | -3.0905 | -3.0905 | -3.0905 | -3.0905 | -3.0905 | -3.1066 | 0 | 0 | 0 | 0 | 0 | 0 | 0 | 0 | 0 | 0 | 0 | 0 | 0
7 | 600 | 608 | 600 608 Heat Recovery Unit / Hospital | 0 | 0 | -47.6908 | -47.6908 | -47.6908 | -47.6908 | -47.6908 | -47.6908 | -47.6908 | -47.6908 | -47.6908 | -47.6908 | 0 | 0 | 0 | 0 | 0 | 0 | 0 | 0 | 0 | 0 | 0 | 0 | 0 | 0 | 0 | 0 | 0 | 0
7 | 600 | 609 | 600 609 Heat Trap / Hospital | 0 | 0 | -5.6088 | -5.6088 | -5.6088 | -5.6088 | -5.6088 | -5.6088 | -5.6088 | -5.6048 | -5.6048 | -5.6048 | 0 | 0 | 0 | 0 | 0 | 0 | 0 | 0 | 0 | 0 | 0 | 0 | 0 | 0 | 0 | 0 | 0 | 0
7 | 600 | 610 | 600 610 Hot Water Pipe Insulation / Hospital | 0 | 0 | -1.2209 | -1.2209 | -1.2209 | -1.2209 | -1.2209 | -1.2209 | -1.2209 | -1.2209 | -1.2209 | -1.2209 | -1.2209 | -1.2209 | -1.2209 | -1.2209 | -1.2209 | 0 | 0 | 0 | 0 | 0 | 0 | 0 | 0 | 0 | 0 | 0 | 0 | 0
7 | 700 | 701 | 700 701 PC Manual Power Management Enabling / Hospital | 0 | 0 | -6.5718 | -6.5718 | -6.5718 | -6.5718 | 0 | 0 | 0 | 0 | 0 | 0 | 0 | 0 | 0 | 0 | 0 | 0 | 0 | 0 | 0 | 0 | 0 | 0 | 0 | 0 | 0 | 0 | 0 | 0
7 | 700 | 702 | 700 702 PC Network Power Management Enabling / Hospital | 0 | 0 | -6.5718 | -6.5718 | -6.5718 | -6.5718 | 0 | 0 | 0 | 0 | 0 | 0 | 0 | 0 | 0 | 0 | 0 | 0 | 0 | 0 | 0 | 0 | 0 | 0 | 0 | 0 | 0 | 0 | 0 | 0
7 | 710 | 711 | 710 711 Energy Star or Better Monitor / Hospital | 0 | 0 | -9.4608 | -9.4608 | -9.4608 | -9.4608 | 0 | 0 | 0 | 0 | 0 | 0 | 0 | 0 | 0 | 0 | 0 | 0 | 0 | 0 | 0 | 0 | 0 | 0 | 0 | 0 | 0 | 0 | 0 | 0
7 | 710 | 712 | 710 712 Monitor Power Management Enabling / Hospital | 0 | 0 | -6.189 | -6.189 | -6.189 | -6.189 | 0 | 0 | 0 | 0 | 0 | 0 | 0 | 0 | 0 | 0 | 0 | 0 | 0 | 0 | 0 | 0 | 0 | 0 | 0 | 0 | 0 | 0 | 0 | 0
7 | 720 | 722 | 720 722 Monitor Power Management Enabling / Hospital | 0 | 0 | 0 | 0 | 0 | 0 | 0 | 0 | 0 | 0 | 0 | 0 | 0 | 0 | 0 | 0 | 0 | 0 | 0 | 0 | 0 | 0 | 0 | 0 | 0 | 0 | 0 | 0 | 0 | 0
7 | 730 | 732 | 730 732 Copier Power Management Enabling / Hospital | 0 | 0 | -0.49157 | -0.49157 | -0.49157 | -0.49157 | -0.49157 | -0.49157 | 0 | 0 | 0 | 0 | 0 | 0 | 0 | 0 | 0 | 0 | 0 | 0 | 0 | 0 | 0 | 0 | 0 | 0 | 0 | 0 | 0 | 0
7 | 740 | 741 | 740 741 Printer Power Management Enabling / Hospital | 0 | 0 | -6.326 | -6.326 | -6.326 | -6.326 | -6.326 | 0 | 0 | 0 | 0 | 0 | 0 | 0 | 0 | 0 | 0 | 0 | 0 | 0 | 0 | 0 | 0 | 0 | 0 | 0 | 0 | 0 | 0 | 0
7 | 800 | 801 | 800 801 Convection Oven / Hospital | 0 | 0 | -1.9502 | -1.9502 | -1.9502 | -1.9502 | -1.9502 | -1.9502 | -1.9502 | -1.9502 | -1.9502 | -1.9502 | 0 | 0 | 0 | 0 | 0 | 0 | 0 | 0 | 0 | 0 | 0 | 0 | 0 | 0 | 0 | 0 | 0 | 0
7 | 810 | 811 | 810 811 Efficient Fryer / Hospital | 0 | 0 | -0.3304 | -0.3304 | -0.3304 | -0.3304 | -0.3304 | -0.3304 | -0.3304 | -0.3304 | -0.3304 | -0.3304 | 0 | 0 | 0 | 0 | 0 | 0 | 0 | 0 | 0 | 0 | 0 | 0 | 0 | 0 | 0 | 0 | 0 | 0
7 | 900 | 901 | 900 901 Vending Misers (cooled machines only) / Hospital | 0 | 0 | -1.0879 | -1.0879 | -1.0879 | -1.0879 | -1.0879 | -1.0879 | -1.0879 | -1.0879 | -1.0879 | -1.0879 | 0 | 0 | 0 | 0 | 0 | 0 | 0 | 0 | 0 | 0 | 0 | 0 | 0 | 0 | 0 | 0 | 0 | 0
8 | 110 | 111 | 110 111 Premium T8, Elecctronic Ballast / Other Healthcare | 0 | 0 | -144.1441 | -144.1441 | -144.1441 | -144.1441 | -144.1441 | -144.1441 | -144.1441 | -144.1441 | -144.1441 | -144.1441 | -144.1441 | -144.1441 | -144.1441 | -144.1441 | -144.1441 | -144.1441 | -144.1441 | -144.1441 | -144.1441 | 0 | 0 | 0 | 0 | 0 | 0 | 0 | 0 | 0
8 | 110 | 114 | 110 114 Continuous Dimming / Other Healthcare | 0 | 0 | -230.5725 | -230.5725 | -230.5725 | -230.5725 | -230.5725 | -230.5725 | -230.5725 | -230.5725 | -230.5725 | -230.5725 | -230.5725 | -230.5725 | -230.5725 | 0 | 0 | 0 | 0 | 0 | 0 | 0 | 0 | 0 | 0 | 0 | 0 | 0 | 0 | 0
8 | 110 | 115 | 110 115 Lighting Control Tuneup / Other Healthcare | 0 | 0 | -24.6835 | -24.6835 | -24.6835 | -24.6835 | -24.6835 | -24.6835 | 0 | 0 | 0 | 0 | 0 | 0 | 0 | 0 | 0 | 0 | 0 | 0 | 0 | 0 | 0 | 0 | 0 | 0 | 0 | 0 | 0 | 0
8 | 120 | 121 | 120 121 ROB Premium T8, 1EB / Other Healthcare | 0 | 0 | -62.309 | -62.309 | -62.309 | -62.309 | -62.309 | -62.309 | -62.309 | -62.309 | -62.309 | -62.309 | -62.309 | -62.309 | -62.309 | -62.309 | -62.2929 | -62.2929 | -62.2929 | -62.2929 | -62.2929 | 0 | 0 | 0 | 0 | 0 | 0 | 0 | 0 | 0
8 | 120 | 122 | 120 122 ROB Premium T8, EB, Reflector / Other Healthcare | 0 | 0 | -251.6054 | -251.6054 | -251.6054 | -251.6054 | -251.6054 | -251.6054 | -251.6054 | -251.6054 | -251.6054 | -251.6054 | -251.6054 | -251.6054 | -251.6054 | -251.6054 | -251.6054 | -251.6054 | -251.6054 | -251.6054 | -251.6054 | 0 | 0 | 0 | 0 | 0 | 0 | 0 | 0 | 0
8 | 120 | 123 | 120 123 Occupancy Sensor / Other Healthcare | 0 | 0 | -84.6878 | -84.6878 | -84.6878 | -84.6878 | -84.6878 | -84.6878 | -84.6878 | -84.6878 | -84.6878 | -84.6878 | -84.6878 | 0 | 0 | 0 | 0 | 0 | 0 | 0 | 0 | 0 | 0 | 0 | 0 | 0 | 0 | 0 | 0 | 0
8 | 120 | 124 | 120 124 Lighting Control Tuneup / Other Healthcare | 0 | 0 | -14.6344 | -14.6344 | -14.6344 | -14.6344 | -14.6344 | -14.6344 | 0 | 0 | 0 | 0 | 0 | 0 | 0 | 0 | 0 | 0 | 0 | 0 | 0 | 0 | 0 | 0 | 0 | 0 | 0 | 0 | 0 | 0
8 | 130 | 131 | 130 131 CFL Screw-in 18W / Other Healthcare | 0 | 0 | -1416.411 | -1416.411 | 0 | 0 | 0 | 0 | 0 | 0 | 0 | 0 | 0 | 0 | 0 | 0 | 0 | 0 | 0 | 0 | 0 | 0 | 0 | 0 | 0 | 0 | 0 | 0 | 0 | 0
8 | 150 | 151 | 150 151 PSMH, 250W, magnetic ballast / Other Healthcare | 0 | 0 | -188.3696 | -188.3696 | -188.3696 | -188.3696 | -188.3696 | -188.3696 | -188.3696 | -188.3737 | -188.3737 | -188.3737 | -188.3737 | -188.3737 | 0 | 0 | 0 | 0 | 0 | 0 | 0 | 0 | 0 | 0 | 0 | 0 | 0 | 0 | 0 | 0
8 | 150 | 152 | 150 152 PSMH, 250 W, electronic ballast / Other Healthcare | 0 | 0 | -217.7593 | -217.7593 | -217.7593 | -217.7593 | -217.7593 | -217.7593 | -217.7593 | -217.7593 | -217.7593 | -217.7593 | -217.7593 | -217.7593 | 0 | 0 | 0 | 0 | 0 | 0 | 0 | 0 | 0 | 0 | 0 | 0 | 0 | 0 | 0 | 0
8 | 150 | 153 | 150 153 High Bay T5 / Other Healthcare | 0 | 0 | -348.4334 | -348.4334 | -348.4334 | -348.4334 | -348.4334 | -348.4334 | -348.4334 | -348.4334 | -348.4334 | -348.4334 | -348.4334 | -348.4334 | 0 | 0 | 0 | 0 | 0 | 0 | 0 | 0 | 0 | 0 | 0 | 0 | 0 | 0 | 0 | 0
8 | 160 | 161 | 160 161 LED Exit Sign / Other Healthcare | 0 | 0 | -0.80586 | -0.80586 | -0.80586 | -0.80586 | -0.80586 | -0.80586 | -0.80586 | -0.80183 | -0.80183 | -0.80183 | -0.80183 | -0.80183 | -0.80183 | -0.80183 | -0.80183 | -0.80183 | 0 | 0 | 0 | 0 | 0 | 0 | 0 | 0 | 0 | 0 | 0 | 0
8 | 200 | 201 | 200 201 High Pressure Sodium 250W Lamp / Other Healthcare | 0 | 0 | -2.2725 | -2.2725 | -2.2725 | -2.2725 | -2.2725 | 0 | 0 | 0 | 0 | 0 | 0 | 0 | 0 | 0 | 0 | 0 | 0 | 0 | 0 | 0 | 0 | 0 | 0 | 0 | 0 | 0 | 0 | 0
8 | 200 | 202 | 200 202 Outdoor Lighting Controls (Photocell/Timeclock) / Other Healthcare | 0 | 0 | -1.7971 | -1.7971 | -1.7971 | -1.7971 | -1.7971 | 0 | 0 | 0 | 0 | 0 | 0 | 0 | 0 | 0 | 0 | 0 | 0 | 0 | 0 | 0 | 0 | 0 | 0 | 0 | 0 | 0 | 0 | 0
8 | 210 | 211 | 210 211 Outdoor Lighting Controls (Photocell/Timeclock) / Other Healthcare | 0 | 0 | -1.9502 | -1.9502 | -1.9502 | -1.9502 | -1.9502 | 0 | 0 | 0 | 0 | 0 | 0 | 0 | 0 | 0 | 0 | 0 | 0 | 0 | 0 | 0 | 0 | 0 | 0 | 0 | 0 | 0 | 0 | 0
8 | 300 | 301 | 300 301 Centrifugal Chiller, 0.51 kW/ton, 500 tons / Other Healthcare | 0 | 0 | -47.2153 | -47.2153 | -47.2153 | -47.2153 | -47.2153 | -47.2153 | -47.2153 | -47.2153 | -47.2153 | -47.2153 | -47.2153 | -47.2153 | -47.2153 | -47.2153 | -47.1992 | -47.1992 | -47.1992 | -47.1992 | -47.1992 | -47.1992 | 0 | 0 | 0 | 0 | 0 | 0 | 0 | 0
8 | 300 | 302 | 300 302 High Efficiency Chiller Motors / Other Healthcare | 0 | 0 | -9.6864 | -9.6864 | -9.6864 | -9.6864 | -9.6864 | -9.6864 | -9.6864 | -9.6864 | -9.6864 | -9.6864 | -9.6864 | -9.6864 | -9.6864 | -9.6864 | -9.6864 | -9.6864 | -9.6864 | -9.6864 | -9.6864 | -9.6864 | 0 | 0 | 0 | 0 | 0 | 0 | 0 | 0
8 | 300 | 304 | 300 304 EMS - Chiller / Other Healthcare | 0 | 0 | -32.178 | -32.178 | -32.178 | -32.178 | -32.178 | -32.178 | -32.178 | -32.178 | -32.178 | -32.178 | 0 | 0 | 0 | 0 | 0 | 0 | 0 | 0 | 0 | 0 | 0 | 0 | 0 | 0 | 0 | 0 | 0 | 0
8 | 300 | 305 | 300 305 Chiller Tune Up/Diagnostics / Other Healthcare | 0 | 0 | -102.9767 | -102.9767 | -102.9767 | -102.9767 | -102.9767 | -102.9767 | -102.9767 | -102.9767 | -102.9767 | -102.9767 | 0 | 0 | 0 | 0 | 0 | 0 | 0 | 0 | 0 | 0 | 0 | 0 | 0 | 0 | 0 | 0 | 0 | 0
8 | 300 | 306 | 300 306 VSD for Chiller Pumps and Towers / Other Healthcare | 0 | 0 | -30.3809 | -30.3809 | -30.3809 | -30.3809 | -30.3809 | -30.3809 | -30.3809 | -30.3769 | -30.3769 | -30.3769 | -30.3769 | -30.3769 | -30.3769 | -30.3769 | -30.3769 | 0 | 0 | 0 | 0 | 0 | 0 | 0 | 0 | 0 | 0 | 0 | 0 | 0
8 | 300 | 307 | 300 307 EMS Optimization / Other Healthcare | 0 | 0 | -8.945 | -8.945 | -8.945 | -8.945 | -8.945 | 0 | 0 | 0 | 0 | 0 | 0 | 0 | 0 | 0 | 0 | 0 | 0 | 0 | 0 | 0 | 0 | 0 | 0 | 0 | 0 | 0 | 0 | 0
8 | 300 | 308 | 300 308 Aerosole Duct Sealing / Other Healthcare | 0 | 0 | -18.0835 | -18.0835 | -18.0835 | -18.0835 | -18.0835 | -18.0835 | -18.0835 | -18.0835 | -18.0835 | -18.0835 | -18.0835 | -18.0835 | -18.0835 | -18.0835 | -18.0835 | 0 | 0 | 0 | 0 | 0 | 0 | 0 | 0 | 0 | 0 | 0 | 0 | 0
8 | 300 | 309 | 300 309 Duct/Pipe Insulation / Other Healthcare | 0 | 0 | -5.8989 | -5.8989 | -5.8989 | -5.8989 | -5.8989 | -5.8989 | -5.8989 | -5.8989 | -5.8989 | -5.8989 | 0 | 0 | 0 | 0 | 0 | 0 | 0 | 0 | 0 | 0 | 0 | 0 | 0 | 0 | 0 | 0 | 0 | 0
8 | 300 | 311 | 300 311 Window Film (Standard) / Other Healthcare | 0 | 0 | -31.2553 | -31.2553 | -31.2553 | -31.2553 | -31.2553 | -31.2553 | -31.2553 | -31.2553 | -31.2553 | -31.2553 | 0 | 0 | 0 | 0 | 0 | 0 | 0 | 0 | 0 | 0 | 0 | 0 | 0 | 0 | 0 | 0 | 0 | 0
8 | 300 | 313 | 300 313 Ceiling Insulation / Other Healthcare | 0 | 0 | -139.1236 | -139.1236 | -139.1236 | -139.1236 | -139.1236 | -139.1236 | -139.1236 | -139.1236 | -139.1236 | -139.1236 | -139.1236 | -139.1236 | -139.1236 | -139.1236 | -139.1236 | -139.1236 | -139.1236 | -139.1236 | -139.1236 | -139.1236 | 0 | 0 | 0 | 0 | 0 | 0 | 0 | 0
8 | 300 | 314 | 300 314 Roof Insulation / Other Healthcare | 0 | 0 | -33.5842 | -33.5842 | -33.5842 | -33.5842 | -33.5842 | -33.5842 | -33.5842 | -33.5842 | -33.5842 | -33.5842 | -33.5842 | -33.5842 | -33.5842 | -33.5842 | -33.5842 | -33.5842 | -33.5842 | -33.5842 | -33.5842 | -33.5842 | 0 | 0 | 0 | 0 | 0 | 0 | 0 | 0
8 | 300 | 317 | 300 317 Thermal Energy Storage (TES) Positive / Other Healthcare | 0 | 0 | -30.945 | -30.945 | -30.945 | -30.945 | -30.945 | -30.945 | -30.945 | -30.945 | -30.945 | -30.945 | -30.945 | -30.945 | -30.945 | -30.945 | -30.945 | -30.945 | -30.945 | -30.945 | -30.945 | -30.945 | -30.945 | -30.945 | -30.945 | -30.945 | -30.945 | -30.945 | -30.945 | -30.945
8 | 300 | 317 | 300 317 Thermal Energy Storage (TES) Negative / Other Healthcare | 0 | 0 | 0 | 0 | 0 | 0 | 0 | 0 | 0 | 0 | 0 | 0 | 0 | 0 | 0 | 0 | 0 | 0 | 0 | 0 | 0 | 0 | 0 | 0 | 0 | 0 | 0 | 0 | 0 | 0
8 | 320 | 321 | 320 321 DX Packaged System, EER=10.9, 10 tons / Other Healthcare | 0 | 0 | -57.4014 | -57.4014 | -57.4014 | -57.4014 | -57.4014 | -57.4014 | -57.4014 | -57.4014 | -57.4014 | -57.4014 | -57.4014 | -57.4014 | -57.4014 | -57.4014 | -57.4014 | 0 | 0 | 0 | 0 | 0 | 0 | 0 | 0 | 0 | 0 | 0 | 0 | 0
8 | 320 | 322 | 320 322 Hybrid Dessicant-DX System (Trane CDQ) / Other Healthcare | 0 | 0 | -141.9038 | -141.9038 | -141.9038 | -141.9038 | -141.9038 | -141.9038 | -141.9038 | -141.9038 | -141.9038 | -141.9038 | -141.9038 | -141.9038 | -141.9038 | -141.9038 | -141.9038 | 0 | 0 | 0 | 0 | 0 | 0 | 0 | 0 | 0 | 0 | 0 | 0 | 0
8 | 320 | 323 | 320 323 Geothermal Heat Pump, EER=13, 10 tons / Other Healthcare | 0 | 0 | -73.9054 | -73.9054 | -73.9054 | -73.9054 | -73.9054 | -73.9054 | -73.9054 | -73.9054 | -73.9054 | -73.9054 | -73.9054 | -73.9054 | -73.9054 | -73.9054 | -73.8892 | 0 | 0 | 0 | 0 | 0 | 0 | 0 | 0 | 0 | 0 | 0 | 0 | 0
8 | 320 | 326 | 320 326 DX Tune Up/ Advanced Diagnostics / Other Healthcare | 0 | 0 | -35.7681 | -35.7681 | -35.7681 | -35.7681 | -35.7681 | -35.7681 | -35.7681 | -35.7681 | -35.7681 | -35.7681 | 0 | 0 | 0 | 0 | 0 | 0 | 0 | 0 | 0 | 0 | 0 | 0 | 0 | 0 | 0 | 0 | 0 | 0
8 | 320 | 327 | 320 327 DX Coil Cleaning / Other Healthcare | 0 | 0 | -97.6863 | -97.6863 | -97.6863 | -97.6863 | -97.6863 | 0 | 0 | 0 | 0 | 0 | 0 | 0 | 0 | 0 | 0 | 0 | 0 | 0 | 0 | 0 | 0 | 0 | 0 | 0 | 0 | 0 | 0 | 0
8 | 320 | 329 | 320 329 Aerosole Duct Sealing / Other Healthcare | 0 | 0 | -28.749 | -28.749 | -28.749 | -28.749 | -28.749 | -28.749 | -28.749 | -28.749 | -28.749 | -28.749 | -28.749 | -28.749 | -28.749 | -28.749 | -28.749 | 0 | 0 | 0 | 0 | 0 | 0 | 0 | 0 | 0 | 0 | 0 | 0 | 0
8 | 320 | 330 | 320 330 Duct/Pipe Insulation / Other Healthcare | 0 | 0 | -9.6945 | -9.6945 | -9.6945 | -9.6945 | -9.6945 | -9.6945 | -9.6945 | -9.6985 | -9.6985 | -9.6985 | 0 | 0 | 0 | 0 | 0 | 0 | 0 | 0 | 0 | 0 | 0 | 0 | 0 | 0 | 0 | 0 | 0 | 0
8 | 320 | 334 | 320 334 Ceiling Insulation / Other Healthcare | 0 | 0 | -221.0069 | -221.0069 | -221.0069 | -221.0069 | -221.0069 | -221.0069 | -221.0069 | -221.0069 | -221.0069 | -221.0069 | -221.0069 | -221.0069 | -221.0069 | -221.0069 | -220.9908 | -220.9908 | -220.9908 | -220.9908 | -220.9908 | -220.9908 | 0 | 0 | 0 | 0 | 0 | 0 | 0 | 0
8 | 320 | 335 | 320 335 Roof Insulation / Other Healthcare | 0 | 0 | -55.6849 | -55.6849 | -55.6849 | -55.6849 | -55.6849 | -55.6849 | -55.6849 | -55.6849 | -55.6849 | -55.6849 | -55.6849 | -55.6849 | -55.6849 | -55.6849 | -55.6688 | -55.6688 | -55.6688 | -55.6688 | -55.6688 | -55.6688 | 0 | 0 | 0 | 0 | 0 | 0 | 0 | 0
8 | 340 | 344 | 340 344 Aerosole Duct Sealing / Other Healthcare | 0 | 0 | -29.3977 | -29.3977 | -29.3977 | -29.3977 | -29.3977 | -29.3977 | -29.3977 | -29.3977 | -29.3977 | -29.3977 | -29.3977 | -29.3977 | -29.3977 | -29.3977 | -29.3816 | 0 | 0 | 0 | 0 | 0 | 0 | 0 | 0 | 0 | 0 | 0 | 0 | 0
8 | 340 | 345 | 340 345 Duct/Pipe Insulation / Other Healthcare | 0 | 0 | -9.8154 | -9.8154 | -9.8154 | -9.8154 | -9.8154 | -9.8154 | -9.8154 | -9.8113 | -9.8113 | -9.8113 | 0 | 0 | 0 | 0 | 0 | 0 | 0 | 0 | 0 | 0 | 0 | 0 | 0 | 0 | 0 | 0 | 0 | 0
8 | 340 | 349 | 340 349 Ceiling Insulation / Other Healthcare | 0 | 0 | -225.9469 | -225.9469 | -225.9469 | -225.9469 | -225.9469 | -225.9469 | -225.9469 | -225.9469 | -225.9469 | -225.9469 | -225.9469 | -225.9469 | -225.9469 | -225.9469 | -225.9469 | -225.9469 | -225.9469 | -225.9469 | -225.9469 | -225.9469 | 0 | 0 | 0 | 0 | 0 | 0 | 0 | 0
8 | 340 | 351 | 340 351 Cool Roof - DX / Other Healthcare | 0 | 0 | -246.8226 | -246.8226 | -246.8226 | -246.8226 | -246.8226 | -246.8226 | -246.8226 | -246.8226 | -246.8226 | -246.8226 | -246.8226 | -246.8226 | -246.8226 | -246.8226 | -246.8226 | 0 | 0 | 0 | 0 | 0 | 0 | 0 | 0 | 0 | 0 | 0 | 0 | 0
8 | 360 | 361 | 360 361 HE PTAC, EER=9.6, 1 ton / Other Healthcare | 0 | 0 | -153.7822 | -153.7822 | -153.7822 | -153.7822 | -153.7822 | -153.7822 | -153.7822 | -153.7822 | -153.7822 | -153.7822 | -153.7822 | -153.7822 | -153.7822 | -153.7822 | -153.7983 | 0 | 0 | 0 | 0 | 0 | 0 | 0 | 0 | 0 | 0 | 0 | 0 | 0
8 | 400 | 402 | 400 402 Variable Speed Drive Control / Other Healthcare | 0 | 0 | -18.2003 | -18.2003 | -18.2003 | -18.2003 | -18.2003 | -18.2003 | -18.2003 | -18.2003 | -18.2003 | -18.2003 | -18.2003 | -18.2003 | -18.2003 | -18.2003 | -18.2003 | 0 | 0 | 0 | 0 | 0 | 0 | 0 | 0 | 0 | 0 | 0 | 0 | 0
8 | 400 | 403 | 400 403 Air Handler Optimization / Other Healthcare | 0 | 0 | -5.7538 | -5.7538 | -5.7538 | -5.7538 | -5.7538 | -5.7538 | -5.7538 | -5.7538 | 0 | 0 | 0 | 0 | 0 | 0 | 0 | 0 | 0 | 0 | 0 | 0 | 0 | 0 | 0 | 0 | 0 | 0 | 0 | 0
8 | 400 | 404 | 400 404 Electronically Commutated Motors (ECM) on an Air Handler Unit / Other Healthcare | 0 | 0 | -23.8575 | -23.8575 | -23.8575 | -23.8575 | -23.8575 | -23.8575 | -23.8575 | -23.8575 | -23.8575 | -23.8575 | -23.8575 | -23.8575 | -23.8575 | -23.8575 | -23.8575 | 0 | 0 | 0 | 0 | 0 | 0 | 0 | 0 | 0 | 0 | 0 | 0 | 0
8 | 400 | 405 | 400 405 Demand Control Ventilation (DCV) / Other Healthcare | 0 | 0 | -62.3896 | -62.3896 | -62.3896 | -62.3896 | -62.3896 | -62.3896 | -62.3896 | -62.3937 | -62.3937 | -62.3937 | -62.3937 | -62.3937 | -62.3937 | -62.3937 | -62.3937 | 0 | 0 | 0 | 0 | 0 | 0 | 0 | 0 | 0 | 0 | 0 | 0 | 0
8 | 400 | 406 | 400 406 Energy Recovery Ventilation (ERV) / Other Healthcare | 0 | 0 | -28.4912 | -28.4912 | -28.4912 | -28.4912 | -28.4912 | -28.4912 | -28.4912 | -28.4912 | -28.4912 | -28.4912 | -28.4912 | -28.4912 | -28.4912 | -28.4912 | -28.4912 | -28.4912 | -28.4912 | -28.4912 | -28.4912 | -28.4912 | 0 | 0 | 0 | 0 | 0 | 0 | 0 | 0
8 | 600 | 603 | 600 603 Heat Pump Water Heater (air source) / Other Healthcare | 0 | 0 | -71.6087 | -71.6087 | -71.6087 | -71.6087 | -71.6087 | -71.6087 | -71.6087 | -71.6127 | -71.6127 | -71.6127 | -71.6127 | -71.6127 | -71.6127 | -71.6127 | -71.6288 | 0 | 0 | 0 | 0 | 0 | 0 | 0 | 0 | 0 | 0 | 0 | 0 | 0
8 | 600 | 606 | 600 606 Demand controlled circulating systems / Other Healthcare | 0 | 0 | -5.0689 | -5.0689 | -5.0689 | -5.0689 | -5.0689 | -5.0689 | -5.0689 | -5.0648 | -5.0648 | -5.0648 | -5.0648 | -5.0648 | -5.0648 | -5.0648 | -5.0648 | 0 | 0 | 0 | 0 | 0 | 0 | 0 | 0 | 0 | 0 | 0 | 0 | 0
8 | 600 | 608 | 600 608 Heat Recovery Unit / Other Healthcare | 0 | 0 | -78.4544 | -78.4544 | -78.4544 | -78.4544 | -78.4544 | -78.4544 | -78.4544 | -78.4544 | -78.4544 | -78.4544 | 0 | 0 | 0 | 0 | 0 | 0 | 0 | 0 | 0 | 0 | 0 | 0 | 0 | 0 | 0 | 0 | 0 | 0
8 | 600 | 609 | 600 609 Heat Trap / Other Healthcare | 0 | 0 | -9.1787 | -9.1787 | -9.1787 | -9.1787 | -9.1787 | -9.1787 | -9.1787 | -9.1747 | -9.1747 | -9.1747 | 0 | 0 | 0 | 0 | 0 | 0 | 0 | 0 | 0 | 0 | 0 | 0 | 0 | 0 | 0 | 0 | 0 | 0
8 | 600 | 610 | 600 610 Hot Water Pipe Insulation / Other Healthcare | 0 | 0 | -2.0066 | -2.0066 | -2.0066 | -2.0066 | -2.0066 | -2.0066 | -2.0066 | -2.0066 | -2.0066 | -2.0066 | -2.0066 | -2.0066 | -2.0066 | -2.0066 | -2.0066 | 0 | 0 | 0 | 0 | 0 | 0 | 0 | 0 | 0 | 0 | 0 | 0 | 0
8 | 700 | 701 | 700 701 PC Manual Power Management Enabling / Other Healthcare | 0 | 0 | -5.8022 | -5.8022 | -5.8022 | -5.8022 | 0 | 0 | 0 | 0 | 0 | 0 | 0 | 0 | 0 | 0 | 0 | 0 | 0 | 0 | 0 | 0 | 0 | 0 | 0 | 0 | 0 | 0 | 0 | 0
8 | 700 | 702 | 700 702 PC Network Power Management Enabling / Other Healthcare | 0 | 0 | -5.8022 | -5.8022 | -5.8022 | -5.8022 | 0 | 0 | 0 | 0 | 0 | 0 | 0 | 0 | 0 | 0 | 0 | 0 | 0 | 0 | 0 | 0 | 0 | 0 | 0 | 0 | 0 | 0 | 0 | 0
8 | 710 | 711 | 710 711 Energy Star or Better Monitor / Other Healthcare | 0 | 0 | -8.3406 | -8.3406 | -8.3406 | -8.3406 | 0 | 0 | 0 | 0 | 0 | 0 | 0 | 0 | 0 | 0 | 0 | 0 | 0 | 0 | 0 | 0 | 0 | 0 | 0 | 0 | 0 | 0 | 0 | 0
8 | 710 | 712 | 710 712 Monitor Power Management Enabling / Other Healthcare | 0 | 0 | -5.4476 | -5.4476 | -5.4476 | -5.4476 | 0 | 0 | 0 | 0 | 0 | 0 | 0 | 0 | 0 | 0 | 0 | 0 | 0 | 0 | 0 | 0 | 0 | 0 | 0 | 0 | 0 | 0 | 0 | 0
8 | 720 | 722 | 720 722 Monitor Power Management Enabling / Other Healthcare | 0 | 0 | 0 | 0 | 0 | 0 | 0 | 0 | 0 | 0 | 0 | 0 | 0 | 0 | 0 | 0 | 0 | 0 | 0 | 0 | 0 | 0 | 0 | 0 | 0 | 0 | 0 | 0 | 0 | 0
8 | 730 | 732 | 730 732 Copier Power Management Enabling / Other Healthcare | 0 | 0 | -1.3216 | -1.3216 | -1.3216 | -1.3216 | -1.3216 | -1.3216 | 0 | 0 | 0 | 0 | 0 | 0 | 0 | 0 | 0 | 0 | 0 | 0 | 0 | 0 | 0 | 0 | 0 | 0 | 0 | 0 | 0 | 0
8 | 740 | 741 | 740 741 Printer Power Management Enabling / Other Healthcare | 0 | 0 | -8.0264 | -8.0264 | -8.0264 | -8.0264 | -8.0264 | 0 | 0 | 0 | 0 | 0 | 0 | 0 | 0 | 0 | 0 | 0 | 0 | 0 | 0 | 0 | 0 | 0 | 0 | 0 | 0 | 0 | 0 | 0
8 | 800 | 801 | 800 801 Convection Oven / Other Healthcare | 0 | 0 | -0.40293 | -0.40293 | -0.40293 | -0.40293 | -0.40293 | -0.40293 | -0.40293 | -0.40293 | -0.40293 | -0.40293 | 0 | 0 | 0 | 0 | 0 | 0 | 0 | 0 | 0 | 0 | 0 | 0 | 0 | 0 | 0 | 0 | 0 | 0
8 | 810 | 811 | 810 811 Efficient Fryer / Other Healthcare | 0 | 0 | -0.036264 | -0.036264 | -0.036264 | -0.036264 | -0.036264 | -0.036264 | -0.036264 | -0.036264 | -0.036264 | -0.036264 | 0 | 0 | 0 | 0 | 0 | 0 | 0 | 0 | 0 | 0 | 0 | 0 | 0 | 0 | 0 | 0 | 0 | 0
8 | 900 | 901 | 900 901 Vending Misers (cooled machines only) / Other Healthcare | 0 | 0 | -1.0879 | -1.0879 | -1.0879 | -1.0879 | -1.0879 | -1.0879 | -1.0879 | -1.0879 | -1.0879 | -1.0879 | 0 | 0 | 0 | 0 | 0 | 0 | 0 | 0 | 0 | 0 | 0 | 0 | 0 | 0 | 0 | 0 | 0 | 0
9 | 110 | 111 | 110 111 Premium T8, Elecctronic Ballast / Warehouse | 0 | 0 | -15.9721 | -15.9721 | -15.9721 | -15.9721 | -15.9721 | -15.9721 | -15.9721 | -15.9721 | -15.9721 | -15.9721 | -15.9721 | -15.9721 | -15.9721 | -15.9721 | -15.9721 | -15.9721 | -15.9721 | -15.9721 | -15.9721 | -15.9721 | 0 | 0 | 0 | 0 | 0 | 0 | 0 | 0
9 | 110 | 114 | 110 114 Continuous Dimming / Warehouse | 0 | 0 | -22.3384 | -22.3384 | -22.3384 | -22.3384 | -22.3384 | -22.3384 | -22.3384 | -22.3384 | -22.3384 | -22.3384 | -22.3384 | -22.3384 | -22.3384 | -22.3384 | 0 | 0 | 0 | 0 | 0 | 0 | 0 | 0 | 0 | 0 | 0 | 0 | 0 | 0
9 | 110 | 115 | 110 115 Lighting Control Tuneup / Warehouse | 0 | 0 | -2.3773 | -2.3773 | -2.3773 | -2.3773 | -2.3773 | -2.3773 | 0 | 0 | 0 | 0 | 0 | 0 | 0 | 0 | 0 | 0 | 0 | 0 | 0 | 0 | 0 | 0 | 0 | 0 | 0 | 0 | 0 | 0
9 | 120 | 121 | 120 121 ROB Premium T8, 1EB / Warehouse | 0 | 0 | -6.9062 | -6.9062 | -6.9062 | -6.9062 | -6.9062 | -6.9062 | -6.9062 | -6.9022 | -6.9022 | -6.9022 | -6.9022 | -6.9022 | -6.9022 | -6.9022 | -6.9022 | -6.9022 | -6.9022 | -6.9022 | -6.9022 | -6.9022 | 0 | 0 | 0 | 0 | 0 | 0 | 0 | 0
9 | 120 | 122 | 120 122 ROB Premium T8, EB, Reflector / Warehouse | 0 | 0 | -27.8948 | -27.8948 | -27.8948 | -27.8948 | -27.8948 | -27.8948 | -27.8948 | -27.8948 | -27.8948 | -27.8948 | -27.8948 | -27.8948 | -27.8948 | -27.8948 | -27.8948 | -27.8948 | -27.8948 | -27.8948 | -27.8948 | -27.8948 | 0 | 0 | 0 | 0 | 0 | 0 | 0 | 0
9 | 120 | 123 | 120 123 Occupancy Sensor / Warehouse | 0 | 0 | -9.3883 | -9.3883 | -9.3883 | -9.3883 | -9.3883 | -9.3883 | -9.3883 | -9.3883 | -9.3883 | -9.3883 | -9.3883 | -9.3883 | 0 | 0 | 0 | 0 | 0 | 0 | 0 | 0 | 0 | 0 | 0 | 0 | 0 | 0 | 0 | 0
9 | 120 | 124 | 120 124 Lighting Control Tuneup / Warehouse | 0 | 0 | -1.4183 | -1.4183 | -1.4183 | -1.4183 | -1.4183 | -1.4183 | 0 | 0 | 0 | 0 | 0 | 0 | 0 | 0 | 0 | 0 | 0 | 0 | 0 | 0 | 0 | 0 | 0 | 0 | 0 | 0 | 0 | 0
9 | 130 | 131 | 130 131 CFL Screw-in 18W / Warehouse | 0 | 0 | -157.0459 | -157.0459 | 0 | 0 | 0 | 0 | 0 | 0 | 0 | 0 | 0 | 0 | 0 | 0 | 0 | 0 | 0 | 0 | 0 | 0 | 0 | 0 | 0 | 0 | 0 | 0 | 0 | 0
9 | 150 | 151 | 150 151 PSMH, 250W, magnetic ballast / Warehouse | 0 | 0 | -18.2527 | -18.2527 | -18.2527 | -18.2527 | -18.2527 | -18.2527 | -18.2527 | -18.2527 | -18.2527 | -18.2527 | -18.2527 | -18.2527 | -18.2527 | 0 | 0 | 0 | 0 | 0 | 0 | 0 | 0 | 0 | 0 | 0 | 0 | 0 | 0 | 0
9 | 150 | 152 | 150 152 PSMH, 250 W, electronic ballast / Warehouse | 0 | 0 | -21.1216 | -21.1216 | -21.1216 | -21.1216 | -21.1216 | -21.1216 | -21.1216 | -21.1216 | -21.1216 | -21.1216 | -21.1216 | -21.1216 | -21.1216 | 0 | 0 | 0 | 0 | 0 | 0 | 0 | 0 | 0 | 0 | 0 | 0 | 0 | 0 | 0
9 | 150 | 153 | 150 153 High Bay T5 / Warehouse | 0 | 0 | -38.6329 | -38.6329 | -38.6329 | -38.6329 | -38.6329 | -38.6329 | -38.6329 | -38.6329 | -38.6329 | -38.6329 | -38.6329 | -38.6329 | -38.6329 | 0 | 0 | 0 | 0 | 0 | 0 | 0 | 0 | 0 | 0 | 0 | 0 | 0 | 0 | 0
9 | 160 | 161 | 160 161 LED Exit Sign / Warehouse | 0 | 0 | -0.040293 | -0.040293 | -0.040293 | -0.040293 | -0.040293 | -0.040293 | -0.040293 | -0.036264 | -0.036264 | -0.036264 | -0.036264 | -0.036264 | -0.036264 | -0.036264 | -0.036264 | -0.036264 | 0 | 0 | 0 | 0 | 0 | 0 | 0 | 0 | 0 | 0 | 0 | 0
9 | 200 | 201 | 200 201 High Pressure Sodium 250W Lamp / Warehouse | 0 | 0 | -1.3377 | -1.3377 | -1.3377 | -1.3377 | -1.3377 | 0 | 0 | 0 | 0 | 0 | 0 | 0 | 0 | 0 | 0 | 0 | 0 | 0 | 0 | 0 | 0 | 0 | 0 | 0 | 0 | 0 | 0 | 0
9 | 200 | 202 | 200 202 Outdoor Lighting Controls (Photocell/Timeclock) / Warehouse | 0 | 0 | -1.0516 | -1.0516 | -1.0516 | -1.0516 | -1.0516 | 0 | 0 | 0 | 0 | 0 | 0 | 0 | 0 | 0 | 0 | 0 | 0 | 0 | 0 | 0 | 0 | 0 | 0 | 0 | 0 | 0 | 0 | 0
9 | 210 | 211 | 210 211 Outdoor Lighting Controls (Photocell/Timeclock) / Warehouse | 0 | 0 | -1.5634 | -1.5634 | -1.5634 | -1.5634 | -1.5634 | 0 | 0 | 0 | 0 | 0 | 0 | 0 | 0 | 0 | 0 | 0 | 0 | 0 | 0 | 0 | 0 | 0 | 0 | 0 | 0 | 0 | 0 | 0
9 | 300 | 301 | 300 301 Centrifugal Chiller, 0.51 kW/ton, 500 tons / Warehouse | 0 | 0 | -4.5934 | -4.5934 | -4.5934 | -4.5934 | -4.5934 | -4.5934 | -4.5934 | -4.5934 | -4.5934 | -4.5934 | -4.5934 | -4.5934 | -4.5934 | -4.5934 | -4.6095 | -4.6095 | -4.6095 | -4.6095 | -4.6095 | -4.6095 | 0 | 0 | 0 | 0 | 0 | 0 | 0 | 0
9 | 300 | 302 | 300 302 High Efficiency Chiller Motors / Warehouse | 0 | 0 | -0.82601 | -0.82601 | -0.82601 | -0.82601 | -0.82601 | -0.82601 | -0.82601 | -0.82601 | -0.82601 | -0.82601 | -0.82601 | -0.82601 | -0.82601 | -0.82601 | -0.84212 | -0.84212 | -0.84212 | -0.84212 | -0.84212 | -0.84212 | 0 | 0 | 0 | 0 | 0 | 0 | 0 | 0
9 | 300 | 304 | 300 304 EMS - Chiller / Warehouse | 0 | 0 | -2.7802 | -2.7802 | -2.7802 | -2.7802 | -2.7802 | -2.7802 | -2.7802 | -2.7802 | -2.7802 | -2.7802 | 0 | 0 | 0 | 0 | 0 | 0 | 0 | 0 | 0 | 0 | 0 | 0 | 0 | 0 | 0 | 0 | 0 | 0
9 | 300 | 305 | 300 305 Chiller Tune Up/Diagnostics / Warehouse | 0 | 0 | -10.0209 | -10.0209 | -10.0209 | -10.0209 | -10.0209 | -10.0209 | -10.0209 | -10.0209 | -10.0209 | -10.0209 | 0 | 0 | 0 | 0 | 0 | 0 | 0 | 0 | 0 | 0 | 0 | 0 | 0 | 0 | 0 | 0 | 0 | 0
9 | 300 | 306 | 300 306 VSD for Chiller Pumps and Towers / Warehouse | 0 | 0 | -2.6352 | -2.6352 | -2.6352 | -2.6352 | -2.6352 | -2.6352 | -2.6352 | -2.6352 | -2.6352 | -2.6352 | -2.6352 | -2.6352 | -2.6352 | -2.6352 | -2.619 | 0 | 0 | 0 | 0 | 0 | 0 | 0 | 0 | 0 | 0 | 0 | 0 | 0
9 | 300 | 307 | 300 307 EMS Optimization / Warehouse | 0 | 0 | -0.87839 | -0.87839 | -0.87839 | -0.87839 | -0.87839 | 0 | 0 | 0 | 0 | 0 | 0 | 0 | 0 | 0 | 0 | 0 | 0 | 0 | 0 | 0 | 0 | 0 | 0 | 0 | 0 | 0 | 0 | 0
9 | 300 | 308 | 300 308 Aerosole Duct Sealing / Warehouse | 0 | 0 | -1.7568 | -1.7568 | -1.7568 | -1.7568 | -1.7568 | -1.7568 | -1.7568 | -1.7608 | -1.7608 | -1.7608 | -1.7608 | -1.7608 | -1.7608 | -1.7608 | -1.7608 | 0 | 0 | 0 | 0 | 0 | 0 | 0 | 0 | 0 | 0 | 0 | 0 | 0
9 | 300 | 309 | 300 309 Duct/Pipe Insulation / Warehouse | 0 | 0 | -0.50769 | -0.50769 | -0.50769 | -0.50769 | -0.50769 | -0.50769 | -0.50769 | -0.50769 | -0.50769 | -0.50769 | 0 | 0 | 0 | 0 | 0 | 0 | 0 | 0 | 0 | 0 | 0 | 0 | 0 | 0 | 0 | 0 | 0 | 0
9 | 300 | 311 | 300 311 Window Film (Standard) / Warehouse | 0 | 0 | -3.0461 | -3.0461 | -3.0461 | -3.0461 | -3.0461 | -3.0461 | -3.0461 | -3.0421 | -3.0421 | -3.0421 | 0 | 0 | 0 | 0 | 0 | 0 | 0 | 0 | 0 | 0 | 0 | 0 | 0 | 0 | 0 | 0 | 0 | 0
9 | 300 | 313 | 300 313 Ceiling Insulation / Warehouse | 0 | 0 | -13.5304 | -13.5304 | -13.5304 | -13.5304 | -13.5304 | -13.5304 | -13.5304 | -13.5304 | -13.5304 | -13.5304 | -13.5304 | -13.5304 | -13.5304 | -13.5304 | -13.5465 | -13.5465 | -13.5465 | -13.5465 | -13.5465 | -13.5465 | 0 | 0 | 0 | 0 | 0 | 0 | 0 | 0
9 | 300 | 314 | 300 314 Roof Insulation / Warehouse | 0 | 0 | -2.8729 | -2.8729 | -2.8729 | -2.8729 | -2.8729 | -2.8729 | -2.8729 | -2.8729 | -2.8729 | -2.8729 | -2.8729 | -2.8729 | -2.8729 | -2.8729 | -2.8729 | -2.8729 | -2.8729 | -2.8729 | -2.8729 | -2.8729 | 0 | 0 | 0 | 0 | 0 | 0 | 0 | 0
9 | 300 | 317 | 300 317 Thermal Energy Storage (TES) Positive / Warehouse | 0 | 0 | -2.6432 | -2.6432 | -2.6432 | -2.6432 | -2.6432 | -2.6432 | -2.6432 | -2.6432 | -2.6432 | -2.6432 | -2.6432 | -2.6432 | -2.6432 | -2.6432 | -2.6432 | -2.6432 | -2.6432 | -2.6432 | -2.6432 | -2.6432 | -2.6432 | -2.6432 | -2.6432 | -2.6432 | -2.6432 | -2.6432 | -2.6432 | -2.6432
9 | 300 | 317 | 300 317 Thermal Energy Storage (TES) Negative / Warehouse | 0 | 0 | 0 | 0 | 0 | 0 | 0 | 0 | 0 | 0 | 0 | 0 | 0 | 0 | 0 | 0 | 0 | 0 | 0 | 0 | 0 | 0 | 0 | 0 | 0 | 0 | 0 | 0 | 0 | 0
9 | 320 | 321 | 320 321 DX Packaged System, EER=10.9, 10 tons / Warehouse | 0 | 0 | -5.5927 | -5.5927 | -5.5927 | -5.5927 | -5.5927 | -5.5927 | -5.5927 | -5.5886 | -5.5886 | -5.5886 | -5.5886 | -5.5886 | -5.5886 | -5.5886 | -5.5886 | 0 | 0 | 0 | 0 | 0 | 0 | 0 | 0 | 0 | 0 | 0 | 0 | 0
9 | 320 | 322 | 320 322 Hybrid Dessicant-DX System (Trane CDQ) / Warehouse | 0 | 0 | -12.2974 | -12.2974 | -12.2974 | -12.2974 | -12.2974 | -12.2974 | -12.2974 | -12.3014 | -12.3014 | -12.3014 | -12.3014 | -12.3014 | -12.3014 | -12.3014 | -12.3176 | 0 | 0 | 0 | 0 | 0 | 0 | 0 | 0 | 0 | 0 | 0 | 0 | 0
9 | 320 | 323 | 320 323 Geothermal Heat Pump, EER=13, 10 tons / Warehouse | 0 | 0 | -6.4308 | -6.4308 | -6.4308 | -6.4308 | -6.4308 | -6.4308 | -6.4308 | -6.4308 | -6.4308 | -6.4308 | -6.4308 | -6.4308 | -6.4308 | -6.4308 | -6.4146 | 0 | 0 | 0 | 0 | 0 | 0 | 0 | 0 | 0 | 0 | 0 | 0 | 0
9 | 320 | 326 | 320 326 DX Tune Up/ Advanced Diagnostics / Warehouse | 0 | 0 | -3.0784 | -3.0784 | -3.0784 | -3.0784 | -3.0784 | -3.0784 | -3.0784 | -3.0784 | -3.0784 | -3.0784 | 0 | 0 | 0 | 0 | 0 | 0 | 0 | 0 | 0 | 0 | 0 | 0 | 0 | 0 | 0 | 0 | 0 | 0
9 | 320 | 327 | 320 327 DX Coil Cleaning / Warehouse | 0 | 0 | -9.5091 | -9.5091 | -9.5091 | -9.5091 | -9.5091 | 0 | 0 | 0 | 0 | 0 | 0 | 0 | 0 | 0 | 0 | 0 | 0 | 0 | 0 | 0 | 0 | 0 | 0 | 0 | 0 | 0 | 0 | 0
9 | 320 | 329 | 320 329 Aerosole Duct Sealing / Warehouse | 0 | 0 | -2.7923 | -2.7923 | -2.7923 | -2.7923 | -2.7923 | -2.7923 | -2.7923 | -2.7923 | -2.7923 | -2.7923 | -2.7923 | -2.7923 | -2.7923 | -2.7923 | -2.7923 | 0 | 0 | 0 | 0 | 0 | 0 | 0 | 0 | 0 | 0 | 0 | 0 | 0
9 | 320 | 330 | 320 330 Duct/Pipe Insulation / Warehouse | 0 | 0 | -0.83004 | -0.83004 | -0.83004 | -0.83004 | -0.83004 | -0.83004 | -0.83004 | -0.83004 | -0.83004 | -0.83004 | 0 | 0 | 0 | 0 | 0 | 0 | 0 | 0 | 0 | 0 | 0 | 0 | 0 | 0 | 0 | 0 | 0 | 0
9 | 320 | 334 | 320 334 Ceiling Insulation / Warehouse | 0 | 0 | -21.5245 | -21.5245 | -21.5245 | -21.5245 | -21.5245 | -21.5245 | -21.5245 | -21.5245 | -21.5245 | -21.5245 | -21.5245 | -21.5245 | -21.5245 | -21.5245 | -21.5245 | -21.5245 | -21.5245 | -21.5245 | -21.5245 | -21.5245 | 0 | 0 | 0 | 0 | 0 | 0 | 0 | 0
9 | 320 | 335 | 320 335 Roof Insulation / Warehouse | 0 | 0 | -8.9652 | -8.9652 | -8.9652 | -8.9652 | -8.9652 | -8.9652 | -8.9652 | -8.9652 | -8.9652 | -8.9652 | -8.9652 | -8.9652 | -8.9652 | -8.9652 | -8.9652 | -8.9652 | -8.9652 | -8.9652 | -8.9652 | -8.9652 | 0 | 0 | 0 | 0 | 0 | 0 | 0 | 0
9 | 340 | 344 | 340 344 Aerosole Duct Sealing / Warehouse | 0 | 0 | -2.8689 | -2.8689 | -2.8689 | -2.8689 | -2.8689 | -2.8689 | -2.8689 | -2.8648 | -2.8648 | -2.8648 | -2.8648 | -2.8648 | -2.8648 | -2.8648 | -2.8648 | 0 | 0 | 0 | 0 | 0 | 0 | 0 | 0 | 0 | 0 | 0 | 0 | 0
9 | 340 | 345 | 340 345 Duct/Pipe Insulation / Warehouse | 0 | 0 | -0.83004 | -0.83004 | -0.83004 | -0.83004 | -0.83004 | -0.83004 | -0.83004 | -0.83004 | -0.83004 | -0.83004 | 0 | 0 | 0 | 0 | 0 | 0 | 0 | 0 | 0 | 0 | 0 | 0 | 0 | 0 | 0 | 0 | 0 | 0
9 | 340 | 349 | 340 349 Ceiling Insulation / Warehouse | 0 | 0 | -21.9879 | -21.9879 | -21.9879 | -21.9879 | -21.9879 | -21.9879 | -21.9879 | -21.9879 | -21.9879 | -21.9879 | -21.9879 | -21.9879 | -21.9879 | -21.9879 | -21.9879 | -21.9879 | -21.9879 | -21.9879 | -21.9879 | -21.9879 | 0 | 0 | 0 | 0 | 0 | 0 | 0 | 0
9 | 340 | 351 | 340 351 Cool Roof - DX / Warehouse | 0 | 0 | -24.0307 | -24.0307 | -24.0307 | -24.0307 | -24.0307 | -24.0307 | -24.0307 | -24.0307 | -24.0307 | -24.0307 | -24.0307 | -24.0307 | -24.0307 | -24.0307 | -24.0146 | 0 | 0 | 0 | 0 | 0 | 0 | 0 | 0 | 0 | 0 | 0 | 0 | 0
9 | 360 | 361 | 360 361 HE PTAC, EER=9.6, 1 ton / Warehouse | 0 | 0 | -14.9809 | -14.9809 | -14.9809 | -14.9809 | -14.9809 | -14.9809 | -14.9809 | -14.9809 | -14.9809 | -14.9809 | -14.9809 | -14.9809 | -14.9809 | -14.9809 | -14.9809 | 0 | 0 | 0 | 0 | 0 | 0 | 0 | 0 | 0 | 0 | 0 | 0 | 0
9 | 400 | 402 | 400 402 Variable Speed Drive Control / Warehouse | 0 | 0 | -2.9293 | -2.9293 | -2.9293 | -2.9293 | -2.9293 | -2.9293 | -2.9293 | -2.9293 | -2.9293 | -2.9293 | -2.9293 | -2.9293 | -2.9293 | -2.9293 | -2.9454 | 0 | 0 | 0 | 0 | 0 | 0 | 0 | 0 | 0 | 0 | 0 | 0 | 0
9 | 400 | 403 | 400 403 Air Handler Optimization / Warehouse | 0 | 0 | -0.9348 | -0.9348 | -0.9348 | -0.9348 | -0.9348 | -0.9348 | -0.9348 | -0.9348 | 0 | 0 | 0 | 0 | 0 | 0 | 0 | 0 | 0 | 0 | 0 | 0 | 0 | 0 | 0 | 0 | 0 | 0 | 0 | 0
9 | 400 | 404 | 400 404 Electronically Commutated Motors (ECM) on an Air Handler Unit / Warehouse | 0 | 0 | -0.95494 | -0.95494 | -0.95494 | -0.95494 | -0.95494 | -0.95494 | -0.95494 | -0.95494 | -0.95494 | -0.95494 | -0.95494 | -0.95494 | -0.95494 | -0.95494 | -0.95494 | 0 | 0 | 0 | 0 | 0 | 0 | 0 | 0 | 0 | 0 | 0 | 0 | 0
9 | 400 | 405 | 400 405 Demand Control Ventilation (DCV) / Warehouse | 0 | 0 | -7.2809 | -7.2809 | -7.2809 | -7.2809 | -7.2809 | -7.2809 | -7.2809 | -7.2809 | -7.2809 | -7.2809 | -7.2809 | -7.2809 | -7.2809 | -7.2809 | -7.2809 | 0 | 0 | 0 | 0 | 0 | 0 | 0 | 0 | 0 | 0 | 0 | 0 | 0
9 | 400 | 406 | 400 406 Energy Recovery Ventilation (ERV) / Warehouse | 0 | 0 | -3.3121 | -3.3121 | -3.3121 | -3.3121 | -3.3121 | -3.3121 | -3.3121 | -3.3081 | -3.3081 | -3.3081 | -3.3081 | -3.3081 | -3.3081 | -3.3081 | -3.3242 | -3.3242 | -3.3242 | -3.3242 | -3.3242 | -3.3242 | 0 | 0 | 0 | 0 | 0 | 0 | 0 | 0
9 | 600 | 603 | 600 603 Heat Pump Water Heater (air source) / Warehouse | 0 | 0 | -0.33443 | -0.33443 | -0.33443 | -0.33443 | -0.33443 | -0.33443 | -0.33443 | -0.33443 | -0.33443 | -0.33443 | -0.33443 | -0.33443 | -0.33443 | -0.33443 | -0.31831 | 0 | 0 | 0 | 0 | 0 | 0 | 0 | 0 | 0 | 0 | 0 | 0 | 0
9 | 600 | 606 | 600 606 Demand controlled circulating systems / Warehouse | 0 | 0 | -0.036264 | -0.036264 | -0.036264 | -0.036264 | -0.036264 | -0.036264 | -0.036264 | -0.036264 | -0.036264 | -0.036264 | -0.036264 | -0.036264 | -0.036264 | -0.036264 | -0.020146 | 0 | 0 | 0 | 0 | 0 | 0 | 0 | 0 | 0 | 0 | 0 | 0 | 0
9 | 600 | 608 | 600 608 Heat Recovery Unit / Warehouse | 0 | 0 | -0.33846 | -0.33846 | -0.33846 | -0.33846 | -0.33846 | -0.33846 | -0.33846 | -0.33846 | -0.33846 | -0.33846 | 0 | 0 | 0 | 0 | 0 | 0 | 0 | 0 | 0 | 0 | 0 | 0 | 0 | 0 | 0 | 0 | 0 | 0
9 | 600 | 609 | 600 609 Heat Trap / Warehouse | 0 | 0 | -0.040293 | -0.040293 | -0.040293 | -0.040293 | -0.040293 | -0.040293 | -0.040293 | -0.036264 | -0.036264 | -0.036264 | 0 | 0 | 0 | 0 | 0 | 0 | 0 | 0 | 0 | 0 | 0 | 0 | 0 | 0 | 0 | 0 | 0 | 0
9 | 600 | 610 | 600 610 Hot Water Pipe Insulation / Warehouse | 0 | 0 | 0 | 0 | 0 | 0 | 0 | 0 | 0 | 0 | 0 | 0 | 0 | 0 | 0 | 0 | -0.016117 | 0 | 0 | 0 | 0 | 0 | 0 | 0 | 0 | 0 | 0 | 0 | 0 | 0
9 | 700 | 701 | 700 701 PC Manual Power Management Enabling / Warehouse | 0 | 0 | -1.5634 | -1.5634 | -1.5634 | -1.5634 | 0 | 0 | 0 | 0 | 0 | 0 | 0 | 0 | 0 | 0 | 0 | 0 | 0 | 0 | 0 | 0 | 0 | 0 | 0 | 0 | 0 | 0 | 0 | 0
9 | 700 | 702 | 700 702 PC Network Power Management Enabling / Warehouse | 0 | 0 | -1.5634 | -1.5634 | -1.5634 | -1.5634 | 0 | 0 | 0 | 0 | 0 | 0 | 0 | 0 | 0 | 0 | 0 | 0 | 0 | 0 | 0 | 0 | 0 | 0 | 0 | 0 | 0 | 0 | 0 | 0
9 | 710 | 711 | 710 711 Energy Star or Better Monitor / Warehouse | 0 | 0 | -2.2403 | -2.2403 | -2.2403 | -2.2403 | 0 | 0 | 0 | 0 | 0 | 0 | 0 | 0 | 0 | 0 | 0 | 0 | 0 | 0 | 0 | 0 | 0 | 0 | 0 | 0 | 0 | 0 | 0 | 0
9 | 710 | 712 | 710 712 Monitor Power Management Enabling / Warehouse | 0 | 0 | -1.4546 | -1.4546 | -1.4546 | -1.4546 | 0 | 0 | 0 | 0 | 0 | 0 | 0 | 0 | 0 | 0 | 0 | 0 | 0 | 0 | 0 | 0 | 0 | 0 | 0 | 0 | 0 | 0 | 0 | 0
9 | 720 | 722 | 720 722 Monitor Power Management Enabling / Warehouse | 0 | 0 | 0 | 0 | 0 | 0 | 0 | 0 | 0 | 0 | 0 | 0 | 0 | 0 | 0 | 0 | 0 | 0 | 0 | 0 | 0 | 0 | 0 | 0 | 0 | 0 | 0 | 0 | 0 | 0
9 | 730 | 732 | 730 732 Copier Power Management Enabling / Warehouse | 0 | 0 | -0.26996 | -0.26996 | -0.26996 | -0.26996 | -0.26996 | -0.26996 | 0 | 0 | 0 | 0 | 0 | 0 | 0 | 0 | 0 | 0 | 0 | 0 | 0 | 0 | 0 | 0 | 0 | 0 | 0 | 0 | 0 | 0
9 | 740 | 741 | 740 741 Printer Power Management Enabling / Warehouse | 0 | 0 | -1.7971 | -1.7971 | -1.7971 | -1.7971 | -1.7971 | 0 | 0 | 0 | 0 | 0 | 0 | 0 | 0 | 0 | 0 | 0 | 0 | 0 | 0 | 0 | 0 | 0 | 0 | 0 | 0 | 0 | 0 | 0
9 | 800 | 801 | 800 801 Convection Oven / Warehouse | 0 | 0 | 0 | 0 | 0 | 0 | 0 | 0 | 0 | 0 | 0 | 0 | 0 | 0 | 0 | 0 | 0 | 0 | 0 | 0 | 0 | 0 | 0 | 0 | 0 | 0 | 0 | 0 | 0 | 0
9 | 810 | 811 | 810 811 Efficient Fryer / Warehouse | 0 | 0 | 0 | 0 | 0 | 0 | 0 | 0 | 0 | 0 | 0 | 0 | 0 | 0 | 0 | 0 | 0 | 0 | 0 | 0 | 0 | 0 | 0 | 0 | 0 | 0 | 0 | 0 | 0 | 0
9 | 900 | 901 | 900 901 Vending Misers (cooled machines only) / Warehouse | 0 | 0 | -1.93 | -1.93 | -1.93 | -1.93 | -1.93 | -1.93 | -1.93 | -1.93 | -1.93 | -1.93 | 0 | 0 | 0 | 0 | 0 | 0 | 0 | 0 | 0 | 0 | 0 | 0 | 0 | 0 | 0 | 0 | 0 | 0
10 | 110 | 111 | 110 111 Premium T8, Elecctronic Ballast / Hotel or Motel | 0 | 0 | -20.9201 | -20.9201 | -20.9201 | -20.9201 | -20.9201 | -20.9201 | -20.9201 | -20.9201 | -20.9201 | -20.9201 | -20.9201 | -20.9201 | -20.9201 | -20.9201 | -20.904 | -20.904 | -20.904 | -20.904 | -20.904 | 0 | 0 | 0 | 0 | 0 | 0 | 0 | 0 | 0
10 | 110 | 114 | 110 114 Continuous Dimming / Hotel or Motel | 0 | 0 | -25.8318 | -25.8318 | -25.8318 | -25.8318 | -25.8318 | -25.8318 | -25.8318 | -25.8318 | -25.8318 | -25.8318 | -25.8318 | -25.8318 | -25.8318 | -25.8318 | 0 | 0 | 0 | 0 | 0 | 0 | 0 | 0 | 0 | 0 | 0 | 0 | 0 | 0
10 | 110 | 115 | 110 115 Lighting Control Tuneup / Hotel or Motel | 0 | 0 | -2.7762 | -2.7762 | -2.7762 | -2.7762 | -2.7762 | -2.7762 | 0 | 0 | 0 | 0 | 0 | 0 | 0 | 0 | 0 | 0 | 0 | 0 | 0 | 0 | 0 | 0 | 0 | 0 | 0 | 0 | 0 | 0
10 | 120 | 121 | 120 121 ROB Premium T8, 1EB / Hotel or Motel | 0 | 0 | -9.0337 | -9.0337 | -9.0337 | -9.0337 | -9.0337 | -9.0337 | -9.0337 | -9.0297 | -9.0297 | -9.0297 | -9.0297 | -9.0297 | -9.0297 | -9.0297 | -9.0297 | -9.0297 | -9.0297 | -9.0297 | -9.0297 | 0 | 0 | 0 | 0 | 0 | 0 | 0 | 0 | 0
10 | 120 | 122 | 120 122 ROB Premium T8, EB, Reflector / Hotel or Motel | 0 | 0 | -36.5054 | -36.5054 | -36.5054 | -36.5054 | -36.5054 | -36.5054 | -36.5054 | -36.5054 | -36.5054 | -36.5054 | -36.5054 | -36.5054 | -36.5054 | -36.5054 | -36.5054 | -36.5054 | -36.5054 | -36.5054 | -36.5054 | 0 | 0 | 0 | 0 | 0 | 0 | 0 | 0 | 0
10 | 120 | 123 | 120 123 Occupancy Sensor / Hotel or Motel | 0 | 0 | -12.2894 | -12.2894 | -12.2894 | -12.2894 | -12.2894 | -12.2894 | -12.2894 | -12.2853 | -12.2853 | -12.2853 | -12.2853 | 0 | 0 | 0 | 0 | 0 | 0 | 0 | 0 | 0 | 0 | 0 | 0 | 0 | 0 | 0 | 0 | 0
10 | 120 | 124 | 120 124 Lighting Control Tuneup / Hotel or Motel | 0 | 0 | -1.6399 | -1.6399 | -1.6399 | -1.6399 | -1.6399 | -1.6399 | 0 | 0 | 0 | 0 | 0 | 0 | 0 | 0 | 0 | 0 | 0 | 0 | 0 | 0 | 0 | 0 | 0 | 0 | 0 | 0 | 0 | 0
10 | 130 | 131 | 130 131 CFL Screw-in 18W / Hotel or Motel | 0 | 0 | -205.5506 | -205.5506 | 0 | 0 | 0 | 0 | 0 | 0 | 0 | 0 | 0 | 0 | 0 | 0 | 0 | 0 | 0 | 0 | 0 | 0 | 0 | 0 | 0 | 0 | 0 | 0 | 0 | 0
10 | 150 | 151 | 150 151 PSMH, 250W, magnetic ballast / Hotel or Motel | 0 | 0 | -21.1055 | -21.1055 | -21.1055 | -21.1055 | -21.1055 | -21.1055 | -21.1055 | -21.1055 | -21.1055 | -21.1055 | -21.1055 | -21.1055 | 0 | 0 | 0 | 0 | 0 | 0 | 0 | 0 | 0 | 0 | 0 | 0 | 0 | 0 | 0 | 0
10 | 150 | 152 | 150 152 PSMH, 250 W, electronic ballast / Hotel or Motel | 0 | 0 | -24.4014 | -24.4014 | -24.4014 | -24.4014 | -24.4014 | -24.4014 | -24.4014 | -24.4014 | -24.4014 | -24.4014 | -24.4014 | -24.4014 | 0 | 0 | 0 | 0 | 0 | 0 | 0 | 0 | 0 | 0 | 0 | 0 | 0 | 0 | 0 | 0
10 | 150 | 153 | 150 153 High Bay T5 / Hotel or Motel | 0 | 0 | -50.5596 | -50.5596 | -50.5596 | -50.5596 | -50.5596 | -50.5596 | -50.5596 | -50.5596 | -50.5596 | -50.5596 | -50.5596 | -50.5596 | 0 | 0 | 0 | 0 | 0 | 0 | 0 | 0 | 0 | 0 | 0 | 0 | 0 | 0 | 0 | 0
10 | 160 | 161 | 160 161 LED Exit Sign / Hotel or Motel | 0 | 0 | -0.40293 | -0.40293 | -0.40293 | -0.40293 | -0.40293 | -0.40293 | -0.40293 | -0.40293 | -0.40293 | -0.40293 | -0.40293 | -0.40293 | -0.40293 | -0.40293 | -0.40293 | -0.40293 | 0 | 0 | 0 | 0 | 0 | 0 | 0 | 0 | 0 | 0 | 0 | 0
10 | 200 | 201 | 200 201 High Pressure Sodium 250W Lamp / Hotel or Motel | 0 | 0 | -4.9319 | -4.9319 | -4.9319 | -4.9319 | -4.9319 | 0 | 0 | 0 | 0 | 0 | 0 | 0 | 0 | 0 | 0 | 0 | 0 | 0 | 0 | 0 | 0 | 0 | 0 | 0 | 0 | 0 | 0 | 0
10 | 200 | 202 | 200 202 Outdoor Lighting Controls (Photocell/Timeclock) / Hotel or Motel | 0 | 0 | -3.9004 | -3.9004 | -3.9004 | -3.9004 | -3.9004 | 0 | 0 | 0 | 0 | 0 | 0 | 0 | 0 | 0 | 0 | 0 | 0 | 0 | 0 | 0 | 0 | 0 | 0 | 0 | 0 | 0 | 0 | 0
10 | 210 | 211 | 210 211 Outdoor Lighting Controls (Photocell/Timeclock) / Hotel or Motel | 0 | 0 | -1.8535 | -1.8535 | -1.8535 | -1.8535 | -1.8535 | 0 | 0 | 0 | 0 | 0 | 0 | 0 | 0 | 0 | 0 | 0 | 0 | 0 | 0 | 0 | 0 | 0 | 0 | 0 | 0 | 0 | 0 | 0
10 | 300 | 301 | 300 301 Centrifugal Chiller, 0.51 kW/ton, 500 tons / Hotel or Motel | 0 | 0 | -44.4673 | -44.4673 | -44.4673 | -44.4673 | -44.4673 | -44.4673 | -44.4673 | -44.4673 | -44.4673 | -44.4673 | -44.4673 | -44.4673 | -44.4673 | -44.4673 | -44.4673 | -44.4673 | -44.4673 | -44.4673 | -44.4673 | -44.4673 | 0 | 0 | 0 | 0 | 0 | 0 | 0 | 0
10 | 300 | 302 | 300 302 High Efficiency Chiller Motors / Hotel or Motel | 0 | 0 | -6.5355 | -6.5355 | -6.5355 | -6.5355 | -6.5355 | -6.5355 | -6.5355 | -6.5355 | -6.5355 | -6.5355 | -6.5355 | -6.5355 | -6.5355 | -6.5355 | -6.5355 | -6.5355 | -6.5355 | -6.5355 | -6.5355 | -6.5355 | 0 | 0 | 0 | 0 | 0 | 0 | 0 | 0
10 | 300 | 304 | 300 304 EMS - Chiller / Hotel or Motel | 0 | 0 | -21.863 | -21.863 | -21.863 | -21.863 | -21.863 | -21.863 | -21.863 | -21.867 | -21.867 | -21.867 | 0 | 0 | 0 | 0 | 0 | 0 | 0 | 0 | 0 | 0 | 0 | 0 | 0 | 0 | 0 | 0 | 0 | 0
10 | 300 | 305 | 300 305 Chiller Tune Up/Diagnostics / Hotel or Motel | 0 | 0 | -96.9932 | -96.9932 | -96.9932 | -96.9932 | -96.9932 | -96.9932 | -96.9932 | -96.9932 | -96.9932 | -96.9932 | 0 | 0 | 0 | 0 | 0 | 0 | 0 | 0 | 0 | 0 | 0 | 0 | 0 | 0 | 0 | 0 | 0 | 0
10 | 300 | 306 | 300 306 VSD for Chiller Pumps and Towers / Hotel or Motel | 0 | 0 | -20.6219 | -20.6219 | -20.6219 | -20.6219 | -20.6219 | -20.6219 | -20.6219 | -20.626 | -20.626 | -20.626 | -20.626 | -20.626 | -20.626 | -20.626 | -20.6099 | 0 | 0 | 0 | 0 | 0 | 0 | 0 | 0 | 0 | 0 | 0 | 0 | 0
10 | 300 | 307 | 300 307 EMS Optimization / Hotel or Motel | 0 | 0 | -8.4293 | -8.4293 | -8.4293 | -8.4293 | -8.4293 | 0 | 0 | 0 | 0 | 0 | 0 | 0 | 0 | 0 | 0 | 0 | 0 | 0 | 0 | 0 | 0 | 0 | 0 | 0 | 0 | 0 | 0 | 0
10 | 300 | 308 | 300 308 Aerosole Duct Sealing / Hotel or Motel | 0 | 0 | -17.0318 | -17.0318 | -17.0318 | -17.0318 | -17.0318 | -17.0318 | -17.0318 | -17.0318 | -17.0318 | -17.0318 | -17.0318 | -17.0318 | -17.0318 | -17.0318 | -17.0318 | 0 | 0 | 0 | 0 | 0 | 0 | 0 | 0 | 0 | 0 | 0 | 0 | 0
10 | 300 | 309 | 300 309 Duct/Pipe Insulation / Hotel or Motel | 0 | 0 | -3.989 | -3.989 | -3.989 | -3.989 | -3.989 | -3.989 | -3.989 | -3.989 | -3.989 | -3.989 | 0 | 0 | 0 | 0 | 0 | 0 | 0 | 0 | 0 | 0 | 0 | 0 | 0 | 0 | 0 | 0 | 0 | 0
10 | 300 | 311 | 300 311 Window Film (Standard) / Hotel or Motel | 0 | 0 | -28.9062 | -28.9062 | -28.9062 | -28.9062 | -28.9062 | -28.9062 | -28.9062 | -28.9102 | -28.9102 | -28.9102 | 0 | 0 | 0 | 0 | 0 | 0 | 0 | 0 | 0 | 0 | 0 | 0 | 0 | 0 | 0 | 0 | 0 | 0
10 | 300 | 313 | 300 313 Ceiling Insulation / Hotel or Motel | 0 | 0 | -131.0005 | -131.0005 | -131.0005 | -131.0005 | -131.0005 | -131.0005 | -131.0005 | -130.9965 | -130.9965 | -130.9965 | -130.9965 | -130.9965 | -130.9965 | -130.9965 | -130.9965 | -130.9965 | -130.9965 | -130.9965 | -130.9965 | -130.9965 | 0 | 0 | 0 | 0 | 0 | 0 | 0 | 0
10 | 300 | 314 | 300 314 Roof Insulation / Hotel or Motel | 0 | 0 | -21.9597 | -21.9597 | -21.9597 | -21.9597 | -21.9597 | -21.9597 | -21.9597 | -21.9597 | -21.9597 | -21.9597 | -21.9597 | -21.9597 | -21.9597 | -21.9597 | -21.9597 | -21.9597 | -21.9597 | -21.9597 | -21.9597 | -21.9597 | 0 | 0 | 0 | 0 | 0 | 0 | 0 | 0
10 | 300 | 317 | 300 317 Thermal Energy Storage (TES) Positive / Hotel or Motel | 0 | 0 | -19.8886 | -19.8886 | -19.8886 | -19.8886 | -19.8886 | -19.8886 | -19.8886 | -19.8886 | -19.8886 | -19.8886 | -19.8886 | -19.8886 | -19.8886 | -19.8886 | -19.8886 | -19.8886 | -19.8886 | -19.8886 | -19.8886 | -19.8886 | -19.8886 | -19.8886 | -19.8886 | -19.8886 | -19.8886 | -19.8886 | -19.8886 | -19.8886
10 | 300 | 317 | 300 317 Thermal Energy Storage (TES) Negative / Hotel or Motel | 0 | 0 | 0 | 0 | 0 | 0 | 0 | 0 | 0 | 0 | 0 | 0 | 0 | 0 | 0 | 0 | 0 | 0 | 0 | 0 | 0 | 0 | 0 | 0 | 0 | 0 | 0 | 0 | 0 | 0
10 | 320 | 321 | 320 321 DX Packaged System, EER=10.9, 10 tons / Hotel or Motel | 0 | 0 | -54.049 | -54.049 | -54.049 | -54.049 | -54.049 | -54.049 | -54.049 | -54.045 | -54.045 | -54.045 | -54.045 | -54.045 | -54.045 | -54.045 | -54.0611 | 0 | 0 | 0 | 0 | 0 | 0 | 0 | 0 | 0 | 0 | 0 | 0 | 0
10 | 320 | 322 | 320 322 Hybrid Dessicant-DX System (Trane CDQ) / Hotel or Motel | 0 | 0 | -104.7939 | -104.7939 | -104.7939 | -104.7939 | -104.7939 | -104.7939 | -104.7939 | -104.798 | -104.798 | -104.798 | -104.798 | -104.798 | -104.798 | -104.798 | -104.798 | 0 | 0 | 0 | 0 | 0 | 0 | 0 | 0 | 0 | 0 | 0 | 0 | 0
10 | 320 | 323 | 320 323 Geothermal Heat Pump, EER=13, 10 tons / Hotel or Motel | 0 | 0 | -54.5204 | -54.5204 | -54.5204 | -54.5204 | -54.5204 | -54.5204 | -54.5204 | -54.5204 | -54.5204 | -54.5204 | -54.5204 | -54.5204 | -54.5204 | -54.5204 | -54.5204 | 0 | 0 | 0 | 0 | 0 | 0 | 0 | 0 | 0 | 0 | 0 | 0 | 0
10 | 320 | 326 | 320 326 DX Tune Up/ Advanced Diagnostics / Hotel or Motel | 0 | 0 | -23.6641 | -23.6641 | -23.6641 | -23.6641 | -23.6641 | -23.6641 | -23.6641 | -23.6641 | -23.6641 | -23.6641 | 0 | 0 | 0 | 0 | 0 | 0 | 0 | 0 | 0 | 0 | 0 | 0 | 0 | 0 | 0 | 0 | 0 | 0
10 | 320 | 327 | 320 327 DX Coil Cleaning / Hotel or Motel | 0 | 0 | -91.9969 | -91.9969 | -91.9969 | -91.9969 | -91.9969 | 0 | 0 | 0 | 0 | 0 | 0 | 0 | 0 | 0 | 0 | 0 | 0 | 0 | 0 | 0 | 0 | 0 | 0 | 0 | 0 | 0 | 0 | 0
10 | 320 | 329 | 320 329 Aerosole Duct Sealing / Hotel or Motel | 0 | 0 | -27.0688 | -27.0688 | -27.0688 | -27.0688 | -27.0688 | -27.0688 | -27.0688 | -27.0688 | -27.0688 | -27.0688 | -27.0688 | -27.0688 | -27.0688 | -27.0688 | -27.0688 | 0 | 0 | 0 | 0 | 0 | 0 | 0 | 0 | 0 | 0 | 0 | 0 | 0
10 | 320 | 330 | 320 330 Duct/Pipe Insulation / Hotel or Motel | 0 | 0 | -6.5516 | -6.5516 | -6.5516 | -6.5516 | -6.5516 | -6.5516 | -6.5516 | -6.5516 | -6.5516 | -6.5516 | 0 | 0 | 0 | 0 | 0 | 0 | 0 | 0 | 0 | 0 | 0 | 0 | 0 | 0 | 0 | 0 | 0 | 0
10 | 320 | 334 | 320 334 Ceiling Insulation / Hotel or Motel | 0 | 0 | -208.0729 | -208.0729 | -208.0729 | -208.0729 | -208.0729 | -208.0729 | -208.0729 | -208.0729 | -208.0729 | -208.0729 | -208.0729 | -208.0729 | -208.0729 | -208.0729 | -208.0729 | -208.0729 | -208.0729 | -208.0729 | -208.0729 | -208.0729 | 0 | 0 | 0 | 0 | 0 | 0 | 0 | 0
10 | 320 | 335 | 320 335 Roof Insulation / Hotel or Motel | 0 | 0 | -36.3966 | -36.3966 | -36.3966 | -36.3966 | -36.3966 | -36.3966 | -36.3966 | -36.3966 | -36.3966 | -36.3966 | -36.3966 | -36.3966 | -36.3966 | -36.3966 | -36.3966 | -36.3966 | -36.3966 | -36.3966 | -36.3966 | -36.3966 | 0 | 0 | 0 | 0 | 0 | 0 | 0 | 0
10 | 340 | 344 | 340 344 Aerosole Duct Sealing / Hotel or Motel | 0 | 0 | -27.6813 | -27.6813 | -27.6813 | -27.6813 | -27.6813 | -27.6813 | -27.6813 | -27.6813 | -27.6813 | -27.6813 | -27.6813 | -27.6813 | -27.6813 | -27.6813 | -27.6813 | 0 | 0 | 0 | 0 | 0 | 0 | 0 | 0 | 0 | 0 | 0 | 0 | 0
10 | 340 | 345 | 340 345 Duct/Pipe Insulation / Hotel or Motel | 0 | 0 | -6.6403 | -6.6403 | -6.6403 | -6.6403 | -6.6403 | -6.6403 | -6.6403 | -6.6403 | -6.6403 | -6.6403 | 0 | 0 | 0 | 0 | 0 | 0 | 0 | 0 | 0 | 0 | 0 | 0 | 0 | 0 | 0 | 0 | 0 | 0
10 | 340 | 349 | 340 349 Ceiling Insulation / Hotel or Motel | 0 | 0 | -212.763 | -212.763 | -212.763 | -212.763 | -212.763 | -212.763 | -212.763 | -212.763 | -212.763 | -212.763 | -212.763 | -212.763 | -212.763 | -212.763 | -212.763 | -212.763 | -212.763 | -212.763 | -212.763 | -212.763 | 0 | 0 | 0 | 0 | 0 | 0 | 0 | 0
10 | 340 | 351 | 340 351 Cool Roof - DX / Hotel or Motel | 0 | 0 | -213.6253 | -213.6253 | -213.6253 | -213.6253 | -213.6253 | -213.6253 | -213.6253 | -213.6253 | -213.6253 | -213.6253 | -213.6253 | -213.6253 | -213.6253 | -213.6253 | -213.6253 | 0 | 0 | 0 | 0 | 0 | 0 | 0 | 0 | 0 | 0 | 0 | 0 | 0
10 | 360 | 361 | 360 361 HE PTAC, EER=9.6, 1 ton / Hotel or Motel | 0 | 0 | -144.8452 | -144.8452 | -144.8452 | -144.8452 | -144.8452 | -144.8452 | -144.8452 | -144.8452 | -144.8452 | -144.8452 | -144.8452 | -144.8452 | -144.8452 | -144.8452 | -144.829 | 0 | 0 | 0 | 0 | 0 | 0 | 0 | 0 | 0 | 0 | 0 | 0 | 0
10 | 400 | 402 | 400 402 Variable Speed Drive Control / Hotel or Motel | 0 | 0 | -12.1201 | -12.1201 | -12.1201 | -12.1201 | -12.1201 | -12.1201 | -12.1201 | -12.1201 | -12.1201 | -12.1201 | -12.1201 | -12.1201 | -12.1201 | -12.1201 | -12.1201 | 0 | 0 | 0 | 0 | 0 | 0 | 0 | 0 | 0 | 0 | 0 | 0 | 0
10 | 400 | 403 | 400 403 Air Handler Optimization / Hotel or Motel | 0 | 0 | -3.8238 | -3.8238 | -3.8238 | -3.8238 | -3.8238 | -3.8238 | -3.8238 | -3.8238 | 0 | 0 | 0 | 0 | 0 | 0 | 0 | 0 | 0 | 0 | 0 | 0 | 0 | 0 | 0 | 0 | 0 | 0 | 0 | 0
10 | 400 | 404 | 400 404 Electronically Commutated Motors (ECM) on an Air Handler Unit / Hotel or Motel | 0 | 0 | -5.4073 | -5.4073 | -5.4073 | -5.4073 | -5.4073 | -5.4073 | -5.4073 | -5.4113 | -5.4113 | -5.4113 | -5.4113 | -5.4113 | -5.4113 | -5.4113 | -5.4113 | 0 | 0 | 0 | 0 | 0 | 0 | 0 | 0 | 0 | 0 | 0 | 0 | 0
10 | 400 | 405 | 400 405 Demand Control Ventilation (DCV) / Hotel or Motel | 0 | 0 | -41.3648 | -41.3648 | -41.3648 | -41.3648 | -41.3648 | -41.3648 | -41.3648 | -41.3648 | -41.3648 | -41.3648 | -41.3648 | -41.3648 | -41.3648 | -41.3648 | -41.3648 | 0 | 0 | 0 | 0 | 0 | 0 | 0 | 0 | 0 | 0 | 0 | 0 | 0
10 | 400 | 406 | 400 406 Energy Recovery Ventilation (ERV) / Hotel or Motel | 0 | 0 | -18.8974 | -18.8974 | -18.8974 | -18.8974 | -18.8974 | -18.8974 | -18.8974 | -18.8934 | -18.8934 | -18.8934 | -18.8934 | -18.8934 | -18.8934 | -18.8934 | -18.8934 | -18.8934 | -18.8934 | -18.8934 | -18.8934 | -18.8934 | 0 | 0 | 0 | 0 | 0 | 0 | 0 | 0
10 | 600 | 603 | 600 603 Heat Pump Water Heater (air source) / Hotel or Motel | 0 | 0 | -30.2761 | -30.2761 | -30.2761 | -30.2761 | -30.2761 | -30.2761 | -30.2761 | -30.2761 | -30.2761 | -30.2761 | -30.2761 | -30.2761 | -30.2761 | -30.2761 | -30.2761 | 0 | 0 | 0 | 0 | 0 | 0 | 0 | 0 | 0 | 0 | 0 | 0 | 0
10 | 600 | 606 | 600 606 Demand controlled circulating systems / Hotel or Motel | 0 | 0 | -2.1678 | -2.1678 | -2.1678 | -2.1678 | -2.1678 | -2.1678 | -2.1678 | -2.1718 | -2.1718 | -2.1718 | -2.1718 | -2.1718 | -2.1718 | -2.1718 | -2.1718 | 0 | 0 | 0 | 0 | 0 | 0 | 0 | 0 | 0 | 0 | 0 | 0 | 0
10 | 600 | 608 | 600 608 Heat Recovery Unit / Hotel or Motel | 0 | 0 | -33.282 | -33.282 | -33.282 | -33.282 | -33.282 | -33.282 | -33.282 | -33.278 | -33.278 | -33.278 | 0 | 0 | 0 | 0 | 0 | 0 | 0 | 0 | 0 | 0 | 0 | 0 | 0 | 0 | 0 | 0 | 0 | 0
10 | 600 | 609 | 600 609 Heat Trap / Hotel or Motel | 0 | 0 | -3.9084 | -3.9084 | -3.9084 | -3.9084 | -3.9084 | -3.9084 | -3.9084 | -3.9044 | -3.9044 | -3.9044 | 0 | 0 | 0 | 0 | 0 | 0 | 0 | 0 | 0 | 0 | 0 | 0 | 0 | 0 | 0 | 0 | 0 | 0
10 | 600 | 610 | 600 610 Hot Water Pipe Insulation / Hotel or Motel | 0 | 0 | -0.83809 | -0.83809 | -0.83809 | -0.83809 | -0.83809 | -0.83809 | -0.83809 | -0.84212 | -0.84212 | -0.84212 | -0.84212 | -0.84212 | -0.84212 | -0.84212 | -0.84212 | 0 | 0 | 0 | 0 | 0 | 0 | 0 | 0 | 0 | 0 | 0 | 0 | 0
10 | 700 | 701 | 700 701 PC Manual Power Management Enabling / Hotel or Motel | 0 | 0 | -0.80183 | -0.80183 | -0.80183 | -0.80183 | 0 | 0 | 0 | 0 | 0 | 0 | 0 | 0 | 0 | 0 | 0 | 0 | 0 | 0 | 0 | 0 | 0 | 0 | 0 | 0 | 0 | 0 | 0 | 0
10 | 700 | 702 | 700 702 PC Network Power Management Enabling / Hotel or Motel | 0 | 0 | -0.80183 | -0.80183 | -0.80183 | -0.80183 | 0 | 0 | 0 | 0 | 0 | 0 | 0 | 0 | 0 | 0 | 0 | 0 | 0 | 0 | 0 | 0 | 0 | 0 | 0 | 0 | 0 | 0 | 0 | 0
10 | 710 | 711 | 710 711 Energy Star or Better Monitor / Hotel or Motel | 0 | 0 | -1.1443 | -1.1443 | -1.1443 | -1.1443 | 0 | 0 | 0 | 0 | 0 | 0 | 0 | 0 | 0 | 0 | 0 | 0 | 0 | 0 | 0 | 0 | 0 | 0 | 0 | 0 | 0 | 0 | 0 | 0
10 | 710 | 712 | 710 712 Monitor Power Management Enabling / Hotel or Motel | 0 | 0 | -0.76154 | -0.76154 | -0.76154 | -0.76154 | 0 | 0 | 0 | 0 | 0 | 0 | 0 | 0 | 0 | 0 | 0 | 0 | 0 | 0 | 0 | 0 | 0 | 0 | 0 | 0 | 0 | 0 | 0 | 0
10 | 730 | 732 | 730 732 Copier Power Management Enabling / Hotel or Motel | 0 | 0 | -0.21758 | -0.21758 | -0.21758 | -0.21758 | -0.21758 | -0.21758 | 0 | 0 | 0 | 0 | 0 | 0 | 0 | 0 | 0 | 0 | 0 | 0 | 0 | 0 | 0 | 0 | 0 | 0 | 0 | 0 | 0 | 0
10 | 740 | 741 | 740 741 Printer Power Management Enabling / Hotel or Motel | 0 | 0 | -1.1443 | -1.1443 | -1.1443 | -1.1443 | -1.1443 | 0 | 0 | 0 | 0 | 0 | 0 | 0 | 0 | 0 | 0 | 0 | 0 | 0 | 0 | 0 | 0 | 0 | 0 | 0 | 0 | 0 | 0 | 0
10 | 800 | 801 | 800 801 Convection Oven / Hotel or Motel | 0 | 0 | -0.80586 | -0.80586 | -0.80586 | -0.80586 | -0.80586 | -0.80586 | -0.80586 | -0.80183 | -0.80183 | -0.80183 | 0 | 0 | 0 | 0 | 0 | 0 | 0 | 0 | 0 | 0 | 0 | 0 | 0 | 0 | 0 | 0 | 0 | 0
10 | 810 | 811 | 810 811 Efficient Fryer / Hotel or Motel | 0 | 0 | -0.05641 | -0.05641 | -0.05641 | -0.05641 | -0.05641 | -0.05641 | -0.05641 | -0.05641 | -0.05641 | -0.05641 | 0 | 0 | 0 | 0 | 0 | 0 | 0 | 0 | 0 | 0 | 0 | 0 | 0 | 0 | 0 | 0 | 0 | 0
10 | 900 | 901 | 900 901 Vending Misers (cooled machines only) / Hotel or Motel | 0 | 0 | -3.2355 | -3.2355 | -3.2355 | -3.2355 | -3.2355 | -3.2355 | -3.2355 | -3.2355 | -3.2355 | -3.2355 | 0 | 0 | 0 | 0 | 0 | 0 | 0 | 0 | 0 | 0 | 0 | 0 | 0 | 0 | 0 | 0 | 0 | 0
11 | 110 | 111 | 110 111 Premium T8, Elecctronic Ballast / Other | 0 | 0 | -36.0179 | -36.0179 | -36.0179 | -36.0179 | -36.0179 | -36.0179 | -36.0179 | -36.0179 | -36.0179 | -36.0179 | -36.0179 | -36.0179 | -36.0179 | -36.0179 | -36.0179 | -36.0179 | -36.0179 | -36.0179 | -36.0179 | -36.0179 | -36.0179 | -36.0179 | -36.0179 | -36.0179 | -36.0179 | -36.0179 | 0 | 0
11 | 110 | 114 | 110 114 Continuous Dimming / Other | 0 | 0 | -49.3952 | -49.3952 | -49.3952 | -49.3952 | -49.3952 | -49.3952 | -49.3952 | -49.3952 | -49.3952 | -49.3952 | -49.3952 | -49.3952 | -49.3952 | -49.3952 | -49.3952 | -49.3952 | -49.3952 | -49.3952 | -49.3952 | 0 | 0 | 0 | 0 | 0 | 0 | 0 | 0 | 0
11 | 110 | 115 | 110 115 Lighting Control Tuneup / Other | 0 | 0 | -5.2864 | -5.2864 | -5.2864 | -5.2864 | -5.2864 | -5.2864 | 0 | 0 | 0 | 0 | 0 | 0 | 0 | 0 | 0 | 0 | 0 | 0 | 0 | 0 | 0 | 0 | 0 | 0 | 0 | 0 | 0 | 0
11 | 120 | 121 | 120 121 ROB Premium T8, 1EB / Other | 0 | 0 | -15.5531 | -15.5531 | -15.5531 | -15.5531 | -15.5531 | -15.5531 | -15.5531 | -15.5531 | -15.5531 | -15.5531 | -15.5531 | -15.5531 | -15.5531 | -15.5531 | -15.5692 | -15.5692 | -15.5692 | -15.5692 | -15.5692 | -15.5692 | -15.5692 | -15.5692 | -15.5692 | -15.5692 | -15.5692 | -15.5692 | 0 | 0
11 | 120 | 122 | 120 122 ROB Premium T8, EB, Reflector / Other | 0 | 0 | -62.8651 | -62.8651 | -62.8651 | -62.8651 | -62.8651 | -62.8651 | -62.8651 | -62.8651 | -62.8651 | -62.8651 | -62.8651 | -62.8651 | -62.8651 | -62.8651 | -62.8651 | -62.8651 | -62.8651 | -62.8651 | -62.8651 | -62.8651 | -62.8651 | -62.8651 | -62.8651 | -62.8651 | -62.8651 | -62.8651 | 0 | 0
11 | 120 | 123 | 120 123 Occupancy Sensor / Other | 0 | 0 | -21.1538 | -21.1538 | -21.1538 | -21.1538 | -21.1538 | -21.1538 | -21.1538 | -21.1538 | -21.1538 | -21.1538 | -21.1538 | -21.1538 | -21.1538 | -21.1538 | -21.1538 | 0 | 0 | 0 | 0 | 0 | 0 | 0 | 0 | 0 | 0 | 0 | 0 | 0
11 | 120 | 124 | 120 124 Lighting Control Tuneup / Other | 0 | 0 | -3.1388 | -3.1388 | -3.1388 | -3.1388 | -3.1388 | -3.1388 | 0 | 0 | 0 | 0 | 0 | 0 | 0 | 0 | 0 | 0 | 0 | 0 | 0 | 0 | 0 | 0 | 0 | 0 | 0 | 0 | 0 | 0
11 | 130 | 131 | 130 131 CFL Screw-in 18W / Other | 0 | 0 | -353.877 | -353.877 | -353.877 | 0 | 0 | 0 | 0 | 0 | 0 | 0 | 0 | 0 | 0 | 0 | 0 | 0 | 0 | 0 | 0 | 0 | 0 | 0 | 0 | 0 | 0 | 0 | 0 | 0
11 | 150 | 151 | 150 151 PSMH, 250W, magnetic ballast / Other | 0 | 0 | -40.3776 | -40.3776 | -40.3776 | -40.3776 | -40.3776 | -40.3776 | -40.3776 | -40.3776 | -40.3776 | -40.3776 | -40.3776 | -40.3776 | -40.3776 | -40.3776 | -40.3615 | -40.3615 | -40.3615 | 0 | 0 | 0 | 0 | 0 | 0 | 0 | 0 | 0 | 0 | 0
11 | 150 | 152 | 150 152 PSMH, 250 W, electronic ballast / Other | 0 | 0 | -46.6593 | -46.6593 | -46.6593 | -46.6593 | -46.6593 | -46.6593 | -46.6593 | -46.6593 | -46.6593 | -46.6593 | -46.6593 | -46.6593 | -46.6593 | -46.6593 | -46.6593 | -46.6593 | -46.6593 | 0 | 0 | 0 | 0 | 0 | 0 | 0 | 0 | 0 | 0 | 0
11 | 150 | 153 | 150 153 High Bay T5 / Other | 0 | 0 | -87.0489 | -87.0489 | -87.0489 | -87.0489 | -87.0489 | -87.0489 | -87.0489 | -87.0489 | -87.0489 | -87.0489 | -87.0489 | -87.0489 | -87.0489 | -87.0489 | -87.0489 | -87.0489 | -87.0489 | 0 | 0 | 0 | 0 | 0 | 0 | 0 | 0 | 0 | 0 | 0
11 | 160 | 161 | 160 161 LED Exit Sign / Other | 0 | 0 | -0.30623 | -0.30623 | -0.30623 | -0.30623 | -0.30623 | -0.30623 | -0.30623 | -0.3022 | -0.3022 | -0.3022 | -0.3022 | -0.3022 | -0.3022 | -0.3022 | -0.3022 | -0.3022 | 0 | 0 | 0 | 0 | 0 | 0 | 0 | 0 | 0 | 0 | 0 | 0
11 | 200 | 201 | 200 201 High Pressure Sodium 250W Lamp / Other | 0 | 0 | -11.3948 | -11.3948 | -11.3948 | -11.3948 | -11.3948 | 0 | 0 | 0 | 0 | 0 | 0 | 0 | 0 | 0 | 0 | 0 | 0 | 0 | 0 | 0 | 0 | 0 | 0 | 0 | 0 | 0 | 0 | 0
11 | 200 | 202 | 200 202 Outdoor Lighting Controls (Photocell/Timeclock) / Other | 0 | 0 | -9.0216 | -9.0216 | -9.0216 | -9.0216 | -9.0216 | 0 | 0 | 0 | 0 | 0 | 0 | 0 | 0 | 0 | 0 | 0 | 0 | 0 | 0 | 0 | 0 | 0 | 0 | 0 | 0 | 0 | 0 | 0
11 | 210 | 211 | 210 211 Outdoor Lighting Controls (Photocell/Timeclock) / Other | 0 | 0 | -4.8956 | -4.8956 | -4.8956 | -4.8956 | -4.8956 | 0 | 0 | 0 | 0 | 0 | 0 | 0 | 0 | 0 | 0 | 0 | 0 | 0 | 0 | 0 | 0 | 0 | 0 | 0 | 0 | 0 | 0 | 0
11 | 300 | 301 | 300 301 Centrifugal Chiller, 0.51 kW/ton, 500 tons / Other | 0 | 0 | -18.3736 | -18.3736 | -18.3736 | -18.3736 | -18.3736 | -18.3736 | -18.3736 | -18.3696 | -18.3696 | -18.3696 | -18.3696 | -18.3696 | -18.3696 | -18.3696 | -18.3696 | -18.3696 | -18.3696 | -18.3696 | -18.3696 | -18.3696 | 0 | 0 | 0 | 0 | 0 | 0 | 0 | 0
11 | 300 | 302 | 300 302 High Efficiency Chiller Motors / Other | 0 | 0 | -3.03 | -3.03 | -3.03 | -3.03 | -3.03 | -3.03 | -3.03 | -3.03 | -3.03 | -3.03 | -3.03 | -3.03 | -3.03 | -3.03 | -3.03 | -3.03 | -3.03 | -3.03 | -3.03 | -3.03 | 0 | 0 | 0 | 0 | 0 | 0 | 0 | 0
11 | 300 | 304 | 300 304 EMS - Chiller / Other | 0 | 0 | -10.0813 | -10.0813 | -10.0813 | -10.0813 | -10.0813 | -10.0813 | -10.0813 | -10.0813 | -10.0813 | -10.0813 | 0 | 0 | 0 | 0 | 0 | 0 | 0 | 0 | 0 | 0 | 0 | 0 | 0 | 0 | 0 | 0 | 0 | 0
11 | 300 | 305 | 300 305 Chiller Tune Up/Diagnostics / Other | 0 | 0 | -40.0633 | -40.0633 | -40.0633 | -40.0633 | -40.0633 | -40.0633 | -40.0633 | -40.0633 | -40.0633 | -40.0633 | 0 | 0 | 0 | 0 | 0 | 0 | 0 | 0 | 0 | 0 | 0 | 0 | 0 | 0 | 0 | 0 | 0 | 0
11 | 300 | 306 | 300 306 VSD for Chiller Pumps and Towers / Other | 0 | 0 | -9.5253 | -9.5253 | -9.5253 | -9.5253 | -9.5253 | -9.5253 | -9.5253 | -9.5293 | -9.5293 | -9.5293 | -9.5293 | -9.5293 | -9.5293 | -9.5293 | -9.5132 | 0 | 0 | 0 | 0 | 0 | 0 | 0 | 0 | 0 | 0 | 0 | 0 | 0
11 | 300 | 307 | 300 307 EMS Optimization / Other | 0 | 0 | -3.4813 | -3.4813 | -3.4813 | -3.4813 | -3.4813 | 0 | 0 | 0 | 0 | 0 | 0 | 0 | 0 | 0 | 0 | 0 | 0 | 0 | 0 | 0 | 0 | 0 | 0 | 0 | 0 | 0 | 0 | 0
11 | 300 | 308 | 300 308 Aerosole Duct Sealing / Other | 0 | 0 | -7.0352 | -7.0352 | -7.0352 | -7.0352 | -7.0352 | -7.0352 | -7.0352 | -7.0352 | -7.0352 | -7.0352 | -7.0352 | -7.0352 | -7.0352 | -7.0352 | -7.0352 | 0 | 0 | 0 | 0 | 0 | 0 | 0 | 0 | 0 | 0 | 0 | 0 | 0
11 | 300 | 309 | 300 309 Duct/Pipe Insulation / Other | 0 | 0 | -1.8414 | -1.8414 | -1.8414 | -1.8414 | -1.8414 | -1.8414 | -1.8414 | -1.8414 | -1.8414 | -1.8414 | 0 | 0 | 0 | 0 | 0 | 0 | 0 | 0 | 0 | 0 | 0 | 0 | 0 | 0 | 0 | 0 | 0 | 0
11 | 300 | 311 | 300 311 Window Film (Standard) / Other | 0 | 0 | -11.8381 | -11.8381 | -11.8381 | -11.8381 | -11.8381 | -11.8381 | -11.8381 | -11.834 | -11.834 | -11.834 | 0 | 0 | 0 | 0 | 0 | 0 | 0 | 0 | 0 | 0 | 0 | 0 | 0 | 0 | 0 | 0 | 0 | 0
11 | 300 | 313 | 300 313 Ceiling Insulation / Other | 0 | 0 | -54.1215 | -54.1215 | -54.1215 | -54.1215 | -54.1215 | -54.1215 | -54.1215 | -54.1255 | -54.1255 | -54.1255 | -54.1255 | -54.1255 | -54.1255 | -54.1255 | -54.1255 | -54.1255 | -54.1255 | -54.1255 | -54.1255 | -54.1255 | 0 | 0 | 0 | 0 | 0 | 0 | 0 | 0
11 | 300 | 314 | 300 314 Roof Insulation / Other | 0 | 0 | -10.2949 | -10.2949 | -10.2949 | -10.2949 | -10.2949 | -10.2949 | -10.2949 | -10.2949 | -10.2949 | -10.2949 | -10.2949 | -10.2949 | -10.2949 | -10.2949 | -10.2949 | -10.2949 | -10.2949 | -10.2949 | -10.2949 | -10.2949 | 0 | 0 | 0 | 0 | 0 | 0 | 0 | 0
11 | 300 | 317 | 300 317 Thermal Energy Storage (TES) Positive / Other | 0 | 0 | -9.3802 | -9.3802 | -9.3802 | -9.3802 | -9.3802 | -9.3802 | -9.3802 | -9.3802 | -9.3802 | -9.3802 | -9.3802 | -9.3802 | -9.3802 | -9.3802 | -9.3802 | -9.3802 | -9.3802 | -9.3802 | -9.3802 | -9.3802 | -9.3802 | -9.3802 | -9.3802 | -9.3802 | -9.3802 | -9.3802 | -9.3802 | -9.3802
11 | 300 | 317 | 300 317 Thermal Energy Storage (TES) Negative / Other | 0 | 0 | 0 | 0 | 0 | 0 | 0 | 0 | 0 | 0 | 0 | 0 | 0 | 0 | 0 | 0 | 0 | 0 | 0 | 0 | 0 | 0 | 0 | 0 | 0 | 0 | 0 | 0 | 0 | 0
11 | 320 | 321 | 320 321 DX Packaged System, EER=10.9, 10 tons / Other | 0 | 0 | -22.3304 | -22.3304 | -22.3304 | -22.3304 | -22.3304 | -22.3304 | -22.3304 | -22.3304 | -22.3304 | -22.3304 | -22.3304 | -22.3304 | -22.3304 | -22.3304 | -22.3304 | 0 | 0 | 0 | 0 | 0 | 0 | 0 | 0 | 0 | 0 | 0 | 0 | 0
11 | 320 | 322 | 320 322 Hybrid Dessicant-DX System (Trane CDQ) / Other | 0 | 0 | -44.2054 | -44.2054 | -44.2054 | -44.2054 | -44.2054 | -44.2054 | -44.2054 | -44.2054 | -44.2054 | -44.2054 | -44.2054 | -44.2054 | -44.2054 | -44.2054 | -44.2054 | 0 | 0 | 0 | 0 | 0 | 0 | 0 | 0 | 0 | 0 | 0 | 0 | 0
11 | 320 | 323 | 320 323 Geothermal Heat Pump, EER=13, 10 tons / Other | 0 | 0 | -23.0355 | -23.0355 | -23.0355 | -23.0355 | -23.0355 | -23.0355 | -23.0355 | -23.0355 | -23.0355 | -23.0355 | -23.0355 | -23.0355 | -23.0355 | -23.0355 | -23.0355 | 0 | 0 | 0 | 0 | 0 | 0 | 0 | 0 | 0 | 0 | 0 | 0 | 0
11 | 320 | 326 | 320 326 DX Tune Up/ Advanced Diagnostics / Other | 0 | 0 | -11.0362 | -11.0362 | -11.0362 | -11.0362 | -11.0362 | -11.0362 | -11.0362 | -11.0362 | -11.0362 | -11.0362 | 0 | 0 | 0 | 0 | 0 | 0 | 0 | 0 | 0 | 0 | 0 | 0 | 0 | 0 | 0 | 0 | 0 | 0
11 | 320 | 327 | 320 327 DX Coil Cleaning / Other | 0 | 0 | -37.9963 | -37.9963 | -37.9963 | -37.9963 | -37.9963 | 0 | 0 | 0 | 0 | 0 | 0 | 0 | 0 | 0 | 0 | 0 | 0 | 0 | 0 | 0 | 0 | 0 | 0 | 0 | 0 | 0 | 0 | 0
11 | 320 | 329 | 320 329 Aerosole Duct Sealing / Other | 0 | 0 | -11.1853 | -11.1853 | -11.1853 | -11.1853 | -11.1853 | -11.1853 | -11.1853 | -11.1813 | -11.1813 | -11.1813 | -11.1813 | -11.1813 | -11.1813 | -11.1813 | -11.1813 | 0 | 0 | 0 | 0 | 0 | 0 | 0 | 0 | 0 | 0 | 0 | 0 | 0
11 | 320 | 330 | 320 330 Duct/Pipe Insulation / Other | 0 | 0 | -3.022 | -3.022 | -3.022 | -3.022 | -3.022 | -3.022 | -3.022 | -3.0179 | -3.0179 | -3.0179 | 0 | 0 | 0 | 0 | 0 | 0 | 0 | 0 | 0 | 0 | 0 | 0 | 0 | 0 | 0 | 0 | 0 | 0
11 | 320 | 334 | 320 334 Ceiling Insulation / Other | 0 | 0 | -86.0255 | -86.0255 | -86.0255 | -86.0255 | -86.0255 | -86.0255 | -86.0255 | -86.0295 | -86.0295 | -86.0295 | -86.0295 | -86.0295 | -86.0295 | -86.0295 | -86.0295 | -86.0295 | -86.0295 | -86.0295 | -86.0295 | -86.0295 | 0 | 0 | 0 | 0 | 0 | 0 | 0 | 0
11 | 320 | 335 | 320 335 Roof Insulation / Other | 0 | 0 | -35.8164 | -35.8164 | -35.8164 | -35.8164 | -35.8164 | -35.8164 | -35.8164 | -35.8164 | -35.8164 | -35.8164 | -35.8164 | -35.8164 | -35.8164 | -35.8164 | -35.8164 | -35.8164 | -35.8164 | -35.8164 | -35.8164 | -35.8164 | 0 | 0 | 0 | 0 | 0 | 0 | 0 | 0
11 | 340 | 344 | 340 344 Aerosole Duct Sealing / Other | 0 | 0 | -11.4311 | -11.4311 | -11.4311 | -11.4311 | -11.4311 | -11.4311 | -11.4311 | -11.4311 | -11.4311 | -11.4311 | -11.4311 | -11.4311 | -11.4311 | -11.4311 | -11.4311 | 0 | 0 | 0 | 0 | 0 | 0 | 0 | 0 | 0 | 0 | 0 | 0 | 0
11 | 340 | 345 | 340 345 Duct/Pipe Insulation / Other | 0 | 0 | -3.0623 | -3.0623 | -3.0623 | -3.0623 | -3.0623 | -3.0623 | -3.0623 | -3.0623 | -3.0623 | -3.0623 | 0 | 0 | 0 | 0 | 0 | 0 | 0 | 0 | 0 | 0 | 0 | 0 | 0 | 0 | 0 | 0 | 0 | 0
11 | 340 | 349 | 340 349 Ceiling Insulation / Other | 0 | 0 | -87.9031 | -87.9031 | -87.9031 | -87.9031 | -87.9031 | -87.9031 | -87.9031 | -87.9031 | -87.9031 | -87.9031 | -87.9031 | -87.9031 | -87.9031 | -87.9031 | -87.9031 | -87.9031 | -87.9031 | -87.9031 | -87.9031 | -87.9031 | 0 | 0 | 0 | 0 | 0 | 0 | 0 | 0
11 | 340 | 351 | 340 351 Cool Roof - DX / Other | 0 | 0 | -89.809 | -89.809 | -89.809 | -89.809 | -89.809 | -89.809 | -89.809 | -89.809 | -89.809 | -89.809 | -89.809 | -89.809 | -89.809 | -89.809 | -89.7929 | 0 | 0 | 0 | 0 | 0 | 0 | 0 | 0 | 0 | 0 | 0 | 0 | 0
11 | 360 | 361 | 360 361 HE PTAC, EER=9.6, 1 ton / Other | 0 | 0 | -59.8189 | -59.8189 | -59.8189 | -59.8189 | -59.8189 | -59.8189 | -59.8189 | -59.8189 | -59.8189 | -59.8189 | -59.8189 | -59.8189 | -59.8189 | -59.8189 | -59.8189 | 0 | 0 | 0 | 0 | 0 | 0 | 0 | 0 | 0 | 0 | 0 | 0 | 0
11 | 400 | 403 | 400 403 Air Handler Optimization / Other | 0 | 0 | -3.1348 | -3.1348 | -3.1348 | -3.1348 | -3.1348 | -3.1348 | -3.1348 | -3.1348 | 0 | 0 | 0 | 0 | 0 | 0 | 0 | 0 | 0 | 0 | 0 | 0 | 0 | 0 | 0 | 0 | 0 | 0 | 0 | 0
11 | 400 | 404 | 400 404 Electronically Commutated Motors (ECM) on an Air Handler Unit / Other | 0 | 0 | -4.4161 | -4.4161 | -4.4161 | -4.4161 | -4.4161 | -4.4161 | -4.4161 | -4.4161 | -4.4161 | -4.4161 | -4.4161 | -4.4161 | -4.4161 | -4.4161 | -4.4161 | 0 | 0 | 0 | 0 | 0 | 0 | 0 | 0 | 0 | 0 | 0 | 0 | 0
11 | 400 | 405 | 400 405 Demand Control Ventilation (DCV) / Other | 0 | 0 | -33.8541 | -33.8541 | -33.8541 | -33.8541 | -33.8541 | -33.8541 | -33.8541 | -33.8501 | -33.8501 | -33.8501 | -33.8501 | -33.8501 | -33.8501 | -33.8501 | -33.834 | 0 | 0 | 0 | 0 | 0 | 0 | 0 | 0 | 0 | 0 | 0 | 0 | 0
11 | 400 | 406 | 400 406 Energy Recovery Ventilation (ERV) / Other | 0 | 0 | -15.4523 | -15.4523 | -15.4523 | -15.4523 | -15.4523 | -15.4523 | -15.4523 | -15.4523 | -15.4523 | -15.4523 | -15.4523 | -15.4523 | -15.4523 | -15.4523 | -15.4523 | -15.4523 | -15.4523 | -15.4523 | -15.4523 | -15.4523 | 0 | 0 | 0 | 0 | 0 | 0 | 0 | 0
11 | 600 | 603 | 600 603 Heat Pump Water Heater (air source) / Other | 0 | 0 | -8.0344 | -8.0344 | -8.0344 | -8.0344 | -8.0344 | -8.0344 | -8.0344 | -8.0344 | -8.0344 | -8.0344 | -8.0344 | -8.0344 | -8.0344 | -8.0344 | -8.0344 | 0 | 0 | 0 | 0 | 0 | 0 | 0 | 0 | 0 | 0 | 0 | 0 | 0
11 | 600 | 604 | 600 604 Solar Water Heater / Other | 0 | 0 | -8.0183 | -8.0183 | -8.0183 | -8.0183 | -8.0183 | -8.0183 | -8.0183 | -8.0143 | -8.0143 | -8.0143 | -8.0143 | -8.0143 | -8.0143 | -8.0143 | -8.0143 | -8.0143 | -8.0143 | -8.0143 | -8.0143 | -8.0143 | 0 | 0 | 0 | 0 | 0 | 0 | 0 | 0
11 | 600 | 606 | 600 606 Demand controlled circulating systems / Other | 0 | 0 | -0.56813 | -0.56813 | -0.56813 | -0.56813 | -0.56813 | -0.56813 | -0.56813 | -0.56813 | -0.56813 | -0.56813 | -0.56813 | -0.56813 | -0.56813 | -0.56813 | -0.56813 | 0 | 0 | 0 | 0 | 0 | 0 | 0 | 0 | 0 | 0 | 0 | 0 | 0
11 | 600 | 608 | 600 608 Heat Recovery Unit / Other | 0 | 0 | -8.8443 | -8.8443 | -8.8443 | -8.8443 | -8.8443 | -8.8443 | -8.8443 | -8.8443 | -8.8443 | -8.8443 | 0 | 0 | 0 | 0 | 0 | 0 | 0 | 0 | 0 | 0 | 0 | 0 | 0 | 0 | 0 | 0 | 0 | 0
11 | 600 | 609 | 600 609 Heat Trap / Other | 0 | 0 | -1.0557 | -1.0557 | -1.0557 | -1.0557 | -1.0557 | -1.0557 | -1.0557 | -1.0557 | -1.0557 | -1.0557 | 0 | 0 | 0 | 0 | 0 | 0 | 0 | 0 | 0 | 0 | 0 | 0 | 0 | 0 | 0 | 0 | 0 | 0
11 | 600 | 610 | 600 610 Hot Water Pipe Insulation / Other | 0 | 0 | -0.22564 | -0.22564 | -0.22564 | -0.22564 | -0.22564 | -0.22564 | -0.22564 | -0.22564 | -0.22564 | -0.22564 | -0.22564 | -0.22564 | -0.22564 | -0.22564 | -0.22564 | 0 | 0 | 0 | 0 | 0 | 0 | 0 | 0 | 0 | 0 | 0 | 0 | 0
11 | 700 | 701 | 700 701 PC Manual Power Management Enabling / Other | 0 | 0 | -12.0718 | -12.0718 | -12.0718 | -12.0718 | 0 | 0 | 0 | 0 | 0 | 0 | 0 | 0 | 0 | 0 | 0 | 0 | 0 | 0 | 0 | 0 | 0 | 0 | 0 | 0 | 0 | 0 | 0 | 0
11 | 700 | 702 | 700 702 PC Network Power Management Enabling / Other | 0 | 0 | -12.0718 | -12.0718 | -12.0718 | -12.0718 | 0 | 0 | 0 | 0 | 0 | 0 | 0 | 0 | 0 | 0 | 0 | 0 | 0 | 0 | 0 | 0 | 0 | 0 | 0 | 0 | 0 | 0 | 0 | 0
11 | 710 | 711 | 710 711 Energy Star or Better Monitor / Other | 0 | 0 | -17.3542 | -17.3542 | -17.3542 | -17.3542 | 0 | 0 | 0 | 0 | 0 | 0 | 0 | 0 | 0 | 0 | 0 | 0 | 0 | 0 | 0 | 0 | 0 | 0 | 0 | 0 | 0 | 0 | 0 | 0
11 | 710 | 712 | 710 712 Monitor Power Management Enabling / Other | 0 | 0 | -11.3223 | -11.3223 | -11.3223 | -11.3223 | 0 | 0 | 0 | 0 | 0 | 0 | 0 | 0 | 0 | 0 | 0 | 0 | 0 | 0 | 0 | 0 | 0 | 0 | 0 | 0 | 0 | 0 | 0 | 0
11 | 720 | 721 | 720 721 Energy Star or Better Monitor / Other | 0 | 0 | 0 | 0 | 0 | 0 | 0 | 0 | 0 | 0 | 0 | 0 | 0 | 0 | 0 | 0 | 0 | 0 | 0 | 0 | 0 | 0 | 0 | 0 | 0 | 0 | 0 | 0 | 0 | 0
11 | 720 | 722 | 720 722 Monitor Power Management Enabling / Other | 0 | 0 | 0 | 0 | 0 | 0 | 0 | 0 | 0 | 0 | 0 | 0 | 0 | 0 | 0 | 0 | 0 | 0 | 0 | 0 | 0 | 0 | 0 | 0 | 0 | 0 | 0 | 0 | 0 | 0
11 | 730 | 731 | 730 731 Energy Star or Better Copier / Other | 0 | 0 | -2.5949 | -2.5949 | -2.5949 | -2.5949 | -2.5949 | -2.5949 | 0 | 0 | 0 | 0 | 0 | 0 | 0 | 0 | 0 | 0 | 0 | 0 | 0 | 0 | 0 | 0 | 0 | 0 | 0 | 0 | 0 | 0
11 | 730 | 732 | 730 732 Copier Power Management Enabling / Other | 0 | 0 | -2.1436 | -2.1436 | -2.1436 | -2.1436 | -2.1436 | -2.1436 | 0 | 0 | 0 | 0 | 0 | 0 | 0 | 0 | 0 | 0 | 0 | 0 | 0 | 0 | 0 | 0 | 0 | 0 | 0 | 0 | 0 | 0
11 | 740 | 741 | 740 741 Printer Power Management Enabling / Other | 0 | 0 | -12.2007 | -12.2007 | -12.2007 | -12.2007 | -12.2007 | 0 | 0 | 0 | 0 | 0 | 0 | 0 | 0 | 0 | 0 | 0 | 0 | 0 | 0 | 0 | 0 | 0 | 0 | 0 | 0 | 0 | 0 | 0
11 | 800 | 801 | 800 801 Convection Oven / Other | 0 | 0 | -0.24579 | -0.24579 | -0.24579 | -0.24579 | -0.24579 | -0.24579 | -0.24579 | -0.24579 | -0.24579 | -0.24579 | 0 | 0 | 0 | 0 | 0 | 0 | 0 | 0 | 0 | 0 | 0 | 0 | 0 | 0 | 0 | 0 | 0 | 0
11 | 900 | 901 | 900 901 Vending Misers (cooled machines only) / Other | 0 | 0 | -0.76557 | -0.76557 | -0.76557 | -0.76557 | -0.76557 | -0.76557 | -0.76557 | -0.76557 | -0.76557 | -0.76557 | 0 | 0 | 0 | 0 | 0 | 0 | 0 | 0 | 0 | 0 | 0 | 0 | 0 | 0 | 0 | 0 | 0 | 0
12 | 100 | 125 | 100 125 LED Linear Tube 22W / All | 0 | 0 | -0.76557 | -0.76557 | -0.76557 | -0.76557 | -0.76557 | -0.76557 | -0.76557 | -0.7696 | -0.7696 | -0.7696 | -0.7696 | -0.7696 | -0.7696 | -0.7696 | -0.75348 | -0.75348 | -0.75348 | -0.75348 | -0.75348 | -0.75348 | -0.75348 | -0.75348 | -0.75348 | -0.75348 | -0.75348 | -0.75348 | -0.75348 | -0.75348
12 | 100 | 132 | 100 132 Flood LED 14W / All | 0 | 0 | -0.73333 | -0.73333 | -0.73333 | -0.73333 | -0.73333 | -0.73333 | -0.73333 | -0.73333 | -0.73333 | -0.73333 | -0.73333 | -0.73333 | -0.73333 | -0.73333 | -0.73333 | -0.73333 | -0.73333 | -0.73333 | -0.73333 | -0.73333 | -0.73333 | -0.73333 | -0.73333 | -0.73333 | -0.73333 | -0.73333 | -0.73333 | -0.73333
12 | 100 | 146 | 100 146 LED (12-Watt) / All | 0 | 0 | -0.54798 | -0.54798 | -0.54798 | -0.54798 | -0.54798 | -0.54798 | -0.54798 | -0.54395 | -0.54395 | -0.54395 | -0.54395 | -0.54395 | -0.54395 | -0.54395 | -0.54395 | -0.54395 | -0.54395 | -0.54395 | -0.54395 | -0.54395 | -0.54395 | -0.54395 | -0.54395 | -0.54395 | -0.54395 | -0.54395 | -0.54395 | 0
12 | 100 | 154 | 100 154 LED High Bay 83W (400W equivalent) / All | 0 | 0 | -6.0278 | -6.0278 | -6.0278 | -6.0278 | -6.0278 | -6.0278 | -6.0278 | -6.0278 | -6.0278 | -6.0278 | -6.0278 | -6.0278 | -6.0278 | -6.0278 | -6.0278 | -6.0278 | -6.0278 | -6.0278 | -6.0278 | -6.0278 | -6.0278 | -6.0278 | -6.0278 | -6.0278 | -6.0278 | -6.0278 | -6.0278 | -6.0278
12 | 200 | 203 | 200 203 Outdoor LED 104W / All | 0 | 0 | -3.6264 | -3.6264 | -3.6264 | -3.6264 | -3.6264 | -3.6264 | -3.6264 | -3.6264 | -3.6264 | -3.6264 | -3.6264 | -3.6264 | -3.6264 | -3.6264 | -3.6264 | -3.6264 | -3.6264 | -3.6264 | -3.6264 | -3.6264 | -3.6264 | -3.6264 | -3.6264 | 0 | 0 | 0 | 0 | 0
12 | 300 | 337 | 300 337 Run Time Optimizer / All | 0 | 0 | -34.8292 | -34.8292 | -34.8292 | -34.8292 | -34.8292 | -34.8292 | -34.8292 | -34.8292 | -34.8292 | -34.8292 | -34.8292 | -34.8292 | -34.8292 | -34.8292 | -34.8292 | 0 | 0 | 0 | 0 | 0 | 0 | 0 | 0 | 0 | 0 | 0 | 0 | 0
12 | 300 | 338 | 300 338 dehumidification hybrid desiccant heat pump / All | 0 | 0 | -46.9252 | -46.9252 | -46.9252 | -46.9252 | -46.9252 | -46.9252 | -46.9252 | -46.9252 | -46.9252 | -46.9252 | -46.9252 | -46.9252 | -46.9252 | -46.9252 | -46.9091 | 0 | 0 | 0 | 0 | 0 | 0 | 0 | 0 | 0 | 0 | 0 | 0 | 0
12 | 800 | 518 | 800 518 Ice Machine / All | 0 | 0 | -4.952 | -4.952 | -4.952 | -4.952 | -4.952 | -4.952 | -4.952 | -4.952 | -4.952 | -4.952 | 0 | 0 | 0 | 0 | 0 | 0 | 0 | 0 | 0 | 0 | 0 | 0 | 0 | 0 | 0 | 0 | 0 | 0
12 | 600 | 611 | 600 611 0.5 Faucet Aerator (DI) - Commercial / All | 0 | 0 | -0.51575 | -0.51575 | -0.51575 | -0.51575 | -0.51575 | -0.51575 | -0.51575 | -0.51575 | -0.51575 | -0.51575 | 0 | 0 | 0 | 0 | 0 | 0 | 0 | 0 | 0 | 0 | 0 | 0 | 0 | 0 | 0 | 0 | 0 | 0
12 | 600 | 612 | 600 612 1.0 gpm Faucet Aerator (DI) -Commercial / All | 0 | 0 | -0.37875 | -0.37875 | -0.37875 | -0.37875 | -0.37875 | -0.37875 | -0.37875 | -0.37875 | -0.37875 | -0.37875 | 0 | 0 | 0 | 0 | 0 | 0 | 0 | 0 | 0 | 0 | 0 | 0 | 0 | 0 | 0 | 0 | 0 | 0
12 | 600 | 613 | 600 613 1.5 gpm Shower Head (DI) - Commercial / All | 0 | 0 | -1.7205 | -1.7205 | -1.7205 | -1.7205 | -1.7205 | -1.7205 | -1.7205 | -1.7205 | -1.7205 | -1.7205 | 0 | 0 | 0 | 0 | 0 | 0 | 0 | 0 | 0 | 0 | 0 | 0 | 0 | 0 | 0 | 0 | 0 | 0
12 | 800 | 812 | 800 812 Griddle / All | 0 | 0 | -9.8718 | -9.8718 | -9.8718 | -9.8718 | -9.8718 | -9.8718 | -9.8718 | -9.8718 | -9.8718 | -9.8718 | 0 | 0 | 0 | 0 | 0 | 0 | 0 | 0 | 0 | 0 | 0 | 0 | 0 | 0 | 0 | 0 | 0 | 0
12 | 800 | 813 | 800 813 Steamer / All | 0 | 0 | -267.4567 | -267.4567 | -267.4567 | -267.4567 | -267.4567 | -267.4567 | -267.4567 | -267.4567 | -267.4567 | -267.4567 | 0 | 0 | 0 | 0 | 0 | 0 | 0 | 0 | 0 | 0 | 0 | 0 | 0 | 0 | 0 | 0 | 0 | 0
12 | 800 | 814 | 800 814 Holding Cabinet / All | 0 | 0 | -24.0066 | -24.0066 | -24.0066 | -24.0066 | -24.0066 | -24.0066 | -24.0066 | -24.0066 | -24.0066 | -24.0066 | 0 | 0 | 0 | 0 | 0 | 0 | 0 | 0 | 0 | 0 | 0 | 0 | 0 | 0 | 0 | 0 | 0 | 0
12 | 700 | 910 | 700 910 Server Virtualization / All | 0 | 0 | -57.2724 | -57.2724 | -57.2724 | -57.2724 | 0 | 0 | 0 | 0 | 0 | 0 | 0 | 0 | 0 | 0 | 0 | 0 | 0 | 0 | 0 | 0 | 0 | 0 | 0 | 0 | 0 | 0 | 0 | 0

## Avoided Gen Capacity Cost
Building # | Base # | Measure # | Measure Name | 2013 | 2014 | 2015 | 2016 | 2017 | 2018 | 2019 | 2020 | 2021 | 2022 | 2023 | 2024 | 2025 | 2026 | 2027 | 2028 | 2029 | 2030 | 2031 | 2032 | 2033 | 2034 | 2035 | 2036 | 2037 | 2038 | 2039 | 2040 | 2041 | 2042
1 | 110 | 111 | 110 111 Premium T8, Elecctronic Ballast / Office | 0 | 0 | 0 | 0 | 0 | -163.8252 | -172.666 | -173.6279 | -436.8594 | -444.8906 | -453.8906 | -310.7188 | -317.5938 | -211.9219 | -522.7188 | -229.0938 | -235.5 | -216.0938 | -409.6875 | -424.7188 | -436.375 | -449.4375 | 0 | 0 | 0 | 0 | 0 | 0 | 0 | 0
1 | 110 | 112 | 110 112 Premium T8, EB, Reflector / Office | 0 | 0 | 0 | 0 | 0 | -338.9722 | -357.1821 | -359.2227 | -903.8594 | -920.3984 | -938.6953 | -642.7813 | -657.0781 | -438.4219 | -1081.375 | -473.9375 | -487.2813 | -447.0313 | -847.6875 | -878.75 | -902.8125 | -929.8125 | 0 | 0 | 0 | 0 | 0 | 0 | 0 | 0
1 | 110 | 113 | 110 113 Occupancy Sensor / Office | 0 | 0 | 0 | 0 | 0 | -239.1709 | -252.0635 | -253.4688 | -637.7578 | -649.4219 | -662.5156 | -453.5625 | -463.6406 | 0 | 0 | 0 | 0 | 0 | 0 | 0 | 0 | 0 | 0 | 0 | 0 | 0 | 0 | 0 | 0 | 0
1 | 110 | 114 | 110 114 Continuous Dimming / Office | 0 | 0 | 0 | 0 | 0 | -231.5693 | -244 | -245.4131 | -617.5 | -628.7969 | -641.2969 | -439.1563 | -448.9063 | -299.5313 | -738.7813 | -323.8125 | 0 | 0 | 0 | 0 | 0 | 0 | 0 | 0 | 0 | 0 | 0 | 0 | 0 | 0
1 | 110 | 115 | 110 115 Lighting Control Tuneup / Office | 0 | 0 | 0 | 0 | 0 | -24.7754 | -26.1338 | -26.2793 | 0 | 0 | 0 | 0 | 0 | 0 | 0 | 0 | 0 | 0 | 0 | 0 | 0 | 0 | 0 | 0 | 0 | 0 | 0 | 0 | 0 | 0
1 | 120 | 121 | 120 121 ROB Premium T8, 1EB / Office | 0 | 0 | 0 | 0 | 0 | -70.7939 | -74.6338 | -75.0449 | -188.8438 | -192.3281 | -196.3203 | -134.3281 | -137.3125 | -91.6094 | -226 | -99.0312 | -101.8125 | -93.3438 | -177.0938 | -183.5625 | -188.6563 | -194.1875 | 0 | 0 | 0 | 0 | 0 | 0 | 0 | 0
1 | 120 | 122 | 120 122 ROB Premium T8, EB, Reflector / Office | 0 | 0 | 0 | 0 | 0 | -286.021 | -301.4297 | -303.1152 | -762.6875 | -776.6406 | -792.2266 | -542.375 | -554.4531 | -369.9531 | -912.5 | -399.9375 | -411.1563 | -377.2813 | -715.25 | -741.4688 | -761.8125 | -784.5625 | 0 | 0 | 0 | 0 | 0 | 0 | 0 | 0
1 | 120 | 123 | 120 123 Occupancy Sensor / Office | 0 | 0 | 0 | 0 | 0 | -146.2969 | -154.1973 | -155.0518 | -390.1406 | -397.3281 | -405.3594 | -277.4844 | -283.6563 | 0 | 0 | 0 | 0 | 0 | 0 | 0 | 0 | 0 | 0 | 0 | 0 | 0 | 0 | 0 | 0 | 0
1 | 120 | 124 | 120 124 Lighting Control Tuneup / Office | 0 | 0 | 0 | 0 | 0 | -14.6377 | -15.3945 | -15.5361 | 0 | 0 | 0 | 0 | 0 | 0 | 0 | 0 | 0 | 0 | 0 | 0 | 0 | 0 | 0 | 0 | 0 | 0 | 0 | 0 | 0 | 0
1 | 130 | 131 | 130 131 CFL Screw-in 18W / Office | 0 | 0 | 0 | 0 | 0 | -1636.197 | -1724.221 | -1733.875 | 0 | 0 | 0 | 0 | 0 | 0 | 0 | 0 | 0 | 0 | 0 | 0 | 0 | 0 | 0 | 0 | 0 | 0 | 0 | 0 | 0 | 0
1 | 140 | 141 | 140 141 CFL Hardwired, Modular 18W / Office | 0 | 0 | 0 | 0 | 0 | -1636.197 | -1724.221 | -1733.875 | 0 | 0 | 0 | 0 | 0 | 0 | 0 | 0 | 0 | 0 | 0 | 0 | 0 | 0 | 0 | 0 | 0 | 0 | 0 | 0 | 0 | 0
1 | 150 | 151 | 150 151 PSMH, 250W, magnetic ballast / Office | 0 | 0 | 0 | 0 | 0 | -189.2139 | -199.3652 | -200.5361 | -504.5781 | -513.8281 | -524.0625 | -358.8438 | -366.8281 | -244.75 | -603.6875 | 0 | 0 | 0 | 0 | 0 | 0 | 0 | 0 | 0 | 0 | 0 | 0 | 0 | 0 | 0
1 | 150 | 153 | 150 153 High Bay T5 / Office | 0 | 0 | 0 | 0 | 0 | -396.1157 | -417.3989 | -419.7832 | -1056.203 | -1075.516 | -1096.922 | -751.125 | -767.8281 | -512.3125 | -1263.656 | 0 | 0 | 0 | 0 | 0 | 0 | 0 | 0 | 0 | 0 | 0 | 0 | 0 | 0 | 0
1 | 160 | 161 | 160 161 LED Exit Sign / Office | 0 | 0 | 0 | 0 | 0 | -3.1572 | -3.2998 | -3.3691 | -8.4844 | -8.7188 | -8.8906 | -6.0781 | -6.2188 | -4.1406 | -10.2188 | -4.4688 | -4.5938 | -3.0625 | 0 | 0 | 0 | 0 | 0 | 0 | 0 | 0 | 0 | 0 | 0 | 0
1 | 200 | 201 | 200 201 High Pressure Sodium 250W Lamp / Office | 0 | 0 | 0 | 0 | 0 | -8.0186 | -8.4756 | 0 | 0 | 0 | 0 | 0 | 0 | 0 | 0 | 0 | 0 | 0 | 0 | 0 | 0 | 0 | 0 | 0 | 0 | 0 | 0 | 0 | 0 | 0
1 | 200 | 202 | 200 202 Outdoor Lighting Controls (Photocell/Timeclock) / Office | 0 | 0 | 0 | 0 | 0 | -6.3623 | -6.6758 | 0 | 0 | 0 | 0 | 0 | 0 | 0 | 0 | 0 | 0 | 0 | 0 | 0 | 0 | 0 | 0 | 0 | 0 | 0 | 0 | 0 | 0 | 0
1 | 210 | 211 | 210 211 Outdoor Lighting Controls (Photocell/Timeclock) / Office | 0 | 0 | 0 | 0 | 0 | -6.9873 | -7.3867 | 0 | 0 | 0 | 0 | 0 | 0 | 0 | 0 | 0 | 0 | 0 | 0 | 0 | 0 | 0 | 0 | 0 | 0 | 0 | 0 | 0 | 0 | 0
1 | 300 | 301 | 300 301 Centrifugal Chiller, 0.51 kW/ton, 500 tons / Office | 0 | 0 | 0 | 0 | 0 | -128.1968 | -135.0723 | -135.8691 | -341.8906 | -348.1719 | -355.0938 | -243.1563 | -248.5625 | -165.8438 | -409.0625 | -179.2813 | -184.3125 | -166.0313 | -320.625 | -332.375 | -341.5 | -351.6875 | 0 | 0 | 0 | 0 | 0 | 0 | 0 | 0
1 | 300 | 302 | 300 302 High Efficiency Chiller Motors / Office | 0 | 0 | 0 | 0 | 0 | -22.8057 | -24.0127 | -24.1924 | -60.8906 | -62.0703 | -63.2891 | -43.3438 | -44.2969 | -29.5625 | -72.9062 | -31.9375 | -32.75 | -30.0312 | -56.9688 | -59.0312 | -60.7188 | -62.4375 | 0 | 0 | 0 | 0 | 0 | 0 | 0 | 0
1 | 300 | 304 | 300 304 EMS - Chiller / Office | 0 | 0 | 0 | 0 | 0 | -55.7529 | -58.7188 | -59.1045 | -148.7031 | -151.4922 | -154.4922 | -105.8125 | 0 | 0 | 0 | 0 | 0 | 0 | 0 | 0 | 0 | 0 | 0 | 0 | 0 | 0 | 0 | 0 | 0 | 0
1 | 300 | 305 | 300 305 Chiller Tune Up/Diagnostics / Office | 0 | 0 | 0 | 0 | 0 | -203.1812 | -214.0811 | -215.3271 | -541.8125 | -551.75 | -562.6953 | -385.3125 | 0 | 0 | 0 | 0 | 0 | 0 | 0 | 0 | 0 | 0 | 0 | 0 | 0 | 0 | 0 | 0 | 0 | 0
1 | 300 | 306 | 300 306 VSD for Chiller Pumps and Towers / Office | 0 | 0 | 0 | 0 | 0 | -52.5967 | -55.4541 | -55.7598 | -140.3125 | -142.9141 | -145.9063 | -99.8125 | -102.0156 | -68.0781 | -167.9375 | -73.5625 | -75.6562 | 0 | 0 | 0 | 0 | 0 | 0 | 0 | 0 | 0 | 0 | 0 | 0 | 0
1 | 300 | 308 | 300 308 Aerosole Duct Sealing / Office | 0 | 0 | 0 | 0 | 0 | -30.7744 | -32.4531 | -32.6377 | -82.125 | -83.6797 | -85.4922 | -58.4531 | -59.7344 | -39.8594 | -98.3125 | -43.0625 | -44.3438 | 0 | 0 | 0 | 0 | 0 | 0 | 0 | 0 | 0 | 0 | 0 | 0 | 0
1 | 300 | 309 | 300 309 Duct/Pipe Insulation / Office | 0 | 0 | 0 | 0 | 0 | -10.1924 | -10.7188 | -10.8252 | -27.2578 | -27.8047 | -28.3438 | -19.4219 | 0 | 0 | 0 | 0 | 0 | 0 | 0 | 0 | 0 | 0 | 0 | 0 | 0 | 0 | 0 | 0 | 0 | 0
1 | 300 | 311 | 300 311 Window Film (Standard) / Office | 0 | 0 | 0 | 0 | 0 | -60.6626 | -63.8945 | -64.3018 | -161.8047 | -164.8125 | -168.1016 | -115.1094 | 0 | 0 | 0 | 0 | 0 | 0 | 0 | 0 | 0 | 0 | 0 | 0 | 0 | 0 | 0 | 0 | 0 | 0
1 | 300 | 313 | 300 313 Ceiling Insulation / Office | 0 | 0 | 0 | 0 | 0 | -273.7148 | -288.4131 | -290.0732 | -729.8594 | -743.2109 | -757.9922 | -519.0625 | -530.5781 | -354.0313 | -873.2188 | -382.7188 | -393.4063 | -273.75 | -684.3438 | -709.4375 | -728.875 | -750.6875 | 0 | 0 | 0 | 0 | 0 | 0 | 0 | 0
1 | 300 | 314 | 300 314 Roof Insulation / Office | 0 | 0 | 0 | 0 | 0 | -61.6494 | -64.9268 | -65.3477 | -164.4375 | -167.4766 | -170.8281 | -116.9844 | -119.5625 | -79.7812 | -196.7813 | -86.2188 | -88.6562 | -72.875 | -154.1875 | -159.8438 | -164.25 | -169.125 | 0 | 0 | 0 | 0 | 0 | 0 | 0 | 0
1 | 300 | 315 | 300 315 Cool Roof - Chiller / Office | 0 | 0 | 0 | 0 | 0 | -305.5615 | -322.0313 | -323.8301 | -814.7813 | -829.7031 | -846.3516 | -579.4375 | -592.3281 | -395.2188 | -974.8438 | -427.25 | -439.3438 | 0 | 0 | 0 | 0 | 0 | 0 | 0 | 0 | 0 | 0 | 0 | 0 | 0
1 | 300 | 317 | 300 317 Thermal Energy Storage (TES) Positive / Office | 0 | 0 | 0 | 0 | 0 | -580.9849 | -612.2759 | -615.6802 | -1549.125 | -1577.383 | -1608.922 | -66936.49 | -1126.141 | -751.3906 | -1853.344 | -812.3125 | -835.2188 | -106.4063 | -1452.969 | -1506.219 | -1547.438 | -1593.813 | -1651.625 | -1132.313 | -981.0938 | -745.1563 | -808.25 | -827.2813 | -104.2188 | -2174.125
1 | 300 | 317 | 300 317 Thermal Energy Storage (TES) Negative / Office | 0 | 0 | 0 | 0 | 0 | 0 | 0 | 0 | 0 | 0 | 0 | 0 | 0 | 0 | 0 | 0 | 0 | 0 | 0 | 0 | 0 | 0 | 0 | 0 | 0 | 0 | 0 | 0 | 0 | 0
1 | 320 | 321 | 320 321 DX Packaged System, EER=10.9, 10 tons / Office | 0 | 0 | 0 | 0 | 0 | -110.5122 | -116.4814 | -117.127 | -294.7266 | -300.1719 | -306.2891 | -209.6094 | -214.2813 | -142.9688 | -352.6875 | -154.5625 | -158.9063 | 0 | 0 | 0 | 0 | 0 | 0 | 0 | 0 | 0 | 0 | 0 | 0 | 0
1 | 320 | 322 | 320 322 Hybrid Dessicant-DX System (Trane CDQ) / Office | 0 | 0 | 0 | 0 | 0 | -235.4971 | -248.1982 | -249.5752 | -627.9922 | -639.4844 | -652.3359 | -446.5938 | -456.5313 | -304.6094 | -751.3438 | -329.2813 | -338.5625 | 0 | 0 | 0 | 0 | 0 | 0 | 0 | 0 | 0 | 0 | 0 | 0 | 0
1 | 320 | 323 | 320 323 Geothermal Heat Pump, EER=13, 10 tons / Office | 0 | 0 | 0 | 0 | 0 | -122.6128 | -129.2422 | -129.957 | -326.9922 | -332.9922 | -339.7656 | -232.5625 | -237.7188 | -158.625 | -391.25 | -171.4688 | -176.2813 | 0 | 0 | 0 | 0 | 0 | 0 | 0 | 0 | 0 | 0 | 0 | 0 | 0
1 | 320 | 327 | 320 327 DX Coil Cleaning / Office | 0 | 0 | 0 | 0 | 0 | -192.6826 | -203.0195 | 0 | 0 | 0 | 0 | 0 | 0 | 0 | 0 | 0 | 0 | 0 | 0 | 0 | 0 | 0 | 0 | 0 | 0 | 0 | 0 | 0 | 0 | 0
1 | 320 | 328 | 320 328 Optimize Controls / Office | 0 | 0 | 0 | 0 | 0 | -24.4619 | -25.7568 | 0 | 0 | 0 | 0 | 0 | 0 | 0 | 0 | 0 | 0 | 0 | 0 | 0 | 0 | 0 | 0 | 0 | 0 | 0 | 0 | 0 | 0 | 0
1 | 320 | 329 | 320 329 Aerosole Duct Sealing / Office | 0 | 0 | 0 | 0 | 0 | -49.0254 | -51.6885 | -51.9746 | -130.8047 | -133.2422 | -136.0313 | -93.0625 | -95.1094 | -63.4531 | -156.5625 | -68.5938 | -70.5312 | 0 | 0 | 0 | 0 | 0 | 0 | 0 | 0 | 0 | 0 | 0 | 0 | 0
1 | 320 | 330 | 320 330 Duct/Pipe Insulation / Office | 0 | 0 | 0 | 0 | 0 | -16.8115 | -17.7373 | -17.8398 | -44.8984 | -45.7656 | -46.8281 | -31.9688 | 0 | 0 | 0 | 0 | 0 | 0 | 0 | 0 | 0 | 0 | 0 | 0 | 0 | 0 | 0 | 0 | 0 | 0
1 | 320 | 332 | 320 332 Window Film (Standard) / Office | 0 | 0 | 0 | 0 | 0 | -92.207 | -97.1348 | -97.7324 | -245.9141 | -250.4688 | -255.4453 | -174.9219 | 0 | 0 | 0 | 0 | 0 | 0 | 0 | 0 | 0 | 0 | 0 | 0 | 0 | 0 | 0 | 0 | 0 | 0
1 | 320 | 334 | 320 334 Ceiling Insulation / Office | 0 | 0 | 0 | 0 | 0 | -434.7437 | -458.1577 | -460.7158 | -1159.188 | -1180.375 | -1204.016 | -824.3594 | -842.7031 | -562.2656 | -1386.875 | -607.8438 | -624.9375 | -434.9688 | -1087.156 | -1127 | -1157.875 | -1192.563 | 0 | 0 | 0 | 0 | 0 | 0 | 0 | 0
1 | 320 | 335 | 320 335 Roof Insulation / Office | 0 | 0 | 0 | 0 | 0 | -102.4463 | -107.9297 | -108.585 | -273.2109 | -278.25 | -283.7891 | -194.3125 | -198.6406 | -132.5469 | -326.9375 | -143.25 | -147.2188 | -119.1875 | -256.0938 | -265.5 | -272.7813 | -280.875 | 0 | 0 | 0 | 0 | 0 | 0 | 0 | 0
1 | 340 | 342 | 340 342 Geothermal Heat Pump, EER=13, 10 tons / Office | 0 | 0 | 0 | 0 | 0 | -306.6025 | -323.0752 | -324.9229 | -817.5625 | -832.5156 | -849.0469 | -581.3906 | -594.3438 | -396.5625 | -978.1563 | -428.6875 | -440.75 | -399.3125 | -766.7188 | -794.8438 | -816.5938 | -841.0625 | -871.5625 | -597.5 | -517.7188 | -393.25 | -426.5 | 0 | 0 | 0
1 | 340 | 344 | 340 344 Aerosole Duct Sealing / Office | 0 | 0 | 0 | 0 | 0 | -50.1094 | -52.833 | -53.124 | -133.6953 | -136.1953 | -139.0547 | -95.0938 | -97.2188 | -64.8594 | -160 | -70.0938 | -72.0625 | 0 | 0 | 0 | 0 | 0 | 0 | 0 | 0 | 0 | 0 | 0 | 0 | 0
1 | 340 | 345 | 340 345 Duct/Pipe Insulation / Office | 0 | 0 | 0 | 0 | 0 | -17.0166 | -17.9043 | -18.0576 | -45.4609 | -46.3438 | -47.25 | -32.3594 | 0 | 0 | 0 | 0 | 0 | 0 | 0 | 0 | 0 | 0 | 0 | 0 | 0 | 0 | 0 | 0 | 0 | 0
1 | 340 | 347 | 340 347 Window Film (Standard) / Office | 0 | 0 | 0 | 0 | 0 | -94.2729 | -99.3223 | -99.9228 | -251.4375 | -256.0859 | -261.1641 | -178.8281 | 0 | 0 | 0 | 0 | 0 | 0 | 0 | 0 | 0 | 0 | 0 | 0 | 0 | 0 | 0 | 0 | 0 | 0
1 | 340 | 349 | 340 349 Ceiling Insulation / Office | 0 | 0 | 0 | 0 | 0 | -444.5142 | -468.4639 | -471.0703 | -1185.25 | -1206.906 | -1231.063 | -842.8906 | -861.6406 | -574.9063 | -1418.063 | -621.5 | -638.9688 | -444.6563 | -1111.594 | -1152.344 | -1183.875 | -1219.375 | 0 | 0 | 0 | 0 | 0 | 0 | 0 | 0
1 | 340 | 350 | 340 350 Roof Insulation / Office | 0 | 0 | 0 | 0 | 0 | -104.3076 | -109.8838 | -110.5576 | -278.1719 | -283.3203 | -288.9297 | -197.8594 | -202.2344 | -134.9531 | -332.875 | -145.875 | -149.9688 | -121.4688 | -260.875 | -270.4375 | -277.875 | -286.125 | 0 | 0 | 0 | 0 | 0 | 0 | 0 | 0
1 | 340 | 351 | 340 351 Cool Roof - DX / Office | 0 | 0 | 0 | 0 | 0 | -493.689 | -520.2847 | -523.1807 | -1316.406 | -1340.438 | -1367.242 | -936.1406 | -956.9688 | -638.5 | -1574.906 | -690.2813 | -709.6875 | 0 | 0 | 0 | 0 | 0 | 0 | 0 | 0 | 0 | 0 | 0 | 0 | 0
1 | 360 | 361 | 360 361 HE PTAC, EER=9.6, 1 ton / Office | 0 | 0 | 0 | 0 | 0 | -295.3755 | -311.3027 | -313.0293 | -787.625 | -802.0391 | -818.1406 | -560.125 | -572.5938 | -382.0469 | -942.375 | -413 | -424.625 | 0 | 0 | 0 | 0 | 0 | 0 | 0 | 0 | 0 | 0 | 0 | 0 | 0
1 | 360 | 362 | 360 362 Occupancy Sensor (hotels) / Office | 0 | 0 | 0 | 0 | 0 | -227.4854 | -239.6914 | -241.085 | -606.5938 | -617.7031 | -630.0156 | -431.4063 | -441 | -294.2344 | -725.75 | -318.0938 | -327.0313 | 0 | 0 | 0 | 0 | 0 | 0 | 0 | 0 | 0 | 0 | 0 | 0 | 0
1 | 400 | 401 | 400 401 High Efficiency Fan Motor, 15hp, 1800rpm, 92.4% / Office | 0 | 0 | 0 | 0 | 0 | -4.7061 | -4.9883 | -5.0098 | -12.6328 | -12.9141 | -13.3203 | -9.0156 | -9.2031 | -6.1562 | -15.1875 | -6.625 | -6.8125 | 0 | 0 | 0 | 0 | 0 | 0 | 0 | 0 | 0 | 0 | 0 | 0 | 0
1 | 400 | 402 | 400 402 Variable Speed Drive Control / Office | 0 | 0 | 0 | 0 | 0 | -44.2725 | -46.624 | -46.9375 | -118.0938 | -120.3203 | -122.7109 | -84.0312 | -85.875 | -57.3125 | -141.375 | -61.9375 | -63.6875 | 0 | 0 | 0 | 0 | 0 | 0 | 0 | 0 | 0 | 0 | 0 | 0 | 0
1 | 400 | 403 | 400 403 Air Handler Optimization / Office | 0 | 0 | 0 | 0 | 0 | -12.3662 | -13.0508 | -13.1289 | -33.0312 | -33.6797 | 0 | 0 | 0 | 0 | 0 | 0 | 0 | 0 | 0 | 0 | 0 | 0 | 0 | 0 | 0 | 0 | 0 | 0 | 0 | 0
1 | 400 | 404 | 400 404 Electronically Commutated Motors (ECM) on an Air Handler Unit / Office | 0 | 0 | 0 | 0 | 0 | -17.6377 | -18.5596 | -18.709 | -47.1172 | -48.0234 | -48.9844 | -33.5312 | -34.2812 | -22.8594 | -56.4375 | -24.6875 | -25.4688 | 0 | 0 | 0 | 0 | 0 | 0 | 0 | 0 | 0 | 0 | 0 | 0 | 0
1 | 400 | 405 | 400 405 Demand Control Ventilation (DCV) / Office | 0 | 0 | 0 | 0 | 0 | -154.3677 | -162.6377 | -163.5996 | -411.6328 | -419.1953 | -427.5313 | -292.7813 | -299.2656 | -199.6719 | -492.5313 | -215.8438 | -221.9063 | 0 | 0 | 0 | 0 | 0 | 0 | 0 | 0 | 0 | 0 | 0 | 0 | 0
1 | 400 | 406 | 400 406 Energy Recovery Ventilation (ERV) / Office | 0 | 0 | 0 | 0 | 0 | -70.4917 | -74.2451 | -74.7188 | -188.0078 | -191.4922 | -195.3047 | -133.7344 | -136.7031 | -91.2031 | -225 | -98.5938 | -101.375 | -68 | -176.3125 | -182.75 | -187.8125 | -193.375 | 0 | 0 | 0 | 0 | 0 | 0 | 0 | 0
1 | 600 | 603 | 600 603 Heat Pump Water Heater (air source) / Office | 0 | 0 | 0 | 0 | 0 | -17.3301 | -18.2266 | -18.3896 | -46.2734 | -47.1797 | -48.1172 | -32.9688 | -33.6719 | -22.4688 | -55.4375 | -24.25 | -24.9688 | 0 | 0 | 0 | 0 | 0 | 0 | 0 | 0 | 0 | 0 | 0 | 0 | 0
1 | 600 | 604 | 600 604 Solar Water Heater / Office | 0 | 0 | 0 | 0 | 0 | -17.2764 | -18.2266 | -18.3379 | -46.1328 | -47.0391 | -48.1172 | -32.8438 | -33.5781 | -22.4062 | -55.25 | -24.1875 | -24.875 | -24.5938 | -43.25 | -44.8438 | -46.0938 | -47.4375 | 0 | 0 | 0 | 0 | 0 | 0 | 0 | 0
1 | 600 | 606 | 600 606 Demand controlled circulating systems / Office | 0 | 0 | 0 | 0 | 0 | -1.1943 | -1.2783 | -1.2881 | -3.2656 | -3.3828 | -3.5938 | -2.3594 | -2.4062 | -1.5938 | -3.9688 | -1.7188 | -1.7812 | 0 | 0 | 0 | 0 | 0 | 0 | 0 | 0 | 0 | 0 | 0 | 0 | 0
1 | 600 | 608 | 600 608 Heat Recovery Unit / Office | 0 | 0 | 0 | 0 | 0 | -19.084 | -20.0811 | -20.2471 | -50.9531 | -51.9609 | -52.9922 | -36.2812 | 0 | 0 | 0 | 0 | 0 | 0 | 0 | 0 | 0 | 0 | 0 | 0 | 0 | 0 | 0 | 0 | 0 | 0
1 | 600 | 609 | 600 609 Heat Trap / Office | 0 | 0 | 0 | 0 | 0 | -2.2295 | -2.3223 | -2.3857 | -6.0156 | -6.1641 | -6.3203 | -4.3281 | 0 | 0 | 0 | 0 | 0 | 0 | 0 | 0 | 0 | 0 | 0 | 0 | 0 | 0 | 0 | 0 | 0 | 0
1 | 600 | 610 | 600 610 Hot Water Pipe Insulation / Office | 0 | 0 | 0 | 0 | 0 | -0.57324 | -0.5791 | -0.63086 | -1.5781 | -1.6797 | -1.7031 | -1.1875 | -1.2188 | -0.79688 | -2 | -0.84375 | -0.78125 | 0 | 0 | 0 | 0 | 0 | 0 | 0 | 0 | 0 | 0 | 0 | 0 | 0
1 | 700 | 701 | 700 701 PC Manual Power Management Enabling / Office | 0 | 0 | 0 | 0 | 0 | -37.2422 | 0 | 0 | 0 | 0 | 0 | 0 | 0 | 0 | 0 | 0 | 0 | 0 | 0 | 0 | 0 | 0 | 0 | 0 | 0 | 0 | 0 | 0 | 0 | 0
1 | 700 | 702 | 700 702 PC Network Power Management Enabling / Office | 0 | 0 | 0 | 0 | 0 | -37.2422 | 0 | 0 | 0 | 0 | 0 | 0 | 0 | 0 | 0 | 0 | 0 | 0 | 0 | 0 | 0 | 0 | 0 | 0 | 0 | 0 | 0 | 0 | 0 | 0
1 | 710 | 711 | 710 711 Energy Star or Better Monitor / Office | 0 | 0 | 0 | 0 | 0 | -53.5781 | 0 | 0 | 0 | 0 | 0 | 0 | 0 | 0 | 0 | 0 | 0 | 0 | 0 | 0 | 0 | 0 | 0 | 0 | 0 | 0 | 0 | 0 | 0 | 0
1 | 710 | 712 | 710 712 Monitor Power Management Enabling / Office | 0 | 0 | 0 | 0 | 0 | -34.9121 | 0 | 0 | 0 | 0 | 0 | 0 | 0 | 0 | 0 | 0 | 0 | 0 | 0 | 0 | 0 | 0 | 0 | 0 | 0 | 0 | 0 | 0 | 0 | 0
1 | 720 | 722 | 720 722 Monitor Power Management Enabling / Office | 0 | 0 | 0 | 0 | 0 | -0.0068359 | 0 | 0 | 0 | 0 | 0 | 0 | 0 | 0 | 0 | 0 | 0 | 0 | 0 | 0 | 0 | 0 | 0 | 0 | 0 | 0 | 0 | 0 | 0 | 0
1 | 730 | 731 | 730 731 Energy Star or Better Copier / Office | 0 | 0 | 0 | 0 | 0 | -6.0596 | -6.3545 | -6.4453 | 0 | 0 | 0 | 0 | 0 | 0 | 0 | 0 | 0 | 0 | 0 | 0 | 0 | 0 | 0 | 0 | 0 | 0 | 0 | 0 | 0 | 0
1 | 730 | 732 | 730 732 Copier Power Management Enabling / Office | 0 | 0 | 0 | 0 | 0 | -5.0186 | -5.3213 | -5.3418 | 0 | 0 | 0 | 0 | 0 | 0 | 0 | 0 | 0 | 0 | 0 | 0 | 0 | 0 | 0 | 0 | 0 | 0 | 0 | 0 | 0 | 0
1 | 800 | 801 | 800 801 Convection Oven / Office | 0 | 0 | 0 | 0 | 0 | -0.46484 | -0.46777 | -0.52734 | -1.3281 | -1.4141 | -1.4375 | -0.98438 | 0 | 0 | 0 | 0 | 0 | 0 | 0 | 0 | 0 | 0 | 0 | 0 | 0 | 0 | 0 | 0 | 0 | 0
1 | 810 | 811 | 810 811 Efficient Fryer / Office | 0 | 0 | 0 | 0 | 0 | -0.054688 | -0.035156 | -0.081055 | -0.23438 | -0.28906 | -0.30469 | -0.20312 | 0 | 0 | 0 | 0 | 0 | 0 | 0 | 0 | 0 | 0 | 0 | 0 | 0 | 0 | 0 | 0 | 0 | 0
1 | 900 | 901 | 900 901 Vending Misers (cooled machines only) / Office | 0 | 0 | 0 | 0 | 0 | -9.9873 | -10.5518 | -10.6074 | -26.6875 | -27.2266 | -27.9453 | -19.0469 | 0 | 0 | 0 | 0 | 0 | 0 | 0 | 0 | 0 | 0 | 0 | 0 | 0 | 0 | 0 | 0 | 0 | 0
2 | 110 | 111 | 110 111 Premium T8, Elecctronic Ballast / Restaurant or Services | 0 | 0 | 0 | 0 | 0 | -183.6782 | -193.5352 | -194.6748 | -489.8203 | -498.7969 | -508.7344 | -348.3594 | -356.0938 | -237.5938 | -586.0938 | -256.8438 | -264.0625 | -242.25 | 0 | 0 | 0 | 0 | 0 | 0 | 0 | 0 | 0 | 0 | 0 | 0
2 | 110 | 112 | 110 112 Premium T8, EB, Reflector / Restaurant or Services | 0 | 0 | 0 | 0 | 0 | -379.9258 | -400.395 | -402.625 | -1013.078 | -1031.57 | -1052.25 | -720.4219 | -736.4688 | -491.3906 | -1212.031 | -531.2188 | -546.2188 | -501.0313 | 0 | 0 | 0 | 0 | 0 | 0 | 0 | 0 | 0 | 0 | 0 | 0
2 | 110 | 113 | 110 113 Occupancy Sensor / Restaurant or Services | 0 | 0 | 0 | 0 | 0 | -177.2744 | -186.7822 | -187.877 | -472.7109 | -481.3906 | -490.9688 | 0 | 0 | 0 | 0 | 0 | 0 | 0 | 0 | 0 | 0 | 0 | 0 | 0 | 0 | 0 | 0 | 0 | 0 | 0
2 | 110 | 114 | 110 114 Continuous Dimming / Restaurant or Services | 0 | 0 | 0 | 0 | 0 | -260.4702 | -274.5195 | -276.042 | -694.5703 | -707.2969 | -721.4922 | -493.9375 | -504.9375 | 0 | 0 | 0 | 0 | 0 | 0 | 0 | 0 | 0 | 0 | 0 | 0 | 0 | 0 | 0 | 0 | 0
2 | 110 | 115 | 110 115 Lighting Control Tuneup / Restaurant or Services | 0 | 0 | 0 | 0 | 0 | -27.9316 | -29.4541 | -29.6191 | 0 | 0 | 0 | 0 | 0 | 0 | 0 | 0 | 0 | 0 | 0 | 0 | 0 | 0 | 0 | 0 | 0 | 0 | 0 | 0 | 0 | 0
2 | 120 | 121 | 120 121 ROB Premium T8, 1EB / Restaurant or Services | 0 | 0 | 0 | 0 | 0 | -79.3828 | -83.6846 | -84.1475 | -211.7109 | -215.6484 | -220.0859 | -150.6094 | -153.9375 | -102.7188 | -253.3438 | -111 | -114.1563 | -104.6875 | 0 | 0 | 0 | 0 | 0 | 0 | 0 | 0 | 0 | 0 | 0 | 0
2 | 120 | 122 | 120 122 ROB Premium T8, EB, Reflector / Restaurant or Services | 0 | 0 | 0 | 0 | 0 | -320.5645 | -337.835 | -339.7197 | -854.7656 | -870.4063 | -887.8516 | -607.875 | -621.3906 | -414.625 | -1022.688 | -448.2188 | -460.8125 | -422.8125 | 0 | 0 | 0 | 0 | 0 | 0 | 0 | 0 | 0 | 0 | 0 | 0
2 | 120 | 123 | 120 123 Occupancy Sensor / Restaurant or Services | 0 | 0 | 0 | 0 | 0 | -108.4453 | -114.3047 | -114.9365 | -289.2266 | -294.5547 | -300.5391 | 0 | 0 | 0 | 0 | 0 | 0 | 0 | 0 | 0 | 0 | 0 | 0 | 0 | 0 | 0 | 0 | 0 | 0 | 0
2 | 120 | 124 | 120 124 Lighting Control Tuneup / Restaurant or Services | 0 | 0 | 0 | 0 | 0 | -16.499 | -17.416 | -17.5088 | 0 | 0 | 0 | 0 | 0 | 0 | 0 | 0 | 0 | 0 | 0 | 0 | 0 | 0 | 0 | 0 | 0 | 0 | 0 | 0 | 0 | 0
2 | 130 | 131 | 130 131 CFL Screw-in 18W / Restaurant or Services | 0 | 0 | 0 | 0 | 0 | 0 | 0 | 0 | 0 | 0 | 0 | 0 | 0 | 0 | 0 | 0 | 0 | 0 | 0 | 0 | 0 | 0 | 0 | 0 | 0 | 0 | 0 | 0 | 0 | 0
2 | 140 | 141 | 140 141 CFL Hardwired, Modular 18W / Restaurant or Services | 0 | 0 | 0 | 0 | 0 | -1834.046 | -1932.713 | 0 | 0 | 0 | 0 | 0 | 0 | 0 | 0 | 0 | 0 | 0 | 0 | 0 | 0 | 0 | 0 | 0 | 0 | 0 | 0 | 0 | 0 | 0
2 | 150 | 151 | 150 151 PSMH, 250W, magnetic ballast / Restaurant or Services | 0 | 0 | 0 | 0 | 0 | -212.8438 | -224.2764 | -225.5732 | -567.5938 | -577.9922 | -589.4688 | -403.6563 | 0 | 0 | 0 | 0 | 0 | 0 | 0 | 0 | 0 | 0 | 0 | 0 | 0 | 0 | 0 | 0 | 0 | 0
2 | 150 | 152 | 150 152 PSMH, 250 W, electronic ballast / Restaurant or Services | 0 | 0 | 0 | 0 | 0 | -385.4609 | -406.1704 | -408.4912 | -1027.836 | -1046.609 | -1067.422 | -730.9219 | 0 | 0 | 0 | 0 | 0 | 0 | 0 | 0 | 0 | 0 | 0 | 0 | 0 | 0 | 0 | 0 | 0 | 0
2 | 150 | 153 | 150 153 High Bay T5 / Restaurant or Services | 0 | 0 | 0 | 0 | 0 | -443.9961 | -467.9199 | -470.5215 | -1183.875 | -1205.516 | -1229.656 | -841.9063 | 0 | 0 | 0 | 0 | 0 | 0 | 0 | 0 | 0 | 0 | 0 | 0 | 0 | 0 | 0 | 0 | 0 | 0
2 | 160 | 161 | 160 161 LED Exit Sign / Restaurant or Services | 0 | 0 | 0 | 0 | 0 | -5.6387 | -5.9658 | -6.0049 | -15.1016 | -15.4609 | -15.8906 | -10.7812 | -11.0312 | -7.3594 | -18.1875 | -7.9375 | -8.1562 | -6.7812 | 0 | 0 | 0 | 0 | 0 | 0 | 0 | 0 | 0 | 0 | 0 | 0
2 | 200 | 201 | 200 201 High Pressure Sodium 250W Lamp / Restaurant or Services | 0 | 0 | 0 | 0 | 0 | -36.665 | -38.6055 | 0 | 0 | 0 | 0 | 0 | 0 | 0 | 0 | 0 | 0 | 0 | 0 | 0 | 0 | 0 | 0 | 0 | 0 | 0 | 0 | 0 | 0 | 0
2 | 200 | 202 | 200 202 Outdoor Lighting Controls (Photocell/Timeclock) / Restaurant or Services | 0 | 0 | 0 | 0 | 0 | -28.9668 | -30.5547 | 0 | 0 | 0 | 0 | 0 | 0 | 0 | 0 | 0 | 0 | 0 | 0 | 0 | 0 | 0 | 0 | 0 | 0 | 0 | 0 | 0 | 0 | 0
2 | 210 | 211 | 210 211 Outdoor Lighting Controls (Photocell/Timeclock) / Restaurant or Services | 0 | 0 | 0 | 0 | 0 | -143.4531 | -151.1875 | 0 | 0 | 0 | 0 | 0 | 0 | 0 | 0 | 0 | 0 | 0 | 0 | 0 | 0 | 0 | 0 | 0 | 0 | 0 | 0 | 0 | 0 | 0
2 | 300 | 301 | 300 301 Centrifugal Chiller, 0.51 kW/ton, 500 tons / Restaurant or Services | 0 | 0 | 0 | 0 | 0 | -240.7734 | -253.752 | -255.167 | -642.0234 | -653.7969 | -666.9375 | -456.5938 | -466.7344 | -311.4219 | -768.1563 | -336.6563 | -346.125 | -317 | -602.125 | -624.1875 | -641.2813 | -660.5 | 0 | 0 | 0 | 0 | 0 | 0 | 0 | 0
2 | 300 | 302 | 300 302 High Efficiency Chiller Motors / Restaurant or Services | 0 | 0 | 0 | 0 | 0 | -40.2852 | -42.4268 | -42.7178 | -107.4922 | -109.5156 | -111.6719 | -76.4844 | -78.1719 | -52.1562 | -128.6563 | -56.375 | -57.9688 | -54.7188 | -100.8125 | -104.4688 | -107.375 | -110.5625 | 0 | 0 | 0 | 0 | 0 | 0 | 0 | 0
2 | 300 | 304 | 300 304 EMS - Chiller / Restaurant or Services | 0 | 0 | 0 | 0 | 0 | -730.5278 | -769.8589 | -774.1611 | -1947.867 | -1983.406 | -2022.984 | -1385.156 | 0 | 0 | 0 | 0 | 0 | 0 | 0 | 0 | 0 | 0 | 0 | 0 | 0 | 0 | 0 | 0 | 0 | 0
2 | 300 | 305 | 300 305 Chiller Tune Up/Diagnostics / Restaurant or Services | 0 | 0 | 0 | 0 | 0 | -552.5913 | -582.3003 | -585.5942 | -1473.406 | -1500.305 | -1530.164 | -1047.797 | 0 | 0 | 0 | 0 | 0 | 0 | 0 | 0 | 0 | 0 | 0 | 0 | 0 | 0 | 0 | 0 | 0 | 0
2 | 300 | 306 | 300 306 VSD for Chiller Pumps and Towers / Restaurant or Services | 0 | 0 | 0 | 0 | 0 | -84.1362 | -88.6943 | -89.1904 | -224.4219 | -228.5703 | -233.2422 | -159.625 | -163.1563 | -108.875 | -268.5313 | -117.6563 | -120.9688 | 0 | 0 | 0 | 0 | 0 | 0 | 0 | 0 | 0 | 0 | 0 | 0 | 0
2 | 300 | 308 | 300 308 Aerosole Duct Sealing / Restaurant or Services | 0 | 0 | 0 | 0 | 0 | -83.8281 | -88.3721 | -88.8594 | -223.5781 | -227.6953 | -232.3828 | -159.0313 | -162.5625 | -108.4688 | -267.5313 | -117.25 | -120.625 | 0 | 0 | 0 | 0 | 0 | 0 | 0 | 0 | 0 | 0 | 0 | 0 | 0
2 | 300 | 309 | 300 309 Duct/Pipe Insulation / Restaurant or Services | 0 | 0 | 0 | 0 | 0 | -58.3374 | -61.5059 | -61.8438 | -155.6016 | -158.5 | -161.7891 | -110.7031 | 0 | 0 | 0 | 0 | 0 | 0 | 0 | 0 | 0 | 0 | 0 | 0 | 0 | 0 | 0 | 0 | 0 | 0
2 | 300 | 311 | 300 311 Window Film (Standard) / Restaurant or Services | 0 | 0 | 0 | 0 | 0 | -157.5669 | -166.0254 | -166.9961 | -420.1875 | -427.9141 | -436.4219 | -298.8594 | 0 | 0 | 0 | 0 | 0 | 0 | 0 | 0 | 0 | 0 | 0 | 0 | 0 | 0 | 0 | 0 | 0 | 0
2 | 300 | 313 | 300 313 Ceiling Insulation / Restaurant or Services | 0 | 0 | 0 | 0 | 0 | -744.1772 | -784.1968 | -788.6211 | -1984.258 | -2020.445 | -2060.656 | -1411.031 | -1442.438 | -962.4375 | -2373.906 | -1040.469 | -1069.719 | -744.5313 | -1860.938 | -1929.156 | -1981.938 | -2041.375 | 0 | 0 | 0 | 0 | 0 | 0 | 0 | 0
2 | 300 | 314 | 300 314 Roof Insulation / Restaurant or Services | 0 | 0 | 0 | 0 | 0 | -141.0205 | -148.6328 | -149.4658 | -376.0625 | -382.9844 | -390.7578 | -267.4531 | -273.4063 | -182.4375 | -450 | -197.1875 | -202.8125 | -179.4375 | -352.8125 | -365.7188 | -375.7813 | -387 | 0 | 0 | 0 | 0 | 0 | 0 | 0 | 0
2 | 300 | 315 | 300 315 Cool Roof - Chiller / Restaurant or Services | 0 | 0 | 0 | 0 | 0 | -826.6123 | -871.1235 | -875.9692 | -2204.008 | -2244.242 | -2289.023 | -1567.328 | -1602.203 | -1069.047 | -2636.813 | -1155.719 | -1188.188 | 0 | 0 | 0 | 0 | 0 | 0 | 0 | 0 | 0 | 0 | 0 | 0 | 0
2 | 300 | 317 | 300 317 Thermal Energy Storage (TES) Positive / Restaurant or Services | 0 | 0 | 0 | 0 | 0 | -1390.262 | -1465.04 | -1473.266 | -3706.867 | -3774.445 | -3849.531 | -67210.81 | -2694.688 | -1797.953 | -4434.75 | -1943.75 | -1998.375 | -254.7188 | -3476.5 | -3603.938 | -3702.5 | -3813.625 | -3951.813 | -2709.313 | -2347.406 | -1782.938 | -1933.875 | -1979.5 | -249.5313 | -5201.938
2 | 300 | 317 | 300 317 Thermal Energy Storage (TES) Negative / Restaurant or Services | 0 | 0 | 0 | 0 | 0 | 0 | 0 | 0 | 0 | 0 | 0 | 0 | 0 | 0 | 0 | 0 | 0 | 0 | 0 | 0 | 0 | 0 | 0 | 0 | 0 | 0 | 0 | 0 | 0 | 0
2 | 320 | 321 | 320 321 DX Packaged System, EER=10.9, 10 tons / Restaurant or Services | 0 | 0 | 0 | 0 | 0 | -300.5493 | -316.7002 | -318.5127 | -801.4297 | -816.0938 | -832.3203 | -569.9375 | -582.625 | -388.7188 | -958.8438 | -420.25 | -432.0625 | 0 | 0 | 0 | 0 | 0 | 0 | 0 | 0 | 0 | 0 | 0 | 0 | 0
2 | 320 | 326 | 320 326 DX Tune Up/ Advanced Diagnostics / Restaurant or Services | 0 | 0 | 0 | 0 | 0 | -153.3262 | -161.6045 | -162.502 | -408.8828 | -416.4141 | -424.8438 | -290.7969 | 0 | 0 | 0 | 0 | 0 | 0 | 0 | 0 | 0 | 0 | 0 | 0 | 0 | 0 | 0 | 0 | 0 | 0
2 | 320 | 327 | 320 327 DX Coil Cleaning / Restaurant or Services | 0 | 0 | 0 | 0 | 0 | -524.1489 | -552.3809 | 0 | 0 | 0 | 0 | 0 | 0 | 0 | 0 | 0 | 0 | 0 | 0 | 0 | 0 | 0 | 0 | 0 | 0 | 0 | 0 | 0 | 0 | 0
2 | 320 | 328 | 320 328 Optimize Controls / Restaurant or Services | 0 | 0 | 0 | 0 | 0 | -66.5537 | -70.1133 | 0 | 0 | 0 | 0 | 0 | 0 | 0 | 0 | 0 | 0 | 0 | 0 | 0 | 0 | 0 | 0 | 0 | 0 | 0 | 0 | 0 | 0 | 0
2 | 320 | 329 | 320 329 Aerosole Duct Sealing / Restaurant or Services | 0 | 0 | 0 | 0 | 0 | -133.3706 | -140.5146 | -141.3525 | -355.6641 | -362.2266 | -369.3906 | -252.9688 | -258.5938 | -172.5313 | -425.5625 | -186.5 | -191.75 | 0 | 0 | 0 | 0 | 0 | 0 | 0 | 0 | 0 | 0 | 0 | 0 | 0
2 | 320 | 330 | 320 330 Duct/Pipe Insulation / Restaurant or Services | 0 | 0 | 0 | 0 | 0 | -40.1826 | -42.3711 | -42.6094 | -107.2109 | -109.2266 | -111.5547 | -76.2812 | 0 | 0 | 0 | 0 | 0 | 0 | 0 | 0 | 0 | 0 | 0 | 0 | 0 | 0 | 0 | 0 | 0 | 0
2 | 320 | 332 | 320 332 Window Film (Standard) / Restaurant or Services | 0 | 0 | 0 | 0 | 0 | -240.7192 | -253.6406 | -255.1104 | -641.9141 | -653.6484 | -666.6719 | -456.5 | 0 | 0 | 0 | 0 | 0 | 0 | 0 | 0 | 0 | 0 | 0 | 0 | 0 | 0 | 0 | 0 | 0 | 0
2 | 320 | 334 | 320 334 Ceiling Insulation / Restaurant or Services | 0 | 0 | 0 | 0 | 0 | -1182.07 | -1245.651 | -1252.651 | -3151.797 | -3209.25 | -3273.109 | -68926.68 | -2291.172 | -1528.719 | -3770.688 | -1652.688 | -1699.125 | -1182.438 | -2955.906 | -3064.281 | -3148.094 | -3242.531 | 0 | 0 | 0 | 0 | 0 | 0 | 0 | 0
2 | 320 | 335 | 320 335 Roof Insulation / Restaurant or Services | 0 | 0 | 0 | 0 | 0 | -245.1646 | -258.3271 | -259.8213 | -653.75 | -665.7266 | -678.9688 | -464.9219 | -475.2656 | -317.125 | -782.1875 | -342.8125 | -352.375 | -300.3125 | -612.9688 | -635.4375 | -652.875 | -672.375 | 0 | 0 | 0 | 0 | 0 | 0 | 0 | 0
2 | 320 | 336 | 320 336 Cool Roof - DX / Restaurant or Services | 0 | 0 | 0 | 0 | 0 | -958.271 | -1009.804 | -1015.485 | -2555.063 | -2601.664 | -2653.422 | -1816.938 | -1857.375 | -1239.297 | -3056.781 | -1339.781 | -1377.438 | 0 | 0 | 0 | 0 | 0 | 0 | 0 | 0 | 0 | 0 | 0 | 0 | 0
2 | 340 | 342 | 340 342 Geothermal Heat Pump, EER=13, 10 tons / Restaurant or Services | 0 | 0 | 0 | 0 | 0 | -274.5347 | -289.2793 | -290.9541 | -732.0781 | -745.4688 | -760.2969 | -520.6094 | -532.2031 | -355.0938 | -875.875 | -383.875 | -394.6563 | -374.5938 | -686.5625 | -711.7188 | -731.25 | -753.125 | -780.375 | -535 | -463.5938 | -352.125 | -381.9375 | 0 | 0 | 0
2 | 340 | 344 | 340 344 Aerosole Duct Sealing / Restaurant or Services | 0 | 0 | 0 | 0 | 0 | -136.3643 | -143.6797 | -144.5254 | -363.6563 | -370.3594 | -377.7109 | -258.6406 | -264.3906 | -176.4063 | -435.1563 | -190.6875 | -196.0625 | 0 | 0 | 0 | 0 | 0 | 0 | 0 | 0 | 0 | 0 | 0 | 0 | 0
2 | 340 | 345 | 340 345 Duct/Pipe Insulation / Restaurant or Services | 0 | 0 | 0 | 0 | 0 | -94.9956 | -100.1328 | -100.6885 | -253.375 | -258.0625 | -263.3203 | -180.2031 | 0 | 0 | 0 | 0 | 0 | 0 | 0 | 0 | 0 | 0 | 0 | 0 | 0 | 0 | 0 | 0 | 0 | 0
2 | 340 | 347 | 340 347 Window Film (Standard) / Restaurant or Services | 0 | 0 | 0 | 0 | 0 | -245.9956 | -259.2598 | -260.7021 | -655.9688 | -667.9609 | -681.4219 | -466.5 | 0 | 0 | 0 | 0 | 0 | 0 | 0 | 0 | 0 | 0 | 0 | 0 | 0 | 0 | 0 | 0 | 0 | 0
2 | 340 | 349 | 340 349 Ceiling Insulation / Restaurant or Services | 0 | 0 | 0 | 0 | 0 | -1208.856 | -1273.883 | -1281.034 | -3223.227 | -3281.992 | -3347.289 | -68976.26 | -2343.094 | -1563.359 | -3856.094 | -1690.125 | -1737.625 | -1209.25 | -3022.906 | -3133.719 | -3219.438 | -3316 | 0 | 0 | 0 | 0 | 0 | 0 | 0 | 0
2 | 340 | 351 | 340 351 Cool Roof - DX / Restaurant or Services | 0 | 0 | 0 | 0 | 0 | -1335.859 | -1407.766 | -1415.615 | -3561.852 | -3626.773 | -3699.086 | -2532.859 | -2589.25 | -1727.609 | -4261.219 | -1867.688 | -1920.188 | 0 | 0 | 0 | 0 | 0 | 0 | 0 | 0 | 0 | 0 | 0 | 0 | 0
2 | 360 | 361 | 360 361 HE PTAC, EER=9.6, 1 ton / Restaurant or Services | 0 | 0 | 0 | 0 | 0 | -803.3389 | -846.5347 | -851.3091 | -2141.984 | -2181.07 | -2224.453 | -1523.203 | -1557.109 | -1038.938 | -2562.625 | -1123.156 | -1154.75 | 0 | 0 | 0 | 0 | 0 | 0 | 0 | 0 | 0 | 0 | 0 | 0 | 0
2 | 360 | 362 | 360 362 Occupancy Sensor (hotels) / Restaurant or Services | 0 | 0 | 0 | 0 | 0 | -618.6309 | -651.8799 | -655.5781 | -1649.508 | -1679.609 | -1713.023 | -1173 | -1199.109 | -800.0781 | -1973.438 | -864.9375 | -889.25 | 0 | 0 | 0 | 0 | 0 | 0 | 0 | 0 | 0 | 0 | 0 | 0 | 0
2 | 400 | 401 | 400 401 High Efficiency Fan Motor, 15hp, 1800rpm, 92.4% / Restaurant or Services | 0 | 0 | 0 | 0 | 0 | -8.585 | -9.0195 | -9.1211 | -22.9844 | -23.4609 | -23.9062 | -16.3906 | -16.7344 | -11.1562 | -27.5625 | -12.0625 | -12.4062 | 0 | 0 | 0 | 0 | 0 | 0 | 0 | 0 | 0 | 0 | 0 | 0 | 0
2 | 400 | 402 | 400 402 Variable Speed Drive Control / Restaurant or Services | 0 | 0 | 0 | 0 | 0 | -66.5049 | -70.0576 | -70.5 | -177.375 | -180.6875 | -184.2656 | -126.1875 | -129 | -86.0625 | -212.2813 | -93.0312 | -95.6562 | 0 | 0 | 0 | 0 | 0 | 0 | 0 | 0 | 0 | 0 | 0 | 0 | 0
2 | 400 | 403 | 400 403 Air Handler Optimization / Restaurant or Services | 0 | 0 | 0 | 0 | 0 | -22.3955 | -23.5684 | -23.752 | -59.7969 | -60.9453 | 0 | 0 | 0 | 0 | 0 | 0 | 0 | 0 | 0 | 0 | 0 | 0 | 0 | 0 | 0 | 0 | 0 | 0 | 0 | 0
2 | 400 | 404 | 400 404 Electronically Commutated Motors (ECM) on an Air Handler Unit / Restaurant or Services | 0 | 0 | 0 | 0 | 0 | -31.5996 | -33.2754 | -33.5117 | -84.3125 | -85.9141 | -87.6094 | -60 | -61.3438 | -40.9219 | -100.9375 | -44.2188 | -45.4688 | 0 | 0 | 0 | 0 | 0 | 0 | 0 | 0 | 0 | 0 | 0 | 0 | 0
2 | 400 | 405 | 400 405 Demand Control Ventilation (DCV) / Restaurant or Services | 0 | 0 | 0 | 0 | 0 | -279.0884 | -294.0771 | -295.7744 | -744.1953 | -757.8438 | -772.8984 | -529.2344 | -541.0313 | -360.9688 | -890.375 | -390.25 | -401.2188 | 0 | 0 | 0 | 0 | 0 | 0 | 0 | 0 | 0 | 0 | 0 | 0 | 0
2 | 400 | 406 | 400 406 Energy Recovery Ventilation (ERV) / Restaurant or Services | 0 | 0 | 0 | 0 | 0 | -127.5815 | -134.4063 | -135.2178 | -340.2344 | -346.4922 | -353.3906 | -241.9844 | -247.3594 | -165.0313 | -407.0938 | -178.4063 | -183.4375 | -122.9375 | -319.0625 | -330.75 | -339.8438 | -350 | 0 | 0 | 0 | 0 | 0 | 0 | 0 | 0
2 | 400 | 407 | 400 407 Separate Makeup Air / Exhaust Hoods AC / Restaurant or Services | 0 | 0 | 0 | 0 | 0 | -54.5605 | -57.5195 | -57.8408 | -145.5625 | -148.2734 | -151.3516 | -103.5313 | -105.8281 | -70.6094 | -174.2188 | -76.3125 | -78.4688 | 0 | 0 | 0 | 0 | 0 | 0 | 0 | 0 | 0 | 0 | 0 | 0 | 0
2 | 600 | 603 | 600 603 Heat Pump Water Heater (air source) / Restaurant or Services | 0 | 0 | 0 | 0 | 0 | -154.0542 | -162.3154 | -163.2676 | -410.8203 | -418.3828 | -426.6641 | -292.1719 | -298.6719 | -199.2656 | -491.5313 | -215.4375 | -221.4688 | 0 | 0 | 0 | 0 | 0 | 0 | 0 | 0 | 0 | 0 | 0 | 0 | 0
2 | 600 | 604 | 600 604 Solar Water Heater / Restaurant or Services | 0 | 0 | 0 | 0 | 0 | -153.5366 | -161.7715 | -162.7188 | -409.4453 | -416.9688 | -425.2578 | -291.2031 | -297.6719 | -198.6094 | -489.9063 | -214.6875 | -220.75 | -218.6875 | -384 | -398.0625 | -409 | -421.1875 | 0 | 0 | 0 | 0 | 0 | 0 | 0 | 0
2 | 600 | 606 | 600 606 Demand controlled circulating systems / Restaurant or Services | 0 | 0 | 0 | 0 | 0 | -10.915 | -11.4736 | -11.5908 | -29.1641 | -29.7734 | -30.3438 | -20.7969 | -21.25 | -14.1719 | -34.9688 | -15.2812 | -15.8125 | 0 | 0 | 0 | 0 | 0 | 0 | 0 | 0 | 0 | 0 | 0 | 0 | 0
2 | 600 | 608 | 600 608 Heat Recovery Unit / Restaurant or Services | 0 | 0 | 0 | 0 | 0 | -169.3604 | -178.4971 | -179.4893 | -451.6172 | -459.9219 | -469.2109 | -321.1875 | 0 | 0 | 0 | 0 | 0 | 0 | 0 | 0 | 0 | 0 | 0 | 0 | 0 | 0 | 0 | 0 | 0 | 0
2 | 600 | 609 | 600 609 Heat Trap / Restaurant or Services | 0 | 0 | 0 | 0 | 0 | -19.8604 | -20.958 | -21.0762 | -53.0391 | -54.0469 | -55.2656 | -37.7656 | 0 | 0 | 0 | 0 | 0 | 0 | 0 | 0 | 0 | 0 | 0 | 0 | 0 | 0 | 0 | 0 | 0 | 0
2 | 600 | 610 | 600 610 Hot Water Pipe Insulation / Restaurant or Services | 0 | 0 | 0 | 0 | 0 | -4.2959 | -4.499 | -4.5752 | -11.5391 | -11.8125 | -12.0312 | -8.25 | -8.4219 | -5.6094 | -13.875 | -6.0312 | -6.2188 | 0 | 0 | 0 | 0 | 0 | 0 | 0 | 0 | 0 | 0 | 0 | 0 | 0
2 | 700 | 701 | 700 701 PC Manual Power Management Enabling / Restaurant or Services | 0 | 0 | 0 | 0 | 0 | -3.3682 | 0 | 0 | 0 | 0 | 0 | 0 | 0 | 0 | 0 | 0 | 0 | 0 | 0 | 0 | 0 | 0 | 0 | 0 | 0 | 0 | 0 | 0 | 0 | 0
2 | 700 | 702 | 700 702 PC Network Power Management Enabling / Restaurant or Services | 0 | 0 | 0 | 0 | 0 | -3.3682 | 0 | 0 | 0 | 0 | 0 | 0 | 0 | 0 | 0 | 0 | 0 | 0 | 0 | 0 | 0 | 0 | 0 | 0 | 0 | 0 | 0 | 0 | 0 | 0
2 | 710 | 711 | 710 711 Energy Star or Better Monitor / Restaurant or Services | 0 | 0 | 0 | 0 | 0 | -5.0186 | 0 | 0 | 0 | 0 | 0 | 0 | 0 | 0 | 0 | 0 | 0 | 0 | 0 | 0 | 0 | 0 | 0 | 0 | 0 | 0 | 0 | 0 | 0 | 0
2 | 710 | 712 | 710 712 Monitor Power Management Enabling / Restaurant or Services | 0 | 0 | 0 | 0 | 0 | -3.1572 | 0 | 0 | 0 | 0 | 0 | 0 | 0 | 0 | 0 | 0 | 0 | 0 | 0 | 0 | 0 | 0 | 0 | 0 | 0 | 0 | 0 | 0 | 0 | 0
2 | 720 | 722 | 720 722 Monitor Power Management Enabling / Restaurant or Services | 0 | 0 | 0 | 0 | 0 | 0 | 0 | 0 | 0 | 0 | 0 | 0 | 0 | 0 | 0 | 0 | 0 | 0 | 0 | 0 | 0 | 0 | 0 | 0 | 0 | 0 | 0 | 0 | 0 | 0
2 | 730 | 731 | 730 731 Energy Star or Better Copier / Restaurant or Services | 0 | 0 | 0 | 0 | 0 | -1.1943 | -1.2783 | -1.2881 | 0 | 0 | 0 | 0 | 0 | 0 | 0 | 0 | 0 | 0 | 0 | 0 | 0 | 0 | 0 | 0 | 0 | 0 | 0 | 0 | 0 | 0
2 | 730 | 732 | 730 732 Copier Power Management Enabling / Restaurant or Services | 0 | 0 | 0 | 0 | 0 | -0.88574 | -0.90039 | -0.96191 | 0 | 0 | 0 | 0 | 0 | 0 | 0 | 0 | 0 | 0 | 0 | 0 | 0 | 0 | 0 | 0 | 0 | 0 | 0 | 0 | 0 | 0
2 | 800 | 801 | 800 801 Convection Oven / Restaurant or Services | 0 | 0 | 0 | 0 | 0 | -27.7744 | -29.2881 | -29.4531 | -74.1328 | -75.5391 | -77.1719 | -52.75 | 0 | 0 | 0 | 0 | 0 | 0 | 0 | 0 | 0 | 0 | 0 | 0 | 0 | 0 | 0 | 0 | 0 | 0
2 | 810 | 811 | 810 811 Efficient Fryer / Restaurant or Services | 0 | 0 | 0 | 0 | 0 | -49.29 | -51.8994 | -52.2549 | -131.4766 | -133.9375 | -136.5938 | -93.5469 | 0 | 0 | 0 | 0 | 0 | 0 | 0 | 0 | 0 | 0 | 0 | 0 | 0 | 0 | 0 | 0 | 0 | 0
2 | 900 | 901 | 900 901 Vending Misers (cooled machines only) / Restaurant or Services | 0 | 0 | 0 | 0 | 0 | -13.0898 | -13.7617 | -13.8955 | -34.9688 | -35.6562 | -36.3906 | -24.9062 | 0 | 0 | 0 | 0 | 0 | 0 | 0 | 0 | 0 | 0 | 0 | 0 | 0 | 0 | 0 | 0 | 0 | 0
3 | 110 | 111 | 110 111 Premium T8, Elecctronic Ballast / Retail | 0 | 0 | 0 | 0 | 0 | -193.8154 | -204.2188 | -205.4072 | -516.8359 | -526.3125 | -536.8125 | -367.5625 | -375.75 | -250.7031 | -618.4063 | -271 | -278.6563 | -255.625 | -484.7188 | -502.4688 | 0 | 0 | 0 | 0 | 0 | 0 | 0 | 0 | 0 | 0
3 | 110 | 112 | 110 112 Premium T8, EB, Reflector / Retail | 0 | 0 | 0 | 0 | 0 | -400.9229 | -422.4629 | -424.8779 | -1069.016 | -1088.578 | -1110.242 | -760.2344 | -777.1406 | -518.5313 | -1279 | -560.5625 | -576.3125 | -528.75 | -1002.563 | -1039.344 | 0 | 0 | 0 | 0 | 0 | 0 | 0 | 0 | 0 | 0
3 | 110 | 113 | 110 113 Occupancy Sensor / Retail | 0 | 0 | 0 | 0 | 0 | -187.0449 | -197.1328 | -198.2373 | -498.7734 | -507.9219 | -518.1719 | -354.7344 | 0 | 0 | 0 | 0 | 0 | 0 | 0 | 0 | 0 | 0 | 0 | 0 | 0 | 0 | 0 | 0 | 0 | 0
3 | 110 | 114 | 110 114 Continuous Dimming / Retail | 0 | 0 | 0 | 0 | 0 | -309.958 | -326.6182 | -328.4844 | -826.5078 | -841.6406 | -858.3828 | -587.7656 | -600.8438 | -400.9063 | -988.875 | 0 | 0 | 0 | 0 | 0 | 0 | 0 | 0 | 0 | 0 | 0 | 0 | 0 | 0 | 0
3 | 120 | 121 | 120 121 ROB Premium T8, 1EB / Retail | 0 | 0 | 0 | 0 | 0 | -83.7261 | -88.25 | -88.7451 | -223.3047 | -227.4375 | -232.1094 | -158.8281 | -162.3594 | -108.3281 | -267.25 | -117.0938 | -120.375 | -110.4688 | -209.4375 | -217.0938 | 0 | 0 | 0 | 0 | 0 | 0 | 0 | 0 | 0 | 0
3 | 120 | 122 | 120 122 ROB Premium T8, EB, Reflector / Retail | 0 | 0 | 0 | 0 | 0 | -338.3032 | -356.4707 | -358.5186 | -902.0625 | -918.5469 | -936.8359 | -641.5 | -655.7813 | -437.5625 | -1079.25 | -473 | -486.3125 | -446.125 | -846 | -877 | 0 | 0 | 0 | 0 | 0 | 0 | 0 | 0 | 0 | 0
3 | 120 | 123 | 120 123 Occupancy Sensor / Retail | 0 | 0 | 0 | 0 | 0 | -114.3369 | -120.4688 | -121.1865 | -304.9141 | -310.5391 | -316.7266 | -216.875 | 0 | 0 | 0 | 0 | 0 | 0 | 0 | 0 | 0 | 0 | 0 | 0 | 0 | 0 | 0 | 0 | 0 | 0
3 | 120 | 124 | 120 124 Lighting Control Tuneup / Retail | 0 | 0 | 0 | 0 | 0 | -19.6016 | -20.6807 | -20.7969 | 0 | 0 | 0 | 0 | 0 | 0 | 0 | 0 | 0 | 0 | 0 | 0 | 0 | 0 | 0 | 0 | 0 | 0 | 0 | 0 | 0 | 0
3 | 130 | 131 | 130 131 CFL Screw-in 18W / Retail | 0 | 0 | 0 | 0 | 0 | 0 | 0 | 0 | 0 | 0 | 0 | 0 | 0 | 0 | 0 | 0 | 0 | 0 | 0 | 0 | 0 | 0 | 0 | 0 | 0 | 0 | 0 | 0 | 0 | 0
3 | 140 | 141 | 140 141 CFL Hardwired, Modular 18W / Retail | 0 | 0 | 0 | 0 | 0 | -1935.396 | -2039.52 | 0 | 0 | 0 | 0 | 0 | 0 | 0 | 0 | 0 | 0 | 0 | 0 | 0 | 0 | 0 | 0 | 0 | 0 | 0 | 0 | 0 | 0 | 0
3 | 150 | 151 | 150 151 PSMH, 250W, magnetic ballast / Retail | 0 | 0 | 0 | 0 | 0 | -253.2354 | -266.835 | -268.375 | -675.2656 | -687.625 | -701.2891 | -480.2188 | -490.9219 | -327.5469 | 0 | 0 | 0 | 0 | 0 | 0 | 0 | 0 | 0 | 0 | 0 | 0 | 0 | 0 | 0 | 0
3 | 150 | 152 | 150 152 PSMH, 250 W, electronic ballast / Retail | 0 | 0 | 0 | 0 | 0 | -292.7432 | -308.4712 | -310.2393 | -780.5859 | -794.8594 | -810.6875 | -555.125 | -567.4844 | -378.625 | 0 | 0 | 0 | 0 | 0 | 0 | 0 | 0 | 0 | 0 | 0 | 0 | 0 | 0 | 0 | 0
3 | 150 | 153 | 150 153 High Bay T5 / Retail | 0 | 0 | 0 | 0 | 0 | -468.5107 | -493.7524 | -496.4961 | -1249.25 | -1272.047 | -1297.492 | -888.3906 | -908.1406 | -605.9375 | 0 | 0 | 0 | 0 | 0 | 0 | 0 | 0 | 0 | 0 | 0 | 0 | 0 | 0 | 0 | 0
3 | 160 | 161 | 160 161 LED Exit Sign / Retail | 0 | 0 | 0 | 0 | 0 | -2.3379 | -2.4775 | -2.5 | -6.2969 | -6.4609 | -6.7344 | -4.5 | -4.5938 | -3.0781 | -7.625 | -3.2812 | -3.4062 | -2.5625 | 0 | 0 | 0 | 0 | 0 | 0 | 0 | 0 | 0 | 0 | 0 | 0
3 | 200 | 201 | 200 201 High Pressure Sodium 250W Lamp / Retail | 0 | 0 | 0 | 0 | 0 | -7.9697 | -8.4199 | 0 | 0 | 0 | 0 | 0 | 0 | 0 | 0 | 0 | 0 | 0 | 0 | 0 | 0 | 0 | 0 | 0 | 0 | 0 | 0 | 0 | 0 | 0
3 | 200 | 202 | 200 202 Outdoor Lighting Controls (Photocell/Timeclock) / Retail | 0 | 0 | 0 | 0 | 0 | -6.2646 | -6.6318 | 0 | 0 | 0 | 0 | 0 | 0 | 0 | 0 | 0 | 0 | 0 | 0 | 0 | 0 | 0 | 0 | 0 | 0 | 0 | 0 | 0 | 0 | 0
3 | 210 | 211 | 210 211 Outdoor Lighting Controls (Photocell/Timeclock) / Retail | 0 | 0 | 0 | 0 | 0 | -27.1543 | -28.6436 | 0 | 0 | 0 | 0 | 0 | 0 | 0 | 0 | 0 | 0 | 0 | 0 | 0 | 0 | 0 | 0 | 0 | 0 | 0 | 0 | 0 | 0 | 0
3 | 300 | 301 | 300 301 Centrifugal Chiller, 0.51 kW/ton, 500 tons / Retail | 0 | 0 | 0 | 0 | 0 | -91.0684 | -95.9463 | -96.5264 | -242.8828 | -247.3672 | -252.2813 | -172.75 | -176.6094 | -117.8281 | -290.6563 | -127.375 | -130.9688 | -119.9375 | -227.75 | -236.0938 | -242.625 | -249.8125 | 0 | 0 | 0 | 0 | 0 | 0 | 0 | 0
3 | 300 | 302 | 300 302 High Efficiency Chiller Motors / Retail | 0 | 0 | 0 | 0 | 0 | -18.4199 | -19.4258 | -19.5381 | -49.1641 | -50.1328 | -51.2578 | -35 | -35.7656 | -23.875 | -58.9062 | -25.7812 | -26.5 | -24.5938 | -46.0938 | -47.7812 | -49.125 | -50.5625 | 0 | 0 | 0 | 0 | 0 | 0 | 0 | 0
3 | 300 | 304 | 300 304 EMS - Chiller / Retail | 0 | 0 | 0 | 0 | 0 | -61.0239 | -64.2832 | -64.6904 | -162.7891 | -165.8047 | -169.125 | -115.8125 | 0 | 0 | 0 | 0 | 0 | 0 | 0 | 0 | 0 | 0 | 0 | 0 | 0 | 0 | 0 | 0 | 0 | 0
3 | 300 | 305 | 300 305 Chiller Tune Up/Diagnostics / Retail | 0 | 0 | 0 | 0 | 0 | -209.1802 | -220.4561 | -221.6904 | -557.8047 | -568.0234 | -579.4453 | -396.6875 | 0 | 0 | 0 | 0 | 0 | 0 | 0 | 0 | 0 | 0 | 0 | 0 | 0 | 0 | 0 | 0 | 0 | 0
3 | 300 | 306 | 300 306 VSD for Chiller Pumps and Towers / Retail | 0 | 0 | 0 | 0 | 0 | -57.6138 | -60.7402 | -61.0772 | -153.6719 | -156.5313 | -159.8125 | -109.3281 | -111.75 | -74.5625 | -183.9063 | -80.5938 | -82.875 | 0 | 0 | 0 | 0 | 0 | 0 | 0 | 0 | 0 | 0 | 0 | 0 | 0
3 | 300 | 307 | 300 307 EMS Optimization / Retail | 0 | 0 | 0 | 0 | 0 | -15.6738 | -16.5488 | 0 | 0 | 0 | 0 | 0 | 0 | 0 | 0 | 0 | 0 | 0 | 0 | 0 | 0 | 0 | 0 | 0 | 0 | 0 | 0 | 0 | 0 | 0
3 | 300 | 308 | 300 308 Aerosole Duct Sealing / Retail | 0 | 0 | 0 | 0 | 0 | -31.708 | -33.4307 | -33.6211 | -84.6016 | -86.2031 | -88.0625 | -60.2031 | -61.5312 | -41.0469 | -101.3125 | -44.375 | -45.625 | 0 | 0 | 0 | 0 | 0 | 0 | 0 | 0 | 0 | 0 | 0 | 0 | 0
3 | 300 | 309 | 300 309 Duct/Pipe Insulation / Retail | 0 | 0 | 0 | 0 | 0 | -11.1201 | -11.6963 | -11.8086 | -29.75 | -30.3516 | -30.9453 | -21.1875 | 0 | 0 | 0 | 0 | 0 | 0 | 0 | 0 | 0 | 0 | 0 | 0 | 0 | 0 | 0 | 0 | 0 | 0
3 | 300 | 311 | 300 311 Window Film (Standard) / Retail | 0 | 0 | 0 | 0 | 0 | -59.6807 | -62.917 | -63.2676 | -159.1953 | -162.1797 | -165.5313 | -113.25 | 0 | 0 | 0 | 0 | 0 | 0 | 0 | 0 | 0 | 0 | 0 | 0 | 0 | 0 | 0 | 0 | 0 | 0
3 | 300 | 313 | 300 313 Ceiling Insulation / Retail | 0 | 0 | 0 | 0 | 0 | -281.6777 | -296.8535 | -298.5127 | -751.1016 | -764.8516 | -780.1953 | -534.1563 | -546.0313 | -364.3281 | -898.625 | -393.8438 | -405 | -281.8438 | -704.5313 | -730.3438 | -750.375 | -772.8125 | 0 | 0 | 0 | 0 | 0 | 0 | 0 | 0
3 | 300 | 314 | 300 314 Roof Insulation / Retail | 0 | 0 | 0 | 0 | 0 | -67.541 | -71.1465 | -71.5977 | -180.1484 | -183.5 | -187.1328 | -128.1563 | -130.9844 | -87.3906 | -215.625 | -94.4688 | -97.125 | -77.9688 | -168.9375 | -175.125 | -179.9688 | -185.25 | 0 | 0 | 0 | 0 | 0 | 0 | 0 | 0
3 | 300 | 315 | 300 315 Cool Roof - Chiller / Retail | 0 | 0 | 0 | 0 | 0 | -302.7236 | -319.0327 | -320.8115 | -807.2109 | -821.9688 | -838.4844 | -574.0469 | -586.8281 | -391.5313 | -965.7813 | -423.2813 | -435.1875 | 0 | 0 | 0 | 0 | 0 | 0 | 0 | 0 | 0 | 0 | 0 | 0 | 0
3 | 300 | 317 | 300 317 Thermal Energy Storage (TES) Positive / Retail | 0 | 0 | 0 | 0 | 0 | -64.9028 | -68.4141 | -68.7959 | -173.1094 | -176.3438 | -179.9844 | -123.1563 | -125.8906 | -83.9844 | -207.1875 | -90.7812 | -93.3438 | -116.5938 | -162.3438 | -168.3125 | -172.9375 | -178 | -184.5 | -126.5 | -109.625 | -83.2812 | -90.3125 | -92.4062 | -114.1875 | -243
3 | 300 | 317 | 300 317 Thermal Energy Storage (TES) Negative / Retail | 0 | 0 | 0 | 0 | 0 | 0 | 0 | 0 | 0 | 0 | 0 | 0 | 0 | 0 | 0 | 0 | 0 | 0 | 0 | 0 | 0 | 0 | 0 | 0 | 0 | 0 | 0 | 0 | 0 | 0
3 | 320 | 321 | 320 321 DX Packaged System, EER=10.9, 10 tons / Retail | 0 | 0 | 0 | 0 | 0 | -113.7217 | -119.8018 | -120.5293 | -303.2813 | -308.8672 | -314.9922 | -215.6875 | -220.5 | -147.1094 | -362.9063 | -159.0313 | -163.5 | 0 | 0 | 0 | 0 | 0 | 0 | 0 | 0 | 0 | 0 | 0 | 0 | 0
3 | 320 | 322 | 320 322 Hybrid Dessicant-DX System (Trane CDQ) / Retail | 0 | 0 | 0 | 0 | 0 | -257.8862 | -271.7324 | -273.3037 | -687.6719 | -700.2578 | -714.1875 | -489.0469 | -499.9219 | -333.5625 | -822.7813 | -360.5938 | -370.7188 | 0 | 0 | 0 | 0 | 0 | 0 | 0 | 0 | 0 | 0 | 0 | 0 | 0
3 | 320 | 323 | 320 323 Geothermal Heat Pump, EER=13, 10 tons / Retail | 0 | 0 | 0 | 0 | 0 | -134.2983 | -141.5029 | -142.3359 | -358.1641 | -364.7422 | -371.9922 | -254.7344 | -260.3906 | -173.7344 | -428.5313 | -187.8125 | -193 | 0 | 0 | 0 | 0 | 0 | 0 | 0 | 0 | 0 | 0 | 0 | 0 | 0
3 | 320 | 326 | 320 326 DX Tune Up/ Advanced Diagnostics / Retail | 0 | 0 | 0 | 0 | 0 | -70.1792 | -73.9785 | -74.3877 | -187.1641 | -190.6563 | -194.5859 | -133.1563 | 0 | 0 | 0 | 0 | 0 | 0 | 0 | 0 | 0 | 0 | 0 | 0 | 0 | 0 | 0 | 0 | 0 | 0
3 | 320 | 327 | 320 327 DX Coil Cleaning / Retail | 0 | 0 | 0 | 0 | 0 | -198.3687 | -209.0166 | 0 | 0 | 0 | 0 | 0 | 0 | 0 | 0 | 0 | 0 | 0 | 0 | 0 | 0 | 0 | 0 | 0 | 0 | 0 | 0 | 0 | 0 | 0
3 | 320 | 329 | 320 329 Aerosole Duct Sealing / Retail | 0 | 0 | 0 | 0 | 0 | -50.4766 | -53.21 | -53.5127 | -134.6484 | -137.1797 | -140.0391 | -95.7812 | -97.9219 | -65.3281 | -161.1875 | -70.625 | -72.5938 | 0 | 0 | 0 | 0 | 0 | 0 | 0 | 0 | 0 | 0 | 0 | 0 | 0
3 | 320 | 330 | 320 330 Duct/Pipe Insulation / Retail | 0 | 0 | 0 | 0 | 0 | -18.4199 | -19.4258 | -19.5381 | -49.1641 | -50.1328 | -51.2578 | -35 | 0 | 0 | 0 | 0 | 0 | 0 | 0 | 0 | 0 | 0 | 0 | 0 | 0 | 0 | 0 | 0 | 0 | 0
3 | 320 | 334 | 320 334 Ceiling Insulation / Retail | 0 | 0 | 0 | 0 | 0 | -447.4653 | -471.5737 | -474.1924 | -1193.109 | -1214.93 | -1239.234 | -848.4844 | -867.3594 | -578.7188 | -1427.438 | -625.625 | -643.2188 | -447.6563 | -1118.969 | -1159.969 | -1191.719 | -1227.438 | 0 | 0 | 0 | 0 | 0 | 0 | 0 | 0
3 | 320 | 335 | 320 335 Roof Insulation / Retail | 0 | 0 | 0 | 0 | 0 | -112.168 | -118.1689 | -118.8818 | -299.1328 | -304.6641 | -310.7188 | -212.75 | -217.4844 | -145.1094 | -357.9688 | -156.8438 | -161.2813 | -127.4688 | -280.5313 | -290.8125 | -298.8125 | -307.6875 | 0 | 0 | 0 | 0 | 0 | 0 | 0 | 0
3 | 340 | 344 | 340 344 Aerosole Duct Sealing / Retail | 0 | 0 | 0 | 0 | 0 | -51.5615 | -54.3096 | -54.6621 | -137.5625 | -140.1328 | -142.8828 | -97.8594 | -100.0313 | -66.7344 | -164.625 | -72.125 | -74.25 | 0 | 0 | 0 | 0 | 0 | 0 | 0 | 0 | 0 | 0 | 0 | 0 | 0
3 | 340 | 345 | 340 345 Duct/Pipe Insulation / Retail | 0 | 0 | 0 | 0 | 0 | -18.625 | -19.5928 | -19.7559 | -49.7266 | -50.6875 | -51.7109 | -35.4062 | 0 | 0 | 0 | 0 | 0 | 0 | 0 | 0 | 0 | 0 | 0 | 0 | 0 | 0 | 0 | 0 | 0 | 0
3 | 340 | 349 | 340 349 Ceiling Insulation / Retail | 0 | 0 | 0 | 0 | 0 | -457.6021 | -482.1914 | -484.9355 | -1220.148 | -1242.445 | -1267.148 | -867.6875 | -887 | -591.8281 | -1459.781 | -639.8125 | -657.875 | -457.7813 | -1144.406 | -1186.406 | -1218.875 | -1255.375 | 0 | 0 | 0 | 0 | 0 | 0 | 0 | 0
3 | 340 | 351 | 340 351 Cool Roof - DX / Retail | 0 | 0 | 0 | 0 | 0 | -490.3335 | -516.7417 | -519.6182 | -1307.43 | -1331.289 | -1357.938 | -929.7656 | -950.4375 | -634.1563 | -1564.188 | -685.5625 | -704.8438 | 0 | 0 | 0 | 0 | 0 | 0 | 0 | 0 | 0 | 0 | 0 | 0 | 0
3 | 360 | 361 | 360 361 HE PTAC, EER=9.6, 1 ton / Retail | 0 | 0 | 0 | 0 | 0 | -304.1211 | -320.4541 | -322.2979 | -810.9375 | -825.7656 | -842.1953 | -576.7031 | -589.5313 | -393.3438 | -970.2188 | -425.2188 | -437.0938 | 0 | 0 | 0 | 0 | 0 | 0 | 0 | 0 | 0 | 0 | 0 | 0 | 0
3 | 400 | 402 | 400 402 Variable Speed Drive Control / Retail | 0 | 0 | 0 | 0 | 0 | -34.081 | -35.9404 | -36.1426 | -90.9375 | -92.6562 | -94.6484 | -64.7188 | -66.1406 | -44.125 | -108.875 | -47.6875 | -48.9688 | 0 | 0 | 0 | 0 | 0 | 0 | 0 | 0 | 0 | 0 | 0 | 0 | 0
3 | 400 | 403 | 400 403 Air Handler Optimization / Retail | 0 | 0 | 0 | 0 | 0 | -10.71 | -11.252 | -11.374 | -28.625 | -29.1953 | 0 | 0 | 0 | 0 | 0 | 0 | 0 | 0 | 0 | 0 | 0 | 0 | 0 | 0 | 0 | 0 | 0 | 0 | 0 | 0
3 | 400 | 404 | 400 404 Electronically Commutated Motors (ECM) on an Air Handler Unit / Retail | 0 | 0 | 0 | 0 | 0 | -15.3125 | -16.1045 | -16.251 | -40.8906 | -41.7109 | -42.5234 | -29.1406 | -29.7656 | -19.8594 | -49 | -21.4375 | -22.0625 | 0 | 0 | 0 | 0 | 0 | 0 | 0 | 0 | 0 | 0 | 0 | 0 | 0
3 | 400 | 405 | 400 405 Demand Control Ventilation (DCV) / Retail | 0 | 0 | 0 | 0 | 0 | -134.3467 | -141.6035 | -142.3936 | -358.3047 | -364.8828 | -372.2656 | -254.8125 | -260.4844 | -173.8125 | -428.7188 | -187.875 | -193.1563 | 0 | 0 | 0 | 0 | 0 | 0 | 0 | 0 | 0 | 0 | 0 | 0 | 0
3 | 400 | 406 | 400 406 Energy Recovery Ventilation (ERV) / Retail | 0 | 0 | 0 | 0 | 0 | -61.3852 | -64.7158 | -65.0742 | -163.7344 | -166.7813 | -170.2578 | -116.4688 | -119.0625 | -79.4375 | -195.9688 | -85.875 | -88.2812 | -59.2812 | -153.5313 | -159.1875 | -163.5938 | -168.375 | 0 | 0 | 0 | 0 | 0 | 0 | 0 | 0
3 | 600 | 603 | 600 603 Heat Pump Water Heater (air source) / Retail | 0 | 0 | 0 | 0 | 0 | -7.7109 | -8.1426 | -8.1953 | -20.6328 | -21.0547 | -21.6406 | -14.7031 | -15.0312 | -10.0312 | -24.75 | -10.8125 | -11.125 | 0 | 0 | 0 | 0 | 0 | 0 | 0 | 0 | 0 | 0 | 0 | 0 | 0
3 | 600 | 606 | 600 606 Demand controlled circulating systems / Retail | 0 | 0 | 0 | 0 | 0 | -0.52441 | -0.5791 | -0.5791 | -1.4688 | -1.5625 | -1.7031 | -1.0781 | -1.0938 | -0.73438 | -1.8125 | -0.75 | -0.78125 | 0 | 0 | 0 | 0 | 0 | 0 | 0 | 0 | 0 | 0 | 0 | 0 | 0
3 | 600 | 608 | 600 608 Heat Recovery Unit / Retail | 0 | 0 | 0 | 0 | 0 | -8.4883 | -8.9639 | -9.0186 | -22.6797 | -23.1719 | -23.7891 | -16.1875 | 0 | 0 | 0 | 0 | 0 | 0 | 0 | 0 | 0 | 0 | 0 | 0 | 0 | 0 | 0 | 0 | 0 | 0
3 | 600 | 609 | 600 609 Heat Trap / Retail | 0 | 0 | 0 | 0 | 0 | -0.98926 | -1.0127 | -1.0713 | -2.7031 | -2.8359 | -2.875 | -1.9688 | 0 | 0 | 0 | 0 | 0 | 0 | 0 | 0 | 0 | 0 | 0 | 0 | 0 | 0 | 0 | 0 | 0 | 0
3 | 600 | 610 | 600 610 Hot Water Pipe Insulation / Retail | 0 | 0 | 0 | 0 | 0 | -0.16309 | -0.20117 | -0.19629 | -0.49219 | -0.57812 | -0.71875 | -0.40625 | -0.39062 | -0.26562 | -0.65625 | -0.28125 | -0.34375 | 0 | 0 | 0 | 0 | 0 | 0 | 0 | 0 | 0 | 0 | 0 | 0 | 0
3 | 700 | 701 | 700 701 PC Manual Power Management Enabling / Retail | 0 | 0 | 0 | 0 | 0 | -3.7295 | 0 | 0 | 0 | 0 | 0 | 0 | 0 | 0 | 0 | 0 | 0 | 0 | 0 | 0 | 0 | 0 | 0 | 0 | 0 | 0 | 0 | 0 | 0 | 0
3 | 700 | 702 | 700 702 PC Network Power Management Enabling / Retail | 0 | 0 | 0 | 0 | 0 | -3.7295 | 0 | 0 | 0 | 0 | 0 | 0 | 0 | 0 | 0 | 0 | 0 | 0 | 0 | 0 | 0 | 0 | 0 | 0 | 0 | 0 | 0 | 0 | 0 | 0
3 | 710 | 711 | 710 711 Energy Star or Better Monitor / Retail | 0 | 0 | 0 | 0 | 0 | -5.9033 | 0 | 0 | 0 | 0 | 0 | 0 | 0 | 0 | 0 | 0 | 0 | 0 | 0 | 0 | 0 | 0 | 0 | 0 | 0 | 0 | 0 | 0 | 0 | 0
3 | 710 | 712 | 710 712 Monitor Power Management Enabling / Retail | 0 | 0 | 0 | 0 | 0 | -3.4707 | 0 | 0 | 0 | 0 | 0 | 0 | 0 | 0 | 0 | 0 | 0 | 0 | 0 | 0 | 0 | 0 | 0 | 0 | 0 | 0 | 0 | 0 | 0 | 0
3 | 720 | 722 | 720 722 Monitor Power Management Enabling / Retail | 0 | 0 | 0 | 0 | 0 | 0 | 0 | 0 | 0 | 0 | 0 | 0 | 0 | 0 | 0 | 0 | 0 | 0 | 0 | 0 | 0 | 0 | 0 | 0 | 0 | 0 | 0 | 0 | 0 | 0
3 | 730 | 732 | 730 732 Copier Power Management Enabling / Retail | 0 | 0 | 0 | 0 | 0 | -0.83203 | -0.90039 | -0.9043 | 0 | 0 | 0 | 0 | 0 | 0 | 0 | 0 | 0 | 0 | 0 | 0 | 0 | 0 | 0 | 0 | 0 | 0 | 0 | 0 | 0 | 0
3 | 740 | 741 | 740 741 Printer Power Management Enabling / Retail | 0 | 0 | 0 | 0 | 0 | -5.6387 | -5.9658 | 0 | 0 | 0 | 0 | 0 | 0 | 0 | 0 | 0 | 0 | 0 | 0 | 0 | 0 | 0 | 0 | 0 | 0 | 0 | 0 | 0 | 0 | 0
3 | 800 | 801 | 800 801 Convection Oven / Retail | 0 | 0 | 0 | 0 | 0 | -0.36816 | -0.35645 | -0.41309 | -1.0469 | -1.125 | -1.1406 | -0.79688 | 0 | 0 | 0 | 0 | 0 | 0 | 0 | 0 | 0 | 0 | 0 | 0 | 0 | 0 | 0 | 0 | 0 | 0
3 | 810 | 811 | 810 811 Efficient Fryer / Retail | 0 | 0 | 0 | 0 | 0 | -0.21191 | -0.20117 | -0.24707 | -0.65625 | -0.71875 | -0.71875 | -0.5 | 0 | 0 | 0 | 0 | 0 | 0 | 0 | 0 | 0 | 0 | 0 | 0 | 0 | 0 | 0 | 0 | 0 | 0
3 | 900 | 901 | 900 901 Vending Misers (cooled machines only) / Retail | 0 | 0 | 0 | 0 | 0 | -1.5068 | -1.5566 | -1.6191 | -4.1094 | -4.2266 | -4.3125 | -2.9531 | 0 | 0 | 0 | 0 | 0 | 0 | 0 | 0 | 0 | 0 | 0 | 0 | 0 | 0 | 0 | 0 | 0 | 0
4 | 110 | 111 | 110 111 Premium T8, Elecctronic Ballast / Food Store | 0 | 0 | 0 | 0 | 0 | -457.2896 | -481.8687 | -484.6035 | -1219.313 | -1241.578 | -1266.281 | -867.0938 | 0 | 0 | 0 | 0 | 0 | 0 | 0 | 0 | 0 | 0 | 0 | 0 | 0 | 0 | 0 | 0 | 0 | 0
4 | 110 | 114 | 110 114 Continuous Dimming / Food Store | 0 | 0 | 0 | 0 | 0 | -561.3257 | -591.5078 | -594.8564 | -1496.719 | 0 | 0 | 0 | 0 | 0 | 0 | 0 | 0 | 0 | 0 | 0 | 0 | 0 | 0 | 0 | 0 | 0 | 0 | 0 | 0 | 0
4 | 110 | 115 | 110 115 Lighting Control Tuneup / Food Store | 0 | 0 | 0 | 0 | 0 | -60.2471 | -63.4609 | -63.8672 | 0 | 0 | 0 | 0 | 0 | 0 | 0 | 0 | 0 | 0 | 0 | 0 | 0 | 0 | 0 | 0 | 0 | 0 | 0 | 0 | 0 | 0
4 | 120 | 121 | 120 121 ROB Premium T8, 1EB / Food Store | 0 | 0 | 0 | 0 | 0 | -197.5972 | -208.25 | -209.415 | -526.9141 | -536.5703 | -547.3672 | -374.7344 | 0 | 0 | 0 | 0 | 0 | 0 | 0 | 0 | 0 | 0 | 0 | 0 | 0 | 0 | 0 | 0 | 0 | 0
4 | 120 | 122 | 120 122 ROB Premium T8, EB, Reflector / Food Store | 0 | 0 | 0 | 0 | 0 | -798.1699 | -841.082 | -845.8315 | -2128.203 | -2167.016 | -2210.117 | -1513.406 | 0 | 0 | 0 | 0 | 0 | 0 | 0 | 0 | 0 | 0 | 0 | 0 | 0 | 0 | 0 | 0 | 0 | 0
4 | 120 | 123 | 120 123 Occupancy Sensor / Food Store | 0 | 0 | 0 | 0 | 0 | -269.8843 | -284.4375 | -286.0137 | 0 | 0 | 0 | 0 | 0 | 0 | 0 | 0 | 0 | 0 | 0 | 0 | 0 | 0 | 0 | 0 | 0 | 0 | 0 | 0 | 0 | 0
4 | 120 | 124 | 120 124 Lighting Control Tuneup / Food Store | 0 | 0 | 0 | 0 | 0 | -35.5273 | -37.4619 | -37.6748 | 0 | 0 | 0 | 0 | 0 | 0 | 0 | 0 | 0 | 0 | 0 | 0 | 0 | 0 | 0 | 0 | 0 | 0 | 0 | 0 | 0 | 0
4 | 130 | 131 | 130 131 CFL Screw-in 18W / Food Store | 0 | 0 | 0 | 0 | 0 | 0 | 0 | 0 | 0 | 0 | 0 | 0 | 0 | 0 | 0 | 0 | 0 | 0 | 0 | 0 | 0 | 0 | 0 | 0 | 0 | 0 | 0 | 0 | 0 | 0
4 | 150 | 151 | 150 151 PSMH, 250W, magnetic ballast / Food Store | 0 | 0 | 0 | 0 | 0 | -458.6328 | -483.335 | -486.0273 | 0 | 0 | 0 | 0 | 0 | 0 | 0 | 0 | 0 | 0 | 0 | 0 | 0 | 0 | 0 | 0 | 0 | 0 | 0 | 0 | 0 | 0
4 | 150 | 152 | 150 152 PSMH, 250 W, electronic ballast / Food Store | 0 | 0 | 0 | 0 | 0 | -530.1426 | -558.645 | -561.8203 | 0 | 0 | 0 | 0 | 0 | 0 | 0 | 0 | 0 | 0 | 0 | 0 | 0 | 0 | 0 | 0 | 0 | 0 | 0 | 0 | 0 | 0
4 | 150 | 153 | 150 153 High Bay T5 / Food Store | 0 | 0 | 0 | 0 | 0 | -1105.332 | -1164.844 | -1171.33 | 0 | 0 | 0 | 0 | 0 | 0 | 0 | 0 | 0 | 0 | 0 | 0 | 0 | 0 | 0 | 0 | 0 | 0 | 0 | 0 | 0 | 0
4 | 160 | 161 | 160 161 LED Exit Sign / Food Store | 0 | 0 | 0 | 0 | 0 | -0.72949 | -0.79004 | -0.7959 | -2.0078 | -2.1094 | -2.3047 | -1.4844 | -1.5 | -1 | -2.4688 | -1.0625 | -1.0938 | -0.9375 | 0 | 0 | 0 | 0 | 0 | 0 | 0 | 0 | 0 | 0 | 0 | 0
4 | 200 | 201 | 200 201 High Pressure Sodium 250W Lamp / Food Store | 0 | 0 | 0 | 0 | 0 | -17.5352 | -18.5039 | 0 | 0 | 0 | 0 | 0 | 0 | 0 | 0 | 0 | 0 | 0 | 0 | 0 | 0 | 0 | 0 | 0 | 0 | 0 | 0 | 0 | 0 | 0
4 | 200 | 202 | 200 202 Outdoor Lighting Controls (Photocell/Timeclock) / Food Store | 0 | 0 | 0 | 0 | 0 | -13.8662 | -14.6396 | 0 | 0 | 0 | 0 | 0 | 0 | 0 | 0 | 0 | 0 | 0 | 0 | 0 | 0 | 0 | 0 | 0 | 0 | 0 | 0 | 0 | 0 | 0
4 | 210 | 211 | 210 211 Outdoor Lighting Controls (Photocell/Timeclock) / Food Store | 0 | 0 | 0 | 0 | 0 | -26.2256 | -27.6553 | 0 | 0 | 0 | 0 | 0 | 0 | 0 | 0 | 0 | 0 | 0 | 0 | 0 | 0 | 0 | 0 | 0 | 0 | 0 | 0 | 0 | 0 | 0
4 | 300 | 301 | 300 301 Centrifugal Chiller, 0.51 kW/ton, 500 tons / Food Store | 0 | 0 | 0 | 0 | 0 | -202.6577 | -213.5371 | -214.7783 | -540.4297 | -550.3281 | -561.2813 | -384.3438 | -392.8906 | -262.1406 | -646.625 | -283.375 | -291.2813 | -266.7813 | -506.6875 | -525.25 | -539.6563 | -555.75 | 0 | 0 | 0 | 0 | 0 | 0 | 0 | 0
4 | 300 | 302 | 300 302 High Efficiency Chiller Motors / Food Store | 0 | 0 | 0 | 0 | 0 | -30.1533 | -31.7979 | -31.9746 | -80.4688 | -82 | -83.7812 | -57.2656 | -58.5312 | -39.0469 | -96.375 | -42.1875 | -43.4688 | -41.9375 | -75.5625 | -78.375 | -80.5312 | -82.875 | 0 | 0 | 0 | 0 | 0 | 0 | 0 | 0
4 | 300 | 304 | 300 304 EMS - Chiller / Food Store | 0 | 0 | 0 | 0 | 0 | -100.0132 | -105.3643 | -106.0117 | -266.7344 | -271.6719 | -277.0547 | -189.7188 | 0 | 0 | 0 | 0 | 0 | 0 | 0 | 0 | 0 | 0 | 0 | 0 | 0 | 0 | 0 | 0 | 0 | 0
4 | 300 | 305 | 300 305 Chiller Tune Up/Diagnostics / Food Store | 0 | 0 | 0 | 0 | 0 | -465.0415 | -490.043 | -492.8252 | -1239.984 | -1262.641 | -1287.766 | -881.8125 | 0 | 0 | 0 | 0 | 0 | 0 | 0 | 0 | 0 | 0 | 0 | 0 | 0 | 0 | 0 | 0 | 0 | 0
4 | 300 | 306 | 300 306 VSD for Chiller Pumps and Towers / Food Store | 0 | 0 | 0 | 0 | 0 | -94.3809 | -99.4785 | -100.0371 | -251.6953 | -256.3516 | -261.6094 | -179.0313 | -183 | -122.1094 | -301.2188 | -132 | -135.6875 | 0 | 0 | 0 | 0 | 0 | 0 | 0 | 0 | 0 | 0 | 0 | 0 | 0
4 | 300 | 307 | 300 307 EMS Optimization / Food Store | 0 | 0 | 0 | 0 | 0 | -34.9121 | -36.8174 | 0 | 0 | 0 | 0 | 0 | 0 | 0 | 0 | 0 | 0 | 0 | 0 | 0 | 0 | 0 | 0 | 0 | 0 | 0 | 0 | 0 | 0 | 0
4 | 300 | 308 | 300 308 Aerosole Duct Sealing / Food Store | 0 | 0 | 0 | 0 | 0 | -70.5889 | -74.3672 | -74.8281 | -188.2891 | -191.7813 | -195.6016 | -133.9375 | -136.9063 | -91.3438 | -225.3438 | -98.75 | -101.5 | 0 | 0 | 0 | 0 | 0 | 0 | 0 | 0 | 0 | 0 | 0 | 0 | 0
4 | 300 | 309 | 300 309 Duct/Pipe Insulation / Food Store | 0 | 0 | 0 | 0 | 0 | -18.2637 | -19.2705 | -19.373 | -48.7422 | -49.7031 | -50.8438 | -34.7188 | 0 | 0 | 0 | 0 | 0 | 0 | 0 | 0 | 0 | 0 | 0 | 0 | 0 | 0 | 0 | 0 | 0 | 0
4 | 300 | 311 | 300 311 Window Film (Standard) / Food Store | 0 | 0 | 0 | 0 | 0 | -136.0029 | -143.291 | -144.1426 | -362.7031 | -369.375 | -376.7266 | -257.9688 | 0 | 0 | 0 | 0 | 0 | 0 | 0 | 0 | 0 | 0 | 0 | 0 | 0 | 0 | 0 | 0 | 0 | 0
4 | 300 | 313 | 300 313 Ceiling Insulation / Food Store | 0 | 0 | 0 | 0 | 0 | -626.3838 | -660.1089 | -663.7939 | -1670.188 | -1700.664 | -1734.625 | -1187.688 | -1214.141 | -810.1094 | -1998.156 | -875.7813 | -900.375 | -626.5938 | -1566.375 | -1623.813 | -1668.219 | -1718.219 | 0 | 0 | 0 | 0 | 0 | 0 | 0 | 0
4 | 300 | 314 | 300 314 Roof Insulation / Food Store | 0 | 0 | 0 | 0 | 0 | -110.6143 | -116.5918 | -117.2412 | -295.0078 | -300.4375 | -306.5547 | -209.8125 | -214.4688 | -143.1094 | -353 | -154.6875 | -159.0313 | -143.25 | -276.6563 | -286.7813 | -294.6563 | -303.4375 | 0 | 0 | 0 | 0 | 0 | 0 | 0 | 0
4 | 300 | 317 | 300 317 Thermal Energy Storage (TES) Positive / Food Store | 0 | 0 | 0 | 0 | 0 | -106.2715 | -111.9609 | -112.6387 | -283.4219 | -288.6406 | -294.4141 | -201.5781 | -206.0781 | -137.4844 | -339.1563 | -148.5938 | -152.8125 | -190.875 | -265.8125 | -275.5313 | -283.125 | -291.5 | -302.125 | -207.0625 | -179.5 | -136.3438 | -147.8438 | -151.3125 | -187 | -397.75
4 | 300 | 317 | 300 317 Thermal Energy Storage (TES) Negative / Food Store | 0 | 0 | 0 | 0 | 0 | 0 | 0 | 0 | 0 | 0 | 0 | 0 | 0 | 0 | 0 | 0 | 0 | 0 | 0 | 0 | 0 | 0 | 0 | 0 | 0 | 0 | 0 | 0 | 0 | 0
4 | 320 | 321 | 320 321 DX Packaged System, EER=10.9, 10 tons / Food Store | 0 | 0 | 0 | 0 | 0 | -253.0308 | -266.668 | -268.1523 | -674.7031 | -687.0469 | -700.875 | -479.8281 | -490.5 | -327.2813 | -807.25 | -353.7813 | -363.6563 | 0 | 0 | 0 | 0 | 0 | 0 | 0 | 0 | 0 | 0 | 0 | 0 | 0
4 | 320 | 322 | 320 322 Hybrid Dessicant-DX System (Trane CDQ) / Food Store | 0 | 0 | 0 | 0 | 0 | -434.6899 | -458.1021 | -460.6582 | -1159.078 | -1180.258 | -1203.859 | -824.25 | -842.5938 | -562.2031 | -1386.688 | -607.7813 | -624.8438 | 0 | 0 | 0 | 0 | 0 | 0 | 0 | 0 | 0 | 0 | 0 | 0 | 0
4 | 320 | 323 | 320 323 Geothermal Heat Pump, EER=13, 10 tons / Food Store | 0 | 0 | 0 | 0 | 0 | -226.1367 | -238.2813 | -239.6553 | -603.0234 | -614.0547 | -626.2734 | -428.8438 | -438.375 | -292.5 | -721.4688 | -316.1875 | -325.0938 | 0 | 0 | 0 | 0 | 0 | 0 | 0 | 0 | 0 | 0 | 0 | 0 | 0
4 | 320 | 326 | 320 326 DX Tune Up/ Advanced Diagnostics / Food Store | 0 | 0 | 0 | 0 | 0 | -114.9087 | -121.1123 | -121.7871 | -306.4531 | -312.1094 | -318.4297 | -217.9531 | 0 | 0 | 0 | 0 | 0 | 0 | 0 | 0 | 0 | 0 | 0 | 0 | 0 | 0 | 0 | 0 | 0 | 0
4 | 320 | 327 | 320 327 DX Coil Cleaning / Food Store | 0 | 0 | 0 | 0 | 0 | -441.1582 | -464.8657 | 0 | 0 | 0 | 0 | 0 | 0 | 0 | 0 | 0 | 0 | 0 | 0 | 0 | 0 | 0 | 0 | 0 | 0 | 0 | 0 | 0 | 0 | 0
4 | 320 | 329 | 320 329 Aerosole Duct Sealing / Food Store | 0 | 0 | 0 | 0 | 0 | -112.2705 | -118.2803 | -118.9961 | -299.4141 | -304.9219 | -310.9844 | -212.9531 | -217.6875 | -145.25 | -358.2813 | -157 | -161.4063 | 0 | 0 | 0 | 0 | 0 | 0 | 0 | 0 | 0 | 0 | 0 | 0 | 0
4 | 320 | 330 | 320 330 Duct/Pipe Insulation / Food Store | 0 | 0 | 0 | 0 | 0 | -30.1533 | -31.7422 | -31.9746 | -80.4688 | -82 | -83.6328 | -57.2656 | 0 | 0 | 0 | 0 | 0 | 0 | 0 | 0 | 0 | 0 | 0 | 0 | 0 | 0 | 0 | 0 | 0 | 0
4 | 320 | 334 | 320 334 Ceiling Insulation / Food Store | 0 | 0 | 0 | 0 | 0 | -994.9785 | -1048.498 | -1054.387 | -2652.945 | -2701.336 | -2755.094 | -1886.547 | -1928.547 | -1286.781 | -3173.875 | -1391.125 | -1430.125 | -995.3438 | -2487.938 | -2579.156 | -2649.688 | -2729.188 | 0 | 0 | 0 | 0 | 0 | 0 | 0 | 0
4 | 320 | 335 | 320 335 Roof Insulation / Food Store | 0 | 0 | 0 | 0 | 0 | -183.7378 | -193.6455 | -194.7266 | -489.9609 | -498.9375 | -509.0078 | -348.4531 | -356.2031 | -237.6719 | -586.2188 | -256.9375 | -264.1563 | -236.6563 | -459.5 | -476.3125 | -489.4063 | -504 | 0 | 0 | 0 | 0 | 0 | 0 | 0 | 0
4 | 340 | 344 | 340 344 Aerosole Duct Sealing / Food Store | 0 | 0 | 0 | 0 | 0 | -114.752 | -120.9453 | -121.6211 | -306.0313 | -311.6719 | -318.0156 | -217.6719 | -222.5 | -148.4531 | -366.1875 | -160.4688 | -165.0625 | 0 | 0 | 0 | 0 | 0 | 0 | 0 | 0 | 0 | 0 | 0 | 0 | 0
4 | 340 | 345 | 340 345 Duct/Pipe Insulation / Food Store | 0 | 0 | 0 | 0 | 0 | -30.5156 | -32.1865 | -32.3574 | -81.4297 | -82.9844 | -84.7734 | -57.9531 | 0 | 0 | 0 | 0 | 0 | 0 | 0 | 0 | 0 | 0 | 0 | 0 | 0 | 0 | 0 | 0 | 0 | 0
4 | 340 | 349 | 340 349 Ceiling Insulation / Food Store | 0 | 0 | 0 | 0 | 0 | -1017.421 | -1072.198 | -1078.173 | -2712.789 | -2762.25 | -2817.359 | -1929.109 | -1972.047 | -1315.797 | -3245.5 | -1422.5 | -1462.469 | -1017.844 | -2544.188 | -2637.469 | -2709.594 | -2790.875 | 0 | 0 | 0 | 0 | 0 | 0 | 0 | 0
4 | 340 | 351 | 340 351 Cool Roof - DX / Food Store | 0 | 0 | 0 | 0 | 0 | -1136.876 | -1198.084 | -1204.755 | -3031.273 | -3086.555 | -3148.094 | -2155.594 | -2203.578 | -1470.266 | -3626.5 | -1589.5 | -1634.156 | 0 | 0 | 0 | 0 | 0 | 0 | 0 | 0 | 0 | 0 | 0 | 0 | 0
4 | 360 | 361 | 360 361 HE PTAC, EER=9.6, 1 ton / Food Store | 0 | 0 | 0 | 0 | 0 | -676.1792 | -712.541 | -716.562 | -1802.969 | -1835.852 | -1872.391 | -1282.109 | -1310.656 | -874.5 | -2157 | -945.4063 | -971.9688 | 0 | 0 | 0 | 0 | 0 | 0 | 0 | 0 | 0 | 0 | 0 | 0 | 0
4 | 400 | 402 | 400 402 Variable Speed Drive Control / Food Store | 0 | 0 | 0 | 0 | 0 | -75.7627 | -79.8652 | -80.3057 | -202.0859 | -205.8281 | -210.0547 | -143.7344 | -146.9375 | -98.0312 | -241.8438 | -105.9688 | -108.875 | 0 | 0 | 0 | 0 | 0 | 0 | 0 | 0 | 0 | 0 | 0 | 0 | 0
4 | 400 | 403 | 400 403 Air Handler Optimization / Food Store | 0 | 0 | 0 | 0 | 0 | -23.9492 | -25.2012 | -25.4043 | -63.9219 | -65.1406 | 0 | 0 | 0 | 0 | 0 | 0 | 0 | 0 | 0 | 0 | 0 | 0 | 0 | 0 | 0 | 0 | 0 | 0 | 0 | 0
4 | 400 | 404 | 400 404 Electronically Commutated Motors (ECM) on an Air Handler Unit / Food Store | 0 | 0 | 0 | 0 | 0 | -33.7734 | -35.5518 | -35.8105 | -90.125 | -91.8203 | -93.6641 | -64.125 | -65.5312 | -43.7344 | -107.875 | -47.2812 | -48.5938 | 0 | 0 | 0 | 0 | 0 | 0 | 0 | 0 | 0 | 0 | 0 | 0 | 0
4 | 400 | 405 | 400 405 Demand Control Ventilation (DCV) / Food Store | 0 | 0 | 0 | 0 | 0 | -298.5317 | -314.5684 | -316.375 | -796.0469 | -810.6172 | -826.7188 | -566.1094 | -578.7031 | -386.125 | -952.4063 | -417.4063 | -429.1563 | 0 | 0 | 0 | 0 | 0 | 0 | 0 | 0 | 0 | 0 | 0 | 0 | 0
4 | 400 | 406 | 400 406 Energy Recovery Ventilation (ERV) / Food Store | 0 | 0 | 0 | 0 | 0 | -136.4238 | -143.7803 | -144.5889 | -363.7969 | -370.5078 | -378.0156 | -258.7344 | -264.5 | -176.4844 | -435.2813 | -190.75 | -196.125 | -131.5313 | -341.1875 | -353.6563 | -363.375 | -374.25 | 0 | 0 | 0 | 0 | 0 | 0 | 0 | 0
4 | 500 | 501 | 500 501 High-efficiency fan motors / Food Store | 0 | 0 | 0 | 0 | 0 | -268.4331 | -282.9053 | -284.4814 | -715.8047 | -728.9063 | -743.5391 | -509.0469 | -520.3594 | -347.2031 | -856.4375 | -375.3438 | -385.9063 | -366.25 | 0 | 0 | 0 | 0 | 0 | 0 | 0 | 0 | 0 | 0 | 0 | 0
4 | 500 | 502 | 500 502 Strip curtains for walk-ins / Food Store | 0 | 0 | 0 | 0 | 0 | -90.6587 | 0 | 0 | 0 | 0 | 0 | 0 | 0 | 0 | 0 | 0 | 0 | 0 | 0 | 0 | 0 | 0 | 0 | 0 | 0 | 0 | 0 | 0 | 0 | 0
4 | 500 | 503 | 500 503 Night covers for display cases / Food Store | 0 | 0 | 0 | 0 | 0 | -129.4912 | -136.4834 | 0 | 0 | 0 | 0 | 0 | 0 | 0 | 0 | 0 | 0 | 0 | 0 | 0 | 0 | 0 | 0 | 0 | 0 | 0 | 0 | 0 | 0 | 0
4 | 500 | 505 | 500 505 Efficient compressor motor / Food Store | 0 | 0 | 0 | 0 | 0 | -155.2412 | -163.5703 | -164.5371 | -413.9922 | -421.6016 | -429.9844 | -294.4219 | 0 | 0 | 0 | 0 | 0 | 0 | 0 | 0 | 0 | 0 | 0 | 0 | 0 | 0 | 0 | 0 | 0 | 0
4 | 500 | 507 | 500 507 Floating head pressure controls / Food Store | 0 | 0 | 0 | 0 | 0 | -160.2588 | -168.8457 | -169.8486 | -427.375 | -435.2109 | -443.8672 | -303.9375 | -310.6875 | -207.2969 | -511.3438 | -224.0938 | -230.4688 | -218.6875 | 0 | 0 | 0 | 0 | 0 | 0 | 0 | 0 | 0 | 0 | 0 | 0
4 | 500 | 510 | 500 510 Demand Defrost Electric / Food Store | 0 | 0 | 0 | 0 | 0 | -173.6006 | -182.9727 | -183.9834 | -462.9141 | -471.4219 | -480.9766 | -329.2344 | 0 | 0 | 0 | 0 | 0 | 0 | 0 | 0 | 0 | 0 | 0 | 0 | 0 | 0 | 0 | 0 | 0 | 0
4 | 500 | 513 | 500 513 High R-Value Glass Doors / Food Store | 0 | 0 | 0 | 0 | 0 | -36.3037 | -38.2285 | -38.498 | -96.8828 | -98.7188 | -100.6563 | -68.9375 | 0 | 0 | 0 | 0 | 0 | 0 | 0 | 0 | 0 | 0 | 0 | 0 | 0 | 0 | 0 | 0 | 0 | 0
4 | 500 | 515 | 500 515 Oversized Air Cooled Condenser / Food Store | 0 | 0 | 0 | 0 | 0 | -187.6655 | -197.7881 | -198.8887 | -500.4609 | -509.625 | -519.8984 | -355.9063 | -363.8125 | -242.75 | -598.75 | -262.4063 | -269.8125 | -256.0313 | 0 | 0 | 0 | 0 | 0 | 0 | 0 | 0 | 0 | 0 | 0 | 0
4 | 500 | 517 | 500 517 LED Display Lighting / Food Store | 0 | 0 | 0 | 0 | 0 | -18.4688 | -19.4258 | -19.5898 | -49.3047 | -50.2578 | -51.2578 | -35.1094 | 0 | 0 | 0 | 0 | 0 | 0 | 0 | 0 | 0 | 0 | 0 | 0 | 0 | 0 | 0 | 0 | 0 | 0
4 | 600 | 603 | 600 603 Heat Pump Water Heater (air source) / Food Store | 0 | 0 | 0 | 0 | 0 | -25.8594 | -27.2773 | -27.4287 | -69.0234 | -70.3281 | -71.9062 | -49.1406 | -50.2188 | -33.5 | -82.6562 | -36.2188 | -37.2188 | 0 | 0 | 0 | 0 | 0 | 0 | 0 | 0 | 0 | 0 | 0 | 0 | 0
4 | 600 | 606 | 600 606 Demand controlled circulating systems / Food Store | 0 | 0 | 0 | 0 | 0 | -1.8193 | -1.9453 | -1.9512 | -4.9219 | -5.0703 | -5.2969 | -3.5312 | -3.5938 | -2.4062 | -5.9375 | -2.5625 | -2.6562 | 0 | 0 | 0 | 0 | 0 | 0 | 0 | 0 | 0 | 0 | 0 | 0 | 0
4 | 600 | 608 | 600 608 Heat Recovery Unit / Food Store | 0 | 0 | 0 | 0 | 0 | -28.4492 | -29.999 | -30.168 | -75.8984 | -77.3672 | -79.0547 | -54.0312 | 0 | 0 | 0 | 0 | 0 | 0 | 0 | 0 | 0 | 0 | 0 | 0 | 0 | 0 | 0 | 0 | 0 | 0
4 | 600 | 609 | 600 609 Heat Trap / Food Store | 0 | 0 | 0 | 0 | 0 | -3.3145 | -3.4551 | -3.5352 | -8.8984 | -9.125 | -9.3047 | -6.3906 | 0 | 0 | 0 | 0 | 0 | 0 | 0 | 0 | 0 | 0 | 0 | 0 | 0 | 0 | 0 | 0 | 0 | 0
4 | 600 | 610 | 600 610 Hot Water Pipe Insulation / Food Store | 0 | 0 | 0 | 0 | 0 | -0.68066 | -0.73438 | -0.74512 | -1.8906 | -1.9688 | -2.1562 | -1.375 | -1.4062 | -0.9375 | -2.3438 | -1 | -1.0312 | 0 | 0 | 0 | 0 | 0 | 0 | 0 | 0 | 0 | 0 | 0 | 0 | 0
4 | 700 | 701 | 700 701 PC Manual Power Management Enabling / Food Store | 0 | 0 | 0 | 0 | 0 | -2.1221 | 0 | 0 | 0 | 0 | 0 | 0 | 0 | 0 | 0 | 0 | 0 | 0 | 0 | 0 | 0 | 0 | 0 | 0 | 0 | 0 | 0 | 0 | 0 | 0
4 | 700 | 702 | 700 702 PC Network Power Management Enabling / Food Store | 0 | 0 | 0 | 0 | 0 | -2.1221 | 0 | 0 | 0 | 0 | 0 | 0 | 0 | 0 | 0 | 0 | 0 | 0 | 0 | 0 | 0 | 0 | 0 | 0 | 0 | 0 | 0 | 0 | 0 | 0
4 | 710 | 711 | 710 711 Energy Star or Better Monitor / Food Store | 0 | 0 | 0 | 0 | 0 | -3.1094 | 0 | 0 | 0 | 0 | 0 | 0 | 0 | 0 | 0 | 0 | 0 | 0 | 0 | 0 | 0 | 0 | 0 | 0 | 0 | 0 | 0 | 0 | 0 | 0
4 | 710 | 712 | 710 712 Monitor Power Management Enabling / Food Store | 0 | 0 | 0 | 0 | 0 | -2.0244 | 0 | 0 | 0 | 0 | 0 | 0 | 0 | 0 | 0 | 0 | 0 | 0 | 0 | 0 | 0 | 0 | 0 | 0 | 0 | 0 | 0 | 0 | 0 | 0
4 | 730 | 732 | 730 732 Copier Power Management Enabling / Food Store | 0 | 0 | 0 | 0 | 0 | -0.68066 | -0.73438 | -0.74512 | 0 | 0 | 0 | 0 | 0 | 0 | 0 | 0 | 0 | 0 | 0 | 0 | 0 | 0 | 0 | 0 | 0 | 0 | 0 | 0 | 0 | 0
4 | 740 | 741 | 740 741 Printer Power Management Enabling / Food Store | 0 | 0 | 0 | 0 | 0 | -2.8496 | -2.9775 | 0 | 0 | 0 | 0 | 0 | 0 | 0 | 0 | 0 | 0 | 0 | 0 | 0 | 0 | 0 | 0 | 0 | 0 | 0 | 0 | 0 | 0 | 0
4 | 800 | 801 | 800 801 Convection Oven / Food Store | 0 | 0 | 0 | 0 | 0 | -17.9502 | -18.9375 | -19.041 | -47.9297 | -48.8594 | -49.9688 | -34.1406 | 0 | 0 | 0 | 0 | 0 | 0 | 0 | 0 | 0 | 0 | 0 | 0 | 0 | 0 | 0 | 0 | 0 | 0
4 | 810 | 811 | 810 811 Efficient Fryer / Food Store | 0 | 0 | 0 | 0 | 0 | -6.3623 | -6.6758 | -6.7656 | -17.0391 | -17.4375 | -17.7734 | -12.1562 | 0 | 0 | 0 | 0 | 0 | 0 | 0 | 0 | 0 | 0 | 0 | 0 | 0 | 0 | 0 | 0 | 0 | 0
4 | 900 | 901 | 900 901 Vending Misers (cooled machines only) / Food Store | 0 | 0 | 0 | 0 | 0 | -2.4346 | -2.5332 | -2.6025 | -6.5781 | -6.7422 | -6.8828 | -4.7031 | 0 | 0 | 0 | 0 | 0 | 0 | 0 | 0 | 0 | 0 | 0 | 0 | 0 | 0 | 0 | 0 | 0 | 0
5 | 110 | 111 | 110 111 Premium T8, Elecctronic Ballast / School | 0 | 0 | 0 | 0 | 0 | -125.1968 | -131.9072 | -132.6963 | -333.8594 | -340.0313 | -346.7969 | -237.4688 | -242.75 | -161.9688 | -399.5 | -175.0938 | -180 | -165.125 | -313.0938 | -324.5938 | -333.5313 | -343.4375 | -355.875 | -243.9375 | -211.4375 | -160.625 | -174.1563 | 0 | 0 | 0
5 | 110 | 114 | 110 114 Continuous Dimming / School | 0 | 0 | 0 | 0 | 0 | -175.8232 | -185.25 | -186.3389 | -468.8672 | -477.4531 | -486.9609 | -333.4688 | -340.8594 | -227.4219 | -561 | -245.875 | -252.75 | -241.2813 | -439.6875 | -455.8125 | 0 | 0 | 0 | 0 | 0 | 0 | 0 | 0 | 0 | 0
5 | 110 | 115 | 110 115 Lighting Control Tuneup / School | 0 | 0 | 0 | 0 | 0 | -18.1553 | -19.1035 | -19.2637 | 0 | 0 | 0 | 0 | 0 | 0 | 0 | 0 | 0 | 0 | 0 | 0 | 0 | 0 | 0 | 0 | 0 | 0 | 0 | 0 | 0 | 0
5 | 120 | 121 | 120 121 ROB Premium T8, 1EB / School | 0 | 0 | 0 | 0 | 0 | -54.0478 | -56.9756 | -57.2978 | -144.1563 | -146.8594 | -149.9141 | -102.5469 | -104.8281 | -69.9531 | -172.5625 | -75.5938 | -77.7812 | -71.3438 | -135.2813 | -140.25 | -144.1563 | -148.375 | -153.8125 | -105.375 | -91.375 | -69.4375 | -75.25 | 0 | 0 | 0
5 | 120 | 122 | 120 122 ROB Premium T8, EB, Reflector / School | 0 | 0 | 0 | 0 | 0 | -218.4863 | -230.207 | -231.5479 | -582.6016 | -593.2813 | -605.0938 | -414.3438 | -423.5313 | -282.6094 | -697.0625 | -305.5 | -314.0938 | -288.1563 | -546.375 | -566.4063 | -581.9375 | -599.3125 | -621.125 | -425.75 | -368.9375 | -280.25 | -303.9375 | 0 | 0 | 0
5 | 120 | 123 | 120 123 Occupancy Sensor / School | 0 | 0 | 0 | 0 | 0 | -73.9019 | -77.8545 | -78.333 | -197.125 | -200.7578 | -204.7578 | -140.2188 | -143.3281 | -95.625 | -235.875 | -103.375 | -106.1875 | 0 | 0 | 0 | 0 | 0 | 0 | 0 | 0 | 0 | 0 | 0 | 0 | 0
5 | 120 | 124 | 120 124 Lighting Control Tuneup / School | 0 | 0 | 0 | 0 | 0 | -11.1201 | -11.6963 | -11.8086 | 0 | 0 | 0 | 0 | 0 | 0 | 0 | 0 | 0 | 0 | 0 | 0 | 0 | 0 | 0 | 0 | 0 | 0 | 0 | 0 | 0 | 0
5 | 130 | 131 | 130 131 CFL Screw-in 18W / School | 0 | 0 | 0 | 0 | 0 | 0 | 0 | 0 | 0 | 0 | 0 | 0 | 0 | 0 | 0 | 0 | 0 | 0 | 0 | 0 | 0 | 0 | 0 | 0 | 0 | 0 | 0 | 0 | 0 | 0
5 | 150 | 151 | 150 151 PSMH, 250W, magnetic ballast / School | 0 | 0 | 0 | 0 | 0 | -143.6045 | -151.3096 | -152.2051 | -382.9609 | -390 | -397.7578 | -272.3594 | -278.4063 | -185.7813 | -458.2188 | -200.8125 | -206.5313 | -197.125 | 0 | 0 | 0 | 0 | 0 | 0 | 0 | 0 | 0 | 0 | 0 | 0
5 | 150 | 152 | 150 152 PSMH, 250 W, electronic ballast / School | 0 | 0 | 0 | 0 | 0 | -166.0474 | -175.0098 | -175.9844 | -442.8047 | -450.9141 | -460.0547 | -314.9219 | -321.9375 | -214.7969 | -529.8125 | -232.1875 | -238.7188 | -227.9063 | 0 | 0 | 0 | 0 | 0 | 0 | 0 | 0 | 0 | 0 | 0 | 0
5 | 150 | 153 | 150 153 High Bay T5 / School | 0 | 0 | 0 | 0 | 0 | -302.5674 | -318.877 | -320.6514 | -806.8203 | -821.5703 | -838.0391 | -573.7656 | -586.5156 | -391.3438 | -965.2813 | -423.0625 | -434.9375 | -398.9688 | 0 | 0 | 0 | 0 | 0 | 0 | 0 | 0 | 0 | 0 | 0 | 0
5 | 160 | 161 | 160 161 LED Exit Sign / School | 0 | 0 | 0 | 0 | 0 | -2.0244 | -2.1006 | -2.168 | -5.4531 | -5.6172 | -5.75 | -3.9375 | -4 | -2.6719 | -6.5938 | -2.875 | -2.9375 | -2.5625 | 0 | 0 | 0 | 0 | 0 | 0 | 0 | 0 | 0 | 0 | 0 | 0
5 | 200 | 201 | 200 201 High Pressure Sodium 250W Lamp / School | 0 | 0 | 0 | 0 | 0 | -5.7471 | -6.0322 | 0 | 0 | 0 | 0 | 0 | 0 | 0 | 0 | 0 | 0 | 0 | 0 | 0 | 0 | 0 | 0 | 0 | 0 | 0 | 0 | 0 | 0 | 0
5 | 200 | 202 | 200 202 Outdoor Lighting Controls (Photocell/Timeclock) / School | 0 | 0 | 0 | 0 | 0 | -4.501 | -4.7217 | 0 | 0 | 0 | 0 | 0 | 0 | 0 | 0 | 0 | 0 | 0 | 0 | 0 | 0 | 0 | 0 | 0 | 0 | 0 | 0 | 0 | 0 | 0
5 | 210 | 211 | 210 211 Outdoor Lighting Controls (Photocell/Timeclock) / School | 0 | 0 | 0 | 0 | 0 | -8.2236 | -8.6416 | 0 | 0 | 0 | 0 | 0 | 0 | 0 | 0 | 0 | 0 | 0 | 0 | 0 | 0 | 0 | 0 | 0 | 0 | 0 | 0 | 0 | 0 | 0
5 | 300 | 301 | 300 301 Centrifugal Chiller, 0.51 kW/ton, 500 tons / School | 0 | 0 | 0 | 0 | 0 | -97.8931 | -103.1875 | -103.7588 | -261.0625 | -265.9063 | -271.3359 | -185.7188 | -189.8125 | -126.6563 | -312.4063 | -136.9063 | -140.75 | -128.9063 | -244.8125 | -253.8125 | -260.8125 | -268.5625 | 0 | 0 | 0 | 0 | 0 | 0 | 0 | 0
5 | 300 | 302 | 300 302 High Efficiency Chiller Motors / School | 0 | 0 | 0 | 0 | 0 | -16.6553 | -17.582 | -17.6748 | -44.4766 | -45.3594 | -46.4141 | -31.6719 | -32.375 | -21.5938 | -53.2812 | -23.3438 | -24 | -22.625 | -41.6875 | -43.2188 | -44.4375 | -45.6875 | 0 | 0 | 0 | 0 | 0 | 0 | 0 | 0
5 | 300 | 304 | 300 304 EMS - Chiller / School | 0 | 0 | 0 | 0 | 0 | -55.3916 | -58.3965 | -58.7217 | -147.75 | -150.5 | -153.625 | -105.1094 | 0 | 0 | 0 | 0 | 0 | 0 | 0 | 0 | 0 | 0 | 0 | 0 | 0 | 0 | 0 | 0 | 0 | 0
5 | 300 | 305 | 300 305 Chiller Tune Up/Diagnostics / School | 0 | 0 | 0 | 0 | 0 | -224.6963 | -236.748 | -238.1289 | -599.1563 | -610.1406 | -622.2656 | -426.0938 | 0 | 0 | 0 | 0 | 0 | 0 | 0 | 0 | 0 | 0 | 0 | 0 | 0 | 0 | 0 | 0 | 0 | 0
5 | 300 | 306 | 300 306 VSD for Chiller Pumps and Towers / School | 0 | 0 | 0 | 0 | 0 | -52.2353 | -55.0098 | -55.376 | -139.3281 | -141.9297 | -144.7656 | -99.125 | -101.3281 | -67.6094 | -166.7813 | -73.0625 | -75.125 | 0 | 0 | 0 | 0 | 0 | 0 | 0 | 0 | 0 | 0 | 0 | 0 | 0
5 | 300 | 307 | 300 307 EMS Optimization / School | 0 | 0 | 0 | 0 | 0 | -16.8115 | -17.6816 | 0 | 0 | 0 | 0 | 0 | 0 | 0 | 0 | 0 | 0 | 0 | 0 | 0 | 0 | 0 | 0 | 0 | 0 | 0 | 0 | 0 | 0 | 0
5 | 300 | 308 | 300 308 Aerosole Duct Sealing / School | 0 | 0 | 0 | 0 | 0 | -34.081 | -35.9404 | -36.1426 | -90.9375 | -92.6562 | -94.6484 | -64.7188 | -66.1406 | -44.125 | -108.875 | -47.6875 | -49.0312 | 0 | 0 | 0 | 0 | 0 | 0 | 0 | 0 | 0 | 0 | 0 | 0 | 0
5 | 300 | 309 | 300 309 Duct/Pipe Insulation / School | 0 | 0 | 0 | 0 | 0 | -10.0898 | -10.6523 | -10.7158 | -26.9688 | -27.5156 | -28.2188 | -19.2188 | 0 | 0 | 0 | 0 | 0 | 0 | 0 | 0 | 0 | 0 | 0 | 0 | 0 | 0 | 0 | 0 | 0 | 0
5 | 300 | 311 | 300 311 Window Film (Standard) / School | 0 | 0 | 0 | 0 | 0 | -64.4873 | -67.9365 | -68.3613 | -172.0156 | -175.2188 | -178.6953 | -122.3594 | 0 | 0 | 0 | 0 | 0 | 0 | 0 | 0 | 0 | 0 | 0 | 0 | 0 | 0 | 0 | 0 | 0 | 0
5 | 300 | 313 | 300 313 Ceiling Insulation / School | 0 | 0 | 0 | 0 | 0 | -302.5674 | -318.877 | -320.6514 | -806.8203 | -821.5703 | -838.0391 | -573.7656 | -586.5156 | -391.3438 | -965.2813 | -423.0625 | -434.9375 | -302.75 | -756.625 | -784.375 | -805.875 | -829.9375 | 0 | 0 | 0 | 0 | 0 | 0 | 0 | 0
5 | 300 | 314 | 300 314 Roof Insulation / School | 0 | 0 | 0 | 0 | 0 | -61.2827 | -64.6055 | -64.9648 | -163.4609 | -166.5 | -169.9609 | -116.2969 | -118.875 | -79.3125 | -195.625 | -85.7188 | -88.0625 | -75.7188 | -153.1563 | -158.7813 | -163.1563 | -168 | 0 | 0 | 0 | 0 | 0 | 0 | 0 | 0
5 | 300 | 317 | 300 317 Thermal Energy Storage (TES) Positive / School | 0 | 0 | 0 | 0 | 0 | -58.8008 | -61.9395 | -62.3291 | -156.8672 | -159.7734 | -162.9609 | -111.5781 | -114.0469 | -76.0938 | -187.75 | -82.25 | -84.625 | -105.75 | -147.1875 | -152.5938 | -156.8438 | -161.4375 | -167.3125 | -114.6875 | -99.4062 | -75.5312 | -81.875 | -83.8125 | -103.4688 | -220.375
5 | 300 | 317 | 300 317 Thermal Energy Storage (TES) Negative / School | 0 | 0 | 0 | 0 | 0 | 0 | 0 | 0 | 0 | 0 | 0 | 0 | 0 | 0 | 0 | 0 | 0 | 0 | 0 | 0 | 0 | 0 | 0 | 0 | 0 | 0 | 0 | 0 | 0 | 0
5 | 320 | 321 | 320 321 DX Packaged System, EER=10.9, 10 tons / School | 0 | 0 | 0 | 0 | 0 | -122.2026 | -128.7979 | -129.5166 | -325.8984 | -331.8906 | -338.6328 | -231.7813 | -236.9219 | -158.0938 | -389.9375 | -170.875 | -175.6875 | 0 | 0 | 0 | 0 | 0 | 0 | 0 | 0 | 0 | 0 | 0 | 0 | 0
5 | 320 | 322 | 320 322 Hybrid Dessicant-DX System (Trane CDQ) / School | 0 | 0 | 0 | 0 | 0 | -233.8945 | -246.4551 | -247.877 | -623.7031 | -635.1094 | -647.7578 | -443.5469 | -453.4219 | -302.5313 | -746.2188 | -327.0625 | -336.1563 | 0 | 0 | 0 | 0 | 0 | 0 | 0 | 0 | 0 | 0 | 0 | 0 | 0
5 | 320 | 323 | 320 323 Geothermal Heat Pump, EER=13, 10 tons / School | 0 | 0 | 0 | 0 | 0 | -121.7817 | -128.3096 | -129.0771 | -324.7734 | -330.7656 | -337.3438 | -230.9844 | -236.125 | -157.5469 | -388.6563 | -170.3125 | -175.1563 | 0 | 0 | 0 | 0 | 0 | 0 | 0 | 0 | 0 | 0 | 0 | 0 | 0
5 | 320 | 326 | 320 326 DX Tune Up/ Advanced Diagnostics / School | 0 | 0 | 0 | 0 | 0 | -63.6079 | -67.0596 | -67.4297 | -169.6875 | -172.8359 | -176.3906 | -120.7031 | 0 | 0 | 0 | 0 | 0 | 0 | 0 | 0 | 0 | 0 | 0 | 0 | 0 | 0 | 0 | 0 | 0 | 0
5 | 320 | 327 | 320 327 DX Coil Cleaning / School | 0 | 0 | 0 | 0 | 0 | -213.1074 | -224.543 | 0 | 0 | 0 | 0 | 0 | 0 | 0 | 0 | 0 | 0 | 0 | 0 | 0 | 0 | 0 | 0 | 0 | 0 | 0 | 0 | 0 | 0 | 0
5 | 320 | 329 | 320 329 Aerosole Duct Sealing / School | 0 | 0 | 0 | 0 | 0 | -54.1934 | -57.1416 | -57.4522 | -144.5781 | -147.2891 | -150.3594 | -102.8438 | -105.1406 | -70.1562 | -173.0313 | -75.8125 | -77.9375 | 0 | 0 | 0 | 0 | 0 | 0 | 0 | 0 | 0 | 0 | 0 | 0 | 0
5 | 320 | 330 | 320 330 Duct/Pipe Insulation / School | 0 | 0 | 0 | 0 | 0 | -16.6553 | -17.582 | -17.6748 | -44.4766 | -45.3594 | -46.4141 | -31.6719 | 0 | 0 | 0 | 0 | 0 | 0 | 0 | 0 | 0 | 0 | 0 | 0 | 0 | 0 | 0 | 0 | 0 | 0
5 | 320 | 334 | 320 334 Ceiling Insulation / School | 0 | 0 | 0 | 0 | 0 | -480.6655 | -506.5469 | -509.3779 | -1281.648 | -1305.047 | -1331.156 | -911.4063 | -931.7031 | -621.6563 | -1533.344 | -672.0313 | -690.875 | -480.7813 | -1201.844 | -1245.906 | -1280 | -1318.375 | 0 | 0 | 0 | 0 | 0 | 0 | 0 | 0
5 | 320 | 335 | 320 335 Roof Insulation / School | 0 | 0 | 0 | 0 | 0 | -101.7231 | -107.1631 | -107.8184 | -271.2734 | -276.2813 | -281.7813 | -192.9531 | -197.2344 | -131.6094 | -324.625 | -142.25 | -146.25 | -123.5625 | -254.375 | -263.7188 | -271 | -279.0625 | 0 | 0 | 0 | 0 | 0 | 0 | 0 | 0
5 | 340 | 344 | 340 344 Aerosole Duct Sealing / School | 0 | 0 | 0 | 0 | 0 | -55.4404 | -58.4522 | -58.7734 | -147.8906 | -150.6484 | -153.8047 | -105.2188 | -107.5469 | -71.75 | -176.9688 | -77.5312 | -79.75 | 0 | 0 | 0 | 0 | 0 | 0 | 0 | 0 | 0 | 0 | 0 | 0 | 0
5 | 340 | 345 | 340 345 Duct/Pipe Insulation / School | 0 | 0 | 0 | 0 | 0 | -16.9092 | -17.793 | -17.9492 | -45.1797 | -46.0547 | -46.9844 | -32.1562 | 0 | 0 | 0 | 0 | 0 | 0 | 0 | 0 | 0 | 0 | 0 | 0 | 0 | 0 | 0 | 0 | 0 | 0
5 | 340 | 349 | 340 349 Ceiling Insulation / School | 0 | 0 | 0 | 0 | 0 | -491.5205 | -517.9971 | -520.876 | -1310.602 | -1334.531 | -1361.227 | -932.0156 | -952.7344 | -635.6875 | -1568 | -687.25 | -706.5625 | -491.6563 | -1229.125 | -1274.188 | -1309.063 | -1348.25 | 0 | 0 | 0 | 0 | 0 | 0 | 0 | 0
5 | 340 | 351 | 340 351 Cool Roof - DX / School | 0 | 0 | 0 | 0 | 0 | -505.3745 | -532.6011 | -535.5654 | -1347.547 | -1372.156 | -1399.586 | -958.2813 | -979.625 | -653.625 | -1612.219 | -706.5938 | -726.4688 | 0 | 0 | 0 | 0 | 0 | 0 | 0 | 0 | 0 | 0 | 0 | 0 | 0
5 | 360 | 361 | 360 361 HE PTAC, EER=9.6, 1 ton / School | 0 | 0 | 0 | 0 | 0 | -326.6128 | -344.21 | -346.1289 | -870.9219 | -886.8281 | -904.6094 | -619.3438 | -633.125 | -422.4375 | -1041.969 | -456.6875 | -469.5 | 0 | 0 | 0 | 0 | 0 | 0 | 0 | 0 | 0 | 0 | 0 | 0 | 0
5 | 400 | 402 | 400 402 Variable Speed Drive Control / School | 0 | 0 | 0 | 0 | 0 | -42.4111 | -44.7139 | -44.9648 | -113.1563 | -115.2813 | -117.6875 | -80.5 | -82.2812 | -54.9062 | -135.4375 | -59.3438 | -61 | 0 | 0 | 0 | 0 | 0 | 0 | 0 | 0 | 0 | 0 | 0 | 0 | 0
5 | 400 | 403 | 400 403 Air Handler Optimization / School | 0 | 0 | 0 | 0 | 0 | -12.2588 | -12.9395 | -13.0146 | -32.7812 | -33.4219 | 0 | 0 | 0 | 0 | 0 | 0 | 0 | 0 | 0 | 0 | 0 | 0 | 0 | 0 | 0 | 0 | 0 | 0 | 0 | 0
5 | 400 | 404 | 400 404 Electronically Commutated Motors (ECM) on an Air Handler Unit / School | 0 | 0 | 0 | 0 | 0 | -17.3301 | -18.293 | -18.3896 | -46.2734 | -47.1797 | -48.2656 | -32.9688 | -33.6719 | -22.4688 | -55.4375 | -24.25 | -25.0312 | 0 | 0 | 0 | 0 | 0 | 0 | 0 | 0 | 0 | 0 | 0 | 0 | 0
5 | 400 | 405 | 400 405 Demand Control Ventilation (DCV) / School | 0 | 0 | 0 | 0 | 0 | -153.7417 | -161.9824 | -162.9424 | -410.0078 | -417.5156 | -425.8281 | -291.5781 | -298.0781 | -198.8906 | -490.5625 | -215 | -221.0313 | 0 | 0 | 0 | 0 | 0 | 0 | 0 | 0 | 0 | 0 | 0 | 0 | 0
5 | 400 | 406 | 400 406 Energy Recovery Ventilation (ERV) / School | 0 | 0 | 0 | 0 | 0 | -70.2764 | -74.0898 | -74.5019 | -187.4453 | -190.9375 | -194.8828 | -133.3438 | -136.3125 | -90.9531 | -224.3438 | -98.2812 | -101.0625 | -67.6875 | -175.7813 | -182.2188 | -187.2813 | -192.8125 | 0 | 0 | 0 | 0 | 0 | 0 | 0 | 0
5 | 600 | 603 | 600 603 Heat Pump Water Heater (air source) / School | 0 | 0 | 0 | 0 | 0 | -44.0625 | -46.458 | -46.7207 | -117.5625 | -119.7734 | -122.2969 | -83.6406 | -85.4844 | -57.0469 | -140.7188 | -61.625 | -63.375 | 0 | 0 | 0 | 0 | 0 | 0 | 0 | 0 | 0 | 0 | 0 | 0 | 0
5 | 600 | 606 | 600 606 Demand controlled circulating systems / School | 0 | 0 | 0 | 0 | 0 | -3.0547 | -3.1895 | -3.2666 | -8.2266 | -8.4297 | -8.5859 | -5.875 | -6 | -4.0156 | -9.9062 | -4.3125 | -4.4375 | 0 | 0 | 0 | 0 | 0 | 0 | 0 | 0 | 0 | 0 | 0 | 0 | 0
5 | 600 | 608 | 600 608 Heat Recovery Unit / School | 0 | 0 | 0 | 0 | 0 | -48.248 | -50.8672 | -51.1514 | -128.7266 | -131.125 | -133.875 | -91.5781 | 0 | 0 | 0 | 0 | 0 | 0 | 0 | 0 | 0 | 0 | 0 | 0 | 0 | 0 | 0 | 0 | 0 | 0
5 | 600 | 609 | 600 609 Heat Trap / School | 0 | 0 | 0 | 0 | 0 | -5.6387 | -5.9102 | -6.0049 | -15.1016 | -15.4609 | -15.7734 | -10.7812 | 0 | 0 | 0 | 0 | 0 | 0 | 0 | 0 | 0 | 0 | 0 | 0 | 0 | 0 | 0 | 0 | 0 | 0
5 | 600 | 610 | 600 610 Hot Water Pipe Insulation / School | 0 | 0 | 0 | 0 | 0 | -1.1943 | -1.2783 | -1.2881 | -3.2656 | -3.3828 | -3.5938 | -2.3594 | -2.4062 | -1.5938 | -3.9688 | -1.7188 | -1.7812 | 0 | 0 | 0 | 0 | 0 | 0 | 0 | 0 | 0 | 0 | 0 | 0 | 0
5 | 700 | 701 | 700 701 PC Manual Power Management Enabling / School | 0 | 0 | 0 | 0 | 0 | -25.3955 | 0 | 0 | 0 | 0 | 0 | 0 | 0 | 0 | 0 | 0 | 0 | 0 | 0 | 0 | 0 | 0 | 0 | 0 | 0 | 0 | 0 | 0 | 0 | 0
5 | 700 | 702 | 700 702 PC Network Power Management Enabling / School | 0 | 0 | 0 | 0 | 0 | -25.3955 | 0 | 0 | 0 | 0 | 0 | 0 | 0 | 0 | 0 | 0 | 0 | 0 | 0 | 0 | 0 | 0 | 0 | 0 | 0 | 0 | 0 | 0 | 0 | 0
5 | 710 | 711 | 710 711 Energy Star or Better Monitor / School | 0 | 0 | 0 | 0 | 0 | -36.5684 | 0 | 0 | 0 | 0 | 0 | 0 | 0 | 0 | 0 | 0 | 0 | 0 | 0 | 0 | 0 | 0 | 0 | 0 | 0 | 0 | 0 | 0 | 0 | 0
5 | 710 | 712 | 710 712 Monitor Power Management Enabling / School | 0 | 0 | 0 | 0 | 0 | -23.8418 | 0 | 0 | 0 | 0 | 0 | 0 | 0 | 0 | 0 | 0 | 0 | 0 | 0 | 0 | 0 | 0 | 0 | 0 | 0 | 0 | 0 | 0 | 0 | 0
5 | 720 | 722 | 720 722 Monitor Power Management Enabling / School | 0 | 0 | 0 | 0 | 0 | -0.0068359 | 0 | 0 | 0 | 0 | 0 | 0 | 0 | 0 | 0 | 0 | 0 | 0 | 0 | 0 | 0 | 0 | 0 | 0 | 0 | 0 | 0 | 0 | 0 | 0
5 | 730 | 732 | 730 732 Copier Power Management Enabling / School | 0 | 0 | 0 | 0 | 0 | -1.5068 | -1.6123 | -1.6191 | 0 | 0 | 0 | 0 | 0 | 0 | 0 | 0 | 0 | 0 | 0 | 0 | 0 | 0 | 0 | 0 | 0 | 0 | 0 | 0 | 0 | 0
5 | 740 | 741 | 740 741 Printer Power Management Enabling / School | 0 | 0 | 0 | 0 | 0 | -15.4688 | -16.2715 | 0 | 0 | 0 | 0 | 0 | 0 | 0 | 0 | 0 | 0 | 0 | 0 | 0 | 0 | 0 | 0 | 0 | 0 | 0 | 0 | 0 | 0 | 0
5 | 800 | 801 | 800 801 Convection Oven / School | 0 | 0 | 0 | 0 | 0 | -1.917 | -2.0449 | -2.0547 | -5.2031 | -5.3594 | -5.6016 | -3.7344 | 0 | 0 | 0 | 0 | 0 | 0 | 0 | 0 | 0 | 0 | 0 | 0 | 0 | 0 | 0 | 0 | 0 | 0
5 | 810 | 811 | 810 811 Efficient Fryer / School | 0 | 0 | 0 | 0 | 0 | -0.57324 | -0.5791 | -0.63086 | -1.5781 | -1.6797 | -1.7031 | -1.1875 | 0 | 0 | 0 | 0 | 0 | 0 | 0 | 0 | 0 | 0 | 0 | 0 | 0 | 0 | 0 | 0 | 0 | 0
5 | 900 | 901 | 900 901 Vending Misers (cooled machines only) / School | 0 | 0 | 0 | 0 | 0 | -7.2959 | -7.709 | -7.7549 | -19.5391 | -19.9531 | -20.4688 | -13.9219 | 0 | 0 | 0 | 0 | 0 | 0 | 0 | 0 | 0 | 0 | 0 | 0 | 0 | 0 | 0 | 0 | 0 | 0
6 | 110 | 111 | 110 111 Premium T8, Elecctronic Ballast / College | 0 | 0 | 0 | 0 | 0 | -126.7993 | -133.5957 | -134.3945 | -338.1563 | -344.3828 | -351.2344 | -240.5 | -245.8438 | -164.0313 | -404.625 | -177.3125 | -182.3125 | -167.2188 | -317.0938 | -328.75 | -337.7813 | -347.8125 | -360.5 | -247.125 | -214.125 | -162.6563 | -176.4375 | -180.5313 | -163.7813 | -474.5625
6 | 110 | 114 | 110 114 Continuous Dimming / College | 0 | 0 | 0 | 0 | 0 | -201.1094 | -211.96 | -213.1367 | -536.2813 | -546.1016 | -557.125 | -381.4063 | -389.875 | -260.125 | -641.6563 | -281.2188 | -289.125 | -271.1563 | -502.9375 | -521.3438 | -535.6563 | -551.6875 | -571.6875 | -391.9375 | 0 | 0 | 0 | 0 | 0 | 0
6 | 110 | 115 | 110 115 Lighting Control Tuneup / College | 0 | 0 | 0 | 0 | 0 | -21.5703 | -22.7578 | -22.8838 | 0 | 0 | 0 | 0 | 0 | 0 | 0 | 0 | 0 | 0 | 0 | 0 | 0 | 0 | 0 | 0 | 0 | 0 | 0 | 0 | 0 | 0
6 | 120 | 121 | 120 121 ROB Premium T8, 1EB / College | 0 | 0 | 0 | 0 | 0 | -54.7656 | -57.7412 | -58.0635 | -146.0938 | -148.8281 | -151.9219 | -103.9219 | -106.2344 | -70.8906 | -174.8438 | -76.5938 | -78.7812 | -72.2188 | -137 | -142.0313 | -145.9375 | -150.25 | -155.6875 | -106.75 | -92.5312 | -70.2812 | -76.2188 | -77.9688 | -70.7188 | -205.0625
6 | 120 | 122 | 120 122 ROB Premium T8, EB, Reflector / College | 0 | 0 | 0 | 0 | 0 | -221.2759 | -233.2051 | -234.5098 | -590.0625 | -600.8672 | -612.9609 | -419.6406 | -428.9844 | -286.2188 | -705.9688 | -309.4063 | -318.1875 | -291.9063 | -553.5 | -573.7813 | -589.5 | -607.125 | -629.1875 | -431.3125 | -373.75 | -283.875 | -307.9063 | -315.125 | -285.9375 | -828.25
6 | 120 | 123 | 120 123 Occupancy Sensor / College | 0 | 0 | 0 | 0 | 0 | -74.8296 | -78.832 | -79.3223 | -199.5938 | -203.3125 | -207.3359 | -141.9688 | -145.125 | -96.8281 | -238.8438 | -104.6563 | -107.625 | -98.3125 | -187.1875 | -194 | 0 | 0 | 0 | 0 | 0 | 0 | 0 | 0 | 0 | 0
6 | 120 | 124 | 120 124 Lighting Control Tuneup / College | 0 | 0 | 0 | 0 | 0 | -12.7764 | -13.4395 | -13.5635 | 0 | 0 | 0 | 0 | 0 | 0 | 0 | 0 | 0 | 0 | 0 | 0 | 0 | 0 | 0 | 0 | 0 | 0 | 0 | 0 | 0 | 0
6 | 130 | 131 | 130 131 CFL Screw-in 18W / College | 0 | 0 | 0 | 0 | 0 | -1266.205 | 0 | 0 | 0 | 0 | 0 | 0 | 0 | 0 | 0 | 0 | 0 | 0 | 0 | 0 | 0 | 0 | 0 | 0 | 0 | 0 | 0 | 0 | 0 | 0
6 | 150 | 151 | 150 151 PSMH, 250W, magnetic ballast / College | 0 | 0 | 0 | 0 | 0 | -164.2886 | -173.1553 | -174.126 | -438.1172 | -446.1641 | -455.1797 | -311.5781 | -318.5156 | -212.5156 | -524.2188 | -229.7188 | -236.25 | -221.5938 | -411 | -426.0625 | -437.7813 | -450.8125 | 0 | 0 | 0 | 0 | 0 | 0 | 0 | 0
6 | 150 | 152 | 150 152 PSMH, 250 W, electronic ballast / College | 0 | 0 | 0 | 0 | 0 | -189.9365 | -200.1875 | -201.2959 | -506.5156 | -515.8047 | -526.1875 | -360.2188 | -368.2344 | -245.7031 | -606.0313 | -265.5938 | -273.0625 | -256.0938 | -475 | -492.4375 | -505.9375 | -521.0625 | 0 | 0 | 0 | 0 | 0 | 0 | 0 | 0
6 | 150 | 153 | 150 153 High Bay T5 / College | 0 | 0 | 0 | 0 | 0 | -306.5488 | -323.0752 | -324.8711 | -817.4219 | -832.3672 | -849.0469 | -581.3125 | -594.2344 | -396.4844 | -977.9688 | -428.625 | -440.6563 | -404.3438 | -766.5938 | -794.6875 | -816.4688 | -840.875 | 0 | 0 | 0 | 0 | 0 | 0 | 0 | 0
6 | 160 | 161 | 160 161 LED Exit Sign / College | 0 | 0 | 0 | 0 | 0 | -2.5908 | -2.7559 | -2.7686 | -6.9688 | -7.1562 | -7.4531 | -5.0156 | -5.1094 | -3.4062 | -8.4062 | -3.6562 | -3.7812 | -2.5625 | 0 | 0 | 0 | 0 | 0 | 0 | 0 | 0 | 0 | 0 | 0 | 0
6 | 200 | 201 | 200 201 High Pressure Sodium 250W Lamp / College | 0 | 0 | 0 | 0 | 0 | -12.8848 | -13.5947 | 0 | 0 | 0 | 0 | 0 | 0 | 0 | 0 | 0 | 0 | 0 | 0 | 0 | 0 | 0 | 0 | 0 | 0 | 0 | 0 | 0 | 0 | 0
6 | 200 | 202 | 200 202 Outdoor Lighting Controls (Photocell/Timeclock) / College | 0 | 0 | 0 | 0 | 0 | -10.1435 | -10.7188 | 0 | 0 | 0 | 0 | 0 | 0 | 0 | 0 | 0 | 0 | 0 | 0 | 0 | 0 | 0 | 0 | 0 | 0 | 0 | 0 | 0 | 0 | 0
6 | 210 | 211 | 210 211 Outdoor Lighting Controls (Photocell/Timeclock) / College | 0 | 0 | 0 | 0 | 0 | -17.2217 | -18.126 | 0 | 0 | 0 | 0 | 0 | 0 | 0 | 0 | 0 | 0 | 0 | 0 | 0 | 0 | 0 | 0 | 0 | 0 | 0 | 0 | 0 | 0 | 0
6 | 300 | 301 | 300 301 Centrifugal Chiller, 0.51 kW/ton, 500 tons / College | 0 | 0 | 0 | 0 | 0 | -71.4199 | -75.2783 | -75.709 | -190.4766 | -194.0156 | -198.0313 | -135.5 | -138.5 | -92.4219 | -227.9375 | -99.875 | -102.7813 | -94.0938 | -178.75 | -185.3125 | -190.4063 | -196.0625 | 0 | 0 | 0 | 0 | 0 | 0 | 0 | 0
6 | 300 | 302 | 300 302 High Efficiency Chiller Motors / College | 0 | 0 | 0 | 0 | 0 | -11.8486 | -12.5068 | -12.5801 | -31.6562 | -32.3281 | -33.0938 | -22.5625 | -23.0469 | -15.375 | -37.9375 | -16.5938 | -17.0625 | -16.1562 | -29.6875 | -30.75 | -31.625 | -32.5 | 0 | 0 | 0 | 0 | 0 | 0 | 0 | 0
6 | 300 | 304 | 300 304 EMS - Chiller / College | 0 | 0 | 0 | 0 | 0 | -39.3574 | -41.4492 | -41.7285 | -104.9922 | -106.9688 | -109.1016 | -74.7188 | 0 | 0 | 0 | 0 | 0 | 0 | 0 | 0 | 0 | 0 | 0 | 0 | 0 | 0 | 0 | 0 | 0 | 0
6 | 300 | 305 | 300 305 Chiller Tune Up/Diagnostics / College | 0 | 0 | 0 | 0 | 0 | -163.9814 | -172.833 | -173.7939 | -437.2734 | -445.3203 | -454.3125 | -311.0156 | 0 | 0 | 0 | 0 | 0 | 0 | 0 | 0 | 0 | 0 | 0 | 0 | 0 | 0 | 0 | 0 | 0 | 0
6 | 300 | 306 | 300 306 VSD for Chiller Pumps and Towers / College | 0 | 0 | 0 | 0 | 0 | -37.1348 | -39.1055 | -39.373 | -99.0703 | -100.9453 | -102.9375 | -70.5156 | -72.0469 | -48.0781 | -118.625 | -51.9688 | -53.4062 | 0 | 0 | 0 | 0 | 0 | 0 | 0 | 0 | 0 | 0 | 0 | 0 | 0
6 | 300 | 307 | 300 307 EMS Optimization / College | 0 | 0 | 0 | 0 | 0 | -12.2588 | -12.8955 | 0 | 0 | 0 | 0 | 0 | 0 | 0 | 0 | 0 | 0 | 0 | 0 | 0 | 0 | 0 | 0 | 0 | 0 | 0 | 0 | 0 | 0 | 0
6 | 300 | 308 | 300 308 Aerosole Duct Sealing / College | 0 | 0 | 0 | 0 | 0 | -24.8828 | -26.2334 | -26.3877 | -66.3906 | -67.6641 | -69.1484 | -47.25 | -48.3125 | -32.2344 | -79.5312 | -34.8125 | -35.8125 | 0 | 0 | 0 | 0 | 0 | 0 | 0 | 0 | 0 | 0 | 0 | 0 | 0
6 | 300 | 309 | 300 309 Duct/Pipe Insulation / College | 0 | 0 | 0 | 0 | 0 | -7.1924 | -7.543 | -7.6455 | -19.2578 | -19.6641 | -20.0547 | -13.7344 | 0 | 0 | 0 | 0 | 0 | 0 | 0 | 0 | 0 | 0 | 0 | 0 | 0 | 0 | 0 | 0 | 0 | 0
6 | 300 | 311 | 300 311 Window Film (Standard) / College | 0 | 0 | 0 | 0 | 0 | -46.9102 | -49.456 | -49.7334 | -125.1406 | -127.4766 | -130.1641 | -89.0312 | 0 | 0 | 0 | 0 | 0 | 0 | 0 | 0 | 0 | 0 | 0 | 0 | 0 | 0 | 0 | 0 | 0 | 0
6 | 300 | 313 | 300 313 Ceiling Insulation / College | 0 | 0 | 0 | 0 | 0 | -220.9146 | -232.7725 | -234.127 | -589.1094 | -599.8906 | -611.8203 | -418.9531 | -428.2656 | -285.7344 | -704.8125 | -308.9063 | -317.5938 | -221.0313 | -552.4688 | -572.6875 | -588.4063 | -606 | 0 | 0 | 0 | 0 | 0 | 0 | 0 | 0
6 | 300 | 314 | 300 314 Roof Insulation / College | 0 | 0 | 0 | 0 | 0 | -43.4902 | -45.8584 | -46.1084 | -116.0469 | -118.2109 | -120.7109 | -82.5469 | -84.3906 | -56.3125 | -138.9063 | -60.8438 | -62.6562 | -54.375 | -108.9375 | -112.9375 | -116.0625 | -119.4375 | 0 | 0 | 0 | 0 | 0 | 0 | 0 | 0
6 | 300 | 317 | 300 317 Thermal Energy Storage (TES) Positive / College | 0 | 0 | 0 | 0 | 0 | -41.8389 | -44.0586 | -44.3643 | -111.6406 | -113.7188 | -115.9844 | -79.4062 | -81.1719 | -54.1562 | -133.625 | -58.5312 | -60.1875 | -75.1562 | -104.6875 | -108.5 | -111.5 | -114.8125 | -118.9375 | -81.5 | -70.6875 | -53.6875 | -58.2188 | -59.5938 | -73.5625 | -156.6875
6 | 300 | 317 | 300 317 Thermal Energy Storage (TES) Negative / College | 0 | 0 | 0 | 0 | 0 | 0 | 0 | 0 | 0 | 0 | 0 | 0 | 0 | 0 | 0 | 0 | 0 | 0 | 0 | 0 | 0 | 0 | 0 | 0 | 0 | 0 | 0 | 0 | 0 | 0
6 | 320 | 321 | 320 321 DX Packaged System, EER=10.9, 10 tons / College | 0 | 0 | 0 | 0 | 0 | -89.207 | -93.9688 | -94.5537 | -237.9219 | -242.3047 | -247.1328 | -169.2344 | -172.9844 | -115.4219 | -284.7188 | -124.75 | -128.3438 | 0 | 0 | 0 | 0 | 0 | 0 | 0 | 0 | 0 | 0 | 0 | 0 | 0
6 | 320 | 322 | 320 322 Hybrid Dessicant-DX System (Trane CDQ) / College | 0 | 0 | 0 | 0 | 0 | -166.2578 | -175.2324 | -176.2012 | -443.3672 | -451.4922 | -460.625 | -315.3125 | -322.3281 | -215.0469 | -530.4688 | -232.5 | -239.0313 | 0 | 0 | 0 | 0 | 0 | 0 | 0 | 0 | 0 | 0 | 0 | 0 | 0
6 | 320 | 323 | 320 323 Geothermal Heat Pump, EER=13, 10 tons / College | 0 | 0 | 0 | 0 | 0 | -86.5147 | -91.1924 | -91.7002 | -230.7656 | -235.0313 | -239.8281 | -164.1406 | -167.7656 | -111.9531 | -276.1563 | -121 | -124.4063 | 0 | 0 | 0 | 0 | 0 | 0 | 0 | 0 | 0 | 0 | 0 | 0 | 0
6 | 320 | 326 | 320 326 DX Tune Up/ Advanced Diagnostics / College | 0 | 0 | 0 | 0 | 0 | -45.206 | -47.6016 | -47.9268 | -120.5938 | -122.8438 | -125.2891 | -85.7812 | 0 | 0 | 0 | 0 | 0 | 0 | 0 | 0 | 0 | 0 | 0 | 0 | 0 | 0 | 0 | 0 | 0 | 0
6 | 320 | 327 | 320 327 DX Coil Cleaning / College | 0 | 0 | 0 | 0 | 0 | -155.603 | -164.0039 | 0 | 0 | 0 | 0 | 0 | 0 | 0 | 0 | 0 | 0 | 0 | 0 | 0 | 0 | 0 | 0 | 0 | 0 | 0 | 0 | 0 | 0 | 0
6 | 320 | 329 | 320 329 Aerosole Duct Sealing / College | 0 | 0 | 0 | 0 | 0 | -39.5625 | -41.6602 | -41.9463 | -105.5781 | -107.5469 | -109.6953 | -75.1094 | -76.7812 | -51.2188 | -126.375 | -55.3438 | -56.9375 | 0 | 0 | 0 | 0 | 0 | 0 | 0 | 0 | 0 | 0 | 0 | 0 | 0
6 | 320 | 330 | 320 330 Duct/Pipe Insulation / College | 0 | 0 | 0 | 0 | 0 | -11.8486 | -12.5068 | -12.5801 | -31.6562 | -32.3281 | -33.0938 | -22.5625 | 0 | 0 | 0 | 0 | 0 | 0 | 0 | 0 | 0 | 0 | 0 | 0 | 0 | 0 | 0 | 0 | 0 | 0
6 | 320 | 334 | 320 334 Ceiling Insulation / College | 0 | 0 | 0 | 0 | 0 | -350.9653 | -369.876 | -371.9385 | -935.8438 | -952.9609 | -972.0547 | -665.5313 | -680.3281 | -453.9375 | -1119.688 | -490.7188 | -504.5313 | -351.0938 | -877.6875 | -909.875 | -934.7813 | -962.75 | 0 | 0 | 0 | 0 | 0 | 0 | 0 | 0
6 | 320 | 335 | 320 335 Roof Insulation / College | 0 | 0 | 0 | 0 | 0 | -72.2939 | -76.1553 | -76.6348 | -192.8359 | -196.4219 | -200.3281 | -137.1719 | -140.2188 | -93.5625 | -230.75 | -101.125 | -103.9688 | -88.8125 | -180.8438 | -187.4688 | -192.6563 | -198.375 | 0 | 0 | 0 | 0 | 0 | 0 | 0 | 0
6 | 340 | 344 | 340 344 Aerosole Duct Sealing / College | 0 | 0 | 0 | 0 | 0 | -40.4424 | -42.6484 | -42.8838 | -107.9063 | -109.9219 | -112.2734 | -76.7812 | -78.4688 | -52.3594 | -129.1563 | -56.5938 | -58.1875 | 0 | 0 | 0 | 0 | 0 | 0 | 0 | 0 | 0 | 0 | 0 | 0 | 0
6 | 340 | 345 | 340 345 Duct/Pipe Insulation / College | 0 | 0 | 0 | 0 | 0 | -12.0049 | -12.6738 | -12.7402 | -32.0781 | -32.7031 | -33.5156 | -22.8594 | 0 | 0 | 0 | 0 | 0 | 0 | 0 | 0 | 0 | 0 | 0 | 0 | 0 | 0 | 0 | 0 | 0 | 0
6 | 340 | 349 | 340 349 Ceiling Insulation / College | 0 | 0 | 0 | 0 | 0 | -358.8799 | -378.1611 | -380.3262 | -956.9375 | -974.4531 | -993.8359 | -680.5313 | -695.6719 | -464.1563 | -1144.906 | -501.7813 | -515.9063 | -358.9688 | -897.4688 | -930.3438 | -955.8438 | -984.4375 | 0 | 0 | 0 | 0 | 0 | 0 | 0 | 0
6 | 340 | 351 | 340 351 Cool Roof - DX / College | 0 | 0 | 0 | 0 | 0 | -356.7651 | -375.9287 | -378.0791 | -951.2969 | -968.6875 | -987.9453 | -676.5 | -691.5469 | -461.4219 | -1138.156 | -498.8125 | -512.9063 | 0 | 0 | 0 | 0 | 0 | 0 | 0 | 0 | 0 | 0 | 0 | 0 | 0
6 | 360 | 361 | 360 361 HE PTAC, EER=9.6, 1 ton / College | 0 | 0 | 0 | 0 | 0 | -238.4482 | -251.2529 | -252.7031 | -635.8203 | -647.4844 | -660.3594 | -452.1875 | -462.2344 | -308.4219 | -760.7188 | -333.4063 | -342.7813 | 0 | 0 | 0 | 0 | 0 | 0 | 0 | 0 | 0 | 0 | 0 | 0 | 0
6 | 400 | 402 | 400 402 Variable Speed Drive Control / College | 0 | 0 | 0 | 0 | 0 | -47.8389 | -50.3779 | -50.7168 | -127.6016 | -129.9922 | -132.5859 | -90.8125 | -92.7812 | -61.9219 | -152.75 | -66.9062 | -68.8125 | 0 | 0 | 0 | 0 | 0 | 0 | 0 | 0 | 0 | 0 | 0 | 0 | 0
6 | 400 | 403 | 400 403 Air Handler Optimization / College | 0 | 0 | 0 | 0 | 0 | -13.8662 | -14.584 | -14.7129 | -37.0156 | -37.7734 | 0 | 0 | 0 | 0 | 0 | 0 | 0 | 0 | 0 | 0 | 0 | 0 | 0 | 0 | 0 | 0 | 0 | 0 | 0 | 0
6 | 400 | 404 | 400 404 Electronically Commutated Motors (ECM) on an Air Handler Unit / College | 0 | 0 | 0 | 0 | 0 | -19.6016 | -20.6367 | -20.7969 | -52.3672 | -53.3516 | -54.4062 | -37.2812 | -38.0938 | -25.4062 | -62.6562 | -27.4375 | -28.25 | 0 | 0 | 0 | 0 | 0 | 0 | 0 | 0 | 0 | 0 | 0 | 0 | 0
6 | 400 | 405 | 400 405 Demand Control Ventilation (DCV) / College | 0 | 0 | 0 | 0 | 0 | -173.2876 | -182.584 | -183.6572 | -462.1094 | -470.5781 | -479.9531 | -328.6406 | -335.9531 | -224.1563 | -552.9375 | -242.3125 | -249.125 | 0 | 0 | 0 | 0 | 0 | 0 | 0 | 0 | 0 | 0 | 0 | 0 | 0
6 | 400 | 406 | 400 406 Energy Recovery Ventilation (ERV) / College | 0 | 0 | 0 | 0 | 0 | -79.1777 | -83.4522 | -83.9248 | -211.1797 | -215.0703 | -219.5078 | -150.2188 | -153.5313 | -102.4531 | -252.6875 | -110.7188 | -113.8438 | -76.2812 | -198 | -205.2813 | -210.9375 | -217.1875 | 0 | 0 | 0 | 0 | 0 | 0 | 0 | 0
6 | 600 | 603 | 600 603 Heat Pump Water Heater (air source) / College | 0 | 0 | 0 | 0 | 0 | -22.4443 | -23.624 | -23.8154 | -59.9375 | -61.0859 | -62.2969 | -42.6562 | -43.5938 | -29.0938 | -71.7812 | -31.4062 | -32.3125 | 0 | 0 | 0 | 0 | 0 | 0 | 0 | 0 | 0 | 0 | 0 | 0 | 0
6 | 600 | 606 | 600 606 Demand controlled circulating systems / College | 0 | 0 | 0 | 0 | 0 | -1.5068 | -1.6123 | -1.6191 | -4.1094 | -4.2266 | -4.4609 | -2.9531 | -3.0156 | -2 | -4.9375 | -2.125 | -2.2812 | 0 | 0 | 0 | 0 | 0 | 0 | 0 | 0 | 0 | 0 | 0 | 0 | 0
6 | 600 | 608 | 600 608 Heat Recovery Unit / College | 0 | 0 | 0 | 0 | 0 | -24.6182 | -25.9678 | -26.1143 | -65.7109 | -66.9688 | -68.4609 | -46.7656 | 0 | 0 | 0 | 0 | 0 | 0 | 0 | 0 | 0 | 0 | 0 | 0 | 0 | 0 | 0 | 0 | 0 | 0
6 | 600 | 609 | 600 609 Heat Trap / College | 0 | 0 | 0 | 0 | 0 | -2.8496 | -3.0225 | -3.043 | -7.6719 | -7.875 | -8.1719 | -5.5 | 0 | 0 | 0 | 0 | 0 | 0 | 0 | 0 | 0 | 0 | 0 | 0 | 0 | 0 | 0 | 0 | 0 | 0
6 | 600 | 610 | 600 610 Hot Water Pipe Insulation / College | 0 | 0 | 0 | 0 | 0 | -0.57324 | -0.63477 | -0.63086 | -1.5781 | -1.6797 | -1.8828 | -1.1875 | -1.2188 | -0.79688 | -2 | -0.84375 | -0.875 | 0 | 0 | 0 | 0 | 0 | 0 | 0 | 0 | 0 | 0 | 0 | 0 | 0
6 | 700 | 701 | 700 701 PC Manual Power Management Enabling / College | 0 | 0 | 0 | 0 | 0 | -45.0498 | 0 | 0 | 0 | 0 | 0 | 0 | 0 | 0 | 0 | 0 | 0 | 0 | 0 | 0 | 0 | 0 | 0 | 0 | 0 | 0 | 0 | 0 | 0 | 0
6 | 700 | 702 | 700 702 PC Network Power Management Enabling / College | 0 | 0 | 0 | 0 | 0 | -45.0498 | 0 | 0 | 0 | 0 | 0 | 0 | 0 | 0 | 0 | 0 | 0 | 0 | 0 | 0 | 0 | 0 | 0 | 0 | 0 | 0 | 0 | 0 | 0 | 0
6 | 710 | 711 | 710 711 Energy Star or Better Monitor / College | 0 | 0 | 0 | 0 | 0 | -66.9746 | 0 | 0 | 0 | 0 | 0 | 0 | 0 | 0 | 0 | 0 | 0 | 0 | 0 | 0 | 0 | 0 | 0 | 0 | 0 | 0 | 0 | 0 | 0 | 0
6 | 710 | 712 | 710 712 Monitor Power Management Enabling / College | 0 | 0 | 0 | 0 | 0 | -42.2549 | 0 | 0 | 0 | 0 | 0 | 0 | 0 | 0 | 0 | 0 | 0 | 0 | 0 | 0 | 0 | 0 | 0 | 0 | 0 | 0 | 0 | 0 | 0 | 0
6 | 720 | 721 | 720 721 Energy Star or Better Monitor / College | 0 | 0 | 0 | 0 | 0 | 0 | 0 | 0 | 0 | 0 | 0 | 0 | 0 | 0 | 0 | 0 | 0 | 0 | 0 | 0 | 0 | 0 | 0 | 0 | 0 | 0 | 0 | 0 | 0 | 0
6 | 720 | 722 | 720 722 Monitor Power Management Enabling / College | 0 | 0 | 0 | 0 | 0 | -0.054688 | 0 | 0 | 0 | 0 | 0 | 0 | 0 | 0 | 0 | 0 | 0 | 0 | 0 | 0 | 0 | 0 | 0 | 0 | 0 | 0 | 0 | 0 | 0 | 0
6 | 730 | 732 | 730 732 Copier Power Management Enabling / College | 0 | 0 | 0 | 0 | 0 | -1.8193 | -1.8779 | -1.9512 | 0 | 0 | 0 | 0 | 0 | 0 | 0 | 0 | 0 | 0 | 0 | 0 | 0 | 0 | 0 | 0 | 0 | 0 | 0 | 0 | 0 | 0
6 | 740 | 741 | 740 741 Printer Power Management Enabling / College | 0 | 0 | 0 | 0 | 0 | -27.9316 | -29.4541 | 0 | 0 | 0 | 0 | 0 | 0 | 0 | 0 | 0 | 0 | 0 | 0 | 0 | 0 | 0 | 0 | 0 | 0 | 0 | 0 | 0 | 0 | 0
6 | 800 | 801 | 800 801 Convection Oven / College | 0 | 0 | 0 | 0 | 0 | -0.88574 | -0.95703 | -0.96191 | -2.4219 | -2.5469 | -2.7266 | -1.7812 | 0 | 0 | 0 | 0 | 0 | 0 | 0 | 0 | 0 | 0 | 0 | 0 | 0 | 0 | 0 | 0 | 0 | 0
6 | 810 | 811 | 810 811 Efficient Fryer / College | 0 | 0 | 0 | 0 | 0 | -0.16309 | -0.20117 | -0.19629 | -0.49219 | -0.57812 | -0.71875 | -0.40625 | 0 | 0 | 0 | 0 | 0 | 0 | 0 | 0 | 0 | 0 | 0 | 0 | 0 | 0 | 0 | 0 | 0 | 0
6 | 900 | 901 | 900 901 Vending Misers (cooled machines only) / College | 0 | 0 | 0 | 0 | 0 | -3.832 | -4.0547 | -4.084 | -10.2734 | -10.5391 | -10.8906 | -7.3594 | 0 | 0 | 0 | 0 | 0 | 0 | 0 | 0 | 0 | 0 | 0 | 0 | 0 | 0 | 0 | 0 | 0 | 0
7 | 110 | 111 | 110 111 Premium T8, Elecctronic Ballast / Hospital | 0 | 0 | 0 | 0 | 0 | -225.624 | -237.7813 | -239.1123 | -601.6484 | -612.6641 | -624.9844 | -427.8594 | -437.375 | -291.8281 | 0 | 0 | 0 | 0 | 0 | 0 | 0 | 0 | 0 | 0 | 0 | 0 | 0 | 0 | 0 | 0
7 | 110 | 114 | 110 114 Continuous Dimming / Hospital | 0 | 0 | 0 | 0 | 0 | -272.625 | -287.3252 | -288.9238 | -726.9688 | -740.2891 | -755.1563 | 0 | 0 | 0 | 0 | 0 | 0 | 0 | 0 | 0 | 0 | 0 | 0 | 0 | 0 | 0 | 0 | 0 | 0 | 0
7 | 110 | 115 | 110 115 Lighting Control Tuneup / Hospital | 0 | 0 | 0 | 0 | 0 | -29.2207 | -30.8203 | -30.9912 | 0 | 0 | 0 | 0 | 0 | 0 | 0 | 0 | 0 | 0 | 0 | 0 | 0 | 0 | 0 | 0 | 0 | 0 | 0 | 0 | 0 | 0
7 | 120 | 121 | 120 121 ROB Premium T8, 1EB / Hospital | 0 | 0 | 0 | 0 | 0 | -97.4829 | -102.6982 | -103.3242 | -259.9688 | -264.7813 | -270.0547 | -184.9219 | -189.0156 | -126.125 | 0 | 0 | 0 | 0 | 0 | 0 | 0 | 0 | 0 | 0 | 0 | 0 | 0 | 0 | 0 | 0
7 | 120 | 122 | 120 122 ROB Premium T8, EB, Reflector / Hospital | 0 | 0 | 0 | 0 | 0 | -393.7852 | -415 | -417.3135 | -1050.023 | -1069.203 | -1090.609 | -746.7188 | -763.3281 | -509.2969 | 0 | 0 | 0 | 0 | 0 | 0 | 0 | 0 | 0 | 0 | 0 | 0 | 0 | 0 | 0 | 0
7 | 120 | 123 | 120 123 Occupancy Sensor / Hospital | 0 | 0 | 0 | 0 | 0 | -133.1602 | -140.293 | -141.1348 | -355.1016 | 0 | 0 | 0 | 0 | 0 | 0 | 0 | 0 | 0 | 0 | 0 | 0 | 0 | 0 | 0 | 0 | 0 | 0 | 0 | 0 | 0
7 | 120 | 124 | 120 124 Lighting Control Tuneup / Hospital | 0 | 0 | 0 | 0 | 0 | -17.2764 | -18.2266 | -18.3379 | 0 | 0 | 0 | 0 | 0 | 0 | 0 | 0 | 0 | 0 | 0 | 0 | 0 | 0 | 0 | 0 | 0 | 0 | 0 | 0 | 0 | 0
7 | 130 | 131 | 130 131 CFL Screw-in 18W / Hospital | 0 | 0 | 0 | 0 | 0 | 0 | 0 | 0 | 0 | 0 | 0 | 0 | 0 | 0 | 0 | 0 | 0 | 0 | 0 | 0 | 0 | 0 | 0 | 0 | 0 | 0 | 0 | 0 | 0 | 0
7 | 150 | 151 | 150 151 PSMH, 250W, magnetic ballast / Hospital | 0 | 0 | 0 | 0 | 0 | -222.7271 | -234.7383 | -236.042 | -593.9063 | -604.7813 | 0 | 0 | 0 | 0 | 0 | 0 | 0 | 0 | 0 | 0 | 0 | 0 | 0 | 0 | 0 | 0 | 0 | 0 | 0 | 0
7 | 150 | 152 | 150 152 PSMH, 250 W, electronic ballast / Hospital | 0 | 0 | 0 | 0 | 0 | -257.4761 | -271.3545 | -272.8633 | -686.5703 | -699.1563 | 0 | 0 | 0 | 0 | 0 | 0 | 0 | 0 | 0 | 0 | 0 | 0 | 0 | 0 | 0 | 0 | 0 | 0 | 0 | 0
7 | 150 | 153 | 150 153 High Bay T5 / Hospital | 0 | 0 | 0 | 0 | 0 | -545.4053 | -574.7261 | -577.9785 | -1454.273 | -1480.813 | 0 | 0 | 0 | 0 | 0 | 0 | 0 | 0 | 0 | 0 | 0 | 0 | 0 | 0 | 0 | 0 | 0 | 0 | 0 | 0
7 | 160 | 161 | 160 161 LED Exit Sign / Hospital | 0 | 0 | 0 | 0 | 0 | -0.054688 | -0.079102 | -0.081055 | -0.23438 | -0.28906 | -0.44531 | -0.20312 | -0.20312 | -0.125 | -0.34375 | -0.125 | -0.1875 | -0.125 | 0 | 0 | 0 | 0 | 0 | 0 | 0 | 0 | 0 | 0 | 0 | 0
7 | 200 | 201 | 200 201 High Pressure Sodium 250W Lamp / Hospital | 0 | 0 | 0 | 0 | 0 | -1.2959 | -1.334 | 0 | 0 | 0 | 0 | 0 | 0 | 0 | 0 | 0 | 0 | 0 | 0 | 0 | 0 | 0 | 0 | 0 | 0 | 0 | 0 | 0 | 0 | 0
7 | 200 | 202 | 200 202 Outdoor Lighting Controls (Photocell/Timeclock) / Hospital | 0 | 0 | 0 | 0 | 0 | -0.98926 | -1.0127 | 0 | 0 | 0 | 0 | 0 | 0 | 0 | 0 | 0 | 0 | 0 | 0 | 0 | 0 | 0 | 0 | 0 | 0 | 0 | 0 | 0 | 0 | 0
7 | 210 | 211 | 210 211 Outdoor Lighting Controls (Photocell/Timeclock) / Hospital | 0 | 0 | 0 | 0 | 0 | -7.0908 | -7.4424 | 0 | 0 | 0 | 0 | 0 | 0 | 0 | 0 | 0 | 0 | 0 | 0 | 0 | 0 | 0 | 0 | 0 | 0 | 0 | 0 | 0 | 0 | 0
7 | 300 | 301 | 300 301 Centrifugal Chiller, 0.51 kW/ton, 500 tons / Hospital | 0 | 0 | 0 | 0 | 0 | -320.5107 | -337.7241 | -339.6621 | -854.6484 | -870.2578 | -887.5859 | -607.7656 | -621.2969 | -414.5469 | -1022.5 | -448.1563 | -460.75 | -422 | -801.5 | -830.9063 | -853.6563 | -879.1875 | 0 | 0 | 0 | 0 | 0 | 0 | 0 | 0
7 | 300 | 302 | 300 302 High Efficiency Chiller Motors / Hospital | 0 | 0 | 0 | 0 | 0 | -44.7363 | -47.169 | -47.4287 | -119.3594 | -121.5938 | -124.1484 | -84.9219 | -86.7969 | -57.9062 | -142.875 | -62.5625 | -64.2812 | -62.8125 | -111.7813 | -115.875 | -119.0938 | -122.5625 | 0 | 0 | 0 | 0 | 0 | 0 | 0 | 0
7 | 300 | 304 | 300 304 EMS - Chiller / Hospital | 0 | 0 | 0 | 0 | 0 | -148.1577 | -156.1074 | -157.0244 | -395.1094 | -402.3672 | -410.3906 | -281 | 0 | 0 | 0 | 0 | 0 | 0 | 0 | 0 | 0 | 0 | 0 | 0 | 0 | 0 | 0 | 0 | 0 | 0
7 | 300 | 305 | 300 305 Chiller Tune Up/Diagnostics / Hospital | 0 | 0 | 0 | 0 | 0 | -735.6963 | -775.312 | -779.6387 | -1961.648 | -1997.453 | -2037.32 | -1394.969 | 0 | 0 | 0 | 0 | 0 | 0 | 0 | 0 | 0 | 0 | 0 | 0 | 0 | 0 | 0 | 0 | 0 | 0
7 | 300 | 306 | 300 306 VSD for Chiller Pumps and Towers / Hospital | 0 | 0 | 0 | 0 | 0 | -139.8335 | -147.334 | -148.2021 | -372.9219 | -379.7734 | -387.3125 | -265.2188 | -271.1094 | -180.8906 | -446.1875 | -195.5313 | -201.0313 | 0 | 0 | 0 | 0 | 0 | 0 | 0 | 0 | 0 | 0 | 0 | 0 | 0
7 | 300 | 307 | 300 307 EMS Optimization / Hospital | 0 | 0 | 0 | 0 | 0 | -55.2353 | -58.2305 | 0 | 0 | 0 | 0 | 0 | 0 | 0 | 0 | 0 | 0 | 0 | 0 | 0 | 0 | 0 | 0 | 0 | 0 | 0 | 0 | 0 | 0 | 0
7 | 300 | 308 | 300 308 Aerosole Duct Sealing / Hospital | 0 | 0 | 0 | 0 | 0 | -111.645 | -117.625 | -118.3389 | -297.7578 | -303.25 | -309.2813 | -211.7813 | -216.4844 | -144.4375 | -356.2813 | -156.125 | -160.5313 | 0 | 0 | 0 | 0 | 0 | 0 | 0 | 0 | 0 | 0 | 0 | 0 | 0
7 | 300 | 309 | 300 309 Duct/Pipe Insulation / Hospital | 0 | 0 | 0 | 0 | 0 | -27.0459 | -28.4775 | -28.6865 | -72.1953 | -73.5703 | -75.0469 | -51.375 | 0 | 0 | 0 | 0 | 0 | 0 | 0 | 0 | 0 | 0 | 0 | 0 | 0 | 0 | 0 | 0 | 0 | 0
7 | 300 | 311 | 300 311 Window Film (Standard) / Hospital | 0 | 0 | 0 | 0 | 0 | -217.0894 | -228.7412 | -230.0674 | -578.8984 | -589.4844 | -601.2344 | -411.6875 | 0 | 0 | 0 | 0 | 0 | 0 | 0 | 0 | 0 | 0 | 0 | 0 | 0 | 0 | 0 | 0 | 0 | 0
7 | 300 | 313 | 300 313 Ceiling Insulation / Hospital | 0 | 0 | 0 | 0 | 0 | -990.792 | -1044.077 | -1049.951 | -2641.789 | -2689.953 | -2743.484 | -1878.609 | -1920.438 | -1281.359 | -3160.5 | -1385.25 | -1424.188 | -991.125 | -2477.594 | -2568.406 | -2638.688 | -2717.813 | 0 | 0 | 0 | 0 | 0 | 0 | 0 | 0
7 | 300 | 314 | 300 314 Roof Insulation / Hospital | 0 | 0 | 0 | 0 | 0 | -163.8784 | -172.666 | -173.6797 | -437.0234 | -445.0313 | -453.8906 | -310.8125 | -317.7188 | -211.9844 | -522.9063 | -229.1563 | -235.5938 | -212.8438 | -409.8438 | -424.875 | -436.5313 | -449.5 | 0 | 0 | 0 | 0 | 0 | 0 | 0 | 0
7 | 300 | 317 | 300 317 Thermal Energy Storage (TES) Positive / Hospital | 0 | 0 | 0 | 0 | 0 | -157.4697 | -165.959 | -166.8926 | -419.9141 | -427.625 | -436.2734 | -298.6406 | -305.2969 | -203.7031 | -502.4375 | -220.1875 | -226.375 | -282.8125 | -393.8125 | -408.2188 | -419.4375 | -432 | -447.625 | -306.875 | -265.9375 | -201.9688 | -219.0625 | -224.2188 | -277.0625 | -589.375
7 | 300 | 317 | 300 317 Thermal Energy Storage (TES) Negative / Hospital | 0 | 0 | 0 | 0 | 0 | 0 | 0 | 0 | 0 | 0 | 0 | 0 | 0 | 0 | 0 | 0 | 0 | 0 | 0 | 0 | 0 | 0 | 0 | 0 | 0 | 0 | 0 | 0 | 0 | 0
7 | 320 | 321 | 320 321 DX Packaged System, EER=10.9, 10 tons / Hospital | 0 | 0 | 0 | 0 | 0 | -400.1997 | -421.7632 | -424.1113 | -1067.109 | -1086.609 | -1108.383 | -758.8594 | -775.7344 | -517.5938 | -1276.719 | -559.5625 | -575.2813 | 0 | 0 | 0 | 0 | 0 | 0 | 0 | 0 | 0 | 0 | 0 | 0 | 0
7 | 320 | 322 | 320 322 Hybrid Dessicant-DX System (Trane CDQ) / Hospital | 0 | 0 | 0 | 0 | 0 | -687.6113 | -724.5796 | -728.6719 | -1833.43 | -1866.867 | -1904.016 | -1303.781 | -1332.813 | -889.2813 | -2193.438 | -961.375 | -988.4063 | 0 | 0 | 0 | 0 | 0 | 0 | 0 | 0 | 0 | 0 | 0 | 0 | 0
7 | 320 | 323 | 320 323 Geothermal Heat Pump, EER=13, 10 tons / Hospital | 0 | 0 | 0 | 0 | 0 | -357.6929 | -376.9727 | -379.0684 | -953.7734 | -971.2031 | -990.6719 | -678.2813 | -693.3438 | -462.6406 | -1141.094 | -500.125 | -514.1875 | 0 | 0 | 0 | 0 | 0 | 0 | 0 | 0 | 0 | 0 | 0 | 0 | 0
7 | 320 | 326 | 320 326 DX Tune Up/ Advanced Diagnostics / Hospital | 0 | 0 | 0 | 0 | 0 | -170.1851 | -179.3633 | -180.3633 | -453.8281 | -462.1563 | -471.4844 | -322.75 | 0 | 0 | 0 | 0 | 0 | 0 | 0 | 0 | 0 | 0 | 0 | 0 | 0 | 0 | 0 | 0 | 0 | 0
7 | 320 | 327 | 320 327 DX Coil Cleaning / Hospital | 0 | 0 | 0 | 0 | 0 | -697.7427 | -735.2637 | 0 | 0 | 0 | 0 | 0 | 0 | 0 | 0 | 0 | 0 | 0 | 0 | 0 | 0 | 0 | 0 | 0 | 0 | 0 | 0 | 0 | 0 | 0
7 | 320 | 329 | 320 329 Aerosole Duct Sealing / Hospital | 0 | 0 | 0 | 0 | 0 | -177.5767 | -187.1602 | -188.208 | -473.5547 | -482.2266 | -491.9844 | -336.7813 | -344.2656 | -229.7031 | -566.625 | -248.3125 | -255.3125 | 0 | 0 | 0 | 0 | 0 | 0 | 0 | 0 | 0 | 0 | 0 | 0 | 0
7 | 320 | 330 | 320 330 Duct/Pipe Insulation / Hospital | 0 | 0 | 0 | 0 | 0 | -44.7363 | -47.169 | -47.4287 | -119.3594 | -121.5938 | -124.1484 | -84.9219 | 0 | 0 | 0 | 0 | 0 | 0 | 0 | 0 | 0 | 0 | 0 | 0 | 0 | 0 | 0 | 0 | 0 | 0
7 | 320 | 334 | 320 334 Ceiling Insulation / Hospital | 0 | 0 | 0 | 0 | 0 | -1573.836 | -1658.551 | -1667.796 | -4196.344 | -4272.836 | -4357.969 | -69651.47 | -3050.484 | -2035.359 | -5020.313 | -2200.406 | -2262.25 | -1574.313 | -3935.563 | -4079.813 | -4191.406 | -4317.156 | 0 | 0 | 0 | 0 | 0 | 0 | 0 | 0
7 | 320 | 335 | 320 335 Roof Insulation / Hospital | 0 | 0 | 0 | 0 | 0 | -272.1665 | -286.8252 | -288.4326 | -725.7344 | -739.0078 | -753.8281 | -516.0938 | -527.5938 | -352.0156 | -868.2813 | -380.5313 | -391.25 | -352.8125 | -680.625 | -705.5313 | -724.9063 | -746.5625 | 0 | 0 | 0 | 0 | 0 | 0 | 0 | 0
7 | 340 | 344 | 340 344 Aerosole Duct Sealing / Hospital | 0 | 0 | 0 | 0 | 0 | -181.5635 | -191.3027 | -192.4219 | -484.1563 | -493.0313 | -502.8438 | -344.3281 | -351.9844 | -234.8594 | -579.2813 | -253.875 | -261.0313 | 0 | 0 | 0 | 0 | 0 | 0 | 0 | 0 | 0 | 0 | 0 | 0 | 0
7 | 340 | 345 | 340 345 Duct/Pipe Insulation / Hospital | 0 | 0 | 0 | 0 | 0 | -45.2549 | -47.6572 | -47.9785 | -120.7344 | -122.9844 | -125.4375 | -85.8906 | 0 | 0 | 0 | 0 | 0 | 0 | 0 | 0 | 0 | 0 | 0 | 0 | 0 | 0 | 0 | 0 | 0 | 0
7 | 340 | 349 | 340 349 Ceiling Insulation / Hospital | 0 | 0 | 0 | 0 | 0 | -1609.26 | -1695.822 | -1705.333 | -4290.781 | -4369.008 | -4455.906 | -69717.1 | -3119.141 | -2081.172 | -5133.281 | -2249.906 | -2313.156 | -1609.813 | -4024.125 | -4171.656 | -4285.75 | -4414.313 | 0 | 0 | 0 | 0 | 0 | 0 | 0 | 0
7 | 340 | 351 | 340 351 Cool Roof - DX / Hospital | 0 | 0 | 0 | 0 | 0 | -1717.903 | -1810.314 | -1820.462 | -4580.445 | -4663.938 | -4756.742 | -3257.219 | -3329.703 | -2221.656 | -5479.813 | -2401.813 | -2469.406 | 0 | 0 | 0 | 0 | 0 | 0 | 0 | 0 | 0 | 0 | 0 | 0 | 0
7 | 360 | 361 | 360 361 HE PTAC, EER=9.6, 1 ton / Hospital | 0 | 0 | 0 | 0 | 0 | -1069.547 | -1127.128 | -1133.405 | -2851.781 | -2903.781 | -2961.68 | -2027.938 | -2073.094 | -1383.203 | -3411.75 | -1495.375 | -1537.406 | 0 | 0 | 0 | 0 | 0 | 0 | 0 | 0 | 0 | 0 | 0 | 0 | 0
7 | 400 | 402 | 400 402 Variable Speed Drive Control / Hospital | 0 | 0 | 0 | 0 | 0 | -191.749 | -202.0977 | -203.2168 | -511.3438 | -520.7266 | -531.2109 | -363.6563 | -371.7344 | -248.0156 | -611.7813 | -268.125 | -275.6875 | 0 | 0 | 0 | 0 | 0 | 0 | 0 | 0 | 0 | 0 | 0 | 0 | 0
7 | 400 | 403 | 400 403 Air Handler Optimization / Hospital | 0 | 0 | 0 | 0 | 0 | -60.6084 | -63.8945 | -64.25 | -161.6875 | -164.7031 | 0 | 0 | 0 | 0 | 0 | 0 | 0 | 0 | 0 | 0 | 0 | 0 | 0 | 0 | 0 | 0 | 0 | 0 | 0 | 0
7 | 400 | 404 | 400 404 Electronically Commutated Motors (ECM) on an Air Handler Unit / Hospital | 0 | 0 | 0 | 0 | 0 | -85.5869 | -90.1602 | -90.7168 | -228.2656 | -232.5078 | -237.1094 | -162.3594 | -165.9688 | -110.7344 | -273.1563 | -119.6875 | -123 | 0 | 0 | 0 | 0 | 0 | 0 | 0 | 0 | 0 | 0 | 0 | 0 | 0
7 | 400 | 405 | 400 405 Demand Control Ventilation (DCV) / Hospital | 0 | 0 | 0 | 0 | 0 | -755.814 | -796.4575 | -800.9482 | -2015.289 | -2052.055 | -2092.883 | -1433.094 | -1465.016 | -977.5 | -2411.031 | -1056.719 | -1086.438 | 0 | 0 | 0 | 0 | 0 | 0 | 0 | 0 | 0 | 0 | 0 | 0 | 0
7 | 400 | 406 | 400 406 Energy Recovery Ventilation (ERV) / Hospital | 0 | 0 | 0 | 0 | 0 | -345.4355 | -364.0454 | -366.0723 | -921.1094 | -937.9531 | -956.7344 | -655.0313 | -669.6094 | -446.7656 | -1102.031 | -483 | -496.5625 | -333.0313 | -863.8438 | -895.5 | -920.0313 | -947.5625 | 0 | 0 | 0 | 0 | 0 | 0 | 0 | 0
7 | 600 | 603 | 600 603 Heat Pump Water Heater (air source) / Hospital | 0 | 0 | 0 | 0 | 0 | -117.5415 | -123.8447 | -124.583 | -313.4688 | -319.2656 | -325.6172 | -222.9531 | -227.9063 | -152.0625 | -375.0938 | -164.375 | -169 | 0 | 0 | 0 | 0 | 0 | 0 | 0 | 0 | 0 | 0 | 0 | 0 | 0
7 | 600 | 606 | 600 606 Demand controlled circulating systems / Hospital | 0 | 0 | 0 | 0 | 0 | -8.3311 | -8.8086 | -8.8525 | -22.2812 | -22.7344 | -23.3438 | -15.9062 | -16.2344 | -10.8281 | -26.7188 | -11.6875 | -12.0938 | 0 | 0 | 0 | 0 | 0 | 0 | 0 | 0 | 0 | 0 | 0 | 0 | 0
7 | 600 | 608 | 600 608 Heat Recovery Unit / Hospital | 0 | 0 | 0 | 0 | 0 | -129.2324 | -136.2051 | -136.9727 | -344.6406 | -350.9766 | -358.1172 | -245.1094 | 0 | 0 | 0 | 0 | 0 | 0 | 0 | 0 | 0 | 0 | 0 | 0 | 0 | 0 | 0 | 0 | 0 | 0
7 | 600 | 609 | 600 609 Heat Trap / Hospital | 0 | 0 | 0 | 0 | 0 | -15.1562 | -15.9492 | -16.085 | -40.4609 | -41.2734 | -42.1016 | -28.8281 | 0 | 0 | 0 | 0 | 0 | 0 | 0 | 0 | 0 | 0 | 0 | 0 | 0 | 0 | 0 | 0 | 0 | 0
7 | 600 | 610 | 600 610 Hot Water Pipe Insulation / Hospital | 0 | 0 | 0 | 0 | 0 | -3.2656 | -3.4551 | -3.4834 | -8.7656 | -9 | -9.3047 | -6.2656 | -6.4062 | -4.2656 | -10.5625 | -4.5938 | -4.75 | 0 | 0 | 0 | 0 | 0 | 0 | 0 | 0 | 0 | 0 | 0 | 0 | 0
7 | 700 | 701 | 700 701 PC Manual Power Management Enabling / Hospital | 0 | 0 | 0 | 0 | 0 | -17.9502 | 0 | 0 | 0 | 0 | 0 | 0 | 0 | 0 | 0 | 0 | 0 | 0 | 0 | 0 | 0 | 0 | 0 | 0 | 0 | 0 | 0 | 0 | 0 | 0
7 | 700 | 702 | 700 702 PC Network Power Management Enabling / Hospital | 0 | 0 | 0 | 0 | 0 | -17.9502 | 0 | 0 | 0 | 0 | 0 | 0 | 0 | 0 | 0 | 0 | 0 | 0 | 0 | 0 | 0 | 0 | 0 | 0 | 0 | 0 | 0 | 0 | 0 | 0
7 | 710 | 711 | 710 711 Energy Star or Better Monitor / Hospital | 0 | 0 | 0 | 0 | 0 | -25.8594 | 0 | 0 | 0 | 0 | 0 | 0 | 0 | 0 | 0 | 0 | 0 | 0 | 0 | 0 | 0 | 0 | 0 | 0 | 0 | 0 | 0 | 0 | 0 | 0
7 | 710 | 712 | 710 712 Monitor Power Management Enabling / Hospital | 0 | 0 | 0 | 0 | 0 | -16.9092 | 0 | 0 | 0 | 0 | 0 | 0 | 0 | 0 | 0 | 0 | 0 | 0 | 0 | 0 | 0 | 0 | 0 | 0 | 0 | 0 | 0 | 0 | 0 | 0
7 | 720 | 722 | 720 722 Monitor Power Management Enabling / Hospital | 0 | 0 | 0 | 0 | 0 | 0 | 0 | 0 | 0 | 0 | 0 | 0 | 0 | 0 | 0 | 0 | 0 | 0 | 0 | 0 | 0 | 0 | 0 | 0 | 0 | 0 | 0 | 0 | 0 | 0
7 | 730 | 732 | 730 732 Copier Power Management Enabling / Hospital | 0 | 0 | 0 | 0 | 0 | -1.2959 | -1.334 | -1.4023 | 0 | 0 | 0 | 0 | 0 | 0 | 0 | 0 | 0 | 0 | 0 | 0 | 0 | 0 | 0 | 0 | 0 | 0 | 0 | 0 | 0 | 0
7 | 740 | 741 | 740 741 Printer Power Management Enabling / Hospital | 0 | 0 | 0 | 0 | 0 | -17.2764 | -18.2266 | 0 | 0 | 0 | 0 | 0 | 0 | 0 | 0 | 0 | 0 | 0 | 0 | 0 | 0 | 0 | 0 | 0 | 0 | 0 | 0 | 0 | 0 | 0
7 | 800 | 801 | 800 801 Convection Oven / Hospital | 0 | 0 | 0 | 0 | 0 | -5.3857 | -5.6436 | -5.7305 | -14.4297 | -14.7656 | -15.0234 | -10.2969 | 0 | 0 | 0 | 0 | 0 | 0 | 0 | 0 | 0 | 0 | 0 | 0 | 0 | 0 | 0 | 0 | 0 | 0
7 | 810 | 811 | 810 811 Efficient Fryer / Hospital | 0 | 0 | 0 | 0 | 0 | -0.88574 | -0.95703 | -0.96191 | -2.4219 | -2.5469 | -2.7266 | -1.7812 | 0 | 0 | 0 | 0 | 0 | 0 | 0 | 0 | 0 | 0 | 0 | 0 | 0 | 0 | 0 | 0 | 0 | 0
7 | 900 | 901 | 900 901 Vending Misers (cooled machines only) / Hospital | 0 | 0 | 0 | 0 | 0 | -2.9043 | -3.0781 | -3.1006 | -7.8125 | -8.0234 | -8.3203 | -5.5938 | 0 | 0 | 0 | 0 | 0 | 0 | 0 | 0 | 0 | 0 | 0 | 0 | 0 | 0 | 0 | 0 | 0 | 0
8 | 110 | 111 | 110 111 Premium T8, Elecctronic Ballast / Other Healthcare | 0 | 0 | 0 | 0 | 0 | -427.5034 | -450.4722 | -453.043 | -1139.914 | -1160.734 | -1183.813 | -810.625 | -828.6563 | -552.9063 | -1363.781 | -597.7188 | -614.5313 | -563.8438 | -1069.031 | -1108.25 | -1138.563 | 0 | 0 | 0 | 0 | 0 | 0 | 0 | 0 | 0
8 | 110 | 114 | 110 114 Continuous Dimming / Other Healthcare | 0 | 0 | 0 | 0 | 0 | -663.3013 | -698.9692 | -702.9194 | -1768.625 | -1800.883 | -1836.719 | -1257.703 | -1285.703 | -857.8594 | -2115.938 | 0 | 0 | 0 | 0 | 0 | 0 | 0 | 0 | 0 | 0 | 0 | 0 | 0 | 0 | 0
8 | 110 | 115 | 110 115 Lighting Control Tuneup / Other Healthcare | 0 | 0 | 0 | 0 | 0 | -71.2095 | -75.0117 | -75.4912 | 0 | 0 | 0 | 0 | 0 | 0 | 0 | 0 | 0 | 0 | 0 | 0 | 0 | 0 | 0 | 0 | 0 | 0 | 0 | 0 | 0 | 0
8 | 120 | 121 | 120 121 ROB Premium T8, 1EB / Other Healthcare | 0 | 0 | 0 | 0 | 0 | -184.7681 | -194.6787 | -195.8184 | -492.7109 | -501.75 | -511.7344 | -350.4219 | -358.2031 | -239 | -589.5313 | -258.375 | -265.5625 | -243.625 | -461.9688 | -478.875 | -492.0313 | 0 | 0 | 0 | 0 | 0 | 0 | 0 | 0 | 0
8 | 120 | 122 | 120 122 ROB Premium T8, EB, Reflector / Other Healthcare | 0 | 0 | 0 | 0 | 0 | -746.2544 | -786.3735 | -790.8164 | -1989.758 | -2026.07 | -2066.375 | -1414.969 | -1446.469 | -965.1094 | -2380.5 | -1043.375 | -1072.688 | -984.125 | -1866.125 | -1934.5 | -1987.438 | 0 | 0 | 0 | 0 | 0 | 0 | 0 | 0 | 0
8 | 120 | 123 | 120 123 Occupancy Sensor / Other Healthcare | 0 | 0 | 0 | 0 | 0 | -252.3022 | -265.8574 | -267.3857 | -672.7969 | -685.1016 | -698.7188 | -478.4531 | -489.0938 | 0 | 0 | 0 | 0 | 0 | 0 | 0 | 0 | 0 | 0 | 0 | 0 | 0 | 0 | 0 | 0 | 0
8 | 120 | 124 | 120 124 Lighting Control Tuneup / Other Healthcare | 0 | 0 | 0 | 0 | 0 | -42.0498 | -44.2812 | -44.582 | 0 | 0 | 0 | 0 | 0 | 0 | 0 | 0 | 0 | 0 | 0 | 0 | 0 | 0 | 0 | 0 | 0 | 0 | 0 | 0 | 0 | 0
8 | 130 | 131 | 130 131 CFL Screw-in 18W / Other Healthcare | 0 | 0 | 0 | 0 | 0 | 0 | 0 | 0 | 0 | 0 | 0 | 0 | 0 | 0 | 0 | 0 | 0 | 0 | 0 | 0 | 0 | 0 | 0 | 0 | 0 | 0 | 0 | 0 | 0 | 0
8 | 150 | 151 | 150 151 PSMH, 250W, magnetic ballast / Other Healthcare | 0 | 0 | 0 | 0 | 0 | -541.8877 | -571.0166 | -574.2505 | -1444.898 | -1471.281 | -1500.516 | -1027.5 | -1050.375 | -700.8281 | 0 | 0 | 0 | 0 | 0 | 0 | 0 | 0 | 0 | 0 | 0 | 0 | 0 | 0 | 0 | 0
8 | 150 | 152 | 150 152 PSMH, 250 W, electronic ballast / Other Healthcare | 0 | 0 | 0 | 0 | 0 | -626.4375 | -660.1758 | -663.8511 | -1670.289 | -1700.781 | -1734.773 | -1187.813 | -1214.219 | -810.1719 | 0 | 0 | 0 | 0 | 0 | 0 | 0 | 0 | 0 | 0 | 0 | 0 | 0 | 0 | 0 | 0
8 | 150 | 153 | 150 153 High Bay T5 / Other Healthcare | 0 | 0 | 0 | 0 | 0 | -1033.455 | -1089.035 | -1095.16 | -2755.516 | -2805.781 | -2861.617 | -1959.516 | -2003.109 | -1336.531 | 0 | 0 | 0 | 0 | 0 | 0 | 0 | 0 | 0 | 0 | 0 | 0 | 0 | 0 | 0 | 0
8 | 160 | 161 | 160 161 LED Exit Sign / Other Healthcare | 0 | 0 | 0 | 0 | 0 | -2.4346 | -2.5332 | -2.6025 | -6.5781 | -6.7422 | -6.8828 | -4.7031 | -4.8125 | -3.2031 | -7.9375 | -3.4375 | -3.5625 | -2.7188 | 0 | 0 | 0 | 0 | 0 | 0 | 0 | 0 | 0 | 0 | 0 | 0
8 | 200 | 201 | 200 201 High Pressure Sodium 250W Lamp / Other Healthcare | 0 | 0 | 0 | 0 | 0 | -6.1084 | -6.4648 | 0 | 0 | 0 | 0 | 0 | 0 | 0 | 0 | 0 | 0 | 0 | 0 | 0 | 0 | 0 | 0 | 0 | 0 | 0 | 0 | 0 | 0 | 0
8 | 200 | 202 | 200 202 Outdoor Lighting Controls (Photocell/Timeclock) / Other Healthcare | 0 | 0 | 0 | 0 | 0 | -4.8135 | -5.0986 | 0 | 0 | 0 | 0 | 0 | 0 | 0 | 0 | 0 | 0 | 0 | 0 | 0 | 0 | 0 | 0 | 0 | 0 | 0 | 0 | 0 | 0 | 0
8 | 210 | 211 | 210 211 Outdoor Lighting Controls (Photocell/Timeclock) / Other Healthcare | 0 | 0 | 0 | 0 | 0 | -5.2295 | -5.5322 | 0 | 0 | 0 | 0 | 0 | 0 | 0 | 0 | 0 | 0 | 0 | 0 | 0 | 0 | 0 | 0 | 0 | 0 | 0 | 0 | 0 | 0 | 0
8 | 300 | 301 | 300 301 Centrifugal Chiller, 0.51 kW/ton, 500 tons / Other Healthcare | 0 | 0 | 0 | 0 | 0 | -140.3027 | -147.8662 | -148.6992 | -374.1563 | -381.0234 | -388.75 | -266.0781 | -272.0156 | -181.4844 | -447.6875 | -196.1875 | -201.625 | -184.6563 | -350.75 | -363.5938 | -373.5938 | -384.6875 | 0 | 0 | 0 | 0 | 0 | 0 | 0 | 0
8 | 300 | 302 | 300 302 High Efficiency Chiller Motors / Other Healthcare | 0 | 0 | 0 | 0 | 0 | -28.1895 | -29.6768 | -29.8984 | -75.2266 | -76.6719 | -78.1875 | -53.5312 | -54.7188 | -36.5156 | -90.0938 | -39.4375 | -40.5625 | -37.7188 | -70.5312 | -73.125 | -75.1562 | -77.3125 | 0 | 0 | 0 | 0 | 0 | 0 | 0 | 0
8 | 300 | 304 | 300 304 EMS - Chiller / Other Healthcare | 0 | 0 | 0 | 0 | 0 | -93.3398 | -98.334 | -98.9394 | -248.9453 | -253.5703 | -258.5938 | -177.0625 | 0 | 0 | 0 | 0 | 0 | 0 | 0 | 0 | 0 | 0 | 0 | 0 | 0 | 0 | 0 | 0 | 0 | 0
8 | 300 | 305 | 300 305 Chiller Tune Up/Diagnostics / Other Healthcare | 0 | 0 | 0 | 0 | 0 | -322.0054 | -339.3125 | -341.2578 | -858.6406 | -874.3438 | -891.75 | -610.625 | 0 | 0 | 0 | 0 | 0 | 0 | 0 | 0 | 0 | 0 | 0 | 0 | 0 | 0 | 0 | 0 | 0 | 0
8 | 300 | 306 | 300 306 VSD for Chiller Pumps and Towers / Other Healthcare | 0 | 0 | 0 | 0 | 0 | -88.1226 | -92.8369 | -93.4043 | -235.0313 | -239.375 | -244.1406 | -167.1719 | -170.8906 | -114.0156 | -281.2188 | -123.25 | -126.7188 | 0 | 0 | 0 | 0 | 0 | 0 | 0 | 0 | 0 | 0 | 0 | 0 | 0
8 | 300 | 307 | 300 307 EMS Optimization / Other Healthcare | 0 | 0 | 0 | 0 | 0 | -24.1543 | -25.4785 | 0 | 0 | 0 | 0 | 0 | 0 | 0 | 0 | 0 | 0 | 0 | 0 | 0 | 0 | 0 | 0 | 0 | 0 | 0 | 0 | 0 | 0 | 0
8 | 300 | 308 | 300 308 Aerosole Duct Sealing / Other Healthcare | 0 | 0 | 0 | 0 | 0 | -48.874 | -51.5225 | -51.8145 | -130.3828 | -132.8047 | -135.6094 | -92.75 | -94.8125 | -63.2656 | -156.0313 | -68.375 | -70.2812 | 0 | 0 | 0 | 0 | 0 | 0 | 0 | 0 | 0 | 0 | 0 | 0 | 0
8 | 300 | 309 | 300 309 Duct/Pipe Insulation / Other Healthcare | 0 | 0 | 0 | 0 | 0 | -17.0654 | -17.96 | -18.1094 | -45.6016 | -46.4844 | -47.3984 | -32.4531 | 0 | 0 | 0 | 0 | 0 | 0 | 0 | 0 | 0 | 0 | 0 | 0 | 0 | 0 | 0 | 0 | 0 | 0
8 | 300 | 311 | 300 311 Window Film (Standard) / Other Healthcare | 0 | 0 | 0 | 0 | 0 | -94.9956 | -100.1328 | -100.6885 | -253.375 | -258.0625 | -263.3203 | -180.2031 | 0 | 0 | 0 | 0 | 0 | 0 | 0 | 0 | 0 | 0 | 0 | 0 | 0 | 0 | 0 | 0 | 0 | 0
8 | 300 | 313 | 300 313 Ceiling Insulation / Other Healthcare | 0 | 0 | 0 | 0 | 0 | -433.8105 | -457.1802 | -459.7266 | -1156.719 | -1177.852 | -1201.438 | -822.5938 | -840.875 | -561.0625 | -1383.875 | -606.5313 | -623.5938 | -433.9688 | -1084.813 | -1124.594 | -1155.375 | -1190 | 0 | 0 | 0 | 0 | 0 | 0 | 0 | 0
8 | 300 | 314 | 300 314 Roof Insulation / Other Healthcare | 0 | 0 | 0 | 0 | 0 | -103.2715 | -108.8516 | -109.459 | -275.4297 | -280.5078 | -286.2344 | -195.8906 | -200.25 | -133.6094 | -329.5625 | -144.4063 | -148.5 | -119.5313 | -258.2813 | -267.7188 | -275.0938 | -283.3125 | 0 | 0 | 0 | 0 | 0 | 0 | 0 | 0
8 | 300 | 317 | 300 317 Thermal Energy Storage (TES) Positive / Other Healthcare | 0 | 0 | 0 | 0 | 0 | -99.2363 | -104.5537 | -105.1826 | -264.6875 | -269.5547 | -274.9297 | -188.25 | -192.4219 | -128.3906 | -316.7188 | -138.7813 | -142.6875 | -178.25 | -248.2188 | -257.3125 | -264.375 | -272.25 | -282.125 | -193.375 | -167.5938 | -127.3438 | -138.0625 | -141.3438 | -174.5938 | -371.375
8 | 300 | 317 | 300 317 Thermal Energy Storage (TES) Negative / Other Healthcare | 0 | 0 | 0 | 0 | 0 | 0 | 0 | 0 | 0 | 0 | 0 | 0 | 0 | 0 | 0 | 0 | 0 | 0 | 0 | 0 | 0 | 0 | 0 | 0 | 0 | 0 | 0 | 0 | 0 | 0
8 | 320 | 321 | 320 321 DX Packaged System, EER=10.9, 10 tons / Other Healthcare | 0 | 0 | 0 | 0 | 0 | -175.1489 | -184.5947 | -185.624 | -467.0703 | -475.6484 | -485.2578 | -332.1875 | -339.5625 | -226.5625 | -558.875 | -244.9375 | -251.8125 | 0 | 0 | 0 | 0 | 0 | 0 | 0 | 0 | 0 | 0 | 0 | 0 | 0
8 | 320 | 322 | 320 322 Hybrid Dessicant-DX System (Trane CDQ) / Other Healthcare | 0 | 0 | 0 | 0 | 0 | -394.2544 | -415.4331 | -417.8105 | -1051.258 | -1070.445 | -1091.742 | -747.5781 | -764.2344 | -509.9063 | -1257.719 | -551.2188 | -566.7188 | 0 | 0 | 0 | 0 | 0 | 0 | 0 | 0 | 0 | 0 | 0 | 0 | 0
8 | 320 | 323 | 320 323 Geothermal Heat Pump, EER=13, 10 tons / Other Healthcare | 0 | 0 | 0 | 0 | 0 | -205.3501 | -216.3682 | -217.6309 | -547.5938 | -557.625 | -568.7031 | -389.4375 | -398.0781 | -265.6094 | -655.1875 | -287.1563 | -295.1563 | 0 | 0 | 0 | 0 | 0 | 0 | 0 | 0 | 0 | 0 | 0 | 0 | 0
8 | 320 | 326 | 320 326 DX Tune Up/ Advanced Diagnostics / Other Healthcare | 0 | 0 | 0 | 0 | 0 | -107.1992 | -112.9941 | -113.6221 | -285.8906 | -291.1641 | -297.1016 | -203.3438 | 0 | 0 | 0 | 0 | 0 | 0 | 0 | 0 | 0 | 0 | 0 | 0 | 0 | 0 | 0 | 0 | 0 | 0
8 | 320 | 327 | 320 327 DX Coil Cleaning / Other Healthcare | 0 | 0 | 0 | 0 | 0 | -305.4644 | -321.9316 | 0 | 0 | 0 | 0 | 0 | 0 | 0 | 0 | 0 | 0 | 0 | 0 | 0 | 0 | 0 | 0 | 0 | 0 | 0 | 0 | 0 | 0 | 0
8 | 320 | 329 | 320 329 Aerosole Duct Sealing / Other Healthcare | 0 | 0 | 0 | 0 | 0 | -77.7266 | -81.875 | -82.3926 | -207.3047 | -211.1641 | -215.3516 | -147.4844 | -150.7344 | -100.5781 | -248.0625 | -108.7188 | -111.7813 | 0 | 0 | 0 | 0 | 0 | 0 | 0 | 0 | 0 | 0 | 0 | 0 | 0
8 | 320 | 330 | 320 330 Duct/Pipe Insulation / Other Healthcare | 0 | 0 | 0 | 0 | 0 | -28.1895 | -29.6768 | -29.8984 | -75.2266 | -76.6719 | -78.1875 | -53.5312 | 0 | 0 | 0 | 0 | 0 | 0 | 0 | 0 | 0 | 0 | 0 | 0 | 0 | 0 | 0 | 0 | 0 | 0
8 | 320 | 334 | 320 334 Ceiling Insulation / Other Healthcare | 0 | 0 | 0 | 0 | 0 | -689.1597 | -726.2676 | -730.3184 | -1837.563 | -1871.102 | -1908.438 | -1306.719 | -1335.813 | -891.2969 | -2198.406 | -963.5313 | -990.5625 | -689.375 | -1723.219 | -1786.375 | -1835.281 | -1890.25 | 0 | 0 | 0 | 0 | 0 | 0 | 0 | 0
8 | 320 | 335 | 320 335 Roof Insulation / Other Healthcare | 0 | 0 | 0 | 0 | 0 | -171.5342 | -180.7852 | -181.793 | -457.4219 | -465.8047 | -475.2266 | -325.3281 | -332.5469 | -221.8906 | -547.3125 | -239.8438 | -246.5313 | -195.3438 | -428.8438 | -444.5625 | -456.7813 | -470.375 | 0 | 0 | 0 | 0 | 0 | 0 | 0 | 0
8 | 340 | 344 | 340 344 Aerosole Duct Sealing / Other Healthcare | 0 | 0 | 0 | 0 | 0 | -79.4853 | -83.7852 | -84.251 | -211.9922 | -215.9375 | -220.3516 | -150.7969 | -154.1406 | -102.8438 | -253.6875 | -111.1563 | -114.2188 | 0 | 0 | 0 | 0 | 0 | 0 | 0 | 0 | 0 | 0 | 0 | 0 | 0
8 | 340 | 345 | 340 345 Duct/Pipe Insulation / Other Healthcare | 0 | 0 | 0 | 0 | 0 | -28.498 | -29.999 | -30.2197 | -76.0625 | -77.5156 | -79.0547 | -54.1406 | 0 | 0 | 0 | 0 | 0 | 0 | 0 | 0 | 0 | 0 | 0 | 0 | 0 | 0 | 0 | 0 | 0 | 0
8 | 340 | 349 | 340 349 Ceiling Insulation / Other Healthcare | 0 | 0 | 0 | 0 | 0 | -704.5728 | -742.4492 | -746.6479 | -1878.633 | -1912.93 | -1950.969 | -1335.953 | -1365.672 | -911.2031 | -2247.531 | -985.0938 | -1012.781 | -704.8438 | -1761.875 | -1826.469 | -1876.438 | -1932.688 | 0 | 0 | 0 | 0 | 0 | 0 | 0 | 0
8 | 340 | 351 | 340 351 Cool Roof - DX / Other Healthcare | 0 | 0 | 0 | 0 | 0 | -752.043 | -792.5376 | -796.9512 | -2005.211 | -2041.797 | -2082.563 | -1425.953 | -1457.688 | -972.5938 | -2398.969 | -1051.469 | -1081 | 0 | 0 | 0 | 0 | 0 | 0 | 0 | 0 | 0 | 0 | 0 | 0 | 0
8 | 360 | 361 | 360 361 HE PTAC, EER=9.6, 1 ton / Other Healthcare | 0 | 0 | 0 | 0 | 0 | -468.1494 | -493.3081 | -496.1133 | -1248.266 | -1271.07 | -1296.359 | -887.7031 | -907.4375 | -605.4688 | -1493.438 | -654.5625 | -673.0313 | 0 | 0 | 0 | 0 | 0 | 0 | 0 | 0 | 0 | 0 | 0 | 0 | 0
8 | 400 | 402 | 400 402 Variable Speed Drive Control / Other Healthcare | 0 | 0 | 0 | 0 | 0 | -49.1816 | -51.7998 | -52.1406 | -131.2266 | -133.6719 | -136.3281 | -93.3438 | -95.4062 | -63.6562 | -157.0625 | -68.8125 | -70.75 | 0 | 0 | 0 | 0 | 0 | 0 | 0 | 0 | 0 | 0 | 0 | 0 | 0
8 | 400 | 403 | 400 403 Air Handler Optimization / Other Healthcare | 0 | 0 | 0 | 0 | 0 | -15.5176 | -16.3828 | -16.4678 | -41.4453 | -42.2578 | 0 | 0 | 0 | 0 | 0 | 0 | 0 | 0 | 0 | 0 | 0 | 0 | 0 | 0 | 0 | 0 | 0 | 0 | 0 | 0
8 | 400 | 404 | 400 404 Electronically Commutated Motors (ECM) on an Air Handler Unit / Other Healthcare | 0 | 0 | 0 | 0 | 0 | -72.1968 | -76.0439 | -76.5264 | -192.5547 | -196.125 | -200.0313 | -136.9688 | -140.0156 | -93.4219 | -230.4375 | -100.9688 | -103.8125 | 0 | 0 | 0 | 0 | 0 | 0 | 0 | 0 | 0 | 0 | 0 | 0 | 0
8 | 400 | 405 | 400 405 Demand Control Ventilation (DCV) / Other Healthcare | 0 | 0 | 0 | 0 | 0 | -194.9595 | -205.4736 | -206.6191 | -519.8672 | -529.4141 | -540.0703 | -369.7344 | -377.9531 | -252.1875 | -622.0313 | -272.5938 | -280.2813 | 0 | 0 | 0 | 0 | 0 | 0 | 0 | 0 | 0 | 0 | 0 | 0 | 0
8 | 400 | 406 | 400 406 Energy Recovery Ventilation (ERV) / Other Healthcare | 0 | 0 | 0 | 0 | 0 | -89.0019 | -93.7578 | -94.3359 | -237.3516 | -241.75 | -246.5625 | -168.8438 | -172.5781 | -115.1406 | -284.0313 | -124.4688 | -127.9688 | -85.8438 | -222.5938 | -230.75 | -237.0938 | -244.125 | 0 | 0 | 0 | 0 | 0 | 0 | 0 | 0
8 | 600 | 603 | 600 603 Heat Pump Water Heater (air source) / Other Healthcare | 0 | 0 | 0 | 0 | 0 | -193.6641 | -204.1074 | -205.2461 | -516.4219 | -525.9063 | -536.5078 | -367.2813 | -375.4375 | -250.5 | -617.875 | -270.8125 | -278.5 | 0 | 0 | 0 | 0 | 0 | 0 | 0 | 0 | 0 | 0 | 0 | 0 | 0
8 | 600 | 606 | 600 606 Demand controlled circulating systems / Other Healthcare | 0 | 0 | 0 | 0 | 0 | -13.6562 | -14.3613 | -14.4961 | -36.4844 | -37.2188 | -37.9453 | -26 | -26.5625 | -17.7188 | -43.7188 | -19.1562 | -19.6875 | 0 | 0 | 0 | 0 | 0 | 0 | 0 | 0 | 0 | 0 | 0 | 0 | 0
8 | 600 | 608 | 600 608 Heat Recovery Unit / Other Healthcare | 0 | 0 | 0 | 0 | 0 | -212.1797 | -223.5654 | -224.8643 | -565.7969 | -576.1641 | -587.6094 | -402.375 | 0 | 0 | 0 | 0 | 0 | 0 | 0 | 0 | 0 | 0 | 0 | 0 | 0 | 0 | 0 | 0 | 0 | 0
8 | 600 | 609 | 600 609 Heat Trap / Other Healthcare | 0 | 0 | 0 | 0 | 0 | -24.7754 | -26.0781 | -26.2793 | -66.1406 | -67.4062 | -68.7344 | -47.0781 | 0 | 0 | 0 | 0 | 0 | 0 | 0 | 0 | 0 | 0 | 0 | 0 | 0 | 0 | 0 | 0 | 0 | 0
8 | 600 | 610 | 600 610 Hot Water Pipe Insulation / Other Healthcare | 0 | 0 | 0 | 0 | 0 | -5.3857 | -5.6992 | -5.7305 | -14.4297 | -14.7656 | -15.2031 | -10.2969 | -10.5312 | -7.0156 | -17.3125 | -7.5625 | -7.7812 | 0 | 0 | 0 | 0 | 0 | 0 | 0 | 0 | 0 | 0 | 0 | 0 | 0
8 | 700 | 701 | 700 701 PC Manual Power Management Enabling / Other Healthcare | 0 | 0 | 0 | 0 | 0 | -17.8965 | 0 | 0 | 0 | 0 | 0 | 0 | 0 | 0 | 0 | 0 | 0 | 0 | 0 | 0 | 0 | 0 | 0 | 0 | 0 | 0 | 0 | 0 | 0 | 0
8 | 700 | 702 | 700 702 PC Network Power Management Enabling / Other Healthcare | 0 | 0 | 0 | 0 | 0 | -17.8965 | 0 | 0 | 0 | 0 | 0 | 0 | 0 | 0 | 0 | 0 | 0 | 0 | 0 | 0 | 0 | 0 | 0 | 0 | 0 | 0 | 0 | 0 | 0 | 0
8 | 710 | 711 | 710 711 Energy Star or Better Monitor / Other Healthcare | 0 | 0 | 0 | 0 | 0 | -25.7568 | 0 | 0 | 0 | 0 | 0 | 0 | 0 | 0 | 0 | 0 | 0 | 0 | 0 | 0 | 0 | 0 | 0 | 0 | 0 | 0 | 0 | 0 | 0 | 0
8 | 710 | 712 | 710 712 Monitor Power Management Enabling / Other Healthcare | 0 | 0 | 0 | 0 | 0 | -16.8115 | 0 | 0 | 0 | 0 | 0 | 0 | 0 | 0 | 0 | 0 | 0 | 0 | 0 | 0 | 0 | 0 | 0 | 0 | 0 | 0 | 0 | 0 | 0 | 0
8 | 720 | 722 | 720 722 Monitor Power Management Enabling / Other Healthcare | 0 | 0 | 0 | 0 | 0 | 0 | 0 | 0 | 0 | 0 | 0 | 0 | 0 | 0 | 0 | 0 | 0 | 0 | 0 | 0 | 0 | 0 | 0 | 0 | 0 | 0 | 0 | 0 | 0 | 0
8 | 730 | 732 | 730 732 Copier Power Management Enabling / Other Healthcare | 0 | 0 | 0 | 0 | 0 | -4.042 | -4.2881 | -4.3066 | 0 | 0 | 0 | 0 | 0 | 0 | 0 | 0 | 0 | 0 | 0 | 0 | 0 | 0 | 0 | 0 | 0 | 0 | 0 | 0 | 0 | 0
8 | 740 | 741 | 740 741 Printer Power Management Enabling / Other Healthcare | 0 | 0 | 0 | 0 | 0 | -24.7754 | -26.1338 | 0 | 0 | 0 | 0 | 0 | 0 | 0 | 0 | 0 | 0 | 0 | 0 | 0 | 0 | 0 | 0 | 0 | 0 | 0 | 0 | 0 | 0 | 0
8 | 800 | 801 | 800 801 Convection Oven / Other Healthcare | 0 | 0 | 0 | 0 | 0 | -1.042 | -1.1123 | -1.1279 | -2.8438 | -2.9531 | -3.1406 | -2.0625 | 0 | 0 | 0 | 0 | 0 | 0 | 0 | 0 | 0 | 0 | 0 | 0 | 0 | 0 | 0 | 0 | 0 | 0
8 | 810 | 811 | 810 811 Efficient Fryer / Other Healthcare | 0 | 0 | 0 | 0 | 0 | -0.054688 | -0.079102 | -0.081055 | -0.23438 | -0.28906 | -0.44531 | -0.20312 | 0 | 0 | 0 | 0 | 0 | 0 | 0 | 0 | 0 | 0 | 0 | 0 | 0 | 0 | 0 | 0 | 0 | 0
8 | 900 | 901 | 900 901 Vending Misers (cooled machines only) / Other Healthcare | 0 | 0 | 0 | 0 | 0 | -2.9043 | -3.0781 | -3.1006 | -7.8125 | -8.0234 | -8.3203 | -5.5938 | 0 | 0 | 0 | 0 | 0 | 0 | 0 | 0 | 0 | 0 | 0 | 0 | 0 | 0 | 0 | 0 | 0 | 0
9 | 110 | 111 | 110 111 Premium T8, Elecctronic Ballast / Warehouse | 0 | 0 | 0 | 0 | 0 | -47.3203 | -49.8897 | -50.168 | -126.2578 | -128.6016 | -131.3047 | -89.8125 | -91.8125 | -61.25 | -151.0938 | -66.1875 | -68.0625 | -62.5 | -118.375 | -122.6875 | -126.125 | -129.8125 | 0 | 0 | 0 | 0 | 0 | 0 | 0 | 0
9 | 110 | 114 | 110 114 Continuous Dimming / Warehouse | 0 | 0 | 0 | 0 | 0 | -62.7339 | -66.0713 | -66.5029 | -167.3359 | -170.4297 | -173.8203 | -119.0156 | -121.6719 | -81.1875 | -200.25 | -87.75 | 0 | 0 | 0 | 0 | 0 | 0 | 0 | 0 | 0 | 0 | 0 | 0 | 0 | 0
9 | 110 | 115 | 110 115 Lighting Control Tuneup / Warehouse | 0 | 0 | 0 | 0 | 0 | -6.6748 | -7.0088 | -7.0967 | 0 | 0 | 0 | 0 | 0 | 0 | 0 | 0 | 0 | 0 | 0 | 0 | 0 | 0 | 0 | 0 | 0 | 0 | 0 | 0 | 0 | 0
9 | 120 | 121 | 120 121 ROB Premium T8, 1EB / Warehouse | 0 | 0 | 0 | 0 | 0 | -20.4326 | -21.5469 | -21.6768 | -54.5547 | -55.6172 | -56.8516 | -38.8281 | -39.6875 | -26.4844 | -65.3438 | -28.5938 | -29.4062 | -27.0312 | -51.125 | -53 | -54.5 | -56.0625 | 0 | 0 | 0 | 0 | 0 | 0 | 0 | 0
9 | 120 | 122 | 120 122 ROB Premium T8, EB, Reflector / Warehouse | 0 | 0 | 0 | 0 | 0 | -82.6953 | -87.1055 | -87.6523 | -220.5469 | -224.6328 | -229.0859 | -156.875 | -160.3594 | -106.9844 | -263.9063 | -115.6563 | -118.9063 | -109 | -206.8438 | -214.4063 | -220.3125 | -226.875 | 0 | 0 | 0 | 0 | 0 | 0 | 0 | 0
9 | 120 | 123 | 120 123 Occupancy Sensor / Warehouse | 0 | 0 | 0 | 0 | 0 | -27.9316 | -29.4541 | -29.6191 | -74.5469 | -75.9766 | -77.6172 | -53.0469 | -54.2344 | -36.1719 | 0 | 0 | 0 | 0 | 0 | 0 | 0 | 0 | 0 | 0 | 0 | 0 | 0 | 0 | 0 | 0
9 | 120 | 124 | 120 124 Lighting Control Tuneup / Warehouse | 0 | 0 | 0 | 0 | 0 | -3.9346 | -4.166 | -4.1924 | 0 | 0 | 0 | 0 | 0 | 0 | 0 | 0 | 0 | 0 | 0 | 0 | 0 | 0 | 0 | 0 | 0 | 0 | 0 | 0 | 0 | 0
9 | 130 | 131 | 130 131 CFL Screw-in 18W / Warehouse | 0 | 0 | 0 | 0 | 0 | 0 | 0 | 0 | 0 | 0 | 0 | 0 | 0 | 0 | 0 | 0 | 0 | 0 | 0 | 0 | 0 | 0 | 0 | 0 | 0 | 0 | 0 | 0 | 0 | 0
9 | 150 | 151 | 150 151 PSMH, 250W, magnetic ballast / Warehouse | 0 | 0 | 0 | 0 | 0 | -51.248 | -53.9766 | -54.3301 | -136.7188 | -139.2656 | -142.0391 | -97.2656 | -99.4219 | -66.3438 | -163.6563 | 0 | 0 | 0 | 0 | 0 | 0 | 0 | 0 | 0 | 0 | 0 | 0 | 0 | 0 | 0
9 | 150 | 152 | 150 152 PSMH, 250 W, electronic ballast / Warehouse | 0 | 0 | 0 | 0 | 0 | -59.3193 | -62.4834 | -62.8838 | -158.2422 | -161.1953 | -164.3672 | -112.5625 | -115.0625 | -76.7656 | -189.3438 | 0 | 0 | 0 | 0 | 0 | 0 | 0 | 0 | 0 | 0 | 0 | 0 | 0 | 0 | 0
9 | 150 | 153 | 150 153 High Bay T5 / Warehouse | 0 | 0 | 0 | 0 | 0 | -114.5474 | -120.6797 | -121.4043 | -305.5 | -311.125 | -317.2969 | -217.2656 | -222.1094 | -148.1875 | -365.5313 | 0 | 0 | 0 | 0 | 0 | 0 | 0 | 0 | 0 | 0 | 0 | 0 | 0 | 0 | 0
9 | 160 | 161 | 160 161 LED Exit Sign / Warehouse | 0 | 0 | 0 | 0 | 0 | -0.054688 | -0.035156 | -0.081055 | -0.23438 | -0.28906 | -0.30469 | -0.20312 | -0.20312 | -0.125 | -0.34375 | -0.125 | -0.125 | -0.125 | 0 | 0 | 0 | 0 | 0 | 0 | 0 | 0 | 0 | 0 | 0 | 0
9 | 200 | 201 | 200 201 High Pressure Sodium 250W Lamp / Warehouse | 0 | 0 | 0 | 0 | 0 | -3.5723 | -3.7891 | 0 | 0 | 0 | 0 | 0 | 0 | 0 | 0 | 0 | 0 | 0 | 0 | 0 | 0 | 0 | 0 | 0 | 0 | 0 | 0 | 0 | 0 | 0
9 | 200 | 202 | 200 202 Outdoor Lighting Controls (Photocell/Timeclock) / Warehouse | 0 | 0 | 0 | 0 | 0 | -2.7959 | -2.9775 | 0 | 0 | 0 | 0 | 0 | 0 | 0 | 0 | 0 | 0 | 0 | 0 | 0 | 0 | 0 | 0 | 0 | 0 | 0 | 0 | 0 | 0 | 0
9 | 210 | 211 | 210 211 Outdoor Lighting Controls (Photocell/Timeclock) / Warehouse | 0 | 0 | 0 | 0 | 0 | -4.1982 | -4.4434 | 0 | 0 | 0 | 0 | 0 | 0 | 0 | 0 | 0 | 0 | 0 | 0 | 0 | 0 | 0 | 0 | 0 | 0 | 0 | 0 | 0 | 0 | 0
9 | 300 | 301 | 300 301 Centrifugal Chiller, 0.51 kW/ton, 500 tons / Warehouse | 0 | 0 | 0 | 0 | 0 | -13.6074 | -14.3613 | -14.4443 | -36.3438 | -37.0781 | -37.9453 | -25.875 | -26.4531 | -17.6562 | -43.5625 | -19.0625 | -19.6875 | -17.9375 | -34.1875 | -35.4688 | -36.4375 | -37.4375 | 0 | 0 | 0 | 0 | 0 | 0 | 0 | 0
9 | 300 | 302 | 300 302 High Efficiency Chiller Motors / Warehouse | 0 | 0 | 0 | 0 | 0 | -2.3379 | -2.4229 | -2.5 | -6.2969 | -6.4609 | -6.5859 | -4.5 | -4.5938 | -3.0781 | -7.625 | -3.2812 | -3.4688 | -3.1875 | -6 | -6.2188 | -6.4375 | -6.5625 | 0 | 0 | 0 | 0 | 0 | 0 | 0 | 0
9 | 300 | 304 | 300 304 EMS - Chiller / Warehouse | 0 | 0 | 0 | 0 | 0 | -7.9209 | -8.375 | -8.4121 | -21.1641 | -21.6406 | -22.2031 | -15.1094 | 0 | 0 | 0 | 0 | 0 | 0 | 0 | 0 | 0 | 0 | 0 | 0 | 0 | 0 | 0 | 0 | 0 | 0
9 | 300 | 305 | 300 305 Chiller Tune Up/Diagnostics / Warehouse | 0 | 0 | 0 | 0 | 0 | -31.2871 | -32.9414 | -33.1807 | -83.5 | -85.1016 | -86.7812 | -59.4219 | 0 | 0 | 0 | 0 | 0 | 0 | 0 | 0 | 0 | 0 | 0 | 0 | 0 | 0 | 0 | 0 | 0 | 0
9 | 300 | 306 | 300 306 VSD for Chiller Pumps and Towers / Warehouse | 0 | 0 | 0 | 0 | 0 | -7.5059 | -7.876 | -7.9775 | -20.0703 | -20.5078 | -20.9219 | -14.3281 | -14.625 | -9.7656 | -24.0938 | -10.5312 | -10.7812 | 0 | 0 | 0 | 0 | 0 | 0 | 0 | 0 | 0 | 0 | 0 | 0 | 0
9 | 300 | 307 | 300 307 EMS Optimization / Warehouse | 0 | 0 | 0 | 0 | 0 | -2.3379 | -2.4775 | 0 | 0 | 0 | 0 | 0 | 0 | 0 | 0 | 0 | 0 | 0 | 0 | 0 | 0 | 0 | 0 | 0 | 0 | 0 | 0 | 0 | 0 | 0
9 | 300 | 308 | 300 308 Aerosole Duct Sealing / Warehouse | 0 | 0 | 0 | 0 | 0 | -4.7061 | -4.9883 | -5.0098 | -12.6328 | -12.9141 | -13.3203 | -9.0156 | -9.2031 | -6.1562 | -15.1875 | -6.625 | -6.8125 | 0 | 0 | 0 | 0 | 0 | 0 | 0 | 0 | 0 | 0 | 0 | 0 | 0
9 | 300 | 309 | 300 309 Duct/Pipe Insulation / Warehouse | 0 | 0 | 0 | 0 | 0 | -1.3984 | -1.4453 | -1.5107 | -3.7969 | -3.9375 | -4.0078 | -2.75 | 0 | 0 | 0 | 0 | 0 | 0 | 0 | 0 | 0 | 0 | 0 | 0 | 0 | 0 | 0 | 0 | 0 | 0
9 | 300 | 311 | 300 311 Window Film (Standard) / Warehouse | 0 | 0 | 0 | 0 | 0 | -9.2109 | -9.6748 | -9.7842 | -24.6172 | -25.1406 | -25.6484 | -17.5625 | 0 | 0 | 0 | 0 | 0 | 0 | 0 | 0 | 0 | 0 | 0 | 0 | 0 | 0 | 0 | 0 | 0 | 0
9 | 300 | 313 | 300 313 Ceiling Insulation / Warehouse | 0 | 0 | 0 | 0 | 0 | -42.1465 | -44.3926 | -44.6904 | -112.4531 | -114.5859 | -116.8516 | -80.0156 | -81.7812 | -54.5625 | -134.625 | -58.9688 | -60.7188 | -42.25 | -105.5938 | -109.4375 | -112.5 | -115.8125 | 0 | 0 | 0 | 0 | 0 | 0 | 0 | 0
9 | 300 | 314 | 300 314 Roof Insulation / Warehouse | 0 | 0 | 0 | 0 | 0 | -8.7412 | -9.1855 | -9.2871 | -23.3828 | -23.8906 | -24.3594 | -16.6719 | -17.0312 | -11.3594 | -28.0625 | -12.25 | -12.625 | -10.6562 | -21.9062 | -22.7188 | -23.4062 | -24 | 0 | 0 | 0 | 0 | 0 | 0 | 0 | 0
9 | 300 | 317 | 300 317 Thermal Energy Storage (TES) Positive / Warehouse | 0 | 0 | 0 | 0 | 0 | -8.4395 | -8.8525 | -8.9668 | -22.5703 | -23.0234 | -23.4922 | -16.0781 | -16.4219 | -10.9688 | -27.0625 | -11.8125 | -12.1562 | -15.1875 | -21.125 | -21.9062 | -22.5312 | -23.125 | -24 | -16.4375 | -14.2812 | -10.8438 | -11.75 | -12.0312 | -14.8438 | -31.6875
9 | 300 | 317 | 300 317 Thermal Energy Storage (TES) Negative / Warehouse | 0 | 0 | 0 | 0 | 0 | 0 | 0 | 0 | 0 | 0 | 0 | 0 | 0 | 0 | 0 | 0 | 0 | 0 | 0 | 0 | 0 | 0 | 0 | 0 | 0 | 0 | 0 | 0 | 0 | 0
9 | 320 | 321 | 320 321 DX Packaged System, EER=10.9, 10 tons / Warehouse | 0 | 0 | 0 | 0 | 0 | -17.0166 | -17.9043 | -18.0576 | -45.4609 | -46.3438 | -47.25 | -32.3594 | -33.0625 | -22.0625 | -54.4375 | -23.8125 | -24.5 | 0 | 0 | 0 | 0 | 0 | 0 | 0 | 0 | 0 | 0 | 0 | 0 | 0
9 | 320 | 322 | 320 322 Hybrid Dessicant-DX System (Trane CDQ) / Warehouse | 0 | 0 | 0 | 0 | 0 | -33.5684 | -35.3408 | -35.5938 | -89.5625 | -91.2656 | -93.0938 | -63.7344 | -65.1406 | -43.4688 | -107.2188 | -46.9688 | -48.375 | 0 | 0 | 0 | 0 | 0 | 0 | 0 | 0 | 0 | 0 | 0 | 0 | 0
9 | 320 | 323 | 320 323 Geothermal Heat Pump, EER=13, 10 tons / Warehouse | 0 | 0 | 0 | 0 | 0 | -17.5352 | -18.4482 | -18.6064 | -46.8047 | -47.7344 | -48.6875 | -33.3438 | -34.0781 | -22.7344 | -56.0938 | -24.5625 | -25.1875 | 0 | 0 | 0 | 0 | 0 | 0 | 0 | 0 | 0 | 0 | 0 | 0 | 0
9 | 320 | 326 | 320 326 DX Tune Up/ Advanced Diagnostics / Warehouse | 0 | 0 | 0 | 0 | 0 | -9.1025 | -9.5635 | -9.6699 | -24.3672 | -24.8828 | -25.3438 | -17.3594 | 0 | 0 | 0 | 0 | 0 | 0 | 0 | 0 | 0 | 0 | 0 | 0 | 0 | 0 | 0 | 0 | 0 | 0
9 | 320 | 327 | 320 327 DX Coil Cleaning / Warehouse | 0 | 0 | 0 | 0 | 0 | -29.6895 | -31.2539 | 0 | 0 | 0 | 0 | 0 | 0 | 0 | 0 | 0 | 0 | 0 | 0 | 0 | 0 | 0 | 0 | 0 | 0 | 0 | 0 | 0 | 0 | 0
9 | 320 | 329 | 320 329 Aerosole Duct Sealing / Warehouse | 0 | 0 | 0 | 0 | 0 | -7.5059 | -7.9316 | -7.9775 | -20.0703 | -20.5078 | -21.0625 | -14.3281 | -14.625 | -9.7656 | -24.0938 | -10.5312 | -10.8438 | 0 | 0 | 0 | 0 | 0 | 0 | 0 | 0 | 0 | 0 | 0 | 0 | 0
9 | 320 | 330 | 320 330 Duct/Pipe Insulation / Warehouse | 0 | 0 | 0 | 0 | 0 | -2.3379 | -2.4229 | -2.5 | -6.2969 | -6.4609 | -6.5859 | -4.5 | 0 | 0 | 0 | 0 | 0 | 0 | 0 | 0 | 0 | 0 | 0 | 0 | 0 | 0 | 0 | 0 | 0 | 0
9 | 320 | 334 | 320 334 Ceiling Insulation / Warehouse | 0 | 0 | 0 | 0 | 0 | -67.0767 | -70.6582 | -71.0996 | -178.9219 | -182.2578 | -185.8438 | -127.2656 | -130.0938 | -86.7969 | -214.0938 | -93.8125 | -96.4688 | -67.125 | -167.7813 | -173.9063 | -178.7188 | -184 | 0 | 0 | 0 | 0 | 0 | 0 | 0 | 0
9 | 320 | 335 | 320 335 Roof Insulation / Warehouse | 0 | 0 | 0 | 0 | 0 | -27.9795 | -29.5098 | -29.6699 | -74.6641 | -76.0859 | -77.7422 | -53.1406 | -54.3125 | -36.2344 | -89.4062 | -39.1562 | -40.25 | -27.0312 | -70 | -72.5625 | -74.625 | -76.75 | 0 | 0 | 0 | 0 | 0 | 0 | 0 | 0
9 | 340 | 344 | 340 344 Aerosole Duct Sealing / Warehouse | 0 | 0 | 0 | 0 | 0 | -7.7109 | -8.1426 | -8.1953 | -20.6328 | -21.0547 | -21.6406 | -14.7031 | -15.0312 | -10.0312 | -24.75 | -10.8125 | -11.125 | 0 | 0 | 0 | 0 | 0 | 0 | 0 | 0 | 0 | 0 | 0 | 0 | 0
9 | 340 | 345 | 340 345 Duct/Pipe Insulation / Warehouse | 0 | 0 | 0 | 0 | 0 | -2.3379 | -2.4229 | -2.5 | -6.2969 | -6.4609 | -6.5859 | -4.5 | 0 | 0 | 0 | 0 | 0 | 0 | 0 | 0 | 0 | 0 | 0 | 0 | 0 | 0 | 0 | 0 | 0 | 0
9 | 340 | 349 | 340 349 Ceiling Insulation / Warehouse | 0 | 0 | 0 | 0 | 0 | -68.5229 | -72.2344 | -72.6387 | -182.7578 | -186.1641 | -190.0078 | -130.0156 | -132.8906 | -88.6562 | -218.7188 | -95.8438 | -98.5312 | -68.5625 | -171.375 | -177.6563 | -182.5625 | -188 | 0 | 0 | 0 | 0 | 0 | 0 | 0 | 0
9 | 340 | 351 | 340 351 Cool Roof - DX / Warehouse | 0 | 0 | 0 | 0 | 0 | -73.1733 | -77.0889 | -77.5664 | -195.1875 | -198.7891 | -202.7578 | -138.8438 | -141.9219 | -94.6875 | -233.5625 | -102.3438 | -105.1563 | 0 | 0 | 0 | 0 | 0 | 0 | 0 | 0 | 0 | 0 | 0 | 0 | 0
9 | 360 | 361 | 360 361 HE PTAC, EER=9.6, 1 ton / Warehouse | 0 | 0 | 0 | 0 | 0 | -45.5674 | -47.9795 | -48.3096 | -121.5469 | -123.8281 | -126.3047 | -86.4844 | -88.3906 | -58.9844 | -145.4688 | -63.7188 | -65.5312 | 0 | 0 | 0 | 0 | 0 | 0 | 0 | 0 | 0 | 0 | 0 | 0 | 0
9 | 400 | 402 | 400 402 Variable Speed Drive Control / Warehouse | 0 | 0 | 0 | 0 | 0 | -8.2236 | -8.6416 | -8.7441 | -22.0078 | -22.4766 | -22.9219 | -15.7031 | -16.0312 | -10.7031 | -26.4062 | -11.5312 | -11.9375 | 0 | 0 | 0 | 0 | 0 | 0 | 0 | 0 | 0 | 0 | 0 | 0 | 0
9 | 400 | 403 | 400 403 Air Handler Optimization / Warehouse | 0 | 0 | 0 | 0 | 0 | -2.5908 | -2.7559 | -2.7686 | -6.9688 | -7.1562 | 0 | 0 | 0 | 0 | 0 | 0 | 0 | 0 | 0 | 0 | 0 | 0 | 0 | 0 | 0 | 0 | 0 | 0 | 0 | 0
9 | 400 | 404 | 400 404 Electronically Commutated Motors (ECM) on an Air Handler Unit / Warehouse | 0 | 0 | 0 | 0 | 0 | -2.543 | -2.6445 | -2.7168 | -6.8281 | -7.0391 | -7.1484 | -4.9062 | -5 | -3.3438 | -8.2812 | -3.5938 | -3.6875 | 0 | 0 | 0 | 0 | 0 | 0 | 0 | 0 | 0 | 0 | 0 | 0 | 0
9 | 400 | 405 | 400 405 Demand Control Ventilation (DCV) / Warehouse | 0 | 0 | 0 | 0 | 0 | -22.709 | -23.957 | -24.084 | -60.6094 | -61.7812 | -63.1641 | -43.1406 | -44.0781 | -29.4219 | -72.5625 | -31.7812 | -32.6875 | 0 | 0 | 0 | 0 | 0 | 0 | 0 | 0 | 0 | 0 | 0 | 0 | 0
9 | 400 | 406 | 400 406 Energy Recovery Ventilation (ERV) / Warehouse | 0 | 0 | 0 | 0 | 0 | -10.2998 | -10.8184 | -10.9336 | -27.5312 | -28.0938 | -28.6328 | -19.6094 | -20.0312 | -13.375 | -33.0312 | -14.4375 | -14.9062 | -10 | -25.9062 | -26.875 | -27.6562 | -28.375 | 0 | 0 | 0 | 0 | 0 | 0 | 0 | 0
9 | 600 | 603 | 600 603 Heat Pump Water Heater (air source) / Warehouse | 0 | 0 | 0 | 0 | 0 | -0.88574 | -0.95703 | -0.96191 | -2.4219 | -2.5469 | -2.7266 | -1.7812 | -1.7969 | -1.2031 | -3 | -1.2812 | -1.25 | 0 | 0 | 0 | 0 | 0 | 0 | 0 | 0 | 0 | 0 | 0 | 0 | 0
9 | 600 | 606 | 600 606 Demand controlled circulating systems / Warehouse | 0 | 0 | 0 | 0 | 0 | -0.054688 | -0.079102 | -0.081055 | -0.23438 | -0.28906 | -0.44531 | -0.20312 | -0.20312 | -0.125 | -0.34375 | -0.125 | -0.03125 | 0 | 0 | 0 | 0 | 0 | 0 | 0 | 0 | 0 | 0 | 0 | 0 | 0
9 | 600 | 608 | 600 608 Heat Recovery Unit / Warehouse | 0 | 0 | 0 | 0 | 0 | -0.88574 | -0.95703 | -0.96191 | -2.4219 | -2.5469 | -2.7266 | -1.7812 | 0 | 0 | 0 | 0 | 0 | 0 | 0 | 0 | 0 | 0 | 0 | 0 | 0 | 0 | 0 | 0 | 0 | 0
9 | 600 | 609 | 600 609 Heat Trap / Warehouse | 0 | 0 | 0 | 0 | 0 | -0.054688 | -0.079102 | -0.081055 | -0.23438 | -0.28906 | -0.44531 | -0.20312 | 0 | 0 | 0 | 0 | 0 | 0 | 0 | 0 | 0 | 0 | 0 | 0 | 0 | 0 | 0 | 0 | 0 | 0
9 | 600 | 610 | 600 610 Hot Water Pipe Insulation / Warehouse | 0 | 0 | 0 | 0 | 0 | 0 | 0 | 0 | 0 | 0 | -0.15625 | 0 | 0 | 0 | 0 | 0 | -0.03125 | 0 | 0 | 0 | 0 | 0 | 0 | 0 | 0 | 0 | 0 | 0 | 0 | 0
9 | 700 | 701 | 700 701 PC Manual Power Management Enabling / Warehouse | 0 | 0 | 0 | 0 | 0 | -4.1982 | 0 | 0 | 0 | 0 | 0 | 0 | 0 | 0 | 0 | 0 | 0 | 0 | 0 | 0 | 0 | 0 | 0 | 0 | 0 | 0 | 0 | 0 | 0 | 0
9 | 700 | 702 | 700 702 PC Network Power Management Enabling / Warehouse | 0 | 0 | 0 | 0 | 0 | -4.1982 | 0 | 0 | 0 | 0 | 0 | 0 | 0 | 0 | 0 | 0 | 0 | 0 | 0 | 0 | 0 | 0 | 0 | 0 | 0 | 0 | 0 | 0 | 0 | 0
9 | 710 | 711 | 710 711 Energy Star or Better Monitor / Warehouse | 0 | 0 | 0 | 0 | 0 | -6.001 | 0 | 0 | 0 | 0 | 0 | 0 | 0 | 0 | 0 | 0 | 0 | 0 | 0 | 0 | 0 | 0 | 0 | 0 | 0 | 0 | 0 | 0 | 0 | 0
9 | 710 | 712 | 710 712 Monitor Power Management Enabling / Warehouse | 0 | 0 | 0 | 0 | 0 | -3.8857 | 0 | 0 | 0 | 0 | 0 | 0 | 0 | 0 | 0 | 0 | 0 | 0 | 0 | 0 | 0 | 0 | 0 | 0 | 0 | 0 | 0 | 0 | 0 | 0
9 | 720 | 722 | 720 722 Monitor Power Management Enabling / Warehouse | 0 | 0 | 0 | 0 | 0 | 0 | 0 | 0 | 0 | 0 | 0 | 0 | 0 | 0 | 0 | 0 | 0 | 0 | 0 | 0 | 0 | 0 | 0 | 0 | 0 | 0 | 0 | 0 | 0 | 0
9 | 730 | 732 | 730 732 Copier Power Management Enabling / Warehouse | 0 | 0 | 0 | 0 | 0 | -0.68066 | -0.67871 | -0.74512 | 0 | 0 | 0 | 0 | 0 | 0 | 0 | 0 | 0 | 0 | 0 | 0 | 0 | 0 | 0 | 0 | 0 | 0 | 0 | 0 | 0 | 0
9 | 740 | 741 | 740 741 Printer Power Management Enabling / Warehouse | 0 | 0 | 0 | 0 | 0 | -4.8135 | -5.043 | 0 | 0 | 0 | 0 | 0 | 0 | 0 | 0 | 0 | 0 | 0 | 0 | 0 | 0 | 0 | 0 | 0 | 0 | 0 | 0 | 0 | 0 | 0
9 | 800 | 801 | 800 801 Convection Oven / Warehouse | 0 | 0 | 0 | 0 | 0 | 0 | 0 | 0 | 0 | 0 | 0 | 0 | 0 | 0 | 0 | 0 | 0 | 0 | 0 | 0 | 0 | 0 | 0 | 0 | 0 | 0 | 0 | 0 | 0 | 0
9 | 810 | 811 | 810 811 Efficient Fryer / Warehouse | 0 | 0 | 0 | 0 | 0 | 0 | 0 | 0 | 0 | 0 | 0 | 0 | 0 | 0 | 0 | 0 | 0 | 0 | 0 | 0 | 0 | 0 | 0 | 0 | 0 | 0 | 0 | 0 | 0 | 0
9 | 900 | 901 | 900 901 Vending Misers (cooled machines only) / Warehouse | 0 | 0 | 0 | 0 | 0 | -5.1748 | -5.4209 | -5.5078 | -13.875 | -14.1875 | -14.4531 | -9.9062 | 0 | 0 | 0 | 0 | 0 | 0 | 0 | 0 | 0 | 0 | 0 | 0 | 0 | 0 | 0 | 0 | 0 | 0
10 | 110 | 111 | 110 111 Premium T8, Elecctronic Ballast / Hotel or Motel | 0 | 0 | 0 | 0 | 0 | -62.0112 | -65.3154 | -65.7305 | -165.3906 | -168.4609 | -171.8203 | -117.6406 | -120.2813 | -80.25 | -197.9688 | -86.7188 | -89.0938 | -81.7812 | -154.9688 | -160.6563 | -165.0938 | 0 | 0 | 0 | 0 | 0 | 0 | 0 | 0 | 0
10 | 110 | 114 | 110 114 Continuous Dimming / Hotel or Motel | 0 | 0 | 0 | 0 | 0 | -70.8535 | -74.6338 | -75.1025 | -188.9609 | -192.4766 | -196.3203 | -134.4219 | -137.3906 | -91.6875 | -226.1875 | -99.0938 | 0 | 0 | 0 | 0 | 0 | 0 | 0 | 0 | 0 | 0 | 0 | 0 | 0 | 0
10 | 110 | 115 | 110 115 Lighting Control Tuneup / Hotel or Motel | 0 | 0 | 0 | 0 | 0 | -7.6084 | -8.042 | -8.0859 | 0 | 0 | 0 | 0 | 0 | 0 | 0 | 0 | 0 | 0 | 0 | 0 | 0 | 0 | 0 | 0 | 0 | 0 | 0 | 0 | 0 | 0
10 | 120 | 121 | 120 121 ROB Premium T8, 1EB / Hotel or Motel | 0 | 0 | 0 | 0 | 0 | -26.7441 | -28.1445 | -28.3613 | -71.3594 | -72.7266 | -74.1797 | -50.7969 | -51.9062 | -34.6406 | -85.4688 | -37.4062 | -38.4688 | -35.2812 | -66.9062 | -69.3438 | -71.3125 | 0 | 0 | 0 | 0 | 0 | 0 | 0 | 0 | 0
10 | 120 | 122 | 120 122 ROB Premium T8, EB, Reflector / Hotel or Motel | 0 | 0 | 0 | 0 | 0 | -108.2349 | -114.082 | -114.7197 | -288.6406 | -293.9766 | -299.9688 | -205.2969 | -209.8594 | -140.0313 | -345.375 | -151.375 | -155.625 | -142.7813 | -270.6875 | -280.625 | -288.3438 | 0 | 0 | 0 | 0 | 0 | 0 | 0 | 0 | 0
10 | 120 | 123 | 120 123 Occupancy Sensor / Hotel or Motel | 0 | 0 | 0 | 0 | 0 | -36.5684 | -38.5615 | -38.7725 | -97.5547 | -99.4141 | -101.5313 | -69.4375 | -70.9531 | 0 | 0 | 0 | 0 | 0 | 0 | 0 | 0 | 0 | 0 | 0 | 0 | 0 | 0 | 0 | 0 | 0
10 | 120 | 124 | 120 124 Lighting Control Tuneup / Hotel or Motel | 0 | 0 | 0 | 0 | 0 | -4.4521 | -4.666 | -4.7412 | 0 | 0 | 0 | 0 | 0 | 0 | 0 | 0 | 0 | 0 | 0 | 0 | 0 | 0 | 0 | 0 | 0 | 0 | 0 | 0 | 0 | 0
10 | 130 | 131 | 130 131 CFL Screw-in 18W / Hotel or Motel | 0 | 0 | 0 | 0 | 0 | 0 | 0 | 0 | 0 | 0 | 0 | 0 | 0 | 0 | 0 | 0 | 0 | 0 | 0 | 0 | 0 | 0 | 0 | 0 | 0 | 0 | 0 | 0 | 0 | 0
10 | 150 | 151 | 150 151 PSMH, 250W, magnetic ballast / Hotel or Motel | 0 | 0 | 0 | 0 | 0 | -57.8677 | -61.0068 | -61.3457 | -154.3672 | -157.2578 | -160.5078 | -109.8125 | -112.25 | -74.8906 | 0 | 0 | 0 | 0 | 0 | 0 | 0 | 0 | 0 | 0 | 0 | 0 | 0 | 0 | 0 | 0
10 | 150 | 152 | 150 152 PSMH, 250 W, electronic ballast / Hotel or Motel | 0 | 0 | 0 | 0 | 0 | -66.9204 | -70.4912 | -70.9346 | -178.4922 | -181.8203 | -185.4297 | -126.9688 | -129.7969 | -86.5938 | 0 | 0 | 0 | 0 | 0 | 0 | 0 | 0 | 0 | 0 | 0 | 0 | 0 | 0 | 0 | 0
10 | 150 | 153 | 150 153 High Bay T5 / Hotel or Motel | 0 | 0 | 0 | 0 | 0 | -149.9165 | -157.9512 | -158.8887 | -399.7969 | -407.1172 | -415.2344 | -284.3125 | -290.6563 | -193.9219 | 0 | 0 | 0 | 0 | 0 | 0 | 0 | 0 | 0 | 0 | 0 | 0 | 0 | 0 | 0 | 0
10 | 160 | 161 | 160 161 LED Exit Sign / Hotel or Motel | 0 | 0 | 0 | 0 | 0 | -1.1943 | -1.2783 | -1.2881 | -3.2656 | -3.3828 | -3.5938 | -2.3594 | -2.4062 | -1.5938 | -3.9688 | -1.7188 | -1.7812 | -1.3438 | 0 | 0 | 0 | 0 | 0 | 0 | 0 | 0 | 0 | 0 | 0 | 0
10 | 200 | 201 | 200 201 High Pressure Sodium 250W Lamp / Hotel or Motel | 0 | 0 | 0 | 0 | 0 | -13.2949 | -14.0391 | 0 | 0 | 0 | 0 | 0 | 0 | 0 | 0 | 0 | 0 | 0 | 0 | 0 | 0 | 0 | 0 | 0 | 0 | 0 | 0 | 0 | 0 | 0
10 | 200 | 202 | 200 202 Outdoor Lighting Controls (Photocell/Timeclock) / Hotel or Motel | 0 | 0 | 0 | 0 | 0 | -10.5049 | -11.0967 | 0 | 0 | 0 | 0 | 0 | 0 | 0 | 0 | 0 | 0 | 0 | 0 | 0 | 0 | 0 | 0 | 0 | 0 | 0 | 0 | 0 | 0 | 0
10 | 210 | 211 | 210 211 Outdoor Lighting Controls (Photocell/Timeclock) / Hotel or Motel | 0 | 0 | 0 | 0 | 0 | -4.9697 | -5.2656 | 0 | 0 | 0 | 0 | 0 | 0 | 0 | 0 | 0 | 0 | 0 | 0 | 0 | 0 | 0 | 0 | 0 | 0 | 0 | 0 | 0 | 0 | 0
10 | 300 | 301 | 300 301 Centrifugal Chiller, 0.51 kW/ton, 500 tons / Hotel or Motel | 0 | 0 | 0 | 0 | 0 | -132.124 | -139.2598 | -140.0371 | -352.3516 | -358.8281 | -366.1328 | -250.5938 | -256.1875 | -170.9219 | -421.625 | -184.7813 | -189.9688 | -173.9375 | -330.4375 | -342.5625 | -351.9688 | -362.4375 | 0 | 0 | 0 | 0 | 0 | 0 | 0 | 0
10 | 300 | 302 | 300 302 High Efficiency Chiller Motors / Hotel or Motel | 0 | 0 | 0 | 0 | 0 | -18.0527 | -19.0488 | -19.1553 | -48.2109 | -49.1562 | -50.2734 | -34.3281 | -35.0781 | -23.4062 | -57.7188 | -25.2812 | -26 | -25.4688 | -45.1875 | -46.8438 | -48.1562 | -49.5 | 0 | 0 | 0 | 0 | 0 | 0 | 0 | 0
10 | 300 | 304 | 300 304 EMS - Chiller / Hotel or Motel | 0 | 0 | 0 | 0 | 0 | -60.042 | -63.25 | -63.6504 | -160.1484 | -163.1406 | -166.375 | -113.9375 | 0 | 0 | 0 | 0 | 0 | 0 | 0 | 0 | 0 | 0 | 0 | 0 | 0 | 0 | 0 | 0 | 0 | 0
10 | 300 | 305 | 300 305 Chiller Tune Up/Diagnostics / Hotel or Motel | 0 | 0 | 0 | 0 | 0 | -303.29 | -319.5879 | -321.417 | -808.7266 | -823.5391 | -839.9219 | -575.125 | 0 | 0 | 0 | 0 | 0 | 0 | 0 | 0 | 0 | 0 | 0 | 0 | 0 | 0 | 0 | 0 | 0 | 0
10 | 300 | 306 | 300 306 VSD for Chiller Pumps and Towers / Hotel or Motel | 0 | 0 | 0 | 0 | 0 | -56.6318 | -59.6963 | -60.0361 | -151.0625 | -153.8672 | -157.0625 | -107.4688 | -109.8438 | -73.2969 | -180.7813 | -79.2188 | -81.375 | 0 | 0 | 0 | 0 | 0 | 0 | 0 | 0 | 0 | 0 | 0 | 0 | 0
10 | 300 | 307 | 300 307 EMS Optimization / Hotel or Motel | 0 | 0 | 0 | 0 | 0 | -22.7578 | -23.957 | 0 | 0 | 0 | 0 | 0 | 0 | 0 | 0 | 0 | 0 | 0 | 0 | 0 | 0 | 0 | 0 | 0 | 0 | 0 | 0 | 0 | 0 | 0
10 | 300 | 308 | 300 308 Aerosole Duct Sealing / Hotel or Motel | 0 | 0 | 0 | 0 | 0 | -46.0264 | -48.4795 | -48.7959 | -122.8047 | -125.1016 | -127.5859 | -87.3594 | -89.2969 | -59.5781 | -147 | -64.375 | -66.2188 | 0 | 0 | 0 | 0 | 0 | 0 | 0 | 0 | 0 | 0 | 0 | 0 | 0
10 | 300 | 309 | 300 309 Duct/Pipe Insulation / Hotel or Motel | 0 | 0 | 0 | 0 | 0 | -10.915 | -11.4736 | -11.5908 | -29.1641 | -29.7734 | -30.3438 | -20.7969 | 0 | 0 | 0 | 0 | 0 | 0 | 0 | 0 | 0 | 0 | 0 | 0 | 0 | 0 | 0 | 0 | 0 | 0
10 | 300 | 311 | 300 311 Window Film (Standard) / Hotel or Motel | 0 | 0 | 0 | 0 | 0 | -87.8638 | -92.5586 | -93.1299 | -234.3281 | -238.6797 | -243.4219 | -166.6719 | 0 | 0 | 0 | 0 | 0 | 0 | 0 | 0 | 0 | 0 | 0 | 0 | 0 | 0 | 0 | 0 | 0 | 0
10 | 300 | 313 | 300 313 Ceiling Insulation / Hotel or Motel | 0 | 0 | 0 | 0 | 0 | -408.4756 | -430.4258 | -432.876 | -1089.164 | -1109.063 | -1131.125 | -774.5469 | -791.7656 | -528.2969 | -1303.094 | -571.125 | -587.1563 | -408.5313 | -1021.469 | -1058.906 | -1087.906 | -1120.5 | 0 | 0 | 0 | 0 | 0 | 0 | 0 | 0
10 | 300 | 314 | 300 314 Roof Insulation / Hotel or Motel | 0 | 0 | 0 | 0 | 0 | -66.3486 | -69.9473 | -70.334 | -176.9766 | -180.2891 | -183.9922 | -125.9063 | -128.6875 | -85.8594 | -211.8125 | -92.8125 | -95.4062 | -86.25 | -165.9688 | -172.0313 | -176.7813 | -182 | 0 | 0 | 0 | 0 | 0 | 0 | 0 | 0
10 | 300 | 317 | 300 317 Thermal Energy Storage (TES) Positive / Hotel or Motel | 0 | 0 | 0 | 0 | 0 | -63.7642 | -67.1709 | -67.5947 | -170.0781 | -173.2422 | -176.6953 | -120.9844 | -123.6875 | -82.5156 | -203.5938 | -89.1875 | -91.6875 | -114.5938 | -159.5 | -165.3125 | -169.9375 | -174.9375 | -181.25 | -124.25 | -107.7188 | -81.8125 | -88.7188 | -90.8125 | -112.2188 | -238.75
10 | 300 | 317 | 300 317 Thermal Energy Storage (TES) Negative / Hotel or Motel | 0 | 0 | 0 | 0 | 0 | 0 | 0 | 0 | 0 | 0 | 0 | 0 | 0 | 0 | 0 | 0 | 0 | 0 | 0 | 0 | 0 | 0 | 0 | 0 | 0 | 0 | 0 | 0 | 0 | 0
10 | 320 | 321 | 320 321 DX Packaged System, EER=10.9, 10 tons / Hotel or Motel | 0 | 0 | 0 | 0 | 0 | -164.9146 | -173.8105 | -174.7773 | -439.7734 | -447.8438 | -456.9141 | -312.7813 | -319.7188 | -213.3281 | -526.1875 | -230.5938 | -237.1563 | 0 | 0 | 0 | 0 | 0 | 0 | 0 | 0 | 0 | 0 | 0 | 0 | 0
10 | 320 | 322 | 320 322 Hybrid Dessicant-DX System (Trane CDQ) / Hotel or Motel | 0 | 0 | 0 | 0 | 0 | -283.4365 | -298.709 | -300.377 | -755.7813 | -769.6016 | -785.0703 | -537.4688 | -549.4375 | -366.5938 | -904.25 | -396.3125 | -407.4375 | 0 | 0 | 0 | 0 | 0 | 0 | 0 | 0 | 0 | 0 | 0 | 0 | 0
10 | 320 | 323 | 320 323 Geothermal Heat Pump, EER=13, 10 tons / Hotel or Motel | 0 | 0 | 0 | 0 | 0 | -147.4351 | -155.3418 | -156.2588 | -393.1719 | -400.3984 | -408.3828 | -279.625 | -285.8438 | -190.7188 | -470.4375 | -206.1563 | -211.9688 | 0 | 0 | 0 | 0 | 0 | 0 | 0 | 0 | 0 | 0 | 0 | 0 | 0
10 | 320 | 326 | 320 326 DX Tune Up/ Advanced Diagnostics / Hotel or Motel | 0 | 0 | 0 | 0 | 0 | -68.9331 | -72.6123 | -73.0723 | -183.8828 | -187.2969 | -191.0234 | -130.7969 | 0 | 0 | 0 | 0 | 0 | 0 | 0 | 0 | 0 | 0 | 0 | 0 | 0 | 0 | 0 | 0 | 0 | 0
10 | 320 | 327 | 320 327 DX Coil Cleaning / Hotel or Motel | 0 | 0 | 0 | 0 | 0 | -287.6772 | -303.1733 | 0 | 0 | 0 | 0 | 0 | 0 | 0 | 0 | 0 | 0 | 0 | 0 | 0 | 0 | 0 | 0 | 0 | 0 | 0 | 0 | 0 | 0 | 0
10 | 320 | 329 | 320 329 Aerosole Duct Sealing / Hotel or Motel | 0 | 0 | 0 | 0 | 0 | -73.1733 | -77.0889 | -77.5664 | -195.1875 | -198.7891 | -202.7578 | -138.8438 | -141.9219 | -94.6875 | -233.5625 | -102.3438 | -105.25 | 0 | 0 | 0 | 0 | 0 | 0 | 0 | 0 | 0 | 0 | 0 | 0 | 0
10 | 320 | 330 | 320 330 Duct/Pipe Insulation / Hotel or Motel | 0 | 0 | 0 | 0 | 0 | -18.0527 | -19.0488 | -19.1553 | -48.2109 | -49.1562 | -50.2734 | -34.3281 | 0 | 0 | 0 | 0 | 0 | 0 | 0 | 0 | 0 | 0 | 0 | 0 | 0 | 0 | 0 | 0 | 0 | 0
10 | 320 | 334 | 320 334 Ceiling Insulation / Hotel or Motel | 0 | 0 | 0 | 0 | 0 | -648.8267 | -683.7095 | -687.5737 | -1730.023 | -1761.609 | -1796.625 | -1230.25 | -1257.641 | -839.125 | -2069.75 | -907.1563 | -932.6563 | -649.0625 | -1622.5 | -1681.938 | -1727.969 | -1779.781 | 0 | 0 | 0 | 0 | 0 | 0 | 0 | 0
10 | 320 | 335 | 320 335 Roof Insulation / Hotel or Motel | 0 | 0 | 0 | 0 | 0 | -110.2529 | -116.2148 | -116.8584 | -294.0313 | -299.4531 | -305.5703 | -209.125 | -213.7813 | -142.625 | -351.8438 | -154.1875 | -158.5 | -143 | -275.7188 | -285.8438 | -293.7188 | -302.4375 | 0 | 0 | 0 | 0 | 0 | 0 | 0 | 0
10 | 340 | 344 | 340 344 Aerosole Duct Sealing / Hotel or Motel | 0 | 0 | 0 | 0 | 0 | -74.8296 | -78.832 | -79.3223 | -199.5938 | -203.3125 | -207.3359 | -141.9688 | -145.125 | -96.8281 | -238.8438 | -104.6563 | -107.625 | 0 | 0 | 0 | 0 | 0 | 0 | 0 | 0 | 0 | 0 | 0 | 0 | 0
10 | 340 | 345 | 340 345 Duct/Pipe Insulation / Hotel or Motel | 0 | 0 | 0 | 0 | 0 | -18.2637 | -19.2041 | -19.373 | -48.7422 | -49.7031 | -50.6875 | -34.7188 | 0 | 0 | 0 | 0 | 0 | 0 | 0 | 0 | 0 | 0 | 0 | 0 | 0 | 0 | 0 | 0 | 0 | 0
10 | 340 | 349 | 340 349 Ceiling Insulation / Hotel or Motel | 0 | 0 | 0 | 0 | 0 | -663.4575 | -699.1357 | -703.0801 | -1769.047 | -1801.32 | -1837.164 | -1258 | -1286 | -858.0469 | -2116.438 | -927.5938 | -953.6875 | -663.6875 | -1659.094 | -1719.906 | -1766.969 | -1819.938 | 0 | 0 | 0 | 0 | 0 | 0 | 0 | 0
10 | 340 | 351 | 340 351 Cool Roof - DX / Hotel or Motel | 0 | 0 | 0 | 0 | 0 | -650.8931 | -685.9419 | -689.7637 | -1735.523 | -1767.195 | -1802.492 | -1234.188 | -1261.656 | -841.7969 | -2076.344 | -910.0625 | -935.625 | 0 | 0 | 0 | 0 | 0 | 0 | 0 | 0 | 0 | 0 | 0 | 0 | 0
10 | 360 | 361 | 360 361 HE PTAC, EER=9.6, 1 ton / Hotel or Motel | 0 | 0 | 0 | 0 | 0 | -440.9429 | -464.6436 | -467.291 | -1175.742 | -1197.227 | -1221.039 | -836.1094 | -854.7188 | -570.2969 | -1406.688 | -616.5 | -633.7813 | 0 | 0 | 0 | 0 | 0 | 0 | 0 | 0 | 0 | 0 | 0 | 0 | 0
10 | 400 | 402 | 400 402 Variable Speed Drive Control / Hotel or Motel | 0 | 0 | 0 | 0 | 0 | -32.7383 | -34.4746 | -34.7129 | -87.375 | -89.0078 | -90.7891 | -62.1719 | -63.5469 | -42.3906 | -104.5938 | -45.8125 | -47.0938 | 0 | 0 | 0 | 0 | 0 | 0 | 0 | 0 | 0 | 0 | 0 | 0 | 0
10 | 400 | 403 | 400 403 Air Handler Optimization / Hotel or Motel | 0 | 0 | 0 | 0 | 0 | -10.2998 | -10.874 | -10.9336 | -27.5312 | -28.0938 | 0 | 0 | 0 | 0 | 0 | 0 | 0 | 0 | 0 | 0 | 0 | 0 | 0 | 0 | 0 | 0 | 0 | 0 | 0 | 0
10 | 400 | 404 | 400 404 Electronically Commutated Motors (ECM) on an Air Handler Unit / Hotel or Motel | 0 | 0 | 0 | 0 | 0 | -14.5898 | -15.3389 | -15.4844 | -38.9531 | -39.7422 | -40.5156 | -27.7656 | -28.3594 | -18.9219 | -46.6875 | -20.4375 | -21 | 0 | 0 | 0 | 0 | 0 | 0 | 0 | 0 | 0 | 0 | 0 | 0 | 0
10 | 400 | 405 | 400 405 Demand Control Ventilation (DCV) / Hotel or Motel | 0 | 0 | 0 | 0 | 0 | -129.2324 | -136.1494 | -136.9727 | -344.6406 | -350.9766 | -357.9609 | -245.1094 | -250.5469 | -167.1875 | -412.375 | -180.7188 | -185.8125 | 0 | 0 | 0 | 0 | 0 | 0 | 0 | 0 | 0 | 0 | 0 | 0 | 0
10 | 400 | 406 | 400 406 Energy Recovery Ventilation (ERV) / Hotel or Motel | 0 | 0 | 0 | 0 | 0 | -59.0059 | -62.1504 | -62.5518 | -157.3984 | -160.3281 | -163.5313 | -111.9844 | -114.4531 | -76.375 | -188.4063 | -82.5312 | -84.875 | -56.9062 | -147.5938 | -153 | -157.25 | -161.875 | 0 | 0 | 0 | 0 | 0 | 0 | 0 | 0
10 | 600 | 603 | 600 603 Heat Pump Water Heater (air source) / Hotel or Motel | 0 | 0 | 0 | 0 | 0 | -82.0693 | -86.4619 | -86.9893 | -218.8984 | -222.9531 | -227.3828 | -155.7031 | -159.1719 | -106.1875 | -261.9375 | -114.7813 | -118 | 0 | 0 | 0 | 0 | 0 | 0 | 0 | 0 | 0 | 0 | 0 | 0 | 0
10 | 600 | 606 | 600 606 Demand controlled circulating systems / Hotel or Motel | 0 | 0 | 0 | 0 | 0 | -5.8496 | -6.1875 | -6.2217 | -15.6641 | -16.0156 | -16.4609 | -11.1875 | -11.4219 | -7.625 | -18.8125 | -8.2188 | -8.4375 | 0 | 0 | 0 | 0 | 0 | 0 | 0 | 0 | 0 | 0 | 0 | 0 | 0
10 | 600 | 608 | 600 608 Heat Recovery Unit / Hotel or Motel | 0 | 0 | 0 | 0 | 0 | -90.2432 | -95.1133 | -95.6514 | -240.6641 | -245.1406 | -250.1563 | -171.1719 | 0 | 0 | 0 | 0 | 0 | 0 | 0 | 0 | 0 | 0 | 0 | 0 | 0 | 0 | 0 | 0 | 0 | 0
10 | 600 | 609 | 600 609 Heat Trap / Hotel or Motel | 0 | 0 | 0 | 0 | 0 | -10.5537 | -11.1514 | -11.208 | -28.2344 | -28.7891 | -29.5078 | -20.1094 | 0 | 0 | 0 | 0 | 0 | 0 | 0 | 0 | 0 | 0 | 0 | 0 | 0 | 0 | 0 | 0 | 0 | 0
10 | 600 | 610 | 600 610 Hot Water Pipe Insulation / Hotel or Motel | 0 | 0 | 0 | 0 | 0 | -2.2295 | -2.3223 | -2.3857 | -6.0156 | -6.1641 | -6.3203 | -4.3281 | -4.3906 | -2.9375 | -7.2812 | -3.1562 | -3.25 | 0 | 0 | 0 | 0 | 0 | 0 | 0 | 0 | 0 | 0 | 0 | 0 | 0
10 | 700 | 701 | 700 701 PC Manual Power Management Enabling / Hotel or Motel | 0 | 0 | 0 | 0 | 0 | -2.1221 | 0 | 0 | 0 | 0 | 0 | 0 | 0 | 0 | 0 | 0 | 0 | 0 | 0 | 0 | 0 | 0 | 0 | 0 | 0 | 0 | 0 | 0 | 0 | 0
10 | 700 | 702 | 700 702 PC Network Power Management Enabling / Hotel or Motel | 0 | 0 | 0 | 0 | 0 | -2.1221 | 0 | 0 | 0 | 0 | 0 | 0 | 0 | 0 | 0 | 0 | 0 | 0 | 0 | 0 | 0 | 0 | 0 | 0 | 0 | 0 | 0 | 0 | 0 | 0
10 | 710 | 711 | 710 711 Energy Star or Better Monitor / Hotel or Motel | 0 | 0 | 0 | 0 | 0 | -3.0547 | 0 | 0 | 0 | 0 | 0 | 0 | 0 | 0 | 0 | 0 | 0 | 0 | 0 | 0 | 0 | 0 | 0 | 0 | 0 | 0 | 0 | 0 | 0 | 0
10 | 710 | 712 | 710 712 Monitor Power Management Enabling / Hotel or Motel | 0 | 0 | 0 | 0 | 0 | -2.0244 | 0 | 0 | 0 | 0 | 0 | 0 | 0 | 0 | 0 | 0 | 0 | 0 | 0 | 0 | 0 | 0 | 0 | 0 | 0 | 0 | 0 | 0 | 0 | 0
10 | 730 | 732 | 730 732 Copier Power Management Enabling / Hotel or Motel | 0 | 0 | 0 | 0 | 0 | -0.57324 | -0.5791 | -0.63086 | 0 | 0 | 0 | 0 | 0 | 0 | 0 | 0 | 0 | 0 | 0 | 0 | 0 | 0 | 0 | 0 | 0 | 0 | 0 | 0 | 0 | 0
10 | 740 | 741 | 740 741 Printer Power Management Enabling / Hotel or Motel | 0 | 0 | 0 | 0 | 0 | -3.0547 | -3.2441 | 0 | 0 | 0 | 0 | 0 | 0 | 0 | 0 | 0 | 0 | 0 | 0 | 0 | 0 | 0 | 0 | 0 | 0 | 0 | 0 | 0 | 0 | 0
10 | 800 | 801 | 800 801 Convection Oven / Hotel or Motel | 0 | 0 | 0 | 0 | 0 | -2.1221 | -2.2666 | -2.2715 | -5.7344 | -5.9062 | -6.1641 | -4.125 | 0 | 0 | 0 | 0 | 0 | 0 | 0 | 0 | 0 | 0 | 0 | 0 | 0 | 0 | 0 | 0 | 0 | 0
10 | 810 | 811 | 810 811 Efficient Fryer / Hotel or Motel | 0 | 0 | 0 | 0 | 0 | -0.10352 | -0.079102 | -0.14453 | -0.375 | -0.42969 | -0.44531 | -0.29688 | 0 | 0 | 0 | 0 | 0 | 0 | 0 | 0 | 0 | 0 | 0 | 0 | 0 | 0 | 0 | 0 | 0 | 0
10 | 900 | 901 | 900 901 Vending Misers (cooled machines only) / Hotel or Motel | 0 | 0 | 0 | 0 | 0 | -9.0547 | -9.5078 | -9.6191 | -24.1953 | -24.7031 | -25.1953 | -17.25 | 0 | 0 | 0 | 0 | 0 | 0 | 0 | 0 | 0 | 0 | 0 | 0 | 0 | 0 | 0 | 0 | 0 | 0
11 | 110 | 111 | 110 111 Premium T8, Elecctronic Ballast / Other | 0 | 0 | 0 | 0 | 0 | -106.7896 | -112.5615 | -113.1875 | -284.7969 | -290.0625 | -295.9609 | -202.5781 | -207.0781 | -138.1563 | -340.7813 | -149.3438 | -153.5313 | -140.9063 | -267.0625 | -276.875 | -284.5 | -292.9375 | -303.5625 | -208.0625 | -180.3438 | -137 | -148.5313 | -152.0625 | 0 | 0
11 | 110 | 114 | 110 114 Continuous Dimming / Other | 0 | 0 | 0 | 0 | 0 | -138.2261 | -145.6348 | -146.498 | -368.625 | -375.3984 | -382.8906 | -262.1719 | -268.0156 | -178.8125 | -441.0938 | -193.3125 | -198.7188 | -192.5938 | -345.6875 | -358.375 | -368.2188 | 0 | 0 | 0 | 0 | 0 | 0 | 0 | 0 | 0
11 | 110 | 115 | 110 115 Lighting Control Tuneup / Other | 0 | 0 | 0 | 0 | 0 | -14.8428 | -15.6162 | -15.7539 | 0 | 0 | 0 | 0 | 0 | 0 | 0 | 0 | 0 | 0 | 0 | 0 | 0 | 0 | 0 | 0 | 0 | 0 | 0 | 0 | 0 | 0
11 | 120 | 121 | 120 121 ROB Premium T8, 1EB / Other | 0 | 0 | 0 | 0 | 0 | -46.0791 | -48.5791 | -48.8525 | -122.9453 | -125.2422 | -127.8594 | -87.4688 | -89.4062 | -59.6406 | -147.1563 | -64.4688 | -66.3438 | -60.875 | -115.375 | -119.625 | -122.9375 | -126.5625 | -131.125 | -89.875 | -77.9375 | -59.2188 | -64.1562 | -65.7188 | 0 | 0
11 | 120 | 122 | 120 122 ROB Premium T8, EB, Reflector / Other | 0 | 0 | 0 | 0 | 0 | -186.4243 | -196.4775 | -197.5732 | -497.1484 | -506.2422 | -516.4609 | -353.5625 | -361.4063 | -241.1406 | -594.8125 | -260.6563 | -268 | -245.9063 | -466.2188 | -483.3125 | -496.5938 | -511.375 | -529.9375 | -363.3125 | -314.8125 | -239.125 | -259.3438 | -265.4375 | 0 | 0
11 | 120 | 123 | 120 123 Occupancy Sensor / Other | 0 | 0 | 0 | 0 | 0 | -62.9873 | -66.4043 | -66.7715 | -168 | -171.125 | -174.6875 | -119.5313 | -122.1563 | -81.5156 | -201.0938 | -88.125 | -90.5938 | 0 | 0 | 0 | 0 | 0 | 0 | 0 | 0 | 0 | 0 | 0 | 0 | 0
11 | 120 | 124 | 120 124 Lighting Control Tuneup / Other | 0 | 0 | 0 | 0 | 0 | -8.7412 | -9.1855 | -9.2871 | 0 | 0 | 0 | 0 | 0 | 0 | 0 | 0 | 0 | 0 | 0 | 0 | 0 | 0 | 0 | 0 | 0 | 0 | 0 | 0 | 0 | 0
11 | 130 | 131 | 130 131 CFL Screw-in 18W / Other | 0 | 0 | 0 | 0 | 0 | 0 | 0 | 0 | 0 | 0 | 0 | 0 | 0 | 0 | 0 | 0 | 0 | 0 | 0 | 0 | 0 | 0 | 0 | 0 | 0 | 0 | 0 | 0 | 0 | 0
11 | 150 | 151 | 150 151 PSMH, 250W, magnetic ballast / Other | 0 | 0 | 0 | 0 | 0 | -112.999 | -119.0469 | -119.7627 | -301.3516 | -306.8984 | -312.9844 | -214.3281 | -219.0938 | -146.1875 | -360.5625 | -158 | -162.375 | -157.375 | -282.4688 | 0 | 0 | 0 | 0 | 0 | 0 | 0 | 0 | 0 | 0 | 0
11 | 150 | 152 | 150 152 PSMH, 250 W, electronic ballast / Other | 0 | 0 | 0 | 0 | 0 | -130.5757 | -137.627 | -138.3906 | -348.2031 | -354.6328 | -361.8203 | -247.6563 | -253.1719 | -168.9219 | -416.6563 | -182.5938 | -187.7188 | -181.9063 | -326.5313 | 0 | 0 | 0 | 0 | 0 | 0 | 0 | 0 | 0 | 0 | 0
11 | 150 | 153 | 150 153 High Bay T5 / Other | 0 | 0 | 0 | 0 | 0 | -258.1504 | -272.0654 | -273.584 | -688.3672 | -700.9531 | -715.0547 | -489.5469 | -500.4219 | -333.9063 | -823.5938 | -360.9375 | -371.0938 | -340.5 | -645.5625 | 0 | 0 | 0 | 0 | 0 | 0 | 0 | 0 | 0 | 0 | 0
11 | 160 | 161 | 160 161 LED Exit Sign / Other | 0 | 0 | 0 | 0 | 0 | -0.88574 | -0.95703 | -0.96191 | -2.4219 | -2.5469 | -2.7266 | -1.7812 | -1.7969 | -1.2031 | -3 | -1.2812 | -1.3125 | -1.0938 | 0 | 0 | 0 | 0 | 0 | 0 | 0 | 0 | 0 | 0 | 0 | 0
11 | 200 | 201 | 200 201 High Pressure Sodium 250W Lamp / Other | 0 | 0 | 0 | 0 | 0 | -30.7744 | -32.3975 | 0 | 0 | 0 | 0 | 0 | 0 | 0 | 0 | 0 | 0 | 0 | 0 | 0 | 0 | 0 | 0 | 0 | 0 | 0 | 0 | 0 | 0 | 0
11 | 200 | 202 | 200 202 Outdoor Lighting Controls (Photocell/Timeclock) / Other | 0 | 0 | 0 | 0 | 0 | -24.3652 | -25.6338 | 0 | 0 | 0 | 0 | 0 | 0 | 0 | 0 | 0 | 0 | 0 | 0 | 0 | 0 | 0 | 0 | 0 | 0 | 0 | 0 | 0 | 0 | 0
11 | 210 | 211 | 210 211 Outdoor Lighting Controls (Photocell/Timeclock) / Other | 0 | 0 | 0 | 0 | 0 | -13.1924 | -13.9277 | 0 | 0 | 0 | 0 | 0 | 0 | 0 | 0 | 0 | 0 | 0 | 0 | 0 | 0 | 0 | 0 | 0 | 0 | 0 | 0 | 0 | 0 | 0
11 | 300 | 301 | 300 301 Centrifugal Chiller, 0.51 kW/ton, 500 tons / Other | 0 | 0 | 0 | 0 | 0 | -54.5605 | -57.5195 | -57.8408 | -145.5625 | -148.2734 | -151.3516 | -103.5313 | -105.8281 | -70.6094 | -174.2188 | -76.3125 | -78.4688 | -71.9062 | -136.5 | -141.4688 | -145.4063 | -149.6875 | 0 | 0 | 0 | 0 | 0 | 0 | 0 | 0
11 | 300 | 302 | 300 302 High Efficiency Chiller Motors / Other | 0 | 0 | 0 | 0 | 0 | -8.5361 | -9.0195 | -9.0693 | -22.8516 | -23.3125 | -23.9062 | -16.2812 | -16.6406 | -11.0938 | -27.4062 | -11.9688 | -12.3125 | -11.7812 | -21.4062 | -22.1562 | -22.8125 | -23.4375 | 0 | 0 | 0 | 0 | 0 | 0 | 0 | 0
11 | 300 | 304 | 300 304 EMS - Chiller / Other | 0 | 0 | 0 | 0 | 0 | -28.293 | -29.8428 | -30.002 | -75.5078 | -76.9609 | -78.6016 | -53.7344 | 0 | 0 | 0 | 0 | 0 | 0 | 0 | 0 | 0 | 0 | 0 | 0 | 0 | 0 | 0 | 0 | 0 | 0
11 | 300 | 305 | 300 305 Chiller Tune Up/Diagnostics / Other | 0 | 0 | 0 | 0 | 0 | -125.251 | -132.0186 | -132.7471 | -334.0313 | -340.1797 | -347.0703 | -237.5625 | 0 | 0 | 0 | 0 | 0 | 0 | 0 | 0 | 0 | 0 | 0 | 0 | 0 | 0 | 0 | 0 | 0 | 0
11 | 300 | 306 | 300 306 VSD for Chiller Pumps and Towers / Other | 0 | 0 | 0 | 0 | 0 | -26.7441 | -28.2109 | -28.3613 | -71.3594 | -72.7266 | -74.3047 | -50.7969 | -51.9062 | -34.6406 | -85.4688 | -37.4062 | -38.4062 | 0 | 0 | 0 | 0 | 0 | 0 | 0 | 0 | 0 | 0 | 0 | 0 | 0
11 | 300 | 307 | 300 307 EMS Optimization / Other | 0 | 0 | 0 | 0 | 0 | -9.3672 | -9.8857 | 0 | 0 | 0 | 0 | 0 | 0 | 0 | 0 | 0 | 0 | 0 | 0 | 0 | 0 | 0 | 0 | 0 | 0 | 0 | 0 | 0 | 0 | 0
11 | 300 | 308 | 300 308 Aerosole Duct Sealing / Other | 0 | 0 | 0 | 0 | 0 | -18.9863 | -20.0371 | -20.1445 | -50.6797 | -51.6719 | -52.8438 | -36.0938 | -36.875 | -24.6094 | -60.7188 | -26.5938 | -27.3438 | 0 | 0 | 0 | 0 | 0 | 0 | 0 | 0 | 0 | 0 | 0 | 0 | 0
11 | 300 | 309 | 300 309 Duct/Pipe Insulation / Other | 0 | 0 | 0 | 0 | 0 | -5.127 | -5.3662 | -5.4561 | -13.7266 | -14.0469 | -14.3359 | -9.8125 | 0 | 0 | 0 | 0 | 0 | 0 | 0 | 0 | 0 | 0 | 0 | 0 | 0 | 0 | 0 | 0 | 0 | 0
11 | 300 | 311 | 300 311 Window Film (Standard) / Other | 0 | 0 | 0 | 0 | 0 | -35.9482 | -37.8506 | -38.1152 | -95.8984 | -97.7266 | -99.6719 | -68.2344 | 0 | 0 | 0 | 0 | 0 | 0 | 0 | 0 | 0 | 0 | 0 | 0 | 0 | 0 | 0 | 0 | 0 | 0
11 | 300 | 313 | 300 313 Ceiling Insulation / Other | 0 | 0 | 0 | 0 | 0 | -168.7397 | -177.8418 | -178.8369 | -449.9844 | -458.2422 | -467.4766 | -320.0156 | -327.125 | -218.2656 | -538.4063 | -235.9375 | -242.5938 | -168.7813 | -422 | -437.4375 | -449.4375 | -462.875 | 0 | 0 | 0 | 0 | 0 | 0 | 0 | 0
11 | 300 | 314 | 300 314 Roof Insulation / Other | 0 | 0 | 0 | 0 | 0 | -31.2871 | -32.9971 | -33.1807 | -83.5 | -85.1016 | -86.9219 | -59.4219 | -60.7344 | -40.5156 | -99.9688 | -43.7812 | -45.0312 | -40.1562 | -78.3125 | -81.1562 | -83.4375 | -85.875 | 0 | 0 | 0 | 0 | 0 | 0 | 0 | 0
11 | 300 | 317 | 300 317 Thermal Energy Storage (TES) Positive / Other | 0 | 0 | 0 | 0 | 0 | -30.0518 | -31.6865 | -31.8711 | -80.1953 | -81.7109 | -83.4844 | -57.0625 | -58.3281 | -38.9219 | -96.0312 | -42.0312 | -43.2188 | -54.0625 | -75.1875 | -77.9375 | -80.125 | -82.4375 | -85.4375 | -58.5625 | -50.7812 | -38.5625 | -41.8125 | -42.8125 | -52.875 | -112.5625
11 | 300 | 317 | 300 317 Thermal Energy Storage (TES) Negative / Other | 0 | 0 | 0 | 0 | 0 | 0 | 0 | 0 | 0 | 0 | 0 | 0 | 0 | 0 | 0 | 0 | 0 | 0 | 0 | 0 | 0 | 0 | 0 | 0 | 0 | 0 | 0 | 0 | 0 | 0
11 | 320 | 321 | 320 321 DX Packaged System, EER=10.9, 10 tons / Other | 0 | 0 | 0 | 0 | 0 | -68.1128 | -71.8018 | -72.1982 | -181.6641 | -185.0391 | -188.875 | -129.25 | -132.0938 | -88.1406 | -217.4063 | -95.25 | -97.9375 | 0 | 0 | 0 | 0 | 0 | 0 | 0 | 0 | 0 | 0 | 0 | 0 | 0
11 | 320 | 322 | 320 322 Hybrid Dessicant-DX System (Trane CDQ) / Other | 0 | 0 | 0 | 0 | 0 | -119.5107 | -125.9658 | -126.6641 | -318.7188 | -324.5625 | -331.1797 | -226.6719 | -231.7188 | -154.5938 | -381.3438 | -167.125 | -171.8438 | 0 | 0 | 0 | 0 | 0 | 0 | 0 | 0 | 0 | 0 | 0 | 0 | 0
11 | 320 | 323 | 320 323 Geothermal Heat Pump, EER=13, 10 tons / Other | 0 | 0 | 0 | 0 | 0 | -62.2647 | -65.5938 | -66.0059 | -166.0938 | -169.1875 | -172.5391 | -118.1563 | -120.7813 | -80.5781 | -198.75 | -87.0938 | -89.5312 | 0 | 0 | 0 | 0 | 0 | 0 | 0 | 0 | 0 | 0 | 0 | 0 | 0
11 | 320 | 326 | 320 326 DX Tune Up/ Advanced Diagnostics / Other | 0 | 0 | 0 | 0 | 0 | -32.4795 | -34.1963 | -34.4443 | -86.6719 | -88.3125 | -90.0703 | -61.6875 | 0 | 0 | 0 | 0 | 0 | 0 | 0 | 0 | 0 | 0 | 0 | 0 | 0 | 0 | 0 | 0 | 0 | 0
11 | 320 | 327 | 320 327 DX Coil Cleaning / Other | 0 | 0 | 0 | 0 | 0 | -118.7881 | -125.1553 | 0 | 0 | 0 | 0 | 0 | 0 | 0 | 0 | 0 | 0 | 0 | 0 | 0 | 0 | 0 | 0 | 0 | 0 | 0 | 0 | 0 | 0 | 0
11 | 320 | 329 | 320 329 Aerosole Duct Sealing / Other | 0 | 0 | 0 | 0 | 0 | -30.2021 | -31.8535 | -32.0371 | -80.6094 | -82.1484 | -83.9062 | -57.3594 | -58.625 | -39.125 | -96.5 | -42.2812 | -43.4688 | 0 | 0 | 0 | 0 | 0 | 0 | 0 | 0 | 0 | 0 | 0 | 0 | 0
11 | 320 | 330 | 320 330 Duct/Pipe Insulation / Other | 0 | 0 | 0 | 0 | 0 | -8.4883 | -8.9639 | -9.0186 | -22.6797 | -23.1719 | -23.7891 | -16.1875 | 0 | 0 | 0 | 0 | 0 | 0 | 0 | 0 | 0 | 0 | 0 | 0 | 0 | 0 | 0 | 0 | 0 | 0
11 | 320 | 334 | 320 334 Ceiling Insulation / Other | 0 | 0 | 0 | 0 | 0 | -268.228 | -282.6387 | -284.2646 | -715.2422 | -728.3516 | -742.8281 | -508.6563 | -519.9688 | -346.9219 | -855.75 | -375.0625 | -385.5938 | -268.4063 | -670.7813 | -695.375 | -714.4375 | -735.8125 | 0 | 0 | 0 | 0 | 0 | 0 | 0 | 0
11 | 320 | 335 | 320 335 Roof Insulation / Other | 0 | 0 | 0 | 0 | 0 | -111.9575 | -117.958 | -118.665 | -298.6016 | -304.0859 | -310.1484 | -212.375 | -217.0781 | -144.8438 | -357.2813 | -156.5625 | -160.9688 | -107.9375 | -280.0313 | -290.25 | -298.2813 | -307.125 | 0 | 0 | 0 | 0 | 0 | 0 | 0 | 0
11 | 340 | 344 | 340 344 Aerosole Duct Sealing / Other | 0 | 0 | 0 | 0 | 0 | -30.877 | -32.5645 | -32.7402 | -82.4062 | -83.9688 | -85.7891 | -58.6562 | -59.9219 | -39.9844 | -98.625 | -43.2188 | -44.4375 | 0 | 0 | 0 | 0 | 0 | 0 | 0 | 0 | 0 | 0 | 0 | 0 | 0
11 | 340 | 345 | 340 345 Duct/Pipe Insulation / Other | 0 | 0 | 0 | 0 | 0 | -8.585 | -9.0195 | -9.1211 | -22.9844 | -23.4609 | -23.9062 | -16.3906 | 0 | 0 | 0 | 0 | 0 | 0 | 0 | 0 | 0 | 0 | 0 | 0 | 0 | 0 | 0 | 0 | 0 | 0
11 | 340 | 349 | 340 349 Ceiling Insulation / Other | 0 | 0 | 0 | 0 | 0 | -274.0767 | -288.8467 | -290.457 | -730.8125 | -744.1953 | -759.1641 | -519.75 | -531.2969 | -354.4844 | -874.375 | -383.2188 | -394 | -274.25 | -685.4063 | -710.5313 | -729.9688 | -751.8125 | 0 | 0 | 0 | 0 | 0 | 0 | 0 | 0
11 | 340 | 351 | 340 351 Cool Roof - DX / Other | 0 | 0 | 0 | 0 | 0 | -273.6069 | -288.3574 | -289.959 | -729.5859 | -742.9531 | -757.875 | -518.8594 | -530.3906 | -353.8906 | -872.9063 | -382.5625 | -393.25 | 0 | 0 | 0 | 0 | 0 | 0 | 0 | 0 | 0 | 0 | 0 | 0 | 0
11 | 360 | 361 | 360 361 HE PTAC, EER=9.6, 1 ton / Other | 0 | 0 | 0 | 0 | 0 | -182.0815 | -191.9023 | -192.9717 | -485.5313 | -494.4531 | -504.4375 | -345.3281 | -353 | -235.5313 | -580.9375 | -254.5938 | -261.75 | 0 | 0 | 0 | 0 | 0 | 0 | 0 | 0 | 0 | 0 | 0 | 0 | 0
11 | 400 | 403 | 400 403 Air Handler Optimization / Other | 0 | 0 | 0 | 0 | 0 | -8.4395 | -8.9082 | -8.9668 | -22.5703 | -23.0234 | 0 | 0 | 0 | 0 | 0 | 0 | 0 | 0 | 0 | 0 | 0 | 0 | 0 | 0 | 0 | 0 | 0 | 0 | 0 | 0
11 | 400 | 404 | 400 404 Electronically Commutated Motors (ECM) on an Air Handler Unit / Other | 0 | 0 | 0 | 0 | 0 | -11.8975 | -12.5068 | -12.6318 | -31.7969 | -32.4375 | -33.0938 | -22.6562 | -23.1562 | -15.4375 | -38.125 | -16.6875 | -17.1562 | 0 | 0 | 0 | 0 | 0 | 0 | 0 | 0 | 0 | 0 | 0 | 0 | 0
11 | 400 | 405 | 400 405 Demand Control Ventilation (DCV) / Other | 0 | 0 | 0 | 0 | 0 | -105.7588 | -111.417 | -112.0957 | -282.0469 | -287.25 | -292.9766 | -200.6094 | -205.0469 | -136.8281 | -337.5 | -147.875 | -152 | 0 | 0 | 0 | 0 | 0 | 0 | 0 | 0 | 0 | 0 | 0 | 0 | 0
11 | 400 | 406 | 400 406 Energy Recovery Ventilation (ERV) / Other | 0 | 0 | 0 | 0 | 0 | -48.248 | -50.8672 | -51.1514 | -128.7266 | -131.125 | -133.875 | -91.5781 | -93.6094 | -62.4531 | -154.0938 | -67.5 | -69.4062 | -46.4688 | -120.7188 | -125.125 | -128.5938 | -132.375 | 0 | 0 | 0 | 0 | 0 | 0 | 0 | 0
11 | 600 | 603 | 600 603 Heat Pump Water Heater (air source) / Other | 0 | 0 | 0 | 0 | 0 | -21.9316 | -23.0791 | -23.2666 | -58.5312 | -59.6719 | -60.8594 | -41.6719 | -42.5938 | -28.4219 | -70.0938 | -30.6875 | -31.5625 | 0 | 0 | 0 | 0 | 0 | 0 | 0 | 0 | 0 | 0 | 0 | 0 | 0
11 | 600 | 604 | 600 604 Solar Water Heater / Other | 0 | 0 | 0 | 0 | 0 | -21.8779 | -23.0791 | -23.2031 | -58.4219 | -59.5547 | -60.8594 | -41.5781 | -42.4844 | -28.3438 | -69.9688 | -30.625 | -31.5 | -31.2188 | -54.75 | -56.75 | -58.3438 | -60.0625 | 0 | 0 | 0 | 0 | 0 | 0 | 0 | 0
11 | 600 | 606 | 600 606 Demand controlled circulating systems / Other | 0 | 0 | 0 | 0 | 0 | -1.5068 | -1.6123 | -1.6191 | -4.1094 | -4.2266 | -4.4609 | -2.9531 | -3.0156 | -2 | -4.9375 | -2.125 | -2.2188 | 0 | 0 | 0 | 0 | 0 | 0 | 0 | 0 | 0 | 0 | 0 | 0 | 0
11 | 600 | 608 | 600 608 Heat Recovery Unit / Other | 0 | 0 | 0 | 0 | 0 | -24.1543 | -25.4785 | -25.6221 | -64.4844 | -65.7188 | -67.1484 | -45.8906 | 0 | 0 | 0 | 0 | 0 | 0 | 0 | 0 | 0 | 0 | 0 | 0 | 0 | 0 | 0 | 0 | 0 | 0
11 | 600 | 609 | 600 609 Heat Trap / Other | 0 | 0 | 0 | 0 | 0 | -2.8496 | -3.0225 | -3.043 | -7.6719 | -7.875 | -8.1719 | -5.5 | 0 | 0 | 0 | 0 | 0 | 0 | 0 | 0 | 0 | 0 | 0 | 0 | 0 | 0 | 0 | 0 | 0 | 0
11 | 600 | 610 | 600 610 Hot Water Pipe Insulation / Other | 0 | 0 | 0 | 0 | 0 | -0.57324 | -0.63477 | -0.63086 | -1.5781 | -1.6797 | -1.8828 | -1.1875 | -1.2188 | -0.79688 | -2 | -0.84375 | -0.875 | 0 | 0 | 0 | 0 | 0 | 0 | 0 | 0 | 0 | 0 | 0 | 0 | 0
11 | 700 | 701 | 700 701 PC Manual Power Management Enabling / Other | 0 | 0 | 0 | 0 | 0 | -37.4961 | 0 | 0 | 0 | 0 | 0 | 0 | 0 | 0 | 0 | 0 | 0 | 0 | 0 | 0 | 0 | 0 | 0 | 0 | 0 | 0 | 0 | 0 | 0 | 0
11 | 700 | 702 | 700 702 PC Network Power Management Enabling / Other | 0 | 0 | 0 | 0 | 0 | -37.4961 | 0 | 0 | 0 | 0 | 0 | 0 | 0 | 0 | 0 | 0 | 0 | 0 | 0 | 0 | 0 | 0 | 0 | 0 | 0 | 0 | 0 | 0 | 0 | 0
11 | 710 | 711 | 710 711 Energy Star or Better Monitor / Other | 0 | 0 | 0 | 0 | 0 | -53.9404 | 0 | 0 | 0 | 0 | 0 | 0 | 0 | 0 | 0 | 0 | 0 | 0 | 0 | 0 | 0 | 0 | 0 | 0 | 0 | 0 | 0 | 0 | 0 | 0
11 | 710 | 712 | 710 712 Monitor Power Management Enabling / Other | 0 | 0 | 0 | 0 | 0 | -35.166 | 0 | 0 | 0 | 0 | 0 | 0 | 0 | 0 | 0 | 0 | 0 | 0 | 0 | 0 | 0 | 0 | 0 | 0 | 0 | 0 | 0 | 0 | 0 | 0
11 | 720 | 721 | 720 721 Energy Star or Better Monitor / Other | 0 | 0 | 0 | 0 | 0 | 0 | 0 | 0 | 0 | 0 | 0 | 0 | 0 | 0 | 0 | 0 | 0 | 0 | 0 | 0 | 0 | 0 | 0 | 0 | 0 | 0 | 0 | 0 | 0 | 0
11 | 720 | 722 | 720 722 Monitor Power Management Enabling / Other | 0 | 0 | 0 | 0 | 0 | 0 | 0 | 0 | 0 | 0 | 0 | 0 | 0 | 0 | 0 | 0 | 0 | 0 | 0 | 0 | 0 | 0 | 0 | 0 | 0 | 0 | 0 | 0 | 0 | 0
11 | 730 | 731 | 730 731 Energy Star or Better Copier / Other | 0 | 0 | 0 | 0 | 0 | -8.0186 | -8.4756 | -8.5205 | 0 | 0 | 0 | 0 | 0 | 0 | 0 | 0 | 0 | 0 | 0 | 0 | 0 | 0 | 0 | 0 | 0 | 0 | 0 | 0 | 0 | 0
11 | 730 | 732 | 730 732 Copier Power Management Enabling / Other | 0 | 0 | 0 | 0 | 0 | -6.626 | -7.0088 | -7.0459 | 0 | 0 | 0 | 0 | 0 | 0 | 0 | 0 | 0 | 0 | 0 | 0 | 0 | 0 | 0 | 0 | 0 | 0 | 0 | 0 | 0 | 0
11 | 740 | 741 | 740 741 Printer Power Management Enabling / Other | 0 | 0 | 0 | 0 | 0 | -37.9062 | -39.916 | 0 | 0 | 0 | 0 | 0 | 0 | 0 | 0 | 0 | 0 | 0 | 0 | 0 | 0 | 0 | 0 | 0 | 0 | 0 | 0 | 0 | 0 | 0
11 | 800 | 801 | 800 801 Convection Oven / Other | 0 | 0 | 0 | 0 | 0 | -0.62207 | -0.63477 | -0.68164 | -1.75 | -1.8516 | -1.8828 | -1.2969 | 0 | 0 | 0 | 0 | 0 | 0 | 0 | 0 | 0 | 0 | 0 | 0 | 0 | 0 | 0 | 0 | 0 | 0
11 | 900 | 901 | 900 901 Vending Misers (cooled machines only) / Other | 0 | 0 | 0 | 0 | 0 | -2.0244 | -2.1006 | -2.168 | -5.4531 | -5.6172 | -5.75 | -3.9375 | 0 | 0 | 0 | 0 | 0 | 0 | 0 | 0 | 0 | 0 | 0 | 0 | 0 | 0 | 0 | 0 | 0 | 0
12 | 100 | 125 | 100 125 LED Linear Tube 22W / All | 0 | 0 | 0 | 0 | 0 | -2.2295 | -2.3223 | -2.3857 | -6.0156 | -6.1641 | -6.3203 | -4.3281 | -4.3906 | -2.9375 | -7.2812 | -3.1562 | -3.1562 | -2.875 | -5.5 | -5.6875 | -5.875 | -6 | -6.1875 | -4.1875 | -3.7188 | -2.8438 | -3.0312 | -3.125 | -2.8125 | -8.3125
12 | 100 | 132 | 100 132 Flood LED 14W / All | 0 | 0 | 0 | 0 | 0 | -2.1221 | -2.2666 | -2.2715 | -5.7344 | -5.9062 | -6.1641 | -4.125 | -4.2031 | -2.8125 | -6.9375 | -3 | -3.0938 | -2.875 | -5.3438 | -5.5625 | -5.75 | -5.875 | -6.0625 | -4.125 | -3.6562 | -2.7812 | -2.9688 | -3.0625 | -2.75 | -8.0625
12 | 100 | 146 | 100 146 LED (12-Watt) / All | 0 | 0 | 0 | 0 | 0 | -1.6631 | -1.7783 | -1.7852 | -4.5 | -4.6328 | -4.8828 | -3.25 | -3.2969 | -2.2031 | -5.4688 | -2.375 | -2.4375 | -1.5938 | -4.1875 | -4.3438 | -4.5 | -4.5625 | -4.75 | -3.1875 | -2.8438 | -2.1875 | -2.3125 | -2.375 | -1.5 | 0
12 | 100 | 154 | 100 154 LED High Bay 83W (400W equivalent) / All | 0 | 0 | 0 | 0 | 0 | -17.7939 | -18.7705 | -18.875 | -47.5078 | -48.4609 | -49.5547 | -33.8281 | -34.5781 | -23.0625 | -56.9375 | -24.9062 | -25.625 | -23.5312 | -44.5625 | -46.1875 | -47.5 | -48.8125 | -50.625 | -34.6875 | -30.0938 | -22.875 | -24.7812 | -25.375 | -23 | -66.6875
12 | 200 | 203 | 200 203 Outdoor LED 104W / All | 0 | 0 | 0 | 0 | 0 | -10.1435 | -10.6523 | -10.7734 | -27.1094 | -27.6641 | -28.2188 | -19.3281 | -19.7344 | -13.1719 | -32.5 | -14.2188 | -14.625 | -14.0625 | -25.4062 | -26.3125 | -27.0938 | -27.8125 | -28.875 | -19.75 | -17.1875 | 0 | 0 | 0 | 0 | 0
12 | 300 | 337 | 300 337 Run Time Optimizer / All | 0 | 0 | 0 | 0 | 0 | -95.3091 | -100.4668 | -101.0205 | -254.1875 | -258.8672 | -264.1797 | -180.7969 | -184.8125 | -123.3125 | -304.1563 | -133.3125 | -137.0313 | 0 | 0 | 0 | 0 | 0 | 0 | 0 | 0 | 0 | 0 | 0 | 0 | 0
12 | 300 | 338 | 300 338 dehumidification hybrid desiccant heat pump / All | 0 | 0 | 0 | 0 | 0 | -140.1948 | -147.7109 | -148.585 | -373.8438 | -380.7266 | -388.3047 | -265.9063 | -271.8281 | -181.3594 | -447.3125 | -196.0313 | -201.4688 | 0 | 0 | 0 | 0 | 0 | 0 | 0 | 0 | 0 | 0 | 0 | 0 | 0
12 | 800 | 518 | 800 518 Ice Machine / All | 0 | 0 | 0 | 0 | 0 | -13.3486 | -14.0391 | -14.1641 | -35.6641 | -36.3828 | -37.1094 | -25.3906 | 0 | 0 | 0 | 0 | 0 | 0 | 0 | 0 | 0 | 0 | 0 | 0 | 0 | 0 | 0 | 0 | 0 | 0
12 | 600 | 611 | 600 611 0.5 Faucet Aerator (DI) - Commercial / All | 0 | 0 | 0 | 0 | 0 | -1.3506 | -1.4453 | -1.4541 | -3.6875 | -3.8203 | -4.0078 | -2.6406 | 0 | 0 | 0 | 0 | 0 | 0 | 0 | 0 | 0 | 0 | 0 | 0 | 0 | 0 | 0 | 0 | 0 | 0
12 | 600 | 612 | 600 612 1.0 gpm Faucet Aerator (DI) -Commercial / All | 0 | 0 | 0 | 0 | 0 | -0.98926 | -1.0127 | -1.0713 | -2.7031 | -2.8359 | -2.875 | -1.9688 | 0 | 0 | 0 | 0 | 0 | 0 | 0 | 0 | 0 | 0 | 0 | 0 | 0 | 0 | 0 | 0 | 0 | 0
12 | 600 | 613 | 600 613 1.5 gpm Shower Head (DI) - Commercial / All | 0 | 0 | 0 | 0 | 0 | -4.6084 | -4.877 | -4.9072 | -12.3594 | -12.625 | -13.0469 | -8.8281 | 0 | 0 | 0 | 0 | 0 | 0 | 0 | 0 | 0 | 0 | 0 | 0 | 0 | 0 | 0 | 0 | 0 | 0
12 | 800 | 812 | 800 812 Griddle / All | 0 | 0 | 0 | 0 | 0 | -27.9795 | -29.4541 | -29.6699 | -74.6641 | -76.0859 | -77.6172 | -53.1406 | 0 | 0 | 0 | 0 | 0 | 0 | 0 | 0 | 0 | 0 | 0 | 0 | 0 | 0 | 0 | 0 | 0 | 0
12 | 800 | 813 | 800 813 Steamer / All | 0 | 0 | 0 | 0 | 0 | -773.3423 | -814.9272 | -819.5249 | -2062.023 | -2099.648 | -2141.414 | -1466.328 | 0 | 0 | 0 | 0 | 0 | 0 | 0 | 0 | 0 | 0 | 0 | 0 | 0 | 0 | 0 | 0 | 0 | 0
12 | 800 | 814 | 800 814 Holding Cabinet / All | 0 | 0 | 0 | 0 | 0 | -67.2817 | -70.8691 | -71.3174 | -179.4766 | -182.8047 | -186.4531 | -127.6719 | 0 | 0 | 0 | 0 | 0 | 0 | 0 | 0 | 0 | 0 | 0 | 0 | 0 | 0 | 0 | 0 | 0 | 0
12 | 700 | 910 | 700 910 Server Virtualization / All | 0 | 0 | 0 | 0 | 0 | -154.8853 | 0 | 0 | 0 | 0 | 0 | 0 | 0 | 0 | 0 | 0 | 0 | 0 | 0 | 0 | 0 | 0 | 0 | 0 | 0 | 0 | 0 | 0 | 0 | 0

## Program Costs
390
Building # | Base # | Measure # | Measure Name | 2013 | 2014 | 2015 | 2016 | 2017 | 2018 | 2019 | 2020 | 2021 | 2022 | 2023 | 2024 | 2025 | 2026 | 2027 | 2028 | 2029 | 2030 | 2031 | 2032 | 2033 | 2034 | 2035 | 2036 | 2037 | 2038 | 2039 | 2040 | 2041 | 2042
1 | 110 | 111 | 110 111 Premium T8, Elecctronic Ballast / Office | 0 | 0 | 390 | 0 | 0 | 0 | 0 | 0 | 0 | 0 | 0 | 0 | 0 | 0 | 0 | 0 | 0 | 0 | 0 | 0 | 0 | 0 | 0 | 0 | 0 | 0 | 0 | 0 | 0 | 0
1 | 110 | 112 | 110 112 Premium T8, EB, Reflector / Office | 0 | 0 | 390 | 0 | 0 | 0 | 0 | 0 | 0 | 0 | 0 | 0 | 0 | 0 | 0 | 0 | 0 | 0 | 0 | 0 | 0 | 0 | 0 | 0 | 0 | 0 | 0 | 0 | 0 | 0
1 | 110 | 113 | 110 113 Occupancy Sensor / Office | 0 | 0 | 390 | 0 | 0 | 0 | 0 | 0 | 0 | 0 | 0 | 0 | 0 | 0 | 0 | 0 | 0 | 0 | 0 | 0 | 0 | 0 | 0 | 0 | 0 | 0 | 0 | 0 | 0 | 0
1 | 110 | 114 | 110 114 Continuous Dimming / Office | 0 | 0 | 390 | 0 | 0 | 0 | 0 | 0 | 0 | 0 | 0 | 0 | 0 | 0 | 0 | 0 | 0 | 0 | 0 | 0 | 0 | 0 | 0 | 0 | 0 | 0 | 0 | 0 | 0 | 0
1 | 110 | 115 | 110 115 Lighting Control Tuneup / Office | 0 | 0 | 390 | 0 | 0 | 0 | 0 | 0 | 0 | 0 | 0 | 0 | 0 | 0 | 0 | 0 | 0 | 0 | 0 | 0 | 0 | 0 | 0 | 0 | 0 | 0 | 0 | 0 | 0 | 0
1 | 120 | 121 | 120 121 ROB Premium T8, 1EB / Office | 0 | 0 | 390 | 0 | 0 | 0 | 0 | 0 | 0 | 0 | 0 | 0 | 0 | 0 | 0 | 0 | 0 | 0 | 0 | 0 | 0 | 0 | 0 | 0 | 0 | 0 | 0 | 0 | 0 | 0
1 | 120 | 122 | 120 122 ROB Premium T8, EB, Reflector / Office | 0 | 0 | 390 | 0 | 0 | 0 | 0 | 0 | 0 | 0 | 0 | 0 | 0 | 0 | 0 | 0 | 0 | 0 | 0 | 0 | 0 | 0 | 0 | 0 | 0 | 0 | 0 | 0 | 0 | 0
1 | 120 | 123 | 120 123 Occupancy Sensor / Office | 0 | 0 | 390 | 0 | 0 | 0 | 0 | 0 | 0 | 0 | 0 | 0 | 0 | 0 | 0 | 0 | 0 | 0 | 0 | 0 | 0 | 0 | 0 | 0 | 0 | 0 | 0 | 0 | 0 | 0
1 | 120 | 124 | 120 124 Lighting Control Tuneup / Office | 0 | 0 | 390 | 0 | 0 | 0 | 0 | 0 | 0 | 0 | 0 | 0 | 0 | 0 | 0 | 0 | 0 | 0 | 0 | 0 | 0 | 0 | 0 | 0 | 0 | 0 | 0 | 0 | 0 | 0
1 | 130 | 131 | 130 131 CFL Screw-in 18W / Office | 0 | 0 | 390 | 0 | 0 | 0 | 0 | 0 | 0 | 0 | 0 | 0 | 0 | 0 | 0 | 0 | 0 | 0 | 0 | 0 | 0 | 0 | 0 | 0 | 0 | 0 | 0 | 0 | 0 | 0
1 | 140 | 141 | 140 141 CFL Hardwired, Modular 18W / Office | 0 | 0 | 390 | 0 | 0 | 0 | 0 | 0 | 0 | 0 | 0 | 0 | 0 | 0 | 0 | 0 | 0 | 0 | 0 | 0 | 0 | 0 | 0 | 0 | 0 | 0 | 0 | 0 | 0 | 0
1 | 150 | 151 | 150 151 PSMH, 250W, magnetic ballast / Office | 0 | 0 | 390 | 0 | 0 | 0 | 0 | 0 | 0 | 0 | 0 | 0 | 0 | 0 | 0 | 0 | 0 | 0 | 0 | 0 | 0 | 0 | 0 | 0 | 0 | 0 | 0 | 0 | 0 | 0
1 | 150 | 153 | 150 153 High Bay T5 / Office | 0 | 0 | 390 | 0 | 0 | 0 | 0 | 0 | 0 | 0 | 0 | 0 | 0 | 0 | 0 | 0 | 0 | 0 | 0 | 0 | 0 | 0 | 0 | 0 | 0 | 0 | 0 | 0 | 0 | 0
1 | 160 | 161 | 160 161 LED Exit Sign / Office | 0 | 0 | 390 | 0 | 0 | 0 | 0 | 0 | 0 | 0 | 0 | 0 | 0 | 0 | 0 | 0 | 0 | 0 | 0 | 0 | 0 | 0 | 0 | 0 | 0 | 0 | 0 | 0 | 0 | 0
1 | 200 | 201 | 200 201 High Pressure Sodium 250W Lamp / Office | 0 | 0 | 390 | 0 | 0 | 0 | 0 | 0 | 0 | 0 | 0 | 0 | 0 | 0 | 0 | 0 | 0 | 0 | 0 | 0 | 0 | 0 | 0 | 0 | 0 | 0 | 0 | 0 | 0 | 0
1 | 200 | 202 | 200 202 Outdoor Lighting Controls (Photocell/Timeclock) / Office | 0 | 0 | 390 | 0 | 0 | 0 | 0 | 0 | 0 | 0 | 0 | 0 | 0 | 0 | 0 | 0 | 0 | 0 | 0 | 0 | 0 | 0 | 0 | 0 | 0 | 0 | 0 | 0 | 0 | 0
1 | 210 | 211 | 210 211 Outdoor Lighting Controls (Photocell/Timeclock) / Office | 0 | 0 | 390 | 0 | 0 | 0 | 0 | 0 | 0 | 0 | 0 | 0 | 0 | 0 | 0 | 0 | 0 | 0 | 0 | 0 | 0 | 0 | 0 | 0 | 0 | 0 | 0 | 0 | 0 | 0
1 | 300 | 301 | 300 301 Centrifugal Chiller, 0.51 kW/ton, 500 tons / Office | 0 | 0 | 390 | 0 | 0 | 0 | 0 | 0 | 0 | 0 | 0 | 0 | 0 | 0 | 0 | 0 | 0 | 0 | 0 | 0 | 0 | 0 | 0 | 0 | 0 | 0 | 0 | 0 | 0 | 0
1 | 300 | 302 | 300 302 High Efficiency Chiller Motors / Office | 0 | 0 | 390 | 0 | 0 | 0 | 0 | 0 | 0 | 0 | 0 | 0 | 0 | 0 | 0 | 0 | 0 | 0 | 0 | 0 | 0 | 0 | 0 | 0 | 0 | 0 | 0 | 0 | 0 | 0
1 | 300 | 304 | 300 304 EMS - Chiller / Office | 0 | 0 | 390 | 0 | 0 | 0 | 0 | 0 | 0 | 0 | 0 | 0 | 0 | 0 | 0 | 0 | 0 | 0 | 0 | 0 | 0 | 0 | 0 | 0 | 0 | 0 | 0 | 0 | 0 | 0
1 | 300 | 305 | 300 305 Chiller Tune Up/Diagnostics / Office | 0 | 0 | 390 | 0 | 0 | 0 | 0 | 0 | 0 | 0 | 0 | 0 | 0 | 0 | 0 | 0 | 0 | 0 | 0 | 0 | 0 | 0 | 0 | 0 | 0 | 0 | 0 | 0 | 0 | 0
1 | 300 | 306 | 300 306 VSD for Chiller Pumps and Towers / Office | 0 | 0 | 390 | 0 | 0 | 0 | 0 | 0 | 0 | 0 | 0 | 0 | 0 | 0 | 0 | 0 | 0 | 0 | 0 | 0 | 0 | 0 | 0 | 0 | 0 | 0 | 0 | 0 | 0 | 0
1 | 300 | 308 | 300 308 Aerosole Duct Sealing / Office | 0 | 0 | 390 | 0 | 0 | 0 | 0 | 0 | 0 | 0 | 0 | 0 | 0 | 0 | 0 | 0 | 0 | 0 | 0 | 0 | 0 | 0 | 0 | 0 | 0 | 0 | 0 | 0 | 0 | 0
1 | 300 | 309 | 300 309 Duct/Pipe Insulation / Office | 0 | 0 | 390 | 0 | 0 | 0 | 0 | 0 | 0 | 0 | 0 | 0 | 0 | 0 | 0 | 0 | 0 | 0 | 0 | 0 | 0 | 0 | 0 | 0 | 0 | 0 | 0 | 0 | 0 | 0
1 | 300 | 311 | 300 311 Window Film (Standard) / Office | 0 | 0 | 390 | 0 | 0 | 0 | 0 | 0 | 0 | 0 | 0 | 0 | 0 | 0 | 0 | 0 | 0 | 0 | 0 | 0 | 0 | 0 | 0 | 0 | 0 | 0 | 0 | 0 | 0 | 0
1 | 300 | 313 | 300 313 Ceiling Insulation / Office | 0 | 0 | 390 | 0 | 0 | 0 | 0 | 0 | 0 | 0 | 0 | 0 | 0 | 0 | 0 | 0 | 0 | 0 | 0 | 0 | 0 | 0 | 0 | 0 | 0 | 0 | 0 | 0 | 0 | 0
1 | 300 | 314 | 300 314 Roof Insulation / Office | 0 | 0 | 390 | 0 | 0 | 0 | 0 | 0 | 0 | 0 | 0 | 0 | 0 | 0 | 0 | 0 | 0 | 0 | 0 | 0 | 0 | 0 | 0 | 0 | 0 | 0 | 0 | 0 | 0 | 0
1 | 300 | 315 | 300 315 Cool Roof - Chiller / Office | 0 | 0 | 390 | 0 | 0 | 0 | 0 | 0 | 0 | 0 | 0 | 0 | 0 | 0 | 0 | 0 | 0 | 0 | 0 | 0 | 0 | 0 | 0 | 0 | 0 | 0 | 0 | 0 | 0 | 0
1 | 300 | 317 | 300 317 Thermal Energy Storage (TES) Positive / Office | 0 | 0 | 390 | 0 | 0 | 0 | 0 | 0 | 0 | 0 | 0 | 0 | 0 | 0 | 0 | 0 | 0 | 0 | 0 | 0 | 0 | 0 | 0 | 0 | 0 | 0 | 0 | 0 | 0 | 0
1 | 300 | 317 | 300 317 Thermal Energy Storage (TES) Negative / Office | 0 | 0 | 0 | 0 | 0 | 0 | 0 | 0 | 0 | 0 | 0 | 0 | 0 | 0 | 0 | 0 | 0 | 0 | 0 | 0 | 0 | 0 | 0 | 0 | 0 | 0 | 0 | 0 | 0 | 0
1 | 320 | 321 | 320 321 DX Packaged System, EER=10.9, 10 tons / Office | 0 | 0 | 390 | 0 | 0 | 0 | 0 | 0 | 0 | 0 | 0 | 0 | 0 | 0 | 0 | 0 | 0 | 0 | 0 | 0 | 0 | 0 | 0 | 0 | 0 | 0 | 0 | 0 | 0 | 0
1 | 320 | 322 | 320 322 Hybrid Dessicant-DX System (Trane CDQ) / Office | 0 | 0 | 390 | 0 | 0 | 0 | 0 | 0 | 0 | 0 | 0 | 0 | 0 | 0 | 0 | 0 | 0 | 0 | 0 | 0 | 0 | 0 | 0 | 0 | 0 | 0 | 0 | 0 | 0 | 0
1 | 320 | 323 | 320 323 Geothermal Heat Pump, EER=13, 10 tons / Office | 0 | 0 | 390 | 0 | 0 | 0 | 0 | 0 | 0 | 0 | 0 | 0 | 0 | 0 | 0 | 0 | 0 | 0 | 0 | 0 | 0 | 0 | 0 | 0 | 0 | 0 | 0 | 0 | 0 | 0
1 | 320 | 327 | 320 327 DX Coil Cleaning / Office | 0 | 0 | 390 | 0 | 0 | 0 | 0 | 0 | 0 | 0 | 0 | 0 | 0 | 0 | 0 | 0 | 0 | 0 | 0 | 0 | 0 | 0 | 0 | 0 | 0 | 0 | 0 | 0 | 0 | 0
1 | 320 | 328 | 320 328 Optimize Controls / Office | 0 | 0 | 390 | 0 | 0 | 0 | 0 | 0 | 0 | 0 | 0 | 0 | 0 | 0 | 0 | 0 | 0 | 0 | 0 | 0 | 0 | 0 | 0 | 0 | 0 | 0 | 0 | 0 | 0 | 0
1 | 320 | 329 | 320 329 Aerosole Duct Sealing / Office | 0 | 0 | 390 | 0 | 0 | 0 | 0 | 0 | 0 | 0 | 0 | 0 | 0 | 0 | 0 | 0 | 0 | 0 | 0 | 0 | 0 | 0 | 0 | 0 | 0 | 0 | 0 | 0 | 0 | 0
1 | 320 | 330 | 320 330 Duct/Pipe Insulation / Office | 0 | 0 | 390 | 0 | 0 | 0 | 0 | 0 | 0 | 0 | 0 | 0 | 0 | 0 | 0 | 0 | 0 | 0 | 0 | 0 | 0 | 0 | 0 | 0 | 0 | 0 | 0 | 0 | 0 | 0
1 | 320 | 332 | 320 332 Window Film (Standard) / Office | 0 | 0 | 390 | 0 | 0 | 0 | 0 | 0 | 0 | 0 | 0 | 0 | 0 | 0 | 0 | 0 | 0 | 0 | 0 | 0 | 0 | 0 | 0 | 0 | 0 | 0 | 0 | 0 | 0 | 0
1 | 320 | 334 | 320 334 Ceiling Insulation / Office | 0 | 0 | 390 | 0 | 0 | 0 | 0 | 0 | 0 | 0 | 0 | 0 | 0 | 0 | 0 | 0 | 0 | 0 | 0 | 0 | 0 | 0 | 0 | 0 | 0 | 0 | 0 | 0 | 0 | 0
1 | 320 | 335 | 320 335 Roof Insulation / Office | 0 | 0 | 390 | 0 | 0 | 0 | 0 | 0 | 0 | 0 | 0 | 0 | 0 | 0 | 0 | 0 | 0 | 0 | 0 | 0 | 0 | 0 | 0 | 0 | 0 | 0 | 0 | 0 | 0 | 0
1 | 340 | 342 | 340 342 Geothermal Heat Pump, EER=13, 10 tons / Office | 0 | 0 | 390 | 0 | 0 | 0 | 0 | 0 | 0 | 0 | 0 | 0 | 0 | 0 | 0 | 0 | 0 | 0 | 0 | 0 | 0 | 0 | 0 | 0 | 0 | 0 | 0 | 0 | 0 | 0
1 | 340 | 344 | 340 344 Aerosole Duct Sealing / Office | 0 | 0 | 390 | 0 | 0 | 0 | 0 | 0 | 0 | 0 | 0 | 0 | 0 | 0 | 0 | 0 | 0 | 0 | 0 | 0 | 0 | 0 | 0 | 0 | 0 | 0 | 0 | 0 | 0 | 0
1 | 340 | 345 | 340 345 Duct/Pipe Insulation / Office | 0 | 0 | 390 | 0 | 0 | 0 | 0 | 0 | 0 | 0 | 0 | 0 | 0 | 0 | 0 | 0 | 0 | 0 | 0 | 0 | 0 | 0 | 0 | 0 | 0 | 0 | 0 | 0 | 0 | 0
1 | 340 | 347 | 340 347 Window Film (Standard) / Office | 0 | 0 | 390 | 0 | 0 | 0 | 0 | 0 | 0 | 0 | 0 | 0 | 0 | 0 | 0 | 0 | 0 | 0 | 0 | 0 | 0 | 0 | 0 | 0 | 0 | 0 | 0 | 0 | 0 | 0
1 | 340 | 349 | 340 349 Ceiling Insulation / Office | 0 | 0 | 390 | 0 | 0 | 0 | 0 | 0 | 0 | 0 | 0 | 0 | 0 | 0 | 0 | 0 | 0 | 0 | 0 | 0 | 0 | 0 | 0 | 0 | 0 | 0 | 0 | 0 | 0 | 0
1 | 340 | 350 | 340 350 Roof Insulation / Office | 0 | 0 | 390 | 0 | 0 | 0 | 0 | 0 | 0 | 0 | 0 | 0 | 0 | 0 | 0 | 0 | 0 | 0 | 0 | 0 | 0 | 0 | 0 | 0 | 0 | 0 | 0 | 0 | 0 | 0
1 | 340 | 351 | 340 351 Cool Roof - DX / Office | 0 | 0 | 390 | 0 | 0 | 0 | 0 | 0 | 0 | 0 | 0 | 0 | 0 | 0 | 0 | 0 | 0 | 0 | 0 | 0 | 0 | 0 | 0 | 0 | 0 | 0 | 0 | 0 | 0 | 0
1 | 360 | 361 | 360 361 HE PTAC, EER=9.6, 1 ton / Office | 0 | 0 | 390 | 0 | 0 | 0 | 0 | 0 | 0 | 0 | 0 | 0 | 0 | 0 | 0 | 0 | 0 | 0 | 0 | 0 | 0 | 0 | 0 | 0 | 0 | 0 | 0 | 0 | 0 | 0
1 | 360 | 362 | 360 362 Occupancy Sensor (hotels) / Office | 0 | 0 | 390 | 0 | 0 | 0 | 0 | 0 | 0 | 0 | 0 | 0 | 0 | 0 | 0 | 0 | 0 | 0 | 0 | 0 | 0 | 0 | 0 | 0 | 0 | 0 | 0 | 0 | 0 | 0
1 | 400 | 401 | 400 401 High Efficiency Fan Motor, 15hp, 1800rpm, 92.4% / Office | 0 | 0 | 390 | 0 | 0 | 0 | 0 | 0 | 0 | 0 | 0 | 0 | 0 | 0 | 0 | 0 | 0 | 0 | 0 | 0 | 0 | 0 | 0 | 0 | 0 | 0 | 0 | 0 | 0 | 0
1 | 400 | 402 | 400 402 Variable Speed Drive Control / Office | 0 | 0 | 390 | 0 | 0 | 0 | 0 | 0 | 0 | 0 | 0 | 0 | 0 | 0 | 0 | 0 | 0 | 0 | 0 | 0 | 0 | 0 | 0 | 0 | 0 | 0 | 0 | 0 | 0 | 0
1 | 400 | 403 | 400 403 Air Handler Optimization / Office | 0 | 0 | 390 | 0 | 0 | 0 | 0 | 0 | 0 | 0 | 0 | 0 | 0 | 0 | 0 | 0 | 0 | 0 | 0 | 0 | 0 | 0 | 0 | 0 | 0 | 0 | 0 | 0 | 0 | 0
1 | 400 | 404 | 400 404 Electronically Commutated Motors (ECM) on an Air Handler Unit / Office | 0 | 0 | 390 | 0 | 0 | 0 | 0 | 0 | 0 | 0 | 0 | 0 | 0 | 0 | 0 | 0 | 0 | 0 | 0 | 0 | 0 | 0 | 0 | 0 | 0 | 0 | 0 | 0 | 0 | 0
1 | 400 | 405 | 400 405 Demand Control Ventilation (DCV) / Office | 0 | 0 | 390 | 0 | 0 | 0 | 0 | 0 | 0 | 0 | 0 | 0 | 0 | 0 | 0 | 0 | 0 | 0 | 0 | 0 | 0 | 0 | 0 | 0 | 0 | 0 | 0 | 0 | 0 | 0
1 | 400 | 406 | 400 406 Energy Recovery Ventilation (ERV) / Office | 0 | 0 | 390 | 0 | 0 | 0 | 0 | 0 | 0 | 0 | 0 | 0 | 0 | 0 | 0 | 0 | 0 | 0 | 0 | 0 | 0 | 0 | 0 | 0 | 0 | 0 | 0 | 0 | 0 | 0
1 | 600 | 603 | 600 603 Heat Pump Water Heater (air source) / Office | 0 | 0 | 390 | 0 | 0 | 0 | 0 | 0 | 0 | 0 | 0 | 0 | 0 | 0 | 0 | 0 | 0 | 0 | 0 | 0 | 0 | 0 | 0 | 0 | 0 | 0 | 0 | 0 | 0 | 0
1 | 600 | 604 | 600 604 Solar Water Heater / Office | 0 | 0 | 390 | 0 | 0 | 0 | 0 | 0 | 0 | 0 | 0 | 0 | 0 | 0 | 0 | 0 | 0 | 0 | 0 | 0 | 0 | 0 | 0 | 0 | 0 | 0 | 0 | 0 | 0 | 0
1 | 600 | 606 | 600 606 Demand controlled circulating systems / Office | 0 | 0 | 390 | 0 | 0 | 0 | 0 | 0 | 0 | 0 | 0 | 0 | 0 | 0 | 0 | 0 | 0 | 0 | 0 | 0 | 0 | 0 | 0 | 0 | 0 | 0 | 0 | 0 | 0 | 0
1 | 600 | 608 | 600 608 Heat Recovery Unit / Office | 0 | 0 | 390 | 0 | 0 | 0 | 0 | 0 | 0 | 0 | 0 | 0 | 0 | 0 | 0 | 0 | 0 | 0 | 0 | 0 | 0 | 0 | 0 | 0 | 0 | 0 | 0 | 0 | 0 | 0
1 | 600 | 609 | 600 609 Heat Trap / Office | 0 | 0 | 390 | 0 | 0 | 0 | 0 | 0 | 0 | 0 | 0 | 0 | 0 | 0 | 0 | 0 | 0 | 0 | 0 | 0 | 0 | 0 | 0 | 0 | 0 | 0 | 0 | 0 | 0 | 0
1 | 600 | 610 | 600 610 Hot Water Pipe Insulation / Office | 0 | 0 | 390 | 0 | 0 | 0 | 0 | 0 | 0 | 0 | 0 | 0 | 0 | 0 | 0 | 0 | 0 | 0 | 0 | 0 | 0 | 0 | 0 | 0 | 0 | 0 | 0 | 0 | 0 | 0
1 | 700 | 701 | 700 701 PC Manual Power Management Enabling / Office | 0 | 0 | 390 | 0 | 0 | 0 | 0 | 0 | 0 | 0 | 0 | 0 | 0 | 0 | 0 | 0 | 0 | 0 | 0 | 0 | 0 | 0 | 0 | 0 | 0 | 0 | 0 | 0 | 0 | 0
1 | 700 | 702 | 700 702 PC Network Power Management Enabling / Office | 0 | 0 | 390 | 0 | 0 | 0 | 0 | 0 | 0 | 0 | 0 | 0 | 0 | 0 | 0 | 0 | 0 | 0 | 0 | 0 | 0 | 0 | 0 | 0 | 0 | 0 | 0 | 0 | 0 | 0
1 | 710 | 711 | 710 711 Energy Star or Better Monitor / Office | 0 | 0 | 390 | 0 | 0 | 0 | 0 | 0 | 0 | 0 | 0 | 0 | 0 | 0 | 0 | 0 | 0 | 0 | 0 | 0 | 0 | 0 | 0 | 0 | 0 | 0 | 0 | 0 | 0 | 0
1 | 710 | 712 | 710 712 Monitor Power Management Enabling / Office | 0 | 0 | 390 | 0 | 0 | 0 | 0 | 0 | 0 | 0 | 0 | 0 | 0 | 0 | 0 | 0 | 0 | 0 | 0 | 0 | 0 | 0 | 0 | 0 | 0 | 0 | 0 | 0 | 0 | 0
1 | 720 | 722 | 720 722 Monitor Power Management Enabling / Office | 0 | 0 | 390 | 0 | 0 | 0 | 0 | 0 | 0 | 0 | 0 | 0 | 0 | 0 | 0 | 0 | 0 | 0 | 0 | 0 | 0 | 0 | 0 | 0 | 0 | 0 | 0 | 0 | 0 | 0
1 | 730 | 731 | 730 731 Energy Star or Better Copier / Office | 0 | 0 | 390 | 0 | 0 | 0 | 0 | 0 | 0 | 0 | 0 | 0 | 0 | 0 | 0 | 0 | 0 | 0 | 0 | 0 | 0 | 0 | 0 | 0 | 0 | 0 | 0 | 0 | 0 | 0
1 | 730 | 732 | 730 732 Copier Power Management Enabling / Office | 0 | 0 | 390 | 0 | 0 | 0 | 0 | 0 | 0 | 0 | 0 | 0 | 0 | 0 | 0 | 0 | 0 | 0 | 0 | 0 | 0 | 0 | 0 | 0 | 0 | 0 | 0 | 0 | 0 | 0
1 | 800 | 801 | 800 801 Convection Oven / Office | 0 | 0 | 390 | 0 | 0 | 0 | 0 | 0 | 0 | 0 | 0 | 0 | 0 | 0 | 0 | 0 | 0 | 0 | 0 | 0 | 0 | 0 | 0 | 0 | 0 | 0 | 0 | 0 | 0 | 0
1 | 810 | 811 | 810 811 Efficient Fryer / Office | 0 | 0 | 390 | 0 | 0 | 0 | 0 | 0 | 0 | 0 | 0 | 0 | 0 | 0 | 0 | 0 | 0 | 0 | 0 | 0 | 0 | 0 | 0 | 0 | 0 | 0 | 0 | 0 | 0 | 0
1 | 900 | 901 | 900 901 Vending Misers (cooled machines only) / Office | 0 | 0 | 390 | 0 | 0 | 0 | 0 | 0 | 0 | 0 | 0 | 0 | 0 | 0 | 0 | 0 | 0 | 0 | 0 | 0 | 0 | 0 | 0 | 0 | 0 | 0 | 0 | 0 | 0 | 0
2 | 110 | 111 | 110 111 Premium T8, Elecctronic Ballast / Restaurant or Services | 0 | 0 | 390 | 0 | 0 | 0 | 0 | 0 | 0 | 0 | 0 | 0 | 0 | 0 | 0 | 0 | 0 | 0 | 0 | 0 | 0 | 0 | 0 | 0 | 0 | 0 | 0 | 0 | 0 | 0
2 | 110 | 112 | 110 112 Premium T8, EB, Reflector / Restaurant or Services | 0 | 0 | 390 | 0 | 0 | 0 | 0 | 0 | 0 | 0 | 0 | 0 | 0 | 0 | 0 | 0 | 0 | 0 | 0 | 0 | 0 | 0 | 0 | 0 | 0 | 0 | 0 | 0 | 0 | 0
2 | 110 | 113 | 110 113 Occupancy Sensor / Restaurant or Services | 0 | 0 | 390 | 0 | 0 | 0 | 0 | 0 | 0 | 0 | 0 | 0 | 0 | 0 | 0 | 0 | 0 | 0 | 0 | 0 | 0 | 0 | 0 | 0 | 0 | 0 | 0 | 0 | 0 | 0
2 | 110 | 114 | 110 114 Continuous Dimming / Restaurant or Services | 0 | 0 | 390 | 0 | 0 | 0 | 0 | 0 | 0 | 0 | 0 | 0 | 0 | 0 | 0 | 0 | 0 | 0 | 0 | 0 | 0 | 0 | 0 | 0 | 0 | 0 | 0 | 0 | 0 | 0
2 | 110 | 115 | 110 115 Lighting Control Tuneup / Restaurant or Services | 0 | 0 | 390 | 0 | 0 | 0 | 0 | 0 | 0 | 0 | 0 | 0 | 0 | 0 | 0 | 0 | 0 | 0 | 0 | 0 | 0 | 0 | 0 | 0 | 0 | 0 | 0 | 0 | 0 | 0
2 | 120 | 121 | 120 121 ROB Premium T8, 1EB / Restaurant or Services | 0 | 0 | 390 | 0 | 0 | 0 | 0 | 0 | 0 | 0 | 0 | 0 | 0 | 0 | 0 | 0 | 0 | 0 | 0 | 0 | 0 | 0 | 0 | 0 | 0 | 0 | 0 | 0 | 0 | 0
2 | 120 | 122 | 120 122 ROB Premium T8, EB, Reflector / Restaurant or Services | 0 | 0 | 390 | 0 | 0 | 0 | 0 | 0 | 0 | 0 | 0 | 0 | 0 | 0 | 0 | 0 | 0 | 0 | 0 | 0 | 0 | 0 | 0 | 0 | 0 | 0 | 0 | 0 | 0 | 0
2 | 120 | 123 | 120 123 Occupancy Sensor / Restaurant or Services | 0 | 0 | 390 | 0 | 0 | 0 | 0 | 0 | 0 | 0 | 0 | 0 | 0 | 0 | 0 | 0 | 0 | 0 | 0 | 0 | 0 | 0 | 0 | 0 | 0 | 0 | 0 | 0 | 0 | 0
2 | 120 | 124 | 120 124 Lighting Control Tuneup / Restaurant or Services | 0 | 0 | 390 | 0 | 0 | 0 | 0 | 0 | 0 | 0 | 0 | 0 | 0 | 0 | 0 | 0 | 0 | 0 | 0 | 0 | 0 | 0 | 0 | 0 | 0 | 0 | 0 | 0 | 0 | 0
2 | 130 | 131 | 130 131 CFL Screw-in 18W / Restaurant or Services | 0 | 0 | 390 | 0 | 0 | 0 | 0 | 0 | 0 | 0 | 0 | 0 | 0 | 0 | 0 | 0 | 0 | 0 | 0 | 0 | 0 | 0 | 0 | 0 | 0 | 0 | 0 | 0 | 0 | 0
2 | 140 | 141 | 140 141 CFL Hardwired, Modular 18W / Restaurant or Services | 0 | 0 | 390 | 0 | 0 | 0 | 0 | 0 | 0 | 0 | 0 | 0 | 0 | 0 | 0 | 0 | 0 | 0 | 0 | 0 | 0 | 0 | 0 | 0 | 0 | 0 | 0 | 0 | 0 | 0
2 | 150 | 151 | 150 151 PSMH, 250W, magnetic ballast / Restaurant or Services | 0 | 0 | 390 | 0 | 0 | 0 | 0 | 0 | 0 | 0 | 0 | 0 | 0 | 0 | 0 | 0 | 0 | 0 | 0 | 0 | 0 | 0 | 0 | 0 | 0 | 0 | 0 | 0 | 0 | 0
2 | 150 | 152 | 150 152 PSMH, 250 W, electronic ballast / Restaurant or Services | 0 | 0 | 390 | 0 | 0 | 0 | 0 | 0 | 0 | 0 | 0 | 0 | 0 | 0 | 0 | 0 | 0 | 0 | 0 | 0 | 0 | 0 | 0 | 0 | 0 | 0 | 0 | 0 | 0 | 0
2 | 150 | 153 | 150 153 High Bay T5 / Restaurant or Services | 0 | 0 | 390 | 0 | 0 | 0 | 0 | 0 | 0 | 0 | 0 | 0 | 0 | 0 | 0 | 0 | 0 | 0 | 0 | 0 | 0 | 0 | 0 | 0 | 0 | 0 | 0 | 0 | 0 | 0
2 | 160 | 161 | 160 161 LED Exit Sign / Restaurant or Services | 0 | 0 | 390 | 0 | 0 | 0 | 0 | 0 | 0 | 0 | 0 | 0 | 0 | 0 | 0 | 0 | 0 | 0 | 0 | 0 | 0 | 0 | 0 | 0 | 0 | 0 | 0 | 0 | 0 | 0
2 | 200 | 201 | 200 201 High Pressure Sodium 250W Lamp / Restaurant or Services | 0 | 0 | 390 | 0 | 0 | 0 | 0 | 0 | 0 | 0 | 0 | 0 | 0 | 0 | 0 | 0 | 0 | 0 | 0 | 0 | 0 | 0 | 0 | 0 | 0 | 0 | 0 | 0 | 0 | 0
2 | 200 | 202 | 200 202 Outdoor Lighting Controls (Photocell/Timeclock) / Restaurant or Services | 0 | 0 | 390 | 0 | 0 | 0 | 0 | 0 | 0 | 0 | 0 | 0 | 0 | 0 | 0 | 0 | 0 | 0 | 0 | 0 | 0 | 0 | 0 | 0 | 0 | 0 | 0 | 0 | 0 | 0
2 | 210 | 211 | 210 211 Outdoor Lighting Controls (Photocell/Timeclock) / Restaurant or Services | 0 | 0 | 390 | 0 | 0 | 0 | 0 | 0 | 0 | 0 | 0 | 0 | 0 | 0 | 0 | 0 | 0 | 0 | 0 | 0 | 0 | 0 | 0 | 0 | 0 | 0 | 0 | 0 | 0 | 0
2 | 300 | 301 | 300 301 Centrifugal Chiller, 0.51 kW/ton, 500 tons / Restaurant or Services | 0 | 0 | 390 | 0 | 0 | 0 | 0 | 0 | 0 | 0 | 0 | 0 | 0 | 0 | 0 | 0 | 0 | 0 | 0 | 0 | 0 | 0 | 0 | 0 | 0 | 0 | 0 | 0 | 0 | 0
2 | 300 | 302 | 300 302 High Efficiency Chiller Motors / Restaurant or Services | 0 | 0 | 390 | 0 | 0 | 0 | 0 | 0 | 0 | 0 | 0 | 0 | 0 | 0 | 0 | 0 | 0 | 0 | 0 | 0 | 0 | 0 | 0 | 0 | 0 | 0 | 0 | 0 | 0 | 0
2 | 300 | 304 | 300 304 EMS - Chiller / Restaurant or Services | 0 | 0 | 390 | 0 | 0 | 0 | 0 | 0 | 0 | 0 | 0 | 0 | 0 | 0 | 0 | 0 | 0 | 0 | 0 | 0 | 0 | 0 | 0 | 0 | 0 | 0 | 0 | 0 | 0 | 0
2 | 300 | 305 | 300 305 Chiller Tune Up/Diagnostics / Restaurant or Services | 0 | 0 | 390 | 0 | 0 | 0 | 0 | 0 | 0 | 0 | 0 | 0 | 0 | 0 | 0 | 0 | 0 | 0 | 0 | 0 | 0 | 0 | 0 | 0 | 0 | 0 | 0 | 0 | 0 | 0
2 | 300 | 306 | 300 306 VSD for Chiller Pumps and Towers / Restaurant or Services | 0 | 0 | 390 | 0 | 0 | 0 | 0 | 0 | 0 | 0 | 0 | 0 | 0 | 0 | 0 | 0 | 0 | 0 | 0 | 0 | 0 | 0 | 0 | 0 | 0 | 0 | 0 | 0 | 0 | 0
2 | 300 | 308 | 300 308 Aerosole Duct Sealing / Restaurant or Services | 0 | 0 | 390 | 0 | 0 | 0 | 0 | 0 | 0 | 0 | 0 | 0 | 0 | 0 | 0 | 0 | 0 | 0 | 0 | 0 | 0 | 0 | 0 | 0 | 0 | 0 | 0 | 0 | 0 | 0
2 | 300 | 309 | 300 309 Duct/Pipe Insulation / Restaurant or Services | 0 | 0 | 390 | 0 | 0 | 0 | 0 | 0 | 0 | 0 | 0 | 0 | 0 | 0 | 0 | 0 | 0 | 0 | 0 | 0 | 0 | 0 | 0 | 0 | 0 | 0 | 0 | 0 | 0 | 0
2 | 300 | 311 | 300 311 Window Film (Standard) / Restaurant or Services | 0 | 0 | 390 | 0 | 0 | 0 | 0 | 0 | 0 | 0 | 0 | 0 | 0 | 0 | 0 | 0 | 0 | 0 | 0 | 0 | 0 | 0 | 0 | 0 | 0 | 0 | 0 | 0 | 0 | 0
2 | 300 | 313 | 300 313 Ceiling Insulation / Restaurant or Services | 0 | 0 | 390 | 0 | 0 | 0 | 0 | 0 | 0 | 0 | 0 | 0 | 0 | 0 | 0 | 0 | 0 | 0 | 0 | 0 | 0 | 0 | 0 | 0 | 0 | 0 | 0 | 0 | 0 | 0
2 | 300 | 314 | 300 314 Roof Insulation / Restaurant or Services | 0 | 0 | 390 | 0 | 0 | 0 | 0 | 0 | 0 | 0 | 0 | 0 | 0 | 0 | 0 | 0 | 0 | 0 | 0 | 0 | 0 | 0 | 0 | 0 | 0 | 0 | 0 | 0 | 0 | 0
2 | 300 | 315 | 300 315 Cool Roof - Chiller / Restaurant or Services | 0 | 0 | 390 | 0 | 0 | 0 | 0 | 0 | 0 | 0 | 0 | 0 | 0 | 0 | 0 | 0 | 0 | 0 | 0 | 0 | 0 | 0 | 0 | 0 | 0 | 0 | 0 | 0 | 0 | 0
2 | 300 | 317 | 300 317 Thermal Energy Storage (TES) Positive / Restaurant or Services | 0 | 0 | 390 | 0 | 0 | 0 | 0 | 0 | 0 | 0 | 0 | 0 | 0 | 0 | 0 | 0 | 0 | 0 | 0 | 0 | 0 | 0 | 0 | 0 | 0 | 0 | 0 | 0 | 0 | 0
2 | 300 | 317 | 300 317 Thermal Energy Storage (TES) Negative / Restaurant or Services | 0 | 0 | 0 | 0 | 0 | 0 | 0 | 0 | 0 | 0 | 0 | 0 | 0 | 0 | 0 | 0 | 0 | 0 | 0 | 0 | 0 | 0 | 0 | 0 | 0 | 0 | 0 | 0 | 0 | 0
2 | 320 | 321 | 320 321 DX Packaged System, EER=10.9, 10 tons / Restaurant or Services | 0 | 0 | 390 | 0 | 0 | 0 | 0 | 0 | 0 | 0 | 0 | 0 | 0 | 0 | 0 | 0 | 0 | 0 | 0 | 0 | 0 | 0 | 0 | 0 | 0 | 0 | 0 | 0 | 0 | 0
2 | 320 | 326 | 320 326 DX Tune Up/ Advanced Diagnostics / Restaurant or Services | 0 | 0 | 390 | 0 | 0 | 0 | 0 | 0 | 0 | 0 | 0 | 0 | 0 | 0 | 0 | 0 | 0 | 0 | 0 | 0 | 0 | 0 | 0 | 0 | 0 | 0 | 0 | 0 | 0 | 0
2 | 320 | 327 | 320 327 DX Coil Cleaning / Restaurant or Services | 0 | 0 | 390 | 0 | 0 | 0 | 0 | 0 | 0 | 0 | 0 | 0 | 0 | 0 | 0 | 0 | 0 | 0 | 0 | 0 | 0 | 0 | 0 | 0 | 0 | 0 | 0 | 0 | 0 | 0
2 | 320 | 328 | 320 328 Optimize Controls / Restaurant or Services | 0 | 0 | 390 | 0 | 0 | 0 | 0 | 0 | 0 | 0 | 0 | 0 | 0 | 0 | 0 | 0 | 0 | 0 | 0 | 0 | 0 | 0 | 0 | 0 | 0 | 0 | 0 | 0 | 0 | 0
2 | 320 | 329 | 320 329 Aerosole Duct Sealing / Restaurant or Services | 0 | 0 | 390 | 0 | 0 | 0 | 0 | 0 | 0 | 0 | 0 | 0 | 0 | 0 | 0 | 0 | 0 | 0 | 0 | 0 | 0 | 0 | 0 | 0 | 0 | 0 | 0 | 0 | 0 | 0
2 | 320 | 330 | 320 330 Duct/Pipe Insulation / Restaurant or Services | 0 | 0 | 390 | 0 | 0 | 0 | 0 | 0 | 0 | 0 | 0 | 0 | 0 | 0 | 0 | 0 | 0 | 0 | 0 | 0 | 0 | 0 | 0 | 0 | 0 | 0 | 0 | 0 | 0 | 0
2 | 320 | 332 | 320 332 Window Film (Standard) / Restaurant or Services | 0 | 0 | 390 | 0 | 0 | 0 | 0 | 0 | 0 | 0 | 0 | 0 | 0 | 0 | 0 | 0 | 0 | 0 | 0 | 0 | 0 | 0 | 0 | 0 | 0 | 0 | 0 | 0 | 0 | 0
2 | 320 | 334 | 320 334 Ceiling Insulation / Restaurant or Services | 0 | 0 | 390 | 0 | 0 | 0 | 0 | 0 | 0 | 0 | 0 | 0 | 0 | 0 | 0 | 0 | 0 | 0 | 0 | 0 | 0 | 0 | 0 | 0 | 0 | 0 | 0 | 0 | 0 | 0
2 | 320 | 335 | 320 335 Roof Insulation / Restaurant or Services | 0 | 0 | 390 | 0 | 0 | 0 | 0 | 0 | 0 | 0 | 0 | 0 | 0 | 0 | 0 | 0 | 0 | 0 | 0 | 0 | 0 | 0 | 0 | 0 | 0 | 0 | 0 | 0 | 0 | 0
2 | 320 | 336 | 320 336 Cool Roof - DX / Restaurant or Services | 0 | 0 | 390 | 0 | 0 | 0 | 0 | 0 | 0 | 0 | 0 | 0 | 0 | 0 | 0 | 0 | 0 | 0 | 0 | 0 | 0 | 0 | 0 | 0 | 0 | 0 | 0 | 0 | 0 | 0
2 | 340 | 342 | 340 342 Geothermal Heat Pump, EER=13, 10 tons / Restaurant or Services | 0 | 0 | 390 | 0 | 0 | 0 | 0 | 0 | 0 | 0 | 0 | 0 | 0 | 0 | 0 | 0 | 0 | 0 | 0 | 0 | 0 | 0 | 0 | 0 | 0 | 0 | 0 | 0 | 0 | 0
2 | 340 | 344 | 340 344 Aerosole Duct Sealing / Restaurant or Services | 0 | 0 | 390 | 0 | 0 | 0 | 0 | 0 | 0 | 0 | 0 | 0 | 0 | 0 | 0 | 0 | 0 | 0 | 0 | 0 | 0 | 0 | 0 | 0 | 0 | 0 | 0 | 0 | 0 | 0
2 | 340 | 345 | 340 345 Duct/Pipe Insulation / Restaurant or Services | 0 | 0 | 390 | 0 | 0 | 0 | 0 | 0 | 0 | 0 | 0 | 0 | 0 | 0 | 0 | 0 | 0 | 0 | 0 | 0 | 0 | 0 | 0 | 0 | 0 | 0 | 0 | 0 | 0 | 0
2 | 340 | 347 | 340 347 Window Film (Standard) / Restaurant or Services | 0 | 0 | 390 | 0 | 0 | 0 | 0 | 0 | 0 | 0 | 0 | 0 | 0 | 0 | 0 | 0 | 0 | 0 | 0 | 0 | 0 | 0 | 0 | 0 | 0 | 0 | 0 | 0 | 0 | 0
2 | 340 | 349 | 340 349 Ceiling Insulation / Restaurant or Services | 0 | 0 | 390 | 0 | 0 | 0 | 0 | 0 | 0 | 0 | 0 | 0 | 0 | 0 | 0 | 0 | 0 | 0 | 0 | 0 | 0 | 0 | 0 | 0 | 0 | 0 | 0 | 0 | 0 | 0
2 | 340 | 351 | 340 351 Cool Roof - DX / Restaurant or Services | 0 | 0 | 390 | 0 | 0 | 0 | 0 | 0 | 0 | 0 | 0 | 0 | 0 | 0 | 0 | 0 | 0 | 0 | 0 | 0 | 0 | 0 | 0 | 0 | 0 | 0 | 0 | 0 | 0 | 0
2 | 360 | 361 | 360 361 HE PTAC, EER=9.6, 1 ton / Restaurant or Services | 0 | 0 | 390 | 0 | 0 | 0 | 0 | 0 | 0 | 0 | 0 | 0 | 0 | 0 | 0 | 0 | 0 | 0 | 0 | 0 | 0 | 0 | 0 | 0 | 0 | 0 | 0 | 0 | 0 | 0
2 | 360 | 362 | 360 362 Occupancy Sensor (hotels) / Restaurant or Services | 0 | 0 | 390 | 0 | 0 | 0 | 0 | 0 | 0 | 0 | 0 | 0 | 0 | 0 | 0 | 0 | 0 | 0 | 0 | 0 | 0 | 0 | 0 | 0 | 0 | 0 | 0 | 0 | 0 | 0
2 | 400 | 401 | 400 401 High Efficiency Fan Motor, 15hp, 1800rpm, 92.4% / Restaurant or Services | 0 | 0 | 390 | 0 | 0 | 0 | 0 | 0 | 0 | 0 | 0 | 0 | 0 | 0 | 0 | 0 | 0 | 0 | 0 | 0 | 0 | 0 | 0 | 0 | 0 | 0 | 0 | 0 | 0 | 0
2 | 400 | 402 | 400 402 Variable Speed Drive Control / Restaurant or Services | 0 | 0 | 390 | 0 | 0 | 0 | 0 | 0 | 0 | 0 | 0 | 0 | 0 | 0 | 0 | 0 | 0 | 0 | 0 | 0 | 0 | 0 | 0 | 0 | 0 | 0 | 0 | 0 | 0 | 0
2 | 400 | 403 | 400 403 Air Handler Optimization / Restaurant or Services | 0 | 0 | 390 | 0 | 0 | 0 | 0 | 0 | 0 | 0 | 0 | 0 | 0 | 0 | 0 | 0 | 0 | 0 | 0 | 0 | 0 | 0 | 0 | 0 | 0 | 0 | 0 | 0 | 0 | 0
2 | 400 | 404 | 400 404 Electronically Commutated Motors (ECM) on an Air Handler Unit / Restaurant or Services | 0 | 0 | 390 | 0 | 0 | 0 | 0 | 0 | 0 | 0 | 0 | 0 | 0 | 0 | 0 | 0 | 0 | 0 | 0 | 0 | 0 | 0 | 0 | 0 | 0 | 0 | 0 | 0 | 0 | 0
2 | 400 | 405 | 400 405 Demand Control Ventilation (DCV) / Restaurant or Services | 0 | 0 | 390 | 0 | 0 | 0 | 0 | 0 | 0 | 0 | 0 | 0 | 0 | 0 | 0 | 0 | 0 | 0 | 0 | 0 | 0 | 0 | 0 | 0 | 0 | 0 | 0 | 0 | 0 | 0
2 | 400 | 406 | 400 406 Energy Recovery Ventilation (ERV) / Restaurant or Services | 0 | 0 | 390 | 0 | 0 | 0 | 0 | 0 | 0 | 0 | 0 | 0 | 0 | 0 | 0 | 0 | 0 | 0 | 0 | 0 | 0 | 0 | 0 | 0 | 0 | 0 | 0 | 0 | 0 | 0
2 | 400 | 407 | 400 407 Separate Makeup Air / Exhaust Hoods AC / Restaurant or Services | 0 | 0 | 390 | 0 | 0 | 0 | 0 | 0 | 0 | 0 | 0 | 0 | 0 | 0 | 0 | 0 | 0 | 0 | 0 | 0 | 0 | 0 | 0 | 0 | 0 | 0 | 0 | 0 | 0 | 0
2 | 600 | 603 | 600 603 Heat Pump Water Heater (air source) / Restaurant or Services | 0 | 0 | 390 | 0 | 0 | 0 | 0 | 0 | 0 | 0 | 0 | 0 | 0 | 0 | 0 | 0 | 0 | 0 | 0 | 0 | 0 | 0 | 0 | 0 | 0 | 0 | 0 | 0 | 0 | 0
2 | 600 | 604 | 600 604 Solar Water Heater / Restaurant or Services | 0 | 0 | 390 | 0 | 0 | 0 | 0 | 0 | 0 | 0 | 0 | 0 | 0 | 0 | 0 | 0 | 0 | 0 | 0 | 0 | 0 | 0 | 0 | 0 | 0 | 0 | 0 | 0 | 0 | 0
2 | 600 | 606 | 600 606 Demand controlled circulating systems / Restaurant or Services | 0 | 0 | 390 | 0 | 0 | 0 | 0 | 0 | 0 | 0 | 0 | 0 | 0 | 0 | 0 | 0 | 0 | 0 | 0 | 0 | 0 | 0 | 0 | 0 | 0 | 0 | 0 | 0 | 0 | 0
2 | 600 | 608 | 600 608 Heat Recovery Unit / Restaurant or Services | 0 | 0 | 390 | 0 | 0 | 0 | 0 | 0 | 0 | 0 | 0 | 0 | 0 | 0 | 0 | 0 | 0 | 0 | 0 | 0 | 0 | 0 | 0 | 0 | 0 | 0 | 0 | 0 | 0 | 0
2 | 600 | 609 | 600 609 Heat Trap / Restaurant or Services | 0 | 0 | 390 | 0 | 0 | 0 | 0 | 0 | 0 | 0 | 0 | 0 | 0 | 0 | 0 | 0 | 0 | 0 | 0 | 0 | 0 | 0 | 0 | 0 | 0 | 0 | 0 | 0 | 0 | 0
2 | 600 | 610 | 600 610 Hot Water Pipe Insulation / Restaurant or Services | 0 | 0 | 390 | 0 | 0 | 0 | 0 | 0 | 0 | 0 | 0 | 0 | 0 | 0 | 0 | 0 | 0 | 0 | 0 | 0 | 0 | 0 | 0 | 0 | 0 | 0 | 0 | 0 | 0 | 0
2 | 700 | 701 | 700 701 PC Manual Power Management Enabling / Restaurant or Services | 0 | 0 | 390 | 0 | 0 | 0 | 0 | 0 | 0 | 0 | 0 | 0 | 0 | 0 | 0 | 0 | 0 | 0 | 0 | 0 | 0 | 0 | 0 | 0 | 0 | 0 | 0 | 0 | 0 | 0
2 | 700 | 702 | 700 702 PC Network Power Management Enabling / Restaurant or Services | 0 | 0 | 390 | 0 | 0 | 0 | 0 | 0 | 0 | 0 | 0 | 0 | 0 | 0 | 0 | 0 | 0 | 0 | 0 | 0 | 0 | 0 | 0 | 0 | 0 | 0 | 0 | 0 | 0 | 0
2 | 710 | 711 | 710 711 Energy Star or Better Monitor / Restaurant or Services | 0 | 0 | 390 | 0 | 0 | 0 | 0 | 0 | 0 | 0 | 0 | 0 | 0 | 0 | 0 | 0 | 0 | 0 | 0 | 0 | 0 | 0 | 0 | 0 | 0 | 0 | 0 | 0 | 0 | 0
2 | 710 | 712 | 710 712 Monitor Power Management Enabling / Restaurant or Services | 0 | 0 | 390 | 0 | 0 | 0 | 0 | 0 | 0 | 0 | 0 | 0 | 0 | 0 | 0 | 0 | 0 | 0 | 0 | 0 | 0 | 0 | 0 | 0 | 0 | 0 | 0 | 0 | 0 | 0
2 | 720 | 722 | 720 722 Monitor Power Management Enabling / Restaurant or Services | 0 | 0 | 390 | 0 | 0 | 0 | 0 | 0 | 0 | 0 | 0 | 0 | 0 | 0 | 0 | 0 | 0 | 0 | 0 | 0 | 0 | 0 | 0 | 0 | 0 | 0 | 0 | 0 | 0 | 0
2 | 730 | 731 | 730 731 Energy Star or Better Copier / Restaurant or Services | 0 | 0 | 390 | 0 | 0 | 0 | 0 | 0 | 0 | 0 | 0 | 0 | 0 | 0 | 0 | 0 | 0 | 0 | 0 | 0 | 0 | 0 | 0 | 0 | 0 | 0 | 0 | 0 | 0 | 0
2 | 730 | 732 | 730 732 Copier Power Management Enabling / Restaurant or Services | 0 | 0 | 390 | 0 | 0 | 0 | 0 | 0 | 0 | 0 | 0 | 0 | 0 | 0 | 0 | 0 | 0 | 0 | 0 | 0 | 0 | 0 | 0 | 0 | 0 | 0 | 0 | 0 | 0 | 0
2 | 800 | 801 | 800 801 Convection Oven / Restaurant or Services | 0 | 0 | 390 | 0 | 0 | 0 | 0 | 0 | 0 | 0 | 0 | 0 | 0 | 0 | 0 | 0 | 0 | 0 | 0 | 0 | 0 | 0 | 0 | 0 | 0 | 0 | 0 | 0 | 0 | 0
2 | 810 | 811 | 810 811 Efficient Fryer / Restaurant or Services | 0 | 0 | 390 | 0 | 0 | 0 | 0 | 0 | 0 | 0 | 0 | 0 | 0 | 0 | 0 | 0 | 0 | 0 | 0 | 0 | 0 | 0 | 0 | 0 | 0 | 0 | 0 | 0 | 0 | 0
2 | 900 | 901 | 900 901 Vending Misers (cooled machines only) / Restaurant or Services | 0 | 0 | 390 | 0 | 0 | 0 | 0 | 0 | 0 | 0 | 0 | 0 | 0 | 0 | 0 | 0 | 0 | 0 | 0 | 0 | 0 | 0 | 0 | 0 | 0 | 0 | 0 | 0 | 0 | 0
3 | 110 | 111 | 110 111 Premium T8, Elecctronic Ballast / Retail | 0 | 0 | 390 | 0 | 0 | 0 | 0 | 0 | 0 | 0 | 0 | 0 | 0 | 0 | 0 | 0 | 0 | 0 | 0 | 0 | 0 | 0 | 0 | 0 | 0 | 0 | 0 | 0 | 0 | 0
3 | 110 | 112 | 110 112 Premium T8, EB, Reflector / Retail | 0 | 0 | 390 | 0 | 0 | 0 | 0 | 0 | 0 | 0 | 0 | 0 | 0 | 0 | 0 | 0 | 0 | 0 | 0 | 0 | 0 | 0 | 0 | 0 | 0 | 0 | 0 | 0 | 0 | 0
3 | 110 | 113 | 110 113 Occupancy Sensor / Retail | 0 | 0 | 390 | 0 | 0 | 0 | 0 | 0 | 0 | 0 | 0 | 0 | 0 | 0 | 0 | 0 | 0 | 0 | 0 | 0 | 0 | 0 | 0 | 0 | 0 | 0 | 0 | 0 | 0 | 0
3 | 110 | 114 | 110 114 Continuous Dimming / Retail | 0 | 0 | 390 | 0 | 0 | 0 | 0 | 0 | 0 | 0 | 0 | 0 | 0 | 0 | 0 | 0 | 0 | 0 | 0 | 0 | 0 | 0 | 0 | 0 | 0 | 0 | 0 | 0 | 0 | 0
3 | 120 | 121 | 120 121 ROB Premium T8, 1EB / Retail | 0 | 0 | 390 | 0 | 0 | 0 | 0 | 0 | 0 | 0 | 0 | 0 | 0 | 0 | 0 | 0 | 0 | 0 | 0 | 0 | 0 | 0 | 0 | 0 | 0 | 0 | 0 | 0 | 0 | 0
3 | 120 | 122 | 120 122 ROB Premium T8, EB, Reflector / Retail | 0 | 0 | 390 | 0 | 0 | 0 | 0 | 0 | 0 | 0 | 0 | 0 | 0 | 0 | 0 | 0 | 0 | 0 | 0 | 0 | 0 | 0 | 0 | 0 | 0 | 0 | 0 | 0 | 0 | 0
3 | 120 | 123 | 120 123 Occupancy Sensor / Retail | 0 | 0 | 390 | 0 | 0 | 0 | 0 | 0 | 0 | 0 | 0 | 0 | 0 | 0 | 0 | 0 | 0 | 0 | 0 | 0 | 0 | 0 | 0 | 0 | 0 | 0 | 0 | 0 | 0 | 0
3 | 120 | 124 | 120 124 Lighting Control Tuneup / Retail | 0 | 0 | 390 | 0 | 0 | 0 | 0 | 0 | 0 | 0 | 0 | 0 | 0 | 0 | 0 | 0 | 0 | 0 | 0 | 0 | 0 | 0 | 0 | 0 | 0 | 0 | 0 | 0 | 0 | 0
3 | 130 | 131 | 130 131 CFL Screw-in 18W / Retail | 0 | 0 | 390 | 0 | 0 | 0 | 0 | 0 | 0 | 0 | 0 | 0 | 0 | 0 | 0 | 0 | 0 | 0 | 0 | 0 | 0 | 0 | 0 | 0 | 0 | 0 | 0 | 0 | 0 | 0
3 | 140 | 141 | 140 141 CFL Hardwired, Modular 18W / Retail | 0 | 0 | 390 | 0 | 0 | 0 | 0 | 0 | 0 | 0 | 0 | 0 | 0 | 0 | 0 | 0 | 0 | 0 | 0 | 0 | 0 | 0 | 0 | 0 | 0 | 0 | 0 | 0 | 0 | 0
3 | 150 | 151 | 150 151 PSMH, 250W, magnetic ballast / Retail | 0 | 0 | 390 | 0 | 0 | 0 | 0 | 0 | 0 | 0 | 0 | 0 | 0 | 0 | 0 | 0 | 0 | 0 | 0 | 0 | 0 | 0 | 0 | 0 | 0 | 0 | 0 | 0 | 0 | 0
3 | 150 | 152 | 150 152 PSMH, 250 W, electronic ballast / Retail | 0 | 0 | 390 | 0 | 0 | 0 | 0 | 0 | 0 | 0 | 0 | 0 | 0 | 0 | 0 | 0 | 0 | 0 | 0 | 0 | 0 | 0 | 0 | 0 | 0 | 0 | 0 | 0 | 0 | 0
3 | 150 | 153 | 150 153 High Bay T5 / Retail | 0 | 0 | 390 | 0 | 0 | 0 | 0 | 0 | 0 | 0 | 0 | 0 | 0 | 0 | 0 | 0 | 0 | 0 | 0 | 0 | 0 | 0 | 0 | 0 | 0 | 0 | 0 | 0 | 0 | 0
3 | 160 | 161 | 160 161 LED Exit Sign / Retail | 0 | 0 | 390 | 0 | 0 | 0 | 0 | 0 | 0 | 0 | 0 | 0 | 0 | 0 | 0 | 0 | 0 | 0 | 0 | 0 | 0 | 0 | 0 | 0 | 0 | 0 | 0 | 0 | 0 | 0
3 | 200 | 201 | 200 201 High Pressure Sodium 250W Lamp / Retail | 0 | 0 | 390 | 0 | 0 | 0 | 0 | 0 | 0 | 0 | 0 | 0 | 0 | 0 | 0 | 0 | 0 | 0 | 0 | 0 | 0 | 0 | 0 | 0 | 0 | 0 | 0 | 0 | 0 | 0
3 | 200 | 202 | 200 202 Outdoor Lighting Controls (Photocell/Timeclock) / Retail | 0 | 0 | 390 | 0 | 0 | 0 | 0 | 0 | 0 | 0 | 0 | 0 | 0 | 0 | 0 | 0 | 0 | 0 | 0 | 0 | 0 | 0 | 0 | 0 | 0 | 0 | 0 | 0 | 0 | 0
3 | 210 | 211 | 210 211 Outdoor Lighting Controls (Photocell/Timeclock) / Retail | 0 | 0 | 390 | 0 | 0 | 0 | 0 | 0 | 0 | 0 | 0 | 0 | 0 | 0 | 0 | 0 | 0 | 0 | 0 | 0 | 0 | 0 | 0 | 0 | 0 | 0 | 0 | 0 | 0 | 0
3 | 300 | 301 | 300 301 Centrifugal Chiller, 0.51 kW/ton, 500 tons / Retail | 0 | 0 | 390 | 0 | 0 | 0 | 0 | 0 | 0 | 0 | 0 | 0 | 0 | 0 | 0 | 0 | 0 | 0 | 0 | 0 | 0 | 0 | 0 | 0 | 0 | 0 | 0 | 0 | 0 | 0
3 | 300 | 302 | 300 302 High Efficiency Chiller Motors / Retail | 0 | 0 | 390 | 0 | 0 | 0 | 0 | 0 | 0 | 0 | 0 | 0 | 0 | 0 | 0 | 0 | 0 | 0 | 0 | 0 | 0 | 0 | 0 | 0 | 0 | 0 | 0 | 0 | 0 | 0
3 | 300 | 304 | 300 304 EMS - Chiller / Retail | 0 | 0 | 390 | 0 | 0 | 0 | 0 | 0 | 0 | 0 | 0 | 0 | 0 | 0 | 0 | 0 | 0 | 0 | 0 | 0 | 0 | 0 | 0 | 0 | 0 | 0 | 0 | 0 | 0 | 0
3 | 300 | 305 | 300 305 Chiller Tune Up/Diagnostics / Retail | 0 | 0 | 390 | 0 | 0 | 0 | 0 | 0 | 0 | 0 | 0 | 0 | 0 | 0 | 0 | 0 | 0 | 0 | 0 | 0 | 0 | 0 | 0 | 0 | 0 | 0 | 0 | 0 | 0 | 0
3 | 300 | 306 | 300 306 VSD for Chiller Pumps and Towers / Retail | 0 | 0 | 390 | 0 | 0 | 0 | 0 | 0 | 0 | 0 | 0 | 0 | 0 | 0 | 0 | 0 | 0 | 0 | 0 | 0 | 0 | 0 | 0 | 0 | 0 | 0 | 0 | 0 | 0 | 0
3 | 300 | 307 | 300 307 EMS Optimization / Retail | 0 | 0 | 390 | 0 | 0 | 0 | 0 | 0 | 0 | 0 | 0 | 0 | 0 | 0 | 0 | 0 | 0 | 0 | 0 | 0 | 0 | 0 | 0 | 0 | 0 | 0 | 0 | 0 | 0 | 0
3 | 300 | 308 | 300 308 Aerosole Duct Sealing / Retail | 0 | 0 | 390 | 0 | 0 | 0 | 0 | 0 | 0 | 0 | 0 | 0 | 0 | 0 | 0 | 0 | 0 | 0 | 0 | 0 | 0 | 0 | 0 | 0 | 0 | 0 | 0 | 0 | 0 | 0
3 | 300 | 309 | 300 309 Duct/Pipe Insulation / Retail | 0 | 0 | 390 | 0 | 0 | 0 | 0 | 0 | 0 | 0 | 0 | 0 | 0 | 0 | 0 | 0 | 0 | 0 | 0 | 0 | 0 | 0 | 0 | 0 | 0 | 0 | 0 | 0 | 0 | 0
3 | 300 | 311 | 300 311 Window Film (Standard) / Retail | 0 | 0 | 390 | 0 | 0 | 0 | 0 | 0 | 0 | 0 | 0 | 0 | 0 | 0 | 0 | 0 | 0 | 0 | 0 | 0 | 0 | 0 | 0 | 0 | 0 | 0 | 0 | 0 | 0 | 0
3 | 300 | 313 | 300 313 Ceiling Insulation / Retail | 0 | 0 | 390 | 0 | 0 | 0 | 0 | 0 | 0 | 0 | 0 | 0 | 0 | 0 | 0 | 0 | 0 | 0 | 0 | 0 | 0 | 0 | 0 | 0 | 0 | 0 | 0 | 0 | 0 | 0
3 | 300 | 314 | 300 314 Roof Insulation / Retail | 0 | 0 | 390 | 0 | 0 | 0 | 0 | 0 | 0 | 0 | 0 | 0 | 0 | 0 | 0 | 0 | 0 | 0 | 0 | 0 | 0 | 0 | 0 | 0 | 0 | 0 | 0 | 0 | 0 | 0
3 | 300 | 315 | 300 315 Cool Roof - Chiller / Retail | 0 | 0 | 390 | 0 | 0 | 0 | 0 | 0 | 0 | 0 | 0 | 0 | 0 | 0 | 0 | 0 | 0 | 0 | 0 | 0 | 0 | 0 | 0 | 0 | 0 | 0 | 0 | 0 | 0 | 0
3 | 300 | 317 | 300 317 Thermal Energy Storage (TES) Positive / Retail | 0 | 0 | 390 | 0 | 0 | 0 | 0 | 0 | 0 | 0 | 0 | 0 | 0 | 0 | 0 | 0 | 0 | 0 | 0 | 0 | 0 | 0 | 0 | 0 | 0 | 0 | 0 | 0 | 0 | 0
3 | 300 | 317 | 300 317 Thermal Energy Storage (TES) Negative / Retail | 0 | 0 | 0 | 0 | 0 | 0 | 0 | 0 | 0 | 0 | 0 | 0 | 0 | 0 | 0 | 0 | 0 | 0 | 0 | 0 | 0 | 0 | 0 | 0 | 0 | 0 | 0 | 0 | 0 | 0
3 | 320 | 321 | 320 321 DX Packaged System, EER=10.9, 10 tons / Retail | 0 | 0 | 390 | 0 | 0 | 0 | 0 | 0 | 0 | 0 | 0 | 0 | 0 | 0 | 0 | 0 | 0 | 0 | 0 | 0 | 0 | 0 | 0 | 0 | 0 | 0 | 0 | 0 | 0 | 0
3 | 320 | 322 | 320 322 Hybrid Dessicant-DX System (Trane CDQ) / Retail | 0 | 0 | 390 | 0 | 0 | 0 | 0 | 0 | 0 | 0 | 0 | 0 | 0 | 0 | 0 | 0 | 0 | 0 | 0 | 0 | 0 | 0 | 0 | 0 | 0 | 0 | 0 | 0 | 0 | 0
3 | 320 | 323 | 320 323 Geothermal Heat Pump, EER=13, 10 tons / Retail | 0 | 0 | 390 | 0 | 0 | 0 | 0 | 0 | 0 | 0 | 0 | 0 | 0 | 0 | 0 | 0 | 0 | 0 | 0 | 0 | 0 | 0 | 0 | 0 | 0 | 0 | 0 | 0 | 0 | 0
3 | 320 | 326 | 320 326 DX Tune Up/ Advanced Diagnostics / Retail | 0 | 0 | 390 | 0 | 0 | 0 | 0 | 0 | 0 | 0 | 0 | 0 | 0 | 0 | 0 | 0 | 0 | 0 | 0 | 0 | 0 | 0 | 0 | 0 | 0 | 0 | 0 | 0 | 0 | 0
3 | 320 | 327 | 320 327 DX Coil Cleaning / Retail | 0 | 0 | 390 | 0 | 0 | 0 | 0 | 0 | 0 | 0 | 0 | 0 | 0 | 0 | 0 | 0 | 0 | 0 | 0 | 0 | 0 | 0 | 0 | 0 | 0 | 0 | 0 | 0 | 0 | 0
3 | 320 | 329 | 320 329 Aerosole Duct Sealing / Retail | 0 | 0 | 390 | 0 | 0 | 0 | 0 | 0 | 0 | 0 | 0 | 0 | 0 | 0 | 0 | 0 | 0 | 0 | 0 | 0 | 0 | 0 | 0 | 0 | 0 | 0 | 0 | 0 | 0 | 0
3 | 320 | 330 | 320 330 Duct/Pipe Insulation / Retail | 0 | 0 | 390 | 0 | 0 | 0 | 0 | 0 | 0 | 0 | 0 | 0 | 0 | 0 | 0 | 0 | 0 | 0 | 0 | 0 | 0 | 0 | 0 | 0 | 0 | 0 | 0 | 0 | 0 | 0
3 | 320 | 334 | 320 334 Ceiling Insulation / Retail | 0 | 0 | 390 | 0 | 0 | 0 | 0 | 0 | 0 | 0 | 0 | 0 | 0 | 0 | 0 | 0 | 0 | 0 | 0 | 0 | 0 | 0 | 0 | 0 | 0 | 0 | 0 | 0 | 0 | 0
3 | 320 | 335 | 320 335 Roof Insulation / Retail | 0 | 0 | 390 | 0 | 0 | 0 | 0 | 0 | 0 | 0 | 0 | 0 | 0 | 0 | 0 | 0 | 0 | 0 | 0 | 0 | 0 | 0 | 0 | 0 | 0 | 0 | 0 | 0 | 0 | 0
3 | 340 | 344 | 340 344 Aerosole Duct Sealing / Retail | 0 | 0 | 390 | 0 | 0 | 0 | 0 | 0 | 0 | 0 | 0 | 0 | 0 | 0 | 0 | 0 | 0 | 0 | 0 | 0 | 0 | 0 | 0 | 0 | 0 | 0 | 0 | 0 | 0 | 0
3 | 340 | 345 | 340 345 Duct/Pipe Insulation / Retail | 0 | 0 | 390 | 0 | 0 | 0 | 0 | 0 | 0 | 0 | 0 | 0 | 0 | 0 | 0 | 0 | 0 | 0 | 0 | 0 | 0 | 0 | 0 | 0 | 0 | 0 | 0 | 0 | 0 | 0
3 | 340 | 349 | 340 349 Ceiling Insulation / Retail | 0 | 0 | 390 | 0 | 0 | 0 | 0 | 0 | 0 | 0 | 0 | 0 | 0 | 0 | 0 | 0 | 0 | 0 | 0 | 0 | 0 | 0 | 0 | 0 | 0 | 0 | 0 | 0 | 0 | 0
3 | 340 | 351 | 340 351 Cool Roof - DX / Retail | 0 | 0 | 390 | 0 | 0 | 0 | 0 | 0 | 0 | 0 | 0 | 0 | 0 | 0 | 0 | 0 | 0 | 0 | 0 | 0 | 0 | 0 | 0 | 0 | 0 | 0 | 0 | 0 | 0 | 0
3 | 360 | 361 | 360 361 HE PTAC, EER=9.6, 1 ton / Retail | 0 | 0 | 390 | 0 | 0 | 0 | 0 | 0 | 0 | 0 | 0 | 0 | 0 | 0 | 0 | 0 | 0 | 0 | 0 | 0 | 0 | 0 | 0 | 0 | 0 | 0 | 0 | 0 | 0 | 0
3 | 400 | 402 | 400 402 Variable Speed Drive Control / Retail | 0 | 0 | 390 | 0 | 0 | 0 | 0 | 0 | 0 | 0 | 0 | 0 | 0 | 0 | 0 | 0 | 0 | 0 | 0 | 0 | 0 | 0 | 0 | 0 | 0 | 0 | 0 | 0 | 0 | 0
3 | 400 | 403 | 400 403 Air Handler Optimization / Retail | 0 | 0 | 390 | 0 | 0 | 0 | 0 | 0 | 0 | 0 | 0 | 0 | 0 | 0 | 0 | 0 | 0 | 0 | 0 | 0 | 0 | 0 | 0 | 0 | 0 | 0 | 0 | 0 | 0 | 0
3 | 400 | 404 | 400 404 Electronically Commutated Motors (ECM) on an Air Handler Unit / Retail | 0 | 0 | 390 | 0 | 0 | 0 | 0 | 0 | 0 | 0 | 0 | 0 | 0 | 0 | 0 | 0 | 0 | 0 | 0 | 0 | 0 | 0 | 0 | 0 | 0 | 0 | 0 | 0 | 0 | 0
3 | 400 | 405 | 400 405 Demand Control Ventilation (DCV) / Retail | 0 | 0 | 390 | 0 | 0 | 0 | 0 | 0 | 0 | 0 | 0 | 0 | 0 | 0 | 0 | 0 | 0 | 0 | 0 | 0 | 0 | 0 | 0 | 0 | 0 | 0 | 0 | 0 | 0 | 0
3 | 400 | 406 | 400 406 Energy Recovery Ventilation (ERV) / Retail | 0 | 0 | 390 | 0 | 0 | 0 | 0 | 0 | 0 | 0 | 0 | 0 | 0 | 0 | 0 | 0 | 0 | 0 | 0 | 0 | 0 | 0 | 0 | 0 | 0 | 0 | 0 | 0 | 0 | 0
3 | 600 | 603 | 600 603 Heat Pump Water Heater (air source) / Retail | 0 | 0 | 390 | 0 | 0 | 0 | 0 | 0 | 0 | 0 | 0 | 0 | 0 | 0 | 0 | 0 | 0 | 0 | 0 | 0 | 0 | 0 | 0 | 0 | 0 | 0 | 0 | 0 | 0 | 0
3 | 600 | 606 | 600 606 Demand controlled circulating systems / Retail | 0 | 0 | 390 | 0 | 0 | 0 | 0 | 0 | 0 | 0 | 0 | 0 | 0 | 0 | 0 | 0 | 0 | 0 | 0 | 0 | 0 | 0 | 0 | 0 | 0 | 0 | 0 | 0 | 0 | 0
3 | 600 | 608 | 600 608 Heat Recovery Unit / Retail | 0 | 0 | 390 | 0 | 0 | 0 | 0 | 0 | 0 | 0 | 0 | 0 | 0 | 0 | 0 | 0 | 0 | 0 | 0 | 0 | 0 | 0 | 0 | 0 | 0 | 0 | 0 | 0 | 0 | 0
3 | 600 | 609 | 600 609 Heat Trap / Retail | 0 | 0 | 390 | 0 | 0 | 0 | 0 | 0 | 0 | 0 | 0 | 0 | 0 | 0 | 0 | 0 | 0 | 0 | 0 | 0 | 0 | 0 | 0 | 0 | 0 | 0 | 0 | 0 | 0 | 0
3 | 600 | 610 | 600 610 Hot Water Pipe Insulation / Retail | 0 | 0 | 390 | 0 | 0 | 0 | 0 | 0 | 0 | 0 | 0 | 0 | 0 | 0 | 0 | 0 | 0 | 0 | 0 | 0 | 0 | 0 | 0 | 0 | 0 | 0 | 0 | 0 | 0 | 0
3 | 700 | 701 | 700 701 PC Manual Power Management Enabling / Retail | 0 | 0 | 390 | 0 | 0 | 0 | 0 | 0 | 0 | 0 | 0 | 0 | 0 | 0 | 0 | 0 | 0 | 0 | 0 | 0 | 0 | 0 | 0 | 0 | 0 | 0 | 0 | 0 | 0 | 0
3 | 700 | 702 | 700 702 PC Network Power Management Enabling / Retail | 0 | 0 | 390 | 0 | 0 | 0 | 0 | 0 | 0 | 0 | 0 | 0 | 0 | 0 | 0 | 0 | 0 | 0 | 0 | 0 | 0 | 0 | 0 | 0 | 0 | 0 | 0 | 0 | 0 | 0
3 | 710 | 711 | 710 711 Energy Star or Better Monitor / Retail | 0 | 0 | 390 | 0 | 0 | 0 | 0 | 0 | 0 | 0 | 0 | 0 | 0 | 0 | 0 | 0 | 0 | 0 | 0 | 0 | 0 | 0 | 0 | 0 | 0 | 0 | 0 | 0 | 0 | 0
3 | 710 | 712 | 710 712 Monitor Power Management Enabling / Retail | 0 | 0 | 390 | 0 | 0 | 0 | 0 | 0 | 0 | 0 | 0 | 0 | 0 | 0 | 0 | 0 | 0 | 0 | 0 | 0 | 0 | 0 | 0 | 0 | 0 | 0 | 0 | 0 | 0 | 0
3 | 720 | 722 | 720 722 Monitor Power Management Enabling / Retail | 0 | 0 | 390 | 0 | 0 | 0 | 0 | 0 | 0 | 0 | 0 | 0 | 0 | 0 | 0 | 0 | 0 | 0 | 0 | 0 | 0 | 0 | 0 | 0 | 0 | 0 | 0 | 0 | 0 | 0
3 | 730 | 732 | 730 732 Copier Power Management Enabling / Retail | 0 | 0 | 390 | 0 | 0 | 0 | 0 | 0 | 0 | 0 | 0 | 0 | 0 | 0 | 0 | 0 | 0 | 0 | 0 | 0 | 0 | 0 | 0 | 0 | 0 | 0 | 0 | 0 | 0 | 0
3 | 740 | 741 | 740 741 Printer Power Management Enabling / Retail | 0 | 0 | 390 | 0 | 0 | 0 | 0 | 0 | 0 | 0 | 0 | 0 | 0 | 0 | 0 | 0 | 0 | 0 | 0 | 0 | 0 | 0 | 0 | 0 | 0 | 0 | 0 | 0 | 0 | 0
3 | 800 | 801 | 800 801 Convection Oven / Retail | 0 | 0 | 390 | 0 | 0 | 0 | 0 | 0 | 0 | 0 | 0 | 0 | 0 | 0 | 0 | 0 | 0 | 0 | 0 | 0 | 0 | 0 | 0 | 0 | 0 | 0 | 0 | 0 | 0 | 0
3 | 810 | 811 | 810 811 Efficient Fryer / Retail | 0 | 0 | 390 | 0 | 0 | 0 | 0 | 0 | 0 | 0 | 0 | 0 | 0 | 0 | 0 | 0 | 0 | 0 | 0 | 0 | 0 | 0 | 0 | 0 | 0 | 0 | 0 | 0 | 0 | 0
3 | 900 | 901 | 900 901 Vending Misers (cooled machines only) / Retail | 0 | 0 | 390 | 0 | 0 | 0 | 0 | 0 | 0 | 0 | 0 | 0 | 0 | 0 | 0 | 0 | 0 | 0 | 0 | 0 | 0 | 0 | 0 | 0 | 0 | 0 | 0 | 0 | 0 | 0
4 | 110 | 111 | 110 111 Premium T8, Elecctronic Ballast / Food Store | 0 | 0 | 390 | 0 | 0 | 0 | 0 | 0 | 0 | 0 | 0 | 0 | 0 | 0 | 0 | 0 | 0 | 0 | 0 | 0 | 0 | 0 | 0 | 0 | 0 | 0 | 0 | 0 | 0 | 0
4 | 110 | 114 | 110 114 Continuous Dimming / Food Store | 0 | 0 | 390 | 0 | 0 | 0 | 0 | 0 | 0 | 0 | 0 | 0 | 0 | 0 | 0 | 0 | 0 | 0 | 0 | 0 | 0 | 0 | 0 | 0 | 0 | 0 | 0 | 0 | 0 | 0
4 | 110 | 115 | 110 115 Lighting Control Tuneup / Food Store | 0 | 0 | 390 | 0 | 0 | 0 | 0 | 0 | 0 | 0 | 0 | 0 | 0 | 0 | 0 | 0 | 0 | 0 | 0 | 0 | 0 | 0 | 0 | 0 | 0 | 0 | 0 | 0 | 0 | 0
4 | 120 | 121 | 120 121 ROB Premium T8, 1EB / Food Store | 0 | 0 | 390 | 0 | 0 | 0 | 0 | 0 | 0 | 0 | 0 | 0 | 0 | 0 | 0 | 0 | 0 | 0 | 0 | 0 | 0 | 0 | 0 | 0 | 0 | 0 | 0 | 0 | 0 | 0
4 | 120 | 122 | 120 122 ROB Premium T8, EB, Reflector / Food Store | 0 | 0 | 390 | 0 | 0 | 0 | 0 | 0 | 0 | 0 | 0 | 0 | 0 | 0 | 0 | 0 | 0 | 0 | 0 | 0 | 0 | 0 | 0 | 0 | 0 | 0 | 0 | 0 | 0 | 0
4 | 120 | 123 | 120 123 Occupancy Sensor / Food Store | 0 | 0 | 390 | 0 | 0 | 0 | 0 | 0 | 0 | 0 | 0 | 0 | 0 | 0 | 0 | 0 | 0 | 0 | 0 | 0 | 0 | 0 | 0 | 0 | 0 | 0 | 0 | 0 | 0 | 0
4 | 120 | 124 | 120 124 Lighting Control Tuneup / Food Store | 0 | 0 | 390 | 0 | 0 | 0 | 0 | 0 | 0 | 0 | 0 | 0 | 0 | 0 | 0 | 0 | 0 | 0 | 0 | 0 | 0 | 0 | 0 | 0 | 0 | 0 | 0 | 0 | 0 | 0
4 | 130 | 131 | 130 131 CFL Screw-in 18W / Food Store | 0 | 0 | 390 | 0 | 0 | 0 | 0 | 0 | 0 | 0 | 0 | 0 | 0 | 0 | 0 | 0 | 0 | 0 | 0 | 0 | 0 | 0 | 0 | 0 | 0 | 0 | 0 | 0 | 0 | 0
4 | 150 | 151 | 150 151 PSMH, 250W, magnetic ballast / Food Store | 0 | 0 | 390 | 0 | 0 | 0 | 0 | 0 | 0 | 0 | 0 | 0 | 0 | 0 | 0 | 0 | 0 | 0 | 0 | 0 | 0 | 0 | 0 | 0 | 0 | 0 | 0 | 0 | 0 | 0
4 | 150 | 152 | 150 152 PSMH, 250 W, electronic ballast / Food Store | 0 | 0 | 390 | 0 | 0 | 0 | 0 | 0 | 0 | 0 | 0 | 0 | 0 | 0 | 0 | 0 | 0 | 0 | 0 | 0 | 0 | 0 | 0 | 0 | 0 | 0 | 0 | 0 | 0 | 0
4 | 150 | 153 | 150 153 High Bay T5 / Food Store | 0 | 0 | 390 | 0 | 0 | 0 | 0 | 0 | 0 | 0 | 0 | 0 | 0 | 0 | 0 | 0 | 0 | 0 | 0 | 0 | 0 | 0 | 0 | 0 | 0 | 0 | 0 | 0 | 0 | 0
4 | 160 | 161 | 160 161 LED Exit Sign / Food Store | 0 | 0 | 390 | 0 | 0 | 0 | 0 | 0 | 0 | 0 | 0 | 0 | 0 | 0 | 0 | 0 | 0 | 0 | 0 | 0 | 0 | 0 | 0 | 0 | 0 | 0 | 0 | 0 | 0 | 0
4 | 200 | 201 | 200 201 High Pressure Sodium 250W Lamp / Food Store | 0 | 0 | 390 | 0 | 0 | 0 | 0 | 0 | 0 | 0 | 0 | 0 | 0 | 0 | 0 | 0 | 0 | 0 | 0 | 0 | 0 | 0 | 0 | 0 | 0 | 0 | 0 | 0 | 0 | 0
4 | 200 | 202 | 200 202 Outdoor Lighting Controls (Photocell/Timeclock) / Food Store | 0 | 0 | 390 | 0 | 0 | 0 | 0 | 0 | 0 | 0 | 0 | 0 | 0 | 0 | 0 | 0 | 0 | 0 | 0 | 0 | 0 | 0 | 0 | 0 | 0 | 0 | 0 | 0 | 0 | 0
4 | 210 | 211 | 210 211 Outdoor Lighting Controls (Photocell/Timeclock) / Food Store | 0 | 0 | 390 | 0 | 0 | 0 | 0 | 0 | 0 | 0 | 0 | 0 | 0 | 0 | 0 | 0 | 0 | 0 | 0 | 0 | 0 | 0 | 0 | 0 | 0 | 0 | 0 | 0 | 0 | 0
4 | 300 | 301 | 300 301 Centrifugal Chiller, 0.51 kW/ton, 500 tons / Food Store | 0 | 0 | 390 | 0 | 0 | 0 | 0 | 0 | 0 | 0 | 0 | 0 | 0 | 0 | 0 | 0 | 0 | 0 | 0 | 0 | 0 | 0 | 0 | 0 | 0 | 0 | 0 | 0 | 0 | 0
4 | 300 | 302 | 300 302 High Efficiency Chiller Motors / Food Store | 0 | 0 | 390 | 0 | 0 | 0 | 0 | 0 | 0 | 0 | 0 | 0 | 0 | 0 | 0 | 0 | 0 | 0 | 0 | 0 | 0 | 0 | 0 | 0 | 0 | 0 | 0 | 0 | 0 | 0
4 | 300 | 304 | 300 304 EMS - Chiller / Food Store | 0 | 0 | 390 | 0 | 0 | 0 | 0 | 0 | 0 | 0 | 0 | 0 | 0 | 0 | 0 | 0 | 0 | 0 | 0 | 0 | 0 | 0 | 0 | 0 | 0 | 0 | 0 | 0 | 0 | 0
4 | 300 | 305 | 300 305 Chiller Tune Up/Diagnostics / Food Store | 0 | 0 | 390 | 0 | 0 | 0 | 0 | 0 | 0 | 0 | 0 | 0 | 0 | 0 | 0 | 0 | 0 | 0 | 0 | 0 | 0 | 0 | 0 | 0 | 0 | 0 | 0 | 0 | 0 | 0
4 | 300 | 306 | 300 306 VSD for Chiller Pumps and Towers / Food Store | 0 | 0 | 390 | 0 | 0 | 0 | 0 | 0 | 0 | 0 | 0 | 0 | 0 | 0 | 0 | 0 | 0 | 0 | 0 | 0 | 0 | 0 | 0 | 0 | 0 | 0 | 0 | 0 | 0 | 0
4 | 300 | 307 | 300 307 EMS Optimization / Food Store | 0 | 0 | 390 | 0 | 0 | 0 | 0 | 0 | 0 | 0 | 0 | 0 | 0 | 0 | 0 | 0 | 0 | 0 | 0 | 0 | 0 | 0 | 0 | 0 | 0 | 0 | 0 | 0 | 0 | 0
4 | 300 | 308 | 300 308 Aerosole Duct Sealing / Food Store | 0 | 0 | 390 | 0 | 0 | 0 | 0 | 0 | 0 | 0 | 0 | 0 | 0 | 0 | 0 | 0 | 0 | 0 | 0 | 0 | 0 | 0 | 0 | 0 | 0 | 0 | 0 | 0 | 0 | 0
4 | 300 | 309 | 300 309 Duct/Pipe Insulation / Food Store | 0 | 0 | 390 | 0 | 0 | 0 | 0 | 0 | 0 | 0 | 0 | 0 | 0 | 0 | 0 | 0 | 0 | 0 | 0 | 0 | 0 | 0 | 0 | 0 | 0 | 0 | 0 | 0 | 0 | 0
4 | 300 | 311 | 300 311 Window Film (Standard) / Food Store | 0 | 0 | 390 | 0 | 0 | 0 | 0 | 0 | 0 | 0 | 0 | 0 | 0 | 0 | 0 | 0 | 0 | 0 | 0 | 0 | 0 | 0 | 0 | 0 | 0 | 0 | 0 | 0 | 0 | 0
4 | 300 | 313 | 300 313 Ceiling Insulation / Food Store | 0 | 0 | 390 | 0 | 0 | 0 | 0 | 0 | 0 | 0 | 0 | 0 | 0 | 0 | 0 | 0 | 0 | 0 | 0 | 0 | 0 | 0 | 0 | 0 | 0 | 0 | 0 | 0 | 0 | 0
4 | 300 | 314 | 300 314 Roof Insulation / Food Store | 0 | 0 | 390 | 0 | 0 | 0 | 0 | 0 | 0 | 0 | 0 | 0 | 0 | 0 | 0 | 0 | 0 | 0 | 0 | 0 | 0 | 0 | 0 | 0 | 0 | 0 | 0 | 0 | 0 | 0
4 | 300 | 317 | 300 317 Thermal Energy Storage (TES) Positive / Food Store | 0 | 0 | 390 | 0 | 0 | 0 | 0 | 0 | 0 | 0 | 0 | 0 | 0 | 0 | 0 | 0 | 0 | 0 | 0 | 0 | 0 | 0 | 0 | 0 | 0 | 0 | 0 | 0 | 0 | 0
4 | 300 | 317 | 300 317 Thermal Energy Storage (TES) Negative / Food Store | 0 | 0 | 0 | 0 | 0 | 0 | 0 | 0 | 0 | 0 | 0 | 0 | 0 | 0 | 0 | 0 | 0 | 0 | 0 | 0 | 0 | 0 | 0 | 0 | 0 | 0 | 0 | 0 | 0 | 0
4 | 320 | 321 | 320 321 DX Packaged System, EER=10.9, 10 tons / Food Store | 0 | 0 | 390 | 0 | 0 | 0 | 0 | 0 | 0 | 0 | 0 | 0 | 0 | 0 | 0 | 0 | 0 | 0 | 0 | 0 | 0 | 0 | 0 | 0 | 0 | 0 | 0 | 0 | 0 | 0
4 | 320 | 322 | 320 322 Hybrid Dessicant-DX System (Trane CDQ) / Food Store | 0 | 0 | 390 | 0 | 0 | 0 | 0 | 0 | 0 | 0 | 0 | 0 | 0 | 0 | 0 | 0 | 0 | 0 | 0 | 0 | 0 | 0 | 0 | 0 | 0 | 0 | 0 | 0 | 0 | 0
4 | 320 | 323 | 320 323 Geothermal Heat Pump, EER=13, 10 tons / Food Store | 0 | 0 | 390 | 0 | 0 | 0 | 0 | 0 | 0 | 0 | 0 | 0 | 0 | 0 | 0 | 0 | 0 | 0 | 0 | 0 | 0 | 0 | 0 | 0 | 0 | 0 | 0 | 0 | 0 | 0
4 | 320 | 326 | 320 326 DX Tune Up/ Advanced Diagnostics / Food Store | 0 | 0 | 390 | 0 | 0 | 0 | 0 | 0 | 0 | 0 | 0 | 0 | 0 | 0 | 0 | 0 | 0 | 0 | 0 | 0 | 0 | 0 | 0 | 0 | 0 | 0 | 0 | 0 | 0 | 0
4 | 320 | 327 | 320 327 DX Coil Cleaning / Food Store | 0 | 0 | 390 | 0 | 0 | 0 | 0 | 0 | 0 | 0 | 0 | 0 | 0 | 0 | 0 | 0 | 0 | 0 | 0 | 0 | 0 | 0 | 0 | 0 | 0 | 0 | 0 | 0 | 0 | 0
4 | 320 | 329 | 320 329 Aerosole Duct Sealing / Food Store | 0 | 0 | 390 | 0 | 0 | 0 | 0 | 0 | 0 | 0 | 0 | 0 | 0 | 0 | 0 | 0 | 0 | 0 | 0 | 0 | 0 | 0 | 0 | 0 | 0 | 0 | 0 | 0 | 0 | 0
4 | 320 | 330 | 320 330 Duct/Pipe Insulation / Food Store | 0 | 0 | 390 | 0 | 0 | 0 | 0 | 0 | 0 | 0 | 0 | 0 | 0 | 0 | 0 | 0 | 0 | 0 | 0 | 0 | 0 | 0 | 0 | 0 | 0 | 0 | 0 | 0 | 0 | 0
4 | 320 | 334 | 320 334 Ceiling Insulation / Food Store | 0 | 0 | 390 | 0 | 0 | 0 | 0 | 0 | 0 | 0 | 0 | 0 | 0 | 0 | 0 | 0 | 0 | 0 | 0 | 0 | 0 | 0 | 0 | 0 | 0 | 0 | 0 | 0 | 0 | 0
4 | 320 | 335 | 320 335 Roof Insulation / Food Store | 0 | 0 | 390 | 0 | 0 | 0 | 0 | 0 | 0 | 0 | 0 | 0 | 0 | 0 | 0 | 0 | 0 | 0 | 0 | 0 | 0 | 0 | 0 | 0 | 0 | 0 | 0 | 0 | 0 | 0
4 | 340 | 344 | 340 344 Aerosole Duct Sealing / Food Store | 0 | 0 | 390 | 0 | 0 | 0 | 0 | 0 | 0 | 0 | 0 | 0 | 0 | 0 | 0 | 0 | 0 | 0 | 0 | 0 | 0 | 0 | 0 | 0 | 0 | 0 | 0 | 0 | 0 | 0
4 | 340 | 345 | 340 345 Duct/Pipe Insulation / Food Store | 0 | 0 | 390 | 0 | 0 | 0 | 0 | 0 | 0 | 0 | 0 | 0 | 0 | 0 | 0 | 0 | 0 | 0 | 0 | 0 | 0 | 0 | 0 | 0 | 0 | 0 | 0 | 0 | 0 | 0
4 | 340 | 349 | 340 349 Ceiling Insulation / Food Store | 0 | 0 | 390 | 0 | 0 | 0 | 0 | 0 | 0 | 0 | 0 | 0 | 0 | 0 | 0 | 0 | 0 | 0 | 0 | 0 | 0 | 0 | 0 | 0 | 0 | 0 | 0 | 0 | 0 | 0
4 | 340 | 351 | 340 351 Cool Roof - DX / Food Store | 0 | 0 | 390 | 0 | 0 | 0 | 0 | 0 | 0 | 0 | 0 | 0 | 0 | 0 | 0 | 0 | 0 | 0 | 0 | 0 | 0 | 0 | 0 | 0 | 0 | 0 | 0 | 0 | 0 | 0
4 | 360 | 361 | 360 361 HE PTAC, EER=9.6, 1 ton / Food Store | 0 | 0 | 390 | 0 | 0 | 0 | 0 | 0 | 0 | 0 | 0 | 0 | 0 | 0 | 0 | 0 | 0 | 0 | 0 | 0 | 0 | 0 | 0 | 0 | 0 | 0 | 0 | 0 | 0 | 0
4 | 400 | 402 | 400 402 Variable Speed Drive Control / Food Store | 0 | 0 | 390 | 0 | 0 | 0 | 0 | 0 | 0 | 0 | 0 | 0 | 0 | 0 | 0 | 0 | 0 | 0 | 0 | 0 | 0 | 0 | 0 | 0 | 0 | 0 | 0 | 0 | 0 | 0
4 | 400 | 403 | 400 403 Air Handler Optimization / Food Store | 0 | 0 | 390 | 0 | 0 | 0 | 0 | 0 | 0 | 0 | 0 | 0 | 0 | 0 | 0 | 0 | 0 | 0 | 0 | 0 | 0 | 0 | 0 | 0 | 0 | 0 | 0 | 0 | 0 | 0
4 | 400 | 404 | 400 404 Electronically Commutated Motors (ECM) on an Air Handler Unit / Food Store | 0 | 0 | 390 | 0 | 0 | 0 | 0 | 0 | 0 | 0 | 0 | 0 | 0 | 0 | 0 | 0 | 0 | 0 | 0 | 0 | 0 | 0 | 0 | 0 | 0 | 0 | 0 | 0 | 0 | 0
4 | 400 | 405 | 400 405 Demand Control Ventilation (DCV) / Food Store | 0 | 0 | 390 | 0 | 0 | 0 | 0 | 0 | 0 | 0 | 0 | 0 | 0 | 0 | 0 | 0 | 0 | 0 | 0 | 0 | 0 | 0 | 0 | 0 | 0 | 0 | 0 | 0 | 0 | 0
4 | 400 | 406 | 400 406 Energy Recovery Ventilation (ERV) / Food Store | 0 | 0 | 390 | 0 | 0 | 0 | 0 | 0 | 0 | 0 | 0 | 0 | 0 | 0 | 0 | 0 | 0 | 0 | 0 | 0 | 0 | 0 | 0 | 0 | 0 | 0 | 0 | 0 | 0 | 0
4 | 500 | 501 | 500 501 High-efficiency fan motors / Food Store | 0 | 0 | 390 | 0 | 0 | 0 | 0 | 0 | 0 | 0 | 0 | 0 | 0 | 0 | 0 | 0 | 0 | 0 | 0 | 0 | 0 | 0 | 0 | 0 | 0 | 0 | 0 | 0 | 0 | 0
4 | 500 | 502 | 500 502 Strip curtains for walk-ins / Food Store | 0 | 0 | 390 | 0 | 0 | 0 | 0 | 0 | 0 | 0 | 0 | 0 | 0 | 0 | 0 | 0 | 0 | 0 | 0 | 0 | 0 | 0 | 0 | 0 | 0 | 0 | 0 | 0 | 0 | 0
4 | 500 | 503 | 500 503 Night covers for display cases / Food Store | 0 | 0 | 390 | 0 | 0 | 0 | 0 | 0 | 0 | 0 | 0 | 0 | 0 | 0 | 0 | 0 | 0 | 0 | 0 | 0 | 0 | 0 | 0 | 0 | 0 | 0 | 0 | 0 | 0 | 0
4 | 500 | 505 | 500 505 Efficient compressor motor / Food Store | 0 | 0 | 390 | 0 | 0 | 0 | 0 | 0 | 0 | 0 | 0 | 0 | 0 | 0 | 0 | 0 | 0 | 0 | 0 | 0 | 0 | 0 | 0 | 0 | 0 | 0 | 0 | 0 | 0 | 0
4 | 500 | 507 | 500 507 Floating head pressure controls / Food Store | 0 | 0 | 390 | 0 | 0 | 0 | 0 | 0 | 0 | 0 | 0 | 0 | 0 | 0 | 0 | 0 | 0 | 0 | 0 | 0 | 0 | 0 | 0 | 0 | 0 | 0 | 0 | 0 | 0 | 0
4 | 500 | 510 | 500 510 Demand Defrost Electric / Food Store | 0 | 0 | 390 | 0 | 0 | 0 | 0 | 0 | 0 | 0 | 0 | 0 | 0 | 0 | 0 | 0 | 0 | 0 | 0 | 0 | 0 | 0 | 0 | 0 | 0 | 0 | 0 | 0 | 0 | 0
4 | 500 | 513 | 500 513 High R-Value Glass Doors / Food Store | 0 | 0 | 390 | 0 | 0 | 0 | 0 | 0 | 0 | 0 | 0 | 0 | 0 | 0 | 0 | 0 | 0 | 0 | 0 | 0 | 0 | 0 | 0 | 0 | 0 | 0 | 0 | 0 | 0 | 0
4 | 500 | 515 | 500 515 Oversized Air Cooled Condenser / Food Store | 0 | 0 | 390 | 0 | 0 | 0 | 0 | 0 | 0 | 0 | 0 | 0 | 0 | 0 | 0 | 0 | 0 | 0 | 0 | 0 | 0 | 0 | 0 | 0 | 0 | 0 | 0 | 0 | 0 | 0
4 | 500 | 517 | 500 517 LED Display Lighting / Food Store | 0 | 0 | 390 | 0 | 0 | 0 | 0 | 0 | 0 | 0 | 0 | 0 | 0 | 0 | 0 | 0 | 0 | 0 | 0 | 0 | 0 | 0 | 0 | 0 | 0 | 0 | 0 | 0 | 0 | 0
4 | 600 | 603 | 600 603 Heat Pump Water Heater (air source) / Food Store | 0 | 0 | 390 | 0 | 0 | 0 | 0 | 0 | 0 | 0 | 0 | 0 | 0 | 0 | 0 | 0 | 0 | 0 | 0 | 0 | 0 | 0 | 0 | 0 | 0 | 0 | 0 | 0 | 0 | 0
4 | 600 | 606 | 600 606 Demand controlled circulating systems / Food Store | 0 | 0 | 390 | 0 | 0 | 0 | 0 | 0 | 0 | 0 | 0 | 0 | 0 | 0 | 0 | 0 | 0 | 0 | 0 | 0 | 0 | 0 | 0 | 0 | 0 | 0 | 0 | 0 | 0 | 0
4 | 600 | 608 | 600 608 Heat Recovery Unit / Food Store | 0 | 0 | 390 | 0 | 0 | 0 | 0 | 0 | 0 | 0 | 0 | 0 | 0 | 0 | 0 | 0 | 0 | 0 | 0 | 0 | 0 | 0 | 0 | 0 | 0 | 0 | 0 | 0 | 0 | 0
4 | 600 | 609 | 600 609 Heat Trap / Food Store | 0 | 0 | 390 | 0 | 0 | 0 | 0 | 0 | 0 | 0 | 0 | 0 | 0 | 0 | 0 | 0 | 0 | 0 | 0 | 0 | 0 | 0 | 0 | 0 | 0 | 0 | 0 | 0 | 0 | 0
4 | 600 | 610 | 600 610 Hot Water Pipe Insulation / Food Store | 0 | 0 | 390 | 0 | 0 | 0 | 0 | 0 | 0 | 0 | 0 | 0 | 0 | 0 | 0 | 0 | 0 | 0 | 0 | 0 | 0 | 0 | 0 | 0 | 0 | 0 | 0 | 0 | 0 | 0
4 | 700 | 701 | 700 701 PC Manual Power Management Enabling / Food Store | 0 | 0 | 390 | 0 | 0 | 0 | 0 | 0 | 0 | 0 | 0 | 0 | 0 | 0 | 0 | 0 | 0 | 0 | 0 | 0 | 0 | 0 | 0 | 0 | 0 | 0 | 0 | 0 | 0 | 0
4 | 700 | 702 | 700 702 PC Network Power Management Enabling / Food Store | 0 | 0 | 390 | 0 | 0 | 0 | 0 | 0 | 0 | 0 | 0 | 0 | 0 | 0 | 0 | 0 | 0 | 0 | 0 | 0 | 0 | 0 | 0 | 0 | 0 | 0 | 0 | 0 | 0 | 0
4 | 710 | 711 | 710 711 Energy Star or Better Monitor / Food Store | 0 | 0 | 390 | 0 | 0 | 0 | 0 | 0 | 0 | 0 | 0 | 0 | 0 | 0 | 0 | 0 | 0 | 0 | 0 | 0 | 0 | 0 | 0 | 0 | 0 | 0 | 0 | 0 | 0 | 0
4 | 710 | 712 | 710 712 Monitor Power Management Enabling / Food Store | 0 | 0 | 390 | 0 | 0 | 0 | 0 | 0 | 0 | 0 | 0 | 0 | 0 | 0 | 0 | 0 | 0 | 0 | 0 | 0 | 0 | 0 | 0 | 0 | 0 | 0 | 0 | 0 | 0 | 0
4 | 730 | 732 | 730 732 Copier Power Management Enabling / Food Store | 0 | 0 | 390 | 0 | 0 | 0 | 0 | 0 | 0 | 0 | 0 | 0 | 0 | 0 | 0 | 0 | 0 | 0 | 0 | 0 | 0 | 0 | 0 | 0 | 0 | 0 | 0 | 0 | 0 | 0
4 | 740 | 741 | 740 741 Printer Power Management Enabling / Food Store | 0 | 0 | 390 | 0 | 0 | 0 | 0 | 0 | 0 | 0 | 0 | 0 | 0 | 0 | 0 | 0 | 0 | 0 | 0 | 0 | 0 | 0 | 0 | 0 | 0 | 0 | 0 | 0 | 0 | 0
4 | 800 | 801 | 800 801 Convection Oven / Food Store | 0 | 0 | 390 | 0 | 0 | 0 | 0 | 0 | 0 | 0 | 0 | 0 | 0 | 0 | 0 | 0 | 0 | 0 | 0 | 0 | 0 | 0 | 0 | 0 | 0 | 0 | 0 | 0 | 0 | 0
4 | 810 | 811 | 810 811 Efficient Fryer / Food Store | 0 | 0 | 390 | 0 | 0 | 0 | 0 | 0 | 0 | 0 | 0 | 0 | 0 | 0 | 0 | 0 | 0 | 0 | 0 | 0 | 0 | 0 | 0 | 0 | 0 | 0 | 0 | 0 | 0 | 0
4 | 900 | 901 | 900 901 Vending Misers (cooled machines only) / Food Store | 0 | 0 | 390 | 0 | 0 | 0 | 0 | 0 | 0 | 0 | 0 | 0 | 0 | 0 | 0 | 0 | 0 | 0 | 0 | 0 | 0 | 0 | 0 | 0 | 0 | 0 | 0 | 0 | 0 | 0
5 | 110 | 111 | 110 111 Premium T8, Elecctronic Ballast / School | 0 | 0 | 390 | 0 | 0 | 0 | 0 | 0 | 0 | 0 | 0 | 0 | 0 | 0 | 0 | 0 | 0 | 0 | 0 | 0 | 0 | 0 | 0 | 0 | 0 | 0 | 0 | 0 | 0 | 0
5 | 110 | 114 | 110 114 Continuous Dimming / School | 0 | 0 | 390 | 0 | 0 | 0 | 0 | 0 | 0 | 0 | 0 | 0 | 0 | 0 | 0 | 0 | 0 | 0 | 0 | 0 | 0 | 0 | 0 | 0 | 0 | 0 | 0 | 0 | 0 | 0
5 | 110 | 115 | 110 115 Lighting Control Tuneup / School | 0 | 0 | 390 | 0 | 0 | 0 | 0 | 0 | 0 | 0 | 0 | 0 | 0 | 0 | 0 | 0 | 0 | 0 | 0 | 0 | 0 | 0 | 0 | 0 | 0 | 0 | 0 | 0 | 0 | 0
5 | 120 | 121 | 120 121 ROB Premium T8, 1EB / School | 0 | 0 | 390 | 0 | 0 | 0 | 0 | 0 | 0 | 0 | 0 | 0 | 0 | 0 | 0 | 0 | 0 | 0 | 0 | 0 | 0 | 0 | 0 | 0 | 0 | 0 | 0 | 0 | 0 | 0
5 | 120 | 122 | 120 122 ROB Premium T8, EB, Reflector / School | 0 | 0 | 390 | 0 | 0 | 0 | 0 | 0 | 0 | 0 | 0 | 0 | 0 | 0 | 0 | 0 | 0 | 0 | 0 | 0 | 0 | 0 | 0 | 0 | 0 | 0 | 0 | 0 | 0 | 0
5 | 120 | 123 | 120 123 Occupancy Sensor / School | 0 | 0 | 390 | 0 | 0 | 0 | 0 | 0 | 0 | 0 | 0 | 0 | 0 | 0 | 0 | 0 | 0 | 0 | 0 | 0 | 0 | 0 | 0 | 0 | 0 | 0 | 0 | 0 | 0 | 0
5 | 120 | 124 | 120 124 Lighting Control Tuneup / School | 0 | 0 | 390 | 0 | 0 | 0 | 0 | 0 | 0 | 0 | 0 | 0 | 0 | 0 | 0 | 0 | 0 | 0 | 0 | 0 | 0 | 0 | 0 | 0 | 0 | 0 | 0 | 0 | 0 | 0
5 | 130 | 131 | 130 131 CFL Screw-in 18W / School | 0 | 0 | 390 | 0 | 0 | 0 | 0 | 0 | 0 | 0 | 0 | 0 | 0 | 0 | 0 | 0 | 0 | 0 | 0 | 0 | 0 | 0 | 0 | 0 | 0 | 0 | 0 | 0 | 0 | 0
5 | 150 | 151 | 150 151 PSMH, 250W, magnetic ballast / School | 0 | 0 | 390 | 0 | 0 | 0 | 0 | 0 | 0 | 0 | 0 | 0 | 0 | 0 | 0 | 0 | 0 | 0 | 0 | 0 | 0 | 0 | 0 | 0 | 0 | 0 | 0 | 0 | 0 | 0
5 | 150 | 152 | 150 152 PSMH, 250 W, electronic ballast / School | 0 | 0 | 390 | 0 | 0 | 0 | 0 | 0 | 0 | 0 | 0 | 0 | 0 | 0 | 0 | 0 | 0 | 0 | 0 | 0 | 0 | 0 | 0 | 0 | 0 | 0 | 0 | 0 | 0 | 0
5 | 150 | 153 | 150 153 High Bay T5 / School | 0 | 0 | 390 | 0 | 0 | 0 | 0 | 0 | 0 | 0 | 0 | 0 | 0 | 0 | 0 | 0 | 0 | 0 | 0 | 0 | 0 | 0 | 0 | 0 | 0 | 0 | 0 | 0 | 0 | 0
5 | 160 | 161 | 160 161 LED Exit Sign / School | 0 | 0 | 390 | 0 | 0 | 0 | 0 | 0 | 0 | 0 | 0 | 0 | 0 | 0 | 0 | 0 | 0 | 0 | 0 | 0 | 0 | 0 | 0 | 0 | 0 | 0 | 0 | 0 | 0 | 0
5 | 200 | 201 | 200 201 High Pressure Sodium 250W Lamp / School | 0 | 0 | 390 | 0 | 0 | 0 | 0 | 0 | 0 | 0 | 0 | 0 | 0 | 0 | 0 | 0 | 0 | 0 | 0 | 0 | 0 | 0 | 0 | 0 | 0 | 0 | 0 | 0 | 0 | 0
5 | 200 | 202 | 200 202 Outdoor Lighting Controls (Photocell/Timeclock) / School | 0 | 0 | 390 | 0 | 0 | 0 | 0 | 0 | 0 | 0 | 0 | 0 | 0 | 0 | 0 | 0 | 0 | 0 | 0 | 0 | 0 | 0 | 0 | 0 | 0 | 0 | 0 | 0 | 0 | 0
5 | 210 | 211 | 210 211 Outdoor Lighting Controls (Photocell/Timeclock) / School | 0 | 0 | 390 | 0 | 0 | 0 | 0 | 0 | 0 | 0 | 0 | 0 | 0 | 0 | 0 | 0 | 0 | 0 | 0 | 0 | 0 | 0 | 0 | 0 | 0 | 0 | 0 | 0 | 0 | 0
5 | 300 | 301 | 300 301 Centrifugal Chiller, 0.51 kW/ton, 500 tons / School | 0 | 0 | 390 | 0 | 0 | 0 | 0 | 0 | 0 | 0 | 0 | 0 | 0 | 0 | 0 | 0 | 0 | 0 | 0 | 0 | 0 | 0 | 0 | 0 | 0 | 0 | 0 | 0 | 0 | 0
5 | 300 | 302 | 300 302 High Efficiency Chiller Motors / School | 0 | 0 | 390 | 0 | 0 | 0 | 0 | 0 | 0 | 0 | 0 | 0 | 0 | 0 | 0 | 0 | 0 | 0 | 0 | 0 | 0 | 0 | 0 | 0 | 0 | 0 | 0 | 0 | 0 | 0
5 | 300 | 304 | 300 304 EMS - Chiller / School | 0 | 0 | 390 | 0 | 0 | 0 | 0 | 0 | 0 | 0 | 0 | 0 | 0 | 0 | 0 | 0 | 0 | 0 | 0 | 0 | 0 | 0 | 0 | 0 | 0 | 0 | 0 | 0 | 0 | 0
5 | 300 | 305 | 300 305 Chiller Tune Up/Diagnostics / School | 0 | 0 | 390 | 0 | 0 | 0 | 0 | 0 | 0 | 0 | 0 | 0 | 0 | 0 | 0 | 0 | 0 | 0 | 0 | 0 | 0 | 0 | 0 | 0 | 0 | 0 | 0 | 0 | 0 | 0
5 | 300 | 306 | 300 306 VSD for Chiller Pumps and Towers / School | 0 | 0 | 390 | 0 | 0 | 0 | 0 | 0 | 0 | 0 | 0 | 0 | 0 | 0 | 0 | 0 | 0 | 0 | 0 | 0 | 0 | 0 | 0 | 0 | 0 | 0 | 0 | 0 | 0 | 0
5 | 300 | 307 | 300 307 EMS Optimization / School | 0 | 0 | 390 | 0 | 0 | 0 | 0 | 0 | 0 | 0 | 0 | 0 | 0 | 0 | 0 | 0 | 0 | 0 | 0 | 0 | 0 | 0 | 0 | 0 | 0 | 0 | 0 | 0 | 0 | 0
5 | 300 | 308 | 300 308 Aerosole Duct Sealing / School | 0 | 0 | 390 | 0 | 0 | 0 | 0 | 0 | 0 | 0 | 0 | 0 | 0 | 0 | 0 | 0 | 0 | 0 | 0 | 0 | 0 | 0 | 0 | 0 | 0 | 0 | 0 | 0 | 0 | 0
5 | 300 | 309 | 300 309 Duct/Pipe Insulation / School | 0 | 0 | 390 | 0 | 0 | 0 | 0 | 0 | 0 | 0 | 0 | 0 | 0 | 0 | 0 | 0 | 0 | 0 | 0 | 0 | 0 | 0 | 0 | 0 | 0 | 0 | 0 | 0 | 0 | 0
5 | 300 | 311 | 300 311 Window Film (Standard) / School | 0 | 0 | 390 | 0 | 0 | 0 | 0 | 0 | 0 | 0 | 0 | 0 | 0 | 0 | 0 | 0 | 0 | 0 | 0 | 0 | 0 | 0 | 0 | 0 | 0 | 0 | 0 | 0 | 0 | 0
5 | 300 | 313 | 300 313 Ceiling Insulation / School | 0 | 0 | 390 | 0 | 0 | 0 | 0 | 0 | 0 | 0 | 0 | 0 | 0 | 0 | 0 | 0 | 0 | 0 | 0 | 0 | 0 | 0 | 0 | 0 | 0 | 0 | 0 | 0 | 0 | 0
5 | 300 | 314 | 300 314 Roof Insulation / School | 0 | 0 | 390 | 0 | 0 | 0 | 0 | 0 | 0 | 0 | 0 | 0 | 0 | 0 | 0 | 0 | 0 | 0 | 0 | 0 | 0 | 0 | 0 | 0 | 0 | 0 | 0 | 0 | 0 | 0
5 | 300 | 317 | 300 317 Thermal Energy Storage (TES) Positive / School | 0 | 0 | 390 | 0 | 0 | 0 | 0 | 0 | 0 | 0 | 0 | 0 | 0 | 0 | 0 | 0 | 0 | 0 | 0 | 0 | 0 | 0 | 0 | 0 | 0 | 0 | 0 | 0 | 0 | 0
5 | 300 | 317 | 300 317 Thermal Energy Storage (TES) Negative / School | 0 | 0 | 0 | 0 | 0 | 0 | 0 | 0 | 0 | 0 | 0 | 0 | 0 | 0 | 0 | 0 | 0 | 0 | 0 | 0 | 0 | 0 | 0 | 0 | 0 | 0 | 0 | 0 | 0 | 0
5 | 320 | 321 | 320 321 DX Packaged System, EER=10.9, 10 tons / School | 0 | 0 | 390 | 0 | 0 | 0 | 0 | 0 | 0 | 0 | 0 | 0 | 0 | 0 | 0 | 0 | 0 | 0 | 0 | 0 | 0 | 0 | 0 | 0 | 0 | 0 | 0 | 0 | 0 | 0
5 | 320 | 322 | 320 322 Hybrid Dessicant-DX System (Trane CDQ) / School | 0 | 0 | 390 | 0 | 0 | 0 | 0 | 0 | 0 | 0 | 0 | 0 | 0 | 0 | 0 | 0 | 0 | 0 | 0 | 0 | 0 | 0 | 0 | 0 | 0 | 0 | 0 | 0 | 0 | 0
5 | 320 | 323 | 320 323 Geothermal Heat Pump, EER=13, 10 tons / School | 0 | 0 | 390 | 0 | 0 | 0 | 0 | 0 | 0 | 0 | 0 | 0 | 0 | 0 | 0 | 0 | 0 | 0 | 0 | 0 | 0 | 0 | 0 | 0 | 0 | 0 | 0 | 0 | 0 | 0
5 | 320 | 326 | 320 326 DX Tune Up/ Advanced Diagnostics / School | 0 | 0 | 390 | 0 | 0 | 0 | 0 | 0 | 0 | 0 | 0 | 0 | 0 | 0 | 0 | 0 | 0 | 0 | 0 | 0 | 0 | 0 | 0 | 0 | 0 | 0 | 0 | 0 | 0 | 0
5 | 320 | 327 | 320 327 DX Coil Cleaning / School | 0 | 0 | 390 | 0 | 0 | 0 | 0 | 0 | 0 | 0 | 0 | 0 | 0 | 0 | 0 | 0 | 0 | 0 | 0 | 0 | 0 | 0 | 0 | 0 | 0 | 0 | 0 | 0 | 0 | 0
5 | 320 | 329 | 320 329 Aerosole Duct Sealing / School | 0 | 0 | 390 | 0 | 0 | 0 | 0 | 0 | 0 | 0 | 0 | 0 | 0 | 0 | 0 | 0 | 0 | 0 | 0 | 0 | 0 | 0 | 0 | 0 | 0 | 0 | 0 | 0 | 0 | 0
5 | 320 | 330 | 320 330 Duct/Pipe Insulation / School | 0 | 0 | 390 | 0 | 0 | 0 | 0 | 0 | 0 | 0 | 0 | 0 | 0 | 0 | 0 | 0 | 0 | 0 | 0 | 0 | 0 | 0 | 0 | 0 | 0 | 0 | 0 | 0 | 0 | 0
5 | 320 | 334 | 320 334 Ceiling Insulation / School | 0 | 0 | 390 | 0 | 0 | 0 | 0 | 0 | 0 | 0 | 0 | 0 | 0 | 0 | 0 | 0 | 0 | 0 | 0 | 0 | 0 | 0 | 0 | 0 | 0 | 0 | 0 | 0 | 0 | 0
5 | 320 | 335 | 320 335 Roof Insulation / School | 0 | 0 | 390 | 0 | 0 | 0 | 0 | 0 | 0 | 0 | 0 | 0 | 0 | 0 | 0 | 0 | 0 | 0 | 0 | 0 | 0 | 0 | 0 | 0 | 0 | 0 | 0 | 0 | 0 | 0
5 | 340 | 344 | 340 344 Aerosole Duct Sealing / School | 0 | 0 | 390 | 0 | 0 | 0 | 0 | 0 | 0 | 0 | 0 | 0 | 0 | 0 | 0 | 0 | 0 | 0 | 0 | 0 | 0 | 0 | 0 | 0 | 0 | 0 | 0 | 0 | 0 | 0
5 | 340 | 345 | 340 345 Duct/Pipe Insulation / School | 0 | 0 | 390 | 0 | 0 | 0 | 0 | 0 | 0 | 0 | 0 | 0 | 0 | 0 | 0 | 0 | 0 | 0 | 0 | 0 | 0 | 0 | 0 | 0 | 0 | 0 | 0 | 0 | 0 | 0
5 | 340 | 349 | 340 349 Ceiling Insulation / School | 0 | 0 | 390 | 0 | 0 | 0 | 0 | 0 | 0 | 0 | 0 | 0 | 0 | 0 | 0 | 0 | 0 | 0 | 0 | 0 | 0 | 0 | 0 | 0 | 0 | 0 | 0 | 0 | 0 | 0
5 | 340 | 351 | 340 351 Cool Roof - DX / School | 0 | 0 | 390 | 0 | 0 | 0 | 0 | 0 | 0 | 0 | 0 | 0 | 0 | 0 | 0 | 0 | 0 | 0 | 0 | 0 | 0 | 0 | 0 | 0 | 0 | 0 | 0 | 0 | 0 | 0
5 | 360 | 361 | 360 361 HE PTAC, EER=9.6, 1 ton / School | 0 | 0 | 390 | 0 | 0 | 0 | 0 | 0 | 0 | 0 | 0 | 0 | 0 | 0 | 0 | 0 | 0 | 0 | 0 | 0 | 0 | 0 | 0 | 0 | 0 | 0 | 0 | 0 | 0 | 0
5 | 400 | 402 | 400 402 Variable Speed Drive Control / School | 0 | 0 | 390 | 0 | 0 | 0 | 0 | 0 | 0 | 0 | 0 | 0 | 0 | 0 | 0 | 0 | 0 | 0 | 0 | 0 | 0 | 0 | 0 | 0 | 0 | 0 | 0 | 0 | 0 | 0
5 | 400 | 403 | 400 403 Air Handler Optimization / School | 0 | 0 | 390 | 0 | 0 | 0 | 0 | 0 | 0 | 0 | 0 | 0 | 0 | 0 | 0 | 0 | 0 | 0 | 0 | 0 | 0 | 0 | 0 | 0 | 0 | 0 | 0 | 0 | 0 | 0
5 | 400 | 404 | 400 404 Electronically Commutated Motors (ECM) on an Air Handler Unit / School | 0 | 0 | 390 | 0 | 0 | 0 | 0 | 0 | 0 | 0 | 0 | 0 | 0 | 0 | 0 | 0 | 0 | 0 | 0 | 0 | 0 | 0 | 0 | 0 | 0 | 0 | 0 | 0 | 0 | 0
5 | 400 | 405 | 400 405 Demand Control Ventilation (DCV) / School | 0 | 0 | 390 | 0 | 0 | 0 | 0 | 0 | 0 | 0 | 0 | 0 | 0 | 0 | 0 | 0 | 0 | 0 | 0 | 0 | 0 | 0 | 0 | 0 | 0 | 0 | 0 | 0 | 0 | 0
5 | 400 | 406 | 400 406 Energy Recovery Ventilation (ERV) / School | 0 | 0 | 390 | 0 | 0 | 0 | 0 | 0 | 0 | 0 | 0 | 0 | 0 | 0 | 0 | 0 | 0 | 0 | 0 | 0 | 0 | 0 | 0 | 0 | 0 | 0 | 0 | 0 | 0 | 0
5 | 600 | 603 | 600 603 Heat Pump Water Heater (air source) / School | 0 | 0 | 390 | 0 | 0 | 0 | 0 | 0 | 0 | 0 | 0 | 0 | 0 | 0 | 0 | 0 | 0 | 0 | 0 | 0 | 0 | 0 | 0 | 0 | 0 | 0 | 0 | 0 | 0 | 0
5 | 600 | 606 | 600 606 Demand controlled circulating systems / School | 0 | 0 | 390 | 0 | 0 | 0 | 0 | 0 | 0 | 0 | 0 | 0 | 0 | 0 | 0 | 0 | 0 | 0 | 0 | 0 | 0 | 0 | 0 | 0 | 0 | 0 | 0 | 0 | 0 | 0
5 | 600 | 608 | 600 608 Heat Recovery Unit / School | 0 | 0 | 390 | 0 | 0 | 0 | 0 | 0 | 0 | 0 | 0 | 0 | 0 | 0 | 0 | 0 | 0 | 0 | 0 | 0 | 0 | 0 | 0 | 0 | 0 | 0 | 0 | 0 | 0 | 0
5 | 600 | 609 | 600 609 Heat Trap / School | 0 | 0 | 390 | 0 | 0 | 0 | 0 | 0 | 0 | 0 | 0 | 0 | 0 | 0 | 0 | 0 | 0 | 0 | 0 | 0 | 0 | 0 | 0 | 0 | 0 | 0 | 0 | 0 | 0 | 0
5 | 600 | 610 | 600 610 Hot Water Pipe Insulation / School | 0 | 0 | 390 | 0 | 0 | 0 | 0 | 0 | 0 | 0 | 0 | 0 | 0 | 0 | 0 | 0 | 0 | 0 | 0 | 0 | 0 | 0 | 0 | 0 | 0 | 0 | 0 | 0 | 0 | 0
5 | 700 | 701 | 700 701 PC Manual Power Management Enabling / School | 0 | 0 | 390 | 0 | 0 | 0 | 0 | 0 | 0 | 0 | 0 | 0 | 0 | 0 | 0 | 0 | 0 | 0 | 0 | 0 | 0 | 0 | 0 | 0 | 0 | 0 | 0 | 0 | 0 | 0
5 | 700 | 702 | 700 702 PC Network Power Management Enabling / School | 0 | 0 | 390 | 0 | 0 | 0 | 0 | 0 | 0 | 0 | 0 | 0 | 0 | 0 | 0 | 0 | 0 | 0 | 0 | 0 | 0 | 0 | 0 | 0 | 0 | 0 | 0 | 0 | 0 | 0
5 | 710 | 711 | 710 711 Energy Star or Better Monitor / School | 0 | 0 | 390 | 0 | 0 | 0 | 0 | 0 | 0 | 0 | 0 | 0 | 0 | 0 | 0 | 0 | 0 | 0 | 0 | 0 | 0 | 0 | 0 | 0 | 0 | 0 | 0 | 0 | 0 | 0
5 | 710 | 712 | 710 712 Monitor Power Management Enabling / School | 0 | 0 | 390 | 0 | 0 | 0 | 0 | 0 | 0 | 0 | 0 | 0 | 0 | 0 | 0 | 0 | 0 | 0 | 0 | 0 | 0 | 0 | 0 | 0 | 0 | 0 | 0 | 0 | 0 | 0
5 | 720 | 722 | 720 722 Monitor Power Management Enabling / School | 0 | 0 | 390 | 0 | 0 | 0 | 0 | 0 | 0 | 0 | 0 | 0 | 0 | 0 | 0 | 0 | 0 | 0 | 0 | 0 | 0 | 0 | 0 | 0 | 0 | 0 | 0 | 0 | 0 | 0
5 | 730 | 732 | 730 732 Copier Power Management Enabling / School | 0 | 0 | 390 | 0 | 0 | 0 | 0 | 0 | 0 | 0 | 0 | 0 | 0 | 0 | 0 | 0 | 0 | 0 | 0 | 0 | 0 | 0 | 0 | 0 | 0 | 0 | 0 | 0 | 0 | 0
5 | 740 | 741 | 740 741 Printer Power Management Enabling / School | 0 | 0 | 390 | 0 | 0 | 0 | 0 | 0 | 0 | 0 | 0 | 0 | 0 | 0 | 0 | 0 | 0 | 0 | 0 | 0 | 0 | 0 | 0 | 0 | 0 | 0 | 0 | 0 | 0 | 0
5 | 800 | 801 | 800 801 Convection Oven / School | 0 | 0 | 390 | 0 | 0 | 0 | 0 | 0 | 0 | 0 | 0 | 0 | 0 | 0 | 0 | 0 | 0 | 0 | 0 | 0 | 0 | 0 | 0 | 0 | 0 | 0 | 0 | 0 | 0 | 0
5 | 810 | 811 | 810 811 Efficient Fryer / School | 0 | 0 | 390 | 0 | 0 | 0 | 0 | 0 | 0 | 0 | 0 | 0 | 0 | 0 | 0 | 0 | 0 | 0 | 0 | 0 | 0 | 0 | 0 | 0 | 0 | 0 | 0 | 0 | 0 | 0
5 | 900 | 901 | 900 901 Vending Misers (cooled machines only) / School | 0 | 0 | 390 | 0 | 0 | 0 | 0 | 0 | 0 | 0 | 0 | 0 | 0 | 0 | 0 | 0 | 0 | 0 | 0 | 0 | 0 | 0 | 0 | 0 | 0 | 0 | 0 | 0 | 0 | 0
6 | 110 | 111 | 110 111 Premium T8, Elecctronic Ballast / College | 0 | 0 | 390 | 0 | 0 | 0 | 0 | 0 | 0 | 0 | 0 | 0 | 0 | 0 | 0 | 0 | 0 | 0 | 0 | 0 | 0 | 0 | 0 | 0 | 0 | 0 | 0 | 0 | 0 | 0
6 | 110 | 114 | 110 114 Continuous Dimming / College | 0 | 0 | 390 | 0 | 0 | 0 | 0 | 0 | 0 | 0 | 0 | 0 | 0 | 0 | 0 | 0 | 0 | 0 | 0 | 0 | 0 | 0 | 0 | 0 | 0 | 0 | 0 | 0 | 0 | 0
6 | 110 | 115 | 110 115 Lighting Control Tuneup / College | 0 | 0 | 390 | 0 | 0 | 0 | 0 | 0 | 0 | 0 | 0 | 0 | 0 | 0 | 0 | 0 | 0 | 0 | 0 | 0 | 0 | 0 | 0 | 0 | 0 | 0 | 0 | 0 | 0 | 0
6 | 120 | 121 | 120 121 ROB Premium T8, 1EB / College | 0 | 0 | 390 | 0 | 0 | 0 | 0 | 0 | 0 | 0 | 0 | 0 | 0 | 0 | 0 | 0 | 0 | 0 | 0 | 0 | 0 | 0 | 0 | 0 | 0 | 0 | 0 | 0 | 0 | 0
6 | 120 | 122 | 120 122 ROB Premium T8, EB, Reflector / College | 0 | 0 | 390 | 0 | 0 | 0 | 0 | 0 | 0 | 0 | 0 | 0 | 0 | 0 | 0 | 0 | 0 | 0 | 0 | 0 | 0 | 0 | 0 | 0 | 0 | 0 | 0 | 0 | 0 | 0
6 | 120 | 123 | 120 123 Occupancy Sensor / College | 0 | 0 | 390 | 0 | 0 | 0 | 0 | 0 | 0 | 0 | 0 | 0 | 0 | 0 | 0 | 0 | 0 | 0 | 0 | 0 | 0 | 0 | 0 | 0 | 0 | 0 | 0 | 0 | 0 | 0
6 | 120 | 124 | 120 124 Lighting Control Tuneup / College | 0 | 0 | 390 | 0 | 0 | 0 | 0 | 0 | 0 | 0 | 0 | 0 | 0 | 0 | 0 | 0 | 0 | 0 | 0 | 0 | 0 | 0 | 0 | 0 | 0 | 0 | 0 | 0 | 0 | 0
6 | 130 | 131 | 130 131 CFL Screw-in 18W / College | 0 | 0 | 390 | 0 | 0 | 0 | 0 | 0 | 0 | 0 | 0 | 0 | 0 | 0 | 0 | 0 | 0 | 0 | 0 | 0 | 0 | 0 | 0 | 0 | 0 | 0 | 0 | 0 | 0 | 0
6 | 150 | 151 | 150 151 PSMH, 250W, magnetic ballast / College | 0 | 0 | 390 | 0 | 0 | 0 | 0 | 0 | 0 | 0 | 0 | 0 | 0 | 0 | 0 | 0 | 0 | 0 | 0 | 0 | 0 | 0 | 0 | 0 | 0 | 0 | 0 | 0 | 0 | 0
6 | 150 | 152 | 150 152 PSMH, 250 W, electronic ballast / College | 0 | 0 | 390 | 0 | 0 | 0 | 0 | 0 | 0 | 0 | 0 | 0 | 0 | 0 | 0 | 0 | 0 | 0 | 0 | 0 | 0 | 0 | 0 | 0 | 0 | 0 | 0 | 0 | 0 | 0
6 | 150 | 153 | 150 153 High Bay T5 / College | 0 | 0 | 390 | 0 | 0 | 0 | 0 | 0 | 0 | 0 | 0 | 0 | 0 | 0 | 0 | 0 | 0 | 0 | 0 | 0 | 0 | 0 | 0 | 0 | 0 | 0 | 0 | 0 | 0 | 0
6 | 160 | 161 | 160 161 LED Exit Sign / College | 0 | 0 | 390 | 0 | 0 | 0 | 0 | 0 | 0 | 0 | 0 | 0 | 0 | 0 | 0 | 0 | 0 | 0 | 0 | 0 | 0 | 0 | 0 | 0 | 0 | 0 | 0 | 0 | 0 | 0
6 | 200 | 201 | 200 201 High Pressure Sodium 250W Lamp / College | 0 | 0 | 390 | 0 | 0 | 0 | 0 | 0 | 0 | 0 | 0 | 0 | 0 | 0 | 0 | 0 | 0 | 0 | 0 | 0 | 0 | 0 | 0 | 0 | 0 | 0 | 0 | 0 | 0 | 0
6 | 200 | 202 | 200 202 Outdoor Lighting Controls (Photocell/Timeclock) / College | 0 | 0 | 390 | 0 | 0 | 0 | 0 | 0 | 0 | 0 | 0 | 0 | 0 | 0 | 0 | 0 | 0 | 0 | 0 | 0 | 0 | 0 | 0 | 0 | 0 | 0 | 0 | 0 | 0 | 0
6 | 210 | 211 | 210 211 Outdoor Lighting Controls (Photocell/Timeclock) / College | 0 | 0 | 390 | 0 | 0 | 0 | 0 | 0 | 0 | 0 | 0 | 0 | 0 | 0 | 0 | 0 | 0 | 0 | 0 | 0 | 0 | 0 | 0 | 0 | 0 | 0 | 0 | 0 | 0 | 0
6 | 300 | 301 | 300 301 Centrifugal Chiller, 0.51 kW/ton, 500 tons / College | 0 | 0 | 390 | 0 | 0 | 0 | 0 | 0 | 0 | 0 | 0 | 0 | 0 | 0 | 0 | 0 | 0 | 0 | 0 | 0 | 0 | 0 | 0 | 0 | 0 | 0 | 0 | 0 | 0 | 0
6 | 300 | 302 | 300 302 High Efficiency Chiller Motors / College | 0 | 0 | 390 | 0 | 0 | 0 | 0 | 0 | 0 | 0 | 0 | 0 | 0 | 0 | 0 | 0 | 0 | 0 | 0 | 0 | 0 | 0 | 0 | 0 | 0 | 0 | 0 | 0 | 0 | 0
6 | 300 | 304 | 300 304 EMS - Chiller / College | 0 | 0 | 390 | 0 | 0 | 0 | 0 | 0 | 0 | 0 | 0 | 0 | 0 | 0 | 0 | 0 | 0 | 0 | 0 | 0 | 0 | 0 | 0 | 0 | 0 | 0 | 0 | 0 | 0 | 0
6 | 300 | 305 | 300 305 Chiller Tune Up/Diagnostics / College | 0 | 0 | 390 | 0 | 0 | 0 | 0 | 0 | 0 | 0 | 0 | 0 | 0 | 0 | 0 | 0 | 0 | 0 | 0 | 0 | 0 | 0 | 0 | 0 | 0 | 0 | 0 | 0 | 0 | 0
6 | 300 | 306 | 300 306 VSD for Chiller Pumps and Towers / College | 0 | 0 | 390 | 0 | 0 | 0 | 0 | 0 | 0 | 0 | 0 | 0 | 0 | 0 | 0 | 0 | 0 | 0 | 0 | 0 | 0 | 0 | 0 | 0 | 0 | 0 | 0 | 0 | 0 | 0
6 | 300 | 307 | 300 307 EMS Optimization / College | 0 | 0 | 390 | 0 | 0 | 0 | 0 | 0 | 0 | 0 | 0 | 0 | 0 | 0 | 0 | 0 | 0 | 0 | 0 | 0 | 0 | 0 | 0 | 0 | 0 | 0 | 0 | 0 | 0 | 0
6 | 300 | 308 | 300 308 Aerosole Duct Sealing / College | 0 | 0 | 390 | 0 | 0 | 0 | 0 | 0 | 0 | 0 | 0 | 0 | 0 | 0 | 0 | 0 | 0 | 0 | 0 | 0 | 0 | 0 | 0 | 0 | 0 | 0 | 0 | 0 | 0 | 0
6 | 300 | 309 | 300 309 Duct/Pipe Insulation / College | 0 | 0 | 390 | 0 | 0 | 0 | 0 | 0 | 0 | 0 | 0 | 0 | 0 | 0 | 0 | 0 | 0 | 0 | 0 | 0 | 0 | 0 | 0 | 0 | 0 | 0 | 0 | 0 | 0 | 0
6 | 300 | 311 | 300 311 Window Film (Standard) / College | 0 | 0 | 390 | 0 | 0 | 0 | 0 | 0 | 0 | 0 | 0 | 0 | 0 | 0 | 0 | 0 | 0 | 0 | 0 | 0 | 0 | 0 | 0 | 0 | 0 | 0 | 0 | 0 | 0 | 0
6 | 300 | 313 | 300 313 Ceiling Insulation / College | 0 | 0 | 390 | 0 | 0 | 0 | 0 | 0 | 0 | 0 | 0 | 0 | 0 | 0 | 0 | 0 | 0 | 0 | 0 | 0 | 0 | 0 | 0 | 0 | 0 | 0 | 0 | 0 | 0 | 0
6 | 300 | 314 | 300 314 Roof Insulation / College | 0 | 0 | 390 | 0 | 0 | 0 | 0 | 0 | 0 | 0 | 0 | 0 | 0 | 0 | 0 | 0 | 0 | 0 | 0 | 0 | 0 | 0 | 0 | 0 | 0 | 0 | 0 | 0 | 0 | 0
6 | 300 | 317 | 300 317 Thermal Energy Storage (TES) Positive / College | 0 | 0 | 390 | 0 | 0 | 0 | 0 | 0 | 0 | 0 | 0 | 0 | 0 | 0 | 0 | 0 | 0 | 0 | 0 | 0 | 0 | 0 | 0 | 0 | 0 | 0 | 0 | 0 | 0 | 0
6 | 300 | 317 | 300 317 Thermal Energy Storage (TES) Negative / College | 0 | 0 | 0 | 0 | 0 | 0 | 0 | 0 | 0 | 0 | 0 | 0 | 0 | 0 | 0 | 0 | 0 | 0 | 0 | 0 | 0 | 0 | 0 | 0 | 0 | 0 | 0 | 0 | 0 | 0
6 | 320 | 321 | 320 321 DX Packaged System, EER=10.9, 10 tons / College | 0 | 0 | 390 | 0 | 0 | 0 | 0 | 0 | 0 | 0 | 0 | 0 | 0 | 0 | 0 | 0 | 0 | 0 | 0 | 0 | 0 | 0 | 0 | 0 | 0 | 0 | 0 | 0 | 0 | 0
6 | 320 | 322 | 320 322 Hybrid Dessicant-DX System (Trane CDQ) / College | 0 | 0 | 390 | 0 | 0 | 0 | 0 | 0 | 0 | 0 | 0 | 0 | 0 | 0 | 0 | 0 | 0 | 0 | 0 | 0 | 0 | 0 | 0 | 0 | 0 | 0 | 0 | 0 | 0 | 0
6 | 320 | 323 | 320 323 Geothermal Heat Pump, EER=13, 10 tons / College | 0 | 0 | 390 | 0 | 0 | 0 | 0 | 0 | 0 | 0 | 0 | 0 | 0 | 0 | 0 | 0 | 0 | 0 | 0 | 0 | 0 | 0 | 0 | 0 | 0 | 0 | 0 | 0 | 0 | 0
6 | 320 | 326 | 320 326 DX Tune Up/ Advanced Diagnostics / College | 0 | 0 | 390 | 0 | 0 | 0 | 0 | 0 | 0 | 0 | 0 | 0 | 0 | 0 | 0 | 0 | 0 | 0 | 0 | 0 | 0 | 0 | 0 | 0 | 0 | 0 | 0 | 0 | 0 | 0
6 | 320 | 327 | 320 327 DX Coil Cleaning / College | 0 | 0 | 390 | 0 | 0 | 0 | 0 | 0 | 0 | 0 | 0 | 0 | 0 | 0 | 0 | 0 | 0 | 0 | 0 | 0 | 0 | 0 | 0 | 0 | 0 | 0 | 0 | 0 | 0 | 0
6 | 320 | 329 | 320 329 Aerosole Duct Sealing / College | 0 | 0 | 390 | 0 | 0 | 0 | 0 | 0 | 0 | 0 | 0 | 0 | 0 | 0 | 0 | 0 | 0 | 0 | 0 | 0 | 0 | 0 | 0 | 0 | 0 | 0 | 0 | 0 | 0 | 0
6 | 320 | 330 | 320 330 Duct/Pipe Insulation / College | 0 | 0 | 390 | 0 | 0 | 0 | 0 | 0 | 0 | 0 | 0 | 0 | 0 | 0 | 0 | 0 | 0 | 0 | 0 | 0 | 0 | 0 | 0 | 0 | 0 | 0 | 0 | 0 | 0 | 0
6 | 320 | 334 | 320 334 Ceiling Insulation / College | 0 | 0 | 390 | 0 | 0 | 0 | 0 | 0 | 0 | 0 | 0 | 0 | 0 | 0 | 0 | 0 | 0 | 0 | 0 | 0 | 0 | 0 | 0 | 0 | 0 | 0 | 0 | 0 | 0 | 0
6 | 320 | 335 | 320 335 Roof Insulation / College | 0 | 0 | 390 | 0 | 0 | 0 | 0 | 0 | 0 | 0 | 0 | 0 | 0 | 0 | 0 | 0 | 0 | 0 | 0 | 0 | 0 | 0 | 0 | 0 | 0 | 0 | 0 | 0 | 0 | 0
6 | 340 | 344 | 340 344 Aerosole Duct Sealing / College | 0 | 0 | 390 | 0 | 0 | 0 | 0 | 0 | 0 | 0 | 0 | 0 | 0 | 0 | 0 | 0 | 0 | 0 | 0 | 0 | 0 | 0 | 0 | 0 | 0 | 0 | 0 | 0 | 0 | 0
6 | 340 | 345 | 340 345 Duct/Pipe Insulation / College | 0 | 0 | 390 | 0 | 0 | 0 | 0 | 0 | 0 | 0 | 0 | 0 | 0 | 0 | 0 | 0 | 0 | 0 | 0 | 0 | 0 | 0 | 0 | 0 | 0 | 0 | 0 | 0 | 0 | 0
6 | 340 | 349 | 340 349 Ceiling Insulation / College | 0 | 0 | 390 | 0 | 0 | 0 | 0 | 0 | 0 | 0 | 0 | 0 | 0 | 0 | 0 | 0 | 0 | 0 | 0 | 0 | 0 | 0 | 0 | 0 | 0 | 0 | 0 | 0 | 0 | 0
6 | 340 | 351 | 340 351 Cool Roof - DX / College | 0 | 0 | 390 | 0 | 0 | 0 | 0 | 0 | 0 | 0 | 0 | 0 | 0 | 0 | 0 | 0 | 0 | 0 | 0 | 0 | 0 | 0 | 0 | 0 | 0 | 0 | 0 | 0 | 0 | 0
6 | 360 | 361 | 360 361 HE PTAC, EER=9.6, 1 ton / College | 0 | 0 | 390 | 0 | 0 | 0 | 0 | 0 | 0 | 0 | 0 | 0 | 0 | 0 | 0 | 0 | 0 | 0 | 0 | 0 | 0 | 0 | 0 | 0 | 0 | 0 | 0 | 0 | 0 | 0
6 | 400 | 402 | 400 402 Variable Speed Drive Control / College | 0 | 0 | 390 | 0 | 0 | 0 | 0 | 0 | 0 | 0 | 0 | 0 | 0 | 0 | 0 | 0 | 0 | 0 | 0 | 0 | 0 | 0 | 0 | 0 | 0 | 0 | 0 | 0 | 0 | 0
6 | 400 | 403 | 400 403 Air Handler Optimization / College | 0 | 0 | 390 | 0 | 0 | 0 | 0 | 0 | 0 | 0 | 0 | 0 | 0 | 0 | 0 | 0 | 0 | 0 | 0 | 0 | 0 | 0 | 0 | 0 | 0 | 0 | 0 | 0 | 0 | 0
6 | 400 | 404 | 400 404 Electronically Commutated Motors (ECM) on an Air Handler Unit / College | 0 | 0 | 390 | 0 | 0 | 0 | 0 | 0 | 0 | 0 | 0 | 0 | 0 | 0 | 0 | 0 | 0 | 0 | 0 | 0 | 0 | 0 | 0 | 0 | 0 | 0 | 0 | 0 | 0 | 0
6 | 400 | 405 | 400 405 Demand Control Ventilation (DCV) / College | 0 | 0 | 390 | 0 | 0 | 0 | 0 | 0 | 0 | 0 | 0 | 0 | 0 | 0 | 0 | 0 | 0 | 0 | 0 | 0 | 0 | 0 | 0 | 0 | 0 | 0 | 0 | 0 | 0 | 0
6 | 400 | 406 | 400 406 Energy Recovery Ventilation (ERV) / College | 0 | 0 | 390 | 0 | 0 | 0 | 0 | 0 | 0 | 0 | 0 | 0 | 0 | 0 | 0 | 0 | 0 | 0 | 0 | 0 | 0 | 0 | 0 | 0 | 0 | 0 | 0 | 0 | 0 | 0
6 | 600 | 603 | 600 603 Heat Pump Water Heater (air source) / College | 0 | 0 | 390 | 0 | 0 | 0 | 0 | 0 | 0 | 0 | 0 | 0 | 0 | 0 | 0 | 0 | 0 | 0 | 0 | 0 | 0 | 0 | 0 | 0 | 0 | 0 | 0 | 0 | 0 | 0
6 | 600 | 606 | 600 606 Demand controlled circulating systems / College | 0 | 0 | 390 | 0 | 0 | 0 | 0 | 0 | 0 | 0 | 0 | 0 | 0 | 0 | 0 | 0 | 0 | 0 | 0 | 0 | 0 | 0 | 0 | 0 | 0 | 0 | 0 | 0 | 0 | 0
6 | 600 | 608 | 600 608 Heat Recovery Unit / College | 0 | 0 | 390 | 0 | 0 | 0 | 0 | 0 | 0 | 0 | 0 | 0 | 0 | 0 | 0 | 0 | 0 | 0 | 0 | 0 | 0 | 0 | 0 | 0 | 0 | 0 | 0 | 0 | 0 | 0
6 | 600 | 609 | 600 609 Heat Trap / College | 0 | 0 | 390 | 0 | 0 | 0 | 0 | 0 | 0 | 0 | 0 | 0 | 0 | 0 | 0 | 0 | 0 | 0 | 0 | 0 | 0 | 0 | 0 | 0 | 0 | 0 | 0 | 0 | 0 | 0
6 | 600 | 610 | 600 610 Hot Water Pipe Insulation / College | 0 | 0 | 390 | 0 | 0 | 0 | 0 | 0 | 0 | 0 | 0 | 0 | 0 | 0 | 0 | 0 | 0 | 0 | 0 | 0 | 0 | 0 | 0 | 0 | 0 | 0 | 0 | 0 | 0 | 0
6 | 700 | 701 | 700 701 PC Manual Power Management Enabling / College | 0 | 0 | 390 | 0 | 0 | 0 | 0 | 0 | 0 | 0 | 0 | 0 | 0 | 0 | 0 | 0 | 0 | 0 | 0 | 0 | 0 | 0 | 0 | 0 | 0 | 0 | 0 | 0 | 0 | 0
6 | 700 | 702 | 700 702 PC Network Power Management Enabling / College | 0 | 0 | 390 | 0 | 0 | 0 | 0 | 0 | 0 | 0 | 0 | 0 | 0 | 0 | 0 | 0 | 0 | 0 | 0 | 0 | 0 | 0 | 0 | 0 | 0 | 0 | 0 | 0 | 0 | 0
6 | 710 | 711 | 710 711 Energy Star or Better Monitor / College | 0 | 0 | 390 | 0 | 0 | 0 | 0 | 0 | 0 | 0 | 0 | 0 | 0 | 0 | 0 | 0 | 0 | 0 | 0 | 0 | 0 | 0 | 0 | 0 | 0 | 0 | 0 | 0 | 0 | 0
6 | 710 | 712 | 710 712 Monitor Power Management Enabling / College | 0 | 0 | 390 | 0 | 0 | 0 | 0 | 0 | 0 | 0 | 0 | 0 | 0 | 0 | 0 | 0 | 0 | 0 | 0 | 0 | 0 | 0 | 0 | 0 | 0 | 0 | 0 | 0 | 0 | 0
6 | 720 | 721 | 720 721 Energy Star or Better Monitor / College | 0 | 0 | 390 | 0 | 0 | 0 | 0 | 0 | 0 | 0 | 0 | 0 | 0 | 0 | 0 | 0 | 0 | 0 | 0 | 0 | 0 | 0 | 0 | 0 | 0 | 0 | 0 | 0 | 0 | 0
6 | 720 | 722 | 720 722 Monitor Power Management Enabling / College | 0 | 0 | 390 | 0 | 0 | 0 | 0 | 0 | 0 | 0 | 0 | 0 | 0 | 0 | 0 | 0 | 0 | 0 | 0 | 0 | 0 | 0 | 0 | 0 | 0 | 0 | 0 | 0 | 0 | 0
6 | 730 | 732 | 730 732 Copier Power Management Enabling / College | 0 | 0 | 390 | 0 | 0 | 0 | 0 | 0 | 0 | 0 | 0 | 0 | 0 | 0 | 0 | 0 | 0 | 0 | 0 | 0 | 0 | 0 | 0 | 0 | 0 | 0 | 0 | 0 | 0 | 0
6 | 740 | 741 | 740 741 Printer Power Management Enabling / College | 0 | 0 | 390 | 0 | 0 | 0 | 0 | 0 | 0 | 0 | 0 | 0 | 0 | 0 | 0 | 0 | 0 | 0 | 0 | 0 | 0 | 0 | 0 | 0 | 0 | 0 | 0 | 0 | 0 | 0
6 | 800 | 801 | 800 801 Convection Oven / College | 0 | 0 | 390 | 0 | 0 | 0 | 0 | 0 | 0 | 0 | 0 | 0 | 0 | 0 | 0 | 0 | 0 | 0 | 0 | 0 | 0 | 0 | 0 | 0 | 0 | 0 | 0 | 0 | 0 | 0
6 | 810 | 811 | 810 811 Efficient Fryer / College | 0 | 0 | 390 | 0 | 0 | 0 | 0 | 0 | 0 | 0 | 0 | 0 | 0 | 0 | 0 | 0 | 0 | 0 | 0 | 0 | 0 | 0 | 0 | 0 | 0 | 0 | 0 | 0 | 0 | 0
6 | 900 | 901 | 900 901 Vending Misers (cooled machines only) / College | 0 | 0 | 390 | 0 | 0 | 0 | 0 | 0 | 0 | 0 | 0 | 0 | 0 | 0 | 0 | 0 | 0 | 0 | 0 | 0 | 0 | 0 | 0 | 0 | 0 | 0 | 0 | 0 | 0 | 0
7 | 110 | 111 | 110 111 Premium T8, Elecctronic Ballast / Hospital | 0 | 0 | 390 | 0 | 0 | 0 | 0 | 0 | 0 | 0 | 0 | 0 | 0 | 0 | 0 | 0 | 0 | 0 | 0 | 0 | 0 | 0 | 0 | 0 | 0 | 0 | 0 | 0 | 0 | 0
7 | 110 | 114 | 110 114 Continuous Dimming / Hospital | 0 | 0 | 390 | 0 | 0 | 0 | 0 | 0 | 0 | 0 | 0 | 0 | 0 | 0 | 0 | 0 | 0 | 0 | 0 | 0 | 0 | 0 | 0 | 0 | 0 | 0 | 0 | 0 | 0 | 0
7 | 110 | 115 | 110 115 Lighting Control Tuneup / Hospital | 0 | 0 | 390 | 0 | 0 | 0 | 0 | 0 | 0 | 0 | 0 | 0 | 0 | 0 | 0 | 0 | 0 | 0 | 0 | 0 | 0 | 0 | 0 | 0 | 0 | 0 | 0 | 0 | 0 | 0
7 | 120 | 121 | 120 121 ROB Premium T8, 1EB / Hospital | 0 | 0 | 390 | 0 | 0 | 0 | 0 | 0 | 0 | 0 | 0 | 0 | 0 | 0 | 0 | 0 | 0 | 0 | 0 | 0 | 0 | 0 | 0 | 0 | 0 | 0 | 0 | 0 | 0 | 0
7 | 120 | 122 | 120 122 ROB Premium T8, EB, Reflector / Hospital | 0 | 0 | 390 | 0 | 0 | 0 | 0 | 0 | 0 | 0 | 0 | 0 | 0 | 0 | 0 | 0 | 0 | 0 | 0 | 0 | 0 | 0 | 0 | 0 | 0 | 0 | 0 | 0 | 0 | 0
7 | 120 | 123 | 120 123 Occupancy Sensor / Hospital | 0 | 0 | 390 | 0 | 0 | 0 | 0 | 0 | 0 | 0 | 0 | 0 | 0 | 0 | 0 | 0 | 0 | 0 | 0 | 0 | 0 | 0 | 0 | 0 | 0 | 0 | 0 | 0 | 0 | 0
7 | 120 | 124 | 120 124 Lighting Control Tuneup / Hospital | 0 | 0 | 390 | 0 | 0 | 0 | 0 | 0 | 0 | 0 | 0 | 0 | 0 | 0 | 0 | 0 | 0 | 0 | 0 | 0 | 0 | 0 | 0 | 0 | 0 | 0 | 0 | 0 | 0 | 0
7 | 130 | 131 | 130 131 CFL Screw-in 18W / Hospital | 0 | 0 | 390 | 0 | 0 | 0 | 0 | 0 | 0 | 0 | 0 | 0 | 0 | 0 | 0 | 0 | 0 | 0 | 0 | 0 | 0 | 0 | 0 | 0 | 0 | 0 | 0 | 0 | 0 | 0
7 | 150 | 151 | 150 151 PSMH, 250W, magnetic ballast / Hospital | 0 | 0 | 390 | 0 | 0 | 0 | 0 | 0 | 0 | 0 | 0 | 0 | 0 | 0 | 0 | 0 | 0 | 0 | 0 | 0 | 0 | 0 | 0 | 0 | 0 | 0 | 0 | 0 | 0 | 0
7 | 150 | 152 | 150 152 PSMH, 250 W, electronic ballast / Hospital | 0 | 0 | 390 | 0 | 0 | 0 | 0 | 0 | 0 | 0 | 0 | 0 | 0 | 0 | 0 | 0 | 0 | 0 | 0 | 0 | 0 | 0 | 0 | 0 | 0 | 0 | 0 | 0 | 0 | 0
7 | 150 | 153 | 150 153 High Bay T5 / Hospital | 0 | 0 | 390 | 0 | 0 | 0 | 0 | 0 | 0 | 0 | 0 | 0 | 0 | 0 | 0 | 0 | 0 | 0 | 0 | 0 | 0 | 0 | 0 | 0 | 0 | 0 | 0 | 0 | 0 | 0
7 | 160 | 161 | 160 161 LED Exit Sign / Hospital | 0 | 0 | 390 | 0 | 0 | 0 | 0 | 0 | 0 | 0 | 0 | 0 | 0 | 0 | 0 | 0 | 0 | 0 | 0 | 0 | 0 | 0 | 0 | 0 | 0 | 0 | 0 | 0 | 0 | 0
7 | 200 | 201 | 200 201 High Pressure Sodium 250W Lamp / Hospital | 0 | 0 | 390 | 0 | 0 | 0 | 0 | 0 | 0 | 0 | 0 | 0 | 0 | 0 | 0 | 0 | 0 | 0 | 0 | 0 | 0 | 0 | 0 | 0 | 0 | 0 | 0 | 0 | 0 | 0
7 | 200 | 202 | 200 202 Outdoor Lighting Controls (Photocell/Timeclock) / Hospital | 0 | 0 | 390 | 0 | 0 | 0 | 0 | 0 | 0 | 0 | 0 | 0 | 0 | 0 | 0 | 0 | 0 | 0 | 0 | 0 | 0 | 0 | 0 | 0 | 0 | 0 | 0 | 0 | 0 | 0
7 | 210 | 211 | 210 211 Outdoor Lighting Controls (Photocell/Timeclock) / Hospital | 0 | 0 | 390 | 0 | 0 | 0 | 0 | 0 | 0 | 0 | 0 | 0 | 0 | 0 | 0 | 0 | 0 | 0 | 0 | 0 | 0 | 0 | 0 | 0 | 0 | 0 | 0 | 0 | 0 | 0
7 | 300 | 301 | 300 301 Centrifugal Chiller, 0.51 kW/ton, 500 tons / Hospital | 0 | 0 | 390 | 0 | 0 | 0 | 0 | 0 | 0 | 0 | 0 | 0 | 0 | 0 | 0 | 0 | 0 | 0 | 0 | 0 | 0 | 0 | 0 | 0 | 0 | 0 | 0 | 0 | 0 | 0
7 | 300 | 302 | 300 302 High Efficiency Chiller Motors / Hospital | 0 | 0 | 390 | 0 | 0 | 0 | 0 | 0 | 0 | 0 | 0 | 0 | 0 | 0 | 0 | 0 | 0 | 0 | 0 | 0 | 0 | 0 | 0 | 0 | 0 | 0 | 0 | 0 | 0 | 0
7 | 300 | 304 | 300 304 EMS - Chiller / Hospital | 0 | 0 | 390 | 0 | 0 | 0 | 0 | 0 | 0 | 0 | 0 | 0 | 0 | 0 | 0 | 0 | 0 | 0 | 0 | 0 | 0 | 0 | 0 | 0 | 0 | 0 | 0 | 0 | 0 | 0
7 | 300 | 305 | 300 305 Chiller Tune Up/Diagnostics / Hospital | 0 | 0 | 390 | 0 | 0 | 0 | 0 | 0 | 0 | 0 | 0 | 0 | 0 | 0 | 0 | 0 | 0 | 0 | 0 | 0 | 0 | 0 | 0 | 0 | 0 | 0 | 0 | 0 | 0 | 0
7 | 300 | 306 | 300 306 VSD for Chiller Pumps and Towers / Hospital | 0 | 0 | 390 | 0 | 0 | 0 | 0 | 0 | 0 | 0 | 0 | 0 | 0 | 0 | 0 | 0 | 0 | 0 | 0 | 0 | 0 | 0 | 0 | 0 | 0 | 0 | 0 | 0 | 0 | 0
7 | 300 | 307 | 300 307 EMS Optimization / Hospital | 0 | 0 | 390 | 0 | 0 | 0 | 0 | 0 | 0 | 0 | 0 | 0 | 0 | 0 | 0 | 0 | 0 | 0 | 0 | 0 | 0 | 0 | 0 | 0 | 0 | 0 | 0 | 0 | 0 | 0
7 | 300 | 308 | 300 308 Aerosole Duct Sealing / Hospital | 0 | 0 | 390 | 0 | 0 | 0 | 0 | 0 | 0 | 0 | 0 | 0 | 0 | 0 | 0 | 0 | 0 | 0 | 0 | 0 | 0 | 0 | 0 | 0 | 0 | 0 | 0 | 0 | 0 | 0
7 | 300 | 309 | 300 309 Duct/Pipe Insulation / Hospital | 0 | 0 | 390 | 0 | 0 | 0 | 0 | 0 | 0 | 0 | 0 | 0 | 0 | 0 | 0 | 0 | 0 | 0 | 0 | 0 | 0 | 0 | 0 | 0 | 0 | 0 | 0 | 0 | 0 | 0
7 | 300 | 311 | 300 311 Window Film (Standard) / Hospital | 0 | 0 | 390 | 0 | 0 | 0 | 0 | 0 | 0 | 0 | 0 | 0 | 0 | 0 | 0 | 0 | 0 | 0 | 0 | 0 | 0 | 0 | 0 | 0 | 0 | 0 | 0 | 0 | 0 | 0
7 | 300 | 313 | 300 313 Ceiling Insulation / Hospital | 0 | 0 | 390 | 0 | 0 | 0 | 0 | 0 | 0 | 0 | 0 | 0 | 0 | 0 | 0 | 0 | 0 | 0 | 0 | 0 | 0 | 0 | 0 | 0 | 0 | 0 | 0 | 0 | 0 | 0
7 | 300 | 314 | 300 314 Roof Insulation / Hospital | 0 | 0 | 390 | 0 | 0 | 0 | 0 | 0 | 0 | 0 | 0 | 0 | 0 | 0 | 0 | 0 | 0 | 0 | 0 | 0 | 0 | 0 | 0 | 0 | 0 | 0 | 0 | 0 | 0 | 0
7 | 300 | 317 | 300 317 Thermal Energy Storage (TES) Positive / Hospital | 0 | 0 | 390 | 0 | 0 | 0 | 0 | 0 | 0 | 0 | 0 | 0 | 0 | 0 | 0 | 0 | 0 | 0 | 0 | 0 | 0 | 0 | 0 | 0 | 0 | 0 | 0 | 0 | 0 | 0
7 | 300 | 317 | 300 317 Thermal Energy Storage (TES) Negative / Hospital | 0 | 0 | 0 | 0 | 0 | 0 | 0 | 0 | 0 | 0 | 0 | 0 | 0 | 0 | 0 | 0 | 0 | 0 | 0 | 0 | 0 | 0 | 0 | 0 | 0 | 0 | 0 | 0 | 0 | 0
7 | 320 | 321 | 320 321 DX Packaged System, EER=10.9, 10 tons / Hospital | 0 | 0 | 390 | 0 | 0 | 0 | 0 | 0 | 0 | 0 | 0 | 0 | 0 | 0 | 0 | 0 | 0 | 0 | 0 | 0 | 0 | 0 | 0 | 0 | 0 | 0 | 0 | 0 | 0 | 0
7 | 320 | 322 | 320 322 Hybrid Dessicant-DX System (Trane CDQ) / Hospital | 0 | 0 | 390 | 0 | 0 | 0 | 0 | 0 | 0 | 0 | 0 | 0 | 0 | 0 | 0 | 0 | 0 | 0 | 0 | 0 | 0 | 0 | 0 | 0 | 0 | 0 | 0 | 0 | 0 | 0
7 | 320 | 323 | 320 323 Geothermal Heat Pump, EER=13, 10 tons / Hospital | 0 | 0 | 390 | 0 | 0 | 0 | 0 | 0 | 0 | 0 | 0 | 0 | 0 | 0 | 0 | 0 | 0 | 0 | 0 | 0 | 0 | 0 | 0 | 0 | 0 | 0 | 0 | 0 | 0 | 0
7 | 320 | 326 | 320 326 DX Tune Up/ Advanced Diagnostics / Hospital | 0 | 0 | 390 | 0 | 0 | 0 | 0 | 0 | 0 | 0 | 0 | 0 | 0 | 0 | 0 | 0 | 0 | 0 | 0 | 0 | 0 | 0 | 0 | 0 | 0 | 0 | 0 | 0 | 0 | 0
7 | 320 | 327 | 320 327 DX Coil Cleaning / Hospital | 0 | 0 | 390 | 0 | 0 | 0 | 0 | 0 | 0 | 0 | 0 | 0 | 0 | 0 | 0 | 0 | 0 | 0 | 0 | 0 | 0 | 0 | 0 | 0 | 0 | 0 | 0 | 0 | 0 | 0
7 | 320 | 329 | 320 329 Aerosole Duct Sealing / Hospital | 0 | 0 | 390 | 0 | 0 | 0 | 0 | 0 | 0 | 0 | 0 | 0 | 0 | 0 | 0 | 0 | 0 | 0 | 0 | 0 | 0 | 0 | 0 | 0 | 0 | 0 | 0 | 0 | 0 | 0
7 | 320 | 330 | 320 330 Duct/Pipe Insulation / Hospital | 0 | 0 | 390 | 0 | 0 | 0 | 0 | 0 | 0 | 0 | 0 | 0 | 0 | 0 | 0 | 0 | 0 | 0 | 0 | 0 | 0 | 0 | 0 | 0 | 0 | 0 | 0 | 0 | 0 | 0
7 | 320 | 334 | 320 334 Ceiling Insulation / Hospital | 0 | 0 | 390 | 0 | 0 | 0 | 0 | 0 | 0 | 0 | 0 | 0 | 0 | 0 | 0 | 0 | 0 | 0 | 0 | 0 | 0 | 0 | 0 | 0 | 0 | 0 | 0 | 0 | 0 | 0
7 | 320 | 335 | 320 335 Roof Insulation / Hospital | 0 | 0 | 390 | 0 | 0 | 0 | 0 | 0 | 0 | 0 | 0 | 0 | 0 | 0 | 0 | 0 | 0 | 0 | 0 | 0 | 0 | 0 | 0 | 0 | 0 | 0 | 0 | 0 | 0 | 0
7 | 340 | 344 | 340 344 Aerosole Duct Sealing / Hospital | 0 | 0 | 390 | 0 | 0 | 0 | 0 | 0 | 0 | 0 | 0 | 0 | 0 | 0 | 0 | 0 | 0 | 0 | 0 | 0 | 0 | 0 | 0 | 0 | 0 | 0 | 0 | 0 | 0 | 0
7 | 340 | 345 | 340 345 Duct/Pipe Insulation / Hospital | 0 | 0 | 390 | 0 | 0 | 0 | 0 | 0 | 0 | 0 | 0 | 0 | 0 | 0 | 0 | 0 | 0 | 0 | 0 | 0 | 0 | 0 | 0 | 0 | 0 | 0 | 0 | 0 | 0 | 0
7 | 340 | 349 | 340 349 Ceiling Insulation / Hospital | 0 | 0 | 390 | 0 | 0 | 0 | 0 | 0 | 0 | 0 | 0 | 0 | 0 | 0 | 0 | 0 | 0 | 0 | 0 | 0 | 0 | 0 | 0 | 0 | 0 | 0 | 0 | 0 | 0 | 0
7 | 340 | 351 | 340 351 Cool Roof - DX / Hospital | 0 | 0 | 390 | 0 | 0 | 0 | 0 | 0 | 0 | 0 | 0 | 0 | 0 | 0 | 0 | 0 | 0 | 0 | 0 | 0 | 0 | 0 | 0 | 0 | 0 | 0 | 0 | 0 | 0 | 0
7 | 360 | 361 | 360 361 HE PTAC, EER=9.6, 1 ton / Hospital | 0 | 0 | 390 | 0 | 0 | 0 | 0 | 0 | 0 | 0 | 0 | 0 | 0 | 0 | 0 | 0 | 0 | 0 | 0 | 0 | 0 | 0 | 0 | 0 | 0 | 0 | 0 | 0 | 0 | 0
7 | 400 | 402 | 400 402 Variable Speed Drive Control / Hospital | 0 | 0 | 390 | 0 | 0 | 0 | 0 | 0 | 0 | 0 | 0 | 0 | 0 | 0 | 0 | 0 | 0 | 0 | 0 | 0 | 0 | 0 | 0 | 0 | 0 | 0 | 0 | 0 | 0 | 0
7 | 400 | 403 | 400 403 Air Handler Optimization / Hospital | 0 | 0 | 390 | 0 | 0 | 0 | 0 | 0 | 0 | 0 | 0 | 0 | 0 | 0 | 0 | 0 | 0 | 0 | 0 | 0 | 0 | 0 | 0 | 0 | 0 | 0 | 0 | 0 | 0 | 0
7 | 400 | 404 | 400 404 Electronically Commutated Motors (ECM) on an Air Handler Unit / Hospital | 0 | 0 | 390 | 0 | 0 | 0 | 0 | 0 | 0 | 0 | 0 | 0 | 0 | 0 | 0 | 0 | 0 | 0 | 0 | 0 | 0 | 0 | 0 | 0 | 0 | 0 | 0 | 0 | 0 | 0
7 | 400 | 405 | 400 405 Demand Control Ventilation (DCV) / Hospital | 0 | 0 | 390 | 0 | 0 | 0 | 0 | 0 | 0 | 0 | 0 | 0 | 0 | 0 | 0 | 0 | 0 | 0 | 0 | 0 | 0 | 0 | 0 | 0 | 0 | 0 | 0 | 0 | 0 | 0
7 | 400 | 406 | 400 406 Energy Recovery Ventilation (ERV) / Hospital | 0 | 0 | 390 | 0 | 0 | 0 | 0 | 0 | 0 | 0 | 0 | 0 | 0 | 0 | 0 | 0 | 0 | 0 | 0 | 0 | 0 | 0 | 0 | 0 | 0 | 0 | 0 | 0 | 0 | 0
7 | 600 | 603 | 600 603 Heat Pump Water Heater (air source) / Hospital | 0 | 0 | 390 | 0 | 0 | 0 | 0 | 0 | 0 | 0 | 0 | 0 | 0 | 0 | 0 | 0 | 0 | 0 | 0 | 0 | 0 | 0 | 0 | 0 | 0 | 0 | 0 | 0 | 0 | 0
7 | 600 | 606 | 600 606 Demand controlled circulating systems / Hospital | 0 | 0 | 390 | 0 | 0 | 0 | 0 | 0 | 0 | 0 | 0 | 0 | 0 | 0 | 0 | 0 | 0 | 0 | 0 | 0 | 0 | 0 | 0 | 0 | 0 | 0 | 0 | 0 | 0 | 0
7 | 600 | 608 | 600 608 Heat Recovery Unit / Hospital | 0 | 0 | 390 | 0 | 0 | 0 | 0 | 0 | 0 | 0 | 0 | 0 | 0 | 0 | 0 | 0 | 0 | 0 | 0 | 0 | 0 | 0 | 0 | 0 | 0 | 0 | 0 | 0 | 0 | 0
7 | 600 | 609 | 600 609 Heat Trap / Hospital | 0 | 0 | 390 | 0 | 0 | 0 | 0 | 0 | 0 | 0 | 0 | 0 | 0 | 0 | 0 | 0 | 0 | 0 | 0 | 0 | 0 | 0 | 0 | 0 | 0 | 0 | 0 | 0 | 0 | 0
7 | 600 | 610 | 600 610 Hot Water Pipe Insulation / Hospital | 0 | 0 | 390 | 0 | 0 | 0 | 0 | 0 | 0 | 0 | 0 | 0 | 0 | 0 | 0 | 0 | 0 | 0 | 0 | 0 | 0 | 0 | 0 | 0 | 0 | 0 | 0 | 0 | 0 | 0
7 | 700 | 701 | 700 701 PC Manual Power Management Enabling / Hospital | 0 | 0 | 390 | 0 | 0 | 0 | 0 | 0 | 0 | 0 | 0 | 0 | 0 | 0 | 0 | 0 | 0 | 0 | 0 | 0 | 0 | 0 | 0 | 0 | 0 | 0 | 0 | 0 | 0 | 0
7 | 700 | 702 | 700 702 PC Network Power Management Enabling / Hospital | 0 | 0 | 390 | 0 | 0 | 0 | 0 | 0 | 0 | 0 | 0 | 0 | 0 | 0 | 0 | 0 | 0 | 0 | 0 | 0 | 0 | 0 | 0 | 0 | 0 | 0 | 0 | 0 | 0 | 0
7 | 710 | 711 | 710 711 Energy Star or Better Monitor / Hospital | 0 | 0 | 390 | 0 | 0 | 0 | 0 | 0 | 0 | 0 | 0 | 0 | 0 | 0 | 0 | 0 | 0 | 0 | 0 | 0 | 0 | 0 | 0 | 0 | 0 | 0 | 0 | 0 | 0 | 0
7 | 710 | 712 | 710 712 Monitor Power Management Enabling / Hospital | 0 | 0 | 390 | 0 | 0 | 0 | 0 | 0 | 0 | 0 | 0 | 0 | 0 | 0 | 0 | 0 | 0 | 0 | 0 | 0 | 0 | 0 | 0 | 0 | 0 | 0 | 0 | 0 | 0 | 0
7 | 720 | 722 | 720 722 Monitor Power Management Enabling / Hospital | 0 | 0 | 390 | 0 | 0 | 0 | 0 | 0 | 0 | 0 | 0 | 0 | 0 | 0 | 0 | 0 | 0 | 0 | 0 | 0 | 0 | 0 | 0 | 0 | 0 | 0 | 0 | 0 | 0 | 0
7 | 730 | 732 | 730 732 Copier Power Management Enabling / Hospital | 0 | 0 | 390 | 0 | 0 | 0 | 0 | 0 | 0 | 0 | 0 | 0 | 0 | 0 | 0 | 0 | 0 | 0 | 0 | 0 | 0 | 0 | 0 | 0 | 0 | 0 | 0 | 0 | 0 | 0
7 | 740 | 741 | 740 741 Printer Power Management Enabling / Hospital | 0 | 0 | 390 | 0 | 0 | 0 | 0 | 0 | 0 | 0 | 0 | 0 | 0 | 0 | 0 | 0 | 0 | 0 | 0 | 0 | 0 | 0 | 0 | 0 | 0 | 0 | 0 | 0 | 0 | 0
7 | 800 | 801 | 800 801 Convection Oven / Hospital | 0 | 0 | 390 | 0 | 0 | 0 | 0 | 0 | 0 | 0 | 0 | 0 | 0 | 0 | 0 | 0 | 0 | 0 | 0 | 0 | 0 | 0 | 0 | 0 | 0 | 0 | 0 | 0 | 0 | 0
7 | 810 | 811 | 810 811 Efficient Fryer / Hospital | 0 | 0 | 390 | 0 | 0 | 0 | 0 | 0 | 0 | 0 | 0 | 0 | 0 | 0 | 0 | 0 | 0 | 0 | 0 | 0 | 0 | 0 | 0 | 0 | 0 | 0 | 0 | 0 | 0 | 0
7 | 900 | 901 | 900 901 Vending Misers (cooled machines only) / Hospital | 0 | 0 | 390 | 0 | 0 | 0 | 0 | 0 | 0 | 0 | 0 | 0 | 0 | 0 | 0 | 0 | 0 | 0 | 0 | 0 | 0 | 0 | 0 | 0 | 0 | 0 | 0 | 0 | 0 | 0
8 | 110 | 111 | 110 111 Premium T8, Elecctronic Ballast / Other Healthcare | 0 | 0 | 390 | 0 | 0 | 0 | 0 | 0 | 0 | 0 | 0 | 0 | 0 | 0 | 0 | 0 | 0 | 0 | 0 | 0 | 0 | 0 | 0 | 0 | 0 | 0 | 0 | 0 | 0 | 0
8 | 110 | 114 | 110 114 Continuous Dimming / Other Healthcare | 0 | 0 | 390 | 0 | 0 | 0 | 0 | 0 | 0 | 0 | 0 | 0 | 0 | 0 | 0 | 0 | 0 | 0 | 0 | 0 | 0 | 0 | 0 | 0 | 0 | 0 | 0 | 0 | 0 | 0
8 | 110 | 115 | 110 115 Lighting Control Tuneup / Other Healthcare | 0 | 0 | 390 | 0 | 0 | 0 | 0 | 0 | 0 | 0 | 0 | 0 | 0 | 0 | 0 | 0 | 0 | 0 | 0 | 0 | 0 | 0 | 0 | 0 | 0 | 0 | 0 | 0 | 0 | 0
8 | 120 | 121 | 120 121 ROB Premium T8, 1EB / Other Healthcare | 0 | 0 | 390 | 0 | 0 | 0 | 0 | 0 | 0 | 0 | 0 | 0 | 0 | 0 | 0 | 0 | 0 | 0 | 0 | 0 | 0 | 0 | 0 | 0 | 0 | 0 | 0 | 0 | 0 | 0
8 | 120 | 122 | 120 122 ROB Premium T8, EB, Reflector / Other Healthcare | 0 | 0 | 390 | 0 | 0 | 0 | 0 | 0 | 0 | 0 | 0 | 0 | 0 | 0 | 0 | 0 | 0 | 0 | 0 | 0 | 0 | 0 | 0 | 0 | 0 | 0 | 0 | 0 | 0 | 0
8 | 120 | 123 | 120 123 Occupancy Sensor / Other Healthcare | 0 | 0 | 390 | 0 | 0 | 0 | 0 | 0 | 0 | 0 | 0 | 0 | 0 | 0 | 0 | 0 | 0 | 0 | 0 | 0 | 0 | 0 | 0 | 0 | 0 | 0 | 0 | 0 | 0 | 0
8 | 120 | 124 | 120 124 Lighting Control Tuneup / Other Healthcare | 0 | 0 | 390 | 0 | 0 | 0 | 0 | 0 | 0 | 0 | 0 | 0 | 0 | 0 | 0 | 0 | 0 | 0 | 0 | 0 | 0 | 0 | 0 | 0 | 0 | 0 | 0 | 0 | 0 | 0
8 | 130 | 131 | 130 131 CFL Screw-in 18W / Other Healthcare | 0 | 0 | 390 | 0 | 0 | 0 | 0 | 0 | 0 | 0 | 0 | 0 | 0 | 0 | 0 | 0 | 0 | 0 | 0 | 0 | 0 | 0 | 0 | 0 | 0 | 0 | 0 | 0 | 0 | 0
8 | 150 | 151 | 150 151 PSMH, 250W, magnetic ballast / Other Healthcare | 0 | 0 | 390 | 0 | 0 | 0 | 0 | 0 | 0 | 0 | 0 | 0 | 0 | 0 | 0 | 0 | 0 | 0 | 0 | 0 | 0 | 0 | 0 | 0 | 0 | 0 | 0 | 0 | 0 | 0
8 | 150 | 152 | 150 152 PSMH, 250 W, electronic ballast / Other Healthcare | 0 | 0 | 390 | 0 | 0 | 0 | 0 | 0 | 0 | 0 | 0 | 0 | 0 | 0 | 0 | 0 | 0 | 0 | 0 | 0 | 0 | 0 | 0 | 0 | 0 | 0 | 0 | 0 | 0 | 0
8 | 150 | 153 | 150 153 High Bay T5 / Other Healthcare | 0 | 0 | 390 | 0 | 0 | 0 | 0 | 0 | 0 | 0 | 0 | 0 | 0 | 0 | 0 | 0 | 0 | 0 | 0 | 0 | 0 | 0 | 0 | 0 | 0 | 0 | 0 | 0 | 0 | 0
8 | 160 | 161 | 160 161 LED Exit Sign / Other Healthcare | 0 | 0 | 390 | 0 | 0 | 0 | 0 | 0 | 0 | 0 | 0 | 0 | 0 | 0 | 0 | 0 | 0 | 0 | 0 | 0 | 0 | 0 | 0 | 0 | 0 | 0 | 0 | 0 | 0 | 0
8 | 200 | 201 | 200 201 High Pressure Sodium 250W Lamp / Other Healthcare | 0 | 0 | 390 | 0 | 0 | 0 | 0 | 0 | 0 | 0 | 0 | 0 | 0 | 0 | 0 | 0 | 0 | 0 | 0 | 0 | 0 | 0 | 0 | 0 | 0 | 0 | 0 | 0 | 0 | 0
8 | 200 | 202 | 200 202 Outdoor Lighting Controls (Photocell/Timeclock) / Other Healthcare | 0 | 0 | 390 | 0 | 0 | 0 | 0 | 0 | 0 | 0 | 0 | 0 | 0 | 0 | 0 | 0 | 0 | 0 | 0 | 0 | 0 | 0 | 0 | 0 | 0 | 0 | 0 | 0 | 0 | 0
8 | 210 | 211 | 210 211 Outdoor Lighting Controls (Photocell/Timeclock) / Other Healthcare | 0 | 0 | 390 | 0 | 0 | 0 | 0 | 0 | 0 | 0 | 0 | 0 | 0 | 0 | 0 | 0 | 0 | 0 | 0 | 0 | 0 | 0 | 0 | 0 | 0 | 0 | 0 | 0 | 0 | 0
8 | 300 | 301 | 300 301 Centrifugal Chiller, 0.51 kW/ton, 500 tons / Other Healthcare | 0 | 0 | 390 | 0 | 0 | 0 | 0 | 0 | 0 | 0 | 0 | 0 | 0 | 0 | 0 | 0 | 0 | 0 | 0 | 0 | 0 | 0 | 0 | 0 | 0 | 0 | 0 | 0 | 0 | 0
8 | 300 | 302 | 300 302 High Efficiency Chiller Motors / Other Healthcare | 0 | 0 | 390 | 0 | 0 | 0 | 0 | 0 | 0 | 0 | 0 | 0 | 0 | 0 | 0 | 0 | 0 | 0 | 0 | 0 | 0 | 0 | 0 | 0 | 0 | 0 | 0 | 0 | 0 | 0
8 | 300 | 304 | 300 304 EMS - Chiller / Other Healthcare | 0 | 0 | 390 | 0 | 0 | 0 | 0 | 0 | 0 | 0 | 0 | 0 | 0 | 0 | 0 | 0 | 0 | 0 | 0 | 0 | 0 | 0 | 0 | 0 | 0 | 0 | 0 | 0 | 0 | 0
8 | 300 | 305 | 300 305 Chiller Tune Up/Diagnostics / Other Healthcare | 0 | 0 | 390 | 0 | 0 | 0 | 0 | 0 | 0 | 0 | 0 | 0 | 0 | 0 | 0 | 0 | 0 | 0 | 0 | 0 | 0 | 0 | 0 | 0 | 0 | 0 | 0 | 0 | 0 | 0
8 | 300 | 306 | 300 306 VSD for Chiller Pumps and Towers / Other Healthcare | 0 | 0 | 390 | 0 | 0 | 0 | 0 | 0 | 0 | 0 | 0 | 0 | 0 | 0 | 0 | 0 | 0 | 0 | 0 | 0 | 0 | 0 | 0 | 0 | 0 | 0 | 0 | 0 | 0 | 0
8 | 300 | 307 | 300 307 EMS Optimization / Other Healthcare | 0 | 0 | 390 | 0 | 0 | 0 | 0 | 0 | 0 | 0 | 0 | 0 | 0 | 0 | 0 | 0 | 0 | 0 | 0 | 0 | 0 | 0 | 0 | 0 | 0 | 0 | 0 | 0 | 0 | 0
8 | 300 | 308 | 300 308 Aerosole Duct Sealing / Other Healthcare | 0 | 0 | 390 | 0 | 0 | 0 | 0 | 0 | 0 | 0 | 0 | 0 | 0 | 0 | 0 | 0 | 0 | 0 | 0 | 0 | 0 | 0 | 0 | 0 | 0 | 0 | 0 | 0 | 0 | 0
8 | 300 | 309 | 300 309 Duct/Pipe Insulation / Other Healthcare | 0 | 0 | 390 | 0 | 0 | 0 | 0 | 0 | 0 | 0 | 0 | 0 | 0 | 0 | 0 | 0 | 0 | 0 | 0 | 0 | 0 | 0 | 0 | 0 | 0 | 0 | 0 | 0 | 0 | 0
8 | 300 | 311 | 300 311 Window Film (Standard) / Other Healthcare | 0 | 0 | 390 | 0 | 0 | 0 | 0 | 0 | 0 | 0 | 0 | 0 | 0 | 0 | 0 | 0 | 0 | 0 | 0 | 0 | 0 | 0 | 0 | 0 | 0 | 0 | 0 | 0 | 0 | 0
8 | 300 | 313 | 300 313 Ceiling Insulation / Other Healthcare | 0 | 0 | 390 | 0 | 0 | 0 | 0 | 0 | 0 | 0 | 0 | 0 | 0 | 0 | 0 | 0 | 0 | 0 | 0 | 0 | 0 | 0 | 0 | 0 | 0 | 0 | 0 | 0 | 0 | 0
8 | 300 | 314 | 300 314 Roof Insulation / Other Healthcare | 0 | 0 | 390 | 0 | 0 | 0 | 0 | 0 | 0 | 0 | 0 | 0 | 0 | 0 | 0 | 0 | 0 | 0 | 0 | 0 | 0 | 0 | 0 | 0 | 0 | 0 | 0 | 0 | 0 | 0
8 | 300 | 317 | 300 317 Thermal Energy Storage (TES) Positive / Other Healthcare | 0 | 0 | 390 | 0 | 0 | 0 | 0 | 0 | 0 | 0 | 0 | 0 | 0 | 0 | 0 | 0 | 0 | 0 | 0 | 0 | 0 | 0 | 0 | 0 | 0 | 0 | 0 | 0 | 0 | 0
8 | 300 | 317 | 300 317 Thermal Energy Storage (TES) Negative / Other Healthcare | 0 | 0 | 0 | 0 | 0 | 0 | 0 | 0 | 0 | 0 | 0 | 0 | 0 | 0 | 0 | 0 | 0 | 0 | 0 | 0 | 0 | 0 | 0 | 0 | 0 | 0 | 0 | 0 | 0 | 0
8 | 320 | 321 | 320 321 DX Packaged System, EER=10.9, 10 tons / Other Healthcare | 0 | 0 | 390 | 0 | 0 | 0 | 0 | 0 | 0 | 0 | 0 | 0 | 0 | 0 | 0 | 0 | 0 | 0 | 0 | 0 | 0 | 0 | 0 | 0 | 0 | 0 | 0 | 0 | 0 | 0
8 | 320 | 322 | 320 322 Hybrid Dessicant-DX System (Trane CDQ) / Other Healthcare | 0 | 0 | 390 | 0 | 0 | 0 | 0 | 0 | 0 | 0 | 0 | 0 | 0 | 0 | 0 | 0 | 0 | 0 | 0 | 0 | 0 | 0 | 0 | 0 | 0 | 0 | 0 | 0 | 0 | 0
8 | 320 | 323 | 320 323 Geothermal Heat Pump, EER=13, 10 tons / Other Healthcare | 0 | 0 | 390 | 0 | 0 | 0 | 0 | 0 | 0 | 0 | 0 | 0 | 0 | 0 | 0 | 0 | 0 | 0 | 0 | 0 | 0 | 0 | 0 | 0 | 0 | 0 | 0 | 0 | 0 | 0
8 | 320 | 326 | 320 326 DX Tune Up/ Advanced Diagnostics / Other Healthcare | 0 | 0 | 390 | 0 | 0 | 0 | 0 | 0 | 0 | 0 | 0 | 0 | 0 | 0 | 0 | 0 | 0 | 0 | 0 | 0 | 0 | 0 | 0 | 0 | 0 | 0 | 0 | 0 | 0 | 0
8 | 320 | 327 | 320 327 DX Coil Cleaning / Other Healthcare | 0 | 0 | 390 | 0 | 0 | 0 | 0 | 0 | 0 | 0 | 0 | 0 | 0 | 0 | 0 | 0 | 0 | 0 | 0 | 0 | 0 | 0 | 0 | 0 | 0 | 0 | 0 | 0 | 0 | 0
8 | 320 | 329 | 320 329 Aerosole Duct Sealing / Other Healthcare | 0 | 0 | 390 | 0 | 0 | 0 | 0 | 0 | 0 | 0 | 0 | 0 | 0 | 0 | 0 | 0 | 0 | 0 | 0 | 0 | 0 | 0 | 0 | 0 | 0 | 0 | 0 | 0 | 0 | 0
8 | 320 | 330 | 320 330 Duct/Pipe Insulation / Other Healthcare | 0 | 0 | 390 | 0 | 0 | 0 | 0 | 0 | 0 | 0 | 0 | 0 | 0 | 0 | 0 | 0 | 0 | 0 | 0 | 0 | 0 | 0 | 0 | 0 | 0 | 0 | 0 | 0 | 0 | 0
8 | 320 | 334 | 320 334 Ceiling Insulation / Other Healthcare | 0 | 0 | 390 | 0 | 0 | 0 | 0 | 0 | 0 | 0 | 0 | 0 | 0 | 0 | 0 | 0 | 0 | 0 | 0 | 0 | 0 | 0 | 0 | 0 | 0 | 0 | 0 | 0 | 0 | 0
8 | 320 | 335 | 320 335 Roof Insulation / Other Healthcare | 0 | 0 | 390 | 0 | 0 | 0 | 0 | 0 | 0 | 0 | 0 | 0 | 0 | 0 | 0 | 0 | 0 | 0 | 0 | 0 | 0 | 0 | 0 | 0 | 0 | 0 | 0 | 0 | 0 | 0
8 | 340 | 344 | 340 344 Aerosole Duct Sealing / Other Healthcare | 0 | 0 | 390 | 0 | 0 | 0 | 0 | 0 | 0 | 0 | 0 | 0 | 0 | 0 | 0 | 0 | 0 | 0 | 0 | 0 | 0 | 0 | 0 | 0 | 0 | 0 | 0 | 0 | 0 | 0
8 | 340 | 345 | 340 345 Duct/Pipe Insulation / Other Healthcare | 0 | 0 | 390 | 0 | 0 | 0 | 0 | 0 | 0 | 0 | 0 | 0 | 0 | 0 | 0 | 0 | 0 | 0 | 0 | 0 | 0 | 0 | 0 | 0 | 0 | 0 | 0 | 0 | 0 | 0
8 | 340 | 349 | 340 349 Ceiling Insulation / Other Healthcare | 0 | 0 | 390 | 0 | 0 | 0 | 0 | 0 | 0 | 0 | 0 | 0 | 0 | 0 | 0 | 0 | 0 | 0 | 0 | 0 | 0 | 0 | 0 | 0 | 0 | 0 | 0 | 0 | 0 | 0
8 | 340 | 351 | 340 351 Cool Roof - DX / Other Healthcare | 0 | 0 | 390 | 0 | 0 | 0 | 0 | 0 | 0 | 0 | 0 | 0 | 0 | 0 | 0 | 0 | 0 | 0 | 0 | 0 | 0 | 0 | 0 | 0 | 0 | 0 | 0 | 0 | 0 | 0
8 | 360 | 361 | 360 361 HE PTAC, EER=9.6, 1 ton / Other Healthcare | 0 | 0 | 390 | 0 | 0 | 0 | 0 | 0 | 0 | 0 | 0 | 0 | 0 | 0 | 0 | 0 | 0 | 0 | 0 | 0 | 0 | 0 | 0 | 0 | 0 | 0 | 0 | 0 | 0 | 0
8 | 400 | 402 | 400 402 Variable Speed Drive Control / Other Healthcare | 0 | 0 | 390 | 0 | 0 | 0 | 0 | 0 | 0 | 0 | 0 | 0 | 0 | 0 | 0 | 0 | 0 | 0 | 0 | 0 | 0 | 0 | 0 | 0 | 0 | 0 | 0 | 0 | 0 | 0
8 | 400 | 403 | 400 403 Air Handler Optimization / Other Healthcare | 0 | 0 | 390 | 0 | 0 | 0 | 0 | 0 | 0 | 0 | 0 | 0 | 0 | 0 | 0 | 0 | 0 | 0 | 0 | 0 | 0 | 0 | 0 | 0 | 0 | 0 | 0 | 0 | 0 | 0
8 | 400 | 404 | 400 404 Electronically Commutated Motors (ECM) on an Air Handler Unit / Other Healthcare | 0 | 0 | 390 | 0 | 0 | 0 | 0 | 0 | 0 | 0 | 0 | 0 | 0 | 0 | 0 | 0 | 0 | 0 | 0 | 0 | 0 | 0 | 0 | 0 | 0 | 0 | 0 | 0 | 0 | 0
8 | 400 | 405 | 400 405 Demand Control Ventilation (DCV) / Other Healthcare | 0 | 0 | 390 | 0 | 0 | 0 | 0 | 0 | 0 | 0 | 0 | 0 | 0 | 0 | 0 | 0 | 0 | 0 | 0 | 0 | 0 | 0 | 0 | 0 | 0 | 0 | 0 | 0 | 0 | 0
8 | 400 | 406 | 400 406 Energy Recovery Ventilation (ERV) / Other Healthcare | 0 | 0 | 390 | 0 | 0 | 0 | 0 | 0 | 0 | 0 | 0 | 0 | 0 | 0 | 0 | 0 | 0 | 0 | 0 | 0 | 0 | 0 | 0 | 0 | 0 | 0 | 0 | 0 | 0 | 0
8 | 600 | 603 | 600 603 Heat Pump Water Heater (air source) / Other Healthcare | 0 | 0 | 390 | 0 | 0 | 0 | 0 | 0 | 0 | 0 | 0 | 0 | 0 | 0 | 0 | 0 | 0 | 0 | 0 | 0 | 0 | 0 | 0 | 0 | 0 | 0 | 0 | 0 | 0 | 0
8 | 600 | 606 | 600 606 Demand controlled circulating systems / Other Healthcare | 0 | 0 | 390 | 0 | 0 | 0 | 0 | 0 | 0 | 0 | 0 | 0 | 0 | 0 | 0 | 0 | 0 | 0 | 0 | 0 | 0 | 0 | 0 | 0 | 0 | 0 | 0 | 0 | 0 | 0
8 | 600 | 608 | 600 608 Heat Recovery Unit / Other Healthcare | 0 | 0 | 390 | 0 | 0 | 0 | 0 | 0 | 0 | 0 | 0 | 0 | 0 | 0 | 0 | 0 | 0 | 0 | 0 | 0 | 0 | 0 | 0 | 0 | 0 | 0 | 0 | 0 | 0 | 0
8 | 600 | 609 | 600 609 Heat Trap / Other Healthcare | 0 | 0 | 390 | 0 | 0 | 0 | 0 | 0 | 0 | 0 | 0 | 0 | 0 | 0 | 0 | 0 | 0 | 0 | 0 | 0 | 0 | 0 | 0 | 0 | 0 | 0 | 0 | 0 | 0 | 0
8 | 600 | 610 | 600 610 Hot Water Pipe Insulation / Other Healthcare | 0 | 0 | 390 | 0 | 0 | 0 | 0 | 0 | 0 | 0 | 0 | 0 | 0 | 0 | 0 | 0 | 0 | 0 | 0 | 0 | 0 | 0 | 0 | 0 | 0 | 0 | 0 | 0 | 0 | 0
8 | 700 | 701 | 700 701 PC Manual Power Management Enabling / Other Healthcare | 0 | 0 | 390 | 0 | 0 | 0 | 0 | 0 | 0 | 0 | 0 | 0 | 0 | 0 | 0 | 0 | 0 | 0 | 0 | 0 | 0 | 0 | 0 | 0 | 0 | 0 | 0 | 0 | 0 | 0
8 | 700 | 702 | 700 702 PC Network Power Management Enabling / Other Healthcare | 0 | 0 | 390 | 0 | 0 | 0 | 0 | 0 | 0 | 0 | 0 | 0 | 0 | 0 | 0 | 0 | 0 | 0 | 0 | 0 | 0 | 0 | 0 | 0 | 0 | 0 | 0 | 0 | 0 | 0
8 | 710 | 711 | 710 711 Energy Star or Better Monitor / Other Healthcare | 0 | 0 | 390 | 0 | 0 | 0 | 0 | 0 | 0 | 0 | 0 | 0 | 0 | 0 | 0 | 0 | 0 | 0 | 0 | 0 | 0 | 0 | 0 | 0 | 0 | 0 | 0 | 0 | 0 | 0
8 | 710 | 712 | 710 712 Monitor Power Management Enabling / Other Healthcare | 0 | 0 | 390 | 0 | 0 | 0 | 0 | 0 | 0 | 0 | 0 | 0 | 0 | 0 | 0 | 0 | 0 | 0 | 0 | 0 | 0 | 0 | 0 | 0 | 0 | 0 | 0 | 0 | 0 | 0
8 | 720 | 722 | 720 722 Monitor Power Management Enabling / Other Healthcare | 0 | 0 | 390 | 0 | 0 | 0 | 0 | 0 | 0 | 0 | 0 | 0 | 0 | 0 | 0 | 0 | 0 | 0 | 0 | 0 | 0 | 0 | 0 | 0 | 0 | 0 | 0 | 0 | 0 | 0
8 | 730 | 732 | 730 732 Copier Power Management Enabling / Other Healthcare | 0 | 0 | 390 | 0 | 0 | 0 | 0 | 0 | 0 | 0 | 0 | 0 | 0 | 0 | 0 | 0 | 0 | 0 | 0 | 0 | 0 | 0 | 0 | 0 | 0 | 0 | 0 | 0 | 0 | 0
8 | 740 | 741 | 740 741 Printer Power Management Enabling / Other Healthcare | 0 | 0 | 390 | 0 | 0 | 0 | 0 | 0 | 0 | 0 | 0 | 0 | 0 | 0 | 0 | 0 | 0 | 0 | 0 | 0 | 0 | 0 | 0 | 0 | 0 | 0 | 0 | 0 | 0 | 0
8 | 800 | 801 | 800 801 Convection Oven / Other Healthcare | 0 | 0 | 390 | 0 | 0 | 0 | 0 | 0 | 0 | 0 | 0 | 0 | 0 | 0 | 0 | 0 | 0 | 0 | 0 | 0 | 0 | 0 | 0 | 0 | 0 | 0 | 0 | 0 | 0 | 0
8 | 810 | 811 | 810 811 Efficient Fryer / Other Healthcare | 0 | 0 | 390 | 0 | 0 | 0 | 0 | 0 | 0 | 0 | 0 | 0 | 0 | 0 | 0 | 0 | 0 | 0 | 0 | 0 | 0 | 0 | 0 | 0 | 0 | 0 | 0 | 0 | 0 | 0
8 | 900 | 901 | 900 901 Vending Misers (cooled machines only) / Other Healthcare | 0 | 0 | 390 | 0 | 0 | 0 | 0 | 0 | 0 | 0 | 0 | 0 | 0 | 0 | 0 | 0 | 0 | 0 | 0 | 0 | 0 | 0 | 0 | 0 | 0 | 0 | 0 | 0 | 0 | 0
9 | 110 | 111 | 110 111 Premium T8, Elecctronic Ballast / Warehouse | 0 | 0 | 390 | 0 | 0 | 0 | 0 | 0 | 0 | 0 | 0 | 0 | 0 | 0 | 0 | 0 | 0 | 0 | 0 | 0 | 0 | 0 | 0 | 0 | 0 | 0 | 0 | 0 | 0 | 0
9 | 110 | 114 | 110 114 Continuous Dimming / Warehouse | 0 | 0 | 390 | 0 | 0 | 0 | 0 | 0 | 0 | 0 | 0 | 0 | 0 | 0 | 0 | 0 | 0 | 0 | 0 | 0 | 0 | 0 | 0 | 0 | 0 | 0 | 0 | 0 | 0 | 0
9 | 110 | 115 | 110 115 Lighting Control Tuneup / Warehouse | 0 | 0 | 390 | 0 | 0 | 0 | 0 | 0 | 0 | 0 | 0 | 0 | 0 | 0 | 0 | 0 | 0 | 0 | 0 | 0 | 0 | 0 | 0 | 0 | 0 | 0 | 0 | 0 | 0 | 0
9 | 120 | 121 | 120 121 ROB Premium T8, 1EB / Warehouse | 0 | 0 | 390 | 0 | 0 | 0 | 0 | 0 | 0 | 0 | 0 | 0 | 0 | 0 | 0 | 0 | 0 | 0 | 0 | 0 | 0 | 0 | 0 | 0 | 0 | 0 | 0 | 0 | 0 | 0
9 | 120 | 122 | 120 122 ROB Premium T8, EB, Reflector / Warehouse | 0 | 0 | 390 | 0 | 0 | 0 | 0 | 0 | 0 | 0 | 0 | 0 | 0 | 0 | 0 | 0 | 0 | 0 | 0 | 0 | 0 | 0 | 0 | 0 | 0 | 0 | 0 | 0 | 0 | 0
9 | 120 | 123 | 120 123 Occupancy Sensor / Warehouse | 0 | 0 | 390 | 0 | 0 | 0 | 0 | 0 | 0 | 0 | 0 | 0 | 0 | 0 | 0 | 0 | 0 | 0 | 0 | 0 | 0 | 0 | 0 | 0 | 0 | 0 | 0 | 0 | 0 | 0
9 | 120 | 124 | 120 124 Lighting Control Tuneup / Warehouse | 0 | 0 | 390 | 0 | 0 | 0 | 0 | 0 | 0 | 0 | 0 | 0 | 0 | 0 | 0 | 0 | 0 | 0 | 0 | 0 | 0 | 0 | 0 | 0 | 0 | 0 | 0 | 0 | 0 | 0
9 | 130 | 131 | 130 131 CFL Screw-in 18W / Warehouse | 0 | 0 | 390 | 0 | 0 | 0 | 0 | 0 | 0 | 0 | 0 | 0 | 0 | 0 | 0 | 0 | 0 | 0 | 0 | 0 | 0 | 0 | 0 | 0 | 0 | 0 | 0 | 0 | 0 | 0
9 | 150 | 151 | 150 151 PSMH, 250W, magnetic ballast / Warehouse | 0 | 0 | 390 | 0 | 0 | 0 | 0 | 0 | 0 | 0 | 0 | 0 | 0 | 0 | 0 | 0 | 0 | 0 | 0 | 0 | 0 | 0 | 0 | 0 | 0 | 0 | 0 | 0 | 0 | 0
9 | 150 | 152 | 150 152 PSMH, 250 W, electronic ballast / Warehouse | 0 | 0 | 390 | 0 | 0 | 0 | 0 | 0 | 0 | 0 | 0 | 0 | 0 | 0 | 0 | 0 | 0 | 0 | 0 | 0 | 0 | 0 | 0 | 0 | 0 | 0 | 0 | 0 | 0 | 0
9 | 150 | 153 | 150 153 High Bay T5 / Warehouse | 0 | 0 | 390 | 0 | 0 | 0 | 0 | 0 | 0 | 0 | 0 | 0 | 0 | 0 | 0 | 0 | 0 | 0 | 0 | 0 | 0 | 0 | 0 | 0 | 0 | 0 | 0 | 0 | 0 | 0
9 | 160 | 161 | 160 161 LED Exit Sign / Warehouse | 0 | 0 | 390 | 0 | 0 | 0 | 0 | 0 | 0 | 0 | 0 | 0 | 0 | 0 | 0 | 0 | 0 | 0 | 0 | 0 | 0 | 0 | 0 | 0 | 0 | 0 | 0 | 0 | 0 | 0
9 | 200 | 201 | 200 201 High Pressure Sodium 250W Lamp / Warehouse | 0 | 0 | 390 | 0 | 0 | 0 | 0 | 0 | 0 | 0 | 0 | 0 | 0 | 0 | 0 | 0 | 0 | 0 | 0 | 0 | 0 | 0 | 0 | 0 | 0 | 0 | 0 | 0 | 0 | 0
9 | 200 | 202 | 200 202 Outdoor Lighting Controls (Photocell/Timeclock) / Warehouse | 0 | 0 | 390 | 0 | 0 | 0 | 0 | 0 | 0 | 0 | 0 | 0 | 0 | 0 | 0 | 0 | 0 | 0 | 0 | 0 | 0 | 0 | 0 | 0 | 0 | 0 | 0 | 0 | 0 | 0
9 | 210 | 211 | 210 211 Outdoor Lighting Controls (Photocell/Timeclock) / Warehouse | 0 | 0 | 390 | 0 | 0 | 0 | 0 | 0 | 0 | 0 | 0 | 0 | 0 | 0 | 0 | 0 | 0 | 0 | 0 | 0 | 0 | 0 | 0 | 0 | 0 | 0 | 0 | 0 | 0 | 0
9 | 300 | 301 | 300 301 Centrifugal Chiller, 0.51 kW/ton, 500 tons / Warehouse | 0 | 0 | 390 | 0 | 0 | 0 | 0 | 0 | 0 | 0 | 0 | 0 | 0 | 0 | 0 | 0 | 0 | 0 | 0 | 0 | 0 | 0 | 0 | 0 | 0 | 0 | 0 | 0 | 0 | 0
9 | 300 | 302 | 300 302 High Efficiency Chiller Motors / Warehouse | 0 | 0 | 390 | 0 | 0 | 0 | 0 | 0 | 0 | 0 | 0 | 0 | 0 | 0 | 0 | 0 | 0 | 0 | 0 | 0 | 0 | 0 | 0 | 0 | 0 | 0 | 0 | 0 | 0 | 0
9 | 300 | 304 | 300 304 EMS - Chiller / Warehouse | 0 | 0 | 390 | 0 | 0 | 0 | 0 | 0 | 0 | 0 | 0 | 0 | 0 | 0 | 0 | 0 | 0 | 0 | 0 | 0 | 0 | 0 | 0 | 0 | 0 | 0 | 0 | 0 | 0 | 0
9 | 300 | 305 | 300 305 Chiller Tune Up/Diagnostics / Warehouse | 0 | 0 | 390 | 0 | 0 | 0 | 0 | 0 | 0 | 0 | 0 | 0 | 0 | 0 | 0 | 0 | 0 | 0 | 0 | 0 | 0 | 0 | 0 | 0 | 0 | 0 | 0 | 0 | 0 | 0
9 | 300 | 306 | 300 306 VSD for Chiller Pumps and Towers / Warehouse | 0 | 0 | 390 | 0 | 0 | 0 | 0 | 0 | 0 | 0 | 0 | 0 | 0 | 0 | 0 | 0 | 0 | 0 | 0 | 0 | 0 | 0 | 0 | 0 | 0 | 0 | 0 | 0 | 0 | 0
9 | 300 | 307 | 300 307 EMS Optimization / Warehouse | 0 | 0 | 390 | 0 | 0 | 0 | 0 | 0 | 0 | 0 | 0 | 0 | 0 | 0 | 0 | 0 | 0 | 0 | 0 | 0 | 0 | 0 | 0 | 0 | 0 | 0 | 0 | 0 | 0 | 0
9 | 300 | 308 | 300 308 Aerosole Duct Sealing / Warehouse | 0 | 0 | 390 | 0 | 0 | 0 | 0 | 0 | 0 | 0 | 0 | 0 | 0 | 0 | 0 | 0 | 0 | 0 | 0 | 0 | 0 | 0 | 0 | 0 | 0 | 0 | 0 | 0 | 0 | 0
9 | 300 | 309 | 300 309 Duct/Pipe Insulation / Warehouse | 0 | 0 | 390 | 0 | 0 | 0 | 0 | 0 | 0 | 0 | 0 | 0 | 0 | 0 | 0 | 0 | 0 | 0 | 0 | 0 | 0 | 0 | 0 | 0 | 0 | 0 | 0 | 0 | 0 | 0
9 | 300 | 311 | 300 311 Window Film (Standard) / Warehouse | 0 | 0 | 390 | 0 | 0 | 0 | 0 | 0 | 0 | 0 | 0 | 0 | 0 | 0 | 0 | 0 | 0 | 0 | 0 | 0 | 0 | 0 | 0 | 0 | 0 | 0 | 0 | 0 | 0 | 0
9 | 300 | 313 | 300 313 Ceiling Insulation / Warehouse | 0 | 0 | 390 | 0 | 0 | 0 | 0 | 0 | 0 | 0 | 0 | 0 | 0 | 0 | 0 | 0 | 0 | 0 | 0 | 0 | 0 | 0 | 0 | 0 | 0 | 0 | 0 | 0 | 0 | 0
9 | 300 | 314 | 300 314 Roof Insulation / Warehouse | 0 | 0 | 390 | 0 | 0 | 0 | 0 | 0 | 0 | 0 | 0 | 0 | 0 | 0 | 0 | 0 | 0 | 0 | 0 | 0 | 0 | 0 | 0 | 0 | 0 | 0 | 0 | 0 | 0 | 0
9 | 300 | 317 | 300 317 Thermal Energy Storage (TES) Positive / Warehouse | 0 | 0 | 390 | 0 | 0 | 0 | 0 | 0 | 0 | 0 | 0 | 0 | 0 | 0 | 0 | 0 | 0 | 0 | 0 | 0 | 0 | 0 | 0 | 0 | 0 | 0 | 0 | 0 | 0 | 0
9 | 300 | 317 | 300 317 Thermal Energy Storage (TES) Negative / Warehouse | 0 | 0 | 0 | 0 | 0 | 0 | 0 | 0 | 0 | 0 | 0 | 0 | 0 | 0 | 0 | 0 | 0 | 0 | 0 | 0 | 0 | 0 | 0 | 0 | 0 | 0 | 0 | 0 | 0 | 0
9 | 320 | 321 | 320 321 DX Packaged System, EER=10.9, 10 tons / Warehouse | 0 | 0 | 390 | 0 | 0 | 0 | 0 | 0 | 0 | 0 | 0 | 0 | 0 | 0 | 0 | 0 | 0 | 0 | 0 | 0 | 0 | 0 | 0 | 0 | 0 | 0 | 0 | 0 | 0 | 0
9 | 320 | 322 | 320 322 Hybrid Dessicant-DX System (Trane CDQ) / Warehouse | 0 | 0 | 390 | 0 | 0 | 0 | 0 | 0 | 0 | 0 | 0 | 0 | 0 | 0 | 0 | 0 | 0 | 0 | 0 | 0 | 0 | 0 | 0 | 0 | 0 | 0 | 0 | 0 | 0 | 0
9 | 320 | 323 | 320 323 Geothermal Heat Pump, EER=13, 10 tons / Warehouse | 0 | 0 | 390 | 0 | 0 | 0 | 0 | 0 | 0 | 0 | 0 | 0 | 0 | 0 | 0 | 0 | 0 | 0 | 0 | 0 | 0 | 0 | 0 | 0 | 0 | 0 | 0 | 0 | 0 | 0
9 | 320 | 326 | 320 326 DX Tune Up/ Advanced Diagnostics / Warehouse | 0 | 0 | 390 | 0 | 0 | 0 | 0 | 0 | 0 | 0 | 0 | 0 | 0 | 0 | 0 | 0 | 0 | 0 | 0 | 0 | 0 | 0 | 0 | 0 | 0 | 0 | 0 | 0 | 0 | 0
9 | 320 | 327 | 320 327 DX Coil Cleaning / Warehouse | 0 | 0 | 390 | 0 | 0 | 0 | 0 | 0 | 0 | 0 | 0 | 0 | 0 | 0 | 0 | 0 | 0 | 0 | 0 | 0 | 0 | 0 | 0 | 0 | 0 | 0 | 0 | 0 | 0 | 0
9 | 320 | 329 | 320 329 Aerosole Duct Sealing / Warehouse | 0 | 0 | 390 | 0 | 0 | 0 | 0 | 0 | 0 | 0 | 0 | 0 | 0 | 0 | 0 | 0 | 0 | 0 | 0 | 0 | 0 | 0 | 0 | 0 | 0 | 0 | 0 | 0 | 0 | 0
9 | 320 | 330 | 320 330 Duct/Pipe Insulation / Warehouse | 0 | 0 | 390 | 0 | 0 | 0 | 0 | 0 | 0 | 0 | 0 | 0 | 0 | 0 | 0 | 0 | 0 | 0 | 0 | 0 | 0 | 0 | 0 | 0 | 0 | 0 | 0 | 0 | 0 | 0
9 | 320 | 334 | 320 334 Ceiling Insulation / Warehouse | 0 | 0 | 390 | 0 | 0 | 0 | 0 | 0 | 0 | 0 | 0 | 0 | 0 | 0 | 0 | 0 | 0 | 0 | 0 | 0 | 0 | 0 | 0 | 0 | 0 | 0 | 0 | 0 | 0 | 0
9 | 320 | 335 | 320 335 Roof Insulation / Warehouse | 0 | 0 | 390 | 0 | 0 | 0 | 0 | 0 | 0 | 0 | 0 | 0 | 0 | 0 | 0 | 0 | 0 | 0 | 0 | 0 | 0 | 0 | 0 | 0 | 0 | 0 | 0 | 0 | 0 | 0
9 | 340 | 344 | 340 344 Aerosole Duct Sealing / Warehouse | 0 | 0 | 390 | 0 | 0 | 0 | 0 | 0 | 0 | 0 | 0 | 0 | 0 | 0 | 0 | 0 | 0 | 0 | 0 | 0 | 0 | 0 | 0 | 0 | 0 | 0 | 0 | 0 | 0 | 0
9 | 340 | 345 | 340 345 Duct/Pipe Insulation / Warehouse | 0 | 0 | 390 | 0 | 0 | 0 | 0 | 0 | 0 | 0 | 0 | 0 | 0 | 0 | 0 | 0 | 0 | 0 | 0 | 0 | 0 | 0 | 0 | 0 | 0 | 0 | 0 | 0 | 0 | 0
9 | 340 | 349 | 340 349 Ceiling Insulation / Warehouse | 0 | 0 | 390 | 0 | 0 | 0 | 0 | 0 | 0 | 0 | 0 | 0 | 0 | 0 | 0 | 0 | 0 | 0 | 0 | 0 | 0 | 0 | 0 | 0 | 0 | 0 | 0 | 0 | 0 | 0
9 | 340 | 351 | 340 351 Cool Roof - DX / Warehouse | 0 | 0 | 390 | 0 | 0 | 0 | 0 | 0 | 0 | 0 | 0 | 0 | 0 | 0 | 0 | 0 | 0 | 0 | 0 | 0 | 0 | 0 | 0 | 0 | 0 | 0 | 0 | 0 | 0 | 0
9 | 360 | 361 | 360 361 HE PTAC, EER=9.6, 1 ton / Warehouse | 0 | 0 | 390 | 0 | 0 | 0 | 0 | 0 | 0 | 0 | 0 | 0 | 0 | 0 | 0 | 0 | 0 | 0 | 0 | 0 | 0 | 0 | 0 | 0 | 0 | 0 | 0 | 0 | 0 | 0
9 | 400 | 402 | 400 402 Variable Speed Drive Control / Warehouse | 0 | 0 | 390 | 0 | 0 | 0 | 0 | 0 | 0 | 0 | 0 | 0 | 0 | 0 | 0 | 0 | 0 | 0 | 0 | 0 | 0 | 0 | 0 | 0 | 0 | 0 | 0 | 0 | 0 | 0
9 | 400 | 403 | 400 403 Air Handler Optimization / Warehouse | 0 | 0 | 390 | 0 | 0 | 0 | 0 | 0 | 0 | 0 | 0 | 0 | 0 | 0 | 0 | 0 | 0 | 0 | 0 | 0 | 0 | 0 | 0 | 0 | 0 | 0 | 0 | 0 | 0 | 0
9 | 400 | 404 | 400 404 Electronically Commutated Motors (ECM) on an Air Handler Unit / Warehouse | 0 | 0 | 390 | 0 | 0 | 0 | 0 | 0 | 0 | 0 | 0 | 0 | 0 | 0 | 0 | 0 | 0 | 0 | 0 | 0 | 0 | 0 | 0 | 0 | 0 | 0 | 0 | 0 | 0 | 0
9 | 400 | 405 | 400 405 Demand Control Ventilation (DCV) / Warehouse | 0 | 0 | 390 | 0 | 0 | 0 | 0 | 0 | 0 | 0 | 0 | 0 | 0 | 0 | 0 | 0 | 0 | 0 | 0 | 0 | 0 | 0 | 0 | 0 | 0 | 0 | 0 | 0 | 0 | 0
9 | 400 | 406 | 400 406 Energy Recovery Ventilation (ERV) / Warehouse | 0 | 0 | 390 | 0 | 0 | 0 | 0 | 0 | 0 | 0 | 0 | 0 | 0 | 0 | 0 | 0 | 0 | 0 | 0 | 0 | 0 | 0 | 0 | 0 | 0 | 0 | 0 | 0 | 0 | 0
9 | 600 | 603 | 600 603 Heat Pump Water Heater (air source) / Warehouse | 0 | 0 | 390 | 0 | 0 | 0 | 0 | 0 | 0 | 0 | 0 | 0 | 0 | 0 | 0 | 0 | 0 | 0 | 0 | 0 | 0 | 0 | 0 | 0 | 0 | 0 | 0 | 0 | 0 | 0
9 | 600 | 606 | 600 606 Demand controlled circulating systems / Warehouse | 0 | 0 | 390 | 0 | 0 | 0 | 0 | 0 | 0 | 0 | 0 | 0 | 0 | 0 | 0 | 0 | 0 | 0 | 0 | 0 | 0 | 0 | 0 | 0 | 0 | 0 | 0 | 0 | 0 | 0
9 | 600 | 608 | 600 608 Heat Recovery Unit / Warehouse | 0 | 0 | 390 | 0 | 0 | 0 | 0 | 0 | 0 | 0 | 0 | 0 | 0 | 0 | 0 | 0 | 0 | 0 | 0 | 0 | 0 | 0 | 0 | 0 | 0 | 0 | 0 | 0 | 0 | 0
9 | 600 | 609 | 600 609 Heat Trap / Warehouse | 0 | 0 | 390 | 0 | 0 | 0 | 0 | 0 | 0 | 0 | 0 | 0 | 0 | 0 | 0 | 0 | 0 | 0 | 0 | 0 | 0 | 0 | 0 | 0 | 0 | 0 | 0 | 0 | 0 | 0
9 | 600 | 610 | 600 610 Hot Water Pipe Insulation / Warehouse | 0 | 0 | 390 | 0 | 0 | 0 | 0 | 0 | 0 | 0 | 0 | 0 | 0 | 0 | 0 | 0 | 0 | 0 | 0 | 0 | 0 | 0 | 0 | 0 | 0 | 0 | 0 | 0 | 0 | 0
9 | 700 | 701 | 700 701 PC Manual Power Management Enabling / Warehouse | 0 | 0 | 390 | 0 | 0 | 0 | 0 | 0 | 0 | 0 | 0 | 0 | 0 | 0 | 0 | 0 | 0 | 0 | 0 | 0 | 0 | 0 | 0 | 0 | 0 | 0 | 0 | 0 | 0 | 0
9 | 700 | 702 | 700 702 PC Network Power Management Enabling / Warehouse | 0 | 0 | 390 | 0 | 0 | 0 | 0 | 0 | 0 | 0 | 0 | 0 | 0 | 0 | 0 | 0 | 0 | 0 | 0 | 0 | 0 | 0 | 0 | 0 | 0 | 0 | 0 | 0 | 0 | 0
9 | 710 | 711 | 710 711 Energy Star or Better Monitor / Warehouse | 0 | 0 | 390 | 0 | 0 | 0 | 0 | 0 | 0 | 0 | 0 | 0 | 0 | 0 | 0 | 0 | 0 | 0 | 0 | 0 | 0 | 0 | 0 | 0 | 0 | 0 | 0 | 0 | 0 | 0
9 | 710 | 712 | 710 712 Monitor Power Management Enabling / Warehouse | 0 | 0 | 390 | 0 | 0 | 0 | 0 | 0 | 0 | 0 | 0 | 0 | 0 | 0 | 0 | 0 | 0 | 0 | 0 | 0 | 0 | 0 | 0 | 0 | 0 | 0 | 0 | 0 | 0 | 0
9 | 720 | 722 | 720 722 Monitor Power Management Enabling / Warehouse | 0 | 0 | 390 | 0 | 0 | 0 | 0 | 0 | 0 | 0 | 0 | 0 | 0 | 0 | 0 | 0 | 0 | 0 | 0 | 0 | 0 | 0 | 0 | 0 | 0 | 0 | 0 | 0 | 0 | 0
9 | 730 | 732 | 730 732 Copier Power Management Enabling / Warehouse | 0 | 0 | 390 | 0 | 0 | 0 | 0 | 0 | 0 | 0 | 0 | 0 | 0 | 0 | 0 | 0 | 0 | 0 | 0 | 0 | 0 | 0 | 0 | 0 | 0 | 0 | 0 | 0 | 0 | 0
9 | 740 | 741 | 740 741 Printer Power Management Enabling / Warehouse | 0 | 0 | 390 | 0 | 0 | 0 | 0 | 0 | 0 | 0 | 0 | 0 | 0 | 0 | 0 | 0 | 0 | 0 | 0 | 0 | 0 | 0 | 0 | 0 | 0 | 0 | 0 | 0 | 0 | 0
9 | 800 | 801 | 800 801 Convection Oven / Warehouse | 0 | 0 | 390 | 0 | 0 | 0 | 0 | 0 | 0 | 0 | 0 | 0 | 0 | 0 | 0 | 0 | 0 | 0 | 0 | 0 | 0 | 0 | 0 | 0 | 0 | 0 | 0 | 0 | 0 | 0
9 | 810 | 811 | 810 811 Efficient Fryer / Warehouse | 0 | 0 | 390 | 0 | 0 | 0 | 0 | 0 | 0 | 0 | 0 | 0 | 0 | 0 | 0 | 0 | 0 | 0 | 0 | 0 | 0 | 0 | 0 | 0 | 0 | 0 | 0 | 0 | 0 | 0
9 | 900 | 901 | 900 901 Vending Misers (cooled machines only) / Warehouse | 0 | 0 | 390 | 0 | 0 | 0 | 0 | 0 | 0 | 0 | 0 | 0 | 0 | 0 | 0 | 0 | 0 | 0 | 0 | 0 | 0 | 0 | 0 | 0 | 0 | 0 | 0 | 0 | 0 | 0
10 | 110 | 111 | 110 111 Premium T8, Elecctronic Ballast / Hotel or Motel | 0 | 0 | 390 | 0 | 0 | 0 | 0 | 0 | 0 | 0 | 0 | 0 | 0 | 0 | 0 | 0 | 0 | 0 | 0 | 0 | 0 | 0 | 0 | 0 | 0 | 0 | 0 | 0 | 0 | 0
10 | 110 | 114 | 110 114 Continuous Dimming / Hotel or Motel | 0 | 0 | 390 | 0 | 0 | 0 | 0 | 0 | 0 | 0 | 0 | 0 | 0 | 0 | 0 | 0 | 0 | 0 | 0 | 0 | 0 | 0 | 0 | 0 | 0 | 0 | 0 | 0 | 0 | 0
10 | 110 | 115 | 110 115 Lighting Control Tuneup / Hotel or Motel | 0 | 0 | 390 | 0 | 0 | 0 | 0 | 0 | 0 | 0 | 0 | 0 | 0 | 0 | 0 | 0 | 0 | 0 | 0 | 0 | 0 | 0 | 0 | 0 | 0 | 0 | 0 | 0 | 0 | 0
10 | 120 | 121 | 120 121 ROB Premium T8, 1EB / Hotel or Motel | 0 | 0 | 390 | 0 | 0 | 0 | 0 | 0 | 0 | 0 | 0 | 0 | 0 | 0 | 0 | 0 | 0 | 0 | 0 | 0 | 0 | 0 | 0 | 0 | 0 | 0 | 0 | 0 | 0 | 0
10 | 120 | 122 | 120 122 ROB Premium T8, EB, Reflector / Hotel or Motel | 0 | 0 | 390 | 0 | 0 | 0 | 0 | 0 | 0 | 0 | 0 | 0 | 0 | 0 | 0 | 0 | 0 | 0 | 0 | 0 | 0 | 0 | 0 | 0 | 0 | 0 | 0 | 0 | 0 | 0
10 | 120 | 123 | 120 123 Occupancy Sensor / Hotel or Motel | 0 | 0 | 390 | 0 | 0 | 0 | 0 | 0 | 0 | 0 | 0 | 0 | 0 | 0 | 0 | 0 | 0 | 0 | 0 | 0 | 0 | 0 | 0 | 0 | 0 | 0 | 0 | 0 | 0 | 0
10 | 120 | 124 | 120 124 Lighting Control Tuneup / Hotel or Motel | 0 | 0 | 390 | 0 | 0 | 0 | 0 | 0 | 0 | 0 | 0 | 0 | 0 | 0 | 0 | 0 | 0 | 0 | 0 | 0 | 0 | 0 | 0 | 0 | 0 | 0 | 0 | 0 | 0 | 0
10 | 130 | 131 | 130 131 CFL Screw-in 18W / Hotel or Motel | 0 | 0 | 390 | 0 | 0 | 0 | 0 | 0 | 0 | 0 | 0 | 0 | 0 | 0 | 0 | 0 | 0 | 0 | 0 | 0 | 0 | 0 | 0 | 0 | 0 | 0 | 0 | 0 | 0 | 0
10 | 150 | 151 | 150 151 PSMH, 250W, magnetic ballast / Hotel or Motel | 0 | 0 | 390 | 0 | 0 | 0 | 0 | 0 | 0 | 0 | 0 | 0 | 0 | 0 | 0 | 0 | 0 | 0 | 0 | 0 | 0 | 0 | 0 | 0 | 0 | 0 | 0 | 0 | 0 | 0
10 | 150 | 152 | 150 152 PSMH, 250 W, electronic ballast / Hotel or Motel | 0 | 0 | 390 | 0 | 0 | 0 | 0 | 0 | 0 | 0 | 0 | 0 | 0 | 0 | 0 | 0 | 0 | 0 | 0 | 0 | 0 | 0 | 0 | 0 | 0 | 0 | 0 | 0 | 0 | 0
10 | 150 | 153 | 150 153 High Bay T5 / Hotel or Motel | 0 | 0 | 390 | 0 | 0 | 0 | 0 | 0 | 0 | 0 | 0 | 0 | 0 | 0 | 0 | 0 | 0 | 0 | 0 | 0 | 0 | 0 | 0 | 0 | 0 | 0 | 0 | 0 | 0 | 0
10 | 160 | 161 | 160 161 LED Exit Sign / Hotel or Motel | 0 | 0 | 390 | 0 | 0 | 0 | 0 | 0 | 0 | 0 | 0 | 0 | 0 | 0 | 0 | 0 | 0 | 0 | 0 | 0 | 0 | 0 | 0 | 0 | 0 | 0 | 0 | 0 | 0 | 0
10 | 200 | 201 | 200 201 High Pressure Sodium 250W Lamp / Hotel or Motel | 0 | 0 | 390 | 0 | 0 | 0 | 0 | 0 | 0 | 0 | 0 | 0 | 0 | 0 | 0 | 0 | 0 | 0 | 0 | 0 | 0 | 0 | 0 | 0 | 0 | 0 | 0 | 0 | 0 | 0
10 | 200 | 202 | 200 202 Outdoor Lighting Controls (Photocell/Timeclock) / Hotel or Motel | 0 | 0 | 390 | 0 | 0 | 0 | 0 | 0 | 0 | 0 | 0 | 0 | 0 | 0 | 0 | 0 | 0 | 0 | 0 | 0 | 0 | 0 | 0 | 0 | 0 | 0 | 0 | 0 | 0 | 0
10 | 210 | 211 | 210 211 Outdoor Lighting Controls (Photocell/Timeclock) / Hotel or Motel | 0 | 0 | 390 | 0 | 0 | 0 | 0 | 0 | 0 | 0 | 0 | 0 | 0 | 0 | 0 | 0 | 0 | 0 | 0 | 0 | 0 | 0 | 0 | 0 | 0 | 0 | 0 | 0 | 0 | 0
10 | 300 | 301 | 300 301 Centrifugal Chiller, 0.51 kW/ton, 500 tons / Hotel or Motel | 0 | 0 | 390 | 0 | 0 | 0 | 0 | 0 | 0 | 0 | 0 | 0 | 0 | 0 | 0 | 0 | 0 | 0 | 0 | 0 | 0 | 0 | 0 | 0 | 0 | 0 | 0 | 0 | 0 | 0
10 | 300 | 302 | 300 302 High Efficiency Chiller Motors / Hotel or Motel | 0 | 0 | 390 | 0 | 0 | 0 | 0 | 0 | 0 | 0 | 0 | 0 | 0 | 0 | 0 | 0 | 0 | 0 | 0 | 0 | 0 | 0 | 0 | 0 | 0 | 0 | 0 | 0 | 0 | 0
10 | 300 | 304 | 300 304 EMS - Chiller / Hotel or Motel | 0 | 0 | 390 | 0 | 0 | 0 | 0 | 0 | 0 | 0 | 0 | 0 | 0 | 0 | 0 | 0 | 0 | 0 | 0 | 0 | 0 | 0 | 0 | 0 | 0 | 0 | 0 | 0 | 0 | 0
10 | 300 | 305 | 300 305 Chiller Tune Up/Diagnostics / Hotel or Motel | 0 | 0 | 390 | 0 | 0 | 0 | 0 | 0 | 0 | 0 | 0 | 0 | 0 | 0 | 0 | 0 | 0 | 0 | 0 | 0 | 0 | 0 | 0 | 0 | 0 | 0 | 0 | 0 | 0 | 0
10 | 300 | 306 | 300 306 VSD for Chiller Pumps and Towers / Hotel or Motel | 0 | 0 | 390 | 0 | 0 | 0 | 0 | 0 | 0 | 0 | 0 | 0 | 0 | 0 | 0 | 0 | 0 | 0 | 0 | 0 | 0 | 0 | 0 | 0 | 0 | 0 | 0 | 0 | 0 | 0
10 | 300 | 307 | 300 307 EMS Optimization / Hotel or Motel | 0 | 0 | 390 | 0 | 0 | 0 | 0 | 0 | 0 | 0 | 0 | 0 | 0 | 0 | 0 | 0 | 0 | 0 | 0 | 0 | 0 | 0 | 0 | 0 | 0 | 0 | 0 | 0 | 0 | 0
10 | 300 | 308 | 300 308 Aerosole Duct Sealing / Hotel or Motel | 0 | 0 | 390 | 0 | 0 | 0 | 0 | 0 | 0 | 0 | 0 | 0 | 0 | 0 | 0 | 0 | 0 | 0 | 0 | 0 | 0 | 0 | 0 | 0 | 0 | 0 | 0 | 0 | 0 | 0
10 | 300 | 309 | 300 309 Duct/Pipe Insulation / Hotel or Motel | 0 | 0 | 390 | 0 | 0 | 0 | 0 | 0 | 0 | 0 | 0 | 0 | 0 | 0 | 0 | 0 | 0 | 0 | 0 | 0 | 0 | 0 | 0 | 0 | 0 | 0 | 0 | 0 | 0 | 0
10 | 300 | 311 | 300 311 Window Film (Standard) / Hotel or Motel | 0 | 0 | 390 | 0 | 0 | 0 | 0 | 0 | 0 | 0 | 0 | 0 | 0 | 0 | 0 | 0 | 0 | 0 | 0 | 0 | 0 | 0 | 0 | 0 | 0 | 0 | 0 | 0 | 0 | 0
10 | 300 | 313 | 300 313 Ceiling Insulation / Hotel or Motel | 0 | 0 | 390 | 0 | 0 | 0 | 0 | 0 | 0 | 0 | 0 | 0 | 0 | 0 | 0 | 0 | 0 | 0 | 0 | 0 | 0 | 0 | 0 | 0 | 0 | 0 | 0 | 0 | 0 | 0
10 | 300 | 314 | 300 314 Roof Insulation / Hotel or Motel | 0 | 0 | 390 | 0 | 0 | 0 | 0 | 0 | 0 | 0 | 0 | 0 | 0 | 0 | 0 | 0 | 0 | 0 | 0 | 0 | 0 | 0 | 0 | 0 | 0 | 0 | 0 | 0 | 0 | 0
10 | 300 | 317 | 300 317 Thermal Energy Storage (TES) Positive / Hotel or Motel | 0 | 0 | 390 | 0 | 0 | 0 | 0 | 0 | 0 | 0 | 0 | 0 | 0 | 0 | 0 | 0 | 0 | 0 | 0 | 0 | 0 | 0 | 0 | 0 | 0 | 0 | 0 | 0 | 0 | 0
10 | 300 | 317 | 300 317 Thermal Energy Storage (TES) Negative / Hotel or Motel | 0 | 0 | 0 | 0 | 0 | 0 | 0 | 0 | 0 | 0 | 0 | 0 | 0 | 0 | 0 | 0 | 0 | 0 | 0 | 0 | 0 | 0 | 0 | 0 | 0 | 0 | 0 | 0 | 0 | 0
10 | 320 | 321 | 320 321 DX Packaged System, EER=10.9, 10 tons / Hotel or Motel | 0 | 0 | 390 | 0 | 0 | 0 | 0 | 0 | 0 | 0 | 0 | 0 | 0 | 0 | 0 | 0 | 0 | 0 | 0 | 0 | 0 | 0 | 0 | 0 | 0 | 0 | 0 | 0 | 0 | 0
10 | 320 | 322 | 320 322 Hybrid Dessicant-DX System (Trane CDQ) / Hotel or Motel | 0 | 0 | 390 | 0 | 0 | 0 | 0 | 0 | 0 | 0 | 0 | 0 | 0 | 0 | 0 | 0 | 0 | 0 | 0 | 0 | 0 | 0 | 0 | 0 | 0 | 0 | 0 | 0 | 0 | 0
10 | 320 | 323 | 320 323 Geothermal Heat Pump, EER=13, 10 tons / Hotel or Motel | 0 | 0 | 390 | 0 | 0 | 0 | 0 | 0 | 0 | 0 | 0 | 0 | 0 | 0 | 0 | 0 | 0 | 0 | 0 | 0 | 0 | 0 | 0 | 0 | 0 | 0 | 0 | 0 | 0 | 0
10 | 320 | 326 | 320 326 DX Tune Up/ Advanced Diagnostics / Hotel or Motel | 0 | 0 | 390 | 0 | 0 | 0 | 0 | 0 | 0 | 0 | 0 | 0 | 0 | 0 | 0 | 0 | 0 | 0 | 0 | 0 | 0 | 0 | 0 | 0 | 0 | 0 | 0 | 0 | 0 | 0
10 | 320 | 327 | 320 327 DX Coil Cleaning / Hotel or Motel | 0 | 0 | 390 | 0 | 0 | 0 | 0 | 0 | 0 | 0 | 0 | 0 | 0 | 0 | 0 | 0 | 0 | 0 | 0 | 0 | 0 | 0 | 0 | 0 | 0 | 0 | 0 | 0 | 0 | 0
10 | 320 | 329 | 320 329 Aerosole Duct Sealing / Hotel or Motel | 0 | 0 | 390 | 0 | 0 | 0 | 0 | 0 | 0 | 0 | 0 | 0 | 0 | 0 | 0 | 0 | 0 | 0 | 0 | 0 | 0 | 0 | 0 | 0 | 0 | 0 | 0 | 0 | 0 | 0
10 | 320 | 330 | 320 330 Duct/Pipe Insulation / Hotel or Motel | 0 | 0 | 390 | 0 | 0 | 0 | 0 | 0 | 0 | 0 | 0 | 0 | 0 | 0 | 0 | 0 | 0 | 0 | 0 | 0 | 0 | 0 | 0 | 0 | 0 | 0 | 0 | 0 | 0 | 0
10 | 320 | 334 | 320 334 Ceiling Insulation / Hotel or Motel | 0 | 0 | 390 | 0 | 0 | 0 | 0 | 0 | 0 | 0 | 0 | 0 | 0 | 0 | 0 | 0 | 0 | 0 | 0 | 0 | 0 | 0 | 0 | 0 | 0 | 0 | 0 | 0 | 0 | 0
10 | 320 | 335 | 320 335 Roof Insulation / Hotel or Motel | 0 | 0 | 390 | 0 | 0 | 0 | 0 | 0 | 0 | 0 | 0 | 0 | 0 | 0 | 0 | 0 | 0 | 0 | 0 | 0 | 0 | 0 | 0 | 0 | 0 | 0 | 0 | 0 | 0 | 0
10 | 340 | 344 | 340 344 Aerosole Duct Sealing / Hotel or Motel | 0 | 0 | 390 | 0 | 0 | 0 | 0 | 0 | 0 | 0 | 0 | 0 | 0 | 0 | 0 | 0 | 0 | 0 | 0 | 0 | 0 | 0 | 0 | 0 | 0 | 0 | 0 | 0 | 0 | 0
10 | 340 | 345 | 340 345 Duct/Pipe Insulation / Hotel or Motel | 0 | 0 | 390 | 0 | 0 | 0 | 0 | 0 | 0 | 0 | 0 | 0 | 0 | 0 | 0 | 0 | 0 | 0 | 0 | 0 | 0 | 0 | 0 | 0 | 0 | 0 | 0 | 0 | 0 | 0
10 | 340 | 349 | 340 349 Ceiling Insulation / Hotel or Motel | 0 | 0 | 390 | 0 | 0 | 0 | 0 | 0 | 0 | 0 | 0 | 0 | 0 | 0 | 0 | 0 | 0 | 0 | 0 | 0 | 0 | 0 | 0 | 0 | 0 | 0 | 0 | 0 | 0 | 0
10 | 340 | 351 | 340 351 Cool Roof - DX / Hotel or Motel | 0 | 0 | 390 | 0 | 0 | 0 | 0 | 0 | 0 | 0 | 0 | 0 | 0 | 0 | 0 | 0 | 0 | 0 | 0 | 0 | 0 | 0 | 0 | 0 | 0 | 0 | 0 | 0 | 0 | 0
10 | 360 | 361 | 360 361 HE PTAC, EER=9.6, 1 ton / Hotel or Motel | 0 | 0 | 390 | 0 | 0 | 0 | 0 | 0 | 0 | 0 | 0 | 0 | 0 | 0 | 0 | 0 | 0 | 0 | 0 | 0 | 0 | 0 | 0 | 0 | 0 | 0 | 0 | 0 | 0 | 0
10 | 400 | 402 | 400 402 Variable Speed Drive Control / Hotel or Motel | 0 | 0 | 390 | 0 | 0 | 0 | 0 | 0 | 0 | 0 | 0 | 0 | 0 | 0 | 0 | 0 | 0 | 0 | 0 | 0 | 0 | 0 | 0 | 0 | 0 | 0 | 0 | 0 | 0 | 0
10 | 400 | 403 | 400 403 Air Handler Optimization / Hotel or Motel | 0 | 0 | 390 | 0 | 0 | 0 | 0 | 0 | 0 | 0 | 0 | 0 | 0 | 0 | 0 | 0 | 0 | 0 | 0 | 0 | 0 | 0 | 0 | 0 | 0 | 0 | 0 | 0 | 0 | 0
10 | 400 | 404 | 400 404 Electronically Commutated Motors (ECM) on an Air Handler Unit / Hotel or Motel | 0 | 0 | 390 | 0 | 0 | 0 | 0 | 0 | 0 | 0 | 0 | 0 | 0 | 0 | 0 | 0 | 0 | 0 | 0 | 0 | 0 | 0 | 0 | 0 | 0 | 0 | 0 | 0 | 0 | 0
10 | 400 | 405 | 400 405 Demand Control Ventilation (DCV) / Hotel or Motel | 0 | 0 | 390 | 0 | 0 | 0 | 0 | 0 | 0 | 0 | 0 | 0 | 0 | 0 | 0 | 0 | 0 | 0 | 0 | 0 | 0 | 0 | 0 | 0 | 0 | 0 | 0 | 0 | 0 | 0
10 | 400 | 406 | 400 406 Energy Recovery Ventilation (ERV) / Hotel or Motel | 0 | 0 | 390 | 0 | 0 | 0 | 0 | 0 | 0 | 0 | 0 | 0 | 0 | 0 | 0 | 0 | 0 | 0 | 0 | 0 | 0 | 0 | 0 | 0 | 0 | 0 | 0 | 0 | 0 | 0
10 | 600 | 603 | 600 603 Heat Pump Water Heater (air source) / Hotel or Motel | 0 | 0 | 390 | 0 | 0 | 0 | 0 | 0 | 0 | 0 | 0 | 0 | 0 | 0 | 0 | 0 | 0 | 0 | 0 | 0 | 0 | 0 | 0 | 0 | 0 | 0 | 0 | 0 | 0 | 0
10 | 600 | 606 | 600 606 Demand controlled circulating systems / Hotel or Motel | 0 | 0 | 390 | 0 | 0 | 0 | 0 | 0 | 0 | 0 | 0 | 0 | 0 | 0 | 0 | 0 | 0 | 0 | 0 | 0 | 0 | 0 | 0 | 0 | 0 | 0 | 0 | 0 | 0 | 0
10 | 600 | 608 | 600 608 Heat Recovery Unit / Hotel or Motel | 0 | 0 | 390 | 0 | 0 | 0 | 0 | 0 | 0 | 0 | 0 | 0 | 0 | 0 | 0 | 0 | 0 | 0 | 0 | 0 | 0 | 0 | 0 | 0 | 0 | 0 | 0 | 0 | 0 | 0
10 | 600 | 609 | 600 609 Heat Trap / Hotel or Motel | 0 | 0 | 390 | 0 | 0 | 0 | 0 | 0 | 0 | 0 | 0 | 0 | 0 | 0 | 0 | 0 | 0 | 0 | 0 | 0 | 0 | 0 | 0 | 0 | 0 | 0 | 0 | 0 | 0 | 0
10 | 600 | 610 | 600 610 Hot Water Pipe Insulation / Hotel or Motel | 0 | 0 | 390 | 0 | 0 | 0 | 0 | 0 | 0 | 0 | 0 | 0 | 0 | 0 | 0 | 0 | 0 | 0 | 0 | 0 | 0 | 0 | 0 | 0 | 0 | 0 | 0 | 0 | 0 | 0
10 | 700 | 701 | 700 701 PC Manual Power Management Enabling / Hotel or Motel | 0 | 0 | 390 | 0 | 0 | 0 | 0 | 0 | 0 | 0 | 0 | 0 | 0 | 0 | 0 | 0 | 0 | 0 | 0 | 0 | 0 | 0 | 0 | 0 | 0 | 0 | 0 | 0 | 0 | 0
10 | 700 | 702 | 700 702 PC Network Power Management Enabling / Hotel or Motel | 0 | 0 | 390 | 0 | 0 | 0 | 0 | 0 | 0 | 0 | 0 | 0 | 0 | 0 | 0 | 0 | 0 | 0 | 0 | 0 | 0 | 0 | 0 | 0 | 0 | 0 | 0 | 0 | 0 | 0
10 | 710 | 711 | 710 711 Energy Star or Better Monitor / Hotel or Motel | 0 | 0 | 390 | 0 | 0 | 0 | 0 | 0 | 0 | 0 | 0 | 0 | 0 | 0 | 0 | 0 | 0 | 0 | 0 | 0 | 0 | 0 | 0 | 0 | 0 | 0 | 0 | 0 | 0 | 0
10 | 710 | 712 | 710 712 Monitor Power Management Enabling / Hotel or Motel | 0 | 0 | 390 | 0 | 0 | 0 | 0 | 0 | 0 | 0 | 0 | 0 | 0 | 0 | 0 | 0 | 0 | 0 | 0 | 0 | 0 | 0 | 0 | 0 | 0 | 0 | 0 | 0 | 0 | 0
10 | 730 | 732 | 730 732 Copier Power Management Enabling / Hotel or Motel | 0 | 0 | 390 | 0 | 0 | 0 | 0 | 0 | 0 | 0 | 0 | 0 | 0 | 0 | 0 | 0 | 0 | 0 | 0 | 0 | 0 | 0 | 0 | 0 | 0 | 0 | 0 | 0 | 0 | 0
10 | 740 | 741 | 740 741 Printer Power Management Enabling / Hotel or Motel | 0 | 0 | 390 | 0 | 0 | 0 | 0 | 0 | 0 | 0 | 0 | 0 | 0 | 0 | 0 | 0 | 0 | 0 | 0 | 0 | 0 | 0 | 0 | 0 | 0 | 0 | 0 | 0 | 0 | 0
10 | 800 | 801 | 800 801 Convection Oven / Hotel or Motel | 0 | 0 | 390 | 0 | 0 | 0 | 0 | 0 | 0 | 0 | 0 | 0 | 0 | 0 | 0 | 0 | 0 | 0 | 0 | 0 | 0 | 0 | 0 | 0 | 0 | 0 | 0 | 0 | 0 | 0
10 | 810 | 811 | 810 811 Efficient Fryer / Hotel or Motel | 0 | 0 | 390 | 0 | 0 | 0 | 0 | 0 | 0 | 0 | 0 | 0 | 0 | 0 | 0 | 0 | 0 | 0 | 0 | 0 | 0 | 0 | 0 | 0 | 0 | 0 | 0 | 0 | 0 | 0
10 | 900 | 901 | 900 901 Vending Misers (cooled machines only) / Hotel or Motel | 0 | 0 | 390 | 0 | 0 | 0 | 0 | 0 | 0 | 0 | 0 | 0 | 0 | 0 | 0 | 0 | 0 | 0 | 0 | 0 | 0 | 0 | 0 | 0 | 0 | 0 | 0 | 0 | 0 | 0
11 | 110 | 111 | 110 111 Premium T8, Elecctronic Ballast / Other | 0 | 0 | 390 | 0 | 0 | 0 | 0 | 0 | 0 | 0 | 0 | 0 | 0 | 0 | 0 | 0 | 0 | 0 | 0 | 0 | 0 | 0 | 0 | 0 | 0 | 0 | 0 | 0 | 0 | 0
11 | 110 | 114 | 110 114 Continuous Dimming / Other | 0 | 0 | 390 | 0 | 0 | 0 | 0 | 0 | 0 | 0 | 0 | 0 | 0 | 0 | 0 | 0 | 0 | 0 | 0 | 0 | 0 | 0 | 0 | 0 | 0 | 0 | 0 | 0 | 0 | 0
11 | 110 | 115 | 110 115 Lighting Control Tuneup / Other | 0 | 0 | 390 | 0 | 0 | 0 | 0 | 0 | 0 | 0 | 0 | 0 | 0 | 0 | 0 | 0 | 0 | 0 | 0 | 0 | 0 | 0 | 0 | 0 | 0 | 0 | 0 | 0 | 0 | 0
11 | 120 | 121 | 120 121 ROB Premium T8, 1EB / Other | 0 | 0 | 390 | 0 | 0 | 0 | 0 | 0 | 0 | 0 | 0 | 0 | 0 | 0 | 0 | 0 | 0 | 0 | 0 | 0 | 0 | 0 | 0 | 0 | 0 | 0 | 0 | 0 | 0 | 0
11 | 120 | 122 | 120 122 ROB Premium T8, EB, Reflector / Other | 0 | 0 | 390 | 0 | 0 | 0 | 0 | 0 | 0 | 0 | 0 | 0 | 0 | 0 | 0 | 0 | 0 | 0 | 0 | 0 | 0 | 0 | 0 | 0 | 0 | 0 | 0 | 0 | 0 | 0
11 | 120 | 123 | 120 123 Occupancy Sensor / Other | 0 | 0 | 390 | 0 | 0 | 0 | 0 | 0 | 0 | 0 | 0 | 0 | 0 | 0 | 0 | 0 | 0 | 0 | 0 | 0 | 0 | 0 | 0 | 0 | 0 | 0 | 0 | 0 | 0 | 0
11 | 120 | 124 | 120 124 Lighting Control Tuneup / Other | 0 | 0 | 390 | 0 | 0 | 0 | 0 | 0 | 0 | 0 | 0 | 0 | 0 | 0 | 0 | 0 | 0 | 0 | 0 | 0 | 0 | 0 | 0 | 0 | 0 | 0 | 0 | 0 | 0 | 0
11 | 130 | 131 | 130 131 CFL Screw-in 18W / Other | 0 | 0 | 390 | 0 | 0 | 0 | 0 | 0 | 0 | 0 | 0 | 0 | 0 | 0 | 0 | 0 | 0 | 0 | 0 | 0 | 0 | 0 | 0 | 0 | 0 | 0 | 0 | 0 | 0 | 0
11 | 150 | 151 | 150 151 PSMH, 250W, magnetic ballast / Other | 0 | 0 | 390 | 0 | 0 | 0 | 0 | 0 | 0 | 0 | 0 | 0 | 0 | 0 | 0 | 0 | 0 | 0 | 0 | 0 | 0 | 0 | 0 | 0 | 0 | 0 | 0 | 0 | 0 | 0
11 | 150 | 152 | 150 152 PSMH, 250 W, electronic ballast / Other | 0 | 0 | 390 | 0 | 0 | 0 | 0 | 0 | 0 | 0 | 0 | 0 | 0 | 0 | 0 | 0 | 0 | 0 | 0 | 0 | 0 | 0 | 0 | 0 | 0 | 0 | 0 | 0 | 0 | 0
11 | 150 | 153 | 150 153 High Bay T5 / Other | 0 | 0 | 390 | 0 | 0 | 0 | 0 | 0 | 0 | 0 | 0 | 0 | 0 | 0 | 0 | 0 | 0 | 0 | 0 | 0 | 0 | 0 | 0 | 0 | 0 | 0 | 0 | 0 | 0 | 0
11 | 160 | 161 | 160 161 LED Exit Sign / Other | 0 | 0 | 390 | 0 | 0 | 0 | 0 | 0 | 0 | 0 | 0 | 0 | 0 | 0 | 0 | 0 | 0 | 0 | 0 | 0 | 0 | 0 | 0 | 0 | 0 | 0 | 0 | 0 | 0 | 0
11 | 200 | 201 | 200 201 High Pressure Sodium 250W Lamp / Other | 0 | 0 | 390 | 0 | 0 | 0 | 0 | 0 | 0 | 0 | 0 | 0 | 0 | 0 | 0 | 0 | 0 | 0 | 0 | 0 | 0 | 0 | 0 | 0 | 0 | 0 | 0 | 0 | 0 | 0
11 | 200 | 202 | 200 202 Outdoor Lighting Controls (Photocell/Timeclock) / Other | 0 | 0 | 390 | 0 | 0 | 0 | 0 | 0 | 0 | 0 | 0 | 0 | 0 | 0 | 0 | 0 | 0 | 0 | 0 | 0 | 0 | 0 | 0 | 0 | 0 | 0 | 0 | 0 | 0 | 0
11 | 210 | 211 | 210 211 Outdoor Lighting Controls (Photocell/Timeclock) / Other | 0 | 0 | 390 | 0 | 0 | 0 | 0 | 0 | 0 | 0 | 0 | 0 | 0 | 0 | 0 | 0 | 0 | 0 | 0 | 0 | 0 | 0 | 0 | 0 | 0 | 0 | 0 | 0 | 0 | 0
11 | 300 | 301 | 300 301 Centrifugal Chiller, 0.51 kW/ton, 500 tons / Other | 0 | 0 | 390 | 0 | 0 | 0 | 0 | 0 | 0 | 0 | 0 | 0 | 0 | 0 | 0 | 0 | 0 | 0 | 0 | 0 | 0 | 0 | 0 | 0 | 0 | 0 | 0 | 0 | 0 | 0
11 | 300 | 302 | 300 302 High Efficiency Chiller Motors / Other | 0 | 0 | 390 | 0 | 0 | 0 | 0 | 0 | 0 | 0 | 0 | 0 | 0 | 0 | 0 | 0 | 0 | 0 | 0 | 0 | 0 | 0 | 0 | 0 | 0 | 0 | 0 | 0 | 0 | 0
11 | 300 | 304 | 300 304 EMS - Chiller / Other | 0 | 0 | 390 | 0 | 0 | 0 | 0 | 0 | 0 | 0 | 0 | 0 | 0 | 0 | 0 | 0 | 0 | 0 | 0 | 0 | 0 | 0 | 0 | 0 | 0 | 0 | 0 | 0 | 0 | 0
11 | 300 | 305 | 300 305 Chiller Tune Up/Diagnostics / Other | 0 | 0 | 390 | 0 | 0 | 0 | 0 | 0 | 0 | 0 | 0 | 0 | 0 | 0 | 0 | 0 | 0 | 0 | 0 | 0 | 0 | 0 | 0 | 0 | 0 | 0 | 0 | 0 | 0 | 0
11 | 300 | 306 | 300 306 VSD for Chiller Pumps and Towers / Other | 0 | 0 | 390 | 0 | 0 | 0 | 0 | 0 | 0 | 0 | 0 | 0 | 0 | 0 | 0 | 0 | 0 | 0 | 0 | 0 | 0 | 0 | 0 | 0 | 0 | 0 | 0 | 0 | 0 | 0
11 | 300 | 307 | 300 307 EMS Optimization / Other | 0 | 0 | 390 | 0 | 0 | 0 | 0 | 0 | 0 | 0 | 0 | 0 | 0 | 0 | 0 | 0 | 0 | 0 | 0 | 0 | 0 | 0 | 0 | 0 | 0 | 0 | 0 | 0 | 0 | 0
11 | 300 | 308 | 300 308 Aerosole Duct Sealing / Other | 0 | 0 | 390 | 0 | 0 | 0 | 0 | 0 | 0 | 0 | 0 | 0 | 0 | 0 | 0 | 0 | 0 | 0 | 0 | 0 | 0 | 0 | 0 | 0 | 0 | 0 | 0 | 0 | 0 | 0
11 | 300 | 309 | 300 309 Duct/Pipe Insulation / Other | 0 | 0 | 390 | 0 | 0 | 0 | 0 | 0 | 0 | 0 | 0 | 0 | 0 | 0 | 0 | 0 | 0 | 0 | 0 | 0 | 0 | 0 | 0 | 0 | 0 | 0 | 0 | 0 | 0 | 0
11 | 300 | 311 | 300 311 Window Film (Standard) / Other | 0 | 0 | 390 | 0 | 0 | 0 | 0 | 0 | 0 | 0 | 0 | 0 | 0 | 0 | 0 | 0 | 0 | 0 | 0 | 0 | 0 | 0 | 0 | 0 | 0 | 0 | 0 | 0 | 0 | 0
11 | 300 | 313 | 300 313 Ceiling Insulation / Other | 0 | 0 | 390 | 0 | 0 | 0 | 0 | 0 | 0 | 0 | 0 | 0 | 0 | 0 | 0 | 0 | 0 | 0 | 0 | 0 | 0 | 0 | 0 | 0 | 0 | 0 | 0 | 0 | 0 | 0
11 | 300 | 314 | 300 314 Roof Insulation / Other | 0 | 0 | 390 | 0 | 0 | 0 | 0 | 0 | 0 | 0 | 0 | 0 | 0 | 0 | 0 | 0 | 0 | 0 | 0 | 0 | 0 | 0 | 0 | 0 | 0 | 0 | 0 | 0 | 0 | 0
11 | 300 | 317 | 300 317 Thermal Energy Storage (TES) Positive / Other | 0 | 0 | 390 | 0 | 0 | 0 | 0 | 0 | 0 | 0 | 0 | 0 | 0 | 0 | 0 | 0 | 0 | 0 | 0 | 0 | 0 | 0 | 0 | 0 | 0 | 0 | 0 | 0 | 0 | 0
11 | 300 | 317 | 300 317 Thermal Energy Storage (TES) Negative / Other | 0 | 0 | 0 | 0 | 0 | 0 | 0 | 0 | 0 | 0 | 0 | 0 | 0 | 0 | 0 | 0 | 0 | 0 | 0 | 0 | 0 | 0 | 0 | 0 | 0 | 0 | 0 | 0 | 0 | 0
11 | 320 | 321 | 320 321 DX Packaged System, EER=10.9, 10 tons / Other | 0 | 0 | 390 | 0 | 0 | 0 | 0 | 0 | 0 | 0 | 0 | 0 | 0 | 0 | 0 | 0 | 0 | 0 | 0 | 0 | 0 | 0 | 0 | 0 | 0 | 0 | 0 | 0 | 0 | 0
11 | 320 | 322 | 320 322 Hybrid Dessicant-DX System (Trane CDQ) / Other | 0 | 0 | 390 | 0 | 0 | 0 | 0 | 0 | 0 | 0 | 0 | 0 | 0 | 0 | 0 | 0 | 0 | 0 | 0 | 0 | 0 | 0 | 0 | 0 | 0 | 0 | 0 | 0 | 0 | 0
11 | 320 | 323 | 320 323 Geothermal Heat Pump, EER=13, 10 tons / Other | 0 | 0 | 390 | 0 | 0 | 0 | 0 | 0 | 0 | 0 | 0 | 0 | 0 | 0 | 0 | 0 | 0 | 0 | 0 | 0 | 0 | 0 | 0 | 0 | 0 | 0 | 0 | 0 | 0 | 0
11 | 320 | 326 | 320 326 DX Tune Up/ Advanced Diagnostics / Other | 0 | 0 | 390 | 0 | 0 | 0 | 0 | 0 | 0 | 0 | 0 | 0 | 0 | 0 | 0 | 0 | 0 | 0 | 0 | 0 | 0 | 0 | 0 | 0 | 0 | 0 | 0 | 0 | 0 | 0
11 | 320 | 327 | 320 327 DX Coil Cleaning / Other | 0 | 0 | 390 | 0 | 0 | 0 | 0 | 0 | 0 | 0 | 0 | 0 | 0 | 0 | 0 | 0 | 0 | 0 | 0 | 0 | 0 | 0 | 0 | 0 | 0 | 0 | 0 | 0 | 0 | 0
11 | 320 | 329 | 320 329 Aerosole Duct Sealing / Other | 0 | 0 | 390 | 0 | 0 | 0 | 0 | 0 | 0 | 0 | 0 | 0 | 0 | 0 | 0 | 0 | 0 | 0 | 0 | 0 | 0 | 0 | 0 | 0 | 0 | 0 | 0 | 0 | 0 | 0
11 | 320 | 330 | 320 330 Duct/Pipe Insulation / Other | 0 | 0 | 390 | 0 | 0 | 0 | 0 | 0 | 0 | 0 | 0 | 0 | 0 | 0 | 0 | 0 | 0 | 0 | 0 | 0 | 0 | 0 | 0 | 0 | 0 | 0 | 0 | 0 | 0 | 0
11 | 320 | 334 | 320 334 Ceiling Insulation / Other | 0 | 0 | 390 | 0 | 0 | 0 | 0 | 0 | 0 | 0 | 0 | 0 | 0 | 0 | 0 | 0 | 0 | 0 | 0 | 0 | 0 | 0 | 0 | 0 | 0 | 0 | 0 | 0 | 0 | 0
11 | 320 | 335 | 320 335 Roof Insulation / Other | 0 | 0 | 390 | 0 | 0 | 0 | 0 | 0 | 0 | 0 | 0 | 0 | 0 | 0 | 0 | 0 | 0 | 0 | 0 | 0 | 0 | 0 | 0 | 0 | 0 | 0 | 0 | 0 | 0 | 0
11 | 340 | 344 | 340 344 Aerosole Duct Sealing / Other | 0 | 0 | 390 | 0 | 0 | 0 | 0 | 0 | 0 | 0 | 0 | 0 | 0 | 0 | 0 | 0 | 0 | 0 | 0 | 0 | 0 | 0 | 0 | 0 | 0 | 0 | 0 | 0 | 0 | 0
11 | 340 | 345 | 340 345 Duct/Pipe Insulation / Other | 0 | 0 | 390 | 0 | 0 | 0 | 0 | 0 | 0 | 0 | 0 | 0 | 0 | 0 | 0 | 0 | 0 | 0 | 0 | 0 | 0 | 0 | 0 | 0 | 0 | 0 | 0 | 0 | 0 | 0
11 | 340 | 349 | 340 349 Ceiling Insulation / Other | 0 | 0 | 390 | 0 | 0 | 0 | 0 | 0 | 0 | 0 | 0 | 0 | 0 | 0 | 0 | 0 | 0 | 0 | 0 | 0 | 0 | 0 | 0 | 0 | 0 | 0 | 0 | 0 | 0 | 0
11 | 340 | 351 | 340 351 Cool Roof - DX / Other | 0 | 0 | 390 | 0 | 0 | 0 | 0 | 0 | 0 | 0 | 0 | 0 | 0 | 0 | 0 | 0 | 0 | 0 | 0 | 0 | 0 | 0 | 0 | 0 | 0 | 0 | 0 | 0 | 0 | 0
11 | 360 | 361 | 360 361 HE PTAC, EER=9.6, 1 ton / Other | 0 | 0 | 390 | 0 | 0 | 0 | 0 | 0 | 0 | 0 | 0 | 0 | 0 | 0 | 0 | 0 | 0 | 0 | 0 | 0 | 0 | 0 | 0 | 0 | 0 | 0 | 0 | 0 | 0 | 0
11 | 400 | 403 | 400 403 Air Handler Optimization / Other | 0 | 0 | 390 | 0 | 0 | 0 | 0 | 0 | 0 | 0 | 0 | 0 | 0 | 0 | 0 | 0 | 0 | 0 | 0 | 0 | 0 | 0 | 0 | 0 | 0 | 0 | 0 | 0 | 0 | 0
11 | 400 | 404 | 400 404 Electronically Commutated Motors (ECM) on an Air Handler Unit / Other | 0 | 0 | 390 | 0 | 0 | 0 | 0 | 0 | 0 | 0 | 0 | 0 | 0 | 0 | 0 | 0 | 0 | 0 | 0 | 0 | 0 | 0 | 0 | 0 | 0 | 0 | 0 | 0 | 0 | 0
11 | 400 | 405 | 400 405 Demand Control Ventilation (DCV) / Other | 0 | 0 | 390 | 0 | 0 | 0 | 0 | 0 | 0 | 0 | 0 | 0 | 0 | 0 | 0 | 0 | 0 | 0 | 0 | 0 | 0 | 0 | 0 | 0 | 0 | 0 | 0 | 0 | 0 | 0
11 | 400 | 406 | 400 406 Energy Recovery Ventilation (ERV) / Other | 0 | 0 | 390 | 0 | 0 | 0 | 0 | 0 | 0 | 0 | 0 | 0 | 0 | 0 | 0 | 0 | 0 | 0 | 0 | 0 | 0 | 0 | 0 | 0 | 0 | 0 | 0 | 0 | 0 | 0
11 | 600 | 603 | 600 603 Heat Pump Water Heater (air source) / Other | 0 | 0 | 390 | 0 | 0 | 0 | 0 | 0 | 0 | 0 | 0 | 0 | 0 | 0 | 0 | 0 | 0 | 0 | 0 | 0 | 0 | 0 | 0 | 0 | 0 | 0 | 0 | 0 | 0 | 0
11 | 600 | 604 | 600 604 Solar Water Heater / Other | 0 | 0 | 390 | 0 | 0 | 0 | 0 | 0 | 0 | 0 | 0 | 0 | 0 | 0 | 0 | 0 | 0 | 0 | 0 | 0 | 0 | 0 | 0 | 0 | 0 | 0 | 0 | 0 | 0 | 0
11 | 600 | 606 | 600 606 Demand controlled circulating systems / Other | 0 | 0 | 390 | 0 | 0 | 0 | 0 | 0 | 0 | 0 | 0 | 0 | 0 | 0 | 0 | 0 | 0 | 0 | 0 | 0 | 0 | 0 | 0 | 0 | 0 | 0 | 0 | 0 | 0 | 0
11 | 600 | 608 | 600 608 Heat Recovery Unit / Other | 0 | 0 | 390 | 0 | 0 | 0 | 0 | 0 | 0 | 0 | 0 | 0 | 0 | 0 | 0 | 0 | 0 | 0 | 0 | 0 | 0 | 0 | 0 | 0 | 0 | 0 | 0 | 0 | 0 | 0
11 | 600 | 609 | 600 609 Heat Trap / Other | 0 | 0 | 390 | 0 | 0 | 0 | 0 | 0 | 0 | 0 | 0 | 0 | 0 | 0 | 0 | 0 | 0 | 0 | 0 | 0 | 0 | 0 | 0 | 0 | 0 | 0 | 0 | 0 | 0 | 0
11 | 600 | 610 | 600 610 Hot Water Pipe Insulation / Other | 0 | 0 | 390 | 0 | 0 | 0 | 0 | 0 | 0 | 0 | 0 | 0 | 0 | 0 | 0 | 0 | 0 | 0 | 0 | 0 | 0 | 0 | 0 | 0 | 0 | 0 | 0 | 0 | 0 | 0
11 | 700 | 701 | 700 701 PC Manual Power Management Enabling / Other | 0 | 0 | 390 | 0 | 0 | 0 | 0 | 0 | 0 | 0 | 0 | 0 | 0 | 0 | 0 | 0 | 0 | 0 | 0 | 0 | 0 | 0 | 0 | 0 | 0 | 0 | 0 | 0 | 0 | 0
11 | 700 | 702 | 700 702 PC Network Power Management Enabling / Other | 0 | 0 | 390 | 0 | 0 | 0 | 0 | 0 | 0 | 0 | 0 | 0 | 0 | 0 | 0 | 0 | 0 | 0 | 0 | 0 | 0 | 0 | 0 | 0 | 0 | 0 | 0 | 0 | 0 | 0
11 | 710 | 711 | 710 711 Energy Star or Better Monitor / Other | 0 | 0 | 390 | 0 | 0 | 0 | 0 | 0 | 0 | 0 | 0 | 0 | 0 | 0 | 0 | 0 | 0 | 0 | 0 | 0 | 0 | 0 | 0 | 0 | 0 | 0 | 0 | 0 | 0 | 0
11 | 710 | 712 | 710 712 Monitor Power Management Enabling / Other | 0 | 0 | 390 | 0 | 0 | 0 | 0 | 0 | 0 | 0 | 0 | 0 | 0 | 0 | 0 | 0 | 0 | 0 | 0 | 0 | 0 | 0 | 0 | 0 | 0 | 0 | 0 | 0 | 0 | 0
11 | 720 | 721 | 720 721 Energy Star or Better Monitor / Other | 0 | 0 | 390 | 0 | 0 | 0 | 0 | 0 | 0 | 0 | 0 | 0 | 0 | 0 | 0 | 0 | 0 | 0 | 0 | 0 | 0 | 0 | 0 | 0 | 0 | 0 | 0 | 0 | 0 | 0
11 | 720 | 722 | 720 722 Monitor Power Management Enabling / Other | 0 | 0 | 390 | 0 | 0 | 0 | 0 | 0 | 0 | 0 | 0 | 0 | 0 | 0 | 0 | 0 | 0 | 0 | 0 | 0 | 0 | 0 | 0 | 0 | 0 | 0 | 0 | 0 | 0 | 0
11 | 730 | 731 | 730 731 Energy Star or Better Copier / Other | 0 | 0 | 390 | 0 | 0 | 0 | 0 | 0 | 0 | 0 | 0 | 0 | 0 | 0 | 0 | 0 | 0 | 0 | 0 | 0 | 0 | 0 | 0 | 0 | 0 | 0 | 0 | 0 | 0 | 0
11 | 730 | 732 | 730 732 Copier Power Management Enabling / Other | 0 | 0 | 390 | 0 | 0 | 0 | 0 | 0 | 0 | 0 | 0 | 0 | 0 | 0 | 0 | 0 | 0 | 0 | 0 | 0 | 0 | 0 | 0 | 0 | 0 | 0 | 0 | 0 | 0 | 0
11 | 740 | 741 | 740 741 Printer Power Management Enabling / Other | 0 | 0 | 390 | 0 | 0 | 0 | 0 | 0 | 0 | 0 | 0 | 0 | 0 | 0 | 0 | 0 | 0 | 0 | 0 | 0 | 0 | 0 | 0 | 0 | 0 | 0 | 0 | 0 | 0 | 0
11 | 800 | 801 | 800 801 Convection Oven / Other | 0 | 0 | 390 | 0 | 0 | 0 | 0 | 0 | 0 | 0 | 0 | 0 | 0 | 0 | 0 | 0 | 0 | 0 | 0 | 0 | 0 | 0 | 0 | 0 | 0 | 0 | 0 | 0 | 0 | 0
11 | 900 | 901 | 900 901 Vending Misers (cooled machines only) / Other | 0 | 0 | 390 | 0 | 0 | 0 | 0 | 0 | 0 | 0 | 0 | 0 | 0 | 0 | 0 | 0 | 0 | 0 | 0 | 0 | 0 | 0 | 0 | 0 | 0 | 0 | 0 | 0 | 0 | 0
12 | 100 | 125 | 100 125 LED Linear Tube 22W / All | 0 | 0 | 390 | 0 | 0 | 0 | 0 | 0 | 0 | 0 | 0 | 0 | 0 | 0 | 0 | 0 | 0 | 0 | 0 | 0 | 0 | 0 | 0 | 0 | 0 | 0 | 0 | 0 | 0 | 0
12 | 100 | 132 | 100 132 Flood LED 14W / All | 0 | 0 | 390 | 0 | 0 | 0 | 0 | 0 | 0 | 0 | 0 | 0 | 0 | 0 | 0 | 0 | 0 | 0 | 0 | 0 | 0 | 0 | 0 | 0 | 0 | 0 | 0 | 0 | 0 | 0
12 | 100 | 146 | 100 146 LED (12-Watt) / All | 0 | 0 | 390 | 0 | 0 | 0 | 0 | 0 | 0 | 0 | 0 | 0 | 0 | 0 | 0 | 0 | 0 | 0 | 0 | 0 | 0 | 0 | 0 | 0 | 0 | 0 | 0 | 0 | 0 | 0
12 | 100 | 154 | 100 154 LED High Bay 83W (400W equivalent) / All | 0 | 0 | 390 | 0 | 0 | 0 | 0 | 0 | 0 | 0 | 0 | 0 | 0 | 0 | 0 | 0 | 0 | 0 | 0 | 0 | 0 | 0 | 0 | 0 | 0 | 0 | 0 | 0 | 0 | 0
12 | 200 | 203 | 200 203 Outdoor LED 104W / All | 0 | 0 | 390 | 0 | 0 | 0 | 0 | 0 | 0 | 0 | 0 | 0 | 0 | 0 | 0 | 0 | 0 | 0 | 0 | 0 | 0 | 0 | 0 | 0 | 0 | 0 | 0 | 0 | 0 | 0
12 | 300 | 337 | 300 337 Run Time Optimizer / All | 0 | 0 | 390 | 0 | 0 | 0 | 0 | 0 | 0 | 0 | 0 | 0 | 0 | 0 | 0 | 0 | 0 | 0 | 0 | 0 | 0 | 0 | 0 | 0 | 0 | 0 | 0 | 0 | 0 | 0
12 | 300 | 338 | 300 338 dehumidification hybrid desiccant heat pump / All | 0 | 0 | 390 | 0 | 0 | 0 | 0 | 0 | 0 | 0 | 0 | 0 | 0 | 0 | 0 | 0 | 0 | 0 | 0 | 0 | 0 | 0 | 0 | 0 | 0 | 0 | 0 | 0 | 0 | 0
12 | 800 | 518 | 800 518 Ice Machine / All | 0 | 0 | 390 | 0 | 0 | 0 | 0 | 0 | 0 | 0 | 0 | 0 | 0 | 0 | 0 | 0 | 0 | 0 | 0 | 0 | 0 | 0 | 0 | 0 | 0 | 0 | 0 | 0 | 0 | 0
12 | 600 | 611 | 600 611 0.5 Faucet Aerator (DI) - Commercial / All | 0 | 0 | 390 | 0 | 0 | 0 | 0 | 0 | 0 | 0 | 0 | 0 | 0 | 0 | 0 | 0 | 0 | 0 | 0 | 0 | 0 | 0 | 0 | 0 | 0 | 0 | 0 | 0 | 0 | 0
12 | 600 | 612 | 600 612 1.0 gpm Faucet Aerator (DI) -Commercial / All | 0 | 0 | 390 | 0 | 0 | 0 | 0 | 0 | 0 | 0 | 0 | 0 | 0 | 0 | 0 | 0 | 0 | 0 | 0 | 0 | 0 | 0 | 0 | 0 | 0 | 0 | 0 | 0 | 0 | 0
12 | 600 | 613 | 600 613 1.5 gpm Shower Head (DI) - Commercial / All | 0 | 0 | 390 | 0 | 0 | 0 | 0 | 0 | 0 | 0 | 0 | 0 | 0 | 0 | 0 | 0 | 0 | 0 | 0 | 0 | 0 | 0 | 0 | 0 | 0 | 0 | 0 | 0 | 0 | 0
12 | 800 | 812 | 800 812 Griddle / All | 0 | 0 | 390 | 0 | 0 | 0 | 0 | 0 | 0 | 0 | 0 | 0 | 0 | 0 | 0 | 0 | 0 | 0 | 0 | 0 | 0 | 0 | 0 | 0 | 0 | 0 | 0 | 0 | 0 | 0
12 | 800 | 813 | 800 813 Steamer / All | 0 | 0 | 390 | 0 | 0 | 0 | 0 | 0 | 0 | 0 | 0 | 0 | 0 | 0 | 0 | 0 | 0 | 0 | 0 | 0 | 0 | 0 | 0 | 0 | 0 | 0 | 0 | 0 | 0 | 0
12 | 800 | 814 | 800 814 Holding Cabinet / All | 0 | 0 | 390 | 0 | 0 | 0 | 0 | 0 | 0 | 0 | 0 | 0 | 0 | 0 | 0 | 0 | 0 | 0 | 0 | 0 | 0 | 0 | 0 | 0 | 0 | 0 | 0 | 0 | 0 | 0
12 | 700 | 910 | 700 910 Server Virtualization / All | 0 | 0 | 390 | 0 | 0 | 0 | 0 | 0 | 0 | 0 | 0 | 0 | 0 | 0 | 0 | 0 | 0 | 0 | 0 | 0 | 0 | 0 | 0 | 0 | 0 | 0 | 0 | 0 | 0 | 0

## Incentives
Building # | Base # | Measure # | Measure Name | 2013 | 2014 | 2015 | 2016 | 2017 | 2018 | 2019 | 2020 | 2021 | 2022 | 2023 | 2024 | 2025 | 2026 | 2027 | 2028 | 2029 | 2030 | 2031 | 2032 | 2033 | 2034 | 2035 | 2036 | 2037 | 2038 | 2039 | 2040 | 2041 | 2042
1 | 110 | 111 | 110 111 Premium T8, Elecctronic Ballast / Office | 0 | 0 | 0 | 0 | 0 | 0 | 0 | 0 | 0 | 0 | 0 | 0 | 0 | 0 | 0 | 0 | 0 | 0 | 0 | 0 | 0 | 0 | 0 | 0 | 0 | 0 | 0 | 0 | 0 | 0
1 | 110 | 112 | 110 112 Premium T8, EB, Reflector / Office | 0 | 0 | 0 | 0 | 0 | 0 | 0 | 0 | 0 | 0 | 0 | 0 | 0 | 0 | 0 | 0 | 0 | 0 | 0 | 0 | 0 | 0 | 0 | 0 | 0 | 0 | 0 | 0 | 0 | 0
1 | 110 | 113 | 110 113 Occupancy Sensor / Office | 0 | 0 | 0 | 0 | 0 | 0 | 0 | 0 | 0 | 0 | 0 | 0 | 0 | 0 | 0 | 0 | 0 | 0 | 0 | 0 | 0 | 0 | 0 | 0 | 0 | 0 | 0 | 0 | 0 | 0
1 | 110 | 114 | 110 114 Continuous Dimming / Office | 0 | 0 | 0 | 0 | 0 | 0 | 0 | 0 | 0 | 0 | 0 | 0 | 0 | 0 | 0 | 0 | 0 | 0 | 0 | 0 | 0 | 0 | 0 | 0 | 0 | 0 | 0 | 0 | 0 | 0
1 | 110 | 115 | 110 115 Lighting Control Tuneup / Office | 0 | 0 | 0 | 0 | 0 | 0 | 0 | 0 | 0 | 0 | 0 | 0 | 0 | 0 | 0 | 0 | 0 | 0 | 0 | 0 | 0 | 0 | 0 | 0 | 0 | 0 | 0 | 0 | 0 | 0
1 | 120 | 121 | 120 121 ROB Premium T8, 1EB / Office | 0 | 0 | 0 | 0 | 0 | 0 | 0 | 0 | 0 | 0 | 0 | 0 | 0 | 0 | 0 | 0 | 0 | 0 | 0 | 0 | 0 | 0 | 0 | 0 | 0 | 0 | 0 | 0 | 0 | 0
1 | 120 | 122 | 120 122 ROB Premium T8, EB, Reflector / Office | 0 | 0 | 0 | 0 | 0 | 0 | 0 | 0 | 0 | 0 | 0 | 0 | 0 | 0 | 0 | 0 | 0 | 0 | 0 | 0 | 0 | 0 | 0 | 0 | 0 | 0 | 0 | 0 | 0 | 0
1 | 120 | 123 | 120 123 Occupancy Sensor / Office | 0 | 0 | 0 | 0 | 0 | 0 | 0 | 0 | 0 | 0 | 0 | 0 | 0 | 0 | 0 | 0 | 0 | 0 | 0 | 0 | 0 | 0 | 0 | 0 | 0 | 0 | 0 | 0 | 0 | 0
1 | 120 | 124 | 120 124 Lighting Control Tuneup / Office | 0 | 0 | 0 | 0 | 0 | 0 | 0 | 0 | 0 | 0 | 0 | 0 | 0 | 0 | 0 | 0 | 0 | 0 | 0 | 0 | 0 | 0 | 0 | 0 | 0 | 0 | 0 | 0 | 0 | 0
1 | 130 | 131 | 130 131 CFL Screw-in 18W / Office | 0 | 0 | 0 | 0 | 0 | 0 | 0 | 0 | 0 | 0 | 0 | 0 | 0 | 0 | 0 | 0 | 0 | 0 | 0 | 0 | 0 | 0 | 0 | 0 | 0 | 0 | 0 | 0 | 0 | 0
1 | 140 | 141 | 140 141 CFL Hardwired, Modular 18W / Office | 0 | 0 | 0 | 0 | 0 | 0 | 0 | 0 | 0 | 0 | 0 | 0 | 0 | 0 | 0 | 0 | 0 | 0 | 0 | 0 | 0 | 0 | 0 | 0 | 0 | 0 | 0 | 0 | 0 | 0
1 | 150 | 151 | 150 151 PSMH, 250W, magnetic ballast / Office | 0 | 0 | 0 | 0 | 0 | 0 | 0 | 0 | 0 | 0 | 0 | 0 | 0 | 0 | 0 | 0 | 0 | 0 | 0 | 0 | 0 | 0 | 0 | 0 | 0 | 0 | 0 | 0 | 0 | 0
1 | 150 | 153 | 150 153 High Bay T5 / Office | 0 | 0 | 0 | 0 | 0 | 0 | 0 | 0 | 0 | 0 | 0 | 0 | 0 | 0 | 0 | 0 | 0 | 0 | 0 | 0 | 0 | 0 | 0 | 0 | 0 | 0 | 0 | 0 | 0 | 0
1 | 160 | 161 | 160 161 LED Exit Sign / Office | 0 | 0 | 0 | 0 | 0 | 0 | 0 | 0 | 0 | 0 | 0 | 0 | 0 | 0 | 0 | 0 | 0 | 0 | 0 | 0 | 0 | 0 | 0 | 0 | 0 | 0 | 0 | 0 | 0 | 0
1 | 200 | 201 | 200 201 High Pressure Sodium 250W Lamp / Office | 0 | 0 | 0 | 0 | 0 | 0 | 0 | 0 | 0 | 0 | 0 | 0 | 0 | 0 | 0 | 0 | 0 | 0 | 0 | 0 | 0 | 0 | 0 | 0 | 0 | 0 | 0 | 0 | 0 | 0
1 | 200 | 202 | 200 202 Outdoor Lighting Controls (Photocell/Timeclock) / Office | 0 | 0 | 0 | 0 | 0 | 0 | 0 | 0 | 0 | 0 | 0 | 0 | 0 | 0 | 0 | 0 | 0 | 0 | 0 | 0 | 0 | 0 | 0 | 0 | 0 | 0 | 0 | 0 | 0 | 0
1 | 210 | 211 | 210 211 Outdoor Lighting Controls (Photocell/Timeclock) / Office | 0 | 0 | 0 | 0 | 0 | 0 | 0 | 0 | 0 | 0 | 0 | 0 | 0 | 0 | 0 | 0 | 0 | 0 | 0 | 0 | 0 | 0 | 0 | 0 | 0 | 0 | 0 | 0 | 0 | 0
1 | 300 | 301 | 300 301 Centrifugal Chiller, 0.51 kW/ton, 500 tons / Office | 0 | 0 | 0 | 0 | 0 | 0 | 0 | 0 | 0 | 0 | 0 | 0 | 0 | 0 | 0 | 0 | 0 | 0 | 0 | 0 | 0 | 0 | 0 | 0 | 0 | 0 | 0 | 0 | 0 | 0
1 | 300 | 302 | 300 302 High Efficiency Chiller Motors / Office | 0 | 0 | 0 | 0 | 0 | 0 | 0 | 0 | 0 | 0 | 0 | 0 | 0 | 0 | 0 | 0 | 0 | 0 | 0 | 0 | 0 | 0 | 0 | 0 | 0 | 0 | 0 | 0 | 0 | 0
1 | 300 | 304 | 300 304 EMS - Chiller / Office | 0 | 0 | 0 | 0 | 0 | 0 | 0 | 0 | 0 | 0 | 0 | 0 | 0 | 0 | 0 | 0 | 0 | 0 | 0 | 0 | 0 | 0 | 0 | 0 | 0 | 0 | 0 | 0 | 0 | 0
1 | 300 | 305 | 300 305 Chiller Tune Up/Diagnostics / Office | 0 | 0 | 0 | 0 | 0 | 0 | 0 | 0 | 0 | 0 | 0 | 0 | 0 | 0 | 0 | 0 | 0 | 0 | 0 | 0 | 0 | 0 | 0 | 0 | 0 | 0 | 0 | 0 | 0 | 0
1 | 300 | 306 | 300 306 VSD for Chiller Pumps and Towers / Office | 0 | 0 | 0 | 0 | 0 | 0 | 0 | 0 | 0 | 0 | 0 | 0 | 0 | 0 | 0 | 0 | 0 | 0 | 0 | 0 | 0 | 0 | 0 | 0 | 0 | 0 | 0 | 0 | 0 | 0
1 | 300 | 308 | 300 308 Aerosole Duct Sealing / Office | 0 | 0 | 0 | 0 | 0 | 0 | 0 | 0 | 0 | 0 | 0 | 0 | 0 | 0 | 0 | 0 | 0 | 0 | 0 | 0 | 0 | 0 | 0 | 0 | 0 | 0 | 0 | 0 | 0 | 0
1 | 300 | 309 | 300 309 Duct/Pipe Insulation / Office | 0 | 0 | 0 | 0 | 0 | 0 | 0 | 0 | 0 | 0 | 0 | 0 | 0 | 0 | 0 | 0 | 0 | 0 | 0 | 0 | 0 | 0 | 0 | 0 | 0 | 0 | 0 | 0 | 0 | 0
1 | 300 | 311 | 300 311 Window Film (Standard) / Office | 0 | 0 | 0 | 0 | 0 | 0 | 0 | 0 | 0 | 0 | 0 | 0 | 0 | 0 | 0 | 0 | 0 | 0 | 0 | 0 | 0 | 0 | 0 | 0 | 0 | 0 | 0 | 0 | 0 | 0
1 | 300 | 313 | 300 313 Ceiling Insulation / Office | 0 | 0 | 0 | 0 | 0 | 0 | 0 | 0 | 0 | 0 | 0 | 0 | 0 | 0 | 0 | 0 | 0 | 0 | 0 | 0 | 0 | 0 | 0 | 0 | 0 | 0 | 0 | 0 | 0 | 0
1 | 300 | 314 | 300 314 Roof Insulation / Office | 0 | 0 | 0 | 0 | 0 | 0 | 0 | 0 | 0 | 0 | 0 | 0 | 0 | 0 | 0 | 0 | 0 | 0 | 0 | 0 | 0 | 0 | 0 | 0 | 0 | 0 | 0 | 0 | 0 | 0
1 | 300 | 315 | 300 315 Cool Roof - Chiller / Office | 0 | 0 | 0 | 0 | 0 | 0 | 0 | 0 | 0 | 0 | 0 | 0 | 0 | 0 | 0 | 0 | 0 | 0 | 0 | 0 | 0 | 0 | 0 | 0 | 0 | 0 | 0 | 0 | 0 | 0
1 | 300 | 317 | 300 317 Thermal Energy Storage (TES) Positive / Office | 0 | 0 | 0 | 0 | 0 | 0 | 0 | 0 | 0 | 0 | 0 | 0 | 0 | 0 | 0 | 0 | 0 | 0 | 0 | 0 | 0 | 0 | 0 | 0 | 0 | 0 | 0 | 0 | 0 | 0
1 | 300 | 317 | 300 317 Thermal Energy Storage (TES) Negative / Office | 0 | 0 | 0 | 0 | 0 | 0 | 0 | 0 | 0 | 0 | 0 | 0 | 0 | 0 | 0 | 0 | 0 | 0 | 0 | 0 | 0 | 0 | 0 | 0 | 0 | 0 | 0 | 0 | 0 | 0
1 | 320 | 321 | 320 321 DX Packaged System, EER=10.9, 10 tons / Office | 0 | 0 | 0 | 0 | 0 | 0 | 0 | 0 | 0 | 0 | 0 | 0 | 0 | 0 | 0 | 0 | 0 | 0 | 0 | 0 | 0 | 0 | 0 | 0 | 0 | 0 | 0 | 0 | 0 | 0
1 | 320 | 322 | 320 322 Hybrid Dessicant-DX System (Trane CDQ) / Office | 0 | 0 | 0 | 0 | 0 | 0 | 0 | 0 | 0 | 0 | 0 | 0 | 0 | 0 | 0 | 0 | 0 | 0 | 0 | 0 | 0 | 0 | 0 | 0 | 0 | 0 | 0 | 0 | 0 | 0
1 | 320 | 323 | 320 323 Geothermal Heat Pump, EER=13, 10 tons / Office | 0 | 0 | 0 | 0 | 0 | 0 | 0 | 0 | 0 | 0 | 0 | 0 | 0 | 0 | 0 | 0 | 0 | 0 | 0 | 0 | 0 | 0 | 0 | 0 | 0 | 0 | 0 | 0 | 0 | 0
1 | 320 | 327 | 320 327 DX Coil Cleaning / Office | 0 | 0 | 0 | 0 | 0 | 0 | 0 | 0 | 0 | 0 | 0 | 0 | 0 | 0 | 0 | 0 | 0 | 0 | 0 | 0 | 0 | 0 | 0 | 0 | 0 | 0 | 0 | 0 | 0 | 0
1 | 320 | 328 | 320 328 Optimize Controls / Office | 0 | 0 | 0 | 0 | 0 | 0 | 0 | 0 | 0 | 0 | 0 | 0 | 0 | 0 | 0 | 0 | 0 | 0 | 0 | 0 | 0 | 0 | 0 | 0 | 0 | 0 | 0 | 0 | 0 | 0
1 | 320 | 329 | 320 329 Aerosole Duct Sealing / Office | 0 | 0 | 0 | 0 | 0 | 0 | 0 | 0 | 0 | 0 | 0 | 0 | 0 | 0 | 0 | 0 | 0 | 0 | 0 | 0 | 0 | 0 | 0 | 0 | 0 | 0 | 0 | 0 | 0 | 0
1 | 320 | 330 | 320 330 Duct/Pipe Insulation / Office | 0 | 0 | 0 | 0 | 0 | 0 | 0 | 0 | 0 | 0 | 0 | 0 | 0 | 0 | 0 | 0 | 0 | 0 | 0 | 0 | 0 | 0 | 0 | 0 | 0 | 0 | 0 | 0 | 0 | 0
1 | 320 | 332 | 320 332 Window Film (Standard) / Office | 0 | 0 | 0 | 0 | 0 | 0 | 0 | 0 | 0 | 0 | 0 | 0 | 0 | 0 | 0 | 0 | 0 | 0 | 0 | 0 | 0 | 0 | 0 | 0 | 0 | 0 | 0 | 0 | 0 | 0
1 | 320 | 334 | 320 334 Ceiling Insulation / Office | 0 | 0 | 0 | 0 | 0 | 0 | 0 | 0 | 0 | 0 | 0 | 0 | 0 | 0 | 0 | 0 | 0 | 0 | 0 | 0 | 0 | 0 | 0 | 0 | 0 | 0 | 0 | 0 | 0 | 0
1 | 320 | 335 | 320 335 Roof Insulation / Office | 0 | 0 | 0 | 0 | 0 | 0 | 0 | 0 | 0 | 0 | 0 | 0 | 0 | 0 | 0 | 0 | 0 | 0 | 0 | 0 | 0 | 0 | 0 | 0 | 0 | 0 | 0 | 0 | 0 | 0
1 | 340 | 342 | 340 342 Geothermal Heat Pump, EER=13, 10 tons / Office | 0 | 0 | 0 | 0 | 0 | 0 | 0 | 0 | 0 | 0 | 0 | 0 | 0 | 0 | 0 | 0 | 0 | 0 | 0 | 0 | 0 | 0 | 0 | 0 | 0 | 0 | 0 | 0 | 0 | 0
1 | 340 | 344 | 340 344 Aerosole Duct Sealing / Office | 0 | 0 | 0 | 0 | 0 | 0 | 0 | 0 | 0 | 0 | 0 | 0 | 0 | 0 | 0 | 0 | 0 | 0 | 0 | 0 | 0 | 0 | 0 | 0 | 0 | 0 | 0 | 0 | 0 | 0
1 | 340 | 345 | 340 345 Duct/Pipe Insulation / Office | 0 | 0 | 0 | 0 | 0 | 0 | 0 | 0 | 0 | 0 | 0 | 0 | 0 | 0 | 0 | 0 | 0 | 0 | 0 | 0 | 0 | 0 | 0 | 0 | 0 | 0 | 0 | 0 | 0 | 0
1 | 340 | 347 | 340 347 Window Film (Standard) / Office | 0 | 0 | 0 | 0 | 0 | 0 | 0 | 0 | 0 | 0 | 0 | 0 | 0 | 0 | 0 | 0 | 0 | 0 | 0 | 0 | 0 | 0 | 0 | 0 | 0 | 0 | 0 | 0 | 0 | 0
1 | 340 | 349 | 340 349 Ceiling Insulation / Office | 0 | 0 | 0 | 0 | 0 | 0 | 0 | 0 | 0 | 0 | 0 | 0 | 0 | 0 | 0 | 0 | 0 | 0 | 0 | 0 | 0 | 0 | 0 | 0 | 0 | 0 | 0 | 0 | 0 | 0
1 | 340 | 350 | 340 350 Roof Insulation / Office | 0 | 0 | 0 | 0 | 0 | 0 | 0 | 0 | 0 | 0 | 0 | 0 | 0 | 0 | 0 | 0 | 0 | 0 | 0 | 0 | 0 | 0 | 0 | 0 | 0 | 0 | 0 | 0 | 0 | 0
1 | 340 | 351 | 340 351 Cool Roof - DX / Office | 0 | 0 | 0 | 0 | 0 | 0 | 0 | 0 | 0 | 0 | 0 | 0 | 0 | 0 | 0 | 0 | 0 | 0 | 0 | 0 | 0 | 0 | 0 | 0 | 0 | 0 | 0 | 0 | 0 | 0
1 | 360 | 361 | 360 361 HE PTAC, EER=9.6, 1 ton / Office | 0 | 0 | 0 | 0 | 0 | 0 | 0 | 0 | 0 | 0 | 0 | 0 | 0 | 0 | 0 | 0 | 0 | 0 | 0 | 0 | 0 | 0 | 0 | 0 | 0 | 0 | 0 | 0 | 0 | 0
1 | 360 | 362 | 360 362 Occupancy Sensor (hotels) / Office | 0 | 0 | 0 | 0 | 0 | 0 | 0 | 0 | 0 | 0 | 0 | 0 | 0 | 0 | 0 | 0 | 0 | 0 | 0 | 0 | 0 | 0 | 0 | 0 | 0 | 0 | 0 | 0 | 0 | 0
1 | 400 | 401 | 400 401 High Efficiency Fan Motor, 15hp, 1800rpm, 92.4% / Office | 0 | 0 | 0 | 0 | 0 | 0 | 0 | 0 | 0 | 0 | 0 | 0 | 0 | 0 | 0 | 0 | 0 | 0 | 0 | 0 | 0 | 0 | 0 | 0 | 0 | 0 | 0 | 0 | 0 | 0
1 | 400 | 402 | 400 402 Variable Speed Drive Control / Office | 0 | 0 | 0 | 0 | 0 | 0 | 0 | 0 | 0 | 0 | 0 | 0 | 0 | 0 | 0 | 0 | 0 | 0 | 0 | 0 | 0 | 0 | 0 | 0 | 0 | 0 | 0 | 0 | 0 | 0
1 | 400 | 403 | 400 403 Air Handler Optimization / Office | 0 | 0 | 0 | 0 | 0 | 0 | 0 | 0 | 0 | 0 | 0 | 0 | 0 | 0 | 0 | 0 | 0 | 0 | 0 | 0 | 0 | 0 | 0 | 0 | 0 | 0 | 0 | 0 | 0 | 0
1 | 400 | 404 | 400 404 Electronically Commutated Motors (ECM) on an Air Handler Unit / Office | 0 | 0 | 0 | 0 | 0 | 0 | 0 | 0 | 0 | 0 | 0 | 0 | 0 | 0 | 0 | 0 | 0 | 0 | 0 | 0 | 0 | 0 | 0 | 0 | 0 | 0 | 0 | 0 | 0 | 0
1 | 400 | 405 | 400 405 Demand Control Ventilation (DCV) / Office | 0 | 0 | 0 | 0 | 0 | 0 | 0 | 0 | 0 | 0 | 0 | 0 | 0 | 0 | 0 | 0 | 0 | 0 | 0 | 0 | 0 | 0 | 0 | 0 | 0 | 0 | 0 | 0 | 0 | 0
1 | 400 | 406 | 400 406 Energy Recovery Ventilation (ERV) / Office | 0 | 0 | 0 | 0 | 0 | 0 | 0 | 0 | 0 | 0 | 0 | 0 | 0 | 0 | 0 | 0 | 0 | 0 | 0 | 0 | 0 | 0 | 0 | 0 | 0 | 0 | 0 | 0 | 0 | 0
1 | 600 | 603 | 600 603 Heat Pump Water Heater (air source) / Office | 0 | 0 | 0 | 0 | 0 | 0 | 0 | 0 | 0 | 0 | 0 | 0 | 0 | 0 | 0 | 0 | 0 | 0 | 0 | 0 | 0 | 0 | 0 | 0 | 0 | 0 | 0 | 0 | 0 | 0
1 | 600 | 604 | 600 604 Solar Water Heater / Office | 0 | 0 | 0 | 0 | 0 | 0 | 0 | 0 | 0 | 0 | 0 | 0 | 0 | 0 | 0 | 0 | 0 | 0 | 0 | 0 | 0 | 0 | 0 | 0 | 0 | 0 | 0 | 0 | 0 | 0
1 | 600 | 606 | 600 606 Demand controlled circulating systems / Office | 0 | 0 | 0 | 0 | 0 | 0 | 0 | 0 | 0 | 0 | 0 | 0 | 0 | 0 | 0 | 0 | 0 | 0 | 0 | 0 | 0 | 0 | 0 | 0 | 0 | 0 | 0 | 0 | 0 | 0
1 | 600 | 608 | 600 608 Heat Recovery Unit / Office | 0 | 0 | 0 | 0 | 0 | 0 | 0 | 0 | 0 | 0 | 0 | 0 | 0 | 0 | 0 | 0 | 0 | 0 | 0 | 0 | 0 | 0 | 0 | 0 | 0 | 0 | 0 | 0 | 0 | 0
1 | 600 | 609 | 600 609 Heat Trap / Office | 0 | 0 | 0 | 0 | 0 | 0 | 0 | 0 | 0 | 0 | 0 | 0 | 0 | 0 | 0 | 0 | 0 | 0 | 0 | 0 | 0 | 0 | 0 | 0 | 0 | 0 | 0 | 0 | 0 | 0
1 | 600 | 610 | 600 610 Hot Water Pipe Insulation / Office | 0 | 0 | 0 | 0 | 0 | 0 | 0 | 0 | 0 | 0 | 0 | 0 | 0 | 0 | 0 | 0 | 0 | 0 | 0 | 0 | 0 | 0 | 0 | 0 | 0 | 0 | 0 | 0 | 0 | 0
1 | 700 | 701 | 700 701 PC Manual Power Management Enabling / Office | 0 | 0 | 0 | 0 | 0 | 0 | 0 | 0 | 0 | 0 | 0 | 0 | 0 | 0 | 0 | 0 | 0 | 0 | 0 | 0 | 0 | 0 | 0 | 0 | 0 | 0 | 0 | 0 | 0 | 0
1 | 700 | 702 | 700 702 PC Network Power Management Enabling / Office | 0 | 0 | 0 | 0 | 0 | 0 | 0 | 0 | 0 | 0 | 0 | 0 | 0 | 0 | 0 | 0 | 0 | 0 | 0 | 0 | 0 | 0 | 0 | 0 | 0 | 0 | 0 | 0 | 0 | 0
1 | 710 | 711 | 710 711 Energy Star or Better Monitor / Office | 0 | 0 | 0 | 0 | 0 | 0 | 0 | 0 | 0 | 0 | 0 | 0 | 0 | 0 | 0 | 0 | 0 | 0 | 0 | 0 | 0 | 0 | 0 | 0 | 0 | 0 | 0 | 0 | 0 | 0
1 | 710 | 712 | 710 712 Monitor Power Management Enabling / Office | 0 | 0 | 0 | 0 | 0 | 0 | 0 | 0 | 0 | 0 | 0 | 0 | 0 | 0 | 0 | 0 | 0 | 0 | 0 | 0 | 0 | 0 | 0 | 0 | 0 | 0 | 0 | 0 | 0 | 0
1 | 720 | 722 | 720 722 Monitor Power Management Enabling / Office | 0 | 0 | 0 | 0 | 0 | 0 | 0 | 0 | 0 | 0 | 0 | 0 | 0 | 0 | 0 | 0 | 0 | 0 | 0 | 0 | 0 | 0 | 0 | 0 | 0 | 0 | 0 | 0 | 0 | 0
1 | 730 | 731 | 730 731 Energy Star or Better Copier / Office | 0 | 0 | 0 | 0 | 0 | 0 | 0 | 0 | 0 | 0 | 0 | 0 | 0 | 0 | 0 | 0 | 0 | 0 | 0 | 0 | 0 | 0 | 0 | 0 | 0 | 0 | 0 | 0 | 0 | 0
1 | 730 | 732 | 730 732 Copier Power Management Enabling / Office | 0 | 0 | 0 | 0 | 0 | 0 | 0 | 0 | 0 | 0 | 0 | 0 | 0 | 0 | 0 | 0 | 0 | 0 | 0 | 0 | 0 | 0 | 0 | 0 | 0 | 0 | 0 | 0 | 0 | 0
1 | 800 | 801 | 800 801 Convection Oven / Office | 0 | 0 | 0 | 0 | 0 | 0 | 0 | 0 | 0 | 0 | 0 | 0 | 0 | 0 | 0 | 0 | 0 | 0 | 0 | 0 | 0 | 0 | 0 | 0 | 0 | 0 | 0 | 0 | 0 | 0
1 | 810 | 811 | 810 811 Efficient Fryer / Office | 0 | 0 | 0 | 0 | 0 | 0 | 0 | 0 | 0 | 0 | 0 | 0 | 0 | 0 | 0 | 0 | 0 | 0 | 0 | 0 | 0 | 0 | 0 | 0 | 0 | 0 | 0 | 0 | 0 | 0
1 | 900 | 901 | 900 901 Vending Misers (cooled machines only) / Office | 0 | 0 | 0 | 0 | 0 | 0 | 0 | 0 | 0 | 0 | 0 | 0 | 0 | 0 | 0 | 0 | 0 | 0 | 0 | 0 | 0 | 0 | 0 | 0 | 0 | 0 | 0 | 0 | 0 | 0
2 | 110 | 111 | 110 111 Premium T8, Elecctronic Ballast / Restaurant or Services | 0 | 0 | 0 | 0 | 0 | 0 | 0 | 0 | 0 | 0 | 0 | 0 | 0 | 0 | 0 | 0 | 0 | 0 | 0 | 0 | 0 | 0 | 0 | 0 | 0 | 0 | 0 | 0 | 0 | 0
2 | 110 | 112 | 110 112 Premium T8, EB, Reflector / Restaurant or Services | 0 | 0 | 0 | 0 | 0 | 0 | 0 | 0 | 0 | 0 | 0 | 0 | 0 | 0 | 0 | 0 | 0 | 0 | 0 | 0 | 0 | 0 | 0 | 0 | 0 | 0 | 0 | 0 | 0 | 0
2 | 110 | 113 | 110 113 Occupancy Sensor / Restaurant or Services | 0 | 0 | 0 | 0 | 0 | 0 | 0 | 0 | 0 | 0 | 0 | 0 | 0 | 0 | 0 | 0 | 0 | 0 | 0 | 0 | 0 | 0 | 0 | 0 | 0 | 0 | 0 | 0 | 0 | 0
2 | 110 | 114 | 110 114 Continuous Dimming / Restaurant or Services | 0 | 0 | 0 | 0 | 0 | 0 | 0 | 0 | 0 | 0 | 0 | 0 | 0 | 0 | 0 | 0 | 0 | 0 | 0 | 0 | 0 | 0 | 0 | 0 | 0 | 0 | 0 | 0 | 0 | 0
2 | 110 | 115 | 110 115 Lighting Control Tuneup / Restaurant or Services | 0 | 0 | 0 | 0 | 0 | 0 | 0 | 0 | 0 | 0 | 0 | 0 | 0 | 0 | 0 | 0 | 0 | 0 | 0 | 0 | 0 | 0 | 0 | 0 | 0 | 0 | 0 | 0 | 0 | 0
2 | 120 | 121 | 120 121 ROB Premium T8, 1EB / Restaurant or Services | 0 | 0 | 0 | 0 | 0 | 0 | 0 | 0 | 0 | 0 | 0 | 0 | 0 | 0 | 0 | 0 | 0 | 0 | 0 | 0 | 0 | 0 | 0 | 0 | 0 | 0 | 0 | 0 | 0 | 0
2 | 120 | 122 | 120 122 ROB Premium T8, EB, Reflector / Restaurant or Services | 0 | 0 | 0 | 0 | 0 | 0 | 0 | 0 | 0 | 0 | 0 | 0 | 0 | 0 | 0 | 0 | 0 | 0 | 0 | 0 | 0 | 0 | 0 | 0 | 0 | 0 | 0 | 0 | 0 | 0
2 | 120 | 123 | 120 123 Occupancy Sensor / Restaurant or Services | 0 | 0 | 0 | 0 | 0 | 0 | 0 | 0 | 0 | 0 | 0 | 0 | 0 | 0 | 0 | 0 | 0 | 0 | 0 | 0 | 0 | 0 | 0 | 0 | 0 | 0 | 0 | 0 | 0 | 0
2 | 120 | 124 | 120 124 Lighting Control Tuneup / Restaurant or Services | 0 | 0 | 0 | 0 | 0 | 0 | 0 | 0 | 0 | 0 | 0 | 0 | 0 | 0 | 0 | 0 | 0 | 0 | 0 | 0 | 0 | 0 | 0 | 0 | 0 | 0 | 0 | 0 | 0 | 0
2 | 130 | 131 | 130 131 CFL Screw-in 18W / Restaurant or Services | 0 | 0 | 0 | 0 | 0 | 0 | 0 | 0 | 0 | 0 | 0 | 0 | 0 | 0 | 0 | 0 | 0 | 0 | 0 | 0 | 0 | 0 | 0 | 0 | 0 | 0 | 0 | 0 | 0 | 0
2 | 140 | 141 | 140 141 CFL Hardwired, Modular 18W / Restaurant or Services | 0 | 0 | 0 | 0 | 0 | 0 | 0 | 0 | 0 | 0 | 0 | 0 | 0 | 0 | 0 | 0 | 0 | 0 | 0 | 0 | 0 | 0 | 0 | 0 | 0 | 0 | 0 | 0 | 0 | 0
2 | 150 | 151 | 150 151 PSMH, 250W, magnetic ballast / Restaurant or Services | 0 | 0 | 0 | 0 | 0 | 0 | 0 | 0 | 0 | 0 | 0 | 0 | 0 | 0 | 0 | 0 | 0 | 0 | 0 | 0 | 0 | 0 | 0 | 0 | 0 | 0 | 0 | 0 | 0 | 0
2 | 150 | 152 | 150 152 PSMH, 250 W, electronic ballast / Restaurant or Services | 0 | 0 | 0 | 0 | 0 | 0 | 0 | 0 | 0 | 0 | 0 | 0 | 0 | 0 | 0 | 0 | 0 | 0 | 0 | 0 | 0 | 0 | 0 | 0 | 0 | 0 | 0 | 0 | 0 | 0
2 | 150 | 153 | 150 153 High Bay T5 / Restaurant or Services | 0 | 0 | 0 | 0 | 0 | 0 | 0 | 0 | 0 | 0 | 0 | 0 | 0 | 0 | 0 | 0 | 0 | 0 | 0 | 0 | 0 | 0 | 0 | 0 | 0 | 0 | 0 | 0 | 0 | 0
2 | 160 | 161 | 160 161 LED Exit Sign / Restaurant or Services | 0 | 0 | 0 | 0 | 0 | 0 | 0 | 0 | 0 | 0 | 0 | 0 | 0 | 0 | 0 | 0 | 0 | 0 | 0 | 0 | 0 | 0 | 0 | 0 | 0 | 0 | 0 | 0 | 0 | 0
2 | 200 | 201 | 200 201 High Pressure Sodium 250W Lamp / Restaurant or Services | 0 | 0 | 0 | 0 | 0 | 0 | 0 | 0 | 0 | 0 | 0 | 0 | 0 | 0 | 0 | 0 | 0 | 0 | 0 | 0 | 0 | 0 | 0 | 0 | 0 | 0 | 0 | 0 | 0 | 0
2 | 200 | 202 | 200 202 Outdoor Lighting Controls (Photocell/Timeclock) / Restaurant or Services | 0 | 0 | 0 | 0 | 0 | 0 | 0 | 0 | 0 | 0 | 0 | 0 | 0 | 0 | 0 | 0 | 0 | 0 | 0 | 0 | 0 | 0 | 0 | 0 | 0 | 0 | 0 | 0 | 0 | 0
2 | 210 | 211 | 210 211 Outdoor Lighting Controls (Photocell/Timeclock) / Restaurant or Services | 0 | 0 | 0 | 0 | 0 | 0 | 0 | 0 | 0 | 0 | 0 | 0 | 0 | 0 | 0 | 0 | 0 | 0 | 0 | 0 | 0 | 0 | 0 | 0 | 0 | 0 | 0 | 0 | 0 | 0
2 | 300 | 301 | 300 301 Centrifugal Chiller, 0.51 kW/ton, 500 tons / Restaurant or Services | 0 | 0 | 0 | 0 | 0 | 0 | 0 | 0 | 0 | 0 | 0 | 0 | 0 | 0 | 0 | 0 | 0 | 0 | 0 | 0 | 0 | 0 | 0 | 0 | 0 | 0 | 0 | 0 | 0 | 0
2 | 300 | 302 | 300 302 High Efficiency Chiller Motors / Restaurant or Services | 0 | 0 | 0 | 0 | 0 | 0 | 0 | 0 | 0 | 0 | 0 | 0 | 0 | 0 | 0 | 0 | 0 | 0 | 0 | 0 | 0 | 0 | 0 | 0 | 0 | 0 | 0 | 0 | 0 | 0
2 | 300 | 304 | 300 304 EMS - Chiller / Restaurant or Services | 0 | 0 | 0 | 0 | 0 | 0 | 0 | 0 | 0 | 0 | 0 | 0 | 0 | 0 | 0 | 0 | 0 | 0 | 0 | 0 | 0 | 0 | 0 | 0 | 0 | 0 | 0 | 0 | 0 | 0
2 | 300 | 305 | 300 305 Chiller Tune Up/Diagnostics / Restaurant or Services | 0 | 0 | 0 | 0 | 0 | 0 | 0 | 0 | 0 | 0 | 0 | 0 | 0 | 0 | 0 | 0 | 0 | 0 | 0 | 0 | 0 | 0 | 0 | 0 | 0 | 0 | 0 | 0 | 0 | 0
2 | 300 | 306 | 300 306 VSD for Chiller Pumps and Towers / Restaurant or Services | 0 | 0 | 0 | 0 | 0 | 0 | 0 | 0 | 0 | 0 | 0 | 0 | 0 | 0 | 0 | 0 | 0 | 0 | 0 | 0 | 0 | 0 | 0 | 0 | 0 | 0 | 0 | 0 | 0 | 0
2 | 300 | 308 | 300 308 Aerosole Duct Sealing / Restaurant or Services | 0 | 0 | 0 | 0 | 0 | 0 | 0 | 0 | 0 | 0 | 0 | 0 | 0 | 0 | 0 | 0 | 0 | 0 | 0 | 0 | 0 | 0 | 0 | 0 | 0 | 0 | 0 | 0 | 0 | 0
2 | 300 | 309 | 300 309 Duct/Pipe Insulation / Restaurant or Services | 0 | 0 | 0 | 0 | 0 | 0 | 0 | 0 | 0 | 0 | 0 | 0 | 0 | 0 | 0 | 0 | 0 | 0 | 0 | 0 | 0 | 0 | 0 | 0 | 0 | 0 | 0 | 0 | 0 | 0
2 | 300 | 311 | 300 311 Window Film (Standard) / Restaurant or Services | 0 | 0 | 0 | 0 | 0 | 0 | 0 | 0 | 0 | 0 | 0 | 0 | 0 | 0 | 0 | 0 | 0 | 0 | 0 | 0 | 0 | 0 | 0 | 0 | 0 | 0 | 0 | 0 | 0 | 0
2 | 300 | 313 | 300 313 Ceiling Insulation / Restaurant or Services | 0 | 0 | 0 | 0 | 0 | 0 | 0 | 0 | 0 | 0 | 0 | 0 | 0 | 0 | 0 | 0 | 0 | 0 | 0 | 0 | 0 | 0 | 0 | 0 | 0 | 0 | 0 | 0 | 0 | 0
2 | 300 | 314 | 300 314 Roof Insulation / Restaurant or Services | 0 | 0 | 0 | 0 | 0 | 0 | 0 | 0 | 0 | 0 | 0 | 0 | 0 | 0 | 0 | 0 | 0 | 0 | 0 | 0 | 0 | 0 | 0 | 0 | 0 | 0 | 0 | 0 | 0 | 0
2 | 300 | 315 | 300 315 Cool Roof - Chiller / Restaurant or Services | 0 | 0 | 0 | 0 | 0 | 0 | 0 | 0 | 0 | 0 | 0 | 0 | 0 | 0 | 0 | 0 | 0 | 0 | 0 | 0 | 0 | 0 | 0 | 0 | 0 | 0 | 0 | 0 | 0 | 0
2 | 300 | 317 | 300 317 Thermal Energy Storage (TES) Positive / Restaurant or Services | 0 | 0 | 0 | 0 | 0 | 0 | 0 | 0 | 0 | 0 | 0 | 0 | 0 | 0 | 0 | 0 | 0 | 0 | 0 | 0 | 0 | 0 | 0 | 0 | 0 | 0 | 0 | 0 | 0 | 0
2 | 300 | 317 | 300 317 Thermal Energy Storage (TES) Negative / Restaurant or Services | 0 | 0 | 0 | 0 | 0 | 0 | 0 | 0 | 0 | 0 | 0 | 0 | 0 | 0 | 0 | 0 | 0 | 0 | 0 | 0 | 0 | 0 | 0 | 0 | 0 | 0 | 0 | 0 | 0 | 0
2 | 320 | 321 | 320 321 DX Packaged System, EER=10.9, 10 tons / Restaurant or Services | 0 | 0 | 0 | 0 | 0 | 0 | 0 | 0 | 0 | 0 | 0 | 0 | 0 | 0 | 0 | 0 | 0 | 0 | 0 | 0 | 0 | 0 | 0 | 0 | 0 | 0 | 0 | 0 | 0 | 0
2 | 320 | 326 | 320 326 DX Tune Up/ Advanced Diagnostics / Restaurant or Services | 0 | 0 | 0 | 0 | 0 | 0 | 0 | 0 | 0 | 0 | 0 | 0 | 0 | 0 | 0 | 0 | 0 | 0 | 0 | 0 | 0 | 0 | 0 | 0 | 0 | 0 | 0 | 0 | 0 | 0
2 | 320 | 327 | 320 327 DX Coil Cleaning / Restaurant or Services | 0 | 0 | 0 | 0 | 0 | 0 | 0 | 0 | 0 | 0 | 0 | 0 | 0 | 0 | 0 | 0 | 0 | 0 | 0 | 0 | 0 | 0 | 0 | 0 | 0 | 0 | 0 | 0 | 0 | 0
2 | 320 | 328 | 320 328 Optimize Controls / Restaurant or Services | 0 | 0 | 0 | 0 | 0 | 0 | 0 | 0 | 0 | 0 | 0 | 0 | 0 | 0 | 0 | 0 | 0 | 0 | 0 | 0 | 0 | 0 | 0 | 0 | 0 | 0 | 0 | 0 | 0 | 0
2 | 320 | 329 | 320 329 Aerosole Duct Sealing / Restaurant or Services | 0 | 0 | 0 | 0 | 0 | 0 | 0 | 0 | 0 | 0 | 0 | 0 | 0 | 0 | 0 | 0 | 0 | 0 | 0 | 0 | 0 | 0 | 0 | 0 | 0 | 0 | 0 | 0 | 0 | 0
2 | 320 | 330 | 320 330 Duct/Pipe Insulation / Restaurant or Services | 0 | 0 | 0 | 0 | 0 | 0 | 0 | 0 | 0 | 0 | 0 | 0 | 0 | 0 | 0 | 0 | 0 | 0 | 0 | 0 | 0 | 0 | 0 | 0 | 0 | 0 | 0 | 0 | 0 | 0
2 | 320 | 332 | 320 332 Window Film (Standard) / Restaurant or Services | 0 | 0 | 0 | 0 | 0 | 0 | 0 | 0 | 0 | 0 | 0 | 0 | 0 | 0 | 0 | 0 | 0 | 0 | 0 | 0 | 0 | 0 | 0 | 0 | 0 | 0 | 0 | 0 | 0 | 0
2 | 320 | 334 | 320 334 Ceiling Insulation / Restaurant or Services | 0 | 0 | 0 | 0 | 0 | 0 | 0 | 0 | 0 | 0 | 0 | 0 | 0 | 0 | 0 | 0 | 0 | 0 | 0 | 0 | 0 | 0 | 0 | 0 | 0 | 0 | 0 | 0 | 0 | 0
2 | 320 | 335 | 320 335 Roof Insulation / Restaurant or Services | 0 | 0 | 0 | 0 | 0 | 0 | 0 | 0 | 0 | 0 | 0 | 0 | 0 | 0 | 0 | 0 | 0 | 0 | 0 | 0 | 0 | 0 | 0 | 0 | 0 | 0 | 0 | 0 | 0 | 0
2 | 320 | 336 | 320 336 Cool Roof - DX / Restaurant or Services | 0 | 0 | 0 | 0 | 0 | 0 | 0 | 0 | 0 | 0 | 0 | 0 | 0 | 0 | 0 | 0 | 0 | 0 | 0 | 0 | 0 | 0 | 0 | 0 | 0 | 0 | 0 | 0 | 0 | 0
2 | 340 | 342 | 340 342 Geothermal Heat Pump, EER=13, 10 tons / Restaurant or Services | 0 | 0 | 0 | 0 | 0 | 0 | 0 | 0 | 0 | 0 | 0 | 0 | 0 | 0 | 0 | 0 | 0 | 0 | 0 | 0 | 0 | 0 | 0 | 0 | 0 | 0 | 0 | 0 | 0 | 0
2 | 340 | 344 | 340 344 Aerosole Duct Sealing / Restaurant or Services | 0 | 0 | 0 | 0 | 0 | 0 | 0 | 0 | 0 | 0 | 0 | 0 | 0 | 0 | 0 | 0 | 0 | 0 | 0 | 0 | 0 | 0 | 0 | 0 | 0 | 0 | 0 | 0 | 0 | 0
2 | 340 | 345 | 340 345 Duct/Pipe Insulation / Restaurant or Services | 0 | 0 | 0 | 0 | 0 | 0 | 0 | 0 | 0 | 0 | 0 | 0 | 0 | 0 | 0 | 0 | 0 | 0 | 0 | 0 | 0 | 0 | 0 | 0 | 0 | 0 | 0 | 0 | 0 | 0
2 | 340 | 347 | 340 347 Window Film (Standard) / Restaurant or Services | 0 | 0 | 0 | 0 | 0 | 0 | 0 | 0 | 0 | 0 | 0 | 0 | 0 | 0 | 0 | 0 | 0 | 0 | 0 | 0 | 0 | 0 | 0 | 0 | 0 | 0 | 0 | 0 | 0 | 0
2 | 340 | 349 | 340 349 Ceiling Insulation / Restaurant or Services | 0 | 0 | 0 | 0 | 0 | 0 | 0 | 0 | 0 | 0 | 0 | 0 | 0 | 0 | 0 | 0 | 0 | 0 | 0 | 0 | 0 | 0 | 0 | 0 | 0 | 0 | 0 | 0 | 0 | 0
2 | 340 | 351 | 340 351 Cool Roof - DX / Restaurant or Services | 0 | 0 | 0 | 0 | 0 | 0 | 0 | 0 | 0 | 0 | 0 | 0 | 0 | 0 | 0 | 0 | 0 | 0 | 0 | 0 | 0 | 0 | 0 | 0 | 0 | 0 | 0 | 0 | 0 | 0
2 | 360 | 361 | 360 361 HE PTAC, EER=9.6, 1 ton / Restaurant or Services | 0 | 0 | 0 | 0 | 0 | 0 | 0 | 0 | 0 | 0 | 0 | 0 | 0 | 0 | 0 | 0 | 0 | 0 | 0 | 0 | 0 | 0 | 0 | 0 | 0 | 0 | 0 | 0 | 0 | 0
2 | 360 | 362 | 360 362 Occupancy Sensor (hotels) / Restaurant or Services | 0 | 0 | 0 | 0 | 0 | 0 | 0 | 0 | 0 | 0 | 0 | 0 | 0 | 0 | 0 | 0 | 0 | 0 | 0 | 0 | 0 | 0 | 0 | 0 | 0 | 0 | 0 | 0 | 0 | 0
2 | 400 | 401 | 400 401 High Efficiency Fan Motor, 15hp, 1800rpm, 92.4% / Restaurant or Services | 0 | 0 | 0 | 0 | 0 | 0 | 0 | 0 | 0 | 0 | 0 | 0 | 0 | 0 | 0 | 0 | 0 | 0 | 0 | 0 | 0 | 0 | 0 | 0 | 0 | 0 | 0 | 0 | 0 | 0
2 | 400 | 402 | 400 402 Variable Speed Drive Control / Restaurant or Services | 0 | 0 | 0 | 0 | 0 | 0 | 0 | 0 | 0 | 0 | 0 | 0 | 0 | 0 | 0 | 0 | 0 | 0 | 0 | 0 | 0 | 0 | 0 | 0 | 0 | 0 | 0 | 0 | 0 | 0
2 | 400 | 403 | 400 403 Air Handler Optimization / Restaurant or Services | 0 | 0 | 0 | 0 | 0 | 0 | 0 | 0 | 0 | 0 | 0 | 0 | 0 | 0 | 0 | 0 | 0 | 0 | 0 | 0 | 0 | 0 | 0 | 0 | 0 | 0 | 0 | 0 | 0 | 0
2 | 400 | 404 | 400 404 Electronically Commutated Motors (ECM) on an Air Handler Unit / Restaurant or Services | 0 | 0 | 0 | 0 | 0 | 0 | 0 | 0 | 0 | 0 | 0 | 0 | 0 | 0 | 0 | 0 | 0 | 0 | 0 | 0 | 0 | 0 | 0 | 0 | 0 | 0 | 0 | 0 | 0 | 0
2 | 400 | 405 | 400 405 Demand Control Ventilation (DCV) / Restaurant or Services | 0 | 0 | 0 | 0 | 0 | 0 | 0 | 0 | 0 | 0 | 0 | 0 | 0 | 0 | 0 | 0 | 0 | 0 | 0 | 0 | 0 | 0 | 0 | 0 | 0 | 0 | 0 | 0 | 0 | 0
2 | 400 | 406 | 400 406 Energy Recovery Ventilation (ERV) / Restaurant or Services | 0 | 0 | 0 | 0 | 0 | 0 | 0 | 0 | 0 | 0 | 0 | 0 | 0 | 0 | 0 | 0 | 0 | 0 | 0 | 0 | 0 | 0 | 0 | 0 | 0 | 0 | 0 | 0 | 0 | 0
2 | 400 | 407 | 400 407 Separate Makeup Air / Exhaust Hoods AC / Restaurant or Services | 0 | 0 | 0 | 0 | 0 | 0 | 0 | 0 | 0 | 0 | 0 | 0 | 0 | 0 | 0 | 0 | 0 | 0 | 0 | 0 | 0 | 0 | 0 | 0 | 0 | 0 | 0 | 0 | 0 | 0
2 | 600 | 603 | 600 603 Heat Pump Water Heater (air source) / Restaurant or Services | 0 | 0 | 0 | 0 | 0 | 0 | 0 | 0 | 0 | 0 | 0 | 0 | 0 | 0 | 0 | 0 | 0 | 0 | 0 | 0 | 0 | 0 | 0 | 0 | 0 | 0 | 0 | 0 | 0 | 0
2 | 600 | 604 | 600 604 Solar Water Heater / Restaurant or Services | 0 | 0 | 0 | 0 | 0 | 0 | 0 | 0 | 0 | 0 | 0 | 0 | 0 | 0 | 0 | 0 | 0 | 0 | 0 | 0 | 0 | 0 | 0 | 0 | 0 | 0 | 0 | 0 | 0 | 0
2 | 600 | 606 | 600 606 Demand controlled circulating systems / Restaurant or Services | 0 | 0 | 0 | 0 | 0 | 0 | 0 | 0 | 0 | 0 | 0 | 0 | 0 | 0 | 0 | 0 | 0 | 0 | 0 | 0 | 0 | 0 | 0 | 0 | 0 | 0 | 0 | 0 | 0 | 0
2 | 600 | 608 | 600 608 Heat Recovery Unit / Restaurant or Services | 0 | 0 | 0 | 0 | 0 | 0 | 0 | 0 | 0 | 0 | 0 | 0 | 0 | 0 | 0 | 0 | 0 | 0 | 0 | 0 | 0 | 0 | 0 | 0 | 0 | 0 | 0 | 0 | 0 | 0
2 | 600 | 609 | 600 609 Heat Trap / Restaurant or Services | 0 | 0 | 0 | 0 | 0 | 0 | 0 | 0 | 0 | 0 | 0 | 0 | 0 | 0 | 0 | 0 | 0 | 0 | 0 | 0 | 0 | 0 | 0 | 0 | 0 | 0 | 0 | 0 | 0 | 0
2 | 600 | 610 | 600 610 Hot Water Pipe Insulation / Restaurant or Services | 0 | 0 | 0 | 0 | 0 | 0 | 0 | 0 | 0 | 0 | 0 | 0 | 0 | 0 | 0 | 0 | 0 | 0 | 0 | 0 | 0 | 0 | 0 | 0 | 0 | 0 | 0 | 0 | 0 | 0
2 | 700 | 701 | 700 701 PC Manual Power Management Enabling / Restaurant or Services | 0 | 0 | 0 | 0 | 0 | 0 | 0 | 0 | 0 | 0 | 0 | 0 | 0 | 0 | 0 | 0 | 0 | 0 | 0 | 0 | 0 | 0 | 0 | 0 | 0 | 0 | 0 | 0 | 0 | 0
2 | 700 | 702 | 700 702 PC Network Power Management Enabling / Restaurant or Services | 0 | 0 | 0 | 0 | 0 | 0 | 0 | 0 | 0 | 0 | 0 | 0 | 0 | 0 | 0 | 0 | 0 | 0 | 0 | 0 | 0 | 0 | 0 | 0 | 0 | 0 | 0 | 0 | 0 | 0
2 | 710 | 711 | 710 711 Energy Star or Better Monitor / Restaurant or Services | 0 | 0 | 0 | 0 | 0 | 0 | 0 | 0 | 0 | 0 | 0 | 0 | 0 | 0 | 0 | 0 | 0 | 0 | 0 | 0 | 0 | 0 | 0 | 0 | 0 | 0 | 0 | 0 | 0 | 0
2 | 710 | 712 | 710 712 Monitor Power Management Enabling / Restaurant or Services | 0 | 0 | 0 | 0 | 0 | 0 | 0 | 0 | 0 | 0 | 0 | 0 | 0 | 0 | 0 | 0 | 0 | 0 | 0 | 0 | 0 | 0 | 0 | 0 | 0 | 0 | 0 | 0 | 0 | 0
2 | 720 | 722 | 720 722 Monitor Power Management Enabling / Restaurant or Services | 0 | 0 | 0 | 0 | 0 | 0 | 0 | 0 | 0 | 0 | 0 | 0 | 0 | 0 | 0 | 0 | 0 | 0 | 0 | 0 | 0 | 0 | 0 | 0 | 0 | 0 | 0 | 0 | 0 | 0
2 | 730 | 731 | 730 731 Energy Star or Better Copier / Restaurant or Services | 0 | 0 | 0 | 0 | 0 | 0 | 0 | 0 | 0 | 0 | 0 | 0 | 0 | 0 | 0 | 0 | 0 | 0 | 0 | 0 | 0 | 0 | 0 | 0 | 0 | 0 | 0 | 0 | 0 | 0
2 | 730 | 732 | 730 732 Copier Power Management Enabling / Restaurant or Services | 0 | 0 | 0 | 0 | 0 | 0 | 0 | 0 | 0 | 0 | 0 | 0 | 0 | 0 | 0 | 0 | 0 | 0 | 0 | 0 | 0 | 0 | 0 | 0 | 0 | 0 | 0 | 0 | 0 | 0
2 | 800 | 801 | 800 801 Convection Oven / Restaurant or Services | 0 | 0 | 0 | 0 | 0 | 0 | 0 | 0 | 0 | 0 | 0 | 0 | 0 | 0 | 0 | 0 | 0 | 0 | 0 | 0 | 0 | 0 | 0 | 0 | 0 | 0 | 0 | 0 | 0 | 0
2 | 810 | 811 | 810 811 Efficient Fryer / Restaurant or Services | 0 | 0 | 0 | 0 | 0 | 0 | 0 | 0 | 0 | 0 | 0 | 0 | 0 | 0 | 0 | 0 | 0 | 0 | 0 | 0 | 0 | 0 | 0 | 0 | 0 | 0 | 0 | 0 | 0 | 0
2 | 900 | 901 | 900 901 Vending Misers (cooled machines only) / Restaurant or Services | 0 | 0 | 0 | 0 | 0 | 0 | 0 | 0 | 0 | 0 | 0 | 0 | 0 | 0 | 0 | 0 | 0 | 0 | 0 | 0 | 0 | 0 | 0 | 0 | 0 | 0 | 0 | 0 | 0 | 0
3 | 110 | 111 | 110 111 Premium T8, Elecctronic Ballast / Retail | 0 | 0 | 0 | 0 | 0 | 0 | 0 | 0 | 0 | 0 | 0 | 0 | 0 | 0 | 0 | 0 | 0 | 0 | 0 | 0 | 0 | 0 | 0 | 0 | 0 | 0 | 0 | 0 | 0 | 0
3 | 110 | 112 | 110 112 Premium T8, EB, Reflector / Retail | 0 | 0 | 0 | 0 | 0 | 0 | 0 | 0 | 0 | 0 | 0 | 0 | 0 | 0 | 0 | 0 | 0 | 0 | 0 | 0 | 0 | 0 | 0 | 0 | 0 | 0 | 0 | 0 | 0 | 0
3 | 110 | 113 | 110 113 Occupancy Sensor / Retail | 0 | 0 | 0 | 0 | 0 | 0 | 0 | 0 | 0 | 0 | 0 | 0 | 0 | 0 | 0 | 0 | 0 | 0 | 0 | 0 | 0 | 0 | 0 | 0 | 0 | 0 | 0 | 0 | 0 | 0
3 | 110 | 114 | 110 114 Continuous Dimming / Retail | 0 | 0 | 0 | 0 | 0 | 0 | 0 | 0 | 0 | 0 | 0 | 0 | 0 | 0 | 0 | 0 | 0 | 0 | 0 | 0 | 0 | 0 | 0 | 0 | 0 | 0 | 0 | 0 | 0 | 0
3 | 120 | 121 | 120 121 ROB Premium T8, 1EB / Retail | 0 | 0 | 0 | 0 | 0 | 0 | 0 | 0 | 0 | 0 | 0 | 0 | 0 | 0 | 0 | 0 | 0 | 0 | 0 | 0 | 0 | 0 | 0 | 0 | 0 | 0 | 0 | 0 | 0 | 0
3 | 120 | 122 | 120 122 ROB Premium T8, EB, Reflector / Retail | 0 | 0 | 0 | 0 | 0 | 0 | 0 | 0 | 0 | 0 | 0 | 0 | 0 | 0 | 0 | 0 | 0 | 0 | 0 | 0 | 0 | 0 | 0 | 0 | 0 | 0 | 0 | 0 | 0 | 0
3 | 120 | 123 | 120 123 Occupancy Sensor / Retail | 0 | 0 | 0 | 0 | 0 | 0 | 0 | 0 | 0 | 0 | 0 | 0 | 0 | 0 | 0 | 0 | 0 | 0 | 0 | 0 | 0 | 0 | 0 | 0 | 0 | 0 | 0 | 0 | 0 | 0
3 | 120 | 124 | 120 124 Lighting Control Tuneup / Retail | 0 | 0 | 0 | 0 | 0 | 0 | 0 | 0 | 0 | 0 | 0 | 0 | 0 | 0 | 0 | 0 | 0 | 0 | 0 | 0 | 0 | 0 | 0 | 0 | 0 | 0 | 0 | 0 | 0 | 0
3 | 130 | 131 | 130 131 CFL Screw-in 18W / Retail | 0 | 0 | 0 | 0 | 0 | 0 | 0 | 0 | 0 | 0 | 0 | 0 | 0 | 0 | 0 | 0 | 0 | 0 | 0 | 0 | 0 | 0 | 0 | 0 | 0 | 0 | 0 | 0 | 0 | 0
3 | 140 | 141 | 140 141 CFL Hardwired, Modular 18W / Retail | 0 | 0 | 0 | 0 | 0 | 0 | 0 | 0 | 0 | 0 | 0 | 0 | 0 | 0 | 0 | 0 | 0 | 0 | 0 | 0 | 0 | 0 | 0 | 0 | 0 | 0 | 0 | 0 | 0 | 0
3 | 150 | 151 | 150 151 PSMH, 250W, magnetic ballast / Retail | 0 | 0 | 0 | 0 | 0 | 0 | 0 | 0 | 0 | 0 | 0 | 0 | 0 | 0 | 0 | 0 | 0 | 0 | 0 | 0 | 0 | 0 | 0 | 0 | 0 | 0 | 0 | 0 | 0 | 0
3 | 150 | 152 | 150 152 PSMH, 250 W, electronic ballast / Retail | 0 | 0 | 0 | 0 | 0 | 0 | 0 | 0 | 0 | 0 | 0 | 0 | 0 | 0 | 0 | 0 | 0 | 0 | 0 | 0 | 0 | 0 | 0 | 0 | 0 | 0 | 0 | 0 | 0 | 0
3 | 150 | 153 | 150 153 High Bay T5 / Retail | 0 | 0 | 0 | 0 | 0 | 0 | 0 | 0 | 0 | 0 | 0 | 0 | 0 | 0 | 0 | 0 | 0 | 0 | 0 | 0 | 0 | 0 | 0 | 0 | 0 | 0 | 0 | 0 | 0 | 0
3 | 160 | 161 | 160 161 LED Exit Sign / Retail | 0 | 0 | 0 | 0 | 0 | 0 | 0 | 0 | 0 | 0 | 0 | 0 | 0 | 0 | 0 | 0 | 0 | 0 | 0 | 0 | 0 | 0 | 0 | 0 | 0 | 0 | 0 | 0 | 0 | 0
3 | 200 | 201 | 200 201 High Pressure Sodium 250W Lamp / Retail | 0 | 0 | 0 | 0 | 0 | 0 | 0 | 0 | 0 | 0 | 0 | 0 | 0 | 0 | 0 | 0 | 0 | 0 | 0 | 0 | 0 | 0 | 0 | 0 | 0 | 0 | 0 | 0 | 0 | 0
3 | 200 | 202 | 200 202 Outdoor Lighting Controls (Photocell/Timeclock) / Retail | 0 | 0 | 0 | 0 | 0 | 0 | 0 | 0 | 0 | 0 | 0 | 0 | 0 | 0 | 0 | 0 | 0 | 0 | 0 | 0 | 0 | 0 | 0 | 0 | 0 | 0 | 0 | 0 | 0 | 0
3 | 210 | 211 | 210 211 Outdoor Lighting Controls (Photocell/Timeclock) / Retail | 0 | 0 | 0 | 0 | 0 | 0 | 0 | 0 | 0 | 0 | 0 | 0 | 0 | 0 | 0 | 0 | 0 | 0 | 0 | 0 | 0 | 0 | 0 | 0 | 0 | 0 | 0 | 0 | 0 | 0
3 | 300 | 301 | 300 301 Centrifugal Chiller, 0.51 kW/ton, 500 tons / Retail | 0 | 0 | 0 | 0 | 0 | 0 | 0 | 0 | 0 | 0 | 0 | 0 | 0 | 0 | 0 | 0 | 0 | 0 | 0 | 0 | 0 | 0 | 0 | 0 | 0 | 0 | 0 | 0 | 0 | 0
3 | 300 | 302 | 300 302 High Efficiency Chiller Motors / Retail | 0 | 0 | 0 | 0 | 0 | 0 | 0 | 0 | 0 | 0 | 0 | 0 | 0 | 0 | 0 | 0 | 0 | 0 | 0 | 0 | 0 | 0 | 0 | 0 | 0 | 0 | 0 | 0 | 0 | 0
3 | 300 | 304 | 300 304 EMS - Chiller / Retail | 0 | 0 | 0 | 0 | 0 | 0 | 0 | 0 | 0 | 0 | 0 | 0 | 0 | 0 | 0 | 0 | 0 | 0 | 0 | 0 | 0 | 0 | 0 | 0 | 0 | 0 | 0 | 0 | 0 | 0
3 | 300 | 305 | 300 305 Chiller Tune Up/Diagnostics / Retail | 0 | 0 | 0 | 0 | 0 | 0 | 0 | 0 | 0 | 0 | 0 | 0 | 0 | 0 | 0 | 0 | 0 | 0 | 0 | 0 | 0 | 0 | 0 | 0 | 0 | 0 | 0 | 0 | 0 | 0
3 | 300 | 306 | 300 306 VSD for Chiller Pumps and Towers / Retail | 0 | 0 | 0 | 0 | 0 | 0 | 0 | 0 | 0 | 0 | 0 | 0 | 0 | 0 | 0 | 0 | 0 | 0 | 0 | 0 | 0 | 0 | 0 | 0 | 0 | 0 | 0 | 0 | 0 | 0
3 | 300 | 307 | 300 307 EMS Optimization / Retail | 0 | 0 | 0 | 0 | 0 | 0 | 0 | 0 | 0 | 0 | 0 | 0 | 0 | 0 | 0 | 0 | 0 | 0 | 0 | 0 | 0 | 0 | 0 | 0 | 0 | 0 | 0 | 0 | 0 | 0
3 | 300 | 308 | 300 308 Aerosole Duct Sealing / Retail | 0 | 0 | 0 | 0 | 0 | 0 | 0 | 0 | 0 | 0 | 0 | 0 | 0 | 0 | 0 | 0 | 0 | 0 | 0 | 0 | 0 | 0 | 0 | 0 | 0 | 0 | 0 | 0 | 0 | 0
3 | 300 | 309 | 300 309 Duct/Pipe Insulation / Retail | 0 | 0 | 0 | 0 | 0 | 0 | 0 | 0 | 0 | 0 | 0 | 0 | 0 | 0 | 0 | 0 | 0 | 0 | 0 | 0 | 0 | 0 | 0 | 0 | 0 | 0 | 0 | 0 | 0 | 0
3 | 300 | 311 | 300 311 Window Film (Standard) / Retail | 0 | 0 | 0 | 0 | 0 | 0 | 0 | 0 | 0 | 0 | 0 | 0 | 0 | 0 | 0 | 0 | 0 | 0 | 0 | 0 | 0 | 0 | 0 | 0 | 0 | 0 | 0 | 0 | 0 | 0
3 | 300 | 313 | 300 313 Ceiling Insulation / Retail | 0 | 0 | 0 | 0 | 0 | 0 | 0 | 0 | 0 | 0 | 0 | 0 | 0 | 0 | 0 | 0 | 0 | 0 | 0 | 0 | 0 | 0 | 0 | 0 | 0 | 0 | 0 | 0 | 0 | 0
3 | 300 | 314 | 300 314 Roof Insulation / Retail | 0 | 0 | 0 | 0 | 0 | 0 | 0 | 0 | 0 | 0 | 0 | 0 | 0 | 0 | 0 | 0 | 0 | 0 | 0 | 0 | 0 | 0 | 0 | 0 | 0 | 0 | 0 | 0 | 0 | 0
3 | 300 | 315 | 300 315 Cool Roof - Chiller / Retail | 0 | 0 | 0 | 0 | 0 | 0 | 0 | 0 | 0 | 0 | 0 | 0 | 0 | 0 | 0 | 0 | 0 | 0 | 0 | 0 | 0 | 0 | 0 | 0 | 0 | 0 | 0 | 0 | 0 | 0
3 | 300 | 317 | 300 317 Thermal Energy Storage (TES) Positive / Retail | 0 | 0 | 0 | 0 | 0 | 0 | 0 | 0 | 0 | 0 | 0 | 0 | 0 | 0 | 0 | 0 | 0 | 0 | 0 | 0 | 0 | 0 | 0 | 0 | 0 | 0 | 0 | 0 | 0 | 0
3 | 300 | 317 | 300 317 Thermal Energy Storage (TES) Negative / Retail | 0 | 0 | 0 | 0 | 0 | 0 | 0 | 0 | 0 | 0 | 0 | 0 | 0 | 0 | 0 | 0 | 0 | 0 | 0 | 0 | 0 | 0 | 0 | 0 | 0 | 0 | 0 | 0 | 0 | 0
3 | 320 | 321 | 320 321 DX Packaged System, EER=10.9, 10 tons / Retail | 0 | 0 | 0 | 0 | 0 | 0 | 0 | 0 | 0 | 0 | 0 | 0 | 0 | 0 | 0 | 0 | 0 | 0 | 0 | 0 | 0 | 0 | 0 | 0 | 0 | 0 | 0 | 0 | 0 | 0
3 | 320 | 322 | 320 322 Hybrid Dessicant-DX System (Trane CDQ) / Retail | 0 | 0 | 0 | 0 | 0 | 0 | 0 | 0 | 0 | 0 | 0 | 0 | 0 | 0 | 0 | 0 | 0 | 0 | 0 | 0 | 0 | 0 | 0 | 0 | 0 | 0 | 0 | 0 | 0 | 0
3 | 320 | 323 | 320 323 Geothermal Heat Pump, EER=13, 10 tons / Retail | 0 | 0 | 0 | 0 | 0 | 0 | 0 | 0 | 0 | 0 | 0 | 0 | 0 | 0 | 0 | 0 | 0 | 0 | 0 | 0 | 0 | 0 | 0 | 0 | 0 | 0 | 0 | 0 | 0 | 0
3 | 320 | 326 | 320 326 DX Tune Up/ Advanced Diagnostics / Retail | 0 | 0 | 0 | 0 | 0 | 0 | 0 | 0 | 0 | 0 | 0 | 0 | 0 | 0 | 0 | 0 | 0 | 0 | 0 | 0 | 0 | 0 | 0 | 0 | 0 | 0 | 0 | 0 | 0 | 0
3 | 320 | 327 | 320 327 DX Coil Cleaning / Retail | 0 | 0 | 0 | 0 | 0 | 0 | 0 | 0 | 0 | 0 | 0 | 0 | 0 | 0 | 0 | 0 | 0 | 0 | 0 | 0 | 0 | 0 | 0 | 0 | 0 | 0 | 0 | 0 | 0 | 0
3 | 320 | 329 | 320 329 Aerosole Duct Sealing / Retail | 0 | 0 | 0 | 0 | 0 | 0 | 0 | 0 | 0 | 0 | 0 | 0 | 0 | 0 | 0 | 0 | 0 | 0 | 0 | 0 | 0 | 0 | 0 | 0 | 0 | 0 | 0 | 0 | 0 | 0
3 | 320 | 330 | 320 330 Duct/Pipe Insulation / Retail | 0 | 0 | 0 | 0 | 0 | 0 | 0 | 0 | 0 | 0 | 0 | 0 | 0 | 0 | 0 | 0 | 0 | 0 | 0 | 0 | 0 | 0 | 0 | 0 | 0 | 0 | 0 | 0 | 0 | 0
3 | 320 | 334 | 320 334 Ceiling Insulation / Retail | 0 | 0 | 0 | 0 | 0 | 0 | 0 | 0 | 0 | 0 | 0 | 0 | 0 | 0 | 0 | 0 | 0 | 0 | 0 | 0 | 0 | 0 | 0 | 0 | 0 | 0 | 0 | 0 | 0 | 0
3 | 320 | 335 | 320 335 Roof Insulation / Retail | 0 | 0 | 0 | 0 | 0 | 0 | 0 | 0 | 0 | 0 | 0 | 0 | 0 | 0 | 0 | 0 | 0 | 0 | 0 | 0 | 0 | 0 | 0 | 0 | 0 | 0 | 0 | 0 | 0 | 0
3 | 340 | 344 | 340 344 Aerosole Duct Sealing / Retail | 0 | 0 | 0 | 0 | 0 | 0 | 0 | 0 | 0 | 0 | 0 | 0 | 0 | 0 | 0 | 0 | 0 | 0 | 0 | 0 | 0 | 0 | 0 | 0 | 0 | 0 | 0 | 0 | 0 | 0
3 | 340 | 345 | 340 345 Duct/Pipe Insulation / Retail | 0 | 0 | 0 | 0 | 0 | 0 | 0 | 0 | 0 | 0 | 0 | 0 | 0 | 0 | 0 | 0 | 0 | 0 | 0 | 0 | 0 | 0 | 0 | 0 | 0 | 0 | 0 | 0 | 0 | 0
3 | 340 | 349 | 340 349 Ceiling Insulation / Retail | 0 | 0 | 0 | 0 | 0 | 0 | 0 | 0 | 0 | 0 | 0 | 0 | 0 | 0 | 0 | 0 | 0 | 0 | 0 | 0 | 0 | 0 | 0 | 0 | 0 | 0 | 0 | 0 | 0 | 0
3 | 340 | 351 | 340 351 Cool Roof - DX / Retail | 0 | 0 | 0 | 0 | 0 | 0 | 0 | 0 | 0 | 0 | 0 | 0 | 0 | 0 | 0 | 0 | 0 | 0 | 0 | 0 | 0 | 0 | 0 | 0 | 0 | 0 | 0 | 0 | 0 | 0
3 | 360 | 361 | 360 361 HE PTAC, EER=9.6, 1 ton / Retail | 0 | 0 | 0 | 0 | 0 | 0 | 0 | 0 | 0 | 0 | 0 | 0 | 0 | 0 | 0 | 0 | 0 | 0 | 0 | 0 | 0 | 0 | 0 | 0 | 0 | 0 | 0 | 0 | 0 | 0
3 | 400 | 402 | 400 402 Variable Speed Drive Control / Retail | 0 | 0 | 0 | 0 | 0 | 0 | 0 | 0 | 0 | 0 | 0 | 0 | 0 | 0 | 0 | 0 | 0 | 0 | 0 | 0 | 0 | 0 | 0 | 0 | 0 | 0 | 0 | 0 | 0 | 0
3 | 400 | 403 | 400 403 Air Handler Optimization / Retail | 0 | 0 | 0 | 0 | 0 | 0 | 0 | 0 | 0 | 0 | 0 | 0 | 0 | 0 | 0 | 0 | 0 | 0 | 0 | 0 | 0 | 0 | 0 | 0 | 0 | 0 | 0 | 0 | 0 | 0
3 | 400 | 404 | 400 404 Electronically Commutated Motors (ECM) on an Air Handler Unit / Retail | 0 | 0 | 0 | 0 | 0 | 0 | 0 | 0 | 0 | 0 | 0 | 0 | 0 | 0 | 0 | 0 | 0 | 0 | 0 | 0 | 0 | 0 | 0 | 0 | 0 | 0 | 0 | 0 | 0 | 0
3 | 400 | 405 | 400 405 Demand Control Ventilation (DCV) / Retail | 0 | 0 | 0 | 0 | 0 | 0 | 0 | 0 | 0 | 0 | 0 | 0 | 0 | 0 | 0 | 0 | 0 | 0 | 0 | 0 | 0 | 0 | 0 | 0 | 0 | 0 | 0 | 0 | 0 | 0
3 | 400 | 406 | 400 406 Energy Recovery Ventilation (ERV) / Retail | 0 | 0 | 0 | 0 | 0 | 0 | 0 | 0 | 0 | 0 | 0 | 0 | 0 | 0 | 0 | 0 | 0 | 0 | 0 | 0 | 0 | 0 | 0 | 0 | 0 | 0 | 0 | 0 | 0 | 0
3 | 600 | 603 | 600 603 Heat Pump Water Heater (air source) / Retail | 0 | 0 | 0 | 0 | 0 | 0 | 0 | 0 | 0 | 0 | 0 | 0 | 0 | 0 | 0 | 0 | 0 | 0 | 0 | 0 | 0 | 0 | 0 | 0 | 0 | 0 | 0 | 0 | 0 | 0
3 | 600 | 606 | 600 606 Demand controlled circulating systems / Retail | 0 | 0 | 0 | 0 | 0 | 0 | 0 | 0 | 0 | 0 | 0 | 0 | 0 | 0 | 0 | 0 | 0 | 0 | 0 | 0 | 0 | 0 | 0 | 0 | 0 | 0 | 0 | 0 | 0 | 0
3 | 600 | 608 | 600 608 Heat Recovery Unit / Retail | 0 | 0 | 0 | 0 | 0 | 0 | 0 | 0 | 0 | 0 | 0 | 0 | 0 | 0 | 0 | 0 | 0 | 0 | 0 | 0 | 0 | 0 | 0 | 0 | 0 | 0 | 0 | 0 | 0 | 0
3 | 600 | 609 | 600 609 Heat Trap / Retail | 0 | 0 | 0 | 0 | 0 | 0 | 0 | 0 | 0 | 0 | 0 | 0 | 0 | 0 | 0 | 0 | 0 | 0 | 0 | 0 | 0 | 0 | 0 | 0 | 0 | 0 | 0 | 0 | 0 | 0
3 | 600 | 610 | 600 610 Hot Water Pipe Insulation / Retail | 0 | 0 | 0 | 0 | 0 | 0 | 0 | 0 | 0 | 0 | 0 | 0 | 0 | 0 | 0 | 0 | 0 | 0 | 0 | 0 | 0 | 0 | 0 | 0 | 0 | 0 | 0 | 0 | 0 | 0
3 | 700 | 701 | 700 701 PC Manual Power Management Enabling / Retail | 0 | 0 | 0 | 0 | 0 | 0 | 0 | 0 | 0 | 0 | 0 | 0 | 0 | 0 | 0 | 0 | 0 | 0 | 0 | 0 | 0 | 0 | 0 | 0 | 0 | 0 | 0 | 0 | 0 | 0
3 | 700 | 702 | 700 702 PC Network Power Management Enabling / Retail | 0 | 0 | 0 | 0 | 0 | 0 | 0 | 0 | 0 | 0 | 0 | 0 | 0 | 0 | 0 | 0 | 0 | 0 | 0 | 0 | 0 | 0 | 0 | 0 | 0 | 0 | 0 | 0 | 0 | 0
3 | 710 | 711 | 710 711 Energy Star or Better Monitor / Retail | 0 | 0 | 0 | 0 | 0 | 0 | 0 | 0 | 0 | 0 | 0 | 0 | 0 | 0 | 0 | 0 | 0 | 0 | 0 | 0 | 0 | 0 | 0 | 0 | 0 | 0 | 0 | 0 | 0 | 0
3 | 710 | 712 | 710 712 Monitor Power Management Enabling / Retail | 0 | 0 | 0 | 0 | 0 | 0 | 0 | 0 | 0 | 0 | 0 | 0 | 0 | 0 | 0 | 0 | 0 | 0 | 0 | 0 | 0 | 0 | 0 | 0 | 0 | 0 | 0 | 0 | 0 | 0
3 | 720 | 722 | 720 722 Monitor Power Management Enabling / Retail | 0 | 0 | 0 | 0 | 0 | 0 | 0 | 0 | 0 | 0 | 0 | 0 | 0 | 0 | 0 | 0 | 0 | 0 | 0 | 0 | 0 | 0 | 0 | 0 | 0 | 0 | 0 | 0 | 0 | 0
3 | 730 | 732 | 730 732 Copier Power Management Enabling / Retail | 0 | 0 | 0 | 0 | 0 | 0 | 0 | 0 | 0 | 0 | 0 | 0 | 0 | 0 | 0 | 0 | 0 | 0 | 0 | 0 | 0 | 0 | 0 | 0 | 0 | 0 | 0 | 0 | 0 | 0
3 | 740 | 741 | 740 741 Printer Power Management Enabling / Retail | 0 | 0 | 0 | 0 | 0 | 0 | 0 | 0 | 0 | 0 | 0 | 0 | 0 | 0 | 0 | 0 | 0 | 0 | 0 | 0 | 0 | 0 | 0 | 0 | 0 | 0 | 0 | 0 | 0 | 0
3 | 800 | 801 | 800 801 Convection Oven / Retail | 0 | 0 | 0 | 0 | 0 | 0 | 0 | 0 | 0 | 0 | 0 | 0 | 0 | 0 | 0 | 0 | 0 | 0 | 0 | 0 | 0 | 0 | 0 | 0 | 0 | 0 | 0 | 0 | 0 | 0
3 | 810 | 811 | 810 811 Efficient Fryer / Retail | 0 | 0 | 0 | 0 | 0 | 0 | 0 | 0 | 0 | 0 | 0 | 0 | 0 | 0 | 0 | 0 | 0 | 0 | 0 | 0 | 0 | 0 | 0 | 0 | 0 | 0 | 0 | 0 | 0 | 0
3 | 900 | 901 | 900 901 Vending Misers (cooled machines only) / Retail | 0 | 0 | 0 | 0 | 0 | 0 | 0 | 0 | 0 | 0 | 0 | 0 | 0 | 0 | 0 | 0 | 0 | 0 | 0 | 0 | 0 | 0 | 0 | 0 | 0 | 0 | 0 | 0 | 0 | 0
4 | 110 | 111 | 110 111 Premium T8, Elecctronic Ballast / Food Store | 0 | 0 | 0 | 0 | 0 | 0 | 0 | 0 | 0 | 0 | 0 | 0 | 0 | 0 | 0 | 0 | 0 | 0 | 0 | 0 | 0 | 0 | 0 | 0 | 0 | 0 | 0 | 0 | 0 | 0
4 | 110 | 114 | 110 114 Continuous Dimming / Food Store | 0 | 0 | 0 | 0 | 0 | 0 | 0 | 0 | 0 | 0 | 0 | 0 | 0 | 0 | 0 | 0 | 0 | 0 | 0 | 0 | 0 | 0 | 0 | 0 | 0 | 0 | 0 | 0 | 0 | 0
4 | 110 | 115 | 110 115 Lighting Control Tuneup / Food Store | 0 | 0 | 0 | 0 | 0 | 0 | 0 | 0 | 0 | 0 | 0 | 0 | 0 | 0 | 0 | 0 | 0 | 0 | 0 | 0 | 0 | 0 | 0 | 0 | 0 | 0 | 0 | 0 | 0 | 0
4 | 120 | 121 | 120 121 ROB Premium T8, 1EB / Food Store | 0 | 0 | 0 | 0 | 0 | 0 | 0 | 0 | 0 | 0 | 0 | 0 | 0 | 0 | 0 | 0 | 0 | 0 | 0 | 0 | 0 | 0 | 0 | 0 | 0 | 0 | 0 | 0 | 0 | 0
4 | 120 | 122 | 120 122 ROB Premium T8, EB, Reflector / Food Store | 0 | 0 | 0 | 0 | 0 | 0 | 0 | 0 | 0 | 0 | 0 | 0 | 0 | 0 | 0 | 0 | 0 | 0 | 0 | 0 | 0 | 0 | 0 | 0 | 0 | 0 | 0 | 0 | 0 | 0
4 | 120 | 123 | 120 123 Occupancy Sensor / Food Store | 0 | 0 | 0 | 0 | 0 | 0 | 0 | 0 | 0 | 0 | 0 | 0 | 0 | 0 | 0 | 0 | 0 | 0 | 0 | 0 | 0 | 0 | 0 | 0 | 0 | 0 | 0 | 0 | 0 | 0
4 | 120 | 124 | 120 124 Lighting Control Tuneup / Food Store | 0 | 0 | 0 | 0 | 0 | 0 | 0 | 0 | 0 | 0 | 0 | 0 | 0 | 0 | 0 | 0 | 0 | 0 | 0 | 0 | 0 | 0 | 0 | 0 | 0 | 0 | 0 | 0 | 0 | 0
4 | 130 | 131 | 130 131 CFL Screw-in 18W / Food Store | 0 | 0 | 0 | 0 | 0 | 0 | 0 | 0 | 0 | 0 | 0 | 0 | 0 | 0 | 0 | 0 | 0 | 0 | 0 | 0 | 0 | 0 | 0 | 0 | 0 | 0 | 0 | 0 | 0 | 0
4 | 150 | 151 | 150 151 PSMH, 250W, magnetic ballast / Food Store | 0 | 0 | 0 | 0 | 0 | 0 | 0 | 0 | 0 | 0 | 0 | 0 | 0 | 0 | 0 | 0 | 0 | 0 | 0 | 0 | 0 | 0 | 0 | 0 | 0 | 0 | 0 | 0 | 0 | 0
4 | 150 | 152 | 150 152 PSMH, 250 W, electronic ballast / Food Store | 0 | 0 | 0 | 0 | 0 | 0 | 0 | 0 | 0 | 0 | 0 | 0 | 0 | 0 | 0 | 0 | 0 | 0 | 0 | 0 | 0 | 0 | 0 | 0 | 0 | 0 | 0 | 0 | 0 | 0
4 | 150 | 153 | 150 153 High Bay T5 / Food Store | 0 | 0 | 0 | 0 | 0 | 0 | 0 | 0 | 0 | 0 | 0 | 0 | 0 | 0 | 0 | 0 | 0 | 0 | 0 | 0 | 0 | 0 | 0 | 0 | 0 | 0 | 0 | 0 | 0 | 0
4 | 160 | 161 | 160 161 LED Exit Sign / Food Store | 0 | 0 | 0 | 0 | 0 | 0 | 0 | 0 | 0 | 0 | 0 | 0 | 0 | 0 | 0 | 0 | 0 | 0 | 0 | 0 | 0 | 0 | 0 | 0 | 0 | 0 | 0 | 0 | 0 | 0
4 | 200 | 201 | 200 201 High Pressure Sodium 250W Lamp / Food Store | 0 | 0 | 0 | 0 | 0 | 0 | 0 | 0 | 0 | 0 | 0 | 0 | 0 | 0 | 0 | 0 | 0 | 0 | 0 | 0 | 0 | 0 | 0 | 0 | 0 | 0 | 0 | 0 | 0 | 0
4 | 200 | 202 | 200 202 Outdoor Lighting Controls (Photocell/Timeclock) / Food Store | 0 | 0 | 0 | 0 | 0 | 0 | 0 | 0 | 0 | 0 | 0 | 0 | 0 | 0 | 0 | 0 | 0 | 0 | 0 | 0 | 0 | 0 | 0 | 0 | 0 | 0 | 0 | 0 | 0 | 0
4 | 210 | 211 | 210 211 Outdoor Lighting Controls (Photocell/Timeclock) / Food Store | 0 | 0 | 0 | 0 | 0 | 0 | 0 | 0 | 0 | 0 | 0 | 0 | 0 | 0 | 0 | 0 | 0 | 0 | 0 | 0 | 0 | 0 | 0 | 0 | 0 | 0 | 0 | 0 | 0 | 0
4 | 300 | 301 | 300 301 Centrifugal Chiller, 0.51 kW/ton, 500 tons / Food Store | 0 | 0 | 0 | 0 | 0 | 0 | 0 | 0 | 0 | 0 | 0 | 0 | 0 | 0 | 0 | 0 | 0 | 0 | 0 | 0 | 0 | 0 | 0 | 0 | 0 | 0 | 0 | 0 | 0 | 0
4 | 300 | 302 | 300 302 High Efficiency Chiller Motors / Food Store | 0 | 0 | 0 | 0 | 0 | 0 | 0 | 0 | 0 | 0 | 0 | 0 | 0 | 0 | 0 | 0 | 0 | 0 | 0 | 0 | 0 | 0 | 0 | 0 | 0 | 0 | 0 | 0 | 0 | 0
4 | 300 | 304 | 300 304 EMS - Chiller / Food Store | 0 | 0 | 0 | 0 | 0 | 0 | 0 | 0 | 0 | 0 | 0 | 0 | 0 | 0 | 0 | 0 | 0 | 0 | 0 | 0 | 0 | 0 | 0 | 0 | 0 | 0 | 0 | 0 | 0 | 0
4 | 300 | 305 | 300 305 Chiller Tune Up/Diagnostics / Food Store | 0 | 0 | 0 | 0 | 0 | 0 | 0 | 0 | 0 | 0 | 0 | 0 | 0 | 0 | 0 | 0 | 0 | 0 | 0 | 0 | 0 | 0 | 0 | 0 | 0 | 0 | 0 | 0 | 0 | 0
4 | 300 | 306 | 300 306 VSD for Chiller Pumps and Towers / Food Store | 0 | 0 | 0 | 0 | 0 | 0 | 0 | 0 | 0 | 0 | 0 | 0 | 0 | 0 | 0 | 0 | 0 | 0 | 0 | 0 | 0 | 0 | 0 | 0 | 0 | 0 | 0 | 0 | 0 | 0
4 | 300 | 307 | 300 307 EMS Optimization / Food Store | 0 | 0 | 0 | 0 | 0 | 0 | 0 | 0 | 0 | 0 | 0 | 0 | 0 | 0 | 0 | 0 | 0 | 0 | 0 | 0 | 0 | 0 | 0 | 0 | 0 | 0 | 0 | 0 | 0 | 0
4 | 300 | 308 | 300 308 Aerosole Duct Sealing / Food Store | 0 | 0 | 0 | 0 | 0 | 0 | 0 | 0 | 0 | 0 | 0 | 0 | 0 | 0 | 0 | 0 | 0 | 0 | 0 | 0 | 0 | 0 | 0 | 0 | 0 | 0 | 0 | 0 | 0 | 0
4 | 300 | 309 | 300 309 Duct/Pipe Insulation / Food Store | 0 | 0 | 0 | 0 | 0 | 0 | 0 | 0 | 0 | 0 | 0 | 0 | 0 | 0 | 0 | 0 | 0 | 0 | 0 | 0 | 0 | 0 | 0 | 0 | 0 | 0 | 0 | 0 | 0 | 0
4 | 300 | 311 | 300 311 Window Film (Standard) / Food Store | 0 | 0 | 0 | 0 | 0 | 0 | 0 | 0 | 0 | 0 | 0 | 0 | 0 | 0 | 0 | 0 | 0 | 0 | 0 | 0 | 0 | 0 | 0 | 0 | 0 | 0 | 0 | 0 | 0 | 0
4 | 300 | 313 | 300 313 Ceiling Insulation / Food Store | 0 | 0 | 0 | 0 | 0 | 0 | 0 | 0 | 0 | 0 | 0 | 0 | 0 | 0 | 0 | 0 | 0 | 0 | 0 | 0 | 0 | 0 | 0 | 0 | 0 | 0 | 0 | 0 | 0 | 0
4 | 300 | 314 | 300 314 Roof Insulation / Food Store | 0 | 0 | 0 | 0 | 0 | 0 | 0 | 0 | 0 | 0 | 0 | 0 | 0 | 0 | 0 | 0 | 0 | 0 | 0 | 0 | 0 | 0 | 0 | 0 | 0 | 0 | 0 | 0 | 0 | 0
4 | 300 | 317 | 300 317 Thermal Energy Storage (TES) Positive / Food Store | 0 | 0 | 0 | 0 | 0 | 0 | 0 | 0 | 0 | 0 | 0 | 0 | 0 | 0 | 0 | 0 | 0 | 0 | 0 | 0 | 0 | 0 | 0 | 0 | 0 | 0 | 0 | 0 | 0 | 0
4 | 300 | 317 | 300 317 Thermal Energy Storage (TES) Negative / Food Store | 0 | 0 | 0 | 0 | 0 | 0 | 0 | 0 | 0 | 0 | 0 | 0 | 0 | 0 | 0 | 0 | 0 | 0 | 0 | 0 | 0 | 0 | 0 | 0 | 0 | 0 | 0 | 0 | 0 | 0
4 | 320 | 321 | 320 321 DX Packaged System, EER=10.9, 10 tons / Food Store | 0 | 0 | 0 | 0 | 0 | 0 | 0 | 0 | 0 | 0 | 0 | 0 | 0 | 0 | 0 | 0 | 0 | 0 | 0 | 0 | 0 | 0 | 0 | 0 | 0 | 0 | 0 | 0 | 0 | 0
4 | 320 | 322 | 320 322 Hybrid Dessicant-DX System (Trane CDQ) / Food Store | 0 | 0 | 0 | 0 | 0 | 0 | 0 | 0 | 0 | 0 | 0 | 0 | 0 | 0 | 0 | 0 | 0 | 0 | 0 | 0 | 0 | 0 | 0 | 0 | 0 | 0 | 0 | 0 | 0 | 0
4 | 320 | 323 | 320 323 Geothermal Heat Pump, EER=13, 10 tons / Food Store | 0 | 0 | 0 | 0 | 0 | 0 | 0 | 0 | 0 | 0 | 0 | 0 | 0 | 0 | 0 | 0 | 0 | 0 | 0 | 0 | 0 | 0 | 0 | 0 | 0 | 0 | 0 | 0 | 0 | 0
4 | 320 | 326 | 320 326 DX Tune Up/ Advanced Diagnostics / Food Store | 0 | 0 | 0 | 0 | 0 | 0 | 0 | 0 | 0 | 0 | 0 | 0 | 0 | 0 | 0 | 0 | 0 | 0 | 0 | 0 | 0 | 0 | 0 | 0 | 0 | 0 | 0 | 0 | 0 | 0
4 | 320 | 327 | 320 327 DX Coil Cleaning / Food Store | 0 | 0 | 0 | 0 | 0 | 0 | 0 | 0 | 0 | 0 | 0 | 0 | 0 | 0 | 0 | 0 | 0 | 0 | 0 | 0 | 0 | 0 | 0 | 0 | 0 | 0 | 0 | 0 | 0 | 0
4 | 320 | 329 | 320 329 Aerosole Duct Sealing / Food Store | 0 | 0 | 0 | 0 | 0 | 0 | 0 | 0 | 0 | 0 | 0 | 0 | 0 | 0 | 0 | 0 | 0 | 0 | 0 | 0 | 0 | 0 | 0 | 0 | 0 | 0 | 0 | 0 | 0 | 0
4 | 320 | 330 | 320 330 Duct/Pipe Insulation / Food Store | 0 | 0 | 0 | 0 | 0 | 0 | 0 | 0 | 0 | 0 | 0 | 0 | 0 | 0 | 0 | 0 | 0 | 0 | 0 | 0 | 0 | 0 | 0 | 0 | 0 | 0 | 0 | 0 | 0 | 0
4 | 320 | 334 | 320 334 Ceiling Insulation / Food Store | 0 | 0 | 0 | 0 | 0 | 0 | 0 | 0 | 0 | 0 | 0 | 0 | 0 | 0 | 0 | 0 | 0 | 0 | 0 | 0 | 0 | 0 | 0 | 0 | 0 | 0 | 0 | 0 | 0 | 0
4 | 320 | 335 | 320 335 Roof Insulation / Food Store | 0 | 0 | 0 | 0 | 0 | 0 | 0 | 0 | 0 | 0 | 0 | 0 | 0 | 0 | 0 | 0 | 0 | 0 | 0 | 0 | 0 | 0 | 0 | 0 | 0 | 0 | 0 | 0 | 0 | 0
4 | 340 | 344 | 340 344 Aerosole Duct Sealing / Food Store | 0 | 0 | 0 | 0 | 0 | 0 | 0 | 0 | 0 | 0 | 0 | 0 | 0 | 0 | 0 | 0 | 0 | 0 | 0 | 0 | 0 | 0 | 0 | 0 | 0 | 0 | 0 | 0 | 0 | 0
4 | 340 | 345 | 340 345 Duct/Pipe Insulation / Food Store | 0 | 0 | 0 | 0 | 0 | 0 | 0 | 0 | 0 | 0 | 0 | 0 | 0 | 0 | 0 | 0 | 0 | 0 | 0 | 0 | 0 | 0 | 0 | 0 | 0 | 0 | 0 | 0 | 0 | 0
4 | 340 | 349 | 340 349 Ceiling Insulation / Food Store | 0 | 0 | 0 | 0 | 0 | 0 | 0 | 0 | 0 | 0 | 0 | 0 | 0 | 0 | 0 | 0 | 0 | 0 | 0 | 0 | 0 | 0 | 0 | 0 | 0 | 0 | 0 | 0 | 0 | 0
4 | 340 | 351 | 340 351 Cool Roof - DX / Food Store | 0 | 0 | 0 | 0 | 0 | 0 | 0 | 0 | 0 | 0 | 0 | 0 | 0 | 0 | 0 | 0 | 0 | 0 | 0 | 0 | 0 | 0 | 0 | 0 | 0 | 0 | 0 | 0 | 0 | 0
4 | 360 | 361 | 360 361 HE PTAC, EER=9.6, 1 ton / Food Store | 0 | 0 | 0 | 0 | 0 | 0 | 0 | 0 | 0 | 0 | 0 | 0 | 0 | 0 | 0 | 0 | 0 | 0 | 0 | 0 | 0 | 0 | 0 | 0 | 0 | 0 | 0 | 0 | 0 | 0
4 | 400 | 402 | 400 402 Variable Speed Drive Control / Food Store | 0 | 0 | 0 | 0 | 0 | 0 | 0 | 0 | 0 | 0 | 0 | 0 | 0 | 0 | 0 | 0 | 0 | 0 | 0 | 0 | 0 | 0 | 0 | 0 | 0 | 0 | 0 | 0 | 0 | 0
4 | 400 | 403 | 400 403 Air Handler Optimization / Food Store | 0 | 0 | 0 | 0 | 0 | 0 | 0 | 0 | 0 | 0 | 0 | 0 | 0 | 0 | 0 | 0 | 0 | 0 | 0 | 0 | 0 | 0 | 0 | 0 | 0 | 0 | 0 | 0 | 0 | 0
4 | 400 | 404 | 400 404 Electronically Commutated Motors (ECM) on an Air Handler Unit / Food Store | 0 | 0 | 0 | 0 | 0 | 0 | 0 | 0 | 0 | 0 | 0 | 0 | 0 | 0 | 0 | 0 | 0 | 0 | 0 | 0 | 0 | 0 | 0 | 0 | 0 | 0 | 0 | 0 | 0 | 0
4 | 400 | 405 | 400 405 Demand Control Ventilation (DCV) / Food Store | 0 | 0 | 0 | 0 | 0 | 0 | 0 | 0 | 0 | 0 | 0 | 0 | 0 | 0 | 0 | 0 | 0 | 0 | 0 | 0 | 0 | 0 | 0 | 0 | 0 | 0 | 0 | 0 | 0 | 0
4 | 400 | 406 | 400 406 Energy Recovery Ventilation (ERV) / Food Store | 0 | 0 | 0 | 0 | 0 | 0 | 0 | 0 | 0 | 0 | 0 | 0 | 0 | 0 | 0 | 0 | 0 | 0 | 0 | 0 | 0 | 0 | 0 | 0 | 0 | 0 | 0 | 0 | 0 | 0
4 | 500 | 501 | 500 501 High-efficiency fan motors / Food Store | 0 | 0 | 0 | 0 | 0 | 0 | 0 | 0 | 0 | 0 | 0 | 0 | 0 | 0 | 0 | 0 | 0 | 0 | 0 | 0 | 0 | 0 | 0 | 0 | 0 | 0 | 0 | 0 | 0 | 0
4 | 500 | 502 | 500 502 Strip curtains for walk-ins / Food Store | 0 | 0 | 0 | 0 | 0 | 0 | 0 | 0 | 0 | 0 | 0 | 0 | 0 | 0 | 0 | 0 | 0 | 0 | 0 | 0 | 0 | 0 | 0 | 0 | 0 | 0 | 0 | 0 | 0 | 0
4 | 500 | 503 | 500 503 Night covers for display cases / Food Store | 0 | 0 | 0 | 0 | 0 | 0 | 0 | 0 | 0 | 0 | 0 | 0 | 0 | 0 | 0 | 0 | 0 | 0 | 0 | 0 | 0 | 0 | 0 | 0 | 0 | 0 | 0 | 0 | 0 | 0
4 | 500 | 505 | 500 505 Efficient compressor motor / Food Store | 0 | 0 | 0 | 0 | 0 | 0 | 0 | 0 | 0 | 0 | 0 | 0 | 0 | 0 | 0 | 0 | 0 | 0 | 0 | 0 | 0 | 0 | 0 | 0 | 0 | 0 | 0 | 0 | 0 | 0
4 | 500 | 507 | 500 507 Floating head pressure controls / Food Store | 0 | 0 | 0 | 0 | 0 | 0 | 0 | 0 | 0 | 0 | 0 | 0 | 0 | 0 | 0 | 0 | 0 | 0 | 0 | 0 | 0 | 0 | 0 | 0 | 0 | 0 | 0 | 0 | 0 | 0
4 | 500 | 510 | 500 510 Demand Defrost Electric / Food Store | 0 | 0 | 0 | 0 | 0 | 0 | 0 | 0 | 0 | 0 | 0 | 0 | 0 | 0 | 0 | 0 | 0 | 0 | 0 | 0 | 0 | 0 | 0 | 0 | 0 | 0 | 0 | 0 | 0 | 0
4 | 500 | 513 | 500 513 High R-Value Glass Doors / Food Store | 0 | 0 | 0 | 0 | 0 | 0 | 0 | 0 | 0 | 0 | 0 | 0 | 0 | 0 | 0 | 0 | 0 | 0 | 0 | 0 | 0 | 0 | 0 | 0 | 0 | 0 | 0 | 0 | 0 | 0
4 | 500 | 515 | 500 515 Oversized Air Cooled Condenser / Food Store | 0 | 0 | 0 | 0 | 0 | 0 | 0 | 0 | 0 | 0 | 0 | 0 | 0 | 0 | 0 | 0 | 0 | 0 | 0 | 0 | 0 | 0 | 0 | 0 | 0 | 0 | 0 | 0 | 0 | 0
4 | 500 | 517 | 500 517 LED Display Lighting / Food Store | 0 | 0 | 0 | 0 | 0 | 0 | 0 | 0 | 0 | 0 | 0 | 0 | 0 | 0 | 0 | 0 | 0 | 0 | 0 | 0 | 0 | 0 | 0 | 0 | 0 | 0 | 0 | 0 | 0 | 0
4 | 600 | 603 | 600 603 Heat Pump Water Heater (air source) / Food Store | 0 | 0 | 0 | 0 | 0 | 0 | 0 | 0 | 0 | 0 | 0 | 0 | 0 | 0 | 0 | 0 | 0 | 0 | 0 | 0 | 0 | 0 | 0 | 0 | 0 | 0 | 0 | 0 | 0 | 0
4 | 600 | 606 | 600 606 Demand controlled circulating systems / Food Store | 0 | 0 | 0 | 0 | 0 | 0 | 0 | 0 | 0 | 0 | 0 | 0 | 0 | 0 | 0 | 0 | 0 | 0 | 0 | 0 | 0 | 0 | 0 | 0 | 0 | 0 | 0 | 0 | 0 | 0
4 | 600 | 608 | 600 608 Heat Recovery Unit / Food Store | 0 | 0 | 0 | 0 | 0 | 0 | 0 | 0 | 0 | 0 | 0 | 0 | 0 | 0 | 0 | 0 | 0 | 0 | 0 | 0 | 0 | 0 | 0 | 0 | 0 | 0 | 0 | 0 | 0 | 0
4 | 600 | 609 | 600 609 Heat Trap / Food Store | 0 | 0 | 0 | 0 | 0 | 0 | 0 | 0 | 0 | 0 | 0 | 0 | 0 | 0 | 0 | 0 | 0 | 0 | 0 | 0 | 0 | 0 | 0 | 0 | 0 | 0 | 0 | 0 | 0 | 0
4 | 600 | 610 | 600 610 Hot Water Pipe Insulation / Food Store | 0 | 0 | 0 | 0 | 0 | 0 | 0 | 0 | 0 | 0 | 0 | 0 | 0 | 0 | 0 | 0 | 0 | 0 | 0 | 0 | 0 | 0 | 0 | 0 | 0 | 0 | 0 | 0 | 0 | 0
4 | 700 | 701 | 700 701 PC Manual Power Management Enabling / Food Store | 0 | 0 | 0 | 0 | 0 | 0 | 0 | 0 | 0 | 0 | 0 | 0 | 0 | 0 | 0 | 0 | 0 | 0 | 0 | 0 | 0 | 0 | 0 | 0 | 0 | 0 | 0 | 0 | 0 | 0
4 | 700 | 702 | 700 702 PC Network Power Management Enabling / Food Store | 0 | 0 | 0 | 0 | 0 | 0 | 0 | 0 | 0 | 0 | 0 | 0 | 0 | 0 | 0 | 0 | 0 | 0 | 0 | 0 | 0 | 0 | 0 | 0 | 0 | 0 | 0 | 0 | 0 | 0
4 | 710 | 711 | 710 711 Energy Star or Better Monitor / Food Store | 0 | 0 | 0 | 0 | 0 | 0 | 0 | 0 | 0 | 0 | 0 | 0 | 0 | 0 | 0 | 0 | 0 | 0 | 0 | 0 | 0 | 0 | 0 | 0 | 0 | 0 | 0 | 0 | 0 | 0
4 | 710 | 712 | 710 712 Monitor Power Management Enabling / Food Store | 0 | 0 | 0 | 0 | 0 | 0 | 0 | 0 | 0 | 0 | 0 | 0 | 0 | 0 | 0 | 0 | 0 | 0 | 0 | 0 | 0 | 0 | 0 | 0 | 0 | 0 | 0 | 0 | 0 | 0
4 | 730 | 732 | 730 732 Copier Power Management Enabling / Food Store | 0 | 0 | 0 | 0 | 0 | 0 | 0 | 0 | 0 | 0 | 0 | 0 | 0 | 0 | 0 | 0 | 0 | 0 | 0 | 0 | 0 | 0 | 0 | 0 | 0 | 0 | 0 | 0 | 0 | 0
4 | 740 | 741 | 740 741 Printer Power Management Enabling / Food Store | 0 | 0 | 0 | 0 | 0 | 0 | 0 | 0 | 0 | 0 | 0 | 0 | 0 | 0 | 0 | 0 | 0 | 0 | 0 | 0 | 0 | 0 | 0 | 0 | 0 | 0 | 0 | 0 | 0 | 0
4 | 800 | 801 | 800 801 Convection Oven / Food Store | 0 | 0 | 0 | 0 | 0 | 0 | 0 | 0 | 0 | 0 | 0 | 0 | 0 | 0 | 0 | 0 | 0 | 0 | 0 | 0 | 0 | 0 | 0 | 0 | 0 | 0 | 0 | 0 | 0 | 0
4 | 810 | 811 | 810 811 Efficient Fryer / Food Store | 0 | 0 | 0 | 0 | 0 | 0 | 0 | 0 | 0 | 0 | 0 | 0 | 0 | 0 | 0 | 0 | 0 | 0 | 0 | 0 | 0 | 0 | 0 | 0 | 0 | 0 | 0 | 0 | 0 | 0
4 | 900 | 901 | 900 901 Vending Misers (cooled machines only) / Food Store | 0 | 0 | 0 | 0 | 0 | 0 | 0 | 0 | 0 | 0 | 0 | 0 | 0 | 0 | 0 | 0 | 0 | 0 | 0 | 0 | 0 | 0 | 0 | 0 | 0 | 0 | 0 | 0 | 0 | 0
5 | 110 | 111 | 110 111 Premium T8, Elecctronic Ballast / School | 0 | 0 | 0 | 0 | 0 | 0 | 0 | 0 | 0 | 0 | 0 | 0 | 0 | 0 | 0 | 0 | 0 | 0 | 0 | 0 | 0 | 0 | 0 | 0 | 0 | 0 | 0 | 0 | 0 | 0
5 | 110 | 114 | 110 114 Continuous Dimming / School | 0 | 0 | 0 | 0 | 0 | 0 | 0 | 0 | 0 | 0 | 0 | 0 | 0 | 0 | 0 | 0 | 0 | 0 | 0 | 0 | 0 | 0 | 0 | 0 | 0 | 0 | 0 | 0 | 0 | 0
5 | 110 | 115 | 110 115 Lighting Control Tuneup / School | 0 | 0 | 0 | 0 | 0 | 0 | 0 | 0 | 0 | 0 | 0 | 0 | 0 | 0 | 0 | 0 | 0 | 0 | 0 | 0 | 0 | 0 | 0 | 0 | 0 | 0 | 0 | 0 | 0 | 0
5 | 120 | 121 | 120 121 ROB Premium T8, 1EB / School | 0 | 0 | 0 | 0 | 0 | 0 | 0 | 0 | 0 | 0 | 0 | 0 | 0 | 0 | 0 | 0 | 0 | 0 | 0 | 0 | 0 | 0 | 0 | 0 | 0 | 0 | 0 | 0 | 0 | 0
5 | 120 | 122 | 120 122 ROB Premium T8, EB, Reflector / School | 0 | 0 | 0 | 0 | 0 | 0 | 0 | 0 | 0 | 0 | 0 | 0 | 0 | 0 | 0 | 0 | 0 | 0 | 0 | 0 | 0 | 0 | 0 | 0 | 0 | 0 | 0 | 0 | 0 | 0
5 | 120 | 123 | 120 123 Occupancy Sensor / School | 0 | 0 | 0 | 0 | 0 | 0 | 0 | 0 | 0 | 0 | 0 | 0 | 0 | 0 | 0 | 0 | 0 | 0 | 0 | 0 | 0 | 0 | 0 | 0 | 0 | 0 | 0 | 0 | 0 | 0
5 | 120 | 124 | 120 124 Lighting Control Tuneup / School | 0 | 0 | 0 | 0 | 0 | 0 | 0 | 0 | 0 | 0 | 0 | 0 | 0 | 0 | 0 | 0 | 0 | 0 | 0 | 0 | 0 | 0 | 0 | 0 | 0 | 0 | 0 | 0 | 0 | 0
5 | 130 | 131 | 130 131 CFL Screw-in 18W / School | 0 | 0 | 0 | 0 | 0 | 0 | 0 | 0 | 0 | 0 | 0 | 0 | 0 | 0 | 0 | 0 | 0 | 0 | 0 | 0 | 0 | 0 | 0 | 0 | 0 | 0 | 0 | 0 | 0 | 0
5 | 150 | 151 | 150 151 PSMH, 250W, magnetic ballast / School | 0 | 0 | 0 | 0 | 0 | 0 | 0 | 0 | 0 | 0 | 0 | 0 | 0 | 0 | 0 | 0 | 0 | 0 | 0 | 0 | 0 | 0 | 0 | 0 | 0 | 0 | 0 | 0 | 0 | 0
5 | 150 | 152 | 150 152 PSMH, 250 W, electronic ballast / School | 0 | 0 | 0 | 0 | 0 | 0 | 0 | 0 | 0 | 0 | 0 | 0 | 0 | 0 | 0 | 0 | 0 | 0 | 0 | 0 | 0 | 0 | 0 | 0 | 0 | 0 | 0 | 0 | 0 | 0
5 | 150 | 153 | 150 153 High Bay T5 / School | 0 | 0 | 0 | 0 | 0 | 0 | 0 | 0 | 0 | 0 | 0 | 0 | 0 | 0 | 0 | 0 | 0 | 0 | 0 | 0 | 0 | 0 | 0 | 0 | 0 | 0 | 0 | 0 | 0 | 0
5 | 160 | 161 | 160 161 LED Exit Sign / School | 0 | 0 | 0 | 0 | 0 | 0 | 0 | 0 | 0 | 0 | 0 | 0 | 0 | 0 | 0 | 0 | 0 | 0 | 0 | 0 | 0 | 0 | 0 | 0 | 0 | 0 | 0 | 0 | 0 | 0
5 | 200 | 201 | 200 201 High Pressure Sodium 250W Lamp / School | 0 | 0 | 0 | 0 | 0 | 0 | 0 | 0 | 0 | 0 | 0 | 0 | 0 | 0 | 0 | 0 | 0 | 0 | 0 | 0 | 0 | 0 | 0 | 0 | 0 | 0 | 0 | 0 | 0 | 0
5 | 200 | 202 | 200 202 Outdoor Lighting Controls (Photocell/Timeclock) / School | 0 | 0 | 0 | 0 | 0 | 0 | 0 | 0 | 0 | 0 | 0 | 0 | 0 | 0 | 0 | 0 | 0 | 0 | 0 | 0 | 0 | 0 | 0 | 0 | 0 | 0 | 0 | 0 | 0 | 0
5 | 210 | 211 | 210 211 Outdoor Lighting Controls (Photocell/Timeclock) / School | 0 | 0 | 0 | 0 | 0 | 0 | 0 | 0 | 0 | 0 | 0 | 0 | 0 | 0 | 0 | 0 | 0 | 0 | 0 | 0 | 0 | 0 | 0 | 0 | 0 | 0 | 0 | 0 | 0 | 0
5 | 300 | 301 | 300 301 Centrifugal Chiller, 0.51 kW/ton, 500 tons / School | 0 | 0 | 0 | 0 | 0 | 0 | 0 | 0 | 0 | 0 | 0 | 0 | 0 | 0 | 0 | 0 | 0 | 0 | 0 | 0 | 0 | 0 | 0 | 0 | 0 | 0 | 0 | 0 | 0 | 0
5 | 300 | 302 | 300 302 High Efficiency Chiller Motors / School | 0 | 0 | 0 | 0 | 0 | 0 | 0 | 0 | 0 | 0 | 0 | 0 | 0 | 0 | 0 | 0 | 0 | 0 | 0 | 0 | 0 | 0 | 0 | 0 | 0 | 0 | 0 | 0 | 0 | 0
5 | 300 | 304 | 300 304 EMS - Chiller / School | 0 | 0 | 0 | 0 | 0 | 0 | 0 | 0 | 0 | 0 | 0 | 0 | 0 | 0 | 0 | 0 | 0 | 0 | 0 | 0 | 0 | 0 | 0 | 0 | 0 | 0 | 0 | 0 | 0 | 0
5 | 300 | 305 | 300 305 Chiller Tune Up/Diagnostics / School | 0 | 0 | 0 | 0 | 0 | 0 | 0 | 0 | 0 | 0 | 0 | 0 | 0 | 0 | 0 | 0 | 0 | 0 | 0 | 0 | 0 | 0 | 0 | 0 | 0 | 0 | 0 | 0 | 0 | 0
5 | 300 | 306 | 300 306 VSD for Chiller Pumps and Towers / School | 0 | 0 | 0 | 0 | 0 | 0 | 0 | 0 | 0 | 0 | 0 | 0 | 0 | 0 | 0 | 0 | 0 | 0 | 0 | 0 | 0 | 0 | 0 | 0 | 0 | 0 | 0 | 0 | 0 | 0
5 | 300 | 307 | 300 307 EMS Optimization / School | 0 | 0 | 0 | 0 | 0 | 0 | 0 | 0 | 0 | 0 | 0 | 0 | 0 | 0 | 0 | 0 | 0 | 0 | 0 | 0 | 0 | 0 | 0 | 0 | 0 | 0 | 0 | 0 | 0 | 0
5 | 300 | 308 | 300 308 Aerosole Duct Sealing / School | 0 | 0 | 0 | 0 | 0 | 0 | 0 | 0 | 0 | 0 | 0 | 0 | 0 | 0 | 0 | 0 | 0 | 0 | 0 | 0 | 0 | 0 | 0 | 0 | 0 | 0 | 0 | 0 | 0 | 0
5 | 300 | 309 | 300 309 Duct/Pipe Insulation / School | 0 | 0 | 0 | 0 | 0 | 0 | 0 | 0 | 0 | 0 | 0 | 0 | 0 | 0 | 0 | 0 | 0 | 0 | 0 | 0 | 0 | 0 | 0 | 0 | 0 | 0 | 0 | 0 | 0 | 0
5 | 300 | 311 | 300 311 Window Film (Standard) / School | 0 | 0 | 0 | 0 | 0 | 0 | 0 | 0 | 0 | 0 | 0 | 0 | 0 | 0 | 0 | 0 | 0 | 0 | 0 | 0 | 0 | 0 | 0 | 0 | 0 | 0 | 0 | 0 | 0 | 0
5 | 300 | 313 | 300 313 Ceiling Insulation / School | 0 | 0 | 0 | 0 | 0 | 0 | 0 | 0 | 0 | 0 | 0 | 0 | 0 | 0 | 0 | 0 | 0 | 0 | 0 | 0 | 0 | 0 | 0 | 0 | 0 | 0 | 0 | 0 | 0 | 0
5 | 300 | 314 | 300 314 Roof Insulation / School | 0 | 0 | 0 | 0 | 0 | 0 | 0 | 0 | 0 | 0 | 0 | 0 | 0 | 0 | 0 | 0 | 0 | 0 | 0 | 0 | 0 | 0 | 0 | 0 | 0 | 0 | 0 | 0 | 0 | 0
5 | 300 | 317 | 300 317 Thermal Energy Storage (TES) Positive / School | 0 | 0 | 0 | 0 | 0 | 0 | 0 | 0 | 0 | 0 | 0 | 0 | 0 | 0 | 0 | 0 | 0 | 0 | 0 | 0 | 0 | 0 | 0 | 0 | 0 | 0 | 0 | 0 | 0 | 0
5 | 300 | 317 | 300 317 Thermal Energy Storage (TES) Negative / School | 0 | 0 | 0 | 0 | 0 | 0 | 0 | 0 | 0 | 0 | 0 | 0 | 0 | 0 | 0 | 0 | 0 | 0 | 0 | 0 | 0 | 0 | 0 | 0 | 0 | 0 | 0 | 0 | 0 | 0
5 | 320 | 321 | 320 321 DX Packaged System, EER=10.9, 10 tons / School | 0 | 0 | 0 | 0 | 0 | 0 | 0 | 0 | 0 | 0 | 0 | 0 | 0 | 0 | 0 | 0 | 0 | 0 | 0 | 0 | 0 | 0 | 0 | 0 | 0 | 0 | 0 | 0 | 0 | 0
5 | 320 | 322 | 320 322 Hybrid Dessicant-DX System (Trane CDQ) / School | 0 | 0 | 0 | 0 | 0 | 0 | 0 | 0 | 0 | 0 | 0 | 0 | 0 | 0 | 0 | 0 | 0 | 0 | 0 | 0 | 0 | 0 | 0 | 0 | 0 | 0 | 0 | 0 | 0 | 0
5 | 320 | 323 | 320 323 Geothermal Heat Pump, EER=13, 10 tons / School | 0 | 0 | 0 | 0 | 0 | 0 | 0 | 0 | 0 | 0 | 0 | 0 | 0 | 0 | 0 | 0 | 0 | 0 | 0 | 0 | 0 | 0 | 0 | 0 | 0 | 0 | 0 | 0 | 0 | 0
5 | 320 | 326 | 320 326 DX Tune Up/ Advanced Diagnostics / School | 0 | 0 | 0 | 0 | 0 | 0 | 0 | 0 | 0 | 0 | 0 | 0 | 0 | 0 | 0 | 0 | 0 | 0 | 0 | 0 | 0 | 0 | 0 | 0 | 0 | 0 | 0 | 0 | 0 | 0
5 | 320 | 327 | 320 327 DX Coil Cleaning / School | 0 | 0 | 0 | 0 | 0 | 0 | 0 | 0 | 0 | 0 | 0 | 0 | 0 | 0 | 0 | 0 | 0 | 0 | 0 | 0 | 0 | 0 | 0 | 0 | 0 | 0 | 0 | 0 | 0 | 0
5 | 320 | 329 | 320 329 Aerosole Duct Sealing / School | 0 | 0 | 0 | 0 | 0 | 0 | 0 | 0 | 0 | 0 | 0 | 0 | 0 | 0 | 0 | 0 | 0 | 0 | 0 | 0 | 0 | 0 | 0 | 0 | 0 | 0 | 0 | 0 | 0 | 0
5 | 320 | 330 | 320 330 Duct/Pipe Insulation / School | 0 | 0 | 0 | 0 | 0 | 0 | 0 | 0 | 0 | 0 | 0 | 0 | 0 | 0 | 0 | 0 | 0 | 0 | 0 | 0 | 0 | 0 | 0 | 0 | 0 | 0 | 0 | 0 | 0 | 0
5 | 320 | 334 | 320 334 Ceiling Insulation / School | 0 | 0 | 0 | 0 | 0 | 0 | 0 | 0 | 0 | 0 | 0 | 0 | 0 | 0 | 0 | 0 | 0 | 0 | 0 | 0 | 0 | 0 | 0 | 0 | 0 | 0 | 0 | 0 | 0 | 0
5 | 320 | 335 | 320 335 Roof Insulation / School | 0 | 0 | 0 | 0 | 0 | 0 | 0 | 0 | 0 | 0 | 0 | 0 | 0 | 0 | 0 | 0 | 0 | 0 | 0 | 0 | 0 | 0 | 0 | 0 | 0 | 0 | 0 | 0 | 0 | 0
5 | 340 | 344 | 340 344 Aerosole Duct Sealing / School | 0 | 0 | 0 | 0 | 0 | 0 | 0 | 0 | 0 | 0 | 0 | 0 | 0 | 0 | 0 | 0 | 0 | 0 | 0 | 0 | 0 | 0 | 0 | 0 | 0 | 0 | 0 | 0 | 0 | 0
5 | 340 | 345 | 340 345 Duct/Pipe Insulation / School | 0 | 0 | 0 | 0 | 0 | 0 | 0 | 0 | 0 | 0 | 0 | 0 | 0 | 0 | 0 | 0 | 0 | 0 | 0 | 0 | 0 | 0 | 0 | 0 | 0 | 0 | 0 | 0 | 0 | 0
5 | 340 | 349 | 340 349 Ceiling Insulation / School | 0 | 0 | 0 | 0 | 0 | 0 | 0 | 0 | 0 | 0 | 0 | 0 | 0 | 0 | 0 | 0 | 0 | 0 | 0 | 0 | 0 | 0 | 0 | 0 | 0 | 0 | 0 | 0 | 0 | 0
5 | 340 | 351 | 340 351 Cool Roof - DX / School | 0 | 0 | 0 | 0 | 0 | 0 | 0 | 0 | 0 | 0 | 0 | 0 | 0 | 0 | 0 | 0 | 0 | 0 | 0 | 0 | 0 | 0 | 0 | 0 | 0 | 0 | 0 | 0 | 0 | 0
5 | 360 | 361 | 360 361 HE PTAC, EER=9.6, 1 ton / School | 0 | 0 | 0 | 0 | 0 | 0 | 0 | 0 | 0 | 0 | 0 | 0 | 0 | 0 | 0 | 0 | 0 | 0 | 0 | 0 | 0 | 0 | 0 | 0 | 0 | 0 | 0 | 0 | 0 | 0
5 | 400 | 402 | 400 402 Variable Speed Drive Control / School | 0 | 0 | 0 | 0 | 0 | 0 | 0 | 0 | 0 | 0 | 0 | 0 | 0 | 0 | 0 | 0 | 0 | 0 | 0 | 0 | 0 | 0 | 0 | 0 | 0 | 0 | 0 | 0 | 0 | 0
5 | 400 | 403 | 400 403 Air Handler Optimization / School | 0 | 0 | 0 | 0 | 0 | 0 | 0 | 0 | 0 | 0 | 0 | 0 | 0 | 0 | 0 | 0 | 0 | 0 | 0 | 0 | 0 | 0 | 0 | 0 | 0 | 0 | 0 | 0 | 0 | 0
5 | 400 | 404 | 400 404 Electronically Commutated Motors (ECM) on an Air Handler Unit / School | 0 | 0 | 0 | 0 | 0 | 0 | 0 | 0 | 0 | 0 | 0 | 0 | 0 | 0 | 0 | 0 | 0 | 0 | 0 | 0 | 0 | 0 | 0 | 0 | 0 | 0 | 0 | 0 | 0 | 0
5 | 400 | 405 | 400 405 Demand Control Ventilation (DCV) / School | 0 | 0 | 0 | 0 | 0 | 0 | 0 | 0 | 0 | 0 | 0 | 0 | 0 | 0 | 0 | 0 | 0 | 0 | 0 | 0 | 0 | 0 | 0 | 0 | 0 | 0 | 0 | 0 | 0 | 0
5 | 400 | 406 | 400 406 Energy Recovery Ventilation (ERV) / School | 0 | 0 | 0 | 0 | 0 | 0 | 0 | 0 | 0 | 0 | 0 | 0 | 0 | 0 | 0 | 0 | 0 | 0 | 0 | 0 | 0 | 0 | 0 | 0 | 0 | 0 | 0 | 0 | 0 | 0
5 | 600 | 603 | 600 603 Heat Pump Water Heater (air source) / School | 0 | 0 | 0 | 0 | 0 | 0 | 0 | 0 | 0 | 0 | 0 | 0 | 0 | 0 | 0 | 0 | 0 | 0 | 0 | 0 | 0 | 0 | 0 | 0 | 0 | 0 | 0 | 0 | 0 | 0
5 | 600 | 606 | 600 606 Demand controlled circulating systems / School | 0 | 0 | 0 | 0 | 0 | 0 | 0 | 0 | 0 | 0 | 0 | 0 | 0 | 0 | 0 | 0 | 0 | 0 | 0 | 0 | 0 | 0 | 0 | 0 | 0 | 0 | 0 | 0 | 0 | 0
5 | 600 | 608 | 600 608 Heat Recovery Unit / School | 0 | 0 | 0 | 0 | 0 | 0 | 0 | 0 | 0 | 0 | 0 | 0 | 0 | 0 | 0 | 0 | 0 | 0 | 0 | 0 | 0 | 0 | 0 | 0 | 0 | 0 | 0 | 0 | 0 | 0
5 | 600 | 609 | 600 609 Heat Trap / School | 0 | 0 | 0 | 0 | 0 | 0 | 0 | 0 | 0 | 0 | 0 | 0 | 0 | 0 | 0 | 0 | 0 | 0 | 0 | 0 | 0 | 0 | 0 | 0 | 0 | 0 | 0 | 0 | 0 | 0
5 | 600 | 610 | 600 610 Hot Water Pipe Insulation / School | 0 | 0 | 0 | 0 | 0 | 0 | 0 | 0 | 0 | 0 | 0 | 0 | 0 | 0 | 0 | 0 | 0 | 0 | 0 | 0 | 0 | 0 | 0 | 0 | 0 | 0 | 0 | 0 | 0 | 0
5 | 700 | 701 | 700 701 PC Manual Power Management Enabling / School | 0 | 0 | 0 | 0 | 0 | 0 | 0 | 0 | 0 | 0 | 0 | 0 | 0 | 0 | 0 | 0 | 0 | 0 | 0 | 0 | 0 | 0 | 0 | 0 | 0 | 0 | 0 | 0 | 0 | 0
5 | 700 | 702 | 700 702 PC Network Power Management Enabling / School | 0 | 0 | 0 | 0 | 0 | 0 | 0 | 0 | 0 | 0 | 0 | 0 | 0 | 0 | 0 | 0 | 0 | 0 | 0 | 0 | 0 | 0 | 0 | 0 | 0 | 0 | 0 | 0 | 0 | 0
5 | 710 | 711 | 710 711 Energy Star or Better Monitor / School | 0 | 0 | 0 | 0 | 0 | 0 | 0 | 0 | 0 | 0 | 0 | 0 | 0 | 0 | 0 | 0 | 0 | 0 | 0 | 0 | 0 | 0 | 0 | 0 | 0 | 0 | 0 | 0 | 0 | 0
5 | 710 | 712 | 710 712 Monitor Power Management Enabling / School | 0 | 0 | 0 | 0 | 0 | 0 | 0 | 0 | 0 | 0 | 0 | 0 | 0 | 0 | 0 | 0 | 0 | 0 | 0 | 0 | 0 | 0 | 0 | 0 | 0 | 0 | 0 | 0 | 0 | 0
5 | 720 | 722 | 720 722 Monitor Power Management Enabling / School | 0 | 0 | 0 | 0 | 0 | 0 | 0 | 0 | 0 | 0 | 0 | 0 | 0 | 0 | 0 | 0 | 0 | 0 | 0 | 0 | 0 | 0 | 0 | 0 | 0 | 0 | 0 | 0 | 0 | 0
5 | 730 | 732 | 730 732 Copier Power Management Enabling / School | 0 | 0 | 0 | 0 | 0 | 0 | 0 | 0 | 0 | 0 | 0 | 0 | 0 | 0 | 0 | 0 | 0 | 0 | 0 | 0 | 0 | 0 | 0 | 0 | 0 | 0 | 0 | 0 | 0 | 0
5 | 740 | 741 | 740 741 Printer Power Management Enabling / School | 0 | 0 | 0 | 0 | 0 | 0 | 0 | 0 | 0 | 0 | 0 | 0 | 0 | 0 | 0 | 0 | 0 | 0 | 0 | 0 | 0 | 0 | 0 | 0 | 0 | 0 | 0 | 0 | 0 | 0
5 | 800 | 801 | 800 801 Convection Oven / School | 0 | 0 | 0 | 0 | 0 | 0 | 0 | 0 | 0 | 0 | 0 | 0 | 0 | 0 | 0 | 0 | 0 | 0 | 0 | 0 | 0 | 0 | 0 | 0 | 0 | 0 | 0 | 0 | 0 | 0
5 | 810 | 811 | 810 811 Efficient Fryer / School | 0 | 0 | 0 | 0 | 0 | 0 | 0 | 0 | 0 | 0 | 0 | 0 | 0 | 0 | 0 | 0 | 0 | 0 | 0 | 0 | 0 | 0 | 0 | 0 | 0 | 0 | 0 | 0 | 0 | 0
5 | 900 | 901 | 900 901 Vending Misers (cooled machines only) / School | 0 | 0 | 0 | 0 | 0 | 0 | 0 | 0 | 0 | 0 | 0 | 0 | 0 | 0 | 0 | 0 | 0 | 0 | 0 | 0 | 0 | 0 | 0 | 0 | 0 | 0 | 0 | 0 | 0 | 0
6 | 110 | 111 | 110 111 Premium T8, Elecctronic Ballast / College | 0 | 0 | 0 | 0 | 0 | 0 | 0 | 0 | 0 | 0 | 0 | 0 | 0 | 0 | 0 | 0 | 0 | 0 | 0 | 0 | 0 | 0 | 0 | 0 | 0 | 0 | 0 | 0 | 0 | 0
6 | 110 | 114 | 110 114 Continuous Dimming / College | 0 | 0 | 0 | 0 | 0 | 0 | 0 | 0 | 0 | 0 | 0 | 0 | 0 | 0 | 0 | 0 | 0 | 0 | 0 | 0 | 0 | 0 | 0 | 0 | 0 | 0 | 0 | 0 | 0 | 0
6 | 110 | 115 | 110 115 Lighting Control Tuneup / College | 0 | 0 | 0 | 0 | 0 | 0 | 0 | 0 | 0 | 0 | 0 | 0 | 0 | 0 | 0 | 0 | 0 | 0 | 0 | 0 | 0 | 0 | 0 | 0 | 0 | 0 | 0 | 0 | 0 | 0
6 | 120 | 121 | 120 121 ROB Premium T8, 1EB / College | 0 | 0 | 0 | 0 | 0 | 0 | 0 | 0 | 0 | 0 | 0 | 0 | 0 | 0 | 0 | 0 | 0 | 0 | 0 | 0 | 0 | 0 | 0 | 0 | 0 | 0 | 0 | 0 | 0 | 0
6 | 120 | 122 | 120 122 ROB Premium T8, EB, Reflector / College | 0 | 0 | 0 | 0 | 0 | 0 | 0 | 0 | 0 | 0 | 0 | 0 | 0 | 0 | 0 | 0 | 0 | 0 | 0 | 0 | 0 | 0 | 0 | 0 | 0 | 0 | 0 | 0 | 0 | 0
6 | 120 | 123 | 120 123 Occupancy Sensor / College | 0 | 0 | 0 | 0 | 0 | 0 | 0 | 0 | 0 | 0 | 0 | 0 | 0 | 0 | 0 | 0 | 0 | 0 | 0 | 0 | 0 | 0 | 0 | 0 | 0 | 0 | 0 | 0 | 0 | 0
6 | 120 | 124 | 120 124 Lighting Control Tuneup / College | 0 | 0 | 0 | 0 | 0 | 0 | 0 | 0 | 0 | 0 | 0 | 0 | 0 | 0 | 0 | 0 | 0 | 0 | 0 | 0 | 0 | 0 | 0 | 0 | 0 | 0 | 0 | 0 | 0 | 0
6 | 130 | 131 | 130 131 CFL Screw-in 18W / College | 0 | 0 | 0 | 0 | 0 | 0 | 0 | 0 | 0 | 0 | 0 | 0 | 0 | 0 | 0 | 0 | 0 | 0 | 0 | 0 | 0 | 0 | 0 | 0 | 0 | 0 | 0 | 0 | 0 | 0
6 | 150 | 151 | 150 151 PSMH, 250W, magnetic ballast / College | 0 | 0 | 0 | 0 | 0 | 0 | 0 | 0 | 0 | 0 | 0 | 0 | 0 | 0 | 0 | 0 | 0 | 0 | 0 | 0 | 0 | 0 | 0 | 0 | 0 | 0 | 0 | 0 | 0 | 0
6 | 150 | 152 | 150 152 PSMH, 250 W, electronic ballast / College | 0 | 0 | 0 | 0 | 0 | 0 | 0 | 0 | 0 | 0 | 0 | 0 | 0 | 0 | 0 | 0 | 0 | 0 | 0 | 0 | 0 | 0 | 0 | 0 | 0 | 0 | 0 | 0 | 0 | 0
6 | 150 | 153 | 150 153 High Bay T5 / College | 0 | 0 | 0 | 0 | 0 | 0 | 0 | 0 | 0 | 0 | 0 | 0 | 0 | 0 | 0 | 0 | 0 | 0 | 0 | 0 | 0 | 0 | 0 | 0 | 0 | 0 | 0 | 0 | 0 | 0
6 | 160 | 161 | 160 161 LED Exit Sign / College | 0 | 0 | 0 | 0 | 0 | 0 | 0 | 0 | 0 | 0 | 0 | 0 | 0 | 0 | 0 | 0 | 0 | 0 | 0 | 0 | 0 | 0 | 0 | 0 | 0 | 0 | 0 | 0 | 0 | 0
6 | 200 | 201 | 200 201 High Pressure Sodium 250W Lamp / College | 0 | 0 | 0 | 0 | 0 | 0 | 0 | 0 | 0 | 0 | 0 | 0 | 0 | 0 | 0 | 0 | 0 | 0 | 0 | 0 | 0 | 0 | 0 | 0 | 0 | 0 | 0 | 0 | 0 | 0
6 | 200 | 202 | 200 202 Outdoor Lighting Controls (Photocell/Timeclock) / College | 0 | 0 | 0 | 0 | 0 | 0 | 0 | 0 | 0 | 0 | 0 | 0 | 0 | 0 | 0 | 0 | 0 | 0 | 0 | 0 | 0 | 0 | 0 | 0 | 0 | 0 | 0 | 0 | 0 | 0
6 | 210 | 211 | 210 211 Outdoor Lighting Controls (Photocell/Timeclock) / College | 0 | 0 | 0 | 0 | 0 | 0 | 0 | 0 | 0 | 0 | 0 | 0 | 0 | 0 | 0 | 0 | 0 | 0 | 0 | 0 | 0 | 0 | 0 | 0 | 0 | 0 | 0 | 0 | 0 | 0
6 | 300 | 301 | 300 301 Centrifugal Chiller, 0.51 kW/ton, 500 tons / College | 0 | 0 | 0 | 0 | 0 | 0 | 0 | 0 | 0 | 0 | 0 | 0 | 0 | 0 | 0 | 0 | 0 | 0 | 0 | 0 | 0 | 0 | 0 | 0 | 0 | 0 | 0 | 0 | 0 | 0
6 | 300 | 302 | 300 302 High Efficiency Chiller Motors / College | 0 | 0 | 0 | 0 | 0 | 0 | 0 | 0 | 0 | 0 | 0 | 0 | 0 | 0 | 0 | 0 | 0 | 0 | 0 | 0 | 0 | 0 | 0 | 0 | 0 | 0 | 0 | 0 | 0 | 0
6 | 300 | 304 | 300 304 EMS - Chiller / College | 0 | 0 | 0 | 0 | 0 | 0 | 0 | 0 | 0 | 0 | 0 | 0 | 0 | 0 | 0 | 0 | 0 | 0 | 0 | 0 | 0 | 0 | 0 | 0 | 0 | 0 | 0 | 0 | 0 | 0
6 | 300 | 305 | 300 305 Chiller Tune Up/Diagnostics / College | 0 | 0 | 0 | 0 | 0 | 0 | 0 | 0 | 0 | 0 | 0 | 0 | 0 | 0 | 0 | 0 | 0 | 0 | 0 | 0 | 0 | 0 | 0 | 0 | 0 | 0 | 0 | 0 | 0 | 0
6 | 300 | 306 | 300 306 VSD for Chiller Pumps and Towers / College | 0 | 0 | 0 | 0 | 0 | 0 | 0 | 0 | 0 | 0 | 0 | 0 | 0 | 0 | 0 | 0 | 0 | 0 | 0 | 0 | 0 | 0 | 0 | 0 | 0 | 0 | 0 | 0 | 0 | 0
6 | 300 | 307 | 300 307 EMS Optimization / College | 0 | 0 | 0 | 0 | 0 | 0 | 0 | 0 | 0 | 0 | 0 | 0 | 0 | 0 | 0 | 0 | 0 | 0 | 0 | 0 | 0 | 0 | 0 | 0 | 0 | 0 | 0 | 0 | 0 | 0
6 | 300 | 308 | 300 308 Aerosole Duct Sealing / College | 0 | 0 | 0 | 0 | 0 | 0 | 0 | 0 | 0 | 0 | 0 | 0 | 0 | 0 | 0 | 0 | 0 | 0 | 0 | 0 | 0 | 0 | 0 | 0 | 0 | 0 | 0 | 0 | 0 | 0
6 | 300 | 309 | 300 309 Duct/Pipe Insulation / College | 0 | 0 | 0 | 0 | 0 | 0 | 0 | 0 | 0 | 0 | 0 | 0 | 0 | 0 | 0 | 0 | 0 | 0 | 0 | 0 | 0 | 0 | 0 | 0 | 0 | 0 | 0 | 0 | 0 | 0
6 | 300 | 311 | 300 311 Window Film (Standard) / College | 0 | 0 | 0 | 0 | 0 | 0 | 0 | 0 | 0 | 0 | 0 | 0 | 0 | 0 | 0 | 0 | 0 | 0 | 0 | 0 | 0 | 0 | 0 | 0 | 0 | 0 | 0 | 0 | 0 | 0
6 | 300 | 313 | 300 313 Ceiling Insulation / College | 0 | 0 | 0 | 0 | 0 | 0 | 0 | 0 | 0 | 0 | 0 | 0 | 0 | 0 | 0 | 0 | 0 | 0 | 0 | 0 | 0 | 0 | 0 | 0 | 0 | 0 | 0 | 0 | 0 | 0
6 | 300 | 314 | 300 314 Roof Insulation / College | 0 | 0 | 0 | 0 | 0 | 0 | 0 | 0 | 0 | 0 | 0 | 0 | 0 | 0 | 0 | 0 | 0 | 0 | 0 | 0 | 0 | 0 | 0 | 0 | 0 | 0 | 0 | 0 | 0 | 0
6 | 300 | 317 | 300 317 Thermal Energy Storage (TES) Positive / College | 0 | 0 | 0 | 0 | 0 | 0 | 0 | 0 | 0 | 0 | 0 | 0 | 0 | 0 | 0 | 0 | 0 | 0 | 0 | 0 | 0 | 0 | 0 | 0 | 0 | 0 | 0 | 0 | 0 | 0
6 | 300 | 317 | 300 317 Thermal Energy Storage (TES) Negative / College | 0 | 0 | 0 | 0 | 0 | 0 | 0 | 0 | 0 | 0 | 0 | 0 | 0 | 0 | 0 | 0 | 0 | 0 | 0 | 0 | 0 | 0 | 0 | 0 | 0 | 0 | 0 | 0 | 0 | 0
6 | 320 | 321 | 320 321 DX Packaged System, EER=10.9, 10 tons / College | 0 | 0 | 0 | 0 | 0 | 0 | 0 | 0 | 0 | 0 | 0 | 0 | 0 | 0 | 0 | 0 | 0 | 0 | 0 | 0 | 0 | 0 | 0 | 0 | 0 | 0 | 0 | 0 | 0 | 0
6 | 320 | 322 | 320 322 Hybrid Dessicant-DX System (Trane CDQ) / College | 0 | 0 | 0 | 0 | 0 | 0 | 0 | 0 | 0 | 0 | 0 | 0 | 0 | 0 | 0 | 0 | 0 | 0 | 0 | 0 | 0 | 0 | 0 | 0 | 0 | 0 | 0 | 0 | 0 | 0
6 | 320 | 323 | 320 323 Geothermal Heat Pump, EER=13, 10 tons / College | 0 | 0 | 0 | 0 | 0 | 0 | 0 | 0 | 0 | 0 | 0 | 0 | 0 | 0 | 0 | 0 | 0 | 0 | 0 | 0 | 0 | 0 | 0 | 0 | 0 | 0 | 0 | 0 | 0 | 0
6 | 320 | 326 | 320 326 DX Tune Up/ Advanced Diagnostics / College | 0 | 0 | 0 | 0 | 0 | 0 | 0 | 0 | 0 | 0 | 0 | 0 | 0 | 0 | 0 | 0 | 0 | 0 | 0 | 0 | 0 | 0 | 0 | 0 | 0 | 0 | 0 | 0 | 0 | 0
6 | 320 | 327 | 320 327 DX Coil Cleaning / College | 0 | 0 | 0 | 0 | 0 | 0 | 0 | 0 | 0 | 0 | 0 | 0 | 0 | 0 | 0 | 0 | 0 | 0 | 0 | 0 | 0 | 0 | 0 | 0 | 0 | 0 | 0 | 0 | 0 | 0
6 | 320 | 329 | 320 329 Aerosole Duct Sealing / College | 0 | 0 | 0 | 0 | 0 | 0 | 0 | 0 | 0 | 0 | 0 | 0 | 0 | 0 | 0 | 0 | 0 | 0 | 0 | 0 | 0 | 0 | 0 | 0 | 0 | 0 | 0 | 0 | 0 | 0
6 | 320 | 330 | 320 330 Duct/Pipe Insulation / College | 0 | 0 | 0 | 0 | 0 | 0 | 0 | 0 | 0 | 0 | 0 | 0 | 0 | 0 | 0 | 0 | 0 | 0 | 0 | 0 | 0 | 0 | 0 | 0 | 0 | 0 | 0 | 0 | 0 | 0
6 | 320 | 334 | 320 334 Ceiling Insulation / College | 0 | 0 | 0 | 0 | 0 | 0 | 0 | 0 | 0 | 0 | 0 | 0 | 0 | 0 | 0 | 0 | 0 | 0 | 0 | 0 | 0 | 0 | 0 | 0 | 0 | 0 | 0 | 0 | 0 | 0
6 | 320 | 335 | 320 335 Roof Insulation / College | 0 | 0 | 0 | 0 | 0 | 0 | 0 | 0 | 0 | 0 | 0 | 0 | 0 | 0 | 0 | 0 | 0 | 0 | 0 | 0 | 0 | 0 | 0 | 0 | 0 | 0 | 0 | 0 | 0 | 0
6 | 340 | 344 | 340 344 Aerosole Duct Sealing / College | 0 | 0 | 0 | 0 | 0 | 0 | 0 | 0 | 0 | 0 | 0 | 0 | 0 | 0 | 0 | 0 | 0 | 0 | 0 | 0 | 0 | 0 | 0 | 0 | 0 | 0 | 0 | 0 | 0 | 0
6 | 340 | 345 | 340 345 Duct/Pipe Insulation / College | 0 | 0 | 0 | 0 | 0 | 0 | 0 | 0 | 0 | 0 | 0 | 0 | 0 | 0 | 0 | 0 | 0 | 0 | 0 | 0 | 0 | 0 | 0 | 0 | 0 | 0 | 0 | 0 | 0 | 0
6 | 340 | 349 | 340 349 Ceiling Insulation / College | 0 | 0 | 0 | 0 | 0 | 0 | 0 | 0 | 0 | 0 | 0 | 0 | 0 | 0 | 0 | 0 | 0 | 0 | 0 | 0 | 0 | 0 | 0 | 0 | 0 | 0 | 0 | 0 | 0 | 0
6 | 340 | 351 | 340 351 Cool Roof - DX / College | 0 | 0 | 0 | 0 | 0 | 0 | 0 | 0 | 0 | 0 | 0 | 0 | 0 | 0 | 0 | 0 | 0 | 0 | 0 | 0 | 0 | 0 | 0 | 0 | 0 | 0 | 0 | 0 | 0 | 0
6 | 360 | 361 | 360 361 HE PTAC, EER=9.6, 1 ton / College | 0 | 0 | 0 | 0 | 0 | 0 | 0 | 0 | 0 | 0 | 0 | 0 | 0 | 0 | 0 | 0 | 0 | 0 | 0 | 0 | 0 | 0 | 0 | 0 | 0 | 0 | 0 | 0 | 0 | 0
6 | 400 | 402 | 400 402 Variable Speed Drive Control / College | 0 | 0 | 0 | 0 | 0 | 0 | 0 | 0 | 0 | 0 | 0 | 0 | 0 | 0 | 0 | 0 | 0 | 0 | 0 | 0 | 0 | 0 | 0 | 0 | 0 | 0 | 0 | 0 | 0 | 0
6 | 400 | 403 | 400 403 Air Handler Optimization / College | 0 | 0 | 0 | 0 | 0 | 0 | 0 | 0 | 0 | 0 | 0 | 0 | 0 | 0 | 0 | 0 | 0 | 0 | 0 | 0 | 0 | 0 | 0 | 0 | 0 | 0 | 0 | 0 | 0 | 0
6 | 400 | 404 | 400 404 Electronically Commutated Motors (ECM) on an Air Handler Unit / College | 0 | 0 | 0 | 0 | 0 | 0 | 0 | 0 | 0 | 0 | 0 | 0 | 0 | 0 | 0 | 0 | 0 | 0 | 0 | 0 | 0 | 0 | 0 | 0 | 0 | 0 | 0 | 0 | 0 | 0
6 | 400 | 405 | 400 405 Demand Control Ventilation (DCV) / College | 0 | 0 | 0 | 0 | 0 | 0 | 0 | 0 | 0 | 0 | 0 | 0 | 0 | 0 | 0 | 0 | 0 | 0 | 0 | 0 | 0 | 0 | 0 | 0 | 0 | 0 | 0 | 0 | 0 | 0
6 | 400 | 406 | 400 406 Energy Recovery Ventilation (ERV) / College | 0 | 0 | 0 | 0 | 0 | 0 | 0 | 0 | 0 | 0 | 0 | 0 | 0 | 0 | 0 | 0 | 0 | 0 | 0 | 0 | 0 | 0 | 0 | 0 | 0 | 0 | 0 | 0 | 0 | 0
6 | 600 | 603 | 600 603 Heat Pump Water Heater (air source) / College | 0 | 0 | 0 | 0 | 0 | 0 | 0 | 0 | 0 | 0 | 0 | 0 | 0 | 0 | 0 | 0 | 0 | 0 | 0 | 0 | 0 | 0 | 0 | 0 | 0 | 0 | 0 | 0 | 0 | 0
6 | 600 | 606 | 600 606 Demand controlled circulating systems / College | 0 | 0 | 0 | 0 | 0 | 0 | 0 | 0 | 0 | 0 | 0 | 0 | 0 | 0 | 0 | 0 | 0 | 0 | 0 | 0 | 0 | 0 | 0 | 0 | 0 | 0 | 0 | 0 | 0 | 0
6 | 600 | 608 | 600 608 Heat Recovery Unit / College | 0 | 0 | 0 | 0 | 0 | 0 | 0 | 0 | 0 | 0 | 0 | 0 | 0 | 0 | 0 | 0 | 0 | 0 | 0 | 0 | 0 | 0 | 0 | 0 | 0 | 0 | 0 | 0 | 0 | 0
6 | 600 | 609 | 600 609 Heat Trap / College | 0 | 0 | 0 | 0 | 0 | 0 | 0 | 0 | 0 | 0 | 0 | 0 | 0 | 0 | 0 | 0 | 0 | 0 | 0 | 0 | 0 | 0 | 0 | 0 | 0 | 0 | 0 | 0 | 0 | 0
6 | 600 | 610 | 600 610 Hot Water Pipe Insulation / College | 0 | 0 | 0 | 0 | 0 | 0 | 0 | 0 | 0 | 0 | 0 | 0 | 0 | 0 | 0 | 0 | 0 | 0 | 0 | 0 | 0 | 0 | 0 | 0 | 0 | 0 | 0 | 0 | 0 | 0
6 | 700 | 701 | 700 701 PC Manual Power Management Enabling / College | 0 | 0 | 0 | 0 | 0 | 0 | 0 | 0 | 0 | 0 | 0 | 0 | 0 | 0 | 0 | 0 | 0 | 0 | 0 | 0 | 0 | 0 | 0 | 0 | 0 | 0 | 0 | 0 | 0 | 0
6 | 700 | 702 | 700 702 PC Network Power Management Enabling / College | 0 | 0 | 0 | 0 | 0 | 0 | 0 | 0 | 0 | 0 | 0 | 0 | 0 | 0 | 0 | 0 | 0 | 0 | 0 | 0 | 0 | 0 | 0 | 0 | 0 | 0 | 0 | 0 | 0 | 0
6 | 710 | 711 | 710 711 Energy Star or Better Monitor / College | 0 | 0 | 0 | 0 | 0 | 0 | 0 | 0 | 0 | 0 | 0 | 0 | 0 | 0 | 0 | 0 | 0 | 0 | 0 | 0 | 0 | 0 | 0 | 0 | 0 | 0 | 0 | 0 | 0 | 0
6 | 710 | 712 | 710 712 Monitor Power Management Enabling / College | 0 | 0 | 0 | 0 | 0 | 0 | 0 | 0 | 0 | 0 | 0 | 0 | 0 | 0 | 0 | 0 | 0 | 0 | 0 | 0 | 0 | 0 | 0 | 0 | 0 | 0 | 0 | 0 | 0 | 0
6 | 720 | 721 | 720 721 Energy Star or Better Monitor / College | 0 | 0 | 0 | 0 | 0 | 0 | 0 | 0 | 0 | 0 | 0 | 0 | 0 | 0 | 0 | 0 | 0 | 0 | 0 | 0 | 0 | 0 | 0 | 0 | 0 | 0 | 0 | 0 | 0 | 0
6 | 720 | 722 | 720 722 Monitor Power Management Enabling / College | 0 | 0 | 0 | 0 | 0 | 0 | 0 | 0 | 0 | 0 | 0 | 0 | 0 | 0 | 0 | 0 | 0 | 0 | 0 | 0 | 0 | 0 | 0 | 0 | 0 | 0 | 0 | 0 | 0 | 0
6 | 730 | 732 | 730 732 Copier Power Management Enabling / College | 0 | 0 | 0 | 0 | 0 | 0 | 0 | 0 | 0 | 0 | 0 | 0 | 0 | 0 | 0 | 0 | 0 | 0 | 0 | 0 | 0 | 0 | 0 | 0 | 0 | 0 | 0 | 0 | 0 | 0
6 | 740 | 741 | 740 741 Printer Power Management Enabling / College | 0 | 0 | 0 | 0 | 0 | 0 | 0 | 0 | 0 | 0 | 0 | 0 | 0 | 0 | 0 | 0 | 0 | 0 | 0 | 0 | 0 | 0 | 0 | 0 | 0 | 0 | 0 | 0 | 0 | 0
6 | 800 | 801 | 800 801 Convection Oven / College | 0 | 0 | 0 | 0 | 0 | 0 | 0 | 0 | 0 | 0 | 0 | 0 | 0 | 0 | 0 | 0 | 0 | 0 | 0 | 0 | 0 | 0 | 0 | 0 | 0 | 0 | 0 | 0 | 0 | 0
6 | 810 | 811 | 810 811 Efficient Fryer / College | 0 | 0 | 0 | 0 | 0 | 0 | 0 | 0 | 0 | 0 | 0 | 0 | 0 | 0 | 0 | 0 | 0 | 0 | 0 | 0 | 0 | 0 | 0 | 0 | 0 | 0 | 0 | 0 | 0 | 0
6 | 900 | 901 | 900 901 Vending Misers (cooled machines only) / College | 0 | 0 | 0 | 0 | 0 | 0 | 0 | 0 | 0 | 0 | 0 | 0 | 0 | 0 | 0 | 0 | 0 | 0 | 0 | 0 | 0 | 0 | 0 | 0 | 0 | 0 | 0 | 0 | 0 | 0
7 | 110 | 111 | 110 111 Premium T8, Elecctronic Ballast / Hospital | 0 | 0 | 0 | 0 | 0 | 0 | 0 | 0 | 0 | 0 | 0 | 0 | 0 | 0 | 0 | 0 | 0 | 0 | 0 | 0 | 0 | 0 | 0 | 0 | 0 | 0 | 0 | 0 | 0 | 0
7 | 110 | 114 | 110 114 Continuous Dimming / Hospital | 0 | 0 | 0 | 0 | 0 | 0 | 0 | 0 | 0 | 0 | 0 | 0 | 0 | 0 | 0 | 0 | 0 | 0 | 0 | 0 | 0 | 0 | 0 | 0 | 0 | 0 | 0 | 0 | 0 | 0
7 | 110 | 115 | 110 115 Lighting Control Tuneup / Hospital | 0 | 0 | 0 | 0 | 0 | 0 | 0 | 0 | 0 | 0 | 0 | 0 | 0 | 0 | 0 | 0 | 0 | 0 | 0 | 0 | 0 | 0 | 0 | 0 | 0 | 0 | 0 | 0 | 0 | 0
7 | 120 | 121 | 120 121 ROB Premium T8, 1EB / Hospital | 0 | 0 | 0 | 0 | 0 | 0 | 0 | 0 | 0 | 0 | 0 | 0 | 0 | 0 | 0 | 0 | 0 | 0 | 0 | 0 | 0 | 0 | 0 | 0 | 0 | 0 | 0 | 0 | 0 | 0
7 | 120 | 122 | 120 122 ROB Premium T8, EB, Reflector / Hospital | 0 | 0 | 0 | 0 | 0 | 0 | 0 | 0 | 0 | 0 | 0 | 0 | 0 | 0 | 0 | 0 | 0 | 0 | 0 | 0 | 0 | 0 | 0 | 0 | 0 | 0 | 0 | 0 | 0 | 0
7 | 120 | 123 | 120 123 Occupancy Sensor / Hospital | 0 | 0 | 0 | 0 | 0 | 0 | 0 | 0 | 0 | 0 | 0 | 0 | 0 | 0 | 0 | 0 | 0 | 0 | 0 | 0 | 0 | 0 | 0 | 0 | 0 | 0 | 0 | 0 | 0 | 0
7 | 120 | 124 | 120 124 Lighting Control Tuneup / Hospital | 0 | 0 | 0 | 0 | 0 | 0 | 0 | 0 | 0 | 0 | 0 | 0 | 0 | 0 | 0 | 0 | 0 | 0 | 0 | 0 | 0 | 0 | 0 | 0 | 0 | 0 | 0 | 0 | 0 | 0
7 | 130 | 131 | 130 131 CFL Screw-in 18W / Hospital | 0 | 0 | 0 | 0 | 0 | 0 | 0 | 0 | 0 | 0 | 0 | 0 | 0 | 0 | 0 | 0 | 0 | 0 | 0 | 0 | 0 | 0 | 0 | 0 | 0 | 0 | 0 | 0 | 0 | 0
7 | 150 | 151 | 150 151 PSMH, 250W, magnetic ballast / Hospital | 0 | 0 | 0 | 0 | 0 | 0 | 0 | 0 | 0 | 0 | 0 | 0 | 0 | 0 | 0 | 0 | 0 | 0 | 0 | 0 | 0 | 0 | 0 | 0 | 0 | 0 | 0 | 0 | 0 | 0
7 | 150 | 152 | 150 152 PSMH, 250 W, electronic ballast / Hospital | 0 | 0 | 0 | 0 | 0 | 0 | 0 | 0 | 0 | 0 | 0 | 0 | 0 | 0 | 0 | 0 | 0 | 0 | 0 | 0 | 0 | 0 | 0 | 0 | 0 | 0 | 0 | 0 | 0 | 0
7 | 150 | 153 | 150 153 High Bay T5 / Hospital | 0 | 0 | 0 | 0 | 0 | 0 | 0 | 0 | 0 | 0 | 0 | 0 | 0 | 0 | 0 | 0 | 0 | 0 | 0 | 0 | 0 | 0 | 0 | 0 | 0 | 0 | 0 | 0 | 0 | 0
7 | 160 | 161 | 160 161 LED Exit Sign / Hospital | 0 | 0 | 0 | 0 | 0 | 0 | 0 | 0 | 0 | 0 | 0 | 0 | 0 | 0 | 0 | 0 | 0 | 0 | 0 | 0 | 0 | 0 | 0 | 0 | 0 | 0 | 0 | 0 | 0 | 0
7 | 200 | 201 | 200 201 High Pressure Sodium 250W Lamp / Hospital | 0 | 0 | 0 | 0 | 0 | 0 | 0 | 0 | 0 | 0 | 0 | 0 | 0 | 0 | 0 | 0 | 0 | 0 | 0 | 0 | 0 | 0 | 0 | 0 | 0 | 0 | 0 | 0 | 0 | 0
7 | 200 | 202 | 200 202 Outdoor Lighting Controls (Photocell/Timeclock) / Hospital | 0 | 0 | 0 | 0 | 0 | 0 | 0 | 0 | 0 | 0 | 0 | 0 | 0 | 0 | 0 | 0 | 0 | 0 | 0 | 0 | 0 | 0 | 0 | 0 | 0 | 0 | 0 | 0 | 0 | 0
7 | 210 | 211 | 210 211 Outdoor Lighting Controls (Photocell/Timeclock) / Hospital | 0 | 0 | 0 | 0 | 0 | 0 | 0 | 0 | 0 | 0 | 0 | 0 | 0 | 0 | 0 | 0 | 0 | 0 | 0 | 0 | 0 | 0 | 0 | 0 | 0 | 0 | 0 | 0 | 0 | 0
7 | 300 | 301 | 300 301 Centrifugal Chiller, 0.51 kW/ton, 500 tons / Hospital | 0 | 0 | 0 | 0 | 0 | 0 | 0 | 0 | 0 | 0 | 0 | 0 | 0 | 0 | 0 | 0 | 0 | 0 | 0 | 0 | 0 | 0 | 0 | 0 | 0 | 0 | 0 | 0 | 0 | 0
7 | 300 | 302 | 300 302 High Efficiency Chiller Motors / Hospital | 0 | 0 | 0 | 0 | 0 | 0 | 0 | 0 | 0 | 0 | 0 | 0 | 0 | 0 | 0 | 0 | 0 | 0 | 0 | 0 | 0 | 0 | 0 | 0 | 0 | 0 | 0 | 0 | 0 | 0
7 | 300 | 304 | 300 304 EMS - Chiller / Hospital | 0 | 0 | 0 | 0 | 0 | 0 | 0 | 0 | 0 | 0 | 0 | 0 | 0 | 0 | 0 | 0 | 0 | 0 | 0 | 0 | 0 | 0 | 0 | 0 | 0 | 0 | 0 | 0 | 0 | 0
7 | 300 | 305 | 300 305 Chiller Tune Up/Diagnostics / Hospital | 0 | 0 | 0 | 0 | 0 | 0 | 0 | 0 | 0 | 0 | 0 | 0 | 0 | 0 | 0 | 0 | 0 | 0 | 0 | 0 | 0 | 0 | 0 | 0 | 0 | 0 | 0 | 0 | 0 | 0
7 | 300 | 306 | 300 306 VSD for Chiller Pumps and Towers / Hospital | 0 | 0 | 0 | 0 | 0 | 0 | 0 | 0 | 0 | 0 | 0 | 0 | 0 | 0 | 0 | 0 | 0 | 0 | 0 | 0 | 0 | 0 | 0 | 0 | 0 | 0 | 0 | 0 | 0 | 0
7 | 300 | 307 | 300 307 EMS Optimization / Hospital | 0 | 0 | 0 | 0 | 0 | 0 | 0 | 0 | 0 | 0 | 0 | 0 | 0 | 0 | 0 | 0 | 0 | 0 | 0 | 0 | 0 | 0 | 0 | 0 | 0 | 0 | 0 | 0 | 0 | 0
7 | 300 | 308 | 300 308 Aerosole Duct Sealing / Hospital | 0 | 0 | 0 | 0 | 0 | 0 | 0 | 0 | 0 | 0 | 0 | 0 | 0 | 0 | 0 | 0 | 0 | 0 | 0 | 0 | 0 | 0 | 0 | 0 | 0 | 0 | 0 | 0 | 0 | 0
7 | 300 | 309 | 300 309 Duct/Pipe Insulation / Hospital | 0 | 0 | 0 | 0 | 0 | 0 | 0 | 0 | 0 | 0 | 0 | 0 | 0 | 0 | 0 | 0 | 0 | 0 | 0 | 0 | 0 | 0 | 0 | 0 | 0 | 0 | 0 | 0 | 0 | 0
7 | 300 | 311 | 300 311 Window Film (Standard) / Hospital | 0 | 0 | 0 | 0 | 0 | 0 | 0 | 0 | 0 | 0 | 0 | 0 | 0 | 0 | 0 | 0 | 0 | 0 | 0 | 0 | 0 | 0 | 0 | 0 | 0 | 0 | 0 | 0 | 0 | 0
7 | 300 | 313 | 300 313 Ceiling Insulation / Hospital | 0 | 0 | 0 | 0 | 0 | 0 | 0 | 0 | 0 | 0 | 0 | 0 | 0 | 0 | 0 | 0 | 0 | 0 | 0 | 0 | 0 | 0 | 0 | 0 | 0 | 0 | 0 | 0 | 0 | 0
7 | 300 | 314 | 300 314 Roof Insulation / Hospital | 0 | 0 | 0 | 0 | 0 | 0 | 0 | 0 | 0 | 0 | 0 | 0 | 0 | 0 | 0 | 0 | 0 | 0 | 0 | 0 | 0 | 0 | 0 | 0 | 0 | 0 | 0 | 0 | 0 | 0
7 | 300 | 317 | 300 317 Thermal Energy Storage (TES) Positive / Hospital | 0 | 0 | 0 | 0 | 0 | 0 | 0 | 0 | 0 | 0 | 0 | 0 | 0 | 0 | 0 | 0 | 0 | 0 | 0 | 0 | 0 | 0 | 0 | 0 | 0 | 0 | 0 | 0 | 0 | 0
7 | 300 | 317 | 300 317 Thermal Energy Storage (TES) Negative / Hospital | 0 | 0 | 0 | 0 | 0 | 0 | 0 | 0 | 0 | 0 | 0 | 0 | 0 | 0 | 0 | 0 | 0 | 0 | 0 | 0 | 0 | 0 | 0 | 0 | 0 | 0 | 0 | 0 | 0 | 0
7 | 320 | 321 | 320 321 DX Packaged System, EER=10.9, 10 tons / Hospital | 0 | 0 | 0 | 0 | 0 | 0 | 0 | 0 | 0 | 0 | 0 | 0 | 0 | 0 | 0 | 0 | 0 | 0 | 0 | 0 | 0 | 0 | 0 | 0 | 0 | 0 | 0 | 0 | 0 | 0
7 | 320 | 322 | 320 322 Hybrid Dessicant-DX System (Trane CDQ) / Hospital | 0 | 0 | 0 | 0 | 0 | 0 | 0 | 0 | 0 | 0 | 0 | 0 | 0 | 0 | 0 | 0 | 0 | 0 | 0 | 0 | 0 | 0 | 0 | 0 | 0 | 0 | 0 | 0 | 0 | 0
7 | 320 | 323 | 320 323 Geothermal Heat Pump, EER=13, 10 tons / Hospital | 0 | 0 | 0 | 0 | 0 | 0 | 0 | 0 | 0 | 0 | 0 | 0 | 0 | 0 | 0 | 0 | 0 | 0 | 0 | 0 | 0 | 0 | 0 | 0 | 0 | 0 | 0 | 0 | 0 | 0
7 | 320 | 326 | 320 326 DX Tune Up/ Advanced Diagnostics / Hospital | 0 | 0 | 0 | 0 | 0 | 0 | 0 | 0 | 0 | 0 | 0 | 0 | 0 | 0 | 0 | 0 | 0 | 0 | 0 | 0 | 0 | 0 | 0 | 0 | 0 | 0 | 0 | 0 | 0 | 0
7 | 320 | 327 | 320 327 DX Coil Cleaning / Hospital | 0 | 0 | 0 | 0 | 0 | 0 | 0 | 0 | 0 | 0 | 0 | 0 | 0 | 0 | 0 | 0 | 0 | 0 | 0 | 0 | 0 | 0 | 0 | 0 | 0 | 0 | 0 | 0 | 0 | 0
7 | 320 | 329 | 320 329 Aerosole Duct Sealing / Hospital | 0 | 0 | 0 | 0 | 0 | 0 | 0 | 0 | 0 | 0 | 0 | 0 | 0 | 0 | 0 | 0 | 0 | 0 | 0 | 0 | 0 | 0 | 0 | 0 | 0 | 0 | 0 | 0 | 0 | 0
7 | 320 | 330 | 320 330 Duct/Pipe Insulation / Hospital | 0 | 0 | 0 | 0 | 0 | 0 | 0 | 0 | 0 | 0 | 0 | 0 | 0 | 0 | 0 | 0 | 0 | 0 | 0 | 0 | 0 | 0 | 0 | 0 | 0 | 0 | 0 | 0 | 0 | 0
7 | 320 | 334 | 320 334 Ceiling Insulation / Hospital | 0 | 0 | 0 | 0 | 0 | 0 | 0 | 0 | 0 | 0 | 0 | 0 | 0 | 0 | 0 | 0 | 0 | 0 | 0 | 0 | 0 | 0 | 0 | 0 | 0 | 0 | 0 | 0 | 0 | 0
7 | 320 | 335 | 320 335 Roof Insulation / Hospital | 0 | 0 | 0 | 0 | 0 | 0 | 0 | 0 | 0 | 0 | 0 | 0 | 0 | 0 | 0 | 0 | 0 | 0 | 0 | 0 | 0 | 0 | 0 | 0 | 0 | 0 | 0 | 0 | 0 | 0
7 | 340 | 344 | 340 344 Aerosole Duct Sealing / Hospital | 0 | 0 | 0 | 0 | 0 | 0 | 0 | 0 | 0 | 0 | 0 | 0 | 0 | 0 | 0 | 0 | 0 | 0 | 0 | 0 | 0 | 0 | 0 | 0 | 0 | 0 | 0 | 0 | 0 | 0
7 | 340 | 345 | 340 345 Duct/Pipe Insulation / Hospital | 0 | 0 | 0 | 0 | 0 | 0 | 0 | 0 | 0 | 0 | 0 | 0 | 0 | 0 | 0 | 0 | 0 | 0 | 0 | 0 | 0 | 0 | 0 | 0 | 0 | 0 | 0 | 0 | 0 | 0
7 | 340 | 349 | 340 349 Ceiling Insulation / Hospital | 0 | 0 | 0 | 0 | 0 | 0 | 0 | 0 | 0 | 0 | 0 | 0 | 0 | 0 | 0 | 0 | 0 | 0 | 0 | 0 | 0 | 0 | 0 | 0 | 0 | 0 | 0 | 0 | 0 | 0
7 | 340 | 351 | 340 351 Cool Roof - DX / Hospital | 0 | 0 | 0 | 0 | 0 | 0 | 0 | 0 | 0 | 0 | 0 | 0 | 0 | 0 | 0 | 0 | 0 | 0 | 0 | 0 | 0 | 0 | 0 | 0 | 0 | 0 | 0 | 0 | 0 | 0
7 | 360 | 361 | 360 361 HE PTAC, EER=9.6, 1 ton / Hospital | 0 | 0 | 0 | 0 | 0 | 0 | 0 | 0 | 0 | 0 | 0 | 0 | 0 | 0 | 0 | 0 | 0 | 0 | 0 | 0 | 0 | 0 | 0 | 0 | 0 | 0 | 0 | 0 | 0 | 0
7 | 400 | 402 | 400 402 Variable Speed Drive Control / Hospital | 0 | 0 | 0 | 0 | 0 | 0 | 0 | 0 | 0 | 0 | 0 | 0 | 0 | 0 | 0 | 0 | 0 | 0 | 0 | 0 | 0 | 0 | 0 | 0 | 0 | 0 | 0 | 0 | 0 | 0
7 | 400 | 403 | 400 403 Air Handler Optimization / Hospital | 0 | 0 | 0 | 0 | 0 | 0 | 0 | 0 | 0 | 0 | 0 | 0 | 0 | 0 | 0 | 0 | 0 | 0 | 0 | 0 | 0 | 0 | 0 | 0 | 0 | 0 | 0 | 0 | 0 | 0
7 | 400 | 404 | 400 404 Electronically Commutated Motors (ECM) on an Air Handler Unit / Hospital | 0 | 0 | 0 | 0 | 0 | 0 | 0 | 0 | 0 | 0 | 0 | 0 | 0 | 0 | 0 | 0 | 0 | 0 | 0 | 0 | 0 | 0 | 0 | 0 | 0 | 0 | 0 | 0 | 0 | 0
7 | 400 | 405 | 400 405 Demand Control Ventilation (DCV) / Hospital | 0 | 0 | 0 | 0 | 0 | 0 | 0 | 0 | 0 | 0 | 0 | 0 | 0 | 0 | 0 | 0 | 0 | 0 | 0 | 0 | 0 | 0 | 0 | 0 | 0 | 0 | 0 | 0 | 0 | 0
7 | 400 | 406 | 400 406 Energy Recovery Ventilation (ERV) / Hospital | 0 | 0 | 0 | 0 | 0 | 0 | 0 | 0 | 0 | 0 | 0 | 0 | 0 | 0 | 0 | 0 | 0 | 0 | 0 | 0 | 0 | 0 | 0 | 0 | 0 | 0 | 0 | 0 | 0 | 0
7 | 600 | 603 | 600 603 Heat Pump Water Heater (air source) / Hospital | 0 | 0 | 0 | 0 | 0 | 0 | 0 | 0 | 0 | 0 | 0 | 0 | 0 | 0 | 0 | 0 | 0 | 0 | 0 | 0 | 0 | 0 | 0 | 0 | 0 | 0 | 0 | 0 | 0 | 0
7 | 600 | 606 | 600 606 Demand controlled circulating systems / Hospital | 0 | 0 | 0 | 0 | 0 | 0 | 0 | 0 | 0 | 0 | 0 | 0 | 0 | 0 | 0 | 0 | 0 | 0 | 0 | 0 | 0 | 0 | 0 | 0 | 0 | 0 | 0 | 0 | 0 | 0
7 | 600 | 608 | 600 608 Heat Recovery Unit / Hospital | 0 | 0 | 0 | 0 | 0 | 0 | 0 | 0 | 0 | 0 | 0 | 0 | 0 | 0 | 0 | 0 | 0 | 0 | 0 | 0 | 0 | 0 | 0 | 0 | 0 | 0 | 0 | 0 | 0 | 0
7 | 600 | 609 | 600 609 Heat Trap / Hospital | 0 | 0 | 0 | 0 | 0 | 0 | 0 | 0 | 0 | 0 | 0 | 0 | 0 | 0 | 0 | 0 | 0 | 0 | 0 | 0 | 0 | 0 | 0 | 0 | 0 | 0 | 0 | 0 | 0 | 0
7 | 600 | 610 | 600 610 Hot Water Pipe Insulation / Hospital | 0 | 0 | 0 | 0 | 0 | 0 | 0 | 0 | 0 | 0 | 0 | 0 | 0 | 0 | 0 | 0 | 0 | 0 | 0 | 0 | 0 | 0 | 0 | 0 | 0 | 0 | 0 | 0 | 0 | 0
7 | 700 | 701 | 700 701 PC Manual Power Management Enabling / Hospital | 0 | 0 | 0 | 0 | 0 | 0 | 0 | 0 | 0 | 0 | 0 | 0 | 0 | 0 | 0 | 0 | 0 | 0 | 0 | 0 | 0 | 0 | 0 | 0 | 0 | 0 | 0 | 0 | 0 | 0
7 | 700 | 702 | 700 702 PC Network Power Management Enabling / Hospital | 0 | 0 | 0 | 0 | 0 | 0 | 0 | 0 | 0 | 0 | 0 | 0 | 0 | 0 | 0 | 0 | 0 | 0 | 0 | 0 | 0 | 0 | 0 | 0 | 0 | 0 | 0 | 0 | 0 | 0
7 | 710 | 711 | 710 711 Energy Star or Better Monitor / Hospital | 0 | 0 | 0 | 0 | 0 | 0 | 0 | 0 | 0 | 0 | 0 | 0 | 0 | 0 | 0 | 0 | 0 | 0 | 0 | 0 | 0 | 0 | 0 | 0 | 0 | 0 | 0 | 0 | 0 | 0
7 | 710 | 712 | 710 712 Monitor Power Management Enabling / Hospital | 0 | 0 | 0 | 0 | 0 | 0 | 0 | 0 | 0 | 0 | 0 | 0 | 0 | 0 | 0 | 0 | 0 | 0 | 0 | 0 | 0 | 0 | 0 | 0 | 0 | 0 | 0 | 0 | 0 | 0
7 | 720 | 722 | 720 722 Monitor Power Management Enabling / Hospital | 0 | 0 | 0 | 0 | 0 | 0 | 0 | 0 | 0 | 0 | 0 | 0 | 0 | 0 | 0 | 0 | 0 | 0 | 0 | 0 | 0 | 0 | 0 | 0 | 0 | 0 | 0 | 0 | 0 | 0
7 | 730 | 732 | 730 732 Copier Power Management Enabling / Hospital | 0 | 0 | 0 | 0 | 0 | 0 | 0 | 0 | 0 | 0 | 0 | 0 | 0 | 0 | 0 | 0 | 0 | 0 | 0 | 0 | 0 | 0 | 0 | 0 | 0 | 0 | 0 | 0 | 0 | 0
7 | 740 | 741 | 740 741 Printer Power Management Enabling / Hospital | 0 | 0 | 0 | 0 | 0 | 0 | 0 | 0 | 0 | 0 | 0 | 0 | 0 | 0 | 0 | 0 | 0 | 0 | 0 | 0 | 0 | 0 | 0 | 0 | 0 | 0 | 0 | 0 | 0 | 0
7 | 800 | 801 | 800 801 Convection Oven / Hospital | 0 | 0 | 0 | 0 | 0 | 0 | 0 | 0 | 0 | 0 | 0 | 0 | 0 | 0 | 0 | 0 | 0 | 0 | 0 | 0 | 0 | 0 | 0 | 0 | 0 | 0 | 0 | 0 | 0 | 0
7 | 810 | 811 | 810 811 Efficient Fryer / Hospital | 0 | 0 | 0 | 0 | 0 | 0 | 0 | 0 | 0 | 0 | 0 | 0 | 0 | 0 | 0 | 0 | 0 | 0 | 0 | 0 | 0 | 0 | 0 | 0 | 0 | 0 | 0 | 0 | 0 | 0
7 | 900 | 901 | 900 901 Vending Misers (cooled machines only) / Hospital | 0 | 0 | 0 | 0 | 0 | 0 | 0 | 0 | 0 | 0 | 0 | 0 | 0 | 0 | 0 | 0 | 0 | 0 | 0 | 0 | 0 | 0 | 0 | 0 | 0 | 0 | 0 | 0 | 0 | 0
8 | 110 | 111 | 110 111 Premium T8, Elecctronic Ballast / Other Healthcare | 0 | 0 | 0 | 0 | 0 | 0 | 0 | 0 | 0 | 0 | 0 | 0 | 0 | 0 | 0 | 0 | 0 | 0 | 0 | 0 | 0 | 0 | 0 | 0 | 0 | 0 | 0 | 0 | 0 | 0
8 | 110 | 114 | 110 114 Continuous Dimming / Other Healthcare | 0 | 0 | 0 | 0 | 0 | 0 | 0 | 0 | 0 | 0 | 0 | 0 | 0 | 0 | 0 | 0 | 0 | 0 | 0 | 0 | 0 | 0 | 0 | 0 | 0 | 0 | 0 | 0 | 0 | 0
8 | 110 | 115 | 110 115 Lighting Control Tuneup / Other Healthcare | 0 | 0 | 0 | 0 | 0 | 0 | 0 | 0 | 0 | 0 | 0 | 0 | 0 | 0 | 0 | 0 | 0 | 0 | 0 | 0 | 0 | 0 | 0 | 0 | 0 | 0 | 0 | 0 | 0 | 0
8 | 120 | 121 | 120 121 ROB Premium T8, 1EB / Other Healthcare | 0 | 0 | 0 | 0 | 0 | 0 | 0 | 0 | 0 | 0 | 0 | 0 | 0 | 0 | 0 | 0 | 0 | 0 | 0 | 0 | 0 | 0 | 0 | 0 | 0 | 0 | 0 | 0 | 0 | 0
8 | 120 | 122 | 120 122 ROB Premium T8, EB, Reflector / Other Healthcare | 0 | 0 | 0 | 0 | 0 | 0 | 0 | 0 | 0 | 0 | 0 | 0 | 0 | 0 | 0 | 0 | 0 | 0 | 0 | 0 | 0 | 0 | 0 | 0 | 0 | 0 | 0 | 0 | 0 | 0
8 | 120 | 123 | 120 123 Occupancy Sensor / Other Healthcare | 0 | 0 | 0 | 0 | 0 | 0 | 0 | 0 | 0 | 0 | 0 | 0 | 0 | 0 | 0 | 0 | 0 | 0 | 0 | 0 | 0 | 0 | 0 | 0 | 0 | 0 | 0 | 0 | 0 | 0
8 | 120 | 124 | 120 124 Lighting Control Tuneup / Other Healthcare | 0 | 0 | 0 | 0 | 0 | 0 | 0 | 0 | 0 | 0 | 0 | 0 | 0 | 0 | 0 | 0 | 0 | 0 | 0 | 0 | 0 | 0 | 0 | 0 | 0 | 0 | 0 | 0 | 0 | 0
8 | 130 | 131 | 130 131 CFL Screw-in 18W / Other Healthcare | 0 | 0 | 0 | 0 | 0 | 0 | 0 | 0 | 0 | 0 | 0 | 0 | 0 | 0 | 0 | 0 | 0 | 0 | 0 | 0 | 0 | 0 | 0 | 0 | 0 | 0 | 0 | 0 | 0 | 0
8 | 150 | 151 | 150 151 PSMH, 250W, magnetic ballast / Other Healthcare | 0 | 0 | 0 | 0 | 0 | 0 | 0 | 0 | 0 | 0 | 0 | 0 | 0 | 0 | 0 | 0 | 0 | 0 | 0 | 0 | 0 | 0 | 0 | 0 | 0 | 0 | 0 | 0 | 0 | 0
8 | 150 | 152 | 150 152 PSMH, 250 W, electronic ballast / Other Healthcare | 0 | 0 | 0 | 0 | 0 | 0 | 0 | 0 | 0 | 0 | 0 | 0 | 0 | 0 | 0 | 0 | 0 | 0 | 0 | 0 | 0 | 0 | 0 | 0 | 0 | 0 | 0 | 0 | 0 | 0
8 | 150 | 153 | 150 153 High Bay T5 / Other Healthcare | 0 | 0 | 0 | 0 | 0 | 0 | 0 | 0 | 0 | 0 | 0 | 0 | 0 | 0 | 0 | 0 | 0 | 0 | 0 | 0 | 0 | 0 | 0 | 0 | 0 | 0 | 0 | 0 | 0 | 0
8 | 160 | 161 | 160 161 LED Exit Sign / Other Healthcare | 0 | 0 | 0 | 0 | 0 | 0 | 0 | 0 | 0 | 0 | 0 | 0 | 0 | 0 | 0 | 0 | 0 | 0 | 0 | 0 | 0 | 0 | 0 | 0 | 0 | 0 | 0 | 0 | 0 | 0
8 | 200 | 201 | 200 201 High Pressure Sodium 250W Lamp / Other Healthcare | 0 | 0 | 0 | 0 | 0 | 0 | 0 | 0 | 0 | 0 | 0 | 0 | 0 | 0 | 0 | 0 | 0 | 0 | 0 | 0 | 0 | 0 | 0 | 0 | 0 | 0 | 0 | 0 | 0 | 0
8 | 200 | 202 | 200 202 Outdoor Lighting Controls (Photocell/Timeclock) / Other Healthcare | 0 | 0 | 0 | 0 | 0 | 0 | 0 | 0 | 0 | 0 | 0 | 0 | 0 | 0 | 0 | 0 | 0 | 0 | 0 | 0 | 0 | 0 | 0 | 0 | 0 | 0 | 0 | 0 | 0 | 0
8 | 210 | 211 | 210 211 Outdoor Lighting Controls (Photocell/Timeclock) / Other Healthcare | 0 | 0 | 0 | 0 | 0 | 0 | 0 | 0 | 0 | 0 | 0 | 0 | 0 | 0 | 0 | 0 | 0 | 0 | 0 | 0 | 0 | 0 | 0 | 0 | 0 | 0 | 0 | 0 | 0 | 0
8 | 300 | 301 | 300 301 Centrifugal Chiller, 0.51 kW/ton, 500 tons / Other Healthcare | 0 | 0 | 0 | 0 | 0 | 0 | 0 | 0 | 0 | 0 | 0 | 0 | 0 | 0 | 0 | 0 | 0 | 0 | 0 | 0 | 0 | 0 | 0 | 0 | 0 | 0 | 0 | 0 | 0 | 0
8 | 300 | 302 | 300 302 High Efficiency Chiller Motors / Other Healthcare | 0 | 0 | 0 | 0 | 0 | 0 | 0 | 0 | 0 | 0 | 0 | 0 | 0 | 0 | 0 | 0 | 0 | 0 | 0 | 0 | 0 | 0 | 0 | 0 | 0 | 0 | 0 | 0 | 0 | 0
8 | 300 | 304 | 300 304 EMS - Chiller / Other Healthcare | 0 | 0 | 0 | 0 | 0 | 0 | 0 | 0 | 0 | 0 | 0 | 0 | 0 | 0 | 0 | 0 | 0 | 0 | 0 | 0 | 0 | 0 | 0 | 0 | 0 | 0 | 0 | 0 | 0 | 0
8 | 300 | 305 | 300 305 Chiller Tune Up/Diagnostics / Other Healthcare | 0 | 0 | 0 | 0 | 0 | 0 | 0 | 0 | 0 | 0 | 0 | 0 | 0 | 0 | 0 | 0 | 0 | 0 | 0 | 0 | 0 | 0 | 0 | 0 | 0 | 0 | 0 | 0 | 0 | 0
8 | 300 | 306 | 300 306 VSD for Chiller Pumps and Towers / Other Healthcare | 0 | 0 | 0 | 0 | 0 | 0 | 0 | 0 | 0 | 0 | 0 | 0 | 0 | 0 | 0 | 0 | 0 | 0 | 0 | 0 | 0 | 0 | 0 | 0 | 0 | 0 | 0 | 0 | 0 | 0
8 | 300 | 307 | 300 307 EMS Optimization / Other Healthcare | 0 | 0 | 0 | 0 | 0 | 0 | 0 | 0 | 0 | 0 | 0 | 0 | 0 | 0 | 0 | 0 | 0 | 0 | 0 | 0 | 0 | 0 | 0 | 0 | 0 | 0 | 0 | 0 | 0 | 0
8 | 300 | 308 | 300 308 Aerosole Duct Sealing / Other Healthcare | 0 | 0 | 0 | 0 | 0 | 0 | 0 | 0 | 0 | 0 | 0 | 0 | 0 | 0 | 0 | 0 | 0 | 0 | 0 | 0 | 0 | 0 | 0 | 0 | 0 | 0 | 0 | 0 | 0 | 0
8 | 300 | 309 | 300 309 Duct/Pipe Insulation / Other Healthcare | 0 | 0 | 0 | 0 | 0 | 0 | 0 | 0 | 0 | 0 | 0 | 0 | 0 | 0 | 0 | 0 | 0 | 0 | 0 | 0 | 0 | 0 | 0 | 0 | 0 | 0 | 0 | 0 | 0 | 0
8 | 300 | 311 | 300 311 Window Film (Standard) / Other Healthcare | 0 | 0 | 0 | 0 | 0 | 0 | 0 | 0 | 0 | 0 | 0 | 0 | 0 | 0 | 0 | 0 | 0 | 0 | 0 | 0 | 0 | 0 | 0 | 0 | 0 | 0 | 0 | 0 | 0 | 0
8 | 300 | 313 | 300 313 Ceiling Insulation / Other Healthcare | 0 | 0 | 0 | 0 | 0 | 0 | 0 | 0 | 0 | 0 | 0 | 0 | 0 | 0 | 0 | 0 | 0 | 0 | 0 | 0 | 0 | 0 | 0 | 0 | 0 | 0 | 0 | 0 | 0 | 0
8 | 300 | 314 | 300 314 Roof Insulation / Other Healthcare | 0 | 0 | 0 | 0 | 0 | 0 | 0 | 0 | 0 | 0 | 0 | 0 | 0 | 0 | 0 | 0 | 0 | 0 | 0 | 0 | 0 | 0 | 0 | 0 | 0 | 0 | 0 | 0 | 0 | 0
8 | 300 | 317 | 300 317 Thermal Energy Storage (TES) Positive / Other Healthcare | 0 | 0 | 0 | 0 | 0 | 0 | 0 | 0 | 0 | 0 | 0 | 0 | 0 | 0 | 0 | 0 | 0 | 0 | 0 | 0 | 0 | 0 | 0 | 0 | 0 | 0 | 0 | 0 | 0 | 0
8 | 300 | 317 | 300 317 Thermal Energy Storage (TES) Negative / Other Healthcare | 0 | 0 | 0 | 0 | 0 | 0 | 0 | 0 | 0 | 0 | 0 | 0 | 0 | 0 | 0 | 0 | 0 | 0 | 0 | 0 | 0 | 0 | 0 | 0 | 0 | 0 | 0 | 0 | 0 | 0
8 | 320 | 321 | 320 321 DX Packaged System, EER=10.9, 10 tons / Other Healthcare | 0 | 0 | 0 | 0 | 0 | 0 | 0 | 0 | 0 | 0 | 0 | 0 | 0 | 0 | 0 | 0 | 0 | 0 | 0 | 0 | 0 | 0 | 0 | 0 | 0 | 0 | 0 | 0 | 0 | 0
8 | 320 | 322 | 320 322 Hybrid Dessicant-DX System (Trane CDQ) / Other Healthcare | 0 | 0 | 0 | 0 | 0 | 0 | 0 | 0 | 0 | 0 | 0 | 0 | 0 | 0 | 0 | 0 | 0 | 0 | 0 | 0 | 0 | 0 | 0 | 0 | 0 | 0 | 0 | 0 | 0 | 0
8 | 320 | 323 | 320 323 Geothermal Heat Pump, EER=13, 10 tons / Other Healthcare | 0 | 0 | 0 | 0 | 0 | 0 | 0 | 0 | 0 | 0 | 0 | 0 | 0 | 0 | 0 | 0 | 0 | 0 | 0 | 0 | 0 | 0 | 0 | 0 | 0 | 0 | 0 | 0 | 0 | 0
8 | 320 | 326 | 320 326 DX Tune Up/ Advanced Diagnostics / Other Healthcare | 0 | 0 | 0 | 0 | 0 | 0 | 0 | 0 | 0 | 0 | 0 | 0 | 0 | 0 | 0 | 0 | 0 | 0 | 0 | 0 | 0 | 0 | 0 | 0 | 0 | 0 | 0 | 0 | 0 | 0
8 | 320 | 327 | 320 327 DX Coil Cleaning / Other Healthcare | 0 | 0 | 0 | 0 | 0 | 0 | 0 | 0 | 0 | 0 | 0 | 0 | 0 | 0 | 0 | 0 | 0 | 0 | 0 | 0 | 0 | 0 | 0 | 0 | 0 | 0 | 0 | 0 | 0 | 0
8 | 320 | 329 | 320 329 Aerosole Duct Sealing / Other Healthcare | 0 | 0 | 0 | 0 | 0 | 0 | 0 | 0 | 0 | 0 | 0 | 0 | 0 | 0 | 0 | 0 | 0 | 0 | 0 | 0 | 0 | 0 | 0 | 0 | 0 | 0 | 0 | 0 | 0 | 0
8 | 320 | 330 | 320 330 Duct/Pipe Insulation / Other Healthcare | 0 | 0 | 0 | 0 | 0 | 0 | 0 | 0 | 0 | 0 | 0 | 0 | 0 | 0 | 0 | 0 | 0 | 0 | 0 | 0 | 0 | 0 | 0 | 0 | 0 | 0 | 0 | 0 | 0 | 0
8 | 320 | 334 | 320 334 Ceiling Insulation / Other Healthcare | 0 | 0 | 0 | 0 | 0 | 0 | 0 | 0 | 0 | 0 | 0 | 0 | 0 | 0 | 0 | 0 | 0 | 0 | 0 | 0 | 0 | 0 | 0 | 0 | 0 | 0 | 0 | 0 | 0 | 0
8 | 320 | 335 | 320 335 Roof Insulation / Other Healthcare | 0 | 0 | 0 | 0 | 0 | 0 | 0 | 0 | 0 | 0 | 0 | 0 | 0 | 0 | 0 | 0 | 0 | 0 | 0 | 0 | 0 | 0 | 0 | 0 | 0 | 0 | 0 | 0 | 0 | 0
8 | 340 | 344 | 340 344 Aerosole Duct Sealing / Other Healthcare | 0 | 0 | 0 | 0 | 0 | 0 | 0 | 0 | 0 | 0 | 0 | 0 | 0 | 0 | 0 | 0 | 0 | 0 | 0 | 0 | 0 | 0 | 0 | 0 | 0 | 0 | 0 | 0 | 0 | 0
8 | 340 | 345 | 340 345 Duct/Pipe Insulation / Other Healthcare | 0 | 0 | 0 | 0 | 0 | 0 | 0 | 0 | 0 | 0 | 0 | 0 | 0 | 0 | 0 | 0 | 0 | 0 | 0 | 0 | 0 | 0 | 0 | 0 | 0 | 0 | 0 | 0 | 0 | 0
8 | 340 | 349 | 340 349 Ceiling Insulation / Other Healthcare | 0 | 0 | 0 | 0 | 0 | 0 | 0 | 0 | 0 | 0 | 0 | 0 | 0 | 0 | 0 | 0 | 0 | 0 | 0 | 0 | 0 | 0 | 0 | 0 | 0 | 0 | 0 | 0 | 0 | 0
8 | 340 | 351 | 340 351 Cool Roof - DX / Other Healthcare | 0 | 0 | 0 | 0 | 0 | 0 | 0 | 0 | 0 | 0 | 0 | 0 | 0 | 0 | 0 | 0 | 0 | 0 | 0 | 0 | 0 | 0 | 0 | 0 | 0 | 0 | 0 | 0 | 0 | 0
8 | 360 | 361 | 360 361 HE PTAC, EER=9.6, 1 ton / Other Healthcare | 0 | 0 | 0 | 0 | 0 | 0 | 0 | 0 | 0 | 0 | 0 | 0 | 0 | 0 | 0 | 0 | 0 | 0 | 0 | 0 | 0 | 0 | 0 | 0 | 0 | 0 | 0 | 0 | 0 | 0
8 | 400 | 402 | 400 402 Variable Speed Drive Control / Other Healthcare | 0 | 0 | 0 | 0 | 0 | 0 | 0 | 0 | 0 | 0 | 0 | 0 | 0 | 0 | 0 | 0 | 0 | 0 | 0 | 0 | 0 | 0 | 0 | 0 | 0 | 0 | 0 | 0 | 0 | 0
8 | 400 | 403 | 400 403 Air Handler Optimization / Other Healthcare | 0 | 0 | 0 | 0 | 0 | 0 | 0 | 0 | 0 | 0 | 0 | 0 | 0 | 0 | 0 | 0 | 0 | 0 | 0 | 0 | 0 | 0 | 0 | 0 | 0 | 0 | 0 | 0 | 0 | 0
8 | 400 | 404 | 400 404 Electronically Commutated Motors (ECM) on an Air Handler Unit / Other Healthcare | 0 | 0 | 0 | 0 | 0 | 0 | 0 | 0 | 0 | 0 | 0 | 0 | 0 | 0 | 0 | 0 | 0 | 0 | 0 | 0 | 0 | 0 | 0 | 0 | 0 | 0 | 0 | 0 | 0 | 0
8 | 400 | 405 | 400 405 Demand Control Ventilation (DCV) / Other Healthcare | 0 | 0 | 0 | 0 | 0 | 0 | 0 | 0 | 0 | 0 | 0 | 0 | 0 | 0 | 0 | 0 | 0 | 0 | 0 | 0 | 0 | 0 | 0 | 0 | 0 | 0 | 0 | 0 | 0 | 0
8 | 400 | 406 | 400 406 Energy Recovery Ventilation (ERV) / Other Healthcare | 0 | 0 | 0 | 0 | 0 | 0 | 0 | 0 | 0 | 0 | 0 | 0 | 0 | 0 | 0 | 0 | 0 | 0 | 0 | 0 | 0 | 0 | 0 | 0 | 0 | 0 | 0 | 0 | 0 | 0
8 | 600 | 603 | 600 603 Heat Pump Water Heater (air source) / Other Healthcare | 0 | 0 | 0 | 0 | 0 | 0 | 0 | 0 | 0 | 0 | 0 | 0 | 0 | 0 | 0 | 0 | 0 | 0 | 0 | 0 | 0 | 0 | 0 | 0 | 0 | 0 | 0 | 0 | 0 | 0
8 | 600 | 606 | 600 606 Demand controlled circulating systems / Other Healthcare | 0 | 0 | 0 | 0 | 0 | 0 | 0 | 0 | 0 | 0 | 0 | 0 | 0 | 0 | 0 | 0 | 0 | 0 | 0 | 0 | 0 | 0 | 0 | 0 | 0 | 0 | 0 | 0 | 0 | 0
8 | 600 | 608 | 600 608 Heat Recovery Unit / Other Healthcare | 0 | 0 | 0 | 0 | 0 | 0 | 0 | 0 | 0 | 0 | 0 | 0 | 0 | 0 | 0 | 0 | 0 | 0 | 0 | 0 | 0 | 0 | 0 | 0 | 0 | 0 | 0 | 0 | 0 | 0
8 | 600 | 609 | 600 609 Heat Trap / Other Healthcare | 0 | 0 | 0 | 0 | 0 | 0 | 0 | 0 | 0 | 0 | 0 | 0 | 0 | 0 | 0 | 0 | 0 | 0 | 0 | 0 | 0 | 0 | 0 | 0 | 0 | 0 | 0 | 0 | 0 | 0
8 | 600 | 610 | 600 610 Hot Water Pipe Insulation / Other Healthcare | 0 | 0 | 0 | 0 | 0 | 0 | 0 | 0 | 0 | 0 | 0 | 0 | 0 | 0 | 0 | 0 | 0 | 0 | 0 | 0 | 0 | 0 | 0 | 0 | 0 | 0 | 0 | 0 | 0 | 0
8 | 700 | 701 | 700 701 PC Manual Power Management Enabling / Other Healthcare | 0 | 0 | 0 | 0 | 0 | 0 | 0 | 0 | 0 | 0 | 0 | 0 | 0 | 0 | 0 | 0 | 0 | 0 | 0 | 0 | 0 | 0 | 0 | 0 | 0 | 0 | 0 | 0 | 0 | 0
8 | 700 | 702 | 700 702 PC Network Power Management Enabling / Other Healthcare | 0 | 0 | 0 | 0 | 0 | 0 | 0 | 0 | 0 | 0 | 0 | 0 | 0 | 0 | 0 | 0 | 0 | 0 | 0 | 0 | 0 | 0 | 0 | 0 | 0 | 0 | 0 | 0 | 0 | 0
8 | 710 | 711 | 710 711 Energy Star or Better Monitor / Other Healthcare | 0 | 0 | 0 | 0 | 0 | 0 | 0 | 0 | 0 | 0 | 0 | 0 | 0 | 0 | 0 | 0 | 0 | 0 | 0 | 0 | 0 | 0 | 0 | 0 | 0 | 0 | 0 | 0 | 0 | 0
8 | 710 | 712 | 710 712 Monitor Power Management Enabling / Other Healthcare | 0 | 0 | 0 | 0 | 0 | 0 | 0 | 0 | 0 | 0 | 0 | 0 | 0 | 0 | 0 | 0 | 0 | 0 | 0 | 0 | 0 | 0 | 0 | 0 | 0 | 0 | 0 | 0 | 0 | 0
8 | 720 | 722 | 720 722 Monitor Power Management Enabling / Other Healthcare | 0 | 0 | 0 | 0 | 0 | 0 | 0 | 0 | 0 | 0 | 0 | 0 | 0 | 0 | 0 | 0 | 0 | 0 | 0 | 0 | 0 | 0 | 0 | 0 | 0 | 0 | 0 | 0 | 0 | 0
8 | 730 | 732 | 730 732 Copier Power Management Enabling / Other Healthcare | 0 | 0 | 0 | 0 | 0 | 0 | 0 | 0 | 0 | 0 | 0 | 0 | 0 | 0 | 0 | 0 | 0 | 0 | 0 | 0 | 0 | 0 | 0 | 0 | 0 | 0 | 0 | 0 | 0 | 0
8 | 740 | 741 | 740 741 Printer Power Management Enabling / Other Healthcare | 0 | 0 | 0 | 0 | 0 | 0 | 0 | 0 | 0 | 0 | 0 | 0 | 0 | 0 | 0 | 0 | 0 | 0 | 0 | 0 | 0 | 0 | 0 | 0 | 0 | 0 | 0 | 0 | 0 | 0
8 | 800 | 801 | 800 801 Convection Oven / Other Healthcare | 0 | 0 | 0 | 0 | 0 | 0 | 0 | 0 | 0 | 0 | 0 | 0 | 0 | 0 | 0 | 0 | 0 | 0 | 0 | 0 | 0 | 0 | 0 | 0 | 0 | 0 | 0 | 0 | 0 | 0
8 | 810 | 811 | 810 811 Efficient Fryer / Other Healthcare | 0 | 0 | 0 | 0 | 0 | 0 | 0 | 0 | 0 | 0 | 0 | 0 | 0 | 0 | 0 | 0 | 0 | 0 | 0 | 0 | 0 | 0 | 0 | 0 | 0 | 0 | 0 | 0 | 0 | 0
8 | 900 | 901 | 900 901 Vending Misers (cooled machines only) / Other Healthcare | 0 | 0 | 0 | 0 | 0 | 0 | 0 | 0 | 0 | 0 | 0 | 0 | 0 | 0 | 0 | 0 | 0 | 0 | 0 | 0 | 0 | 0 | 0 | 0 | 0 | 0 | 0 | 0 | 0 | 0
9 | 110 | 111 | 110 111 Premium T8, Elecctronic Ballast / Warehouse | 0 | 0 | 0 | 0 | 0 | 0 | 0 | 0 | 0 | 0 | 0 | 0 | 0 | 0 | 0 | 0 | 0 | 0 | 0 | 0 | 0 | 0 | 0 | 0 | 0 | 0 | 0 | 0 | 0 | 0
9 | 110 | 114 | 110 114 Continuous Dimming / Warehouse | 0 | 0 | 0 | 0 | 0 | 0 | 0 | 0 | 0 | 0 | 0 | 0 | 0 | 0 | 0 | 0 | 0 | 0 | 0 | 0 | 0 | 0 | 0 | 0 | 0 | 0 | 0 | 0 | 0 | 0
9 | 110 | 115 | 110 115 Lighting Control Tuneup / Warehouse | 0 | 0 | 0 | 0 | 0 | 0 | 0 | 0 | 0 | 0 | 0 | 0 | 0 | 0 | 0 | 0 | 0 | 0 | 0 | 0 | 0 | 0 | 0 | 0 | 0 | 0 | 0 | 0 | 0 | 0
9 | 120 | 121 | 120 121 ROB Premium T8, 1EB / Warehouse | 0 | 0 | 0 | 0 | 0 | 0 | 0 | 0 | 0 | 0 | 0 | 0 | 0 | 0 | 0 | 0 | 0 | 0 | 0 | 0 | 0 | 0 | 0 | 0 | 0 | 0 | 0 | 0 | 0 | 0
9 | 120 | 122 | 120 122 ROB Premium T8, EB, Reflector / Warehouse | 0 | 0 | 0 | 0 | 0 | 0 | 0 | 0 | 0 | 0 | 0 | 0 | 0 | 0 | 0 | 0 | 0 | 0 | 0 | 0 | 0 | 0 | 0 | 0 | 0 | 0 | 0 | 0 | 0 | 0
9 | 120 | 123 | 120 123 Occupancy Sensor / Warehouse | 0 | 0 | 0 | 0 | 0 | 0 | 0 | 0 | 0 | 0 | 0 | 0 | 0 | 0 | 0 | 0 | 0 | 0 | 0 | 0 | 0 | 0 | 0 | 0 | 0 | 0 | 0 | 0 | 0 | 0
9 | 120 | 124 | 120 124 Lighting Control Tuneup / Warehouse | 0 | 0 | 0 | 0 | 0 | 0 | 0 | 0 | 0 | 0 | 0 | 0 | 0 | 0 | 0 | 0 | 0 | 0 | 0 | 0 | 0 | 0 | 0 | 0 | 0 | 0 | 0 | 0 | 0 | 0
9 | 130 | 131 | 130 131 CFL Screw-in 18W / Warehouse | 0 | 0 | 0 | 0 | 0 | 0 | 0 | 0 | 0 | 0 | 0 | 0 | 0 | 0 | 0 | 0 | 0 | 0 | 0 | 0 | 0 | 0 | 0 | 0 | 0 | 0 | 0 | 0 | 0 | 0
9 | 150 | 151 | 150 151 PSMH, 250W, magnetic ballast / Warehouse | 0 | 0 | 0 | 0 | 0 | 0 | 0 | 0 | 0 | 0 | 0 | 0 | 0 | 0 | 0 | 0 | 0 | 0 | 0 | 0 | 0 | 0 | 0 | 0 | 0 | 0 | 0 | 0 | 0 | 0
9 | 150 | 152 | 150 152 PSMH, 250 W, electronic ballast / Warehouse | 0 | 0 | 0 | 0 | 0 | 0 | 0 | 0 | 0 | 0 | 0 | 0 | 0 | 0 | 0 | 0 | 0 | 0 | 0 | 0 | 0 | 0 | 0 | 0 | 0 | 0 | 0 | 0 | 0 | 0
9 | 150 | 153 | 150 153 High Bay T5 / Warehouse | 0 | 0 | 0 | 0 | 0 | 0 | 0 | 0 | 0 | 0 | 0 | 0 | 0 | 0 | 0 | 0 | 0 | 0 | 0 | 0 | 0 | 0 | 0 | 0 | 0 | 0 | 0 | 0 | 0 | 0
9 | 160 | 161 | 160 161 LED Exit Sign / Warehouse | 0 | 0 | 0 | 0 | 0 | 0 | 0 | 0 | 0 | 0 | 0 | 0 | 0 | 0 | 0 | 0 | 0 | 0 | 0 | 0 | 0 | 0 | 0 | 0 | 0 | 0 | 0 | 0 | 0 | 0
9 | 200 | 201 | 200 201 High Pressure Sodium 250W Lamp / Warehouse | 0 | 0 | 0 | 0 | 0 | 0 | 0 | 0 | 0 | 0 | 0 | 0 | 0 | 0 | 0 | 0 | 0 | 0 | 0 | 0 | 0 | 0 | 0 | 0 | 0 | 0 | 0 | 0 | 0 | 0
9 | 200 | 202 | 200 202 Outdoor Lighting Controls (Photocell/Timeclock) / Warehouse | 0 | 0 | 0 | 0 | 0 | 0 | 0 | 0 | 0 | 0 | 0 | 0 | 0 | 0 | 0 | 0 | 0 | 0 | 0 | 0 | 0 | 0 | 0 | 0 | 0 | 0 | 0 | 0 | 0 | 0
9 | 210 | 211 | 210 211 Outdoor Lighting Controls (Photocell/Timeclock) / Warehouse | 0 | 0 | 0 | 0 | 0 | 0 | 0 | 0 | 0 | 0 | 0 | 0 | 0 | 0 | 0 | 0 | 0 | 0 | 0 | 0 | 0 | 0 | 0 | 0 | 0 | 0 | 0 | 0 | 0 | 0
9 | 300 | 301 | 300 301 Centrifugal Chiller, 0.51 kW/ton, 500 tons / Warehouse | 0 | 0 | 0 | 0 | 0 | 0 | 0 | 0 | 0 | 0 | 0 | 0 | 0 | 0 | 0 | 0 | 0 | 0 | 0 | 0 | 0 | 0 | 0 | 0 | 0 | 0 | 0 | 0 | 0 | 0
9 | 300 | 302 | 300 302 High Efficiency Chiller Motors / Warehouse | 0 | 0 | 0 | 0 | 0 | 0 | 0 | 0 | 0 | 0 | 0 | 0 | 0 | 0 | 0 | 0 | 0 | 0 | 0 | 0 | 0 | 0 | 0 | 0 | 0 | 0 | 0 | 0 | 0 | 0
9 | 300 | 304 | 300 304 EMS - Chiller / Warehouse | 0 | 0 | 0 | 0 | 0 | 0 | 0 | 0 | 0 | 0 | 0 | 0 | 0 | 0 | 0 | 0 | 0 | 0 | 0 | 0 | 0 | 0 | 0 | 0 | 0 | 0 | 0 | 0 | 0 | 0
9 | 300 | 305 | 300 305 Chiller Tune Up/Diagnostics / Warehouse | 0 | 0 | 0 | 0 | 0 | 0 | 0 | 0 | 0 | 0 | 0 | 0 | 0 | 0 | 0 | 0 | 0 | 0 | 0 | 0 | 0 | 0 | 0 | 0 | 0 | 0 | 0 | 0 | 0 | 0
9 | 300 | 306 | 300 306 VSD for Chiller Pumps and Towers / Warehouse | 0 | 0 | 0 | 0 | 0 | 0 | 0 | 0 | 0 | 0 | 0 | 0 | 0 | 0 | 0 | 0 | 0 | 0 | 0 | 0 | 0 | 0 | 0 | 0 | 0 | 0 | 0 | 0 | 0 | 0
9 | 300 | 307 | 300 307 EMS Optimization / Warehouse | 0 | 0 | 0 | 0 | 0 | 0 | 0 | 0 | 0 | 0 | 0 | 0 | 0 | 0 | 0 | 0 | 0 | 0 | 0 | 0 | 0 | 0 | 0 | 0 | 0 | 0 | 0 | 0 | 0 | 0
9 | 300 | 308 | 300 308 Aerosole Duct Sealing / Warehouse | 0 | 0 | 0 | 0 | 0 | 0 | 0 | 0 | 0 | 0 | 0 | 0 | 0 | 0 | 0 | 0 | 0 | 0 | 0 | 0 | 0 | 0 | 0 | 0 | 0 | 0 | 0 | 0 | 0 | 0
9 | 300 | 309 | 300 309 Duct/Pipe Insulation / Warehouse | 0 | 0 | 0 | 0 | 0 | 0 | 0 | 0 | 0 | 0 | 0 | 0 | 0 | 0 | 0 | 0 | 0 | 0 | 0 | 0 | 0 | 0 | 0 | 0 | 0 | 0 | 0 | 0 | 0 | 0
9 | 300 | 311 | 300 311 Window Film (Standard) / Warehouse | 0 | 0 | 0 | 0 | 0 | 0 | 0 | 0 | 0 | 0 | 0 | 0 | 0 | 0 | 0 | 0 | 0 | 0 | 0 | 0 | 0 | 0 | 0 | 0 | 0 | 0 | 0 | 0 | 0 | 0
9 | 300 | 313 | 300 313 Ceiling Insulation / Warehouse | 0 | 0 | 0 | 0 | 0 | 0 | 0 | 0 | 0 | 0 | 0 | 0 | 0 | 0 | 0 | 0 | 0 | 0 | 0 | 0 | 0 | 0 | 0 | 0 | 0 | 0 | 0 | 0 | 0 | 0
9 | 300 | 314 | 300 314 Roof Insulation / Warehouse | 0 | 0 | 0 | 0 | 0 | 0 | 0 | 0 | 0 | 0 | 0 | 0 | 0 | 0 | 0 | 0 | 0 | 0 | 0 | 0 | 0 | 0 | 0 | 0 | 0 | 0 | 0 | 0 | 0 | 0
9 | 300 | 317 | 300 317 Thermal Energy Storage (TES) Positive / Warehouse | 0 | 0 | 0 | 0 | 0 | 0 | 0 | 0 | 0 | 0 | 0 | 0 | 0 | 0 | 0 | 0 | 0 | 0 | 0 | 0 | 0 | 0 | 0 | 0 | 0 | 0 | 0 | 0 | 0 | 0
9 | 300 | 317 | 300 317 Thermal Energy Storage (TES) Negative / Warehouse | 0 | 0 | 0 | 0 | 0 | 0 | 0 | 0 | 0 | 0 | 0 | 0 | 0 | 0 | 0 | 0 | 0 | 0 | 0 | 0 | 0 | 0 | 0 | 0 | 0 | 0 | 0 | 0 | 0 | 0
9 | 320 | 321 | 320 321 DX Packaged System, EER=10.9, 10 tons / Warehouse | 0 | 0 | 0 | 0 | 0 | 0 | 0 | 0 | 0 | 0 | 0 | 0 | 0 | 0 | 0 | 0 | 0 | 0 | 0 | 0 | 0 | 0 | 0 | 0 | 0 | 0 | 0 | 0 | 0 | 0
9 | 320 | 322 | 320 322 Hybrid Dessicant-DX System (Trane CDQ) / Warehouse | 0 | 0 | 0 | 0 | 0 | 0 | 0 | 0 | 0 | 0 | 0 | 0 | 0 | 0 | 0 | 0 | 0 | 0 | 0 | 0 | 0 | 0 | 0 | 0 | 0 | 0 | 0 | 0 | 0 | 0
9 | 320 | 323 | 320 323 Geothermal Heat Pump, EER=13, 10 tons / Warehouse | 0 | 0 | 0 | 0 | 0 | 0 | 0 | 0 | 0 | 0 | 0 | 0 | 0 | 0 | 0 | 0 | 0 | 0 | 0 | 0 | 0 | 0 | 0 | 0 | 0 | 0 | 0 | 0 | 0 | 0
9 | 320 | 326 | 320 326 DX Tune Up/ Advanced Diagnostics / Warehouse | 0 | 0 | 0 | 0 | 0 | 0 | 0 | 0 | 0 | 0 | 0 | 0 | 0 | 0 | 0 | 0 | 0 | 0 | 0 | 0 | 0 | 0 | 0 | 0 | 0 | 0 | 0 | 0 | 0 | 0
9 | 320 | 327 | 320 327 DX Coil Cleaning / Warehouse | 0 | 0 | 0 | 0 | 0 | 0 | 0 | 0 | 0 | 0 | 0 | 0 | 0 | 0 | 0 | 0 | 0 | 0 | 0 | 0 | 0 | 0 | 0 | 0 | 0 | 0 | 0 | 0 | 0 | 0
9 | 320 | 329 | 320 329 Aerosole Duct Sealing / Warehouse | 0 | 0 | 0 | 0 | 0 | 0 | 0 | 0 | 0 | 0 | 0 | 0 | 0 | 0 | 0 | 0 | 0 | 0 | 0 | 0 | 0 | 0 | 0 | 0 | 0 | 0 | 0 | 0 | 0 | 0
9 | 320 | 330 | 320 330 Duct/Pipe Insulation / Warehouse | 0 | 0 | 0 | 0 | 0 | 0 | 0 | 0 | 0 | 0 | 0 | 0 | 0 | 0 | 0 | 0 | 0 | 0 | 0 | 0 | 0 | 0 | 0 | 0 | 0 | 0 | 0 | 0 | 0 | 0
9 | 320 | 334 | 320 334 Ceiling Insulation / Warehouse | 0 | 0 | 0 | 0 | 0 | 0 | 0 | 0 | 0 | 0 | 0 | 0 | 0 | 0 | 0 | 0 | 0 | 0 | 0 | 0 | 0 | 0 | 0 | 0 | 0 | 0 | 0 | 0 | 0 | 0
9 | 320 | 335 | 320 335 Roof Insulation / Warehouse | 0 | 0 | 0 | 0 | 0 | 0 | 0 | 0 | 0 | 0 | 0 | 0 | 0 | 0 | 0 | 0 | 0 | 0 | 0 | 0 | 0 | 0 | 0 | 0 | 0 | 0 | 0 | 0 | 0 | 0
9 | 340 | 344 | 340 344 Aerosole Duct Sealing / Warehouse | 0 | 0 | 0 | 0 | 0 | 0 | 0 | 0 | 0 | 0 | 0 | 0 | 0 | 0 | 0 | 0 | 0 | 0 | 0 | 0 | 0 | 0 | 0 | 0 | 0 | 0 | 0 | 0 | 0 | 0
9 | 340 | 345 | 340 345 Duct/Pipe Insulation / Warehouse | 0 | 0 | 0 | 0 | 0 | 0 | 0 | 0 | 0 | 0 | 0 | 0 | 0 | 0 | 0 | 0 | 0 | 0 | 0 | 0 | 0 | 0 | 0 | 0 | 0 | 0 | 0 | 0 | 0 | 0
9 | 340 | 349 | 340 349 Ceiling Insulation / Warehouse | 0 | 0 | 0 | 0 | 0 | 0 | 0 | 0 | 0 | 0 | 0 | 0 | 0 | 0 | 0 | 0 | 0 | 0 | 0 | 0 | 0 | 0 | 0 | 0 | 0 | 0 | 0 | 0 | 0 | 0
9 | 340 | 351 | 340 351 Cool Roof - DX / Warehouse | 0 | 0 | 0 | 0 | 0 | 0 | 0 | 0 | 0 | 0 | 0 | 0 | 0 | 0 | 0 | 0 | 0 | 0 | 0 | 0 | 0 | 0 | 0 | 0 | 0 | 0 | 0 | 0 | 0 | 0
9 | 360 | 361 | 360 361 HE PTAC, EER=9.6, 1 ton / Warehouse | 0 | 0 | 0 | 0 | 0 | 0 | 0 | 0 | 0 | 0 | 0 | 0 | 0 | 0 | 0 | 0 | 0 | 0 | 0 | 0 | 0 | 0 | 0 | 0 | 0 | 0 | 0 | 0 | 0 | 0
9 | 400 | 402 | 400 402 Variable Speed Drive Control / Warehouse | 0 | 0 | 0 | 0 | 0 | 0 | 0 | 0 | 0 | 0 | 0 | 0 | 0 | 0 | 0 | 0 | 0 | 0 | 0 | 0 | 0 | 0 | 0 | 0 | 0 | 0 | 0 | 0 | 0 | 0
9 | 400 | 403 | 400 403 Air Handler Optimization / Warehouse | 0 | 0 | 0 | 0 | 0 | 0 | 0 | 0 | 0 | 0 | 0 | 0 | 0 | 0 | 0 | 0 | 0 | 0 | 0 | 0 | 0 | 0 | 0 | 0 | 0 | 0 | 0 | 0 | 0 | 0
9 | 400 | 404 | 400 404 Electronically Commutated Motors (ECM) on an Air Handler Unit / Warehouse | 0 | 0 | 0 | 0 | 0 | 0 | 0 | 0 | 0 | 0 | 0 | 0 | 0 | 0 | 0 | 0 | 0 | 0 | 0 | 0 | 0 | 0 | 0 | 0 | 0 | 0 | 0 | 0 | 0 | 0
9 | 400 | 405 | 400 405 Demand Control Ventilation (DCV) / Warehouse | 0 | 0 | 0 | 0 | 0 | 0 | 0 | 0 | 0 | 0 | 0 | 0 | 0 | 0 | 0 | 0 | 0 | 0 | 0 | 0 | 0 | 0 | 0 | 0 | 0 | 0 | 0 | 0 | 0 | 0
9 | 400 | 406 | 400 406 Energy Recovery Ventilation (ERV) / Warehouse | 0 | 0 | 0 | 0 | 0 | 0 | 0 | 0 | 0 | 0 | 0 | 0 | 0 | 0 | 0 | 0 | 0 | 0 | 0 | 0 | 0 | 0 | 0 | 0 | 0 | 0 | 0 | 0 | 0 | 0
9 | 600 | 603 | 600 603 Heat Pump Water Heater (air source) / Warehouse | 0 | 0 | 0 | 0 | 0 | 0 | 0 | 0 | 0 | 0 | 0 | 0 | 0 | 0 | 0 | 0 | 0 | 0 | 0 | 0 | 0 | 0 | 0 | 0 | 0 | 0 | 0 | 0 | 0 | 0
9 | 600 | 606 | 600 606 Demand controlled circulating systems / Warehouse | 0 | 0 | 0 | 0 | 0 | 0 | 0 | 0 | 0 | 0 | 0 | 0 | 0 | 0 | 0 | 0 | 0 | 0 | 0 | 0 | 0 | 0 | 0 | 0 | 0 | 0 | 0 | 0 | 0 | 0
9 | 600 | 608 | 600 608 Heat Recovery Unit / Warehouse | 0 | 0 | 0 | 0 | 0 | 0 | 0 | 0 | 0 | 0 | 0 | 0 | 0 | 0 | 0 | 0 | 0 | 0 | 0 | 0 | 0 | 0 | 0 | 0 | 0 | 0 | 0 | 0 | 0 | 0
9 | 600 | 609 | 600 609 Heat Trap / Warehouse | 0 | 0 | 0 | 0 | 0 | 0 | 0 | 0 | 0 | 0 | 0 | 0 | 0 | 0 | 0 | 0 | 0 | 0 | 0 | 0 | 0 | 0 | 0 | 0 | 0 | 0 | 0 | 0 | 0 | 0
9 | 600 | 610 | 600 610 Hot Water Pipe Insulation / Warehouse | 0 | 0 | 0 | 0 | 0 | 0 | 0 | 0 | 0 | 0 | 0 | 0 | 0 | 0 | 0 | 0 | 0 | 0 | 0 | 0 | 0 | 0 | 0 | 0 | 0 | 0 | 0 | 0 | 0 | 0
9 | 700 | 701 | 700 701 PC Manual Power Management Enabling / Warehouse | 0 | 0 | 0 | 0 | 0 | 0 | 0 | 0 | 0 | 0 | 0 | 0 | 0 | 0 | 0 | 0 | 0 | 0 | 0 | 0 | 0 | 0 | 0 | 0 | 0 | 0 | 0 | 0 | 0 | 0
9 | 700 | 702 | 700 702 PC Network Power Management Enabling / Warehouse | 0 | 0 | 0 | 0 | 0 | 0 | 0 | 0 | 0 | 0 | 0 | 0 | 0 | 0 | 0 | 0 | 0 | 0 | 0 | 0 | 0 | 0 | 0 | 0 | 0 | 0 | 0 | 0 | 0 | 0
9 | 710 | 711 | 710 711 Energy Star or Better Monitor / Warehouse | 0 | 0 | 0 | 0 | 0 | 0 | 0 | 0 | 0 | 0 | 0 | 0 | 0 | 0 | 0 | 0 | 0 | 0 | 0 | 0 | 0 | 0 | 0 | 0 | 0 | 0 | 0 | 0 | 0 | 0
9 | 710 | 712 | 710 712 Monitor Power Management Enabling / Warehouse | 0 | 0 | 0 | 0 | 0 | 0 | 0 | 0 | 0 | 0 | 0 | 0 | 0 | 0 | 0 | 0 | 0 | 0 | 0 | 0 | 0 | 0 | 0 | 0 | 0 | 0 | 0 | 0 | 0 | 0
9 | 720 | 722 | 720 722 Monitor Power Management Enabling / Warehouse | 0 | 0 | 0 | 0 | 0 | 0 | 0 | 0 | 0 | 0 | 0 | 0 | 0 | 0 | 0 | 0 | 0 | 0 | 0 | 0 | 0 | 0 | 0 | 0 | 0 | 0 | 0 | 0 | 0 | 0
9 | 730 | 732 | 730 732 Copier Power Management Enabling / Warehouse | 0 | 0 | 0 | 0 | 0 | 0 | 0 | 0 | 0 | 0 | 0 | 0 | 0 | 0 | 0 | 0 | 0 | 0 | 0 | 0 | 0 | 0 | 0 | 0 | 0 | 0 | 0 | 0 | 0 | 0
9 | 740 | 741 | 740 741 Printer Power Management Enabling / Warehouse | 0 | 0 | 0 | 0 | 0 | 0 | 0 | 0 | 0 | 0 | 0 | 0 | 0 | 0 | 0 | 0 | 0 | 0 | 0 | 0 | 0 | 0 | 0 | 0 | 0 | 0 | 0 | 0 | 0 | 0
9 | 800 | 801 | 800 801 Convection Oven / Warehouse | 0 | 0 | 0 | 0 | 0 | 0 | 0 | 0 | 0 | 0 | 0 | 0 | 0 | 0 | 0 | 0 | 0 | 0 | 0 | 0 | 0 | 0 | 0 | 0 | 0 | 0 | 0 | 0 | 0 | 0
9 | 810 | 811 | 810 811 Efficient Fryer / Warehouse | 0 | 0 | 0 | 0 | 0 | 0 | 0 | 0 | 0 | 0 | 0 | 0 | 0 | 0 | 0 | 0 | 0 | 0 | 0 | 0 | 0 | 0 | 0 | 0 | 0 | 0 | 0 | 0 | 0 | 0
9 | 900 | 901 | 900 901 Vending Misers (cooled machines only) / Warehouse | 0 | 0 | 0 | 0 | 0 | 0 | 0 | 0 | 0 | 0 | 0 | 0 | 0 | 0 | 0 | 0 | 0 | 0 | 0 | 0 | 0 | 0 | 0 | 0 | 0 | 0 | 0 | 0 | 0 | 0
10 | 110 | 111 | 110 111 Premium T8, Elecctronic Ballast / Hotel or Motel | 0 | 0 | 0 | 0 | 0 | 0 | 0 | 0 | 0 | 0 | 0 | 0 | 0 | 0 | 0 | 0 | 0 | 0 | 0 | 0 | 0 | 0 | 0 | 0 | 0 | 0 | 0 | 0 | 0 | 0
10 | 110 | 114 | 110 114 Continuous Dimming / Hotel or Motel | 0 | 0 | 0 | 0 | 0 | 0 | 0 | 0 | 0 | 0 | 0 | 0 | 0 | 0 | 0 | 0 | 0 | 0 | 0 | 0 | 0 | 0 | 0 | 0 | 0 | 0 | 0 | 0 | 0 | 0
10 | 110 | 115 | 110 115 Lighting Control Tuneup / Hotel or Motel | 0 | 0 | 0 | 0 | 0 | 0 | 0 | 0 | 0 | 0 | 0 | 0 | 0 | 0 | 0 | 0 | 0 | 0 | 0 | 0 | 0 | 0 | 0 | 0 | 0 | 0 | 0 | 0 | 0 | 0
10 | 120 | 121 | 120 121 ROB Premium T8, 1EB / Hotel or Motel | 0 | 0 | 0 | 0 | 0 | 0 | 0 | 0 | 0 | 0 | 0 | 0 | 0 | 0 | 0 | 0 | 0 | 0 | 0 | 0 | 0 | 0 | 0 | 0 | 0 | 0 | 0 | 0 | 0 | 0
10 | 120 | 122 | 120 122 ROB Premium T8, EB, Reflector / Hotel or Motel | 0 | 0 | 0 | 0 | 0 | 0 | 0 | 0 | 0 | 0 | 0 | 0 | 0 | 0 | 0 | 0 | 0 | 0 | 0 | 0 | 0 | 0 | 0 | 0 | 0 | 0 | 0 | 0 | 0 | 0
10 | 120 | 123 | 120 123 Occupancy Sensor / Hotel or Motel | 0 | 0 | 0 | 0 | 0 | 0 | 0 | 0 | 0 | 0 | 0 | 0 | 0 | 0 | 0 | 0 | 0 | 0 | 0 | 0 | 0 | 0 | 0 | 0 | 0 | 0 | 0 | 0 | 0 | 0
10 | 120 | 124 | 120 124 Lighting Control Tuneup / Hotel or Motel | 0 | 0 | 0 | 0 | 0 | 0 | 0 | 0 | 0 | 0 | 0 | 0 | 0 | 0 | 0 | 0 | 0 | 0 | 0 | 0 | 0 | 0 | 0 | 0 | 0 | 0 | 0 | 0 | 0 | 0
10 | 130 | 131 | 130 131 CFL Screw-in 18W / Hotel or Motel | 0 | 0 | 0 | 0 | 0 | 0 | 0 | 0 | 0 | 0 | 0 | 0 | 0 | 0 | 0 | 0 | 0 | 0 | 0 | 0 | 0 | 0 | 0 | 0 | 0 | 0 | 0 | 0 | 0 | 0
10 | 150 | 151 | 150 151 PSMH, 250W, magnetic ballast / Hotel or Motel | 0 | 0 | 0 | 0 | 0 | 0 | 0 | 0 | 0 | 0 | 0 | 0 | 0 | 0 | 0 | 0 | 0 | 0 | 0 | 0 | 0 | 0 | 0 | 0 | 0 | 0 | 0 | 0 | 0 | 0
10 | 150 | 152 | 150 152 PSMH, 250 W, electronic ballast / Hotel or Motel | 0 | 0 | 0 | 0 | 0 | 0 | 0 | 0 | 0 | 0 | 0 | 0 | 0 | 0 | 0 | 0 | 0 | 0 | 0 | 0 | 0 | 0 | 0 | 0 | 0 | 0 | 0 | 0 | 0 | 0
10 | 150 | 153 | 150 153 High Bay T5 / Hotel or Motel | 0 | 0 | 0 | 0 | 0 | 0 | 0 | 0 | 0 | 0 | 0 | 0 | 0 | 0 | 0 | 0 | 0 | 0 | 0 | 0 | 0 | 0 | 0 | 0 | 0 | 0 | 0 | 0 | 0 | 0
10 | 160 | 161 | 160 161 LED Exit Sign / Hotel or Motel | 0 | 0 | 0 | 0 | 0 | 0 | 0 | 0 | 0 | 0 | 0 | 0 | 0 | 0 | 0 | 0 | 0 | 0 | 0 | 0 | 0 | 0 | 0 | 0 | 0 | 0 | 0 | 0 | 0 | 0
10 | 200 | 201 | 200 201 High Pressure Sodium 250W Lamp / Hotel or Motel | 0 | 0 | 0 | 0 | 0 | 0 | 0 | 0 | 0 | 0 | 0 | 0 | 0 | 0 | 0 | 0 | 0 | 0 | 0 | 0 | 0 | 0 | 0 | 0 | 0 | 0 | 0 | 0 | 0 | 0
10 | 200 | 202 | 200 202 Outdoor Lighting Controls (Photocell/Timeclock) / Hotel or Motel | 0 | 0 | 0 | 0 | 0 | 0 | 0 | 0 | 0 | 0 | 0 | 0 | 0 | 0 | 0 | 0 | 0 | 0 | 0 | 0 | 0 | 0 | 0 | 0 | 0 | 0 | 0 | 0 | 0 | 0
10 | 210 | 211 | 210 211 Outdoor Lighting Controls (Photocell/Timeclock) / Hotel or Motel | 0 | 0 | 0 | 0 | 0 | 0 | 0 | 0 | 0 | 0 | 0 | 0 | 0 | 0 | 0 | 0 | 0 | 0 | 0 | 0 | 0 | 0 | 0 | 0 | 0 | 0 | 0 | 0 | 0 | 0
10 | 300 | 301 | 300 301 Centrifugal Chiller, 0.51 kW/ton, 500 tons / Hotel or Motel | 0 | 0 | 0 | 0 | 0 | 0 | 0 | 0 | 0 | 0 | 0 | 0 | 0 | 0 | 0 | 0 | 0 | 0 | 0 | 0 | 0 | 0 | 0 | 0 | 0 | 0 | 0 | 0 | 0 | 0
10 | 300 | 302 | 300 302 High Efficiency Chiller Motors / Hotel or Motel | 0 | 0 | 0 | 0 | 0 | 0 | 0 | 0 | 0 | 0 | 0 | 0 | 0 | 0 | 0 | 0 | 0 | 0 | 0 | 0 | 0 | 0 | 0 | 0 | 0 | 0 | 0 | 0 | 0 | 0
10 | 300 | 304 | 300 304 EMS - Chiller / Hotel or Motel | 0 | 0 | 0 | 0 | 0 | 0 | 0 | 0 | 0 | 0 | 0 | 0 | 0 | 0 | 0 | 0 | 0 | 0 | 0 | 0 | 0 | 0 | 0 | 0 | 0 | 0 | 0 | 0 | 0 | 0
10 | 300 | 305 | 300 305 Chiller Tune Up/Diagnostics / Hotel or Motel | 0 | 0 | 0 | 0 | 0 | 0 | 0 | 0 | 0 | 0 | 0 | 0 | 0 | 0 | 0 | 0 | 0 | 0 | 0 | 0 | 0 | 0 | 0 | 0 | 0 | 0 | 0 | 0 | 0 | 0
10 | 300 | 306 | 300 306 VSD for Chiller Pumps and Towers / Hotel or Motel | 0 | 0 | 0 | 0 | 0 | 0 | 0 | 0 | 0 | 0 | 0 | 0 | 0 | 0 | 0 | 0 | 0 | 0 | 0 | 0 | 0 | 0 | 0 | 0 | 0 | 0 | 0 | 0 | 0 | 0
10 | 300 | 307 | 300 307 EMS Optimization / Hotel or Motel | 0 | 0 | 0 | 0 | 0 | 0 | 0 | 0 | 0 | 0 | 0 | 0 | 0 | 0 | 0 | 0 | 0 | 0 | 0 | 0 | 0 | 0 | 0 | 0 | 0 | 0 | 0 | 0 | 0 | 0
10 | 300 | 308 | 300 308 Aerosole Duct Sealing / Hotel or Motel | 0 | 0 | 0 | 0 | 0 | 0 | 0 | 0 | 0 | 0 | 0 | 0 | 0 | 0 | 0 | 0 | 0 | 0 | 0 | 0 | 0 | 0 | 0 | 0 | 0 | 0 | 0 | 0 | 0 | 0
10 | 300 | 309 | 300 309 Duct/Pipe Insulation / Hotel or Motel | 0 | 0 | 0 | 0 | 0 | 0 | 0 | 0 | 0 | 0 | 0 | 0 | 0 | 0 | 0 | 0 | 0 | 0 | 0 | 0 | 0 | 0 | 0 | 0 | 0 | 0 | 0 | 0 | 0 | 0
10 | 300 | 311 | 300 311 Window Film (Standard) / Hotel or Motel | 0 | 0 | 0 | 0 | 0 | 0 | 0 | 0 | 0 | 0 | 0 | 0 | 0 | 0 | 0 | 0 | 0 | 0 | 0 | 0 | 0 | 0 | 0 | 0 | 0 | 0 | 0 | 0 | 0 | 0
10 | 300 | 313 | 300 313 Ceiling Insulation / Hotel or Motel | 0 | 0 | 0 | 0 | 0 | 0 | 0 | 0 | 0 | 0 | 0 | 0 | 0 | 0 | 0 | 0 | 0 | 0 | 0 | 0 | 0 | 0 | 0 | 0 | 0 | 0 | 0 | 0 | 0 | 0
10 | 300 | 314 | 300 314 Roof Insulation / Hotel or Motel | 0 | 0 | 0 | 0 | 0 | 0 | 0 | 0 | 0 | 0 | 0 | 0 | 0 | 0 | 0 | 0 | 0 | 0 | 0 | 0 | 0 | 0 | 0 | 0 | 0 | 0 | 0 | 0 | 0 | 0
10 | 300 | 317 | 300 317 Thermal Energy Storage (TES) Positive / Hotel or Motel | 0 | 0 | 0 | 0 | 0 | 0 | 0 | 0 | 0 | 0 | 0 | 0 | 0 | 0 | 0 | 0 | 0 | 0 | 0 | 0 | 0 | 0 | 0 | 0 | 0 | 0 | 0 | 0 | 0 | 0
10 | 300 | 317 | 300 317 Thermal Energy Storage (TES) Negative / Hotel or Motel | 0 | 0 | 0 | 0 | 0 | 0 | 0 | 0 | 0 | 0 | 0 | 0 | 0 | 0 | 0 | 0 | 0 | 0 | 0 | 0 | 0 | 0 | 0 | 0 | 0 | 0 | 0 | 0 | 0 | 0
10 | 320 | 321 | 320 321 DX Packaged System, EER=10.9, 10 tons / Hotel or Motel | 0 | 0 | 0 | 0 | 0 | 0 | 0 | 0 | 0 | 0 | 0 | 0 | 0 | 0 | 0 | 0 | 0 | 0 | 0 | 0 | 0 | 0 | 0 | 0 | 0 | 0 | 0 | 0 | 0 | 0
10 | 320 | 322 | 320 322 Hybrid Dessicant-DX System (Trane CDQ) / Hotel or Motel | 0 | 0 | 0 | 0 | 0 | 0 | 0 | 0 | 0 | 0 | 0 | 0 | 0 | 0 | 0 | 0 | 0 | 0 | 0 | 0 | 0 | 0 | 0 | 0 | 0 | 0 | 0 | 0 | 0 | 0
10 | 320 | 323 | 320 323 Geothermal Heat Pump, EER=13, 10 tons / Hotel or Motel | 0 | 0 | 0 | 0 | 0 | 0 | 0 | 0 | 0 | 0 | 0 | 0 | 0 | 0 | 0 | 0 | 0 | 0 | 0 | 0 | 0 | 0 | 0 | 0 | 0 | 0 | 0 | 0 | 0 | 0
10 | 320 | 326 | 320 326 DX Tune Up/ Advanced Diagnostics / Hotel or Motel | 0 | 0 | 0 | 0 | 0 | 0 | 0 | 0 | 0 | 0 | 0 | 0 | 0 | 0 | 0 | 0 | 0 | 0 | 0 | 0 | 0 | 0 | 0 | 0 | 0 | 0 | 0 | 0 | 0 | 0
10 | 320 | 327 | 320 327 DX Coil Cleaning / Hotel or Motel | 0 | 0 | 0 | 0 | 0 | 0 | 0 | 0 | 0 | 0 | 0 | 0 | 0 | 0 | 0 | 0 | 0 | 0 | 0 | 0 | 0 | 0 | 0 | 0 | 0 | 0 | 0 | 0 | 0 | 0
10 | 320 | 329 | 320 329 Aerosole Duct Sealing / Hotel or Motel | 0 | 0 | 0 | 0 | 0 | 0 | 0 | 0 | 0 | 0 | 0 | 0 | 0 | 0 | 0 | 0 | 0 | 0 | 0 | 0 | 0 | 0 | 0 | 0 | 0 | 0 | 0 | 0 | 0 | 0
10 | 320 | 330 | 320 330 Duct/Pipe Insulation / Hotel or Motel | 0 | 0 | 0 | 0 | 0 | 0 | 0 | 0 | 0 | 0 | 0 | 0 | 0 | 0 | 0 | 0 | 0 | 0 | 0 | 0 | 0 | 0 | 0 | 0 | 0 | 0 | 0 | 0 | 0 | 0
10 | 320 | 334 | 320 334 Ceiling Insulation / Hotel or Motel | 0 | 0 | 0 | 0 | 0 | 0 | 0 | 0 | 0 | 0 | 0 | 0 | 0 | 0 | 0 | 0 | 0 | 0 | 0 | 0 | 0 | 0 | 0 | 0 | 0 | 0 | 0 | 0 | 0 | 0
10 | 320 | 335 | 320 335 Roof Insulation / Hotel or Motel | 0 | 0 | 0 | 0 | 0 | 0 | 0 | 0 | 0 | 0 | 0 | 0 | 0 | 0 | 0 | 0 | 0 | 0 | 0 | 0 | 0 | 0 | 0 | 0 | 0 | 0 | 0 | 0 | 0 | 0
10 | 340 | 344 | 340 344 Aerosole Duct Sealing / Hotel or Motel | 0 | 0 | 0 | 0 | 0 | 0 | 0 | 0 | 0 | 0 | 0 | 0 | 0 | 0 | 0 | 0 | 0 | 0 | 0 | 0 | 0 | 0 | 0 | 0 | 0 | 0 | 0 | 0 | 0 | 0
10 | 340 | 345 | 340 345 Duct/Pipe Insulation / Hotel or Motel | 0 | 0 | 0 | 0 | 0 | 0 | 0 | 0 | 0 | 0 | 0 | 0 | 0 | 0 | 0 | 0 | 0 | 0 | 0 | 0 | 0 | 0 | 0 | 0 | 0 | 0 | 0 | 0 | 0 | 0
10 | 340 | 349 | 340 349 Ceiling Insulation / Hotel or Motel | 0 | 0 | 0 | 0 | 0 | 0 | 0 | 0 | 0 | 0 | 0 | 0 | 0 | 0 | 0 | 0 | 0 | 0 | 0 | 0 | 0 | 0 | 0 | 0 | 0 | 0 | 0 | 0 | 0 | 0
10 | 340 | 351 | 340 351 Cool Roof - DX / Hotel or Motel | 0 | 0 | 0 | 0 | 0 | 0 | 0 | 0 | 0 | 0 | 0 | 0 | 0 | 0 | 0 | 0 | 0 | 0 | 0 | 0 | 0 | 0 | 0 | 0 | 0 | 0 | 0 | 0 | 0 | 0
10 | 360 | 361 | 360 361 HE PTAC, EER=9.6, 1 ton / Hotel or Motel | 0 | 0 | 0 | 0 | 0 | 0 | 0 | 0 | 0 | 0 | 0 | 0 | 0 | 0 | 0 | 0 | 0 | 0 | 0 | 0 | 0 | 0 | 0 | 0 | 0 | 0 | 0 | 0 | 0 | 0
10 | 400 | 402 | 400 402 Variable Speed Drive Control / Hotel or Motel | 0 | 0 | 0 | 0 | 0 | 0 | 0 | 0 | 0 | 0 | 0 | 0 | 0 | 0 | 0 | 0 | 0 | 0 | 0 | 0 | 0 | 0 | 0 | 0 | 0 | 0 | 0 | 0 | 0 | 0
10 | 400 | 403 | 400 403 Air Handler Optimization / Hotel or Motel | 0 | 0 | 0 | 0 | 0 | 0 | 0 | 0 | 0 | 0 | 0 | 0 | 0 | 0 | 0 | 0 | 0 | 0 | 0 | 0 | 0 | 0 | 0 | 0 | 0 | 0 | 0 | 0 | 0 | 0
10 | 400 | 404 | 400 404 Electronically Commutated Motors (ECM) on an Air Handler Unit / Hotel or Motel | 0 | 0 | 0 | 0 | 0 | 0 | 0 | 0 | 0 | 0 | 0 | 0 | 0 | 0 | 0 | 0 | 0 | 0 | 0 | 0 | 0 | 0 | 0 | 0 | 0 | 0 | 0 | 0 | 0 | 0
10 | 400 | 405 | 400 405 Demand Control Ventilation (DCV) / Hotel or Motel | 0 | 0 | 0 | 0 | 0 | 0 | 0 | 0 | 0 | 0 | 0 | 0 | 0 | 0 | 0 | 0 | 0 | 0 | 0 | 0 | 0 | 0 | 0 | 0 | 0 | 0 | 0 | 0 | 0 | 0
10 | 400 | 406 | 400 406 Energy Recovery Ventilation (ERV) / Hotel or Motel | 0 | 0 | 0 | 0 | 0 | 0 | 0 | 0 | 0 | 0 | 0 | 0 | 0 | 0 | 0 | 0 | 0 | 0 | 0 | 0 | 0 | 0 | 0 | 0 | 0 | 0 | 0 | 0 | 0 | 0
10 | 600 | 603 | 600 603 Heat Pump Water Heater (air source) / Hotel or Motel | 0 | 0 | 0 | 0 | 0 | 0 | 0 | 0 | 0 | 0 | 0 | 0 | 0 | 0 | 0 | 0 | 0 | 0 | 0 | 0 | 0 | 0 | 0 | 0 | 0 | 0 | 0 | 0 | 0 | 0
10 | 600 | 606 | 600 606 Demand controlled circulating systems / Hotel or Motel | 0 | 0 | 0 | 0 | 0 | 0 | 0 | 0 | 0 | 0 | 0 | 0 | 0 | 0 | 0 | 0 | 0 | 0 | 0 | 0 | 0 | 0 | 0 | 0 | 0 | 0 | 0 | 0 | 0 | 0
10 | 600 | 608 | 600 608 Heat Recovery Unit / Hotel or Motel | 0 | 0 | 0 | 0 | 0 | 0 | 0 | 0 | 0 | 0 | 0 | 0 | 0 | 0 | 0 | 0 | 0 | 0 | 0 | 0 | 0 | 0 | 0 | 0 | 0 | 0 | 0 | 0 | 0 | 0
10 | 600 | 609 | 600 609 Heat Trap / Hotel or Motel | 0 | 0 | 0 | 0 | 0 | 0 | 0 | 0 | 0 | 0 | 0 | 0 | 0 | 0 | 0 | 0 | 0 | 0 | 0 | 0 | 0 | 0 | 0 | 0 | 0 | 0 | 0 | 0 | 0 | 0
10 | 600 | 610 | 600 610 Hot Water Pipe Insulation / Hotel or Motel | 0 | 0 | 0 | 0 | 0 | 0 | 0 | 0 | 0 | 0 | 0 | 0 | 0 | 0 | 0 | 0 | 0 | 0 | 0 | 0 | 0 | 0 | 0 | 0 | 0 | 0 | 0 | 0 | 0 | 0
10 | 700 | 701 | 700 701 PC Manual Power Management Enabling / Hotel or Motel | 0 | 0 | 0 | 0 | 0 | 0 | 0 | 0 | 0 | 0 | 0 | 0 | 0 | 0 | 0 | 0 | 0 | 0 | 0 | 0 | 0 | 0 | 0 | 0 | 0 | 0 | 0 | 0 | 0 | 0
10 | 700 | 702 | 700 702 PC Network Power Management Enabling / Hotel or Motel | 0 | 0 | 0 | 0 | 0 | 0 | 0 | 0 | 0 | 0 | 0 | 0 | 0 | 0 | 0 | 0 | 0 | 0 | 0 | 0 | 0 | 0 | 0 | 0 | 0 | 0 | 0 | 0 | 0 | 0
10 | 710 | 711 | 710 711 Energy Star or Better Monitor / Hotel or Motel | 0 | 0 | 0 | 0 | 0 | 0 | 0 | 0 | 0 | 0 | 0 | 0 | 0 | 0 | 0 | 0 | 0 | 0 | 0 | 0 | 0 | 0 | 0 | 0 | 0 | 0 | 0 | 0 | 0 | 0
10 | 710 | 712 | 710 712 Monitor Power Management Enabling / Hotel or Motel | 0 | 0 | 0 | 0 | 0 | 0 | 0 | 0 | 0 | 0 | 0 | 0 | 0 | 0 | 0 | 0 | 0 | 0 | 0 | 0 | 0 | 0 | 0 | 0 | 0 | 0 | 0 | 0 | 0 | 0
10 | 730 | 732 | 730 732 Copier Power Management Enabling / Hotel or Motel | 0 | 0 | 0 | 0 | 0 | 0 | 0 | 0 | 0 | 0 | 0 | 0 | 0 | 0 | 0 | 0 | 0 | 0 | 0 | 0 | 0 | 0 | 0 | 0 | 0 | 0 | 0 | 0 | 0 | 0
10 | 740 | 741 | 740 741 Printer Power Management Enabling / Hotel or Motel | 0 | 0 | 0 | 0 | 0 | 0 | 0 | 0 | 0 | 0 | 0 | 0 | 0 | 0 | 0 | 0 | 0 | 0 | 0 | 0 | 0 | 0 | 0 | 0 | 0 | 0 | 0 | 0 | 0 | 0
10 | 800 | 801 | 800 801 Convection Oven / Hotel or Motel | 0 | 0 | 0 | 0 | 0 | 0 | 0 | 0 | 0 | 0 | 0 | 0 | 0 | 0 | 0 | 0 | 0 | 0 | 0 | 0 | 0 | 0 | 0 | 0 | 0 | 0 | 0 | 0 | 0 | 0
10 | 810 | 811 | 810 811 Efficient Fryer / Hotel or Motel | 0 | 0 | 0 | 0 | 0 | 0 | 0 | 0 | 0 | 0 | 0 | 0 | 0 | 0 | 0 | 0 | 0 | 0 | 0 | 0 | 0 | 0 | 0 | 0 | 0 | 0 | 0 | 0 | 0 | 0
10 | 900 | 901 | 900 901 Vending Misers (cooled machines only) / Hotel or Motel | 0 | 0 | 0 | 0 | 0 | 0 | 0 | 0 | 0 | 0 | 0 | 0 | 0 | 0 | 0 | 0 | 0 | 0 | 0 | 0 | 0 | 0 | 0 | 0 | 0 | 0 | 0 | 0 | 0 | 0
11 | 110 | 111 | 110 111 Premium T8, Elecctronic Ballast / Other | 0 | 0 | 0 | 0 | 0 | 0 | 0 | 0 | 0 | 0 | 0 | 0 | 0 | 0 | 0 | 0 | 0 | 0 | 0 | 0 | 0 | 0 | 0 | 0 | 0 | 0 | 0 | 0 | 0 | 0
11 | 110 | 114 | 110 114 Continuous Dimming / Other | 0 | 0 | 0 | 0 | 0 | 0 | 0 | 0 | 0 | 0 | 0 | 0 | 0 | 0 | 0 | 0 | 0 | 0 | 0 | 0 | 0 | 0 | 0 | 0 | 0 | 0 | 0 | 0 | 0 | 0
11 | 110 | 115 | 110 115 Lighting Control Tuneup / Other | 0 | 0 | 0 | 0 | 0 | 0 | 0 | 0 | 0 | 0 | 0 | 0 | 0 | 0 | 0 | 0 | 0 | 0 | 0 | 0 | 0 | 0 | 0 | 0 | 0 | 0 | 0 | 0 | 0 | 0
11 | 120 | 121 | 120 121 ROB Premium T8, 1EB / Other | 0 | 0 | 0 | 0 | 0 | 0 | 0 | 0 | 0 | 0 | 0 | 0 | 0 | 0 | 0 | 0 | 0 | 0 | 0 | 0 | 0 | 0 | 0 | 0 | 0 | 0 | 0 | 0 | 0 | 0
11 | 120 | 122 | 120 122 ROB Premium T8, EB, Reflector / Other | 0 | 0 | 0 | 0 | 0 | 0 | 0 | 0 | 0 | 0 | 0 | 0 | 0 | 0 | 0 | 0 | 0 | 0 | 0 | 0 | 0 | 0 | 0 | 0 | 0 | 0 | 0 | 0 | 0 | 0
11 | 120 | 123 | 120 123 Occupancy Sensor / Other | 0 | 0 | 0 | 0 | 0 | 0 | 0 | 0 | 0 | 0 | 0 | 0 | 0 | 0 | 0 | 0 | 0 | 0 | 0 | 0 | 0 | 0 | 0 | 0 | 0 | 0 | 0 | 0 | 0 | 0
11 | 120 | 124 | 120 124 Lighting Control Tuneup / Other | 0 | 0 | 0 | 0 | 0 | 0 | 0 | 0 | 0 | 0 | 0 | 0 | 0 | 0 | 0 | 0 | 0 | 0 | 0 | 0 | 0 | 0 | 0 | 0 | 0 | 0 | 0 | 0 | 0 | 0
11 | 130 | 131 | 130 131 CFL Screw-in 18W / Other | 0 | 0 | 0 | 0 | 0 | 0 | 0 | 0 | 0 | 0 | 0 | 0 | 0 | 0 | 0 | 0 | 0 | 0 | 0 | 0 | 0 | 0 | 0 | 0 | 0 | 0 | 0 | 0 | 0 | 0
11 | 150 | 151 | 150 151 PSMH, 250W, magnetic ballast / Other | 0 | 0 | 0 | 0 | 0 | 0 | 0 | 0 | 0 | 0 | 0 | 0 | 0 | 0 | 0 | 0 | 0 | 0 | 0 | 0 | 0 | 0 | 0 | 0 | 0 | 0 | 0 | 0 | 0 | 0
11 | 150 | 152 | 150 152 PSMH, 250 W, electronic ballast / Other | 0 | 0 | 0 | 0 | 0 | 0 | 0 | 0 | 0 | 0 | 0 | 0 | 0 | 0 | 0 | 0 | 0 | 0 | 0 | 0 | 0 | 0 | 0 | 0 | 0 | 0 | 0 | 0 | 0 | 0
11 | 150 | 153 | 150 153 High Bay T5 / Other | 0 | 0 | 0 | 0 | 0 | 0 | 0 | 0 | 0 | 0 | 0 | 0 | 0 | 0 | 0 | 0 | 0 | 0 | 0 | 0 | 0 | 0 | 0 | 0 | 0 | 0 | 0 | 0 | 0 | 0
11 | 160 | 161 | 160 161 LED Exit Sign / Other | 0 | 0 | 0 | 0 | 0 | 0 | 0 | 0 | 0 | 0 | 0 | 0 | 0 | 0 | 0 | 0 | 0 | 0 | 0 | 0 | 0 | 0 | 0 | 0 | 0 | 0 | 0 | 0 | 0 | 0
11 | 200 | 201 | 200 201 High Pressure Sodium 250W Lamp / Other | 0 | 0 | 0 | 0 | 0 | 0 | 0 | 0 | 0 | 0 | 0 | 0 | 0 | 0 | 0 | 0 | 0 | 0 | 0 | 0 | 0 | 0 | 0 | 0 | 0 | 0 | 0 | 0 | 0 | 0
11 | 200 | 202 | 200 202 Outdoor Lighting Controls (Photocell/Timeclock) / Other | 0 | 0 | 0 | 0 | 0 | 0 | 0 | 0 | 0 | 0 | 0 | 0 | 0 | 0 | 0 | 0 | 0 | 0 | 0 | 0 | 0 | 0 | 0 | 0 | 0 | 0 | 0 | 0 | 0 | 0
11 | 210 | 211 | 210 211 Outdoor Lighting Controls (Photocell/Timeclock) / Other | 0 | 0 | 0 | 0 | 0 | 0 | 0 | 0 | 0 | 0 | 0 | 0 | 0 | 0 | 0 | 0 | 0 | 0 | 0 | 0 | 0 | 0 | 0 | 0 | 0 | 0 | 0 | 0 | 0 | 0
11 | 300 | 301 | 300 301 Centrifugal Chiller, 0.51 kW/ton, 500 tons / Other | 0 | 0 | 0 | 0 | 0 | 0 | 0 | 0 | 0 | 0 | 0 | 0 | 0 | 0 | 0 | 0 | 0 | 0 | 0 | 0 | 0 | 0 | 0 | 0 | 0 | 0 | 0 | 0 | 0 | 0
11 | 300 | 302 | 300 302 High Efficiency Chiller Motors / Other | 0 | 0 | 0 | 0 | 0 | 0 | 0 | 0 | 0 | 0 | 0 | 0 | 0 | 0 | 0 | 0 | 0 | 0 | 0 | 0 | 0 | 0 | 0 | 0 | 0 | 0 | 0 | 0 | 0 | 0
11 | 300 | 304 | 300 304 EMS - Chiller / Other | 0 | 0 | 0 | 0 | 0 | 0 | 0 | 0 | 0 | 0 | 0 | 0 | 0 | 0 | 0 | 0 | 0 | 0 | 0 | 0 | 0 | 0 | 0 | 0 | 0 | 0 | 0 | 0 | 0 | 0
11 | 300 | 305 | 300 305 Chiller Tune Up/Diagnostics / Other | 0 | 0 | 0 | 0 | 0 | 0 | 0 | 0 | 0 | 0 | 0 | 0 | 0 | 0 | 0 | 0 | 0 | 0 | 0 | 0 | 0 | 0 | 0 | 0 | 0 | 0 | 0 | 0 | 0 | 0
11 | 300 | 306 | 300 306 VSD for Chiller Pumps and Towers / Other | 0 | 0 | 0 | 0 | 0 | 0 | 0 | 0 | 0 | 0 | 0 | 0 | 0 | 0 | 0 | 0 | 0 | 0 | 0 | 0 | 0 | 0 | 0 | 0 | 0 | 0 | 0 | 0 | 0 | 0
11 | 300 | 307 | 300 307 EMS Optimization / Other | 0 | 0 | 0 | 0 | 0 | 0 | 0 | 0 | 0 | 0 | 0 | 0 | 0 | 0 | 0 | 0 | 0 | 0 | 0 | 0 | 0 | 0 | 0 | 0 | 0 | 0 | 0 | 0 | 0 | 0
11 | 300 | 308 | 300 308 Aerosole Duct Sealing / Other | 0 | 0 | 0 | 0 | 0 | 0 | 0 | 0 | 0 | 0 | 0 | 0 | 0 | 0 | 0 | 0 | 0 | 0 | 0 | 0 | 0 | 0 | 0 | 0 | 0 | 0 | 0 | 0 | 0 | 0
11 | 300 | 309 | 300 309 Duct/Pipe Insulation / Other | 0 | 0 | 0 | 0 | 0 | 0 | 0 | 0 | 0 | 0 | 0 | 0 | 0 | 0 | 0 | 0 | 0 | 0 | 0 | 0 | 0 | 0 | 0 | 0 | 0 | 0 | 0 | 0 | 0 | 0
11 | 300 | 311 | 300 311 Window Film (Standard) / Other | 0 | 0 | 0 | 0 | 0 | 0 | 0 | 0 | 0 | 0 | 0 | 0 | 0 | 0 | 0 | 0 | 0 | 0 | 0 | 0 | 0 | 0 | 0 | 0 | 0 | 0 | 0 | 0 | 0 | 0
11 | 300 | 313 | 300 313 Ceiling Insulation / Other | 0 | 0 | 0 | 0 | 0 | 0 | 0 | 0 | 0 | 0 | 0 | 0 | 0 | 0 | 0 | 0 | 0 | 0 | 0 | 0 | 0 | 0 | 0 | 0 | 0 | 0 | 0 | 0 | 0 | 0
11 | 300 | 314 | 300 314 Roof Insulation / Other | 0 | 0 | 0 | 0 | 0 | 0 | 0 | 0 | 0 | 0 | 0 | 0 | 0 | 0 | 0 | 0 | 0 | 0 | 0 | 0 | 0 | 0 | 0 | 0 | 0 | 0 | 0 | 0 | 0 | 0
11 | 300 | 317 | 300 317 Thermal Energy Storage (TES) Positive / Other | 0 | 0 | 0 | 0 | 0 | 0 | 0 | 0 | 0 | 0 | 0 | 0 | 0 | 0 | 0 | 0 | 0 | 0 | 0 | 0 | 0 | 0 | 0 | 0 | 0 | 0 | 0 | 0 | 0 | 0
11 | 300 | 317 | 300 317 Thermal Energy Storage (TES) Negative / Other | 0 | 0 | 0 | 0 | 0 | 0 | 0 | 0 | 0 | 0 | 0 | 0 | 0 | 0 | 0 | 0 | 0 | 0 | 0 | 0 | 0 | 0 | 0 | 0 | 0 | 0 | 0 | 0 | 0 | 0
11 | 320 | 321 | 320 321 DX Packaged System, EER=10.9, 10 tons / Other | 0 | 0 | 0 | 0 | 0 | 0 | 0 | 0 | 0 | 0 | 0 | 0 | 0 | 0 | 0 | 0 | 0 | 0 | 0 | 0 | 0 | 0 | 0 | 0 | 0 | 0 | 0 | 0 | 0 | 0
11 | 320 | 322 | 320 322 Hybrid Dessicant-DX System (Trane CDQ) / Other | 0 | 0 | 0 | 0 | 0 | 0 | 0 | 0 | 0 | 0 | 0 | 0 | 0 | 0 | 0 | 0 | 0 | 0 | 0 | 0 | 0 | 0 | 0 | 0 | 0 | 0 | 0 | 0 | 0 | 0
11 | 320 | 323 | 320 323 Geothermal Heat Pump, EER=13, 10 tons / Other | 0 | 0 | 0 | 0 | 0 | 0 | 0 | 0 | 0 | 0 | 0 | 0 | 0 | 0 | 0 | 0 | 0 | 0 | 0 | 0 | 0 | 0 | 0 | 0 | 0 | 0 | 0 | 0 | 0 | 0
11 | 320 | 326 | 320 326 DX Tune Up/ Advanced Diagnostics / Other | 0 | 0 | 0 | 0 | 0 | 0 | 0 | 0 | 0 | 0 | 0 | 0 | 0 | 0 | 0 | 0 | 0 | 0 | 0 | 0 | 0 | 0 | 0 | 0 | 0 | 0 | 0 | 0 | 0 | 0
11 | 320 | 327 | 320 327 DX Coil Cleaning / Other | 0 | 0 | 0 | 0 | 0 | 0 | 0 | 0 | 0 | 0 | 0 | 0 | 0 | 0 | 0 | 0 | 0 | 0 | 0 | 0 | 0 | 0 | 0 | 0 | 0 | 0 | 0 | 0 | 0 | 0
11 | 320 | 329 | 320 329 Aerosole Duct Sealing / Other | 0 | 0 | 0 | 0 | 0 | 0 | 0 | 0 | 0 | 0 | 0 | 0 | 0 | 0 | 0 | 0 | 0 | 0 | 0 | 0 | 0 | 0 | 0 | 0 | 0 | 0 | 0 | 0 | 0 | 0
11 | 320 | 330 | 320 330 Duct/Pipe Insulation / Other | 0 | 0 | 0 | 0 | 0 | 0 | 0 | 0 | 0 | 0 | 0 | 0 | 0 | 0 | 0 | 0 | 0 | 0 | 0 | 0 | 0 | 0 | 0 | 0 | 0 | 0 | 0 | 0 | 0 | 0
11 | 320 | 334 | 320 334 Ceiling Insulation / Other | 0 | 0 | 0 | 0 | 0 | 0 | 0 | 0 | 0 | 0 | 0 | 0 | 0 | 0 | 0 | 0 | 0 | 0 | 0 | 0 | 0 | 0 | 0 | 0 | 0 | 0 | 0 | 0 | 0 | 0
11 | 320 | 335 | 320 335 Roof Insulation / Other | 0 | 0 | 0 | 0 | 0 | 0 | 0 | 0 | 0 | 0 | 0 | 0 | 0 | 0 | 0 | 0 | 0 | 0 | 0 | 0 | 0 | 0 | 0 | 0 | 0 | 0 | 0 | 0 | 0 | 0
11 | 340 | 344 | 340 344 Aerosole Duct Sealing / Other | 0 | 0 | 0 | 0 | 0 | 0 | 0 | 0 | 0 | 0 | 0 | 0 | 0 | 0 | 0 | 0 | 0 | 0 | 0 | 0 | 0 | 0 | 0 | 0 | 0 | 0 | 0 | 0 | 0 | 0
11 | 340 | 345 | 340 345 Duct/Pipe Insulation / Other | 0 | 0 | 0 | 0 | 0 | 0 | 0 | 0 | 0 | 0 | 0 | 0 | 0 | 0 | 0 | 0 | 0 | 0 | 0 | 0 | 0 | 0 | 0 | 0 | 0 | 0 | 0 | 0 | 0 | 0
11 | 340 | 349 | 340 349 Ceiling Insulation / Other | 0 | 0 | 0 | 0 | 0 | 0 | 0 | 0 | 0 | 0 | 0 | 0 | 0 | 0 | 0 | 0 | 0 | 0 | 0 | 0 | 0 | 0 | 0 | 0 | 0 | 0 | 0 | 0 | 0 | 0
11 | 340 | 351 | 340 351 Cool Roof - DX / Other | 0 | 0 | 0 | 0 | 0 | 0 | 0 | 0 | 0 | 0 | 0 | 0 | 0 | 0 | 0 | 0 | 0 | 0 | 0 | 0 | 0 | 0 | 0 | 0 | 0 | 0 | 0 | 0 | 0 | 0
11 | 360 | 361 | 360 361 HE PTAC, EER=9.6, 1 ton / Other | 0 | 0 | 0 | 0 | 0 | 0 | 0 | 0 | 0 | 0 | 0 | 0 | 0 | 0 | 0 | 0 | 0 | 0 | 0 | 0 | 0 | 0 | 0 | 0 | 0 | 0 | 0 | 0 | 0 | 0
11 | 400 | 403 | 400 403 Air Handler Optimization / Other | 0 | 0 | 0 | 0 | 0 | 0 | 0 | 0 | 0 | 0 | 0 | 0 | 0 | 0 | 0 | 0 | 0 | 0 | 0 | 0 | 0 | 0 | 0 | 0 | 0 | 0 | 0 | 0 | 0 | 0
11 | 400 | 404 | 400 404 Electronically Commutated Motors (ECM) on an Air Handler Unit / Other | 0 | 0 | 0 | 0 | 0 | 0 | 0 | 0 | 0 | 0 | 0 | 0 | 0 | 0 | 0 | 0 | 0 | 0 | 0 | 0 | 0 | 0 | 0 | 0 | 0 | 0 | 0 | 0 | 0 | 0
11 | 400 | 405 | 400 405 Demand Control Ventilation (DCV) / Other | 0 | 0 | 0 | 0 | 0 | 0 | 0 | 0 | 0 | 0 | 0 | 0 | 0 | 0 | 0 | 0 | 0 | 0 | 0 | 0 | 0 | 0 | 0 | 0 | 0 | 0 | 0 | 0 | 0 | 0
11 | 400 | 406 | 400 406 Energy Recovery Ventilation (ERV) / Other | 0 | 0 | 0 | 0 | 0 | 0 | 0 | 0 | 0 | 0 | 0 | 0 | 0 | 0 | 0 | 0 | 0 | 0 | 0 | 0 | 0 | 0 | 0 | 0 | 0 | 0 | 0 | 0 | 0 | 0
11 | 600 | 603 | 600 603 Heat Pump Water Heater (air source) / Other | 0 | 0 | 0 | 0 | 0 | 0 | 0 | 0 | 0 | 0 | 0 | 0 | 0 | 0 | 0 | 0 | 0 | 0 | 0 | 0 | 0 | 0 | 0 | 0 | 0 | 0 | 0 | 0 | 0 | 0
11 | 600 | 604 | 600 604 Solar Water Heater / Other | 0 | 0 | 0 | 0 | 0 | 0 | 0 | 0 | 0 | 0 | 0 | 0 | 0 | 0 | 0 | 0 | 0 | 0 | 0 | 0 | 0 | 0 | 0 | 0 | 0 | 0 | 0 | 0 | 0 | 0
11 | 600 | 606 | 600 606 Demand controlled circulating systems / Other | 0 | 0 | 0 | 0 | 0 | 0 | 0 | 0 | 0 | 0 | 0 | 0 | 0 | 0 | 0 | 0 | 0 | 0 | 0 | 0 | 0 | 0 | 0 | 0 | 0 | 0 | 0 | 0 | 0 | 0
11 | 600 | 608 | 600 608 Heat Recovery Unit / Other | 0 | 0 | 0 | 0 | 0 | 0 | 0 | 0 | 0 | 0 | 0 | 0 | 0 | 0 | 0 | 0 | 0 | 0 | 0 | 0 | 0 | 0 | 0 | 0 | 0 | 0 | 0 | 0 | 0 | 0
11 | 600 | 609 | 600 609 Heat Trap / Other | 0 | 0 | 0 | 0 | 0 | 0 | 0 | 0 | 0 | 0 | 0 | 0 | 0 | 0 | 0 | 0 | 0 | 0 | 0 | 0 | 0 | 0 | 0 | 0 | 0 | 0 | 0 | 0 | 0 | 0
11 | 600 | 610 | 600 610 Hot Water Pipe Insulation / Other | 0 | 0 | 0 | 0 | 0 | 0 | 0 | 0 | 0 | 0 | 0 | 0 | 0 | 0 | 0 | 0 | 0 | 0 | 0 | 0 | 0 | 0 | 0 | 0 | 0 | 0 | 0 | 0 | 0 | 0
11 | 700 | 701 | 700 701 PC Manual Power Management Enabling / Other | 0 | 0 | 0 | 0 | 0 | 0 | 0 | 0 | 0 | 0 | 0 | 0 | 0 | 0 | 0 | 0 | 0 | 0 | 0 | 0 | 0 | 0 | 0 | 0 | 0 | 0 | 0 | 0 | 0 | 0
11 | 700 | 702 | 700 702 PC Network Power Management Enabling / Other | 0 | 0 | 0 | 0 | 0 | 0 | 0 | 0 | 0 | 0 | 0 | 0 | 0 | 0 | 0 | 0 | 0 | 0 | 0 | 0 | 0 | 0 | 0 | 0 | 0 | 0 | 0 | 0 | 0 | 0
11 | 710 | 711 | 710 711 Energy Star or Better Monitor / Other | 0 | 0 | 0 | 0 | 0 | 0 | 0 | 0 | 0 | 0 | 0 | 0 | 0 | 0 | 0 | 0 | 0 | 0 | 0 | 0 | 0 | 0 | 0 | 0 | 0 | 0 | 0 | 0 | 0 | 0
11 | 710 | 712 | 710 712 Monitor Power Management Enabling / Other | 0 | 0 | 0 | 0 | 0 | 0 | 0 | 0 | 0 | 0 | 0 | 0 | 0 | 0 | 0 | 0 | 0 | 0 | 0 | 0 | 0 | 0 | 0 | 0 | 0 | 0 | 0 | 0 | 0 | 0
11 | 720 | 721 | 720 721 Energy Star or Better Monitor / Other | 0 | 0 | 0 | 0 | 0 | 0 | 0 | 0 | 0 | 0 | 0 | 0 | 0 | 0 | 0 | 0 | 0 | 0 | 0 | 0 | 0 | 0 | 0 | 0 | 0 | 0 | 0 | 0 | 0 | 0
11 | 720 | 722 | 720 722 Monitor Power Management Enabling / Other | 0 | 0 | 0 | 0 | 0 | 0 | 0 | 0 | 0 | 0 | 0 | 0 | 0 | 0 | 0 | 0 | 0 | 0 | 0 | 0 | 0 | 0 | 0 | 0 | 0 | 0 | 0 | 0 | 0 | 0
11 | 730 | 731 | 730 731 Energy Star or Better Copier / Other | 0 | 0 | 0 | 0 | 0 | 0 | 0 | 0 | 0 | 0 | 0 | 0 | 0 | 0 | 0 | 0 | 0 | 0 | 0 | 0 | 0 | 0 | 0 | 0 | 0 | 0 | 0 | 0 | 0 | 0
11 | 730 | 732 | 730 732 Copier Power Management Enabling / Other | 0 | 0 | 0 | 0 | 0 | 0 | 0 | 0 | 0 | 0 | 0 | 0 | 0 | 0 | 0 | 0 | 0 | 0 | 0 | 0 | 0 | 0 | 0 | 0 | 0 | 0 | 0 | 0 | 0 | 0
11 | 740 | 741 | 740 741 Printer Power Management Enabling / Other | 0 | 0 | 0 | 0 | 0 | 0 | 0 | 0 | 0 | 0 | 0 | 0 | 0 | 0 | 0 | 0 | 0 | 0 | 0 | 0 | 0 | 0 | 0 | 0 | 0 | 0 | 0 | 0 | 0 | 0
11 | 800 | 801 | 800 801 Convection Oven / Other | 0 | 0 | 0 | 0 | 0 | 0 | 0 | 0 | 0 | 0 | 0 | 0 | 0 | 0 | 0 | 0 | 0 | 0 | 0 | 0 | 0 | 0 | 0 | 0 | 0 | 0 | 0 | 0 | 0 | 0
11 | 900 | 901 | 900 901 Vending Misers (cooled machines only) / Other | 0 | 0 | 0 | 0 | 0 | 0 | 0 | 0 | 0 | 0 | 0 | 0 | 0 | 0 | 0 | 0 | 0 | 0 | 0 | 0 | 0 | 0 | 0 | 0 | 0 | 0 | 0 | 0 | 0 | 0
12 | 100 | 125 | 100 125 LED Linear Tube 22W / All | 0 | 0 | 0 | 0 | 0 | 0 | 0 | 0 | 0 | 0 | 0 | 0 | 0 | 0 | 0 | 0 | 0 | 0 | 0 | 0 | 0 | 0 | 0 | 0 | 0 | 0 | 0 | 0 | 0 | 0
12 | 100 | 132 | 100 132 Flood LED 14W / All | 0 | 0 | 0 | 0 | 0 | 0 | 0 | 0 | 0 | 0 | 0 | 0 | 0 | 0 | 0 | 0 | 0 | 0 | 0 | 0 | 0 | 0 | 0 | 0 | 0 | 0 | 0 | 0 | 0 | 0
12 | 100 | 146 | 100 146 LED (12-Watt) / All | 0 | 0 | 0 | 0 | 0 | 0 | 0 | 0 | 0 | 0 | 0 | 0 | 0 | 0 | 0 | 0 | 0 | 0 | 0 | 0 | 0 | 0 | 0 | 0 | 0 | 0 | 0 | 0 | 0 | 0
12 | 100 | 154 | 100 154 LED High Bay 83W (400W equivalent) / All | 0 | 0 | 0 | 0 | 0 | 0 | 0 | 0 | 0 | 0 | 0 | 0 | 0 | 0 | 0 | 0 | 0 | 0 | 0 | 0 | 0 | 0 | 0 | 0 | 0 | 0 | 0 | 0 | 0 | 0
12 | 200 | 203 | 200 203 Outdoor LED 104W / All | 0 | 0 | 0 | 0 | 0 | 0 | 0 | 0 | 0 | 0 | 0 | 0 | 0 | 0 | 0 | 0 | 0 | 0 | 0 | 0 | 0 | 0 | 0 | 0 | 0 | 0 | 0 | 0 | 0 | 0
12 | 300 | 337 | 300 337 Run Time Optimizer / All | 0 | 0 | 0 | 0 | 0 | 0 | 0 | 0 | 0 | 0 | 0 | 0 | 0 | 0 | 0 | 0 | 0 | 0 | 0 | 0 | 0 | 0 | 0 | 0 | 0 | 0 | 0 | 0 | 0 | 0
12 | 300 | 338 | 300 338 dehumidification hybrid desiccant heat pump / All | 0 | 0 | 0 | 0 | 0 | 0 | 0 | 0 | 0 | 0 | 0 | 0 | 0 | 0 | 0 | 0 | 0 | 0 | 0 | 0 | 0 | 0 | 0 | 0 | 0 | 0 | 0 | 0 | 0 | 0
12 | 800 | 518 | 800 518 Ice Machine / All | 0 | 0 | 0 | 0 | 0 | 0 | 0 | 0 | 0 | 0 | 0 | 0 | 0 | 0 | 0 | 0 | 0 | 0 | 0 | 0 | 0 | 0 | 0 | 0 | 0 | 0 | 0 | 0 | 0 | 0
12 | 600 | 611 | 600 611 0.5 Faucet Aerator (DI) - Commercial / All | 0 | 0 | 0 | 0 | 0 | 0 | 0 | 0 | 0 | 0 | 0 | 0 | 0 | 0 | 0 | 0 | 0 | 0 | 0 | 0 | 0 | 0 | 0 | 0 | 0 | 0 | 0 | 0 | 0 | 0
12 | 600 | 612 | 600 612 1.0 gpm Faucet Aerator (DI) -Commercial / All | 0 | 0 | 0 | 0 | 0 | 0 | 0 | 0 | 0 | 0 | 0 | 0 | 0 | 0 | 0 | 0 | 0 | 0 | 0 | 0 | 0 | 0 | 0 | 0 | 0 | 0 | 0 | 0 | 0 | 0
12 | 600 | 613 | 600 613 1.5 gpm Shower Head (DI) - Commercial / All | 0 | 0 | 0 | 0 | 0 | 0 | 0 | 0 | 0 | 0 | 0 | 0 | 0 | 0 | 0 | 0 | 0 | 0 | 0 | 0 | 0 | 0 | 0 | 0 | 0 | 0 | 0 | 0 | 0 | 0
12 | 800 | 812 | 800 812 Griddle / All | 0 | 0 | 0 | 0 | 0 | 0 | 0 | 0 | 0 | 0 | 0 | 0 | 0 | 0 | 0 | 0 | 0 | 0 | 0 | 0 | 0 | 0 | 0 | 0 | 0 | 0 | 0 | 0 | 0 | 0
12 | 800 | 813 | 800 813 Steamer / All | 0 | 0 | 0 | 0 | 0 | 0 | 0 | 0 | 0 | 0 | 0 | 0 | 0 | 0 | 0 | 0 | 0 | 0 | 0 | 0 | 0 | 0 | 0 | 0 | 0 | 0 | 0 | 0 | 0 | 0
12 | 800 | 814 | 800 814 Holding Cabinet / All | 0 | 0 | 0 | 0 | 0 | 0 | 0 | 0 | 0 | 0 | 0 | 0 | 0 | 0 | 0 | 0 | 0 | 0 | 0 | 0 | 0 | 0 | 0 | 0 | 0 | 0 | 0 | 0 | 0 | 0
12 | 700 | 910 | 700 910 Server Virtualization / All | 0 | 0 | 0 | 0 | 0 | 0 | 0 | 0 | 0 | 0 | 0 | 0 | 0 | 0 | 0 | 0 | 0 | 0 | 0 | 0 | 0 | 0 | 0 | 0 | 0 | 0 | 0 | 0 | 0 | 0

## Customer Costs
Building # | Base # | Measure # | Measure Name | 2013 | 2014 | 2015 | 2016 | 2017 | 2018 | 2019 | 2020 | 2021 | 2022 | 2023 | 2024 | 2025 | 2026 | 2027 | 2028 | 2029 | 2030 | 2031 | 2032 | 2033 | 2034 | 2035 | 2036 | 2037 | 2038 | 2039 | 2040 | 2041 | 2042
1 | 110 | 111 | 110 111 Premium T8, Elecctronic Ballast / Office | 0 | 0 | 8626.86 | 0 | 0 | 0 | 0 | 0 | 0 | 0 | 0 | 0 | 0 | 0 | 0 | 0 | 0 | 0 | 0 | 0 | 0 | 0 | 0 | 0 | 0 | 0 | 0 | 0 | 0 | 0
1 | 110 | 112 | 110 112 Premium T8, EB, Reflector / Office | 0 | 0 | 11560 | 0 | 0 | 0 | 0 | 0 | 0 | 0 | 0 | 0 | 0 | 0 | 0 | 0 | 0 | 0 | 0 | 0 | 0 | 0 | 0 | 0 | 0 | 0 | 0 | 0 | 0 | 0
1 | 110 | 113 | 110 113 Occupancy Sensor / Office | 0 | 0 | 7764.18 | 0 | 0 | 0 | 0 | 0 | 0 | 0 | 0 | 0 | 0 | 0 | 0 | 0 | 0 | 0 | 0 | 0 | 0 | 0 | 0 | 0 | 0 | 0 | 0 | 0 | 0 | 0
1 | 110 | 114 | 110 114 Continuous Dimming / Office | 0 | 0 | 49674.23 | 0 | 0 | 0 | 0 | 0 | 0 | 0 | 0 | 0 | 0 | 0 | 0 | 0 | 0 | 0 | 0 | 0 | 0 | 0 | 0 | 0 | 0 | 0 | 0 | 0 | 0 | 0
1 | 110 | 115 | 110 115 Lighting Control Tuneup / Office | 0 | 0 | 144 | 0 | 0 | 0 | 0 | 0 | 0 | 0 | 0 | 0 | 0 | 0 | 0 | 0 | 0 | 0 | 0 | 0 | 0 | 0 | 0 | 0 | 0 | 0 | 0 | 0 | 0 | 0
1 | 120 | 121 | 120 121 ROB Premium T8, 1EB / Office | 0 | 0 | 833.36 | 0 | 0 | 0 | 0 | 0 | 0 | 0 | 0 | 0 | 0 | 0 | 0 | 0 | 0 | 0 | 0 | 0 | 0 | 0 | 0 | 0 | 0 | 0 | 0 | 0 | 0 | 0
1 | 120 | 122 | 120 122 ROB Premium T8, EB, Reflector / Office | 0 | 0 | 2857.25 | 0 | 0 | 0 | 0 | 0 | 0 | 0 | 0 | 0 | 0 | 0 | 0 | 0 | 0 | 0 | 0 | 0 | 0 | 0 | 0 | 0 | 0 | 0 | 0 | 0 | 0 | 0
1 | 120 | 123 | 120 123 Occupancy Sensor / Office | 0 | 0 | 5357.34 | 0 | 0 | 0 | 0 | 0 | 0 | 0 | 0 | 0 | 0 | 0 | 0 | 0 | 0 | 0 | 0 | 0 | 0 | 0 | 0 | 0 | 0 | 0 | 0 | 0 | 0 | 0
1 | 120 | 124 | 120 124 Lighting Control Tuneup / Office | 0 | 0 | 144 | 0 | 0 | 0 | 0 | 0 | 0 | 0 | 0 | 0 | 0 | 0 | 0 | 0 | 0 | 0 | 0 | 0 | 0 | 0 | 0 | 0 | 0 | 0 | 0 | 0 | 0 | 0
1 | 130 | 131 | 130 131 CFL Screw-in 18W / Office | 0 | 0 | 5567.03 | 0 | 0 | 0 | 0 | 0 | 0 | 0 | 0 | 0 | 0 | 0 | 0 | 0 | 0 | 0 | 0 | 0 | 0 | 0 | 0 | 0 | 0 | 0 | 0 | 0 | 0 | 0
1 | 140 | 141 | 140 141 CFL Hardwired, Modular 18W / Office | 0 | 0 | 25254.78 | 0 | 0 | 0 | 0 | 0 | 0 | 0 | 0 | 0 | 0 | 0 | 0 | 0 | 0 | 0 | 0 | 0 | 0 | 0 | 0 | 0 | 0 | 0 | 0 | 0 | 0 | 0
1 | 150 | 151 | 150 151 PSMH, 250W, magnetic ballast / Office | 0 | 0 | 659.07 | 0 | 0 | 0 | 0 | 0 | 0 | 0 | 0 | 0 | 0 | 0 | 0 | 0 | 0 | 0 | 0 | 0 | 0 | 0 | 0 | 0 | 0 | 0 | 0 | 0 | 0 | 0
1 | 150 | 153 | 150 153 High Bay T5 / Office | 0 | 0 | 1502.99 | 0 | 0 | 0 | 0 | 0 | 0 | 0 | 0 | 0 | 0 | 0 | 0 | 0 | 0 | 0 | 0 | 0 | 0 | 0 | 0 | 0 | 0 | 0 | 0 | 0 | 0 | 0
1 | 160 | 161 | 160 161 LED Exit Sign / Office | 0 | 0 | 171.48 | 0 | 0 | 0 | 0 | 0 | 0 | 0 | 0 | 0 | 0 | 0 | 0 | 0 | 0 | 0 | 0 | 0 | 0 | 0 | 0 | 0 | 0 | 0 | 0 | 0 | 0 | 0
1 | 200 | 201 | 200 201 High Pressure Sodium 250W Lamp / Office | 0 | 0 | 1037.22 | 0 | 0 | 0 | 0 | 0 | 0 | 0 | 0 | 0 | 0 | 0 | 0 | 0 | 0 | 0 | 0 | 0 | 0 | 0 | 0 | 0 | 0 | 0 | 0 | 0 | 0 | 0
1 | 200 | 202 | 200 202 Outdoor Lighting Controls (Photocell/Timeclock) / Office | 0 | 0 | 187.95 | 0 | 0 | 0 | 0 | 0 | 0 | 0 | 0 | 0 | 0 | 0 | 0 | 0 | 0 | 0 | 0 | 0 | 0 | 0 | 0 | 0 | 0 | 0 | 0 | 0 | 0 | 0
1 | 210 | 211 | 210 211 Outdoor Lighting Controls (Photocell/Timeclock) / Office | 0 | 0 | 526.25 | 0 | 0 | 0 | 0 | 0 | 0 | 0 | 0 | 0 | 0 | 0 | 0 | 0 | 0 | 0 | 0 | 0 | 0 | 0 | 0 | 0 | 0 | 0 | 0 | 0 | 0 | 0
1 | 300 | 301 | 300 301 Centrifugal Chiller, 0.51 kW/ton, 500 tons / Office | 0 | 0 | 1321.38 | 0 | 0 | 0 | 0 | 0 | 0 | 0 | 0 | 0 | 0 | 0 | 0 | 0 | 0 | 0 | 0 | 0 | 0 | 0 | 0 | 0 | 0 | 0 | 0 | 0 | 0 | 0
1 | 300 | 302 | 300 302 High Efficiency Chiller Motors / Office | 0 | 0 | 468.28 | 0 | 0 | 0 | 0 | 0 | 0 | 0 | 0 | 0 | 0 | 0 | 0 | 0 | 0 | 0 | 0 | 0 | 0 | 0 | 0 | 0 | 0 | 0 | 0 | 0 | 0 | 0
1 | 300 | 304 | 300 304 EMS - Chiller / Office | 0 | 0 | 1441.5 | 0 | 0 | 0 | 0 | 0 | 0 | 0 | 0 | 0 | 0 | 0 | 0 | 0 | 0 | 0 | 0 | 0 | 0 | 0 | 0 | 0 | 0 | 0 | 0 | 0 | 0 | 0
1 | 300 | 305 | 300 305 Chiller Tune Up/Diagnostics / Office | 0 | 0 | 1000 | 0 | 0 | 0 | 0 | 0 | 0 | 0 | 0 | 0 | 0 | 0 | 0 | 0 | 0 | 0 | 0 | 0 | 0 | 0 | 0 | 0 | 0 | 0 | 0 | 0 | 0 | 0
1 | 300 | 306 | 300 306 VSD for Chiller Pumps and Towers / Office | 0 | 0 | 1009.05 | 0 | 0 | 0 | 0 | 0 | 0 | 0 | 0 | 0 | 0 | 0 | 0 | 0 | 0 | 0 | 0 | 0 | 0 | 0 | 0 | 0 | 0 | 0 | 0 | 0 | 0 | 0
1 | 300 | 308 | 300 308 Aerosole Duct Sealing / Office | 0 | 0 | 471.37 | 0 | 0 | 0 | 0 | 0 | 0 | 0 | 0 | 0 | 0 | 0 | 0 | 0 | 0 | 0 | 0 | 0 | 0 | 0 | 0 | 0 | 0 | 0 | 0 | 0 | 0 | 0
1 | 300 | 309 | 300 309 Duct/Pipe Insulation / Office | 0 | 0 | 30756 | 0 | 0 | 0 | 0 | 0 | 0 | 0 | 0 | 0 | 0 | 0 | 0 | 0 | 0 | 0 | 0 | 0 | 0 | 0 | 0 | 0 | 0 | 0 | 0 | 0 | 0 | 0
1 | 300 | 311 | 300 311 Window Film (Standard) / Office | 0 | 0 | 1304.75 | 0 | 0 | 0 | 0 | 0 | 0 | 0 | 0 | 0 | 0 | 0 | 0 | 0 | 0 | 0 | 0 | 0 | 0 | 0 | 0 | 0 | 0 | 0 | 0 | 0 | 0 | 0
1 | 300 | 313 | 300 313 Ceiling Insulation / Office | 0 | 0 | 3843 | 0 | 0 | 0 | 0 | 0 | 0 | 0 | 0 | 0 | 0 | 0 | 0 | 0 | 0 | 0 | 0 | 0 | 0 | 0 | 0 | 0 | 0 | 0 | 0 | 0 | 0 | 0
1 | 300 | 314 | 300 314 Roof Insulation / Office | 0 | 0 | 1505.52 | 0 | 0 | 0 | 0 | 0 | 0 | 0 | 0 | 0 | 0 | 0 | 0 | 0 | 0 | 0 | 0 | 0 | 0 | 0 | 0 | 0 | 0 | 0 | 0 | 0 | 0 | 0
1 | 300 | 315 | 300 315 Cool Roof - Chiller / Office | 0 | 0 | 13606.8 | 0 | 0 | 0 | 0 | 0 | 0 | 0 | 0 | 0 | 0 | 0 | 0 | 0 | 0 | 0 | 0 | 0 | 0 | 0 | 0 | 0 | 0 | 0 | 0 | 0 | 0 | 0
1 | 300 | 317 | 300 317 Thermal Energy Storage (TES) Positive / Office | 0 | 0 | 13933.99 | 0 | 0 | 0 | 0 | 0 | 0 | 0 | 0 | 0 | 0 | 0 | 0 | 0 | 0 | 0 | 0 | 0 | 0 | 0 | 0 | 0 | 0 | 0 | 0 | 0 | 0 | 0
1 | 300 | 317 | 300 317 Thermal Energy Storage (TES) Negative / Office | 0 | 0 | 0 | 0 | 0 | 0 | 0 | 0 | 0 | 0 | 0 | 0 | 0 | 0 | 0 | 0 | 0 | 0 | 0 | 0 | 0 | 0 | 0 | 0 | 0 | 0 | 0 | 0 | 0 | 0
1 | 320 | 321 | 320 321 DX Packaged System, EER=10.9, 10 tons / Office | 0 | 0 | 3171.3 | 0 | 0 | 0 | 0 | 0 | 0 | 0 | 0 | 0 | 0 | 0 | 0 | 0 | 0 | 0 | 0 | 0 | 0 | 0 | 0 | 0 | 0 | 0 | 0 | 0 | 0 | 0
1 | 320 | 322 | 320 322 Hybrid Dessicant-DX System (Trane CDQ) / Office | 0 | 0 | 11850.81 | 0 | 0 | 0 | 0 | 0 | 0 | 0 | 0 | 0 | 0 | 0 | 0 | 0 | 0 | 0 | 0 | 0 | 0 | 0 | 0 | 0 | 0 | 0 | 0 | 0 | 0 | 0
1 | 320 | 323 | 320 323 Geothermal Heat Pump, EER=13, 10 tons / Office | 0 | 0 | 28463.38 | 0 | 0 | 0 | 0 | 0 | 0 | 0 | 0 | 0 | 0 | 0 | 0 | 0 | 0 | 0 | 0 | 0 | 0 | 0 | 0 | 0 | 0 | 0 | 0 | 0 | 0 | 0
1 | 320 | 327 | 320 327 DX Coil Cleaning / Office | 0 | 0 | 237.78 | 0 | 0 | 0 | 0 | 0 | 0 | 0 | 0 | 0 | 0 | 0 | 0 | 0 | 0 | 0 | 0 | 0 | 0 | 0 | 0 | 0 | 0 | 0 | 0 | 0 | 0 | 0
1 | 320 | 328 | 320 328 Optimize Controls / Office | 0 | 0 | 400 | 0 | 0 | 0 | 0 | 0 | 0 | 0 | 0 | 0 | 0 | 0 | 0 | 0 | 0 | 0 | 0 | 0 | 0 | 0 | 0 | 0 | 0 | 0 | 0 | 0 | 0 | 0
1 | 320 | 329 | 320 329 Aerosole Duct Sealing / Office | 0 | 0 | 471.37 | 0 | 0 | 0 | 0 | 0 | 0 | 0 | 0 | 0 | 0 | 0 | 0 | 0 | 0 | 0 | 0 | 0 | 0 | 0 | 0 | 0 | 0 | 0 | 0 | 0 | 0 | 0
1 | 320 | 330 | 320 330 Duct/Pipe Insulation / Office | 0 | 0 | 30756 | 0 | 0 | 0 | 0 | 0 | 0 | 0 | 0 | 0 | 0 | 0 | 0 | 0 | 0 | 0 | 0 | 0 | 0 | 0 | 0 | 0 | 0 | 0 | 0 | 0 | 0 | 0
1 | 320 | 332 | 320 332 Window Film (Standard) / Office | 0 | 0 | 1369.78 | 0 | 0 | 0 | 0 | 0 | 0 | 0 | 0 | 0 | 0 | 0 | 0 | 0 | 0 | 0 | 0 | 0 | 0 | 0 | 0 | 0 | 0 | 0 | 0 | 0 | 0 | 0
1 | 320 | 334 | 320 334 Ceiling Insulation / Office | 0 | 0 | 3843 | 0 | 0 | 0 | 0 | 0 | 0 | 0 | 0 | 0 | 0 | 0 | 0 | 0 | 0 | 0 | 0 | 0 | 0 | 0 | 0 | 0 | 0 | 0 | 0 | 0 | 0 | 0
1 | 320 | 335 | 320 335 Roof Insulation / Office | 0 | 0 | 1505.52 | 0 | 0 | 0 | 0 | 0 | 0 | 0 | 0 | 0 | 0 | 0 | 0 | 0 | 0 | 0 | 0 | 0 | 0 | 0 | 0 | 0 | 0 | 0 | 0 | 0 | 0 | 0
1 | 340 | 342 | 340 342 Geothermal Heat Pump, EER=13, 10 tons / Office | 0 | 0 | 28463.38 | 0 | 0 | 0 | 0 | 0 | 0 | 0 | 0 | 0 | 0 | 0 | 0 | 0 | 0 | 0 | 0 | 0 | 0 | 0 | 0 | 0 | 0 | 0 | 0 | 0 | 0 | 0
1 | 340 | 344 | 340 344 Aerosole Duct Sealing / Office | 0 | 0 | 471.37 | 0 | 0 | 0 | 0 | 0 | 0 | 0 | 0 | 0 | 0 | 0 | 0 | 0 | 0 | 0 | 0 | 0 | 0 | 0 | 0 | 0 | 0 | 0 | 0 | 0 | 0 | 0
1 | 340 | 345 | 340 345 Duct/Pipe Insulation / Office | 0 | 0 | 30756 | 0 | 0 | 0 | 0 | 0 | 0 | 0 | 0 | 0 | 0 | 0 | 0 | 0 | 0 | 0 | 0 | 0 | 0 | 0 | 0 | 0 | 0 | 0 | 0 | 0 | 0 | 0
1 | 340 | 347 | 340 347 Window Film (Standard) / Office | 0 | 0 | 1304.75 | 0 | 0 | 0 | 0 | 0 | 0 | 0 | 0 | 0 | 0 | 0 | 0 | 0 | 0 | 0 | 0 | 0 | 0 | 0 | 0 | 0 | 0 | 0 | 0 | 0 | 0 | 0
1 | 340 | 349 | 340 349 Ceiling Insulation / Office | 0 | 0 | 3843 | 0 | 0 | 0 | 0 | 0 | 0 | 0 | 0 | 0 | 0 | 0 | 0 | 0 | 0 | 0 | 0 | 0 | 0 | 0 | 0 | 0 | 0 | 0 | 0 | 0 | 0 | 0
1 | 340 | 350 | 340 350 Roof Insulation / Office | 0 | 0 | 1505.52 | 0 | 0 | 0 | 0 | 0 | 0 | 0 | 0 | 0 | 0 | 0 | 0 | 0 | 0 | 0 | 0 | 0 | 0 | 0 | 0 | 0 | 0 | 0 | 0 | 0 | 0 | 0
1 | 340 | 351 | 340 351 Cool Roof - DX / Office | 0 | 0 | 13606.8 | 0 | 0 | 0 | 0 | 0 | 0 | 0 | 0 | 0 | 0 | 0 | 0 | 0 | 0 | 0 | 0 | 0 | 0 | 0 | 0 | 0 | 0 | 0 | 0 | 0 | 0 | 0
1 | 360 | 361 | 360 361 HE PTAC, EER=9.6, 1 ton / Office | 0 | 0 | 3653.72 | 0 | 0 | 0 | 0 | 0 | 0 | 0 | 0 | 0 | 0 | 0 | 0 | 0 | 0 | 0 | 0 | 0 | 0 | 0 | 0 | 0 | 0 | 0 | 0 | 0 | 0 | 0
1 | 360 | 362 | 360 362 Occupancy Sensor (hotels) / Office | 0 | 0 | 6727 | 0 | 0 | 0 | 0 | 0 | 0 | 0 | 0 | 0 | 0 | 0 | 0 | 0 | 0 | 0 | 0 | 0 | 0 | 0 | 0 | 0 | 0 | 0 | 0 | 0 | 0 | 0
1 | 400 | 401 | 400 401 High Efficiency Fan Motor, 15hp, 1800rpm, 92.4% / Office | 0 | 0 | 85.11 | 0 | 0 | 0 | 0 | 0 | 0 | 0 | 0 | 0 | 0 | 0 | 0 | 0 | 0 | 0 | 0 | 0 | 0 | 0 | 0 | 0 | 0 | 0 | 0 | 0 | 0 | 0
1 | 400 | 402 | 400 402 Variable Speed Drive Control / Office | 0 | 0 | 1787.37 | 0 | 0 | 0 | 0 | 0 | 0 | 0 | 0 | 0 | 0 | 0 | 0 | 0 | 0 | 0 | 0 | 0 | 0 | 0 | 0 | 0 | 0 | 0 | 0 | 0 | 0 | 0
1 | 400 | 403 | 400 403 Air Handler Optimization / Office | 0 | 0 | 300 | 0 | 0 | 0 | 0 | 0 | 0 | 0 | 0 | 0 | 0 | 0 | 0 | 0 | 0 | 0 | 0 | 0 | 0 | 0 | 0 | 0 | 0 | 0 | 0 | 0 | 0 | 0
1 | 400 | 404 | 400 404 Electronically Commutated Motors (ECM) on an Air Handler Unit / Office | 0 | 0 | 691.61 | 0 | 0 | 0 | 0 | 0 | 0 | 0 | 0 | 0 | 0 | 0 | 0 | 0 | 0 | 0 | 0 | 0 | 0 | 0 | 0 | 0 | 0 | 0 | 0 | 0 | 0 | 0
1 | 400 | 405 | 400 405 Demand Control Ventilation (DCV) / Office | 0 | 0 | 23594 | 0 | 0 | 0 | 0 | 0 | 0 | 0 | 0 | 0 | 0 | 0 | 0 | 0 | 0 | 0 | 0 | 0 | 0 | 0 | 0 | 0 | 0 | 0 | 0 | 0 | 0 | 0
1 | 400 | 406 | 400 406 Energy Recovery Ventilation (ERV) / Office | 0 | 0 | 3146.19 | 0 | 0 | 0 | 0 | 0 | 0 | 0 | 0 | 0 | 0 | 0 | 0 | 0 | 0 | 0 | 0 | 0 | 0 | 0 | 0 | 0 | 0 | 0 | 0 | 0 | 0 | 0
1 | 600 | 603 | 600 603 Heat Pump Water Heater (air source) / Office | 0 | 0 | 648.78 | 0 | 0 | 0 | 0 | 0 | 0 | 0 | 0 | 0 | 0 | 0 | 0 | 0 | 0 | 0 | 0 | 0 | 0 | 0 | 0 | 0 | 0 | 0 | 0 | 0 | 0 | 0
1 | 600 | 604 | 600 604 Solar Water Heater / Office | 0 | 0 | 1502.81 | 0 | 0 | 0 | 0 | 0 | 0 | 0 | 0 | 0 | 0 | 0 | 0 | 0 | 0 | 0 | 0 | 0 | 0 | 0 | 0 | 0 | 0 | 0 | 0 | 0 | 0 | 0
1 | 600 | 606 | 600 606 Demand controlled circulating systems / Office | 0 | 0 | 329.55 | 0 | 0 | 0 | 0 | 0 | 0 | 0 | 0 | 0 | 0 | 0 | 0 | 0 | 0 | 0 | 0 | 0 | 0 | 0 | 0 | 0 | 0 | 0 | 0 | 0 | 0 | 0
1 | 600 | 608 | 600 608 Heat Recovery Unit / Office | 0 | 0 | 818 | 0 | 0 | 0 | 0 | 0 | 0 | 0 | 0 | 0 | 0 | 0 | 0 | 0 | 0 | 0 | 0 | 0 | 0 | 0 | 0 | 0 | 0 | 0 | 0 | 0 | 0 | 0
1 | 600 | 609 | 600 609 Heat Trap / Office | 0 | 0 | 1.76 | 0 | 0 | 0 | 0 | 0 | 0 | 0 | 0 | 0 | 0 | 0 | 0 | 0 | 0 | 0 | 0 | 0 | 0 | 0 | 0 | 0 | 0 | 0 | 0 | 0 | 0 | 0
1 | 600 | 610 | 600 610 Hot Water Pipe Insulation / Office | 0 | 0 | 46.81 | 0 | 0 | 0 | 0 | 0 | 0 | 0 | 0 | 0 | 0 | 0 | 0 | 0 | 0 | 0 | 0 | 0 | 0 | 0 | 0 | 0 | 0 | 0 | 0 | 0 | 0 | 0
1 | 700 | 701 | 700 701 PC Manual Power Management Enabling / Office | 0 | 0 | 134.25 | 0 | 0 | 0 | 0 | 0 | 0 | 0 | 0 | 0 | 0 | 0 | 0 | 0 | 0 | 0 | 0 | 0 | 0 | 0 | 0 | 0 | 0 | 0 | 0 | 0 | 0 | 0
1 | 700 | 702 | 700 702 PC Network Power Management Enabling / Office | 0 | 0 | 67.13 | 0 | 0 | 0 | 0 | 0 | 0 | 0 | 0 | 0 | 0 | 0 | 0 | 0 | 0 | 0 | 0 | 0 | 0 | 0 | 0 | 0 | 0 | 0 | 0 | 0 | 0 | 0
1 | 710 | 711 | 710 711 Energy Star or Better Monitor / Office | 0 | 0 | 0 | 0 | 0 | 0 | 0 | 0 | 0 | 0 | 0 | 0 | 0 | 0 | 0 | 0 | 0 | 0 | 0 | 0 | 0 | 0 | 0 | 0 | 0 | 0 | 0 | 0 | 0 | 0
1 | 710 | 712 | 710 712 Monitor Power Management Enabling / Office | 0 | 0 | 127.54 | 0 | 0 | 0 | 0 | 0 | 0 | 0 | 0 | 0 | 0 | 0 | 0 | 0 | 0 | 0 | 0 | 0 | 0 | 0 | 0 | 0 | 0 | 0 | 0 | 0 | 0 | 0
1 | 720 | 722 | 720 722 Monitor Power Management Enabling / Office | 0 | 0 | 6.71 | 0 | 0 | 0 | 0 | 0 | 0 | 0 | 0 | 0 | 0 | 0 | 0 | 0 | 0 | 0 | 0 | 0 | 0 | 0 | 0 | 0 | 0 | 0 | 0 | 0 | 0 | 0
1 | 730 | 731 | 730 731 Energy Star or Better Copier / Office | 0 | 0 | 0 | 0 | 0 | 0 | 0 | 0 | 0 | 0 | 0 | 0 | 0 | 0 | 0 | 0 | 0 | 0 | 0 | 0 | 0 | 0 | 0 | 0 | 0 | 0 | 0 | 0 | 0 | 0
1 | 730 | 732 | 730 732 Copier Power Management Enabling / Office | 0 | 0 | 113.48 | 0 | 0 | 0 | 0 | 0 | 0 | 0 | 0 | 0 | 0 | 0 | 0 | 0 | 0 | 0 | 0 | 0 | 0 | 0 | 0 | 0 | 0 | 0 | 0 | 0 | 0 | 0
1 | 800 | 801 | 800 801 Convection Oven / Office | 0 | 0 | 201366.9 | 0 | 0 | 0 | 0 | 0 | 0 | 0 | 0 | 0 | 0 | 0 | 0 | 0 | 0 | 0 | 0 | 0 | 0 | 0 | 0 | 0 | 0 | 0 | 0 | 0 | 0 | 0
1 | 810 | 811 | 810 811 Efficient Fryer / Office | 0 | 0 | 52428.29 | 0 | 0 | 0 | 0 | 0 | 0 | 0 | 0 | 0 | 0 | 0 | 0 | 0 | 0 | 0 | 0 | 0 | 0 | 0 | 0 | 0 | 0 | 0 | 0 | 0 | 0 | 0
1 | 900 | 901 | 900 901 Vending Misers (cooled machines only) / Office | 0 | 0 | 174.85 | 0 | 0 | 0 | 0 | 0 | 0 | 0 | 0 | 0 | 0 | 0 | 0 | 0 | 0 | 0 | 0 | 0 | 0 | 0 | 0 | 0 | 0 | 0 | 0 | 0 | 0 | 0
2 | 110 | 111 | 110 111 Premium T8, Elecctronic Ballast / Restaurant or Services | 0 | 0 | 7896.87 | 0 | 0 | 0 | 0 | 0 | 0 | 0 | 0 | 0 | 0 | 0 | 0 | 0 | 0 | 0 | 0 | 0 | 0 | 0 | 0 | 0 | 0 | 0 | 0 | 0 | 0 | 0
2 | 110 | 112 | 110 112 Premium T8, EB, Reflector / Restaurant or Services | 0 | 0 | 10581.81 | 0 | 0 | 0 | 0 | 0 | 0 | 0 | 0 | 0 | 0 | 0 | 0 | 0 | 0 | 0 | 0 | 0 | 0 | 0 | 0 | 0 | 0 | 0 | 0 | 0 | 0 | 0
2 | 110 | 113 | 110 113 Occupancy Sensor / Restaurant or Services | 0 | 0 | 7107.18 | 0 | 0 | 0 | 0 | 0 | 0 | 0 | 0 | 0 | 0 | 0 | 0 | 0 | 0 | 0 | 0 | 0 | 0 | 0 | 0 | 0 | 0 | 0 | 0 | 0 | 0 | 0
2 | 110 | 114 | 110 114 Continuous Dimming / Restaurant or Services | 0 | 0 | 45470.87 | 0 | 0 | 0 | 0 | 0 | 0 | 0 | 0 | 0 | 0 | 0 | 0 | 0 | 0 | 0 | 0 | 0 | 0 | 0 | 0 | 0 | 0 | 0 | 0 | 0 | 0 | 0
2 | 110 | 115 | 110 115 Lighting Control Tuneup / Restaurant or Services | 0 | 0 | 144 | 0 | 0 | 0 | 0 | 0 | 0 | 0 | 0 | 0 | 0 | 0 | 0 | 0 | 0 | 0 | 0 | 0 | 0 | 0 | 0 | 0 | 0 | 0 | 0 | 0 | 0 | 0
2 | 120 | 121 | 120 121 ROB Premium T8, 1EB / Restaurant or Services | 0 | 0 | 762.85 | 0 | 0 | 0 | 0 | 0 | 0 | 0 | 0 | 0 | 0 | 0 | 0 | 0 | 0 | 0 | 0 | 0 | 0 | 0 | 0 | 0 | 0 | 0 | 0 | 0 | 0 | 0
2 | 120 | 122 | 120 122 ROB Premium T8, EB, Reflector / Restaurant or Services | 0 | 0 | 2615.47 | 0 | 0 | 0 | 0 | 0 | 0 | 0 | 0 | 0 | 0 | 0 | 0 | 0 | 0 | 0 | 0 | 0 | 0 | 0 | 0 | 0 | 0 | 0 | 0 | 0 | 0 | 0
2 | 120 | 123 | 120 123 Occupancy Sensor / Restaurant or Services | 0 | 0 | 4904.01 | 0 | 0 | 0 | 0 | 0 | 0 | 0 | 0 | 0 | 0 | 0 | 0 | 0 | 0 | 0 | 0 | 0 | 0 | 0 | 0 | 0 | 0 | 0 | 0 | 0 | 0 | 0
2 | 120 | 124 | 120 124 Lighting Control Tuneup / Restaurant or Services | 0 | 0 | 144 | 0 | 0 | 0 | 0 | 0 | 0 | 0 | 0 | 0 | 0 | 0 | 0 | 0 | 0 | 0 | 0 | 0 | 0 | 0 | 0 | 0 | 0 | 0 | 0 | 0 | 0 | 0
2 | 130 | 131 | 130 131 CFL Screw-in 18W / Restaurant or Services | 0 | 0 | 5095.96 | 0 | 0 | 0 | 0 | 0 | 0 | 0 | 0 | 0 | 0 | 0 | 0 | 0 | 0 | 0 | 0 | 0 | 0 | 0 | 0 | 0 | 0 | 0 | 0 | 0 | 0 | 0
2 | 140 | 141 | 140 141 CFL Hardwired, Modular 18W / Restaurant or Services | 0 | 0 | 23117.76 | 0 | 0 | 0 | 0 | 0 | 0 | 0 | 0 | 0 | 0 | 0 | 0 | 0 | 0 | 0 | 0 | 0 | 0 | 0 | 0 | 0 | 0 | 0 | 0 | 0 | 0 | 0
2 | 150 | 151 | 150 151 PSMH, 250W, magnetic ballast / Restaurant or Services | 0 | 0 | 603.3 | 0 | 0 | 0 | 0 | 0 | 0 | 0 | 0 | 0 | 0 | 0 | 0 | 0 | 0 | 0 | 0 | 0 | 0 | 0 | 0 | 0 | 0 | 0 | 0 | 0 | 0 | 0
2 | 150 | 152 | 150 152 PSMH, 250 W, electronic ballast / Restaurant or Services | 0 | 0 | 3095.57 | 0 | 0 | 0 | 0 | 0 | 0 | 0 | 0 | 0 | 0 | 0 | 0 | 0 | 0 | 0 | 0 | 0 | 0 | 0 | 0 | 0 | 0 | 0 | 0 | 0 | 0 | 0
2 | 150 | 153 | 150 153 High Bay T5 / Restaurant or Services | 0 | 0 | 1375.81 | 0 | 0 | 0 | 0 | 0 | 0 | 0 | 0 | 0 | 0 | 0 | 0 | 0 | 0 | 0 | 0 | 0 | 0 | 0 | 0 | 0 | 0 | 0 | 0 | 0 | 0 | 0
2 | 160 | 161 | 160 161 LED Exit Sign / Restaurant or Services | 0 | 0 | 447.5 | 0 | 0 | 0 | 0 | 0 | 0 | 0 | 0 | 0 | 0 | 0 | 0 | 0 | 0 | 0 | 0 | 0 | 0 | 0 | 0 | 0 | 0 | 0 | 0 | 0 | 0 | 0
2 | 200 | 201 | 200 201 High Pressure Sodium 250W Lamp / Restaurant or Services | 0 | 0 | 9675.89 | 0 | 0 | 0 | 0 | 0 | 0 | 0 | 0 | 0 | 0 | 0 | 0 | 0 | 0 | 0 | 0 | 0 | 0 | 0 | 0 | 0 | 0 | 0 | 0 | 0 | 0 | 0
2 | 200 | 202 | 200 202 Outdoor Lighting Controls (Photocell/Timeclock) / Restaurant or Services | 0 | 0 | 1753.35 | 0 | 0 | 0 | 0 | 0 | 0 | 0 | 0 | 0 | 0 | 0 | 0 | 0 | 0 | 0 | 0 | 0 | 0 | 0 | 0 | 0 | 0 | 0 | 0 | 0 | 0 | 0
2 | 210 | 211 | 210 211 Outdoor Lighting Controls (Photocell/Timeclock) / Restaurant or Services | 0 | 0 | 7762.65 | 0 | 0 | 0 | 0 | 0 | 0 | 0 | 0 | 0 | 0 | 0 | 0 | 0 | 0 | 0 | 0 | 0 | 0 | 0 | 0 | 0 | 0 | 0 | 0 | 0 | 0 | 0
2 | 300 | 301 | 300 301 Centrifugal Chiller, 0.51 kW/ton, 500 tons / Restaurant or Services | 0 | 0 | 2036.67 | 0 | 0 | 0 | 0 | 0 | 0 | 0 | 0 | 0 | 0 | 0 | 0 | 0 | 0 | 0 | 0 | 0 | 0 | 0 | 0 | 0 | 0 | 0 | 0 | 0 | 0 | 0
2 | 300 | 302 | 300 302 High Efficiency Chiller Motors / Restaurant or Services | 0 | 0 | 721.77 | 0 | 0 | 0 | 0 | 0 | 0 | 0 | 0 | 0 | 0 | 0 | 0 | 0 | 0 | 0 | 0 | 0 | 0 | 0 | 0 | 0 | 0 | 0 | 0 | 0 | 0 | 0
2 | 300 | 304 | 300 304 EMS - Chiller / Restaurant or Services | 0 | 0 | 2221.82 | 0 | 0 | 0 | 0 | 0 | 0 | 0 | 0 | 0 | 0 | 0 | 0 | 0 | 0 | 0 | 0 | 0 | 0 | 0 | 0 | 0 | 0 | 0 | 0 | 0 | 0 | 0
2 | 300 | 305 | 300 305 Chiller Tune Up/Diagnostics / Restaurant or Services | 0 | 0 | 1000 | 0 | 0 | 0 | 0 | 0 | 0 | 0 | 0 | 0 | 0 | 0 | 0 | 0 | 0 | 0 | 0 | 0 | 0 | 0 | 0 | 0 | 0 | 0 | 0 | 0 | 0 | 0
2 | 300 | 306 | 300 306 VSD for Chiller Pumps and Towers / Restaurant or Services | 0 | 0 | 1555.27 | 0 | 0 | 0 | 0 | 0 | 0 | 0 | 0 | 0 | 0 | 0 | 0 | 0 | 0 | 0 | 0 | 0 | 0 | 0 | 0 | 0 | 0 | 0 | 0 | 0 | 0 | 0
2 | 300 | 308 | 300 308 Aerosole Duct Sealing / Restaurant or Services | 0 | 0 | 726.54 | 0 | 0 | 0 | 0 | 0 | 0 | 0 | 0 | 0 | 0 | 0 | 0 | 0 | 0 | 0 | 0 | 0 | 0 | 0 | 0 | 0 | 0 | 0 | 0 | 0 | 0 | 0
2 | 300 | 309 | 300 309 Duct/Pipe Insulation / Restaurant or Services | 0 | 0 | 30756 | 0 | 0 | 0 | 0 | 0 | 0 | 0 | 0 | 0 | 0 | 0 | 0 | 0 | 0 | 0 | 0 | 0 | 0 | 0 | 0 | 0 | 0 | 0 | 0 | 0 | 0 | 0
2 | 300 | 311 | 300 311 Window Film (Standard) / Restaurant or Services | 0 | 0 | 1304.75 | 0 | 0 | 0 | 0 | 0 | 0 | 0 | 0 | 0 | 0 | 0 | 0 | 0 | 0 | 0 | 0 | 0 | 0 | 0 | 0 | 0 | 0 | 0 | 0 | 0 | 0 | 0
2 | 300 | 313 | 300 313 Ceiling Insulation / Restaurant or Services | 0 | 0 | 3843 | 0 | 0 | 0 | 0 | 0 | 0 | 0 | 0 | 0 | 0 | 0 | 0 | 0 | 0 | 0 | 0 | 0 | 0 | 0 | 0 | 0 | 0 | 0 | 0 | 0 | 0 | 0
2 | 300 | 314 | 300 314 Roof Insulation / Restaurant or Services | 0 | 0 | 1505.52 | 0 | 0 | 0 | 0 | 0 | 0 | 0 | 0 | 0 | 0 | 0 | 0 | 0 | 0 | 0 | 0 | 0 | 0 | 0 | 0 | 0 | 0 | 0 | 0 | 0 | 0 | 0
2 | 300 | 315 | 300 315 Cool Roof - Chiller / Restaurant or Services | 0 | 0 | 13606.8 | 0 | 0 | 0 | 0 | 0 | 0 | 0 | 0 | 0 | 0 | 0 | 0 | 0 | 0 | 0 | 0 | 0 | 0 | 0 | 0 | 0 | 0 | 0 | 0 | 0 | 0 | 0
2 | 300 | 317 | 300 317 Thermal Energy Storage (TES) Positive / Restaurant or Services | 0 | 0 | 13933.99 | 0 | 0 | 0 | 0 | 0 | 0 | 0 | 0 | 0 | 0 | 0 | 0 | 0 | 0 | 0 | 0 | 0 | 0 | 0 | 0 | 0 | 0 | 0 | 0 | 0 | 0 | 0
2 | 300 | 317 | 300 317 Thermal Energy Storage (TES) Negative / Restaurant or Services | 0 | 0 | 0 | 0 | 0 | 0 | 0 | 0 | 0 | 0 | 0 | 0 | 0 | 0 | 0 | 0 | 0 | 0 | 0 | 0 | 0 | 0 | 0 | 0 | 0 | 0 | 0 | 0 | 0 | 0
2 | 320 | 321 | 320 321 DX Packaged System, EER=10.9, 10 tons / Restaurant or Services | 0 | 0 | 4888 | 0 | 0 | 0 | 0 | 0 | 0 | 0 | 0 | 0 | 0 | 0 | 0 | 0 | 0 | 0 | 0 | 0 | 0 | 0 | 0 | 0 | 0 | 0 | 0 | 0 | 0 | 0
2 | 320 | 326 | 320 326 DX Tune Up/ Advanced Diagnostics / Restaurant or Services | 0 | 0 | 1250 | 0 | 0 | 0 | 0 | 0 | 0 | 0 | 0 | 0 | 0 | 0 | 0 | 0 | 0 | 0 | 0 | 0 | 0 | 0 | 0 | 0 | 0 | 0 | 0 | 0 | 0 | 0
2 | 320 | 327 | 320 327 DX Coil Cleaning / Restaurant or Services | 0 | 0 | 366.49 | 0 | 0 | 0 | 0 | 0 | 0 | 0 | 0 | 0 | 0 | 0 | 0 | 0 | 0 | 0 | 0 | 0 | 0 | 0 | 0 | 0 | 0 | 0 | 0 | 0 | 0 | 0
2 | 320 | 328 | 320 328 Optimize Controls / Restaurant or Services | 0 | 0 | 400 | 0 | 0 | 0 | 0 | 0 | 0 | 0 | 0 | 0 | 0 | 0 | 0 | 0 | 0 | 0 | 0 | 0 | 0 | 0 | 0 | 0 | 0 | 0 | 0 | 0 | 0 | 0
2 | 320 | 329 | 320 329 Aerosole Duct Sealing / Restaurant or Services | 0 | 0 | 726.54 | 0 | 0 | 0 | 0 | 0 | 0 | 0 | 0 | 0 | 0 | 0 | 0 | 0 | 0 | 0 | 0 | 0 | 0 | 0 | 0 | 0 | 0 | 0 | 0 | 0 | 0 | 0
2 | 320 | 330 | 320 330 Duct/Pipe Insulation / Restaurant or Services | 0 | 0 | 30756 | 0 | 0 | 0 | 0 | 0 | 0 | 0 | 0 | 0 | 0 | 0 | 0 | 0 | 0 | 0 | 0 | 0 | 0 | 0 | 0 | 0 | 0 | 0 | 0 | 0 | 0 | 0
2 | 320 | 332 | 320 332 Window Film (Standard) / Restaurant or Services | 0 | 0 | 1369.78 | 0 | 0 | 0 | 0 | 0 | 0 | 0 | 0 | 0 | 0 | 0 | 0 | 0 | 0 | 0 | 0 | 0 | 0 | 0 | 0 | 0 | 0 | 0 | 0 | 0 | 0 | 0
2 | 320 | 334 | 320 334 Ceiling Insulation / Restaurant or Services | 0 | 0 | 3843 | 0 | 0 | 0 | 0 | 0 | 0 | 0 | 0 | 0 | 0 | 0 | 0 | 0 | 0 | 0 | 0 | 0 | 0 | 0 | 0 | 0 | 0 | 0 | 0 | 0 | 0 | 0
2 | 320 | 335 | 320 335 Roof Insulation / Restaurant or Services | 0 | 0 | 1505.52 | 0 | 0 | 0 | 0 | 0 | 0 | 0 | 0 | 0 | 0 | 0 | 0 | 0 | 0 | 0 | 0 | 0 | 0 | 0 | 0 | 0 | 0 | 0 | 0 | 0 | 0 | 0
2 | 320 | 336 | 320 336 Cool Roof - DX / Restaurant or Services | 0 | 0 | 13606.8 | 0 | 0 | 0 | 0 | 0 | 0 | 0 | 0 | 0 | 0 | 0 | 0 | 0 | 0 | 0 | 0 | 0 | 0 | 0 | 0 | 0 | 0 | 0 | 0 | 0 | 0 | 0
2 | 340 | 342 | 340 342 Geothermal Heat Pump, EER=13, 10 tons / Restaurant or Services | 0 | 0 | 43871.31 | 0 | 0 | 0 | 0 | 0 | 0 | 0 | 0 | 0 | 0 | 0 | 0 | 0 | 0 | 0 | 0 | 0 | 0 | 0 | 0 | 0 | 0 | 0 | 0 | 0 | 0 | 0
2 | 340 | 344 | 340 344 Aerosole Duct Sealing / Restaurant or Services | 0 | 0 | 726.54 | 0 | 0 | 0 | 0 | 0 | 0 | 0 | 0 | 0 | 0 | 0 | 0 | 0 | 0 | 0 | 0 | 0 | 0 | 0 | 0 | 0 | 0 | 0 | 0 | 0 | 0 | 0
2 | 340 | 345 | 340 345 Duct/Pipe Insulation / Restaurant or Services | 0 | 0 | 30756 | 0 | 0 | 0 | 0 | 0 | 0 | 0 | 0 | 0 | 0 | 0 | 0 | 0 | 0 | 0 | 0 | 0 | 0 | 0 | 0 | 0 | 0 | 0 | 0 | 0 | 0 | 0
2 | 340 | 347 | 340 347 Window Film (Standard) / Restaurant or Services | 0 | 0 | 1304.75 | 0 | 0 | 0 | 0 | 0 | 0 | 0 | 0 | 0 | 0 | 0 | 0 | 0 | 0 | 0 | 0 | 0 | 0 | 0 | 0 | 0 | 0 | 0 | 0 | 0 | 0 | 0
2 | 340 | 349 | 340 349 Ceiling Insulation / Restaurant or Services | 0 | 0 | 3843 | 0 | 0 | 0 | 0 | 0 | 0 | 0 | 0 | 0 | 0 | 0 | 0 | 0 | 0 | 0 | 0 | 0 | 0 | 0 | 0 | 0 | 0 | 0 | 0 | 0 | 0 | 0
2 | 340 | 351 | 340 351 Cool Roof - DX / Restaurant or Services | 0 | 0 | 13606.8 | 0 | 0 | 0 | 0 | 0 | 0 | 0 | 0 | 0 | 0 | 0 | 0 | 0 | 0 | 0 | 0 | 0 | 0 | 0 | 0 | 0 | 0 | 0 | 0 | 0 | 0 | 0
2 | 360 | 361 | 360 361 HE PTAC, EER=9.6, 1 ton / Restaurant or Services | 0 | 0 | 5631.57 | 0 | 0 | 0 | 0 | 0 | 0 | 0 | 0 | 0 | 0 | 0 | 0 | 0 | 0 | 0 | 0 | 0 | 0 | 0 | 0 | 0 | 0 | 0 | 0 | 0 | 0 | 0
2 | 360 | 362 | 360 362 Occupancy Sensor (hotels) / Restaurant or Services | 0 | 0 | 10368.49 | 0 | 0 | 0 | 0 | 0 | 0 | 0 | 0 | 0 | 0 | 0 | 0 | 0 | 0 | 0 | 0 | 0 | 0 | 0 | 0 | 0 | 0 | 0 | 0 | 0 | 0 | 0
2 | 400 | 401 | 400 401 High Efficiency Fan Motor, 15hp, 1800rpm, 92.4% / Restaurant or Services | 0 | 0 | 182.81 | 0 | 0 | 0 | 0 | 0 | 0 | 0 | 0 | 0 | 0 | 0 | 0 | 0 | 0 | 0 | 0 | 0 | 0 | 0 | 0 | 0 | 0 | 0 | 0 | 0 | 0 | 0
2 | 400 | 402 | 400 402 Variable Speed Drive Control / Restaurant or Services | 0 | 0 | 3838.95 | 0 | 0 | 0 | 0 | 0 | 0 | 0 | 0 | 0 | 0 | 0 | 0 | 0 | 0 | 0 | 0 | 0 | 0 | 0 | 0 | 0 | 0 | 0 | 0 | 0 | 0 | 0
2 | 400 | 403 | 400 403 Air Handler Optimization / Restaurant or Services | 0 | 0 | 300 | 0 | 0 | 0 | 0 | 0 | 0 | 0 | 0 | 0 | 0 | 0 | 0 | 0 | 0 | 0 | 0 | 0 | 0 | 0 | 0 | 0 | 0 | 0 | 0 | 0 | 0 | 0
2 | 400 | 404 | 400 404 Electronically Commutated Motors (ECM) on an Air Handler Unit / Restaurant or Services | 0 | 0 | 1066 | 0 | 0 | 0 | 0 | 0 | 0 | 0 | 0 | 0 | 0 | 0 | 0 | 0 | 0 | 0 | 0 | 0 | 0 | 0 | 0 | 0 | 0 | 0 | 0 | 0 | 0 | 0
2 | 400 | 405 | 400 405 Demand Control Ventilation (DCV) / Restaurant or Services | 0 | 0 | 23594 | 0 | 0 | 0 | 0 | 0 | 0 | 0 | 0 | 0 | 0 | 0 | 0 | 0 | 0 | 0 | 0 | 0 | 0 | 0 | 0 | 0 | 0 | 0 | 0 | 0 | 0 | 0
2 | 400 | 406 | 400 406 Energy Recovery Ventilation (ERV) / Restaurant or Services | 0 | 0 | 4849.3 | 0 | 0 | 0 | 0 | 0 | 0 | 0 | 0 | 0 | 0 | 0 | 0 | 0 | 0 | 0 | 0 | 0 | 0 | 0 | 0 | 0 | 0 | 0 | 0 | 0 | 0 | 0
2 | 400 | 407 | 400 407 Separate Makeup Air / Exhaust Hoods AC / Restaurant or Services | 0 | 0 | 49.86 | 0 | 0 | 0 | 0 | 0 | 0 | 0 | 0 | 0 | 0 | 0 | 0 | 0 | 0 | 0 | 0 | 0 | 0 | 0 | 0 | 0 | 0 | 0 | 0 | 0 | 0 | 0
2 | 600 | 603 | 600 603 Heat Pump Water Heater (air source) / Restaurant or Services | 0 | 0 | 3444.08 | 0 | 0 | 0 | 0 | 0 | 0 | 0 | 0 | 0 | 0 | 0 | 0 | 0 | 0 | 0 | 0 | 0 | 0 | 0 | 0 | 0 | 0 | 0 | 0 | 0 | 0 | 0
2 | 600 | 604 | 600 604 Solar Water Heater / Restaurant or Services | 0 | 0 | 7977.68 | 0 | 0 | 0 | 0 | 0 | 0 | 0 | 0 | 0 | 0 | 0 | 0 | 0 | 0 | 0 | 0 | 0 | 0 | 0 | 0 | 0 | 0 | 0 | 0 | 0 | 0 | 0
2 | 600 | 606 | 600 606 Demand controlled circulating systems / Restaurant or Services | 0 | 0 | 1885.63 | 0 | 0 | 0 | 0 | 0 | 0 | 0 | 0 | 0 | 0 | 0 | 0 | 0 | 0 | 0 | 0 | 0 | 0 | 0 | 0 | 0 | 0 | 0 | 0 | 0 | 0 | 0
2 | 600 | 608 | 600 608 Heat Recovery Unit / Restaurant or Services | 0 | 0 | 818 | 0 | 0 | 0 | 0 | 0 | 0 | 0 | 0 | 0 | 0 | 0 | 0 | 0 | 0 | 0 | 0 | 0 | 0 | 0 | 0 | 0 | 0 | 0 | 0 | 0 | 0 | 0
2 | 600 | 609 | 600 609 Heat Trap / Restaurant or Services | 0 | 0 | 9.32 | 0 | 0 | 0 | 0 | 0 | 0 | 0 | 0 | 0 | 0 | 0 | 0 | 0 | 0 | 0 | 0 | 0 | 0 | 0 | 0 | 0 | 0 | 0 | 0 | 0 | 0 | 0
2 | 600 | 610 | 600 610 Hot Water Pipe Insulation / Restaurant or Services | 0 | 0 | 248.51 | 0 | 0 | 0 | 0 | 0 | 0 | 0 | 0 | 0 | 0 | 0 | 0 | 0 | 0 | 0 | 0 | 0 | 0 | 0 | 0 | 0 | 0 | 0 | 0 | 0 | 0 | 0
2 | 700 | 701 | 700 701 PC Manual Power Management Enabling / Restaurant or Services | 0 | 0 | 15.12 | 0 | 0 | 0 | 0 | 0 | 0 | 0 | 0 | 0 | 0 | 0 | 0 | 0 | 0 | 0 | 0 | 0 | 0 | 0 | 0 | 0 | 0 | 0 | 0 | 0 | 0 | 0
2 | 700 | 702 | 700 702 PC Network Power Management Enabling / Restaurant or Services | 0 | 0 | 7.56 | 0 | 0 | 0 | 0 | 0 | 0 | 0 | 0 | 0 | 0 | 0 | 0 | 0 | 0 | 0 | 0 | 0 | 0 | 0 | 0 | 0 | 0 | 0 | 0 | 0 | 0 | 0
2 | 710 | 711 | 710 711 Energy Star or Better Monitor / Restaurant or Services | 0 | 0 | 0 | 0 | 0 | 0 | 0 | 0 | 0 | 0 | 0 | 0 | 0 | 0 | 0 | 0 | 0 | 0 | 0 | 0 | 0 | 0 | 0 | 0 | 0 | 0 | 0 | 0 | 0 | 0
2 | 710 | 712 | 710 712 Monitor Power Management Enabling / Restaurant or Services | 0 | 0 | 14.37 | 0 | 0 | 0 | 0 | 0 | 0 | 0 | 0 | 0 | 0 | 0 | 0 | 0 | 0 | 0 | 0 | 0 | 0 | 0 | 0 | 0 | 0 | 0 | 0 | 0 | 0 | 0
2 | 720 | 722 | 720 722 Monitor Power Management Enabling / Restaurant or Services | 0 | 0 | 0.76 | 0 | 0 | 0 | 0 | 0 | 0 | 0 | 0 | 0 | 0 | 0 | 0 | 0 | 0 | 0 | 0 | 0 | 0 | 0 | 0 | 0 | 0 | 0 | 0 | 0 | 0 | 0
2 | 730 | 731 | 730 731 Energy Star or Better Copier / Restaurant or Services | 0 | 0 | 0 | 0 | 0 | 0 | 0 | 0 | 0 | 0 | 0 | 0 | 0 | 0 | 0 | 0 | 0 | 0 | 0 | 0 | 0 | 0 | 0 | 0 | 0 | 0 | 0 | 0 | 0 | 0
2 | 730 | 732 | 730 732 Copier Power Management Enabling / Restaurant or Services | 0 | 0 | 26.48 | 0 | 0 | 0 | 0 | 0 | 0 | 0 | 0 | 0 | 0 | 0 | 0 | 0 | 0 | 0 | 0 | 0 | 0 | 0 | 0 | 0 | 0 | 0 | 0 | 0 | 0 | 0
2 | 800 | 801 | 800 801 Convection Oven / Restaurant or Services | 0 | 0 | 3884163 | 0 | 0 | 0 | 0 | 0 | 0 | 0 | 0 | 0 | 0 | 0 | 0 | 0 | 0 | 0 | 0 | 0 | 0 | 0 | 0 | 0 | 0 | 0 | 0 | 0 | 0 | 0
2 | 810 | 811 | 810 811 Efficient Fryer / Restaurant or Services | 0 | 0 | 6366352 | 0 | 0 | 0 | 0 | 0 | 0 | 0 | 0 | 0 | 0 | 0 | 0 | 0 | 0 | 0 | 0 | 0 | 0 | 0 | 0 | 0 | 0 | 0 | 0 | 0 | 0 | 0
2 | 900 | 901 | 900 901 Vending Misers (cooled machines only) / Restaurant or Services | 0 | 0 | 234.71 | 0 | 0 | 0 | 0 | 0 | 0 | 0 | 0 | 0 | 0 | 0 | 0 | 0 | 0 | 0 | 0 | 0 | 0 | 0 | 0 | 0 | 0 | 0 | 0 | 0 | 0 | 0
3 | 110 | 111 | 110 111 Premium T8, Elecctronic Ballast / Retail | 0 | 0 | 9412.89 | 0 | 0 | 0 | 0 | 0 | 0 | 0 | 0 | 0 | 0 | 0 | 0 | 0 | 0 | 0 | 0 | 0 | 0 | 0 | 0 | 0 | 0 | 0 | 0 | 0 | 0 | 0
3 | 110 | 112 | 110 112 Premium T8, EB, Reflector / Retail | 0 | 0 | 12613.27 | 0 | 0 | 0 | 0 | 0 | 0 | 0 | 0 | 0 | 0 | 0 | 0 | 0 | 0 | 0 | 0 | 0 | 0 | 0 | 0 | 0 | 0 | 0 | 0 | 0 | 0 | 0
3 | 110 | 113 | 110 113 Occupancy Sensor / Retail | 0 | 0 | 8471.6 | 0 | 0 | 0 | 0 | 0 | 0 | 0 | 0 | 0 | 0 | 0 | 0 | 0 | 0 | 0 | 0 | 0 | 0 | 0 | 0 | 0 | 0 | 0 | 0 | 0 | 0 | 0
3 | 110 | 114 | 110 114 Continuous Dimming / Retail | 0 | 0 | 54200.22 | 0 | 0 | 0 | 0 | 0 | 0 | 0 | 0 | 0 | 0 | 0 | 0 | 0 | 0 | 0 | 0 | 0 | 0 | 0 | 0 | 0 | 0 | 0 | 0 | 0 | 0 | 0
3 | 120 | 121 | 120 121 ROB Premium T8, 1EB / Retail | 0 | 0 | 909.3 | 0 | 0 | 0 | 0 | 0 | 0 | 0 | 0 | 0 | 0 | 0 | 0 | 0 | 0 | 0 | 0 | 0 | 0 | 0 | 0 | 0 | 0 | 0 | 0 | 0 | 0 | 0
3 | 120 | 122 | 120 122 ROB Premium T8, EB, Reflector / Retail | 0 | 0 | 3117.58 | 0 | 0 | 0 | 0 | 0 | 0 | 0 | 0 | 0 | 0 | 0 | 0 | 0 | 0 | 0 | 0 | 0 | 0 | 0 | 0 | 0 | 0 | 0 | 0 | 0 | 0 | 0
3 | 120 | 123 | 120 123 Occupancy Sensor / Retail | 0 | 0 | 5845.47 | 0 | 0 | 0 | 0 | 0 | 0 | 0 | 0 | 0 | 0 | 0 | 0 | 0 | 0 | 0 | 0 | 0 | 0 | 0 | 0 | 0 | 0 | 0 | 0 | 0 | 0 | 0
3 | 120 | 124 | 120 124 Lighting Control Tuneup / Retail | 0 | 0 | 144 | 0 | 0 | 0 | 0 | 0 | 0 | 0 | 0 | 0 | 0 | 0 | 0 | 0 | 0 | 0 | 0 | 0 | 0 | 0 | 0 | 0 | 0 | 0 | 0 | 0 | 0 | 0
3 | 130 | 131 | 130 131 CFL Screw-in 18W / Retail | 0 | 0 | 6074.26 | 0 | 0 | 0 | 0 | 0 | 0 | 0 | 0 | 0 | 0 | 0 | 0 | 0 | 0 | 0 | 0 | 0 | 0 | 0 | 0 | 0 | 0 | 0 | 0 | 0 | 0 | 0
3 | 140 | 141 | 140 141 CFL Hardwired, Modular 18W / Retail | 0 | 0 | 27555.83 | 0 | 0 | 0 | 0 | 0 | 0 | 0 | 0 | 0 | 0 | 0 | 0 | 0 | 0 | 0 | 0 | 0 | 0 | 0 | 0 | 0 | 0 | 0 | 0 | 0 | 0 | 0
3 | 150 | 151 | 150 151 PSMH, 250W, magnetic ballast / Retail | 0 | 0 | 719.12 | 0 | 0 | 0 | 0 | 0 | 0 | 0 | 0 | 0 | 0 | 0 | 0 | 0 | 0 | 0 | 0 | 0 | 0 | 0 | 0 | 0 | 0 | 0 | 0 | 0 | 0 | 0
3 | 150 | 152 | 150 152 PSMH, 250 W, electronic ballast / Retail | 0 | 0 | 3689.84 | 0 | 0 | 0 | 0 | 0 | 0 | 0 | 0 | 0 | 0 | 0 | 0 | 0 | 0 | 0 | 0 | 0 | 0 | 0 | 0 | 0 | 0 | 0 | 0 | 0 | 0 | 0
3 | 150 | 153 | 150 153 High Bay T5 / Retail | 0 | 0 | 1639.94 | 0 | 0 | 0 | 0 | 0 | 0 | 0 | 0 | 0 | 0 | 0 | 0 | 0 | 0 | 0 | 0 | 0 | 0 | 0 | 0 | 0 | 0 | 0 | 0 | 0 | 0 | 0
3 | 160 | 161 | 160 161 LED Exit Sign / Retail | 0 | 0 | 129.33 | 0 | 0 | 0 | 0 | 0 | 0 | 0 | 0 | 0 | 0 | 0 | 0 | 0 | 0 | 0 | 0 | 0 | 0 | 0 | 0 | 0 | 0 | 0 | 0 | 0 | 0 | 0
3 | 200 | 201 | 200 201 High Pressure Sodium 250W Lamp / Retail | 0 | 0 | 717.35 | 0 | 0 | 0 | 0 | 0 | 0 | 0 | 0 | 0 | 0 | 0 | 0 | 0 | 0 | 0 | 0 | 0 | 0 | 0 | 0 | 0 | 0 | 0 | 0 | 0 | 0 | 0
3 | 200 | 202 | 200 202 Outdoor Lighting Controls (Photocell/Timeclock) / Retail | 0 | 0 | 129.99 | 0 | 0 | 0 | 0 | 0 | 0 | 0 | 0 | 0 | 0 | 0 | 0 | 0 | 0 | 0 | 0 | 0 | 0 | 0 | 0 | 0 | 0 | 0 | 0 | 0 | 0 | 0
3 | 210 | 211 | 210 211 Outdoor Lighting Controls (Photocell/Timeclock) / Retail | 0 | 0 | 1666.61 | 0 | 0 | 0 | 0 | 0 | 0 | 0 | 0 | 0 | 0 | 0 | 0 | 0 | 0 | 0 | 0 | 0 | 0 | 0 | 0 | 0 | 0 | 0 | 0 | 0 | 0 | 0
3 | 300 | 301 | 300 301 Centrifugal Chiller, 0.51 kW/ton, 500 tons / Retail | 0 | 0 | 867.15 | 0 | 0 | 0 | 0 | 0 | 0 | 0 | 0 | 0 | 0 | 0 | 0 | 0 | 0 | 0 | 0 | 0 | 0 | 0 | 0 | 0 | 0 | 0 | 0 | 0 | 0 | 0
3 | 300 | 302 | 300 302 High Efficiency Chiller Motors / Retail | 0 | 0 | 307.31 | 0 | 0 | 0 | 0 | 0 | 0 | 0 | 0 | 0 | 0 | 0 | 0 | 0 | 0 | 0 | 0 | 0 | 0 | 0 | 0 | 0 | 0 | 0 | 0 | 0 | 0 | 0
3 | 300 | 304 | 300 304 EMS - Chiller / Retail | 0 | 0 | 945.98 | 0 | 0 | 0 | 0 | 0 | 0 | 0 | 0 | 0 | 0 | 0 | 0 | 0 | 0 | 0 | 0 | 0 | 0 | 0 | 0 | 0 | 0 | 0 | 0 | 0 | 0 | 0
3 | 300 | 305 | 300 305 Chiller Tune Up/Diagnostics / Retail | 0 | 0 | 1000 | 0 | 0 | 0 | 0 | 0 | 0 | 0 | 0 | 0 | 0 | 0 | 0 | 0 | 0 | 0 | 0 | 0 | 0 | 0 | 0 | 0 | 0 | 0 | 0 | 0 | 0 | 0
3 | 300 | 306 | 300 306 VSD for Chiller Pumps and Towers / Retail | 0 | 0 | 662.19 | 0 | 0 | 0 | 0 | 0 | 0 | 0 | 0 | 0 | 0 | 0 | 0 | 0 | 0 | 0 | 0 | 0 | 0 | 0 | 0 | 0 | 0 | 0 | 0 | 0 | 0 | 0
3 | 300 | 307 | 300 307 EMS Optimization / Retail | 0 | 0 | 300 | 0 | 0 | 0 | 0 | 0 | 0 | 0 | 0 | 0 | 0 | 0 | 0 | 0 | 0 | 0 | 0 | 0 | 0 | 0 | 0 | 0 | 0 | 0 | 0 | 0 | 0 | 0
3 | 300 | 308 | 300 308 Aerosole Duct Sealing / Retail | 0 | 0 | 309.34 | 0 | 0 | 0 | 0 | 0 | 0 | 0 | 0 | 0 | 0 | 0 | 0 | 0 | 0 | 0 | 0 | 0 | 0 | 0 | 0 | 0 | 0 | 0 | 0 | 0 | 0 | 0
3 | 300 | 309 | 300 309 Duct/Pipe Insulation / Retail | 0 | 0 | 30756 | 0 | 0 | 0 | 0 | 0 | 0 | 0 | 0 | 0 | 0 | 0 | 0 | 0 | 0 | 0 | 0 | 0 | 0 | 0 | 0 | 0 | 0 | 0 | 0 | 0 | 0 | 0
3 | 300 | 311 | 300 311 Window Film (Standard) / Retail | 0 | 0 | 1304.75 | 0 | 0 | 0 | 0 | 0 | 0 | 0 | 0 | 0 | 0 | 0 | 0 | 0 | 0 | 0 | 0 | 0 | 0 | 0 | 0 | 0 | 0 | 0 | 0 | 0 | 0 | 0
3 | 300 | 313 | 300 313 Ceiling Insulation / Retail | 0 | 0 | 3843 | 0 | 0 | 0 | 0 | 0 | 0 | 0 | 0 | 0 | 0 | 0 | 0 | 0 | 0 | 0 | 0 | 0 | 0 | 0 | 0 | 0 | 0 | 0 | 0 | 0 | 0 | 0
3 | 300 | 314 | 300 314 Roof Insulation / Retail | 0 | 0 | 1505.52 | 0 | 0 | 0 | 0 | 0 | 0 | 0 | 0 | 0 | 0 | 0 | 0 | 0 | 0 | 0 | 0 | 0 | 0 | 0 | 0 | 0 | 0 | 0 | 0 | 0 | 0 | 0
3 | 300 | 315 | 300 315 Cool Roof - Chiller / Retail | 0 | 0 | 13606.8 | 0 | 0 | 0 | 0 | 0 | 0 | 0 | 0 | 0 | 0 | 0 | 0 | 0 | 0 | 0 | 0 | 0 | 0 | 0 | 0 | 0 | 0 | 0 | 0 | 0 | 0 | 0
3 | 300 | 317 | 300 317 Thermal Energy Storage (TES) Positive / Retail | 0 | 0 | 5932.67 | 0 | 0 | 0 | 0 | 0 | 0 | 0 | 0 | 0 | 0 | 0 | 0 | 0 | 0 | 0 | 0 | 0 | 0 | 0 | 0 | 0 | 0 | 0 | 0 | 0 | 0 | 0
3 | 300 | 317 | 300 317 Thermal Energy Storage (TES) Negative / Retail | 0 | 0 | 0 | 0 | 0 | 0 | 0 | 0 | 0 | 0 | 0 | 0 | 0 | 0 | 0 | 0 | 0 | 0 | 0 | 0 | 0 | 0 | 0 | 0 | 0 | 0 | 0 | 0 | 0 | 0
3 | 320 | 321 | 320 321 DX Packaged System, EER=10.9, 10 tons / Retail | 0 | 0 | 2081.16 | 0 | 0 | 0 | 0 | 0 | 0 | 0 | 0 | 0 | 0 | 0 | 0 | 0 | 0 | 0 | 0 | 0 | 0 | 0 | 0 | 0 | 0 | 0 | 0 | 0 | 0 | 0
3 | 320 | 322 | 320 322 Hybrid Dessicant-DX System (Trane CDQ) / Retail | 0 | 0 | 7777.08 | 0 | 0 | 0 | 0 | 0 | 0 | 0 | 0 | 0 | 0 | 0 | 0 | 0 | 0 | 0 | 0 | 0 | 0 | 0 | 0 | 0 | 0 | 0 | 0 | 0 | 0 | 0
3 | 320 | 323 | 320 323 Geothermal Heat Pump, EER=13, 10 tons / Retail | 0 | 0 | 18679.06 | 0 | 0 | 0 | 0 | 0 | 0 | 0 | 0 | 0 | 0 | 0 | 0 | 0 | 0 | 0 | 0 | 0 | 0 | 0 | 0 | 0 | 0 | 0 | 0 | 0 | 0 | 0
3 | 320 | 326 | 320 326 DX Tune Up/ Advanced Diagnostics / Retail | 0 | 0 | 1250 | 0 | 0 | 0 | 0 | 0 | 0 | 0 | 0 | 0 | 0 | 0 | 0 | 0 | 0 | 0 | 0 | 0 | 0 | 0 | 0 | 0 | 0 | 0 | 0 | 0 | 0 | 0
3 | 320 | 327 | 320 327 DX Coil Cleaning / Retail | 0 | 0 | 156.04 | 0 | 0 | 0 | 0 | 0 | 0 | 0 | 0 | 0 | 0 | 0 | 0 | 0 | 0 | 0 | 0 | 0 | 0 | 0 | 0 | 0 | 0 | 0 | 0 | 0 | 0 | 0
3 | 320 | 329 | 320 329 Aerosole Duct Sealing / Retail | 0 | 0 | 309.34 | 0 | 0 | 0 | 0 | 0 | 0 | 0 | 0 | 0 | 0 | 0 | 0 | 0 | 0 | 0 | 0 | 0 | 0 | 0 | 0 | 0 | 0 | 0 | 0 | 0 | 0 | 0
3 | 320 | 330 | 320 330 Duct/Pipe Insulation / Retail | 0 | 0 | 30756 | 0 | 0 | 0 | 0 | 0 | 0 | 0 | 0 | 0 | 0 | 0 | 0 | 0 | 0 | 0 | 0 | 0 | 0 | 0 | 0 | 0 | 0 | 0 | 0 | 0 | 0 | 0
3 | 320 | 334 | 320 334 Ceiling Insulation / Retail | 0 | 0 | 3843 | 0 | 0 | 0 | 0 | 0 | 0 | 0 | 0 | 0 | 0 | 0 | 0 | 0 | 0 | 0 | 0 | 0 | 0 | 0 | 0 | 0 | 0 | 0 | 0 | 0 | 0 | 0
3 | 320 | 335 | 320 335 Roof Insulation / Retail | 0 | 0 | 1505.52 | 0 | 0 | 0 | 0 | 0 | 0 | 0 | 0 | 0 | 0 | 0 | 0 | 0 | 0 | 0 | 0 | 0 | 0 | 0 | 0 | 0 | 0 | 0 | 0 | 0 | 0 | 0
3 | 340 | 344 | 340 344 Aerosole Duct Sealing / Retail | 0 | 0 | 309.34 | 0 | 0 | 0 | 0 | 0 | 0 | 0 | 0 | 0 | 0 | 0 | 0 | 0 | 0 | 0 | 0 | 0 | 0 | 0 | 0 | 0 | 0 | 0 | 0 | 0 | 0 | 0
3 | 340 | 345 | 340 345 Duct/Pipe Insulation / Retail | 0 | 0 | 30756 | 0 | 0 | 0 | 0 | 0 | 0 | 0 | 0 | 0 | 0 | 0 | 0 | 0 | 0 | 0 | 0 | 0 | 0 | 0 | 0 | 0 | 0 | 0 | 0 | 0 | 0 | 0
3 | 340 | 349 | 340 349 Ceiling Insulation / Retail | 0 | 0 | 3843 | 0 | 0 | 0 | 0 | 0 | 0 | 0 | 0 | 0 | 0 | 0 | 0 | 0 | 0 | 0 | 0 | 0 | 0 | 0 | 0 | 0 | 0 | 0 | 0 | 0 | 0 | 0
3 | 340 | 351 | 340 351 Cool Roof - DX / Retail | 0 | 0 | 13606.8 | 0 | 0 | 0 | 0 | 0 | 0 | 0 | 0 | 0 | 0 | 0 | 0 | 0 | 0 | 0 | 0 | 0 | 0 | 0 | 0 | 0 | 0 | 0 | 0 | 0 | 0 | 0
3 | 360 | 361 | 360 361 HE PTAC, EER=9.6, 1 ton / Retail | 0 | 0 | 2397.75 | 0 | 0 | 0 | 0 | 0 | 0 | 0 | 0 | 0 | 0 | 0 | 0 | 0 | 0 | 0 | 0 | 0 | 0 | 0 | 0 | 0 | 0 | 0 | 0 | 0 | 0 | 0
3 | 400 | 402 | 400 402 Variable Speed Drive Control / Retail | 0 | 0 | 1760.77 | 0 | 0 | 0 | 0 | 0 | 0 | 0 | 0 | 0 | 0 | 0 | 0 | 0 | 0 | 0 | 0 | 0 | 0 | 0 | 0 | 0 | 0 | 0 | 0 | 0 | 0 | 0
3 | 400 | 403 | 400 403 Air Handler Optimization / Retail | 0 | 0 | 300 | 0 | 0 | 0 | 0 | 0 | 0 | 0 | 0 | 0 | 0 | 0 | 0 | 0 | 0 | 0 | 0 | 0 | 0 | 0 | 0 | 0 | 0 | 0 | 0 | 0 | 0 | 0
3 | 400 | 404 | 400 404 Electronically Commutated Motors (ECM) on an Air Handler Unit / Retail | 0 | 0 | 453.87 | 0 | 0 | 0 | 0 | 0 | 0 | 0 | 0 | 0 | 0 | 0 | 0 | 0 | 0 | 0 | 0 | 0 | 0 | 0 | 0 | 0 | 0 | 0 | 0 | 0 | 0 | 0
3 | 400 | 405 | 400 405 Demand Control Ventilation (DCV) / Retail | 0 | 0 | 23594 | 0 | 0 | 0 | 0 | 0 | 0 | 0 | 0 | 0 | 0 | 0 | 0 | 0 | 0 | 0 | 0 | 0 | 0 | 0 | 0 | 0 | 0 | 0 | 0 | 0 | 0 | 0
3 | 400 | 406 | 400 406 Energy Recovery Ventilation (ERV) / Retail | 0 | 0 | 2064.68 | 0 | 0 | 0 | 0 | 0 | 0 | 0 | 0 | 0 | 0 | 0 | 0 | 0 | 0 | 0 | 0 | 0 | 0 | 0 | 0 | 0 | 0 | 0 | 0 | 0 | 0 | 0
3 | 600 | 603 | 600 603 Heat Pump Water Heater (air source) / Retail | 0 | 0 | 277.18 | 0 | 0 | 0 | 0 | 0 | 0 | 0 | 0 | 0 | 0 | 0 | 0 | 0 | 0 | 0 | 0 | 0 | 0 | 0 | 0 | 0 | 0 | 0 | 0 | 0 | 0 | 0
3 | 600 | 606 | 600 606 Demand controlled circulating systems / Retail | 0 | 0 | 78.7 | 0 | 0 | 0 | 0 | 0 | 0 | 0 | 0 | 0 | 0 | 0 | 0 | 0 | 0 | 0 | 0 | 0 | 0 | 0 | 0 | 0 | 0 | 0 | 0 | 0 | 0 | 0
3 | 600 | 608 | 600 608 Heat Recovery Unit / Retail | 0 | 0 | 818 | 0 | 0 | 0 | 0 | 0 | 0 | 0 | 0 | 0 | 0 | 0 | 0 | 0 | 0 | 0 | 0 | 0 | 0 | 0 | 0 | 0 | 0 | 0 | 0 | 0 | 0 | 0
3 | 600 | 609 | 600 609 Heat Trap / Retail | 0 | 0 | 0.75 | 0 | 0 | 0 | 0 | 0 | 0 | 0 | 0 | 0 | 0 | 0 | 0 | 0 | 0 | 0 | 0 | 0 | 0 | 0 | 0 | 0 | 0 | 0 | 0 | 0 | 0 | 0
3 | 600 | 610 | 600 610 Hot Water Pipe Insulation / Retail | 0 | 0 | 20 | 0 | 0 | 0 | 0 | 0 | 0 | 0 | 0 | 0 | 0 | 0 | 0 | 0 | 0 | 0 | 0 | 0 | 0 | 0 | 0 | 0 | 0 | 0 | 0 | 0 | 0 | 0
3 | 700 | 701 | 700 701 PC Manual Power Management Enabling / Retail | 0 | 0 | 16.6 | 0 | 0 | 0 | 0 | 0 | 0 | 0 | 0 | 0 | 0 | 0 | 0 | 0 | 0 | 0 | 0 | 0 | 0 | 0 | 0 | 0 | 0 | 0 | 0 | 0 | 0 | 0
3 | 700 | 702 | 700 702 PC Network Power Management Enabling / Retail | 0 | 0 | 8.3 | 0 | 0 | 0 | 0 | 0 | 0 | 0 | 0 | 0 | 0 | 0 | 0 | 0 | 0 | 0 | 0 | 0 | 0 | 0 | 0 | 0 | 0 | 0 | 0 | 0 | 0 | 0
3 | 710 | 711 | 710 711 Energy Star or Better Monitor / Retail | 0 | 0 | 0 | 0 | 0 | 0 | 0 | 0 | 0 | 0 | 0 | 0 | 0 | 0 | 0 | 0 | 0 | 0 | 0 | 0 | 0 | 0 | 0 | 0 | 0 | 0 | 0 | 0 | 0 | 0
3 | 710 | 712 | 710 712 Monitor Power Management Enabling / Retail | 0 | 0 | 15.77 | 0 | 0 | 0 | 0 | 0 | 0 | 0 | 0 | 0 | 0 | 0 | 0 | 0 | 0 | 0 | 0 | 0 | 0 | 0 | 0 | 0 | 0 | 0 | 0 | 0 | 0 | 0
3 | 720 | 722 | 720 722 Monitor Power Management Enabling / Retail | 0 | 0 | 0.83 | 0 | 0 | 0 | 0 | 0 | 0 | 0 | 0 | 0 | 0 | 0 | 0 | 0 | 0 | 0 | 0 | 0 | 0 | 0 | 0 | 0 | 0 | 0 | 0 | 0 | 0 | 0
3 | 730 | 732 | 730 732 Copier Power Management Enabling / Retail | 0 | 0 | 24.09 | 0 | 0 | 0 | 0 | 0 | 0 | 0 | 0 | 0 | 0 | 0 | 0 | 0 | 0 | 0 | 0 | 0 | 0 | 0 | 0 | 0 | 0 | 0 | 0 | 0 | 0 | 0
3 | 740 | 741 | 740 741 Printer Power Management Enabling / Retail | 0 | 0 | 76.14 | 0 | 0 | 0 | 0 | 0 | 0 | 0 | 0 | 0 | 0 | 0 | 0 | 0 | 0 | 0 | 0 | 0 | 0 | 0 | 0 | 0 | 0 | 0 | 0 | 0 | 0 | 0
3 | 800 | 801 | 800 801 Convection Oven / Retail | 0 | 0 | 96057.16 | 0 | 0 | 0 | 0 | 0 | 0 | 0 | 0 | 0 | 0 | 0 | 0 | 0 | 0 | 0 | 0 | 0 | 0 | 0 | 0 | 0 | 0 | 0 | 0 | 0 | 0 | 0
3 | 810 | 811 | 810 811 Efficient Fryer / Retail | 0 | 0 | 90534.19 | 0 | 0 | 0 | 0 | 0 | 0 | 0 | 0 | 0 | 0 | 0 | 0 | 0 | 0 | 0 | 0 | 0 | 0 | 0 | 0 | 0 | 0 | 0 | 0 | 0 | 0 | 0
3 | 900 | 901 | 900 901 Vending Misers (cooled machines only) / Retail | 0 | 0 | 26.05 | 0 | 0 | 0 | 0 | 0 | 0 | 0 | 0 | 0 | 0 | 0 | 0 | 0 | 0 | 0 | 0 | 0 | 0 | 0 | 0 | 0 | 0 | 0 | 0 | 0 | 0 | 0
4 | 110 | 111 | 110 111 Premium T8, Elecctronic Ballast / Food Store | 0 | 0 | 12272.82 | 0 | 0 | 0 | 0 | 0 | 0 | 0 | 0 | 0 | 0 | 0 | 0 | 0 | 0 | 0 | 0 | 0 | 0 | 0 | 0 | 0 | 0 | 0 | 0 | 0 | 0 | 0
4 | 110 | 114 | 110 114 Continuous Dimming / Food Store | 0 | 0 | 70667.99 | 0 | 0 | 0 | 0 | 0 | 0 | 0 | 0 | 0 | 0 | 0 | 0 | 0 | 0 | 0 | 0 | 0 | 0 | 0 | 0 | 0 | 0 | 0 | 0 | 0 | 0 | 0
4 | 110 | 115 | 110 115 Lighting Control Tuneup / Food Store | 0 | 0 | 144 | 0 | 0 | 0 | 0 | 0 | 0 | 0 | 0 | 0 | 0 | 0 | 0 | 0 | 0 | 0 | 0 | 0 | 0 | 0 | 0 | 0 | 0 | 0 | 0 | 0 | 0 | 0
4 | 120 | 121 | 120 121 ROB Premium T8, 1EB / Food Store | 0 | 0 | 1185.57 | 0 | 0 | 0 | 0 | 0 | 0 | 0 | 0 | 0 | 0 | 0 | 0 | 0 | 0 | 0 | 0 | 0 | 0 | 0 | 0 | 0 | 0 | 0 | 0 | 0 | 0 | 0
4 | 120 | 122 | 120 122 ROB Premium T8, EB, Reflector / Food Store | 0 | 0 | 4064.81 | 0 | 0 | 0 | 0 | 0 | 0 | 0 | 0 | 0 | 0 | 0 | 0 | 0 | 0 | 0 | 0 | 0 | 0 | 0 | 0 | 0 | 0 | 0 | 0 | 0 | 0 | 0
4 | 120 | 123 | 120 123 Occupancy Sensor / Food Store | 0 | 0 | 7621.51 | 0 | 0 | 0 | 0 | 0 | 0 | 0 | 0 | 0 | 0 | 0 | 0 | 0 | 0 | 0 | 0 | 0 | 0 | 0 | 0 | 0 | 0 | 0 | 0 | 0 | 0 | 0
4 | 120 | 124 | 120 124 Lighting Control Tuneup / Food Store | 0 | 0 | 144 | 0 | 0 | 0 | 0 | 0 | 0 | 0 | 0 | 0 | 0 | 0 | 0 | 0 | 0 | 0 | 0 | 0 | 0 | 0 | 0 | 0 | 0 | 0 | 0 | 0 | 0 | 0
4 | 130 | 131 | 130 131 CFL Screw-in 18W / Food Store | 0 | 0 | 7919.82 | 0 | 0 | 0 | 0 | 0 | 0 | 0 | 0 | 0 | 0 | 0 | 0 | 0 | 0 | 0 | 0 | 0 | 0 | 0 | 0 | 0 | 0 | 0 | 0 | 0 | 0 | 0
4 | 150 | 151 | 150 151 PSMH, 250W, magnetic ballast / Food Store | 0 | 0 | 937.62 | 0 | 0 | 0 | 0 | 0 | 0 | 0 | 0 | 0 | 0 | 0 | 0 | 0 | 0 | 0 | 0 | 0 | 0 | 0 | 0 | 0 | 0 | 0 | 0 | 0 | 0 | 0
4 | 150 | 152 | 150 152 PSMH, 250 W, electronic ballast / Food Store | 0 | 0 | 4810.93 | 0 | 0 | 0 | 0 | 0 | 0 | 0 | 0 | 0 | 0 | 0 | 0 | 0 | 0 | 0 | 0 | 0 | 0 | 0 | 0 | 0 | 0 | 0 | 0 | 0 | 0 | 0
4 | 150 | 153 | 150 153 High Bay T5 / Food Store | 0 | 0 | 2138.2 | 0 | 0 | 0 | 0 | 0 | 0 | 0 | 0 | 0 | 0 | 0 | 0 | 0 | 0 | 0 | 0 | 0 | 0 | 0 | 0 | 0 | 0 | 0 | 0 | 0 | 0 | 0
4 | 160 | 161 | 160 161 LED Exit Sign / Food Store | 0 | 0 | 97.67 | 0 | 0 | 0 | 0 | 0 | 0 | 0 | 0 | 0 | 0 | 0 | 0 | 0 | 0 | 0 | 0 | 0 | 0 | 0 | 0 | 0 | 0 | 0 | 0 | 0 | 0 | 0
4 | 200 | 201 | 200 201 High Pressure Sodium 250W Lamp / Food Store | 0 | 0 | 1192.77 | 0 | 0 | 0 | 0 | 0 | 0 | 0 | 0 | 0 | 0 | 0 | 0 | 0 | 0 | 0 | 0 | 0 | 0 | 0 | 0 | 0 | 0 | 0 | 0 | 0 | 0 | 0
4 | 200 | 202 | 200 202 Outdoor Lighting Controls (Photocell/Timeclock) / Food Store | 0 | 0 | 216.14 | 0 | 0 | 0 | 0 | 0 | 0 | 0 | 0 | 0 | 0 | 0 | 0 | 0 | 0 | 0 | 0 | 0 | 0 | 0 | 0 | 0 | 0 | 0 | 0 | 0 | 0 | 0
4 | 210 | 211 | 210 211 Outdoor Lighting Controls (Photocell/Timeclock) / Food Store | 0 | 0 | 2082.72 | 0 | 0 | 0 | 0 | 0 | 0 | 0 | 0 | 0 | 0 | 0 | 0 | 0 | 0 | 0 | 0 | 0 | 0 | 0 | 0 | 0 | 0 | 0 | 0 | 0 | 0 | 0
4 | 300 | 301 | 300 301 Centrifugal Chiller, 0.51 kW/ton, 500 tons / Food Store | 0 | 0 | 1928.08 | 0 | 0 | 0 | 0 | 0 | 0 | 0 | 0 | 0 | 0 | 0 | 0 | 0 | 0 | 0 | 0 | 0 | 0 | 0 | 0 | 0 | 0 | 0 | 0 | 0 | 0 | 0
4 | 300 | 302 | 300 302 High Efficiency Chiller Motors / Food Store | 0 | 0 | 683.29 | 0 | 0 | 0 | 0 | 0 | 0 | 0 | 0 | 0 | 0 | 0 | 0 | 0 | 0 | 0 | 0 | 0 | 0 | 0 | 0 | 0 | 0 | 0 | 0 | 0 | 0 | 0
4 | 300 | 304 | 300 304 EMS - Chiller / Food Store | 0 | 0 | 2103.36 | 0 | 0 | 0 | 0 | 0 | 0 | 0 | 0 | 0 | 0 | 0 | 0 | 0 | 0 | 0 | 0 | 0 | 0 | 0 | 0 | 0 | 0 | 0 | 0 | 0 | 0 | 0
4 | 300 | 305 | 300 305 Chiller Tune Up/Diagnostics / Food Store | 0 | 0 | 1000 | 0 | 0 | 0 | 0 | 0 | 0 | 0 | 0 | 0 | 0 | 0 | 0 | 0 | 0 | 0 | 0 | 0 | 0 | 0 | 0 | 0 | 0 | 0 | 0 | 0 | 0 | 0
4 | 300 | 306 | 300 306 VSD for Chiller Pumps and Towers / Food Store | 0 | 0 | 1472.35 | 0 | 0 | 0 | 0 | 0 | 0 | 0 | 0 | 0 | 0 | 0 | 0 | 0 | 0 | 0 | 0 | 0 | 0 | 0 | 0 | 0 | 0 | 0 | 0 | 0 | 0 | 0
4 | 300 | 307 | 300 307 EMS Optimization / Food Store | 0 | 0 | 300 | 0 | 0 | 0 | 0 | 0 | 0 | 0 | 0 | 0 | 0 | 0 | 0 | 0 | 0 | 0 | 0 | 0 | 0 | 0 | 0 | 0 | 0 | 0 | 0 | 0 | 0 | 0
4 | 300 | 308 | 300 308 Aerosole Duct Sealing / Food Store | 0 | 0 | 687.8 | 0 | 0 | 0 | 0 | 0 | 0 | 0 | 0 | 0 | 0 | 0 | 0 | 0 | 0 | 0 | 0 | 0 | 0 | 0 | 0 | 0 | 0 | 0 | 0 | 0 | 0 | 0
4 | 300 | 309 | 300 309 Duct/Pipe Insulation / Food Store | 0 | 0 | 30756 | 0 | 0 | 0 | 0 | 0 | 0 | 0 | 0 | 0 | 0 | 0 | 0 | 0 | 0 | 0 | 0 | 0 | 0 | 0 | 0 | 0 | 0 | 0 | 0 | 0 | 0 | 0
4 | 300 | 311 | 300 311 Window Film (Standard) / Food Store | 0 | 0 | 1304.75 | 0 | 0 | 0 | 0 | 0 | 0 | 0 | 0 | 0 | 0 | 0 | 0 | 0 | 0 | 0 | 0 | 0 | 0 | 0 | 0 | 0 | 0 | 0 | 0 | 0 | 0 | 0
4 | 300 | 313 | 300 313 Ceiling Insulation / Food Store | 0 | 0 | 3843 | 0 | 0 | 0 | 0 | 0 | 0 | 0 | 0 | 0 | 0 | 0 | 0 | 0 | 0 | 0 | 0 | 0 | 0 | 0 | 0 | 0 | 0 | 0 | 0 | 0 | 0 | 0
4 | 300 | 314 | 300 314 Roof Insulation / Food Store | 0 | 0 | 1505.52 | 0 | 0 | 0 | 0 | 0 | 0 | 0 | 0 | 0 | 0 | 0 | 0 | 0 | 0 | 0 | 0 | 0 | 0 | 0 | 0 | 0 | 0 | 0 | 0 | 0 | 0 | 0
4 | 300 | 317 | 300 317 Thermal Energy Storage (TES) Positive / Food Store | 0 | 0 | 13191.07 | 0 | 0 | 0 | 0 | 0 | 0 | 0 | 0 | 0 | 0 | 0 | 0 | 0 | 0 | 0 | 0 | 0 | 0 | 0 | 0 | 0 | 0 | 0 | 0 | 0 | 0 | 0
4 | 300 | 317 | 300 317 Thermal Energy Storage (TES) Negative / Food Store | 0 | 0 | 0 | 0 | 0 | 0 | 0 | 0 | 0 | 0 | 0 | 0 | 0 | 0 | 0 | 0 | 0 | 0 | 0 | 0 | 0 | 0 | 0 | 0 | 0 | 0 | 0 | 0 | 0 | 0
4 | 320 | 321 | 320 321 DX Packaged System, EER=10.9, 10 tons / Food Store | 0 | 0 | 4627.39 | 0 | 0 | 0 | 0 | 0 | 0 | 0 | 0 | 0 | 0 | 0 | 0 | 0 | 0 | 0 | 0 | 0 | 0 | 0 | 0 | 0 | 0 | 0 | 0 | 0 | 0 | 0
4 | 320 | 322 | 320 322 Hybrid Dessicant-DX System (Trane CDQ) / Food Store | 0 | 0 | 17292.07 | 0 | 0 | 0 | 0 | 0 | 0 | 0 | 0 | 0 | 0 | 0 | 0 | 0 | 0 | 0 | 0 | 0 | 0 | 0 | 0 | 0 | 0 | 0 | 0 | 0 | 0 | 0
4 | 320 | 323 | 320 323 Geothermal Heat Pump, EER=13, 10 tons / Food Store | 0 | 0 | 41532.23 | 0 | 0 | 0 | 0 | 0 | 0 | 0 | 0 | 0 | 0 | 0 | 0 | 0 | 0 | 0 | 0 | 0 | 0 | 0 | 0 | 0 | 0 | 0 | 0 | 0 | 0 | 0
4 | 320 | 326 | 320 326 DX Tune Up/ Advanced Diagnostics / Food Store | 0 | 0 | 1250 | 0 | 0 | 0 | 0 | 0 | 0 | 0 | 0 | 0 | 0 | 0 | 0 | 0 | 0 | 0 | 0 | 0 | 0 | 0 | 0 | 0 | 0 | 0 | 0 | 0 | 0 | 0
4 | 320 | 327 | 320 327 DX Coil Cleaning / Food Store | 0 | 0 | 346.95 | 0 | 0 | 0 | 0 | 0 | 0 | 0 | 0 | 0 | 0 | 0 | 0 | 0 | 0 | 0 | 0 | 0 | 0 | 0 | 0 | 0 | 0 | 0 | 0 | 0 | 0 | 0
4 | 320 | 329 | 320 329 Aerosole Duct Sealing / Food Store | 0 | 0 | 687.8 | 0 | 0 | 0 | 0 | 0 | 0 | 0 | 0 | 0 | 0 | 0 | 0 | 0 | 0 | 0 | 0 | 0 | 0 | 0 | 0 | 0 | 0 | 0 | 0 | 0 | 0 | 0
4 | 320 | 330 | 320 330 Duct/Pipe Insulation / Food Store | 0 | 0 | 30756 | 0 | 0 | 0 | 0 | 0 | 0 | 0 | 0 | 0 | 0 | 0 | 0 | 0 | 0 | 0 | 0 | 0 | 0 | 0 | 0 | 0 | 0 | 0 | 0 | 0 | 0 | 0
4 | 320 | 334 | 320 334 Ceiling Insulation / Food Store | 0 | 0 | 3843 | 0 | 0 | 0 | 0 | 0 | 0 | 0 | 0 | 0 | 0 | 0 | 0 | 0 | 0 | 0 | 0 | 0 | 0 | 0 | 0 | 0 | 0 | 0 | 0 | 0 | 0 | 0
4 | 320 | 335 | 320 335 Roof Insulation / Food Store | 0 | 0 | 1505.52 | 0 | 0 | 0 | 0 | 0 | 0 | 0 | 0 | 0 | 0 | 0 | 0 | 0 | 0 | 0 | 0 | 0 | 0 | 0 | 0 | 0 | 0 | 0 | 0 | 0 | 0 | 0
4 | 340 | 344 | 340 344 Aerosole Duct Sealing / Food Store | 0 | 0 | 687.8 | 0 | 0 | 0 | 0 | 0 | 0 | 0 | 0 | 0 | 0 | 0 | 0 | 0 | 0 | 0 | 0 | 0 | 0 | 0 | 0 | 0 | 0 | 0 | 0 | 0 | 0 | 0
4 | 340 | 345 | 340 345 Duct/Pipe Insulation / Food Store | 0 | 0 | 30756 | 0 | 0 | 0 | 0 | 0 | 0 | 0 | 0 | 0 | 0 | 0 | 0 | 0 | 0 | 0 | 0 | 0 | 0 | 0 | 0 | 0 | 0 | 0 | 0 | 0 | 0 | 0
4 | 340 | 349 | 340 349 Ceiling Insulation / Food Store | 0 | 0 | 3843 | 0 | 0 | 0 | 0 | 0 | 0 | 0 | 0 | 0 | 0 | 0 | 0 | 0 | 0 | 0 | 0 | 0 | 0 | 0 | 0 | 0 | 0 | 0 | 0 | 0 | 0 | 0
4 | 340 | 351 | 340 351 Cool Roof - DX / Food Store | 0 | 0 | 13606.8 | 0 | 0 | 0 | 0 | 0 | 0 | 0 | 0 | 0 | 0 | 0 | 0 | 0 | 0 | 0 | 0 | 0 | 0 | 0 | 0 | 0 | 0 | 0 | 0 | 0 | 0 | 0
4 | 360 | 361 | 360 361 HE PTAC, EER=9.6, 1 ton / Food Store | 0 | 0 | 5331.31 | 0 | 0 | 0 | 0 | 0 | 0 | 0 | 0 | 0 | 0 | 0 | 0 | 0 | 0 | 0 | 0 | 0 | 0 | 0 | 0 | 0 | 0 | 0 | 0 | 0 | 0 | 0
4 | 400 | 402 | 400 402 Variable Speed Drive Control / Food Store | 0 | 0 | 2087.13 | 0 | 0 | 0 | 0 | 0 | 0 | 0 | 0 | 0 | 0 | 0 | 0 | 0 | 0 | 0 | 0 | 0 | 0 | 0 | 0 | 0 | 0 | 0 | 0 | 0 | 0 | 0
4 | 400 | 403 | 400 403 Air Handler Optimization / Food Store | 0 | 0 | 300 | 0 | 0 | 0 | 0 | 0 | 0 | 0 | 0 | 0 | 0 | 0 | 0 | 0 | 0 | 0 | 0 | 0 | 0 | 0 | 0 | 0 | 0 | 0 | 0 | 0 | 0 | 0
4 | 400 | 404 | 400 404 Electronically Commutated Motors (ECM) on an Air Handler Unit / Food Store | 0 | 0 | 1009.16 | 0 | 0 | 0 | 0 | 0 | 0 | 0 | 0 | 0 | 0 | 0 | 0 | 0 | 0 | 0 | 0 | 0 | 0 | 0 | 0 | 0 | 0 | 0 | 0 | 0 | 0 | 0
4 | 400 | 405 | 400 405 Demand Control Ventilation (DCV) / Food Store | 0 | 0 | 23594 | 0 | 0 | 0 | 0 | 0 | 0 | 0 | 0 | 0 | 0 | 0 | 0 | 0 | 0 | 0 | 0 | 0 | 0 | 0 | 0 | 0 | 0 | 0 | 0 | 0 | 0 | 0
4 | 400 | 406 | 400 406 Energy Recovery Ventilation (ERV) / Food Store | 0 | 0 | 4590.75 | 0 | 0 | 0 | 0 | 0 | 0 | 0 | 0 | 0 | 0 | 0 | 0 | 0 | 0 | 0 | 0 | 0 | 0 | 0 | 0 | 0 | 0 | 0 | 0 | 0 | 0 | 0
4 | 500 | 501 | 500 501 High-efficiency fan motors / Food Store | 0 | 0 | 11607.3 | 0 | 0 | 0 | 0 | 0 | 0 | 0 | 0 | 0 | 0 | 0 | 0 | 0 | 0 | 0 | 0 | 0 | 0 | 0 | 0 | 0 | 0 | 0 | 0 | 0 | 0 | 0
4 | 500 | 502 | 500 502 Strip curtains for walk-ins / Food Store | 0 | 0 | 498.75 | 0 | 0 | 0 | 0 | 0 | 0 | 0 | 0 | 0 | 0 | 0 | 0 | 0 | 0 | 0 | 0 | 0 | 0 | 0 | 0 | 0 | 0 | 0 | 0 | 0 | 0 | 0
4 | 500 | 503 | 500 503 Night covers for display cases / Food Store | 0 | 0 | 1137.75 | 0 | 0 | 0 | 0 | 0 | 0 | 0 | 0 | 0 | 0 | 0 | 0 | 0 | 0 | 0 | 0 | 0 | 0 | 0 | 0 | 0 | 0 | 0 | 0 | 0 | 0 | 0
4 | 500 | 505 | 500 505 Efficient compressor motor / Food Store | 0 | 0 | 877.5 | 0 | 0 | 0 | 0 | 0 | 0 | 0 | 0 | 0 | 0 | 0 | 0 | 0 | 0 | 0 | 0 | 0 | 0 | 0 | 0 | 0 | 0 | 0 | 0 | 0 | 0 | 0
4 | 500 | 507 | 500 507 Floating head pressure controls / Food Store | 0 | 0 | 1248.75 | 0 | 0 | 0 | 0 | 0 | 0 | 0 | 0 | 0 | 0 | 0 | 0 | 0 | 0 | 0 | 0 | 0 | 0 | 0 | 0 | 0 | 0 | 0 | 0 | 0 | 0 | 0
4 | 500 | 510 | 500 510 Demand Defrost Electric / Food Store | 0 | 0 | 324.05 | 0 | 0 | 0 | 0 | 0 | 0 | 0 | 0 | 0 | 0 | 0 | 0 | 0 | 0 | 0 | 0 | 0 | 0 | 0 | 0 | 0 | 0 | 0 | 0 | 0 | 0 | 0
4 | 500 | 513 | 500 513 High R-Value Glass Doors / Food Store | 0 | 0 | 1300.72 | 0 | 0 | 0 | 0 | 0 | 0 | 0 | 0 | 0 | 0 | 0 | 0 | 0 | 0 | 0 | 0 | 0 | 0 | 0 | 0 | 0 | 0 | 0 | 0 | 0 | 0 | 0
4 | 500 | 515 | 500 515 Oversized Air Cooled Condenser / Food Store | 0 | 0 | 5425 | 0 | 0 | 0 | 0 | 0 | 0 | 0 | 0 | 0 | 0 | 0 | 0 | 0 | 0 | 0 | 0 | 0 | 0 | 0 | 0 | 0 | 0 | 0 | 0 | 0 | 0 | 0
4 | 500 | 517 | 500 517 LED Display Lighting / Food Store | 0 | 0 | 1297.14 | 0 | 0 | 0 | 0 | 0 | 0 | 0 | 0 | 0 | 0 | 0 | 0 | 0 | 0 | 0 | 0 | 0 | 0 | 0 | 0 | 0 | 0 | 0 | 0 | 0 | 0 | 0
4 | 600 | 603 | 600 603 Heat Pump Water Heater (air source) / Food Store | 0 | 0 | 1146.88 | 0 | 0 | 0 | 0 | 0 | 0 | 0 | 0 | 0 | 0 | 0 | 0 | 0 | 0 | 0 | 0 | 0 | 0 | 0 | 0 | 0 | 0 | 0 | 0 | 0 | 0 | 0
4 | 600 | 606 | 600 606 Demand controlled circulating systems / Food Store | 0 | 0 | 200.21 | 0 | 0 | 0 | 0 | 0 | 0 | 0 | 0 | 0 | 0 | 0 | 0 | 0 | 0 | 0 | 0 | 0 | 0 | 0 | 0 | 0 | 0 | 0 | 0 | 0 | 0 | 0
4 | 600 | 608 | 600 608 Heat Recovery Unit / Food Store | 0 | 0 | 818 | 0 | 0 | 0 | 0 | 0 | 0 | 0 | 0 | 0 | 0 | 0 | 0 | 0 | 0 | 0 | 0 | 0 | 0 | 0 | 0 | 0 | 0 | 0 | 0 | 0 | 0 | 0
4 | 600 | 609 | 600 609 Heat Trap / Food Store | 0 | 0 | 3.1 | 0 | 0 | 0 | 0 | 0 | 0 | 0 | 0 | 0 | 0 | 0 | 0 | 0 | 0 | 0 | 0 | 0 | 0 | 0 | 0 | 0 | 0 | 0 | 0 | 0 | 0 | 0
4 | 600 | 610 | 600 610 Hot Water Pipe Insulation / Food Store | 0 | 0 | 82.75 | 0 | 0 | 0 | 0 | 0 | 0 | 0 | 0 | 0 | 0 | 0 | 0 | 0 | 0 | 0 | 0 | 0 | 0 | 0 | 0 | 0 | 0 | 0 | 0 | 0 | 0 | 0
4 | 700 | 701 | 700 701 PC Manual Power Management Enabling / Food Store | 0 | 0 | 9.68 | 0 | 0 | 0 | 0 | 0 | 0 | 0 | 0 | 0 | 0 | 0 | 0 | 0 | 0 | 0 | 0 | 0 | 0 | 0 | 0 | 0 | 0 | 0 | 0 | 0 | 0 | 0
4 | 700 | 702 | 700 702 PC Network Power Management Enabling / Food Store | 0 | 0 | 4.84 | 0 | 0 | 0 | 0 | 0 | 0 | 0 | 0 | 0 | 0 | 0 | 0 | 0 | 0 | 0 | 0 | 0 | 0 | 0 | 0 | 0 | 0 | 0 | 0 | 0 | 0 | 0
4 | 710 | 711 | 710 711 Energy Star or Better Monitor / Food Store | 0 | 0 | 0 | 0 | 0 | 0 | 0 | 0 | 0 | 0 | 0 | 0 | 0 | 0 | 0 | 0 | 0 | 0 | 0 | 0 | 0 | 0 | 0 | 0 | 0 | 0 | 0 | 0 | 0 | 0
4 | 710 | 712 | 710 712 Monitor Power Management Enabling / Food Store | 0 | 0 | 9.19 | 0 | 0 | 0 | 0 | 0 | 0 | 0 | 0 | 0 | 0 | 0 | 0 | 0 | 0 | 0 | 0 | 0 | 0 | 0 | 0 | 0 | 0 | 0 | 0 | 0 | 0 | 0
4 | 730 | 732 | 730 732 Copier Power Management Enabling / Food Store | 0 | 0 | 19.9 | 0 | 0 | 0 | 0 | 0 | 0 | 0 | 0 | 0 | 0 | 0 | 0 | 0 | 0 | 0 | 0 | 0 | 0 | 0 | 0 | 0 | 0 | 0 | 0 | 0 | 0 | 0
4 | 740 | 741 | 740 741 Printer Power Management Enabling / Food Store | 0 | 0 | 38.83 | 0 | 0 | 0 | 0 | 0 | 0 | 0 | 0 | 0 | 0 | 0 | 0 | 0 | 0 | 0 | 0 | 0 | 0 | 0 | 0 | 0 | 0 | 0 | 0 | 0 | 0 | 0
4 | 800 | 801 | 800 801 Convection Oven / Food Store | 0 | 0 | 1461635 | 0 | 0 | 0 | 0 | 0 | 0 | 0 | 0 | 0 | 0 | 0 | 0 | 0 | 0 | 0 | 0 | 0 | 0 | 0 | 0 | 0 | 0 | 0 | 0 | 0 | 0 | 0
4 | 810 | 811 | 810 811 Efficient Fryer / Food Store | 0 | 0 | 1195386 | 0 | 0 | 0 | 0 | 0 | 0 | 0 | 0 | 0 | 0 | 0 | 0 | 0 | 0 | 0 | 0 | 0 | 0 | 0 | 0 | 0 | 0 | 0 | 0 | 0 | 0 | 0
4 | 900 | 901 | 900 901 Vending Misers (cooled machines only) / Food Store | 0 | 0 | 43.66 | 0 | 0 | 0 | 0 | 0 | 0 | 0 | 0 | 0 | 0 | 0 | 0 | 0 | 0 | 0 | 0 | 0 | 0 | 0 | 0 | 0 | 0 | 0 | 0 | 0 | 0 | 0
5 | 110 | 111 | 110 111 Premium T8, Elecctronic Ballast / School | 0 | 0 | 8526.47 | 0 | 0 | 0 | 0 | 0 | 0 | 0 | 0 | 0 | 0 | 0 | 0 | 0 | 0 | 0 | 0 | 0 | 0 | 0 | 0 | 0 | 0 | 0 | 0 | 0 | 0 | 0
5 | 110 | 114 | 110 114 Continuous Dimming / School | 0 | 0 | 49096.14 | 0 | 0 | 0 | 0 | 0 | 0 | 0 | 0 | 0 | 0 | 0 | 0 | 0 | 0 | 0 | 0 | 0 | 0 | 0 | 0 | 0 | 0 | 0 | 0 | 0 | 0 | 0
5 | 110 | 115 | 110 115 Lighting Control Tuneup / School | 0 | 0 | 144 | 0 | 0 | 0 | 0 | 0 | 0 | 0 | 0 | 0 | 0 | 0 | 0 | 0 | 0 | 0 | 0 | 0 | 0 | 0 | 0 | 0 | 0 | 0 | 0 | 0 | 0 | 0
5 | 120 | 121 | 120 121 ROB Premium T8, 1EB / School | 0 | 0 | 823.67 | 0 | 0 | 0 | 0 | 0 | 0 | 0 | 0 | 0 | 0 | 0 | 0 | 0 | 0 | 0 | 0 | 0 | 0 | 0 | 0 | 0 | 0 | 0 | 0 | 0 | 0 | 0
5 | 120 | 122 | 120 122 ROB Premium T8, EB, Reflector / School | 0 | 0 | 2824 | 0 | 0 | 0 | 0 | 0 | 0 | 0 | 0 | 0 | 0 | 0 | 0 | 0 | 0 | 0 | 0 | 0 | 0 | 0 | 0 | 0 | 0 | 0 | 0 | 0 | 0 | 0
5 | 120 | 123 | 120 123 Occupancy Sensor / School | 0 | 0 | 5295 | 0 | 0 | 0 | 0 | 0 | 0 | 0 | 0 | 0 | 0 | 0 | 0 | 0 | 0 | 0 | 0 | 0 | 0 | 0 | 0 | 0 | 0 | 0 | 0 | 0 | 0 | 0
5 | 120 | 124 | 120 124 Lighting Control Tuneup / School | 0 | 0 | 144 | 0 | 0 | 0 | 0 | 0 | 0 | 0 | 0 | 0 | 0 | 0 | 0 | 0 | 0 | 0 | 0 | 0 | 0 | 0 | 0 | 0 | 0 | 0 | 0 | 0 | 0 | 0
5 | 130 | 131 | 130 131 CFL Screw-in 18W / School | 0 | 0 | 5502.25 | 0 | 0 | 0 | 0 | 0 | 0 | 0 | 0 | 0 | 0 | 0 | 0 | 0 | 0 | 0 | 0 | 0 | 0 | 0 | 0 | 0 | 0 | 0 | 0 | 0 | 0 | 0
5 | 150 | 151 | 150 151 PSMH, 250W, magnetic ballast / School | 0 | 0 | 651.4 | 0 | 0 | 0 | 0 | 0 | 0 | 0 | 0 | 0 | 0 | 0 | 0 | 0 | 0 | 0 | 0 | 0 | 0 | 0 | 0 | 0 | 0 | 0 | 0 | 0 | 0 | 0
5 | 150 | 152 | 150 152 PSMH, 250 W, electronic ballast / School | 0 | 0 | 3342.37 | 0 | 0 | 0 | 0 | 0 | 0 | 0 | 0 | 0 | 0 | 0 | 0 | 0 | 0 | 0 | 0 | 0 | 0 | 0 | 0 | 0 | 0 | 0 | 0 | 0 | 0 | 0
5 | 150 | 153 | 150 153 High Bay T5 / School | 0 | 0 | 1485.5 | 0 | 0 | 0 | 0 | 0 | 0 | 0 | 0 | 0 | 0 | 0 | 0 | 0 | 0 | 0 | 0 | 0 | 0 | 0 | 0 | 0 | 0 | 0 | 0 | 0 | 0 | 0
5 | 160 | 161 | 160 161 LED Exit Sign / School | 0 | 0 | 229.93 | 0 | 0 | 0 | 0 | 0 | 0 | 0 | 0 | 0 | 0 | 0 | 0 | 0 | 0 | 0 | 0 | 0 | 0 | 0 | 0 | 0 | 0 | 0 | 0 | 0 | 0 | 0
5 | 200 | 201 | 200 201 High Pressure Sodium 250W Lamp / School | 0 | 0 | 522.86 | 0 | 0 | 0 | 0 | 0 | 0 | 0 | 0 | 0 | 0 | 0 | 0 | 0 | 0 | 0 | 0 | 0 | 0 | 0 | 0 | 0 | 0 | 0 | 0 | 0 | 0 | 0
5 | 200 | 202 | 200 202 Outdoor Lighting Controls (Photocell/Timeclock) / School | 0 | 0 | 94.75 | 0 | 0 | 0 | 0 | 0 | 0 | 0 | 0 | 0 | 0 | 0 | 0 | 0 | 0 | 0 | 0 | 0 | 0 | 0 | 0 | 0 | 0 | 0 | 0 | 0 | 0 | 0
5 | 210 | 211 | 210 211 Outdoor Lighting Controls (Photocell/Timeclock) / School | 0 | 0 | 635.14 | 0 | 0 | 0 | 0 | 0 | 0 | 0 | 0 | 0 | 0 | 0 | 0 | 0 | 0 | 0 | 0 | 0 | 0 | 0 | 0 | 0 | 0 | 0 | 0 | 0 | 0 | 0
5 | 300 | 301 | 300 301 Centrifugal Chiller, 0.51 kW/ton, 500 tons / School | 0 | 0 | 1445.74 | 0 | 0 | 0 | 0 | 0 | 0 | 0 | 0 | 0 | 0 | 0 | 0 | 0 | 0 | 0 | 0 | 0 | 0 | 0 | 0 | 0 | 0 | 0 | 0 | 0 | 0 | 0
5 | 300 | 302 | 300 302 High Efficiency Chiller Motors / School | 0 | 0 | 512.36 | 0 | 0 | 0 | 0 | 0 | 0 | 0 | 0 | 0 | 0 | 0 | 0 | 0 | 0 | 0 | 0 | 0 | 0 | 0 | 0 | 0 | 0 | 0 | 0 | 0 | 0 | 0
5 | 300 | 304 | 300 304 EMS - Chiller / School | 0 | 0 | 1577.17 | 0 | 0 | 0 | 0 | 0 | 0 | 0 | 0 | 0 | 0 | 0 | 0 | 0 | 0 | 0 | 0 | 0 | 0 | 0 | 0 | 0 | 0 | 0 | 0 | 0 | 0 | 0
5 | 300 | 305 | 300 305 Chiller Tune Up/Diagnostics / School | 0 | 0 | 1000 | 0 | 0 | 0 | 0 | 0 | 0 | 0 | 0 | 0 | 0 | 0 | 0 | 0 | 0 | 0 | 0 | 0 | 0 | 0 | 0 | 0 | 0 | 0 | 0 | 0 | 0 | 0
5 | 300 | 306 | 300 306 VSD for Chiller Pumps and Towers / School | 0 | 0 | 1104.02 | 0 | 0 | 0 | 0 | 0 | 0 | 0 | 0 | 0 | 0 | 0 | 0 | 0 | 0 | 0 | 0 | 0 | 0 | 0 | 0 | 0 | 0 | 0 | 0 | 0 | 0 | 0
5 | 300 | 307 | 300 307 EMS Optimization / School | 0 | 0 | 300 | 0 | 0 | 0 | 0 | 0 | 0 | 0 | 0 | 0 | 0 | 0 | 0 | 0 | 0 | 0 | 0 | 0 | 0 | 0 | 0 | 0 | 0 | 0 | 0 | 0 | 0 | 0
5 | 300 | 308 | 300 308 Aerosole Duct Sealing / School | 0 | 0 | 515.74 | 0 | 0 | 0 | 0 | 0 | 0 | 0 | 0 | 0 | 0 | 0 | 0 | 0 | 0 | 0 | 0 | 0 | 0 | 0 | 0 | 0 | 0 | 0 | 0 | 0 | 0 | 0
5 | 300 | 309 | 300 309 Duct/Pipe Insulation / School | 0 | 0 | 30756 | 0 | 0 | 0 | 0 | 0 | 0 | 0 | 0 | 0 | 0 | 0 | 0 | 0 | 0 | 0 | 0 | 0 | 0 | 0 | 0 | 0 | 0 | 0 | 0 | 0 | 0 | 0
5 | 300 | 311 | 300 311 Window Film (Standard) / School | 0 | 0 | 1304.75 | 0 | 0 | 0 | 0 | 0 | 0 | 0 | 0 | 0 | 0 | 0 | 0 | 0 | 0 | 0 | 0 | 0 | 0 | 0 | 0 | 0 | 0 | 0 | 0 | 0 | 0 | 0
5 | 300 | 313 | 300 313 Ceiling Insulation / School | 0 | 0 | 3843 | 0 | 0 | 0 | 0 | 0 | 0 | 0 | 0 | 0 | 0 | 0 | 0 | 0 | 0 | 0 | 0 | 0 | 0 | 0 | 0 | 0 | 0 | 0 | 0 | 0 | 0 | 0
5 | 300 | 314 | 300 314 Roof Insulation / School | 0 | 0 | 1505.52 | 0 | 0 | 0 | 0 | 0 | 0 | 0 | 0 | 0 | 0 | 0 | 0 | 0 | 0 | 0 | 0 | 0 | 0 | 0 | 0 | 0 | 0 | 0 | 0 | 0 | 0 | 0
5 | 300 | 317 | 300 317 Thermal Energy Storage (TES) Positive / School | 0 | 0 | 9891.13 | 0 | 0 | 0 | 0 | 0 | 0 | 0 | 0 | 0 | 0 | 0 | 0 | 0 | 0 | 0 | 0 | 0 | 0 | 0 | 0 | 0 | 0 | 0 | 0 | 0 | 0 | 0
5 | 300 | 317 | 300 317 Thermal Energy Storage (TES) Negative / School | 0 | 0 | 0 | 0 | 0 | 0 | 0 | 0 | 0 | 0 | 0 | 0 | 0 | 0 | 0 | 0 | 0 | 0 | 0 | 0 | 0 | 0 | 0 | 0 | 0 | 0 | 0 | 0 | 0 | 0
5 | 320 | 321 | 320 321 DX Packaged System, EER=10.9, 10 tons / School | 0 | 0 | 3469.78 | 0 | 0 | 0 | 0 | 0 | 0 | 0 | 0 | 0 | 0 | 0 | 0 | 0 | 0 | 0 | 0 | 0 | 0 | 0 | 0 | 0 | 0 | 0 | 0 | 0 | 0 | 0
5 | 320 | 322 | 320 322 Hybrid Dessicant-DX System (Trane CDQ) / School | 0 | 0 | 12966.2 | 0 | 0 | 0 | 0 | 0 | 0 | 0 | 0 | 0 | 0 | 0 | 0 | 0 | 0 | 0 | 0 | 0 | 0 | 0 | 0 | 0 | 0 | 0 | 0 | 0 | 0 | 0
5 | 320 | 323 | 320 323 Geothermal Heat Pump, EER=13, 10 tons / School | 0 | 0 | 31142.34 | 0 | 0 | 0 | 0 | 0 | 0 | 0 | 0 | 0 | 0 | 0 | 0 | 0 | 0 | 0 | 0 | 0 | 0 | 0 | 0 | 0 | 0 | 0 | 0 | 0 | 0 | 0
5 | 320 | 326 | 320 326 DX Tune Up/ Advanced Diagnostics / School | 0 | 0 | 1250 | 0 | 0 | 0 | 0 | 0 | 0 | 0 | 0 | 0 | 0 | 0 | 0 | 0 | 0 | 0 | 0 | 0 | 0 | 0 | 0 | 0 | 0 | 0 | 0 | 0 | 0 | 0
5 | 320 | 327 | 320 327 DX Coil Cleaning / School | 0 | 0 | 260.15 | 0 | 0 | 0 | 0 | 0 | 0 | 0 | 0 | 0 | 0 | 0 | 0 | 0 | 0 | 0 | 0 | 0 | 0 | 0 | 0 | 0 | 0 | 0 | 0 | 0 | 0 | 0
5 | 320 | 329 | 320 329 Aerosole Duct Sealing / School | 0 | 0 | 515.74 | 0 | 0 | 0 | 0 | 0 | 0 | 0 | 0 | 0 | 0 | 0 | 0 | 0 | 0 | 0 | 0 | 0 | 0 | 0 | 0 | 0 | 0 | 0 | 0 | 0 | 0 | 0
5 | 320 | 330 | 320 330 Duct/Pipe Insulation / School | 0 | 0 | 30756 | 0 | 0 | 0 | 0 | 0 | 0 | 0 | 0 | 0 | 0 | 0 | 0 | 0 | 0 | 0 | 0 | 0 | 0 | 0 | 0 | 0 | 0 | 0 | 0 | 0 | 0 | 0
5 | 320 | 334 | 320 334 Ceiling Insulation / School | 0 | 0 | 3843 | 0 | 0 | 0 | 0 | 0 | 0 | 0 | 0 | 0 | 0 | 0 | 0 | 0 | 0 | 0 | 0 | 0 | 0 | 0 | 0 | 0 | 0 | 0 | 0 | 0 | 0 | 0
5 | 320 | 335 | 320 335 Roof Insulation / School | 0 | 0 | 1505.52 | 0 | 0 | 0 | 0 | 0 | 0 | 0 | 0 | 0 | 0 | 0 | 0 | 0 | 0 | 0 | 0 | 0 | 0 | 0 | 0 | 0 | 0 | 0 | 0 | 0 | 0 | 0
5 | 340 | 344 | 340 344 Aerosole Duct Sealing / School | 0 | 0 | 515.74 | 0 | 0 | 0 | 0 | 0 | 0 | 0 | 0 | 0 | 0 | 0 | 0 | 0 | 0 | 0 | 0 | 0 | 0 | 0 | 0 | 0 | 0 | 0 | 0 | 0 | 0 | 0
5 | 340 | 345 | 340 345 Duct/Pipe Insulation / School | 0 | 0 | 30756 | 0 | 0 | 0 | 0 | 0 | 0 | 0 | 0 | 0 | 0 | 0 | 0 | 0 | 0 | 0 | 0 | 0 | 0 | 0 | 0 | 0 | 0 | 0 | 0 | 0 | 0 | 0
5 | 340 | 349 | 340 349 Ceiling Insulation / School | 0 | 0 | 3843 | 0 | 0 | 0 | 0 | 0 | 0 | 0 | 0 | 0 | 0 | 0 | 0 | 0 | 0 | 0 | 0 | 0 | 0 | 0 | 0 | 0 | 0 | 0 | 0 | 0 | 0 | 0
5 | 340 | 351 | 340 351 Cool Roof - DX / School | 0 | 0 | 13606.8 | 0 | 0 | 0 | 0 | 0 | 0 | 0 | 0 | 0 | 0 | 0 | 0 | 0 | 0 | 0 | 0 | 0 | 0 | 0 | 0 | 0 | 0 | 0 | 0 | 0 | 0 | 0
5 | 360 | 361 | 360 361 HE PTAC, EER=9.6, 1 ton / School | 0 | 0 | 3997.61 | 0 | 0 | 0 | 0 | 0 | 0 | 0 | 0 | 0 | 0 | 0 | 0 | 0 | 0 | 0 | 0 | 0 | 0 | 0 | 0 | 0 | 0 | 0 | 0 | 0 | 0 | 0
5 | 400 | 402 | 400 402 Variable Speed Drive Control / School | 0 | 0 | 1891.33 | 0 | 0 | 0 | 0 | 0 | 0 | 0 | 0 | 0 | 0 | 0 | 0 | 0 | 0 | 0 | 0 | 0 | 0 | 0 | 0 | 0 | 0 | 0 | 0 | 0 | 0 | 0
5 | 400 | 403 | 400 403 Air Handler Optimization / School | 0 | 0 | 300 | 0 | 0 | 0 | 0 | 0 | 0 | 0 | 0 | 0 | 0 | 0 | 0 | 0 | 0 | 0 | 0 | 0 | 0 | 0 | 0 | 0 | 0 | 0 | 0 | 0 | 0 | 0
5 | 400 | 404 | 400 404 Electronically Commutated Motors (ECM) on an Air Handler Unit / School | 0 | 0 | 756.71 | 0 | 0 | 0 | 0 | 0 | 0 | 0 | 0 | 0 | 0 | 0 | 0 | 0 | 0 | 0 | 0 | 0 | 0 | 0 | 0 | 0 | 0 | 0 | 0 | 0 | 0 | 0
5 | 400 | 405 | 400 405 Demand Control Ventilation (DCV) / School | 0 | 0 | 23594 | 0 | 0 | 0 | 0 | 0 | 0 | 0 | 0 | 0 | 0 | 0 | 0 | 0 | 0 | 0 | 0 | 0 | 0 | 0 | 0 | 0 | 0 | 0 | 0 | 0 | 0 | 0
5 | 400 | 406 | 400 406 Energy Recovery Ventilation (ERV) / School | 0 | 0 | 3442.31 | 0 | 0 | 0 | 0 | 0 | 0 | 0 | 0 | 0 | 0 | 0 | 0 | 0 | 0 | 0 | 0 | 0 | 0 | 0 | 0 | 0 | 0 | 0 | 0 | 0 | 0 | 0
5 | 600 | 603 | 600 603 Heat Pump Water Heater (air source) / School | 0 | 0 | 717.44 | 0 | 0 | 0 | 0 | 0 | 0 | 0 | 0 | 0 | 0 | 0 | 0 | 0 | 0 | 0 | 0 | 0 | 0 | 0 | 0 | 0 | 0 | 0 | 0 | 0 | 0 | 0
5 | 600 | 606 | 600 606 Demand controlled circulating systems / School | 0 | 0 | 104.62 | 0 | 0 | 0 | 0 | 0 | 0 | 0 | 0 | 0 | 0 | 0 | 0 | 0 | 0 | 0 | 0 | 0 | 0 | 0 | 0 | 0 | 0 | 0 | 0 | 0 | 0 | 0
5 | 600 | 608 | 600 608 Heat Recovery Unit / School | 0 | 0 | 818 | 0 | 0 | 0 | 0 | 0 | 0 | 0 | 0 | 0 | 0 | 0 | 0 | 0 | 0 | 0 | 0 | 0 | 0 | 0 | 0 | 0 | 0 | 0 | 0 | 0 | 0 | 0
5 | 600 | 609 | 600 609 Heat Trap / School | 0 | 0 | 1.94 | 0 | 0 | 0 | 0 | 0 | 0 | 0 | 0 | 0 | 0 | 0 | 0 | 0 | 0 | 0 | 0 | 0 | 0 | 0 | 0 | 0 | 0 | 0 | 0 | 0 | 0 | 0
5 | 600 | 610 | 600 610 Hot Water Pipe Insulation / School | 0 | 0 | 51.77 | 0 | 0 | 0 | 0 | 0 | 0 | 0 | 0 | 0 | 0 | 0 | 0 | 0 | 0 | 0 | 0 | 0 | 0 | 0 | 0 | 0 | 0 | 0 | 0 | 0 | 0 | 0
5 | 700 | 701 | 700 701 PC Manual Power Management Enabling / School | 0 | 0 | 84.03 | 0 | 0 | 0 | 0 | 0 | 0 | 0 | 0 | 0 | 0 | 0 | 0 | 0 | 0 | 0 | 0 | 0 | 0 | 0 | 0 | 0 | 0 | 0 | 0 | 0 | 0 | 0
5 | 700 | 702 | 700 702 PC Network Power Management Enabling / School | 0 | 0 | 42.02 | 0 | 0 | 0 | 0 | 0 | 0 | 0 | 0 | 0 | 0 | 0 | 0 | 0 | 0 | 0 | 0 | 0 | 0 | 0 | 0 | 0 | 0 | 0 | 0 | 0 | 0 | 0
5 | 710 | 711 | 710 711 Energy Star or Better Monitor / School | 0 | 0 | 0 | 0 | 0 | 0 | 0 | 0 | 0 | 0 | 0 | 0 | 0 | 0 | 0 | 0 | 0 | 0 | 0 | 0 | 0 | 0 | 0 | 0 | 0 | 0 | 0 | 0 | 0 | 0
5 | 710 | 712 | 710 712 Monitor Power Management Enabling / School | 0 | 0 | 79.83 | 0 | 0 | 0 | 0 | 0 | 0 | 0 | 0 | 0 | 0 | 0 | 0 | 0 | 0 | 0 | 0 | 0 | 0 | 0 | 0 | 0 | 0 | 0 | 0 | 0 | 0 | 0
5 | 720 | 722 | 720 722 Monitor Power Management Enabling / School | 0 | 0 | 4.2 | 0 | 0 | 0 | 0 | 0 | 0 | 0 | 0 | 0 | 0 | 0 | 0 | 0 | 0 | 0 | 0 | 0 | 0 | 0 | 0 | 0 | 0 | 0 | 0 | 0 | 0 | 0
5 | 730 | 732 | 730 732 Copier Power Management Enabling / School | 0 | 0 | 32.55 | 0 | 0 | 0 | 0 | 0 | 0 | 0 | 0 | 0 | 0 | 0 | 0 | 0 | 0 | 0 | 0 | 0 | 0 | 0 | 0 | 0 | 0 | 0 | 0 | 0 | 0 | 0
5 | 740 | 741 | 740 741 Printer Power Management Enabling / School | 0 | 0 | 154.91 | 0 | 0 | 0 | 0 | 0 | 0 | 0 | 0 | 0 | 0 | 0 | 0 | 0 | 0 | 0 | 0 | 0 | 0 | 0 | 0 | 0 | 0 | 0 | 0 | 0 | 0 | 0
5 | 800 | 801 | 800 801 Convection Oven / School | 0 | 0 | 602326.3 | 0 | 0 | 0 | 0 | 0 | 0 | 0 | 0 | 0 | 0 | 0 | 0 | 0 | 0 | 0 | 0 | 0 | 0 | 0 | 0 | 0 | 0 | 0 | 0 | 0 | 0 | 0
5 | 810 | 811 | 810 811 Efficient Fryer / School | 0 | 0 | 275142.7 | 0 | 0 | 0 | 0 | 0 | 0 | 0 | 0 | 0 | 0 | 0 | 0 | 0 | 0 | 0 | 0 | 0 | 0 | 0 | 0 | 0 | 0 | 0 | 0 | 0 | 0 | 0
5 | 900 | 901 | 900 901 Vending Misers (cooled machines only) / School | 0 | 0 | 117.49 | 0 | 0 | 0 | 0 | 0 | 0 | 0 | 0 | 0 | 0 | 0 | 0 | 0 | 0 | 0 | 0 | 0 | 0 | 0 | 0 | 0 | 0 | 0 | 0 | 0 | 0 | 0
6 | 110 | 111 | 110 111 Premium T8, Elecctronic Ballast / College | 0 | 0 | 10518.07 | 0 | 0 | 0 | 0 | 0 | 0 | 0 | 0 | 0 | 0 | 0 | 0 | 0 | 0 | 0 | 0 | 0 | 0 | 0 | 0 | 0 | 0 | 0 | 0 | 0 | 0 | 0
6 | 110 | 114 | 110 114 Continuous Dimming / College | 0 | 0 | 60563.95 | 0 | 0 | 0 | 0 | 0 | 0 | 0 | 0 | 0 | 0 | 0 | 0 | 0 | 0 | 0 | 0 | 0 | 0 | 0 | 0 | 0 | 0 | 0 | 0 | 0 | 0 | 0
6 | 110 | 115 | 110 115 Lighting Control Tuneup / College | 0 | 0 | 144 | 0 | 0 | 0 | 0 | 0 | 0 | 0 | 0 | 0 | 0 | 0 | 0 | 0 | 0 | 0 | 0 | 0 | 0 | 0 | 0 | 0 | 0 | 0 | 0 | 0 | 0 | 0
6 | 120 | 121 | 120 121 ROB Premium T8, 1EB / College | 0 | 0 | 1016.06 | 0 | 0 | 0 | 0 | 0 | 0 | 0 | 0 | 0 | 0 | 0 | 0 | 0 | 0 | 0 | 0 | 0 | 0 | 0 | 0 | 0 | 0 | 0 | 0 | 0 | 0 | 0
6 | 120 | 122 | 120 122 ROB Premium T8, EB, Reflector / College | 0 | 0 | 3483.62 | 0 | 0 | 0 | 0 | 0 | 0 | 0 | 0 | 0 | 0 | 0 | 0 | 0 | 0 | 0 | 0 | 0 | 0 | 0 | 0 | 0 | 0 | 0 | 0 | 0 | 0 | 0
6 | 120 | 123 | 120 123 Occupancy Sensor / College | 0 | 0 | 6531.79 | 0 | 0 | 0 | 0 | 0 | 0 | 0 | 0 | 0 | 0 | 0 | 0 | 0 | 0 | 0 | 0 | 0 | 0 | 0 | 0 | 0 | 0 | 0 | 0 | 0 | 0 | 0
6 | 120 | 124 | 120 124 Lighting Control Tuneup / College | 0 | 0 | 144 | 0 | 0 | 0 | 0 | 0 | 0 | 0 | 0 | 0 | 0 | 0 | 0 | 0 | 0 | 0 | 0 | 0 | 0 | 0 | 0 | 0 | 0 | 0 | 0 | 0 | 0 | 0
6 | 130 | 131 | 130 131 CFL Screw-in 18W / College | 0 | 0 | 6787.45 | 0 | 0 | 0 | 0 | 0 | 0 | 0 | 0 | 0 | 0 | 0 | 0 | 0 | 0 | 0 | 0 | 0 | 0 | 0 | 0 | 0 | 0 | 0 | 0 | 0 | 0 | 0
6 | 150 | 151 | 150 151 PSMH, 250W, magnetic ballast / College | 0 | 0 | 803.56 | 0 | 0 | 0 | 0 | 0 | 0 | 0 | 0 | 0 | 0 | 0 | 0 | 0 | 0 | 0 | 0 | 0 | 0 | 0 | 0 | 0 | 0 | 0 | 0 | 0 | 0 | 0
6 | 150 | 152 | 150 152 PSMH, 250 W, electronic ballast / College | 0 | 0 | 4123.07 | 0 | 0 | 0 | 0 | 0 | 0 | 0 | 0 | 0 | 0 | 0 | 0 | 0 | 0 | 0 | 0 | 0 | 0 | 0 | 0 | 0 | 0 | 0 | 0 | 0 | 0 | 0
6 | 150 | 153 | 150 153 High Bay T5 / College | 0 | 0 | 1832.48 | 0 | 0 | 0 | 0 | 0 | 0 | 0 | 0 | 0 | 0 | 0 | 0 | 0 | 0 | 0 | 0 | 0 | 0 | 0 | 0 | 0 | 0 | 0 | 0 | 0 | 0 | 0
6 | 160 | 161 | 160 161 LED Exit Sign / College | 0 | 0 | 106.43 | 0 | 0 | 0 | 0 | 0 | 0 | 0 | 0 | 0 | 0 | 0 | 0 | 0 | 0 | 0 | 0 | 0 | 0 | 0 | 0 | 0 | 0 | 0 | 0 | 0 | 0 | 0
6 | 200 | 201 | 200 201 High Pressure Sodium 250W Lamp / College | 0 | 0 | 697.95 | 0 | 0 | 0 | 0 | 0 | 0 | 0 | 0 | 0 | 0 | 0 | 0 | 0 | 0 | 0 | 0 | 0 | 0 | 0 | 0 | 0 | 0 | 0 | 0 | 0 | 0 | 0
6 | 200 | 202 | 200 202 Outdoor Lighting Controls (Photocell/Timeclock) / College | 0 | 0 | 126.47 | 0 | 0 | 0 | 0 | 0 | 0 | 0 | 0 | 0 | 0 | 0 | 0 | 0 | 0 | 0 | 0 | 0 | 0 | 0 | 0 | 0 | 0 | 0 | 0 | 0 | 0 | 0
6 | 210 | 211 | 210 211 Outdoor Lighting Controls (Photocell/Timeclock) / College | 0 | 0 | 385.48 | 0 | 0 | 0 | 0 | 0 | 0 | 0 | 0 | 0 | 0 | 0 | 0 | 0 | 0 | 0 | 0 | 0 | 0 | 0 | 0 | 0 | 0 | 0 | 0 | 0 | 0 | 0
6 | 300 | 301 | 300 301 Centrifugal Chiller, 0.51 kW/ton, 500 tons / College | 0 | 0 | 1076.59 | 0 | 0 | 0 | 0 | 0 | 0 | 0 | 0 | 0 | 0 | 0 | 0 | 0 | 0 | 0 | 0 | 0 | 0 | 0 | 0 | 0 | 0 | 0 | 0 | 0 | 0 | 0
6 | 300 | 302 | 300 302 High Efficiency Chiller Motors / College | 0 | 0 | 381.53 | 0 | 0 | 0 | 0 | 0 | 0 | 0 | 0 | 0 | 0 | 0 | 0 | 0 | 0 | 0 | 0 | 0 | 0 | 0 | 0 | 0 | 0 | 0 | 0 | 0 | 0 | 0
6 | 300 | 304 | 300 304 EMS - Chiller / College | 0 | 0 | 1174.47 | 0 | 0 | 0 | 0 | 0 | 0 | 0 | 0 | 0 | 0 | 0 | 0 | 0 | 0 | 0 | 0 | 0 | 0 | 0 | 0 | 0 | 0 | 0 | 0 | 0 | 0 | 0
6 | 300 | 305 | 300 305 Chiller Tune Up/Diagnostics / College | 0 | 0 | 1000 | 0 | 0 | 0 | 0 | 0 | 0 | 0 | 0 | 0 | 0 | 0 | 0 | 0 | 0 | 0 | 0 | 0 | 0 | 0 | 0 | 0 | 0 | 0 | 0 | 0 | 0 | 0
6 | 300 | 306 | 300 306 VSD for Chiller Pumps and Towers / College | 0 | 0 | 822.13 | 0 | 0 | 0 | 0 | 0 | 0 | 0 | 0 | 0 | 0 | 0 | 0 | 0 | 0 | 0 | 0 | 0 | 0 | 0 | 0 | 0 | 0 | 0 | 0 | 0 | 0 | 0
6 | 300 | 307 | 300 307 EMS Optimization / College | 0 | 0 | 300 | 0 | 0 | 0 | 0 | 0 | 0 | 0 | 0 | 0 | 0 | 0 | 0 | 0 | 0 | 0 | 0 | 0 | 0 | 0 | 0 | 0 | 0 | 0 | 0 | 0 | 0 | 0
6 | 300 | 308 | 300 308 Aerosole Duct Sealing / College | 0 | 0 | 384.05 | 0 | 0 | 0 | 0 | 0 | 0 | 0 | 0 | 0 | 0 | 0 | 0 | 0 | 0 | 0 | 0 | 0 | 0 | 0 | 0 | 0 | 0 | 0 | 0 | 0 | 0 | 0
6 | 300 | 309 | 300 309 Duct/Pipe Insulation / College | 0 | 0 | 30756 | 0 | 0 | 0 | 0 | 0 | 0 | 0 | 0 | 0 | 0 | 0 | 0 | 0 | 0 | 0 | 0 | 0 | 0 | 0 | 0 | 0 | 0 | 0 | 0 | 0 | 0 | 0
6 | 300 | 311 | 300 311 Window Film (Standard) / College | 0 | 0 | 1304.75 | 0 | 0 | 0 | 0 | 0 | 0 | 0 | 0 | 0 | 0 | 0 | 0 | 0 | 0 | 0 | 0 | 0 | 0 | 0 | 0 | 0 | 0 | 0 | 0 | 0 | 0 | 0
6 | 300 | 313 | 300 313 Ceiling Insulation / College | 0 | 0 | 3843 | 0 | 0 | 0 | 0 | 0 | 0 | 0 | 0 | 0 | 0 | 0 | 0 | 0 | 0 | 0 | 0 | 0 | 0 | 0 | 0 | 0 | 0 | 0 | 0 | 0 | 0 | 0
6 | 300 | 314 | 300 314 Roof Insulation / College | 0 | 0 | 1505.52 | 0 | 0 | 0 | 0 | 0 | 0 | 0 | 0 | 0 | 0 | 0 | 0 | 0 | 0 | 0 | 0 | 0 | 0 | 0 | 0 | 0 | 0 | 0 | 0 | 0 | 0 | 0
6 | 300 | 317 | 300 317 Thermal Energy Storage (TES) Positive / College | 0 | 0 | 7365.58 | 0 | 0 | 0 | 0 | 0 | 0 | 0 | 0 | 0 | 0 | 0 | 0 | 0 | 0 | 0 | 0 | 0 | 0 | 0 | 0 | 0 | 0 | 0 | 0 | 0 | 0 | 0
6 | 300 | 317 | 300 317 Thermal Energy Storage (TES) Negative / College | 0 | 0 | 0 | 0 | 0 | 0 | 0 | 0 | 0 | 0 | 0 | 0 | 0 | 0 | 0 | 0 | 0 | 0 | 0 | 0 | 0 | 0 | 0 | 0 | 0 | 0 | 0 | 0 | 0 | 0
6 | 320 | 321 | 320 321 DX Packaged System, EER=10.9, 10 tons / College | 0 | 0 | 2583.82 | 0 | 0 | 0 | 0 | 0 | 0 | 0 | 0 | 0 | 0 | 0 | 0 | 0 | 0 | 0 | 0 | 0 | 0 | 0 | 0 | 0 | 0 | 0 | 0 | 0 | 0 | 0
6 | 320 | 322 | 320 322 Hybrid Dessicant-DX System (Trane CDQ) / College | 0 | 0 | 9655.48 | 0 | 0 | 0 | 0 | 0 | 0 | 0 | 0 | 0 | 0 | 0 | 0 | 0 | 0 | 0 | 0 | 0 | 0 | 0 | 0 | 0 | 0 | 0 | 0 | 0 | 0 | 0
6 | 320 | 323 | 320 323 Geothermal Heat Pump, EER=13, 10 tons / College | 0 | 0 | 23190.6 | 0 | 0 | 0 | 0 | 0 | 0 | 0 | 0 | 0 | 0 | 0 | 0 | 0 | 0 | 0 | 0 | 0 | 0 | 0 | 0 | 0 | 0 | 0 | 0 | 0 | 0 | 0
6 | 320 | 326 | 320 326 DX Tune Up/ Advanced Diagnostics / College | 0 | 0 | 1250 | 0 | 0 | 0 | 0 | 0 | 0 | 0 | 0 | 0 | 0 | 0 | 0 | 0 | 0 | 0 | 0 | 0 | 0 | 0 | 0 | 0 | 0 | 0 | 0 | 0 | 0 | 0
6 | 320 | 327 | 320 327 DX Coil Cleaning / College | 0 | 0 | 193.73 | 0 | 0 | 0 | 0 | 0 | 0 | 0 | 0 | 0 | 0 | 0 | 0 | 0 | 0 | 0 | 0 | 0 | 0 | 0 | 0 | 0 | 0 | 0 | 0 | 0 | 0 | 0
6 | 320 | 329 | 320 329 Aerosole Duct Sealing / College | 0 | 0 | 384.05 | 0 | 0 | 0 | 0 | 0 | 0 | 0 | 0 | 0 | 0 | 0 | 0 | 0 | 0 | 0 | 0 | 0 | 0 | 0 | 0 | 0 | 0 | 0 | 0 | 0 | 0 | 0
6 | 320 | 330 | 320 330 Duct/Pipe Insulation / College | 0 | 0 | 30756 | 0 | 0 | 0 | 0 | 0 | 0 | 0 | 0 | 0 | 0 | 0 | 0 | 0 | 0 | 0 | 0 | 0 | 0 | 0 | 0 | 0 | 0 | 0 | 0 | 0 | 0 | 0
6 | 320 | 334 | 320 334 Ceiling Insulation / College | 0 | 0 | 3843 | 0 | 0 | 0 | 0 | 0 | 0 | 0 | 0 | 0 | 0 | 0 | 0 | 0 | 0 | 0 | 0 | 0 | 0 | 0 | 0 | 0 | 0 | 0 | 0 | 0 | 0 | 0
6 | 320 | 335 | 320 335 Roof Insulation / College | 0 | 0 | 1505.52 | 0 | 0 | 0 | 0 | 0 | 0 | 0 | 0 | 0 | 0 | 0 | 0 | 0 | 0 | 0 | 0 | 0 | 0 | 0 | 0 | 0 | 0 | 0 | 0 | 0 | 0 | 0
6 | 340 | 344 | 340 344 Aerosole Duct Sealing / College | 0 | 0 | 384.05 | 0 | 0 | 0 | 0 | 0 | 0 | 0 | 0 | 0 | 0 | 0 | 0 | 0 | 0 | 0 | 0 | 0 | 0 | 0 | 0 | 0 | 0 | 0 | 0 | 0 | 0 | 0
6 | 340 | 345 | 340 345 Duct/Pipe Insulation / College | 0 | 0 | 30756 | 0 | 0 | 0 | 0 | 0 | 0 | 0 | 0 | 0 | 0 | 0 | 0 | 0 | 0 | 0 | 0 | 0 | 0 | 0 | 0 | 0 | 0 | 0 | 0 | 0 | 0 | 0
6 | 340 | 349 | 340 349 Ceiling Insulation / College | 0 | 0 | 3843 | 0 | 0 | 0 | 0 | 0 | 0 | 0 | 0 | 0 | 0 | 0 | 0 | 0 | 0 | 0 | 0 | 0 | 0 | 0 | 0 | 0 | 0 | 0 | 0 | 0 | 0 | 0
6 | 340 | 351 | 340 351 Cool Roof - DX / College | 0 | 0 | 13606.8 | 0 | 0 | 0 | 0 | 0 | 0 | 0 | 0 | 0 | 0 | 0 | 0 | 0 | 0 | 0 | 0 | 0 | 0 | 0 | 0 | 0 | 0 | 0 | 0 | 0 | 0 | 0
6 | 360 | 361 | 360 361 HE PTAC, EER=9.6, 1 ton / College | 0 | 0 | 2976.88 | 0 | 0 | 0 | 0 | 0 | 0 | 0 | 0 | 0 | 0 | 0 | 0 | 0 | 0 | 0 | 0 | 0 | 0 | 0 | 0 | 0 | 0 | 0 | 0 | 0 | 0 | 0
6 | 400 | 402 | 400 402 Variable Speed Drive Control / College | 0 | 0 | 2366.73 | 0 | 0 | 0 | 0 | 0 | 0 | 0 | 0 | 0 | 0 | 0 | 0 | 0 | 0 | 0 | 0 | 0 | 0 | 0 | 0 | 0 | 0 | 0 | 0 | 0 | 0 | 0
6 | 400 | 403 | 400 403 Air Handler Optimization / College | 0 | 0 | 300 | 0 | 0 | 0 | 0 | 0 | 0 | 0 | 0 | 0 | 0 | 0 | 0 | 0 | 0 | 0 | 0 | 0 | 0 | 0 | 0 | 0 | 0 | 0 | 0 | 0 | 0 | 0
6 | 400 | 404 | 400 404 Electronically Commutated Motors (ECM) on an Air Handler Unit / College | 0 | 0 | 563.49 | 0 | 0 | 0 | 0 | 0 | 0 | 0 | 0 | 0 | 0 | 0 | 0 | 0 | 0 | 0 | 0 | 0 | 0 | 0 | 0 | 0 | 0 | 0 | 0 | 0 | 0 | 0
6 | 400 | 405 | 400 405 Demand Control Ventilation (DCV) / College | 0 | 0 | 23594 | 0 | 0 | 0 | 0 | 0 | 0 | 0 | 0 | 0 | 0 | 0 | 0 | 0 | 0 | 0 | 0 | 0 | 0 | 0 | 0 | 0 | 0 | 0 | 0 | 0 | 0 | 0
6 | 400 | 406 | 400 406 Energy Recovery Ventilation (ERV) / College | 0 | 0 | 2563.37 | 0 | 0 | 0 | 0 | 0 | 0 | 0 | 0 | 0 | 0 | 0 | 0 | 0 | 0 | 0 | 0 | 0 | 0 | 0 | 0 | 0 | 0 | 0 | 0 | 0 | 0 | 0
6 | 600 | 603 | 600 603 Heat Pump Water Heater (air source) / College | 0 | 0 | 458.74 | 0 | 0 | 0 | 0 | 0 | 0 | 0 | 0 | 0 | 0 | 0 | 0 | 0 | 0 | 0 | 0 | 0 | 0 | 0 | 0 | 0 | 0 | 0 | 0 | 0 | 0 | 0
6 | 600 | 606 | 600 606 Demand controlled circulating systems / College | 0 | 0 | 26.76 | 0 | 0 | 0 | 0 | 0 | 0 | 0 | 0 | 0 | 0 | 0 | 0 | 0 | 0 | 0 | 0 | 0 | 0 | 0 | 0 | 0 | 0 | 0 | 0 | 0 | 0 | 0
6 | 600 | 608 | 600 608 Heat Recovery Unit / College | 0 | 0 | 818 | 0 | 0 | 0 | 0 | 0 | 0 | 0 | 0 | 0 | 0 | 0 | 0 | 0 | 0 | 0 | 0 | 0 | 0 | 0 | 0 | 0 | 0 | 0 | 0 | 0 | 0 | 0
6 | 600 | 609 | 600 609 Heat Trap / College | 0 | 0 | 1.24 | 0 | 0 | 0 | 0 | 0 | 0 | 0 | 0 | 0 | 0 | 0 | 0 | 0 | 0 | 0 | 0 | 0 | 0 | 0 | 0 | 0 | 0 | 0 | 0 | 0 | 0 | 0
6 | 600 | 610 | 600 610 Hot Water Pipe Insulation / College | 0 | 0 | 33.1 | 0 | 0 | 0 | 0 | 0 | 0 | 0 | 0 | 0 | 0 | 0 | 0 | 0 | 0 | 0 | 0 | 0 | 0 | 0 | 0 | 0 | 0 | 0 | 0 | 0 | 0 | 0
6 | 700 | 701 | 700 701 PC Manual Power Management Enabling / College | 0 | 0 | 199 | 0 | 0 | 0 | 0 | 0 | 0 | 0 | 0 | 0 | 0 | 0 | 0 | 0 | 0 | 0 | 0 | 0 | 0 | 0 | 0 | 0 | 0 | 0 | 0 | 0 | 0 | 0
6 | 700 | 702 | 700 702 PC Network Power Management Enabling / College | 0 | 0 | 99.5 | 0 | 0 | 0 | 0 | 0 | 0 | 0 | 0 | 0 | 0 | 0 | 0 | 0 | 0 | 0 | 0 | 0 | 0 | 0 | 0 | 0 | 0 | 0 | 0 | 0 | 0 | 0
6 | 710 | 711 | 710 711 Energy Star or Better Monitor / College | 0 | 0 | 0 | 0 | 0 | 0 | 0 | 0 | 0 | 0 | 0 | 0 | 0 | 0 | 0 | 0 | 0 | 0 | 0 | 0 | 0 | 0 | 0 | 0 | 0 | 0 | 0 | 0 | 0 | 0
6 | 710 | 712 | 710 712 Monitor Power Management Enabling / College | 0 | 0 | 189.05 | 0 | 0 | 0 | 0 | 0 | 0 | 0 | 0 | 0 | 0 | 0 | 0 | 0 | 0 | 0 | 0 | 0 | 0 | 0 | 0 | 0 | 0 | 0 | 0 | 0 | 0 | 0
6 | 720 | 721 | 720 721 Energy Star or Better Monitor / College | 0 | 0 | 0 | 0 | 0 | 0 | 0 | 0 | 0 | 0 | 0 | 0 | 0 | 0 | 0 | 0 | 0 | 0 | 0 | 0 | 0 | 0 | 0 | 0 | 0 | 0 | 0 | 0 | 0 | 0
6 | 720 | 722 | 720 722 Monitor Power Management Enabling / College | 0 | 0 | 9.95 | 0 | 0 | 0 | 0 | 0 | 0 | 0 | 0 | 0 | 0 | 0 | 0 | 0 | 0 | 0 | 0 | 0 | 0 | 0 | 0 | 0 | 0 | 0 | 0 | 0 | 0 | 0
6 | 730 | 732 | 730 732 Copier Power Management Enabling / College | 0 | 0 | 51.93 | 0 | 0 | 0 | 0 | 0 | 0 | 0 | 0 | 0 | 0 | 0 | 0 | 0 | 0 | 0 | 0 | 0 | 0 | 0 | 0 | 0 | 0 | 0 | 0 | 0 | 0 | 0
6 | 740 | 741 | 740 741 Printer Power Management Enabling / College | 0 | 0 | 374.69 | 0 | 0 | 0 | 0 | 0 | 0 | 0 | 0 | 0 | 0 | 0 | 0 | 0 | 0 | 0 | 0 | 0 | 0 | 0 | 0 | 0 | 0 | 0 | 0 | 0 | 0 | 0
6 | 800 | 801 | 800 801 Convection Oven / College | 0 | 0 | 130061.8 | 0 | 0 | 0 | 0 | 0 | 0 | 0 | 0 | 0 | 0 | 0 | 0 | 0 | 0 | 0 | 0 | 0 | 0 | 0 | 0 | 0 | 0 | 0 | 0 | 0 | 0 | 0
6 | 810 | 811 | 810 811 Efficient Fryer / College | 0 | 0 | 41819.53 | 0 | 0 | 0 | 0 | 0 | 0 | 0 | 0 | 0 | 0 | 0 | 0 | 0 | 0 | 0 | 0 | 0 | 0 | 0 | 0 | 0 | 0 | 0 | 0 | 0 | 0 | 0
6 | 900 | 901 | 900 901 Vending Misers (cooled machines only) / College | 0 | 0 | 62.09 | 0 | 0 | 0 | 0 | 0 | 0 | 0 | 0 | 0 | 0 | 0 | 0 | 0 | 0 | 0 | 0 | 0 | 0 | 0 | 0 | 0 | 0 | 0 | 0 | 0 | 0 | 0
7 | 110 | 111 | 110 111 Premium T8, Elecctronic Ballast / Hospital | 0 | 0 | 7462.27 | 0 | 0 | 0 | 0 | 0 | 0 | 0 | 0 | 0 | 0 | 0 | 0 | 0 | 0 | 0 | 0 | 0 | 0 | 0 | 0 | 0 | 0 | 0 | 0 | 0 | 0 | 0
7 | 110 | 114 | 110 114 Continuous Dimming / Hospital | 0 | 0 | 42968.42 | 0 | 0 | 0 | 0 | 0 | 0 | 0 | 0 | 0 | 0 | 0 | 0 | 0 | 0 | 0 | 0 | 0 | 0 | 0 | 0 | 0 | 0 | 0 | 0 | 0 | 0 | 0
7 | 110 | 115 | 110 115 Lighting Control Tuneup / Hospital | 0 | 0 | 144 | 0 | 0 | 0 | 0 | 0 | 0 | 0 | 0 | 0 | 0 | 0 | 0 | 0 | 0 | 0 | 0 | 0 | 0 | 0 | 0 | 0 | 0 | 0 | 0 | 0 | 0 | 0
7 | 120 | 121 | 120 121 ROB Premium T8, 1EB / Hospital | 0 | 0 | 720.86 | 0 | 0 | 0 | 0 | 0 | 0 | 0 | 0 | 0 | 0 | 0 | 0 | 0 | 0 | 0 | 0 | 0 | 0 | 0 | 0 | 0 | 0 | 0 | 0 | 0 | 0 | 0
7 | 120 | 122 | 120 122 ROB Premium T8, EB, Reflector / Hospital | 0 | 0 | 2471.53 | 0 | 0 | 0 | 0 | 0 | 0 | 0 | 0 | 0 | 0 | 0 | 0 | 0 | 0 | 0 | 0 | 0 | 0 | 0 | 0 | 0 | 0 | 0 | 0 | 0 | 0 | 0
7 | 120 | 123 | 120 123 Occupancy Sensor / Hospital | 0 | 0 | 4634.12 | 0 | 0 | 0 | 0 | 0 | 0 | 0 | 0 | 0 | 0 | 0 | 0 | 0 | 0 | 0 | 0 | 0 | 0 | 0 | 0 | 0 | 0 | 0 | 0 | 0 | 0 | 0
7 | 120 | 124 | 120 124 Lighting Control Tuneup / Hospital | 0 | 0 | 144 | 0 | 0 | 0 | 0 | 0 | 0 | 0 | 0 | 0 | 0 | 0 | 0 | 0 | 0 | 0 | 0 | 0 | 0 | 0 | 0 | 0 | 0 | 0 | 0 | 0 | 0 | 0
7 | 130 | 131 | 130 131 CFL Screw-in 18W / Hospital | 0 | 0 | 4815.51 | 0 | 0 | 0 | 0 | 0 | 0 | 0 | 0 | 0 | 0 | 0 | 0 | 0 | 0 | 0 | 0 | 0 | 0 | 0 | 0 | 0 | 0 | 0 | 0 | 0 | 0 | 0
7 | 150 | 151 | 150 151 PSMH, 250W, magnetic ballast / Hospital | 0 | 0 | 570.1 | 0 | 0 | 0 | 0 | 0 | 0 | 0 | 0 | 0 | 0 | 0 | 0 | 0 | 0 | 0 | 0 | 0 | 0 | 0 | 0 | 0 | 0 | 0 | 0 | 0 | 0 | 0
7 | 150 | 152 | 150 152 PSMH, 250 W, electronic ballast / Hospital | 0 | 0 | 2925.2 | 0 | 0 | 0 | 0 | 0 | 0 | 0 | 0 | 0 | 0 | 0 | 0 | 0 | 0 | 0 | 0 | 0 | 0 | 0 | 0 | 0 | 0 | 0 | 0 | 0 | 0 | 0
7 | 150 | 153 | 150 153 High Bay T5 / Hospital | 0 | 0 | 1300.1 | 0 | 0 | 0 | 0 | 0 | 0 | 0 | 0 | 0 | 0 | 0 | 0 | 0 | 0 | 0 | 0 | 0 | 0 | 0 | 0 | 0 | 0 | 0 | 0 | 0 | 0 | 0
7 | 160 | 161 | 160 161 LED Exit Sign / Hospital | 0 | 0 | 42.53 | 0 | 0 | 0 | 0 | 0 | 0 | 0 | 0 | 0 | 0 | 0 | 0 | 0 | 0 | 0 | 0 | 0 | 0 | 0 | 0 | 0 | 0 | 0 | 0 | 0 | 0 | 0
7 | 200 | 201 | 200 201 High Pressure Sodium 250W Lamp / Hospital | 0 | 0 | 83.81 | 0 | 0 | 0 | 0 | 0 | 0 | 0 | 0 | 0 | 0 | 0 | 0 | 0 | 0 | 0 | 0 | 0 | 0 | 0 | 0 | 0 | 0 | 0 | 0 | 0 | 0 | 0
7 | 200 | 202 | 200 202 Outdoor Lighting Controls (Photocell/Timeclock) / Hospital | 0 | 0 | 15.19 | 0 | 0 | 0 | 0 | 0 | 0 | 0 | 0 | 0 | 0 | 0 | 0 | 0 | 0 | 0 | 0 | 0 | 0 | 0 | 0 | 0 | 0 | 0 | 0 | 0 | 0 | 0
7 | 210 | 211 | 210 211 Outdoor Lighting Controls (Photocell/Timeclock) / Hospital | 0 | 0 | 303.82 | 0 | 0 | 0 | 0 | 0 | 0 | 0 | 0 | 0 | 0 | 0 | 0 | 0 | 0 | 0 | 0 | 0 | 0 | 0 | 0 | 0 | 0 | 0 | 0 | 0 | 0 | 0
7 | 300 | 301 | 300 301 Centrifugal Chiller, 0.51 kW/ton, 500 tons / Hospital | 0 | 0 | 2284.58 | 0 | 0 | 0 | 0 | 0 | 0 | 0 | 0 | 0 | 0 | 0 | 0 | 0 | 0 | 0 | 0 | 0 | 0 | 0 | 0 | 0 | 0 | 0 | 0 | 0 | 0 | 0
7 | 300 | 302 | 300 302 High Efficiency Chiller Motors / Hospital | 0 | 0 | 809.63 | 0 | 0 | 0 | 0 | 0 | 0 | 0 | 0 | 0 | 0 | 0 | 0 | 0 | 0 | 0 | 0 | 0 | 0 | 0 | 0 | 0 | 0 | 0 | 0 | 0 | 0 | 0
7 | 300 | 304 | 300 304 EMS - Chiller / Hospital | 0 | 0 | 2492.26 | 0 | 0 | 0 | 0 | 0 | 0 | 0 | 0 | 0 | 0 | 0 | 0 | 0 | 0 | 0 | 0 | 0 | 0 | 0 | 0 | 0 | 0 | 0 | 0 | 0 | 0 | 0
7 | 300 | 305 | 300 305 Chiller Tune Up/Diagnostics / Hospital | 0 | 0 | 1000 | 0 | 0 | 0 | 0 | 0 | 0 | 0 | 0 | 0 | 0 | 0 | 0 | 0 | 0 | 0 | 0 | 0 | 0 | 0 | 0 | 0 | 0 | 0 | 0 | 0 | 0 | 0
7 | 300 | 306 | 300 306 VSD for Chiller Pumps and Towers / Hospital | 0 | 0 | 1744.59 | 0 | 0 | 0 | 0 | 0 | 0 | 0 | 0 | 0 | 0 | 0 | 0 | 0 | 0 | 0 | 0 | 0 | 0 | 0 | 0 | 0 | 0 | 0 | 0 | 0 | 0 | 0
7 | 300 | 307 | 300 307 EMS Optimization / Hospital | 0 | 0 | 300 | 0 | 0 | 0 | 0 | 0 | 0 | 0 | 0 | 0 | 0 | 0 | 0 | 0 | 0 | 0 | 0 | 0 | 0 | 0 | 0 | 0 | 0 | 0 | 0 | 0 | 0 | 0
7 | 300 | 308 | 300 308 Aerosole Duct Sealing / Hospital | 0 | 0 | 814.97 | 0 | 0 | 0 | 0 | 0 | 0 | 0 | 0 | 0 | 0 | 0 | 0 | 0 | 0 | 0 | 0 | 0 | 0 | 0 | 0 | 0 | 0 | 0 | 0 | 0 | 0 | 0
7 | 300 | 309 | 300 309 Duct/Pipe Insulation / Hospital | 0 | 0 | 30756 | 0 | 0 | 0 | 0 | 0 | 0 | 0 | 0 | 0 | 0 | 0 | 0 | 0 | 0 | 0 | 0 | 0 | 0 | 0 | 0 | 0 | 0 | 0 | 0 | 0 | 0 | 0
7 | 300 | 311 | 300 311 Window Film (Standard) / Hospital | 0 | 0 | 1304.75 | 0 | 0 | 0 | 0 | 0 | 0 | 0 | 0 | 0 | 0 | 0 | 0 | 0 | 0 | 0 | 0 | 0 | 0 | 0 | 0 | 0 | 0 | 0 | 0 | 0 | 0 | 0
7 | 300 | 313 | 300 313 Ceiling Insulation / Hospital | 0 | 0 | 3843 | 0 | 0 | 0 | 0 | 0 | 0 | 0 | 0 | 0 | 0 | 0 | 0 | 0 | 0 | 0 | 0 | 0 | 0 | 0 | 0 | 0 | 0 | 0 | 0 | 0 | 0 | 0
7 | 300 | 314 | 300 314 Roof Insulation / Hospital | 0 | 0 | 1505.52 | 0 | 0 | 0 | 0 | 0 | 0 | 0 | 0 | 0 | 0 | 0 | 0 | 0 | 0 | 0 | 0 | 0 | 0 | 0 | 0 | 0 | 0 | 0 | 0 | 0 | 0 | 0
7 | 300 | 317 | 300 317 Thermal Energy Storage (TES) Positive / Hospital | 0 | 0 | 15630.07 | 0 | 0 | 0 | 0 | 0 | 0 | 0 | 0 | 0 | 0 | 0 | 0 | 0 | 0 | 0 | 0 | 0 | 0 | 0 | 0 | 0 | 0 | 0 | 0 | 0 | 0 | 0
7 | 300 | 317 | 300 317 Thermal Energy Storage (TES) Negative / Hospital | 0 | 0 | 0 | 0 | 0 | 0 | 0 | 0 | 0 | 0 | 0 | 0 | 0 | 0 | 0 | 0 | 0 | 0 | 0 | 0 | 0 | 0 | 0 | 0 | 0 | 0 | 0 | 0 | 0 | 0
7 | 320 | 321 | 320 321 DX Packaged System, EER=10.9, 10 tons / Hospital | 0 | 0 | 5482.98 | 0 | 0 | 0 | 0 | 0 | 0 | 0 | 0 | 0 | 0 | 0 | 0 | 0 | 0 | 0 | 0 | 0 | 0 | 0 | 0 | 0 | 0 | 0 | 0 | 0 | 0 | 0
7 | 320 | 322 | 320 322 Hybrid Dessicant-DX System (Trane CDQ) / Hospital | 0 | 0 | 20489.32 | 0 | 0 | 0 | 0 | 0 | 0 | 0 | 0 | 0 | 0 | 0 | 0 | 0 | 0 | 0 | 0 | 0 | 0 | 0 | 0 | 0 | 0 | 0 | 0 | 0 | 0 | 0
7 | 320 | 323 | 320 323 Geothermal Heat Pump, EER=13, 10 tons / Hospital | 0 | 0 | 49211.43 | 0 | 0 | 0 | 0 | 0 | 0 | 0 | 0 | 0 | 0 | 0 | 0 | 0 | 0 | 0 | 0 | 0 | 0 | 0 | 0 | 0 | 0 | 0 | 0 | 0 | 0 | 0
7 | 320 | 326 | 320 326 DX Tune Up/ Advanced Diagnostics / Hospital | 0 | 0 | 1250 | 0 | 0 | 0 | 0 | 0 | 0 | 0 | 0 | 0 | 0 | 0 | 0 | 0 | 0 | 0 | 0 | 0 | 0 | 0 | 0 | 0 | 0 | 0 | 0 | 0 | 0 | 0
7 | 320 | 327 | 320 327 DX Coil Cleaning / Hospital | 0 | 0 | 411.1 | 0 | 0 | 0 | 0 | 0 | 0 | 0 | 0 | 0 | 0 | 0 | 0 | 0 | 0 | 0 | 0 | 0 | 0 | 0 | 0 | 0 | 0 | 0 | 0 | 0 | 0 | 0
7 | 320 | 329 | 320 329 Aerosole Duct Sealing / Hospital | 0 | 0 | 814.97 | 0 | 0 | 0 | 0 | 0 | 0 | 0 | 0 | 0 | 0 | 0 | 0 | 0 | 0 | 0 | 0 | 0 | 0 | 0 | 0 | 0 | 0 | 0 | 0 | 0 | 0 | 0
7 | 320 | 330 | 320 330 Duct/Pipe Insulation / Hospital | 0 | 0 | 30756 | 0 | 0 | 0 | 0 | 0 | 0 | 0 | 0 | 0 | 0 | 0 | 0 | 0 | 0 | 0 | 0 | 0 | 0 | 0 | 0 | 0 | 0 | 0 | 0 | 0 | 0 | 0
7 | 320 | 334 | 320 334 Ceiling Insulation / Hospital | 0 | 0 | 3843 | 0 | 0 | 0 | 0 | 0 | 0 | 0 | 0 | 0 | 0 | 0 | 0 | 0 | 0 | 0 | 0 | 0 | 0 | 0 | 0 | 0 | 0 | 0 | 0 | 0 | 0 | 0
7 | 320 | 335 | 320 335 Roof Insulation / Hospital | 0 | 0 | 1505.52 | 0 | 0 | 0 | 0 | 0 | 0 | 0 | 0 | 0 | 0 | 0 | 0 | 0 | 0 | 0 | 0 | 0 | 0 | 0 | 0 | 0 | 0 | 0 | 0 | 0 | 0 | 0
7 | 340 | 344 | 340 344 Aerosole Duct Sealing / Hospital | 0 | 0 | 814.97 | 0 | 0 | 0 | 0 | 0 | 0 | 0 | 0 | 0 | 0 | 0 | 0 | 0 | 0 | 0 | 0 | 0 | 0 | 0 | 0 | 0 | 0 | 0 | 0 | 0 | 0 | 0
7 | 340 | 345 | 340 345 Duct/Pipe Insulation / Hospital | 0 | 0 | 30756 | 0 | 0 | 0 | 0 | 0 | 0 | 0 | 0 | 0 | 0 | 0 | 0 | 0 | 0 | 0 | 0 | 0 | 0 | 0 | 0 | 0 | 0 | 0 | 0 | 0 | 0 | 0
7 | 340 | 349 | 340 349 Ceiling Insulation / Hospital | 0 | 0 | 3843 | 0 | 0 | 0 | 0 | 0 | 0 | 0 | 0 | 0 | 0 | 0 | 0 | 0 | 0 | 0 | 0 | 0 | 0 | 0 | 0 | 0 | 0 | 0 | 0 | 0 | 0 | 0
7 | 340 | 351 | 340 351 Cool Roof - DX / Hospital | 0 | 0 | 13606.8 | 0 | 0 | 0 | 0 | 0 | 0 | 0 | 0 | 0 | 0 | 0 | 0 | 0 | 0 | 0 | 0 | 0 | 0 | 0 | 0 | 0 | 0 | 0 | 0 | 0 | 0 | 0
7 | 360 | 361 | 360 361 HE PTAC, EER=9.6, 1 ton / Hospital | 0 | 0 | 6317.06 | 0 | 0 | 0 | 0 | 0 | 0 | 0 | 0 | 0 | 0 | 0 | 0 | 0 | 0 | 0 | 0 | 0 | 0 | 0 | 0 | 0 | 0 | 0 | 0 | 0 | 0 | 0
7 | 400 | 402 | 400 402 Variable Speed Drive Control / Hospital | 0 | 0 | 3129.63 | 0 | 0 | 0 | 0 | 0 | 0 | 0 | 0 | 0 | 0 | 0 | 0 | 0 | 0 | 0 | 0 | 0 | 0 | 0 | 0 | 0 | 0 | 0 | 0 | 0 | 0 | 0
7 | 400 | 403 | 400 403 Air Handler Optimization / Hospital | 0 | 0 | 300 | 0 | 0 | 0 | 0 | 0 | 0 | 0 | 0 | 0 | 0 | 0 | 0 | 0 | 0 | 0 | 0 | 0 | 0 | 0 | 0 | 0 | 0 | 0 | 0 | 0 | 0 | 0
7 | 400 | 404 | 400 404 Electronically Commutated Motors (ECM) on an Air Handler Unit / Hospital | 0 | 0 | 1195.76 | 0 | 0 | 0 | 0 | 0 | 0 | 0 | 0 | 0 | 0 | 0 | 0 | 0 | 0 | 0 | 0 | 0 | 0 | 0 | 0 | 0 | 0 | 0 | 0 | 0 | 0 | 0
7 | 400 | 405 | 400 405 Demand Control Ventilation (DCV) / Hospital | 0 | 0 | 23594 | 0 | 0 | 0 | 0 | 0 | 0 | 0 | 0 | 0 | 0 | 0 | 0 | 0 | 0 | 0 | 0 | 0 | 0 | 0 | 0 | 0 | 0 | 0 | 0 | 0 | 0 | 0
7 | 400 | 406 | 400 406 Energy Recovery Ventilation (ERV) / Hospital | 0 | 0 | 5439.57 | 0 | 0 | 0 | 0 | 0 | 0 | 0 | 0 | 0 | 0 | 0 | 0 | 0 | 0 | 0 | 0 | 0 | 0 | 0 | 0 | 0 | 0 | 0 | 0 | 0 | 0 | 0
7 | 600 | 603 | 600 603 Heat Pump Water Heater (air source) / Hospital | 0 | 0 | 504.95 | 0 | 0 | 0 | 0 | 0 | 0 | 0 | 0 | 0 | 0 | 0 | 0 | 0 | 0 | 0 | 0 | 0 | 0 | 0 | 0 | 0 | 0 | 0 | 0 | 0 | 0 | 0
7 | 600 | 606 | 600 606 Demand controlled circulating systems / Hospital | 0 | 0 | 28.27 | 0 | 0 | 0 | 0 | 0 | 0 | 0 | 0 | 0 | 0 | 0 | 0 | 0 | 0 | 0 | 0 | 0 | 0 | 0 | 0 | 0 | 0 | 0 | 0 | 0 | 0 | 0
7 | 600 | 608 | 600 608 Heat Recovery Unit / Hospital | 0 | 0 | 818 | 0 | 0 | 0 | 0 | 0 | 0 | 0 | 0 | 0 | 0 | 0 | 0 | 0 | 0 | 0 | 0 | 0 | 0 | 0 | 0 | 0 | 0 | 0 | 0 | 0 | 0 | 0
7 | 600 | 609 | 600 609 Heat Trap / Hospital | 0 | 0 | 1.37 | 0 | 0 | 0 | 0 | 0 | 0 | 0 | 0 | 0 | 0 | 0 | 0 | 0 | 0 | 0 | 0 | 0 | 0 | 0 | 0 | 0 | 0 | 0 | 0 | 0 | 0 | 0
7 | 600 | 610 | 600 610 Hot Water Pipe Insulation / Hospital | 0 | 0 | 36.44 | 0 | 0 | 0 | 0 | 0 | 0 | 0 | 0 | 0 | 0 | 0 | 0 | 0 | 0 | 0 | 0 | 0 | 0 | 0 | 0 | 0 | 0 | 0 | 0 | 0 | 0 | 0
7 | 700 | 701 | 700 701 PC Manual Power Management Enabling / Hospital | 0 | 0 | 67.51 | 0 | 0 | 0 | 0 | 0 | 0 | 0 | 0 | 0 | 0 | 0 | 0 | 0 | 0 | 0 | 0 | 0 | 0 | 0 | 0 | 0 | 0 | 0 | 0 | 0 | 0 | 0
7 | 700 | 702 | 700 702 PC Network Power Management Enabling / Hospital | 0 | 0 | 33.76 | 0 | 0 | 0 | 0 | 0 | 0 | 0 | 0 | 0 | 0 | 0 | 0 | 0 | 0 | 0 | 0 | 0 | 0 | 0 | 0 | 0 | 0 | 0 | 0 | 0 | 0 | 0
7 | 710 | 711 | 710 711 Energy Star or Better Monitor / Hospital | 0 | 0 | 0 | 0 | 0 | 0 | 0 | 0 | 0 | 0 | 0 | 0 | 0 | 0 | 0 | 0 | 0 | 0 | 0 | 0 | 0 | 0 | 0 | 0 | 0 | 0 | 0 | 0 | 0 | 0
7 | 710 | 712 | 710 712 Monitor Power Management Enabling / Hospital | 0 | 0 | 64.14 | 0 | 0 | 0 | 0 | 0 | 0 | 0 | 0 | 0 | 0 | 0 | 0 | 0 | 0 | 0 | 0 | 0 | 0 | 0 | 0 | 0 | 0 | 0 | 0 | 0 | 0 | 0
7 | 720 | 722 | 720 722 Monitor Power Management Enabling / Hospital | 0 | 0 | 3.38 | 0 | 0 | 0 | 0 | 0 | 0 | 0 | 0 | 0 | 0 | 0 | 0 | 0 | 0 | 0 | 0 | 0 | 0 | 0 | 0 | 0 | 0 | 0 | 0 | 0 | 0 | 0
7 | 730 | 732 | 730 732 Copier Power Management Enabling / Hospital | 0 | 0 | 31.6 | 0 | 0 | 0 | 0 | 0 | 0 | 0 | 0 | 0 | 0 | 0 | 0 | 0 | 0 | 0 | 0 | 0 | 0 | 0 | 0 | 0 | 0 | 0 | 0 | 0 | 0 | 0
7 | 740 | 741 | 740 741 Printer Power Management Enabling / Hospital | 0 | 0 | 197.11 | 0 | 0 | 0 | 0 | 0 | 0 | 0 | 0 | 0 | 0 | 0 | 0 | 0 | 0 | 0 | 0 | 0 | 0 | 0 | 0 | 0 | 0 | 0 | 0 | 0 | 0 | 0
7 | 800 | 801 | 800 801 Convection Oven / Hospital | 0 | 0 | 339638.2 | 0 | 0 | 0 | 0 | 0 | 0 | 0 | 0 | 0 | 0 | 0 | 0 | 0 | 0 | 0 | 0 | 0 | 0 | 0 | 0 | 0 | 0 | 0 | 0 | 0 | 0 | 0
7 | 810 | 811 | 810 811 Efficient Fryer / Hospital | 0 | 0 | 141340.7 | 0 | 0 | 0 | 0 | 0 | 0 | 0 | 0 | 0 | 0 | 0 | 0 | 0 | 0 | 0 | 0 | 0 | 0 | 0 | 0 | 0 | 0 | 0 | 0 | 0 | 0 | 0
7 | 900 | 901 | 900 901 Vending Misers (cooled machines only) / Hospital | 0 | 0 | 52.38 | 0 | 0 | 0 | 0 | 0 | 0 | 0 | 0 | 0 | 0 | 0 | 0 | 0 | 0 | 0 | 0 | 0 | 0 | 0 | 0 | 0 | 0 | 0 | 0 | 0 | 0 | 0
8 | 110 | 111 | 110 111 Premium T8, Elecctronic Ballast / Other Healthcare | 0 | 0 | 21311.26 | 0 | 0 | 0 | 0 | 0 | 0 | 0 | 0 | 0 | 0 | 0 | 0 | 0 | 0 | 0 | 0 | 0 | 0 | 0 | 0 | 0 | 0 | 0 | 0 | 0 | 0 | 0
8 | 110 | 114 | 110 114 Continuous Dimming / Other Healthcare | 0 | 0 | 122712.1 | 0 | 0 | 0 | 0 | 0 | 0 | 0 | 0 | 0 | 0 | 0 | 0 | 0 | 0 | 0 | 0 | 0 | 0 | 0 | 0 | 0 | 0 | 0 | 0 | 0 | 0 | 0
8 | 110 | 115 | 110 115 Lighting Control Tuneup / Other Healthcare | 0 | 0 | 144 | 0 | 0 | 0 | 0 | 0 | 0 | 0 | 0 | 0 | 0 | 0 | 0 | 0 | 0 | 0 | 0 | 0 | 0 | 0 | 0 | 0 | 0 | 0 | 0 | 0 | 0 | 0
8 | 120 | 121 | 120 121 ROB Premium T8, 1EB / Other Healthcare | 0 | 0 | 2058.69 | 0 | 0 | 0 | 0 | 0 | 0 | 0 | 0 | 0 | 0 | 0 | 0 | 0 | 0 | 0 | 0 | 0 | 0 | 0 | 0 | 0 | 0 | 0 | 0 | 0 | 0 | 0
8 | 120 | 122 | 120 122 ROB Premium T8, EB, Reflector / Other Healthcare | 0 | 0 | 7058.37 | 0 | 0 | 0 | 0 | 0 | 0 | 0 | 0 | 0 | 0 | 0 | 0 | 0 | 0 | 0 | 0 | 0 | 0 | 0 | 0 | 0 | 0 | 0 | 0 | 0 | 0 | 0
8 | 120 | 123 | 120 123 Occupancy Sensor / Other Healthcare | 0 | 0 | 13234.45 | 0 | 0 | 0 | 0 | 0 | 0 | 0 | 0 | 0 | 0 | 0 | 0 | 0 | 0 | 0 | 0 | 0 | 0 | 0 | 0 | 0 | 0 | 0 | 0 | 0 | 0 | 0
8 | 120 | 124 | 120 124 Lighting Control Tuneup / Other Healthcare | 0 | 0 | 144 | 0 | 0 | 0 | 0 | 0 | 0 | 0 | 0 | 0 | 0 | 0 | 0 | 0 | 0 | 0 | 0 | 0 | 0 | 0 | 0 | 0 | 0 | 0 | 0 | 0 | 0 | 0
8 | 130 | 131 | 130 131 CFL Screw-in 18W / Other Healthcare | 0 | 0 | 13752.45 | 0 | 0 | 0 | 0 | 0 | 0 | 0 | 0 | 0 | 0 | 0 | 0 | 0 | 0 | 0 | 0 | 0 | 0 | 0 | 0 | 0 | 0 | 0 | 0 | 0 | 0 | 0
8 | 150 | 151 | 150 151 PSMH, 250W, magnetic ballast / Other Healthcare | 0 | 0 | 1078.69 | 0 | 0 | 0 | 0 | 0 | 0 | 0 | 0 | 0 | 0 | 0 | 0 | 0 | 0 | 0 | 0 | 0 | 0 | 0 | 0 | 0 | 0 | 0 | 0 | 0 | 0 | 0
8 | 150 | 152 | 150 152 PSMH, 250 W, electronic ballast / Other Healthcare | 0 | 0 | 5534.81 | 0 | 0 | 0 | 0 | 0 | 0 | 0 | 0 | 0 | 0 | 0 | 0 | 0 | 0 | 0 | 0 | 0 | 0 | 0 | 0 | 0 | 0 | 0 | 0 | 0 | 0 | 0
8 | 150 | 153 | 150 153 High Bay T5 / Other Healthcare | 0 | 0 | 2459.93 | 0 | 0 | 0 | 0 | 0 | 0 | 0 | 0 | 0 | 0 | 0 | 0 | 0 | 0 | 0 | 0 | 0 | 0 | 0 | 0 | 0 | 0 | 0 | 0 | 0 | 0 | 0
8 | 160 | 161 | 160 161 LED Exit Sign / Other Healthcare | 0 | 0 | 176.41 | 0 | 0 | 0 | 0 | 0 | 0 | 0 | 0 | 0 | 0 | 0 | 0 | 0 | 0 | 0 | 0 | 0 | 0 | 0 | 0 | 0 | 0 | 0 | 0 | 0 | 0 | 0
8 | 200 | 201 | 200 201 High Pressure Sodium 250W Lamp / Other Healthcare | 0 | 0 | 564.56 | 0 | 0 | 0 | 0 | 0 | 0 | 0 | 0 | 0 | 0 | 0 | 0 | 0 | 0 | 0 | 0 | 0 | 0 | 0 | 0 | 0 | 0 | 0 | 0 | 0 | 0 | 0
8 | 200 | 202 | 200 202 Outdoor Lighting Controls (Photocell/Timeclock) / Other Healthcare | 0 | 0 | 102.3 | 0 | 0 | 0 | 0 | 0 | 0 | 0 | 0 | 0 | 0 | 0 | 0 | 0 | 0 | 0 | 0 | 0 | 0 | 0 | 0 | 0 | 0 | 0 | 0 | 0 | 0 | 0
8 | 210 | 211 | 210 211 Outdoor Lighting Controls (Photocell/Timeclock) / Other Healthcare | 0 | 0 | 263.49 | 0 | 0 | 0 | 0 | 0 | 0 | 0 | 0 | 0 | 0 | 0 | 0 | 0 | 0 | 0 | 0 | 0 | 0 | 0 | 0 | 0 | 0 | 0 | 0 | 0 | 0 | 0
8 | 300 | 301 | 300 301 Centrifugal Chiller, 0.51 kW/ton, 500 tons / Other Healthcare | 0 | 0 | 2146.66 | 0 | 0 | 0 | 0 | 0 | 0 | 0 | 0 | 0 | 0 | 0 | 0 | 0 | 0 | 0 | 0 | 0 | 0 | 0 | 0 | 0 | 0 | 0 | 0 | 0 | 0 | 0
8 | 300 | 302 | 300 302 High Efficiency Chiller Motors / Other Healthcare | 0 | 0 | 760.75 | 0 | 0 | 0 | 0 | 0 | 0 | 0 | 0 | 0 | 0 | 0 | 0 | 0 | 0 | 0 | 0 | 0 | 0 | 0 | 0 | 0 | 0 | 0 | 0 | 0 | 0 | 0
8 | 300 | 304 | 300 304 EMS - Chiller / Other Healthcare | 0 | 0 | 2341.81 | 0 | 0 | 0 | 0 | 0 | 0 | 0 | 0 | 0 | 0 | 0 | 0 | 0 | 0 | 0 | 0 | 0 | 0 | 0 | 0 | 0 | 0 | 0 | 0 | 0 | 0 | 0
8 | 300 | 305 | 300 305 Chiller Tune Up/Diagnostics / Other Healthcare | 0 | 0 | 1000 | 0 | 0 | 0 | 0 | 0 | 0 | 0 | 0 | 0 | 0 | 0 | 0 | 0 | 0 | 0 | 0 | 0 | 0 | 0 | 0 | 0 | 0 | 0 | 0 | 0 | 0 | 0
8 | 300 | 306 | 300 306 VSD for Chiller Pumps and Towers / Other Healthcare | 0 | 0 | 1639.26 | 0 | 0 | 0 | 0 | 0 | 0 | 0 | 0 | 0 | 0 | 0 | 0 | 0 | 0 | 0 | 0 | 0 | 0 | 0 | 0 | 0 | 0 | 0 | 0 | 0 | 0 | 0
8 | 300 | 307 | 300 307 EMS Optimization / Other Healthcare | 0 | 0 | 300 | 0 | 0 | 0 | 0 | 0 | 0 | 0 | 0 | 0 | 0 | 0 | 0 | 0 | 0 | 0 | 0 | 0 | 0 | 0 | 0 | 0 | 0 | 0 | 0 | 0 | 0 | 0
8 | 300 | 308 | 300 308 Aerosole Duct Sealing / Other Healthcare | 0 | 0 | 765.77 | 0 | 0 | 0 | 0 | 0 | 0 | 0 | 0 | 0 | 0 | 0 | 0 | 0 | 0 | 0 | 0 | 0 | 0 | 0 | 0 | 0 | 0 | 0 | 0 | 0 | 0 | 0
8 | 300 | 309 | 300 309 Duct/Pipe Insulation / Other Healthcare | 0 | 0 | 30756 | 0 | 0 | 0 | 0 | 0 | 0 | 0 | 0 | 0 | 0 | 0 | 0 | 0 | 0 | 0 | 0 | 0 | 0 | 0 | 0 | 0 | 0 | 0 | 0 | 0 | 0 | 0
8 | 300 | 311 | 300 311 Window Film (Standard) / Other Healthcare | 0 | 0 | 1304.75 | 0 | 0 | 0 | 0 | 0 | 0 | 0 | 0 | 0 | 0 | 0 | 0 | 0 | 0 | 0 | 0 | 0 | 0 | 0 | 0 | 0 | 0 | 0 | 0 | 0 | 0 | 0
8 | 300 | 313 | 300 313 Ceiling Insulation / Other Healthcare | 0 | 0 | 3843 | 0 | 0 | 0 | 0 | 0 | 0 | 0 | 0 | 0 | 0 | 0 | 0 | 0 | 0 | 0 | 0 | 0 | 0 | 0 | 0 | 0 | 0 | 0 | 0 | 0 | 0 | 0
8 | 300 | 314 | 300 314 Roof Insulation / Other Healthcare | 0 | 0 | 1505.52 | 0 | 0 | 0 | 0 | 0 | 0 | 0 | 0 | 0 | 0 | 0 | 0 | 0 | 0 | 0 | 0 | 0 | 0 | 0 | 0 | 0 | 0 | 0 | 0 | 0 | 0 | 0
8 | 300 | 317 | 300 317 Thermal Energy Storage (TES) Positive / Other Healthcare | 0 | 0 | 14686.48 | 0 | 0 | 0 | 0 | 0 | 0 | 0 | 0 | 0 | 0 | 0 | 0 | 0 | 0 | 0 | 0 | 0 | 0 | 0 | 0 | 0 | 0 | 0 | 0 | 0 | 0 | 0
8 | 300 | 317 | 300 317 Thermal Energy Storage (TES) Negative / Other Healthcare | 0 | 0 | 0 | 0 | 0 | 0 | 0 | 0 | 0 | 0 | 0 | 0 | 0 | 0 | 0 | 0 | 0 | 0 | 0 | 0 | 0 | 0 | 0 | 0 | 0 | 0 | 0 | 0 | 0 | 0
8 | 320 | 321 | 320 321 DX Packaged System, EER=10.9, 10 tons / Other Healthcare | 0 | 0 | 5151.97 | 0 | 0 | 0 | 0 | 0 | 0 | 0 | 0 | 0 | 0 | 0 | 0 | 0 | 0 | 0 | 0 | 0 | 0 | 0 | 0 | 0 | 0 | 0 | 0 | 0 | 0 | 0
8 | 320 | 322 | 320 322 Hybrid Dessicant-DX System (Trane CDQ) / Other Healthcare | 0 | 0 | 19252.38 | 0 | 0 | 0 | 0 | 0 | 0 | 0 | 0 | 0 | 0 | 0 | 0 | 0 | 0 | 0 | 0 | 0 | 0 | 0 | 0 | 0 | 0 | 0 | 0 | 0 | 0 | 0
8 | 320 | 323 | 320 323 Geothermal Heat Pump, EER=13, 10 tons / Other Healthcare | 0 | 0 | 46240.52 | 0 | 0 | 0 | 0 | 0 | 0 | 0 | 0 | 0 | 0 | 0 | 0 | 0 | 0 | 0 | 0 | 0 | 0 | 0 | 0 | 0 | 0 | 0 | 0 | 0 | 0 | 0
8 | 320 | 326 | 320 326 DX Tune Up/ Advanced Diagnostics / Other Healthcare | 0 | 0 | 1250 | 0 | 0 | 0 | 0 | 0 | 0 | 0 | 0 | 0 | 0 | 0 | 0 | 0 | 0 | 0 | 0 | 0 | 0 | 0 | 0 | 0 | 0 | 0 | 0 | 0 | 0 | 0
8 | 320 | 327 | 320 327 DX Coil Cleaning / Other Healthcare | 0 | 0 | 386.28 | 0 | 0 | 0 | 0 | 0 | 0 | 0 | 0 | 0 | 0 | 0 | 0 | 0 | 0 | 0 | 0 | 0 | 0 | 0 | 0 | 0 | 0 | 0 | 0 | 0 | 0 | 0
8 | 320 | 329 | 320 329 Aerosole Duct Sealing / Other Healthcare | 0 | 0 | 765.77 | 0 | 0 | 0 | 0 | 0 | 0 | 0 | 0 | 0 | 0 | 0 | 0 | 0 | 0 | 0 | 0 | 0 | 0 | 0 | 0 | 0 | 0 | 0 | 0 | 0 | 0 | 0
8 | 320 | 330 | 320 330 Duct/Pipe Insulation / Other Healthcare | 0 | 0 | 30756 | 0 | 0 | 0 | 0 | 0 | 0 | 0 | 0 | 0 | 0 | 0 | 0 | 0 | 0 | 0 | 0 | 0 | 0 | 0 | 0 | 0 | 0 | 0 | 0 | 0 | 0 | 0
8 | 320 | 334 | 320 334 Ceiling Insulation / Other Healthcare | 0 | 0 | 3843 | 0 | 0 | 0 | 0 | 0 | 0 | 0 | 0 | 0 | 0 | 0 | 0 | 0 | 0 | 0 | 0 | 0 | 0 | 0 | 0 | 0 | 0 | 0 | 0 | 0 | 0 | 0
8 | 320 | 335 | 320 335 Roof Insulation / Other Healthcare | 0 | 0 | 1505.52 | 0 | 0 | 0 | 0 | 0 | 0 | 0 | 0 | 0 | 0 | 0 | 0 | 0 | 0 | 0 | 0 | 0 | 0 | 0 | 0 | 0 | 0 | 0 | 0 | 0 | 0 | 0
8 | 340 | 344 | 340 344 Aerosole Duct Sealing / Other Healthcare | 0 | 0 | 765.77 | 0 | 0 | 0 | 0 | 0 | 0 | 0 | 0 | 0 | 0 | 0 | 0 | 0 | 0 | 0 | 0 | 0 | 0 | 0 | 0 | 0 | 0 | 0 | 0 | 0 | 0 | 0
8 | 340 | 345 | 340 345 Duct/Pipe Insulation / Other Healthcare | 0 | 0 | 30756 | 0 | 0 | 0 | 0 | 0 | 0 | 0 | 0 | 0 | 0 | 0 | 0 | 0 | 0 | 0 | 0 | 0 | 0 | 0 | 0 | 0 | 0 | 0 | 0 | 0 | 0 | 0
8 | 340 | 349 | 340 349 Ceiling Insulation / Other Healthcare | 0 | 0 | 3843 | 0 | 0 | 0 | 0 | 0 | 0 | 0 | 0 | 0 | 0 | 0 | 0 | 0 | 0 | 0 | 0 | 0 | 0 | 0 | 0 | 0 | 0 | 0 | 0 | 0 | 0 | 0
8 | 340 | 351 | 340 351 Cool Roof - DX / Other Healthcare | 0 | 0 | 13606.8 | 0 | 0 | 0 | 0 | 0 | 0 | 0 | 0 | 0 | 0 | 0 | 0 | 0 | 0 | 0 | 0 | 0 | 0 | 0 | 0 | 0 | 0 | 0 | 0 | 0 | 0 | 0
8 | 360 | 361 | 360 361 HE PTAC, EER=9.6, 1 ton / Other Healthcare | 0 | 0 | 5935.7 | 0 | 0 | 0 | 0 | 0 | 0 | 0 | 0 | 0 | 0 | 0 | 0 | 0 | 0 | 0 | 0 | 0 | 0 | 0 | 0 | 0 | 0 | 0 | 0 | 0 | 0 | 0
8 | 400 | 402 | 400 402 Variable Speed Drive Control / Other Healthcare | 0 | 0 | 3252.23 | 0 | 0 | 0 | 0 | 0 | 0 | 0 | 0 | 0 | 0 | 0 | 0 | 0 | 0 | 0 | 0 | 0 | 0 | 0 | 0 | 0 | 0 | 0 | 0 | 0 | 0 | 0
8 | 400 | 403 | 400 403 Air Handler Optimization / Other Healthcare | 0 | 0 | 300 | 0 | 0 | 0 | 0 | 0 | 0 | 0 | 0 | 0 | 0 | 0 | 0 | 0 | 0 | 0 | 0 | 0 | 0 | 0 | 0 | 0 | 0 | 0 | 0 | 0 | 0 | 0
8 | 400 | 404 | 400 404 Electronically Commutated Motors (ECM) on an Air Handler Unit / Other Healthcare | 0 | 0 | 1123.57 | 0 | 0 | 0 | 0 | 0 | 0 | 0 | 0 | 0 | 0 | 0 | 0 | 0 | 0 | 0 | 0 | 0 | 0 | 0 | 0 | 0 | 0 | 0 | 0 | 0 | 0 | 0
8 | 400 | 405 | 400 405 Demand Control Ventilation (DCV) / Other Healthcare | 0 | 0 | 23594 | 0 | 0 | 0 | 0 | 0 | 0 | 0 | 0 | 0 | 0 | 0 | 0 | 0 | 0 | 0 | 0 | 0 | 0 | 0 | 0 | 0 | 0 | 0 | 0 | 0 | 0 | 0
8 | 400 | 406 | 400 406 Energy Recovery Ventilation (ERV) / Other Healthcare | 0 | 0 | 5111.18 | 0 | 0 | 0 | 0 | 0 | 0 | 0 | 0 | 0 | 0 | 0 | 0 | 0 | 0 | 0 | 0 | 0 | 0 | 0 | 0 | 0 | 0 | 0 | 0 | 0 | 0 | 0
8 | 600 | 603 | 600 603 Heat Pump Water Heater (air source) / Other Healthcare | 0 | 0 | 4131.21 | 0 | 0 | 0 | 0 | 0 | 0 | 0 | 0 | 0 | 0 | 0 | 0 | 0 | 0 | 0 | 0 | 0 | 0 | 0 | 0 | 0 | 0 | 0 | 0 | 0 | 0 | 0
8 | 600 | 606 | 600 606 Demand controlled circulating systems / Other Healthcare | 0 | 0 | 231.28 | 0 | 0 | 0 | 0 | 0 | 0 | 0 | 0 | 0 | 0 | 0 | 0 | 0 | 0 | 0 | 0 | 0 | 0 | 0 | 0 | 0 | 0 | 0 | 0 | 0 | 0 | 0
8 | 600 | 608 | 600 608 Heat Recovery Unit / Other Healthcare | 0 | 0 | 818 | 0 | 0 | 0 | 0 | 0 | 0 | 0 | 0 | 0 | 0 | 0 | 0 | 0 | 0 | 0 | 0 | 0 | 0 | 0 | 0 | 0 | 0 | 0 | 0 | 0 | 0 | 0
8 | 600 | 609 | 600 609 Heat Trap / Other Healthcare | 0 | 0 | 11.18 | 0 | 0 | 0 | 0 | 0 | 0 | 0 | 0 | 0 | 0 | 0 | 0 | 0 | 0 | 0 | 0 | 0 | 0 | 0 | 0 | 0 | 0 | 0 | 0 | 0 | 0 | 0
8 | 600 | 610 | 600 610 Hot Water Pipe Insulation / Other Healthcare | 0 | 0 | 298.09 | 0 | 0 | 0 | 0 | 0 | 0 | 0 | 0 | 0 | 0 | 0 | 0 | 0 | 0 | 0 | 0 | 0 | 0 | 0 | 0 | 0 | 0 | 0 | 0 | 0 | 0 | 0
8 | 700 | 701 | 700 701 PC Manual Power Management Enabling / Other Healthcare | 0 | 0 | 14.44 | 0 | 0 | 0 | 0 | 0 | 0 | 0 | 0 | 0 | 0 | 0 | 0 | 0 | 0 | 0 | 0 | 0 | 0 | 0 | 0 | 0 | 0 | 0 | 0 | 0 | 0 | 0
8 | 700 | 702 | 700 702 PC Network Power Management Enabling / Other Healthcare | 0 | 0 | 7.22 | 0 | 0 | 0 | 0 | 0 | 0 | 0 | 0 | 0 | 0 | 0 | 0 | 0 | 0 | 0 | 0 | 0 | 0 | 0 | 0 | 0 | 0 | 0 | 0 | 0 | 0 | 0
8 | 710 | 711 | 710 711 Energy Star or Better Monitor / Other Healthcare | 0 | 0 | 0 | 0 | 0 | 0 | 0 | 0 | 0 | 0 | 0 | 0 | 0 | 0 | 0 | 0 | 0 | 0 | 0 | 0 | 0 | 0 | 0 | 0 | 0 | 0 | 0 | 0 | 0 | 0
8 | 710 | 712 | 710 712 Monitor Power Management Enabling / Other Healthcare | 0 | 0 | 13.71 | 0 | 0 | 0 | 0 | 0 | 0 | 0 | 0 | 0 | 0 | 0 | 0 | 0 | 0 | 0 | 0 | 0 | 0 | 0 | 0 | 0 | 0 | 0 | 0 | 0 | 0 | 0
8 | 720 | 722 | 720 722 Monitor Power Management Enabling / Other Healthcare | 0 | 0 | 0.72 | 0 | 0 | 0 | 0 | 0 | 0 | 0 | 0 | 0 | 0 | 0 | 0 | 0 | 0 | 0 | 0 | 0 | 0 | 0 | 0 | 0 | 0 | 0 | 0 | 0 | 0 | 0
8 | 730 | 732 | 730 732 Copier Power Management Enabling / Other Healthcare | 0 | 0 | 20.71 | 0 | 0 | 0 | 0 | 0 | 0 | 0 | 0 | 0 | 0 | 0 | 0 | 0 | 0 | 0 | 0 | 0 | 0 | 0 | 0 | 0 | 0 | 0 | 0 | 0 | 0 | 0
8 | 740 | 741 | 740 741 Printer Power Management Enabling / Other Healthcare | 0 | 0 | 60.72 | 0 | 0 | 0 | 0 | 0 | 0 | 0 | 0 | 0 | 0 | 0 | 0 | 0 | 0 | 0 | 0 | 0 | 0 | 0 | 0 | 0 | 0 | 0 | 0 | 0 | 0 | 0
8 | 800 | 801 | 800 801 Convection Oven / Other Healthcare | 0 | 0 | 253207.2 | 0 | 0 | 0 | 0 | 0 | 0 | 0 | 0 | 0 | 0 | 0 | 0 | 0 | 0 | 0 | 0 | 0 | 0 | 0 | 0 | 0 | 0 | 0 | 0 | 0 | 0 | 0
8 | 810 | 811 | 810 811 Efficient Fryer / Other Healthcare | 0 | 0 | 10804.98 | 0 | 0 | 0 | 0 | 0 | 0 | 0 | 0 | 0 | 0 | 0 | 0 | 0 | 0 | 0 | 0 | 0 | 0 | 0 | 0 | 0 | 0 | 0 | 0 | 0 | 0 | 0
8 | 900 | 901 | 900 901 Vending Misers (cooled machines only) / Other Healthcare | 0 | 0 | 52.38 | 0 | 0 | 0 | 0 | 0 | 0 | 0 | 0 | 0 | 0 | 0 | 0 | 0 | 0 | 0 | 0 | 0 | 0 | 0 | 0 | 0 | 0 | 0 | 0 | 0 | 0 | 0
9 | 110 | 111 | 110 111 Premium T8, Elecctronic Ballast / Warehouse | 0 | 0 | 2558.54 | 0 | 0 | 0 | 0 | 0 | 0 | 0 | 0 | 0 | 0 | 0 | 0 | 0 | 0 | 0 | 0 | 0 | 0 | 0 | 0 | 0 | 0 | 0 | 0 | 0 | 0 | 0
9 | 110 | 114 | 110 114 Continuous Dimming / Warehouse | 0 | 0 | 14732.27 | 0 | 0 | 0 | 0 | 0 | 0 | 0 | 0 | 0 | 0 | 0 | 0 | 0 | 0 | 0 | 0 | 0 | 0 | 0 | 0 | 0 | 0 | 0 | 0 | 0 | 0 | 0
9 | 110 | 115 | 110 115 Lighting Control Tuneup / Warehouse | 0 | 0 | 144 | 0 | 0 | 0 | 0 | 0 | 0 | 0 | 0 | 0 | 0 | 0 | 0 | 0 | 0 | 0 | 0 | 0 | 0 | 0 | 0 | 0 | 0 | 0 | 0 | 0 | 0 | 0
9 | 120 | 121 | 120 121 ROB Premium T8, 1EB / Warehouse | 0 | 0 | 247.16 | 0 | 0 | 0 | 0 | 0 | 0 | 0 | 0 | 0 | 0 | 0 | 0 | 0 | 0 | 0 | 0 | 0 | 0 | 0 | 0 | 0 | 0 | 0 | 0 | 0 | 0 | 0
9 | 120 | 122 | 120 122 ROB Premium T8, EB, Reflector / Warehouse | 0 | 0 | 847.4 | 0 | 0 | 0 | 0 | 0 | 0 | 0 | 0 | 0 | 0 | 0 | 0 | 0 | 0 | 0 | 0 | 0 | 0 | 0 | 0 | 0 | 0 | 0 | 0 | 0 | 0 | 0
9 | 120 | 123 | 120 123 Occupancy Sensor / Warehouse | 0 | 0 | 1588.87 | 0 | 0 | 0 | 0 | 0 | 0 | 0 | 0 | 0 | 0 | 0 | 0 | 0 | 0 | 0 | 0 | 0 | 0 | 0 | 0 | 0 | 0 | 0 | 0 | 0 | 0 | 0
9 | 120 | 124 | 120 124 Lighting Control Tuneup / Warehouse | 0 | 0 | 144 | 0 | 0 | 0 | 0 | 0 | 0 | 0 | 0 | 0 | 0 | 0 | 0 | 0 | 0 | 0 | 0 | 0 | 0 | 0 | 0 | 0 | 0 | 0 | 0 | 0 | 0 | 0
9 | 130 | 131 | 130 131 CFL Screw-in 18W / Warehouse | 0 | 0 | 1651.06 | 0 | 0 | 0 | 0 | 0 | 0 | 0 | 0 | 0 | 0 | 0 | 0 | 0 | 0 | 0 | 0 | 0 | 0 | 0 | 0 | 0 | 0 | 0 | 0 | 0 | 0 | 0
9 | 150 | 151 | 150 151 PSMH, 250W, magnetic ballast / Warehouse | 0 | 0 | 269.08 | 0 | 0 | 0 | 0 | 0 | 0 | 0 | 0 | 0 | 0 | 0 | 0 | 0 | 0 | 0 | 0 | 0 | 0 | 0 | 0 | 0 | 0 | 0 | 0 | 0 | 0 | 0
9 | 150 | 152 | 150 152 PSMH, 250 W, electronic ballast / Warehouse | 0 | 0 | 1380.66 | 0 | 0 | 0 | 0 | 0 | 0 | 0 | 0 | 0 | 0 | 0 | 0 | 0 | 0 | 0 | 0 | 0 | 0 | 0 | 0 | 0 | 0 | 0 | 0 | 0 | 0 | 0
9 | 150 | 153 | 150 153 High Bay T5 / Warehouse | 0 | 0 | 613.63 | 0 | 0 | 0 | 0 | 0 | 0 | 0 | 0 | 0 | 0 | 0 | 0 | 0 | 0 | 0 | 0 | 0 | 0 | 0 | 0 | 0 | 0 | 0 | 0 | 0 | 0 | 0
9 | 160 | 161 | 160 161 LED Exit Sign / Warehouse | 0 | 0 | 35.68 | 0 | 0 | 0 | 0 | 0 | 0 | 0 | 0 | 0 | 0 | 0 | 0 | 0 | 0 | 0 | 0 | 0 | 0 | 0 | 0 | 0 | 0 | 0 | 0 | 0 | 0 | 0
9 | 200 | 201 | 200 201 High Pressure Sodium 250W Lamp / Warehouse | 0 | 0 | 261.76 | 0 | 0 | 0 | 0 | 0 | 0 | 0 | 0 | 0 | 0 | 0 | 0 | 0 | 0 | 0 | 0 | 0 | 0 | 0 | 0 | 0 | 0 | 0 | 0 | 0 | 0 | 0
9 | 200 | 202 | 200 202 Outdoor Lighting Controls (Photocell/Timeclock) / Warehouse | 0 | 0 | 47.43 | 0 | 0 | 0 | 0 | 0 | 0 | 0 | 0 | 0 | 0 | 0 | 0 | 0 | 0 | 0 | 0 | 0 | 0 | 0 | 0 | 0 | 0 | 0 | 0 | 0 | 0 | 0
9 | 210 | 211 | 210 211 Outdoor Lighting Controls (Photocell/Timeclock) / Warehouse | 0 | 0 | 154.88 | 0 | 0 | 0 | 0 | 0 | 0 | 0 | 0 | 0 | 0 | 0 | 0 | 0 | 0 | 0 | 0 | 0 | 0 | 0 | 0 | 0 | 0 | 0 | 0 | 0 | 0 | 0
9 | 300 | 301 | 300 301 Centrifugal Chiller, 0.51 kW/ton, 500 tons / Warehouse | 0 | 0 | 199.83 | 0 | 0 | 0 | 0 | 0 | 0 | 0 | 0 | 0 | 0 | 0 | 0 | 0 | 0 | 0 | 0 | 0 | 0 | 0 | 0 | 0 | 0 | 0 | 0 | 0 | 0 | 0
9 | 300 | 302 | 300 302 High Efficiency Chiller Motors / Warehouse | 0 | 0 | 70.82 | 0 | 0 | 0 | 0 | 0 | 0 | 0 | 0 | 0 | 0 | 0 | 0 | 0 | 0 | 0 | 0 | 0 | 0 | 0 | 0 | 0 | 0 | 0 | 0 | 0 | 0 | 0
9 | 300 | 304 | 300 304 EMS - Chiller / Warehouse | 0 | 0 | 218 | 0 | 0 | 0 | 0 | 0 | 0 | 0 | 0 | 0 | 0 | 0 | 0 | 0 | 0 | 0 | 0 | 0 | 0 | 0 | 0 | 0 | 0 | 0 | 0 | 0 | 0 | 0
9 | 300 | 305 | 300 305 Chiller Tune Up/Diagnostics / Warehouse | 0 | 0 | 1000 | 0 | 0 | 0 | 0 | 0 | 0 | 0 | 0 | 0 | 0 | 0 | 0 | 0 | 0 | 0 | 0 | 0 | 0 | 0 | 0 | 0 | 0 | 0 | 0 | 0 | 0 | 0
9 | 300 | 306 | 300 306 VSD for Chiller Pumps and Towers / Warehouse | 0 | 0 | 152.6 | 0 | 0 | 0 | 0 | 0 | 0 | 0 | 0 | 0 | 0 | 0 | 0 | 0 | 0 | 0 | 0 | 0 | 0 | 0 | 0 | 0 | 0 | 0 | 0 | 0 | 0 | 0
9 | 300 | 307 | 300 307 EMS Optimization / Warehouse | 0 | 0 | 300 | 0 | 0 | 0 | 0 | 0 | 0 | 0 | 0 | 0 | 0 | 0 | 0 | 0 | 0 | 0 | 0 | 0 | 0 | 0 | 0 | 0 | 0 | 0 | 0 | 0 | 0 | 0
9 | 300 | 308 | 300 308 Aerosole Duct Sealing / Warehouse | 0 | 0 | 71.29 | 0 | 0 | 0 | 0 | 0 | 0 | 0 | 0 | 0 | 0 | 0 | 0 | 0 | 0 | 0 | 0 | 0 | 0 | 0 | 0 | 0 | 0 | 0 | 0 | 0 | 0 | 0
9 | 300 | 309 | 300 309 Duct/Pipe Insulation / Warehouse | 0 | 0 | 30756 | 0 | 0 | 0 | 0 | 0 | 0 | 0 | 0 | 0 | 0 | 0 | 0 | 0 | 0 | 0 | 0 | 0 | 0 | 0 | 0 | 0 | 0 | 0 | 0 | 0 | 0 | 0
9 | 300 | 311 | 300 311 Window Film (Standard) / Warehouse | 0 | 0 | 1304.75 | 0 | 0 | 0 | 0 | 0 | 0 | 0 | 0 | 0 | 0 | 0 | 0 | 0 | 0 | 0 | 0 | 0 | 0 | 0 | 0 | 0 | 0 | 0 | 0 | 0 | 0 | 0
9 | 300 | 313 | 300 313 Ceiling Insulation / Warehouse | 0 | 0 | 3843 | 0 | 0 | 0 | 0 | 0 | 0 | 0 | 0 | 0 | 0 | 0 | 0 | 0 | 0 | 0 | 0 | 0 | 0 | 0 | 0 | 0 | 0 | 0 | 0 | 0 | 0 | 0
9 | 300 | 314 | 300 314 Roof Insulation / Warehouse | 0 | 0 | 1505.52 | 0 | 0 | 0 | 0 | 0 | 0 | 0 | 0 | 0 | 0 | 0 | 0 | 0 | 0 | 0 | 0 | 0 | 0 | 0 | 0 | 0 | 0 | 0 | 0 | 0 | 0 | 0
9 | 300 | 317 | 300 317 Thermal Energy Storage (TES) Positive / Warehouse | 0 | 0 | 1367.16 | 0 | 0 | 0 | 0 | 0 | 0 | 0 | 0 | 0 | 0 | 0 | 0 | 0 | 0 | 0 | 0 | 0 | 0 | 0 | 0 | 0 | 0 | 0 | 0 | 0 | 0 | 0
9 | 300 | 317 | 300 317 Thermal Energy Storage (TES) Negative / Warehouse | 0 | 0 | 0 | 0 | 0 | 0 | 0 | 0 | 0 | 0 | 0 | 0 | 0 | 0 | 0 | 0 | 0 | 0 | 0 | 0 | 0 | 0 | 0 | 0 | 0 | 0 | 0 | 0 | 0 | 0
9 | 320 | 321 | 320 321 DX Packaged System, EER=10.9, 10 tons / Warehouse | 0 | 0 | 479.59 | 0 | 0 | 0 | 0 | 0 | 0 | 0 | 0 | 0 | 0 | 0 | 0 | 0 | 0 | 0 | 0 | 0 | 0 | 0 | 0 | 0 | 0 | 0 | 0 | 0 | 0 | 0
9 | 320 | 322 | 320 322 Hybrid Dessicant-DX System (Trane CDQ) / Warehouse | 0 | 0 | 1792.2 | 0 | 0 | 0 | 0 | 0 | 0 | 0 | 0 | 0 | 0 | 0 | 0 | 0 | 0 | 0 | 0 | 0 | 0 | 0 | 0 | 0 | 0 | 0 | 0 | 0 | 0 | 0
9 | 320 | 323 | 320 323 Geothermal Heat Pump, EER=13, 10 tons / Warehouse | 0 | 0 | 4304.51 | 0 | 0 | 0 | 0 | 0 | 0 | 0 | 0 | 0 | 0 | 0 | 0 | 0 | 0 | 0 | 0 | 0 | 0 | 0 | 0 | 0 | 0 | 0 | 0 | 0 | 0 | 0
9 | 320 | 326 | 320 326 DX Tune Up/ Advanced Diagnostics / Warehouse | 0 | 0 | 1250 | 0 | 0 | 0 | 0 | 0 | 0 | 0 | 0 | 0 | 0 | 0 | 0 | 0 | 0 | 0 | 0 | 0 | 0 | 0 | 0 | 0 | 0 | 0 | 0 | 0 | 0 | 0
9 | 320 | 327 | 320 327 DX Coil Cleaning / Warehouse | 0 | 0 | 35.96 | 0 | 0 | 0 | 0 | 0 | 0 | 0 | 0 | 0 | 0 | 0 | 0 | 0 | 0 | 0 | 0 | 0 | 0 | 0 | 0 | 0 | 0 | 0 | 0 | 0 | 0 | 0
9 | 320 | 329 | 320 329 Aerosole Duct Sealing / Warehouse | 0 | 0 | 71.29 | 0 | 0 | 0 | 0 | 0 | 0 | 0 | 0 | 0 | 0 | 0 | 0 | 0 | 0 | 0 | 0 | 0 | 0 | 0 | 0 | 0 | 0 | 0 | 0 | 0 | 0 | 0
9 | 320 | 330 | 320 330 Duct/Pipe Insulation / Warehouse | 0 | 0 | 30756 | 0 | 0 | 0 | 0 | 0 | 0 | 0 | 0 | 0 | 0 | 0 | 0 | 0 | 0 | 0 | 0 | 0 | 0 | 0 | 0 | 0 | 0 | 0 | 0 | 0 | 0 | 0
9 | 320 | 334 | 320 334 Ceiling Insulation / Warehouse | 0 | 0 | 3843 | 0 | 0 | 0 | 0 | 0 | 0 | 0 | 0 | 0 | 0 | 0 | 0 | 0 | 0 | 0 | 0 | 0 | 0 | 0 | 0 | 0 | 0 | 0 | 0 | 0 | 0 | 0
9 | 320 | 335 | 320 335 Roof Insulation / Warehouse | 0 | 0 | 1505.52 | 0 | 0 | 0 | 0 | 0 | 0 | 0 | 0 | 0 | 0 | 0 | 0 | 0 | 0 | 0 | 0 | 0 | 0 | 0 | 0 | 0 | 0 | 0 | 0 | 0 | 0 | 0
9 | 340 | 344 | 340 344 Aerosole Duct Sealing / Warehouse | 0 | 0 | 71.29 | 0 | 0 | 0 | 0 | 0 | 0 | 0 | 0 | 0 | 0 | 0 | 0 | 0 | 0 | 0 | 0 | 0 | 0 | 0 | 0 | 0 | 0 | 0 | 0 | 0 | 0 | 0
9 | 340 | 345 | 340 345 Duct/Pipe Insulation / Warehouse | 0 | 0 | 30756 | 0 | 0 | 0 | 0 | 0 | 0 | 0 | 0 | 0 | 0 | 0 | 0 | 0 | 0 | 0 | 0 | 0 | 0 | 0 | 0 | 0 | 0 | 0 | 0 | 0 | 0 | 0
9 | 340 | 349 | 340 349 Ceiling Insulation / Warehouse | 0 | 0 | 3843 | 0 | 0 | 0 | 0 | 0 | 0 | 0 | 0 | 0 | 0 | 0 | 0 | 0 | 0 | 0 | 0 | 0 | 0 | 0 | 0 | 0 | 0 | 0 | 0 | 0 | 0 | 0
9 | 340 | 351 | 340 351 Cool Roof - DX / Warehouse | 0 | 0 | 13606.8 | 0 | 0 | 0 | 0 | 0 | 0 | 0 | 0 | 0 | 0 | 0 | 0 | 0 | 0 | 0 | 0 | 0 | 0 | 0 | 0 | 0 | 0 | 0 | 0 | 0 | 0 | 0
9 | 360 | 361 | 360 361 HE PTAC, EER=9.6, 1 ton / Warehouse | 0 | 0 | 552.55 | 0 | 0 | 0 | 0 | 0 | 0 | 0 | 0 | 0 | 0 | 0 | 0 | 0 | 0 | 0 | 0 | 0 | 0 | 0 | 0 | 0 | 0 | 0 | 0 | 0 | 0 | 0
9 | 400 | 402 | 400 402 Variable Speed Drive Control / Warehouse | 0 | 0 | 335.94 | 0 | 0 | 0 | 0 | 0 | 0 | 0 | 0 | 0 | 0 | 0 | 0 | 0 | 0 | 0 | 0 | 0 | 0 | 0 | 0 | 0 | 0 | 0 | 0 | 0 | 0 | 0
9 | 400 | 403 | 400 403 Air Handler Optimization / Warehouse | 0 | 0 | 300 | 0 | 0 | 0 | 0 | 0 | 0 | 0 | 0 | 0 | 0 | 0 | 0 | 0 | 0 | 0 | 0 | 0 | 0 | 0 | 0 | 0 | 0 | 0 | 0 | 0 | 0 | 0
9 | 400 | 404 | 400 404 Electronically Commutated Motors (ECM) on an Air Handler Unit / Warehouse | 0 | 0 | 104.59 | 0 | 0 | 0 | 0 | 0 | 0 | 0 | 0 | 0 | 0 | 0 | 0 | 0 | 0 | 0 | 0 | 0 | 0 | 0 | 0 | 0 | 0 | 0 | 0 | 0 | 0 | 0
9 | 400 | 405 | 400 405 Demand Control Ventilation (DCV) / Warehouse | 0 | 0 | 23594 | 0 | 0 | 0 | 0 | 0 | 0 | 0 | 0 | 0 | 0 | 0 | 0 | 0 | 0 | 0 | 0 | 0 | 0 | 0 | 0 | 0 | 0 | 0 | 0 | 0 | 0 | 0
9 | 400 | 406 | 400 406 Energy Recovery Ventilation (ERV) / Warehouse | 0 | 0 | 475.8 | 0 | 0 | 0 | 0 | 0 | 0 | 0 | 0 | 0 | 0 | 0 | 0 | 0 | 0 | 0 | 0 | 0 | 0 | 0 | 0 | 0 | 0 | 0 | 0 | 0 | 0 | 0
9 | 600 | 603 | 600 603 Heat Pump Water Heater (air source) / Warehouse | 0 | 0 | 120.48 | 0 | 0 | 0 | 0 | 0 | 0 | 0 | 0 | 0 | 0 | 0 | 0 | 0 | 0 | 0 | 0 | 0 | 0 | 0 | 0 | 0 | 0 | 0 | 0 | 0 | 0 | 0
9 | 600 | 606 | 600 606 Demand controlled circulating systems / Warehouse | 0 | 0 | 24.12 | 0 | 0 | 0 | 0 | 0 | 0 | 0 | 0 | 0 | 0 | 0 | 0 | 0 | 0 | 0 | 0 | 0 | 0 | 0 | 0 | 0 | 0 | 0 | 0 | 0 | 0 | 0
9 | 600 | 608 | 600 608 Heat Recovery Unit / Warehouse | 0 | 0 | 818 | 0 | 0 | 0 | 0 | 0 | 0 | 0 | 0 | 0 | 0 | 0 | 0 | 0 | 0 | 0 | 0 | 0 | 0 | 0 | 0 | 0 | 0 | 0 | 0 | 0 | 0 | 0
9 | 600 | 609 | 600 609 Heat Trap / Warehouse | 0 | 0 | 0.33 | 0 | 0 | 0 | 0 | 0 | 0 | 0 | 0 | 0 | 0 | 0 | 0 | 0 | 0 | 0 | 0 | 0 | 0 | 0 | 0 | 0 | 0 | 0 | 0 | 0 | 0 | 0
9 | 600 | 610 | 600 610 Hot Water Pipe Insulation / Warehouse | 0 | 0 | 8.69 | 0 | 0 | 0 | 0 | 0 | 0 | 0 | 0 | 0 | 0 | 0 | 0 | 0 | 0 | 0 | 0 | 0 | 0 | 0 | 0 | 0 | 0 | 0 | 0 | 0 | 0 | 0
9 | 700 | 701 | 700 701 PC Manual Power Management Enabling / Warehouse | 0 | 0 | 18.57 | 0 | 0 | 0 | 0 | 0 | 0 | 0 | 0 | 0 | 0 | 0 | 0 | 0 | 0 | 0 | 0 | 0 | 0 | 0 | 0 | 0 | 0 | 0 | 0 | 0 | 0 | 0
9 | 700 | 702 | 700 702 PC Network Power Management Enabling / Warehouse | 0 | 0 | 9.29 | 0 | 0 | 0 | 0 | 0 | 0 | 0 | 0 | 0 | 0 | 0 | 0 | 0 | 0 | 0 | 0 | 0 | 0 | 0 | 0 | 0 | 0 | 0 | 0 | 0 | 0 | 0
9 | 710 | 711 | 710 711 Energy Star or Better Monitor / Warehouse | 0 | 0 | 0 | 0 | 0 | 0 | 0 | 0 | 0 | 0 | 0 | 0 | 0 | 0 | 0 | 0 | 0 | 0 | 0 | 0 | 0 | 0 | 0 | 0 | 0 | 0 | 0 | 0 | 0 | 0
9 | 710 | 712 | 710 712 Monitor Power Management Enabling / Warehouse | 0 | 0 | 17.64 | 0 | 0 | 0 | 0 | 0 | 0 | 0 | 0 | 0 | 0 | 0 | 0 | 0 | 0 | 0 | 0 | 0 | 0 | 0 | 0 | 0 | 0 | 0 | 0 | 0 | 0 | 0
9 | 720 | 722 | 720 722 Monitor Power Management Enabling / Warehouse | 0 | 0 | 0.93 | 0 | 0 | 0 | 0 | 0 | 0 | 0 | 0 | 0 | 0 | 0 | 0 | 0 | 0 | 0 | 0 | 0 | 0 | 0 | 0 | 0 | 0 | 0 | 0 | 0 | 0 | 0
9 | 730 | 732 | 730 732 Copier Power Management Enabling / Warehouse | 0 | 0 | 20.88 | 0 | 0 | 0 | 0 | 0 | 0 | 0 | 0 | 0 | 0 | 0 | 0 | 0 | 0 | 0 | 0 | 0 | 0 | 0 | 0 | 0 | 0 | 0 | 0 | 0 | 0 | 0
9 | 740 | 741 | 740 741 Printer Power Management Enabling / Warehouse | 0 | 0 | 64.59 | 0 | 0 | 0 | 0 | 0 | 0 | 0 | 0 | 0 | 0 | 0 | 0 | 0 | 0 | 0 | 0 | 0 | 0 | 0 | 0 | 0 | 0 | 0 | 0 | 0 | 0 | 0
9 | 800 | 801 | 800 801 Convection Oven / Warehouse | 0 | 0 | 10244.25 | 0 | 0 | 0 | 0 | 0 | 0 | 0 | 0 | 0 | 0 | 0 | 0 | 0 | 0 | 0 | 0 | 0 | 0 | 0 | 0 | 0 | 0 | 0 | 0 | 0 | 0 | 0
9 | 810 | 811 | 810 811 Efficient Fryer / Warehouse | 0 | 0 | 23598.23 | 0 | 0 | 0 | 0 | 0 | 0 | 0 | 0 | 0 | 0 | 0 | 0 | 0 | 0 | 0 | 0 | 0 | 0 | 0 | 0 | 0 | 0 | 0 | 0 | 0 | 0 | 0
9 | 900 | 901 | 900 901 Vending Misers (cooled machines only) / Warehouse | 0 | 0 | 93.52 | 0 | 0 | 0 | 0 | 0 | 0 | 0 | 0 | 0 | 0 | 0 | 0 | 0 | 0 | 0 | 0 | 0 | 0 | 0 | 0 | 0 | 0 | 0 | 0 | 0 | 0 | 0
10 | 110 | 111 | 110 111 Premium T8, Elecctronic Ballast / Hotel or Motel | 0 | 0 | 3188.72 | 0 | 0 | 0 | 0 | 0 | 0 | 0 | 0 | 0 | 0 | 0 | 0 | 0 | 0 | 0 | 0 | 0 | 0 | 0 | 0 | 0 | 0 | 0 | 0 | 0 | 0 | 0
10 | 110 | 114 | 110 114 Continuous Dimming / Hotel or Motel | 0 | 0 | 18360.94 | 0 | 0 | 0 | 0 | 0 | 0 | 0 | 0 | 0 | 0 | 0 | 0 | 0 | 0 | 0 | 0 | 0 | 0 | 0 | 0 | 0 | 0 | 0 | 0 | 0 | 0 | 0
10 | 110 | 115 | 110 115 Lighting Control Tuneup / Hotel or Motel | 0 | 0 | 144 | 0 | 0 | 0 | 0 | 0 | 0 | 0 | 0 | 0 | 0 | 0 | 0 | 0 | 0 | 0 | 0 | 0 | 0 | 0 | 0 | 0 | 0 | 0 | 0 | 0 | 0 | 0
10 | 120 | 121 | 120 121 ROB Premium T8, 1EB / Hotel or Motel | 0 | 0 | 308.03 | 0 | 0 | 0 | 0 | 0 | 0 | 0 | 0 | 0 | 0 | 0 | 0 | 0 | 0 | 0 | 0 | 0 | 0 | 0 | 0 | 0 | 0 | 0 | 0 | 0 | 0 | 0
10 | 120 | 122 | 120 122 ROB Premium T8, EB, Reflector / Hotel or Motel | 0 | 0 | 1056.12 | 0 | 0 | 0 | 0 | 0 | 0 | 0 | 0 | 0 | 0 | 0 | 0 | 0 | 0 | 0 | 0 | 0 | 0 | 0 | 0 | 0 | 0 | 0 | 0 | 0 | 0 | 0
10 | 120 | 123 | 120 123 Occupancy Sensor / Hotel or Motel | 0 | 0 | 1980.22 | 0 | 0 | 0 | 0 | 0 | 0 | 0 | 0 | 0 | 0 | 0 | 0 | 0 | 0 | 0 | 0 | 0 | 0 | 0 | 0 | 0 | 0 | 0 | 0 | 0 | 0 | 0
10 | 120 | 124 | 120 124 Lighting Control Tuneup / Hotel or Motel | 0 | 0 | 144 | 0 | 0 | 0 | 0 | 0 | 0 | 0 | 0 | 0 | 0 | 0 | 0 | 0 | 0 | 0 | 0 | 0 | 0 | 0 | 0 | 0 | 0 | 0 | 0 | 0 | 0 | 0
10 | 130 | 131 | 130 131 CFL Screw-in 18W / Hotel or Motel | 0 | 0 | 2057.73 | 0 | 0 | 0 | 0 | 0 | 0 | 0 | 0 | 0 | 0 | 0 | 0 | 0 | 0 | 0 | 0 | 0 | 0 | 0 | 0 | 0 | 0 | 0 | 0 | 0 | 0 | 0
10 | 150 | 151 | 150 151 PSMH, 250W, magnetic ballast / Hotel or Motel | 0 | 0 | 243.61 | 0 | 0 | 0 | 0 | 0 | 0 | 0 | 0 | 0 | 0 | 0 | 0 | 0 | 0 | 0 | 0 | 0 | 0 | 0 | 0 | 0 | 0 | 0 | 0 | 0 | 0 | 0
10 | 150 | 152 | 150 152 PSMH, 250 W, electronic ballast / Hotel or Motel | 0 | 0 | 1249.98 | 0 | 0 | 0 | 0 | 0 | 0 | 0 | 0 | 0 | 0 | 0 | 0 | 0 | 0 | 0 | 0 | 0 | 0 | 0 | 0 | 0 | 0 | 0 | 0 | 0 | 0 | 0
10 | 150 | 153 | 150 153 High Bay T5 / Hotel or Motel | 0 | 0 | 555.55 | 0 | 0 | 0 | 0 | 0 | 0 | 0 | 0 | 0 | 0 | 0 | 0 | 0 | 0 | 0 | 0 | 0 | 0 | 0 | 0 | 0 | 0 | 0 | 0 | 0 | 0 | 0
10 | 160 | 161 | 160 161 LED Exit Sign / Hotel or Motel | 0 | 0 | 93.03 | 0 | 0 | 0 | 0 | 0 | 0 | 0 | 0 | 0 | 0 | 0 | 0 | 0 | 0 | 0 | 0 | 0 | 0 | 0 | 0 | 0 | 0 | 0 | 0 | 0 | 0 | 0
10 | 200 | 201 | 200 201 High Pressure Sodium 250W Lamp / Hotel or Motel | 0 | 0 | 2162.86 | 0 | 0 | 0 | 0 | 0 | 0 | 0 | 0 | 0 | 0 | 0 | 0 | 0 | 0 | 0 | 0 | 0 | 0 | 0 | 0 | 0 | 0 | 0 | 0 | 0 | 0 | 0
10 | 200 | 202 | 200 202 Outdoor Lighting Controls (Photocell/Timeclock) / Hotel or Motel | 0 | 0 | 391.93 | 0 | 0 | 0 | 0 | 0 | 0 | 0 | 0 | 0 | 0 | 0 | 0 | 0 | 0 | 0 | 0 | 0 | 0 | 0 | 0 | 0 | 0 | 0 | 0 | 0 | 0 | 0
10 | 210 | 211 | 210 211 Outdoor Lighting Controls (Photocell/Timeclock) / Hotel or Motel | 0 | 0 | 1050.3 | 0 | 0 | 0 | 0 | 0 | 0 | 0 | 0 | 0 | 0 | 0 | 0 | 0 | 0 | 0 | 0 | 0 | 0 | 0 | 0 | 0 | 0 | 0 | 0 | 0 | 0 | 0
10 | 300 | 301 | 300 301 Centrifugal Chiller, 0.51 kW/ton, 500 tons / Hotel or Motel | 0 | 0 | 941.9 | 0 | 0 | 0 | 0 | 0 | 0 | 0 | 0 | 0 | 0 | 0 | 0 | 0 | 0 | 0 | 0 | 0 | 0 | 0 | 0 | 0 | 0 | 0 | 0 | 0 | 0 | 0
10 | 300 | 302 | 300 302 High Efficiency Chiller Motors / Hotel or Motel | 0 | 0 | 333.8 | 0 | 0 | 0 | 0 | 0 | 0 | 0 | 0 | 0 | 0 | 0 | 0 | 0 | 0 | 0 | 0 | 0 | 0 | 0 | 0 | 0 | 0 | 0 | 0 | 0 | 0 | 0
10 | 300 | 304 | 300 304 EMS - Chiller / Hotel or Motel | 0 | 0 | 1027.53 | 0 | 0 | 0 | 0 | 0 | 0 | 0 | 0 | 0 | 0 | 0 | 0 | 0 | 0 | 0 | 0 | 0 | 0 | 0 | 0 | 0 | 0 | 0 | 0 | 0 | 0 | 0
10 | 300 | 305 | 300 305 Chiller Tune Up/Diagnostics / Hotel or Motel | 0 | 0 | 1000 | 0 | 0 | 0 | 0 | 0 | 0 | 0 | 0 | 0 | 0 | 0 | 0 | 0 | 0 | 0 | 0 | 0 | 0 | 0 | 0 | 0 | 0 | 0 | 0 | 0 | 0 | 0
10 | 300 | 306 | 300 306 VSD for Chiller Pumps and Towers / Hotel or Motel | 0 | 0 | 719.27 | 0 | 0 | 0 | 0 | 0 | 0 | 0 | 0 | 0 | 0 | 0 | 0 | 0 | 0 | 0 | 0 | 0 | 0 | 0 | 0 | 0 | 0 | 0 | 0 | 0 | 0 | 0
10 | 300 | 307 | 300 307 EMS Optimization / Hotel or Motel | 0 | 0 | 300 | 0 | 0 | 0 | 0 | 0 | 0 | 0 | 0 | 0 | 0 | 0 | 0 | 0 | 0 | 0 | 0 | 0 | 0 | 0 | 0 | 0 | 0 | 0 | 0 | 0 | 0 | 0
10 | 300 | 308 | 300 308 Aerosole Duct Sealing / Hotel or Motel | 0 | 0 | 336 | 0 | 0 | 0 | 0 | 0 | 0 | 0 | 0 | 0 | 0 | 0 | 0 | 0 | 0 | 0 | 0 | 0 | 0 | 0 | 0 | 0 | 0 | 0 | 0 | 0 | 0 | 0
10 | 300 | 309 | 300 309 Duct/Pipe Insulation / Hotel or Motel | 0 | 0 | 30756 | 0 | 0 | 0 | 0 | 0 | 0 | 0 | 0 | 0 | 0 | 0 | 0 | 0 | 0 | 0 | 0 | 0 | 0 | 0 | 0 | 0 | 0 | 0 | 0 | 0 | 0 | 0
10 | 300 | 311 | 300 311 Window Film (Standard) / Hotel or Motel | 0 | 0 | 1304.75 | 0 | 0 | 0 | 0 | 0 | 0 | 0 | 0 | 0 | 0 | 0 | 0 | 0 | 0 | 0 | 0 | 0 | 0 | 0 | 0 | 0 | 0 | 0 | 0 | 0 | 0 | 0
10 | 300 | 313 | 300 313 Ceiling Insulation / Hotel or Motel | 0 | 0 | 3843 | 0 | 0 | 0 | 0 | 0 | 0 | 0 | 0 | 0 | 0 | 0 | 0 | 0 | 0 | 0 | 0 | 0 | 0 | 0 | 0 | 0 | 0 | 0 | 0 | 0 | 0 | 0
10 | 300 | 314 | 300 314 Roof Insulation / Hotel or Motel | 0 | 0 | 1505.52 | 0 | 0 | 0 | 0 | 0 | 0 | 0 | 0 | 0 | 0 | 0 | 0 | 0 | 0 | 0 | 0 | 0 | 0 | 0 | 0 | 0 | 0 | 0 | 0 | 0 | 0 | 0
10 | 300 | 317 | 300 317 Thermal Energy Storage (TES) Positive / Hotel or Motel | 0 | 0 | 6444.06 | 0 | 0 | 0 | 0 | 0 | 0 | 0 | 0 | 0 | 0 | 0 | 0 | 0 | 0 | 0 | 0 | 0 | 0 | 0 | 0 | 0 | 0 | 0 | 0 | 0 | 0 | 0
10 | 300 | 317 | 300 317 Thermal Energy Storage (TES) Negative / Hotel or Motel | 0 | 0 | 0 | 0 | 0 | 0 | 0 | 0 | 0 | 0 | 0 | 0 | 0 | 0 | 0 | 0 | 0 | 0 | 0 | 0 | 0 | 0 | 0 | 0 | 0 | 0 | 0 | 0 | 0 | 0
10 | 320 | 321 | 320 321 DX Packaged System, EER=10.9, 10 tons / Hotel or Motel | 0 | 0 | 2260.56 | 0 | 0 | 0 | 0 | 0 | 0 | 0 | 0 | 0 | 0 | 0 | 0 | 0 | 0 | 0 | 0 | 0 | 0 | 0 | 0 | 0 | 0 | 0 | 0 | 0 | 0 | 0
10 | 320 | 322 | 320 322 Hybrid Dessicant-DX System (Trane CDQ) / Hotel or Motel | 0 | 0 | 8447.46 | 0 | 0 | 0 | 0 | 0 | 0 | 0 | 0 | 0 | 0 | 0 | 0 | 0 | 0 | 0 | 0 | 0 | 0 | 0 | 0 | 0 | 0 | 0 | 0 | 0 | 0 | 0
10 | 320 | 323 | 320 323 Geothermal Heat Pump, EER=13, 10 tons / Hotel or Motel | 0 | 0 | 20289.18 | 0 | 0 | 0 | 0 | 0 | 0 | 0 | 0 | 0 | 0 | 0 | 0 | 0 | 0 | 0 | 0 | 0 | 0 | 0 | 0 | 0 | 0 | 0 | 0 | 0 | 0 | 0
10 | 320 | 326 | 320 326 DX Tune Up/ Advanced Diagnostics / Hotel or Motel | 0 | 0 | 1250 | 0 | 0 | 0 | 0 | 0 | 0 | 0 | 0 | 0 | 0 | 0 | 0 | 0 | 0 | 0 | 0 | 0 | 0 | 0 | 0 | 0 | 0 | 0 | 0 | 0 | 0 | 0
10 | 320 | 327 | 320 327 DX Coil Cleaning / Hotel or Motel | 0 | 0 | 169.49 | 0 | 0 | 0 | 0 | 0 | 0 | 0 | 0 | 0 | 0 | 0 | 0 | 0 | 0 | 0 | 0 | 0 | 0 | 0 | 0 | 0 | 0 | 0 | 0 | 0 | 0 | 0
10 | 320 | 329 | 320 329 Aerosole Duct Sealing / Hotel or Motel | 0 | 0 | 336 | 0 | 0 | 0 | 0 | 0 | 0 | 0 | 0 | 0 | 0 | 0 | 0 | 0 | 0 | 0 | 0 | 0 | 0 | 0 | 0 | 0 | 0 | 0 | 0 | 0 | 0 | 0
10 | 320 | 330 | 320 330 Duct/Pipe Insulation / Hotel or Motel | 0 | 0 | 30756 | 0 | 0 | 0 | 0 | 0 | 0 | 0 | 0 | 0 | 0 | 0 | 0 | 0 | 0 | 0 | 0 | 0 | 0 | 0 | 0 | 0 | 0 | 0 | 0 | 0 | 0 | 0
10 | 320 | 334 | 320 334 Ceiling Insulation / Hotel or Motel | 0 | 0 | 3843 | 0 | 0 | 0 | 0 | 0 | 0 | 0 | 0 | 0 | 0 | 0 | 0 | 0 | 0 | 0 | 0 | 0 | 0 | 0 | 0 | 0 | 0 | 0 | 0 | 0 | 0 | 0
10 | 320 | 335 | 320 335 Roof Insulation / Hotel or Motel | 0 | 0 | 1505.52 | 0 | 0 | 0 | 0 | 0 | 0 | 0 | 0 | 0 | 0 | 0 | 0 | 0 | 0 | 0 | 0 | 0 | 0 | 0 | 0 | 0 | 0 | 0 | 0 | 0 | 0 | 0
10 | 340 | 344 | 340 344 Aerosole Duct Sealing / Hotel or Motel | 0 | 0 | 336 | 0 | 0 | 0 | 0 | 0 | 0 | 0 | 0 | 0 | 0 | 0 | 0 | 0 | 0 | 0 | 0 | 0 | 0 | 0 | 0 | 0 | 0 | 0 | 0 | 0 | 0 | 0
10 | 340 | 345 | 340 345 Duct/Pipe Insulation / Hotel or Motel | 0 | 0 | 30756 | 0 | 0 | 0 | 0 | 0 | 0 | 0 | 0 | 0 | 0 | 0 | 0 | 0 | 0 | 0 | 0 | 0 | 0 | 0 | 0 | 0 | 0 | 0 | 0 | 0 | 0 | 0
10 | 340 | 349 | 340 349 Ceiling Insulation / Hotel or Motel | 0 | 0 | 3843 | 0 | 0 | 0 | 0 | 0 | 0 | 0 | 0 | 0 | 0 | 0 | 0 | 0 | 0 | 0 | 0 | 0 | 0 | 0 | 0 | 0 | 0 | 0 | 0 | 0 | 0 | 0
10 | 340 | 351 | 340 351 Cool Roof - DX / Hotel or Motel | 0 | 0 | 13606.8 | 0 | 0 | 0 | 0 | 0 | 0 | 0 | 0 | 0 | 0 | 0 | 0 | 0 | 0 | 0 | 0 | 0 | 0 | 0 | 0 | 0 | 0 | 0 | 0 | 0 | 0 | 0
10 | 360 | 361 | 360 361 HE PTAC, EER=9.6, 1 ton / Hotel or Motel | 0 | 0 | 2604.43 | 0 | 0 | 0 | 0 | 0 | 0 | 0 | 0 | 0 | 0 | 0 | 0 | 0 | 0 | 0 | 0 | 0 | 0 | 0 | 0 | 0 | 0 | 0 | 0 | 0 | 0 | 0
10 | 400 | 402 | 400 402 Variable Speed Drive Control / Hotel or Motel | 0 | 0 | 1869.75 | 0 | 0 | 0 | 0 | 0 | 0 | 0 | 0 | 0 | 0 | 0 | 0 | 0 | 0 | 0 | 0 | 0 | 0 | 0 | 0 | 0 | 0 | 0 | 0 | 0 | 0 | 0
10 | 400 | 403 | 400 403 Air Handler Optimization / Hotel or Motel | 0 | 0 | 300 | 0 | 0 | 0 | 0 | 0 | 0 | 0 | 0 | 0 | 0 | 0 | 0 | 0 | 0 | 0 | 0 | 0 | 0 | 0 | 0 | 0 | 0 | 0 | 0 | 0 | 0 | 0
10 | 400 | 404 | 400 404 Electronically Commutated Motors (ECM) on an Air Handler Unit / Hotel or Motel | 0 | 0 | 492.99 | 0 | 0 | 0 | 0 | 0 | 0 | 0 | 0 | 0 | 0 | 0 | 0 | 0 | 0 | 0 | 0 | 0 | 0 | 0 | 0 | 0 | 0 | 0 | 0 | 0 | 0 | 0
10 | 400 | 405 | 400 405 Demand Control Ventilation (DCV) / Hotel or Motel | 0 | 0 | 23594 | 0 | 0 | 0 | 0 | 0 | 0 | 0 | 0 | 0 | 0 | 0 | 0 | 0 | 0 | 0 | 0 | 0 | 0 | 0 | 0 | 0 | 0 | 0 | 0 | 0 | 0 | 0
10 | 400 | 406 | 400 406 Energy Recovery Ventilation (ERV) / Hotel or Motel | 0 | 0 | 2242.66 | 0 | 0 | 0 | 0 | 0 | 0 | 0 | 0 | 0 | 0 | 0 | 0 | 0 | 0 | 0 | 0 | 0 | 0 | 0 | 0 | 0 | 0 | 0 | 0 | 0 | 0 | 0
10 | 600 | 603 | 600 603 Heat Pump Water Heater (air source) / Hotel or Motel | 0 | 0 | 1893.05 | 0 | 0 | 0 | 0 | 0 | 0 | 0 | 0 | 0 | 0 | 0 | 0 | 0 | 0 | 0 | 0 | 0 | 0 | 0 | 0 | 0 | 0 | 0 | 0 | 0 | 0 | 0
10 | 600 | 606 | 600 606 Demand controlled circulating systems / Hotel or Motel | 0 | 0 | 185.49 | 0 | 0 | 0 | 0 | 0 | 0 | 0 | 0 | 0 | 0 | 0 | 0 | 0 | 0 | 0 | 0 | 0 | 0 | 0 | 0 | 0 | 0 | 0 | 0 | 0 | 0 | 0
10 | 600 | 608 | 600 608 Heat Recovery Unit / Hotel or Motel | 0 | 0 | 818 | 0 | 0 | 0 | 0 | 0 | 0 | 0 | 0 | 0 | 0 | 0 | 0 | 0 | 0 | 0 | 0 | 0 | 0 | 0 | 0 | 0 | 0 | 0 | 0 | 0 | 0 | 0
10 | 600 | 609 | 600 609 Heat Trap / Hotel or Motel | 0 | 0 | 5.12 | 0 | 0 | 0 | 0 | 0 | 0 | 0 | 0 | 0 | 0 | 0 | 0 | 0 | 0 | 0 | 0 | 0 | 0 | 0 | 0 | 0 | 0 | 0 | 0 | 0 | 0 | 0
10 | 600 | 610 | 600 610 Hot Water Pipe Insulation / Hotel or Motel | 0 | 0 | 136.6 | 0 | 0 | 0 | 0 | 0 | 0 | 0 | 0 | 0 | 0 | 0 | 0 | 0 | 0 | 0 | 0 | 0 | 0 | 0 | 0 | 0 | 0 | 0 | 0 | 0 | 0 | 0
10 | 700 | 701 | 700 701 PC Manual Power Management Enabling / Hotel or Motel | 0 | 0 | 9.06 | 0 | 0 | 0 | 0 | 0 | 0 | 0 | 0 | 0 | 0 | 0 | 0 | 0 | 0 | 0 | 0 | 0 | 0 | 0 | 0 | 0 | 0 | 0 | 0 | 0 | 0 | 0
10 | 700 | 702 | 700 702 PC Network Power Management Enabling / Hotel or Motel | 0 | 0 | 4.53 | 0 | 0 | 0 | 0 | 0 | 0 | 0 | 0 | 0 | 0 | 0 | 0 | 0 | 0 | 0 | 0 | 0 | 0 | 0 | 0 | 0 | 0 | 0 | 0 | 0 | 0 | 0
10 | 710 | 711 | 710 711 Energy Star or Better Monitor / Hotel or Motel | 0 | 0 | 0 | 0 | 0 | 0 | 0 | 0 | 0 | 0 | 0 | 0 | 0 | 0 | 0 | 0 | 0 | 0 | 0 | 0 | 0 | 0 | 0 | 0 | 0 | 0 | 0 | 0 | 0 | 0
10 | 710 | 712 | 710 712 Monitor Power Management Enabling / Hotel or Motel | 0 | 0 | 8.61 | 0 | 0 | 0 | 0 | 0 | 0 | 0 | 0 | 0 | 0 | 0 | 0 | 0 | 0 | 0 | 0 | 0 | 0 | 0 | 0 | 0 | 0 | 0 | 0 | 0 | 0 | 0
10 | 730 | 732 | 730 732 Copier Power Management Enabling / Hotel or Motel | 0 | 0 | 11.62 | 0 | 0 | 0 | 0 | 0 | 0 | 0 | 0 | 0 | 0 | 0 | 0 | 0 | 0 | 0 | 0 | 0 | 0 | 0 | 0 | 0 | 0 | 0 | 0 | 0 | 0 | 0
10 | 740 | 741 | 740 741 Printer Power Management Enabling / Hotel or Motel | 0 | 0 | 39.26 | 0 | 0 | 0 | 0 | 0 | 0 | 0 | 0 | 0 | 0 | 0 | 0 | 0 | 0 | 0 | 0 | 0 | 0 | 0 | 0 | 0 | 0 | 0 | 0 | 0 | 0 | 0
10 | 800 | 801 | 800 801 Convection Oven / Hotel or Motel | 0 | 0 | 1956433 | 0 | 0 | 0 | 0 | 0 | 0 | 0 | 0 | 0 | 0 | 0 | 0 | 0 | 0 | 0 | 0 | 0 | 0 | 0 | 0 | 0 | 0 | 0 | 0 | 0 | 0 | 0
10 | 810 | 811 | 810 811 Efficient Fryer / Hotel or Motel | 0 | 0 | 84656.91 | 0 | 0 | 0 | 0 | 0 | 0 | 0 | 0 | 0 | 0 | 0 | 0 | 0 | 0 | 0 | 0 | 0 | 0 | 0 | 0 | 0 | 0 | 0 | 0 | 0 | 0 | 0
10 | 900 | 901 | 900 901 Vending Misers (cooled machines only) / Hotel or Motel | 0 | 0 | 92.88 | 0 | 0 | 0 | 0 | 0 | 0 | 0 | 0 | 0 | 0 | 0 | 0 | 0 | 0 | 0 | 0 | 0 | 0 | 0 | 0 | 0 | 0 | 0 | 0 | 0 | 0 | 0
11 | 110 | 111 | 110 111 Premium T8, Elecctronic Ballast / Other | 0 | 0 | 5489.15 | 0 | 0 | 0 | 0 | 0 | 0 | 0 | 0 | 0 | 0 | 0 | 0 | 0 | 0 | 0 | 0 | 0 | 0 | 0 | 0 | 0 | 0 | 0 | 0 | 0 | 0 | 0
11 | 110 | 114 | 110 114 Continuous Dimming / Other | 0 | 0 | 31607 | 0 | 0 | 0 | 0 | 0 | 0 | 0 | 0 | 0 | 0 | 0 | 0 | 0 | 0 | 0 | 0 | 0 | 0 | 0 | 0 | 0 | 0 | 0 | 0 | 0 | 0 | 0
11 | 110 | 115 | 110 115 Lighting Control Tuneup / Other | 0 | 0 | 144 | 0 | 0 | 0 | 0 | 0 | 0 | 0 | 0 | 0 | 0 | 0 | 0 | 0 | 0 | 0 | 0 | 0 | 0 | 0 | 0 | 0 | 0 | 0 | 0 | 0 | 0 | 0
11 | 120 | 121 | 120 121 ROB Premium T8, 1EB / Other | 0 | 0 | 530.26 | 0 | 0 | 0 | 0 | 0 | 0 | 0 | 0 | 0 | 0 | 0 | 0 | 0 | 0 | 0 | 0 | 0 | 0 | 0 | 0 | 0 | 0 | 0 | 0 | 0 | 0 | 0
11 | 120 | 122 | 120 122 ROB Premium T8, EB, Reflector / Other | 0 | 0 | 1818.03 | 0 | 0 | 0 | 0 | 0 | 0 | 0 | 0 | 0 | 0 | 0 | 0 | 0 | 0 | 0 | 0 | 0 | 0 | 0 | 0 | 0 | 0 | 0 | 0 | 0 | 0 | 0
11 | 120 | 123 | 120 123 Occupancy Sensor / Other | 0 | 0 | 3408.8 | 0 | 0 | 0 | 0 | 0 | 0 | 0 | 0 | 0 | 0 | 0 | 0 | 0 | 0 | 0 | 0 | 0 | 0 | 0 | 0 | 0 | 0 | 0 | 0 | 0 | 0 | 0
11 | 120 | 124 | 120 124 Lighting Control Tuneup / Other | 0 | 0 | 144 | 0 | 0 | 0 | 0 | 0 | 0 | 0 | 0 | 0 | 0 | 0 | 0 | 0 | 0 | 0 | 0 | 0 | 0 | 0 | 0 | 0 | 0 | 0 | 0 | 0 | 0 | 0
11 | 130 | 131 | 130 131 CFL Screw-in 18W / Other | 0 | 0 | 3542.22 | 0 | 0 | 0 | 0 | 0 | 0 | 0 | 0 | 0 | 0 | 0 | 0 | 0 | 0 | 0 | 0 | 0 | 0 | 0 | 0 | 0 | 0 | 0 | 0 | 0 | 0 | 0
11 | 150 | 151 | 150 151 PSMH, 250W, magnetic ballast / Other | 0 | 0 | 419.36 | 0 | 0 | 0 | 0 | 0 | 0 | 0 | 0 | 0 | 0 | 0 | 0 | 0 | 0 | 0 | 0 | 0 | 0 | 0 | 0 | 0 | 0 | 0 | 0 | 0 | 0 | 0
11 | 150 | 152 | 150 152 PSMH, 250 W, electronic ballast / Other | 0 | 0 | 2151.74 | 0 | 0 | 0 | 0 | 0 | 0 | 0 | 0 | 0 | 0 | 0 | 0 | 0 | 0 | 0 | 0 | 0 | 0 | 0 | 0 | 0 | 0 | 0 | 0 | 0 | 0 | 0
11 | 150 | 153 | 150 153 High Bay T5 / Other | 0 | 0 | 956.33 | 0 | 0 | 0 | 0 | 0 | 0 | 0 | 0 | 0 | 0 | 0 | 0 | 0 | 0 | 0 | 0 | 0 | 0 | 0 | 0 | 0 | 0 | 0 | 0 | 0 | 0 | 0
11 | 160 | 161 | 160 161 LED Exit Sign / Other | 0 | 0 | 72.02 | 0 | 0 | 0 | 0 | 0 | 0 | 0 | 0 | 0 | 0 | 0 | 0 | 0 | 0 | 0 | 0 | 0 | 0 | 0 | 0 | 0 | 0 | 0 | 0 | 0 | 0 | 0
11 | 200 | 201 | 200 201 High Pressure Sodium 250W Lamp / Other | 0 | 0 | 5949.44 | 0 | 0 | 0 | 0 | 0 | 0 | 0 | 0 | 0 | 0 | 0 | 0 | 0 | 0 | 0 | 0 | 0 | 0 | 0 | 0 | 0 | 0 | 0 | 0 | 0 | 0 | 0
11 | 200 | 202 | 200 202 Outdoor Lighting Controls (Photocell/Timeclock) / Other | 0 | 0 | 1078.09 | 0 | 0 | 0 | 0 | 0 | 0 | 0 | 0 | 0 | 0 | 0 | 0 | 0 | 0 | 0 | 0 | 0 | 0 | 0 | 0 | 0 | 0 | 0 | 0 | 0 | 0 | 0
11 | 210 | 211 | 210 211 Outdoor Lighting Controls (Photocell/Timeclock) / Other | 0 | 0 | 1632.25 | 0 | 0 | 0 | 0 | 0 | 0 | 0 | 0 | 0 | 0 | 0 | 0 | 0 | 0 | 0 | 0 | 0 | 0 | 0 | 0 | 0 | 0 | 0 | 0 | 0 | 0 | 0
11 | 300 | 301 | 300 301 Centrifugal Chiller, 0.51 kW/ton, 500 tons / Other | 0 | 0 | 767.26 | 0 | 0 | 0 | 0 | 0 | 0 | 0 | 0 | 0 | 0 | 0 | 0 | 0 | 0 | 0 | 0 | 0 | 0 | 0 | 0 | 0 | 0 | 0 | 0 | 0 | 0 | 0
11 | 300 | 302 | 300 302 High Efficiency Chiller Motors / Other | 0 | 0 | 271.91 | 0 | 0 | 0 | 0 | 0 | 0 | 0 | 0 | 0 | 0 | 0 | 0 | 0 | 0 | 0 | 0 | 0 | 0 | 0 | 0 | 0 | 0 | 0 | 0 | 0 | 0 | 0
11 | 300 | 304 | 300 304 EMS - Chiller / Other | 0 | 0 | 837.01 | 0 | 0 | 0 | 0 | 0 | 0 | 0 | 0 | 0 | 0 | 0 | 0 | 0 | 0 | 0 | 0 | 0 | 0 | 0 | 0 | 0 | 0 | 0 | 0 | 0 | 0 | 0
11 | 300 | 305 | 300 305 Chiller Tune Up/Diagnostics / Other | 0 | 0 | 1000 | 0 | 0 | 0 | 0 | 0 | 0 | 0 | 0 | 0 | 0 | 0 | 0 | 0 | 0 | 0 | 0 | 0 | 0 | 0 | 0 | 0 | 0 | 0 | 0 | 0 | 0 | 0
11 | 300 | 306 | 300 306 VSD for Chiller Pumps and Towers / Other | 0 | 0 | 585.91 | 0 | 0 | 0 | 0 | 0 | 0 | 0 | 0 | 0 | 0 | 0 | 0 | 0 | 0 | 0 | 0 | 0 | 0 | 0 | 0 | 0 | 0 | 0 | 0 | 0 | 0 | 0
11 | 300 | 307 | 300 307 EMS Optimization / Other | 0 | 0 | 300 | 0 | 0 | 0 | 0 | 0 | 0 | 0 | 0 | 0 | 0 | 0 | 0 | 0 | 0 | 0 | 0 | 0 | 0 | 0 | 0 | 0 | 0 | 0 | 0 | 0 | 0 | 0
11 | 300 | 308 | 300 308 Aerosole Duct Sealing / Other | 0 | 0 | 273.7 | 0 | 0 | 0 | 0 | 0 | 0 | 0 | 0 | 0 | 0 | 0 | 0 | 0 | 0 | 0 | 0 | 0 | 0 | 0 | 0 | 0 | 0 | 0 | 0 | 0 | 0 | 0
11 | 300 | 309 | 300 309 Duct/Pipe Insulation / Other | 0 | 0 | 30756 | 0 | 0 | 0 | 0 | 0 | 0 | 0 | 0 | 0 | 0 | 0 | 0 | 0 | 0 | 0 | 0 | 0 | 0 | 0 | 0 | 0 | 0 | 0 | 0 | 0 | 0 | 0
11 | 300 | 311 | 300 311 Window Film (Standard) / Other | 0 | 0 | 1304.75 | 0 | 0 | 0 | 0 | 0 | 0 | 0 | 0 | 0 | 0 | 0 | 0 | 0 | 0 | 0 | 0 | 0 | 0 | 0 | 0 | 0 | 0 | 0 | 0 | 0 | 0 | 0
11 | 300 | 313 | 300 313 Ceiling Insulation / Other | 0 | 0 | 3843 | 0 | 0 | 0 | 0 | 0 | 0 | 0 | 0 | 0 | 0 | 0 | 0 | 0 | 0 | 0 | 0 | 0 | 0 | 0 | 0 | 0 | 0 | 0 | 0 | 0 | 0 | 0
11 | 300 | 314 | 300 314 Roof Insulation / Other | 0 | 0 | 1505.52 | 0 | 0 | 0 | 0 | 0 | 0 | 0 | 0 | 0 | 0 | 0 | 0 | 0 | 0 | 0 | 0 | 0 | 0 | 0 | 0 | 0 | 0 | 0 | 0 | 0 | 0 | 0
11 | 300 | 317 | 300 317 Thermal Energy Storage (TES) Positive / Other | 0 | 0 | 5249.27 | 0 | 0 | 0 | 0 | 0 | 0 | 0 | 0 | 0 | 0 | 0 | 0 | 0 | 0 | 0 | 0 | 0 | 0 | 0 | 0 | 0 | 0 | 0 | 0 | 0 | 0 | 0
11 | 300 | 317 | 300 317 Thermal Energy Storage (TES) Negative / Other | 0 | 0 | 0 | 0 | 0 | 0 | 0 | 0 | 0 | 0 | 0 | 0 | 0 | 0 | 0 | 0 | 0 | 0 | 0 | 0 | 0 | 0 | 0 | 0 | 0 | 0 | 0 | 0 | 0 | 0
11 | 320 | 321 | 320 321 DX Packaged System, EER=10.9, 10 tons / Other | 0 | 0 | 1841.43 | 0 | 0 | 0 | 0 | 0 | 0 | 0 | 0 | 0 | 0 | 0 | 0 | 0 | 0 | 0 | 0 | 0 | 0 | 0 | 0 | 0 | 0 | 0 | 0 | 0 | 0 | 0
11 | 320 | 322 | 320 322 Hybrid Dessicant-DX System (Trane CDQ) / Other | 0 | 0 | 6881.23 | 0 | 0 | 0 | 0 | 0 | 0 | 0 | 0 | 0 | 0 | 0 | 0 | 0 | 0 | 0 | 0 | 0 | 0 | 0 | 0 | 0 | 0 | 0 | 0 | 0 | 0 | 0
11 | 320 | 323 | 320 323 Geothermal Heat Pump, EER=13, 10 tons / Other | 0 | 0 | 16527.38 | 0 | 0 | 0 | 0 | 0 | 0 | 0 | 0 | 0 | 0 | 0 | 0 | 0 | 0 | 0 | 0 | 0 | 0 | 0 | 0 | 0 | 0 | 0 | 0 | 0 | 0 | 0
11 | 320 | 326 | 320 326 DX Tune Up/ Advanced Diagnostics / Other | 0 | 0 | 1250 | 0 | 0 | 0 | 0 | 0 | 0 | 0 | 0 | 0 | 0 | 0 | 0 | 0 | 0 | 0 | 0 | 0 | 0 | 0 | 0 | 0 | 0 | 0 | 0 | 0 | 0 | 0
11 | 320 | 327 | 320 327 DX Coil Cleaning / Other | 0 | 0 | 138.07 | 0 | 0 | 0 | 0 | 0 | 0 | 0 | 0 | 0 | 0 | 0 | 0 | 0 | 0 | 0 | 0 | 0 | 0 | 0 | 0 | 0 | 0 | 0 | 0 | 0 | 0 | 0
11 | 320 | 329 | 320 329 Aerosole Duct Sealing / Other | 0 | 0 | 273.7 | 0 | 0 | 0 | 0 | 0 | 0 | 0 | 0 | 0 | 0 | 0 | 0 | 0 | 0 | 0 | 0 | 0 | 0 | 0 | 0 | 0 | 0 | 0 | 0 | 0 | 0 | 0
11 | 320 | 330 | 320 330 Duct/Pipe Insulation / Other | 0 | 0 | 30756 | 0 | 0 | 0 | 0 | 0 | 0 | 0 | 0 | 0 | 0 | 0 | 0 | 0 | 0 | 0 | 0 | 0 | 0 | 0 | 0 | 0 | 0 | 0 | 0 | 0 | 0 | 0
11 | 320 | 334 | 320 334 Ceiling Insulation / Other | 0 | 0 | 3843 | 0 | 0 | 0 | 0 | 0 | 0 | 0 | 0 | 0 | 0 | 0 | 0 | 0 | 0 | 0 | 0 | 0 | 0 | 0 | 0 | 0 | 0 | 0 | 0 | 0 | 0 | 0
11 | 320 | 335 | 320 335 Roof Insulation / Other | 0 | 0 | 1505.52 | 0 | 0 | 0 | 0 | 0 | 0 | 0 | 0 | 0 | 0 | 0 | 0 | 0 | 0 | 0 | 0 | 0 | 0 | 0 | 0 | 0 | 0 | 0 | 0 | 0 | 0 | 0
11 | 340 | 344 | 340 344 Aerosole Duct Sealing / Other | 0 | 0 | 273.7 | 0 | 0 | 0 | 0 | 0 | 0 | 0 | 0 | 0 | 0 | 0 | 0 | 0 | 0 | 0 | 0 | 0 | 0 | 0 | 0 | 0 | 0 | 0 | 0 | 0 | 0 | 0
11 | 340 | 345 | 340 345 Duct/Pipe Insulation / Other | 0 | 0 | 30756 | 0 | 0 | 0 | 0 | 0 | 0 | 0 | 0 | 0 | 0 | 0 | 0 | 0 | 0 | 0 | 0 | 0 | 0 | 0 | 0 | 0 | 0 | 0 | 0 | 0 | 0 | 0
11 | 340 | 349 | 340 349 Ceiling Insulation / Other | 0 | 0 | 3843 | 0 | 0 | 0 | 0 | 0 | 0 | 0 | 0 | 0 | 0 | 0 | 0 | 0 | 0 | 0 | 0 | 0 | 0 | 0 | 0 | 0 | 0 | 0 | 0 | 0 | 0 | 0
11 | 340 | 351 | 340 351 Cool Roof - DX / Other | 0 | 0 | 13606.8 | 0 | 0 | 0 | 0 | 0 | 0 | 0 | 0 | 0 | 0 | 0 | 0 | 0 | 0 | 0 | 0 | 0 | 0 | 0 | 0 | 0 | 0 | 0 | 0 | 0 | 0 | 0
11 | 360 | 361 | 360 361 HE PTAC, EER=9.6, 1 ton / Other | 0 | 0 | 2121.55 | 0 | 0 | 0 | 0 | 0 | 0 | 0 | 0 | 0 | 0 | 0 | 0 | 0 | 0 | 0 | 0 | 0 | 0 | 0 | 0 | 0 | 0 | 0 | 0 | 0 | 0 | 0
11 | 400 | 403 | 400 403 Air Handler Optimization / Other | 0 | 0 | 300 | 0 | 0 | 0 | 0 | 0 | 0 | 0 | 0 | 0 | 0 | 0 | 0 | 0 | 0 | 0 | 0 | 0 | 0 | 0 | 0 | 0 | 0 | 0 | 0 | 0 | 0 | 0
11 | 400 | 404 | 400 404 Electronically Commutated Motors (ECM) on an Air Handler Unit / Other | 0 | 0 | 401.59 | 0 | 0 | 0 | 0 | 0 | 0 | 0 | 0 | 0 | 0 | 0 | 0 | 0 | 0 | 0 | 0 | 0 | 0 | 0 | 0 | 0 | 0 | 0 | 0 | 0 | 0 | 0
11 | 400 | 405 | 400 405 Demand Control Ventilation (DCV) / Other | 0 | 0 | 23594 | 0 | 0 | 0 | 0 | 0 | 0 | 0 | 0 | 0 | 0 | 0 | 0 | 0 | 0 | 0 | 0 | 0 | 0 | 0 | 0 | 0 | 0 | 0 | 0 | 0 | 0 | 0
11 | 400 | 406 | 400 406 Energy Recovery Ventilation (ERV) / Other | 0 | 0 | 1826.85 | 0 | 0 | 0 | 0 | 0 | 0 | 0 | 0 | 0 | 0 | 0 | 0 | 0 | 0 | 0 | 0 | 0 | 0 | 0 | 0 | 0 | 0 | 0 | 0 | 0 | 0 | 0
11 | 600 | 603 | 600 603 Heat Pump Water Heater (air source) / Other | 0 | 0 | 627.24 | 0 | 0 | 0 | 0 | 0 | 0 | 0 | 0 | 0 | 0 | 0 | 0 | 0 | 0 | 0 | 0 | 0 | 0 | 0 | 0 | 0 | 0 | 0 | 0 | 0 | 0 | 0
11 | 600 | 604 | 600 604 Solar Water Heater / Other | 0 | 0 | 1452.91 | 0 | 0 | 0 | 0 | 0 | 0 | 0 | 0 | 0 | 0 | 0 | 0 | 0 | 0 | 0 | 0 | 0 | 0 | 0 | 0 | 0 | 0 | 0 | 0 | 0 | 0 | 0
11 | 600 | 606 | 600 606 Demand controlled circulating systems / Other | 0 | 0 | 295.35 | 0 | 0 | 0 | 0 | 0 | 0 | 0 | 0 | 0 | 0 | 0 | 0 | 0 | 0 | 0 | 0 | 0 | 0 | 0 | 0 | 0 | 0 | 0 | 0 | 0 | 0 | 0
11 | 600 | 608 | 600 608 Heat Recovery Unit / Other | 0 | 0 | 818 | 0 | 0 | 0 | 0 | 0 | 0 | 0 | 0 | 0 | 0 | 0 | 0 | 0 | 0 | 0 | 0 | 0 | 0 | 0 | 0 | 0 | 0 | 0 | 0 | 0 | 0 | 0
11 | 600 | 609 | 600 609 Heat Trap / Other | 0 | 0 | 1.7 | 0 | 0 | 0 | 0 | 0 | 0 | 0 | 0 | 0 | 0 | 0 | 0 | 0 | 0 | 0 | 0 | 0 | 0 | 0 | 0 | 0 | 0 | 0 | 0 | 0 | 0 | 0
11 | 600 | 610 | 600 610 Hot Water Pipe Insulation / Other | 0 | 0 | 45.26 | 0 | 0 | 0 | 0 | 0 | 0 | 0 | 0 | 0 | 0 | 0 | 0 | 0 | 0 | 0 | 0 | 0 | 0 | 0 | 0 | 0 | 0 | 0 | 0 | 0 | 0 | 0
11 | 700 | 701 | 700 701 PC Manual Power Management Enabling / Other | 0 | 0 | 25.2 | 0 | 0 | 0 | 0 | 0 | 0 | 0 | 0 | 0 | 0 | 0 | 0 | 0 | 0 | 0 | 0 | 0 | 0 | 0 | 0 | 0 | 0 | 0 | 0 | 0 | 0 | 0
11 | 700 | 702 | 700 702 PC Network Power Management Enabling / Other | 0 | 0 | 12.6 | 0 | 0 | 0 | 0 | 0 | 0 | 0 | 0 | 0 | 0 | 0 | 0 | 0 | 0 | 0 | 0 | 0 | 0 | 0 | 0 | 0 | 0 | 0 | 0 | 0 | 0 | 0
11 | 710 | 711 | 710 711 Energy Star or Better Monitor / Other | 0 | 0 | 0 | 0 | 0 | 0 | 0 | 0 | 0 | 0 | 0 | 0 | 0 | 0 | 0 | 0 | 0 | 0 | 0 | 0 | 0 | 0 | 0 | 0 | 0 | 0 | 0 | 0 | 0 | 0
11 | 710 | 712 | 710 712 Monitor Power Management Enabling / Other | 0 | 0 | 23.94 | 0 | 0 | 0 | 0 | 0 | 0 | 0 | 0 | 0 | 0 | 0 | 0 | 0 | 0 | 0 | 0 | 0 | 0 | 0 | 0 | 0 | 0 | 0 | 0 | 0 | 0 | 0
11 | 720 | 721 | 720 721 Energy Star or Better Monitor / Other | 0 | 0 | 0 | 0 | 0 | 0 | 0 | 0 | 0 | 0 | 0 | 0 | 0 | 0 | 0 | 0 | 0 | 0 | 0 | 0 | 0 | 0 | 0 | 0 | 0 | 0 | 0 | 0 | 0 | 0
11 | 720 | 722 | 720 722 Monitor Power Management Enabling / Other | 0 | 0 | 1.26 | 0 | 0 | 0 | 0 | 0 | 0 | 0 | 0 | 0 | 0 | 0 | 0 | 0 | 0 | 0 | 0 | 0 | 0 | 0 | 0 | 0 | 0 | 0 | 0 | 0 | 0 | 0
11 | 730 | 731 | 730 731 Energy Star or Better Copier / Other | 0 | 0 | 0 | 0 | 0 | 0 | 0 | 0 | 0 | 0 | 0 | 0 | 0 | 0 | 0 | 0 | 0 | 0 | 0 | 0 | 0 | 0 | 0 | 0 | 0 | 0 | 0 | 0 | 0 | 0
11 | 730 | 732 | 730 732 Copier Power Management Enabling / Other | 0 | 0 | 27.94 | 0 | 0 | 0 | 0 | 0 | 0 | 0 | 0 | 0 | 0 | 0 | 0 | 0 | 0 | 0 | 0 | 0 | 0 | 0 | 0 | 0 | 0 | 0 | 0 | 0 | 0 | 0
11 | 740 | 741 | 740 741 Printer Power Management Enabling / Other | 0 | 0 | 77.35 | 0 | 0 | 0 | 0 | 0 | 0 | 0 | 0 | 0 | 0 | 0 | 0 | 0 | 0 | 0 | 0 | 0 | 0 | 0 | 0 | 0 | 0 | 0 | 0 | 0 | 0 | 0
11 | 800 | 801 | 800 801 Convection Oven / Other | 0 | 0 | 291200.6 | 0 | 0 | 0 | 0 | 0 | 0 | 0 | 0 | 0 | 0 | 0 | 0 | 0 | 0 | 0 | 0 | 0 | 0 | 0 | 0 | 0 | 0 | 0 | 0 | 0 | 0 | 0
11 | 900 | 901 | 900 901 Vending Misers (cooled machines only) / Other | 0 | 0 | 36.54 | 0 | 0 | 0 | 0 | 0 | 0 | 0 | 0 | 0 | 0 | 0 | 0 | 0 | 0 | 0 | 0 | 0 | 0 | 0 | 0 | 0 | 0 | 0 | 0 | 0 | 0 | 0
12 | 100 | 125 | 100 125 LED Linear Tube 22W / All | 0 | 0 | 188.8 | 0 | 0 | 0 | 0 | 0 | 0 | 0 | 0 | 0 | 0 | 0 | 0 | 0 | 0 | 0 | 0 | 0 | 0 | 0 | 0 | 0 | 0 | 0 | 0 | 0 | 0 | 0
12 | 100 | 132 | 100 132 Flood LED 14W / All | 0 | 0 | 33.64 | 0 | 0 | 0 | 0 | 0 | 0 | 0 | 0 | 0 | 0 | 0 | 0 | 0 | 0 | 0 | 0 | 0 | 0 | 0 | 0 | 0 | 0 | 0 | 0 | 0 | 0 | 0
12 | 100 | 146 | 100 146 LED (12-Watt) / All | 0 | 0 | 18.57 | 0 | 0 | 0 | 0 | 0 | 0 | 0 | 0 | 0 | 0 | 0 | 0 | 0 | 0 | 0 | 0 | 0 | 0 | 0 | 0 | 0 | 0 | 0 | 0 | 0 | 0 | 0
12 | 100 | 154 | 100 154 LED High Bay 83W (400W equivalent) / All | 0 | 0 | 325.17 | 0 | 0 | 0 | 0 | 0 | 0 | 0 | 0 | 0 | 0 | 0 | 0 | 0 | 0 | 0 | 0 | 0 | 0 | 0 | 0 | 0 | 0 | 0 | 0 | 0 | 0 | 0
12 | 200 | 203 | 200 203 Outdoor LED 104W / All | 0 | 0 | 375 | 0 | 0 | 0 | 0 | 0 | 0 | 0 | 0 | 0 | 0 | 0 | 0 | 0 | 0 | 0 | 0 | 0 | 0 | 0 | 0 | 0 | 0 | 0 | 0 | 0 | 0 | 0
12 | 300 | 337 | 300 337 Run Time Optimizer / All | 0 | 0 | 3105 | 0 | 0 | 0 | 0 | 0 | 0 | 0 | 0 | 0 | 0 | 0 | 0 | 0 | 0 | 0 | 0 | 0 | 0 | 0 | 0 | 0 | 0 | 0 | 0 | 0 | 0 | 0
12 | 300 | 338 | 300 338 dehumidification hybrid desiccant heat pump / All | 0 | 0 | 2500 | 0 | 0 | 0 | 0 | 0 | 0 | 0 | 0 | 0 | 0 | 0 | 0 | 0 | 0 | 0 | 0 | 0 | 0 | 0 | 0 | 0 | 0 | 0 | 0 | 0 | 0 | 0
12 | 800 | 518 | 800 518 Ice Machine / All | 0 | 0 | 699.4 | 0 | 0 | 0 | 0 | 0 | 0 | 0 | 0 | 0 | 0 | 0 | 0 | 0 | 0 | 0 | 0 | 0 | 0 | 0 | 0 | 0 | 0 | 0 | 0 | 0 | 0 | 0
12 | 600 | 611 | 600 611 0.5 Faucet Aerator (DI) - Commercial / All | 0 | 0 | 9 | 0 | 0 | 0 | 0 | 0 | 0 | 0 | 0 | 0 | 0 | 0 | 0 | 0 | 0 | 0 | 0 | 0 | 0 | 0 | 0 | 0 | 0 | 0 | 0 | 0 | 0 | 0
12 | 600 | 612 | 600 612 1.0 gpm Faucet Aerator (DI) -Commercial / All | 0 | 0 | 9 | 0 | 0 | 0 | 0 | 0 | 0 | 0 | 0 | 0 | 0 | 0 | 0 | 0 | 0 | 0 | 0 | 0 | 0 | 0 | 0 | 0 | 0 | 0 | 0 | 0 | 0 | 0
12 | 600 | 613 | 600 613 1.5 gpm Shower Head (DI) - Commercial / All | 0 | 0 | 25 | 0 | 0 | 0 | 0 | 0 | 0 | 0 | 0 | 0 | 0 | 0 | 0 | 0 | 0 | 0 | 0 | 0 | 0 | 0 | 0 | 0 | 0 | 0 | 0 | 0 | 0 | 0
12 | 800 | 812 | 800 812 Griddle / All | 0 | 0 | 700.83 | 0 | 0 | 0 | 0 | 0 | 0 | 0 | 0 | 0 | 0 | 0 | 0 | 0 | 0 | 0 | 0 | 0 | 0 | 0 | 0 | 0 | 0 | 0 | 0 | 0 | 0 | 0
12 | 800 | 813 | 800 813 Steamer / All | 0 | 0 | 16689.17 | 0 | 0 | 0 | 0 | 0 | 0 | 0 | 0 | 0 | 0 | 0 | 0 | 0 | 0 | 0 | 0 | 0 | 0 | 0 | 0 | 0 | 0 | 0 | 0 | 0 | 0 | 0
12 | 800 | 814 | 800 814 Holding Cabinet / All | 0 | 0 | 1815 | 0 | 0 | 0 | 0 | 0 | 0 | 0 | 0 | 0 | 0 | 0 | 0 | 0 | 0 | 0 | 0 | 0 | 0 | 0 | 0 | 0 | 0 | 0 | 0 | 0 | 0 | 0
12 | 700 | 910 | 700 910 Server Virtualization / All | 0 | 0 | 18750 | 0 | 0 | 0 | 0 | 0 | 0 | 0 | 0 | 0 | 0 | 0 | 0 | 0 | 0 | 0 | 0 | 0 | 0 | 0 | 0 | 0 | 0 | 0 | 0 | 0 | 0 | 0

## RIM & TRC Benefits
Building # | Base # | Measure # | Measure Name | 2013 | 2014 | 2015 | 2016 | 2017 | 2018 | 2019 | 2020 | 2021 | 2022 | 2023 | 2024 | 2025 | 2026 | 2027 | 2028 | 2029 | 2030 | 2031 | 2032 | 2033 | 2034 | 2035 | 2036 | 2037 | 2038 | 2039 | 2040 | 2041 | 2042 | Sum | NPV
1 | 110 | 111 | 110 111 Premium T8, Electronic Ballast / Office | 0 | 0 | 525.3747 | 534.1247 | 579.2497 | 900.3249 | 1004.9157 | 1049.6276 | 1204.8591 | 1300.8903 | 1316.8903 | 1149.4685 | 1223.5935 | 1136.4216 | 1433.9685 | 1181.5935 | 1285.9997 | 1266.8435 | 1475.4372 | 1515.4685 | 1553.6247 | 1581.1872 | 0 | 0 | 0 | 0 | 0 | 0 | 0 | 0 | 23219.8638 | 12455.1369
1 | 110 | 112 | 110 112 Premium T8, EB, Reflector / Office | 0 | 0 | 1087.67 | 1104.045 | 1197.545 | 1862.7672 | 2078.7271 | 2170.2677 | 2491.6544 | 2690.9434 | 2722.9903 | 2377.3263 | 2530.8731 | 2350.2169 | 2965.67 | 2444.4825 | 2661.0763 | 2621.3263 | 3052.4825 | 3134.045 | 3213.1075 | 3270.6075 | 0 | 0 | 0 | 0 | 0 | 0 | 0 | 0 | 48027.824 | 25761.7823
1 | 110 | 113 | 110 113 Occupancy Sensor / Office | 0 | 0 | 728.1547 | 739.5297 | 799.7797 | 1267.4506 | 1419.8432 | 1479.9985 | 1705.0375 | 1842.6976 | 1864.5413 | 1618.0882 | 1724.6663 | 0 | 0 | 0 | 0 | 0 | 0 | 0 | 0 | 0 | 0 | 0 | 0 | 0 | 0 | 0 | 0 | 0 | 15189.7873 | 10697.8796
1 | 110 | 114 | 110 114 Continuous Dimming / Office | 0 | 0 | 1086.557 | 1103.557 | 1208.057 | 1682.8763 | 1830.807 | 1929.4701 | 2168.057 | 2320.1039 | 2363.1039 | 2141.7133 | 2261.2133 | 2161.0883 | 2594.0883 | 2254.6195 | 0 | 0 | 0 | 0 | 0 | 0 | 0 | 0 | 0 | 0 | 0 | 0 | 0 | 0 | 27105.3119 | 17571.0917
1 | 110 | 115 | 110 115 Lighting Control Tuneup / Office | 0 | 0 | 112.8202 | 114.9452 | 125.4452 | 175.9706 | 192.579 | 201.9745 | 0 | 0 | 0 | 0 | 0 | 0 | 0 | 0 | 0 | 0 | 0 | 0 | 0 | 0 | 0 | 0 | 0 | 0 | 0 | 0 | 0 | 0 | 923.7348 | 774.8544
1 | 120 | 121 | 120 121 ROB Premium T8, 1EB / Office | 0 | 0 | 227.5107 | 231.1357 | 249.8857 | 389.4296 | 434.5195 | 452.9306 | 520.9795 | 561.9638 | 569.206 | 496.7138 | 528.6982 | 490.995 | 619.3857 | 510.1669 | 555.9482 | 546.7294 | 637.4795 | 654.4482 | 671.542 | 683.0732 | 0 | 0 | 0 | 0 | 0 | 0 | 0 | 0 | 10032.7408 | 5382.1021
1 | 120 | 122 | 120 122 ROB Premium T8, EB, Reflector / Office | 0 | 0 | 917.3202 | 931.4452 | 1009.9452 | 1571.4662 | 1754.6249 | 1831.3104 | 2102.1327 | 2270.5858 | 2297.9218 | 2006.8202 | 2135.3983 | 1983.1483 | 2502.1952 | 2062.1327 | 2244.3515 | 2212.2265 | 2575.1952 | 2644.914 | 2711.2577 | 2760.0077 | 0 | 0 | 0 | 0 | 0 | 0 | 0 | 0 | 40524.4005 | 21736.6613
1 | 120 | 123 | 120 123 Occupancy Sensor / Office | 0 | 0 | 445.4841 | 452.4841 | 489.6091 | 775.406 | 869.0564 | 905.6609 | 1043.2497 | 1127.4372 | 1140.7185 | 990.3435 | 1055.2654 | 0 | 0 | 0 | 0 | 0 | 0 | 0 | 0 | 0 | 0 | 0 | 0 | 0 | 0 | 0 | 0 | 0 | 9294.7146 | 6546.1081
1 | 120 | 124 | 120 124 Lighting Control Tuneup / Office | 0 | 0 | 68.6736 | 70.6736 | 76.9236 | 106.8113 | 115.8181 | 122.7097 | 0 | 0 | 0 | 0 | 0 | 0 | 0 | 0 | 0 | 0 | 0 | 0 | 0 | 0 | 0 | 0 | 0 | 0 | 0 | 0 | 0 | 0 | 561.6101 | 471.3026
1 | 130 | 131 | 130 131 CFL Screw-in 18W / Office | 0 | 0 | 4316.7825 | 4379.9075 | 4719.1575 | 7880.6045 | 8917.1285 | 9264.5325 | 0 | 0 | 0 | 0 | 0 | 0 | 0 | 0 | 0 | 0 | 0 | 0 | 0 | 0 | 0 | 0 | 0 | 0 | 0 | 0 | 0 | 0 | 39478.113 | 32839.2772
1 | 140 | 141 | 140 141 CFL Hardwired, Modular 18W / Office | 0 | 0 | 4316.7825 | 4379.9075 | 4719.1575 | 7880.6045 | 8917.1285 | 9264.5325 | 0 | 0 | 0 | 0 | 0 | 0 | 0 | 0 | 0 | 0 | 0 | 0 | 0 | 0 | 0 | 0 | 0 | 0 | 0 | 0 | 0 | 0 | 39478.113 | 32839.2772
1 | 150 | 151 | 150 151 PSMH, 250W, magnetic ballast / Office | 0 | 0 | 887.7696 | 902.2696 | 986.8946 | 1375.1085 | 1496.2598 | 1576.1807 | 1771.2227 | 1895.7227 | 1930.9571 | 1749.9884 | 1847.2227 | 1765.1446 | 2119.5821 | 0 | 0 | 0 | 0 | 0 | 0 | 0 | 0 | 0 | 0 | 0 | 0 | 0 | 0 | 0 | 20304.3227 | 13540.7665
1 | 150 | 153 | 150 153 High Bay T5 / Office | 0 | 0 | 1270.4381 | 1290.0631 | 1399.0631 | 2176.9288 | 2429.212 | 2536.5963 | 2911.2661 | 3144.3251 | 3182.2311 | 2778.4341 | 2957.1372 | 2745.8716 | 3465.9651 | 0 | 0 | 0 | 0 | 0 | 0 | 0 | 0 | 0 | 0 | 0 | 0 | 0 | 0 | 0 | 32287.5317 | 21396.4969
1 | 160 | 161 | 160 161 LED Exit Sign / Office | 0 | 0 | 4.1484 | 4.5234 | 4.7734 | 10.4307 | 12.0732 | 12.1426 | 15.5078 | 16.4962 | 16.4181 | 13.8556 | 14.4962 | 12.4181 | 16.9962 | 12.2462 | 14.1212 | 11.59 | 0 | 0 | 0 | 0 | 0 | 0 | 0 | 0 | 0 | 0 | 0 | 0 | 192.2375 | 116.4792
1 | 200 | 201 | 200 201 High Pressure Sodium 250W Lamp / Office | 0 | 0 | 53.7317 | 54.8567 | 60.4817 | 77.5002 | 82.9573 | 0 | 0 | 0 | 0 | 0 | 0 | 0 | 0 | 0 | 0 | 0 | 0 | 0 | 0 | 0 | 0 | 0 | 0 | 0 | 0 | 0 | 0 | 0 | 329.5275 | 287.4143
1 | 200 | 202 | 200 202 Outdoor Lighting Controls (Photocell/Timeclock) / Office | 0 | 0 | 42.4942 | 43.2442 | 47.8692 | 61.2315 | 66.045 | 0 | 0 | 0 | 0 | 0 | 0 | 0 | 0 | 0 | 0 | 0 | 0 | 0 | 0 | 0 | 0 | 0 | 0 | 0 | 0 | 0 | 0 | 0 | 260.8842 | 227.4961
1 | 210 | 211 | 210 211 Outdoor Lighting Controls (Photocell/Timeclock) / Office | 0 | 0 | 46.8529 | 47.7279 | 52.6029 | 67.5902 | 72.2396 | 0 | 0 | 0 | 0 | 0 | 0 | 0 | 0 | 0 | 0 | 0 | 0 | 0 | 0 | 0 | 0 | 0 | 0 | 0 | 0 | 0 | 0 | 0 | 287.0137 | 250.3338
1 | 300 | 301 | 300 301 Centrifugal Chiller, 0.51 kW/ton, 500 tons / Office | 0 | 0 | 302.3359 | 306.8359 | 329.2109 | 575.1577 | 656.0332 | 678.58 | 795.6015 | 864.6368 | 870.0587 | 735.3712 | 788.2774 | 712.3087 | 940.7774 | 738.4962 | 815.0274 | 788.9962 | 953.5899 | 976.0899 | 999.7149 | 1010.9024 | 0 | 0 | 0 | 0 | 0 | 0 | 0 | 0 | 14838.0028 | 7929.2579
1 | 300 | 302 | 300 302 High Efficiency Chiller Motors / Office | 0 | 0 | 71.5629 | 72.9379 | 78.6879 | 123.7436 | 138.4506 | 143.6303 | 165.3285 | 178.5082 | 181.477 | 157.5316 | 167.9848 | 155.5004 | 195.8441 | 161.8754 | 175.9218 | 171.953 | 201.8905 | 206.703 | 212.8905 | 216.6093 | 0 | 0 | 0 | 0 | 0 | 0 | 0 | 0 | 3179.0314 | 1705.6533
1 | 300 | 304 | 300 304 EMS - Chiller / Office | 0 | 0 | 233.8245 | 237.3245 | 259.0745 | 371.3274 | 407.7933 | 427.929 | 484.2776 | 518.8167 | 527.8167 | 473.637 | 0 | 0 | 0 | 0 | 0 | 0 | 0 | 0 | 0 | 0 | 0 | 0 | 0 | 0 | 0 | 0 | 0 | 0 | 3941.8213 | 2879.869
1 | 300 | 305 | 300 305 Chiller Tune Up/Diagnostics / Office | 0 | 0 | 248.2305 | 252.2305 | 266.2305 | 634.4117 | 770.5616 | 783.8076 | 959.293 | 1055.2305 | 1047.6758 | 823.293 | 0 | 0 | 0 | 0 | 0 | 0 | 0 | 0 | 0 | 0 | 0 | 0 | 0 | 0 | 0 | 0 | 0 | 0 | 6840.9644 | 4861.3358
1 | 300 | 306 | 300 306 VSD for Chiller Pumps and Towers / Office | 0 | 0 | 220.6076 | 224.2326 | 244.4826 | 350.8293 | 384.9367 | 403.7423 | 456.7951 | 489.8967 | 498.3889 | 447.0451 | 472.4982 | 448.3107 | 545.4201 | 467.0451 | 503.1388 | 0 | 0 | 0 | 0 | 0 | 0 | 0 | 0 | 0 | 0 | 0 | 0 | 0 | 6157.3695 | 3869.6347
1 | 300 | 308 | 300 308 Aerosol Duct Sealing / Office | 0 | 0 | 205.3948 | 209.2698 | 230.3948 | 296.4193 | 316.598 | 336.0326 | 371.2699 | 394.3245 | 403.887 | 377.348 | 395.6292 | 386.0042 | 446.4574 | 403.4574 | 428.5047 | 0 | 0 | 0 | 0 | 0 | 0 | 0 | 0 | 0 | 0 | 0 | 0 | 0 | 5200.9916 | 3284.588
1 | 300 | 309 | 300 309 Duct/Pipe Insulation / Office | 0 | 0 | 42.6708 | 43.2958 | 47.7958 | 68.2382 | 74.7645 | 78.371 | 88.3036 | 95.3505 | 96.6395 | 86.7177 | 0 | 0 | 0 | 0 | 0 | 0 | 0 | 0 | 0 | 0 | 0 | 0 | 0 | 0 | 0 | 0 | 0 | 0 | 722.1473 | 527.5952
1 | 300 | 311 | 300 311 Window Film (Standard) / Office | 0 | 0 | 141.0861 | 143.2111 | 152.9611 | 269.6237 | 307.6057 | 318.2629 | 373.7658 | 405.2777 | 408.0668 | 344.5746 | 0 | 0 | 0 | 0 | 0 | 0 | 0 | 0 | 0 | 0 | 0 | 0 | 0 | 0 | 0 | 0 | 0 | 0 | 2864.4356 | 2067.5375
1 | 300 | 313 | 300 313 Ceiling Insulation / Office | 0 | 0 | 366.7863 | 372.1613 | 393.5363 | 892.5011 | 1075.1994 | 1095.6095 | 1332.8957 | 1464.4972 | 1456.7785 | 1156.0988 | 1261.1144 | 1079.8176 | 1566.5051 | 1120.7551 | 1272.9265 | 1056.7702 | 1542.364 | 1574.2077 | 1607.6452 | 1605.9577 | 0 | 0 | 0 | 0 | 0 | 0 | 0 | 0 | 23294.1273 | 12353.9042
1 | 300 | 314 | 300 314 Roof Insulation / Office | 0 | 0 | 120.3481 | 122.0981 | 130.3481 | 245.9975 | 286.0249 | 294.4458 | 349.5356 | 380.5747 | 382.6762 | 316.5825 | 341.1606 | 302.8794 | 412.1294 | 313.8169 | 350.5044 | 322.9731 | 414.2856 | 422.9419 | 433.3481 | 436.7231 | 0 | 0 | 0 | 0 | 0 | 0 | 0 | 0 | 6379.3944 | 3400.3039
1 | 300 | 315 | 300 315 Cool Roof - Chiller / Office | 0 | 0 | 685.2973 | 694.6723 | 744.2973 | 1327.1088 | 1522.0786 | 1573.6274 | 1847.0786 | 2012.0004 | 2023.8989 | 1699.4848 | 1825.1254 | 1643.0161 | 2186.1411 | 1702.5473 | 1884.6572 | 0 | 0 | 0 | 0 | 0 | 0 | 0 | 0 | 0 | 0 | 0 | 0 | 0 | 23371.0315 | 14558.9723
1 | 300 | 317 | 300 317 Thermal Energy Storage (TES) Positive / Office | 0 | 0 | 589.0927 | 582.7177 | 618.3427 | 1655.0776 | 2046.8686 | 2071.0229 | 2566.4677 | 2835.9757 | 2805.0147 | 76448.8327 | 2370.4837 | 1973.4833 | 3005.9367 | 2049.6552 | 2367.0776 | 1064.2651 | 2922.8278 | 2981.3278 | 3025.5468 | 3014.9218 | 3085.2338 | 2541.4218 | 2589.2026 | 2207.2651 | 2286.8588 | 2563.8901 | 1311.8276 | 3936.2338 | 137516.8724 | 69706.6137
1 | 300 | 317 | 300 317 Thermal Energy Storage (TES) Negative / Office | 0 | 0 | -403.5 | -415 | -464.25 | -477.5 | -486.25 | -523.5 | -559.75 | -579.5 | -603.25 | -619.25 | -637 | -663.5 | -690.5 | -700.5 | -719.25 | -740.5 | -764.25 | -794.5 | -824.5 | -855 | -879.5 | -909.5 | -939.5 | -965.5 | -997 | -1029.5 | -1055 | -1077.5 | -20374.25 | -8618.9954
1 | 320 | 321 | 320 321 DX Packaged System, EER=10.9, 10 tons / Office | 0 | 0 | 240.4734 | 243.5984 | 260.9734 | 471.4856 | 541.9548 | 559.6004 | 659.45 | 717.3953 | 721.7625 | 604.3328 | 649.7547 | 582.1922 | 779.1609 | 603.5359 | 669.1297 | 0 | 0 | 0 | 0 | 0 | 0 | 0 | 0 | 0 | 0 | 0 | 0 | 0 | 8304.7997 | 5170.8859
1 | 320 | 322 | 320 322 Hybrid Dessicant-DX System (Trane CDQ) / Office | 0 | 0 | 1309.3605 | 1328.6105 | 1459.3605 | 1954.6076 | 2104.0587 | 2224.9357 | 2475.8527 | 2641.5949 | 2698.4464 | 2482.4543 | 2612.3918 | 2524.4699 | 2969.7043 | 2634.6418 | 2808.173 | 0 | 0 | 0 | 0 | 0 | 0 | 0 | 0 | 0 | 0 | 0 | 0 | 0 | 34228.6621 | 21580.7766
1 | 320 | 323 | 320 323 Geothermal Heat Pump, EER=13, 10 tons / Office | 0 | 0 | 681.6971 | 691.4471 | 759.0721 | 1017.4349 | 1095.0643 | 1158.0291 | 1288.8143 | 1374.8143 | 1404.8377 | 1292.1346 | 1358.7909 | 1313.1971 | 1545.3221 | 1371.0409 | 1461.3534 | 0 | 0 | 0 | 0 | 0 | 0 | 0 | 0 | 0 | 0 | 0 | 0 | 0 | 17813.0496 | 11231.1926
1 | 320 | 327 | 320 327 DX Coil Cleaning / Office | 0 | 0 | 235.6241 | 239.1241 | 252.3741 | 601.8067 | 731.1436 | 0 | 0 | 0 | 0 | 0 | 0 | 0 | 0 | 0 | 0 | 0 | 0 | 0 | 0 | 0 | 0 | 0 | 0 | 0 | 0 | 0 | 0 | 0 | 2060.0725 | 1750.7086
1 | 320 | 328 | 320 328 Optimize Controls / Office | 0 | 0 | 163.0579 | 165.9329 | 182.8079 | 235.7698 | 251.0647 | 0 | 0 | 0 | 0 | 0 | 0 | 0 | 0 | 0 | 0 | 0 | 0 | 0 | 0 | 0 | 0 | 0 | 0 | 0 | 0 | 0 | 0 | 0 | 998.633 | 871.0041
1 | 320 | 329 | 320 329 Aerosol Duct Sealing / Office | 0 | 0 | 326.8899 | 332.3899 | 365.6399 | 471.1653 | 503.8284 | 534.1145 | 590.6946 | 627.6321 | 642.6712 | 599.9524 | 628.9993 | 614.343 | 709.7024 | 642.2336 | 682.1711 | 0 | 0 | 0 | 0 | 0 | 0 | 0 | 0 | 0 | 0 | 0 | 0 | 0 | 8272.4275 | 5223.8005
1 | 320 | 330 | 320 330 Duct/Pipe Insulation / Office | 0 | 0 | 68.1933 | 70.0683 | 76.0683 | 109.8798 | 120.8056 | 126.9081 | 143.7167 | 153.8339 | 156.8964 | 140.2871 | 0 | 0 | 0 | 0 | 0 | 0 | 0 | 0 | 0 | 0 | 0 | 0 | 0 | 0 | 0 | 0 | 0 | 0 | 1166.6577 | 851.8123
1 | 320 | 332 | 320 332 Window Film (Standard) / Office | 0 | 0 | 213.7116 | 217.0866 | 232.5866 | 409.5436 | 468.2213 | 483.569 | 567.2507 | 616.8054 | 621.0319 | 523.5085 | 0 | 0 | 0 | 0 | 0 | 0 | 0 | 0 | 0 | 0 | 0 | 0 | 0 | 0 | 0 | 0 | 0 | 0 | 4353.315 | 3141.807
1 | 320 | 334 | 320 334 Ceiling Insulation / Office | 0 | 0 | 582.2967 | 590.2967 | 624.6717 | 1417.6654 | 1706.5794 | 1739.8875 | 2115.3597 | 2326.2967 | 2313.4377 | 1835.0311 | 2002.8748 | 1714.4373 | 2487.2967 | 1780.2655 | 2021.6092 | 1679.3905 | 2450.5777 | 2500.4217 | 2548.2967 | 2550.9847 | 0 | 0 | 0 | 0 | 0 | 0 | 0 | 0 | 36987.6774 | 19615.7745
1 | 320 | 335 | 320 335 Roof Insulation / Office | 0 | 0 | 192.9554 | 195.5804 | 209.0804 | 401.2767 | 468.01 | 481.1653 | 571.7912 | 624.3303 | 625.8695 | 515.8928 | 556.721 | 493.1273 | 674.7678 | 511.0804 | 570.033 | 522.0017 | 675.908 | 690.3142 | 708.0955 | 710.6892 | 0 | 0 | 0 | 0 | 0 | 0 | 0 | 0 | 10398.6902 | 5540.5278
1 | 340 | 342 | 340 342 Geothermal Heat Pump, EER=13, 10 tons / Office | 0 | 0 | 805.4495 | 817.4495 | 879.9495 | 1472.302 | 1666.7747 | 1730.3724 | 2011.762 | 2182.9651 | 2201.7464 | 1881.8401 | 2012.0433 | 1836.762 | 2386.1058 | 1906.137 | 2093.6995 | 2039.512 | 2430.1683 | 2491.0433 | 2552.2933 | 2587.262 | 2653.762 | 2402.1995 | 2465.9183 | 2288.9495 | 2342.1995 | 0 | 0 | 0 | 50138.6665 | 23414.4064
1 | 340 | 344 | 340 344 Aerosol Duct Sealing / Office | 0 | 0 | 334.4178 | 339.9178 | 374.0428 | 481.9022 | 515.3758 | 546.1668 | 603.4881 | 641.4881 | 657.0975 | 613.3866 | 643.5116 | 627.6522 | 725.7928 | 657.3866 | 696.6053 | 0 | 0 | 0 | 0 | 0 | 0 | 0 | 0 | 0 | 0 | 0 | 0 | 0 | 8458.2321 | 5341.3655
1 | 340 | 345 | 340 345 Duct/Pipe Insulation / Office | 0 | 0 | 69.7699 | 71.3949 | 77.8949 | 112.4115 | 122.5492 | 128.9525 | 146.3558 | 156.2386 | 158.6449 | 142.5042 | 0 | 0 | 0 | 0 | 0 | 0 | 0 | 0 | 0 | 0 | 0 | 0 | 0 | 0 | 0 | 0 | 0 | 0 | 1186.7162 | 866.8807
1 | 340 | 347 | 340 347 Window Film (Standard) / Office | 0 | 0 | 218.7675 | 222.0175 | 237.7675 | 418.2905 | 479.3398 | 495.4404 | 580.705 | 631.1034 | 635.6816 | 536.0956 | 0 | 0 | 0 | 0 | 0 | 0 | 0 | 0 | 0 | 0 | 0 | 0 | 0 | 0 | 0 | 0 | 0 | 0 | 4455.209 | 3215.1492
1 | 340 | 349 | 340 349 Ceiling Insulation / Office | 0 | 0 | 595.5565 | 603.5565 | 638.8065 | 1449.8207 | 1745.2704 | 1778.8768 | 2163.3065 | 2378.7125 | 2365.1195 | 1876.6971 | 2047.1971 | 1752.9628 | 2543.6195 | 1820.0565 | 2066.7753 | 1716.9628 | 2506.1505 | 2557.4005 | 2604.9315 | 2607.4315 | 0 | 0 | 0 | 0 | 0 | 0 | 0 | 0 | 37819.211 | 20057.2474
1 | 340 | 350 | 340 350 Roof Insulation / Office | 0 | 0 | 197.0678 | 199.5678 | 213.4428 | 408.7504 | 477.0766 | 490.2504 | 582.8647 | 637.0131 | 638.1225 | 526.0522 | 567.4272 | 502.6459 | 688.0678 | 520.5678 | 581.6616 | 532.6616 | 689.3178 | 704.3803 | 721.8178 | 725.5678 | 0 | 0 | 0 | 0 | 0 | 0 | 0 | 0 | 10604.3237 | 5649.8418
1 | 340 | 351 | 340 351 Cool Roof - DX / Office | 0 | 0 | 1105.9091 | 1121.5341 | 1202.0341 | 2144.2231 | 2458.3188 | 2541.7148 | 2983.4401 | 3249.9762 | 3268.2802 | 2744.6788 | 2948.007 | 2654.0382 | 3532.1942 | 2750.5695 | 3044.9757 | 0 | 0 | 0 | 0 | 0 | 0 | 0 | 0 | 0 | 0 | 0 | 0 | 0 | 37749.8939 | 23515.3621
1 | 360 | 361 | 360 361 HE PTAC, EER=9.6, 1 ton / Office | 0 | 0 | 671.9085 | 681.2835 | 730.2835 | 1294.409 | 1482.5862 | 1532.8128 | 1798.4085 | 1957.3226 | 1970.1741 | 1656.6585 | 1778.3773 | 1603.5804 | 2129.1585 | 1661.2835 | 1837.9085 | 0 | 0 | 0 | 0 | 0 | 0 | 0 | 0 | 0 | 0 | 0 | 0 | 0 | 22786.1557 | 14197.9596
1 | 360 | 362 | 360 362 Occupancy Sensor (hotels) / Office | 0 | 0 | 692.2302 | 702.9802 | 761.1052 | 1205.0906 | 1350.0466 | 1407.9402 | 1621.699 | 1752.8083 | 1773.1208 | 1538.7615 | 1640.3552 | 1516.5896 | 1928.1052 | 1575.949 | 1720.1365 | 0 | 0 | 0 | 0 | 0 | 0 | 0 | 0 | 0 | 0 | 0 | 0 | 0 | 21186.9178 | 13258.5446
1 | 400 | 401 | 400 401 High Efficiency Fan Motor, 15hp, 1800rpm, 92.4% / Office | 0 | 0 | 14.3456 | 14.7206 | 15.5956 | 25.3017 | 27.8339 | 28.8554 | 32.9784 | 36.0056 | 36.6619 | 31.6072 | 33.5447 | 30.9978 | 38.7791 | 31.7166 | 34.9041 | 0 | 0 | 0 | 0 | 0 | 0 | 0 | 0 | 0 | 0 | 0 | 0 | 0 | 433.8481 | 272.0878
1 | 400 | 402 | 400 402 Variable Speed Drive Control / Office | 0 | 0 | 295.1331 | 300.2581 | 330.3831 | 425.4056 | 454.7571 | 482.5706 | 532.9769 | 566.7034 | 580.344 | 542.1644 | 568.0081 | 554.6956 | 641.0081 | 580.3206 | 615.5706 | 0 | 0 | 0 | 0 | 0 | 0 | 0 | 0 | 0 | 0 | 0 | 0 | 0 | 7470.2995 | 4717.2867
1 | 400 | 403 | 400 403 Air Handler Optimization / Office | 0 | 0 | 82.4603 | 83.9603 | 92.0853 | 119.2015 | 127.6361 | 134.9642 | 149.1166 | 158.515 | 0 | 0 | 0 | 0 | 0 | 0 | 0 | 0 | 0 | 0 | 0 | 0 | 0 | 0 | 0 | 0 | 0 | 0 | 0 | 0 | 947.9396 | 744.0231
1 | 400 | 404 | 400 404 Electronically Commutated Motors (ECM) on an Air Handler Unit / Office | 0 | 0 | 116.9186 | 118.9186 | 130.7936 | 168.9313 | 180.3531 | 191.2526 | 211.4108 | 225.067 | 229.778 | 215.0748 | 225.5748 | 219.403 | 254.2311 | 228.9811 | 243.7784 | 0 | 0 | 0 | 0 | 0 | 0 | 0 | 0 | 0 | 0 | 0 | 0 | 0 | 2960.4667 | 1869.6795
1 | 400 | 405 | 400 405 Demand Control Ventilation (DCV) / Office | 0 | 0 | 188.7782 | 192.4032 | 202.4032 | 482.7709 | 586.2909 | 596.0028 | 728.536 | 801.8485 | 796.6845 | 626.6845 | 684.4188 | 581.5751 | 856.1845 | 603.497 | 688.5595 | 0 | 0 | 0 | 0 | 0 | 0 | 0 | 0 | 0 | 0 | 0 | 0 | 0 | 8616.6377 | 5312.55
1 | 400 | 406 | 400 406 Energy Recovery Ventilation (ERV) / Office | 0 | 0 | 86.5681 | 88.4431 | 92.8181 | 220.8098 | 267.8132 | 271.5368 | 332.8259 | 366.0603 | 363.8728 | 286.0525 | 313.0212 | 265.5212 | 390.3181 | 275.4118 | 314.4431 | 253.3181 | 383.6306 | 390.3181 | 399.8806 | 398.4431 | 0 | 0 | 0 | 0 | 0 | 0 | 0 | 0 | 5761.1065 | 3052.0908
1 | 600 | 603 | 600 603 Heat Pump Water Heater (air source) / Office | 0 | 0 | 102.1002 | 103.6002 | 113.1002 | 150.6803 | 161.5767 | 170.4898 | 189.6236 | 201.5299 | 206.2174 | 191.5689 | 201.0221 | 195.0689 | 227.2877 | 202.3502 | 215.5689 | 0 | 0 | 0 | 0 | 0 | 0 | 0 | 0 | 0 | 0 | 0 | 0 | 0 | 2631.7848 | 1660.5645
1 | 600 | 604 | 600 604 Solar Water Heater / Office | 0 | 0 | 101.955 | 103.455 | 113.08 | 150.3564 | 161.3066 | 170.4179 | 188.9628 | 201.3691 | 206.1972 | 191.4238 | 200.4082 | 194.7363 | 226.83 | 202.5175 | 215.205 | 218.9238 | 239.58 | 247.1738 | 254.9238 | 261.7675 | 0 | 0 | 0 | 0 | 0 | 0 | 0 | 0 | 3850.5898 | 2079.2115
1 | 600 | 606 | 600 606 Demand controlled circulating systems / Office | 0 | 0 | 7.3263 | 7.8263 | 8.2013 | 11.1456 | 11.9796 | 11.7394 | 13.7169 | 14.0841 | 14.795 | 13.8107 | 14.3575 | 13.795 | 15.67 | 14.42 | 15.7325 | 0 | 0 | 0 | 0 | 0 | 0 | 0 | 0 | 0 | 0 | 0 | 0 | 0 | 188.6003 | 119.3093
1 | 600 | 608 | 600 608 Heat Recovery Unit / Office | 0 | 0 | 111.9868 | 113.7368 | 124.7368 | 164.8208 | 177.0679 | 187.4839 | 208.4399 | 221.4477 | 226.979 | 210.5181 | 0 | 0 | 0 | 0 | 0 | 0 | 0 | 0 | 0 | 0 | 0 | 0 | 0 | 0 | 0 | 0 | 0 | 0 | 1747.2176 | 1283.6616
1 | 600 | 609 | 600 609 Heat Trap / Office | 0 | 0 | 13.33 | 13.455 | 14.58 | 19.5595 | 20.9023 | 22.2158 | 24.0957 | 25.4941 | 26.6503 | 24.6582 | 0 | 0 | 0 | 0 | 0 | 0 | 0 | 0 | 0 | 0 | 0 | 0 | 0 | 0 | 0 | 0 | 0 | 0 | 204.941 | 150.724
1 | 600 | 610 | 600 610 Hot Water Pipe Insulation / Office | 0 | 0 | 2.8426 | 3.3426 | 3.2176 | 4.5408 | 5.0467 | 5.0984 | 5.2957 | 5.8973 | 6.6707 | 6.1551 | 6.1863 | 5.5145 | 6.9676 | 5.5613 | 5.9827 | 0 | 0 | 0 | 0 | 0 | 0 | 0 | 0 | 0 | 0 | 0 | 0 | 0 | 78.3199 | 49.539
1 | 700 | 701 | 700 701 PC Manual Power Management Enabling / Office | 0 | 0 | 209.8207 | 212.6957 | 233.8207 | 312.0629 | 0 | 0 | 0 | 0 | 0 | 0 | 0 | 0 | 0 | 0 | 0 | 0 | 0 | 0 | 0 | 0 | 0 | 0 | 0 | 0 | 0 | 0 | 0 | 0 | 968.3999 | 874.497
1 | 700 | 702 | 700 702 PC Network Power Management Enabling / Office | 0 | 0 | 209.8207 | 212.6957 | 233.8207 | 312.0629 | 0 | 0 | 0 | 0 | 0 | 0 | 0 | 0 | 0 | 0 | 0 | 0 | 0 | 0 | 0 | 0 | 0 | 0 | 0 | 0 | 0 | 0 | 0 | 0 | 968.3999 | 874.497
1 | 710 | 711 | 710 711 Energy Star or Better Monitor / Office | 0 | 0 | 301.2679 | 305.8929 | 335.7679 | 448.346 | 0 | 0 | 0 | 0 | 0 | 0 | 0 | 0 | 0 | 0 | 0 | 0 | 0 | 0 | 0 | 0 | 0 | 0 | 0 | 0 | 0 | 0 | 0 | 0 | 1391.2748 | 1256.3637
1 | 710 | 712 | 710 712 Monitor Power Management Enabling / Office | 0 | 0 | 196.4745 | 199.8495 | 219.2245 | 292.3866 | 0 | 0 | 0 | 0 | 0 | 0 | 0 | 0 | 0 | 0 | 0 | 0 | 0 | 0 | 0 | 0 | 0 | 0 | 0 | 0 | 0 | 0 | 0 | 0 | 907.9352 | 819.9015
1 | 720 | 722 | 720 722 Monitor Power Management Enabling / Office | 0 | 0 | 0.26612 | 0.39112 | 0.51612 | 0.52295 | 0 | 0 | 0 | 0 | 0 | 0 | 0 | 0 | 0 | 0 | 0 | 0 | 0 | 0 | 0 | 0 | 0 | 0 | 0 | 0 | 0 | 0 | 0 | 0 | 1.6963 | 1.5222
1 | 730 | 731 | 730 731 Energy Star or Better Copier / Office | 0 | 0 | 33.9742 | 34.9742 | 38.7242 | 51.0337 | 55.3287 | 57.9195 | 0 | 0 | 0 | 0 | 0 | 0 | 0 | 0 | 0 | 0 | 0 | 0 | 0 | 0 | 0 | 0 | 0 | 0 | 0 | 0 | 0 | 0 | 271.9544 | 228.6937
1 | 730 | 732 | 730 732 Copier Power Management Enabling / Office | 0 | 0 | 28.3454 | 28.7204 | 31.5954 | 42.114 | 45.9167 | 47.6872 | 0 | 0 | 0 | 0 | 0 | 0 | 0 | 0 | 0 | 0 | 0 | 0 | 0 | 0 | 0 | 0 | 0 | 0 | 0 | 0 | 0 | 0 | 224.3791 | 188.7027
1 | 800 | 801 | 800 801 Convection Oven / Office | 0 | 0 | 2.6853 | 3.3103 | 2.9353 | 4.1502 | 4.6531 | 4.7127 | 5.2635 | 5.5994 | 5.8728 | 5.1697 | 0 | 0 | 0 | 0 | 0 | 0 | 0 | 0 | 0 | 0 | 0 | 0 | 0 | 0 | 0 | 0 | 0 | 0 | 44.3525 | 32.6178
1 | 810 | 811 | 810 811 Efficient Fryer / Office | 0 | 0 | 0.54029 | 0.79029 | 0.79029 | 0.84498 | 1.0754 | 0.37135 | 1.2747 | 1.0753 | 1.091 | 1.2394 | 0 | 0 | 0 | 0 | 0 | 0 | 0 | 0 | 0 | 0 | 0 | 0 | 0 | 0 | 0 | 0 | 0 | 0 | 9.093 | 6.724
1 | 900 | 901 | 900 901 Vending Misers (cooled machines only) / Office | 0 | 0 | 66.457 | 67.957 | 74.957 | 96.4443 | 102.5087 | 108.5644 | 120.3945 | 127.6835 | 131.6523 | 122.7538 | 0 | 0 | 0 | 0 | 0 | 0 | 0 | 0 | 0 | 0 | 0 | 0 | 0 | 0 | 0 | 0 | 0 | 0 | 1019.3723 | 750.168
2 | 110 | 111 | 110 111 Premium T8, Electronic Ballast / Restaurant or Services | 0 | 0 | 589.1924 | 598.4424 | 648.6924 | 1009.8706 | 1126.4776 | 1176.6172 | 1350.7627 | 1458.2393 | 1476.4268 | 1288.5518 | 1371.7862 | 1274.0362 | 1607.5362 | 1324.2862 | 1441.7549 | 1420.9424 | 0 | 0 | 0 | 0 | 0 | 0 | 0 | 0 | 0 | 0 | 0 | 0 | 19163.615 | 11666.4884
2 | 110 | 112 | 110 112 Premium T8, EB, Reflector / Restaurant or Services | 0 | 0 | 1218.6075 | 1237.4825 | 1342.3575 | 2087.7833 | 2330.2525 | 2432.2325 | 2792.4355 | 3016.1734 | 3053.1034 | 2664.7753 | 2836.3222 | 2633.994 | 3324.6344 | 2739.8222 | 2982.5884 | 2937.9009 | 0 | 0 | 0 | 0 | 0 | 0 | 0 | 0 | 0 | 0 | 0 | 0 | 39630.4655 | 24126.2455
2 | 110 | 113 | 110 113 Occupancy Sensor / Restaurant or Services | 0 | 0 | 539.6296 | 548.3796 | 593.0046 | 939.279 | 1052.5368 | 1097.8817 | 1263.9655 | 1365.8953 | 1381.9734 | 0 | 0 | 0 | 0 | 0 | 0 | 0 | 0 | 0 | 0 | 0 | 0 | 0 | 0 | 0 | 0 | 0 | 0 | 0 | 8782.5457 | 6564.5876
2 | 110 | 114 | 110 114 Continuous Dimming / Restaurant or Services | 0 | 0 | 1218.3076 | 1237.5576 | 1354.4326 | 1887.9028 | 2055.4521 | 2165.4746 | 2432.2529 | 2604.4835 | 2652.6788 | 2404.1242 | 2537.1242 | 0 | 0 | 0 | 0 | 0 | 0 | 0 | 0 | 0 | 0 | 0 | 0 | 0 | 0 | 0 | 0 | 0 | 22549.791 | 16005.1518
2 | 110 | 115 | 110 115 Lighting Control Tuneup / Restaurant or Services | 0 | 0 | 127.1662 | 129.2912 | 140.5412 | 197.9728 | 215.9953 | 227.1603 | 0 | 0 | 0 | 0 | 0 | 0 | 0 | 0 | 0 | 0 | 0 | 0 | 0 | 0 | 0 | 0 | 0 | 0 | 0 | 0 | 0 | 0 | 1038.127 | 870.8676
2 | 120 | 121 | 120 121 ROB Premium T8, 1EB / Restaurant or Services | 0 | 0 | 255.0287 | 259.1537 | 280.5287 | 436.4115 | 487.4633 | 507.9262 | 583.4896 | 629.6771 | 638.1146 | 557.3881 | 593.4662 | 550.2475 | 694.6225 | 572.0287 | 623.185 | 613.4662 | 0 | 0 | 0 | 0 | 0 | 0 | 0 | 0 | 0 | 0 | 0 | 0 | 8282.1977 | 5042.5838
2 | 120 | 122 | 120 122 ROB Premium T8, EB, Reflector / Restaurant or Services | 0 | 0 | 1028.5899 | 1043.9649 | 1132.0899 | 1761.9044 | 1965.9249 | 2052.5596 | 2356.8555 | 2544.7462 | 2576.1915 | 2248.7149 | 2393.2305 | 2222.2149 | 2804.7779 | 2312.0587 | 2516.1524 | 2479.1524 | 0 | 0 | 0 | 0 | 0 | 0 | 0 | 0 | 0 | 0 | 0 | 0 | 33439.1285 | 20357.1848
2 | 120 | 123 | 120 123 Occupancy Sensor / Restaurant or Services | 0 | 0 | 330.0337 | 335.2837 | 363.1587 | 574.854 | 644.2134 | 671.0952 | 774.1353 | 835.4594 | 844.9438 | 0 | 0 | 0 | 0 | 0 | 0 | 0 | 0 | 0 | 0 | 0 | 0 | 0 | 0 | 0 | 0 | 0 | 0 | 0 | 5373.1774 | 4016.2864
2 | 120 | 124 | 120 124 Lighting Control Tuneup / Restaurant or Services | 0 | 0 | 77.4473 | 78.8223 | 85.8223 | 120.0714 | 130.4884 | 137.5811 | 0 | 0 | 0 | 0 | 0 | 0 | 0 | 0 | 0 | 0 | 0 | 0 | 0 | 0 | 0 | 0 | 0 | 0 | 0 | 0 | 0 | 0 | 630.2328 | 528.8615
2 | 130 | 131 | 130 131 CFL Screw-in 18W / Restaurant or Services | 0 | 0 | 4837.4278 | 4907.9278 | 0 | 0 | 0 | 0 | 0 | 0 | 0 | 0 | 0 | 0 | 0 | 0 | 0 | 0 | 0 | 0 | 0 | 0 | 0 | 0 | 0 | 0 | 0 | 0 | 0 | 0 | 9745.3556 | 9447.3751
2 | 140 | 141 | 140 141 CFL Hardwired, Modular 18W / Restaurant or Services | 0 | 0 | 4837.4278 | 4907.9278 | 5289.3028 | 8831.8488 | 9994.0158 | 0 | 0 | 0 | 0 | 0 | 0 | 0 | 0 | 0 | 0 | 0 | 0 | 0 | 0 | 0 | 0 | 0 | 0 | 0 | 0 | 0 | 0 | 0 | 33860.523 | 29211.9252
2 | 150 | 151 | 150 151 PSMH, 250W, magnetic ballast / Restaurant or Services | 0 | 0 | 995.2957 | 1011.4207 | 1106.4207 | 1542.7646 | 1679.1971 | 1769.494 | 1988.7646 | 2128.167 | 2166.8936 | 1963.8311 | 0 | 0 | 0 | 0 | 0 | 0 | 0 | 0 | 0 | 0 | 0 | 0 | 0 | 0 | 0 | 0 | 0 | 0 | 16352.2491 | 11969.6529
2 | 150 | 152 | 150 152 PSMH, 250 W, electronic ballast / Restaurant or Services | 0 | 0 | 1236.344 | 1255.219 | 1361.469 | 2117.9299 | 2364.1394 | 2467.9602 | 2832.805 | 3059.578 | 3097.141 | 2703.6409 | 0 | 0 | 0 | 0 | 0 | 0 | 0 | 0 | 0 | 0 | 0 | 0 | 0 | 0 | 0 | 0 | 0 | 0 | 22496.2264 | 16350.2128
2 | 150 | 153 | 150 153 High Bay T5 / Restaurant or Services | 0 | 0 | 1424.3295 | 1446.2045 | 1567.7045 | 2439.9506 | 2722.8744 | 2842.476 | 3262.5795 | 3523.9705 | 3567.3605 | 3113.8608 | 0 | 0 | 0 | 0 | 0 | 0 | 0 | 0 | 0 | 0 | 0 | 0 | 0 | 0 | 0 | 0 | 0 | 0 | 25911.3108 | 18832.4807
2 | 160 | 161 | 160 161 LED Exit Sign / Restaurant or Services | 0 | 0 | 11.4785 | 11.8535 | 12.3535 | 23.2421 | 26.8193 | 27.1084 | 32.705 | 35.3144 | 35.7441 | 30.1347 | 31.6347 | 28.9629 | 38.541 | 29.041 | 32.2597 | 30.1347 | 0 | 0 | 0 | 0 | 0 | 0 | 0 | 0 | 0 | 0 | 0 | 0 | 437.3275 | 265.2025
2 | 200 | 201 | 200 201 High Pressure Sodium 250W Lamp / Restaurant or Services | 0 | 0 | 244.5747 | 248.6997 | 273.8247 | 352.7397 | 377.1802 | 0 | 0 | 0 | 0 | 0 | 0 | 0 | 0 | 0 | 0 | 0 | 0 | 0 | 0 | 0 | 0 | 0 | 0 | 0 | 0 | 0 | 0 | 0 | 1497.019 | 1305.6608
2 | 200 | 202 | 200 202 Outdoor Lighting Controls (Photocell/Timeclock) / Restaurant or Services | 0 | 0 | 193.226 | 196.851 | 216.476 | 278.4428 | 297.7807 | 0 | 0 | 0 | 0 | 0 | 0 | 0 | 0 | 0 | 0 | 0 | 0 | 0 | 0 | 0 | 0 | 0 | 0 | 0 | 0 | 0 | 0 | 0 | 1182.7764 | 1031.6427
2 | 210 | 211 | 210 211 Outdoor Lighting Controls (Photocell/Timeclock) / Restaurant or Services | 0 | 0 | 338.7314 | 342.9814 | 368.4814 | 642.9345 | 734.4189 | 0 | 0 | 0 | 0 | 0 | 0 | 0 | 0 | 0 | 0 | 0 | 0 | 0 | 0 | 0 | 0 | 0 | 0 | 0 | 0 | 0 | 0 | 0 | 2427.5476 | 2090.436
2 | 300 | 301 | 300 301 Centrifugal Chiller, 0.51 kW/ton, 500 tons / Restaurant or Services | 0 | 0 | 754.3921 | 766.0171 | 829.5171 | 1301.2905 | 1454.7691 | 1517.6841 | 1745.2905 | 1885.314 | 1908.2046 | 1661.8609 | 1768.5015 | 1639.439 | 2075.6734 | 1705.1734 | 1858.1421 | 1828.0171 | 2134.6421 | 2190.2046 | 2246.2984 | 2286.0171 | 0 | 0 | 0 | 0 | 0 | 0 | 0 | 0 | 33556.4481 | 17994.4936
2 | 300 | 302 | 300 302 High Efficiency Chiller Motors / Restaurant or Services | 0 | 0 | 180.5905 | 183.8405 | 200.5905 | 282.8756 | 309.2672 | 324.5582 | 365.8327 | 391.356 | 399.0124 | 360.5748 | 381.0123 | 362.4967 | 437.4968 | 378.4654 | 406.0592 | 405.5592 | 457.9029 | 471.0593 | 483.9654 | 495.6529 | 0 | 0 | 0 | 0 | 0 | 0 | 0 | 0 | 7278.1685 | 3918.4059
2 | 300 | 304 | 300 304 EMS - Chiller / Restaurant or Services | 0 | 0 | 893.4775 | 907.4775 | 956.6025 | 2280.1303 | 2768.9614 | 2816.5136 | 3443.2195 | 3792.2585 | 3763.8365 | 2955.2585 | 0 | 0 | 0 | 0 | 0 | 0 | 0 | 0 | 0 | 0 | 0 | 0 | 0 | 0 | 0 | 0 | 0 | 0 | 24577.7358 | 17466.7978
2 | 300 | 305 | 300 305 Chiller Tune Up/Diagnostics / Restaurant or Services | 0 | 0 | 676.3298 | 686.3298 | 723.7048 | 1725.5461 | 2095.0051 | 2130.549 | 2604.6108 | 2869.2598 | 2847.1188 | 2238.5018 | 0 | 0 | 0 | 0 | 0 | 0 | 0 | 0 | 0 | 0 | 0 | 0 | 0 | 0 | 0 | 0 | 0 | 0 | 18596.9558 | 13216.1762
2 | 300 | 306 | 300 306 VSD for Chiller Pumps and Towers / Restaurant or Services | 0 | 0 | 560.6223 | 570.4973 | 627.6223 | 808.7585 | 864.0666 | 917.3127 | 1013.0442 | 1076.9426 | 1102.6145 | 1029.7473 | 1079.2786 | 1053.7473 | 1218.4036 | 1102.5286 | 1169.5911 | 0 | 0 | 0 | 0 | 0 | 0 | 0 | 0 | 0 | 0 | 0 | 0 | 0 | 14194.7774 | 8963.6784
2 | 300 | 308 | 300 308 Aerosol Duct Sealing / Restaurant or Services | 0 | 0 | 559.0095 | 568.0095 | 625.2595 | 805.8376 | 861.3815 | 913.8688 | 1009.8376 | 1072.9548 | 1098.1423 | 1026.0408 | 1075.572 | 1049.9783 | 1214.2908 | 1098.5095 | 1165.9006 | 0 | 0 | 0 | 0 | 0 | 0 | 0 | 0 | 0 | 0 | 0 | 0 | 0 | 14144.5929 | 8931.8933
2 | 300 | 309 | 300 309 Duct/Pipe Insulation / Restaurant or Services | 0 | 0 | 135.5706 | 137.4456 | 146.9456 | 258.783 | 296.2014 | 306.2893 | 358.7972 | 389.4496 | 392.9887 | 331.9027 | 0 | 0 | 0 | 0 | 0 | 0 | 0 | 0 | 0 | 0 | 0 | 0 | 0 | 0 | 0 | 0 | 0 | 0 | 2754.3736 | 1987.8486
2 | 300 | 311 | 300 311 Window Film (Standard) / Restaurant or Services | 0 | 0 | 365.5788 | 370.9538 | 397.3288 | 698.8958 | 799.1042 | 827.5749 | 969.5163 | 1053.993 | 1061.5007 | 894.9383 | 0 | 0 | 0 | 0 | 0 | 0 | 0 | 0 | 0 | 0 | 0 | 0 | 0 | 0 | 0 | 0 | 0 | 0 | 7439.3848 | 5368.8869
2 | 300 | 313 | 300 313 Ceiling Insulation / Restaurant or Services | 0 | 0 | 996.6472 | 1010.5222 | 1068.8972 | 2425.3244 | 2920.094 | 2978.2683 | 3619.4052 | 3980.0962 | 3957.3072 | 3136.9322 | 3425.8392 | 2934.3387 | 4258.3072 | 3046.8702 | 3459.8702 | 2874.6825 | 4195.0892 | 4279.8072 | 4355.0892 | 4365.5262 | 0 | 0 | 0 | 0 | 0 | 0 | 0 | 0 | 63288.9139 | 33564.278
2 | 300 | 314 | 300 314 Roof Insulation / Restaurant or Services | 0 | 0 | 316.1716 | 320.5466 | 343.7966 | 612.8171 | 702.9294 | 726.2624 | 853.1091 | 928.031 | 933.8044 | 784.7497 | 842.7029 | 758.9841 | 1008.7966 | 785.7341 | 870.1252 | 834.5002 | 1019.6252 | 1044.0315 | 1070.594 | 1079.8127 | 0 | 0 | 0 | 0 | 0 | 0 | 0 | 0 | 15837.1249 | 8456.3416
2 | 300 | 315 | 300 315 Cool Roof - Chiller / Restaurant or Services | 0 | 0 | 1851.0425 | 1876.5425 | 2013.0425 | 3588.6548 | 4114.666 | 4255.0117 | 4991.8005 | 5440.0345 | 5471.5655 | 4591.6205 | 4934.9955 | 4442.5895 | 5914.6055 | 4605.2615 | 5097.4805 | 0 | 0 | 0 | 0 | 0 | 0 | 0 | 0 | 0 | 0 | 0 | 0 | 0 | 63188.9135 | 39361.1499
2 | 300 | 317 | 300 317 Thermal Energy Storage (TES) Positive / Restaurant or Services | 0 | 0 | 1408.3267 | 1393.3267 | 1476.3267 | 3955.8387 | 4892.8667 | 4951.0927 | 6134.6937 | 6784.7717 | 6702.3577 | 77929.6367 | 5664.2647 | 4721.2797 | 7190.0767 | 4902.0767 | 5660.4517 | 2544.7955 | 6986.8267 | 7124.7647 | 7221.8267 | 7194.4517 | 7375.6397 | 6078.6397 | 6185.2327 | 5277.7647 | 5471.7017 | 6131.8267 | 3137.858 | 9412.7647 | 223911.4807 | 106980.2636
2 | 300 | 317 | 300 317 Thermal Energy Storage (TES) Negative / Restaurant or Services | 0 | 0 | -1002 | -1031.5 | -1153 | -1185.25 | -1207.75 | -1314.25 | -1391.75 | -1433.25 | -1495.75 | -1536.25 | -1579.5 | -1647 | -1711.5 | -1737.75 | -1783.25 | -1836.25 | -1897 | -1970.5 | -2053.5 | -2123 | -2181 | -2254.5 | -2331.5 | -2398.5 | -2475.5 | -2554 | -2621.5 | -2671.5 | -50578 | -21401.1998
2 | 320 | 321 | 320 321 DX Packaged System, EER=10.9, 10 tons / Restaurant or Services | 0 | 0 | 653.7341 | 662.1091 | 710.2341 | 1281.2834 | 1473.6843 | 1521.4968 | 1790.1638 | 1951.0779 | 1961.8044 | 1642.1716 | 1764.8591 | 1584.4529 | 2119.0779 | 1641.4841 | 1820.5466 | 0 | 0 | 0 | 0 | 0 | 0 | 0 | 0 | 0 | 0 | 0 | 0 | 0 | 22578.1796 | 14057.4231
2 | 320 | 326 | 320 326 DX Tune Up/ Advanced Diagnostics / Restaurant or Services | 0 | 0 | 499.7845 | 507.7845 | 550.7845 | 851.8607 | 950.639 | 992.5365 | 1138.4173 | 1227.9446 | 1243.8743 | 1087.8274 | 0 | 0 | 0 | 0 | 0 | 0 | 0 | 0 | 0 | 0 | 0 | 0 | 0 | 0 | 0 | 0 | 0 | 0 | 9051.4534 | 6580.7837
2 | 320 | 327 | 320 327 DX Coil Cleaning / Restaurant or Services | 0 | 0 | 642.1107 | 651.1107 | 686.6107 | 1636.7596 | 1987.2416 | 0 | 0 | 0 | 0 | 0 | 0 | 0 | 0 | 0 | 0 | 0 | 0 | 0 | 0 | 0 | 0 | 0 | 0 | 0 | 0 | 0 | 0 | 0 | 5603.8333 | 4762.6554
2 | 320 | 328 | 320 328 Optimize Controls / Restaurant or Services | 0 | 0 | 443.744 | 451.119 | 496.619 | 639.9227 | 683.4823 | 0 | 0 | 0 | 0 | 0 | 0 | 0 | 0 | 0 | 0 | 0 | 0 | 0 | 0 | 0 | 0 | 0 | 0 | 0 | 0 | 0 | 0 | 0 | 2714.887 | 2367.9273
2 | 320 | 329 | 320 329 Aerosol Duct Sealing / Restaurant or Services | 0 | 0 | 887.9436 | 903.4436 | 994.3186 | 1281.9392 | 1369.3332 | 1453.4211 | 1606.2327 | 1706.5452 | 1746.4592 | 1631.0374 | 1710.1624 | 1669.3499 | 1931.3811 | 1747.0686 | 1853.5686 | 0 | 0 | 0 | 0 | 0 | 0 | 0 | 0 | 0 | 0 | 0 | 0 | 0 | 22492.2044 | 14203.0259
2 | 320 | 330 | 320 330 Duct/Pipe Insulation / Restaurant or Services | 0 | 0 | 182.9614 | 186.2114 | 203.3364 | 285.519 | 311.4575 | 326.9458 | 368.2973 | 394.067 | 401.8952 | 363.6217 | 0 | 0 | 0 | 0 | 0 | 0 | 0 | 0 | 0 | 0 | 0 | 0 | 0 | 0 | 0 | 0 | 0 | 0 | 3024.3128 | 2212.8787
2 | 320 | 332 | 320 332 Window Film (Standard) / Restaurant or Services | 0 | 0 | 558.5507 | 566.8007 | 607.6757 | 1067.8949 | 1221.0663 | 1263.2861 | 1480.3398 | 1610.5701 | 1621.0936 | 1367.1716 | 0 | 0 | 0 | 0 | 0 | 0 | 0 | 0 | 0 | 0 | 0 | 0 | 0 | 0 | 0 | 0 | 0 | 0 | 11364.4493 | 8201.7825
2 | 320 | 334 | 320 334 Ceiling Insulation / Restaurant or Services | 0 | 0 | 1582.6932 | 1604.3182 | 1698.0682 | 3851.3882 | 4636.9692 | 4728.7192 | 5744.8652 | 6323.0682 | 6283.9272 | 80246.9982 | 5439.2402 | 4659.5372 | 6762.0062 | 4839.0062 | 5493.9432 | 4565.5062 | 6659.4742 | 6796.3492 | 6911.6622 | 6931.0992 | 0 | 0 | 0 | 0 | 0 | 0 | 0 | 0 | 175758.839 | 96129.0515
2 | 320 | 335 | 320 335 Roof Insulation / Restaurant or Services | 0 | 0 | 511.5379 | 518.9129 | 555.9129 | 1019.3275 | 1177.24 | 1215.2342 | 1432.9129 | 1562.6395 | 1569.6317 | 1307.8348 | 1407.9285 | 1258.5379 | 1694.3504 | 1304.4754 | 1449.0217 | 1364.4592 | 1705.6155 | 1744.5842 | 1786.5217 | 1802.5217 | 0 | 0 | 0 | 0 | 0 | 0 | 0 | 0 | 26389.2002 | 14078.2571
2 | 320 | 336 | 320 336 Cool Roof - DX / Restaurant or Services | 0 | 0 | 2719.511 | 2760.136 | 2982.011 | 4843.532 | 5451.815 | 5675.496 | 6559.324 | 7108.675 | 7178.933 | 6184.699 | 6604.886 | 6071.308 | 7799.542 | 6307.042 | 6903.699 | 0 | 0 | 0 | 0 | 0 | 0 | 0 | 0 | 0 | 0 | 0 | 0 | 0 | 85150.609 | 53232.22
2 | 340 | 342 | 340 342 Geothermal Heat Pump, EER=13, 10 tons / Restaurant or Services | 0 | 0 | 1827.131 | 1858.756 | 2046.506 | 2637.2907 | 2817.5353 | 2992.2101 | 3304.0841 | 3512.9748 | 3594.3029 | 3355.3654 | 3519.7091 | 3436.5998 | 3975.131 | 3596.631 | 3814.4123 | 3856.5998 | 4227.5685 | 4360.2248 | 4481.256 | 4616.131 | 4740.881 | 4583.006 | 4720.0998 | 4622.631 | 4739.9435 | 0 | 0 | 0 | 91236.9809 | 42570.1175
2 | 340 | 344 | 340 344 Aerosol Duct Sealing / Restaurant or Services | 0 | 0 | 908.1807 | 923.5557 | 1017.1807 | 1310.795 | 1399.8604 | 1486.2061 | 1641.837 | 1744.5401 | 1785.6416 | 1667.5713 | 1748.5713 | 1706.837 | 1975.087 | 1786.6182 | 1894.9932 | 0 | 0 | 0 | 0 | 0 | 0 | 0 | 0 | 0 | 0 | 0 | 0 | 0 | 22997.475 | 14522.1767
2 | 340 | 345 | 340 345 Duct/Pipe Insulation / Restaurant or Services | 0 | 0 | 220.5052 | 223.5052 | 239.5052 | 421.7509 | 482.6381 | 498.9438 | 584.8803 | 635.5678 | 641.0756 | 539.7083 | 0 | 0 | 0 | 0 | 0 | 0 | 0 | 0 | 0 | 0 | 0 | 0 | 0 | 0 | 0 | 0 | 0 | 0 | 4488.0803 | 3238.8846
2 | 340 | 347 | 340 347 Window Film (Standard) / Restaurant or Services | 0 | 0 | 571.0333 | 578.9083 | 620.9083 | 1091.4039 | 1247.9181 | 1291.1104 | 1513.1271 | 1646.3692 | 1656.5802 | 1396.6583 | 0 | 0 | 0 | 0 | 0 | 0 | 0 | 0 | 0 | 0 | 0 | 0 | 0 | 0 | 0 | 0 | 0 | 0 | 11614.0169 | 8381.9265
2 | 340 | 349 | 340 349 Ceiling Insulation / Restaurant or Services | 0 | 0 | 1618.2796 | 1640.2796 | 1736.1546 | 3939.0106 | 4742.2876 | 4835.6886 | 5874.8816 | 6466.1466 | 6425.4436 | 80357.1646 | 5561.9986 | 4764.5136 | 6915.2486 | 4948.2796 | 5618.0296 | 4668.6546 | 6811.0606 | 6950.3736 | 7067.5926 | 7088.1546 | 0 | 0 | 0 | 0 | 0 | 0 | 0 | 0 | 178029.243 | 97332.796
2 | 340 | 351 | 340 351 Cool Roof - DX / Restaurant or Services | 0 | 0 | 2990.0447 | 3031.9197 | 3250.9197 | 5797.5287 | 6648.1857 | 6875.5347 | 8065.2717 | 8793.9427 | 8835.0057 | 7412.0287 | 7969.1697 | 7178.5287 | 9559.6387 | 7439.3577 | 8236.6077 | 0 | 0 | 0 | 0 | 0 | 0 | 0 | 0 | 0 | 0 | 0 | 0 | 0 | 102083.6845 | 63588.933
2 | 360 | 361 | 360 361 HE PTAC, EER=9.6, 1 ton / Restaurant or Services | 0 | 0 | 1825.6287 | 1851.3787 | 1985.1287 | 3519.4676 | 4029.6634 | 4168.6878 | 4886.3627 | 5323.1946 | 5354.8276 | 4501.5776 | 4835.9836 | 4359.8126 | 5789.9996 | 4518.7806 | 4999.3746 | 0 | 0 | 0 | 0 | 0 | 0 | 0 | 0 | 0 | 0 | 0 | 0 | 0 | 61949.8684 | 38598.7383
2 | 360 | 362 | 360 362 Occupancy Sensor (hotels) / Restaurant or Services | 0 | 0 | 1881.8676 | 1910.6176 | 2068.6176 | 3277.4985 | 3670.4975 | 3828.1957 | 4406.3756 | 4766.2266 | 4819.6406 | 4183.8676 | 4459.2266 | 4123.4457 | 5243.3056 | 4285.3051 | 4677.6176 | 0 | 0 | 0 | 0 | 0 | 0 | 0 | 0 | 0 | 0 | 0 | 0 | 0 | 57602.3055 | 36046.1203
2 | 400 | 401 | 400 401 High Efficiency Fan Motor, 15hp, 1800rpm, 92.4% / Restaurant or Services | 0 | 0 | 25.393 | 26.018 | 27.893 | 45.228 | 49.9126 | 52.2641 | 60.6274 | 64.8499 | 65.7953 | 57.5296 | 61.3734 | 55.7953 | 71.7015 | 57.9515 | 64.0453 | 0 | 0 | 0 | 0 | 0 | 0 | 0 | 0 | 0 | 0 | 0 | 0 | 0 | 786.378 | 492.0039
2 | 400 | 402 | 400 402 Variable Speed Drive Control / Restaurant or Services | 0 | 0 | 443.1029 | 450.7279 | 496.1029 | 639.3578 | 682.6605 | 725.1029 | 800.7279 | 850.5404 | 871.3685 | 813.5404 | 853.1029 | 832.6654 | 962.6342 | 871.8841 | 924.0091 | 0 | 0 | 0 | 0 | 0 | 0 | 0 | 0 | 0 | 0 | 0 | 0 | 0 | 11217.5277 | 7083.6563
2 | 400 | 403 | 400 403 Air Handler Optimization / Restaurant or Services | 0 | 0 | 149.2923 | 151.9173 | 166.7923 | 215.4378 | 230.1107 | 244.0442 | 269.5892 | 286.4876 | 0 | 0 | 0 | 0 | 0 | 0 | 0 | 0 | 0 | 0 | 0 | 0 | 0 | 0 | 0 | 0 | 0 | 0 | 0 | 0 | 1713.6714 | 1345.1411
2 | 400 | 404 | 400 404 Electronically Commutated Motors (ECM) on an Air Handler Unit / Restaurant or Services | 0 | 0 | 210.697 | 214.447 | 236.197 | 303.7967 | 324.4724 | 344.7088 | 380.7595 | 404.3611 | 414.5564 | 387.447 | 405.7908 | 396.3689 | 457.8845 | 414.1658 | 438.6658 | 0 | 0 | 0 | 0 | 0 | 0 | 0 | 0 | 0 | 0 | 0 | 0 | 0 | 5334.319 | 3368.6568
2 | 400 | 405 | 400 405 Demand Control Ventilation (DCV) / Restaurant or Services | 0 | 0 | 342.0634 | 347.8134 | 365.8134 | 872.4018 | 1059.3905 | 1076.5878 | 1318.0087 | 1450.1532 | 1440.2078 | 1132.2938 | 1238.0907 | 1051.0282 | 1547.4344 | 1091.3094 | 1245.2782 | 0 | 0 | 0 | 0 | 0 | 0 | 0 | 0 | 0 | 0 | 0 | 0 | 0 | 15577.8743 | 9604.4771
2 | 400 | 406 | 400 406 Energy Recovery Ventilation (ERV) / Restaurant or Services | 0 | 0 | 156.4579 | 159.0829 | 167.3329 | 398.9144 | 484.7392 | 492.5507 | 602.5673 | 662.5751 | 658.4735 | 517.8173 | 566.4423 | 480.6142 | 707.9267 | 498.7392 | 569.0204 | 459.7704 | 694.1454 | 707.5829 | 722.6767 | 719.8329 | 0 | 0 | 0 | 0 | 0 | 0 | 0 | 0 | 10427.2621 | 5523.4534
2 | 400 | 407 | 400 407 Separate Makeup Air / Exhaust Hoods AC / Restaurant or Services | 0 | 0 | 364.473 | 370.723 | 407.973 | 526.0336 | 561.7426 | 595.8139 | 658.2855 | 699.2464 | 716.5746 | 668.7543 | 701.3011 | 685.3324 | 791.1918 | 716.2855 | 760.6918 | 0 | 0 | 0 | 0 | 0 | 0 | 0 | 0 | 0 | 0 | 0 | 0 | 0 | 9224.4228 | 5825.1312
2 | 600 | 603 | 600 603 Heat Pump Water Heater (air source) / Restaurant or Services | 0 | 0 | 871.112 | 883.862 | 970.862 | 1295.4162 | 1393.6774 | 1474.1296 | 1639.9323 | 1748.4988 | 1786.0301 | 1645.2879 | 1731.5379 | 1674.1316 | 1966.1473 | 1747.8035 | 1862.3348 | 0 | 0 | 0 | 0 | 0 | 0 | 0 | 0 | 0 | 0 | 0 | 0 | 0 | 22690.7634 | 14308.8489
2 | 600 | 604 | 600 604 Solar Water Heater / Restaurant or Services | 0 | 0 | 868.8057 | 881.6807 | 968.4307 | 1292.2173 | 1389.9522 | 1470.1495 | 1635.626 | 1743.8995 | 1781.4385 | 1640.8838 | 1726.8526 | 1669.7901 | 1961.337 | 1742.8682 | 1857.4307 | 1888.3682 | 2072.6807 | 2133.9932 | 2192.4307 | 2253.6182 | 0 | 0 | 0 | 0 | 0 | 0 | 0 | 0 | 33172.4529 | 17901.7262
2 | 600 | 606 | 600 606 Demand controlled circulating systems / Restaurant or Services | 0 | 0 | 61.489 | 63.114 | 68.739 | 91.654 | 98.7126 | 104.3298 | 116.4031 | 123.5165 | 126.5868 | 116.5399 | 122.743 | 118.6649 | 139.2118 | 123.5243 | 131.8217 | 0 | 0 | 0 | 0 | 0 | 0 | 0 | 0 | 0 | 0 | 0 | 0 | 0 | 1607.0504 | 1013.518
2 | 600 | 608 | 600 608 Heat Recovery Unit / Restaurant or Services | 0 | 0 | 955.0474 | 968.4224 | 1063.9224 | 1421.2828 | 1528.4195 | 1617.1617 | 1799.0396 | 1918.0943 | 1959.6333 | 1804.8599 | 0 | 0 | 0 | 0 | 0 | 0 | 0 | 0 | 0 | 0 | 0 | 0 | 0 | 0 | 0 | 0 | 0 | 0 | 15035.8835 | 11040.279
2 | 600 | 609 | 600 609 Heat Trap / Restaurant or Services | 0 | 0 | 112.1197 | 113.7447 | 124.7447 | 166.105 | 178.9527 | 189.0708 | 210.7837 | 224.7916 | 229.7603 | 211.5103 | 0 | 0 | 0 | 0 | 0 | 0 | 0 | 0 | 0 | 0 | 0 | 0 | 0 | 0 | 0 | 0 | 0 | 0 | 1761.5835 | 1293.5167
2 | 600 | 610 | 600 610 Hot Water Pipe Insulation / Restaurant or Services | 0 | 0 | 24.4545 | 24.8295 | 27.3295 | 36.6254 | 39.0785 | 40.6547 | 46.1185 | 49.142 | 49.8607 | 46.3295 | 48.7514 | 46.9389 | 54.7045 | 48.3607 | 52.5482 | 0 | 0 | 0 | 0 | 0 | 0 | 0 | 0 | 0 | 0 | 0 | 0 | 0 | 635.7264 | 401.0364
2 | 700 | 701 | 700 701 PC Manual Power Management Enabling / Restaurant or Services | 0 | 0 | 22.8902 | 23.3902 | 25.5152 | 33.3834 | 0 | 0 | 0 | 0 | 0 | 0 | 0 | 0 | 0 | 0 | 0 | 0 | 0 | 0 | 0 | 0 | 0 | 0 | 0 | 0 | 0 | 0 | 0 | 0 | 105.179 | 95.0358
2 | 700 | 702 | 700 702 PC Network Power Management Enabling / Restaurant or Services | 0 | 0 | 22.8902 | 23.3902 | 25.5152 | 33.3834 | 0 | 0 | 0 | 0 | 0 | 0 | 0 | 0 | 0 | 0 | 0 | 0 | 0 | 0 | 0 | 0 | 0 | 0 | 0 | 0 | 0 | 0 | 0 | 0 | 105.179 | 95.0358
2 | 710 | 711 | 710 711 Energy Star or Better Monitor / Restaurant or Services | 0 | 0 | 32.7486 | 33.6236 | 37.1236 | 47.8922 | 0 | 0 | 0 | 0 | 0 | 0 | 0 | 0 | 0 | 0 | 0 | 0 | 0 | 0 | 0 | 0 | 0 | 0 | 0 | 0 | 0 | 0 | 0 | 0 | 151.388 | 136.7713
2 | 710 | 712 | 710 712 Monitor Power Management Enabling / Restaurant or Services | 0 | 0 | 21.4346 | 21.9346 | 23.9346 | 30.8418 | 0 | 0 | 0 | 0 | 0 | 0 | 0 | 0 | 0 | 0 | 0 | 0 | 0 | 0 | 0 | 0 | 0 | 0 | 0 | 0 | 0 | 0 | 0 | 0 | 98.1457 | 88.7124
2 | 720 | 722 | 720 722 Monitor Power Management Enabling / Restaurant or Services | 0 | 0 | 0 | 0 | 0 | 0 | 0 | 0 | 0 | 0 | 0 | 0 | 0 | 0 | 0 | 0 | 0 | 0 | 0 | 0 | 0 | 0 | 0 | 0 | 0 | 0 | 0 | 0 | 0 | 0 | 0 | 0
2 | 730 | 731 | 730 731 Energy Star or Better Copier / Restaurant or Services | 0 | 0 | 7.9593 | 8.2093 | 8.7093 | 11.9037 | 12.7377 | 12.2474 | 0 | 0 | 0 | 0 | 0 | 0 | 0 | 0 | 0 | 0 | 0 | 0 | 0 | 0 | 0 | 0 | 0 | 0 | 0 | 0 | 0 | 0 | 61.7668 | 52.0877
2 | 730 | 732 | 730 732 Copier Power Management Enabling / Restaurant or Services | 0 | 0 | 6.4715 | 6.8465 | 7.0965 | 9.7323 | 10.4969 | 10.3084 | 0 | 0 | 0 | 0 | 0 | 0 | 0 | 0 | 0 | 0 | 0 | 0 | 0 | 0 | 0 | 0 | 0 | 0 | 0 | 0 | 0 | 0 | 50.9522 | 42.9357
2 | 800 | 801 | 800 801 Convection Oven / Restaurant or Services | 0 | 0 | 168.4481 | 170.9481 | 188.1981 | 247.2226 | 264.7362 | 280.9013 | 311.581 | 330.9872 | 338.87 | 314.1981 | 0 | 0 | 0 | 0 | 0 | 0 | 0 | 0 | 0 | 0 | 0 | 0 | 0 | 0 | 0 | 0 | 0 | 0 | 2616.0909 | 1922.9567
2 | 810 | 811 | 810 811 Efficient Fryer / Restaurant or Services | 0 | 0 | 298.7085 | 302.9585 | 333.3335 | 437.8735 | 469.7329 | 497.5884 | 551.5601 | 587.521 | 601.1773 | 557.1304 | 0 | 0 | 0 | 0 | 0 | 0 | 0 | 0 | 0 | 0 | 0 | 0 | 0 | 0 | 0 | 0 | 0 | 0 | 4637.5839 | 3408.6899
2 | 900 | 901 | 900 901 Vending Misers (cooled machines only) / Restaurant or Services | 0 | 0 | 87.7343 | 89.1093 | 98.3593 | 126.4492 | 135.1211 | 143.0048 | 158.0781 | 168.0116 | 172.4959 | 160.7616 | 0 | 0 | 0 | 0 | 0 | 0 | 0 | 0 | 0 | 0 | 0 | 0 | 0 | 0 | 0 | 0 | 0 | 0 | 1339.1252 | 985.6577
3 | 110 | 111 | 110 111 Premium T8, Electronic Ballast / Retail | 0 | 0 | 622.3592 | 632.1092 | 684.8592 | 1065.4246 | 1189.078 | 1241.5164 | 1425.1951 | 1538.6717 | 1557.1717 | 1359.9217 | 1447.1092 | 1343.8123 | 1695.7655 | 1397.1092 | 1521.0155 | 1498.9842 | 1745.328 | 1791.328 | 0 | 0 | 0 | 0 | 0 | 0 | 0 | 0 | 0 | 0 | 23756.7591 | 13568.8995
3 | 110 | 112 | 110 112 Premium T8, EB, Reflector / Retail | 0 | 0 | 1286.0579 | 1305.6829 | 1415.9329 | 2203.3558 | 2458.6458 | 2567.0608 | 2946.4489 | 3182.7609 | 3221.1749 | 2812.1673 | 2993.3235 | 2779.2142 | 3507.9329 | 2891.2454 | 3147.4954 | 3099.6829 | 3610.9959 | 3706.5269 | 0 | 0 | 0 | 0 | 0 | 0 | 0 | 0 | 0 | 0 | 49135.7052 | 28061.6146
3 | 110 | 113 | 110 113 Occupancy Sensor / Retail | 0 | 0 | 569.5345 | 578.2845 | 625.7845 | 991.5794 | 1110.4173 | 1158.0218 | 1333.5579 | 1441.2064 | 1458.4564 | 1266.0189 | 0 | 0 | 0 | 0 | 0 | 0 | 0 | 0 | 0 | 0 | 0 | 0 | 0 | 0 | 0 | 0 | 0 | 0 | 10532.8616 | 7647.0517
3 | 110 | 114 | 110 114 Continuous Dimming / Retail | 0 | 0 | 1303.6872 | 1325.3122 | 1446.4372 | 2072.6452 | 2272.0554 | 2388.1716 | 2699.195 | 2896.8237 | 2944.5659 | 2642.1987 | 2795.5269 | 2650.5894 | 3226.0581 | 0 | 0 | 0 | 0 | 0 | 0 | 0 | 0 | 0 | 0 | 0 | 0 | 0 | 0 | 0 | 30663.2665 | 20413.2133
3 | 120 | 121 | 120 121 ROB Premium T8, 1EB / Retail | 0 | 0 | 269.1204 | 273.3704 | 295.7454 | 459.9714 | 514.2454 | 536.2405 | 616.0501 | 664.4288 | 672.8507 | 587.8194 | 625.6007 | 580.8194 | 732.4913 | 603.5851 | 657.3663 | 647.2101 | 754.6788 | 773.3351 | 0 | 0 | 0 | 0 | 0 | 0 | 0 | 0 | 0 | 0 | 10264.9296 | 5863.1127
3 | 120 | 122 | 120 122 ROB Premium T8, EB, Reflector / Retail | 0 | 0 | 1085.4444 | 1102.0694 | 1195.3194 | 1859.1226 | 2074.7901 | 2166.088 | 2486.3819 | 2685.3663 | 2718.1553 | 2372.5694 | 2525.6007 | 2345.3819 | 2960.0694 | 2439.3194 | 2655.1319 | 2615.6944 | 3045.8194 | 3127.5694 | 0 | 0 | 0 | 0 | 0 | 0 | 0 | 0 | 0 | 0 | 41459.8933 | 23678.6941
3 | 120 | 123 | 120 123 Occupancy Sensor / Retail | 0 | 0 | 348.3871 | 353.3871 | 382.6371 | 606.724 | 679.1059 | 707.8236 | 815.8012 | 881.1762 | 890.8637 | 774.0121 | 0 | 0 | 0 | 0 | 0 | 0 | 0 | 0 | 0 | 0 | 0 | 0 | 0 | 0 | 0 | 0 | 0 | 0 | 6439.9181 | 4675.6576
3 | 120 | 124 | 120 124 Lighting Control Tuneup / Retail | 0 | 0 | 82.9345 | 84.3095 | 92.0595 | 131.4111 | 144.4902 | 151.8564 | 0 | 0 | 0 | 0 | 0 | 0 | 0 | 0 | 0 | 0 | 0 | 0 | 0 | 0 | 0 | 0 | 0 | 0 | 0 | 0 | 0 | 0 | 687.0612 | 575.7383
3 | 130 | 131 | 130 131 CFL Screw-in 18W / Retail | 0 | 0 | 5104.8063 | 5178.0563 | 0 | 0 | 0 | 0 | 0 | 0 | 0 | 0 | 0 | 0 | 0 | 0 | 0 | 0 | 0 | 0 | 0 | 0 | 0 | 0 | 0 | 0 | 0 | 0 | 0 | 0 | 10282.8626 | 9968.4815
3 | 140 | 141 | 140 141 CFL Hardwired, Modular 18W / Retail | 0 | 0 | 5104.8063 | 5178.0563 | 5580.6813 | 9319.5773 | 10545.7013 | 0 | 0 | 0 | 0 | 0 | 0 | 0 | 0 | 0 | 0 | 0 | 0 | 0 | 0 | 0 | 0 | 0 | 0 | 0 | 0 | 0 | 0 | 0 | 35728.8225 | 30823.7
3 | 150 | 151 | 150 151 PSMH, 250W, magnetic ballast / Retail | 0 | 0 | 1065.5242 | 1082.6492 | 1181.7742 | 1693.7596 | 1855.8592 | 1951.1492 | 2205.2898 | 2366.1532 | 2405.5673 | 2158.497 | 2283.7001 | 2164.8251 | 0 | 0 | 0 | 0 | 0 | 0 | 0 | 0 | 0 | 0 | 0 | 0 | 0 | 0 | 0 | 0 | 22414.7483 | 15433.9554
3 | 150 | 152 | 150 152 PSMH, 250 W, electronic ballast / Retail | 0 | 0 | 1231.5908 | 1251.2158 | 1366.7158 | 1957.959 | 2145.437 | 2255.7051 | 2549.0517 | 2735.8252 | 2781.6533 | 2495.5908 | 2640.2002 | 2503.3408 | 0 | 0 | 0 | 0 | 0 | 0 | 0 | 0 | 0 | 0 | 0 | 0 | 0 | 0 | 0 | 0 | 25914.2855 | 17843.2758
3 | 150 | 153 | 150 153 High Bay T5 / Retail | 0 | 0 | 1502.5936 | 1525.9686 | 1654.4686 | 2574.9793 | 2872.971 | 2999.7147 | 3442.4686 | 3719.0156 | 3763.7106 | 3285.8592 | 3497.8592 | 3248.1561 | 0 | 0 | 0 | 0 | 0 | 0 | 0 | 0 | 0 | 0 | 0 | 0 | 0 | 0 | 0 | 0 | 34087.7651 | 23372.678
3 | 160 | 161 | 160 161 LED Exit Sign / Retail | 0 | 0 | 3.8906 | 4.0156 | 4.2656 | 8.8535 | 9.9931 | 9.7656 | 12.5624 | 13.2265 | 13.4999 | 11.2656 | 11.6093 | 10.3437 | 14.1406 | 10.0468 | 11.4218 | 9.8281 | 0 | 0 | 0 | 0 | 0 | 0 | 0 | 0 | 0 | 0 | 0 | 0 | 158.7286 | 96.541
3 | 200 | 201 | 200 201 High Pressure Sodium 250W Lamp / Retail | 0 | 0 | 53.5865 | 54.4615 | 59.9615 | 76.9313 | 82.3815 | 0 | 0 | 0 | 0 | 0 | 0 | 0 | 0 | 0 | 0 | 0 | 0 | 0 | 0 | 0 | 0 | 0 | 0 | 0 | 0 | 0 | 0 | 0 | 327.3223 | 285.5194
3 | 200 | 202 | 200 202 Outdoor Lighting Controls (Photocell/Timeclock) / Retail | 0 | 0 | 41.833 | 42.833 | 47.083 | 61.0976 | 64.9648 | 0 | 0 | 0 | 0 | 0 | 0 | 0 | 0 | 0 | 0 | 0 | 0 | 0 | 0 | 0 | 0 | 0 | 0 | 0 | 0 | 0 | 0 | 0 | 257.8113 | 224.8031
3 | 210 | 211 | 210 211 Outdoor Lighting Controls (Photocell/Timeclock) / Retail | 0 | 0 | 181.3071 | 184.3071 | 203.0571 | 261.7114 | 278.9507 | 0 | 0 | 0 | 0 | 0 | 0 | 0 | 0 | 0 | 0 | 0 | 0 | 0 | 0 | 0 | 0 | 0 | 0 | 0 | 0 | 0 | 0 | 0 | 1109.3335 | 967.5806
3 | 300 | 301 | 300 301 Centrifugal Chiller, 0.51 kW/ton, 500 tons / Retail | 0 | 0 | 285.6549 | 290.5299 | 314.4049 | 492.4733 | 550.8512 | 574.1813 | 660.5377 | 713.5221 | 721.6862 | 628.6549 | 669.5143 | 620.483 | 785.8112 | 645.2799 | 702.8737 | 691.0924 | 808.1549 | 828.7487 | 850.2799 | 864.9674 | 0 | 0 | 0 | 0 | 0 | 0 | 0 | 0 | 12699.7015 | 6810.7586
3 | 300 | 302 | 300 302 High Efficiency Chiller Motors / Retail | 0 | 0 | 70.201 | 71.951 | 78.076 | 114.7459 | 126.5018 | 132.6141 | 150.7401 | 162.2128 | 164.3378 | 146.33 | 155.3457 | 145.705 | 179.9863 | 151.3613 | 164.33 | 162.4238 | 186.9238 | 191.1113 | 197.455 | 201.8925 | 0 | 0 | 0 | 0 | 0 | 0 | 0 | 0 | 2954.2451 | 1588.0219
3 | 300 | 304 | 300 304 EMS - Chiller / Retail | 0 | 0 | 242.5329 | 246.6579 | 268.5329 | 391.3069 | 431.0661 | 451.7234 | 512.572 | 549.8336 | 558.6539 | 499.5914 | 0 | 0 | 0 | 0 | 0 | 0 | 0 | 0 | 0 | 0 | 0 | 0 | 0 | 0 | 0 | 0 | 0 | 0 | 4152.4711 | 3030.6489
3 | 300 | 305 | 300 305 Chiller Tune Up/Diagnostics / Retail | 0 | 0 | 255.6484 | 260.0234 | 274.3984 | 653.0786 | 794.3545 | 806.5888 | 986.9531 | 1086.6718 | 1079.3437 | 847.5859 | 0 | 0 | 0 | 0 | 0 | 0 | 0 | 0 | 0 | 0 | 0 | 0 | 0 | 0 | 0 | 0 | 0 | 0 | 7044.6467 | 5006.2122
3 | 300 | 306 | 300 306 VSD for Chiller Pumps and Towers / Retail | 0 | 0 | 229.3564 | 233.1064 | 253.6064 | 369.4701 | 407.0966 | 426.4335 | 483.7783 | 518.8836 | 527.4148 | 470.9304 | 498.8523 | 470.6648 | 577.5086 | 490.9461 | 529.7273 | 0 | 0 | 0 | 0 | 0 | 0 | 0 | 0 | 0 | 0 | 0 | 0 | 0 | 6487.7758 | 4074.5553
3 | 300 | 307 | 300 307 EMS Optimization / Retail | 0 | 0 | 104.4352 | 106.8102 | 117.5602 | 151.2341 | 160.8591 | 0 | 0 | 0 | 0 | 0 | 0 | 0 | 0 | 0 | 0 | 0 | 0 | 0 | 0 | 0 | 0 | 0 | 0 | 0 | 0 | 0 | 0 | 0 | 640.8989 | 559.015
3 | 300 | 308 | 300 308 Aerosol Duct Sealing / Retail | 0 | 0 | 211.6123 | 215.4873 | 236.9873 | 304.9454 | 326.168 | 345.8584 | 382.3389 | 406.4405 | 416.0498 | 388.4405 | 407.2686 | 397.5342 | 459.5498 | 415.6123 | 440.6123 | 0 | 0 | 0 | 0 | 0 | 0 | 0 | 0 | 0 | 0 | 0 | 0 | 0 | 5354.9058 | 3381.8657
3 | 300 | 309 | 300 309 Duct/Pipe Insulation / Retail | 0 | 0 | 44.4689 | 45.3439 | 49.5939 | 71.4641 | 79.0402 | 82.4025 | 93.3439 | 100.4495 | 102.0433 | 91.2855 | 0 | 0 | 0 | 0 | 0 | 0 | 0 | 0 | 0 | 0 | 0 | 0 | 0 | 0 | 0 | 0 | 0 | 0 | 759.436 | 554.4766
3 | 300 | 311 | 300 311 Window Film (Standard) / Retail | 0 | 0 | 138.6388 | 140.6388 | 150.8888 | 265.0695 | 303.3058 | 313.4064 | 367.8341 | 399.3185 | 402.1701 | 339.3888 | 0 | 0 | 0 | 0 | 0 | 0 | 0 | 0 | 0 | 0 | 0 | 0 | 0 | 0 | 0 | 0 | 0 | 0 | 2820.6594 | 2035.7327
3 | 300 | 313 | 300 313 Ceiling Insulation / Retail | 0 | 0 | 377.5868 | 383.0868 | 405.0868 | 918.7645 | 1106.1903 | 1127.3495 | 1371.4384 | 1507.6925 | 1499.5362 | 1189.7472 | 1297.3722 | 1110.669 | 1612.2159 | 1153.4347 | 1310.107 | 1088.2008 | 1588.1383 | 1620.7008 | 1654.232 | 1653.6695 | 0 | 0 | 0 | 0 | 0 | 0 | 0 | 0 | 23975.2191 | 12714.7288
3 | 300 | 314 | 300 314 Roof Insulation / Retail | 0 | 0 | 125.2137 | 126.8387 | 135.7137 | 261.7547 | 306.6102 | 314.5614 | 374.8621 | 409.2137 | 410.0965 | 337.12 | 363.9481 | 321.8543 | 441.3387 | 333.9325 | 372.0887 | 339.6825 | 441.9012 | 451.5887 | 462.4325 | 465.2137 | 0 | 0 | 0 | 0 | 0 | 0 | 0 | 0 | 6795.9655 | 3620.3154
3 | 300 | 315 | 300 315 Cool Roof - Chiller / Retail | 0 | 0 | 678.6125 | 688.2375 | 737.6125 | 1314.5861 | 1507.8952 | 1559.174 | 1829.8234 | 1993.3313 | 2005.3469 | 1683.6594 | 1808.1906 | 1627.3938 | 2166.1438 | 1686.8938 | 1866.8 | 0 | 0 | 0 | 0 | 0 | 0 | 0 | 0 | 0 | 0 | 0 | 0 | 0 | 23153.7002 | 14423.5318
3 | 300 | 317 | 300 317 Thermal Energy Storage (TES) Positive / Retail | 0 | 0 | 455.7432 | 451.1182 | 490.9932 | 651.146 | 678.6572 | 716.2891 | 785.8526 | 841.087 | 873.7276 | 818.3995 | 853.1338 | 838.4776 | 946.9307 | 862.0244 | 912.8369 | 974.087 | 999.087 | 1029.5557 | 1060.1807 | 1092.7432 | 1131.2432 | 1094.2432 | 1138.3682 | 1111.0244 | 1112.0557 | 1186.6494 | 1245.4307 | 1348.7432 | 25699.8286 | 11000.0707
3 | 300 | 317 | 300 317 Thermal Energy Storage (TES) Negative / Retail | 0 | 0 | -435.125 | -447.625 | -500.75 | -514.5 | -524.5 | -565 | -603 | -624.25 | -649.75 | -667 | -685.75 | -714.5 | -744 | -754.75 | -774.5 | -798 | -823.75 | -856 | -889.5 | -921 | -947 | -980 | -1013.5 | -1041 | -1074.5 | -1109.5 | -1137.5 | -1160.5 | -21956.75 | -9288.8913
3 | 320 | 321 | 320 321 DX Packaged System, EER=10.9, 10 tons / Retail | 0 | 0 | 247.646 | 250.896 | 269.021 | 485.2427 | 558.0728 | 575.3003 | 678.5523 | 738.6422 | 742.7672 | 621.9625 | 669.025 | 600.1344 | 802.1813 | 621.3063 | 689.275 | 0 | 0 | 0 | 0 | 0 | 0 | 0 | 0 | 0 | 0 | 0 | 0 | 0 | 8550.0252 | 5323.4397
3 | 320 | 322 | 320 322 Hybrid Dessicant-DX System (Trane CDQ) / Retail | 0 | 0 | 1355.2141 | 1374.8391 | 1508.4641 | 2046.3503 | 2210.4465 | 2335.0178 | 2606.386 | 2783.4719 | 2840.6516 | 2601.011 | 2739.886 | 2638.0266 | 3123.9954 | 2752.5579 | 2939.1829 | 0 | 0 | 0 | 0 | 0 | 0 | 0 | 0 | 0 | 0 | 0 | 0 | 0 | 35855.5015 | 22592.151
3 | 320 | 323 | 320 323 Geothermal Heat Pump, EER=13, 10 tons / Retail | 0 | 0 | 705.404 | 715.529 | 784.779 | 1064.5773 | 1150.5319 | 1214.8649 | 1357.4431 | 1449.0212 | 1478.7712 | 1353.0134 | 1425.6696 | 1372.5134 | 1626.0603 | 1431.5915 | 1529.7629 | 0 | 0 | 0 | 0 | 0 | 0 | 0 | 0 | 0 | 0 | 0 | 0 | 0 | 18659.5331 | 11757.3229
3 | 320 | 326 | 320 326 DX Tune Up/ Advanced Diagnostics / Retail | 0 | 0 | 196.9102 | 199.9102 | 215.9102 | 352.3394 | 397.1387 | 413.0479 | 477.8243 | 517.3165 | 522.7461 | 450.3165 | 0 | 0 | 0 | 0 | 0 | 0 | 0 | 0 | 0 | 0 | 0 | 0 | 0 | 0 | 0 | 0 | 0 | 0 | 3743.4601 | 2713.0786
3 | 320 | 327 | 320 327 DX Coil Cleaning / Retail | 0 | 0 | 242.6953 | 246.5703 | 259.6953 | 619.314 | 752.7119 | 0 | 0 | 0 | 0 | 0 | 0 | 0 | 0 | 0 | 0 | 0 | 0 | 0 | 0 | 0 | 0 | 0 | 0 | 0 | 0 | 0 | 0 | 0 | 2120.9868 | 1802.5297
3 | 320 | 329 | 320 329 Aerosol Duct Sealing / Retail | 0 | 0 | 336.5508 | 341.6758 | 376.9258 | 485.4024 | 518.8858 | 550.4385 | 608.0742 | 646.3555 | 661.7149 | 617.457 | 647.5977 | 631.7539 | 730.6133 | 661.5508 | 701.5195 | 0 | 0 | 0 | 0 | 0 | 0 | 0 | 0 | 0 | 0 | 0 | 0 | 0 | 8516.5158 | 5378.2581
3 | 320 | 330 | 320 330 Duct/Pipe Insulation / Retail | 0 | 0 | 70.8341 | 72.5841 | 78.8341 | 116.004 | 127.5098 | 133.6221 | 151.9981 | 163.2209 | 166.0959 | 147.5881 | 0 | 0 | 0 | 0 | 0 | 0 | 0 | 0 | 0 | 0 | 0 | 0 | 0 | 0 | 0 | 0 | 0 | 0 | 1228.2911 | 895.929
3 | 320 | 334 | 320 334 Ceiling Insulation / Retail | 0 | 0 | 599.3744 | 607.8744 | 642.9994 | 1459.2147 | 1757.0731 | 1790.9418 | 2177.3584 | 2394.4334 | 2381.7374 | 1888.7378 | 2061.1128 | 1764.9722 | 2560.1914 | 1832.1284 | 2080.9722 | 1728.4097 | 2522.9724 | 2573.9724 | 2622.2224 | 2624.9414 | 0 | 0 | 0 | 0 | 0 | 0 | 0 | 0 | 38071.6401 | 20191.1507
3 | 320 | 335 | 320 335 Roof Insulation / Retail | 0 | 0 | 201.2837 | 203.9087 | 217.6587 | 426.5767 | 500.3276 | 513.7905 | 613.0415 | 669.8228 | 670.6275 | 549.1587 | 594.1431 | 523.2681 | 723.1275 | 542.7525 | 607.19 | 548.8775 | 722.19 | 738.2212 | 755.2212 | 759.5962 | 0 | 0 | 0 | 0 | 0 | 0 | 0 | 0 | 11080.7843 | 5899.5262
3 | 340 | 344 | 340 344 Aerosol Duct Sealing / Retail | 0 | 0 | 344.2077 | 349.8327 | 385.0827 | 495.8943 | 530.1423 | 562.7449 | 621.6453 | 660.4615 | 675.9615 | 631.6881 | 661.61 | 645.8131 | 747.4537 | 676.7037 | 717.3448 | 0 | 0 | 0 | 0 | 0 | 0 | 0 | 0 | 0 | 0 | 0 | 0 | 0 | 8706.5865 | 5498.1639
3 | 340 | 345 | 340 345 Duct/Pipe Insulation / Retail | 0 | 0 | 72.4146 | 74.0396 | 80.4146 | 118.0396 | 129.7574 | 135.9205 | 154.6412 | 165.8521 | 168.6256 | 150.5709 | 0 | 0 | 0 | 0 | 0 | 0 | 0 | 0 | 0 | 0 | 0 | 0 | 0 | 0 | 0 | 0 | 0 | 0 | 1250.2763 | 912.1306
3 | 340 | 349 | 340 349 Ceiling Insulation / Retail | 0 | 0 | 612.876 | 621.501 | 658.001 | 1492.1031 | 1796.9424 | 1831.4365 | 2226.399 | 2448.446 | 2434.899 | 1932.1885 | 2107.501 | 1804.3291 | 2618.532 | 1874.5635 | 2128.3921 | 1768.0484 | 2580.4231 | 2632.1731 | 2681.6421 | 2685.1421 | 0 | 0 | 0 | 0 | 0 | 0 | 0 | 0 | 38935.539 | 20648.8378
3 | 340 | 351 | 340 351 Cool Roof - DX / Retail | 0 | 0 | 1098.1841 | 1114.0591 | 1193.6841 | 2129.5176 | 2441.4258 | 2523.8023 | 2962.6141 | 3227.9731 | 3246.6221 | 2725.9497 | 2927.6216 | 2635.5904 | 3508.3721 | 2732.2466 | 3024.0279 | 0 | 0 | 0 | 0 | 0 | 0 | 0 | 0 | 0 | 0 | 0 | 0 | 0 | 37491.6906 | 23354.3163
3 | 360 | 361 | 360 361 HE PTAC, EER=9.6, 1 ton / Retail | 0 | 0 | 691.5274 | 701.0274 | 751.6524 | 1332.7735 | 1526.3565 | 1578.2003 | 1851.5899 | 2015.668 | 2028.8477 | 1706.3555 | 1831.1837 | 1650.9962 | 2192.1212 | 1710.6212 | 1892.4801 | 0 | 0 | 0 | 0 | 0 | 0 | 0 | 0 | 0 | 0 | 0 | 0 | 0 | 23461.4007 | 14618.2969
3 | 400 | 402 | 400 402 Variable Speed Drive Control / Retail | 0 | 0 | 226.8657 | 231.2407 | 254.3657 | 327.6968 | 350.0562 | 371.7583 | 410.8032 | 436.272 | 446.2642 | 416.8345 | 437.0064 | 426.7407 | 493.2407 | 446.5532 | 473.3184 | 0 | 0 | 0 | 0 | 0 | 0 | 0 | 0 | 0 | 0 | 0 | 0 | 0 | 5749.0167 | 3630.6493
3 | 400 | 403 | 400 403 Air Handler Optimization / Retail | 0 | 0 | 71.4769 | 73.2269 | 80.4769 | 103.9369 | 110.7289 | 117.1009 | 129.1019 | 137.6722 | 0 | 0 | 0 | 0 | 0 | 0 | 0 | 0 | 0 | 0 | 0 | 0 | 0 | 0 | 0 | 0 | 0 | 0 | 0 | 0 | 823.7216 | 646.657
3 | 400 | 404 | 400 404 Electronically Commutated Motors (ECM) on an Air Handler Unit / Retail | 0 | 0 | 101.8103 | 103.5603 | 113.9353 | 147.2478 | 157.2898 | 165.9363 | 184.326 | 195.1463 | 200.7088 | 187.076 | 195.951 | 190.7947 | 220.6853 | 199.6228 | 211.4978 | 0 | 0 | 0 | 0 | 0 | 0 | 0 | 0 | 0 | 0 | 0 | 0 | 0 | 2575.5887 | 1626.9412
3 | 400 | 405 | 400 405 Demand Control Ventilation (DCV) / Retail | 0 | 0 | 164.5007 | 167.6257 | 176.2507 | 420.0974 | 510.6042 | 518.3943 | 634.3054 | 698.1335 | 693.2663 | 545.3132 | 596.2351 | 506.3132 | 744.9695 | 524.8757 | 599.657 | 0 | 0 | 0 | 0 | 0 | 0 | 0 | 0 | 0 | 0 | 0 | 0 | 0 | 7500.5413 | 4624.5667
3 | 400 | 406 | 400 406 Energy Recovery Ventilation (ERV) / Retail | 0 | 0 | 74.7799 | 76.6549 | 80.9049 | 192.0402 | 233.6207 | 237.2291 | 289.8893 | 318.9362 | 317.4127 | 248.6237 | 272.4674 | 231.0924 | 339.8737 | 239.5299 | 273.9362 | 220.9362 | 334.4362 | 339.8424 | 347.7487 | 346.5299 | 0 | 0 | 0 | 0 | 0 | 0 | 0 | 0 | 5016.4847 | 2657.5543
3 | 600 | 603 | 600 603 Heat Pump Water Heater (air source) / Retail | 0 | 0 | 42.0624 | 43.1874 | 47.3124 | 63.2734 | 68.705 | 72.0078 | 80.6953 | 85.6171 | 88.2031 | 80.7656 | 84.8437 | 81.5937 | 95.8124 | 85.1249 | 90.9374 | 0 | 0 | 0 | 0 | 0 | 0 | 0 | 0 | 0 | 0 | 0 | 0 | 0 | 1110.1418 | 700.0219
3 | 600 | 606 | 600 606 Demand controlled circulating systems / Retail | 0 | 0 | 2.9515 | 3.3265 | 3.4515 | 4.4759 | 5.2806 | 5.0306 | 5.6702 | 6.018 | 6.4086 | 5.5336 | 5.5492 | 5.6899 | 6.518 | 5.9555 | 6.2367 | 0 | 0 | 0 | 0 | 0 | 0 | 0 | 0 | 0 | 0 | 0 | 0 | 0 | 78.0962 | 49.5561
3 | 600 | 608 | 600 608 Heat Recovery Unit / Retail | 0 | 0 | 46.4655 | 47.2155 | 51.8405 | 69.8288 | 75.3043 | 78.609 | 88.5202 | 94.0124 | 96.3795 | 88.778 | 0 | 0 | 0 | 0 | 0 | 0 | 0 | 0 | 0 | 0 | 0 | 0 | 0 | 0 | 0 | 0 | 0 | 0 | 736.9535 | 540.853
3 | 600 | 609 | 600 609 Heat Trap / Retail | 0 | 0 | 5.6207 | 5.6207 | 6.3707 | 8.61 | 9.6334 | 9.192 | 10.5738 | 10.7066 | 11.4957 | 10.5894 | 0 | 0 | 0 | 0 | 0 | 0 | 0 | 0 | 0 | 0 | 0 | 0 | 0 | 0 | 0 | 0 | 0 | 0 | 88.413 | 65.0334
3 | 600 | 610 | 600 610 Hot Water Pipe Insulation / Retail | 0 | 0 | 1.4475 | 1.4475 | 1.5725 | 1.4856 | 2.0237 | 2.0188 | 2.0647 | 1.6547 | 2.5453 | 2.2328 | 2.2172 | 2.0922 | 2.4828 | 2.1078 | 2.4364 | 0 | 0 | 0 | 0 | 0 | 0 | 0 | 0 | 0 | 0 | 0 | 0 | 0 | 29.8296 | 19.1288
3 | 700 | 701 | 700 701 PC Manual Power Management Enabling / Retail | 0 | 0 | 25.0191 | 25.3941 | 28.1441 | 36.3736 | 0 | 0 | 0 | 0 | 0 | 0 | 0 | 0 | 0 | 0 | 0 | 0 | 0 | 0 | 0 | 0 | 0 | 0 | 0 | 0 | 0 | 0 | 0 | 0 | 114.931 | 103.8444
3 | 700 | 702 | 700 702 PC Network Power Management Enabling / Retail | 0 | 0 | 25.0191 | 25.3941 | 28.1441 | 36.3736 | 0 | 0 | 0 | 0 | 0 | 0 | 0 | 0 | 0 | 0 | 0 | 0 | 0 | 0 | 0 | 0 | 0 | 0 | 0 | 0 | 0 | 0 | 0 | 0 | 114.931 | 103.8444
3 | 710 | 711 | 710 711 Energy Star or Better Monitor / Retail | 0 | 0 | 36.5589 | 37.6839 | 40.9339 | 53.5872 | 0 | 0 | 0 | 0 | 0 | 0 | 0 | 0 | 0 | 0 | 0 | 0 | 0 | 0 | 0 | 0 | 0 | 0 | 0 | 0 | 0 | 0 | 0 | 0 | 168.7638 | 152.4764
3 | 710 | 712 | 710 712 Monitor Power Management Enabling / Retail | 0 | 0 | 23.4265 | 23.9265 | 26.3015 | 34.2722 | 0 | 0 | 0 | 0 | 0 | 0 | 0 | 0 | 0 | 0 | 0 | 0 | 0 | 0 | 0 | 0 | 0 | 0 | 0 | 0 | 0 | 0 | 0 | 0 | 107.9266 | 97.506
3 | 720 | 722 | 720 722 Monitor Power Management Enabling / Retail | 0 | 0 | 0 | 0 | 0 | 0 | 0 | 0 | 0 | 0 | 0 | 0 | 0 | 0 | 0 | 0 | 0 | 0 | 0 | 0 | 0 | 0 | 0 | 0 | 0 | 0 | 0 | 0 | 0 | 0 | 0 | 0
3 | 730 | 732 | 730 732 Copier Power Management Enabling / Retail | 0 | 0 | 5.9473 | 6.1973 | 6.5723 | 8.6544 | 9.7227 | 9.2266 | 0 | 0 | 0 | 0 | 0 | 0 | 0 | 0 | 0 | 0 | 0 | 0 | 0 | 0 | 0 | 0 | 0 | 0 | 0 | 0 | 0 | 0 | 46.3208 | 39.0525
3 | 740 | 741 | 740 741 Printer Power Management Enabling / Retail | 0 | 0 | 37.7283 | 38.7283 | 42.6033 | 54.742 | 59.0691 | 0 | 0 | 0 | 0 | 0 | 0 | 0 | 0 | 0 | 0 | 0 | 0 | 0 | 0 | 0 | 0 | 0 | 0 | 0 | 0 | 0 | 0 | 0 | 232.871 | 203.0347
3 | 800 | 801 | 800 801 Convection Oven / Retail | 0 | 0 | 2.1491 | 2.8991 | 2.6491 | 3.2672 | 3.5055 | 3.5622 | 3.946 | 4.0241 | 4.5397 | 4.696 | 0 | 0 | 0 | 0 | 0 | 0 | 0 | 0 | 0 | 0 | 0 | 0 | 0 | 0 | 0 | 0 | 0 | 0 | 35.2379 | 25.9783
3 | 810 | 811 | 810 811 Efficient Fryer / Retail | 0 | 0 | 1.5886 | 1.3386 | 1.5886 | 2.0506 | 2.0398 | 2.0857 | 2.4949 | 2.3114 | 2.5614 | 2.3427 | 0 | 0 | 0 | 0 | 0 | 0 | 0 | 0 | 0 | 0 | 0 | 0 | 0 | 0 | 0 | 0 | 0 | 0 | 20.4024 | 15.1489
3 | 900 | 901 | 900 901 Vending Misers (cooled machines only) / Retail | 0 | 0 | 10.3222 | 10.9472 | 11.3222 | 15.079 | 15.8788 | 16.9413 | 18.6815 | 19.2987 | 20.1347 | 19.2753 | 0 | 0 | 0 | 0 | 0 | 0 | 0 | 0 | 0 | 0 | 0 | 0 | 0 | 0 | 0 | 0 | 0 | 0 | 157.8808 | 116.2815
4 | 110 | 111 | 110 111 Premium T8, Electronic Ballast / Food Store | 0 | 0 | 1466.8101 | 1489.3101 | 1614.6851 | 2512.7247 | 2803.8038 | 2928.2886 | 3359.9981 | 3629.7631 | 3673.7161 | 3207.0289 | 0 | 0 | 0 | 0 | 0 | 0 | 0 | 0 | 0 | 0 | 0 | 0 | 0 | 0 | 0 | 0 | 0 | 0 | 26686.1286 | 19395.5389
4 | 110 | 114 | 110 114 Continuous Dimming / Food Store | 0 | 0 | 2993.6416 | 3037.8916 | 3334.8916 | 4508.4673 | 4864.1494 | 5141.498 | 5732.1106 | 0 | 0 | 0 | 0 | 0 | 0 | 0 | 0 | 0 | 0 | 0 | 0 | 0 | 0 | 0 | 0 | 0 | 0 | 0 | 0 | 0 | 29612.6501 | 24007.0849
4 | 110 | 115 | 110 115 Lighting Control Tuneup / Food Store | 0 | 0 | 311.8551 | 316.4801 | 346.8551 | 471.8522 | 510.066 | 539.2223 | 0 | 0 | 0 | 0 | 0 | 0 | 0 | 0 | 0 | 0 | 0 | 0 | 0 | 0 | 0 | 0 | 0 | 0 | 0 | 0 | 0 | 0 | 2496.3307 | 2097.4177
4 | 120 | 121 | 120 121 ROB Premium T8, 1EB / Food Store | 0 | 0 | 634.3825 | 644.2575 | 697.8825 | 1086.2297 | 1212.1325 | 1266.0475 | 1453.5466 | 1568.4528 | 1587.9997 | 1386.6169 | 0 | 0 | 0 | 0 | 0 | 0 | 0 | 0 | 0 | 0 | 0 | 0 | 0 | 0 | 0 | 0 | 0 | 0 | 11537.548 | 8385.6614
4 | 120 | 122 | 120 122 ROB Premium T8, EB, Reflector / Food Store | 0 | 0 | 2558.3587 | 2598.7337 | 2817.3587 | 4384.7786 | 4892.9407 | 5109.6902 | 5863.0617 | 6334.6247 | 6410.7257 | 5596.5147 | 0 | 0 | 0 | 0 | 0 | 0 | 0 | 0 | 0 | 0 | 0 | 0 | 0 | 0 | 0 | 0 | 0 | 0 | 46566.7874 | 33844.368
4 | 120 | 123 | 120 123 Occupancy Sensor / Food Store | 0 | 0 | 821.5866 | 833.5866 | 902.8366 | 1429.9709 | 1601.7741 | 1670.1003 | 0 | 0 | 0 | 0 | 0 | 0 | 0 | 0 | 0 | 0 | 0 | 0 | 0 | 0 | 0 | 0 | 0 | 0 | 0 | 0 | 0 | 0 | 7259.8554 | 6053.9362
4 | 120 | 124 | 120 124 Lighting Control Tuneup / Food Store | 0 | 0 | 190.2043 | 193.4543 | 211.8293 | 286.3566 | 308.7912 | 325.7541 | 0 | 0 | 0 | 0 | 0 | 0 | 0 | 0 | 0 | 0 | 0 | 0 | 0 | 0 | 0 | 0 | 0 | 0 | 0 | 0 | 0 | 0 | 1516.3897 | 1274.6249
4 | 130 | 131 | 130 131 CFL Screw-in 18W / Food Store | 0 | 0 | 12017.561 | 0 | 0 | 0 | 0 | 0 | 0 | 0 | 0 | 0 | 0 | 0 | 0 | 0 | 0 | 0 | 0 | 0 | 0 | 0 | 0 | 0 | 0 | 0 | 0 | 0 | 0 | 0 | 12017.561 | 12017.561
4 | 150 | 151 | 150 151 PSMH, 250W, magnetic ballast / Food Store | 0 | 0 | 2446.6204 | 2482.6204 | 2724.8704 | 3683.5032 | 3974.4554 | 4200.8977 | 0 | 0 | 0 | 0 | 0 | 0 | 0 | 0 | 0 | 0 | 0 | 0 | 0 | 0 | 0 | 0 | 0 | 0 | 0 | 0 | 0 | 0 | 19512.9675 | 16400.0368
4 | 150 | 152 | 150 152 PSMH, 250 W, electronic ballast / Food Store | 0 | 0 | 2827.5289 | 2869.4039 | 3149.9039 | 4257.7965 | 4594.2989 | 4855.9742 | 0 | 0 | 0 | 0 | 0 | 0 | 0 | 0 | 0 | 0 | 0 | 0 | 0 | 0 | 0 | 0 | 0 | 0 | 0 | 0 | 0 | 0 | 22554.9063 | 18956.5605
4 | 150 | 153 | 150 153 High Bay T5 / Food Store | 0 | 0 | 3542.4197 | 3597.1697 | 3901.4197 | 6072.0017 | 6774.7637 | 7075.7497 | 0 | 0 | 0 | 0 | 0 | 0 | 0 | 0 | 0 | 0 | 0 | 0 | 0 | 0 | 0 | 0 | 0 | 0 | 0 | 0 | 0 | 0 | 30963.5242 | 25841.6323
4 | 160 | 161 | 160 161 LED Exit Sign / Food Store | 0 | 0 | 2.0079 | 2.5079 | 2.2579 | 3.7374 | 3.7979 | 3.5538 | 5.0157 | 4.8632 | 5.5585 | 4.9882 | 4.7538 | 4.5038 | 5.2226 | 4.0663 | 4.8476 | 4.9413 | 0 | 0 | 0 | 0 | 0 | 0 | 0 | 0 | 0 | 0 | 0 | 0 | 66.6239 | 40.8097
4 | 200 | 201 | 200 201 High Pressure Sodium 250W Lamp / Food Store | 0 | 0 | 117.5033 | 119.6283 | 131.2533 | 169.0384 | 180.7572 | 0 | 0 | 0 | 0 | 0 | 0 | 0 | 0 | 0 | 0 | 0 | 0 | 0 | 0 | 0 | 0 | 0 | 0 | 0 | 0 | 0 | 0 | 0 | 718.1805 | 626.4462
4 | 200 | 202 | 200 202 Outdoor Lighting Controls (Photocell/Timeclock) / Food Store | 0 | 0 | 92.6414 | 94.5164 | 103.6414 | 134.0076 | 142.781 | 0 | 0 | 0 | 0 | 0 | 0 | 0 | 0 | 0 | 0 | 0 | 0 | 0 | 0 | 0 | 0 | 0 | 0 | 0 | 0 | 0 | 0 | 0 | 567.5878 | 495.0466
4 | 210 | 211 | 210 211 Outdoor Lighting Controls (Photocell/Timeclock) / Food Store | 0 | 0 | 174.9606 | 178.2106 | 195.9606 | 252.9362 | 269.3659 | 0 | 0 | 0 | 0 | 0 | 0 | 0 | 0 | 0 | 0 | 0 | 0 | 0 | 0 | 0 | 0 | 0 | 0 | 0 | 0 | 0 | 0 | 0 | 1071.4339 | 934.5142
4 | 300 | 301 | 300 301 Centrifugal Chiller, 0.51 kW/ton, 500 tons / Food Store | 0 | 0 | 634.9458 | 644.8208 | 698.1958 | 1095.3536 | 1224.983 | 1277.9742 | 1469.8755 | 1586.774 | 1605.4771 | 1399.0396 | 1489.0865 | 1380.0865 | 1748.0709 | 1435.3209 | 1563.961 | 1538.961 | 1796.1172 | 1843.9297 | 1890.336 | 1923.4297 | 0 | 0 | 0 | 0 | 0 | 0 | 0 | 0 | 28246.7389 | 15147.6685
4 | 300 | 302 | 300 302 High Efficiency Chiller Motors / Food Store | 0 | 0 | 150.6211 | 152.6211 | 167.4961 | 229.8995 | 249.544 | 262.4707 | 294.4649 | 314.2461 | 321.0274 | 292.2618 | 307.7774 | 295.293 | 351.8711 | 308.4336 | 330.231 | 332.9497 | 370.3247 | 380.6372 | 392.7935 | 402.1372 | 0 | 0 | 0 | 0 | 0 | 0 | 0 | 0 | 5907.1014 | 3183.7404
4 | 300 | 304 | 300 304 EMS - Chiller / Food Store | 0 | 0 | 520.7801 | 528.6551 | 579.6551 | 788.4183 | 851.5194 | 898.9168 | 1005.6395 | 1073.077 | 1095.2098 | 1001.6239 | 0 | 0 | 0 | 0 | 0 | 0 | 0 | 0 | 0 | 0 | 0 | 0 | 0 | 0 | 0 | 0 | 0 | 0 | 8343.4946 | 6118.4721
4 | 300 | 305 | 300 305 Chiller Tune Up/Diagnostics / Food Store | 0 | 0 | 568.9633 | 577.4633 | 609.2133 | 1452.0048 | 1763.0063 | 1793.0385 | 2192.4473 | 2414.8543 | 2396.9793 | 1884.2758 | 0 | 0 | 0 | 0 | 0 | 0 | 0 | 0 | 0 | 0 | 0 | 0 | 0 | 0 | 0 | 0 | 0 | 0 | 15652.2462 | 11123.2106
4 | 300 | 306 | 300 306 VSD for Chiller Pumps and Towers / Food Store | 0 | 0 | 491.7573 | 498.8823 | 546.8823 | 743.5132 | 803.8609 | 848.6694 | 948.8276 | 1012.734 | 1033.9917 | 945.6636 | 996.1323 | 958.2418 | 1135.1011 | 999.8823 | 1068.5699 | 0 | 0 | 0 | 0 | 0 | 0 | 0 | 0 | 0 | 0 | 0 | 0 | 0 | 13032.71 | 8211.0681
4 | 300 | 307 | 300 307 EMS Optimization / Food Store | 0 | 0 | 232.672 | 236.922 | 260.922 | 335.5841 | 358.9893 | 0 | 0 | 0 | 0 | 0 | 0 | 0 | 0 | 0 | 0 | 0 | 0 | 0 | 0 | 0 | 0 | 0 | 0 | 0 | 0 | 0 | 0 | 0 | 1425.0893 | 1242.9357
4 | 300 | 308 | 300 308 Aerosol Duct Sealing / Food Store | 0 | 0 | 469.9848 | 478.1098 | 526.3598 | 678.9487 | 724.977 | 769.438 | 849.8989 | 903.1452 | 924.9655 | 863.8014 | 905.2702 | 883.4576 | 1022.2077 | 924.8639 | 980.8639 | 0 | 0 | 0 | 0 | 0 | 0 | 0 | 0 | 0 | 0 | 0 | 0 | 0 | 11906.2924 | 7518.4949
4 | 300 | 309 | 300 309 Duct/Pipe Insulation / Food Store | 0 | 0 | 95.5678 | 96.6928 | 105.8178 | 144.0814 | 156.3383 | 164.4408 | 183.8099 | 196.2709 | 200.1615 | 184.0365 | 0 | 0 | 0 | 0 | 0 | 0 | 0 | 0 | 0 | 0 | 0 | 0 | 0 | 0 | 0 | 0 | 0 | 0 | 1527.2176 | 1119.9
4 | 300 | 311 | 300 311 Window Film (Standard) / Food Store | 0 | 0 | 315.6163 | 320.3663 | 343.4913 | 603.7442 | 690.2823 | 713.8839 | 836.9444 | 910.6123 | 916.7139 | 772.4561 | 0 | 0 | 0 | 0 | 0 | 0 | 0 | 0 | 0 | 0 | 0 | 0 | 0 | 0 | 0 | 0 | 0 | 0 | 6424.111 | 4636.2786
4 | 300 | 313 | 300 313 Ceiling Insulation / Food Store | 0 | 0 | 838.8766 | 850.8766 | 900.1266 | 2041.7604 | 2458.2355 | 2507.1705 | 3046.3146 | 3351.0406 | 3332.2516 | 2643.5646 | 2884.7676 | 2469.736 | 3583.7826 | 2564.9079 | 2912.7516 | 2419.7204 | 3531.2516 | 3602.6896 | 3667.5956 | 3675.5956 | 0 | 0 | 0 | 0 | 0 | 0 | 0 | 0 | 53283.0161 | 28257.8522
4 | 300 | 314 | 300 314 Roof Insulation / Food Store | 0 | 0 | 262.566 | 266.691 | 285.691 | 498.0553 | 568.0328 | 588.6822 | 688.6988 | 748.1285 | 753.7457 | 637.2535 | 682.4098 | 618.0504 | 814.691 | 640.1285 | 706.4723 | 683.691 | 825.3473 | 845.2223 | 866.0973 | 875.8785 | 0 | 0 | 0 | 0 | 0 | 0 | 0 | 0 | 12855.5324 | 6870.5724
4 | 300 | 317 | 300 317 Thermal Energy Storage (TES) Positive / Food Store | 0 | 0 | 745.6369 | 738.2619 | 802.6369 | 1065.6584 | 1110.8478 | 1172.7756 | 1284.0588 | 1367.7775 | 1420.801 | 1333.715 | 1396.715 | 1372.8713 | 1550.2932 | 1403.4807 | 1491.1994 | 1594.0119 | 1634.4494 | 1685.1682 | 1729.7619 | 1780.6369 | 1849.7619 | 1789.6994 | 1862.6369 | 1817.4807 | 1815.9807 | 1932.4494 | 2037.6369 | 2209.3869 | 41995.7916 | 17974.6767
4 | 300 | 317 | 300 317 Thermal Energy Storage (TES) Negative / Food Store | 0 | 0 | -778.75 | -801.25 | -896 | -921 | -938.5 | -1019 | -1080.75 | -1116 | -1162.25 | -1194 | -1227.5 | -1279.75 | -1331.25 | -1349.5 | -1386 | -1427.5 | -1474.5 | -1532 | -1594 | -1649.5 | -1695 | -1751.5 | -1812.5 | -1863.5 | -1923.5 | -1984 | -2036 | -2077 | -39302 | -16629.7778
4 | 320 | 321 | 320 321 DX Packaged System, EER=10.9, 10 tons / Food Store | 0 | 0 | 550.2899 | 557.2899 | 597.9149 | 1078.9457 | 1241.0829 | 1281.3172 | 1507.618 | 1643.2118 | 1652.0399 | 1381.993 | 1486.1649 | 1333.6962 | 1783.6649 | 1382.1962 | 1532.305 | 0 | 0 | 0 | 0 | 0 | 0 | 0 | 0 | 0 | 0 | 0 | 0 | 0 | 19009.7299 | 11835.9006
4 | 320 | 322 | 320 322 Hybrid Dessicant-DX System (Trane CDQ) / Food Store | 0 | 0 | 2895.148 | 2944.148 | 3242.023 | 4179.9629 | 4463.6251 | 4739.6812 | 5233.601 | 5565.031 | 5694.882 | 5317.273 | 5576.3668 | 5445.4761 | 6298.711 | 5699.5543 | 6044.8668 | 0 | 0 | 0 | 0 | 0 | 0 | 0 | 0 | 0 | 0 | 0 | 0 | 0 | 73340.3502 | 46309.6796
4 | 320 | 323 | 320 323 Geothermal Heat Pump, EER=13, 10 tons / Food Store | 0 | 0 | 1506.6522 | 1532.0272 | 1686.9022 | 2174.7889 | 2322.4335 | 2466.3075 | 2722.9256 | 2894.9569 | 2962.9256 | 2766.496 | 2901.5272 | 2833.6522 | 3275.871 | 2965.3397 | 3144.746 | 0 | 0 | 0 | 0 | 0 | 0 | 0 | 0 | 0 | 0 | 0 | 0 | 0 | 38157.5522 | 24094.4895
4 | 320 | 326 | 320 326 DX Tune Up/ Advanced Diagnostics / Food Store | 0 | 0 | 411.6567 | 418.4067 | 454.6567 | 683.0654 | 756.269 | 791.6938 | 903.6098 | 972.5201 | 986.5904 | 870.8638 | 0 | 0 | 0 | 0 | 0 | 0 | 0 | 0 | 0 | 0 | 0 | 0 | 0 | 0 | 0 | 0 | 0 | 0 | 7249.3325 | 5280.5207
4 | 320 | 327 | 320 327 DX Coil Cleaning / Food Store | 0 | 0 | 539.8237 | 548.0737 | 577.8237 | 1377.4819 | 1672.6894 | 0 | 0 | 0 | 0 | 0 | 0 | 0 | 0 | 0 | 0 | 0 | 0 | 0 | 0 | 0 | 0 | 0 | 0 | 0 | 0 | 0 | 0 | 0 | 4715.8924 | 4007.9066
4 | 320 | 329 | 320 329 Aerosol Duct Sealing / Food Store | 0 | 0 | 747.3929 | 760.1429 | 837.0179 | 1079.0384 | 1152.7982 | 1223.514 | 1351.182 | 1436.1898 | 1470.0023 | 1372.721 | 1439.4554 | 1405.0179 | 1626.2992 | 1470.7679 | 1559.9242 | 0 | 0 | 0 | 0 | 0 | 0 | 0 | 0 | 0 | 0 | 0 | 0 | 0 | 18931.4637 | 11954.407
4 | 320 | 330 | 320 330 Duct/Pipe Insulation / Food Store | 0 | 0 | 152.6493 | 154.7743 | 169.5243 | 231.9277 | 251.7665 | 264.9989 | 296.7431 | 317.0243 | 323.4072 | 295.54 | 0 | 0 | 0 | 0 | 0 | 0 | 0 | 0 | 0 | 0 | 0 | 0 | 0 | 0 | 0 | 0 | 0 | 0 | 2458.3557 | 1801.9113
4 | 320 | 334 | 320 334 Ceiling Insulation / Food Store | 0 | 0 | 1332.322 | 1350.697 | 1429.322 | 3242.3005 | 3903.57 | 3980.459 | 4837.017 | 5321.908 | 5289.916 | 4189.369 | 4579.869 | 3922.353 | 5691.947 | 4074.197 | 4625.6808 | 3842.8996 | 5606.7438 | 5720.7118 | 5819.2438 | 5834.7438 | 0 | 0 | 0 | 0 | 0 | 0 | 0 | 0 | 84595.2701 | 44864.4356
4 | 320 | 335 | 320 335 Roof Insulation / Food Store | 0 | 0 | 421.8951 | 427.3951 | 458.8951 | 809.8829 | 927.0406 | 958.6217 | 1124.606 | 1222.5826 | 1231.4029 | 1036.5982 | 1112.3482 | 1003.067 | 1330.3639 | 1039.8326 | 1150.3014 | 1108.8014 | 1345.8951 | 1377.7076 | 1411.8014 | 1425.8951 | 0 | 0 | 0 | 0 | 0 | 0 | 0 | 0 | 20924.9345 | 11176.9478
4 | 340 | 344 | 340 344 Aerosol Duct Sealing / Food Store | 0 | 0 | 764.3116 | 777.6866 | 855.9366 | 1102.9386 | 1178.8818 | 1250.8076 | 1381.4678 | 1468.3625 | 1503.2062 | 1403.3625 | 1471.6906 | 1436.8937 | 1662.1281 | 1504.4094 | 1595.2692 | 0 | 0 | 0 | 0 | 0 | 0 | 0 | 0 | 0 | 0 | 0 | 0 | 0 | 19357.3526 | 12223.4054
4 | 340 | 345 | 340 345 Duct/Pipe Insulation / Food Store | 0 | 0 | 155.6694 | 157.9194 | 173.6694 | 236.185 | 256.6059 | 269.2768 | 302.0991 | 322.6538 | 328.9428 | 301.3725 | 0 | 0 | 0 | 0 | 0 | 0 | 0 | 0 | 0 | 0 | 0 | 0 | 0 | 0 | 0 | 0 | 0 | 0 | 2504.3941 | 1835.9475
4 | 340 | 349 | 340 349 Ceiling Insulation / Food Store | 0 | 0 | 1362.1433 | 1380.7683 | 1461.7683 | 3315.4393 | 3991.4663 | 4070.4413 | 4945.8073 | 5442.0183 | 5409.6273 | 4284.3773 | 4682.5653 | 4010.3153 | 5820.2683 | 4165.7683 | 4728.9873 | 3930.6123 | 5733.4563 | 5850.2373 | 5950.8623 | 5966.6433 | 0 | 0 | 0 | 0 | 0 | 0 | 0 | 0 | 86503.573 | 45876.0509
4 | 340 | 351 | 340 351 Cool Roof - DX / Food Store | 0 | 0 | 2544.8709 | 2580.6209 | 2767.3709 | 4934.7469 | 5658.7049 | 5851.8759 | 6864.8939 | 7483.4219 | 7522.2109 | 6309.2109 | 6783.4449 | 6109.3829 | 8136.3669 | 6334.1169 | 7010.5229 | 0 | 0 | 0 | 0 | 0 | 0 | 0 | 0 | 0 | 0 | 0 | 0 | 0 | 86891.7625 | 54125.4399
4 | 360 | 361 | 360 361 HE PTAC, EER=9.6, 1 ton / Food Store | 0 | 0 | 1536.9859 | 1558.1109 | 1671.6109 | 2962.5401 | 3391.9019 | 3509.1729 | 4113.5799 | 4480.4629 | 4507.5019 | 3791.2199 | 4071.0169 | 3669.3609 | 4873.3609 | 3803.7672 | 4208.5797 | 0 | 0 | 0 | 0 | 0 | 0 | 0 | 0 | 0 | 0 | 0 | 0 | 0 | 52149.1728 | 32492.3765
4 | 400 | 402 | 400 402 Variable Speed Drive Control / Food Store | 0 | 0 | 504.6447 | 513.1447 | 565.0197 | 727.7824 | 778.385 | 825.8254 | 911.6056 | 969.1019 | 991.8285 | 926.5082 | 970.9613 | 948.555 | 1096.8676 | 992.2426 | 1052.1326 | 0 | 0 | 0 | 0 | 0 | 0 | 0 | 0 | 0 | 0 | 0 | 0 | 0 | 12774.6051 | 8067.0608
4 | 400 | 403 | 400 403 Air Handler Optimization / Food Store | 0 | 0 | 159.3685 | 162.4935 | 178.6185 | 230.5677 | 245.5697 | 261.0228 | 288.2904 | 307.0091 | 0 | 0 | 0 | 0 | 0 | 0 | 0 | 0 | 0 | 0 | 0 | 0 | 0 | 0 | 0 | 0 | 0 | 0 | 0 | 0 | 1832.9401 | 1438.6493
4 | 400 | 404 | 400 404 Electronically Commutated Motors (ECM) on an Air Handler Unit / Food Store | 0 | 0 | 225.3739 | 229.1239 | 252.4989 | 324.7723 | 346.8006 | 368.0594 | 407.3739 | 432.5732 | 442.917 | 413.6279 | 433.5342 | 423.2373 | 488.8779 | 443.0342 | 469.3467 | 0 | 0 | 0 | 0 | 0 | 0 | 0 | 0 | 0 | 0 | 0 | 0 | 0 | 5701.1512 | 3600.3827
4 | 400 | 405 | 400 405 Demand Control Ventilation (DCV) / Food Store | 0 | 0 | 365.0346 | 372.0346 | 391.5346 | 933.0663 | 1133.353 | 1152.1596 | 1409.3315 | 1551.8978 | 1539.7494 | 1211.14 | 1324.7337 | 1124.1556 | 1655.6869 | 1167.4369 | 1330.9369 | 0 | 0 | 0 | 0 | 0 | 0 | 0 | 0 | 0 | 0 | 0 | 0 | 0 | 16662.2515 | 10272.9547
4 | 400 | 406 | 400 406 Energy Recovery Ventilation (ERV) / Food Store | 0 | 0 | 166.7865 | 169.9115 | 178.9115 | 426.8353 | 517.9418 | 526.7504 | 644.4584 | 708.9193 | 703.9271 | 553.6459 | 605.1615 | 513.6459 | 756.4428 | 532.9115 | 608.5365 | 491.4428 | 742.349 | 756.8178 | 772.5365 | 769.9115 | 0 | 0 | 0 | 0 | 0 | 0 | 0 | 0 | 11147.8427 | 5904.9155
4 | 500 | 501 | 500 501 High-efficiency fan motors / Food Store | 0 | 0 | 1786.7496 | 1816.9996 | 2000.9996 | 2579.6827 | 2755.4049 | 2925.731 | 3230.5543 | 3434.6559 | 3514.5387 | 3281.0465 | 3441.359 | 3359.7027 | 3887.6871 | 3516.8434 | 3729.6559 | 3770.4996 | 0 | 0 | 0 | 0 | 0 | 0 | 0 | 0 | 0 | 0 | 0 | 0 | 49032.111 | 30054.0084
4 | 500 | 502 | 500 502 Strip curtains for walk-ins / Food Store | 0 | 0 | 603.6568 | 614.7818 | 676.2818 | 871.4405 | 0 | 0 | 0 | 0 | 0 | 0 | 0 | 0 | 0 | 0 | 0 | 0 | 0 | 0 | 0 | 0 | 0 | 0 | 0 | 0 | 0 | 0 | 0 | 0 | 2766.1609 | 2499.9239
4 | 500 | 503 | 500 503 Night covers for display cases / Food Store | 0 | 0 | 862.1342 | 877.1342 | 965.3842 | 1243.8754 | 1329.6176 | 0 | 0 | 0 | 0 | 0 | 0 | 0 | 0 | 0 | 0 | 0 | 0 | 0 | 0 | 0 | 0 | 0 | 0 | 0 | 0 | 0 | 0 | 0 | 5278.1454 | 4603.4686
4 | 500 | 505 | 500 505 Efficient compressor motor / Food Store | 0 | 0 | 1034.0344 | 1051.1594 | 1157.6594 | 1492.4006 | 1593.7297 | 1692.4465 | 1868.9016 | 1986.257 | 2032.6398 | 1897.8273 | 0 | 0 | 0 | 0 | 0 | 0 | 0 | 0 | 0 | 0 | 0 | 0 | 0 | 0 | 0 | 0 | 0 | 0 | 15807.0558 | 11633.5763
4 | 500 | 507 | 500 507 Floating head pressure controls / Food Store | 0 | 0 | 1067.6379 | 1085.5129 | 1195.5129 | 1540.5217 | 1645.3586 | 1746.8615 | 1929.3879 | 2050.9738 | 2098.6301 | 1959.9504 | 2054.7004 | 2006.5598 | 2321.3567 | 2099.8567 | 2227.4978 | 2251.4665 | 0 | 0 | 0 | 0 | 0 | 0 | 0 | 0 | 0 | 0 | 0 | 0 | 29281.7856 | 17948.7025
4 | 500 | 510 | 500 510 Demand Defrost Electric / Food Store | 0 | 0 | 1155.6907 | 1175.9407 | 1294.1907 | 1668.0413 | 1782.1634 | 1892.4241 | 2088.8548 | 2220.8626 | 2272.9173 | 2121.9251 | 0 | 0 | 0 | 0 | 0 | 0 | 0 | 0 | 0 | 0 | 0 | 0 | 0 | 0 | 0 | 0 | 0 | 0 | 17673.011 | 13006.8142
4 | 500 | 513 | 500 513 High R-Value Glass Doors / Food Store | 0 | 0 | 241.8127 | 246.5627 | 270.9377 | 348.9914 | 373.1662 | 395.6857 | 437.3205 | 464.9065 | 475.844 | 444.8752 | 0 | 0 | 0 | 0 | 0 | 0 | 0 | 0 | 0 | 0 | 0 | 0 | 0 | 0 | 0 | 0 | 0 | 0 | 3700.1026 | 2723.0865
4 | 500 | 515 | 500 515 Oversized Air Cooled Condenser / Food Store | 0 | 0 | 1249.5176 | 1270.6426 | 1398.8926 | 1803.3081 | 1926.6807 | 2045.2812 | 2258.3535 | 2401.2635 | 2457.7869 | 2294.5448 | 2405.951 | 2349.3885 | 2717.3885 | 2458.5448 | 2607.701 | 2634.9198 | 0 | 0 | 0 | 0 | 0 | 0 | 0 | 0 | 0 | 0 | 0 | 0 | 34280.165 | 21012.2995
4 | 500 | 517 | 500 517 LED Display Lighting / Food Store | 0 | 0 | 123.5958 | 126.0958 | 138.0958 | 177.8145 | 190.2716 | 202.1856 | 222.6505 | 236.3536 | 242.8536 | 227.2052 | 0 | 0 | 0 | 0 | 0 | 0 | 0 | 0 | 0 | 0 | 0 | 0 | 0 | 0 | 0 | 0 | 0 | 0 | 1887.1218 | 1388.9474
4 | 600 | 603 | 600 603 Heat Pump Water Heater (air source) / Food Store | 0 | 0 | 168.8236 | 171.6986 | 188.5736 | 244.183 | 261.1009 | 276.7523 | 306.347 | 325.9017 | 333.9799 | 311.4642 | 326.5424 | 318.0736 | 368.2299 | 331.7924 | 352.2924 | 0 | 0 | 0 | 0 | 0 | 0 | 0 | 0 | 0 | 0 | 0 | 0 | 0 | 4285.7555 | 2706.051
4 | 600 | 606 | 600 606 Demand controlled circulating systems / Food Store | 0 | 0 | 12.185 | 12.435 | 13.435 | 17.5043 | 18.8803 | 19.3862 | 21.8569 | 23.0053 | 23.9819 | 22.7162 | 22.7787 | 22.8412 | 25.8725 | 23.2475 | 24.8412 | 0 | 0 | 0 | 0 | 0 | 0 | 0 | 0 | 0 | 0 | 0 | 0 | 0 | 304.9671 | 192.8794
4 | 600 | 608 | 600 608 Heat Recovery Unit / Food Store | 0 | 0 | 185.2745 | 188.3995 | 206.7745 | 267.9737 | 286.2735 | 303.9425 | 335.923 | 357.1417 | 366.5792 | 341.5558 | 0 | 0 | 0 | 0 | 0 | 0 | 0 | 0 | 0 | 0 | 0 | 0 | 0 | 0 | 0 | 0 | 0 | 0 | 2839.838 | 2089.3147
4 | 600 | 609 | 600 609 Heat Trap / Food Store | 0 | 0 | 21.616 | 22.366 | 24.241 | 31.5555 | 34.1961 | 35.2762 | 38.8895 | 41.616 | 42.7957 | 40.1316 | 0 | 0 | 0 | 0 | 0 | 0 | 0 | 0 | 0 | 0 | 0 | 0 | 0 | 0 | 0 | 0 | 0 | 0 | 332.6837 | 244.8872
4 | 600 | 610 | 600 610 Hot Water Pipe Insulation / Food Store | 0 | 0 | 4.7659 | 5.0159 | 5.5159 | 6.9466 | 7.5003 | 7.5111 | 8.6566 | 8.7347 | 9.4222 | 8.8909 | 8.9222 | 9.2034 | 9.6097 | 8.7659 | 9.7972 | 0 | 0 | 0 | 0 | 0 | 0 | 0 | 0 | 0 | 0 | 0 | 0 | 0 | 119.2585 | 75.6587
4 | 700 | 701 | 700 701 PC Manual Power Management Enabling / Food Store | 0 | 0 | 14.6809 | 14.9309 | 16.5559 | 20.9279 | 0 | 0 | 0 | 0 | 0 | 0 | 0 | 0 | 0 | 0 | 0 | 0 | 0 | 0 | 0 | 0 | 0 | 0 | 0 | 0 | 0 | 0 | 0 | 0 | 67.0955 | 60.6546
4 | 700 | 702 | 700 702 PC Network Power Management Enabling / Food Store | 0 | 0 | 14.6809 | 14.9309 | 16.5559 | 20.9279 | 0 | 0 | 0 | 0 | 0 | 0 | 0 | 0 | 0 | 0 | 0 | 0 | 0 | 0 | 0 | 0 | 0 | 0 | 0 | 0 | 0 | 0 | 0 | 0 | 67.0955 | 60.6546
4 | 710 | 711 | 710 711 Energy Star or Better Monitor / Food Store | 0 | 0 | 21.1685 | 21.6685 | 23.4185 | 30.2779 | 0 | 0 | 0 | 0 | 0 | 0 | 0 | 0 | 0 | 0 | 0 | 0 | 0 | 0 | 0 | 0 | 0 | 0 | 0 | 0 | 0 | 0 | 0 | 0 | 96.5334 | 87.2736
4 | 710 | 712 | 710 712 Monitor Power Management Enabling / Food Store | 0 | 0 | 13.7656 | 13.8906 | 15.5156 | 20.29 | 0 | 0 | 0 | 0 | 0 | 0 | 0 | 0 | 0 | 0 | 0 | 0 | 0 | 0 | 0 | 0 | 0 | 0 | 0 | 0 | 0 | 0 | 0 | 0 | 63.4617 | 57.3157
4 | 730 | 732 | 730 732 Copier Power Management Enabling / Food Store | 0 | 0 | 4.895 | 5.02 | 5.52 | 7.2006 | 7.7543 | 7.5151 | 0 | 0 | 0 | 0 | 0 | 0 | 0 | 0 | 0 | 0 | 0 | 0 | 0 | 0 | 0 | 0 | 0 | 0 | 0 | 0 | 0 | 0 | 37.9049 | 31.9775
4 | 740 | 741 | 740 741 Printer Power Management Enabling / Food Store | 0 | 0 | 19.1968 | 20.0718 | 21.8218 | 28.4214 | 30.0493 | 0 | 0 | 0 | 0 | 0 | 0 | 0 | 0 | 0 | 0 | 0 | 0 | 0 | 0 | 0 | 0 | 0 | 0 | 0 | 0 | 0 | 0 | 0 | 119.5611 | 104.2448
4 | 800 | 801 | 800 801 Convection Oven / Food Store | 0 | 0 | 119.6524 | 122.0274 | 133.9024 | 172.8526 | 184.5899 | 195.4434 | 215.8321 | 230.0117 | 235.8711 | 220.293 | 0 | 0 | 0 | 0 | 0 | 0 | 0 | 0 | 0 | 0 | 0 | 0 | 0 | 0 | 0 | 0 | 0 | 0 | 1830.4759 | 1347.0818
4 | 810 | 811 | 810 811 Efficient Fryer / Food Store | 0 | 0 | 42.6192 | 43.4942 | 47.8692 | 61.9815 | 66.295 | 69.6349 | 77.1583 | 82.3108 | 84.6467 | 78.7795 | 0 | 0 | 0 | 0 | 0 | 0 | 0 | 0 | 0 | 0 | 0 | 0 | 0 | 0 | 0 | 0 | 0 | 0 | 654.7893 | 481.7818
4 | 900 | 901 | 900 901 Vending Misers (cooled machines only) / Food Store | 0 | 0 | 16.5397 | 16.6647 | 18.6647 | 23.5992 | 25.4479 | 27.0172 | 29.4928 | 31.1568 | 32.5475 | 30.3678 | 0 | 0 | 0 | 0 | 0 | 0 | 0 | 0 | 0 | 0 | 0 | 0 | 0 | 0 | 0 | 0 | 0 | 0 | 251.4981 | 185.1295
5 | 110 | 111 | 110 111 Premium T8, Electronic Ballast / School | 0 | 0 | 401.848 | 407.848 | 442.223 | 687.9198 | 768.1302 | 801.4193 | 921.0824 | 994.0043 | 1006.5199 | 878.1918 | 934.973 | 867.9418 | 1095.223 | 902.3168 | 982.723 | 967.848 | 1127.8168 | 1157.3168 | 1186.7543 | 1208.1605 | 1238.598 | 1141.1605 | 1172.1605 | 1103.848 | 1129.8793 | 0 | 0 | 0 | 23525.907 | 10984.4144
5 | 110 | 114 | 110 114 Continuous Dimming / School | 0 | 0 | 829.8617 | 842.7367 | 922.2367 | 1283.3099 | 1395.7367 | 1470.8256 | 1652.1039 | 1768.1898 | 1801.6976 | 1633.2055 | 1723.5961 | 1647.6586 | 1976.9867 | 1719.1117 | 1842.9867 | 1853.768 | 2073.4242 | 2133.7992 | 0 | 0 | 0 | 0 | 0 | 0 | 0 | 0 | 0 | 0 | 28571.2353 | 16387.036
5 | 110 | 115 | 110 115 Lighting Control Tuneup / School | 0 | 0 | 86.0396 | 87.5396 | 95.4146 | 133.0699 | 144.5182 | 151.9283 | 0 | 0 | 0 | 0 | 0 | 0 | 0 | 0 | 0 | 0 | 0 | 0 | 0 | 0 | 0 | 0 | 0 | 0 | 0 | 0 | 0 | 0 | 698.5103 | 586.2866
5 | 120 | 121 | 120 121 ROB Premium T8, 1EB / School | 0 | 0 | 173.6116 | 176.2366 | 190.9866 | 297.2844 | 332.4622 | 345.7844 | 397.8929 | 428.846 | 434.9007 | 379.7835 | 403.5647 | 374.9397 | 473.0491 | 389.8304 | 424.784 | 417.5965 | 487.534 | 499.5027 | 512.909 | 522.6277 | 535.0652 | 493.6277 | 507.1277 | 477.6902 | 487.5027 | 0 | 0 | 0 | 10165.1403 | 4745.8004
5 | 120 | 122 | 120 122 ROB Premium T8, EB, Reflector / School | 0 | 0 | 701.6757 | 711.9257 | 771.4257 | 1200.912 | 1340.6327 | 1399.2236 | 1606.5273 | 1734.207 | 1756.0195 | 1532.5195 | 1631.457 | 1514.7851 | 1912.2382 | 1575.1757 | 1715.2695 | 1689.832 | 1968.3007 | 2020.082 | 2071.6132 | 2108.4882 | 2162.8007 | 1992.4257 | 2046.6132 | 1927.4257 | 1972.6132 | 0 | 0 | 0 | 41064.1885 | 19171.9987
5 | 120 | 123 | 120 123 Occupancy Sensor / School | 0 | 0 | 224.9374 | 228.5624 | 247.3124 | 391.2143 | 438.9169 | 457.6454 | 526.9374 | 569.3202 | 575.8202 | 500.0312 | 532.8905 | 492.4374 | 626.6874 | 511.6874 | 558.7338 | 0 | 0 | 0 | 0 | 0 | 0 | 0 | 0 | 0 | 0 | 0 | 0 | 0 | 6883.1344 | 4307.5587
5 | 120 | 124 | 120 124 Lighting Control Tuneup / School | 0 | 0 | 52.6866 | 53.5616 | 58.6866 | 81.5567 | 88.6329 | 92.9952 | 0 | 0 | 0 | 0 | 0 | 0 | 0 | 0 | 0 | 0 | 0 | 0 | 0 | 0 | 0 | 0 | 0 | 0 | 0 | 0 | 0 | 0 | 428.1197 | 359.3392
5 | 130 | 131 | 130 131 CFL Screw-in 18W / School | 0 | 0 | 3298.1146 | 3347.3646 | 3606.4896 | 0 | 0 | 0 | 0 | 0 | 0 | 0 | 0 | 0 | 0 | 0 | 0 | 0 | 0 | 0 | 0 | 0 | 0 | 0 | 0 | 0 | 0 | 0 | 0 | 0 | 10251.9688 | 9624.1012
5 | 150 | 151 | 150 151 PSMH, 250W, magnetic ballast / School | 0 | 0 | 677.8821 | 688.7571 | 753.8821 | 1048.4866 | 1140.6917 | 1201.8372 | 1349.843 | 1444.1362 | 1471.644 | 1334.2456 | 1407.7925 | 1345.9175 | 1615.355 | 1404.6987 | 1505.9336 | 1514.5273 | 0 | 0 | 0 | 0 | 0 | 0 | 0 | 0 | 0 | 0 | 0 | 0 | 19905.6302 | 12165.6168
5 | 150 | 152 | 150 152 PSMH, 250 W, electronic ballast / School | 0 | 0 | 783.5457 | 796.2957 | 871.0457 | 1211.8431 | 1318.5555 | 1389.0301 | 1560.6004 | 1669.7058 | 1701.3464 | 1542.7135 | 1627.7291 | 1556.0885 | 1867.8541 | 1623.2291 | 1740.5104 | 1750.9479 | 0 | 0 | 0 | 0 | 0 | 0 | 0 | 0 | 0 | 0 | 0 | 0 | 23011.0411 | 14063.3434
5 | 150 | 153 | 150 153 High Bay T5 / School | 0 | 0 | 971.0218 | 985.6468 | 1068.5218 | 1663.0892 | 1855.3988 | 1937.1732 | 2224.0921 | 2401.8421 | 2431.0609 | 2122.5374 | 2259.2874 | 2097.8656 | 2647.3031 | 2182.3343 | 2374.4593 | 2338.9906 | 0 | 0 | 0 | 0 | 0 | 0 | 0 | 0 | 0 | 0 | 0 | 0 | 31560.6244 | 19213.8961
5 | 160 | 161 | 160 161 LED Exit Sign / School | 0 | 0 | 4.6769 | 5.1769 | 4.9269 | 9.2013 | 10.5275 | 10.3449 | 12.88 | 13.2941 | 13.6769 | 11.6144 | 12.4269 | 11.0988 | 13.7707 | 11.0519 | 12.3644 | 11.4894 | 0 | 0 | 0 | 0 | 0 | 0 | 0 | 0 | 0 | 0 | 0 | 0 | 168.5222 | 102.8254
5 | 200 | 201 | 200 201 High Pressure Sodium 250W Lamp / School | 0 | 0 | 38.2646 | 39.2646 | 43.1396 | 55.3866 | 59.6718 | 0 | 0 | 0 | 0 | 0 | 0 | 0 | 0 | 0 | 0 | 0 | 0 | 0 | 0 | 0 | 0 | 0 | 0 | 0 | 0 | 0 | 0 | 0 | 235.7271 | 205.5512
5 | 200 | 202 | 200 202 Outdoor Lighting Controls (Photocell/Timeclock) / School | 0 | 0 | 30.4342 | 30.9342 | 33.9342 | 43.6852 | 46.9059 | 0 | 0 | 0 | 0 | 0 | 0 | 0 | 0 | 0 | 0 | 0 | 0 | 0 | 0 | 0 | 0 | 0 | 0 | 0 | 0 | 0 | 0 | 0 | 185.8939 | 162.1413
5 | 210 | 211 | 210 211 Outdoor Lighting Controls (Photocell/Timeclock) / School | 0 | 0 | 55.0582 | 56.3082 | 61.8082 | 79.2819 | 85.1998 | 0 | 0 | 0 | 0 | 0 | 0 | 0 | 0 | 0 | 0 | 0 | 0 | 0 | 0 | 0 | 0 | 0 | 0 | 0 | 0 | 0 | 0 | 0 | 337.6564 | 294.4966
5 | 300 | 301 | 300 301 Centrifugal Chiller, 0.51 kW/ton, 500 tons / School | 0 | 0 | 306.7016 | 311.4516 | 337.2016 | 529.3447 | 591.6391 | 617.2104 | 710.2641 | 766.8539 | 775.7835 | 675.4164 | 719.5101 | 666.6039 | 844.1039 | 692.8539 | 755.1976 | 742.8539 | 868.5101 | 890.2601 | 914.2601 | 929.5101 | 0 | 0 | 0 | 0 | 0 | 0 | 0 | 0 | 13645.53 | 7317.4336
5 | 300 | 302 | 300 302 High Efficiency Chiller Motors / School | 0 | 0 | 73.9433 | 74.9433 | 81.8183 | 115.9736 | 126.1503 | 132.9931 | 150.0449 | 160.6777 | 163.4824 | 147.4902 | 155.6933 | 147.6621 | 178.8496 | 154.6621 | 165.8183 | 165.4433 | 187.0058 | 192.5371 | 198.2558 | 202.5058 | 0 | 0 | 0 | 0 | 0 | 0 | 0 | 0 | 2975.9501 | 1602.4331
5 | 300 | 304 | 300 304 EMS - Chiller / School | 0 | 0 | 254.6994 | 259.4494 | 282.6994 | 396.341 | 432.0959 | 454.6711 | 511.4494 | 547.4494 | 558.5744 | 505.3088 | 0 | 0 | 0 | 0 | 0 | 0 | 0 | 0 | 0 | 0 | 0 | 0 | 0 | 0 | 0 | 0 | 0 | 0 | 4202.7384 | 3075.354
5 | 300 | 305 | 300 305 Chiller Tune Up/Diagnostics / School | 0 | 0 | 274.9835 | 279.1085 | 294.1085 | 701.5548 | 852.1065 | 866.4874 | 1060.2648 | 1166.4991 | 1159.1241 | 910.7023 | 0 | 0 | 0 | 0 | 0 | 0 | 0 | 0 | 0 | 0 | 0 | 0 | 0 | 0 | 0 | 0 | 0 | 0 | 7564.9393 | 5375.8734
5 | 300 | 306 | 300 306 VSD for Chiller Pumps and Towers / School | 0 | 0 | 240.5954 | 244.3454 | 267.5954 | 374.3307 | 407.3552 | 428.7214 | 482.6735 | 516.7751 | 526.361 | 476.9704 | 502.6735 | 479.9548 | 577.1267 | 500.4079 | 536.4704 | 0 | 0 | 0 | 0 | 0 | 0 | 0 | 0 | 0 | 0 | 0 | 0 | 0 | 6562.3566 | 4128.7984
5 | 300 | 307 | 300 307 EMS Optimization / School | 0 | 0 | 112.2333 | 114.4833 | 126.2333 | 162.0448 | 173.165 | 0 | 0 | 0 | 0 | 0 | 0 | 0 | 0 | 0 | 0 | 0 | 0 | 0 | 0 | 0 | 0 | 0 | 0 | 0 | 0 | 0 | 0 | 0 | 688.1598 | 600.2096
5 | 300 | 308 | 300 308 Aerosol Duct Sealing / School | 0 | 0 | 226.8657 | 231.3657 | 254.6157 | 327.9468 | 350.3062 | 372.0083 | 410.8032 | 436.522 | 446.5142 | 417.0845 | 437.0064 | 426.7407 | 493.2407 | 446.5532 | 473.397 | 0 | 0 | 0 | 0 | 0 | 0 | 0 | 0 | 0 | 0 | 0 | 0 | 0 | 5750.9703 | 3632.0596
5 | 300 | 309 | 300 309 Duct/Pipe Insulation / School | 0 | 0 | 46.9288 | 47.4288 | 52.0538 | 72.1437 | 78.9562 | 83.2697 | 93.0226 | 99.8235 | 102.0266 | 92.7766 | 0 | 0 | 0 | 0 | 0 | 0 | 0 | 0 | 0 | 0 | 0 | 0 | 0 | 0 | 0 | 0 | 0 | 0 | 768.4304 | 562.4107
5 | 300 | 311 | 300 311 Window Film (Standard) / School | 0 | 0 | 149.8473 | 152.3473 | 162.7223 | 286.4596 | 327.1588 | 338.5836 | 397.4879 | 431.1911 | 434.4176 | 366.3317 | 0 | 0 | 0 | 0 | 0 | 0 | 0 | 0 | 0 | 0 | 0 | 0 | 0 | 0 | 0 | 0 | 0 | 0 | 3046.5473 | 2198.8734
5 | 300 | 313 | 300 313 Ceiling Insulation / School | 0 | 0 | 405.6666 | 411.4166 | 435.0416 | 986.859 | 1188.4186 | 1210.943 | 1472.6119 | 1619.1079 | 1611.0766 | 1277.8031 | 1393.8031 | 1193.8814 | 1731.8189 | 1239.1001 | 1406.4751 | 1169.0376 | 1705.6626 | 1741.4126 | 1776.4126 | 1775.4751 | 0 | 0 | 0 | 0 | 0 | 0 | 0 | 0 | 25752.0236 | 13657.1847
5 | 300 | 314 | 300 314 Roof Insulation / School | 0 | 0 | 130.3159 | 131.9409 | 141.0659 | 257.5986 | 297.6714 | 306.2807 | 362.0268 | 393.5659 | 395.5268 | 330.1128 | 355.4409 | 318.1284 | 426.9409 | 329.5346 | 366.3623 | 345.0185 | 430.4561 | 438.8311 | 451.2061 | 454.0498 | 0 | 0 | 0 | 0 | 0 | 0 | 0 | 0 | 6662.0744 | 3555.6676
5 | 300 | 317 | 300 317 Thermal Energy Storage (TES) Positive / School | 0 | 0 | 413.4664 | 408.5914 | 445.0914 | 590.6421 | 614.7808 | 649.6705 | 711.7086 | 761.8648 | 791.0523 | 740.6695 | 773.3883 | 760.6851 | 857.8414 | 781.8414 | 827.7325 | 882.8575 | 905.545 | 932.4513 | 962.2013 | 991.795 | 1024.67 | 992.545 | 1031.7637 | 1006.3887 | 1006.2325 | 1074.67 | 1128.3263 | 1223.2325 | 23291.7047 | 9969.4673
5 | 300 | 317 | 300 317 Thermal Energy Storage (TES) Negative / School | 0 | 0 | -413.375 | -425.125 | -475.5 | -489.25 | -498.5 | -537 | -573.25 | -593.75 | -617.25 | -634 | -652 | -680 | -706.75 | -716.75 | -736.5 | -758 | -782 | -813 | -844.5 | -875.5 | -900.5 | -931 | -961.5 | -989.5 | -1021.5 | -1055 | -1081 | -1102.5 | -20864.5 | -8827.0605
5 | 320 | 321 | 320 321 DX Packaged System, EER=10.9, 10 tons / School | 0 | 0 | 265.9262 | 269.4262 | 288.8012 | 521.2538 | 599.8491 | 619.0678 | 728.4496 | 793.1918 | 797.684 | 668.3325 | 717.7231 | 644.395 | 861.7387 | 667.4262 | 739.9887 | 0 | 0 | 0 | 0 | 0 | 0 | 0 | 0 | 0 | 0 | 0 | 0 | 0 | 9183.254 | 5717.9203
5 | 320 | 322 | 320 322 Hybrid Dessicant-DX System (Trane CDQ) / School | 0 | 0 | 1423.57 | 1445.445 | 1590.07 | 2088.4645 | 2238.5251 | 2372.447 | 2629.7731 | 2800.6794 | 2863.5778 | 2654.6169 | 2788.4919 | 2709.3513 | 3159.0388 | 2830.6325 | 3009.7102 | 0 | 0 | 0 | 0 | 0 | 0 | 0 | 0 | 0 | 0 | 0 | 0 | 0 | 36604.3933 | 23096.749
5 | 320 | 323 | 320 323 Geothermal Heat Pump, EER=13, 10 tons / School | 0 | 0 | 741.3139 | 752.5639 | 827.9389 | 1086.7206 | 1165.4985 | 1234.766 | 1369.4623 | 1457.2045 | 1490.5327 | 1380.9233 | 1450.8139 | 1409.7358 | 1643.8452 | 1473.0014 | 1567.1113 | 0 | 0 | 0 | 0 | 0 | 0 | 0 | 0 | 0 | 0 | 0 | 0 | 0 | 19051.4327 | 12021.5883
5 | 320 | 326 | 320 326 DX Tune Up/ Advanced Diagnostics / School | 0 | 0 | 204.085 | 207.71 | 224.46 | 349.5679 | 390.5196 | 407.3897 | 467.6475 | 504.7959 | 511.1006 | 446.4131 | 0 | 0 | 0 | 0 | 0 | 0 | 0 | 0 | 0 | 0 | 0 | 0 | 0 | 0 | 0 | 0 | 0 | 0 | 3713.6897 | 2699.1952
5 | 320 | 327 | 320 327 DX Coil Cleaning / School | 0 | 0 | 260.6556 | 265.0306 | 279.1556 | 665.513 | 808.4486 | 0 | 0 | 0 | 0 | 0 | 0 | 0 | 0 | 0 | 0 | 0 | 0 | 0 | 0 | 0 | 0 | 0 | 0 | 0 | 0 | 0 | 0 | 0 | 2278.8032 | 1936.6673
5 | 320 | 329 | 320 329 Aerosol Duct Sealing / School | 0 | 0 | 361.0538 | 367.6788 | 404.0538 | 521.2472 | 557.4454 | 591.006 | 652.6319 | 693.3429 | 710.4132 | 663.6476 | 694.9444 | 678.7101 | 785.0851 | 710.1163 | 753.9913 | 0 | 0 | 0 | 0 | 0 | 0 | 0 | 0 | 0 | 0 | 0 | 0 | 0 | 9145.3678 | 5775.1152
5 | 320 | 330 | 320 330 Duct/Pipe Insulation / School | 0 | 0 | 74.5804 | 75.9554 | 82.8304 | 117.2357 | 127.1624 | 134.0052 | 151.057 | 161.9398 | 164.4945 | 149.0023 | 0 | 0 | 0 | 0 | 0 | 0 | 0 | 0 | 0 | 0 | 0 | 0 | 0 | 0 | 0 | 0 | 0 | 0 | 1238.2629 | 905.76
5 | 320 | 334 | 320 334 Ceiling Insulation / School | 0 | 0 | 643.8948 | 652.3948 | 690.6448 | 1567.0603 | 1886.9417 | 1924.2727 | 2338.5428 | 2571.9418 | 2557.0508 | 2029.3011 | 2213.8479 | 1895.5511 | 2749.7388 | 1968.1761 | 2234.5037 | 1856.66 | 2709.9727 | 2764.5347 | 2815.6287 | 2820.5037 | 0 | 0 | 0 | 0 | 0 | 0 | 0 | 0 | 40891.163 | 21686.2016
5 | 320 | 335 | 320 335 Roof Insulation / School | 0 | 0 | 208.8667 | 211.6167 | 226.7417 | 418.7148 | 484.4048 | 499.5601 | 590.5151 | 644.273 | 646.773 | 537.9448 | 578.9761 | 517.1011 | 697.1167 | 535.4917 | 595.4917 | 557.5542 | 701.6167 | 717.9605 | 735.2417 | 740.8042 | 0 | 0 | 0 | 0 | 0 | 0 | 0 | 0 | 10846.7653 | 5785.3764
5 | 340 | 344 | 340 344 Aerosol Duct Sealing / School | 0 | 0 | 369.3841 | 376.1341 | 413.5091 | 533.4496 | 569.4613 | 604.2826 | 667.8997 | 709.4075 | 726.5638 | 678.4779 | 710.806 | 693.7591 | 802.7279 | 726.2904 | 770.5091 | 0 | 0 | 0 | 0 | 0 | 0 | 0 | 0 | 0 | 0 | 0 | 0 | 0 | 9352.6623 | 5906.3654
5 | 340 | 345 | 340 345 Duct/Pipe Insulation / School | 0 | 0 | 76.0521 | 77.5521 | 84.6771 | 119.3363 | 129.9701 | 137.3763 | 154.1068 | 164.9818 | 167.4115 | 152.5833 | 0 | 0 | 0 | 0 | 0 | 0 | 0 | 0 | 0 | 0 | 0 | 0 | 0 | 0 | 0 | 0 | 0 | 0 | 1264.0473 | 924.6135
5 | 340 | 349 | 340 349 Ceiling Insulation / School | 0 | 0 | 658.2511 | 667.7511 | 706.6261 | 1602.1466 | 1929.6232 | 1967.5021 | 2391.2281 | 2629.4111 | 2615.1071 | 2074.8957 | 2263.8645 | 1938.3176 | 2812.3801 | 2012.6301 | 2285.4426 | 1899.0364 | 2770.7551 | 2827.8181 | 2879.6931 | 2883.3801 | 0 | 0 | 0 | 0 | 0 | 0 | 0 | 0 | 41815.8599 | 22176.5621
5 | 340 | 351 | 340 351 Cool Roof - DX / School | 0 | 0 | 1131.995 | 1147.87 | 1230.62 | 2194.2445 | 2516.4711 | 2601.9354 | 3053.417 | 3326.776 | 3345.956 | 2809.4013 | 3017.745 | 2717.245 | 3616.339 | 2816.2138 | 3117.3388 | 0 | 0 | 0 | 0 | 0 | 0 | 0 | 0 | 0 | 0 | 0 | 0 | 0 | 38643.5679 | 24071.521
5 | 360 | 361 | 360 361 HE PTAC, EER=9.6, 1 ton / School | 0 | 0 | 742.6671 | 753.2921 | 807.2921 | 1431.1549 | 1639.5021 | 1695.171 | 1987.964 | 2164.8702 | 2178.4015 | 1831.8859 | 1966.9171 | 1772.7296 | 2354.2611 | 1837.7296 | 2033.0421 | 0 | 0 | 0 | 0 | 0 | 0 | 0 | 0 | 0 | 0 | 0 | 0 | 0 | 25196.8804 | 15699.6055
5 | 400 | 402 | 400 402 Variable Speed Drive Control / School | 0 | 0 | 282.5691 | 287.6941 | 316.4441 | 407.6052 | 435.658 | 462.159 | 510.8504 | 542.9754 | 555.6316 | 519.1941 | 544.2254 | 531.1004 | 614.3816 | 556.0379 | 589.4441 | 0 | 0 | 0 | 0 | 0 | 0 | 0 | 0 | 0 | 0 | 0 | 0 | 0 | 7155.9703 | 4518.7941
5 | 400 | 403 | 400 403 Air Handler Optimization / School | 0 | 0 | 82.0531 | 83.6781 | 91.5531 | 118.8119 | 126.9926 | 134.0678 | 148.0844 | 157.225 | 0 | 0 | 0 | 0 | 0 | 0 | 0 | 0 | 0 | 0 | 0 | 0 | 0 | 0 | 0 | 0 | 0 | 0 | 0 | 0 | 942.4659 | 739.8609
5 | 400 | 404 | 400 404 Electronically Commutated Motors (ECM) on an Air Handler Unit / School | 0 | 0 | 115.9227 | 118.0477 | 129.9227 | 167.2528 | 178.4657 | 189.5623 | 209.1961 | 221.8524 | 227.9383 | 212.6414 | 222.8446 | 217.6414 | 251.1102 | 227.1727 | 241.2201 | 0 | 0 | 0 | 0 | 0 | 0 | 0 | 0 | 0 | 0 | 0 | 0 | 0 | 2930.7912 | 1851.2264
5 | 400 | 405 | 400 405 Demand Control Ventilation (DCV) / School | 0 | 0 | 188.2058 | 192.0808 | 201.4558 | 480.6975 | 584.1882 | 593.1482 | 725.4636 | 799.2214 | 793.2839 | 623.7839 | 682.0339 | 578.8464 | 852.2683 | 601.2058 | 685.4871 | 0 | 0 | 0 | 0 | 0 | 0 | 0 | 0 | 0 | 0 | 0 | 0 | 0 | 8581.3702 | 5291.0961
5 | 400 | 406 | 400 406 Energy Recovery Ventilation (ERV) / School | 0 | 0 | 86.2496 | 87.9996 | 92.4996 | 220.026 | 266.8394 | 270.7515 | 331.4449 | 364.9371 | 363.3824 | 285.0934 | 312.0621 | 264.4527 | 389.3434 | 274.2808 | 313.5621 | 252.4371 | 382.2809 | 389.2184 | 398.7809 | 396.3121 | 0 | 0 | 0 | 0 | 0 | 0 | 0 | 0 | 5741.9539 | 3041.9776
5 | 600 | 603 | 600 603 Heat Pump Water Heater (air source) / School | 0 | 0 | 293.5566 | 299.0566 | 329.0566 | 423.6191 | 452.7646 | 481.0273 | 530.8691 | 564.08 | 577.6035 | 539.9472 | 565.2909 | 552.3534 | 638.2754 | 577.9316 | 612.9316 | 0 | 0 | 0 | 0 | 0 | 0 | 0 | 0 | 0 | 0 | 0 | 0 | 0 | 7438.3631 | 4697.1159
5 | 600 | 606 | 600 606 Demand controlled circulating systems / School | 0 | 0 | 20.7734 | 21.3984 | 23.3984 | 30.203 | 32.5878 | 33.665 | 37.3749 | 39.828 | 40.7343 | 38.5234 | 39.6484 | 38.914 | 44.5546 | 40.4609 | 43.3359 | 0 | 0 | 0 | 0 | 0 | 0 | 0 | 0 | 0 | 0 | 0 | 0 | 0 | 525.4001 | 332.1811
5 | 600 | 608 | 600 608 Heat Recovery Unit / School | 0 | 0 | 321.8578 | 327.6078 | 360.1078 | 464.3559 | 495.975 | 525.7592 | 581.5844 | 617.9788 | 632.4788 | 591.4319 | 0 | 0 | 0 | 0 | 0 | 0 | 0 | 0 | 0 | 0 | 0 | 0 | 0 | 0 | 0 | 0 | 0 | 0 | 4919.1376 | 3620.3328
5 | 600 | 609 | 600 609 Heat Trap / School | 0 | 0 | 37.7283 | 38.8533 | 42.6033 | 54.492 | 58.5134 | 60.8582 | 68.2049 | 72.0602 | 74.6227 | 69.3805 | 0 | 0 | 0 | 0 | 0 | 0 | 0 | 0 | 0 | 0 | 0 | 0 | 0 | 0 | 0 | 0 | 0 | 0 | 577.3167 | 425.0227
5 | 600 | 610 | 600 610 Hot Water Pipe Insulation / School | 0 | 0 | 8.3343 | 8.8343 | 9.2093 | 12.4037 | 12.9877 | 13.2474 | 14.475 | 15.5922 | 16.8031 | 15.5687 | 15.6156 | 15.3031 | 17.6781 | 16.1781 | 16.9906 | 0 | 0 | 0 | 0 | 0 | 0 | 0 | 0 | 0 | 0 | 0 | 0 | 0 | 209.2212 | 132.4726
5 | 700 | 701 | 700 701 PC Manual Power Management Enabling / School | 0 | 0 | 132.2473 | 134.1223 | 146.8723 | 200.2678 | 0 | 0 | 0 | 0 | 0 | 0 | 0 | 0 | 0 | 0 | 0 | 0 | 0 | 0 | 0 | 0 | 0 | 0 | 0 | 0 | 0 | 0 | 0 | 0 | 613.5098 | 553.7663
5 | 700 | 702 | 700 702 PC Network Power Management Enabling / School | 0 | 0 | 132.2473 | 134.1223 | 146.8723 | 200.2678 | 0 | 0 | 0 | 0 | 0 | 0 | 0 | 0 | 0 | 0 | 0 | 0 | 0 | 0 | 0 | 0 | 0 | 0 | 0 | 0 | 0 | 0 | 0 | 0 | 613.5098 | 553.7663
5 | 710 | 711 | 710 711 Energy Star or Better Monitor / School | 0 | 0 | 189.7525 | 193.1275 | 211.6275 | 287.6958 | 0 | 0 | 0 | 0 | 0 | 0 | 0 | 0 | 0 | 0 | 0 | 0 | 0 | 0 | 0 | 0 | 0 | 0 | 0 | 0 | 0 | 0 | 0 | 0 | 882.2032 | 796.2757
5 | 710 | 712 | 710 712 Monitor Power Management Enabling / School | 0 | 0 | 124.4413 | 126.3163 | 137.8163 | 187.6581 | 0 | 0 | 0 | 0 | 0 | 0 | 0 | 0 | 0 | 0 | 0 | 0 | 0 | 0 | 0 | 0 | 0 | 0 | 0 | 0 | 0 | 0 | 0 | 0 | 576.2319 | 520.1888
5 | 720 | 722 | 720 722 Monitor Power Management Enabling / School | 0 | 0 | 0.016117 | 0.26612 | 0.26612 | 0.52295 | 0 | 0 | 0 | 0 | 0 | 0 | 0 | 0 | 0 | 0 | 0 | 0 | 0 | 0 | 0 | 0 | 0 | 0 | 0 | 0 | 0 | 0 | 0 | 0 | 1.0713 | 0.93423
5 | 730 | 732 | 730 732 Copier Power Management Enabling / School | 0 | 0 | 8.306 | 8.556 | 9.056 | 12.8129 | 13.4183 | 13.6752 | 0 | 0 | 0 | 0 | 0 | 0 | 0 | 0 | 0 | 0 | 0 | 0 | 0 | 0 | 0 | 0 | 0 | 0 | 0 | 0 | 0 | 0 | 65.8245 | 55.3931
5 | 740 | 741 | 740 741 Printer Power Management Enabling / School | 0 | 0 | 80.1854 | 81.5604 | 89.5604 | 122.0292 | 131.5819 | 0 | 0 | 0 | 0 | 0 | 0 | 0 | 0 | 0 | 0 | 0 | 0 | 0 | 0 | 0 | 0 | 0 | 0 | 0 | 0 | 0 | 0 | 0 | 504.9174 | 439.3547
5 | 800 | 801 | 800 801 Convection Oven / School | 0 | 0 | 13.3503 | 13.7253 | 14.7253 | 19.1423 | 20.5202 | 21.28 | 23.1784 | 25.0846 | 26.0768 | 24.7096 | 0 | 0 | 0 | 0 | 0 | 0 | 0 | 0 | 0 | 0 | 0 | 0 | 0 | 0 | 0 | 0 | 0 | 0 | 201.7928 | 148.5866
5 | 810 | 811 | 810 811 Efficient Fryer / School | 0 | 0 | 3.0966 | 3.5966 | 3.7216 | 5.0449 | 5.8007 | 5.3525 | 6.2997 | 6.4013 | 6.9247 | 6.4091 | 0 | 0 | 0 | 0 | 0 | 0 | 0 | 0 | 0 | 0 | 0 | 0 | 0 | 0 | 0 | 0 | 0 | 0 | 52.6478 | 38.6655
5 | 900 | 901 | 900 901 Vending Misers (cooled machines only) / School | 0 | 0 | 48.4657 | 49.7157 | 54.7157 | 70.2616 | 75.6747 | 79.4706 | 88.0048 | 93.1648 | 96.1805 | 89.8836 | 0 | 0 | 0 | 0 | 0 | 0 | 0 | 0 | 0 | 0 | 0 | 0 | 0 | 0 | 0 | 0 | 0 | 0 | 745.538 | 548.6234
6 | 110 | 111 | 110 111 Premium T8, Electronic Ballast / College | 0 | 0 | 407.267 | 413.267 | 448.517 | 697.0663 | 778.3627 | 812.1615 | 932.4233 | 1006.3998 | 1019.2514 | 889.767 | 947.1108 | 880.0483 | 1109.892 | 914.0795 | 995.3295 | 980.4858 | 1142.3608 | 1172.517 | 1202.0483 | 1223.0795 | 1254.767 | 1156.392 | 1186.892 | 1118.4233 | 1143.2045 | 1227.2983 | 1222.0483 | 1552.3295 | 27832.7883 | 11910.0264
6 | 110 | 114 | 110 114 Continuous Dimming / College | 0 | 0 | 852.2673 | 866.3923 | 945.7673 | 1352.1267 | 1481.4773 | 1557.904 | 1759.5486 | 1887.6189 | 1920.1423 | 1723.6736 | 1823.3923 | 1729.1423 | 2103.4236 | 1803.4861 | 1940.8923 | 1939.6736 | 2194.7048 | 2257.6111 | 2316.4236 | 2369.9548 | 2432.4548 | 2287.7048 | 0 | 0 | 0 | 0 | 0 | 0 | 39545.7817 | 20046.8446
6 | 110 | 115 | 110 115 Lighting Control Tuneup / College | 0 | 0 | 88.8453 | 90.2203 | 98.4703 | 142.0406 | 155.9781 | 163.3541 | 0 | 0 | 0 | 0 | 0 | 0 | 0 | 0 | 0 | 0 | 0 | 0 | 0 | 0 | 0 | 0 | 0 | 0 | 0 | 0 | 0 | 0 | 738.9088 | 619.0139
6 | 120 | 121 | 120 121 ROB Premium T8, 1EB / College | 0 | 0 | 175.8534 | 178.6034 | 193.2284 | 300.994 | 336.2196 | 350.5418 | 403.3222 | 434.0565 | 440.6503 | 384.6503 | 408.9628 | 379.869 | 479.0722 | 395.0721 | 431.0096 | 423.1971 | 494.2284 | 505.5097 | 519.9159 | 528.7284 | 541.6659 | 500.2284 | 513.0096 | 484.2596 | 493.6971 | 529.4471 | 529.1971 | 671.5409 | 12026.7302 | 5145.3029
6 | 120 | 122 | 120 122 ROB Premium T8, EB, Reflector / College | 0 | 0 | 710.7436 | 721.3686 | 781.6186 | 1216.6445 | 1357.5737 | 1417.1283 | 1627.181 | 1756.7358 | 1779.0794 | 1553.0092 | 1652.8529 | 1534.5874 | 1936.5874 | 1595.7749 | 1737.5722 | 1711.291 | 1992.8847 | 2046.416 | 2098.1347 | 2135.7597 | 2190.3222 | 2017.4472 | 2074.3847 | 1952.0097 | 1998.041 | 2144.2597 | 2134.5722 | 2711.3847 | 48585.3643 | 20786.8031
6 | 120 | 123 | 120 123 Occupancy Sensor / College | 0 | 0 | 227.8767 | 231.5017 | 250.6267 | 396.4563 | 444.7087 | 463.699 | 533.4705 | 576.4392 | 583.2126 | 506.8455 | 540.0017 | 498.9548 | 634.7205 | 518.533 | 566.2517 | 555.1892 | 651.5642 | 667.6267 | 0 | 0 | 0 | 0 | 0 | 0 | 0 | 0 | 0 | 0 | 8847.6785 | 5050.2662
6 | 120 | 124 | 120 124 Lighting Control Tuneup / College | 0 | 0 | 54.1983 | 55.0733 | 60.1983 | 86.2247 | 94.1378 | 99.0118 | 0 | 0 | 0 | 0 | 0 | 0 | 0 | 0 | 0 | 0 | 0 | 0 | 0 | 0 | 0 | 0 | 0 | 0 | 0 | 0 | 0 | 0 | 448.8444 | 376.1567
6 | 130 | 131 | 130 131 CFL Screw-in 18W / College | 0 | 0 | 3341.6428 | 3390.8928 | 3653.8928 | 6099.8478 | 0 | 0 | 0 | 0 | 0 | 0 | 0 | 0 | 0 | 0 | 0 | 0 | 0 | 0 | 0 | 0 | 0 | 0 | 0 | 0 | 0 | 0 | 0 | 0 | 16486.2762 | 14805.2347
6 | 150 | 151 | 150 151 PSMH, 250W, magnetic ballast / College | 0 | 0 | 696.3734 | 707.7484 | 772.4984 | 1105.537 | 1210.4037 | 1272.1244 | 1437.6156 | 1542.4125 | 1568.6781 | 1408.0765 | 1489.764 | 1413.014 | 1718.4672 | 1472.9672 | 1585.7646 | 1584.3583 | 1793.0146 | 1845.0771 | 1893.2958 | 1937.3271 | 0 | 0 | 0 | 0 | 0 | 0 | 0 | 0 | 28454.5182 | 15309.5156
6 | 150 | 152 | 150 152 PSMH, 250 W, electronic ballast / College | 0 | 0 | 805.1451 | 817.8951 | 892.8951 | 1276.8316 | 1399.5826 | 1471.441 | 1662.4107 | 1782.6998 | 1812.5826 | 1628.1139 | 1721.6295 | 1633.5982 | 1986.6764 | 1703.2389 | 1833.2076 | 1831.9889 | 2072.8951 | 2131.8326 | 2188.3326 | 2238.4576 | 0 | 0 | 0 | 0 | 0 | 0 | 0 | 0 | 32891.4553 | 17696.9401
6 | 150 | 153 | 150 153 High Bay T5 / College | 0 | 0 | 983.6176 | 998.7426 | 1082.3676 | 1684.4164 | 1880.4428 | 1962.9887 | 2253.2895 | 2433.4807 | 2462.6604 | 2150.176 | 2288.3479 | 2125.0979 | 2682.0823 | 2210.7385 | 2406.0198 | 2370.9573 | 2760.7073 | 2833.551 | 2906.3323 | 2957.7385 | 0 | 0 | 0 | 0 | 0 | 0 | 0 | 0 | 43433.7551 | 23297.5993
6 | 160 | 161 | 160 161 LED Exit Sign / College | 0 | 0 | 3.0962 | 3.9712 | 3.5962 | 8.437 | 10.352 | 9.6147 | 12.5649 | 13.7484 | 13.7952 | 10.8577 | 12.2015 | 9.9984 | 13.9984 | 9.4984 | 11.6234 | 9.9046 | 0 | 0 | 0 | 0 | 0 | 0 | 0 | 0 | 0 | 0 | 0 | 0 | 157.258 | 95.1703
6 | 200 | 201 | 200 201 High Pressure Sodium 250W Lamp / College | 0 | 0 | 85.9037 | 87.4037 | 96.2787 | 123.9135 | 133.3735 | 0 | 0 | 0 | 0 | 0 | 0 | 0 | 0 | 0 | 0 | 0 | 0 | 0 | 0 | 0 | 0 | 0 | 0 | 0 | 0 | 0 | 0 | 0 | 526.8732 | 459.4449
6 | 200 | 202 | 200 202 Outdoor Lighting Controls (Photocell/Timeclock) / College | 0 | 0 | 67.8924 | 69.2674 | 76.0174 | 98.1609 | 104.7361 | 0 | 0 | 0 | 0 | 0 | 0 | 0 | 0 | 0 | 0 | 0 | 0 | 0 | 0 | 0 | 0 | 0 | 0 | 0 | 0 | 0 | 0 | 0 | 416.0743 | 362.8909
6 | 210 | 211 | 210 211 Outdoor Lighting Controls (Photocell/Timeclock) / College | 0 | 0 | 114.8824 | 116.6324 | 128.6324 | 165.8541 | 177.5084 | 0 | 0 | 0 | 0 | 0 | 0 | 0 | 0 | 0 | 0 | 0 | 0 | 0 | 0 | 0 | 0 | 0 | 0 | 0 | 0 | 0 | 0 | 0 | 703.5097 | 613.5314
6 | 300 | 301 | 300 301 Centrifugal Chiller, 0.51 kW/ton, 500 tons / College | 0 | 0 | 224.2928 | 227.4178 | 246.5428 | 385.9627 | 431.8211 | 450.5018 | 518.2694 | 558.8084 | 566.3241 | 493.2928 | 525.0428 | 486.4647 | 616.2303 | 505.6678 | 551.5902 | 541.6527 | 633.8089 | 650.3714 | 666.4652 | 678.1214 | 0 | 0 | 0 | 0 | 0 | 0 | 0 | 0 | 9958.6494 | 5340.6942
6 | 300 | 302 | 300 302 High Efficiency Chiller Motors / College | 0 | 0 | 53.6582 | 54.6582 | 59.9082 | 84.0069 | 91.9151 | 95.9883 | 108.3145 | 115.9864 | 118.002 | 107.2207 | 112.7051 | 107.5332 | 129.0957 | 111.002 | 119.7207 | 120.0645 | 135.8457 | 139.4082 | 143.7832 | 146.6582 | 0 | 0 | 0 | 0 | 0 | 0 | 0 | 0 | 2155.4752 | 1161.0391
6 | 300 | 304 | 300 304 EMS - Chiller / College | 0 | 0 | 185.26 | 188.385 | 206.385 | 286.9924 | 312.5842 | 328.6135 | 369.6272 | 394.8538 | 402.7366 | 365.8537 | 0 | 0 | 0 | 0 | 0 | 0 | 0 | 0 | 0 | 0 | 0 | 0 | 0 | 0 | 0 | 0 | 0 | 0 | 3041.2911 | 2226.4264
6 | 300 | 305 | 300 305 Chiller Tune Up/Diagnostics / College | 0 | 0 | 200.4453 | 203.5703 | 214.9453 | 511.9267 | 622.2783 | 631.9892 | 773.9687 | 851.7697 | 846.0119 | 664.965 | 0 | 0 | 0 | 0 | 0 | 0 | 0 | 0 | 0 | 0 | 0 | 0 | 0 | 0 | 0 | 0 | 0 | 0 | 5521.8705 | 3923.8843
6 | 300 | 306 | 300 306 VSD for Chiller Pumps and Towers / College | 0 | 0 | 174.7242 | 178.0992 | 194.8492 | 271.234 | 294.9547 | 309.9723 | 348.4196 | 372.7945 | 380.5367 | 344.8649 | 363.3961 | 347.9274 | 416.7242 | 362.818 | 388.2555 | 0 | 0 | 0 | 0 | 0 | 0 | 0 | 0 | 0 | 0 | 0 | 0 | 0 | 4749.5706 | 2989.1772
6 | 300 | 307 | 300 307 EMS Optimization / College | 0 | 0 | 82.0531 | 83.6781 | 91.5531 | 118.5619 | 126.9486 | 0 | 0 | 0 | 0 | 0 | 0 | 0 | 0 | 0 | 0 | 0 | 0 | 0 | 0 | 0 | 0 | 0 | 0 | 0 | 0 | 0 | 0 | 0 | 502.7948 | 438.4897
6 | 300 | 308 | 300 308 Aerosol Duct Sealing / College | 0 | 0 | 166.211 | 168.961 | 185.961 | 239.5938 | 255.9444 | 271.0987 | 299.3516 | 318.8791 | 326.3634 | 305.215 | 319.0275 | 311.6994 | 360.7463 | 326.0275 | 345.7775 | 0 | 0 | 0 | 0 | 0 | 0 | 0 | 0 | 0 | 0 | 0 | 0 | 0 | 4200.857 | 2653.0959
6 | 300 | 309 | 300 309 Duct/Pipe Insulation / College | 0 | 0 | 33.9215 | 34.4215 | 37.7965 | 52.7389 | 57.5895 | 59.692 | 67.3043 | 72.7146 | 73.6052 | 67.2849 | 0 | 0 | 0 | 0 | 0 | 0 | 0 | 0 | 0 | 0 | 0 | 0 | 0 | 0 | 0 | 0 | 0 | 0 | 557.069 | 407.7825
6 | 300 | 311 | 300 311 Window Film (Standard) / College | 0 | 0 | 108.8153 | 110.5653 | 118.1903 | 208.1004 | 238.1463 | 246.4237 | 289.0809 | 313.4169 | 316.1044 | 266.2215 | 0 | 0 | 0 | 0 | 0 | 0 | 0 | 0 | 0 | 0 | 0 | 0 | 0 | 0 | 0 | 0 | 0 | 0 | 2215.0649 | 1598.6363
6 | 300 | 313 | 300 313 Ceiling Insulation / College | 0 | 0 | 296.3552 | 299.9802 | 317.3552 | 720.7698 | 868.1277 | 884.2322 | 1075.7146 | 1181.9958 | 1175.9255 | 933.0583 | 1017.6208 | 871.3396 | 1264.1677 | 905.0115 | 1027.949 | 853.1365 | 1245.574 | 1270.5427 | 1297.2615 | 1297.3552 | 0 | 0 | 0 | 0 | 0 | 0 | 0 | 0 | 18803.4728 | 9971.9609
6 | 300 | 314 | 300 314 Roof Insulation / College | 0 | 0 | 94.6387 | 96.1387 | 103.0137 | 185.2539 | 213.6221 | 219.8721 | 259.3106 | 281.7246 | 283.9746 | 237.8106 | 255.4043 | 229.0762 | 305.92 | 237.6075 | 263.4361 | 249.4048 | 309.4673 | 316.2173 | 324.8423 | 327.7173 | 0 | 0 | 0 | 0 | 0 | 0 | 0 | 0 | 4794.453 | 2559.2312
6 | 300 | 317 | 300 317 Thermal Energy Storage (TES) Positive / College | 0 | 0 | 293.9299 | 290.9299 | 316.5549 | 419.8938 | 437.8635 | 461.9192 | 507.1955 | 541.7737 | 563.7893 | 527.4612 | 549.9768 | 540.7112 | 610.4299 | 555.8362 | 588.4924 | 627.2112 | 643.4924 | 663.0549 | 684.0549 | 709.8674 | 728.4924 | 705.0549 | 735.2424 | 715.7424 | 715.7737 | 763.6487 | 802.6174 | 870.2424 | 16571.2527 | 7093.1654
6 | 300 | 317 | 300 317 Thermal Energy Storage (TES) Negative / College | 0 | 0 | -296 | -304.875 | -340.75 | -350.5 | -357.25 | -384 | -410.5 | -425.25 | -442 | -454.5 | -467.25 | -486.75 | -508 | -513.5 | -527.75 | -543.5 | -560.5 | -582.5 | -605 | -627 | -645.5 | -668 | -690 | -709 | -732.5 | -756.5 | -774 | -791 | -14953.875 | -6325.5153
6 | 320 | 321 | 320 321 DX Packaged System, EER=10.9, 10 tons / College | 0 | 0 | 194.2446 | 196.7446 | 211.2446 | 380.2017 | 437.9634 | 452.2983 | 532.6665 | 579.2953 | 582.3734 | 487.725 | 524.225 | 470.1625 | 628.7094 | 487.2406 | 540.1005 | 0 | 0 | 0 | 0 | 0 | 0 | 0 | 0 | 0 | 0 | 0 | 0 | 0 | 6705.1956 | 4175.2727
6 | 320 | 322 | 320 322 Hybrid Dessicant-DX System (Trane CDQ) / College | 0 | 0 | 1035.1486 | 1051.5236 | 1157.1486 | 1512.1564 | 1619.631 | 1717.0998 | 1902.0158 | 2024.1448 | 2069.7776 | 1922.2151 | 2018.4807 | 1963.9495 | 2285.1214 | 2052.4026 | 2180.9339 | 0 | 0 | 0 | 0 | 0 | 0 | 0 | 0 | 0 | 0 | 0 | 0 | 0 | 26511.7498 | 16731.9543
6 | 320 | 323 | 320 323 Geothermal Heat Pump, EER=13, 10 tons / College | 0 | 0 | 538.7064 | 547.4564 | 601.5814 | 787.0961 | 843.0238 | 893.0316 | 990.097 | 1053.1127 | 1077.4095 | 1000.472 | 1050.597 | 1022.2845 | 1188.2377 | 1067.8314 | 1135.2377 | 0 | 0 | 0 | 0 | 0 | 0 | 0 | 0 | 0 | 0 | 0 | 0 | 0 | 13796.1757 | 8706.9841
6 | 320 | 326 | 320 326 DX Tune Up/ Advanced Diagnostics / College | 0 | 0 | 148.2831 | 150.5331 | 163.0331 | 251.9892 | 281.1347 | 293.4599 | 336.6269 | 362.8769 | 368.0722 | 321.5644 | 0 | 0 | 0 | 0 | 0 | 0 | 0 | 0 | 0 | 0 | 0 | 0 | 0 | 0 | 0 | 0 | 0 | 0 | 2677.5735 | 1946.9649
6 | 320 | 327 | 320 327 DX Coil Cleaning / College | 0 | 0 | 190.5199 | 193.2699 | 204.0199 | 486.1229 | 590.7738 | 0 | 0 | 0 | 0 | 0 | 0 | 0 | 0 | 0 | 0 | 0 | 0 | 0 | 0 | 0 | 0 | 0 | 0 | 0 | 0 | 0 | 0 | 0 | 1664.7062 | 1414.7461
6 | 320 | 329 | 320 329 Aerosol Duct Sealing / College | 0 | 0 | 263.8925 | 268.1425 | 295.3925 | 380.705 | 406.8026 | 431.5888 | 476.7206 | 506.6894 | 518.3378 | 484.7518 | 507.6737 | 495.3612 | 573.0175 | 518.4862 | 550.33 | 0 | 0 | 0 | 0 | 0 | 0 | 0 | 0 | 0 | 0 | 0 | 0 | 0 | 6677.8918 | 4217.1389
6 | 320 | 330 | 320 330 Duct/Pipe Insulation / College | 0 | 0 | 54.2913 | 55.4163 | 60.6663 | 85.2649 | 92.6731 | 96.7464 | 109.0725 | 116.7444 | 119.26 | 107.9788 | 0 | 0 | 0 | 0 | 0 | 0 | 0 | 0 | 0 | 0 | 0 | 0 | 0 | 0 | 0 | 0 | 0 | 0 | 898.1141 | 657.307
6 | 320 | 334 | 320 334 Ceiling Insulation / College | 0 | 0 | 470.1834 | 477.1834 | 504.5584 | 1144.7737 | 1378.1844 | 1404.4969 | 1708.1522 | 1878.0193 | 1867.8631 | 1482.3397 | 1616.1365 | 1383.9959 | 2008.9964 | 1437.5272 | 1632.0897 | 1355.9022 | 1978.7459 | 2019.4334 | 2058.8397 | 2059.8084 | 0 | 0 | 0 | 0 | 0 | 0 | 0 | 0 | 29867.2298 | 15839.5106
6 | 320 | 335 | 320 335 Roof Insulation / College | 0 | 0 | 151.906 | 154.406 | 164.656 | 301.7 | 348.5613 | 358.7908 | 424.4919 | 462.3279 | 464.4841 | 386.8279 | 416.6248 | 372.7185 | 500.656 | 386.031 | 428.8748 | 402.9685 | 504.4998 | 516.1248 | 528.3123 | 534.031 | 0 | 0 | 0 | 0 | 0 | 0 | 0 | 0 | 7808.9933 | 4166.7208
6 | 340 | 344 | 340 344 Aerosol Duct Sealing / College | 0 | 0 | 269.9688 | 274.2188 | 301.9688 | 388.9112 | 416.1173 | 440.8526 | 487.8751 | 517.3907 | 530.2422 | 495.2501 | 519.4376 | 507.0782 | 585.6251 | 530.3126 | 562.4063 | 0 | 0 | 0 | 0 | 0 | 0 | 0 | 0 | 0 | 0 | 0 | 0 | 0 | 6827.6557 | 4311.679
6 | 340 | 345 | 340 345 Duct/Pipe Insulation / College | 0 | 0 | 55.4808 | 56.7308 | 61.9808 | 86.4856 | 94.1546 | 98.471 | 110.8089 | 118.9299 | 120.9924 | 110.3361 | 0 | 0 | 0 | 0 | 0 | 0 | 0 | 0 | 0 | 0 | 0 | 0 | 0 | 0 | 0 | 0 | 0 | 0 | 914.3707 | 669.3096
6 | 340 | 349 | 340 349 Ceiling Insulation / College | 0 | 0 | 480.9719 | 487.5969 | 515.8469 | 1170.2268 | 1408.758 | 1436.6731 | 1746.5344 | 1920.05 | 1910.4328 | 1515.6282 | 1652.5188 | 1416.0032 | 2053.7529 | 1469.3782 | 1668.7532 | 1385.8157 | 2022.8157 | 2064.4407 | 2104.4407 | 2105.0344 | 0 | 0 | 0 | 0 | 0 | 0 | 0 | 0 | 30535.6725 | 16194.5618
6 | 340 | 351 | 340 351 Cool Roof - DX / College | 0 | 0 | 799.5994 | 810.8494 | 868.8494 | 1549.8645 | 1776.7781 | 1836.9285 | 2156.1463 | 2348.7869 | 2362.0447 | 1984.3494 | 2131.3963 | 1918.2713 | 2553.0054 | 1987.9119 | 2201.0218 | 0 | 0 | 0 | 0 | 0 | 0 | 0 | 0 | 0 | 0 | 0 | 0 | 0 | 27285.8033 | 16997.0771
6 | 360 | 361 | 360 361 HE PTAC, EER=9.6, 1 ton / College | 0 | 0 | 542.4626 | 550.0876 | 589.8376 | 1045.5358 | 1196.8405 | 1238.0407 | 1452.4079 | 1580.818 | 1590.193 | 1337.7711 | 1436.568 | 1294.7555 | 1718.3024 | 1342.2399 | 1484.3649 | 0 | 0 | 0 | 0 | 0 | 0 | 0 | 0 | 0 | 0 | 0 | 0 | 0 | 18400.2251 | 11465.0858
6 | 400 | 402 | 400 402 Variable Speed Drive Control / College | 0 | 0 | 318.8257 | 324.0757 | 356.7007 | 460.0396 | 491.3286 | 521.1675 | 576.0523 | 612.1929 | 626.5366 | 585.5132 | 613.4819 | 598.6226 | 692.2007 | 626.6069 | 665.0132 | 0 | 0 | 0 | 0 | 0 | 0 | 0 | 0 | 0 | 0 | 0 | 0 | 0 | 8068.3582 | 5095.1158
6 | 400 | 403 | 400 403 Air Handler Optimization / College | 0 | 0 | 92.3914 | 94.5164 | 103.6414 | 134.0076 | 142.7254 | 151.3543 | 167.407 | 177.6648 | 0 | 0 | 0 | 0 | 0 | 0 | 0 | 0 | 0 | 0 | 0 | 0 | 0 | 0 | 0 | 0 | 0 | 0 | 0 | 0 | 1063.7082 | 834.9755
6 | 400 | 404 | 400 404 Electronically Commutated Motors (ECM) on an Air Handler Unit / College | 0 | 0 | 130.7608 | 132.7608 | 146.5108 | 188.6124 | 201.3975 | 213.8077 | 235.878 | 250.8664 | 256.9211 | 240.2961 | 251.3586 | 245.1711 | 283.6711 | 256.4523 | 272.2648 | 0 | 0 | 0 | 0 | 0 | 0 | 0 | 0 | 0 | 0 | 0 | 0 | 0 | 3306.7293 | 2088.4384
6 | 400 | 405 | 400 405 Demand Control Ventilation (DCV) / College | 0 | 0 | 212.3342 | 215.8342 | 227.4592 | 541.9968 | 657.7932 | 668.6164 | 818.0686 | 900.5373 | 893.9123 | 703.3498 | 768.9123 | 652.3655 | 960.6467 | 677.7717 | 773.0842 | 0 | 0 | 0 | 0 | 0 | 0 | 0 | 0 | 0 | 0 | 0 | 0 | 0 | 9672.683 | 5963.7674
6 | 400 | 406 | 400 406 Energy Recovery Ventilation (ERV) / College | 0 | 0 | 96.9693 | 98.9693 | 104.0943 | 248.272 | 301.0464 | 305.2691 | 374.274 | 410.9186 | 409.1061 | 321.5671 | 351.8796 | 298.0514 | 439.0358 | 309.0671 | 352.6921 | 284.3795 | 430.5983 | 438.6296 | 448.2858 | 447.5358 | 0 | 0 | 0 | 0 | 0 | 0 | 0 | 0 | 6470.6412 | 3428.1818
6 | 600 | 603 | 600 603 Heat Pump Water Heater (air source) / College | 0 | 0 | 149.0745 | 151.5745 | 166.5745 | 215.2689 | 230.1985 | 243.64 | 269.512 | 286.4105 | 293.3714 | 273.7308 | 286.9183 | 280.1683 | 323.3558 | 292.4808 | 310.637 | 0 | 0 | 0 | 0 | 0 | 0 | 0 | 0 | 0 | 0 | 0 | 0 | 0 | 3772.9158 | 2382.8004
6 | 600 | 606 | 600 606 Demand controlled circulating systems / College | 0 | 0 | 10.7012 | 11.2012 | 12.0762 | 15.333 | 16.4385 | 16.9453 | 19.1856 | 19.8028 | 20.2871 | 19.5293 | 20.3418 | 19.3262 | 22.5137 | 20.7012 | 21.6236 | 0 | 0 | 0 | 0 | 0 | 0 | 0 | 0 | 0 | 0 | 0 | 0 | 0 | 266.0066 | 168.4828
6 | 600 | 608 | 600 608 Heat Recovery Unit / College | 0 | 0 | 163.3804 | 165.7554 | 182.6304 | 235.4985 | 251.5982 | 266.7446 | 295.0913 | 313.3491 | 321.8413 | 300.646 | 0 | 0 | 0 | 0 | 0 | 0 | 0 | 0 | 0 | 0 | 0 | 0 | 0 | 0 | 0 | 0 | 0 | 0 | 2496.5353 | 1837.0762
6 | 600 | 609 | 600 609 Heat Trap / College | 0 | 0 | 19.0718 | 19.6968 | 21.3218 | 27.9214 | 29.8443 | 31.1148 | 34.4937 | 36.4468 | 37.7437 | 35.3218 | 0 | 0 | 0 | 0 | 0 | 0 | 0 | 0 | 0 | 0 | 0 | 0 | 0 | 0 | 0 | 0 | 0 | 0 | 292.9767 | 215.6676
6 | 600 | 610 | 600 610 Hot Water Pipe Insulation / College | 0 | 0 | 4.2337 | 4.3587 | 4.9837 | 6.5569 | 6.8685 | 6.6146 | 7.3118 | 7.4134 | 8.3665 | 7.9212 | 7.9524 | 8.2806 | 8.2337 | 8.0774 | 8.1087 | 0 | 0 | 0 | 0 | 0 | 0 | 0 | 0 | 0 | 0 | 0 | 0 | 0 | 105.2819 | 66.964
6 | 700 | 701 | 700 701 PC Manual Power Management Enabling / College | 0 | 0 | 300.5482 | 305.5482 | 336.6732 | 432.973 | 0 | 0 | 0 | 0 | 0 | 0 | 0 | 0 | 0 | 0 | 0 | 0 | 0 | 0 | 0 | 0 | 0 | 0 | 0 | 0 | 0 | 0 | 0 | 0 | 1375.7427 | 1243.3795
6 | 700 | 702 | 700 702 PC Network Power Management Enabling / College | 0 | 0 | 300.5482 | 305.5482 | 336.6732 | 432.973 | 0 | 0 | 0 | 0 | 0 | 0 | 0 | 0 | 0 | 0 | 0 | 0 | 0 | 0 | 0 | 0 | 0 | 0 | 0 | 0 | 0 | 0 | 0 | 0 | 1375.7427 | 1243.3795
6 | 710 | 711 | 710 711 Energy Star or Better Monitor / College | 0 | 0 | 434.627 | 442.127 | 486.252 | 630.4766 | 0 | 0 | 0 | 0 | 0 | 0 | 0 | 0 | 0 | 0 | 0 | 0 | 0 | 0 | 0 | 0 | 0 | 0 | 0 | 0 | 0 | 0 | 0 | 0 | 1993.4825 | 1801.3815
6 | 710 | 712 | 710 712 Monitor Power Management Enabling / College | 0 | 0 | 281.8877 | 286.5127 | 315.6377 | 406.6426 | 0 | 0 | 0 | 0 | 0 | 0 | 0 | 0 | 0 | 0 | 0 | 0 | 0 | 0 | 0 | 0 | 0 | 0 | 0 | 0 | 0 | 0 | 0 | 0 | 1290.6807 | 1166.4606
6 | 720 | 721 | 720 721 Energy Star or Better Monitor / College | 0 | 0 | 0 | 0 | 0 | 0 | 0 | 0 | 0 | 0 | 0 | 0 | 0 | 0 | 0 | 0 | 0 | 0 | 0 | 0 | 0 | 0 | 0 | 0 | 0 | 0 | 0 | 0 | 0 | 0 | 0 | 0
6 | 720 | 722 | 720 722 Monitor Power Management Enabling / College | 0 | 0 | 0.53626 | 0.53626 | 0.53626 | 0.84095 | 0 | 0 | 0 | 0 | 0 | 0 | 0 | 0 | 0 | 0 | 0 | 0 | 0 | 0 | 0 | 0 | 0 | 0 | 0 | 0 | 0 | 0 | 0 | 0 | 2.4497 | 2.21
6 | 730 | 732 | 730 732 Copier Power Management Enabling / College | 0 | 0 | 12.939 | 13.189 | 13.939 | 18.5083 | 19.3169 | 20.6402 | 0 | 0 | 0 | 0 | 0 | 0 | 0 | 0 | 0 | 0 | 0 | 0 | 0 | 0 | 0 | 0 | 0 | 0 | 0 | 0 | 0 | 0 | 98.5325 | 83.0892
6 | 740 | 741 | 740 741 Printer Power Management Enabling / College | 0 | 0 | 186.4682 | 189.8432 | 208.5932 | 269.0249 | 287.2973 | 0 | 0 | 0 | 0 | 0 | 0 | 0 | 0 | 0 | 0 | 0 | 0 | 0 | 0 | 0 | 0 | 0 | 0 | 0 | 0 | 0 | 0 | 0 | 1141.2268 | 995.3834
6 | 800 | 801 | 800 801 Convection Oven / College | 0 | 0 | 5.2135 | 5.4635 | 6.0885 | 7.7242 | 8.7955 | 7.8004 | 10.0103 | 9.8813 | 10.811 | 9.8657 | 0 | 0 | 0 | 0 | 0 | 0 | 0 | 0 | 0 | 0 | 0 | 0 | 0 | 0 | 0 | 0 | 0 | 0 | 81.6538 | 60.0798
6 | 810 | 811 | 810 811 Efficient Fryer / College | 0 | 0 | 1.3225 | 1.3225 | 1.5725 | 1.2356 | 2.0237 | 1.7688 | 2.0647 | 1.9007 | 2.5413 | 1.9788 | 0 | 0 | 0 | 0 | 0 | 0 | 0 | 0 | 0 | 0 | 0 | 0 | 0 | 0 | 0 | 0 | 0 | 0 | 17.7311 | 13.1542
6 | 900 | 901 | 900 901 Vending Misers (cooled machines only) / College | 0 | 0 | 25.9344 | 26.3094 | 28.6844 | 37.2665 | 39.9891 | 42.0184 | 46.4579 | 49.2235 | 50.8251 | 47.7938 | 0 | 0 | 0 | 0 | 0 | 0 | 0 | 0 | 0 | 0 | 0 | 0 | 0 | 0 | 0 | 0 | 0 | 0 | 394.5025 | 290.3308
7 | 110 | 111 | 110 111 Premium T8, Electronic Ballast / Hospital | 0 | 0 | 724.2062 | 734.8312 | 796.8312 | 1239.7052 | 1383.8625 | 1444.9435 | 1658.9796 | 1790.4953 | 1813.3156 | 1582.6906 | 1684.7062 | 1564.1593 | 0 | 0 | 0 | 0 | 0 | 0 | 0 | 0 | 0 | 0 | 0 | 0 | 0 | 0 | 0 | 0 | 16418.7262 | 11257.7835
7 | 110 | 114 | 110 114 Continuous Dimming / Hospital | 0 | 0 | 1475.8308 | 1497.3308 | 1643.8308 | 2215.4558 | 2388.156 | 2525.0046 | 2812.7996 | 3003.1239 | 3066.2411 | 0 | 0 | 0 | 0 | 0 | 0 | 0 | 0 | 0 | 0 | 0 | 0 | 0 | 0 | 0 | 0 | 0 | 0 | 0 | 20627.7732 | 15599.9598
7 | 110 | 115 | 110 115 Lighting Control Tuneup / Hospital | 0 | 0 | 153.5165 | 156.0165 | 170.7665 | 231.4872 | 250.8368 | 264.2577 | 0 | 0 | 0 | 0 | 0 | 0 | 0 | 0 | 0 | 0 | 0 | 0 | 0 | 0 | 0 | 0 | 0 | 0 | 0 | 0 | 0 | 0 | 1226.881 | 1031.0026
7 | 120 | 121 | 120 121 ROB Premium T8, 1EB / Hospital | 0 | 0 | 313.2541 | 317.7541 | 344.6291 | 535.862 | 598.5773 | 623.9533 | 717.3479 | 774.1604 | 783.4338 | 684.051 | 728.3947 | 676.0041 | 0 | 0 | 0 | 0 | 0 | 0 | 0 | 0 | 0 | 0 | 0 | 0 | 0 | 0 | 0 | 0 | 7097.4213 | 4866.6374
7 | 120 | 122 | 120 122 ROB Premium T8, EB, Reflector / Hospital | 0 | 0 | 1263.1524 | 1282.6524 | 1390.7774 | 2164.0626 | 2415.0274 | 2521.3409 | 2893.8004 | 3125.9804 | 3164.3864 | 2761.9962 | 2939.8555 | 2730.0743 | 0 | 0 | 0 | 0 | 0 | 0 | 0 | 0 | 0 | 0 | 0 | 0 | 0 | 0 | 0 | 0 | 28653.1063 | 19646.3725
7 | 120 | 123 | 120 123 Occupancy Sensor / Hospital | 0 | 0 | 405.701 | 411.701 | 445.951 | 706.3612 | 790.494 | 824.3358 | 950.0526 | 0 | 0 | 0 | 0 | 0 | 0 | 0 | 0 | 0 | 0 | 0 | 0 | 0 | 0 | 0 | 0 | 0 | 0 | 0 | 0 | 0 | 4534.5967 | 3641.6298
7 | 120 | 124 | 120 124 Lighting Control Tuneup / Hospital | 0 | 0 | 93.7615 | 95.2615 | 104.2615 | 140.7879 | 151.4881 | 160.3494 | 0 | 0 | 0 | 0 | 0 | 0 | 0 | 0 | 0 | 0 | 0 | 0 | 0 | 0 | 0 | 0 | 0 | 0 | 0 | 0 | 0 | 0 | 745.91 | 627.0447
7 | 130 | 131 | 130 131 CFL Screw-in 18W / Hospital | 0 | 0 | 5940.745 | 0 | 0 | 0 | 0 | 0 | 0 | 0 | 0 | 0 | 0 | 0 | 0 | 0 | 0 | 0 | 0 | 0 | 0 | 0 | 0 | 0 | 0 | 0 | 0 | 0 | 0 | 0 | 5940.745 | 5940.745
7 | 150 | 151 | 150 151 PSMH, 250W, magnetic ballast / Hospital | 0 | 0 | 1206.2956 | 1223.0456 | 1343.5456 | 1809.7727 | 1951.2839 | 2062.5876 | 2298.4519 | 2453.8229 | 0 | 0 | 0 | 0 | 0 | 0 | 0 | 0 | 0 | 0 | 0 | 0 | 0 | 0 | 0 | 0 | 0 | 0 | 0 | 0 | 14348.8061 | 11228.2483
7 | 150 | 152 | 150 152 PSMH, 250 W, electronic ballast / Hospital | 0 | 0 | 1394.234 | 1414.109 | 1552.859 | 2092.3351 | 2255.4635 | 2384.7223 | 2657.4293 | 2836.5113 | 0 | 0 | 0 | 0 | 0 | 0 | 0 | 0 | 0 | 0 | 0 | 0 | 0 | 0 | 0 | 0 | 0 | 0 | 0 | 0 | 16587.6634 | 12980.1308
7 | 150 | 153 | 150 153 High Bay T5 / Hospital | 0 | 0 | 1749.014 | 1776.139 | 1925.639 | 2997.0443 | 3343.3651 | 3492.3675 | 4006.912 | 4328.4561 | 0 | 0 | 0 | 0 | 0 | 0 | 0 | 0 | 0 | 0 | 0 | 0 | 0 | 0 | 0 | 0 | 0 | 0 | 0 | 0 | 23618.937 | 18299.288
7 | 160 | 161 | 160 161 LED Exit Sign / Hospital | 0 | 0 | 0.79029 | 0.91529 | 0.79029 | 0.84498 | 1.3694 | 0.37135 | 1.2747 | 1.0753 | 1.7316 | 1.2394 | 0.98939 | 0.91126 | 1.13 | 1.4113 | 1.2399 | 1.1774 | 0 | 0 | 0 | 0 | 0 | 0 | 0 | 0 | 0 | 0 | 0 | 0 | 17.2618 | 10.8288
7 | 200 | 201 | 200 201 High Pressure Sodium 250W Lamp / Hospital | 0 | 0 | 8.9996 | 9.6246 | 9.9996 | 13.5455 | 14.3336 | 0 | 0 | 0 | 0 | 0 | 0 | 0 | 0 | 0 | 0 | 0 | 0 | 0 | 0 | 0 | 0 | 0 | 0 | 0 | 0 | 0 | 0 | 0 | 56.503 | 49.2442
7 | 200 | 202 | 200 202 Outdoor Lighting Controls (Photocell/Timeclock) / Hospital | 0 | 0 | 7.2578 | 7.7578 | 7.8828 | 10.622 | 11.1455 | 0 | 0 | 0 | 0 | 0 | 0 | 0 | 0 | 0 | 0 | 0 | 0 | 0 | 0 | 0 | 0 | 0 | 0 | 0 | 0 | 0 | 0 | 0 | 44.6659 | 38.977
7 | 210 | 211 | 210 211 Outdoor Lighting Controls (Photocell/Timeclock) / Hospital | 0 | 0 | 47.1352 | 48.1352 | 53.1352 | 68.476 | 73.3275 | 0 | 0 | 0 | 0 | 0 | 0 | 0 | 0 | 0 | 0 | 0 | 0 | 0 | 0 | 0 | 0 | 0 | 0 | 0 | 0 | 0 | 0 | 0 | 290.209 | 253.0489
7 | 300 | 301 | 300 301 Centrifugal Chiller, 0.51 kW/ton, 500 tons / Hospital | 0 | 0 | 1004.0941 | 1019.5941 | 1104.3441 | 1732.8548 | 1937.0682 | 2020.7562 | 2323.4925 | 2510.1019 | 2539.18 | 2211.8597 | 2355.141 | 2182.891 | 2763.5941 | 2270.0004 | 2473.5941 | 2433.5941 | 2841.5941 | 2916.7504 | 2990.0004 | 3043.0316 | 0 | 0 | 0 | 0 | 0 | 0 | 0 | 0 | 44673.5368 | 23956.0301
7 | 300 | 302 | 300 302 High Efficiency Chiller Motors / Hospital | 0 | 0 | 236.7422 | 240.4922 | 263.6172 | 356.8535 | 385.7861 | 406.0459 | 454.7266 | 484.957 | 495.2616 | 453.785 | 477.66 | 460.0194 | 543.7382 | 479.9257 | 511.8783 | 518.9095 | 573.1283 | 589.972 | 606.6908 | 622.6595 | 0 | 0 | 0 | 0 | 0 | 0 | 0 | 0 | 9162.8491 | 4942.2805
7 | 300 | 304 | 300 304 EMS - Chiller / Hospital | 0 | 0 | 819.5572 | 831.6822 | 913.0572 | 1224.4649 | 1318.4146 | 1394.0816 | 1552.9166 | 1655.9244 | 1691.4478 | 1555.3072 | 0 | 0 | 0 | 0 | 0 | 0 | 0 | 0 | 0 | 0 | 0 | 0 | 0 | 0 | 0 | 0 | 0 | 0 | 12956.854 | 9510.9513
7 | 300 | 305 | 300 305 Chiller Tune Up/Diagnostics / Hospital | 0 | 0 | 899.7545 | 913.6295 | 963.0045 | 2296.2008 | 2788.3165 | 2836.1432 | 3467.6525 | 3818.7075 | 3790.8245 | 2975.9735 | 0 | 0 | 0 | 0 | 0 | 0 | 0 | 0 | 0 | 0 | 0 | 0 | 0 | 0 | 0 | 0 | 0 | 0 | 24750.207 | 17589.2157
7 | 300 | 306 | 300 306 VSD for Chiller Pumps and Towers / Hospital | 0 | 0 | 773.4103 | 785.0353 | 861.7853 | 1155.8688 | 1244.3693 | 1315.4874 | 1465.2072 | 1562.8046 | 1596.3437 | 1467.75 | 1544.3906 | 1491.6718 | 1756.7187 | 1556.8125 | 1660.3125 | 0 | 0 | 0 | 0 | 0 | 0 | 0 | 0 | 0 | 0 | 0 | 0 | 0 | 20237.968 | 12759.4379
7 | 300 | 307 | 300 307 EMS Optimization / Hospital | 0 | 0 | 368.3116 | 374.6866 | 412.1866 | 531.4219 | 567.4171 | 0 | 0 | 0 | 0 | 0 | 0 | 0 | 0 | 0 | 0 | 0 | 0 | 0 | 0 | 0 | 0 | 0 | 0 | 0 | 0 | 0 | 0 | 0 | 2254.0238 | 1965.9553
7 | 300 | 308 | 300 308 Aerosol Duct Sealing / Hospital | 0 | 0 | 743.4172 | 756.2922 | 832.7922 | 1073.4372 | 1146.4172 | 1216.8811 | 1344.55 | 1428.7922 | 1462.0735 | 1365.5735 | 1431.7766 | 1397.2297 | 1617.3235 | 1463.4172 | 1552.5735 | 0 | 0 | 0 | 0 | 0 | 0 | 0 | 0 | 0 | 0 | 0 | 0 | 0 | 18832.5474 | 11891.8689
7 | 300 | 309 | 300 309 Duct/Pipe Insulation / Hospital | 0 | 0 | 150.4645 | 152.2145 | 167.3395 | 224.1354 | 241.5671 | 254.7761 | 283.7849 | 302.9099 | 309.1364 | 285.2145 | 0 | 0 | 0 | 0 | 0 | 0 | 0 | 0 | 0 | 0 | 0 | 0 | 0 | 0 | 0 | 0 | 0 | 0 | 2371.5429 | 1740.9985
7 | 300 | 311 | 300 311 Window Film (Standard) / Hospital | 0 | 0 | 503.7741 | 511.0241 | 547.8991 | 962.9885 | 1101.3903 | 1139.7165 | 1335.2975 | 1452.6376 | 1462.1376 | 1232.5907 | 0 | 0 | 0 | 0 | 0 | 0 | 0 | 0 | 0 | 0 | 0 | 0 | 0 | 0 | 0 | 0 | 0 | 0 | 10249.4562 | 7397.0717
7 | 300 | 313 | 300 313 Ceiling Insulation / Hospital | 0 | 0 | 1326.4802 | 1344.7302 | 1422.7302 | 3228.7722 | 3887.5572 | 3963.9312 | 4816.7692 | 5299.4332 | 5267.4642 | 4172.3392 | 4560.6682 | 3905.5892 | 5667.9802 | 4056.7302 | 4605.6682 | 3826.8552 | 5583.3242 | 5696.6362 | 5795.4182 | 5810.5432 | 0 | 0 | 0 | 0 | 0 | 0 | 0 | 0 | 84239.62 | 44675.4251
7 | 300 | 314 | 300 314 Roof Insulation / Hospital | 0 | 0 | 409.0368 | 414.5368 | 445.9118 | 761.0402 | 865.0778 | 897.0915 | 1046.4352 | 1135.6931 | 1145.0524 | 972.7243 | 1041.6306 | 946.6462 | 1239.5681 | 981.8181 | 1081.5056 | 1049.7556 | 1259.0056 | 1290.0368 | 1321.6931 | 1338.1618 | 0 | 0 | 0 | 0 | 0 | 0 | 0 | 0 | 19642.4216 | 10504.1261
7 | 300 | 317 | 300 317 Thermal Energy Storage (TES) Positive / Hospital | 0 | 0 | 1104.8429 | 1092.8429 | 1186.5929 | 1579.5627 | 1645.052 | 1737.2356 | 1902.257 | 2018.4679 | 2097.6163 | 1960.7335 | 2068.3899 | 2034.296 | 2296.5305 | 2071.0305 | 2198.468 | 2362.1555 | 2421.4055 | 2497.8117 | 2551.5305 | 2632.093 | 2727.218 | 2652.468 | 2759.0305 | 2692.0617 | 2680.6555 | 2854.3117 | 3017.6555 | 3273.968 | 62116.2834 | 26587.3782
7 | 300 | 317 | 300 317 Thermal Energy Storage (TES) Negative / Hospital | 0 | 0 | -1179 | -1213.625 | -1356.5 | -1394.75 | -1420.75 | -1548.5 | -1637.25 | -1685.5 | -1759.5 | -1807 | -1858.75 | -1936.5 | -2013.5 | -2046.5 | -2098.25 | -2160.25 | -2231.75 | -2318.5 | -2416 | -2497 | -2566.5 | -2652 | -2743.5 | -2821.5 | -2911.5 | -3004.5 | -3084.5 | -3143 | -59506.375 | -25179.8797
7 | 320 | 321 | 320 321 DX Packaged System, EER=10.9, 10 tons / Hospital | 0 | 0 | 869.8794 | 882.0044 | 944.6294 | 1706.0791 | 1961.8926 | 2026.9907 | 2383.4884 | 2597.9925 | 2612.2665 | 2185.4929 | 2349.3679 | 2109.4773 | 2820.6025 | 2186.446 | 2423.4148 | 0 | 0 | 0 | 0 | 0 | 0 | 0 | 0 | 0 | 0 | 0 | 0 | 0 | 30060.0244 | 18715.682
7 | 320 | 322 | 320 322 Hybrid Dessicant-DX System (Trane CDQ) / Hospital | 0 | 0 | 4572.2043 | 4653.4543 | 5122.4543 | 6603.5656 | 7053.0339 | 7490.6262 | 8272.6343 | 8796.0713 | 8999.7203 | 8401.9853 | 8813.0173 | 8603.4856 | 9955.6423 | 9007.3293 | 9566.6106 | 0 | 0 | 0 | 0 | 0 | 0 | 0 | 0 | 0 | 0 | 0 | 0 | 0 | 115911.8349 | 73186.2947
7 | 320 | 323 | 320 323 Geothermal Heat Pump, EER=13, 10 tons / Hospital | 0 | 0 | 2379.7455 | 2420.7455 | 2666.2455 | 3436.1884 | 3670.4682 | 3897.5639 | 4304.2689 | 4575.9486 | 4683.1674 | 4371.0268 | 4585.0893 | 4476.3861 | 5179.3395 | 4685.8705 | 4968.933 | 0 | 0 | 0 | 0 | 0 | 0 | 0 | 0 | 0 | 0 | 0 | 0 | 0 | 60300.9871 | 38076.5465
7 | 320 | 326 | 320 326 DX Tune Up/ Advanced Diagnostics / Hospital | 0 | 0 | 643.562 | 653.812 | 712.062 | 1051.4971 | 1160.9253 | 1216.9253 | 1383.8901 | 1487.9683 | 1510.5464 | 1341.062 | 0 | 0 | 0 | 0 | 0 | 0 | 0 | 0 | 0 | 0 | 0 | 0 | 0 | 0 | 0 | 0 | 0 | 0 | 11162.2504 | 8139.1673
7 | 320 | 327 | 320 327 DX Coil Cleaning / Hospital | 0 | 0 | 852.9933 | 866.7433 | 914.1183 | 2177.861 | 2644.382 | 0 | 0 | 0 | 0 | 0 | 0 | 0 | 0 | 0 | 0 | 0 | 0 | 0 | 0 | 0 | 0 | 0 | 0 | 0 | 0 | 0 | 0 | 0 | 7456.0979 | 6336.7101
7 | 320 | 329 | 320 329 Aerosol Duct Sealing / Hospital | 0 | 0 | 1182.2904 | 1202.7904 | 1324.1654 | 1706.4922 | 1823.0756 | 1935.6235 | 2137.4702 | 2272.642 | 2324.8998 | 2170.9468 | 2276.4311 | 2222.6186 | 2571.2904 | 2325.9779 | 2466.9779 | 0 | 0 | 0 | 0 | 0 | 0 | 0 | 0 | 0 | 0 | 0 | 0 | 0 | 29943.6924 | 18908.7204
7 | 320 | 330 | 320 330 Duct/Pipe Insulation / Hospital | 0 | 0 | 239.9075 | 243.4075 | 266.9075 | 360.1438 | 389.3264 | 410.5862 | 458.7669 | 489.2473 | 500.0519 | 458.3253 | 0 | 0 | 0 | 0 | 0 | 0 | 0 | 0 | 0 | 0 | 0 | 0 | 0 | 0 | 0 | 0 | 0 | 0 | 3816.6702 | 2800.1265
7 | 320 | 334 | 320 334 Ceiling Insulation / Hospital | 0 | 0 | 2106.4436 | 2135.3186 | 2259.9436 | 5126.2796 | 6171.4946 | 6293.7396 | 7646.5376 | 8418.0296 | 8362.1626 | 81854.9136 | 7238.1776 | 6201.8026 | 9001.7566 | 6441.8496 | 7313.6936 | 6077.2566 | 8865.2566 | 9046.0066 | 9197.0996 | 9213.3496 | 0 | 0 | 0 | 0 | 0 | 0 | 0 | 0 | 208971.112 | 113743.8783
7 | 320 | 335 | 320 335 Roof Insulation / Hospital | 0 | 0 | 657.8695 | 666.9945 | 716.2445 | 1238.661 | 1411.0697 | 1462.1771 | 1708.4789 | 1857.0023 | 1870.8226 | 1584.0883 | 1697.5883 | 1538.5101 | 2023.0258 | 1595.0258 | 1758.4945 | 1704.307 | 2051.8695 | 2101.7758 | 2153.6508 | 2178.307 | 0 | 0 | 0 | 0 | 0 | 0 | 0 | 0 | 31975.9636 | 17092.4243
7 | 340 | 344 | 340 344 Aerosol Duct Sealing / Hospital | 0 | 0 | 1208.7611 | 1229.6361 | 1353.8861 | 1744.4496 | 1863.9388 | 1979.058 | 2184.7924 | 2323.9174 | 2377.7299 | 2219.9642 | 2327.3705 | 2272.7455 | 2629.6674 | 2379.2611 | 2522.9174 | 0 | 0 | 0 | 0 | 0 | 0 | 0 | 0 | 0 | 0 | 0 | 0 | 0 | 30618.0961 | 19333.9273
7 | 340 | 345 | 340 345 Duct/Pipe Insulation / Hospital | 0 | 0 | 245.246 | 248.371 | 272.621 | 367.3759 | 396.5283 | 419.0996 | 467.1054 | 497.8554 | 509.0585 | 467.2617 | 0 | 0 | 0 | 0 | 0 | 0 | 0 | 0 | 0 | 0 | 0 | 0 | 0 | 0 | 0 | 0 | 0 | 0 | 3890.5229 | 2854.8127
7 | 340 | 349 | 340 349 Ceiling Insulation / Hospital | 0 | 0 | 2153.9232 | 2183.6732 | 2310.7982 | 5241.3082 | 6310.6202 | 6435.3812 | 7818.5792 | 8607.5602 | 8550.2082 | 81999.9022 | 7399.9432 | 6341.2242 | 9204.3332 | 6585.9582 | 7478.2082 | 6214.6152 | 9063.9272 | 9248.7082 | 9403.8022 | 9419.3652 | 0 | 0 | 0 | 0 | 0 | 0 | 0 | 0 | 211972.039 | 115336.0656
7 | 340 | 351 | 340 351 Cool Roof - DX / Hospital | 0 | 0 | 3844.3034 | 3897.8034 | 4179.5534 | 7454.4564 | 8547.6174 | 8840.0154 | 10369.4984 | 11308.9914 | 11353.0454 | 9525.5224 | 10243.5064 | 9228.4594 | 12293.6164 | 9560.3664 | 10591.9755 | 0 | 0 | 0 | 0 | 0 | 0 | 0 | 0 | 0 | 0 | 0 | 0 | 0 | 131238.7311 | 81750.5355
7 | 360 | 361 | 360 361 HE PTAC, EER=9.6, 1 ton / Hospital | 0 | 0 | 2429.5644 | 2464.4394 | 2642.5644 | 4685.1114 | 5363.9424 | 5549.9694 | 6504.5954 | 7087.5954 | 7127.9944 | 5988.7524 | 6437.1584 | 5802.7674 | 7710.8144 | 6016.1894 | 6654.4704 | 0 | 0 | 0 | 0 | 0 | 0 | 0 | 0 | 0 | 0 | 0 | 0 | 0 | 82465.929 | 51381.175
7 | 400 | 402 | 400 402 Variable Speed Drive Control / Hospital | 0 | 0 | 1276.3995 | 1298.0245 | 1429.3995 | 1842.3985 | 1967.9972 | 2089.6163 | 2307.7433 | 2453.6301 | 2510.6144 | 2344.0598 | 2458.3879 | 2400.4191 | 2776.6848 | 2512.5285 | 2664.091 | 0 | 0 | 0 | 0 | 0 | 0 | 0 | 0 | 0 | 0 | 0 | 0 | 0 | 32331.9947 | 20415.8998
7 | 400 | 403 | 400 403 Air Handler Optimization / Hospital | 0 | 0 | 403.673 | 411.048 | 451.923 | 582.7814 | 623.0676 | 660.673 | 730.1105 | 775.3761 | 0 | 0 | 0 | 0 | 0 | 0 | 0 | 0 | 0 | 0 | 0 | 0 | 0 | 0 | 0 | 0 | 0 | 0 | 0 | 0 | 4638.6529 | 3640.9744
7 | 400 | 404 | 400 404 Electronically Commutated Motors (ECM) on an Air Handler Unit / Hospital | 0 | 0 | 570.1542 | 579.9042 | 637.9042 | 822.2411 | 878.3143 | 931.871 | 1030.1698 | 1094.162 | 1120.7636 | 1046.5136 | 1097.623 | 1071.1386 | 1239.0605 | 1120.8417 | 1189.138 | 0 | 0 | 0 | 0 | 0 | 0 | 0 | 0 | 0 | 0 | 0 | 0 | 0 | 14429.7993 | 9111.9538
7 | 400 | 405 | 400 405 Demand Control Ventilation (DCV) / Hospital | 0 | 0 | 924.7174 | 941.0924 | 991.0924 | 2361.1564 | 2867.2999 | 2916.0406 | 3564.8814 | 3925.1474 | 3896.2254 | 3060.1864 | 3351.1084 | 2844.5924 | 4189.6234 | 2954.5614 | 3370.2804 | 0 | 0 | 0 | 0 | 0 | 0 | 0 | 0 | 0 | 0 | 0 | 0 | 0 | 42158.0057 | 25992.084
7 | 400 | 406 | 400 406 Energy Recovery Ventilation (ERV) / Hospital | 0 | 0 | 422.9147 | 430.5397 | 453.2897 | 1079.4752 | 1311.3351 | 1332.862 | 1629.8991 | 1794.9928 | 1781.7741 | 1400.821 | 1532.3991 | 1300.8053 | 1915.5707 | 1350.2897 | 1540.6022 | 1243.821 | 1878.6335 | 1916.5397 | 1952.071 | 1950.1022 | 0 | 0 | 0 | 0 | 0 | 0 | 0 | 0 | 28218.7378 | 14947.555
7 | 600 | 603 | 600 603 Heat Pump Water Heater (air source) / Hospital | 0 | 0 | 757.3955 | 769.6455 | 846.8955 | 1099.937 | 1175.9902 | 1247.2285 | 1379.3643 | 1466.6611 | 1500.5127 | 1398.3486 | 1467.0518 | 1429.708 | 1657.9893 | 1495.2705 | 1587.8955 | 0 | 0 | 0 | 0 | 0 | 0 | 0 | 0 | 0 | 0 | 0 | 0 | 0 | 19279.8943 | 12171.4225
7 | 600 | 606 | 600 606 Demand controlled circulating systems / Hospital | 0 | 0 | 53.9655 | 54.8405 | 60.3405 | 77.9215 | 83.8991 | 87.943 | 97.3717 | 103.8249 | 106.1842 | 99.9967 | 104.0749 | 101.6686 | 117.0592 | 105.278 | 111.9503 | 0 | 0 | 0 | 0 | 0 | 0 | 0 | 0 | 0 | 0 | 0 | 0 | 0 | 1366.3185 | 863.065
7 | 600 | 608 | 600 608 Heat Recovery Unit / Hospital | 0 | 0 | 829.9408 | 843.3158 | 928.1908 | 1205.6732 | 1289.3959 | 1368.1635 | 1513.0814 | 1609.1674 | 1646.808 | 1533.0502 | 0 | 0 | 0 | 0 | 0 | 0 | 0 | 0 | 0 | 0 | 0 | 0 | 0 | 0 | 0 | 0 | 0 | 0 | 12766.7866 | 9391.2756
7 | 600 | 609 | 600 609 Heat Trap / Hospital | 0 | 0 | 97.3588 | 98.8588 | 108.6088 | 141.765 | 151.308 | 159.9437 | 177.0697 | 188.1282 | 193.2063 | 180.6829 | 0 | 0 | 0 | 0 | 0 | 0 | 0 | 0 | 0 | 0 | 0 | 0 | 0 | 0 | 0 | 0 | 0 | 0 | 1496.9302 | 1101.0615
7 | 600 | 610 | 600 610 Hot Water Pipe Insulation / Hospital | 0 | 0 | 21.0959 | 21.8459 | 23.2209 | 30.9865 | 33.676 | 34.7043 | 38.4865 | 40.9709 | 43.0256 | 39.2365 | 40.8771 | 40.2365 | 46.0334 | 41.5646 | 44.4709 | 0 | 0 | 0 | 0 | 0 | 0 | 0 | 0 | 0 | 0 | 0 | 0 | 0 | 540.4313 | 341.2975
7 | 700 | 701 | 700 701 PC Manual Power Management Enabling / Hospital | 0 | 0 | 104.6968 | 106.4468 | 116.5718 | 155.022 | 0 | 0 | 0 | 0 | 0 | 0 | 0 | 0 | 0 | 0 | 0 | 0 | 0 | 0 | 0 | 0 | 0 | 0 | 0 | 0 | 0 | 0 | 0 | 0 | 482.7373 | 435.9927
7 | 700 | 702 | 700 702 PC Network Power Management Enabling / Hospital | 0 | 0 | 104.6968 | 106.4468 | 116.5718 | 155.022 | 0 | 0 | 0 | 0 | 0 | 0 | 0 | 0 | 0 | 0 | 0 | 0 | 0 | 0 | 0 | 0 | 0 | 0 | 0 | 0 | 0 | 0 | 0 | 0 | 482.7373 | 435.9927
7 | 710 | 711 | 710 711 Energy Star or Better Monitor / Hospital | 0 | 0 | 150.7108 | 152.8358 | 167.7108 | 222.3202 | 0 | 0 | 0 | 0 | 0 | 0 | 0 | 0 | 0 | 0 | 0 | 0 | 0 | 0 | 0 | 0 | 0 | 0 | 0 | 0 | 0 | 0 | 0 | 0 | 693.5775 | 626.4665
7 | 710 | 712 | 710 712 Monitor Power Management Enabling / Hospital | 0 | 0 | 98.439 | 100.064 | 110.189 | 145.5982 | 0 | 0 | 0 | 0 | 0 | 0 | 0 | 0 | 0 | 0 | 0 | 0 | 0 | 0 | 0 | 0 | 0 | 0 | 0 | 0 | 0 | 0 | 0 | 0 | 454.2902 | 410.2989
7 | 720 | 722 | 720 722 Monitor Power Management Enabling / Hospital | 0 | 0 | 0 | 0.25 | 0.25 | 0.25 | 0 | 0 | 0 | 0 | 0 | 0 | 0 | 0 | 0 | 0 | 0 | 0 | 0 | 0 | 0 | 0 | 0 | 0 | 0 | 0 | 0 | 0 | 0 | 0 | 0.75 | 0.66256
7 | 730 | 732 | 730 732 Copier Power Management Enabling / Hospital | 0 | 0 | 8.1166 | 8.3666 | 8.4916 | 12.0375 | 12.8256 | 12.6439 | 0 | 0 | 0 | 0 | 0 | 0 | 0 | 0 | 0 | 0 | 0 | 0 | 0 | 0 | 0 | 0 | 0 | 0 | 0 | 0 | 0 | 0 | 62.4817 | 52.6697
7 | 740 | 741 | 740 741 Printer Power Management Enabling / Hospital | 0 | 0 | 100.701 | 102.576 | 112.076 | 149.6024 | 160.5526 | 0 | 0 | 0 | 0 | 0 | 0 | 0 | 0 | 0 | 0 | 0 | 0 | 0 | 0 | 0 | 0 | 0 | 0 | 0 | 0 | 0 | 0 | 0 | 625.5079 | 544.8742
7 | 800 | 801 | 800 801 Convection Oven / Hospital | 0 | 0 | 28.5752 | 28.9502 | 31.7002 | 43.0859 | 46.5937 | 48.4306 | 54.6299 | 57.4658 | 59.7236 | 54.4971 | 0 | 0 | 0 | 0 | 0 | 0 | 0 | 0 | 0 | 0 | 0 | 0 | 0 | 0 | 0 | 0 | 0 | 0 | 453.6522 | 332.8989
7 | 810 | 811 | 810 811 Efficient Fryer / Hospital | 0 | 0 | 4.7054 | 4.9554 | 5.5804 | 7.4661 | 7.7874 | 7.5423 | 9.0023 | 9.3773 | 10.307 | 8.8617 | 0 | 0 | 0 | 0 | 0 | 0 | 0 | 0 | 0 | 0 | 0 | 0 | 0 | 0 | 0 | 0 | 0 | 0 | 75.5853 | 55.565
7 | 900 | 901 | 900 901 Vending Misers (cooled machines only) / Hospital | 0 | 0 | 19.7129 | 20.2129 | 22.0879 | 28.9922 | 30.166 | 31.6885 | 35.4004 | 37.1113 | 38.9082 | 36.4317 | 0 | 0 | 0 | 0 | 0 | 0 | 0 | 0 | 0 | 0 | 0 | 0 | 0 | 0 | 0 | 0 | 0 | 0 | 300.7121 | 221.4153
8 | 110 | 111 | 110 111 Premium T8, Electronic Ballast / Other Healthcare | 0 | 0 | 1371.3941 | 1392.3941 | 1509.6441 | 2349.6475 | 2621.6163 | 2737.1871 | 3141.3081 | 3393.3781 | 3434.7071 | 2998.5191 | 3191.8004 | 2964.0504 | 3740.9251 | 3081.8629 | 3355.4254 | 3306.2379 | 3849.6751 | 3952.3941 | 4052.7071 | 0 | 0 | 0 | 0 | 0 | 0 | 0 | 0 | 0 | 56444.874 | 31233.9967
8 | 110 | 114 | 110 114 Continuous Dimming / Other Healthcare | 0 | 0 | 2860.8225 | 2908.3225 | 3177.3225 | 4521.8738 | 4947.0417 | 5204.4919 | 5871.6975 | 6299.9555 | 6406.2915 | 5762.0255 | 6093.0255 | 5788.6819 | 7025.5105 | 0 | 0 | 0 | 0 | 0 | 0 | 0 | 0 | 0 | 0 | 0 | 0 | 0 | 0 | 0 | 66867.0628 | 44531.8881
8 | 110 | 115 | 110 115 Lighting Control Tuneup / Other Healthcare | 0 | 0 | 298.6835 | 303.5585 | 330.9335 | 474.8929 | 520.6952 | 546.6747 | 0 | 0 | 0 | 0 | 0 | 0 | 0 | 0 | 0 | 0 | 0 | 0 | 0 | 0 | 0 | 0 | 0 | 0 | 0 | 0 | 0 | 0 | 2475.4382 | 2074.304
8 | 120 | 121 | 120 121 ROB Premium T8, 1EB / Other Healthcare | 0 | 0 | 592.934 | 601.809 | 652.809 | 1015.5771 | 1133.4877 | 1184.1274 | 1358.7699 | 1466.309 | 1484.5434 | 1296.2309 | 1379.7621 | 1281.059 | 1616.5903 | 1332.184 | 1450.3554 | 1428.9179 | 1663.7617 | 1708.1679 | 1750.8242 | 0 | 0 | 0 | 0 | 0 | 0 | 0 | 0 | 0 | 24398.2206 | 13501.6813
8 | 120 | 122 | 120 122 ROB Premium T8, EB, Reflector / Other Healthcare | 0 | 0 | 2392.2304 | 2429.6054 | 2634.3554 | 4100.1098 | 4574.4789 | 4778.1718 | 5482.3634 | 5922.6754 | 5994.4804 | 5232.5744 | 5569.8244 | 5172.9648 | 6528.8554 | 5380.2304 | 5858.2934 | 5770.2304 | 6718.4804 | 6898.6054 | 7068.0434 | 0 | 0 | 0 | 0 | 0 | 0 | 0 | 0 | 0 | 98506.5733 | 54508.5759
8 | 120 | 123 | 120 123 Occupancy Sensor / Other Healthcare | 0 | 0 | 768.4378 | 779.9378 | 843.9378 | 1336.99 | 1498.0452 | 1561.3235 | 1798.4847 | 1944.2894 | 1966.4066 | 1707.3909 | 1819.0316 | 0 | 0 | 0 | 0 | 0 | 0 | 0 | 0 | 0 | 0 | 0 | 0 | 0 | 0 | 0 | 0 | 0 | 16024.2749 | 11285.716
8 | 120 | 124 | 120 124 Lighting Control Tuneup / Other Healthcare | 0 | 0 | 181.8844 | 185.0094 | 201.8844 | 286.6842 | 314.4157 | 329.9664 | 0 | 0 | 0 | 0 | 0 | 0 | 0 | 0 | 0 | 0 | 0 | 0 | 0 | 0 | 0 | 0 | 0 | 0 | 0 | 0 | 0 | 0 | 1499.8445 | 1257.3282
8 | 130 | 131 | 130 131 CFL Screw-in 18W / Other Healthcare | 0 | 0 | 11238.661 | 11390.286 | 0 | 0 | 0 | 0 | 0 | 0 | 0 | 0 | 0 | 0 | 0 | 0 | 0 | 0 | 0 | 0 | 0 | 0 | 0 | 0 | 0 | 0 | 0 | 0 | 0 | 0 | 22628.947 | 21937.396
8 | 150 | 151 | 150 151 PSMH, 250W, magnetic ballast / Other Healthcare | 0 | 0 | 2337.7446 | 2376.8696 | 2596.3696 | 3694.0073 | 4041.6362 | 4252.8701 | 4798.5176 | 5147.6547 | 5234.8897 | 4708.3737 | 4978.2487 | 4730.2018 | 0 | 0 | 0 | 0 | 0 | 0 | 0 | 0 | 0 | 0 | 0 | 0 | 0 | 0 | 0 | 0 | 48897.3836 | 33680.3571
8 | 150 | 152 | 150 152 PSMH, 250 W, electronic ballast / Other Healthcare | 0 | 0 | 2702.2593 | 2747.0093 | 3001.2593 | 4270.1968 | 4672.4351 | 4915.6104 | 5546.0483 | 5950.0403 | 6051.0323 | 5442.5723 | 5754.4783 | 5467.4312 | 0 | 0 | 0 | 0 | 0 | 0 | 0 | 0 | 0 | 0 | 0 | 0 | 0 | 0 | 0 | 0 | 56520.3729 | 38931.083
8 | 150 | 153 | 150 153 High Bay T5 / Other Healthcare | 0 | 0 | 3312.1834 | 3363.5584 | 3647.9334 | 5676.8884 | 6334.9684 | 6615.5934 | 7590.4494 | 8201.7144 | 8299.8004 | 7245.4494 | 7712.5424 | 7163.4644 | 0 | 0 | 0 | 0 | 0 | 0 | 0 | 0 | 0 | 0 | 0 | 0 | 0 | 0 | 0 | 0 | 75164.5458 | 51536.3883
8 | 160 | 161 | 160 161 LED Exit Sign / Other Healthcare | 0 | 0 | 4.1809 | 4.6809 | 4.8059 | 9.4904 | 10.5891 | 10.4084 | 13.384 | 14.294 | 14.4346 | 12.005 | 12.6143 | 11.255 | 14.4893 | 10.7393 | 12.8643 | 10.7706 | 0 | 0 | 0 | 0 | 0 | 0 | 0 | 0 | 0 | 0 | 0 | 0 | 171.0059 | 104.069
8 | 200 | 201 | 200 201 High Pressure Sodium 250W Lamp / Other Healthcare | 0 | 0 | 40.6475 | 41.8975 | 46.0225 | 59.1309 | 62.9874 | 0 | 0 | 0 | 0 | 0 | 0 | 0 | 0 | 0 | 0 | 0 | 0 | 0 | 0 | 0 | 0 | 0 | 0 | 0 | 0 | 0 | 0 | 0 | 250.6859 | 218.6344
8 | 200 | 202 | 200 202 Outdoor Lighting Controls (Photocell/Timeclock) / Other Healthcare | 0 | 0 | 32.1721 | 32.9221 | 36.2971 | 46.8605 | 50.1457 | 0 | 0 | 0 | 0 | 0 | 0 | 0 | 0 | 0 | 0 | 0 | 0 | 0 | 0 | 0 | 0 | 0 | 0 | 0 | 0 | 0 | 0 | 0 | 198.3974 | 172.984
8 | 210 | 211 | 210 211 Outdoor Lighting Controls (Photocell/Timeclock) / Other Healthcare | 0 | 0 | 35.2002 | 35.7002 | 39.2002 | 50.6797 | 54.4824 | 0 | 0 | 0 | 0 | 0 | 0 | 0 | 0 | 0 | 0 | 0 | 0 | 0 | 0 | 0 | 0 | 0 | 0 | 0 | 0 | 0 | 0 | 0 | 215.2626 | 187.7234
8 | 300 | 301 | 300 301 Centrifugal Chiller, 0.51 kW/ton, 500 tons / Other Healthcare | 0 | 0 | 439.8403 | 446.4653 | 483.7153 | 758.768 | 848.0815 | 884.6645 | 1017.8716 | 1098.9887 | 1112.4653 | 968.2934 | 1030.7309 | 955.4497 | 1209.6528 | 993.6528 | 1082.8242 | 1064.6055 | 1243.9492 | 1275.793 | 1309.793 | 1331.3867 | 0 | 0 | 0 | 0 | 0 | 0 | 0 | 0 | 19556.9916 | 10488.2444
8 | 300 | 302 | 300 302 High Efficiency Chiller Motors / Other Healthcare | 0 | 0 | 108.3114 | 110.3114 | 119.4364 | 176.1259 | 194.6132 | 203.5849 | 231.663 | 248.3583 | 253.1239 | 224.9677 | 237.6552 | 224.2021 | 275.7802 | 233.1239 | 252.2489 | 251.1552 | 286.2177 | 294.3114 | 302.3427 | 308.4989 | 0 | 0 | 0 | 0 | 0 | 0 | 0 | 0 | 4536.0323 | 2438.6014
8 | 300 | 304 | 300 304 EMS - Chiller / Other Healthcare | 0 | 0 | 373.428 | 379.303 | 413.178 | 600.7678 | 661.2619 | 693.3674 | 786.3733 | 845.2483 | 857.7718 | 766.4905 | 0 | 0 | 0 | 0 | 0 | 0 | 0 | 0 | 0 | 0 | 0 | 0 | 0 | 0 | 0 | 0 | 0 | 0 | 6377.1898 | 4654.8773
8 | 300 | 305 | 300 305 Chiller Tune Up/Diagnostics / Other Healthcare | 0 | 0 | 393.9767 | 400.4767 | 421.9767 | 1005.7321 | 1221.7892 | 1242.2345 | 1519.1173 | 1672.0705 | 1660.4767 | 1305.3517 | 0 | 0 | 0 | 0 | 0 | 0 | 0 | 0 | 0 | 0 | 0 | 0 | 0 | 0 | 0 | 0 | 0 | 0 | 10843.2021 | 7705.7859
8 | 300 | 306 | 300 306 VSD for Chiller Pumps and Towers / Other Healthcare | 0 | 0 | 352.3809 | 358.0059 | 390.3809 | 567.0035 | 623.9678 | 655.2852 | 742.6622 | 797.2519 | 810.0175 | 723.5488 | 765.5175 | 723.3925 | 886.0957 | 753.3769 | 813.8457 | 0 | 0 | 0 | 0 | 0 | 0 | 0 | 0 | 0 | 0 | 0 | 0 | 0 | 9962.7326 | 6257.137
8 | 300 | 307 | 300 307 EMS Optimization / Other Healthcare | 0 | 0 | 161.195 | 164.07 | 180.445 | 232.5993 | 248.1736 | 0 | 0 | 0 | 0 | 0 | 0 | 0 | 0 | 0 | 0 | 0 | 0 | 0 | 0 | 0 | 0 | 0 | 0 | 0 | 0 | 0 | 0 | 0 | 986.483 | 860.4292
8 | 300 | 308 | 300 308 Aerosol Duct Sealing / Other Healthcare | 0 | 0 | 325.7085 | 330.9585 | 364.5835 | 469.9575 | 502.3559 | 532.3979 | 588.4663 | 625.3882 | 639.9429 | 597.5835 | 627.146 | 611.5991 | 707.3648 | 640.4585 | 679.3647 | 0 | 0 | 0 | 0 | 0 | 0 | 0 | 0 | 0 | 0 | 0 | 0 | 0 | 8243.2757 | 5205.537
8 | 300 | 309 | 300 309 Duct/Pipe Insulation / Other Healthcare | 0 | 0 | 68.0239 | 69.7739 | 75.8989 | 110.2143 | 120.8589 | 127.2583 | 144.0005 | 154.6333 | 157.0473 | 140.602 | 0 | 0 | 0 | 0 | 0 | 0 | 0 | 0 | 0 | 0 | 0 | 0 | 0 | 0 | 0 | 0 | 0 | 0 | 1168.3112 | 852.7726
8 | 300 | 311 | 300 311 Window Film (Standard) / Other Healthcare | 0 | 0 | 220.5052 | 223.5052 | 239.5052 | 421.7509 | 482.6381 | 498.9438 | 584.8803 | 635.5678 | 641.0756 | 539.7083 | 0 | 0 | 0 | 0 | 0 | 0 | 0 | 0 | 0 | 0 | 0 | 0 | 0 | 0 | 0 | 0 | 0 | 0 | 4488.0803 | 3238.8846
8 | 300 | 313 | 300 313 Ceiling Insulation / Other Healthcare | 0 | 0 | 581.1236 | 589.1236 | 623.1236 | 1414.4341 | 1703.0538 | 1736.6002 | 2110.5926 | 2321.4756 | 2308.0616 | 1831.4674 | 1998.4986 | 1710.6861 | 2481.7486 | 1775.9049 | 2016.9674 | 1675.5924 | 2445.9366 | 2494.7176 | 2542.4986 | 2545.6236 | 0 | 0 | 0 | 0 | 0 | 0 | 0 | 0 | 36907.2305 | 19573.274
8 | 300 | 314 | 300 314 Roof Insulation / Other Healthcare | 0 | 0 | 192.5842 | 195.0842 | 208.3342 | 402.1057 | 469.4358 | 482.5432 | 574.0139 | 626.592 | 628.5686 | 517.2248 | 557.8342 | 493.9436 | 676.8967 | 511.2405 | 571.3342 | 521.6155 | 678.1155 | 693.303 | 709.678 | 713.8967 | 0 | 0 | 0 | 0 | 0 | 0 | 0 | 0 | 10424.3443 | 5553.0143
8 | 300 | 317 | 300 317 Thermal Energy Storage (TES) Positive / Other Healthcare | 0 | 0 | 696.57 | 689.32 | 749.695 | 995.9313 | 1036.9987 | 1094.6276 | 1199.6325 | 1278.9997 | 1328.1247 | 1246.945 | 1304.3669 | 1282.3356 | 1447.1638 | 1312.2263 | 1393.6325 | 1487.945 | 1527.1638 | 1574.2575 | 1616.32 | 1663.695 | 1728.07 | 1672.32 | 1739.0388 | 1697.7888 | 1698.0075 | 1806.7888 | 1903.0388 | 2062.82 | 39233.8236 | 16792.2087
8 | 300 | 317 | 300 317 Thermal Energy Storage (TES) Negative / Other Healthcare | 0 | 0 | -666 | -686 | -766.75 | -788.25 | -803.5 | -870.75 | -925.25 | -955.5 | -994.5 | -1021.5 | -1049.75 | -1094.75 | -1139 | -1155 | -1186.25 | -1221.75 | -1261.75 | -1311 | -1363 | -1412 | -1450.5 | -1500 | -1550.5 | -1594.5 | -1647 | -1698 | -1742.5 | -1777 | -33632.25 | -14230.3234
8 | 320 | 321 | 320 321 DX Packaged System, EER=10.9, 10 tons / Other Healthcare | 0 | 0 | 381.2764 | 386.2764 | 414.1514 | 747.0503 | 858.7461 | 887.2754 | 1044.4717 | 1137.0498 | 1143.4092 | 956.8389 | 1028.7139 | 923.4639 | 1235.2764 | 956.5889 | 1060.9639 | 0 | 0 | 0 | 0 | 0 | 0 | 0 | 0 | 0 | 0 | 0 | 0 | 0 | 13161.552 | 8194.971
8 | 320 | 322 | 320 322 Hybrid Dessicant-DX System (Trane CDQ) / Other Healthcare | 0 | 0 | 2083.7788 | 2114.9038 | 2320.9038 | 3143.4082 | 3394.3369 | 3586.4643 | 4001.1618 | 4273.8488 | 4361.6458 | 3995.2319 | 4208.3882 | 4053.8101 | 4797.1228 | 4230.1226 | 4517.1226 | 0 | 0 | 0 | 0 | 0 | 0 | 0 | 0 | 0 | 0 | 0 | 0 | 0 | 55082.2504 | 34708.2849
8 | 320 | 323 | 320 323 Geothermal Heat Pump, EER=13, 10 tons / Other Healthcare | 0 | 0 | 1085.0304 | 1100.6554 | 1207.9054 | 1636.0055 | 1766.7736 | 1866.5363 | 2083.4992 | 2224.7804 | 2270.3585 | 2079.3429 | 2189.7335 | 2110.0148 | 2496.0929 | 2201.3117 | 2350.5455 | 0 | 0 | 0 | 0 | 0 | 0 | 0 | 0 | 0 | 0 | 0 | 0 | 0 | 28668.5855 | 18065.0854
8 | 320 | 326 | 320 326 DX Tune Up/ Advanced Diagnostics / Other Healthcare | 0 | 0 | 302.7681 | 307.3931 | 331.5181 | 540.2173 | 608.7622 | 633.6402 | 732.9087 | 792.9322 | 801.3697 | 689.8619 | 0 | 0 | 0 | 0 | 0 | 0 | 0 | 0 | 0 | 0 | 0 | 0 | 0 | 0 | 0 | 0 | 0 | 0 | 5741.3712 | 4161.6754
8 | 320 | 327 | 320 327 DX Coil Cleaning / Other Healthcare | 0 | 0 | 373.8113 | 379.8113 | 400.1863 | 953.9007 | 1158.3679 | 0 | 0 | 0 | 0 | 0 | 0 | 0 | 0 | 0 | 0 | 0 | 0 | 0 | 0 | 0 | 0 | 0 | 0 | 0 | 0 | 0 | 0 | 0 | 3266.0774 | 2775.7699
8 | 320 | 329 | 320 329 Aerosol Duct Sealing / Other Healthcare | 0 | 0 | 517.499 | 526.249 | 579.749 | 746.7256 | 798.374 | 847.1416 | 935.8037 | 994.4131 | 1018.3506 | 950.9834 | 996.7334 | 973.0771 | 1125.3115 | 1018.4678 | 1080.5303 | 0 | 0 | 0 | 0 | 0 | 0 | 0 | 0 | 0 | 0 | 0 | 0 | 0 | 13109.4095 | 8277.9376
8 | 320 | 330 | 320 330 Duct/Pipe Insulation / Other Healthcare | 0 | 0 | 109.4445 | 111.5695 | 120.9445 | 177.6339 | 196.1212 | 205.0929 | 233.171 | 250.1204 | 254.636 | 226.9798 | 0 | 0 | 0 | 0 | 0 | 0 | 0 | 0 | 0 | 0 | 0 | 0 | 0 | 0 | 0 | 0 | 0 | 0 | 1885.7138 | 1375.6644
8 | 320 | 334 | 320 334 Ceiling Insulation / Other Healthcare | 0 | 0 | 922.7569 | 936.1319 | 990.2569 | 2245.9166 | 2704.7745 | 2757.8253 | 3351.8199 | 3686.3589 | 3665.9449 | 2906.4759 | 3173.5699 | 2717.0538 | 3943.1629 | 2822.0382 | 3203.8033 | 2662.1158 | 3884.2098 | 3964.3658 | 4033.2718 | 4042.7408 | 0 | 0 | 0 | 0 | 0 | 0 | 0 | 0 | 58614.5938 | 31085.7079
8 | 320 | 335 | 320 335 Roof Insulation / Other Healthcare | 0 | 0 | 308.9349 | 313.8099 | 334.9349 | 654.4691 | 766.4701 | 787.7279 | 939.3568 | 1026.4896 | 1028.1615 | 842.013 | 911.4818 | 803.3255 | 1107.7474 | 833.5287 | 931.7001 | 843.2626 | 1107.7626 | 1131.7313 | 1158.4501 | 1164.5438 | 0 | 0 | 0 | 0 | 0 | 0 | 0 | 0 | 16995.9011 | 9049.0968
8 | 340 | 344 | 340 344 Aerosol Duct Sealing / Other Healthcare | 0 | 0 | 529.2727 | 538.3977 | 592.8977 | 763.8831 | 816.4329 | 866.3987 | 956.8899 | 1016.5852 | 1041.2494 | 972.1947 | 1019.0384 | 995.2415 | 1150.5853 | 1041.054 | 1104.3504 | 0 | 0 | 0 | 0 | 0 | 0 | 0 | 0 | 0 | 0 | 0 | 0 | 0 | 13404.4718 | 8464.6906
8 | 340 | 345 | 340 345 Duct/Pipe Insulation / Other Healthcare | 0 | 0 | 111.9404 | 113.8154 | 123.8154 | 181.0634 | 199.5644 | 208.5351 | 236.6279 | 254.327 | 258.866 | 230.952 | 0 | 0 | 0 | 0 | 0 | 0 | 0 | 0 | 0 | 0 | 0 | 0 | 0 | 0 | 0 | 0 | 0 | 0 | 1919.5068 | 1400.7521
8 | 340 | 349 | 340 349 Ceiling Insulation / Other Healthcare | 0 | 0 | 943.5719 | 956.9469 | 1012.1969 | 2296.2697 | 2764.8961 | 2819.3448 | 3427.0799 | 3768.6269 | 3747.6659 | 2971.8999 | 3243.6189 | 2778.15 | 4031.4779 | 2884.5407 | 3275.2279 | 2721.2907 | 3970.8219 | 4052.9159 | 4123.8849 | 4133.6349 | 0 | 0 | 0 | 0 | 0 | 0 | 0 | 0 | 59924.0626 | 31780.0485
8 | 340 | 351 | 340 351 Cool Roof - DX / Other Healthcare | 0 | 0 | 1683.9476 | 1707.8226 | 1831.8226 | 3265.3656 | 3744.1102 | 3871.7738 | 4542.2836 | 4950.3696 | 4977.8856 | 4178.5256 | 4490.2606 | 4042.4164 | 5380.5416 | 4190.5416 | 4638.0726 | 0 | 0 | 0 | 0 | 0 | 0 | 0 | 0 | 0 | 0 | 0 | 0 | 0 | 57495.7396 | 35815.0515
8 | 360 | 361 | 360 361 HE PTAC, EER=9.6, 1 ton / Other Healthcare | 0 | 0 | 1064.7822 | 1079.2822 | 1157.5322 | 2051.6816 | 2349.0903 | 2429.3955 | 2848.7982 | 3102.8522 | 3121.8912 | 2625.4853 | 2819.2197 | 2541.001 | 3374.4702 | 2633.5947 | 2913.3296 | 0 | 0 | 0 | 0 | 0 | 0 | 0 | 0 | 0 | 0 | 0 | 0 | 0 | 36112.4061 | 22501.001
8 | 400 | 402 | 400 402 Variable Speed Drive Control / Other Healthcare | 0 | 0 | 327.9503 | 333.4503 | 366.9503 | 473.132 | 505.5001 | 536.091 | 592.6769 | 630.1222 | 644.2784 | 602.2941 | 631.6066 | 615.8566 | 712.0128 | 645.0128 | 684.2003 | 0 | 0 | 0 | 0 | 0 | 0 | 0 | 0 | 0 | 0 | 0 | 0 | 0 | 8301.1349 | 5241.9818
8 | 400 | 403 | 400 403 Air Handler Optimization / Other Healthcare | 0 | 0 | 103.8788 | 105.7538 | 116.0038 | 149.5214 | 159.8866 | 169.2216 | 187.4491 | 198.5116 | 0 | 0 | 0 | 0 | 0 | 0 | 0 | 0 | 0 | 0 | 0 | 0 | 0 | 0 | 0 | 0 | 0 | 0 | 0 | 0 | 1190.227 | 934.4129
8 | 400 | 404 | 400 404 Electronically Commutated Motors (ECM) on an Air Handler Unit / Other Healthcare | 0 | 0 | 179.2325 | 181.4825 | 194.6075 | 333.5543 | 380.1514 | 393.8838 | 459.1622 | 498.2325 | 502.6388 | 426.8263 | 457.1231 | 414.7794 | 543.795 | 429.8263 | 474.67 | 0 | 0 | 0 | 0 | 0 | 0 | 0 | 0 | 0 | 0 | 0 | 0 | 0 | 5869.9652 | 3662.7729
8 | 400 | 405 | 400 405 Demand Control Ventilation (DCV) / Other Healthcare | 0 | 0 | 238.7646 | 242.8896 | 255.8896 | 609.5991 | 740.3632 | 752.2587 | 920.7568 | 1013.0578 | 1006.214 | 791.8781 | 865.0968 | 734.5812 | 1080.925 | 761.9875 | 869.425 | 0 | 0 | 0 | 0 | 0 | 0 | 0 | 0 | 0 | 0 | 0 | 0 | 0 | 10883.6869 | 6710.4644
8 | 400 | 406 | 400 406 Energy Recovery Ventilation (ERV) / Other Healthcare | 0 | 0 | 109.1162 | 110.9912 | 116.9912 | 278.4931 | 337.999 | 343.8271 | 420.3428 | 462.4912 | 459.3037 | 361.085 | 394.8193 | 334.8818 | 493.5225 | 348.21 | 396.71 | 319.8349 | 484.085 | 493.2412 | 504.585 | 502.1162 | 0 | 0 | 0 | 0 | 0 | 0 | 0 | 0 | 7272.6457 | 3852.7534
8 | 600 | 603 | 600 603 Heat Pump Water Heater (air source) / Other Healthcare | 0 | 0 | 1289.2337 | 1311.4837 | 1444.1087 | 1861.0228 | 1987.9661 | 2110.3548 | 2331.0306 | 2478.269 | 2535.8705 | 2367.894 | 2482.8002 | 2424.1127 | 2804.7377 | 2537.4252 | 2691.1288 | 0 | 0 | 0 | 0 | 0 | 0 | 0 | 0 | 0 | 0 | 0 | 0 | 0 | 32657.4382 | 20621.6966
8 | 600 | 606 | 600 606 Demand controlled circulating systems / Other Healthcare | 0 | 0 | 91.0689 | 93.3189 | 102.3189 | 131.7251 | 140.9302 | 148.8149 | 164.5532 | 175.5336 | 179.7601 | 168.0648 | 175.6273 | 171.2836 | 198.2836 | 179.2211 | 189.7523 | 0 | 0 | 0 | 0 | 0 | 0 | 0 | 0 | 0 | 0 | 0 | 0 | 0 | 2310.2565 | 1459.1656
8 | 600 | 608 | 600 608 Heat Recovery Unit / Other Healthcare | 0 | 0 | 1412.7044 | 1437.0794 | 1581.7044 | 2038.8841 | 2177.7698 | 2312.3187 | 2553.5013 | 2715.1185 | 2777.5638 | 2593.8294 | 0 | 0 | 0 | 0 | 0 | 0 | 0 | 0 | 0 | 0 | 0 | 0 | 0 | 0 | 0 | 0 | 0 | 0 | 21600.4742 | 15897.2215
8 | 600 | 609 | 600 609 Heat Trap / Other Healthcare | 0 | 0 | 165.5537 | 168.5537 | 185.1787 | 238.9541 | 254.5069 | 269.958 | 298.5694 | 317.581 | 324.9091 | 304.5028 | 0 | 0 | 0 | 0 | 0 | 0 | 0 | 0 | 0 | 0 | 0 | 0 | 0 | 0 | 0 | 0 | 0 | 0 | 2528.2675 | 1860.7751
8 | 600 | 610 | 600 610 Hot Water Pipe Insulation / Other Healthcare | 0 | 0 | 36.2566 | 36.8816 | 40.7566 | 52.1423 | 55.7058 | 58.7371 | 64.9363 | 69.2722 | 70.9597 | 66.5535 | 69.5378 | 68.0222 | 78.0691 | 70.0691 | 75.2878 | 0 | 0 | 0 | 0 | 0 | 0 | 0 | 0 | 0 | 0 | 0 | 0 | 0 | 913.1877 | 577.0195
8 | 700 | 701 | 700 701 PC Manual Power Management Enabling / Other Healthcare | 0 | 0 | 29.3022 | 30.4272 | 32.0522 | 65.1987 | 0 | 0 | 0 | 0 | 0 | 0 | 0 | 0 | 0 | 0 | 0 | 0 | 0 | 0 | 0 | 0 | 0 | 0 | 0 | 0 | 0 | 0 | 0 | 0 | 156.9802 | 140.19
8 | 700 | 702 | 700 702 PC Network Power Management Enabling / Other Healthcare | 0 | 0 | 29.3022 | 30.4272 | 32.0522 | 65.1987 | 0 | 0 | 0 | 0 | 0 | 0 | 0 | 0 | 0 | 0 | 0 | 0 | 0 | 0 | 0 | 0 | 0 | 0 | 0 | 0 | 0 | 0 | 0 | 0 | 156.9802 | 140.19
8 | 710 | 711 | 710 711 Energy Star or Better Monitor / Other Healthcare | 0 | 0 | 42.5906 | 43.3406 | 45.8406 | 93.8475 | 0 | 0 | 0 | 0 | 0 | 0 | 0 | 0 | 0 | 0 | 0 | 0 | 0 | 0 | 0 | 0 | 0 | 0 | 0 | 0 | 0 | 0 | 0 | 0 | 225.6194 | 201.5139
8 | 710 | 712 | 710 712 Monitor Power Management Enabling / Other Healthcare | 0 | 0 | 27.5726 | 28.3226 | 30.1976 | 61.0091 | 0 | 0 | 0 | 0 | 0 | 0 | 0 | 0 | 0 | 0 | 0 | 0 | 0 | 0 | 0 | 0 | 0 | 0 | 0 | 0 | 0 | 0 | 0 | 0 | 147.102 | 131.3755
8 | 720 | 722 | 720 722 Monitor Power Management Enabling / Other Healthcare | 0 | 0 | 0 | 0 | 0 | 0 | 0 | 0 | 0 | 0 | 0 | 0 | 0 | 0 | 0 | 0 | 0 | 0 | 0 | 0 | 0 | 0 | 0 | 0 | 0 | 0 | 0 | 0 | 0 | 0 | 0 | 0
8 | 730 | 732 | 730 732 Copier Power Management Enabling / Other Healthcare | 0 | 0 | 6.9466 | 7.0716 | 7.5716 | 15.3636 | 18.1097 | 17.8783 | 0 | 0 | 0 | 0 | 0 | 0 | 0 | 0 | 0 | 0 | 0 | 0 | 0 | 0 | 0 | 0 | 0 | 0 | 0 | 0 | 0 | 0 | 72.9414 | 60.1681
8 | 740 | 741 | 740 741 Printer Power Management Enabling / Other Healthcare | 0 | 0 | 40.7764 | 41.7764 | 44.2764 | 90.3017 | 107.4102 | 0 | 0 | 0 | 0 | 0 | 0 | 0 | 0 | 0 | 0 | 0 | 0 | 0 | 0 | 0 | 0 | 0 | 0 | 0 | 0 | 0 | 0 | 0 | 324.541 | 277.5177
8 | 800 | 801 | 800 801 Convection Oven / Other Healthcare | 0 | 0 | 7.1529 | 7.7779 | 8.1529 | 10.9449 | 11.7652 | 11.5309 | 12.9967 | 13.8561 | 14.2936 | 13.4654 | 0 | 0 | 0 | 0 | 0 | 0 | 0 | 0 | 0 | 0 | 0 | 0 | 0 | 0 | 0 | 0 | 0 | 0 | 111.9365 | 82.4959
8 | 810 | 811 | 810 811 Efficient Fryer / Other Healthcare | 0 | 0 | 0.16126 | 0.41126 | 0.53626 | 0.59095 | 0.36537 | 0.36732 | 1.0206 | 0.57533 | 1.2316 | 0.98939 | 0 | 0 | 0 | 0 | 0 | 0 | 0 | 0 | 0 | 0 | 0 | 0 | 0 | 0 | 0 | 0 | 0 | 0 | 6.2494 | 4.4446
8 | 900 | 901 | 900 901 Vending Misers (cooled machines only) / Other Healthcare | 0 | 0 | 19.7129 | 20.2129 | 22.0879 | 28.9922 | 30.166 | 31.6885 | 35.4004 | 37.1113 | 38.9082 | 36.4317 | 0 | 0 | 0 | 0 | 0 | 0 | 0 | 0 | 0 | 0 | 0 | 0 | 0 | 0 | 0 | 0 | 0 | 0 | 300.7121 | 221.4153
9 | 110 | 111 | 110 111 Premium T8, Electronic Ballast / Warehouse | 0 | 0 | 152.4721 | 154.5971 | 167.7221 | 260.0424 | 291.3618 | 302.8901 | 348.2299 | 375.5737 | 380.7768 | 332.7846 | 354.0346 | 328.7221 | 413.5659 | 342.1596 | 371.7846 | 365.9721 | 426.8471 | 436.6596 | 450.0971 | 456.7846 | 0 | 0 | 0 | 0 | 0 | 0 | 0 | 0 | 6713.0784 | 3601.457
9 | 110 | 114 | 110 114 Continuous Dimming / Warehouse | 0 | 0 | 312.8384 | 317.5884 | 347.8384 | 477.3223 | 517.9097 | 546.0914 | 611.9243 | 654.0181 | 666.6587 | 608.354 | 640.7603 | 614.2759 | 731.8384 | 640.8384 | 0 | 0 | 0 | 0 | 0 | 0 | 0 | 0 | 0 | 0 | 0 | 0 | 0 | 0 | 7688.2569 | 4988.1155
9 | 110 | 115 | 110 115 Lighting Control Tuneup / Warehouse | 0 | 0 | 32.3773 | 32.7523 | 36.1273 | 50.0521 | 54.6361 | 56.474 | 0 | 0 | 0 | 0 | 0 | 0 | 0 | 0 | 0 | 0 | 0 | 0 | 0 | 0 | 0 | 0 | 0 | 0 | 0 | 0 | 0 | 0 | 262.419 | 220.3093
9 | 120 | 121 | 120 121 ROB Premium T8, 1EB / Warehouse | 0 | 0 | 66.0312 | 67.0312 | 72.4062 | 112.8388 | 125.7031 | 131.083 | 150.7109 | 162.2694 | 164.7537 | 143.9803 | 152.8397 | 141.8866 | 178.2459 | 146.9959 | 161.0584 | 157.9334 | 184.0272 | 188.9022 | 194.4022 | 197.9647 | 0 | 0 | 0 | 0 | 0 | 0 | 0 | 0 | 2901.0641 | 1556.7028
9 | 120 | 122 | 120 122 ROB Premium T8, EB, Reflector / Warehouse | 0 | 0 | 265.7698 | 269.5198 | 292.3948 | 454.5901 | 507.7503 | 530.0472 | 608.9417 | 656.5276 | 664.7307 | 580.5198 | 617.2542 | 573.8792 | 723.5511 | 596.0511 | 649.5511 | 638.6448 | 744.7386 | 764.3011 | 783.7073 | 797.7698 | 0 | 0 | 0 | 0 | 0 | 0 | 0 | 0 | 11720.2404 | 6287.726
9 | 120 | 123 | 120 123 Occupancy Sensor / Warehouse | 0 | 0 | 85.1383 | 86.7633 | 93.6383 | 148.3199 | 166.3424 | 173.0074 | 199.4351 | 215.6148 | 218.2555 | 189.6851 | 202.1226 | 186.0601 | 0 | 0 | 0 | 0 | 0 | 0 | 0 | 0 | 0 | 0 | 0 | 0 | 0 | 0 | 0 | 0 | 1964.3828 | 1345.8059
9 | 120 | 124 | 120 124 Lighting Control Tuneup / Warehouse | 0 | 0 | 19.6683 | 20.4183 | 22.1683 | 30.6029 | 33.3343 | 34.6107 | 0 | 0 | 0 | 0 | 0 | 0 | 0 | 0 | 0 | 0 | 0 | 0 | 0 | 0 | 0 | 0 | 0 | 0 | 0 | 0 | 0 | 0 | 160.8028 | 135.0168
9 | 130 | 131 | 130 131 CFL Screw-in 18W / Warehouse | 0 | 0 | 1250.1709 | 1268.2959 | 0 | 0 | 0 | 0 | 0 | 0 | 0 | 0 | 0 | 0 | 0 | 0 | 0 | 0 | 0 | 0 | 0 | 0 | 0 | 0 | 0 | 0 | 0 | 0 | 0 | 0 | 2518.4668 | 2441.4633
9 | 150 | 151 | 150 151 PSMH, 250W, magnetic ballast / Warehouse | 0 | 0 | 255.6277 | 259.1277 | 283.7527 | 390.5008 | 422.9793 | 446.0828 | 499.9715 | 533.7683 | 545.0418 | 496.5183 | 523.4246 | 501.8465 | 598.159 | 0 | 0 | 0 | 0 | 0 | 0 | 0 | 0 | 0 | 0 | 0 | 0 | 0 | 0 | 0 | 5756.801 | 3842.636
9 | 150 | 152 | 150 152 PSMH, 250 W, electronic ballast / Warehouse | 0 | 0 | 295.4966 | 299.9966 | 328.3716 | 451.1909 | 489.355 | 515.5054 | 578.1138 | 617.3169 | 629.9888 | 574.1841 | 604.9341 | 580.6372 | 691.4654 | 0 | 0 | 0 | 0 | 0 | 0 | 0 | 0 | 0 | 0 | 0 | 0 | 0 | 0 | 0 | 6656.5561 | 4443.3261
9 | 150 | 153 | 150 153 High Bay T5 / Warehouse | 0 | 0 | 367.7579 | 373.6329 | 404.8829 | 629.9303 | 702.8126 | 734.0372 | 842.8829 | 909.2579 | 920.6798 | 803.6485 | 855.7423 | 794.5704 | 1002.1642 | 0 | 0 | 0 | 0 | 0 | 0 | 0 | 0 | 0 | 0 | 0 | 0 | 0 | 0 | 0 | 9341.9998 | 6191.1498
9 | 160 | 161 | 160 161 LED Exit Sign / Warehouse | 0 | 0 | 0.54029 | 0.79029 | 0.79029 | 0.84498 | 1.0754 | 0.37135 | 1.2747 | 1.0753 | 1.091 | 1.2394 | 1.2394 | 0.91126 | 0.88001 | 1.4113 | 0.91126 | 0.91126 | 0 | 0 | 0 | 0 | 0 | 0 | 0 | 0 | 0 | 0 | 0 | 0 | 15.3574 | 9.6194
9 | 200 | 201 | 200 201 High Pressure Sodium 250W Lamp / Warehouse | 0 | 0 | 23.5877 | 24.3377 | 26.8377 | 34.66 | 37.1268 | 0 | 0 | 0 | 0 | 0 | 0 | 0 | 0 | 0 | 0 | 0 | 0 | 0 | 0 | 0 | 0 | 0 | 0 | 0 | 0 | 0 | 0 | 0 | 146.55 | 127.7468
9 | 200 | 202 | 200 202 Outdoor Lighting Controls (Photocell/Timeclock) / Warehouse | 0 | 0 | 19.1766 | 19.5516 | 21.3016 | 27.5975 | 29.5292 | 0 | 0 | 0 | 0 | 0 | 0 | 0 | 0 | 0 | 0 | 0 | 0 | 0 | 0 | 0 | 0 | 0 | 0 | 0 | 0 | 0 | 0 | 0 | 117.1567 | 102.1896
9 | 210 | 211 | 210 211 Outdoor Lighting Controls (Photocell/Timeclock) / Warehouse | 0 | 0 | 28.1884 | 28.5634 | 31.3134 | 40.7616 | 43.5067 | 0 | 0 | 0 | 0 | 0 | 0 | 0 | 0 | 0 | 0 | 0 | 0 | 0 | 0 | 0 | 0 | 0 | 0 | 0 | 0 | 0 | 0 | 0 | 172.3334 | 150.2876
9 | 300 | 301 | 300 301 Centrifugal Chiller, 0.51 kW/ton, 500 tons / Warehouse | 0 | 0 | 42.7184 | 43.8434 | 47.0934 | 74.2008 | 82.7047 | 85.7877 | 98.6871 | 106.9215 | 108.5387 | 93.9684 | 100.7965 | 92.9996 | 117.4059 | 95.9059 | 105.297 | 103.047 | 121.547 | 124.0783 | 127.547 | 129.547 | 0 | 0 | 0 | 0 | 0 | 0 | 0 | 0 | 1902.6356 | 1020.6353
9 | 300 | 302 | 300 302 High Efficiency Chiller Motors / Warehouse | 0 | 0 | 10.451 | 10.826 | 11.576 | 16.9139 | 17.4989 | 18.576 | 21.3729 | 22.0369 | 22.9119 | 20.826 | 22.1698 | 20.4041 | 24.451 | 21.1073 | 23.0609 | 23.2796 | 26.8421 | 27.0609 | 29.2796 | 28.9046 | 0 | 0 | 0 | 0 | 0 | 0 | 0 | 0 | 419.5494 | 225.805
9 | 300 | 304 | 300 304 EMS - Chiller / Warehouse | 0 | 0 | 35.4052 | 36.2802 | 39.7802 | 55.9511 | 60.9052 | 63.4423 | 72.1943 | 77.1708 | 78.7333 | 71.1396 | 0 | 0 | 0 | 0 | 0 | 0 | 0 | 0 | 0 | 0 | 0 | 0 | 0 | 0 | 0 | 0 | 0 | 0 | 591.0024 | 432.2801
9 | 300 | 305 | 300 305 Chiller Tune Up/Diagnostics / Warehouse | 0 | 0 | 38.1459 | 39.5209 | 41.5209 | 98.058 | 118.7123 | 120.7015 | 147.7709 | 162.1224 | 161.8021 | 127.4427 | 0 | 0 | 0 | 0 | 0 | 0 | 0 | 0 | 0 | 0 | 0 | 0 | 0 | 0 | 0 | 0 | 0 | 0 | 1055.7975 | 750.4216
9 | 300 | 306 | 300 306 VSD for Chiller Pumps and Towers / Warehouse | 0 | 0 | 33.5102 | 34.3852 | 37.3852 | 53.141 | 57.5111 | 59.8627 | 68.2055 | 73.143 | 74.057 | 67.7133 | 71.0102 | 67.4008 | 80.7289 | 69.9164 | 75.1503 | 0 | 0 | 0 | 0 | 0 | 0 | 0 | 0 | 0 | 0 | 0 | 0 | 0 | 923.1207 | 580.8925
9 | 300 | 307 | 300 307 EMS Optimization / Warehouse | 0 | 0 | 15.8784 | 16.0034 | 17.8784 | 22.7163 | 24.1059 | 0 | 0 | 0 | 0 | 0 | 0 | 0 | 0 | 0 | 0 | 0 | 0 | 0 | 0 | 0 | 0 | 0 | 0 | 0 | 0 | 0 | 0 | 0 | 96.5824 | 84.2719
9 | 300 | 308 | 300 308 Aerosol Duct Sealing / Warehouse | 0 | 0 | 31.3818 | 32.5068 | 35.5068 | 45.9628 | 49.2451 | 51.5165 | 57.1396 | 60.6749 | 62.8311 | 58.2764 | 60.7139 | 60.1671 | 67.9483 | 61.6358 | 65.8233 | 0 | 0 | 0 | 0 | 0 | 0 | 0 | 0 | 0 | 0 | 0 | 0 | 0 | 801.3301 | 506.3326
9 | 300 | 309 | 300 309 Duct/Pipe Insulation / Warehouse | 0 | 0 | 6.5077 | 7.0077 | 7.2577 | 10.9061 | 11.703 | 11.7684 | 13.5546 | 13.6952 | 14.2655 | 12.7577 | 0 | 0 | 0 | 0 | 0 | 0 | 0 | 0 | 0 | 0 | 0 | 0 | 0 | 0 | 0 | 0 | 0 | 0 | 109.4236 | 80.29
9 | 300 | 311 | 300 311 Window Film (Standard) / Warehouse | 0 | 0 | 21.2961 | 22.1711 | 23.7961 | 40.7571 | 46.971 | 48.3303 | 56.9133 | 61.4327 | 62.1906 | 53.1046 | 0 | 0 | 0 | 0 | 0 | 0 | 0 | 0 | 0 | 0 | 0 | 0 | 0 | 0 | 0 | 0 | 0 | 0 | 436.9631 | 315.3986
9 | 300 | 313 | 300 313 Ceiling Insulation / Warehouse | 0 | 0 | 57.0304 | 57.4054 | 60.5304 | 137.4269 | 165.923 | 168.7208 | 205.7335 | 225.1163 | 225.132 | 178.296 | 194.0616 | 166.5929 | 240.4054 | 171.9991 | 196.0153 | 162.7965 | 238.1403 | 242.484 | 248.5465 | 248.359 | 0 | 0 | 0 | 0 | 0 | 0 | 0 | 0 | 3590.7151 | 1904.296
9 | 300 | 314 | 300 314 Roof Insulation / Warehouse | 0 | 0 | 18.3729 | 18.8729 | 20.1229 | 36.3641 | 42.3084 | 43.66 | 51.7557 | 55.5135 | 55.7323 | 47.2948 | 50.4041 | 44.7323 | 60.4354 | 46.3729 | 51.7479 | 48.0291 | 61.2791 | 62.0916 | 64.2791 | 64.3729 | 0 | 0 | 0 | 0 | 0 | 0 | 0 | 0 | 943.742 | 503.9228
9 | 300 | 317 | 300 317 Thermal Energy Storage (TES) Positive / Warehouse | 0 | 0 | 59.7682 | 59.1432 | 63.8932 | 84.8327 | 88.7458 | 93.86 | 102.7135 | 109.6667 | 113.8854 | 106.9713 | 111.3151 | 109.112 | 122.9557 | 111.4557 | 118.7995 | 126.5807 | 130.2682 | 134.0495 | 139.1745 | 144.2682 | 147.1432 | 142.5807 | 148.9245 | 145.487 | 145.3932 | 154.1745 | 162.987 | 174.8307 | 3352.9799 | 1435.4314
9 | 300 | 317 | 300 317 Thermal Energy Storage (TES) Negative / Warehouse | 0 | 0 | -58.875 | -60.5 | -67.75 | -69.75 | -71.25 | -76.75 | -81.75 | -84.5 | -87.75 | -89.75 | -92.75 | -97.25 | -101.75 | -103 | -104.5 | -108.5 | -111 | -117 | -120 | -125 | -129 | -132.5 | -137 | -141 | -146 | -151 | -154 | -158 | -2977.875 | -1259.3076
9 | 320 | 321 | 320 321 DX Packaged System, EER=10.9, 10 tons / Warehouse | 0 | 0 | 36.9677 | 37.8427 | 40.3427 | 72.8593 | 83.747 | 86.4003 | 101.5536 | 110.4324 | 111.5886 | 92.948 | 100.1511 | 89.6511 | 119.5261 | 92.6511 | 103.3386 | 0 | 0 | 0 | 0 | 0 | 0 | 0 | 0 | 0 | 0 | 0 | 0 | 0 | 1280.0003 | 797.2697
9 | 320 | 322 | 320 322 Hybrid Dessicant-DX System (Trane CDQ) / Warehouse | 0 | 0 | 199.6724 | 203.2974 | 223.0474 | 293.8658 | 315.1382 | 334.1412 | 371.1099 | 395.0671 | 404.1452 | 374.0358 | 393.4421 | 380.7702 | 445.0202 | 397.2702 | 423.6926 | 0 | 0 | 0 | 0 | 0 | 0 | 0 | 0 | 0 | 0 | 0 | 0 | 0 | 5153.7156 | 3251.5612
9 | 320 | 323 | 320 323 Geothermal Heat Pump, EER=13, 10 tons / Warehouse | 0 | 0 | 104.0558 | 105.9308 | 115.6808 | 153.7159 | 164.879 | 174.2872 | 192.9854 | 205.4151 | 210.1183 | 195.0245 | 204.5089 | 198.4151 | 231.7745 | 206.4933 | 220.6021 | 0 | 0 | 0 | 0 | 0 | 0 | 0 | 0 | 0 | 0 | 0 | 0 | 0 | 2683.8867 | 1693.5825
9 | 320 | 326 | 320 326 DX Tune Up/ Advanced Diagnostics / Warehouse | 0 | 0 | 28.7034 | 29.7034 | 31.5784 | 49.6809 | 54.8919 | 57.2483 | 66.4456 | 71.2112 | 72.1721 | 63.6878 | 0 | 0 | 0 | 0 | 0 | 0 | 0 | 0 | 0 | 0 | 0 | 0 | 0 | 0 | 0 | 0 | 0 | 0 | 525.3229 | 381.7513
9 | 320 | 327 | 320 327 DX Coil Cleaning / Warehouse | 0 | 0 | 36.3841 | 37.3841 | 39.2591 | 92.9486 | 112.7631 | 0 | 0 | 0 | 0 | 0 | 0 | 0 | 0 | 0 | 0 | 0 | 0 | 0 | 0 | 0 | 0 | 0 | 0 | 0 | 0 | 0 | 0 | 0 | 318.7391 | 270.9334
9 | 320 | 329 | 320 329 Aerosol Duct Sealing / Warehouse | 0 | 0 | 50.1673 | 51.4173 | 56.2923 | 72.7982 | 77.9739 | 81.7698 | 90.6126 | 96.0501 | 99.6048 | 93.1204 | 96.9173 | 95.0579 | 108.8861 | 98.8236 | 104.8861 | 0 | 0 | 0 | 0 | 0 | 0 | 0 | 0 | 0 | 0 | 0 | 0 | 0 | 1274.3777 | 804.7549
9 | 320 | 330 | 320 330 Duct/Pipe Insulation / Warehouse | 0 | 0 | 10.58 | 10.955 | 11.58 | 16.9179 | 17.7529 | 18.58 | 21.6269 | 22.041 | 22.916 | 20.83 | 0 | 0 | 0 | 0 | 0 | 0 | 0 | 0 | 0 | 0 | 0 | 0 | 0 | 0 | 0 | 0 | 0 | 0 | 173.7798 | 127.3165
9 | 320 | 334 | 320 334 Ceiling Insulation / Warehouse | 0 | 0 | 89.8995 | 91.3995 | 96.7745 | 219.1012 | 263.9327 | 268.6241 | 326.9464 | 358.7823 | 357.3683 | 283.2901 | 309.6183 | 264.5714 | 383.8683 | 274.087 | 311.9932 | 258.8995 | 378.5558 | 384.9308 | 394.2433 | 393.0245 | 0 | 0 | 0 | 0 | 0 | 0 | 0 | 0 | 5709.9107 | 3028.9217
9 | 320 | 335 | 320 335 Roof Insulation / Warehouse | 0 | 0 | 34.4652 | 35.3402 | 36.9652 | 87.4447 | 106.725 | 108.1351 | 132.3792 | 145.0511 | 145.2074 | 113.6058 | 124.0277 | 105.6996 | 154.6214 | 109.3714 | 125.4652 | 100.4964 | 152.2152 | 154.5277 | 158.5902 | 158.2152 | 0 | 0 | 0 | 0 | 0 | 0 | 0 | 0 | 2288.5488 | 1212.8302
9 | 340 | 344 | 340 344 Aerosol Duct Sealing / Warehouse | 0 | 0 | 51.7439 | 52.8689 | 57.8689 | 74.5798 | 79.5114 | 83.8142 | 92.7517 | 98.6695 | 101.5055 | 94.818 | 99.1461 | 96.8961 | 112.1148 | 100.6773 | 107.2398 | 0 | 0 | 0 | 0 | 0 | 0 | 0 | 0 | 0 | 0 | 0 | 0 | 0 | 1304.2057 | 823.9673
9 | 340 | 345 | 340 345 Duct/Pipe Insulation / Warehouse | 0 | 0 | 10.83 | 10.955 | 12.08 | 16.9179 | 17.7529 | 19.08 | 21.6269 | 22.541 | 23.416 | 20.83 | 0 | 0 | 0 | 0 | 0 | 0 | 0 | 0 | 0 | 0 | 0 | 0 | 0 | 0 | 0 | 0 | 0 | 0 | 176.0298 | 128.9986
9 | 340 | 349 | 340 349 Ceiling Insulation / Warehouse | 0 | 0 | 91.7379 | 93.2379 | 98.7379 | 223.7608 | 269.7222 | 273.8765 | 333.9957 | 366.402 | 365.2457 | 289.2535 | 316.1285 | 270.3941 | 391.7067 | 280.5816 | 318.7691 | 264.5504 | 386.8629 | 394.1442 | 403.0504 | 401.4879 | 0 | 0 | 0 | 0 | 0 | 0 | 0 | 0 | 5833.6457 | 3094.0069
9 | 340 | 351 | 340 351 Cool Roof - DX / Warehouse | 0 | 0 | 164.5307 | 166.6557 | 178.5307 | 318.2041 | 365.1196 | 377.0971 | 442.7182 | 481.5698 | 485.0385 | 407.3745 | 437.2026 | 393.4682 | 523.0932 | 407.6245 | 451.4209 | 0 | 0 | 0 | 0 | 0 | 0 | 0 | 0 | 0 | 0 | 0 | 0 | 0 | 5599.6487 | 3488.8737
9 | 360 | 361 | 360 361 HE PTAC, EER=9.6, 1 ton / Warehouse | 0 | 0 | 103.6059 | 105.6059 | 112.4809 | 199.7983 | 229.2104 | 236.5405 | 277.5278 | 301.559 | 303.7856 | 255.4653 | 274.6216 | 247.2153 | 327.9497 | 255.9497 | 283.5122 | 0 | 0 | 0 | 0 | 0 | 0 | 0 | 0 | 0 | 0 | 0 | 0 | 0 | 3514.8283 | 2190.4211
9 | 400 | 402 | 400 402 Variable Speed Drive Control / Warehouse | 0 | 0 | 39.8043 | 40.8043 | 44.6793 | 61.4029 | 67.0709 | 69.9234 | 79.1871 | 84.4059 | 86.1012 | 78.8824 | 82.2105 | 79.1324 | 94.0855 | 81.7105 | 88.6329 | 0 | 0 | 0 | 0 | 0 | 0 | 0 | 0 | 0 | 0 | 0 | 0 | 0 | 1078.0337 | 678.765
9 | 400 | 403 | 400 403 Air Handler Optimization / Warehouse | 0 | 0 | 12.9348 | 13.1848 | 14.1848 | 19.7756 | 21.1907 | 22.4534 | 25.1535 | 26.341 | 0 | 0 | 0 | 0 | 0 | 0 | 0 | 0 | 0 | 0 | 0 | 0 | 0 | 0 | 0 | 0 | 0 | 0 | 0 | 0 | 155.2186 | 121.3968
9 | 400 | 404 | 400 404 Electronically Commutated Motors (ECM) on an Air Handler Unit / Warehouse | 0 | 0 | 17.2049 | 17.4549 | 19.2049 | 24.9979 | 26.3495 | 27.9217 | 30.7831 | 32.494 | 33.6034 | 31.8612 | 32.4549 | 31.5487 | 36.4862 | 33.2987 | 35.6424 | 0 | 0 | 0 | 0 | 0 | 0 | 0 | 0 | 0 | 0 | 0 | 0 | 0 | 431.3066 | 272.7497
9 | 400 | 405 | 400 405 Demand Control Ventilation (DCV) / Warehouse | 0 | 0 | 27.7809 | 28.6559 | 30.0309 | 70.9899 | 86.988 | 87.6149 | 107.6403 | 117.5622 | 117.195 | 92.1716 | 100.6091 | 85.4528 | 125.8434 | 88.8122 | 101.2184 | 0 | 0 | 0 | 0 | 0 | 0 | 0 | 0 | 0 | 0 | 0 | 0 | 0 | 1268.5657 | 782.4853
9 | 400 | 406 | 400 406 Energy Recovery Ventilation (ERV) / Warehouse | 0 | 0 | 12.9371 | 13.1871 | 13.5621 | 32.3619 | 39.3804 | 39.9957 | 48.5933 | 53.1518 | 53.4409 | 42.1674 | 45.8393 | 38.9331 | 56.5893 | 40.2456 | 45.9804 | 36.8242 | 56.2304 | 56.6992 | 58.9804 | 58.1992 | 0 | 0 | 0 | 0 | 0 | 0 | 0 | 0 | 843.2987 | 447.1168
9 | 600 | 603 | 600 603 Heat Pump Water Heater (air source) / Warehouse | 0 | 0 | 4.9594 | 5.0844 | 5.5844 | 7.7202 | 8.5415 | 7.5463 | 9.5063 | 9.8813 | 10.811 | 9.3657 | 9.6313 | 9.2876 | 10.5844 | 9.8657 | 10.3183 | 0 | 0 | 0 | 0 | 0 | 0 | 0 | 0 | 0 | 0 | 0 | 0 | 0 | 128.6879 | 81.474
9 | 600 | 606 | 600 606 Demand controlled circulating systems / Warehouse | 0 | 0 | 0.16126 | 0.41126 | 0.53626 | 0.59095 | 0.36537 | 0.36732 | 1.0206 | 0.57533 | 1.2316 | 0.98939 | 0.98939 | 0.66126 | 0.63001 | 0.66126 | 1.0514 | 0 | 0 | 0 | 0 | 0 | 0 | 0 | 0 | 0 | 0 | 0 | 0 | 0 | 10.2427 | 6.3329
9 | 600 | 608 | 600 608 Heat Recovery Unit / Warehouse | 0 | 0 | 5.5885 | 5.5885 | 6.3385 | 8.4742 | 9.5455 | 8.3004 | 10.2603 | 10.3853 | 11.065 | 10.1197 | 0 | 0 | 0 | 0 | 0 | 0 | 0 | 0 | 0 | 0 | 0 | 0 | 0 | 0 | 0 | 0 | 0 | 0 | 85.6659 | 63.1589
9 | 600 | 609 | 600 609 Heat Trap / Warehouse | 0 | 0 | 0.66529 | 0.79029 | 0.79029 | 0.84498 | 1.1194 | 0.37135 | 1.5247 | 1.0753 | 1.4816 | 1.2394 | 0 | 0 | 0 | 0 | 0 | 0 | 0 | 0 | 0 | 0 | 0 | 0 | 0 | 0 | 0 | 0 | 0 | 0 | 9.9026 | 7.2915
9 | 600 | 610 | 600 610 Hot Water Pipe Insulation / Warehouse | 0 | 0 | 0 | 0.25 | 0.25 | 0.25 | 0.25 | 0.25 | 0.5 | 0.25 | 0.40625 | 0.25 | 0.25 | 0.5 | 0.25 | 0.25 | 0.54737 | 0 | 0 | 0 | 0 | 0 | 0 | 0 | 0 | 0 | 0 | 0 | 0 | 0 | 4.4536 | 2.774
9 | 700 | 701 | 700 701 PC Manual Power Management Enabling / Warehouse | 0 | 0 | 28.1884 | 28.5634 | 31.3134 | 41.0116 | 0 | 0 | 0 | 0 | 0 | 0 | 0 | 0 | 0 | 0 | 0 | 0 | 0 | 0 | 0 | 0 | 0 | 0 | 0 | 0 | 0 | 0 | 0 | 0 | 129.0767 | 116.63
9 | 700 | 702 | 700 702 PC Network Power Management Enabling / Warehouse | 0 | 0 | 28.1884 | 28.5634 | 31.3134 | 41.0116 | 0 | 0 | 0 | 0 | 0 | 0 | 0 | 0 | 0 | 0 | 0 | 0 | 0 | 0 | 0 | 0 | 0 | 0 | 0 | 0 | 0 | 0 | 0 | 0 | 129.0767 | 116.63
9 | 710 | 711 | 710 711 Energy Star or Better Monitor / Warehouse | 0 | 0 | 40.1153 | 41.1153 | 45.4903 | 58.4913 | 0 | 0 | 0 | 0 | 0 | 0 | 0 | 0 | 0 | 0 | 0 | 0 | 0 | 0 | 0 | 0 | 0 | 0 | 0 | 0 | 0 | 0 | 0 | 0 | 185.2121 | 167.3397
9 | 710 | 712 | 710 712 Monitor Power Management Enabling / Warehouse | 0 | 0 | 26.3296 | 26.9546 | 29.2046 | 38.0903 | 0 | 0 | 0 | 0 | 0 | 0 | 0 | 0 | 0 | 0 | 0 | 0 | 0 | 0 | 0 | 0 | 0 | 0 | 0 | 0 | 0 | 0 | 0 | 0 | 120.579 | 108.9788
9 | 720 | 722 | 720 722 Monitor Power Management Enabling / Warehouse | 0 | 0 | 0 | 0 | 0 | 0 | 0 | 0 | 0 | 0 | 0 | 0 | 0 | 0 | 0 | 0 | 0 | 0 | 0 | 0 | 0 | 0 | 0 | 0 | 0 | 0 | 0 | 0 | 0 | 0 | 0 | 0
9 | 730 | 732 | 730 732 Copier Power Management Enabling / Warehouse | 0 | 0 | 5.27 | 5.27 | 6.27 | 7.4506 | 7.9487 | 7.7651 | 0 | 0 | 0 | 0 | 0 | 0 | 0 | 0 | 0 | 0 | 0 | 0 | 0 | 0 | 0 | 0 | 0 | 0 | 0 | 0 | 0 | 0 | 39.9743 | 33.7903
9 | 740 | 741 | 740 741 Printer Power Management Enabling / Warehouse | 0 | 0 | 31.7971 | 32.9221 | 36.0471 | 46.3605 | 50.09 | 0 | 0 | 0 | 0 | 0 | 0 | 0 | 0 | 0 | 0 | 0 | 0 | 0 | 0 | 0 | 0 | 0 | 0 | 0 | 0 | 0 | 0 | 0 | 197.2168 | 171.9308
9 | 800 | 801 | 800 801 Convection Oven / Warehouse | 0 | 0 | 0 | 0 | 0 | 0 | 0 | 0 | 0.25 | 0 | 0 | 0 | 0 | 0 | 0 | 0 | 0 | 0 | 0 | 0 | 0 | 0 | 0 | 0 | 0 | 0 | 0 | 0 | 0 | 0 | 0.25 | 0.17168
9 | 810 | 811 | 810 811 Efficient Fryer / Warehouse | 0 | 0 | 0 | 0 | 0 | 0 | 0 | 0 | 0.25 | 0 | 0 | 0 | 0 | 0 | 0 | 0 | 0 | 0 | 0 | 0 | 0 | 0 | 0 | 0 | 0 | 0 | 0 | 0 | 0 | 0 | 0.25 | 0.17168
9 | 900 | 901 | 900 901 Vending Misers (cooled machines only) / Warehouse | 0 | 0 | 34.555 | 35.43 | 38.68 | 49.8548 | 53.1009 | 56.1878 | 62.555 | 66.3675 | 68.1332 | 64.0863 | 0 | 0 | 0 | 0 | 0 | 0 | 0 | 0 | 0 | 0 | 0 | 0 | 0 | 0 | 0 | 0 | 0 | 0 | 528.9507 | 389.2057
10 | 110 | 111 | 110 111 Premium T8, Electronic Ballast / Hotel or Motel | 0 | 0 | 199.1701 | 202.4201 | 219.4201 | 340.9313 | 380.7355 | 397.1506 | 456.3107 | 491.881 | 498.4904 | 435.8107 | 463.7014 | 430.1701 | 542.3889 | 447.3889 | 486.7477 | 478.6852 | 558.6228 | 572.5603 | 588.4978 | 0 | 0 | 0 | 0 | 0 | 0 | 0 | 0 | 0 | 8191.0838 | 4533.3002
10 | 110 | 114 | 110 114 Continuous Dimming / Hotel or Motel | 0 | 0 | 403.2068 | 409.0818 | 449.8318 | 599.6853 | 644.4656 | 681.1844 | 758.5427 | 808.0584 | 825.6521 | 761.0037 | 800.9724 | 775.2693 | 908.7693 | 808.6756 | 0 | 0 | 0 | 0 | 0 | 0 | 0 | 0 | 0 | 0 | 0 | 0 | 0 | 0 | 9634.3994 | 6260.5946
10 | 110 | 115 | 110 115 Lighting Control Tuneup / Hotel or Motel | 0 | 0 | 41.5262 | 42.5262 | 47.0262 | 62.3846 | 68.0682 | 71.3621 | 0 | 0 | 0 | 0 | 0 | 0 | 0 | 0 | 0 | 0 | 0 | 0 | 0 | 0 | 0 | 0 | 0 | 0 | 0 | 0 | 0 | 0 | 332.8934 | 279.8145
10 | 120 | 121 | 120 121 ROB Premium T8, 1EB / Hotel or Motel | 0 | 0 | 85.7837 | 87.5337 | 94.5337 | 147.2778 | 164.9282 | 170.895 | 196.8931 | 212.5062 | 215.4593 | 188.3265 | 200.1859 | 185.4203 | 233.4984 | 192.9359 | 210.4984 | 206.5609 | 241.4359 | 247.3734 | 254.3422 | 0 | 0 | 0 | 0 | 0 | 0 | 0 | 0 | 0 | 3536.3885 | 1957.0649
10 | 120 | 122 | 120 122 ROB Premium T8, EB, Reflector / Hotel or Motel | 0 | 0 | 347.3804 | 352.8804 | 382.5054 | 594.7403 | 664.8374 | 692.9751 | 796.146 | 858.982 | 870.4742 | 759.0523 | 808.3648 | 751.2867 | 946.6304 | 780.6304 | 849.3804 | 836.7867 | 975.1929 | 1000.6304 | 1026.3492 | 0 | 0 | 0 | 0 | 0 | 0 | 0 | 0 | 0 | 14295.226 | 7910.8352
10 | 120 | 123 | 120 123 Occupancy Sensor / Hotel or Motel | 0 | 0 | 111.5394 | 113.4144 | 122.5394 | 194.3577 | 218.1009 | 226.5618 | 261.094 | 281.9494 | 285.5666 | 248.2228 | 264.2385 | 0 | 0 | 0 | 0 | 0 | 0 | 0 | 0 | 0 | 0 | 0 | 0 | 0 | 0 | 0 | 0 | 0 | 2327.5849 | 1639.344
10 | 120 | 124 | 120 124 Lighting Control Tuneup / Hotel or Motel | 0 | 0 | 25.7649 | 26.1399 | 28.6399 | 38.3421 | 41.0559 | 42.6311 | 0 | 0 | 0 | 0 | 0 | 0 | 0 | 0 | 0 | 0 | 0 | 0 | 0 | 0 | 0 | 0 | 0 | 0 | 0 | 0 | 0 | 0 | 202.5739 | 170.485
10 | 130 | 131 | 130 131 CFL Screw-in 18W / Hotel or Motel | 0 | 0 | 1635.9256 | 1659.9256 | 0 | 0 | 0 | 0 | 0 | 0 | 0 | 0 | 0 | 0 | 0 | 0 | 0 | 0 | 0 | 0 | 0 | 0 | 0 | 0 | 0 | 0 | 0 | 0 | 0 | 0 | 3295.8512 | 3195.0703
10 | 150 | 151 | 150 151 PSMH, 250W, magnetic ballast / Hotel or Motel | 0 | 0 | 329.9805 | 334.4805 | 367.6055 | 489.7231 | 526.6123 | 556.9512 | 619.9727 | 660.1133 | 674.6133 | 621.918 | 654.3555 | 632.9961 | 0 | 0 | 0 | 0 | 0 | 0 | 0 | 0 | 0 | 0 | 0 | 0 | 0 | 0 | 0 | 0 | 6469.3217 | 4473.2121
10 | 150 | 152 | 150 152 PSMH, 250 W, electronic ballast / Hotel or Motel | 0 | 0 | 381.1514 | 386.6514 | 424.9014 | 566.3218 | 608.6426 | 643.836 | 716.8936 | 763.2217 | 780.3311 | 718.8702 | 756.4483 | 731.9952 | 0 | 0 | 0 | 0 | 0 | 0 | 0 | 0 | 0 | 0 | 0 | 0 | 0 | 0 | 0 | 0 | 7479.2649 | 5171.3589
10 | 150 | 153 | 150 153 High Bay T5 / Hotel or Motel | 0 | 0 | 481.4346 | 488.5596 | 529.5596 | 824.2261 | 920.2608 | 960.1983 | 1103.1065 | 1189.9268 | 1205.294 | 1052.3721 | 1119.9659 | 1038.9815 | 0 | 0 | 0 | 0 | 0 | 0 | 0 | 0 | 0 | 0 | 0 | 0 | 0 | 0 | 0 | 0 | 10913.886 | 7483.4557
10 | 160 | 161 | 160 161 LED Exit Sign / Hotel or Motel | 0 | 0 | 2.4029 | 2.6529 | 2.4029 | 5.0973 | 5.6812 | 5.191 | 6.9186 | 7.0357 | 7.7467 | 6.0123 | 6.5592 | 5.4967 | 7.3717 | 5.6217 | 6.6842 | 5.7467 | 0 | 0 | 0 | 0 | 0 | 0 | 0 | 0 | 0 | 0 | 0 | 0 | 88.6217 | 54.1204
10 | 200 | 201 | 200 201 High Pressure Sodium 250W Lamp / Hotel or Motel | 0 | 0 | 88.9319 | 90.6819 | 99.4319 | 128.4768 | 137.7209 | 0 | 0 | 0 | 0 | 0 | 0 | 0 | 0 | 0 | 0 | 0 | 0 | 0 | 0 | 0 | 0 | 0 | 0 | 0 | 0 | 0 | 0 | 0 | 545.2433 | 475.4994
10 | 200 | 202 | 200 202 Outdoor Lighting Controls (Photocell/Timeclock) / Hotel or Motel | 0 | 0 | 70.1504 | 71.9004 | 78.9004 | 101.6552 | 108.247 | 0 | 0 | 0 | 0 | 0 | 0 | 0 | 0 | 0 | 0 | 0 | 0 | 0 | 0 | 0 | 0 | 0 | 0 | 0 | 0 | 0 | 0 | 0 | 430.8534 | 375.794
10 | 210 | 211 | 210 211 Outdoor Lighting Controls (Photocell/Timeclock) / Hotel or Motel | 0 | 0 | 32.9785 | 34.1035 | 37.3535 | 48.0732 | 51.6191 | 0 | 0 | 0 | 0 | 0 | 0 | 0 | 0 | 0 | 0 | 0 | 0 | 0 | 0 | 0 | 0 | 0 | 0 | 0 | 0 | 0 | 0 | 0 | 204.1277 | 177.9839
10 | 300 | 301 | 300 301 Centrifugal Chiller, 0.51 kW/ton, 500 tons / Hotel or Motel | 0 | 0 | 414.2173 | 420.4673 | 455.4673 | 714.5913 | 799.4771 | 832.7544 | 958.3189 | 1034.7954 | 1047.1001 | 911.8111 | 971.1548 | 900.1392 | 1139.3423 | 934.9986 | 1019.4361 | 1002.9048 | 1171.6548 | 1202.5298 | 1232.4361 | 1254.4048 | 0 | 0 | 0 | 0 | 0 | 0 | 0 | 0 | 18418.0019 | 9877.3221
10 | 300 | 302 | 300 302 High Efficiency Chiller Motors / Hotel or Motel | 0 | 0 | 97.5355 | 98.9105 | 108.2855 | 146.3382 | 158.3344 | 166.1908 | 185.9965 | 198.4418 | 202.809 | 186.6137 | 196.3637 | 188.9418 | 222.5043 | 196.3168 | 209.7855 | 213.2543 | 234.973 | 241.3793 | 249.1918 | 255.0355 | 0 | 0 | 0 | 0 | 0 | 0 | 0 | 0 | 3757.2016 | 2026.922
10 | 300 | 304 | 300 304 EMS - Chiller / Hotel or Motel | 0 | 0 | 337.488 | 342.113 | 375.863 | 502.1549 | 540.613 | 571.7633 | 636.7614 | 678.2576 | 693.492 | 638.0545 | 0 | 0 | 0 | 0 | 0 | 0 | 0 | 0 | 0 | 0 | 0 | 0 | 0 | 0 | 0 | 0 | 0 | 0 | 5316.5606 | 3903.4636
10 | 300 | 305 | 300 305 Chiller Tune Up/Diagnostics / Hotel or Motel | 0 | 0 | 371.2432 | 376.7432 | 397.4932 | 947.0332 | 1150.0811 | 1169.6602 | 1430.9698 | 1575.2823 | 1564.1651 | 1229.6182 | 0 | 0 | 0 | 0 | 0 | 0 | 0 | 0 | 0 | 0 | 0 | 0 | 0 | 0 | 0 | 0 | 0 | 0 | 10212.2898 | 7257.222
10 | 300 | 306 | 300 306 VSD for Chiller Pumps and Towers / Hotel or Motel | 0 | 0 | 318.8719 | 322.9969 | 354.8719 | 473.7538 | 510.0682 | 539.4081 | 600.9344 | 639.7432 | 653.6885 | 602.3448 | 633.7198 | 612.4229 | 719.4073 | 638.8447 | 680.9849 | 0 | 0 | 0 | 0 | 0 | 0 | 0 | 0 | 0 | 0 | 0 | 0 | 0 | 8302.0612 | 5235.354
10 | 300 | 307 | 300 307 EMS Optimization / Hotel or Motel | 0 | 0 | 151.8043 | 154.3043 | 169.6793 | 218.9371 | 234.1363 | 0 | 0 | 0 | 0 | 0 | 0 | 0 | 0 | 0 | 0 | 0 | 0 | 0 | 0 | 0 | 0 | 0 | 0 | 0 | 0 | 0 | 0 | 0 | 928.8613 | 810.1194
10 | 300 | 308 | 300 308 Aerosol Duct Sealing / Hotel or Motel | 0 | 0 | 307.0318 | 311.9068 | 343.2818 | 442.5582 | 472.5113 | 501.8277 | 554.0865 | 589.3834 | 602.8677 | 563.6412 | 590.8287 | 576.86 | 666.7818 | 603.4068 | 640.0006 | 0 | 0 | 0 | 0 | 0 | 0 | 0 | 0 | 0 | 0 | 0 | 0 | 0 | 7766.9747 | 4904.4875
10 | 300 | 309 | 300 309 Duct/Pipe Insulation / Hotel or Motel | 0 | 0 | 61.614 | 62.989 | 68.739 | 91.904 | 98.7126 | 104.3298 | 116.1531 | 123.5124 | 126.5828 | 116.7859 | 0 | 0 | 0 | 0 | 0 | 0 | 0 | 0 | 0 | 0 | 0 | 0 | 0 | 0 | 0 | 0 | 0 | 0 | 971.3227 | 713.2888
10 | 300 | 311 | 300 311 Window Film (Standard) / Hotel or Motel | 0 | 0 | 203.9062 | 207.0312 | 221.9062 | 390.0199 | 446.2148 | 461.286 | 541.2343 | 588.0899 | 591.8321 | 499.3321 | 0 | 0 | 0 | 0 | 0 | 0 | 0 | 0 | 0 | 0 | 0 | 0 | 0 | 0 | 0 | 0 | 0 | 0 | 4150.8526 | 2995.6951
10 | 300 | 313 | 300 313 Ceiling Insulation / Hotel or Motel | 0 | 0 | 547.3755 | 554.5005 | 587.0005 | 1331.4761 | 1603.6763 | 1635.1265 | 1987.6645 | 2185.3095 | 2173.3715 | 1724.0434 | 1881.5121 | 1610.7934 | 2337.3405 | 1672.3715 | 1899.4028 | 1577.0278 | 2302.9655 | 2349.9025 | 2394.9025 | 2396.4965 | 0 | 0 | 0 | 0 | 0 | 0 | 0 | 0 | 34752.2594 | 18430.1881
10 | 300 | 314 | 300 314 Roof Insulation / Hotel or Motel | 0 | 0 | 167.7097 | 170.3347 | 182.9597 | 310.5583 | 353.1569 | 366.0437 | 426.4363 | 462.9988 | 467.2019 | 397.616 | 425.6472 | 386.5691 | 505.0222 | 401.2722 | 442.1159 | 428.4597 | 513.9285 | 526.491 | 539.241 | 546.9597 | 0 | 0 | 0 | 0 | 0 | 0 | 0 | 0 | 8020.722 | 4289.9758
10 | 300 | 317 | 300 317 Thermal Energy Storage (TES) Positive / Hotel or Motel | 0 | 0 | 448.5136 | 443.5136 | 483.1386 | 640.4028 | 667.3095 | 704.4833 | 771.9667 | 826.1308 | 858.0839 | 803.873 | 838.3261 | 824.6542 | 930.7324 | 847.8261 | 897.5761 | 956.9824 | 981.8886 | 1011.7011 | 1042.3261 | 1074.8261 | 1111.1386 | 1076.1386 | 1119.1074 | 1092.2011 | 1092.6074 | 1166.2011 | 1224.1074 | 1326.6386 | 25262.3954 | 10813.1814
10 | 300 | 317 | 300 317 Thermal Energy Storage (TES) Negative / Hotel or Motel | 0 | 0 | -480.25 | -494.625 | -552.75 | -568.25 | -579.25 | -625.75 | -666.75 | -689.5 | -717.25 | -736.5 | -757.5 | -789.5 | -822 | -833.25 | -855.75 | -881.5 | -910 | -945 | -982 | -1018.5 | -1046 | -1082.5 | -1118.5 | -1150 | -1187 | -1225.5 | -1256.5 | -1281 | -24252.875 | -10260.7878
10 | 320 | 321 | 320 321 DX Packaged System, EER=10.9, 10 tons / Hotel or Motel | 0 | 0 | 358.799 | 363.799 | 389.799 | 703.4636 | 809.1095 | 836.0763 | 983.0724 | 1070.8888 | 1077.2091 | 901.5763 | 968.7638 | 869.1231 | 1162.7325 | 901.3888 | 998.9674 | 0 | 0 | 0 | 0 | 0 | 0 | 0 | 0 | 0 | 0 | 0 | 0 | 0 | 12394.7681 | 7717.52
10 | 320 | 322 | 320 322 Hybrid Dessicant-DX System (Trane CDQ) / Hotel or Motel | 0 | 0 | 1886.4189 | 1919.0439 | 2113.0439 | 2723.4804 | 2909.0029 | 3088.9209 | 3410.5752 | 3626.8996 | 3711.1183 | 3464.2668 | 3633.2355 | 3547.6418 | 4104.298 | 3713.3605 | 3937.9855 | 0 | 0 | 0 | 0 | 0 | 0 | 0 | 0 | 0 | 0 | 0 | 0 | 0 | 47789.2921 | 30176.6699
10 | 320 | 323 | 320 323 Geothermal Heat Pump, EER=13, 10 tons / Hotel or Motel | 0 | 0 | 981.5204 | 998.5204 | 1099.5204 | 1417.2055 | 1512.8622 | 1606.7792 | 1774.6923 | 1886.4188 | 1930.1532 | 1802.3954 | 1890.3642 | 1845.2392 | 2135.4579 | 1931.9267 | 2048.7392 | 0 | 0 | 0 | 0 | 0 | 0 | 0 | 0 | 0 | 0 | 0 | 0 | 0 | 24861.7953 | 15699.1541
10 | 320 | 326 | 320 326 DX Tune Up/ Advanced Diagnostics / Hotel or Motel | 0 | 0 | 264.6641 | 268.6641 | 292.9141 | 430.8472 | 475.0264 | 497.9863 | 566.0469 | 607.461 | 617.6875 | 548.961 | 0 | 0 | 0 | 0 | 0 | 0 | 0 | 0 | 0 | 0 | 0 | 0 | 0 | 0 | 0 | 0 | 0 | 0 | 4570.2583 | 3333.526
10 | 320 | 327 | 320 327 DX Coil Cleaning / Hotel or Motel | 0 | 0 | 352.2469 | 357.6219 | 377.2469 | 898.4241 | 1091.1702 | 0 | 0 | 0 | 0 | 0 | 0 | 0 | 0 | 0 | 0 | 0 | 0 | 0 | 0 | 0 | 0 | 0 | 0 | 0 | 0 | 0 | 0 | 0 | 3076.71 | 2614.8466
10 | 320 | 329 | 320 329 Aerosol Duct Sealing / Hotel or Motel | 0 | 0 | 487.3188 | 495.5688 | 545.8188 | 703.2422 | 751.6577 | 797.1352 | 881.2563 | 936.3579 | 958.8266 | 894.9126 | 938.9907 | 916.2563 | 1059.8813 | 959.1626 | 1017.3188 | 0 | 0 | 0 | 0 | 0 | 0 | 0 | 0 | 0 | 0 | 0 | 0 | 0 | 12343.7048 | 7794.344
10 | 320 | 330 | 320 330 Duct/Pipe Insulation / Hotel or Motel | 0 | 0 | 98.8016 | 100.4266 | 109.8016 | 148.3544 | 159.3505 | 168.2069 | 187.7626 | 199.7079 | 204.5751 | 188.8798 | 0 | 0 | 0 | 0 | 0 | 0 | 0 | 0 | 0 | 0 | 0 | 0 | 0 | 0 | 0 | 0 | 0 | 0 | 1565.867 | 1149.1566
10 | 320 | 334 | 320 334 Ceiling Insulation / Hotel or Motel | 0 | 0 | 868.4479 | 880.9479 | 932.0729 | 2115.1496 | 2546.2824 | 2596.6466 | 3155.8459 | 3470.9319 | 3451.4479 | 2737.5729 | 2986.9639 | 2558.4479 | 3712.5729 | 2656.4792 | 3015.9792 | 2506.3854 | 3657.8229 | 3732.0109 | 3798.5419 | 3806.3539 | 0 | 0 | 0 | 0 | 0 | 0 | 0 | 0 | 55186.904 | 29267.4184
10 | 320 | 335 | 320 335 Roof Insulation / Hotel or Motel | 0 | 0 | 270.0216 | 274.2716 | 294.3966 | 506.3995 | 575.8614 | 596.755 | 697.6779 | 757.3497 | 763.7169 | 647.2716 | 692.9279 | 629.0216 | 825.2404 | 651.3341 | 718.1466 | 696.8966 | 837.8654 | 857.2404 | 879.1154 | 889.8341 | 0 | 0 | 0 | 0 | 0 | 0 | 0 | 0 | 13061.3451 | 6983.8854
10 | 340 | 344 | 340 344 Aerosol Duct Sealing / Hotel or Motel | 0 | 0 | 498.8063 | 507.3063 | 558.1813 | 719.2609 | 768.2633 | 815.7535 | 901.2751 | 957.2438 | 980.5172 | 915.4001 | 959.5563 | 937.2594 | 1083.7751 | 980.8376 | 1040.3063 | 0 | 0 | 0 | 0 | 0 | 0 | 0 | 0 | 0 | 0 | 0 | 0 | 0 | 12623.7422 | 7971.5684
10 | 340 | 345 | 340 345 Duct/Pipe Insulation / Hotel or Motel | 0 | 0 | 100.7653 | 102.3903 | 111.8903 | 150.654 | 162.3444 | 171.2633 | 191.1325 | 203.5934 | 208.0778 | 192.609 | 0 | 0 | 0 | 0 | 0 | 0 | 0 | 0 | 0 | 0 | 0 | 0 | 0 | 0 | 0 | 0 | 0 | 0 | 1594.7202 | 1170.3431
10 | 340 | 349 | 340 349 Ceiling Insulation / Hotel or Motel | 0 | 0 | 888.388 | 901.013 | 953.513 | 2162.7205 | 2603.6487 | 2654.8431 | 3227.06 | 3549.083 | 3529.427 | 2798.763 | 3055.263 | 2615.5599 | 3795.951 | 2716.3568 | 3084.9505 | 2562.7005 | 3740.607 | 3816.669 | 3883.732 | 3892.701 | 0 | 0 | 0 | 0 | 0 | 0 | 0 | 0 | 56432.95 | 29928.2965
10 | 340 | 351 | 340 351 Cool Roof - DX / Hotel or Motel | 0 | 0 | 1457.3753 | 1478.0003 | 1585.3753 | 2825.7684 | 3241.0672 | 3350.889 | 3931.1483 | 4285.0703 | 4308.6173 | 3618.3133 | 3886.5313 | 3498.1722 | 4657.4693 | 3626.6878 | 4014.2503 | 0 | 0 | 0 | 0 | 0 | 0 | 0 | 0 | 0 | 0 | 0 | 0 | 0 | 49764.7356 | 30999.0737
10 | 360 | 361 | 360 361 HE PTAC, EER=9.6, 1 ton / Hotel or Motel | 0 | 0 | 1002.4702 | 1016.3452 | 1089.5952 | 1931.7881 | 2212.2388 | 2288.6362 | 2683.5872 | 2922.8222 | 2940.1342 | 2472.4546 | 2654.814 | 2393.6421 | 3177.5332 | 2480.3452 | 2743.3603 | 0 | 0 | 0 | 0 | 0 | 0 | 0 | 0 | 0 | 0 | 0 | 0 | 0 | 34009.7667 | 21190.7075
10 | 400 | 402 | 400 402 Variable Speed Drive Control / Hotel or Motel | 0 | 0 | 218.4951 | 222.2451 | 244.6201 | 315.1084 | 336.5947 | 356.833 | 394.7451 | 419.3779 | 429.1592 | 400.542 | 420.417 | 410.0107 | 474.2139 | 429.1826 | 455.2139 | 0 | 0 | 0 | 0 | 0 | 0 | 0 | 0 | 0 | 0 | 0 | 0 | 0 | 5526.7589 | 3490.3808
10 | 400 | 403 | 400 403 Air Handler Optimization / Hotel or Motel | 0 | 0 | 69.0738 | 70.3238 | 77.3238 | 99.6236 | 106.4478 | 112.5074 | 124.3551 | 132.4176 | 0 | 0 | 0 | 0 | 0 | 0 | 0 | 0 | 0 | 0 | 0 | 0 | 0 | 0 | 0 | 0 | 0 | 0 | 0 | 0 | 792.0728 | 621.8308
10 | 400 | 404 | 400 404 Electronically Commutated Motors (ECM) on an Air Handler Unit / Hotel or Motel | 0 | 0 | 97.2823 | 99.5323 | 109.4073 | 140.7472 | 150.2462 | 158.8917 | 175.8604 | 186.6535 | 191.677 | 179.427 | 187.5207 | 183.3332 | 211.3488 | 191.0988 | 202.9113 | 0 | 0 | 0 | 0 | 0 | 0 | 0 | 0 | 0 | 0 | 0 | 0 | 0 | 2465.9379 | 1557.4938
10 | 400 | 405 | 400 405 Demand Control Ventilation (DCV) / Hotel or Motel | 0 | 0 | 158.3648 | 160.8648 | 169.6148 | 403.8472 | 490.5142 | 499.0875 | 609.7554 | 671.3414 | 667.3257 | 524.7242 | 573.4117 | 486.5523 | 716.2398 | 505.8336 | 576.4273 | 0 | 0 | 0 | 0 | 0 | 0 | 0 | 0 | 0 | 0 | 0 | 0 | 0 | 7213.9041 | 4447.6605
10 | 400 | 406 | 400 406 Energy Recovery Ventilation (ERV) / Hotel or Motel | 0 | 0 | 72.0224 | 74.1474 | 77.8974 | 184.1533 | 224.2978 | 227.9492 | 278.5458 | 306.7215 | 305.1747 | 239.6278 | 261.8465 | 222.5184 | 326.5497 | 230.4246 | 263.7684 | 212.5496 | 321.2372 | 326.8934 | 334.6434 | 333.2684 | 0 | 0 | 0 | 0 | 0 | 0 | 0 | 0 | 4824.2365 | 2555.612
10 | 600 | 603 | 600 603 Heat Pump Water Heater (air source) / Hotel or Motel | 0 | 0 | 524.5261 | 532.9011 | 586.7761 | 762.8455 | 816.4881 | 865.2654 | 957.6745 | 1017.9792 | 1041.9089 | 970.4792 | 1017.948 | 992.2136 | 1150.7136 | 1036.8074 | 1100.5261 | 0 | 0 | 0 | 0 | 0 | 0 | 0 | 0 | 0 | 0 | 0 | 0 | 0 | 13375.0532 | 8443.0813
10 | 600 | 606 | 600 606 Demand controlled circulating systems / Hotel or Motel | 0 | 0 | 37.1678 | 38.0428 | 41.4178 | 54.0174 | 58.6053 | 61.3894 | 67.8318 | 72.4374 | 74.3827 | 69.1093 | 72.0937 | 70.5468 | 80.9843 | 73.3905 | 77.8593 | 0 | 0 | 0 | 0 | 0 | 0 | 0 | 0 | 0 | 0 | 0 | 0 | 0 | 949.2762 | 599.4629
10 | 600 | 608 | 600 608 Heat Recovery Unit / Hotel or Motel | 0 | 0 | 575.032 | 584.282 | 642.782 | 836.2752 | 895.3953 | 948.6834 | 1050.4461 | 1116.9186 | 1143.4343 | 1063.6999 | 0 | 0 | 0 | 0 | 0 | 0 | 0 | 0 | 0 | 0 | 0 | 0 | 0 | 0 | 0 | 0 | 0 | 0 | 8856.9485 | 6514.4583
10 | 600 | 609 | 600 609 Heat Trap / Hotel or Motel | 0 | 0 | 67.2834 | 68.7834 | 75.1584 | 98.2121 | 104.5598 | 110.6164 | 122.8928 | 130.6934 | 134.1622 | 124.5138 | 0 | 0 | 0 | 0 | 0 | 0 | 0 | 0 | 0 | 0 | 0 | 0 | 0 | 0 | 0 | 0 | 0 | 0 | 1036.8758 | 762.6898
10 | 600 | 610 | 600 610 Hot Water Pipe Insulation / Hotel or Motel | 0 | 0 | 14.9631 | 14.9631 | 16.5881 | 21.3176 | 22.6604 | 23.9738 | 26.6037 | 28.2562 | 29.1624 | 27.6702 | 27.9827 | 27.7796 | 32.1234 | 28.4984 | 30.3421 | 0 | 0 | 0 | 0 | 0 | 0 | 0 | 0 | 0 | 0 | 0 | 0 | 0 | 372.8849 | 235.6993
10 | 700 | 701 | 700 701 PC Manual Power Management Enabling / Hotel or Motel | 0 | 0 | 14.1768 | 14.3018 | 15.5518 | 20.4239 | 0 | 0 | 0 | 0 | 0 | 0 | 0 | 0 | 0 | 0 | 0 | 0 | 0 | 0 | 0 | 0 | 0 | 0 | 0 | 0 | 0 | 0 | 0 | 0 | 64.4544 | 58.2562
10 | 700 | 702 | 700 702 PC Network Power Management Enabling / Hotel or Motel | 0 | 0 | 14.1768 | 14.3018 | 15.5518 | 20.4239 | 0 | 0 | 0 | 0 | 0 | 0 | 0 | 0 | 0 | 0 | 0 | 0 | 0 | 0 | 0 | 0 | 0 | 0 | 0 | 0 | 0 | 0 | 0 | 0 | 64.4544 | 58.2562
10 | 710 | 711 | 710 711 Energy Star or Better Monitor / Hotel or Motel | 0 | 0 | 19.7693 | 20.3943 | 22.3943 | 29.199 | 0 | 0 | 0 | 0 | 0 | 0 | 0 | 0 | 0 | 0 | 0 | 0 | 0 | 0 | 0 | 0 | 0 | 0 | 0 | 0 | 0 | 0 | 0 | 0 | 91.757 | 82.88
10 | 710 | 712 | 710 712 Monitor Power Management Enabling / Hotel or Motel | 0 | 0 | 13.2615 | 13.2615 | 14.5115 | 19.286 | 0 | 0 | 0 | 0 | 0 | 0 | 0 | 0 | 0 | 0 | 0 | 0 | 0 | 0 | 0 | 0 | 0 | 0 | 0 | 0 | 0 | 0 | 0 | 0 | 60.3206 | 54.503
10 | 730 | 732 | 730 732 Copier Power Management Enabling / Hotel or Motel | 0 | 0 | 2.8426 | 3.4676 | 3.4676 | 4.5408 | 5.0467 | 4.8484 | 0 | 0 | 0 | 0 | 0 | 0 | 0 | 0 | 0 | 0 | 0 | 0 | 0 | 0 | 0 | 0 | 0 | 0 | 0 | 0 | 0 | 0 | 24.2137 | 20.3949
10 | 740 | 741 | 740 741 Printer Power Management Enabling / Hotel or Motel | 0 | 0 | 19.5193 | 20.2693 | 22.3943 | 29.199 | 31.1385 | 0 | 0 | 0 | 0 | 0 | 0 | 0 | 0 | 0 | 0 | 0 | 0 | 0 | 0 | 0 | 0 | 0 | 0 | 0 | 0 | 0 | 0 | 0 | 122.5204 | 106.7501
10 | 800 | 801 | 800 801 Convection Oven / Hotel or Motel | 0 | 0 | 14.4309 | 14.5559 | 16.0559 | 20.6779 | 21.8225 | 23.3273 | 25.7902 | 27.2081 | 28.4659 | 26.6768 | 0 | 0 | 0 | 0 | 0 | 0 | 0 | 0 | 0 | 0 | 0 | 0 | 0 | 0 | 0 | 0 | 0 | 0 | 219.0113 | 161.1347
10 | 810 | 811 | 810 811 Efficient Fryer / Hotel or Motel | 0 | 0 | 0.93141 | 1.0564 | 1.0564 | 1.4099 | 1.6355 | 1.2009 | 1.6814 | 1.7361 | 1.7517 | 1.8533 | 0 | 0 | 0 | 0 | 0 | 0 | 0 | 0 | 0 | 0 | 0 | 0 | 0 | 0 | 0 | 0 | 0 | 0 | 14.3131 | 10.5657
10 | 900 | 901 | 900 901 Vending Misers (cooled machines only) / Hotel or Motel | 0 | 0 | 44.9855 | 45.6105 | 50.2355 | 68.7902 | 74.7433 | 78.6047 | 88.1808 | 94.1887 | 95.6808 | 87.7355 | 0 | 0 | 0 | 0 | 0 | 0 | 0 | 0 | 0 | 0 | 0 | 0 | 0 | 0 | 0 | 0 | 0 | 0 | 728.7556 | 534.0132
11 | 110 | 111 | 110 111 Premium T8, Electronic Ballast / Other | 0 | 0 | 343.0179 | 347.6429 | 377.2679 | 587.0575 | 655.3294 | 683.9554 | 785.8148 | 847.8304 | 858.2288 | 749.346 | 798.096 | 741.1742 | 934.2992 | 769.8617 | 838.0492 | 825.1742 | 962.8304 | 987.3929 | 1012.0179 | 1030.4554 | 1057.0804 | 974.0804 | 1000.3617 | 942.5179 | 963.5492 | 1034.0804 | 0 | 0 | 21106.5116 | 9587.7924
11 | 110 | 114 | 110 114 Continuous Dimming / Other | 0 | 0 | 703.0201 | 713.6451 | 782.3951 | 1069.1212 | 1157.53 | 1220.8932 | 1366.7702 | 1459.0436 | 1488.5358 | 1359.3171 | 1432.9108 | 1376.4577 | 1636.2389 | 1435.9577 | 1536.1139 | 1551.7389 | 1721.0827 | 1771.7702 | 1820.1139 | 0 | 0 | 0 | 0 | 0 | 0 | 0 | 0 | 0 | 25602.656 | 14240.8714
11 | 110 | 115 | 110 115 Lighting Control Tuneup / Other | 0 | 0 | 73.2864 | 74.4114 | 81.5364 | 112.1292 | 121.1526 | 127.7903 | 0 | 0 | 0 | 0 | 0 | 0 | 0 | 0 | 0 | 0 | 0 | 0 | 0 | 0 | 0 | 0 | 0 | 0 | 0 | 0 | 0 | 0 | 590.3065 | 495.7697
11 | 120 | 121 | 120 121 ROB Premium T8, 1EB / Other | 0 | 0 | 148.3031 | 150.6781 | 163.0531 | 253.3822 | 282.6322 | 295.6556 | 338.9984 | 365.7953 | 370.6625 | 324.0218 | 344.4593 | 319.9437 | 403.2094 | 333.2718 | 362.163 | 355.9442 | 416.4442 | 426.1942 | 438.5067 | 445.6317 | 456.1942 | 420.9442 | 432.5067 | 407.288 | 415.7255 | 446.788 | 0 | 0 | 9118.397 | 4141.8653
11 | 120 | 122 | 120 122 ROB Premium T8, EB, Reflector / Other | 0 | 0 | 598.3651 | 607.2401 | 658.3651 | 1025.0394 | 1143.3426 | 1194.4383 | 1371.0135 | 1479.6073 | 1498.326 | 1307.6776 | 1392.0214 | 1293.0057 | 1631.1776 | 1344.0214 | 1463.1151 | 1441.5214 | 1678.8339 | 1722.6776 | 1767.9589 | 1799.2401 | 1845.3026 | 1699.6776 | 1745.6776 | 1643.9901 | 1683.2089 | 1805.8026 | 0 | 0 | 36840.6472 | 16734.6855
11 | 120 | 123 | 120 123 Occupancy Sensor / Other | 0 | 0 | 192.0288 | 195.1538 | 210.4038 | 333.6411 | 374.0581 | 389.9253 | 449.9038 | 485.2788 | 491.5913 | 426.1851 | 454.3101 | 419.9194 | 533.9976 | 436.7788 | 476.4976 | 0 | 0 | 0 | 0 | 0 | 0 | 0 | 0 | 0 | 0 | 0 | 0 | 0 | 5869.6735 | 3673.3069
11 | 120 | 124 | 120 124 Lighting Control Tuneup / Other | 0 | 0 | 44.6388 | 45.2638 | 49.8888 | 67.88 | 73.5744 | 77.4259 | 0 | 0 | 0 | 0 | 0 | 0 | 0 | 0 | 0 | 0 | 0 | 0 | 0 | 0 | 0 | 0 | 0 | 0 | 0 | 0 | 0 | 0 | 358.6718 | 301.2974
11 | 130 | 131 | 130 131 CFL Screw-in 18W / Other | 0 | 0 | 2814.752 | 2856.627 | 3078.127 | 0 | 0 | 0 | 0 | 0 | 0 | 0 | 0 | 0 | 0 | 0 | 0 | 0 | 0 | 0 | 0 | 0 | 0 | 0 | 0 | 0 | 0 | 0 | 0 | 0 | 8749.506 | 8213.6436
11 | 150 | 151 | 150 151 PSMH, 250W, magnetic ballast / Other | 0 | 0 | 574.2526 | 583.0026 | 639.1276 | 873.6266 | 945.4245 | 997.6403 | 1116.7292 | 1192.526 | 1216.862 | 1110.4557 | 1170.9714 | 1124.3151 | 1336.9401 | 1173.1276 | 1254.9865 | 1267.2365 | 1406.5803 | 0 | 0 | 0 | 0 | 0 | 0 | 0 | 0 | 0 | 0 | 0 | 17983.8042 | 10654.6587
11 | 150 | 152 | 150 152 PSMH, 250 W, electronic ballast / Other | 0 | 0 | 664.0343 | 674.4093 | 738.6593 | 1008.985 | 1092.7863 | 1153.5499 | 1290.6124 | 1378.7921 | 1406.2296 | 1284.3156 | 1353.8312 | 1299.5812 | 1545.3156 | 1356.2531 | 1450.8781 | 1465.8156 | 1625.9406 | 0 | 0 | 0 | 0 | 0 | 0 | 0 | 0 | 0 | 0 | 0 | 20789.9885 | 12316.9742
11 | 150 | 153 | 150 153 High Bay T5 / Other | 0 | 0 | 828.2989 | 841.0489 | 911.7989 | 1418.6993 | 1583.8643 | 1653.3829 | 1897.9161 | 2049.502 | 2074.8536 | 1810.5958 | 1927.9708 | 1790.2052 | 2258.6427 | 1861.9864 | 2026.3927 | 1996.5489 | 2324.1114 | 0 | 0 | 0 | 0 | 0 | 0 | 0 | 0 | 0 | 0 | 0 | 29255.8193 | 17248.8358
11 | 160 | 161 | 160 161 LED Exit Sign / Other | 0 | 0 | 2.1812 | 2.4312 | 2.0562 | 3.942 | 4.5133 | 3.7681 | 5.2281 | 4.8491 | 6.0288 | 4.8334 | 5.3491 | 4.5053 | 5.8022 | 4.5834 | 5.3647 | 5.1459 | 0 | 0 | 0 | 0 | 0 | 0 | 0 | 0 | 0 | 0 | 0 | 0 | 70.5821 | 43.0663
11 | 200 | 201 | 200 201 High Pressure Sodium 250W Lamp / Other | 0 | 0 | 205.3948 | 209.0198 | 230.1448 | 296.4193 | 316.2923 | 0 | 0 | 0 | 0 | 0 | 0 | 0 | 0 | 0 | 0 | 0 | 0 | 0 | 0 | 0 | 0 | 0 | 0 | 0 | 0 | 0 | 0 | 0 | 1257.2711 | 1096.6071
11 | 200 | 202 | 200 202 Outdoor Lighting Controls (Photocell/Timeclock) / Other | 0 | 0 | 162.2716 | 165.2716 | 182.0216 | 234.6368 | 249.9054 | 0 | 0 | 0 | 0 | 0 | 0 | 0 | 0 | 0 | 0 | 0 | 0 | 0 | 0 | 0 | 0 | 0 | 0 | 0 | 0 | 0 | 0 | 0 | 994.107 | 867.0618
11 | 210 | 211 | 210 211 Outdoor Lighting Controls (Photocell/Timeclock) / Other | 0 | 0 | 88.2706 | 89.7706 | 98.8956 | 127.088 | 136.5733 | 0 | 0 | 0 | 0 | 0 | 0 | 0 | 0 | 0 | 0 | 0 | 0 | 0 | 0 | 0 | 0 | 0 | 0 | 0 | 0 | 0 | 0 | 0 | 540.5981 | 471.465
11 | 300 | 301 | 300 301 Centrifugal Chiller, 0.51 kW/ton, 500 tons / Other | 0 | 0 | 171.3736 | 173.6236 | 188.3736 | 294.9341 | 330.6431 | 343.9644 | 395.9361 | 427.143 | 432.4712 | 377.1509 | 401.1977 | 371.9789 | 470.0884 | 386.6821 | 421.0883 | 413.5258 | 484.1196 | 495.8384 | 509.7759 | 519.0571 | 0 | 0 | 0 | 0 | 0 | 0 | 0 | 0 | 7608.9655 | 4080.6688
11 | 300 | 302 | 300 302 High Efficiency Chiller Motors / Other | 0 | 0 | 40.53 | 41.53 | 45.78 | 62.8162 | 68.5496 | 71.3494 | 80.8816 | 86.5925 | 88.4363 | 80.3113 | 84.1707 | 80.8738 | 95.9363 | 83.2488 | 89.8425 | 90.0613 | 101.4363 | 103.6863 | 107.8425 | 109.9675 | 0 | 0 | 0 | 0 | 0 | 0 | 0 | 0 | 1613.8428 | 869.8512
11 | 300 | 304 | 300 304 EMS - Chiller / Other | 0 | 0 | 141.2063 | 142.9563 | 157.0813 | 215.3743 | 233.4241 | 246.0832 | 275.8391 | 295.0422 | 300.9329 | 274.3157 | 0 | 0 | 0 | 0 | 0 | 0 | 0 | 0 | 0 | 0 | 0 | 0 | 0 | 0 | 0 | 0 | 0 | 0 | 2282.2554 | 1672.3353
11 | 300 | 305 | 300 305 Chiller Tune Up/Diagnostics / Other | 0 | 0 | 153.4383 | 155.9383 | 164.3133 | 391.5643 | 475.8319 | 483.5604 | 591.5946 | 649.993 | 645.8836 | 507.6258 | 0 | 0 | 0 | 0 | 0 | 0 | 0 | 0 | 0 | 0 | 0 | 0 | 0 | 0 | 0 | 0 | 0 | 0 | 4219.7435 | 2999.0251
11 | 300 | 306 | 300 306 VSD for Chiller Pumps and Towers / Other | 0 | 0 | 133.1503 | 135.2753 | 147.7753 | 203.0194 | 220.4862 | 232.6366 | 260.8846 | 278.0058 | 283.584 | 259.3262 | 273.1855 | 261.4199 | 311.248 | 272.4355 | 291.9194 | 0 | 0 | 0 | 0 | 0 | 0 | 0 | 0 | 0 | 0 | 0 | 0 | 0 | 3564.352 | 2244.6203
11 | 300 | 307 | 300 307 EMS Optimization / Other | 0 | 0 | 62.6063 | 64.3563 | 70.2313 | 90.3485 | 96.3671 | 0 | 0 | 0 | 0 | 0 | 0 | 0 | 0 | 0 | 0 | 0 | 0 | 0 | 0 | 0 | 0 | 0 | 0 | 0 | 0 | 0 | 0 | 0 | 383.9095 | 334.8987
11 | 300 | 308 | 300 308 Aerosol Duct Sealing / Other | 0 | 0 | 126.5352 | 129.1602 | 142.0352 | 182.2715 | 195.0723 | 206.9297 | 228.7148 | 242.957 | 249.6289 | 232.6289 | 243.4102 | 238.1445 | 275.2539 | 248.8789 | 263.6289 | 0 | 0 | 0 | 0 | 0 | 0 | 0 | 0 | 0 | 0 | 0 | 0 | 0 | 3205.2499 | 2024.1788
11 | 300 | 309 | 300 309 Duct/Pipe Insulation / Other | 0 | 0 | 25.9664 | 26.3414 | 28.8414 | 39.4683 | 42.4576 | 44.5474 | 50.8179 | 53.6383 | 55.4273 | 50.9039 | 0 | 0 | 0 | 0 | 0 | 0 | 0 | 0 | 0 | 0 | 0 | 0 | 0 | 0 | 0 | 0 | 0 | 0 | 418.41 | 306.5266
11 | 300 | 311 | 300 311 Window Film (Standard) / Other | 0 | 0 | 83.4631 | 84.7131 | 90.8381 | 160.0363 | 182.6887 | 188.9533 | 221.4865 | 240.8106 | 242.7559 | 204.0684 | 0 | 0 | 0 | 0 | 0 | 0 | 0 | 0 | 0 | 0 | 0 | 0 | 0 | 0 | 0 | 0 | 0 | 0 | 1699.814 | 1226.7911
11 | 300 | 313 | 300 313 Ceiling Insulation / Other | 0 | 0 | 226.2465 | 229.6215 | 242.6215 | 550.1112 | 662.9633 | 675.4584 | 821.3559 | 903.3677 | 898.3521 | 712.6411 | 776.7505 | 665.6411 | 964.7818 | 690.813 | 784.7193 | 651.6568 | 951.6255 | 971.063 | 991.563 | 991.5005 | 0 | 0 | 0 | 0 | 0 | 0 | 0 | 0 | 14362.8543 | 7616.8052
11 | 300 | 314 | 300 314 Roof Insulation / Other | 0 | 0 | 71.5448 | 72.7948 | 78.0448 | 137.332 | 157.5419 | 162.4755 | 191.5448 | 207.3964 | 209.4667 | 175.9667 | 189.0292 | 170.3105 | 225.5136 | 176.3261 | 195.5761 | 186.9511 | 228.3573 | 233.9511 | 239.7323 | 242.6698 | 0 | 0 | 0 | 0 | 0 | 0 | 0 | 0 | 3552.5259 | 1897.768
11 | 300 | 317 | 300 317 Thermal Energy Storage (TES) Positive / Other | 0 | 0 | 211.8802 | 210.0052 | 227.3802 | 301.932 | 315.3167 | 331.7513 | 364.8255 | 389.5911 | 405.3646 | 379.1927 | 395.4583 | 388.5521 | 438.9115 | 399.6615 | 423.099 | 451.6927 | 463.0677 | 476.3177 | 491.5052 | 510.3177 | 524.3177 | 507.9427 | 528.6615 | 514.4427 | 515.1927 | 550.1927 | 576.2552 | 624.9427 | 11917.7707 | 5101.8611
11 | 300 | 317 | 300 317 Thermal Energy Storage (TES) Negative / Other | 0 | 0 | -217 | -223 | -249.25 | -256.5 | -261.25 | -281.25 | -300.5 | -311.5 | -324 | -332.5 | -342.25 | -356.75 | -372.75 | -376.75 | -386.25 | -398.25 | -410.75 | -427.5 | -443.5 | -459 | -472.5 | -489 | -504.5 | -519.5 | -536.5 | -554 | -567.5 | -580 | -10954 | -4632.9876
11 | 320 | 321 | 320 321 DX Packaged System, EER=10.9, 10 tons / Other | 0 | 0 | 148.4554 | 150.7054 | 160.8304 | 290.4432 | 334.3821 | 345.0286 | 406.4945 | 442.1195 | 444.7054 | 372.3304 | 400.6742 | 359.221 | 480.2367 | 372.0804 | 412.2679 | 0 | 0 | 0 | 0 | 0 | 0 | 0 | 0 | 0 | 0 | 0 | 0 | 0 | 5119.9746 | 3188.1531
11 | 320 | 322 | 320 322 Hybrid Dessicant-DX System (Trane CDQ) / Other | 0 | 0 | 783.5804 | 796.5804 | 876.7054 | 1134.4661 | 1212.1712 | 1286.1195 | 1421.6742 | 1511.0179 | 1546.3851 | 1442.3773 | 1513.1742 | 1476.2992 | 1709.5492 | 1544.5804 | 1639.0492 | 0 | 0 | 0 | 0 | 0 | 0 | 0 | 0 | 0 | 0 | 0 | 0 | 0 | 19893.7298 | 12560.4226
11 | 320 | 323 | 320 323 Geothermal Heat Pump, EER=13, 10 tons / Other | 0 | 0 | 407.9105 | 414.6605 | 456.2855 | 590.0501 | 631.3792 | 669.7913 | 740.1293 | 786.223 | 804.8246 | 751.1918 | 787.5668 | 768.1136 | 889.5355 | 803.1292 | 853.3167 | 0 | 0 | 0 | 0 | 0 | 0 | 0 | 0 | 0 | 0 | 0 | 0 | 0 | 10354.1077 | 6537.5549
11 | 320 | 326 | 320 326 DX Tune Up/ Advanced Diagnostics / Other | 0 | 0 | 112.0362 | 113.7862 | 123.5362 | 187.7657 | 208.7325 | 217.9806 | 248.9581 | 268.5987 | 272.3566 | 239.7237 | 0 | 0 | 0 | 0 | 0 | 0 | 0 | 0 | 0 | 0 | 0 | 0 | 0 | 0 | 0 | 0 | 0 | 0 | 1993.4747 | 1451.0094
11 | 320 | 327 | 320 327 DX Coil Cleaning / Other | 0 | 0 | 145.6213 | 147.8713 | 155.4963 | 371.2844 | 450.9016 | 0 | 0 | 0 | 0 | 0 | 0 | 0 | 0 | 0 | 0 | 0 | 0 | 0 | 0 | 0 | 0 | 0 | 0 | 0 | 0 | 0 | 0 | 0 | 1271.1747 | 1080.3554
11 | 320 | 329 | 320 329 Aerosol Duct Sealing / Other | 0 | 0 | 201.6853 | 205.0603 | 225.9353 | 290.8875 | 310.5389 | 329.9724 | 364.2947 | 386.8297 | 396.5876 | 370.5407 | 387.8063 | 378.8063 | 437.6813 | 395.9626 | 420.9001 | 0 | 0 | 0 | 0 | 0 | 0 | 0 | 0 | 0 | 0 | 0 | 0 | 0 | 5103.4889 | 3222.9196
11 | 320 | 330 | 320 330 Duct/Pipe Insulation / Other | 0 | 0 | 40.772 | 41.897 | 46.272 | 63.2603 | 68.9858 | 72.0405 | 81.2017 | 86.9398 | 88.557 | 80.7054 | 0 | 0 | 0 | 0 | 0 | 0 | 0 | 0 | 0 | 0 | 0 | 0 | 0 | 0 | 0 | 0 | 0 | 0 | 670.6315 | 491.1659
11 | 320 | 334 | 320 334 Ceiling Insulation / Other | 0 | 0 | 359.6505 | 364.6505 | 385.7755 | 875.0035 | 1053.1642 | 1073.5401 | 1306.0177 | 1434.8811 | 1428.1076 | 1132.4358 | 1235.7483 | 1057.9514 | 1534.7795 | 1098.092 | 1246.8733 | 1035.9358 | 1512.0608 | 1542.4045 | 1575.467 | 1574.342 | 0 | 0 | 0 | 0 | 0 | 0 | 0 | 0 | 22826.8813 | 12106.0317
11 | 320 | 335 | 320 335 Roof Insulation / Other | 0 | 0 | 136.9414 | 139.3164 | 146.8164 | 349.5239 | 424.7744 | 432.2314 | 528.918 | 581.4023 | 577.9648 | 454.4414 | 496.8945 | 420.9102 | 620.0977 | 437.3789 | 499.0352 | 403.0039 | 609.0977 | 620.0664 | 633.5977 | 630.9414 | 0 | 0 | 0 | 0 | 0 | 0 | 0 | 0 | 9143.3544 | 4843.4411
11 | 340 | 344 | 340 344 Aerosol Duct Sealing / Other | 0 | 0 | 206.1811 | 209.5561 | 230.9311 | 297.0581 | 317.4956 | 336.9214 | 372.0874 | 395.3999 | 404.9702 | 378.8374 | 396.353 | 387.1655 | 447.5561 | 404.6499 | 429.3686 | 0 | 0 | 0 | 0 | 0 | 0 | 0 | 0 | 0 | 0 | 0 | 0 | 0 | 5214.5312 | 3293.1289
11 | 340 | 345 | 340 345 Duct/Pipe Insulation / Other | 0 | 0 | 41.6873 | 43.1873 | 47.3123 | 64.1472 | 70.0818 | 73.4334 | 82.7966 | 88.7732 | 89.9685 | 81.9529 | 0 | 0 | 0 | 0 | 0 | 0 | 0 | 0 | 0 | 0 | 0 | 0 | 0 | 0 | 0 | 0 | 0 | 0 | 683.3404 | 500.6604
11 | 340 | 349 | 340 349 Ceiling Insulation / Other | 0 | 0 | 367.2781 | 372.5281 | 393.9031 | 893.7298 | 1076.4998 | 1097.3601 | 1334.7156 | 1466.0984 | 1458.5672 | 1157.4031 | 1262.45 | 1081.1375 | 1568.7781 | 1122.1219 | 1274.4031 | 1058.6531 | 1544.5594 | 1576.9344 | 1609.3719 | 1608.2156 | 0 | 0 | 0 | 0 | 0 | 0 | 0 | 0 | 23324.7091 | 12369.8801
11 | 340 | 351 | 340 351 Cool Roof - DX / Other | 0 | 0 | 613.559 | 621.434 | 666.309 | 1187.9159 | 1362.9164 | 1408.768 | 1654.1449 | 1801.5121 | 1812.684 | 1521.6684 | 1633.9496 | 1470.9496 | 1957.7153 | 1524.6215 | 1687.2929 | 0 | 0 | 0 | 0 | 0 | 0 | 0 | 0 | 0 | 0 | 0 | 0 | 0 | 20925.4404 | 13035.1973
11 | 360 | 361 | 360 361 HE PTAC, EER=9.6, 1 ton / Other | 0 | 0 | 414.0689 | 420.0689 | 450.5689 | 798.1504 | 914.2212 | 945.7906 | 1109.6002 | 1207.022 | 1214.2564 | 1021.647 | 1096.3189 | 988.1002 | 1312.7564 | 1023.9127 | 1133.8189 | 0 | 0 | 0 | 0 | 0 | 0 | 0 | 0 | 0 | 0 | 0 | 0 | 0 | 14050.3022 | 8754.8748
11 | 400 | 403 | 400 403 Air Handler Optimization / Other | 0 | 0 | 56.2598 | 57.6348 | 63.1348 | 81.3242 | 87.043 | 91.8516 | 101.7051 | 108.1582 | 0 | 0 | 0 | 0 | 0 | 0 | 0 | 0 | 0 | 0 | 0 | 0 | 0 | 0 | 0 | 0 | 0 | 0 | 0 | 0 | 647.1115 | 508.0065
11 | 400 | 404 | 400 404 Electronically Commutated Motors (ECM) on an Air Handler Unit / Other | 0 | 0 | 79.1661 | 80.7911 | 89.1661 | 114.5636 | 122.4229 | 129.5479 | 143.463 | 152.6036 | 156.5099 | 146.5724 | 153.0724 | 149.1036 | 172.7911 | 156.1036 | 165.3224 | 0 | 0 | 0 | 0 | 0 | 0 | 0 | 0 | 0 | 0 | 0 | 0 | 0 | 2011.1997 | 1269.9661
11 | 400 | 405 | 400 405 Demand Control Ventilation (DCV) / Other | 0 | 0 | 129.2292 | 131.8542 | 138.8542 | 330.863 | 401.7711 | 407.9499 | 499.651 | 549.1001 | 546.0767 | 429.7095 | 469.647 | 397.4282 | 586.3501 | 413.7251 | 470.834 | 0 | 0 | 0 | 0 | 0 | 0 | 0 | 0 | 0 | 0 | 0 | 0 | 0 | 5903.0433 | 3639.7464
11 | 400 | 406 | 400 406 Energy Recovery Ventilation (ERV) / Other | 0 | 0 | 59.2024 | 60.4524 | 63.4524 | 150.7004 | 183.5695 | 186.3537 | 228.1789 | 250.5773 | 249.3273 | 196.2805 | 213.8117 | 181.6555 | 267.2962 | 187.9523 | 214.6086 | 173.4211 | 263.1712 | 267.0774 | 273.5462 | 272.3274 | 0 | 0 | 0 | 0 | 0 | 0 | 0 | 0 | 3942.9623 | 2089.0789
11 | 600 | 603 | 600 603 Heat Pump Water Heater (air source) / Other | 0 | 0 | 129.5344 | 131.4094 | 144.0344 | 191.2161 | 204.6135 | 216.801 | 241.0657 | 256.2063 | 262.6438 | 242.7063 | 255.1282 | 247.2063 | 288.6282 | 257.2219 | 275.0969 | 0 | 0 | 0 | 0 | 0 | 0 | 0 | 0 | 0 | 0 | 0 | 0 | 0 | 3343.5124 | 2109.3471
11 | 600 | 604 | 600 604 Solar Water Heater / Other | 0 | 0 | 129.1433 | 131.2683 | 143.7683 | 190.1462 | 204.3474 | 215.9714 | 240.6902 | 256.069 | 261.8737 | 242.3424 | 254.7487 | 247.108 | 288.233 | 256.6393 | 274.0143 | 279.233 | 304.7643 | 314.2643 | 323.858 | 332.0768 | 0 | 0 | 0 | 0 | 0 | 0 | 0 | 0 | 4890.5598 | 2639.9825
11 | 600 | 606 | 600 606 Demand controlled circulating systems / Other | 0 | 0 | 9.3181 | 9.5681 | 10.3181 | 14.075 | 14.9304 | 15.1873 | 16.9275 | 17.7947 | 19.0291 | 17.5213 | 17.5838 | 17.0681 | 19.7556 | 17.9431 | 19.5369 | 0 | 0 | 0 | 0 | 0 | 0 | 0 | 0 | 0 | 0 | 0 | 0 | 0 | 236.5571 | 149.7635
11 | 600 | 608 | 600 608 Heat Recovery Unit / Other | 0 | 0 | 141.8443 | 144.0943 | 158.3443 | 209.4986 | 225.0728 | 238.4664 | 264.8287 | 281.5631 | 288.7427 | 266.4849 | 0 | 0 | 0 | 0 | 0 | 0 | 0 | 0 | 0 | 0 | 0 | 0 | 0 | 0 | 0 | 0 | 0 | 0 | 2218.9401 | 1630.1203
11 | 600 | 609 | 600 609 Heat Trap / Other | 0 | 0 | 16.9307 | 16.6807 | 18.8057 | 24.9053 | 26.8281 | 27.8486 | 31.2276 | 33.1807 | 34.2276 | 31.3057 | 0 | 0 | 0 | 0 | 0 | 0 | 0 | 0 | 0 | 0 | 0 | 0 | 0 | 0 | 0 | 0 | 0 | 0 | 261.9405 | 192.4731
11 | 600 | 610 | 600 610 Hot Water Pipe Insulation / Other | 0 | 0 | 3.4756 | 4.1006 | 3.9756 | 5.7989 | 6.3604 | 5.8565 | 6.8038 | 6.9053 | 7.6085 | 6.9131 | 6.9444 | 6.7725 | 7.7256 | 7.0694 | 7.3506 | 0 | 0 | 0 | 0 | 0 | 0 | 0 | 0 | 0 | 0 | 0 | 0 | 0 | 93.661 | 59.4892
11 | 700 | 701 | 700 701 PC Manual Power Management Enabling / Other | 0 | 0 | 53.9468 | 55.0718 | 57.8218 | 126.5679 | 0 | 0 | 0 | 0 | 0 | 0 | 0 | 0 | 0 | 0 | 0 | 0 | 0 | 0 | 0 | 0 | 0 | 0 | 0 | 0 | 0 | 0 | 0 | 0 | 293.4082 | 261.5745
11 | 700 | 702 | 700 702 PC Network Power Management Enabling / Other | 0 | 0 | 53.9468 | 55.0718 | 57.8218 | 126.5679 | 0 | 0 | 0 | 0 | 0 | 0 | 0 | 0 | 0 | 0 | 0 | 0 | 0 | 0 | 0 | 0 | 0 | 0 | 0 | 0 | 0 | 0 | 0 | 0 | 293.4082 | 261.5745
11 | 710 | 711 | 710 711 Energy Star or Better Monitor / Other | 0 | 0 | 77.3542 | 78.8542 | 83.6042 | 182.2946 | 0 | 0 | 0 | 0 | 0 | 0 | 0 | 0 | 0 | 0 | 0 | 0 | 0 | 0 | 0 | 0 | 0 | 0 | 0 | 0 | 0 | 0 | 0 | 0 | 422.1071 | 376.2474
11 | 710 | 712 | 710 712 Monitor Power Management Enabling / Other | 0 | 0 | 50.6973 | 51.5723 | 54.3223 | 118.7383 | 0 | 0 | 0 | 0 | 0 | 0 | 0 | 0 | 0 | 0 | 0 | 0 | 0 | 0 | 0 | 0 | 0 | 0 | 0 | 0 | 0 | 0 | 0 | 0 | 275.3303 | 245.4623
11 | 720 | 721 | 720 721 Energy Star or Better Monitor / Other | 0 | 0 | 0 | 0 | 0 | 0 | 0 | 0 | 0 | 0 | 0 | 0 | 0 | 0 | 0 | 0 | 0 | 0 | 0 | 0 | 0 | 0 | 0 | 0 | 0 | 0 | 0 | 0 | 0 | 0 | 0 | 0
11 | 720 | 722 | 720 722 Monitor Power Management Enabling / Other | 0 | 0 | 0 | 0 | 0 | 0 | 0 | 0 | 0 | 0 | 0 | 0 | 0 | 0 | 0 | 0 | 0 | 0 | 0 | 0 | 0 | 0 | 0 | 0 | 0 | 0 | 0 | 0 | 0 | 0 | 0 | 0
11 | 730 | 731 | 730 731 Energy Star or Better Copier / Other | 0 | 0 | 11.8449 | 11.9699 | 12.5949 | 27.3634 | 33.0705 | 33.3654 | 0 | 0 | 0 | 0 | 0 | 0 | 0 | 0 | 0 | 0 | 0 | 0 | 0 | 0 | 0 | 0 | 0 | 0 | 0 | 0 | 0 | 0 | 130.2089 | 107.0112
11 | 730 | 732 | 730 732 Copier Power Management Enabling / Other | 0 | 0 | 9.7686 | 10.0186 | 10.6436 | 23.0196 | 27.4024 | 27.1895 | 0 | 0 | 0 | 0 | 0 | 0 | 0 | 0 | 0 | 0 | 0 | 0 | 0 | 0 | 0 | 0 | 0 | 0 | 0 | 0 | 0 | 0 | 108.0422 | 88.8537
11 | 740 | 741 | 740 741 Printer Power Management Enabling / Other | 0 | 0 | 55.0757 | 55.3257 | 58.4507 | 128.357 | 153.6167 | 0 | 0 | 0 | 0 | 0 | 0 | 0 | 0 | 0 | 0 | 0 | 0 | 0 | 0 | 0 | 0 | 0 | 0 | 0 | 0 | 0 | 0 | 0 | 450.8258 | 384.5515
11 | 800 | 801 | 800 801 Convection Oven / Other | 0 | 0 | 4.2458 | 4.2458 | 4.4958 | 6.3679 | 6.3806 | 6.1774 | 7.7458 | 7.5974 | 7.8786 | 7.7927 | 0 | 0 | 0 | 0 | 0 | 0 | 0 | 0 | 0 | 0 | 0 | 0 | 0 | 0 | 0 | 0 | 0 | 0 | 62.9276 | 46.3882
11 | 900 | 901 | 900 901 Vending Misers (cooled machines only) / Other | 0 | 0 | 13.6406 | 13.8906 | 15.5156 | 20.04 | 21.1162 | 21.9335 | 24.2187 | 26.1328 | 26.7656 | 25.7031 | 0 | 0 | 0 | 0 | 0 | 0 | 0 | 0 | 0 | 0 | 0 | 0 | 0 | 0 | 0 | 0 | 0 | 0 | 208.9564 | 153.7881
12 | 100 | 125 | 100 125 LED Linear Tube 22W / All | 0 | 0 | 7.7656 | 7.7656 | 8.2656 | 12.9951 | 14.5878 | 14.6513 | 17.5312 | 17.6837 | 18.3399 | 16.5977 | 17.1602 | 15.9571 | 19.0508 | 16.4258 | 17.4097 | 17.6285 | 20.2535 | 20.441 | 22.1285 | 22.7535 | 21.941 | 20.441 | 21.9722 | 20.0972 | 20.2847 | 21.8785 | 21.566 | 27.066 | 500.6386 | 215.6946
12 | 100 | 132 | 100 132 Flood LED 14W / All | 0 | 0 | 7.4833 | 7.6083 | 7.9833 | 12.8554 | 14.2499 | 14.0048 | 16.7177 | 17.1396 | 17.8974 | 15.8583 | 16.6865 | 15.5458 | 18.4208 | 16.2333 | 17.3271 | 17.3583 | 20.0771 | 19.7958 | 21.9833 | 22.1083 | 21.2958 | 19.8583 | 21.3896 | 20.0146 | 20.7021 | 21.2958 | 21.4833 | 26.2958 | 489.67 | 210.359
12 | 100 | 146 | 100 146 LED (12-Watt) / All | 0 | 0 | 2.173 | 2.548 | 2.548 | 5.4611 | 6.5763 | 6.3331 | 8.548 | 8.4268 | 8.9268 | 7.294 | 7.3408 | 6.4971 | 8.5127 | 6.669 | 7.4815 | 6.1377 | 9.4815 | 9.3877 | 10.544 | 9.6065 | 10.294 | 8.2315 | 8.8877 | 7.2315 | 6.8565 | 7.919 | 7.044 | 0 | 196.9572 | 88.3394
12 | 100 | 154 | 100 154 LED High Bay 83W (400W equivalent) / All | 0 | 0 | 58.4028 | 59.6528 | 64.7778 | 100.0718 | 111.2983 | 115.6528 | 133.0356 | 143.2388 | 145.0825 | 127.356 | 135.356 | 126.0903 | 158.2153 | 130.4341 | 142.4028 | 140.0591 | 162.8403 | 166.7153 | 172.5278 | 175.3403 | 179.1528 | 165.7153 | 170.6216 | 161.4028 | 163.8091 | 175.9028 | 175.5278 | 221.7153 | 3982.3983 | 1703.7243
12 | 200 | 203 | 200 203 Outdoor LED 104W / All | 0 | 0 | 50.8764 | 51.8764 | 56.6264 | 78.0199 | 84.0287 | 88.3998 | 99.4857 | 106.0404 | 108.3451 | 98.7045 | 104.1107 | 99.7982 | 118.3764 | 104.0951 | 111.0014 | 112.4389 | 124.7826 | 127.9389 | 132.7201 | 135.4389 | 139.0014 | 132.8764 | 136.3139 | 0 | 0 | 0 | 0 | 0 | 2401.2961 | 1184.4545
12 | 300 | 337 | 300 337 Run Time Optimizer / All | 0 | 0 | 556.3292 | 564.2042 | 620.0792 | 822.3883 | 882.796 | 934.5997 | 1038.5167 | 1106.1964 | 1131.0089 | 1045.1261 | 1098.1417 | 1063.8917 | 1245.9855 | 1111.1417 | 1183.1105 | 0 | 0 | 0 | 0 | 0 | 0 | 0 | 0 | 0 | 0 | 0 | 0 | 0 | 14403.5164 | 9085.2743
12 | 300 | 338 | 300 338 dehumidification hybrid desiccant heat pump / All | 0 | 0 | 412.0502 | 418.6752 | 452.4252 | 725.37 | 815.3861 | 848.5102 | 979.519 | 1059.9018 | 1071.2299 | 926.8315 | 988.2533 | 911.0346 | 1163.7377 | 946.4565 | 1034.1279 | 0 | 0 | 0 | 0 | 0 | 0 | 0 | 0 | 0 | 0 | 0 | 0 | 0 | 12753.5089 | 7977.4486
12 | 800 | 518 | 800 518 Ice Machine / All | 0 | 0 | 89.202 | 90.827 | 99.702 | 128.8006 | 137.7411 | 145.6161 | 161.3661 | 170.8348 | 176.0614 | 164.3426 | 0 | 0 | 0 | 0 | 0 | 0 | 0 | 0 | 0 | 0 | 0 | 0 | 0 | 0 | 0 | 0 | 0 | 0 | 1364.4937 | 1004.0977
12 | 600 | 611 | 600 611 0.5 Faucet Aerator (DI) - Commercial / All | 0 | 0 | 8.8908 | 9.5158 | 9.7658 | 13.3663 | 14.2111 | 14.4699 | 15.9533 | 16.5861 | 17.5236 | 16.6564 | 0 | 0 | 0 | 0 | 0 | 0 | 0 | 0 | 0 | 0 | 0 | 0 | 0 | 0 | 0 | 0 | 0 | 0 | 136.9388 | 100.9123
12 | 600 | 612 | 600 612 1.0 gpm Faucet Aerator (DI) -Commercial / All | 0 | 0 | 6.3788 | 6.7538 | 7.1288 | 9.868 | 10.3914 | 10.2 | 11.0819 | 11.7147 | 12.5038 | 11.5975 | 0 | 0 | 0 | 0 | 0 | 0 | 0 | 0 | 0 | 0 | 0 | 0 | 0 | 0 | 0 | 0 | 0 | 0 | 97.6186 | 72.0777
12 | 600 | 613 | 600 613 1.5 gpm Shower Head (DI) - Commercial / All | 0 | 0 | 31.0955 | 31.9705 | 35.2205 | 45.0789 | 48.0975 | 49.8777 | 56.3299 | 59.3455 | 61.2674 | 57.0486 | 0 | 0 | 0 | 0 | 0 | 0 | 0 | 0 | 0 | 0 | 0 | 0 | 0 | 0 | 0 | 0 | 0 | 0 | 475.3321 | 350.0094
12 | 800 | 812 | 800 812 Griddle / All | 0 | 0 | 131.8718 | 134.1218 | 146.6218 | 203.6013 | 221.8259 | 233.7917 | 262.7858 | 280.7077 | 286.239 | 259.5124 | 0 | 0 | 0 | 0 | 0 | 0 | 0 | 0 | 0 | 0 | 0 | 0 | 0 | 0 | 0 | 0 | 0 | 0 | 2161.0791 | 1582.1666
12 | 800 | 813 | 800 813 Steamer / All | 0 | 0 | 3190.5817 | 3242.8317 | 3539.4567 | 5098.549 | 5593.8839 | 5879.4816 | 6648.7297 | 7141.6047 | 7256.6207 | 6499.5347 | 0 | 0 | 0 | 0 | 0 | 0 | 0 | 0 | 0 | 0 | 0 | 0 | 0 | 0 | 0 | 0 | 0 | 0 | 54091.2744 | 39505.0453
12 | 800 | 814 | 800 814 Holding Cabinet / All | 0 | 0 | 339.1316 | 343.7566 | 377.2566 | 516.7883 | 558.8757 | 590.0739 | 660.7332 | 705.8112 | 720.2097 | 656.6784 | 0 | 0 | 0 | 0 | 0 | 0 | 0 | 0 | 0 | 0 | 0 | 0 | 0 | 0 | 0 | 0 | 0 | 0 | 5469.3151 | 4008.6311
12 | 700 | 910 | 700 910 Server Virtualization / All | 0 | 0 | 1031.0224 | 1048.3974 | 1154.5224 | 1487.9077 | 0 | 0 | 0 | 0 | 0 | 0 | 0 | 0 | 0 | 0 | 0 | 0 | 0 | 0 | 0 | 0 | 0 | 0 | 0 | 0 | 0 | 0 | 0 | 0 | 4721.85 | 4267.3719

## RIM Costs (Ach Pot)
Building # | Base # | Measure # | Measure Name | 2013 | 2014 | 2015 | 2016 | 2017 | 2018 | 2019 | 2020 | 2021 | 2022 | 2023 | 2024 | 2025 | 2026 | 2027 | 2028 | 2029 | 2030 | 2031 | 2032 | 2033 | 2034 | 2035 | 2036 | 2037 | 2038 | 2039 | 2040 | 2041 | 2042 | Sum | NPV
1 | 110 | 111 | 110 111 Premium T8, Elecctronic Ballast / Office | 0 | 0 | 1356.4869 | 957.9619 | 1025.588 | 1065.403 | 1128.82 | 1143.433 | 1178.93 | 1203.939 | 1213.399 | 1209.839 | 1203.941 | 1201.315 | 1239.524 | 1270.079 | 1280.192 | 1311.764 | 1337.234 | 1348.193 | 1361.867 | 1376.859 | 0 | 0 | 0 | 0 | 0 | 0 | 0 | 0 | 24414.7678 | 14023.3196
1 | 110 | 112 | 110 112 Premium T8, EB, Reflector / Office | 0 | 0 | 2389.201 | 1981.581 | 2121.467 | 2203.826 | 2335.008 | 2365.234 | 2438.662 | 2490.394 | 2509.962 | 2502.598 | 2490.404 | 2484.969 | 2564.015 | 2627.188 | 2648.126 | 2713.431 | 2766.12 | 2788.786 | 2817.074 | 2848.087 | 0 | 0 | 0 | 0 | 0 | 0 | 0 | 0 | 50086.133 | 28591.0278
1 | 110 | 113 | 110 113 Occupancy Sensor / Office | 0 | 0 | 1709.878 | 1308.236 | 1400.589 | 1454.963 | 1541.568 | 1561.524 | 1610 | 1644.153 | 1657.072 | 1652.211 | 1644.159 | 0 | 0 | 0 | 0 | 0 | 0 | 0 | 0 | 0 | 0 | 0 | 0 | 0 | 0 | 0 | 0 | 0 | 17184.353 | 12710.9433
1 | 110 | 114 | 110 114 Continuous Dimming / Office | 0 | 0 | 2537.484 | 2128.543 | 2278.809 | 2367.271 | 2508.177 | 2540.646 | 2619.523 | 2675.092 | 2696.112 | 2688.202 | 2675.093 | 2669.264 | 2754.162 | 2822.034 | 0 | 0 | 0 | 0 | 0 | 0 | 0 | 0 | 0 | 0 | 0 | 0 | 0 | 0 | 35960.412 | 24325.6951
1 | 110 | 115 | 110 115 Lighting Control Tuneup / Office | 0 | 0 | 612.5592 | 220.5963 | 236.1687 | 245.3372 | 259.9404 | 263.3052 | 0 | 0 | 0 | 0 | 0 | 0 | 0 | 0 | 0 | 0 | 0 | 0 | 0 | 0 | 0 | 0 | 0 | 0 | 0 | 0 | 0 | 0 | 1837.907 | 1626.273
1 | 120 | 121 | 120 121 ROB Premium T8, 1EB / Office | 0 | 0 | 807.6725 | 413.9886 | 443.2128 | 460.4197 | 487.8257 | 494.1407 | 509.4811 | 520.2888 | 524.3769 | 522.8377 | 520.2892 | 519.1526 | 535.6702 | 548.8707 | 553.2423 | 566.8868 | 577.893 | 582.6282 | 588.5385 | 595.0153 | 0 | 0 | 0 | 0 | 0 | 0 | 0 | 0 | 10772.4313 | 6281.7118
1 | 120 | 122 | 120 122 ROB Premium T8, EB, Reflector / Office | 0 | 0 | 2076.78 | 1671.908 | 1789.933 | 1859.424 | 1970.103 | 1995.606 | 2057.558 | 2101.205 | 2117.716 | 2111.503 | 2101.213 | 2096.629 | 2163.316 | 2216.623 | 2234.288 | 2289.388 | 2333.843 | 2352.967 | 2376.833 | 2403.001 | 0 | 0 | 0 | 0 | 0 | 0 | 0 | 0 | 42319.837 | 24183.8968
1 | 120 | 123 | 120 123 Occupancy Sensor / Office | 0 | 0 | 1197.5897 | 800.4664 | 856.9744 | 890.2436 | 943.2344 | 955.4449 | 985.1058 | 1006.003 | 1013.908 | 1010.933 | 1006.005 | 0 | 0 | 0 | 0 | 0 | 0 | 0 | 0 | 0 | 0 | 0 | 0 | 0 | 0 | 0 | 0 | 0 | 10665.9082 | 7928.7773
1 | 120 | 124 | 120 124 Lighting Control Tuneup / Office | 0 | 0 | 526.3008 | 135.0986 | 144.6355 | 150.2505 | 159.1938 | 161.2547 | 0 | 0 | 0 | 0 | 0 | 0 | 0 | 0 | 0 | 0 | 0 | 0 | 0 | 0 | 0 | 0 | 0 | 0 | 0 | 0 | 0 | 0 | 1276.7339 | 1147.1241
1 | 130 | 131 | 130 131 CFL Screw-in 18W / Office | 0 | 0 | 7908.069 | 7451.772 | 7977.857 | 8287.504 | 8780.867 | 8894.534 | 0 | 0 | 0 | 0 | 0 | 0 | 0 | 0 | 0 | 0 | 0 | 0 | 0 | 0 | 0 | 0 | 0 | 0 | 0 | 0 | 0 | 0 | 49300.603 | 42151.5543
1 | 140 | 141 | 140 141 CFL Hardwired, Modular 18W / Office | 0 | 0 | 7908.069 | 7451.772 | 7977.857 | 8287.504 | 8780.867 | 8894.534 | 0 | 0 | 0 | 0 | 0 | 0 | 0 | 0 | 0 | 0 | 0 | 0 | 0 | 0 | 0 | 0 | 0 | 0 | 0 | 0 | 0 | 0 | 49300.603 | 42151.5543
1 | 150 | 151 | 150 151 PSMH, 250W, magnetic ballast / Office | 0 | 0 | 2144.575 | 1739.099 | 1861.872 | 1934.149 | 2049.275 | 2075.802 | 2140.248 | 2185.65 | 2202.824 | 2196.363 | 2185.651 | 2180.888 | 2250.251 | 0 | 0 | 0 | 0 | 0 | 0 | 0 | 0 | 0 | 0 | 0 | 0 | 0 | 0 | 0 | 27146.647 | 18925.0045
1 | 150 | 153 | 150 153 High Bay T5 / Office | 0 | 0 | 2726.08 | 2315.49 | 2478.951 | 2575.184 | 2728.474 | 2763.794 | 2849.594 | 2910.044 | 2932.91 | 2924.3 | 2910.057 | 2903.705 | 2996.073 | 0 | 0 | 0 | 0 | 0 | 0 | 0 | 0 | 0 | 0 | 0 | 0 | 0 | 0 | 0 | 36014.656 | 25068.0866
1 | 160 | 161 | 160 161 LED Exit Sign / Office | 0 | 0 | 395.6749 | 5.6248 | 6.0218 | 6.2557 | 6.6281 | 6.714 | 6.9223 | 7.0692 | 7.1245 | 7.1037 | 7.0694 | 7.0539 | 7.2783 | 7.4581 | 7.5175 | 7.7028 | 0 | 0 | 0 | 0 | 0 | 0 | 0 | 0 | 0 | 0 | 0 | 0 | 499.2191 | 459.3907
1 | 200 | 201 | 200 201 High Pressure Sodium 250W Lamp / Office | 0 | 0 | 501.8471 | 110.8607 | 118.6868 | 123.2942 | 130.6328 | 0 | 0 | 0 | 0 | 0 | 0 | 0 | 0 | 0 | 0 | 0 | 0 | 0 | 0 | 0 | 0 | 0 | 0 | 0 | 0 | 0 | 0 | 0 | 985.3216 | 914.5442
1 | 200 | 202 | 200 202 Outdoor Lighting Controls (Photocell/Timeclock) / Office | 0 | 0 | 478.4253 | 87.6454 | 93.8326 | 97.4752 | 103.277 | 0 | 0 | 0 | 0 | 0 | 0 | 0 | 0 | 0 | 0 | 0 | 0 | 0 | 0 | 0 | 0 | 0 | 0 | 0 | 0 | 0 | 0 | 0 | 860.6555 | 804.6996
1 | 210 | 211 | 210 211 Outdoor Lighting Controls (Photocell/Timeclock) / Office | 0 | 0 | 487.7115 | 96.8497 | 103.6867 | 107.712 | 114.123 | 0 | 0 | 0 | 0 | 0 | 0 | 0 | 0 | 0 | 0 | 0 | 0 | 0 | 0 | 0 | 0 | 0 | 0 | 0 | 0 | 0 | 0 | 0 | 910.0828 | 848.2505
1 | 300 | 301 | 300 301 Centrifugal Chiller, 0.51 kW/ton, 500 tons / Office | 0 | 0 | 896.7169 | 502.2472 | 537.702 | 558.5778 | 591.8273 | 599.4886 | 618.098 | 631.2095 | 636.1693 | 634.303 | 631.212 | 629.8326 | 649.868 | 665.8893 | 671.1899 | 687.7454 | 701.0967 | 706.8405 | 714.0095 | 721.8722 | 0 | 0 | 0 | 0 | 0 | 0 | 0 | 0 | 12985.8957 | 7537.7828
1 | 300 | 302 | 300 302 High Efficiency Chiller Motors / Office | 0 | 0 | 520.6259 | 129.4738 | 138.6132 | 143.9949 | 152.5659 | 154.5411 | 159.3387 | 162.7188 | 163.9971 | 163.5158 | 162.7191 | 162.3627 | 167.529 | 171.6566 | 173.0251 | 177.2925 | 180.7343 | 182.2151 | 184.0634 | 186.089 | 0 | 0 | 0 | 0 | 0 | 0 | 0 | 0 | 3637.072 | 2232.6141
1 | 300 | 304 | 300 304 EMS - Chiller / Office | 0 | 0 | 844.1983 | 450.1924 | 481.9724 | 500.6837 | 530.4859 | 537.3531 | 554.0355 | 565.7884 | 570.2343 | 568.5612 | 0 | 0 | 0 | 0 | 0 | 0 | 0 | 0 | 0 | 0 | 0 | 0 | 0 | 0 | 0 | 0 | 0 | 0 | 5603.5052 | 4327.4636
1 | 300 | 305 | 300 305 Chiller Tune Up/Diagnostics / Office | 0 | 0 | 733.5894 | 340.5585 | 364.5985 | 378.757 | 401.3049 | 406.4999 | 419.1133 | 428.0038 | 431.3666 | 430.0996 | 0 | 0 | 0 | 0 | 0 | 0 | 0 | 0 | 0 | 0 | 0 | 0 | 0 | 0 | 0 | 0 | 0 | 0 | 4333.8915 | 3368.5973
1 | 300 | 306 | 300 306 VSD for Chiller Pumps and Towers / Office | 0 | 0 | 818.6096 | 424.8293 | 454.8188 | 472.4761 | 500.5994 | 507.0796 | 522.8222 | 533.913 | 538.1085 | 536.5296 | 533.9128 | 532.7474 | 549.697 | 563.2414 | 567.7288 | 0 | 0 | 0 | 0 | 0 | 0 | 0 | 0 | 0 | 0 | 0 | 0 | 0 | 8057.1135 | 5403.4649
1 | 300 | 308 | 300 308 Aerosole Duct Sealing / Office | 0 | 0 | 817.1651 | 423.3977 | 453.287 | 470.8837 | 498.9116 | 505.3701 | 521.0602 | 532.114 | 536.295 | 534.7227 | 532.1136 | 530.9521 | 547.8442 | 561.3413 | 565.8146 | 0 | 0 | 0 | 0 | 0 | 0 | 0 | 0 | 0 | 0 | 0 | 0 | 0 | 8031.2729 | 5386.5685
1 | 300 | 309 | 300 309 Duct/Pipe Insulation / Office | 0 | 0 | 473.1631 | 82.4296 | 88.2484 | 91.6745 | 97.1312 | 98.3886 | 101.4432 | 103.5953 | 104.4092 | 104.1027 | 0 | 0 | 0 | 0 | 0 | 0 | 0 | 0 | 0 | 0 | 0 | 0 | 0 | 0 | 0 | 0 | 0 | 0 | 1344.5857 | 1110.9442
1 | 300 | 311 | 300 311 Window Film (Standard) / Office | 0 | 0 | 625.044 | 232.9709 | 249.4156 | 259.1 | 274.5231 | 278.0769 | 286.7089 | 292.7907 | 295.0914 | 294.225 | 0 | 0 | 0 | 0 | 0 | 0 | 0 | 0 | 0 | 0 | 0 | 0 | 0 | 0 | 0 | 0 | 0 | 0 | 3087.9465 | 2427.6054
1 | 300 | 313 | 300 313 Ceiling Insulation / Office | 0 | 0 | 914.6702 | 520.0419 | 556.7495 | 578.3729 | 612.8016 | 620.7342 | 639.9976 | 653.5738 | 658.7092 | 656.7756 | 653.5896 | 652.149 | 672.8987 | 689.4939 | 694.9778 | 712.1227 | 725.9421 | 731.8839 | 739.3076 | 747.4584 | 0 | 0 | 0 | 0 | 0 | 0 | 0 | 0 | 13432.2502 | 7791.0682
1 | 300 | 314 | 300 314 Roof Insulation / Office | 0 | 0 | 582.637 | 190.9379 | 204.4152 | 212.353 | 224.9939 | 227.9066 | 234.9803 | 239.9651 | 241.8503 | 241.1407 | 239.9656 | 239.4397 | 247.0592 | 253.149 | 255.1656 | 261.4605 | 266.5351 | 268.7186 | 271.4433 | 274.4307 | 0 | 0 | 0 | 0 | 0 | 0 | 0 | 0 | 5178.5473 | 3107.3521
1 | 300 | 315 | 300 315 Cool Roof - Chiller / Office | 0 | 0 | 1524.661 | 1124.661 | 1204.051 | 1250.803 | 1325.255 | 1342.41 | 1384.081 | 1413.442 | 1424.547 | 1420.368 | 1413.454 | 1410.364 | 1455.224 | 1491.082 | 1502.97 | 0 | 0 | 0 | 0 | 0 | 0 | 0 | 0 | 0 | 0 | 0 | 0 | 0 | 20687.373 | 13662.2866
1 | 300 | 317 | 300 317 Thermal Energy Storage (TES) Positive / Office | 0 | 0 | 1112.2532 | 715.8909 | 766.4243 | 796.2094 | 843.5858 | 854.5081 | 881.0203 | 899.7127 | 906.7822 | 906.6188 | 899.7582 | 897.7542 | 926.3163 | 949.1566 | 956.712 | 980.2568 | 999.3566 | 1007.511 | 1017.744 | 1028.962 | 1036.301 | 1048.689 | 1065.588 | 1077.562 | 1095.865 | 1111.359 | 1157.083 | 1198.189 | 27137.1694 | 12604.8667
1 | 300 | 317 | 300 317 Thermal Energy Storage (TES) Negative / Office | 0 | 0 | -990.9398 | -982.2001 | -1051.541 | -1092.358 | -1157.377 | -1172.359 | -1208.758 | -1234.401 | -1244.101 | -1240.451 | -1234.401 | -1231.712 | -1270.896 | -1302.205 | -1312.578 | -1344.943 | -1371.066 | -1382.303 | -1396.324 | -1411.691 | -1421.775 | -1438.775 | -1461.823 | -1478.438 | -1503.505 | -1524.73 | -1587.539 | -1643.819 | -36693.0089 | -16756.5967
1 | 320 | 321 | 320 321 DX Packaged System, EER=10.9, 10 tons / Office | 0 | 0 | 785.4889 | 392.0003 | 419.6722 | 435.9659 | 461.9174 | 467.8971 | 482.4211 | 492.6546 | 496.5253 | 495.0683 | 492.6567 | 491.5789 | 507.2199 | 519.7227 | 523.8593 | 0 | 0 | 0 | 0 | 0 | 0 | 0 | 0 | 0 | 0 | 0 | 0 | 0 | 7464.6486 | 5016.0553
1 | 320 | 322 | 320 322 Hybrid Dessicant-DX System (Trane CDQ) / Office | 0 | 0 | 3019.333 | 2606.145 | 2790.127 | 2898.437 | 3070.958 | 3110.711 | 3207.289 | 3275.327 | 3301.064 | 3291.379 | 3275.326 | 3268.189 | 3372.142 | 3455.234 | 3482.766 | 0 | 0 | 0 | 0 | 0 | 0 | 0 | 0 | 0 | 0 | 0 | 0 | 0 | 47424.427 | 31145.4439
1 | 320 | 323 | 320 323 Geothermal Heat Pump, EER=13, 10 tons / Office | 0 | 0 | 1757.857 | 1355.792 | 1451.505 | 1507.851 | 1597.602 | 1618.283 | 1668.525 | 1703.92 | 1717.309 | 1712.272 | 1703.92 | 1700.207 | 1754.289 | 1797.517 | 1811.836 | 0 | 0 | 0 | 0 | 0 | 0 | 0 | 0 | 0 | 0 | 0 | 0 | 0 | 24858.685 | 16389.8808
1 | 320 | 327 | 320 327 DX Coil Cleaning / Office | 0 | 0 | 715.8424 | 322.9681 | 345.7663 | 359.1935 | 380.5768 | 0 | 0 | 0 | 0 | 0 | 0 | 0 | 0 | 0 | 0 | 0 | 0 | 0 | 0 | 0 | 0 | 0 | 0 | 0 | 0 | 0 | 0 | 0 | 2124.3471 | 1918.1509
1 | 320 | 328 | 320 328 Optimize Controls / Office | 0 | 0 | 729.0494 | 336.0591 | 359.7829 | 373.7497 | 395.9961 | 0 | 0 | 0 | 0 | 0 | 0 | 0 | 0 | 0 | 0 | 0 | 0 | 0 | 0 | 0 | 0 | 0 | 0 | 0 | 0 | 0 | 0 | 0 | 2194.6372 | 1980.085
1 | 320 | 329 | 320 329 Aerosole Duct Sealing / Office | 0 | 0 | 1069.2339 | 673.2433 | 720.7701 | 748.7504 | 793.3177 | 803.5873 | 828.5361 | 846.1123 | 852.7612 | 850.2595 | 846.112 | 844.2667 | 871.1259 | 892.5874 | 899.6998 | 0 | 0 | 0 | 0 | 0 | 0 | 0 | 0 | 0 | 0 | 0 | 0 | 0 | 12540.3636 | 8335.0273
1 | 320 | 330 | 320 330 Duct/Pipe Insulation / Office | 0 | 0 | 522.4831 | 131.3146 | 140.5843 | 146.0422 | 154.735 | 156.7381 | 161.6041 | 165.0323 | 166.329 | 165.8407 | 0 | 0 | 0 | 0 | 0 | 0 | 0 | 0 | 0 | 0 | 0 | 0 | 0 | 0 | 0 | 0 | 0 | 0 | 1910.7034 | 1538.5008
1 | 320 | 332 | 320 332 Window Film (Standard) / Office | 0 | 0 | 747.1059 | 353.9561 | 378.942 | 393.6547 | 417.087 | 422.4864 | 435.6013 | 444.8417 | 448.3366 | 447.0205 | 0 | 0 | 0 | 0 | 0 | 0 | 0 | 0 | 0 | 0 | 0 | 0 | 0 | 0 | 0 | 0 | 0 | 0 | 4489.0322 | 3485.7658
1 | 320 | 334 | 320 334 Ceiling Insulation / Office | 0 | 0 | 1223.2613 | 825.9273 | 884.2289 | 918.572 | 973.2497 | 985.8514 | 1016.444 | 1038.006 | 1046.164 | 1043.096 | 1038.04 | 1035.746 | 1068.694 | 1095.039 | 1103.763 | 1130.989 | 1152.942 | 1162.379 | 1174.176 | 1187.113 | 0 | 0 | 0 | 0 | 0 | 0 | 0 | 0 | 21103.6816 | 12144.3555
1 | 320 | 335 | 320 335 Roof Insulation / Office | 0 | 0 | 696.7541 | 304.0484 | 325.5109 | 338.1497 | 358.279 | 362.9171 | 374.1815 | 382.119 | 385.121 | 383.9904 | 382.1212 | 381.2842 | 393.4182 | 403.1148 | 406.3231 | 416.3471 | 424.4296 | 427.9056 | 432.2442 | 437.0052 | 0 | 0 | 0 | 0 | 0 | 0 | 0 | 0 | 8015.2643 | 4717.1005
1 | 340 | 342 | 340 342 Geothermal Heat Pump, EER=13, 10 tons / Office | 0 | 0 | 1787.976 | 1385.654 | 1483.47 | 1541.067 | 1632.795 | 1653.932 | 1705.276 | 1741.45 | 1755.133 | 1749.985 | 1741.461 | 1737.657 | 1792.929 | 1837.107 | 1851.751 | 1897.419 | 1934.259 | 1950.107 | 1969.887 | 1991.577 | 2005.798 | 2029.778 | 2062.309 | 2085.708 | 2121.095 | 0 | 0 | 0 | 45445.58 | 22713.4206
1 | 340 | 344 | 340 344 Aerosole Duct Sealing / Office | 0 | 0 | 1084.5045 | 688.3792 | 736.9745 | 765.5839 | 811.1532 | 821.6536 | 847.1633 | 865.1347 | 871.9327 | 869.3753 | 865.1343 | 863.2474 | 890.7108 | 912.6553 | 919.927 | 0 | 0 | 0 | 0 | 0 | 0 | 0 | 0 | 0 | 0 | 0 | 0 | 0 | 12813.5297 | 8513.6484
1 | 340 | 345 | 340 345 Duct/Pipe Insulation / Office | 0 | 0 | 525.3722 | 134.1782 | 143.65 | 149.2269 | 158.1094 | 160.1561 | 165.1282 | 168.6311 | 169.9561 | 169.4576 | 0 | 0 | 0 | 0 | 0 | 0 | 0 | 0 | 0 | 0 | 0 | 0 | 0 | 0 | 0 | 0 | 0 | 0 | 1943.8658 | 1563.5464
1 | 340 | 347 | 340 347 Window Film (Standard) / Office | 0 | 0 | 755.2571 | 362.0354 | 387.5918 | 402.6403 | 426.6075 | 432.1302 | 445.5442 | 454.9954 | 458.5704 | 457.225 | 0 | 0 | 0 | 0 | 0 | 0 | 0 | 0 | 0 | 0 | 0 | 0 | 0 | 0 | 0 | 0 | 0 | 0 | 4582.5973 | 3556.4301
1 | 340 | 349 | 340 349 Ceiling Insulation / Office | 0 | 0 | 1242.1405 | 844.6421 | 904.2653 | 939.3862 | 995.303 | 1008.19 | 1039.477 | 1061.527 | 1069.869 | 1066.732 | 1061.561 | 1059.216 | 1092.91 | 1119.852 | 1128.774 | 1156.617 | 1179.068 | 1188.718 | 1200.783 | 1214.012 | 0 | 0 | 0 | 0 | 0 | 0 | 0 | 0 | 21573.0431 | 12410.7019
1 | 340 | 350 | 340 350 Roof Insulation / Office | 0 | 0 | 703.4608 | 310.6959 | 332.6278 | 345.5428 | 366.1122 | 370.8517 | 382.3624 | 390.4733 | 393.5414 | 392.3858 | 390.4758 | 389.6205 | 402.0194 | 411.9286 | 415.2065 | 425.4498 | 433.7089 | 437.261 | 441.6945 | 446.5603 | 0 | 0 | 0 | 0 | 0 | 0 | 0 | 0 | 8181.9794 | 4811.706
1 | 340 | 351 | 340 351 Cool Roof - DX / Office | 0 | 0 | 2222.858 | 1816.715 | 1944.966 | 2020.473 | 2140.749 | 2168.461 | 2235.775 | 2283.204 | 2301.143 | 2294.375 | 2283.228 | 2278.228 | 2350.7 | 2408.621 | 2427.823 | 0 | 0 | 0 | 0 | 0 | 0 | 0 | 0 | 0 | 0 | 0 | 0 | 0 | 33177.319 | 21829.3512
1 | 360 | 361 | 360 361 HE PTAC, EER=9.6, 1 ton / Office | 0 | 0 | 1506.4 | 1106.56 | 1184.672 | 1230.671 | 1303.924 | 1320.804 | 1361.804 | 1390.693 | 1401.619 | 1397.507 | 1390.703 | 1387.663 | 1431.802 | 1467.084 | 1478.778 | 0 | 0 | 0 | 0 | 0 | 0 | 0 | 0 | 0 | 0 | 0 | 0 | 0 | 20360.684 | 13448.6684
1 | 360 | 362 | 360 362 Occupancy Sensor (hotels) / Office | 0 | 0 | 1645.288 | 1244.215 | 1332.05 | 1383.762 | 1466.129 | 1485.108 | 1531.212 | 1563.694 | 1575.981 | 1571.357 | 1563.698 | 1560.288 | 1609.911 | 1649.591 | 1662.733 | 0 | 0 | 0 | 0 | 0 | 0 | 0 | 0 | 0 | 0 | 0 | 0 | 0 | 22845.017 | 15073.1588
1 | 400 | 401 | 400 401 High Efficiency Fan Motor, 15hp, 1800rpm, 92.4% / Office | 0 | 0 | 415.3823 | 25.1584 | 26.9343 | 27.9799 | 29.6456 | 30.0293 | 30.9615 | 31.6185 | 31.8665 | 31.7727 | 31.6183 | 31.549 | 32.5532 | 33.3555 | 33.6215 | 0 | 0 | 0 | 0 | 0 | 0 | 0 | 0 | 0 | 0 | 0 | 0 | 0 | 844.0465 | 686.8973
1 | 400 | 402 | 400 402 Variable Speed Drive Control / Office | 0 | 0 | 1003.4051 | 607.995 | 650.9158 | 676.1845 | 716.4324 | 725.7068 | 748.2376 | 764.1102 | 770.1149 | 767.856 | 764.11 | 762.4432 | 786.6996 | 806.0811 | 812.5043 | 0 | 0 | 0 | 0 | 0 | 0 | 0 | 0 | 0 | 0 | 0 | 0 | 0 | 11362.7965 | 7565.0255
1 | 400 | 403 | 400 403 Air Handler Optimization / Office | 0 | 0 | 561.4851 | 169.9727 | 181.9718 | 189.0359 | 200.2878 | 202.8805 | 209.1793 | 213.6168 | 0 | 0 | 0 | 0 | 0 | 0 | 0 | 0 | 0 | 0 | 0 | 0 | 0 | 0 | 0 | 0 | 0 | 0 | 0 | 0 | 1928.4299 | 1624.0074
1 | 400 | 404 | 400 404 Electronically Commutated Motors (ECM) on an Air Handler Unit / Office | 0 | 0 | 631.9571 | 239.8231 | 256.7531 | 266.7203 | 282.5961 | 286.2542 | 295.1415 | 301.4026 | 303.7708 | 302.8792 | 301.4026 | 300.7447 | 310.3127 | 317.9573 | 320.4912 | 0 | 0 | 0 | 0 | 0 | 0 | 0 | 0 | 0 | 0 | 0 | 0 | 0 | 4718.2065 | 3220.1806
1 | 400 | 405 | 400 405 Demand Control Ventilation (DCV) / Office | 0 | 0 | 651.0453 | 258.7427 | 277.0068 | 287.7635 | 304.8953 | 308.8433 | 318.4255 | 325.1801 | 327.7347 | 326.7736 | 325.1843 | 324.4701 | 334.7989 | 343.0554 | 345.7791 | 0 | 0 | 0 | 0 | 0 | 0 | 0 | 0 | 0 | 0 | 0 | 0 | 0 | 5059.6986 | 3443.4753
1 | 400 | 406 | 400 406 Energy Recovery Ventilation (ERV) / Office | 0 | 0 | 509.276 | 118.224 | 126.5679 | 131.4844 | 139.3121 | 141.1161 | 145.494 | 148.5804 | 149.7476 | 149.3074 | 148.5816 | 148.255 | 152.9735 | 156.7473 | 157.993 | 161.8929 | 165.0355 | 166.3852 | 168.0713 | 169.9227 | 0 | 0 | 0 | 0 | 0 | 0 | 0 | 0 | 3354.9679 | 2072.525
1 | 600 | 603 | 600 603 Heat Pump Water Heater (air source) / Office | 0 | 0 | 596.2568 | 204.4377 | 218.8696 | 227.3662 | 240.8996 | 244.0179 | 251.594 | 256.9314 | 258.9501 | 258.19 | 256.9313 | 256.37 | 264.5266 | 271.043 | 273.2038 | 0 | 0 | 0 | 0 | 0 | 0 | 0 | 0 | 0 | 0 | 0 | 0 | 0 | 4079.588 | 2802.593
1 | 600 | 604 | 600 604 Solar Water Heater / Office | 0 | 0 | 595.8441 | 204.0286 | 218.4317 | 226.9113 | 240.4176 | 243.5297 | 251.0906 | 256.4173 | 258.4317 | 257.6733 | 256.4171 | 255.8571 | 263.9972 | 270.5005 | 272.6572 | 279.3801 | 284.8058 | 287.1398 | 290.0529 | 293.2445 | 0 | 0 | 0 | 0 | 0 | 0 | 0 | 0 | 5506.8281 | 3293.6444
1 | 600 | 606 | 600 606 Demand controlled circulating systems / Office | 0 | 0 | 404.6516 | 14.5224 | 15.5475 | 16.1511 | 17.1123 | 17.3339 | 17.872 | 18.2515 | 18.3947 | 18.3401 | 18.251 | 18.2112 | 18.7908 | 19.2541 | 19.407 | 0 | 0 | 0 | 0 | 0 | 0 | 0 | 0 | 0 | 0 | 0 | 0 | 0 | 652.0912 | 561.3794
1 | 600 | 608 | 600 608 Heat Recovery Unit / Office | 0 | 0 | 615.9642 | 223.9712 | 239.7821 | 249.0905 | 263.917 | 267.3334 | 275.6333 | 281.4806 | 283.6923 | 282.859 | 0 | 0 | 0 | 0 | 0 | 0 | 0 | 0 | 0 | 0 | 0 | 0 | 0 | 0 | 0 | 0 | 0 | 0 | 2983.7236 | 2348.8919
1 | 600 | 609 | 600 609 Heat Trap / Office | 0 | 0 | 416.4141 | 26.1811 | 28.0293 | 29.1175 | 30.8504 | 31.2499 | 32.2202 | 32.9037 | 33.162 | 33.0643 | 0 | 0 | 0 | 0 | 0 | 0 | 0 | 0 | 0 | 0 | 0 | 0 | 0 | 0 | 0 | 0 | 0 | 0 | 693.1926 | 618.9842
1 | 600 | 610 | 600 610 Hot Water Pipe Insulation / Office | 0 | 0 | 395.7781 | 5.7271 | 6.1314 | 6.3694 | 6.7485 | 6.8359 | 7.0481 | 7.1977 | 7.2541 | 7.2329 | 7.1976 | 7.182 | 7.4105 | 7.5933 | 7.6536 | 0 | 0 | 0 | 0 | 0 | 0 | 0 | 0 | 0 | 0 | 0 | 0 | 0 | 493.3603 | 457.5864
1 | 700 | 701 | 700 701 PC Manual Power Management Enabling / Office | 0 | 0 | 811.2839 | 417.5683 | 447.0457 | 464.4004 | 0 | 0 | 0 | 0 | 0 | 0 | 0 | 0 | 0 | 0 | 0 | 0 | 0 | 0 | 0 | 0 | 0 | 0 | 0 | 0 | 0 | 0 | 0 | 0 | 2140.2983 | 1982.7547
1 | 700 | 702 | 700 702 PC Network Power Management Enabling / Office | 0 | 0 | 811.2839 | 417.5683 | 447.0457 | 464.4004 | 0 | 0 | 0 | 0 | 0 | 0 | 0 | 0 | 0 | 0 | 0 | 0 | 0 | 0 | 0 | 0 | 0 | 0 | 0 | 0 | 0 | 0 | 0 | 0 | 2140.2983 | 1982.7547
1 | 710 | 711 | 710 711 Energy Star or Better Monitor / Office | 0 | 0 | 995.6665 | 600.3246 | 642.7037 | 667.6539 | 0 | 0 | 0 | 0 | 0 | 0 | 0 | 0 | 0 | 0 | 0 | 0 | 0 | 0 | 0 | 0 | 0 | 0 | 0 | 0 | 0 | 0 | 0 | 0 | 2906.3487 | 2679.8532
1 | 710 | 712 | 710 712 Monitor Power Management Enabling / Office | 0 | 0 | 785.2825 | 391.7963 | 419.4544 | 435.7379 | 0 | 0 | 0 | 0 | 0 | 0 | 0 | 0 | 0 | 0 | 0 | 0 | 0 | 0 | 0 | 0 | 0 | 0 | 0 | 0 | 0 | 0 | 0 | 0 | 2032.2711 | 1884.451
1 | 720 | 722 | 720 722 Monitor Power Management Enabling / Office | 0 | 0 | 390.6191 | 0.61363 | 0.65695 | 0.68255 | 0 | 0 | 0 | 0 | 0 | 0 | 0 | 0 | 0 | 0 | 0 | 0 | 0 | 0 | 0 | 0 | 0 | 0 | 0 | 0 | 0 | 0 | 0 | 0 | 392.5722 | 392.3407
1 | 730 | 731 | 730 731 Energy Star or Better Copier / Office | 0 | 0 | 459.0274 | 68.4186 | 73.2485 | 76.092 | 80.6212 | 81.6648 | 0 | 0 | 0 | 0 | 0 | 0 | 0 | 0 | 0 | 0 | 0 | 0 | 0 | 0 | 0 | 0 | 0 | 0 | 0 | 0 | 0 | 0 | 839.0726 | 773.4337
1 | 730 | 732 | 730 732 Copier Power Management Enabling / Office | 0 | 0 | 446.9553 | 56.453 | 60.4382 | 62.7843 | 66.5215 | 67.3827 | 0 | 0 | 0 | 0 | 0 | 0 | 0 | 0 | 0 | 0 | 0 | 0 | 0 | 0 | 0 | 0 | 0 | 0 | 0 | 0 | 0 | 0 | 760.535 | 706.3756
1 | 800 | 801 | 800 801 Convection Oven / Office | 0 | 0 | 395.3654 | 5.318 | 5.6934 | 5.9145 | 6.2665 | 6.3476 | 6.5446 | 6.6837 | 6.736 | 6.7163 | 0 | 0 | 0 | 0 | 0 | 0 | 0 | 0 | 0 | 0 | 0 | 0 | 0 | 0 | 0 | 0 | 0 | 0 | 451.5861 | 436.5125
1 | 810 | 811 | 810 811 Efficient Fryer / Office | 0 | 0 | 391.135 | 1.1249 | 1.2044 | 1.2512 | 1.3255 | 1.3427 | 1.3844 | 1.4139 | 1.4248 | 1.4206 | 0 | 0 | 0 | 0 | 0 | 0 | 0 | 0 | 0 | 0 | 0 | 0 | 0 | 0 | 0 | 0 | 0 | 0 | 403.0274 | 399.8389
1 | 900 | 901 | 900 901 Vending Misers (cooled machines only) / Office | 0 | 0 | 528.4675 | 137.2463 | 146.9351 | 152.639 | 161.7245 | 163.818 | 168.904 | 172.4872 | 173.8423 | 173.3318 | 0 | 0 | 0 | 0 | 0 | 0 | 0 | 0 | 0 | 0 | 0 | 0 | 0 | 0 | 0 | 0 | 0 | 0 | 1979.3957 | 1590.3802
2 | 110 | 111 | 110 111 Premium T8, Elecctronic Ballast / Restaurant or Services | 0 | 0 | 1473.286 | 1073.731 | 1149.531 | 1194.157 | 1265.238 | 1281.617 | 1321.403 | 1349.435 | 1360.038 | 1356.048 | 1349.438 | 1346.494 | 1389.32 | 1423.567 | 1434.903 | 1470.291 | 0 | 0 | 0 | 0 | 0 | 0 | 0 | 0 | 0 | 0 | 0 | 0 | 21238.497 | 13635.8612
2 | 110 | 112 | 110 112 Premium T8, EB, Reflector / Restaurant or Services | 0 | 0 | 2630.846 | 2221.095 | 2377.893 | 2470.202 | 2617.243 | 2651.123 | 2733.426 | 2791.411 | 2813.344 | 2805.088 | 2791.422 | 2785.33 | 2873.933 | 2944.74 | 2968.21 | 3041.406 | 0 | 0 | 0 | 0 | 0 | 0 | 0 | 0 | 0 | 0 | 0 | 0 | 43516.712 | 27790.0719
2 | 110 | 113 | 110 113 Occupancy Sensor / Restaurant or Services | 0 | 0 | 1368.3525 | 969.7228 | 1038.18 | 1078.484 | 1142.679 | 1157.471 | 1193.404 | 1218.72 | 1228.296 | 0 | 0 | 0 | 0 | 0 | 0 | 0 | 0 | 0 | 0 | 0 | 0 | 0 | 0 | 0 | 0 | 0 | 0 | 0 | 10395.3093 | 8174.422
2 | 110 | 114 | 110 114 Continuous Dimming / Restaurant or Services | 0 | 0 | 2797.081 | 2385.855 | 2554.284 | 2653.441 | 2811.381 | 2847.774 | 2936.186 | 2998.473 | 3022.034 | 3013.169 | 2998.475 | 0 | 0 | 0 | 0 | 0 | 0 | 0 | 0 | 0 | 0 | 0 | 0 | 0 | 0 | 0 | 0 | 0 | 31018.153 | 22859.9183
2 | 110 | 115 | 110 115 Lighting Control Tuneup / Restaurant or Services | 0 | 0 | 639.4892 | 247.2887 | 264.7454 | 275.0234 | 291.3935 | 295.1656 | 0 | 0 | 0 | 0 | 0 | 0 | 0 | 0 | 0 | 0 | 0 | 0 | 0 | 0 | 0 | 0 | 0 | 0 | 0 | 0 | 0 | 0 | 2013.1058 | 1775.8638
2 | 120 | 121 | 120 121 ROB Premium T8, 1EB / Restaurant or Services | 0 | 0 | 858.1275 | 463.9986 | 496.7533 | 516.0386 | 546.7552 | 553.8334 | 571.0266 | 583.1396 | 587.7219 | 585.9971 | 583.1402 | 581.8671 | 600.3795 | 615.1743 | 620.0742 | 635.3669 | 0 | 0 | 0 | 0 | 0 | 0 | 0 | 0 | 0 | 0 | 0 | 0 | 9399.394 | 6114.0181
2 | 120 | 122 | 120 122 ROB Premium T8, EB, Reflector / Restaurant or Services | 0 | 0 | 2280.762 | 1874.095 | 2006.393 | 2084.286 | 2208.351 | 2236.939 | 2306.383 | 2355.309 | 2373.816 | 2366.852 | 2355.318 | 2350.179 | 2424.936 | 2484.682 | 2504.486 | 2566.249 | 0 | 0 | 0 | 0 | 0 | 0 | 0 | 0 | 0 | 0 | 0 | 0 | 36779.036 | 23509.3672
2 | 120 | 123 | 120 123 Occupancy Sensor / Restaurant or Services | 0 | 0 | 988.3407 | 593.0632 | 634.9295 | 659.5787 | 698.8394 | 707.8864 | 729.8618 | 745.3444 | 751.2007 | 0 | 0 | 0 | 0 | 0 | 0 | 0 | 0 | 0 | 0 | 0 | 0 | 0 | 0 | 0 | 0 | 0 | 0 | 0 | 6509.0448 | 5150.7951
2 | 120 | 124 | 120 124 Lighting Control Tuneup / Restaurant or Services | 0 | 0 | 542.8095 | 151.4618 | 162.1538 | 168.4489 | 178.4755 | 180.7858 | 0 | 0 | 0 | 0 | 0 | 0 | 0 | 0 | 0 | 0 | 0 | 0 | 0 | 0 | 0 | 0 | 0 | 0 | 0 | 0 | 0 | 0 | 1384.1353 | 1238.8271
2 | 130 | 131 | 130 131 CFL Screw-in 18W / Restaurant or Services | 0 | 0 | 8816.979 | 8352.655 | 0 | 0 | 0 | 0 | 0 | 0 | 0 | 0 | 0 | 0 | 0 | 0 | 0 | 0 | 0 | 0 | 0 | 0 | 0 | 0 | 0 | 0 | 0 | 0 | 0 | 0 | 17169.634 | 16662.51
2 | 140 | 141 | 140 141 CFL Hardwired, Modular 18W / Restaurant or Services | 0 | 0 | 8816.979 | 8352.655 | 8942.348 | 9289.438 | 9842.442 | 0 | 0 | 0 | 0 | 0 | 0 | 0 | 0 | 0 | 0 | 0 | 0 | 0 | 0 | 0 | 0 | 0 | 0 | 0 | 0 | 0 | 0 | 0 | 45243.862 | 39911.2072
2 | 150 | 151 | 150 151 PSMH, 250W, magnetic ballast / Restaurant or Services | 0 | 0 | 2356.714 | 1949.367 | 2086.984 | 2167.999 | 2297.044 | 2326.779 | 2399.016 | 2449.908 | 2469.158 | 2461.915 | 0 | 0 | 0 | 0 | 0 | 0 | 0 | 0 | 0 | 0 | 0 | 0 | 0 | 0 | 0 | 0 | 0 | 0 | 22964.884 | 17439.525
2 | 150 | 152 | 150 152 PSMH, 250 W, electronic ballast / Restaurant or Services | 0 | 0 | 2663.348 | 2253.31 | 2412.382 | 2506.03 | 2655.203 | 2689.575 | 2773.072 | 2831.898 | 2854.15 | 2845.773 | 0 | 0 | 0 | 0 | 0 | 0 | 0 | 0 | 0 | 0 | 0 | 0 | 0 | 0 | 0 | 0 | 0 | 0 | 26484.741 | 20097.8679
2 | 150 | 153 | 150 153 High Bay T5 / Restaurant or Services | 0 | 0 | 3008.478 | 2595.401 | 2778.625 | 2886.489 | 3058.311 | 3097.9 | 3194.073 | 3261.831 | 3287.46 | 3277.803 | 0 | 0 | 0 | 0 | 0 | 0 | 0 | 0 | 0 | 0 | 0 | 0 | 0 | 0 | 0 | 0 | 0 | 0 | 30446.371 | 23089.8612
2 | 160 | 161 | 160 161 LED Exit Sign / Restaurant or Services | 0 | 0 | 408.2629 | 18.1018 | 19.3794 | 20.1319 | 21.3304 | 21.6065 | 22.2772 | 22.75 | 22.9284 | 22.8609 | 22.7496 | 22.6998 | 23.4226 | 23.9995 | 24.1911 | 24.788 | 0 | 0 | 0 | 0 | 0 | 0 | 0 | 0 | 0 | 0 | 0 | 0 | 741.4802 | 613.3088
2 | 200 | 201 | 200 201 High Pressure Sodium 250W Lamp / Restaurant or Services | 0 | 0 | 898.5742 | 504.0887 | 539.6743 | 560.6244 | 593.994 | 0 | 0 | 0 | 0 | 0 | 0 | 0 | 0 | 0 | 0 | 0 | 0 | 0 | 0 | 0 | 0 | 0 | 0 | 0 | 0 | 0 | 0 | 0 | 3096.9556 | 2775.1273
2 | 200 | 202 | 200 202 Outdoor Lighting Controls (Photocell/Timeclock) / Restaurant or Services | 0 | 0 | 791.6797 | 398.137 | 426.2431 | 442.7899 | 469.1456 | 0 | 0 | 0 | 0 | 0 | 0 | 0 | 0 | 0 | 0 | 0 | 0 | 0 | 0 | 0 | 0 | 0 | 0 | 0 | 0 | 0 | 0 | 0 | 2527.9953 | 2273.8104
2 | 210 | 211 | 210 211 Outdoor Lighting Controls (Photocell/Timeclock) / Restaurant or Services | 0 | 0 | 956.974 | 561.9728 | 601.6438 | 625.002 | 662.2052 | 0 | 0 | 0 | 0 | 0 | 0 | 0 | 0 | 0 | 0 | 0 | 0 | 0 | 0 | 0 | 0 | 0 | 0 | 0 | 0 | 0 | 0 | 0 | 3407.7978 | 3049.0134
2 | 300 | 301 | 300 301 Centrifugal Chiller, 0.51 kW/ton, 500 tons / Restaurant or Services | 0 | 0 | 1767.968 | 1365.814 | 1462.232 | 1518.999 | 1609.415 | 1630.249 | 1680.859 | 1716.516 | 1730.004 | 1724.928 | 1716.521 | 1712.776 | 1767.251 | 1810.806 | 1825.233 | 1870.247 | 1906.562 | 1922.184 | 1941.681 | 1963.058 | 0 | 0 | 0 | 0 | 0 | 0 | 0 | 0 | 34643.303 | 19827.7011
2 | 300 | 302 | 300 302 High Efficiency Chiller Motors / Restaurant or Services | 0 | 0 | 745.1455 | 352.0132 | 376.8625 | 391.493 | 414.796 | 420.1656 | 433.21 | 442.3999 | 445.8759 | 444.5677 | 442.3997 | 441.4333 | 455.4785 | 466.7007 | 470.4194 | 482.0192 | 491.3806 | 495.4068 | 500.4319 | 505.9394 | 0 | 0 | 0 | 0 | 0 | 0 | 0 | 0 | 9218.1388 | 5399.6992
2 | 300 | 304 | 300 304 EMS - Chiller / Restaurant or Services | 0 | 0 | 1625.133 | 1224.259 | 1310.69 | 1361.573 | 1442.641 | 1461.317 | 1506.673 | 1538.632 | 1550.72 | 1546.155 | 0 | 0 | 0 | 0 | 0 | 0 | 0 | 0 | 0 | 0 | 0 | 0 | 0 | 0 | 0 | 0 | 0 | 0 | 14567.793 | 11097.6697
2 | 300 | 305 | 300 305 Chiller Tune Up/Diagnostics / Restaurant or Services | 0 | 0 | 1324.2609 | 926.0472 | 991.4179 | 1029.922 | 1091.231 | 1105.359 | 1139.663 | 1163.837 | 1172.984 | 1169.543 | 0 | 0 | 0 | 0 | 0 | 0 | 0 | 0 | 0 | 0 | 0 | 0 | 0 | 0 | 0 | 0 | 0 | 0 | 11114.265 | 8489.4159
2 | 300 | 306 | 300 306 VSD for Chiller Pumps and Towers / Restaurant or Services | 0 | 0 | 1555.624 | 1155.344 | 1236.906 | 1284.921 | 1361.402 | 1379.026 | 1421.84 | 1452.002 | 1463.412 | 1459.119 | 1452.002 | 1448.837 | 1494.929 | 1531.76 | 1543.963 | 0 | 0 | 0 | 0 | 0 | 0 | 0 | 0 | 0 | 0 | 0 | 0 | 0 | 21241.087 | 14024.3614
2 | 300 | 308 | 300 308 Aerosole Duct Sealing / Restaurant or Services | 0 | 0 | 1551.6 | 1151.355 | 1232.636 | 1280.485 | 1356.702 | 1374.265 | 1416.931 | 1446.99 | 1458.36 | 1454.082 | 1446.989 | 1443.835 | 1489.768 | 1526.471 | 1538.633 | 0 | 0 | 0 | 0 | 0 | 0 | 0 | 0 | 0 | 0 | 0 | 0 | 0 | 21169.102 | 13977.291
2 | 300 | 309 | 300 309 Duct/Pipe Insulation / Restaurant or Services | 0 | 0 | 615.9642 | 223.9711 | 239.7805 | 249.0907 | 263.9182 | 267.3347 | 275.6332 | 281.4802 | 283.6918 | 282.8594 | 0 | 0 | 0 | 0 | 0 | 0 | 0 | 0 | 0 | 0 | 0 | 0 | 0 | 0 | 0 | 0 | 0 | 0 | 2983.724 | 2348.892
2 | 300 | 311 | 300 311 Window Film (Standard) / Restaurant or Services | 0 | 0 | 1000.2064 | 604.8237 | 647.5198 | 672.6591 | 712.6993 | 721.9254 | 744.3355 | 760.1248 | 766.0974 | 763.8486 | 0 | 0 | 0 | 0 | 0 | 0 | 0 | 0 | 0 | 0 | 0 | 0 | 0 | 0 | 0 | 0 | 0 | 0 | 7394.24 | 5679.9041
2 | 300 | 313 | 300 313 Ceiling Insulation / Restaurant or Services | 0 | 0 | 1816.532 | 1413.97 | 1513.794 | 1572.561 | 1666.188 | 1687.757 | 1740.141 | 1777.054 | 1791.016 | 1785.742 | 1777.093 | 1773.181 | 1829.593 | 1874.687 | 1889.624 | 1936.231 | 1973.835 | 1989.973 | 2010.191 | 2032.316 | 0 | 0 | 0 | 0 | 0 | 0 | 0 | 0 | 35851.479 | 20513.252
2 | 300 | 314 | 300 314 Roof Insulation / Restaurant or Services | 0 | 0 | 913.7416 | 519.1218 | 555.7677 | 577.3452 | 611.7119 | 619.6307 | 638.8652 | 652.4171 | 657.5432 | 655.6138 | 652.42 | 650.9937 | 671.7029 | 688.2618 | 693.7404 | 710.8535 | 724.653 | 730.5897 | 737.9988 | 746.1264 | 0 | 0 | 0 | 0 | 0 | 0 | 0 | 0 | 13409.0984 | 7777.9368
2 | 300 | 315 | 300 315 Cool Roof - Chiller / Restaurant or Services | 0 | 0 | 3458.744 | 3041.693 | 3256.437 | 3382.843 | 3584.224 | 3630.623 | 3743.315 | 3822.732 | 3852.769 | 3841.447 | 3822.766 | 3814.369 | 3935.741 | 4032.721 | 4064.863 | 0 | 0 | 0 | 0 | 0 | 0 | 0 | 0 | 0 | 0 | 0 | 0 | 0 | 55285.287 | 36285.5765
2 | 300 | 317 | 300 317 Thermal Energy Storage (TES) Positive / Restaurant or Services | 0 | 0 | 2118.133 | 1712.909 | 1833.843 | 1905.069 | 2018.493 | 2044.59 | 2108.042 | 2152.771 | 2169.718 | 2165.726 | 2152.817 | 2148.05 | 2216.433 | 2271.018 | 2289.183 | 2345.493 | 2391.133 | 2410.731 | 2435.22 | 2462.016 | 2479.548 | 2509.231 | 2549.598 | 2578.335 | 2622.086 | 2659.196 | 2768.577 | 2866.882 | 64384.841 | 29614.6825
2 | 300 | 317 | 300 317 Thermal Energy Storage (TES) Negative / Restaurant or Services | 0 | 0 | -2459.086 | -2437.398 | -2609.473 | -2710.762 | -2872.112 | -2909.291 | -2999.618 | -3063.252 | -3087.324 | -3078.267 | -3063.252 | -3056.579 | -3153.818 | -3231.513 | -3257.253 | -3337.57 | -3402.396 | -3430.28 | -3465.076 | -3503.209 | -3528.234 | -3570.418 | -3627.615 | -3668.847 | -3731.052 | -3783.723 | -3939.59 | -4079.252 | -91056.26 | -41582.6642
2 | 320 | 321 | 320 321 DX Packaged System, EER=10.9, 10 tons / Restaurant or Services | 0 | 0 | 1465.437 | 1065.958 | 1141.204 | 1185.517 | 1256.082 | 1272.342 | 1311.838 | 1339.666 | 1350.192 | 1346.23 | 1339.677 | 1336.748 | 1379.267 | 1413.255 | 1424.521 | 0 | 0 | 0 | 0 | 0 | 0 | 0 | 0 | 0 | 0 | 0 | 0 | 0 | 19627.934 | 12969.5283
2 | 320 | 326 | 320 326 DX Tune Up/ Advanced Diagnostics / Restaurant or Services | 0 | 0 | 1312.3259 | 914.1905 | 978.7271 | 1016.722 | 1077.242 | 1091.187 | 1125.062 | 1148.928 | 1157.956 | 1154.559 | 0 | 0 | 0 | 0 | 0 | 0 | 0 | 0 | 0 | 0 | 0 | 0 | 0 | 0 | 0 | 0 | 0 | 0 | 10976.8995 | 8385.6825
2 | 320 | 327 | 320 327 DX Coil Cleaning / Restaurant or Services | 0 | 0 | 1276.1789 | 878.3897 | 940.3955 | 976.9199 | 1035.073 | 0 | 0 | 0 | 0 | 0 | 0 | 0 | 0 | 0 | 0 | 0 | 0 | 0 | 0 | 0 | 0 | 0 | 0 | 0 | 0 | 0 | 0 | 0 | 5106.957 | 4546.1548
2 | 320 | 328 | 320 328 Optimize Controls / Restaurant or Services | 0 | 0 | 1312.1196 | 913.9869 | 978.5095 | 1016.495 | 1076.999 | 0 | 0 | 0 | 0 | 0 | 0 | 0 | 0 | 0 | 0 | 0 | 0 | 0 | 0 | 0 | 0 | 0 | 0 | 0 | 0 | 0 | 0 | 0 | 5298.11 | 4714.5878
2 | 320 | 329 | 320 329 Aerosole Duct Sealing / Restaurant or Services | 0 | 0 | 2237.128 | 1830.837 | 1960.086 | 2036.174 | 2157.371 | 2185.299 | 2253.145 | 2300.942 | 2319.023 | 2312.22 | 2300.941 | 2295.928 | 2368.96 | 2427.332 | 2446.669 | 0 | 0 | 0 | 0 | 0 | 0 | 0 | 0 | 0 | 0 | 0 | 0 | 0 | 33432.055 | 21995.9405
2 | 320 | 330 | 320 330 Duct/Pipe Insulation / Restaurant or Services | 0 | 0 | 750.2013 | 357.0244 | 382.2275 | 397.0663 | 420.7009 | 426.1469 | 439.377 | 448.6979 | 452.2235 | 450.8969 | 0 | 0 | 0 | 0 | 0 | 0 | 0 | 0 | 0 | 0 | 0 | 0 | 0 | 0 | 0 | 0 | 0 | 0 | 4524.5626 | 3512.5996
2 | 320 | 332 | 320 332 Window Film (Standard) / Restaurant or Services | 0 | 0 | 1322.2307 | 924.0078 | 989.2355 | 1027.644 | 1088.812 | 1102.908 | 1137.144 | 1161.266 | 1170.391 | 1166.957 | 0 | 0 | 0 | 0 | 0 | 0 | 0 | 0 | 0 | 0 | 0 | 0 | 0 | 0 | 0 | 0 | 0 | 0 | 11090.596 | 8471.5511
2 | 320 | 334 | 320 334 Ceiling Insulation / Restaurant or Services | 0 | 0 | 2655.695 | 2245.725 | 2404.277 | 2497.615 | 2646.302 | 2680.559 | 2763.756 | 2822.394 | 2844.57 | 2838.757 | 2822.434 | 2816.232 | 2905.803 | 2977.447 | 3001.194 | 3075.191 | 3134.9 | 3160.577 | 3192.662 | 3227.798 | 0 | 0 | 0 | 0 | 0 | 0 | 0 | 0 | 56713.888 | 32352.0232
2 | 320 | 335 | 320 335 Roof Insulation / Restaurant or Services | 0 | 0 | 1224.106 | 826.7491 | 885.1102 | 919.4772 | 974.2081 | 986.8197 | 1017.452 | 1039.035 | 1047.198 | 1044.126 | 1039.044 | 1036.771 | 1069.745 | 1096.115 | 1104.847 | 1132.098 | 1154.077 | 1163.53 | 1175.331 | 1188.278 | 0 | 0 | 0 | 0 | 0 | 0 | 0 | 0 | 21124.1173 | 12155.9723
2 | 320 | 336 | 320 336 Cool Roof - DX / Restaurant or Services | 0 | 0 | 5230.655 | 4797.975 | 5136.708 | 5336.099 | 5653.744 | 5726.933 | 5904.702 | 6029.976 | 6077.358 | 6059.506 | 6030.007 | 6016.794 | 6208.237 | 6361.193 | 6411.898 | 0 | 0 | 0 | 0 | 0 | 0 | 0 | 0 | 0 | 0 | 0 | 0 | 0 | 86981.785 | 57011.673
2 | 340 | 342 | 340 342 Geothermal Heat Pump, EER=13, 10 tons / Restaurant or Services | 0 | 0 | 4191.455 | 3767.931 | 4033.932 | 4190.522 | 4439.953 | 4497.428 | 4637.058 | 4735.427 | 4772.637 | 4758.634 | 4735.425 | 4725.106 | 4875.409 | 4995.527 | 5035.337 | 5159.493 | 5259.704 | 5302.81 | 5356.6 | 5415.548 | 5454.231 | 5519.45 | 5607.88 | 5671.57 | 5767.771 | 0 | 0 | 0 | 122906.838 | 61092.7213
2 | 340 | 344 | 340 344 Aerosole Duct Sealing / Restaurant or Services | 0 | 0 | 2278.607 | 1871.949 | 2004.101 | 2081.897 | 2205.817 | 2234.371 | 2303.74 | 2352.612 | 2371.098 | 2364.143 | 2352.611 | 2347.485 | 2422.156 | 2481.839 | 2501.611 | 0 | 0 | 0 | 0 | 0 | 0 | 0 | 0 | 0 | 0 | 0 | 0 | 0 | 34174.037 | 22481.1165
2 | 340 | 345 | 340 345 Duct/Pipe Insulation / Restaurant or Services | 0 | 0 | 758.0429 | 364.7967 | 390.548 | 405.7111 | 429.8612 | 435.426 | 448.9424 | 458.4657 | 462.0679 | 460.7113 | 0 | 0 | 0 | 0 | 0 | 0 | 0 | 0 | 0 | 0 | 0 | 0 | 0 | 0 | 0 | 0 | 0 | 0 | 4614.5732 | 3580.5798
2 | 340 | 347 | 340 347 Window Film (Standard) / Restaurant or Services | 0 | 0 | 1342.5565 | 944.155 | 1010.805 | 1050.051 | 1112.553 | 1126.956 | 1161.939 | 1186.587 | 1195.91 | 1192.402 | 0 | 0 | 0 | 0 | 0 | 0 | 0 | 0 | 0 | 0 | 0 | 0 | 0 | 0 | 0 | 0 | 0 | 0 | 11323.9145 | 8647.763
2 | 340 | 349 | 340 349 Ceiling Insulation / Restaurant or Services | 0 | 0 | 2706.975 | 2296.553 | 2458.693 | 2554.145 | 2706.197 | 2741.228 | 2826.309 | 2886.274 | 2908.953 | 2902.948 | 2886.314 | 2879.972 | 2971.571 | 3044.836 | 3069.121 | 3144.792 | 3205.853 | 3232.113 | 3264.922 | 3300.852 | 0 | 0 | 0 | 0 | 0 | 0 | 0 | 0 | 57988.621 | 33075.394
2 | 340 | 351 | 340 351 Cool Roof - DX / Restaurant or Services | 0 | 0 | 5349.208 | 4915.479 | 5262.507 | 5466.78 | 5792.216 | 5867.196 | 6049.316 | 6177.654 | 6226.195 | 6207.912 | 6177.691 | 6164.177 | 6360.264 | 6516.98 | 6568.954 | 0 | 0 | 0 | 0 | 0 | 0 | 0 | 0 | 0 | 0 | 0 | 0 | 0 | 89102.529 | 58398.404
2 | 360 | 361 | 360 361 HE PTAC, EER=9.6, 1 ton / Restaurant or Services | 0 | 0 | 3425.83 | 3009.07 | 3221.51 | 3346.56 | 3545.781 | 3591.683 | 3703.169 | 3781.732 | 3811.447 | 3800.245 | 3781.764 | 3773.458 | 3893.529 | 3989.468 | 4021.265 | 0 | 0 | 0 | 0 | 0 | 0 | 0 | 0 | 0 | 0 | 0 | 0 | 0 | 54696.511 | 35900.5808
2 | 360 | 362 | 360 362 Occupancy Sensor (hotels) / Restaurant or Services | 0 | 0 | 3803.675 | 3383.588 | 3622.462 | 3763.083 | 3987.084 | 4038.696 | 4164.073 | 4252.411 | 4285.823 | 4273.228 | 4252.433 | 4243.113 | 4378.123 | 4485.992 | 4521.746 | 0 | 0 | 0 | 0 | 0 | 0 | 0 | 0 | 0 | 0 | 0 | 0 | 0 | 61455.53 | 40320.2542
2 | 400 | 401 | 400 401 High Efficiency Fan Motor, 15hp, 1800rpm, 92.4% / Restaurant or Services | 0 | 0 | 435.8119 | 45.4079 | 48.6131 | 50.5005 | 53.5066 | 54.1992 | 55.8817 | 57.0674 | 57.5155 | 57.3457 | 57.0673 | 56.9423 | 58.7543 | 60.2019 | 60.6818 | 0 | 0 | 0 | 0 | 0 | 0 | 0 | 0 | 0 | 0 | 0 | 0 | 0 | 1209.497 | 925.8628
2 | 400 | 402 | 400 402 Variable Speed Drive Control / Restaurant or Services | 0 | 0 | 1311.191 | 913.0664 | 977.524 | 1015.471 | 1075.914 | 1089.842 | 1123.678 | 1147.515 | 1156.532 | 1153.14 | 1147.514 | 1145.012 | 1181.439 | 1210.547 | 1220.191 | 0 | 0 | 0 | 0 | 0 | 0 | 0 | 0 | 0 | 0 | 0 | 0 | 0 | 16868.5764 | 11165.2117
2 | 400 | 403 | 400 403 Air Handler Optimization / Restaurant or Services | 0 | 0 | 700.1591 | 307.4235 | 329.1258 | 341.9025 | 362.2532 | 366.9427 | 378.335 | 386.3611 | 0 | 0 | 0 | 0 | 0 | 0 | 0 | 0 | 0 | 0 | 0 | 0 | 0 | 0 | 0 | 0 | 0 | 0 | 0 | 0 | 3172.5029 | 2621.9049
2 | 400 | 404 | 400 404 Electronically Commutated Motors (ECM) on an Air Handler Unit / Restaurant or Services | 0 | 0 | 827.7927 | 433.9315 | 464.5645 | 482.5987 | 511.3242 | 517.9433 | 534.0239 | 545.3524 | 549.6379 | 548.0254 | 545.3522 | 544.1616 | 561.4744 | 575.3068 | 579.8915 | 0 | 0 | 0 | 0 | 0 | 0 | 0 | 0 | 0 | 0 | 0 | 0 | 0 | 8221.381 | 5510.8789
2 | 400 | 405 | 400 405 Demand Control Ventilation (DCV) / Restaurant or Services | 0 | 0 | 861.9435 | 467.782 | 500.7976 | 520.252 | 551.2217 | 558.3579 | 575.6831 | 587.8952 | 592.5147 | 590.7743 | 587.9136 | 586.6141 | 605.2792 | 620.2091 | 625.1402 | 0 | 0 | 0 | 0 | 0 | 0 | 0 | 0 | 0 | 0 | 0 | 0 | 0 | 8832.3782 | 5910.3951
2 | 400 | 406 | 400 406 Energy Recovery Ventilation (ERV) / Restaurant or Services | 0 | 0 | 605.7494 | 213.8463 | 228.9408 | 237.8316 | 251.9906 | 255.2539 | 263.173 | 268.7556 | 270.8671 | 270.0716 | 268.7583 | 268.1678 | 276.7054 | 283.5294 | 285.7802 | 292.8345 | 298.5175 | 300.9589 | 304.0098 | 307.3626 | 0 | 0 | 0 | 0 | 0 | 0 | 0 | 0 | 5753.1043 | 3433.3923
2 | 400 | 407 | 400 407 Separate Makeup Air / Exhaust Hoods AC / Restaurant or Services | 0 | 0 | 1146.2062 | 749.5366 | 802.4496 | 833.6005 | 883.2183 | 894.6514 | 922.4277 | 941.9958 | 949.3979 | 946.6128 | 941.9954 | 939.9408 | 969.8439 | 993.7379 | 1001.656 | 0 | 0 | 0 | 0 | 0 | 0 | 0 | 0 | 0 | 0 | 0 | 0 | 0 | 13917.2708 | 9235.376
2 | 600 | 603 | 600 603 Heat Pump Water Heater (air source) / Restaurant or Services | 0 | 0 | 2142.925 | 1737.464 | 1860.121 | 1932.329 | 2047.345 | 2073.848 | 2138.234 | 2183.594 | 2200.752 | 2194.296 | 2183.594 | 2178.836 | 2248.138 | 2303.54 | 2321.889 | 0 | 0 | 0 | 0 | 0 | 0 | 0 | 0 | 0 | 0 | 0 | 0 | 0 | 31746.905 | 20894.0344
2 | 600 | 604 | 600 604 Solar Water Heater / Restaurant or Services | 0 | 0 | 2138.798 | 1733.373 | 1855.742 | 1927.78 | 2042.525 | 2068.965 | 2133.2 | 2178.453 | 2195.571 | 2189.13 | 2178.452 | 2173.706 | 2242.845 | 2298.116 | 2316.423 | 2373.541 | 2419.637 | 2439.468 | 2464.213 | 2491.331 | 0 | 0 | 0 | 0 | 0 | 0 | 0 | 0 | 43861.269 | 25058.6218
2 | 600 | 606 | 600 606 Demand controlled circulating systems / Restaurant or Services | 0 | 0 | 514.1255 | 123.0308 | 131.7159 | 136.8292 | 144.9735 | 146.8503 | 151.4094 | 154.6216 | 155.8363 | 155.3791 | 154.6214 | 154.2838 | 159.1923 | 163.1139 | 164.4138 | 0 | 0 | 0 | 0 | 0 | 0 | 0 | 0 | 0 | 0 | 0 | 0 | 0 | 2610.3968 | 1841.9003
2 | 600 | 608 | 600 608 Heat Recovery Unit / Restaurant or Services | 0 | 0 | 2310.386 | 1903.448 | 2037.823 | 2116.929 | 2242.933 | 2271.968 | 2342.505 | 2392.198 | 2410.995 | 2403.923 | 0 | 0 | 0 | 0 | 0 | 0 | 0 | 0 | 0 | 0 | 0 | 0 | 0 | 0 | 0 | 0 | 0 | 0 | 22433.108 | 17037.9046
2 | 600 | 609 | 600 609 Heat Trap / Restaurant or Services | 0 | 0 | 614.726 | 222.744 | 238.4682 | 247.7256 | 262.4708 | 265.8686 | 274.123 | 279.9382 | 282.1376 | 281.3091 | 0 | 0 | 0 | 0 | 0 | 0 | 0 | 0 | 0 | 0 | 0 | 0 | 0 | 0 | 0 | 0 | 0 | 0 | 2969.5111 | 2338.158
2 | 600 | 610 | 600 610 Hot Water Pipe Insulation / Restaurant or Services | 0 | 0 | 439.1137 | 48.6805 | 52.117 | 54.1402 | 57.3627 | 58.1054 | 59.9093 | 61.1805 | 61.6609 | 61.4798 | 61.1803 | 61.0466 | 62.9883 | 64.5408 | 65.0549 | 0 | 0 | 0 | 0 | 0 | 0 | 0 | 0 | 0 | 0 | 0 | 0 | 0 | 1268.5608 | 964.4841
2 | 700 | 701 | 700 701 PC Manual Power Management Enabling / Restaurant or Services | 0 | 0 | 437.4628 | 47.0442 | 50.3652 | 52.3204 | 0 | 0 | 0 | 0 | 0 | 0 | 0 | 0 | 0 | 0 | 0 | 0 | 0 | 0 | 0 | 0 | 0 | 0 | 0 | 0 | 0 | 0 | 0 | 0 | 587.1926 | 569.4434
2 | 700 | 702 | 700 702 PC Network Power Management Enabling / Restaurant or Services | 0 | 0 | 437.4628 | 47.0442 | 50.3652 | 52.3204 | 0 | 0 | 0 | 0 | 0 | 0 | 0 | 0 | 0 | 0 | 0 | 0 | 0 | 0 | 0 | 0 | 0 | 0 | 0 | 0 | 0 | 0 | 0 | 0 | 587.1926 | 569.4434
2 | 710 | 711 | 710 711 Energy Star or Better Monitor / Restaurant or Services | 0 | 0 | 458.202 | 67.6005 | 72.3726 | 75.182 | 0 | 0 | 0 | 0 | 0 | 0 | 0 | 0 | 0 | 0 | 0 | 0 | 0 | 0 | 0 | 0 | 0 | 0 | 0 | 0 | 0 | 0 | 0 | 0 | 673.3571 | 647.8523
2 | 710 | 712 | 710 712 Monitor Power Management Enabling / Restaurant or Services | 0 | 0 | 434.5738 | 44.1806 | 47.2995 | 49.1356 | 0 | 0 | 0 | 0 | 0 | 0 | 0 | 0 | 0 | 0 | 0 | 0 | 0 | 0 | 0 | 0 | 0 | 0 | 0 | 0 | 0 | 0 | 0 | 0 | 575.1895 | 558.5206
2 | 720 | 722 | 720 722 Monitor Power Management Enabling / Restaurant or Services | 0 | 0 | 390.1032 | 0.10227 | 0.10949 | 0.11374 | 0 | 0 | 0 | 0 | 0 | 0 | 0 | 0 | 0 | 0 | 0 | 0 | 0 | 0 | 0 | 0 | 0 | 0 | 0 | 0 | 0 | 0 | 0 | 0 | 390.4287 | 390.3901
2 | 730 | 731 | 730 731 Energy Star or Better Copier / Restaurant or Services | 0 | 0 | 406.0961 | 15.9541 | 17.0804 | 17.7433 | 18.7994 | 19.0429 | 0 | 0 | 0 | 0 | 0 | 0 | 0 | 0 | 0 | 0 | 0 | 0 | 0 | 0 | 0 | 0 | 0 | 0 | 0 | 0 | 0 | 0 | 494.7163 | 479.4104
2 | 730 | 732 | 730 732 Copier Power Management Enabling / Restaurant or Services | 0 | 0 | 403.3102 | 13.1928 | 14.1242 | 14.6725 | 15.5458 | 15.7469 | 0 | 0 | 0 | 0 | 0 | 0 | 0 | 0 | 0 | 0 | 0 | 0 | 0 | 0 | 0 | 0 | 0 | 0 | 0 | 0 | 0 | 0 | 476.5924 | 463.9356
2 | 800 | 801 | 800 801 Convection Oven / Restaurant or Services | 0 | 0 | 732.8671 | 339.843 | 363.8338 | 377.9581 | 400.4549 | 405.6388 | 418.2327 | 427.105 | 430.461 | 429.1981 | 0 | 0 | 0 | 0 | 0 | 0 | 0 | 0 | 0 | 0 | 0 | 0 | 0 | 0 | 0 | 0 | 0 | 0 | 4325.5925 | 3362.3288
2 | 810 | 811 | 810 811 Efficient Fryer / Restaurant or Services | 0 | 0 | 998.2461 | 602.8815 | 645.441 | 670.4972 | 710.4068 | 719.603 | 741.9445 | 757.6837 | 763.6374 | 761.3979 | 0 | 0 | 0 | 0 | 0 | 0 | 0 | 0 | 0 | 0 | 0 | 0 | 0 | 0 | 0 | 0 | 0 | 0 | 7371.7391 | 5662.9098
2 | 900 | 901 | 900 901 Vending Misers (cooled machines only) / Restaurant or Services | 0 | 0 | 572.1127 | 180.5065 | 193.2492 | 200.751 | 212.7003 | 215.4537 | 222.1427 | 226.8552 | 228.6378 | 227.9667 | 0 | 0 | 0 | 0 | 0 | 0 | 0 | 0 | 0 | 0 | 0 | 0 | 0 | 0 | 0 | 0 | 0 | 0 | 2480.3758 | 1968.7419
3 | 110 | 111 | 110 111 Premium T8, Elecctronic Ballast / Retail | 0 | 0 | 1533.131 | 1133.048 | 1213.035 | 1260.126 | 1335.134 | 1352.417 | 1394.402 | 1423.982 | 1435.171 | 1430.96 | 1423.984 | 1420.879 | 1466.07 | 1502.208 | 1514.171 | 1551.514 | 1581.64 | 1594.601 | 0 | 0 | 0 | 0 | 0 | 0 | 0 | 0 | 0 | 0 | 25566.473 | 15498.0109
3 | 110 | 112 | 110 112 Premium T8, EB, Reflector / Retail | 0 | 0 | 2754.661 | 2343.818 | 2509.28 | 2606.689 | 2761.855 | 2797.608 | 2884.458 | 2945.647 | 2968.792 | 2960.076 | 2945.66 | 2939.23 | 3032.728 | 3107.449 | 3132.215 | 3209.455 | 3271.777 | 3298.586 | 0 | 0 | 0 | 0 | 0 | 0 | 0 | 0 | 0 | 0 | 52469.984 | 31642.3811
3 | 110 | 113 | 110 113 Occupancy Sensor / Retail | 0 | 0 | 1422.419 | 1023.312 | 1095.552 | 1138.084 | 1205.827 | 1221.436 | 1259.354 | 1286.069 | 1296.175 | 1292.372 | 0 | 0 | 0 | 0 | 0 | 0 | 0 | 0 | 0 | 0 | 0 | 0 | 0 | 0 | 0 | 0 | 0 | 0 | 12240.6 | 9340.0836
3 | 110 | 114 | 110 114 Continuous Dimming / Retail | 0 | 0 | 2930.074 | 2517.68 | 2695.415 | 2800.05 | 2966.72 | 3005.124 | 3098.42 | 3164.148 | 3189.011 | 3179.655 | 3164.151 | 3157.254 | 3257.682 | 0 | 0 | 0 | 0 | 0 | 0 | 0 | 0 | 0 | 0 | 0 | 0 | 0 | 0 | 0 | 39125.384 | 27222.9717
3 | 120 | 121 | 120 121 ROB Premium T8, 1EB / Retail | 0 | 0 | 884.0258 | 489.6684 | 524.2353 | 544.5876 | 577.0035 | 584.4731 | 602.6176 | 615.4008 | 620.2361 | 618.4164 | 615.4015 | 614.0578 | 633.5944 | 649.208 | 654.3788 | 670.5173 | 683.5359 | 689.1364 | 0 | 0 | 0 | 0 | 0 | 0 | 0 | 0 | 0 | 0 | 11270.4947 | 6919.2154
3 | 120 | 122 | 120 122 ROB Premium T8, EB, Reflector / Retail | 0 | 0 | 2385.178 | 1977.592 | 2117.197 | 2199.39 | 2330.308 | 2360.474 | 2433.753 | 2485.382 | 2504.91 | 2497.561 | 2485.391 | 2479.967 | 2558.854 | 2621.899 | 2642.797 | 2707.97 | 2760.553 | 2783.173 | 0 | 0 | 0 | 0 | 0 | 0 | 0 | 0 | 0 | 0 | 44332.349 | 26759.1163
3 | 120 | 123 | 120 123 Occupancy Sensor / Retail | 0 | 0 | 1021.3583 | 625.7895 | 669.9662 | 695.9756 | 737.4029 | 746.9488 | 770.1371 | 786.4738 | 792.6534 | 790.3279 | 0 | 0 | 0 | 0 | 0 | 0 | 0 | 0 | 0 | 0 | 0 | 0 | 0 | 0 | 0 | 0 | 0 | 0 | 7637.0335 | 5863.272
3 | 120 | 124 | 120 124 Lighting Control Tuneup / Retail | 0 | 0 | 551.2703 | 159.848 | 171.1319 | 177.7757 | 188.3573 | 190.7957 | 0 | 0 | 0 | 0 | 0 | 0 | 0 | 0 | 0 | 0 | 0 | 0 | 0 | 0 | 0 | 0 | 0 | 0 | 0 | 0 | 0 | 0 | 1439.1789 | 1285.8252
3 | 130 | 131 | 130 131 CFL Screw-in 18W / Retail | 0 | 0 | 9282.63 | 8814.2 | 0 | 0 | 0 | 0 | 0 | 0 | 0 | 0 | 0 | 0 | 0 | 0 | 0 | 0 | 0 | 0 | 0 | 0 | 0 | 0 | 0 | 0 | 0 | 0 | 0 | 0 | 18096.83 | 17561.6837
3 | 140 | 141 | 140 141 CFL Hardwired, Modular 18W / Retail | 0 | 0 | 9282.63 | 8814.2 | 9436.476 | 9802.747 | 10386.31 | 0 | 0 | 0 | 0 | 0 | 0 | 0 | 0 | 0 | 0 | 0 | 0 | 0 | 0 | 0 | 0 | 0 | 0 | 0 | 0 | 0 | 0 | 0 | 47722.363 | 42095.0401
3 | 150 | 151 | 150 151 PSMH, 250W, magnetic ballast / Retail | 0 | 0 | 2465.462 | 2057.159 | 2202.384 | 2287.881 | 2424.062 | 2455.442 | 2531.672 | 2585.378 | 2605.693 | 2598.049 | 2585.38 | 2579.745 | 0 | 0 | 0 | 0 | 0 | 0 | 0 | 0 | 0 | 0 | 0 | 0 | 0 | 0 | 0 | 0 | 29378.307 | 21059.5212
3 | 150 | 152 | 150 152 PSMH, 250 W, electronic ballast / Retail | 0 | 0 | 2789.029 | 2377.877 | 2545.742 | 2644.569 | 2801.982 | 2838.254 | 2926.369 | 2988.448 | 3011.93 | 3003.094 | 2988.45 | 2981.937 | 0 | 0 | 0 | 0 | 0 | 0 | 0 | 0 | 0 | 0 | 0 | 0 | 0 | 0 | 0 | 0 | 33897.681 | 24281.9667
3 | 150 | 153 | 150 153 High Bay T5 / Retail | 0 | 0 | 3153.236 | 2738.884 | 2932.238 | 3046.066 | 3227.386 | 3269.165 | 3370.654 | 3442.158 | 3469.204 | 3459.009 | 3442.175 | 3434.656 | 0 | 0 | 0 | 0 | 0 | 0 | 0 | 0 | 0 | 0 | 0 | 0 | 0 | 0 | 0 | 0 | 38984.831 | 27909.2491
3 | 160 | 161 | 160 161 LED Exit Sign / Retail | 0 | 0 | 395.6749 | 5.6248 | 6.0218 | 6.2557 | 6.6281 | 6.714 | 6.9223 | 7.0693 | 7.1245 | 7.103 | 7.0693 | 7.0538 | 7.2782 | 7.4578 | 7.5171 | 7.703 | 0 | 0 | 0 | 0 | 0 | 0 | 0 | 0 | 0 | 0 | 0 | 0 | 499.2176 | 459.3899
3 | 200 | 201 | 200 201 High Pressure Sodium 250W Lamp / Retail | 0 | 0 | 500.8153 | 109.8379 | 117.5919 | 122.1568 | 129.4277 | 0 | 0 | 0 | 0 | 0 | 0 | 0 | 0 | 0 | 0 | 0 | 0 | 0 | 0 | 0 | 0 | 0 | 0 | 0 | 0 | 0 | 0 | 0 | 979.8296 | 909.7051
3 | 200 | 202 | 200 202 Outdoor Lighting Controls (Photocell/Timeclock) / Retail | 0 | 0 | 477.5998 | 86.8272 | 92.9567 | 96.5652 | 102.313 | 0 | 0 | 0 | 0 | 0 | 0 | 0 | 0 | 0 | 0 | 0 | 0 | 0 | 0 | 0 | 0 | 0 | 0 | 0 | 0 | 0 | 0 | 0 | 856.262 | 800.8284
3 | 210 | 211 | 210 211 Outdoor Lighting Controls (Photocell/Timeclock) / Retail | 0 | 0 | 766.7101 | 373.3877 | 399.7466 | 415.2647 | 439.9822 | 0 | 0 | 0 | 0 | 0 | 0 | 0 | 0 | 0 | 0 | 0 | 0 | 0 | 0 | 0 | 0 | 0 | 0 | 0 | 0 | 0 | 0 | 0 | 2395.0913 | 2156.7072
3 | 300 | 301 | 300 301 Centrifugal Chiller, 0.51 kW/ton, 500 tons / Retail | 0 | 0 | 911.678 | 517.0767 | 553.5786 | 575.0698 | 609.3002 | 617.188 | 636.348 | 649.8469 | 654.9529 | 653.0315 | 649.8478 | 648.4288 | 669.0585 | 685.5466 | 691.0065 | 708.0489 | 721.7952 | 727.7103 | 735.0911 | 743.1815 | 0 | 0 | 0 | 0 | 0 | 0 | 0 | 0 | 13357.7858 | 7748.8212
3 | 300 | 302 | 300 302 High Efficiency Chiller Motors / Retail | 0 | 0 | 524.4435 | 133.2577 | 142.6646 | 148.2031 | 157.0248 | 159.0575 | 163.9954 | 167.4744 | 168.7902 | 168.2948 | 167.4747 | 167.1082 | 172.4252 | 176.6731 | 178.0821 | 182.4734 | 186.0163 | 187.5404 | 189.4433 | 191.5278 | 0 | 0 | 0 | 0 | 0 | 0 | 0 | 0 | 3731.9705 | 2286.4661
3 | 300 | 304 | 300 304 EMS - Chiller / Retail | 0 | 0 | 857.6118 | 463.4874 | 496.2061 | 515.4699 | 546.1524 | 553.2224 | 570.3973 | 582.4974 | 587.0745 | 585.352 | 0 | 0 | 0 | 0 | 0 | 0 | 0 | 0 | 0 | 0 | 0 | 0 | 0 | 0 | 0 | 0 | 0 | 0 | 5757.4712 | 4443.7454
3 | 300 | 305 | 300 305 Chiller Tune Up/Diagnostics / Retail | 0 | 0 | 743.7009 | 350.5809 | 375.3283 | 389.9037 | 413.115 | 418.4628 | 431.4477 | 440.5997 | 444.0615 | 442.7576 | 0 | 0 | 0 | 0 | 0 | 0 | 0 | 0 | 0 | 0 | 0 | 0 | 0 | 0 | 0 | 0 | 0 | 0 | 4449.9581 | 3456.2557
3 | 300 | 306 | 300 306 VSD for Chiller Pumps and Towers / Retail | 0 | 0 | 831.1976 | 437.3063 | 468.1766 | 486.3525 | 515.3017 | 521.9724 | 538.1772 | 549.5938 | 553.9122 | 552.2876 | 549.5936 | 548.3937 | 565.8412 | 579.7839 | 584.4026 | 0 | 0 | 0 | 0 | 0 | 0 | 0 | 0 | 0 | 0 | 0 | 0 | 0 | 8282.2929 | 5550.7079
3 | 300 | 307 | 300 307 EMS Optimization / Retail | 0 | 0 | 607.6066 | 215.6874 | 230.9137 | 239.8777 | 254.1557 | 0 | 0 | 0 | 0 | 0 | 0 | 0 | 0 | 0 | 0 | 0 | 0 | 0 | 0 | 0 | 0 | 0 | 0 | 0 | 0 | 0 | 0 | 0 | 1548.2411 | 1410.5385
3 | 300 | 308 | 300 308 Aerosole Duct Sealing / Retail | 0 | 0 | 829.7531 | 435.8746 | 466.6448 | 484.7598 | 513.6138 | 520.2626 | 536.4152 | 547.7944 | 552.0989 | 550.4797 | 547.7944 | 546.5986 | 563.9887 | 577.8828 | 582.4882 | 0 | 0 | 0 | 0 | 0 | 0 | 0 | 0 | 0 | 0 | 0 | 0 | 0 | 8256.4496 | 5533.8099
3 | 300 | 309 | 300 309 Duct/Pipe Insulation / Retail | 0 | 0 | 475.5362 | 84.7818 | 90.7666 | 94.2905 | 99.9029 | 101.1962 | 104.3378 | 106.5514 | 107.3884 | 107.0728 | 0 | 0 | 0 | 0 | 0 | 0 | 0 | 0 | 0 | 0 | 0 | 0 | 0 | 0 | 0 | 0 | 0 | 0 | 1371.8246 | 1131.5164
3 | 300 | 311 | 300 311 Window Film (Standard) / Retail | 0 | 0 | 621.3296 | 229.2892 | 245.474 | 255.0055 | 270.1848 | 273.6823 | 282.178 | 288.1638 | 290.4276 | 289.5753 | 0 | 0 | 0 | 0 | 0 | 0 | 0 | 0 | 0 | 0 | 0 | 0 | 0 | 0 | 0 | 0 | 0 | 0 | 3045.3101 | 2395.4047
3 | 300 | 313 | 300 313 Ceiling Insulation / Retail | 0 | 0 | 930.0441 | 535.2802 | 573.0632 | 595.3207 | 630.7578 | 638.923 | 658.7508 | 672.7246 | 678.0106 | 676.0197 | 672.7422 | 671.2587 | 692.6152 | 709.6973 | 715.3428 | 732.989 | 747.2136 | 753.3299 | 760.9712 | 769.3595 | 0 | 0 | 0 | 0 | 0 | 0 | 0 | 0 | 13814.4141 | 8007.9343
3 | 300 | 314 | 300 314 Roof Insulation / Retail | 0 | 0 | 588.3119 | 196.5627 | 210.4372 | 218.6087 | 231.6223 | 234.6207 | 241.9027 | 247.0342 | 248.9751 | 248.2441 | 247.0353 | 246.4932 | 254.3376 | 260.6071 | 262.6826 | 269.1632 | 274.3875 | 276.6348 | 279.4391 | 282.5156 | 0 | 0 | 0 | 0 | 0 | 0 | 0 | 0 | 5319.6156 | 3187.4039
3 | 300 | 315 | 300 315 Cool Roof - Chiller / Retail | 0 | 0 | 1514.034 | 1114.127 | 1192.774 | 1239.088 | 1312.842 | 1329.837 | 1371.118 | 1400.203 | 1411.205 | 1407.065 | 1400.215 | 1397.154 | 1441.595 | 1477.117 | 1488.892 | 0 | 0 | 0 | 0 | 0 | 0 | 0 | 0 | 0 | 0 | 0 | 0 | 0 | 20497.266 | 13537.9773
3 | 300 | 317 | 300 317 Thermal Energy Storage (TES) Positive / Retail | 0 | 0 | 1181.3927 | 784.4116 | 839.7828 | 872.3837 | 924.312 | 936.2793 | 965.3475 | 985.811 | 993.5573 | 990.6382 | 985.8203 | 983.6703 | 1014.959 | 1039.941 | 1048.255 | 1074.088 | 1094.936 | 1103.93 | 1115.139 | 1127.413 | 1135.467 | 1149.043 | 1167.447 | 1180.64 | 1200.736 | 1217.684 | 1267.848 | 1312.798 | 29693.7307 | 13772.1541
3 | 300 | 317 | 300 317 Thermal Energy Storage (TES) Negative / Retail | 0 | 0 | -1067.912 | -1058.493 | -1133.22 | -1177.208 | -1247.277 | -1263.423 | -1302.65 | -1330.284 | -1340.738 | -1336.805 | -1330.284 | -1327.386 | -1369.614 | -1403.355 | -1414.533 | -1449.412 | -1477.564 | -1489.674 | -1504.785 | -1521.345 | -1532.213 | -1550.532 | -1575.371 | -1593.276 | -1620.291 | -1643.165 | -1710.853 | -1771.504 | -39543.167 | -18058.1788
3 | 320 | 321 | 320 321 DX Packaged System, EER=10.9, 10 tons / Retail | 0 | 0 | 797.1482 | 403.5569 | 432.0446 | 448.8188 | 475.5352 | 481.691 | 496.6433 | 507.1786 | 511.1635 | 509.6635 | 507.1806 | 506.0714 | 522.1727 | 535.0446 | 539.303 | 0 | 0 | 0 | 0 | 0 | 0 | 0 | 0 | 0 | 0 | 0 | 0 | 0 | 7673.2159 | 5152.4358
3 | 320 | 322 | 320 322 Hybrid Dessicant-DX System (Trane CDQ) / Retail | 0 | 0 | 3096.612 | 2682.745 | 2872.134 | 2983.628 | 3161.221 | 3202.142 | 3301.558 | 3371.595 | 3398.089 | 3388.12 | 3371.595 | 3364.249 | 3471.257 | 3556.791 | 3585.133 | 0 | 0 | 0 | 0 | 0 | 0 | 0 | 0 | 0 | 0 | 0 | 0 | 0 | 48806.869 | 32049.4103
3 | 320 | 323 | 320 323 Geothermal Heat Pump, EER=13, 10 tons / Retail | 0 | 0 | 1798.097 | 1395.678 | 1494.206 | 1552.21 | 1644.601 | 1665.89 | 1717.61 | 1754.047 | 1767.83 | 1762.644 | 1754.047 | 1750.225 | 1805.896 | 1850.399 | 1865.138 | 0 | 0 | 0 | 0 | 0 | 0 | 0 | 0 | 0 | 0 | 0 | 0 | 0 | 25578.518 | 16860.5737
3 | 320 | 326 | 320 326 DX Tune Up/ Advanced Diagnostics / Retail | 0 | 0 | 739.1611 | 346.0814 | 370.5115 | 384.8963 | 407.8073 | 413.0864 | 425.91 | 434.9449 | 438.3623 | 437.0761 | 0 | 0 | 0 | 0 | 0 | 0 | 0 | 0 | 0 | 0 | 0 | 0 | 0 | 0 | 0 | 0 | 0 | 0 | 4397.8373 | 3416.8914
3 | 320 | 327 | 320 327 DX Coil Cleaning / Retail | 0 | 0 | 725.4381 | 332.4792 | 355.9488 | 369.7713 | 391.7845 | 0 | 0 | 0 | 0 | 0 | 0 | 0 | 0 | 0 | 0 | 0 | 0 | 0 | 0 | 0 | 0 | 0 | 0 | 0 | 0 | 0 | 0 | 0 | 2175.4219 | 1963.1534
3 | 320 | 329 | 320 329 Aerosole Duct Sealing / Retail | 0 | 0 | 1089.2508 | 693.0836 | 742.0111 | 770.816 | 816.6965 | 827.2689 | 852.9529 | 871.0471 | 877.8918 | 875.3168 | 871.0466 | 869.1472 | 896.7977 | 918.8921 | 926.2138 | 0 | 0 | 0 | 0 | 0 | 0 | 0 | 0 | 0 | 0 | 0 | 0 | 0 | 12898.4329 | 8569.166
3 | 320 | 330 | 320 330 Duct/Pipe Insulation / Retail | 0 | 0 | 526.3008 | 135.0986 | 144.6354 | 150.2504 | 159.194 | 161.2548 | 166.2608 | 169.788 | 171.122 | 170.6203 | 0 | 0 | 0 | 0 | 0 | 0 | 0 | 0 | 0 | 0 | 0 | 0 | 0 | 0 | 0 | 0 | 0 | 0 | 1954.5251 | 1571.5967
3 | 320 | 334 | 320 334 Ceiling Insulation / Retail | 0 | 0 | 1247.8149 | 850.267 | 910.2873 | 945.6423 | 1001.931 | 1014.904 | 1046.399 | 1068.596 | 1076.994 | 1073.836 | 1068.631 | 1066.271 | 1100.188 | 1127.309 | 1136.291 | 1164.319 | 1186.92 | 1196.634 | 1208.78 | 1222.097 | 0 | 0 | 0 | 0 | 0 | 0 | 0 | 0 | 21714.1115 | 12490.7535
3 | 320 | 335 | 320 335 Roof Insulation / Retail | 0 | 0 | 705.8339 | 313.048 | 335.146 | 348.159 | 368.8842 | 373.6597 | 385.2572 | 393.4296 | 396.5208 | 395.3563 | 393.4312 | 392.57 | 405.0638 | 415.0481 | 418.3498 | 428.6711 | 436.9933 | 440.5717 | 445.0384 | 449.9412 | 0 | 0 | 0 | 0 | 0 | 0 | 0 | 0 | 8240.9733 | 4845.1829
3 | 340 | 344 | 340 344 Aerosole Duct Sealing / Retail | 0 | 0 | 1104.9341 | 708.6287 | 758.6536 | 788.1043 | 835.0141 | 845.8235 | 872.0837 | 890.5838 | 897.5818 | 894.9489 | 890.5831 | 888.6411 | 916.9123 | 939.5024 | 946.9875 | 0 | 0 | 0 | 0 | 0 | 0 | 0 | 0 | 0 | 0 | 0 | 0 | 0 | 13178.9829 | 8752.6152
3 | 340 | 345 | 340 345 Duct/Pipe Insulation / Retail | 0 | 0 | 529.293 | 138.0645 | 147.8106 | 153.549 | 162.6889 | 164.7948 | 169.911 | 173.5154 | 174.8787 | 174.3652 | 0 | 0 | 0 | 0 | 0 | 0 | 0 | 0 | 0 | 0 | 0 | 0 | 0 | 0 | 0 | 0 | 0 | 0 | 1988.8711 | 1597.5364
3 | 340 | 349 | 340 349 Ceiling Insulation / Retail | 0 | 0 | 1267.211 | 869.4932 | 930.871 | 967.025 | 1024.587 | 1037.853 | 1070.061 | 1092.76 | 1101.348 | 1098.118 | 1092.795 | 1090.381 | 1125.065 | 1152.8 | 1161.985 | 1190.647 | 1213.76 | 1223.693 | 1236.114 | 1249.732 | 0 | 0 | 0 | 0 | 0 | 0 | 0 | 0 | 22196.2992 | 12764.3786
3 | 340 | 351 | 340 351 Cool Roof - DX / Retail | 0 | 0 | 2210.374 | 1804.341 | 1931.718 | 2006.711 | 2126.168 | 2153.691 | 2220.546 | 2267.652 | 2285.469 | 2278.747 | 2267.676 | 2262.71 | 2334.689 | 2392.215 | 2411.286 | 0 | 0 | 0 | 0 | 0 | 0 | 0 | 0 | 0 | 0 | 0 | 0 | 0 | 32953.993 | 21683.3205
3 | 360 | 361 | 360 361 HE PTAC, EER=9.6, 1 ton / Retail | 0 | 0 | 1539.21 | 1139.081 | 1219.489 | 1266.841 | 1342.246 | 1359.622 | 1401.828 | 1431.565 | 1442.812 | 1438.58 | 1431.576 | 1428.447 | 1473.883 | 1510.2 | 1522.24 | 0 | 0 | 0 | 0 | 0 | 0 | 0 | 0 | 0 | 0 | 0 | 0 | 0 | 20947.62 | 13832.4605
3 | 400 | 402 | 400 402 Variable Speed Drive Control / Retail | 0 | 0 | 862.0484 | 467.8851 | 500.915 | 520.3605 | 551.3335 | 558.4706 | 575.8093 | 588.0242 | 592.6449 | 590.907 | 588.024 | 586.7407 | 605.4078 | 620.3228 | 625.266 | 0 | 0 | 0 | 0 | 0 | 0 | 0 | 0 | 0 | 0 | 0 | 0 | 0 | 8834.1598 | 5911.57
3 | 400 | 403 | 400 403 Air Handler Optimization / Retail | 0 | 0 | 539.3015 | 147.9847 | 158.4315 | 164.5818 | 174.3781 | 176.6354 | 182.1193 | 185.9827 | 0 | 0 | 0 | 0 | 0 | 0 | 0 | 0 | 0 | 0 | 0 | 0 | 0 | 0 | 0 | 0 | 0 | 0 | 0 | 0 | 1729.415 | 1464.3734
3 | 400 | 404 | 400 404 Electronically Commutated Motors (ECM) on an Air Handler Unit / Retail | 0 | 0 | 600.6935 | 208.8353 | 223.5778 | 232.2571 | 246.0815 | 249.267 | 257.006 | 262.4581 | 264.5204 | 263.7443 | 262.458 | 261.8852 | 270.2171 | 276.8736 | 279.0802 | 0 | 0 | 0 | 0 | 0 | 0 | 0 | 0 | 0 | 0 | 0 | 0 | 0 | 4158.9551 | 2854.4904
3 | 400 | 405 | 400 405 Demand Control Ventilation (DCV) / Retail | 0 | 0 | 617.2023 | 225.1982 | 241.0942 | 250.4568 | 265.3675 | 268.8038 | 277.1434 | 283.0224 | 285.2458 | 284.4081 | 283.0253 | 282.4036 | 291.3943 | 298.5805 | 300.9509 | 0 | 0 | 0 | 0 | 0 | 0 | 0 | 0 | 0 | 0 | 0 | 0 | 0 | 4454.2971 | 3047.6087
3 | 400 | 406 | 400 406 Energy Recovery Ventilation (ERV) / Retail | 0 | 0 | 493.9023 | 102.9857 | 110.254 | 114.5368 | 121.3558 | 122.9273 | 126.7408 | 129.4294 | 130.4461 | 130.0635 | 129.4307 | 129.1464 | 133.2566 | 136.5428 | 137.6292 | 141.0257 | 143.7634 | 144.94 | 146.4079 | 148.0202 | 0 | 0 | 0 | 0 | 0 | 0 | 0 | 0 | 2972.8046 | 1855.6596
3 | 600 | 603 | 600 603 Heat Pump Water Heater (air source) / Retail | 0 | 0 | 475.1235 | 84.3728 | 90.3289 | 93.8354 | 99.4208 | 100.7078 | 103.8344 | 106.0372 | 106.8704 | 106.5569 | 106.037 | 105.8057 | 109.1719 | 111.8613 | 112.7527 | 0 | 0 | 0 | 0 | 0 | 0 | 0 | 0 | 0 | 0 | 0 | 0 | 0 | 1912.7167 | 1385.6926
3 | 600 | 606 | 600 606 Demand controlled circulating systems / Retail | 0 | 0 | 395.9845 | 5.9317 | 6.3504 | 6.597 | 6.9895 | 7.08 | 7.2998 | 7.4548 | 7.5132 | 7.4906 | 7.4545 | 7.4385 | 7.6751 | 7.8647 | 7.9268 | 0 | 0 | 0 | 0 | 0 | 0 | 0 | 0 | 0 | 0 | 0 | 0 | 0 | 497.051 | 459.9998
3 | 600 | 608 | 600 608 Heat Recovery Unit / Retail | 0 | 0 | 483.2747 | 92.452 | 98.9785 | 102.8209 | 108.941 | 110.3514 | 113.7773 | 116.1912 | 117.1038 | 116.7599 | 0 | 0 | 0 | 0 | 0 | 0 | 0 | 0 | 0 | 0 | 0 | 0 | 0 | 0 | 0 | 0 | 0 | 0 | 1460.6508 | 1198.6017
3 | 600 | 609 | 600 609 Heat Trap / Retail | 0 | 0 | 400.9371 | 10.8406 | 11.6059 | 12.0563 | 12.774 | 12.9394 | 13.3412 | 13.6243 | 13.7312 | 13.6903 | 0 | 0 | 0 | 0 | 0 | 0 | 0 | 0 | 0 | 0 | 0 | 0 | 0 | 0 | 0 | 0 | 0 | 0 | 515.5402 | 484.8135
3 | 600 | 610 | 600 610 Hot Water Pipe Insulation / Retail | 0 | 0 | 392.3731 | 2.3522 | 2.5183 | 2.6161 | 2.7716 | 2.8076 | 2.8947 | 2.9563 | 2.9793 | 2.9706 | 2.9561 | 2.9497 | 3.0435 | 3.1191 | 3.1435 | 0 | 0 | 0 | 0 | 0 | 0 | 0 | 0 | 0 | 0 | 0 | 0 | 0 | 432.4516 | 417.7586
3 | 700 | 701 | 700 701 PC Manual Power Management Enabling / Retail | 0 | 0 | 442.1059 | 51.6463 | 55.2923 | 57.4386 | 0 | 0 | 0 | 0 | 0 | 0 | 0 | 0 | 0 | 0 | 0 | 0 | 0 | 0 | 0 | 0 | 0 | 0 | 0 | 0 | 0 | 0 | 0 | 0 | 606.4831 | 586.9976
3 | 700 | 702 | 700 702 PC Network Power Management Enabling / Retail | 0 | 0 | 442.1059 | 51.6463 | 55.2923 | 57.4386 | 0 | 0 | 0 | 0 | 0 | 0 | 0 | 0 | 0 | 0 | 0 | 0 | 0 | 0 | 0 | 0 | 0 | 0 | 0 | 0 | 0 | 0 | 0 | 0 | 606.4831 | 586.9976
3 | 710 | 711 | 710 711 Energy Star or Better Monitor / Retail | 0 | 0 | 464.9087 | 74.248 | 79.4895 | 82.5751 | 0 | 0 | 0 | 0 | 0 | 0 | 0 | 0 | 0 | 0 | 0 | 0 | 0 | 0 | 0 | 0 | 0 | 0 | 0 | 0 | 0 | 0 | 0 | 0 | 701.2212 | 673.2084
3 | 710 | 712 | 710 712 Monitor Power Management Enabling / Retail | 0 | 0 | 438.9073 | 48.476 | 51.8981 | 53.9128 | 0 | 0 | 0 | 0 | 0 | 0 | 0 | 0 | 0 | 0 | 0 | 0 | 0 | 0 | 0 | 0 | 0 | 0 | 0 | 0 | 0 | 0 | 0 | 0 | 593.1943 | 574.9048
3 | 720 | 722 | 720 722 Monitor Power Management Enabling / Retail | 0 | 0 | 390.1032 | 0.10227 | 0.10949 | 0.11374 | 0 | 0 | 0 | 0 | 0 | 0 | 0 | 0 | 0 | 0 | 0 | 0 | 0 | 0 | 0 | 0 | 0 | 0 | 0 | 0 | 0 | 0 | 0 | 0 | 390.4287 | 390.3901
3 | 730 | 732 | 730 732 Copier Power Management Enabling / Retail | 0 | 0 | 402.0721 | 11.9656 | 12.8103 | 13.3076 | 14.0996 | 14.2822 | 0 | 0 | 0 | 0 | 0 | 0 | 0 | 0 | 0 | 0 | 0 | 0 | 0 | 0 | 0 | 0 | 0 | 0 | 0 | 0 | 0 | 0 | 468.5373 | 457.0579
3 | 740 | 741 | 740 741 Printer Power Management Enabling / Retail | 0 | 0 | 468.7263 | 78.032 | 83.5406 | 86.7834 | 91.9491 | 0 | 0 | 0 | 0 | 0 | 0 | 0 | 0 | 0 | 0 | 0 | 0 | 0 | 0 | 0 | 0 | 0 | 0 | 0 | 0 | 0 | 0 | 0 | 809.0315 | 759.2131
3 | 800 | 801 | 800 801 Convection Oven / Retail | 0 | 0 | 394.4367 | 4.3976 | 4.708 | 4.8908 | 5.1818 | 5.249 | 5.412 | 5.527 | 5.5702 | 5.5536 | 0 | 0 | 0 | 0 | 0 | 0 | 0 | 0 | 0 | 0 | 0 | 0 | 0 | 0 | 0 | 0 | 0 | 0 | 440.9268 | 428.4621
3 | 810 | 811 | 810 811 Efficient Fryer / Retail | 0 | 0 | 392.4763 | 2.4545 | 2.6278 | 2.7298 | 2.8921 | 2.9297 | 3.0206 | 3.0848 | 3.1089 | 3.0996 | 0 | 0 | 0 | 0 | 0 | 0 | 0 | 0 | 0 | 0 | 0 | 0 | 0 | 0 | 0 | 0 | 0 | 0 | 418.424 | 411.4671
3 | 900 | 901 | 900 901 Vending Misers (cooled machines only) / Retail | 0 | 0 | 411.2551 | 21.0676 | 22.5549 | 23.4304 | 24.8251 | 25.1464 | 25.9272 | 26.4773 | 26.6851 | 26.6062 | 0 | 0 | 0 | 0 | 0 | 0 | 0 | 0 | 0 | 0 | 0 | 0 | 0 | 0 | 0 | 0 | 0 | 0 | 633.9752 | 574.2607
4 | 110 | 111 | 110 111 Premium T8, Elecctronic Ballast / Food Store | 0 | 0 | 3086.789 | 2673.022 | 2861.727 | 2972.818 | 3149.778 | 3190.552 | 3289.6 | 3359.384 | 3385.781 | 3375.832 | 0 | 0 | 0 | 0 | 0 | 0 | 0 | 0 | 0 | 0 | 0 | 0 | 0 | 0 | 0 | 0 | 0 | 0 | 31345.283 | 23768.7579
4 | 110 | 114 | 110 114 Continuous Dimming / Food Store | 0 | 0 | 6382.247 | 5939.42 | 6358.727 | 6605.553 | 6998.744 | 7089.342 | 7309.44 | 0 | 0 | 0 | 0 | 0 | 0 | 0 | 0 | 0 | 0 | 0 | 0 | 0 | 0 | 0 | 0 | 0 | 0 | 0 | 0 | 0 | 46683.473 | 38695.5312
4 | 110 | 115 | 110 115 Lighting Control Tuneup / Food Store | 0 | 0 | 1011.1435 | 615.6651 | 659.1271 | 684.7148 | 725.4707 | 734.8619 | 0 | 0 | 0 | 0 | 0 | 0 | 0 | 0 | 0 | 0 | 0 | 0 | 0 | 0 | 0 | 0 | 0 | 0 | 0 | 0 | 0 | 0 | 4430.9831 | 3840.3311
4 | 120 | 121 | 120 121 ROB Premium T8, 1EB / Food Store | 0 | 0 | 1555.521 | 1155.24 | 1236.794 | 1284.808 | 1361.285 | 1378.906 | 1421.714 | 1451.873 | 1463.281 | 1458.989 | 0 | 0 | 0 | 0 | 0 | 0 | 0 | 0 | 0 | 0 | 0 | 0 | 0 | 0 | 0 | 0 | 0 | 0 | 13768.411 | 10493.952
4 | 120 | 122 | 120 122 ROB Premium T8, EB, Reflector / Food Store | 0 | 0 | 5096.934 | 4665.435 | 4994.81 | 5188.687 | 5497.56 | 5568.726 | 5741.594 | 5863.403 | 5909.475 | 5892.115 | 0 | 0 | 0 | 0 | 0 | 0 | 0 | 0 | 0 | 0 | 0 | 0 | 0 | 0 | 0 | 0 | 0 | 0 | 54418.739 | 41194.8239
4 | 120 | 123 | 120 123 Occupancy Sensor / Food Store | 0 | 0 | 1879.502 | 1476.368 | 1580.589 | 1641.953 | 1739.687 | 1762.208 | 0 | 0 | 0 | 0 | 0 | 0 | 0 | 0 | 0 | 0 | 0 | 0 | 0 | 0 | 0 | 0 | 0 | 0 | 0 | 0 | 0 | 0 | 10080.307 | 8663.9176
4 | 120 | 124 | 120 124 Lighting Control Tuneup / Food Store | 0 | 0 | 770.3214 | 376.9671 | 403.5783 | 419.2456 | 444.2001 | 449.9502 | 0 | 0 | 0 | 0 | 0 | 0 | 0 | 0 | 0 | 0 | 0 | 0 | 0 | 0 | 0 | 0 | 0 | 0 | 0 | 0 | 0 | 0 | 2864.2627 | 2502.6111
4 | 130 | 131 | 130 131 CFL Screw-in 18W / Food Store | 0 | 0 | 21368.66 | 0 | 0 | 0 | 0 | 0 | 0 | 0 | 0 | 0 | 0 | 0 | 0 | 0 | 0 | 0 | 0 | 0 | 0 | 0 | 0 | 0 | 0 | 0 | 0 | 0 | 0 | 0 | 21368.66 | 21368.66
4 | 150 | 151 | 150 151 PSMH, 250W, magnetic ballast / Food Store | 0 | 0 | 5286.174 | 4853.008 | 5195.616 | 5397.294 | 5718.565 | 5792.592 | 0 | 0 | 0 | 0 | 0 | 0 | 0 | 0 | 0 | 0 | 0 | 0 | 0 | 0 | 0 | 0 | 0 | 0 | 0 | 0 | 0 | 0 | 32243.249 | 27587.4016
4 | 150 | 152 | 150 152 PSMH, 250 W, electronic ballast / Food Store | 0 | 0 | 6049.492 | 5609.6 | 6005.622 | 6238.742 | 6610.099 | 6695.666 | 0 | 0 | 0 | 0 | 0 | 0 | 0 | 0 | 0 | 0 | 0 | 0 | 0 | 0 | 0 | 0 | 0 | 0 | 0 | 0 | 0 | 0 | 37209.221 | 31827.5192
4 | 150 | 153 | 150 153 High Bay T5 / Food Store | 0 | 0 | 6908.774 | 6461.291 | 6917.45 | 7185.964 | 7613.72 | 7712.281 | 0 | 0 | 0 | 0 | 0 | 0 | 0 | 0 | 0 | 0 | 0 | 0 | 0 | 0 | 0 | 0 | 0 | 0 | 0 | 0 | 0 | 0 | 42799.48 | 36600.6716
4 | 160 | 161 | 160 161 LED Exit Sign / Food Store | 0 | 0 | 393.0954 | 3.0681 | 3.2847 | 3.4122 | 3.6152 | 3.6621 | 3.7758 | 3.856 | 3.8861 | 3.8745 | 3.8561 | 3.8476 | 3.9701 | 4.068 | 4.1 | 4.2015 | 0 | 0 | 0 | 0 | 0 | 0 | 0 | 0 | 0 | 0 | 0 | 0 | 449.5733 | 427.8491
4 | 200 | 201 | 200 201 High Pressure Sodium 250W Lamp / Food Store | 0 | 0 | 633.9175 | 241.7662 | 258.8335 | 268.8814 | 284.8858 | 0 | 0 | 0 | 0 | 0 | 0 | 0 | 0 | 0 | 0 | 0 | 0 | 0 | 0 | 0 | 0 | 0 | 0 | 0 | 0 | 0 | 0 | 0 | 1688.2844 | 1533.9322
4 | 200 | 202 | 200 202 Outdoor Lighting Controls (Photocell/Timeclock) / Food Store | 0 | 0 | 582.637 | 190.938 | 204.4171 | 212.3526 | 224.9922 | 0 | 0 | 0 | 0 | 0 | 0 | 0 | 0 | 0 | 0 | 0 | 0 | 0 | 0 | 0 | 0 | 0 | 0 | 0 | 0 | 0 | 0 | 0 | 1415.3369 | 1293.4352
4 | 210 | 211 | 210 211 Outdoor Lighting Controls (Photocell/Timeclock) / Food Store | 0 | 0 | 753.9158 | 360.7062 | 386.1699 | 401.1609 | 425.039 | 0 | 0 | 0 | 0 | 0 | 0 | 0 | 0 | 0 | 0 | 0 | 0 | 0 | 0 | 0 | 0 | 0 | 0 | 0 | 0 | 0 | 0 | 0 | 2326.9918 | 2096.704
4 | 300 | 301 | 300 301 Centrifugal Chiller, 0.51 kW/ton, 500 tons / Food Store | 0 | 0 | 1549.846 | 1149.615 | 1230.772 | 1278.552 | 1354.657 | 1372.193 | 1414.792 | 1444.804 | 1456.156 | 1451.885 | 1444.806 | 1441.656 | 1487.507 | 1524.173 | 1536.312 | 1574.201 | 1604.767 | 1617.917 | 1634.328 | 1652.32 | 0 | 0 | 0 | 0 | 0 | 0 | 0 | 0 | 29221.259 | 16750.8565
4 | 300 | 302 | 300 302 High Efficiency Chiller Motors / Food Store | 0 | 0 | 688.9124 | 296.276 | 317.191 | 329.5048 | 349.1178 | 353.6371 | 364.6163 | 372.3512 | 375.2769 | 374.1752 | 372.351 | 371.5379 | 383.3588 | 392.8033 | 395.934 | 405.6974 | 413.576 | 416.9648 | 421.1945 | 425.8295 | 0 | 0 | 0 | 0 | 0 | 0 | 0 | 0 | 7820.3059 | 4606.4719
4 | 300 | 304 | 300 304 EMS - Chiller / Food Store | 0 | 0 | 1429.642 | 1030.472 | 1103.218 | 1146.044 | 1214.26 | 1229.978 | 1268.165 | 1295.067 | 1305.243 | 1301.415 | 0 | 0 | 0 | 0 | 0 | 0 | 0 | 0 | 0 | 0 | 0 | 0 | 0 | 0 | 0 | 0 | 0 | 0 | 12323.504 | 9402.6962
4 | 300 | 305 | 300 305 Chiller Tune Up/Diagnostics / Food Store | 0 | 0 | 1176.3067 | 779.3932 | 834.4102 | 866.8215 | 918.4181 | 930.3099 | 959.178 | 979.525 | 987.2235 | 984.3287 | 0 | 0 | 0 | 0 | 0 | 0 | 0 | 0 | 0 | 0 | 0 | 0 | 0 | 0 | 0 | 0 | 0 | 0 | 9415.9148 | 7206.7506
4 | 300 | 306 | 300 306 VSD for Chiller Pumps and Towers / Food Store | 0 | 0 | 1371.0355 | 972.3828 | 1041.028 | 1081.44 | 1145.81 | 1160.643 | 1196.677 | 1222.062 | 1231.665 | 1228.052 | 1222.062 | 1219.398 | 1258.188 | 1289.191 | 1299.46 | 0 | 0 | 0 | 0 | 0 | 0 | 0 | 0 | 0 | 0 | 0 | 0 | 0 | 17939.0943 | 11865.2147
4 | 300 | 307 | 300 307 EMS Optimization / Food Store | 0 | 0 | 873.811 | 479.5439 | 513.3968 | 533.3268 | 565.0716 | 0 | 0 | 0 | 0 | 0 | 0 | 0 | 0 | 0 | 0 | 0 | 0 | 0 | 0 | 0 | 0 | 0 | 0 | 0 | 0 | 0 | 0 | 0 | 2965.1501 | 2658.9921
4 | 300 | 308 | 300 308 Aerosole Duct Sealing / Food Store | 0 | 0 | 1367.7334 | 969.1101 | 1037.524 | 1077.8 | 1141.953 | 1156.736 | 1192.649 | 1217.949 | 1227.52 | 1223.919 | 1217.948 | 1215.293 | 1253.956 | 1284.85 | 1295.086 | 0 | 0 | 0 | 0 | 0 | 0 | 0 | 0 | 0 | 0 | 0 | 0 | 0 | 17880.0265 | 11826.5907
4 | 300 | 309 | 300 309 Duct/Pipe Insulation / Food Store | 0 | 0 | 580.2639 | 188.5858 | 201.8987 | 209.7366 | 222.2205 | 225.0973 | 232.0857 | 237.0091 | 238.8713 | 238.1708 | 0 | 0 | 0 | 0 | 0 | 0 | 0 | 0 | 0 | 0 | 0 | 0 | 0 | 0 | 0 | 0 | 0 | 0 | 2573.9397 | 2039.4053
4 | 300 | 311 | 300 311 Window Film (Standard) / Food Store | 0 | 0 | 916.7338 | 522.0876 | 558.9429 | 580.6436 | 615.2064 | 623.1703 | 642.515 | 656.1443 | 661.2999 | 659.3591 | 0 | 0 | 0 | 0 | 0 | 0 | 0 | 0 | 0 | 0 | 0 | 0 | 0 | 0 | 0 | 0 | 0 | 0 | 6436.1029 | 4956.2776
4 | 300 | 313 | 300 313 Ceiling Insulation / Food Store | 0 | 0 | 1590.671 | 1190.104 | 1274.121 | 1323.594 | 1402.389 | 1420.545 | 1464.635 | 1495.701 | 1507.455 | 1503.024 | 1495.739 | 1492.448 | 1539.921 | 1577.879 | 1590.45 | 1629.679 | 1661.326 | 1674.911 | 1691.92 | 1710.552 | 0 | 0 | 0 | 0 | 0 | 0 | 0 | 0 | 30237.064 | 17327.2523
4 | 300 | 314 | 300 314 Roof Insulation / Food Store | 0 | 0 | 830.888 | 436.999 | 467.8477 | 486.0116 | 514.9414 | 521.6076 | 537.7994 | 549.2075 | 553.5229 | 551.8989 | 549.2096 | 548.0091 | 565.4438 | 579.3813 | 583.9937 | 598.3989 | 610.0153 | 615.0133 | 621.2505 | 628.0912 | 0 | 0 | 0 | 0 | 0 | 0 | 0 | 0 | 11349.5307 | 6609.1962
4 | 300 | 317 | 300 317 Thermal Energy Storage (TES) Positive / Food Store | 0 | 0 | 1685.3 | 1283.894 | 1374.533 | 1427.89 | 1512.872 | 1532.468 | 1580.049 | 1613.548 | 1626.227 | 1621.435 | 1613.558 | 1610.018 | 1661.256 | 1702.15 | 1715.731 | 1758.049 | 1792.17 | 1806.884 | 1825.222 | 1845.299 | 1858.491 | 1880.713 | 1910.844 | 1932.471 | 1965.323 | 1993.072 | 2075.164 | 2148.746 | 48353.377 | 22293.4398
4 | 300 | 317 | 300 317 Thermal Energy Storage (TES) Negative / Food Store | 0 | 0 | -1910.892 | -1894.039 | -2027.753 | -2106.462 | -2231.843 | -2260.734 | -2330.925 | -2380.373 | -2399.078 | -2392.041 | -2380.373 | -2375.188 | -2450.749 | -2511.124 | -2531.126 | -2593.538 | -2643.913 | -2665.581 | -2692.619 | -2722.252 | -2741.698 | -2774.479 | -2818.925 | -2850.966 | -2899.303 | -2940.232 | -3061.352 | -3169.88 | -70757.438 | -32312.8011
4 | 320 | 321 | 320 321 DX Packaged System, EER=10.9, 10 tons / Food Store | 0 | 0 | 1295.196 | 897.2131 | 960.5483 | 997.8442 | 1057.239 | 1070.926 | 1104.169 | 1127.592 | 1136.451 | 1133.117 | 1127.601 | 1125.135 | 1160.92 | 1189.535 | 1199.013 | 0 | 0 | 0 | 0 | 0 | 0 | 0 | 0 | 0 | 0 | 0 | 0 | 0 | 16582.4996 | 10978.1456
4 | 320 | 322 | 320 322 Hybrid Dessicant-DX System (Trane CDQ) / Food Store | 0 | 0 | 6408.055 | 5964.991 | 6386.101 | 6633.988 | 7028.87 | 7119.858 | 7340.906 | 7496.635 | 7555.543 | 7533.359 | 7496.632 | 7480.299 | 7718.241 | 7908.397 | 7971.422 | 0 | 0 | 0 | 0 | 0 | 0 | 0 | 0 | 0 | 0 | 0 | 0 | 0 | 108043.297 | 70783.6415
4 | 320 | 323 | 320 323 Geothermal Heat Pump, EER=13, 10 tons / Food Store | 0 | 0 | 3520.79 | 3103.177 | 3322.249 | 3451.213 | 3656.637 | 3703.971 | 3818.969 | 3899.983 | 3930.628 | 3919.097 | 3899.981 | 3891.485 | 4015.265 | 4114.201 | 4146.982 | 0 | 0 | 0 | 0 | 0 | 0 | 0 | 0 | 0 | 0 | 0 | 0 | 0 | 56394.628 | 37010.9885
4 | 320 | 326 | 320 326 DX Tune Up/ Advanced Diagnostics / Food Store | 0 | 0 | 1166.3263 | 769.4788 | 823.7996 | 855.7802 | 906.7191 | 918.4571 | 946.9704 | 967.0584 | 974.6572 | 971.7981 | 0 | 0 | 0 | 0 | 0 | 0 | 0 | 0 | 0 | 0 | 0 | 0 | 0 | 0 | 0 | 0 | 0 | 0 | 9301.0452 | 7120.0052
4 | 320 | 327 | 320 327 DX Coil Cleaning / Food Store | 0 | 0 | 1135.8651 | 739.3046 | 791.491 | 822.235 | 871.1779 | 0 | 0 | 0 | 0 | 0 | 0 | 0 | 0 | 0 | 0 | 0 | 0 | 0 | 0 | 0 | 0 | 0 | 0 | 0 | 0 | 0 | 0 | 0 | 4360.0736 | 3888.0694
4 | 320 | 329 | 320 329 Aerosole Duct Sealing / Food Store | 0 | 0 | 1944.613 | 1540.901 | 1649.682 | 1713.721 | 1815.725 | 1839.23 | 1896.332 | 1936.56 | 1951.777 | 1946.051 | 1936.559 | 1932.339 | 1993.808 | 2042.934 | 2059.209 | 0 | 0 | 0 | 0 | 0 | 0 | 0 | 0 | 0 | 0 | 0 | 0 | 0 | 28199.441 | 18574.375
4 | 320 | 330 | 320 330 Duct/Pipe Insulation / Food Store | 0 | 0 | 693.1428 | 300.4691 | 321.6801 | 334.1682 | 354.0586 | 358.6419 | 369.7766 | 377.6207 | 380.5877 | 379.4712 | 0 | 0 | 0 | 0 | 0 | 0 | 0 | 0 | 0 | 0 | 0 | 0 | 0 | 0 | 0 | 0 | 0 | 0 | 3869.6169 | 3017.9566
4 | 320 | 334 | 320 334 Ceiling Insulation / Food Store | 0 | 0 | 2297.144 | 1890.339 | 2023.799 | 2102.364 | 2227.526 | 2256.364 | 2326.385 | 2375.748 | 2394.412 | 2387.366 | 2375.792 | 2370.558 | 2445.977 | 2506.268 | 2526.249 | 2588.546 | 2638.81 | 2660.407 | 2687.424 | 2717.003 | 0 | 0 | 0 | 0 | 0 | 0 | 0 | 0 | 47798.481 | 27292.8023
4 | 320 | 335 | 320 335 Roof Insulation / Food Store | 0 | 0 | 1092.1398 | 695.9461 | 745.075 | 774.002 | 820.0745 | 830.6905 | 856.4769 | 874.6448 | 881.5175 | 878.9302 | 874.649 | 872.7385 | 900.4962 | 922.6979 | 930.0438 | 952.9844 | 971.4849 | 979.4442 | 989.3774 | 1000.274 | 0 | 0 | 0 | 0 | 0 | 0 | 0 | 0 | 17843.6876 | 10294.4306
4 | 340 | 344 | 340 344 Aerosole Duct Sealing / Food Store | 0 | 0 | 1979.591 | 1575.571 | 1686.8 | 1752.279 | 1856.578 | 1880.612 | 1938.998 | 1980.132 | 1995.691 | 1989.836 | 1980.131 | 1975.816 | 2038.668 | 2088.899 | 2105.54 | 0 | 0 | 0 | 0 | 0 | 0 | 0 | 0 | 0 | 0 | 0 | 0 | 0 | 28825.142 | 18983.5163
4 | 340 | 345 | 340 345 Duct/Pipe Insulation / Food Store | 0 | 0 | 699.7463 | 307.0144 | 328.6874 | 341.4475 | 361.7713 | 366.4544 | 377.8316 | 385.8469 | 388.8786 | 387.7379 | 0 | 0 | 0 | 0 | 0 | 0 | 0 | 0 | 0 | 0 | 0 | 0 | 0 | 0 | 0 | 0 | 0 | 0 | 3945.4163 | 3075.2034
4 | 340 | 349 | 340 349 Ceiling Insulation / Food Store | 0 | 0 | 2340.17 | 1932.986 | 2069.456 | 2149.794 | 2277.78 | 2307.268 | 2378.869 | 2429.346 | 2448.431 | 2441.226 | 2429.39 | 2424.041 | 2501.159 | 2562.81 | 2583.242 | 2646.945 | 2698.341 | 2720.427 | 2748.053 | 2778.299 | 0 | 0 | 0 | 0 | 0 | 0 | 0 | 0 | 48868.033 | 27899.7393
4 | 340 | 351 | 340 351 Cool Roof - DX / Food Store | 0 | 0 | 4610.646 | 4183.433 | 4478.78 | 4652.636 | 4929.603 | 4993.417 | 5148.409 | 5257.638 | 5298.95 | 5283.385 | 5257.675 | 5246.157 | 5413.045 | 5546.43 | 5590.659 | 0 | 0 | 0 | 0 | 0 | 0 | 0 | 0 | 0 | 0 | 0 | 0 | 0 | 75890.863 | 49759.405
4 | 360 | 361 | 360 361 HE PTAC, EER=9.6, 1 ton / Food Store | 0 | 0 | 2945.218 | 2532.698 | 2711.506 | 2816.761 | 2984.443 | 3023.078 | 3116.921 | 3183.041 | 3208.051 | 3198.618 | 3183.071 | 3176.069 | 3277.139 | 3357.891 | 3384.653 | 0 | 0 | 0 | 0 | 0 | 0 | 0 | 0 | 0 | 0 | 0 | 0 | 0 | 46099.158 | 30278.8404
4 | 400 | 402 | 400 402 Variable Speed Drive Control / Food Store | 0 | 0 | 1438.928 | 1039.677 | 1113.073 | 1156.281 | 1225.105 | 1240.964 | 1279.492 | 1306.635 | 1316.902 | 1313.039 | 1306.635 | 1303.787 | 1345.264 | 1378.407 | 1389.389 | 0 | 0 | 0 | 0 | 0 | 0 | 0 | 0 | 0 | 0 | 0 | 0 | 0 | 19153.578 | 12659.356
4 | 400 | 403 | 400 403 Air Handler Optimization / Food Store | 0 | 0 | 721.7236 | 328.7979 | 352.0091 | 365.6741 | 387.4398 | 392.4552 | 404.6397 | 413.2238 | 0 | 0 | 0 | 0 | 0 | 0 | 0 | 0 | 0 | 0 | 0 | 0 | 0 | 0 | 0 | 0 | 0 | 0 | 0 | 0 | 3365.9632 | 2777.0835
4 | 400 | 404 | 400 404 Electronically Commutated Motors (ECM) on an Air Handler Unit / Food Store | 0 | 0 | 858.1276 | 463.9988 | 496.7544 | 516.0383 | 546.7541 | 553.8318 | 571.0266 | 583.1403 | 587.7224 | 585.9981 | 583.1401 | 581.8669 | 600.379 | 615.1706 | 620.0725 | 0 | 0 | 0 | 0 | 0 | 0 | 0 | 0 | 0 | 0 | 0 | 0 | 0 | 8764.0215 | 5865.7072
4 | 400 | 405 | 400 405 Demand Control Ventilation (DCV) / Food Store | 0 | 0 | 894.7525 | 500.3036 | 535.6151 | 556.422 | 589.5439 | 597.1769 | 615.7065 | 628.7676 | 633.7086 | 631.8469 | 628.789 | 627.3971 | 647.36 | 663.3279 | 668.6028 | 0 | 0 | 0 | 0 | 0 | 0 | 0 | 0 | 0 | 0 | 0 | 0 | 0 | 9419.3204 | 6294.1904
4 | 400 | 406 | 400 406 Energy Recovery Ventilation (ERV) / Food Store | 0 | 0 | 620.7104 | 228.6754 | 244.8168 | 254.324 | 269.4649 | 272.9544 | 281.4226 | 287.3924 | 289.6505 | 288.8001 | 287.3955 | 286.7643 | 295.8938 | 303.1909 | 305.5981 | 313.1404 | 319.217 | 321.8287 | 325.0916 | 328.677 | 0 | 0 | 0 | 0 | 0 | 0 | 0 | 0 | 6125.0088 | 3644.4363
4 | 500 | 501 | 500 501 High-efficiency fan motors / Food Store | 0 | 0 | 4106.435 | 3683.661 | 3943.713 | 4096.801 | 4340.652 | 4396.842 | 4533.349 | 4629.519 | 4665.896 | 4652.207 | 4629.517 | 4619.43 | 4766.369 | 4883.802 | 4922.721 | 5044.1 | 0 | 0 | 0 | 0 | 0 | 0 | 0 | 0 | 0 | 0 | 0 | 0 | 71915.014 | 45832.6403
4 | 500 | 502 | 500 502 Strip curtains for walk-ins / Food Store | 0 | 0 | 1645.907 | 1244.83 | 1332.709 | 1384.444 | 0 | 0 | 0 | 0 | 0 | 0 | 0 | 0 | 0 | 0 | 0 | 0 | 0 | 0 | 0 | 0 | 0 | 0 | 0 | 0 | 0 | 0 | 0 | 0 | 5607.89 | 5138.2298
4 | 500 | 503 | 500 503 Night covers for display cases / Food Store | 0 | 0 | 2183.062 | 1777.247 | 1902.714 | 1976.574 | 2094.224 | 0 | 0 | 0 | 0 | 0 | 0 | 0 | 0 | 0 | 0 | 0 | 0 | 0 | 0 | 0 | 0 | 0 | 0 | 0 | 0 | 0 | 0 | 0 | 9933.821 | 8799.162
4 | 500 | 505 | 500 505 Efficient compressor motor / Food Store | 0 | 0 | 2539.858 | 2130.896 | 2281.329 | 2369.887 | 2510.948 | 2543.452 | 2622.418 | 2678.049 | 2699.093 | 2691.175 | 0 | 0 | 0 | 0 | 0 | 0 | 0 | 0 | 0 | 0 | 0 | 0 | 0 | 0 | 0 | 0 | 0 | 0 | 25067.105 | 19027.2121
4 | 500 | 507 | 500 507 Floating head pressure controls / Food Store | 0 | 0 | 2609.505 | 2199.929 | 2355.235 | 2446.661 | 2592.292 | 2625.849 | 2707.373 | 2764.807 | 2786.532 | 2778.357 | 2764.806 | 2758.782 | 2846.535 | 2916.677 | 2939.911 | 3012.4 | 0 | 0 | 0 | 0 | 0 | 0 | 0 | 0 | 0 | 0 | 0 | 0 | 43105.651 | 27528.9241
4 | 500 | 510 | 500 510 Demand Defrost Electric / Food Store | 0 | 0 | 2793.371 | 2382.173 | 2550.345 | 2649.346 | 2807.041 | 2843.378 | 2931.655 | 2993.847 | 3017.372 | 3008.52 | 0 | 0 | 0 | 0 | 0 | 0 | 0 | 0 | 0 | 0 | 0 | 0 | 0 | 0 | 0 | 0 | 0 | 0 | 27977.048 | 21224.9265
4 | 500 | 513 | 500 513 High R-Value Glass Doors / Food Store | 0 | 0 | 893.2088 | 498.7707 | 533.9808 | 554.7098 | 587.7275 | 595.3359 | 613.819 | 626.8402 | 631.7659 | 629.9124 | 0 | 0 | 0 | 0 | 0 | 0 | 0 | 0 | 0 | 0 | 0 | 0 | 0 | 0 | 0 | 0 | 0 | 0 | 6166.071 | 4752.3375
4 | 500 | 515 | 500 515 Oversized Air Cooled Condenser / Food Store | 0 | 0 | 2988.278 | 2575.361 | 2757.172 | 2864.201 | 3034.684 | 3073.968 | 3169.405 | 3236.64 | 3262.073 | 3252.503 | 3236.639 | 3229.587 | 3332.313 | 3414.425 | 3441.627 | 3526.487 | 0 | 0 | 0 | 0 | 0 | 0 | 0 | 0 | 0 | 0 | 0 | 0 | 50395.363 | 32160.3637
4 | 500 | 517 | 500 517 LED Display Lighting / Food Store | 0 | 0 | 646.6086 | 254.3454 | 272.3007 | 282.8713 | 299.7086 | 303.5883 | 313.0136 | 319.654 | 322.1655 | 321.22 | 0 | 0 | 0 | 0 | 0 | 0 | 0 | 0 | 0 | 0 | 0 | 0 | 0 | 0 | 0 | 0 | 0 | 0 | 3335.476 | 2614.5504
4 | 600 | 603 | 600 603 Heat Pump Water Heater (air source) / Food Store | 0 | 0 | 738.3356 | 345.2634 | 369.637 | 383.9862 | 406.842 | 412.1085 | 424.9032 | 433.917 | 437.3265 | 436.0439 | 433.9166 | 432.9695 | 446.7447 | 457.7507 | 461.3984 | 0 | 0 | 0 | 0 | 0 | 0 | 0 | 0 | 0 | 0 | 0 | 0 | 0 | 6621.1432 | 4464.4959
4 | 600 | 606 | 600 606 Demand controlled circulating systems / Food Store | 0 | 0 | 414.66 | 24.4426 | 26.168 | 27.1838 | 28.8018 | 29.1746 | 30.0806 | 30.7189 | 30.9598 | 30.8683 | 30.7187 | 30.6515 | 31.6271 | 32.4062 | 32.664 | 0 | 0 | 0 | 0 | 0 | 0 | 0 | 0 | 0 | 0 | 0 | 0 | 0 | 831.126 | 678.4488
4 | 600 | 608 | 600 608 Heat Recovery Unit / Food Store | 0 | 0 | 771.5596 | 378.1943 | 404.8926 | 420.6104 | 445.6462 | 451.415 | 465.4301 | 475.3037 | 479.0384 | 477.6338 | 0 | 0 | 0 | 0 | 0 | 0 | 0 | 0 | 0 | 0 | 0 | 0 | 0 | 0 | 0 | 0 | 0 | 0 | 4769.7241 | 3697.756
4 | 600 | 609 | 600 609 Heat Trap / Food Store | 0 | 0 | 434.6769 | 44.2829 | 47.409 | 49.2495 | 52.1808 | 52.8563 | 54.4973 | 55.6536 | 56.0906 | 55.9256 | 0 | 0 | 0 | 0 | 0 | 0 | 0 | 0 | 0 | 0 | 0 | 0 | 0 | 0 | 0 | 0 | 0 | 0 | 902.8224 | 777.3057
4 | 600 | 610 | 600 610 Hot Water Pipe Insulation / Food Store | 0 | 0 | 399.8021 | 9.7157 | 10.4015 | 10.8052 | 11.4483 | 11.5966 | 11.9567 | 12.2104 | 12.3062 | 12.2698 | 12.2106 | 12.1837 | 12.5715 | 12.8815 | 12.9837 | 0 | 0 | 0 | 0 | 0 | 0 | 0 | 0 | 0 | 0 | 0 | 0 | 0 | 565.3435 | 504.6556
4 | 700 | 701 | 700 701 PC Manual Power Management Enabling / Food Store | 0 | 0 | 420.3349 | 30.0674 | 32.19 | 33.4395 | 0 | 0 | 0 | 0 | 0 | 0 | 0 | 0 | 0 | 0 | 0 | 0 | 0 | 0 | 0 | 0 | 0 | 0 | 0 | 0 | 0 | 0 | 0 | 0 | 516.0318 | 504.6878
4 | 700 | 702 | 700 702 PC Network Power Management Enabling / Food Store | 0 | 0 | 420.3349 | 30.0674 | 32.19 | 33.4395 | 0 | 0 | 0 | 0 | 0 | 0 | 0 | 0 | 0 | 0 | 0 | 0 | 0 | 0 | 0 | 0 | 0 | 0 | 0 | 0 | 0 | 0 | 0 | 0 | 516.0318 | 504.6878
4 | 710 | 711 | 710 711 Energy Star or Better Monitor / Food Store | 0 | 0 | 433.6451 | 43.2602 | 46.3141 | 48.112 | 0 | 0 | 0 | 0 | 0 | 0 | 0 | 0 | 0 | 0 | 0 | 0 | 0 | 0 | 0 | 0 | 0 | 0 | 0 | 0 | 0 | 0 | 0 | 0 | 571.3315 | 555.0099
4 | 710 | 712 | 710 712 Monitor Power Management Enabling / Food Store | 0 | 0 | 418.4777 | 28.2265 | 30.2191 | 31.3922 | 0 | 0 | 0 | 0 | 0 | 0 | 0 | 0 | 0 | 0 | 0 | 0 | 0 | 0 | 0 | 0 | 0 | 0 | 0 | 0 | 0 | 0 | 0 | 0 | 508.3155 | 497.666
4 | 730 | 732 | 730 732 Copier Power Management Enabling / Food Store | 0 | 0 | 400.0085 | 9.9202 | 10.6205 | 11.0327 | 11.6894 | 11.8408 | 0 | 0 | 0 | 0 | 0 | 0 | 0 | 0 | 0 | 0 | 0 | 0 | 0 | 0 | 0 | 0 | 0 | 0 | 0 | 0 | 0 | 0 | 455.1121 | 445.595
4 | 740 | 741 | 740 741 Printer Power Management Enabling / Food Store | 0 | 0 | 430.137 | 39.7831 | 42.5915 | 44.2449 | 46.8783 | 0 | 0 | 0 | 0 | 0 | 0 | 0 | 0 | 0 | 0 | 0 | 0 | 0 | 0 | 0 | 0 | 0 | 0 | 0 | 0 | 0 | 0 | 0 | 603.6347 | 578.2358
4 | 800 | 801 | 800 801 Convection Oven / Food Store | 0 | 0 | 638.9733 | 246.7775 | 264.1985 | 274.4546 | 290.7908 | 294.5552 | 303.7001 | 310.1427 | 312.5796 | 311.6627 | 0 | 0 | 0 | 0 | 0 | 0 | 0 | 0 | 0 | 0 | 0 | 0 | 0 | 0 | 0 | 0 | 0 | 0 | 3247.835 | 2548.36
4 | 810 | 811 | 810 811 Efficient Fryer / Food Store | 0 | 0 | 479.0443 | 88.259 | 94.4896 | 98.1577 | 104 | 105.3465 | 108.6171 | 110.9214 | 111.7929 | 111.4644 | 0 | 0 | 0 | 0 | 0 | 0 | 0 | 0 | 0 | 0 | 0 | 0 | 0 | 0 | 0 | 0 | 0 | 0 | 1412.0929 | 1161.9287
4 | 900 | 901 | 900 901 Vending Misers (cooled machines only) / Food Store | 0 | 0 | 423.843 | 33.5446 | 35.9126 | 37.3066 | 39.5272 | 40.039 | 41.282 | 42.158 | 42.4889 | 42.3638 | 0 | 0 | 0 | 0 | 0 | 0 | 0 | 0 | 0 | 0 | 0 | 0 | 0 | 0 | 0 | 0 | 0 | 0 | 778.4658 | 683.3862
5 | 110 | 111 | 110 111 Premium T8, Elecctronic Ballast / School | 0 | 0 | 1128.356 | 731.8434 | 783.5071 | 813.9239 | 862.3718 | 873.5355 | 900.6538 | 919.7593 | 926.9864 | 924.2671 | 919.7612 | 917.7536 | 946.9467 | 970.2874 | 978.0142 | 1002.134 | 1021.592 | 1029.963 | 1040.41 | 1051.862 | 1059.374 | 1072.04 | 1089.22 | 1101.574 | 1120.271 | 0 | 0 | 0 | 24186.4074 | 12180.2716
5 | 110 | 114 | 110 114 Continuous Dimming / School | 0 | 0 | 2030.562 | 1626.091 | 1740.886 | 1808.466 | 1916.111 | 1940.915 | 2001.173 | 2043.625 | 2059.683 | 2053.64 | 2043.624 | 2039.172 | 2104.029 | 2155.885 | 2173.057 | 2226.643 | 2269.883 | 2288.486 | 0 | 0 | 0 | 0 | 0 | 0 | 0 | 0 | 0 | 0 | 36521.931 | 22072.2148
5 | 110 | 115 | 110 115 Lighting Control Tuneup / School | 0 | 0 | 560.0406 | 168.5409 | 180.4386 | 187.4435 | 198.6006 | 201.1715 | 0 | 0 | 0 | 0 | 0 | 0 | 0 | 0 | 0 | 0 | 0 | 0 | 0 | 0 | 0 | 0 | 0 | 0 | 0 | 0 | 0 | 0 | 1496.2357 | 1334.5423
5 | 120 | 121 | 120 121 ROB Premium T8, 1EB / School | 0 | 0 | 709.1357 | 316.321 | 338.65 | 351.7981 | 372.7384 | 377.5637 | 389.2848 | 397.5428 | 400.6663 | 399.4907 | 397.5431 | 396.6742 | 409.2957 | 419.3815 | 422.7222 | 433.1478 | 441.5574 | 445.1757 | 449.6911 | 454.6392 | 457.8875 | 463.3613 | 470.7877 | 476.1223 | 484.2094 | 0 | 0 | 0 | 10675.3876 | 5486.0441
5 | 120 | 122 | 120 122 ROB Premium T8, EB, Reflector / School | 0 | 0 | 1678.615 | 1277.248 | 1367.415 | 1420.5 | 1505.053 | 1524.536 | 1571.865 | 1605.209 | 1617.822 | 1613.076 | 1605.212 | 1601.712 | 1652.653 | 1693.387 | 1706.877 | 1748.972 | 1782.932 | 1797.542 | 1815.774 | 1835.764 | 1848.872 | 1870.978 | 1900.96 | 1922.532 | 1955.152 | 0 | 0 | 0 | 41920.658 | 20966.9567
5 | 120 | 123 | 120 123 Occupancy Sensor / School | 0 | 0 | 797.7673 | 404.1707 | 432.7018 | 449.5008 | 476.257 | 482.4222 | 497.3986 | 507.9499 | 511.9411 | 510.4386 | 507.9504 | 506.8409 | 522.9668 | 535.8546 | 540.1223 | 0 | 0 | 0 | 0 | 0 | 0 | 0 | 0 | 0 | 0 | 0 | 0 | 0 | 7684.283 | 5159.6734
5 | 120 | 124 | 120 124 Lighting Control Tuneup / School | 0 | 0 | 494.1086 | 103.1904 | 110.4749 | 114.7636 | 121.5947 | 123.1687 | 0 | 0 | 0 | 0 | 0 | 0 | 0 | 0 | 0 | 0 | 0 | 0 | 0 | 0 | 0 | 0 | 0 | 0 | 0 | 0 | 0 | 0 | 1067.3009 | 968.3029
5 | 130 | 131 | 130 131 CFL Screw-in 18W / School | 0 | 0 | 6133.479 | 5692.834 | 6094.741 | 0 | 0 | 0 | 0 | 0 | 0 | 0 | 0 | 0 | 0 | 0 | 0 | 0 | 0 | 0 | 0 | 0 | 0 | 0 | 0 | 0 | 0 | 0 | 0 | 0 | 17921.054 | 16857.8116
5 | 150 | 151 | 150 151 PSMH, 250W, magnetic ballast / School | 0 | 0 | 1730.411 | 1328.589 | 1422.38 | 1477.597 | 1565.547 | 1585.813 | 1635.046 | 1669.732 | 1682.852 | 1677.915 | 1669.731 | 1666.092 | 1719.087 | 1761.453 | 1775.484 | 1819.265 | 0 | 0 | 0 | 0 | 0 | 0 | 0 | 0 | 0 | 0 | 0 | 0 | 26186.994 | 16779.8374
5 | 150 | 152 | 150 152 PSMH, 250 W, electronic ballast / School | 0 | 0 | 1939.454 | 1535.787 | 1644.207 | 1708.034 | 1809.701 | 1833.127 | 1890.039 | 1930.133 | 1945.299 | 1939.593 | 1930.133 | 1925.927 | 1987.183 | 2036.159 | 2052.378 | 2102.987 | 0 | 0 | 0 | 0 | 0 | 0 | 0 | 0 | 0 | 0 | 0 | 0 | 30210.141 | 19335.9
5 | 150 | 153 | 150 153 High Bay T5 / School | 0 | 0 | 2174.695 | 1768.962 | 1893.839 | 1967.363 | 2084.467 | 2111.45 | 2176.999 | 2223.181 | 2240.649 | 2234.077 | 2223.188 | 2218.338 | 2288.899 | 2345.296 | 2363.989 | 2422.287 | 0 | 0 | 0 | 0 | 0 | 0 | 0 | 0 | 0 | 0 | 0 | 0 | 34737.679 | 22212.4154
5 | 160 | 161 | 160 161 LED Exit Sign / School | 0 | 0 | 397.5321 | 7.4657 | 7.9927 | 8.3028 | 8.7972 | 8.9112 | 9.1878 | 9.3827 | 9.4564 | 9.4284 | 9.3829 | 9.362 | 9.66 | 9.898 | 9.977 | 10.2237 | 0 | 0 | 0 | 0 | 0 | 0 | 0 | 0 | 0 | 0 | 0 | 0 | 534.9606 | 482.0989
5 | 200 | 201 | 200 201 High Pressure Sodium 250W Lamp / School | 0 | 0 | 469.9645 | 79.2592 | 84.8545 | 88.1484 | 93.3953 | 0 | 0 | 0 | 0 | 0 | 0 | 0 | 0 | 0 | 0 | 0 | 0 | 0 | 0 | 0 | 0 | 0 | 0 | 0 | 0 | 0 | 0 | 0 | 815.6219 | 765.02
5 | 200 | 202 | 200 202 Outdoor Lighting Controls (Photocell/Timeclock) / School | 0 | 0 | 453.1461 | 62.5892 | 67.0076 | 69.6089 | 73.7521 | 0 | 0 | 0 | 0 | 0 | 0 | 0 | 0 | 0 | 0 | 0 | 0 | 0 | 0 | 0 | 0 | 0 | 0 | 0 | 0 | 0 | 0 | 0 | 726.104 | 686.1448
5 | 210 | 211 | 210 211 Outdoor Lighting Controls (Photocell/Timeclock) / School | 0 | 0 | 504.3234 | 113.3151 | 121.3145 | 126.0239 | 133.5251 | 0 | 0 | 0 | 0 | 0 | 0 | 0 | 0 | 0 | 0 | 0 | 0 | 0 | 0 | 0 | 0 | 0 | 0 | 0 | 0 | 0 | 0 | 0 | 998.502 | 926.1576
5 | 300 | 301 | 300 301 Centrifugal Chiller, 0.51 kW/ton, 500 tons / School | 0 | 0 | 950.3705 | 555.4279 | 594.6373 | 617.7224 | 654.4917 | 662.9644 | 683.5453 | 698.0455 | 703.5303 | 701.4659 | 698.0464 | 696.5225 | 718.6811 | 736.3931 | 742.2579 | 760.5641 | 775.3306 | 781.684 | 789.6128 | 798.3034 | 0 | 0 | 0 | 0 | 0 | 0 | 0 | 0 | 14319.5971 | 8294.6195
5 | 300 | 302 | 300 302 High Efficiency Chiller Motors / School | 0 | 0 | 534.452 | 143.1779 | 153.2852 | 159.236 | 168.7142 | 170.8982 | 176.2039 | 179.9418 | 181.3556 | 180.8235 | 179.9421 | 179.5485 | 185.2613 | 189.825 | 191.3388 | 196.057 | 199.8637 | 201.5019 | 203.5461 | 205.7856 | 0 | 0 | 0 | 0 | 0 | 0 | 0 | 0 | 3980.7583 | 2427.6458
5 | 300 | 304 | 300 304 EMS - Chiller / School | 0 | 0 | 892.2802 | 497.8501 | 532.9947 | 553.6863 | 586.6434 | 594.2375 | 612.6863 | 625.6834 | 630.5999 | 628.7501 | 0 | 0 | 0 | 0 | 0 | 0 | 0 | 0 | 0 | 0 | 0 | 0 | 0 | 0 | 0 | 0 | 0 | 0 | 6155.4119 | 4744.2872
5 | 300 | 305 | 300 305 Chiller Tune Up/Diagnostics / School | 0 | 0 | 769.9087 | 376.5574 | 403.1379 | 418.7942 | 443.7251 | 449.4689 | 463.4161 | 473.2464 | 476.9648 | 475.5639 | 0 | 0 | 0 | 0 | 0 | 0 | 0 | 0 | 0 | 0 | 0 | 0 | 0 | 0 | 0 | 0 | 0 | 0 | 4750.7834 | 3683.4519
5 | 300 | 306 | 300 306 VSD for Chiller Pumps and Towers / School | 0 | 0 | 864.0089 | 469.8282 | 502.9945 | 522.5216 | 553.6235 | 560.7903 | 578.2006 | 590.4661 | 595.1058 | 593.36 | 590.4662 | 589.1771 | 607.9219 | 622.9005 | 627.8635 | 0 | 0 | 0 | 0 | 0 | 0 | 0 | 0 | 0 | 0 | 0 | 0 | 0 | 8869.2287 | 5934.5009
5 | 300 | 307 | 300 307 EMS Optimization / School | 0 | 0 | 623.7027 | 231.6415 | 247.994 | 257.621 | 272.9553 | 0 | 0 | 0 | 0 | 0 | 0 | 0 | 0 | 0 | 0 | 0 | 0 | 0 | 0 | 0 | 0 | 0 | 0 | 0 | 0 | 0 | 0 | 0 | 1633.9145 | 1486.0263
5 | 300 | 308 | 300 308 Aerosole Duct Sealing / School | 0 | 0 | 862.358 | 468.1919 | 501.2434 | 520.7018 | 551.6951 | 558.8369 | 576.187 | 588.4099 | 593.0336 | 591.2945 | 588.4097 | 587.1255 | 605.8048 | 620.7296 | 625.676 | 0 | 0 | 0 | 0 | 0 | 0 | 0 | 0 | 0 | 0 | 0 | 0 | 0 | 8839.6977 | 5915.1912
5 | 300 | 309 | 300 309 Duct/Pipe Insulation / School | 0 | 0 | 481.9334 | 91.1225 | 97.5551 | 101.3423 | 107.3745 | 108.7645 | 112.1412 | 114.5202 | 115.42 | 115.081 | 0 | 0 | 0 | 0 | 0 | 0 | 0 | 0 | 0 | 0 | 0 | 0 | 0 | 0 | 0 | 0 | 0 | 0 | 1445.2547 | 1186.9738
5 | 300 | 311 | 300 311 Window Film (Standard) / School | 0 | 0 | 640.0051 | 247.8 | 265.2916 | 275.5924 | 291.9971 | 295.7773 | 304.9586 | 311.4275 | 313.8748 | 312.9536 | 0 | 0 | 0 | 0 | 0 | 0 | 0 | 0 | 0 | 0 | 0 | 0 | 0 | 0 | 0 | 0 | 0 | 0 | 3259.678 | 2557.3044
5 | 300 | 313 | 300 313 Ceiling Insulation / School | 0 | 0 | 970.0768 | 574.9607 | 615.544 | 639.4524 | 677.5163 | 686.2872 | 707.5843 | 722.5945 | 728.2723 | 726.1339 | 722.6145 | 721.0195 | 743.9587 | 762.3059 | 768.3715 | 787.3256 | 802.6056 | 809.1746 | 817.3828 | 826.3923 | 0 | 0 | 0 | 0 | 0 | 0 | 0 | 0 | 14809.5734 | 8572.6556
5 | 300 | 314 | 300 314 Roof Insulation / School | 0 | 0 | 602.9635 | 211.0851 | 225.9848 | 234.7598 | 248.7343 | 251.9541 | 259.7748 | 265.2855 | 267.3695 | 266.5848 | 265.286 | 264.7046 | 273.1283 | 279.8603 | 282.0893 | 289.0481 | 294.6579 | 297.072 | 300.0846 | 303.3871 | 0 | 0 | 0 | 0 | 0 | 0 | 0 | 0 | 5683.8144 | 3394.0766
5 | 300 | 317 | 300 317 Thermal Energy Storage (TES) Positive / School | 0 | 0 | 1107.4125 | 711.0843 | 761.2783 | 790.8332 | 837.9072 | 848.7551 | 875.1057 | 893.6556 | 900.6798 | 898.0322 | 893.6658 | 891.7154 | 920.0798 | 942.7303 | 950.2639 | 973.6777 | 992.5768 | 1000.732 | 1010.895 | 1022.023 | 1029.322 | 1041.629 | 1058.312 | 1070.265 | 1088.491 | 1103.853 | 1149.329 | 1190.076 | 26954.3806 | 12521.1758
5 | 300 | 317 | 300 317 Thermal Energy Storage (TES) Negative / School | 0 | 0 | -1014.568 | -1005.62 | -1076.614 | -1118.404 | -1184.974 | -1200.313 | -1237.58 | -1263.834 | -1273.766 | -1270.029 | -1263.834 | -1261.081 | -1301.2 | -1333.255 | -1343.875 | -1377.012 | -1403.758 | -1415.262 | -1429.618 | -1445.352 | -1455.676 | -1473.081 | -1496.679 | -1513.69 | -1539.354 | -1561.086 | -1625.393 | -1683.015 | -37567.923 | -17156.1439
5 | 320 | 321 | 320 321 DX Packaged System, EER=10.9, 10 tons / School | 0 | 0 | 827.2767 | 433.4196 | 464.0155 | 482.0308 | 510.7241 | 517.3356 | 533.3945 | 544.709 | 548.9891 | 547.3787 | 544.7115 | 543.5205 | 560.8121 | 574.6375 | 579.2107 | 0 | 0 | 0 | 0 | 0 | 0 | 0 | 0 | 0 | 0 | 0 | 0 | 0 | 8212.1659 | 5504.8509
5 | 320 | 322 | 320 322 Hybrid Dessicant-DX System (Trane CDQ) / School | 0 | 0 | 3297.404 | 2881.762 | 3085.203 | 3204.966 | 3395.733 | 3439.689 | 3546.482 | 3621.716 | 3650.174 | 3639.466 | 3621.715 | 3613.823 | 3728.771 | 3820.647 | 3851.092 | 0 | 0 | 0 | 0 | 0 | 0 | 0 | 0 | 0 | 0 | 0 | 0 | 0 | 52398.643 | 34398.0449
5 | 320 | 323 | 320 323 Geothermal Heat Pump, EER=13, 10 tons / School | 0 | 0 | 1902.516 | 1499.175 | 1605.01 | 1667.315 | 1766.557 | 1789.425 | 1844.981 | 1884.12 | 1898.925 | 1893.354 | 1884.119 | 1880.013 | 1939.815 | 1987.613 | 2003.448 | 0 | 0 | 0 | 0 | 0 | 0 | 0 | 0 | 0 | 0 | 0 | 0 | 0 | 27446.386 | 18081.9588
5 | 320 | 326 | 320 326 DX Tune Up/ Advanced Diagnostics / School | 0 | 0 | 765.0592 | 371.7511 | 397.9935 | 413.4451 | 438.0551 | 443.7257 | 457.5009 | 467.2058 | 470.8769 | 469.4951 | 0 | 0 | 0 | 0 | 0 | 0 | 0 | 0 | 0 | 0 | 0 | 0 | 0 | 0 | 0 | 0 | 0 | 0 | 4695.1084 | 3641.4033
5 | 320 | 327 | 320 327 DX Coil Cleaning / School | 0 | 0 | 750.3045 | 357.1261 | 382.3355 | 397.1834 | 420.8278 | 0 | 0 | 0 | 0 | 0 | 0 | 0 | 0 | 0 | 0 | 0 | 0 | 0 | 0 | 0 | 0 | 0 | 0 | 0 | 0 | 0 | 0 | 0 | 2307.7773 | 2079.773
5 | 320 | 329 | 320 329 Aerosole Duct Sealing / School | 0 | 0 | 1141.0471 | 744.4232 | 796.9751 | 827.9135 | 877.1927 | 888.548 | 916.1347 | 935.5692 | 942.9208 | 940.1545 | 935.5684 | 933.5284 | 963.2271 | 986.9583 | 994.8223 | 0 | 0 | 0 | 0 | 0 | 0 | 0 | 0 | 0 | 0 | 0 | 0 | 0 | 13824.9833 | 9175.0301
5 | 320 | 330 | 320 330 Duct/Pipe Insulation / School | 0 | 0 | 536.4124 | 145.121 | 155.3654 | 161.3971 | 171.0038 | 173.2175 | 178.5953 | 182.3839 | 183.8169 | 183.2778 | 0 | 0 | 0 | 0 | 0 | 0 | 0 | 0 | 0 | 0 | 0 | 0 | 0 | 0 | 0 | 0 | 0 | 0 | 2070.5911 | 1659.2547
5 | 320 | 334 | 320 334 Ceiling Insulation / School | 0 | 0 | 1311.2651 | 913.1617 | 977.6228 | 1015.591 | 1076.045 | 1089.978 | 1123.803 | 1147.642 | 1156.661 | 1153.269 | 1147.678 | 1145.144 | 1181.57 | 1210.697 | 1220.343 | 1250.445 | 1274.72 | 1285.151 | 1298.197 | 1312.498 | 0 | 0 | 0 | 0 | 0 | 0 | 0 | 0 | 23291.4816 | 13385.858
5 | 320 | 335 | 320 335 Roof Insulation / School | 0 | 0 | 729.1526 | 336.1611 | 359.8907 | 373.864 | 396.119 | 401.2469 | 413.7015 | 422.4774 | 425.7968 | 424.5471 | 422.4794 | 421.5545 | 434.9692 | 445.6901 | 449.2374 | 460.3194 | 469.2552 | 473.0997 | 477.8962 | 483.1591 | 0 | 0 | 0 | 0 | 0 | 0 | 0 | 0 | 8820.6173 | 5174.1143
5 | 340 | 344 | 340 344 Aerosole Duct Sealing / School | 0 | 0 | 1157.9687 | 761.1954 | 814.9315 | 846.5669 | 896.9564 | 908.5676 | 936.7758 | 956.648 | 964.1655 | 961.337 | 956.6475 | 954.5618 | 984.9293 | 1009.195 | 1017.236 | 0 | 0 | 0 | 0 | 0 | 0 | 0 | 0 | 0 | 0 | 0 | 0 | 0 | 14127.6824 | 9372.9626
5 | 340 | 345 | 340 345 Duct/Pipe Insulation / School | 0 | 0 | 539.7142 | 148.3937 | 158.8691 | 165.0366 | 174.8601 | 177.1239 | 182.6228 | 186.4968 | 187.9621 | 187.4109 | 0 | 0 | 0 | 0 | 0 | 0 | 0 | 0 | 0 | 0 | 0 | 0 | 0 | 0 | 0 | 0 | 0 | 0 | 2108.4902 | 1687.8778
5 | 340 | 349 | 340 349 Ceiling Insulation / School | 0 | 0 | 1332.1063 | 933.8202 | 999.7394 | 1038.566 | 1100.388 | 1114.636 | 1149.227 | 1173.605 | 1182.828 | 1179.359 | 1173.642 | 1171.051 | 1208.301 | 1238.087 | 1247.952 | 1278.734 | 1303.558 | 1314.225 | 1327.567 | 1342.191 | 0 | 0 | 0 | 0 | 0 | 0 | 0 | 0 | 23809.5829 | 13679.8626
5 | 340 | 351 | 340 351 Cool Roof - DX / School | 0 | 0 | 2266.296 | 1859.77 | 1991.061 | 2068.358 | 2191.484 | 2219.853 | 2288.761 | 2337.314 | 2355.679 | 2348.749 | 2337.338 | 2332.219 | 2406.41 | 2465.705 | 2485.361 | 0 | 0 | 0 | 0 | 0 | 0 | 0 | 0 | 0 | 0 | 0 | 0 | 0 | 33954.358 | 22337.4512
5 | 360 | 361 | 360 361 HE PTAC, EER=9.6, 1 ton / School | 0 | 0 | 1624.434 | 1223.556 | 1309.927 | 1360.789 | 1441.788 | 1460.452 | 1505.788 | 1537.731 | 1549.812 | 1545.266 | 1537.745 | 1534.382 | 1583.189 | 1622.196 | 1635.131 | 0 | 0 | 0 | 0 | 0 | 0 | 0 | 0 | 0 | 0 | 0 | 0 | 0 | 22472.186 | 14829.3601
5 | 400 | 402 | 400 402 Variable Speed Drive Control / School | 0 | 0 | 977.61 | 582.4276 | 623.5433 | 647.7491 | 686.3048 | 695.1891 | 716.7726 | 731.9777 | 737.7299 | 735.5651 | 731.9773 | 730.3803 | 753.6169 | 772.1838 | 778.3367 | 0 | 0 | 0 | 0 | 0 | 0 | 0 | 0 | 0 | 0 | 0 | 0 | 0 | 10901.3642 | 7263.2987
5 | 400 | 403 | 400 403 Air Handler Optimization / School | 0 | 0 | 560.7629 | 169.2568 | 181.2053 | 188.2396 | 199.4441 | 202.026 | 208.2983 | 212.7171 | 0 | 0 | 0 | 0 | 0 | 0 | 0 | 0 | 0 | 0 | 0 | 0 | 0 | 0 | 0 | 0 | 0 | 0 | 0 | 0 | 1921.9501 | 1618.8098
5 | 400 | 404 | 400 404 Electronically Commutated Motors (ECM) on an Air Handler Unit / School | 0 | 0 | 630.9253 | 238.8004 | 255.6583 | 265.5828 | 281.391 | 285.0337 | 293.883 | 300.1175 | 302.4754 | 301.5878 | 300.117 | 299.4624 | 308.9895 | 316.601 | 319.1248 | 0 | 0 | 0 | 0 | 0 | 0 | 0 | 0 | 0 | 0 | 0 | 0 | 0 | 4699.7499 | 3208.112
5 | 400 | 405 | 400 405 Demand Control Ventilation (DCV) / School | 0 | 0 | 650.0135 | 257.72 | 275.9119 | 286.6262 | 303.6902 | 307.6227 | 317.1667 | 323.8947 | 326.4394 | 325.4813 | 323.899 | 323.1877 | 333.4755 | 341.6991 | 344.4126 | 0 | 0 | 0 | 0 | 0 | 0 | 0 | 0 | 0 | 0 | 0 | 0 | 0 | 5041.2405 | 3431.4058
5 | 400 | 406 | 400 406 Energy Recovery Ventilation (ERV) / School | 0 | 0 | 508.8633 | 117.8149 | 126.13 | 131.0293 | 138.83 | 140.6278 | 144.9905 | 148.0662 | 149.2295 | 148.7905 | 148.0677 | 147.7418 | 152.4441 | 156.2051 | 157.4463 | 161.3328 | 164.464 | 165.8094 | 167.4897 | 169.3345 | 0 | 0 | 0 | 0 | 0 | 0 | 0 | 0 | 3344.7074 | 2066.7026
5 | 600 | 603 | 600 603 Heat Pump Water Heater (air source) / School | 0 | 0 | 1000.6192 | 605.2337 | 647.9595 | 673.1135 | 713.1786 | 722.4107 | 744.8393 | 760.64 | 766.617 | 764.3687 | 760.6396 | 758.9802 | 783.1266 | 802.4204 | 808.8142 | 0 | 0 | 0 | 0 | 0 | 0 | 0 | 0 | 0 | 0 | 0 | 0 | 0 | 11312.9612 | 7532.4386
5 | 600 | 606 | 600 606 Demand controlled circulating systems / School | 0 | 0 | 433.2324 | 42.8511 | 45.8762 | 47.6569 | 50.4936 | 51.1473 | 52.7353 | 53.8541 | 54.2771 | 54.1176 | 53.854 | 53.7364 | 55.4459 | 56.8122 | 57.2648 | 0 | 0 | 0 | 0 | 0 | 0 | 0 | 0 | 0 | 0 | 0 | 0 | 0 | 1163.3548 | 895.6907
5 | 600 | 608 | 600 608 Heat Recovery Unit / School | 0 | 0 | 1058.9159 | 663.0163 | 709.8212 | 737.3763 | 781.2668 | 791.3802 | 815.9502 | 833.2593 | 839.807 | 837.3433 | 0 | 0 | 0 | 0 | 0 | 0 | 0 | 0 | 0 | 0 | 0 | 0 | 0 | 0 | 0 | 0 | 0 | 0 | 8068.1365 | 6188.8592
5 | 600 | 609 | 600 609 Heat Trap / School | 0 | 0 | 468.3136 | 77.623 | 83.1026 | 86.3285 | 91.4671 | 92.6512 | 95.5276 | 97.5543 | 98.3208 | 98.032 | 0 | 0 | 0 | 0 | 0 | 0 | 0 | 0 | 0 | 0 | 0 | 0 | 0 | 0 | 0 | 0 | 0 | 0 | 1288.9207 | 1068.9037
5 | 600 | 610 | 600 610 Hot Water Pipe Insulation / School | 0 | 0 | 407.1279 | 16.9768 | 18.1753 | 18.8807 | 20.0046 | 20.2635 | 20.8928 | 21.3362 | 21.5036 | 21.44 | 21.336 | 21.2891 | 21.9666 | 22.5083 | 22.6871 | 0 | 0 | 0 | 0 | 0 | 0 | 0 | 0 | 0 | 0 | 0 | 0 | 0 | 696.3885 | 590.345
5 | 700 | 701 | 700 701 PC Manual Power Management Enabling / School | 0 | 0 | 653.728 | 261.402 | 279.8551 | 290.7194 | 0 | 0 | 0 | 0 | 0 | 0 | 0 | 0 | 0 | 0 | 0 | 0 | 0 | 0 | 0 | 0 | 0 | 0 | 0 | 0 | 0 | 0 | 0 | 0 | 1485.7045 | 1387.0806
5 | 700 | 702 | 700 702 PC Network Power Management Enabling / School | 0 | 0 | 653.728 | 261.402 | 279.8551 | 290.7194 | 0 | 0 | 0 | 0 | 0 | 0 | 0 | 0 | 0 | 0 | 0 | 0 | 0 | 0 | 0 | 0 | 0 | 0 | 0 | 0 | 0 | 0 | 0 | 0 | 1485.7045 | 1387.0806
5 | 710 | 711 | 710 711 Energy Star or Better Monitor / School | 0 | 0 | 769.0833 | 375.7398 | 402.2644 | 417.8808 | 0 | 0 | 0 | 0 | 0 | 0 | 0 | 0 | 0 | 0 | 0 | 0 | 0 | 0 | 0 | 0 | 0 | 0 | 0 | 0 | 0 | 0 | 0 | 0 | 1964.9683 | 1823.2061
5 | 710 | 712 | 710 712 Monitor Power Management Enabling / School | 0 | 0 | 637.4256 | 245.2433 | 262.5558 | 272.7484 | 0 | 0 | 0 | 0 | 0 | 0 | 0 | 0 | 0 | 0 | 0 | 0 | 0 | 0 | 0 | 0 | 0 | 0 | 0 | 0 | 0 | 0 | 0 | 0 | 1417.9731 | 1325.4457
5 | 720 | 722 | 720 722 Monitor Power Management Enabling / School | 0 | 0 | 390.4127 | 0.40909 | 0.43796 | 0.45503 | 0 | 0 | 0 | 0 | 0 | 0 | 0 | 0 | 0 | 0 | 0 | 0 | 0 | 0 | 0 | 0 | 0 | 0 | 0 | 0 | 0 | 0 | 0 | 0 | 391.7148 | 391.5605
5 | 730 | 732 | 730 732 Copier Power Management Enabling / School | 0 | 0 | 406.3024 | 16.1587 | 17.2994 | 17.9708 | 19.0405 | 19.2871 | 0 | 0 | 0 | 0 | 0 | 0 | 0 | 0 | 0 | 0 | 0 | 0 | 0 | 0 | 0 | 0 | 0 | 0 | 0 | 0 | 0 | 0 | 496.0588 | 480.5567
5 | 740 | 741 | 740 741 Printer Power Management Enabling / School | 0 | 0 | 550.2385 | 158.8253 | 170.0372 | 176.6382 | 187.1521 | 0 | 0 | 0 | 0 | 0 | 0 | 0 | 0 | 0 | 0 | 0 | 0 | 0 | 0 | 0 | 0 | 0 | 0 | 0 | 0 | 0 | 0 | 0 | 1242.8913 | 1141.4916
5 | 800 | 801 | 800 801 Convection Oven / School | 0 | 0 | 417.2395 | 26.9993 | 28.9053 | 30.0273 | 31.8146 | 32.2264 | 33.227 | 33.9321 | 34.1983 | 34.0977 | 0 | 0 | 0 | 0 | 0 | 0 | 0 | 0 | 0 | 0 | 0 | 0 | 0 | 0 | 0 | 0 | 0 | 0 | 702.6676 | 626.1401
5 | 810 | 811 | 810 811 Efficient Fryer / School | 0 | 0 | 396.3972 | 6.3407 | 6.7883 | 7.0519 | 7.4716 | 7.5683 | 7.8033 | 7.969 | 8.0314 | 8.0075 | 0 | 0 | 0 | 0 | 0 | 0 | 0 | 0 | 0 | 0 | 0 | 0 | 0 | 0 | 0 | 0 | 0 | 0 | 463.4292 | 445.457
5 | 900 | 901 | 900 901 Vending Misers (cooled machines only) / School | 0 | 0 | 491.3228 | 100.4291 | 107.5188 | 111.6928 | 118.3408 | 119.8728 | 123.5944 | 126.2165 | 127.2081 | 126.8346 | 0 | 0 | 0 | 0 | 0 | 0 | 0 | 0 | 0 | 0 | 0 | 0 | 0 | 0 | 0 | 0 | 0 | 0 | 1553.0307 | 1268.3709
6 | 110 | 111 | 110 111 Premium T8, Elecctronic Ballast / College | 0 | 0 | 1137.9518 | 741.3544 | 793.6896 | 824.5018 | 873.5793 | 884.8882 | 912.3588 | 931.7126 | 939.0337 | 936.2786 | 931.7144 | 929.6805 | 959.253 | 982.8978 | 990.7241 | 1015.158 | 1034.869 | 1043.348 | 1053.931 | 1065.531 | 1073.142 | 1085.972 | 1103.376 | 1115.891 | 1134.831 | 1150.857 | 1198.264 | 1240.737 | 28085.5256 | 13037.7154
6 | 110 | 114 | 110 114 Continuous Dimming / College | 0 | 0 | 2051.92 | 1647.261 | 1763.55 | 1832.011 | 1941.058 | 1966.185 | 2027.226 | 2070.23 | 2086.498 | 2080.376 | 2070.232 | 2065.72 | 2131.42 | 2183.953 | 2201.348 | 2255.633 | 2299.436 | 2318.28 | 2341.795 | 2367.569 | 2384.478 | 2412.99 | 0 | 0 | 0 | 0 | 0 | 0 | 46499.169 | 25162.0504
6 | 110 | 115 | 110 115 Lighting Control Tuneup / College | 0 | 0 | 562.3106 | 170.7908 | 182.8472 | 189.9458 | 201.252 | 203.8572 | 0 | 0 | 0 | 0 | 0 | 0 | 0 | 0 | 0 | 0 | 0 | 0 | 0 | 0 | 0 | 0 | 0 | 0 | 0 | 0 | 0 | 0 | 1511.0036 | 1347.1516
6 | 120 | 121 | 120 121 ROB Premium T8, 1EB / College | 0 | 0 | 713.2628 | 320.4117 | 343.0295 | 356.3475 | 377.5587 | 382.4464 | 394.3191 | 402.6841 | 405.848 | 404.6568 | 402.6839 | 401.8043 | 414.5887 | 424.8048 | 428.1887 | 438.7495 | 447.2672 | 450.9327 | 455.5064 | 460.5188 | 463.809 | 469.3528 | 476.8757 | 482.279 | 490.4714 | 497.3974 | 517.8859 | 536.2435 | 12359.9243 | 5856.3067
6 | 120 | 122 | 120 122 ROB Premium T8, EB, Reflector / College | 0 | 0 | 1695.433 | 1293.918 | 1385.262 | 1439.04 | 1524.696 | 1544.434 | 1592.38 | 1626.159 | 1638.937 | 1634.129 | 1626.163 | 1622.617 | 1674.222 | 1715.489 | 1729.154 | 1771.798 | 1806.201 | 1821.002 | 1839.473 | 1859.723 | 1873.002 | 1895.397 | 1925.77 | 1947.624 | 1980.67 | 2008.642 | 2091.382 | 2165.516 | 48728.233 | 22464.6169
6 | 120 | 123 | 120 123 Occupancy Sensor / College | 0 | 0 | 803.1326 | 409.4888 | 438.3952 | 455.4152 | 482.5233 | 488.7698 | 503.9432 | 514.6333 | 518.677 | 517.1554 | 514.6343 | 513.5098 | 529.8478 | 542.9051 | 547.2292 | 560.7259 | 571.6119 | 576.2955 | 0 | 0 | 0 | 0 | 0 | 0 | 0 | 0 | 0 | 0 | 9488.8933 | 5850.1037
6 | 120 | 124 | 120 124 Lighting Control Tuneup / College | 0 | 0 | 495.45 | 104.5199 | 111.8981 | 116.2423 | 123.1614 | 124.7558 | 0 | 0 | 0 | 0 | 0 | 0 | 0 | 0 | 0 | 0 | 0 | 0 | 0 | 0 | 0 | 0 | 0 | 0 | 0 | 0 | 0 | 0 | 1076.0275 | 975.754
6 | 130 | 131 | 130 131 CFL Screw-in 18W / College | 0 | 0 | 6208.182 | 5766.877 | 6174.012 | 6413.663 | 0 | 0 | 0 | 0 | 0 | 0 | 0 | 0 | 0 | 0 | 0 | 0 | 0 | 0 | 0 | 0 | 0 | 0 | 0 | 0 | 0 | 0 | 0 | 0 | 24562.734 | 22386.954
6 | 150 | 151 | 150 151 PSMH, 250W, magnetic ballast / College | 0 | 0 | 1747.848 | 1345.872 | 1440.884 | 1496.819 | 1585.914 | 1606.444 | 1656.316 | 1691.453 | 1704.744 | 1699.742 | 1691.454 | 1687.767 | 1741.449 | 1784.369 | 1798.581 | 1842.934 | 1878.722 | 1894.118 | 1913.331 | 1934.387 | 0 | 0 | 0 | 0 | 0 | 0 | 0 | 0 | 34143.148 | 19543.8815
6 | 150 | 152 | 150 152 PSMH, 250 W, electronic ballast / College | 0 | 0 | 1959.574 | 1555.73 | 1665.557 | 1730.213 | 1833.201 | 1856.932 | 1914.581 | 1955.196 | 1970.559 | 1964.779 | 1955.197 | 1950.936 | 2012.986 | 2062.6 | 2079.029 | 2130.297 | 2171.666 | 2189.463 | 2211.671 | 2236.013 | 0 | 0 | 0 | 0 | 0 | 0 | 0 | 0 | 39406.18 | 22530.4911
6 | 150 | 153 | 150 153 High Bay T5 / College | 0 | 0 | 2197.91 | 1791.973 | 1918.474 | 1992.954 | 2111.582 | 2138.916 | 2205.317 | 2252.1 | 2269.795 | 2263.137 | 2252.108 | 2247.195 | 2318.673 | 2375.804 | 2394.74 | 2453.796 | 2501.443 | 2521.941 | 2547.521 | 2575.568 | 0 | 0 | 0 | 0 | 0 | 0 | 0 | 0 | 45330.947 | 25892.6076
6 | 160 | 161 | 160 161 LED Exit Sign / College | 0 | 0 | 394.5399 | 4.4999 | 4.8174 | 5.0045 | 5.3025 | 5.3712 | 5.5379 | 5.6553 | 5.6997 | 5.6823 | 5.6557 | 5.6426 | 5.8227 | 5.9663 | 6.0138 | 6.1623 | 0 | 0 | 0 | 0 | 0 | 0 | 0 | 0 | 0 | 0 | 0 | 0 | 477.3741 | 445.5119
6 | 200 | 201 | 200 201 High Pressure Sodium 250W Lamp / College | 0 | 0 | 568.6046 | 177.0293 | 189.5265 | 196.884 | 208.6028 | 0 | 0 | 0 | 0 | 0 | 0 | 0 | 0 | 0 | 0 | 0 | 0 | 0 | 0 | 0 | 0 | 0 | 0 | 0 | 0 | 0 | 0 | 0 | 1340.6472 | 1227.6254
6 | 200 | 202 | 200 202 Outdoor Lighting Controls (Photocell/Timeclock) / College | 0 | 0 | 531.1502 | 139.9054 | 149.7818 | 155.5965 | 164.8577 | 0 | 0 | 0 | 0 | 0 | 0 | 0 | 0 | 0 | 0 | 0 | 0 | 0 | 0 | 0 | 0 | 0 | 0 | 0 | 0 | 0 | 0 | 0 | 1141.2916 | 1051.971
6 | 210 | 211 | 210 211 Outdoor Lighting Controls (Photocell/Timeclock) / College | 0 | 0 | 628.7585 | 236.6527 | 253.359 | 263.1943 | 278.8603 | 0 | 0 | 0 | 0 | 0 | 0 | 0 | 0 | 0 | 0 | 0 | 0 | 0 | 0 | 0 | 0 | 0 | 0 | 0 | 0 | 0 | 0 | 0 | 1660.8248 | 1509.7372
6 | 300 | 301 | 300 301 Centrifugal Chiller, 0.51 kW/ton, 500 tons / College | 0 | 0 | 799.1086 | 405.5003 | 434.1251 | 450.9794 | 477.8236 | 484.009 | 499.0347 | 509.6207 | 513.6252 | 512.1181 | 509.6212 | 508.508 | 524.6872 | 537.6168 | 541.8987 | 555.2637 | 566.0443 | 570.6821 | 576.4713 | 582.8151 | 0 | 0 | 0 | 0 | 0 | 0 | 0 | 0 | 10559.5531 | 6160.9098
6 | 300 | 302 | 300 302 High Efficiency Chiller Motors / College | 0 | 0 | 495.4499 | 104.5199 | 111.8982 | 116.2422 | 123.1612 | 124.7557 | 128.6287 | 131.3575 | 132.3897 | 132.0008 | 131.3576 | 131.0702 | 135.2407 | 138.5718 | 139.6771 | 143.1217 | 145.9008 | 147.0966 | 148.5887 | 150.2233 | 0 | 0 | 0 | 0 | 0 | 0 | 0 | 0 | 3011.2523 | 1877.4807
6 | 300 | 304 | 300 304 EMS - Chiller / College | 0 | 0 | 756.7016 | 363.4673 | 389.1253 | 404.2319 | 428.2929 | 433.8372 | 447.3062 | 456.7952 | 460.3846 | 459.0331 | 0 | 0 | 0 | 0 | 0 | 0 | 0 | 0 | 0 | 0 | 0 | 0 | 0 | 0 | 0 | 0 | 0 | 0 | 4599.1753 | 3568.9505
6 | 300 | 305 | 300 305 Chiller Tune Up/Diagnostics / College | 0 | 0 | 667.3477 | 274.9013 | 294.3061 | 305.7345 | 323.9363 | 328.1304 | 338.3113 | 345.4877 | 348.2019 | 347.1797 | 0 | 0 | 0 | 0 | 0 | 0 | 0 | 0 | 0 | 0 | 0 | 0 | 0 | 0 | 0 | 0 | 0 | 0 | 3573.5369 | 2794.3445
6 | 300 | 306 | 300 306 VSD for Chiller Pumps and Towers / College | 0 | 0 | 736.0656 | 343.0134 | 367.2275 | 381.4838 | 404.1909 | 409.4232 | 422.1343 | 431.0893 | 434.4765 | 433.202 | 431.0891 | 430.1476 | 443.8333 | 454.7686 | 458.3923 | 0 | 0 | 0 | 0 | 0 | 0 | 0 | 0 | 0 | 0 | 0 | 0 | 0 | 6580.5374 | 4437.9436
6 | 300 | 307 | 300 307 EMS Optimization / College | 0 | 0 | 560.6597 | 169.1545 | 181.0958 | 188.1259 | 199.3236 | 0 | 0 | 0 | 0 | 0 | 0 | 0 | 0 | 0 | 0 | 0 | 0 | 0 | 0 | 0 | 0 | 0 | 0 | 0 | 0 | 0 | 0 | 0 | 1298.3595 | 1190.3652
6 | 300 | 308 | 300 308 Aerosole Duct Sealing / College | 0 | 0 | 734.9307 | 341.8885 | 366.0238 | 380.2326 | 402.8652 | 408.0803 | 420.7498 | 429.6756 | 433.0517 | 431.7804 | 429.6753 | 428.7372 | 442.3777 | 453.276 | 456.8886 | 0 | 0 | 0 | 0 | 0 | 0 | 0 | 0 | 0 | 0 | 0 | 0 | 0 | 6560.2334 | 4424.6675
6 | 300 | 309 | 300 309 Duct/Pipe Insulation / College | 0 | 0 | 457.067 | 66.4755 | 71.1681 | 73.931 | 78.3315 | 79.3456 | 81.8089 | 83.5447 | 84.2006 | 83.9534 | 0 | 0 | 0 | 0 | 0 | 0 | 0 | 0 | 0 | 0 | 0 | 0 | 0 | 0 | 0 | 0 | 0 | 0 | 1159.8263 | 971.4061
6 | 300 | 311 | 300 311 Window Film (Standard) / College | 0 | 0 | 571.7 | 180.0973 | 192.8094 | 200.2965 | 212.2193 | 214.9664 | 221.6393 | 226.341 | 228.1191 | 227.4505 | 0 | 0 | 0 | 0 | 0 | 0 | 0 | 0 | 0 | 0 | 0 | 0 | 0 | 0 | 0 | 0 | 0 | 0 | 2475.6388 | 1965.1641
6 | 300 | 313 | 300 313 Ceiling Insulation / College | 0 | 0 | 813.5539 | 419.8175 | 449.4526 | 466.9061 | 494.7004 | 501.1036 | 516.6549 | 527.6143 | 531.7599 | 530.199 | 527.6249 | 526.4645 | 543.2172 | 556.613 | 561.0388 | 574.881 | 586.0363 | 590.8331 | 596.8257 | 603.4059 | 0 | 0 | 0 | 0 | 0 | 0 | 0 | 0 | 10918.7026 | 6364.7084
6 | 300 | 314 | 300 314 Roof Insulation / College | 0 | 0 | 545.4922 | 154.1207 | 164.9992 | 171.4064 | 181.6097 | 183.9606 | 189.6709 | 193.6944 | 195.216 | 194.6435 | 193.6945 | 193.2699 | 199.4205 | 204.3355 | 205.9636 | 211.0444 | 215.1405 | 216.903 | 219.1026 | 221.5134 | 0 | 0 | 0 | 0 | 0 | 0 | 0 | 0 | 4255.2015 | 2583.3826
6 | 300 | 317 | 300 317 Thermal Energy Storage (TES) Positive / College | 0 | 0 | 900.2265 | 505.7263 | 541.4256 | 562.4439 | 595.9234 | 603.6378 | 622.3781 | 635.5704 | 640.5701 | 638.6839 | 635.581 | 634.1921 | 654.3621 | 670.4746 | 675.8309 | 692.4795 | 705.9191 | 711.7204 | 718.9528 | 726.8668 | 732.0587 | 740.811 | 752.6763 | 761.1577 | 774.1378 | 785.0629 | 817.4106 | 846.3865 | 19282.6668 | 9017.7346
6 | 300 | 317 | 300 317 Thermal Energy Storage (TES) Negative / College | 0 | 0 | -727.2119 | -720.7983 | -771.6848 | -801.6387 | -849.3536 | -860.3485 | -887.0604 | -905.8784 | -912.9971 | -910.3189 | -905.8785 | -903.9051 | -932.6609 | -955.6373 | -963.2493 | -987.0008 | -1006.172 | -1014.418 | -1024.708 | -1035.985 | -1043.385 | -1055.86 | -1072.775 | -1084.967 | -1103.363 | -1118.94 | -1165.033 | -1206.335 | -26927.5635 | -12297.0107
6 | 320 | 321 | 320 321 DX Packaged System, EER=10.9, 10 tons / College | 0 | 0 | 709.3421 | 316.5253 | 338.8687 | 352.0258 | 372.9807 | 377.809 | 389.5365 | 397.7997 | 400.925 | 399.7484 | 397.801 | 396.9304 | 409.5609 | 419.6559 | 422.9962 | 0 | 0 | 0 | 0 | 0 | 0 | 0 | 0 | 0 | 0 | 0 | 0 | 0 | 6102.5056 | 4125.3612
6 | 320 | 322 | 320 322 Hybrid Dessicant-DX System (Trane CDQ) / College | 0 | 0 | 2512.825 | 2104.102 | 2252.643 | 2340.087 | 2479.374 | 2511.469 | 2589.442 | 2644.374 | 2665.153 | 2657.334 | 2644.373 | 2638.613 | 2722.539 | 2789.629 | 2811.852 | 0 | 0 | 0 | 0 | 0 | 0 | 0 | 0 | 0 | 0 | 0 | 0 | 0 | 38363.809 | 25220.7761
6 | 320 | 323 | 320 323 Geothermal Heat Pump, EER=13, 10 tons / College | 0 | 0 | 1494.335 | 1094.595 | 1171.869 | 1217.359 | 1289.819 | 1306.516 | 1347.079 | 1375.655 | 1386.465 | 1382.397 | 1375.654 | 1372.656 | 1416.323 | 1451.219 | 1462.781 | 0 | 0 | 0 | 0 | 0 | 0 | 0 | 0 | 0 | 0 | 0 | 0 | 0 | 20144.722 | 13307.4574
6 | 320 | 326 | 320 326 DX Tune Up/ Advanced Diagnostics / College | 0 | 0 | 663.8396 | 271.4244 | 290.584 | 301.8661 | 319.8342 | 323.9747 | 334.0322 | 341.1183 | 343.7984 | 342.79 | 0 | 0 | 0 | 0 | 0 | 0 | 0 | 0 | 0 | 0 | 0 | 0 | 0 | 0 | 0 | 0 | 0 | 0 | 3533.2619 | 2763.9266
6 | 320 | 327 | 320 327 DX Coil Cleaning / College | 0 | 0 | 653.1089 | 260.7881 | 279.1965 | 290.0385 | 307.3057 | 0 | 0 | 0 | 0 | 0 | 0 | 0 | 0 | 0 | 0 | 0 | 0 | 0 | 0 | 0 | 0 | 0 | 0 | 0 | 0 | 0 | 0 | 0 | 1790.4377 | 1623.9399
6 | 320 | 329 | 320 329 Aerosole Duct Sealing / College | 0 | 0 | 938.4017 | 543.565 | 581.9374 | 604.5282 | 640.5111 | 648.8026 | 668.9458 | 683.1367 | 688.5045 | 686.4852 | 683.1363 | 681.6455 | 703.3321 | 720.6593 | 726.4019 | 0 | 0 | 0 | 0 | 0 | 0 | 0 | 0 | 0 | 0 | 0 | 0 | 0 | 10199.9933 | 6804.6778
6 | 320 | 330 | 320 330 Duct/Pipe Insulation / College | 0 | 0 | 496.8945 | 105.9517 | 113.4311 | 117.8346 | 124.8484 | 126.4646 | 130.3908 | 133.1569 | 134.2031 | 133.809 | 0 | 0 | 0 | 0 | 0 | 0 | 0 | 0 | 0 | 0 | 0 | 0 | 0 | 0 | 0 | 0 | 0 | 0 | 1616.9847 | 1316.6718
6 | 320 | 334 | 320 334 Ceiling Insulation / College | 0 | 0 | 1062.8306 | 666.9011 | 713.9737 | 741.7051 | 785.8554 | 796.0304 | 820.7324 | 838.1429 | 844.7288 | 842.2493 | 838.1675 | 836.3167 | 862.9217 | 884.2001 | 891.2396 | 913.2235 | 930.9485 | 938.5675 | 948.0884 | 958.5388 | 0 | 0 | 0 | 0 | 0 | 0 | 0 | 0 | 17115.362 | 9881.1167
6 | 320 | 335 | 320 335 Roof Insulation / College | 0 | 0 | 637.7352 | 245.55 | 262.8828 | 273.0901 | 289.3464 | 293.0921 | 302.1896 | 308.6001 | 311.0246 | 310.1113 | 308.6014 | 307.9249 | 317.7233 | 325.5549 | 328.1472 | 336.2426 | 342.7686 | 345.577 | 349.0814 | 352.924 | 0 | 0 | 0 | 0 | 0 | 0 | 0 | 0 | 6548.1675 | 3884.5697
6 | 340 | 344 | 340 344 Aerosole Duct Sealing / College | 0 | 0 | 950.6801 | 555.735 | 594.9666 | 618.0631 | 654.8516 | 663.3288 | 683.923 | 698.4315 | 703.9196 | 701.8547 | 698.4312 | 696.9067 | 719.0789 | 736.795 | 742.6657 | 0 | 0 | 0 | 0 | 0 | 0 | 0 | 0 | 0 | 0 | 0 | 0 | 0 | 10419.6315 | 6948.2975
6 | 340 | 345 | 340 345 Duct/Pipe Insulation / College | 0 | 0 | 499.2676 | 108.3039 | 115.9493 | 120.4507 | 127.6202 | 129.2723 | 133.2856 | 136.1131 | 137.1825 | 136.7799 | 0 | 0 | 0 | 0 | 0 | 0 | 0 | 0 | 0 | 0 | 0 | 0 | 0 | 0 | 0 | 0 | 0 | 0 | 1644.2251 | 1337.2449
6 | 340 | 349 | 340 349 Ceiling Insulation / College | 0 | 0 | 1077.894 | 681.8323 | 729.9592 | 758.3112 | 803.45 | 813.853 | 839.1078 | 856.9081 | 863.6418 | 861.1077 | 856.9335 | 855.0416 | 882.2416 | 903.9958 | 911.1932 | 933.6697 | 951.7919 | 959.5809 | 969.3155 | 979.9998 | 0 | 0 | 0 | 0 | 0 | 0 | 0 | 0 | 17489.8286 | 10093.6146
6 | 340 | 351 | 340 351 Cool Roof - DX / College | 0 | 0 | 1714.713 | 1313.042 | 1405.731 | 1460.31 | 1547.235 | 1567.264 | 1615.915 | 1650.194 | 1663.16 | 1658.281 | 1650.211 | 1646.601 | 1698.979 | 1740.838 | 1754.718 | 0 | 0 | 0 | 0 | 0 | 0 | 0 | 0 | 0 | 0 | 0 | 0 | 0 | 24087.192 | 15885.3975
6 | 360 | 361 | 360 361 HE PTAC, EER=9.6, 1 ton / College | 0 | 0 | 1291.3802 | 893.4291 | 956.4982 | 993.6354 | 1052.78 | 1066.409 | 1099.512 | 1122.836 | 1131.658 | 1128.338 | 1122.844 | 1120.39 | 1156.023 | 1184.518 | 1193.956 | 0 | 0 | 0 | 0 | 0 | 0 | 0 | 0 | 0 | 0 | 0 | 0 | 0 | 16514.2069 | 10933.4907
6 | 400 | 402 | 400 402 Variable Speed Drive Control / College | 0 | 0 | 1052.6219 | 656.7778 | 703.1423 | 730.4384 | 773.9156 | 783.9342 | 808.2727 | 825.419 | 831.9051 | 829.4647 | 825.4187 | 823.6183 | 849.8206 | 870.7578 | 877.696 | 0 | 0 | 0 | 0 | 0 | 0 | 0 | 0 | 0 | 0 | 0 | 0 | 0 | 12243.2031 | 8140.7164
6 | 400 | 403 | 400 403 Air Handler Optimization / College | 0 | 0 | 582.5339 | 190.8358 | 204.3076 | 212.2388 | 224.8717 | 227.7828 | 234.8548 | 239.837 | 0 | 0 | 0 | 0 | 0 | 0 | 0 | 0 | 0 | 0 | 0 | 0 | 0 | 0 | 0 | 0 | 0 | 0 | 0 | 0 | 2117.2624 | 1775.474
6 | 400 | 404 | 400 404 Electronically Commutated Motors (ECM) on an Air Handler Unit / College | 0 | 0 | 661.7761 | 269.3791 | 288.3957 | 299.591 | 317.4235 | 321.5326 | 331.5151 | 338.5479 | 341.2078 | 340.2068 | 338.5477 | 337.8086 | 348.556 | 357.1425 | 359.9892 | 0 | 0 | 0 | 0 | 0 | 0 | 0 | 0 | 0 | 0 | 0 | 0 | 0 | 5251.6196 | 3568.9752
6 | 400 | 405 | 400 405 Demand Control Ventilation (DCV) / College | 0 | 0 | 683.0311 | 290.4463 | 310.9485 | 323.0233 | 342.2541 | 346.6852 | 357.442 | 365.0241 | 367.8922 | 366.8117 | 365.0309 | 364.2279 | 375.8203 | 385.089 | 388.148 | 0 | 0 | 0 | 0 | 0 | 0 | 0 | 0 | 0 | 0 | 0 | 0 | 0 | 5631.8746 | 3817.6163
6 | 400 | 406 | 400 406 Energy Recovery Ventilation (ERV) / College | 0 | 0 | 523.9276 | 132.7463 | 142.1155 | 147.6353 | 156.4247 | 158.4504 | 163.3661 | 166.8315 | 168.1422 | 167.6481 | 166.8334 | 166.4661 | 171.765 | 176.0019 | 177.4004 | 181.7791 | 185.3078 | 186.8231 | 188.717 | 190.7956 | 0 | 0 | 0 | 0 | 0 | 0 | 0 | 0 | 3719.1771 | 2279.2022
6 | 600 | 603 | 600 603 Heat Pump Water Heater (air source) / College | 0 | 0 | 698.405 | 305.6849 | 327.2645 | 339.9689 | 360.2046 | 364.8672 | 376.1954 | 384.1761 | 387.1948 | 386.0584 | 384.1758 | 383.3369 | 395.5329 | 405.2771 | 408.5072 | 0 | 0 | 0 | 0 | 0 | 0 | 0 | 0 | 0 | 0 | 0 | 0 | 0 | 5906.8497 | 3997.4251
6 | 600 | 606 | 600 606 Demand controlled circulating systems / College | 0 | 0 | 411.8742 | 21.6813 | 23.2118 | 24.1129 | 25.548 | 25.8788 | 26.6823 | 27.2485 | 27.4622 | 27.3814 | 27.2484 | 27.1885 | 28.054 | 28.745 | 28.974 | 0 | 0 | 0 | 0 | 0 | 0 | 0 | 0 | 0 | 0 | 0 | 0 | 0 | 781.2912 | 645.8623
6 | 600 | 608 | 600 608 Heat Recovery Unit / College | 0 | 0 | 727.8112 | 334.8318 | 358.469 | 372.3846 | 394.5498 | 399.6573 | 412.0654 | 420.8069 | 424.1134 | 422.8695 | 0 | 0 | 0 | 0 | 0 | 0 | 0 | 0 | 0 | 0 | 0 | 0 | 0 | 0 | 0 | 0 | 0 | 0 | 4267.5589 | 3318.4994
6 | 600 | 609 | 600 609 Heat Trap / College | 0 | 0 | 429.5179 | 39.1694 | 41.9345 | 43.5624 | 46.1552 | 46.7528 | 48.2043 | 49.227 | 49.6136 | 49.468 | 0 | 0 | 0 | 0 | 0 | 0 | 0 | 0 | 0 | 0 | 0 | 0 | 0 | 0 | 0 | 0 | 0 | 0 | 843.6052 | 732.5823
6 | 600 | 610 | 600 610 Hot Water Pipe Insulation / College | 0 | 0 | 398.6671 | 8.5907 | 9.1971 | 9.5541 | 10.1228 | 10.2539 | 10.5723 | 10.7967 | 10.8813 | 10.8491 | 10.7966 | 10.7728 | 11.1157 | 11.3899 | 11.4804 | 0 | 0 | 0 | 0 | 0 | 0 | 0 | 0 | 0 | 0 | 0 | 0 | 0 | 545.0404 | 491.3796
6 | 700 | 701 | 700 701 PC Manual Power Management Enabling / College | 0 | 0 | 1014.5484 | 619.0401 | 662.7405 | 688.468 | 0 | 0 | 0 | 0 | 0 | 0 | 0 | 0 | 0 | 0 | 0 | 0 | 0 | 0 | 0 | 0 | 0 | 0 | 0 | 0 | 0 | 0 | 0 | 0 | 2984.797 | 2751.2404
6 | 700 | 702 | 700 702 PC Network Power Management Enabling / College | 0 | 0 | 1014.5484 | 619.0401 | 662.7405 | 688.468 | 0 | 0 | 0 | 0 | 0 | 0 | 0 | 0 | 0 | 0 | 0 | 0 | 0 | 0 | 0 | 0 | 0 | 0 | 0 | 0 | 0 | 0 | 0 | 0 | 2984.797 | 2751.2404
6 | 710 | 711 | 710 711 Energy Star or Better Monitor / College | 0 | 0 | 1287.7691 | 889.8511 | 952.6698 | 989.6517 | 0 | 0 | 0 | 0 | 0 | 0 | 0 | 0 | 0 | 0 | 0 | 0 | 0 | 0 | 0 | 0 | 0 | 0 | 0 | 0 | 0 | 0 | 0 | 0 | 4119.9417 | 3784.2112
6 | 710 | 712 | 710 712 Monitor Power Management Enabling / College | 0 | 0 | 975.9592 | 580.7912 | 621.7915 | 645.9294 | 0 | 0 | 0 | 0 | 0 | 0 | 0 | 0 | 0 | 0 | 0 | 0 | 0 | 0 | 0 | 0 | 0 | 0 | 0 | 0 | 0 | 0 | 0 | 0 | 2824.4713 | 2605.3455
6 | 720 | 721 | 720 721 Energy Star or Better Monitor / College | 0 | 0 | 390.1032 | 0.10227 | 0.10949 | 0.11374 | 0 | 0 | 0 | 0 | 0 | 0 | 0 | 0 | 0 | 0 | 0 | 0 | 0 | 0 | 0 | 0 | 0 | 0 | 0 | 0 | 0 | 0 | 0 | 0 | 390.4287 | 390.3901
6 | 720 | 722 | 720 722 Monitor Power Management Enabling / College | 0 | 0 | 390.9286 | 0.92042 | 0.98541 | 1.0238 | 0 | 0 | 0 | 0 | 0 | 0 | 0 | 0 | 0 | 0 | 0 | 0 | 0 | 0 | 0 | 0 | 0 | 0 | 0 | 0 | 0 | 0 | 0 | 0 | 393.8582 | 393.5109
6 | 730 | 732 | 730 732 Copier Power Management Enabling / College | 0 | 0 | 416.1045 | 25.8744 | 27.7009 | 28.7762 | 30.4889 | 30.8837 | 0 | 0 | 0 | 0 | 0 | 0 | 0 | 0 | 0 | 0 | 0 | 0 | 0 | 0 | 0 | 0 | 0 | 0 | 0 | 0 | 0 | 0 | 559.8285 | 535.0055
6 | 740 | 741 | 740 741 Printer Power Management Enabling / College | 0 | 0 | 777.4408 | 384.0237 | 411.1335 | 427.0937 | 452.5152 | 0 | 0 | 0 | 0 | 0 | 0 | 0 | 0 | 0 | 0 | 0 | 0 | 0 | 0 | 0 | 0 | 0 | 0 | 0 | 0 | 0 | 0 | 0 | 2452.2069 | 2207.0324
6 | 800 | 801 | 800 801 Convection Oven / College | 0 | 0 | 400.1116 | 10.0225 | 10.73 | 11.1464 | 11.81 | 11.9628 | 12.3342 | 12.5961 | 12.6949 | 12.657 | 0 | 0 | 0 | 0 | 0 | 0 | 0 | 0 | 0 | 0 | 0 | 0 | 0 | 0 | 0 | 0 | 0 | 0 | 506.0655 | 477.6578
6 | 810 | 811 | 810 811 Efficient Fryer / College | 0 | 0 | 392.1668 | 2.1477 | 2.2993 | 2.3885 | 2.5306 | 2.5634 | 2.643 | 2.6992 | 2.7204 | 2.7121 | 0 | 0 | 0 | 0 | 0 | 0 | 0 | 0 | 0 | 0 | 0 | 0 | 0 | 0 | 0 | 0 | 0 | 0 | 414.871 | 408.7837
6 | 900 | 901 | 900 901 Vending Misers (cooled machines only) / College | 0 | 0 | 443.5504 | 53.0781 | 56.8251 | 59.031 | 62.5446 | 63.3544 | 65.3213 | 66.707 | 67.2311 | 67.0343 | 0 | 0 | 0 | 0 | 0 | 0 | 0 | 0 | 0 | 0 | 0 | 0 | 0 | 0 | 0 | 0 | 0 | 0 | 1004.6772 | 854.2307
7 | 110 | 111 | 110 111 Premium T8, Elecctronic Ballast / Hospital | 0 | 0 | 1720.609 | 1318.872 | 1411.977 | 1466.792 | 1554.101 | 1574.219 | 1623.09 | 1657.521 | 1670.545 | 1665.644 | 1657.525 | 1653.91 | 0 | 0 | 0 | 0 | 0 | 0 | 0 | 0 | 0 | 0 | 0 | 0 | 0 | 0 | 0 | 0 | 18974.805 | 13641.5162
7 | 110 | 114 | 110 114 Continuous Dimming / Hospital | 0 | 0 | 3346.615 | 2930.544 | 3137.427 | 3259.219 | 3453.216 | 3497.918 | 3606.517 | 3683.024 | 3711.964 | 0 | 0 | 0 | 0 | 0 | 0 | 0 | 0 | 0 | 0 | 0 | 0 | 0 | 0 | 0 | 0 | 0 | 0 | 0 | 30626.444 | 23914.8325
7 | 110 | 115 | 110 115 Lighting Control Tuneup / Hospital | 0 | 0 | 696.4445 | 303.7418 | 325.1838 | 337.8078 | 357.9149 | 362.5482 | 0 | 0 | 0 | 0 | 0 | 0 | 0 | 0 | 0 | 0 | 0 | 0 | 0 | 0 | 0 | 0 | 0 | 0 | 0 | 0 | 0 | 0 | 2383.641 | 2092.2396
7 | 120 | 121 | 120 121 ROB Premium T8, 1EB / Hospital | 0 | 0 | 965.022 | 569.9503 | 610.1849 | 633.8734 | 671.6039 | 680.2983 | 701.4174 | 716.2966 | 721.925 | 719.8074 | 716.2979 | 714.7341 | 0 | 0 | 0 | 0 | 0 | 0 | 0 | 0 | 0 | 0 | 0 | 0 | 0 | 0 | 0 | 0 | 8421.4112 | 6116.6346
7 | 120 | 122 | 120 122 ROB Premium T8, EB, Reflector / Hospital | 0 | 0 | 2712.461 | 2301.99 | 2464.499 | 2560.17 | 2712.566 | 2747.681 | 2832.981 | 2893.078 | 2915.811 | 2907.251 | 2893.091 | 2886.775 | 0 | 0 | 0 | 0 | 0 | 0 | 0 | 0 | 0 | 0 | 0 | 0 | 0 | 0 | 0 | 0 | 32828.354 | 23519.5006
7 | 120 | 123 | 120 123 Occupancy Sensor / Hospital | 0 | 0 | 1124.951 | 728.4685 | 779.8937 | 810.1707 | 858.3952 | 869.5075 | 896.5005 | 0 | 0 | 0 | 0 | 0 | 0 | 0 | 0 | 0 | 0 | 0 | 0 | 0 | 0 | 0 | 0 | 0 | 0 | 0 | 0 | 0 | 6067.8871 | 5088.1676
7 | 120 | 124 | 120 124 Lighting Control Tuneup / Hospital | 0 | 0 | 577.6844 | 186.0291 | 199.1615 | 206.8931 | 219.2078 | 222.0454 | 0 | 0 | 0 | 0 | 0 | 0 | 0 | 0 | 0 | 0 | 0 | 0 | 0 | 0 | 0 | 0 | 0 | 0 | 0 | 0 | 0 | 0 | 1611.0213 | 1432.5502
7 | 130 | 131 | 130 131 CFL Screw-in 18W / Hospital | 0 | 0 | 10741.07 | 0 | 0 | 0 | 0 | 0 | 0 | 0 | 0 | 0 | 0 | 0 | 0 | 0 | 0 | 0 | 0 | 0 | 0 | 0 | 0 | 0 | 0 | 0 | 0 | 0 | 0 | 0 | 10741.07 | 10741.07
7 | 150 | 151 | 150 151 PSMH, 250W, magnetic ballast / Hospital | 0 | 0 | 2805.855 | 2394.548 | 2563.593 | 2663.109 | 2821.623 | 2858.148 | 2946.884 | 3009.398 | 0 | 0 | 0 | 0 | 0 | 0 | 0 | 0 | 0 | 0 | 0 | 0 | 0 | 0 | 0 | 0 | 0 | 0 | 0 | 0 | 22063.158 | 17774.5025
7 | 150 | 152 | 150 152 PSMH, 250 W, electronic ballast / Hospital | 0 | 0 | 3182.458 | 2767.833 | 2963.229 | 3078.26 | 3261.484 | 3303.704 | 3406.273 | 3478.532 | 0 | 0 | 0 | 0 | 0 | 0 | 0 | 0 | 0 | 0 | 0 | 0 | 0 | 0 | 0 | 0 | 0 | 0 | 0 | 0 | 25441.773 | 20484.5608
7 | 150 | 153 | 150 153 High Bay T5 / Hospital | 0 | 0 | 3606.395 | 3188.051 | 3413.117 | 3545.613 | 3756.667 | 3805.297 | 3923.43 | 4006.661 | 0 | 0 | 0 | 0 | 0 | 0 | 0 | 0 | 0 | 0 | 0 | 0 | 0 | 0 | 0 | 0 | 0 | 0 | 0 | 0 | 29245.231 | 23535.3875
7 | 160 | 161 | 160 161 LED Exit Sign / Hospital | 0 | 0 | 391.3413 | 1.3295 | 1.4234 | 1.4787 | 1.5666 | 1.5869 | 1.6362 | 1.6709 | 1.684 | 1.6791 | 1.671 | 1.6673 | 1.7203 | 1.7632 | 1.7769 | 1.8206 | 0 | 0 | 0 | 0 | 0 | 0 | 0 | 0 | 0 | 0 | 0 | 0 | 415.8158 | 406.4016
7 | 200 | 201 | 200 201 High Pressure Sodium 250W Lamp / Hospital | 0 | 0 | 408.5724 | 18.4086 | 19.7081 | 20.4731 | 21.6918 | 0 | 0 | 0 | 0 | 0 | 0 | 0 | 0 | 0 | 0 | 0 | 0 | 0 | 0 | 0 | 0 | 0 | 0 | 0 | 0 | 0 | 0 | 0 | 488.854 | 477.1013
7 | 200 | 202 | 200 202 Outdoor Lighting Controls (Photocell/Timeclock) / Hospital | 0 | 0 | 404.6516 | 14.5224 | 15.5475 | 16.151 | 17.1124 | 0 | 0 | 0 | 0 | 0 | 0 | 0 | 0 | 0 | 0 | 0 | 0 | 0 | 0 | 0 | 0 | 0 | 0 | 0 | 0 | 0 | 0 | 0 | 467.9849 | 458.7133
7 | 210 | 211 | 210 211 Outdoor Lighting Controls (Photocell/Timeclock) / Hospital | 0 | 0 | 488.5369 | 97.6678 | 104.5626 | 108.6219 | 115.0871 | 0 | 0 | 0 | 0 | 0 | 0 | 0 | 0 | 0 | 0 | 0 | 0 | 0 | 0 | 0 | 0 | 0 | 0 | 0 | 0 | 0 | 0 | 0 | 914.4763 | 852.1216
7 | 300 | 301 | 300 301 Centrifugal Chiller, 0.51 kW/ton, 500 tons / Hospital | 0 | 0 | 2224.529 | 1818.358 | 1946.721 | 2022.298 | 2142.673 | 2170.41 | 2237.79 | 2285.26 | 2303.217 | 2296.461 | 2285.27 | 2280.283 | 2352.816 | 2410.785 | 2430.001 | 2489.927 | 2538.276 | 2559.075 | 2585.031 | 2613.492 | 0 | 0 | 0 | 0 | 0 | 0 | 0 | 0 | 45992.673 | 26268.115
7 | 300 | 302 | 300 302 High Efficiency Chiller Motors / Hospital | 0 | 0 | 862.7707 | 468.601 | 501.6808 | 521.1566 | 552.1772 | 559.3251 | 576.6903 | 588.924 | 593.5515 | 591.8104 | 588.9237 | 587.638 | 606.3336 | 621.2728 | 626.2231 | 641.6642 | 654.1262 | 659.4861 | 666.1771 | 673.5078 | 0 | 0 | 0 | 0 | 0 | 0 | 0 | 0 | 12142.0402 | 7058.9245
7 | 300 | 304 | 300 304 EMS - Chiller / Hospital | 0 | 0 | 2034.483 | 1629.978 | 1745.047 | 1812.788 | 1920.689 | 1945.553 | 2005.955 | 2048.509 | 2064.606 | 2058.548 | 0 | 0 | 0 | 0 | 0 | 0 | 0 | 0 | 0 | 0 | 0 | 0 | 0 | 0 | 0 | 0 | 0 | 0 | 19266.156 | 14646.0863
7 | 300 | 305 | 300 305 Chiller Tune Up/Diagnostics / Hospital | 0 | 0 | 1633.801 | 1232.849 | 1319.887 | 1371.127 | 1452.764 | 1471.571 | 1517.244 | 1549.428 | 1561.601 | 1557.004 | 0 | 0 | 0 | 0 | 0 | 0 | 0 | 0 | 0 | 0 | 0 | 0 | 0 | 0 | 0 | 0 | 0 | 0 | 14667.276 | 11172.8039
7 | 300 | 306 | 300 306 VSD for Chiller Pumps and Towers / Hospital | 0 | 0 | 1941.827 | 1538.14 | 1646.725 | 1710.65 | 1812.471 | 1835.934 | 1892.933 | 1933.089 | 1948.279 | 1942.564 | 1933.089 | 1928.877 | 1990.23 | 2039.274 | 2055.52 | 0 | 0 | 0 | 0 | 0 | 0 | 0 | 0 | 0 | 0 | 0 | 0 | 0 | 28149.602 | 18541.7858
7 | 300 | 307 | 300 307 EMS Optimization / Hospital | 0 | 0 | 1155.286 | 758.5364 | 812.0848 | 843.6096 | 893.8231 | 0 | 0 | 0 | 0 | 0 | 0 | 0 | 0 | 0 | 0 | 0 | 0 | 0 | 0 | 0 | 0 | 0 | 0 | 0 | 0 | 0 | 0 | 0 | 4463.3399 | 3979.0631
7 | 300 | 308 | 300 308 Aerosole Duct Sealing / Hospital | 0 | 0 | 1936.565 | 1532.924 | 1641.142 | 1704.849 | 1806.325 | 1829.708 | 1886.515 | 1926.535 | 1941.673 | 1935.977 | 1926.534 | 1922.336 | 1983.487 | 2032.358 | 2048.549 | 0 | 0 | 0 | 0 | 0 | 0 | 0 | 0 | 0 | 0 | 0 | 0 | 0 | 28055.477 | 18480.2377
7 | 300 | 309 | 300 309 Duct/Pipe Insulation / Hospital | 0 | 0 | 690.8728 | 298.2192 | 319.2715 | 331.6658 | 351.4073 | 355.9563 | 367.0075 | 374.7933 | 377.738 | 376.6298 | 0 | 0 | 0 | 0 | 0 | 0 | 0 | 0 | 0 | 0 | 0 | 0 | 0 | 0 | 0 | 0 | 0 | 0 | 3843.5615 | 2998.2784
7 | 300 | 311 | 300 311 Window Film (Standard) / Hospital | 0 | 0 | 1230.7105 | 833.2945 | 892.1194 | 926.7553 | 981.9198 | 994.6311 | 1025.507 | 1047.26 | 1055.489 | 1052.393 | 0 | 0 | 0 | 0 | 0 | 0 | 0 | 0 | 0 | 0 | 0 | 0 | 0 | 0 | 0 | 0 | 0 | 0 | 10040.0796 | 7678.1559
7 | 300 | 313 | 300 313 Ceiling Insulation / Hospital | 0 | 0 | 2289.096 | 1882.363 | 2015.259 | 2093.492 | 2218.126 | 2246.842 | 2316.568 | 2365.723 | 2384.308 | 2377.292 | 2365.767 | 2360.555 | 2435.656 | 2495.693 | 2515.588 | 2577.623 | 2627.675 | 2649.181 | 2676.083 | 2705.538 | 0 | 0 | 0 | 0 | 0 | 0 | 0 | 0 | 47598.428 | 27179.2784
7 | 300 | 314 | 300 314 Roof Insulation / Hospital | 0 | 0 | 1087.2903 | 691.1396 | 739.9292 | 768.6559 | 814.4099 | 824.9525 | 850.5615 | 868.6041 | 875.429 | 872.8607 | 868.6074 | 866.7102 | 894.2778 | 916.3242 | 923.6198 | 946.4012 | 964.7746 | 972.6793 | 982.545 | 993.3636 | 0 | 0 | 0 | 0 | 0 | 0 | 0 | 0 | 17723.1358 | 10226.0217
7 | 300 | 317 | 300 317 Thermal Energy Storage (TES) Positive / Hospital | 0 | 0 | 2309.54 | 1902.621 | 2036.947 | 2116.019 | 2241.956 | 2270.991 | 2341.504 | 2391.141 | 2409.945 | 2402.831 | 2391.161 | 2385.901 | 2461.844 | 2522.447 | 2542.57 | 2605.267 | 2655.819 | 2677.657 | 2704.829 | 2734.585 | 2754.115 | 2787.021 | 2831.698 | 2863.795 | 2912.454 | 2953.567 | 3075.23 | 3184.266 | 71467.721 | 32849.0833
7 | 300 | 317 | 300 317 Thermal Energy Storage (TES) Negative / Hospital | 0 | 0 | -2893.268 | -2867.75 | -3070.206 | -3189.38 | -3379.218 | -3422.962 | -3529.237 | -3604.105 | -3632.428 | -3621.772 | -3604.106 | -3596.255 | -3710.662 | -3802.076 | -3832.36 | -3926.858 | -4003.13 | -4035.938 | -4076.876 | -4121.743 | -4151.186 | -4200.818 | -4268.113 | -4316.626 | -4389.814 | -4451.785 | -4635.172 | -4799.493 | -107133.337 | -48924.5838
7 | 320 | 321 | 320 321 DX Packaged System, EER=10.9, 10 tons / Hospital | 0 | 0 | 1821.708 | 1419.094 | 1519.272 | 1578.256 | 1672.205 | 1693.852 | 1746.432 | 1783.48 | 1797.493 | 1792.217 | 1783.499 | 1779.596 | 1836.207 | 1881.445 | 1896.448 | 0 | 0 | 0 | 0 | 0 | 0 | 0 | 0 | 0 | 0 | 0 | 0 | 0 | 26001.204 | 17136.952
7 | 320 | 322 | 320 322 Hybrid Dessicant-DX System (Trane CDQ) / Hospital | 0 | 0 | 9909.04 | 9435.106 | 10101.21 | 10493.3 | 11117.9 | 11261.82 | 11611.46 | 11857.78 | 11950.96 | 11915.88 | 11857.78 | 11831.9 | 12208.33 | 12509.09 | 12608.78 | 0 | 0 | 0 | 0 | 0 | 0 | 0 | 0 | 0 | 0 | 0 | 0 | 0 | 170670.336 | 111734.9707
7 | 320 | 323 | 320 323 Geothermal Heat Pump, EER=13, 10 tons / Hospital | 0 | 0 | 5342.108 | 4908.445 | 5254.961 | 5458.944 | 5783.881 | 5858.754 | 6040.649 | 6168.793 | 6217.267 | 6199.022 | 6168.791 | 6155.352 | 6351.148 | 6507.62 | 6559.484 | 0 | 0 | 0 | 0 | 0 | 0 | 0 | 0 | 0 | 0 | 0 | 0 | 0 | 88975.219 | 58315.1762
7 | 320 | 326 | 320 326 DX Tune Up/ Advanced Diagnostics / Hospital | 0 | 0 | 1617.842 | 1217.012 | 1302.927 | 1353.506 | 1434.072 | 1452.636 | 1497.733 | 1529.505 | 1541.523 | 1537.001 | 0 | 0 | 0 | 0 | 0 | 0 | 0 | 0 | 0 | 0 | 0 | 0 | 0 | 0 | 0 | 0 | 0 | 0 | 14483.757 | 11034.2126
7 | 320 | 327 | 320 327 DX Coil Cleaning / Hospital | 0 | 0 | 1569.726 | 1169.34 | 1251.894 | 1300.499 | 1377.927 | 0 | 0 | 0 | 0 | 0 | 0 | 0 | 0 | 0 | 0 | 0 | 0 | 0 | 0 | 0 | 0 | 0 | 0 | 0 | 0 | 0 | 0 | 0 | 6669.386 | 5922.8275
7 | 320 | 329 | 320 329 Aerosole Duct Sealing / Hospital | 0 | 0 | 2849.088 | 2437.399 | 2609.47 | 2710.765 | 2872.116 | 2909.296 | 2999.62 | 3063.253 | 3087.323 | 3078.266 | 3063.252 | 3056.578 | 3153.802 | 3231.515 | 3257.259 | 0 | 0 | 0 | 0 | 0 | 0 | 0 | 0 | 0 | 0 | 0 | 0 | 0 | 44379.002 | 29154.0635
7 | 320 | 330 | 320 330 Duct/Pipe Insulation / Hospital | 0 | 0 | 869.4774 | 475.2485 | 508.7976 | 528.5497 | 560.0103 | 567.2596 | 584.8712 | 597.2784 | 601.9716 | 600.206 | 0 | 0 | 0 | 0 | 0 | 0 | 0 | 0 | 0 | 0 | 0 | 0 | 0 | 0 | 0 | 0 | 0 | 0 | 5893.6703 | 4546.6086
7 | 320 | 334 | 320 334 Ceiling Insulation / Hospital | 0 | 0 | 3406.636 | 2990.044 | 3201.139 | 3325.428 | 3523.388 | 3568.991 | 3679.763 | 3757.847 | 3787.385 | 3778.758 | 3757.881 | 3749.647 | 3868.893 | 3964.257 | 3995.896 | 4094.414 | 4173.916 | 4208.124 | 4250.817 | 4297.589 | 0 | 0 | 0 | 0 | 0 | 0 | 0 | 0 | 75380.813 | 42944.9279
7 | 320 | 335 | 320 335 Roof Insulation / Hospital | 0 | 0 | 1500.625 | 1100.833 | 1178.542 | 1224.301 | 1297.175 | 1313.967 | 1354.756 | 1383.494 | 1394.365 | 1390.275 | 1383.504 | 1380.482 | 1424.39 | 1459.492 | 1471.124 | 1507.406 | 1536.672 | 1549.262 | 1564.976 | 1582.211 | 0 | 0 | 0 | 0 | 0 | 0 | 0 | 0 | 27997.852 | 16056.6061
7 | 340 | 344 | 340 344 Aerosole Duct Sealing / Hospital | 0 | 0 | 2904.393 | 2492.216 | 2668.157 | 2771.73 | 2936.71 | 2974.726 | 3067.081 | 3132.145 | 3156.757 | 3147.496 | 3132.144 | 3125.321 | 3224.73 | 3304.192 | 3330.515 | 0 | 0 | 0 | 0 | 0 | 0 | 0 | 0 | 0 | 0 | 0 | 0 | 0 | 45368.313 | 29800.9663
7 | 340 | 345 | 340 345 Duct/Pipe Insulation / Hospital | 0 | 0 | 880.0018 | 485.6801 | 519.9656 | 540.1512 | 572.3024 | 579.7108 | 597.709 | 610.3884 | 615.1847 | 613.3799 | 0 | 0 | 0 | 0 | 0 | 0 | 0 | 0 | 0 | 0 | 0 | 0 | 0 | 0 | 0 | 0 | 0 | 0 | 6014.4739 | 4637.8448
7 | 340 | 349 | 340 349 Ceiling Insulation / Hospital | 0 | 0 | 3474.529 | 3057.338 | 3273.184 | 3400.269 | 3602.685 | 3649.315 | 3762.579 | 3842.423 | 3872.622 | 3863.748 | 3842.454 | 3834.036 | 3955.966 | 4053.475 | 4085.829 | 4186.561 | 4267.852 | 4302.83 | 4346.487 | 4394.309 | 0 | 0 | 0 | 0 | 0 | 0 | 0 | 0 | 77068.491 | 43902.6335
7 | 340 | 351 | 340 351 Cool Roof - DX / Hospital | 0 | 0 | 6767.827 | 6321.58 | 6767.877 | 7030.565 | 7449.114 | 7545.542 | 7779.76 | 7944.811 | 8007.248 | 7983.691 | 7944.852 | 7927.49 | 8179.636 | 8381.201 | 8448.045 | 0 | 0 | 0 | 0 | 0 | 0 | 0 | 0 | 0 | 0 | 0 | 0 | 0 | 114479.239 | 74992.0311
7 | 360 | 361 | 360 361 HE PTAC, EER=9.6, 1 ton / Hospital | 0 | 0 | 4431.732 | 4006.098 | 4288.926 | 4455.412 | 4720.638 | 4781.747 | 4930.167 | 5034.768 | 5074.329 | 5059.421 | 5034.804 | 5023.767 | 5183.597 | 5311.316 | 5353.671 | 0 | 0 | 0 | 0 | 0 | 0 | 0 | 0 | 0 | 0 | 0 | 0 | 0 | 72690.393 | 47666.6429
7 | 400 | 402 | 400 402 Variable Speed Drive Control / Hospital | 0 | 0 | 3045.234 | 2631.814 | 2817.611 | 2926.985 | 3101.206 | 3141.351 | 3238.88 | 3307.588 | 3333.579 | 3323.799 | 3307.587 | 3300.381 | 3405.359 | 3489.271 | 3517.069 | 0 | 0 | 0 | 0 | 0 | 0 | 0 | 0 | 0 | 0 | 0 | 0 | 0 | 47887.714 | 31448.3835
7 | 400 | 403 | 400 403 Air Handler Optimization / Hospital | 0 | 0 | 1229.6787 | 832.2731 | 891.0269 | 925.616 | 980.7108 | 993.4063 | 1024.248 | 1045.976 | 0 | 0 | 0 | 0 | 0 | 0 | 0 | 0 | 0 | 0 | 0 | 0 | 0 | 0 | 0 | 0 | 0 | 0 | 0 | 0 | 7922.9358 | 6432.3286
7 | 400 | 404 | 400 404 Electronically Commutated Motors (ECM) on an Air Handler Unit / Hospital | 0 | 0 | 1574.919 | 1174.468 | 1257.38 | 1306.19 | 1383.938 | 1401.853 | 1445.376 | 1476.037 | 1487.636 | 1483.272 | 1476.037 | 1472.82 | 1519.675 | 1557.115 | 1569.52 | 0 | 0 | 0 | 0 | 0 | 0 | 0 | 0 | 0 | 0 | 0 | 0 | 0 | 21586.236 | 14250.0515
7 | 400 | 405 | 400 405 Demand Control Ventilation (DCV) / Hospital | 0 | 0 | 1667.85 | 1266.599 | 1356.019 | 1408.662 | 1492.533 | 1511.855 | 1558.776 | 1591.834 | 1604.35 | 1599.617 | 1591.883 | 1588.377 | 1638.907 | 1679.302 | 1692.684 | 0 | 0 | 0 | 0 | 0 | 0 | 0 | 0 | 0 | 0 | 0 | 0 | 0 | 23249.248 | 15337.4518
7 | 400 | 406 | 400 406 Energy Recovery Ventilation (ERV) / Hospital | 0 | 0 | 974.0926 | 578.9491 | 619.8126 | 643.889 | 682.2168 | 691.051 | 712.4926 | 727.6074 | 733.3254 | 731.1725 | 727.6324 | 726.0218 | 749.1187 | 767.5949 | 773.7034 | 792.7903 | 808.1756 | 814.7878 | 823.0535 | 832.1287 | 0 | 0 | 0 | 0 | 0 | 0 | 0 | 0 | 14909.6161 | 8629.4209
7 | 600 | 603 | 600 603 Heat Pump Water Heater (air source) / Hospital | 0 | 0 | 1951.836 | 1548.06 | 1657.347 | 1721.682 | 1824.161 | 1847.774 | 1905.142 | 1945.557 | 1960.845 | 1955.093 | 1945.556 | 1941.317 | 2003.07 | 2052.426 | 2068.776 | 0 | 0 | 0 | 0 | 0 | 0 | 0 | 0 | 0 | 0 | 0 | 0 | 0 | 28328.642 | 18658.8586
7 | 600 | 606 | 600 606 Demand controlled circulating systems / Hospital | 0 | 0 | 500.609 | 109.6334 | 117.3729 | 121.9293 | 129.1867 | 130.8591 | 134.9218 | 137.7842 | 138.8665 | 138.4594 | 137.784 | 137.483 | 141.8572 | 145.3518 | 146.5105 | 0 | 0 | 0 | 0 | 0 | 0 | 0 | 0 | 0 | 0 | 0 | 0 | 0 | 2368.6088 | 1683.797
7 | 600 | 608 | 600 608 Heat Recovery Unit / Hospital | 0 | 0 | 2100.931 | 1695.84 | 1815.559 | 1886.037 | 1998.298 | 2024.165 | 2087.01 | 2131.283 | 2148.03 | 2141.728 | 0 | 0 | 0 | 0 | 0 | 0 | 0 | 0 | 0 | 0 | 0 | 0 | 0 | 0 | 0 | 0 | 0 | 0 | 20028.881 | 15222.1288
7 | 600 | 609 | 600 609 Heat Trap / Hospital | 0 | 0 | 590.1692 | 198.4038 | 212.4099 | 220.6556 | 233.7895 | 236.8159 | 244.1683 | 249.3479 | 251.3072 | 250.5705 | 0 | 0 | 0 | 0 | 0 | 0 | 0 | 0 | 0 | 0 | 0 | 0 | 0 | 0 | 0 | 0 | 0 | 0 | 2687.6378 | 2125.275
7 | 600 | 610 | 600 610 Hot Water Pipe Insulation / Hospital | 0 | 0 | 433.7483 | 43.3625 | 46.4236 | 48.2258 | 51.0962 | 51.7576 | 53.3645 | 54.4968 | 54.9249 | 54.7637 | 54.4967 | 54.3779 | 56.1079 | 57.49 | 57.9484 | 0 | 0 | 0 | 0 | 0 | 0 | 0 | 0 | 0 | 0 | 0 | 0 | 0 | 1172.5848 | 901.726
7 | 700 | 701 | 700 701 PC Manual Power Management Enabling / Hospital | 0 | 0 | 601.8285 | 209.9603 | 224.7821 | 233.5082 | 0 | 0 | 0 | 0 | 0 | 0 | 0 | 0 | 0 | 0 | 0 | 0 | 0 | 0 | 0 | 0 | 0 | 0 | 0 | 0 | 0 | 0 | 0 | 0 | 1270.0791 | 1190.8635
7 | 700 | 702 | 700 702 PC Network Power Management Enabling / Hospital | 0 | 0 | 601.8285 | 209.9603 | 224.7821 | 233.5082 | 0 | 0 | 0 | 0 | 0 | 0 | 0 | 0 | 0 | 0 | 0 | 0 | 0 | 0 | 0 | 0 | 0 | 0 | 0 | 0 | 0 | 0 | 0 | 0 | 1270.0791 | 1190.8635
7 | 710 | 711 | 710 711 Energy Star or Better Monitor / Hospital | 0 | 0 | 694.5872 | 301.9009 | 323.2131 | 335.7604 | 0 | 0 | 0 | 0 | 0 | 0 | 0 | 0 | 0 | 0 | 0 | 0 | 0 | 0 | 0 | 0 | 0 | 0 | 0 | 0 | 0 | 0 | 0 | 0 | 1655.4616 | 1541.5579
7 | 710 | 712 | 710 712 Monitor Power Management Enabling / Hospital | 0 | 0 | 588.8278 | 197.0742 | 210.9864 | 219.1771 | 0 | 0 | 0 | 0 | 0 | 0 | 0 | 0 | 0 | 0 | 0 | 0 | 0 | 0 | 0 | 0 | 0 | 0 | 0 | 0 | 0 | 0 | 0 | 0 | 1216.0655 | 1141.7117
7 | 720 | 722 | 720 722 Monitor Power Management Enabling / Hospital | 0 | 0 | 390.3095 | 0.30682 | 0.32847 | 0.3413 | 0 | 0 | 0 | 0 | 0 | 0 | 0 | 0 | 0 | 0 | 0 | 0 | 0 | 0 | 0 | 0 | 0 | 0 | 0 | 0 | 0 | 0 | 0 | 0 | 391.2861 | 391.1704
7 | 730 | 732 | 730 732 Copier Power Management Enabling / Hospital | 0 | 0 | 405.8897 | 15.7496 | 16.8614 | 17.5159 | 18.5585 | 18.7987 | 0 | 0 | 0 | 0 | 0 | 0 | 0 | 0 | 0 | 0 | 0 | 0 | 0 | 0 | 0 | 0 | 0 | 0 | 0 | 0 | 0 | 0 | 493.3737 | 478.2641
7 | 740 | 741 | 740 741 Printer Power Management Enabling / Hospital | 0 | 0 | 593.8837 | 202.0854 | 216.3514 | 224.7502 | 238.1279 | 0 | 0 | 0 | 0 | 0 | 0 | 0 | 0 | 0 | 0 | 0 | 0 | 0 | 0 | 0 | 0 | 0 | 0 | 0 | 0 | 0 | 0 | 0 | 1475.1986 | 1346.18
7 | 800 | 801 | 800 801 Convection Oven / Hospital | 0 | 0 | 446.6458 | 56.1462 | 60.1097 | 62.4433 | 66.1599 | 67.0164 | 69.097 | 70.5631 | 71.1174 | 70.908 | 0 | 0 | 0 | 0 | 0 | 0 | 0 | 0 | 0 | 0 | 0 | 0 | 0 | 0 | 0 | 0 | 0 | 0 | 1040.207 | 881.0644
7 | 810 | 811 | 810 811 Efficient Fryer / Hospital | 0 | 0 | 399.2862 | 9.2043 | 9.8541 | 10.2365 | 10.8459 | 10.9863 | 11.3274 | 11.5678 | 11.6585 | 11.6237 | 0 | 0 | 0 | 0 | 0 | 0 | 0 | 0 | 0 | 0 | 0 | 0 | 0 | 0 | 0 | 0 | 0 | 0 | 496.5905 | 470.5019
7 | 900 | 901 | 900 901 Vending Misers (cooled machines only) / Hospital | 0 | 0 | 430.6529 | 40.2944 | 43.1389 | 44.8136 | 47.4808 | 48.0956 | 49.5887 | 50.6409 | 51.0386 | 50.8884 | 0 | 0 | 0 | 0 | 0 | 0 | 0 | 0 | 0 | 0 | 0 | 0 | 0 | 0 | 0 | 0 | 0 | 0 | 856.6328 | 742.4214
8 | 110 | 111 | 110 111 Premium T8, Elecctronic Ballast / Other Healthcare | 0 | 0 | 2911.388 | 2499.165 | 2675.594 | 2779.459 | 2944.91 | 2983.032 | 3075.638 | 3140.884 | 3165.563 | 3156.266 | 3140.898 | 3134.041 | 3233.737 | 3313.41 | 3339.817 | 3422.176 | 3488.629 | 3517.214 | 3552.892 | 0 | 0 | 0 | 0 | 0 | 0 | 0 | 0 | 0 | 59474.713 | 34864.4213
8 | 110 | 114 | 110 114 Continuous Dimming / Other Healthcare | 0 | 0 | 5992.536 | 5553.141 | 5945.183 | 6175.956 | 6543.583 | 6628.289 | 6834.066 | 6979.043 | 7033.882 | 7013.226 | 6979.059 | 6963.794 | 7185.367 | 0 | 0 | 0 | 0 | 0 | 0 | 0 | 0 | 0 | 0 | 0 | 0 | 0 | 0 | 0 | 85827.125 | 59574.4374
8 | 110 | 115 | 110 115 Lighting Control Tuneup / Other Healthcare | 0 | 0 | 970.8002 | 575.6777 | 616.3165 | 640.2428 | 678.3519 | 687.1334 | 0 | 0 | 0 | 0 | 0 | 0 | 0 | 0 | 0 | 0 | 0 | 0 | 0 | 0 | 0 | 0 | 0 | 0 | 0 | 0 | 0 | 0 | 4168.5225 | 3616.233
8 | 120 | 121 | 120 121 ROB Premium T8, 1EB / Other Healthcare | 0 | 0 | 1479.684 | 1080.072 | 1156.319 | 1201.209 | 1272.709 | 1289.185 | 1329.207 | 1357.403 | 1368.069 | 1364.056 | 1357.406 | 1354.446 | 1397.524 | 1431.974 | 1443.376 | 1478.973 | 1507.69 | 1520.045 | 1535.463 | 0 | 0 | 0 | 0 | 0 | 0 | 0 | 0 | 0 | 25924.81 | 15288.9139
8 | 120 | 122 | 120 122 ROB Premium T8, EB, Reflector / Other Healthcare | 0 | 0 | 4790.798 | 4362 | 4669.953 | 4851.22 | 5140.005 | 5206.543 | 5368.173 | 5482.055 | 5525.13 | 5508.898 | 5482.08 | 5470.07 | 5644.121 | 5783.178 | 5829.271 | 5973.009 | 6089 | 6138.896 | 6201.173 | 0 | 0 | 0 | 0 | 0 | 0 | 0 | 0 | 0 | 103515.573 | 60561.1418
8 | 120 | 123 | 120 123 Occupancy Sensor / Other Healthcare | 0 | 0 | 1782.618 | 1380.336 | 1477.779 | 1535.15 | 1626.528 | 1647.584 | 1698.731 | 1734.767 | 1748.398 | 1743.268 | 1734.773 | 0 | 0 | 0 | 0 | 0 | 0 | 0 | 0 | 0 | 0 | 0 | 0 | 0 | 0 | 0 | 0 | 0 | 18109.932 | 13389.9808
8 | 120 | 124 | 120 124 Lighting Control Tuneup / Other Healthcare | 0 | 0 | 745.6614 | 352.5245 | 377.4098 | 392.0618 | 415.3986 | 420.7759 | 0 | 0 | 0 | 0 | 0 | 0 | 0 | 0 | 0 | 0 | 0 | 0 | 0 | 0 | 0 | 0 | 0 | 0 | 0 | 0 | 0 | 0 | 2703.832 | 2365.6297
8 | 130 | 131 | 130 131 CFL Screw-in 18W / Other Healthcare | 0 | 0 | 20004.21 | 19441.23 | 0 | 0 | 0 | 0 | 0 | 0 | 0 | 0 | 0 | 0 | 0 | 0 | 0 | 0 | 0 | 0 | 0 | 0 | 0 | 0 | 0 | 0 | 0 | 0 | 0 | 0 | 39445.44 | 38265.0831
8 | 150 | 151 | 150 151 PSMH, 250W, magnetic ballast / Other Healthcare | 0 | 0 | 4967.649 | 4537.298 | 4857.619 | 5046.182 | 5346.555 | 5415.766 | 5583.899 | 5702.355 | 5747.163 | 5730.282 | 5702.366 | 5689.913 | 0 | 0 | 0 | 0 | 0 | 0 | 0 | 0 | 0 | 0 | 0 | 0 | 0 | 0 | 0 | 0 | 64327.047 | 45979.0033
8 | 150 | 152 | 150 152 PSMH, 250 W, electronic ballast / Other Healthcare | 0 | 0 | 5681.448 | 5244.799 | 5615.07 | 5833.034 | 6180.244 | 6260.247 | 6454.598 | 6591.525 | 6643.319 | 6623.809 | 6591.54 | 6577.123 | 0 | 0 | 0 | 0 | 0 | 0 | 0 | 0 | 0 | 0 | 0 | 0 | 0 | 0 | 0 | 0 | 74296.756 | 53087.7049
8 | 150 | 153 | 150 153 High Bay T5 / Other Healthcare | 0 | 0 | 6484.807 | 6041.065 | 6467.558 | 6718.608 | 7118.543 | 7210.694 | 7434.528 | 7592.258 | 7651.915 | 7629.445 | 7592.288 | 7575.673 | 0 | 0 | 0 | 0 | 0 | 0 | 0 | 0 | 0 | 0 | 0 | 0 | 0 | 0 | 0 | 0 | 85517.382 | 61088.3413
8 | 160 | 161 | 160 161 LED Exit Sign / Other Healthcare | 0 | 0 | 396.3972 | 6.3408 | 6.7883 | 7.0518 | 7.4716 | 7.5684 | 7.8033 | 7.9689 | 8.0314 | 8.0076 | 7.969 | 7.9511 | 8.2044 | 8.4071 | 8.4736 | 8.6832 | 0 | 0 | 0 | 0 | 0 | 0 | 0 | 0 | 0 | 0 | 0 | 0 | 513.1177 | 468.2212
8 | 200 | 201 | 200 201 High Pressure Sodium 250W Lamp / Other Healthcare | 0 | 0 | 475.1235 | 84.3727 | 90.329 | 93.8354 | 99.4207 | 0 | 0 | 0 | 0 | 0 | 0 | 0 | 0 | 0 | 0 | 0 | 0 | 0 | 0 | 0 | 0 | 0 | 0 | 0 | 0 | 0 | 0 | 0 | 843.0813 | 789.2148
8 | 200 | 202 | 200 202 Outdoor Lighting Controls (Photocell/Timeclock) / Other Healthcare | 0 | 0 | 457.2733 | 66.68 | 71.3872 | 74.1584 | 78.5725 | 0 | 0 | 0 | 0 | 0 | 0 | 0 | 0 | 0 | 0 | 0 | 0 | 0 | 0 | 0 | 0 | 0 | 0 | 0 | 0 | 0 | 0 | 0 | 748.0715 | 705.5006
8 | 210 | 211 | 210 211 Outdoor Lighting Controls (Photocell/Timeclock) / Other Healthcare | 0 | 0 | 463.0514 | 72.4072 | 77.5187 | 80.5279 | 85.3211 | 0 | 0 | 0 | 0 | 0 | 0 | 0 | 0 | 0 | 0 | 0 | 0 | 0 | 0 | 0 | 0 | 0 | 0 | 0 | 0 | 0 | 0 | 0 | 778.8262 | 732.5989
8 | 300 | 301 | 300 301 Centrifugal Chiller, 0.51 kW/ton, 500 tons / Other Healthcare | 0 | 0 | 1193.0499 | 795.9666 | 852.157 | 885.2391 | 937.932 | 950.0739 | 979.5681 | 1000.348 | 1008.208 | 1005.25 | 1000.35 | 998.1665 | 1029.916 | 1055.303 | 1063.707 | 1089.94 | 1111.103 | 1120.207 | 1131.57 | 1144.026 | 0 | 0 | 0 | 0 | 0 | 0 | 0 | 0 | 20352.0811 | 11717.8694
8 | 300 | 302 | 300 302 High Efficiency Chiller Motors / Other Healthcare | 0 | 0 | 596.979 | 205.1535 | 219.6355 | 228.1625 | 241.7435 | 244.873 | 252.4751 | 257.8309 | 259.8568 | 259.0946 | 257.8309 | 257.2671 | 265.4534 | 271.9933 | 274.1611 | 280.9218 | 286.3767 | 288.7234 | 291.6519 | 294.861 | 0 | 0 | 0 | 0 | 0 | 0 | 0 | 0 | 5535.045 | 3309.6561
8 | 300 | 304 | 300 304 EMS - Chiller / Other Healthcare | 0 | 0 | 1109.8868 | 713.5374 | 763.9089 | 793.5645 | 840.7999 | 851.6841 | 878.1251 | 896.7527 | 903.7993 | 901.1476 | 0 | 0 | 0 | 0 | 0 | 0 | 0 | 0 | 0 | 0 | 0 | 0 | 0 | 0 | 0 | 0 | 0 | 0 | 8653.2063 | 6630.7293
8 | 300 | 305 | 300 305 Chiller Tune Up/Diagnostics / Other Healthcare | 0 | 0 | 934.478 | 539.6776 | 577.7688 | 600.2128 | 635.9407 | 644.1751 | 664.1625 | 678.2519 | 683.5817 | 681.5746 | 0 | 0 | 0 | 0 | 0 | 0 | 0 | 0 | 0 | 0 | 0 | 0 | 0 | 0 | 0 | 0 | 0 | 0 | 6639.8237 | 5110.1349
8 | 300 | 306 | 300 306 VSD for Chiller Pumps and Towers / Other Healthcare | 0 | 0 | 1069.337 | 673.3453 | 720.8793 | 748.8644 | 793.4392 | 803.7104 | 828.6619 | 846.2405 | 852.8898 | 850.3881 | 846.2406 | 844.395 | 871.2583 | 892.7269 | 899.8382 | 0 | 0 | 0 | 0 | 0 | 0 | 0 | 0 | 0 | 0 | 0 | 0 | 0 | 12542.2149 | 8336.2368
8 | 300 | 307 | 300 307 EMS Optimization / Other Healthcare | 0 | 0 | 724.9222 | 331.9682 | 355.4033 | 369.2001 | 391.1756 | 0 | 0 | 0 | 0 | 0 | 0 | 0 | 0 | 0 | 0 | 0 | 0 | 0 | 0 | 0 | 0 | 0 | 0 | 0 | 0 | 0 | 0 | 0 | 2172.6694 | 1960.7289
8 | 300 | 308 | 300 308 Aerosole Duct Sealing / Other Healthcare | 0 | 0 | 1066.9639 | 670.9933 | 718.3613 | 746.2481 | 790.6666 | 800.9019 | 825.7672 | 843.2846 | 849.9113 | 847.418 | 843.2844 | 841.4451 | 868.2145 | 889.6047 | 896.6931 | 0 | 0 | 0 | 0 | 0 | 0 | 0 | 0 | 0 | 0 | 0 | 0 | 0 | 12499.758 | 8308.4756
8 | 300 | 309 | 300 309 Duct/Pipe Insulation / Other Healthcare | 0 | 0 | 521.7608 | 130.5987 | 139.8179 | 145.246 | 153.8915 | 155.8837 | 160.7231 | 164.1325 | 165.4221 | 164.9367 | 0 | 0 | 0 | 0 | 0 | 0 | 0 | 0 | 0 | 0 | 0 | 0 | 0 | 0 | 0 | 0 | 0 | 0 | 1902.413 | 1532.2395
8 | 300 | 311 | 300 311 Window Film (Standard) / Other Healthcare | 0 | 0 | 758.0429 | 364.7967 | 390.548 | 405.7111 | 429.8612 | 435.426 | 448.9424 | 458.4657 | 462.0679 | 460.7113 | 0 | 0 | 0 | 0 | 0 | 0 | 0 | 0 | 0 | 0 | 0 | 0 | 0 | 0 | 0 | 0 | 0 | 0 | 4614.5732 | 3580.5798
8 | 300 | 313 | 300 313 Ceiling Insulation / Other Healthcare | 0 | 0 | 1221.5074 | 824.1888 | 882.3676 | 916.6384 | 971.2009 | 983.7761 | 1014.305 | 1035.821 | 1043.962 | 1040.901 | 1035.855 | 1033.567 | 1066.444 | 1092.734 | 1101.44 | 1128.608 | 1150.515 | 1159.932 | 1171.705 | 1184.614 | 0 | 0 | 0 | 0 | 0 | 0 | 0 | 0 | 21060.0822 | 12119.6143
8 | 300 | 314 | 300 314 Roof Insulation / Other Healthcare | 0 | 0 | 695.3096 | 302.6166 | 323.9781 | 336.5574 | 356.5919 | 361.2083 | 372.4194 | 380.3195 | 383.3077 | 382.1823 | 380.3217 | 379.4887 | 391.5658 | 401.2169 | 404.4098 | 414.3868 | 422.4306 | 425.8903 | 430.209 | 434.9476 | 0 | 0 | 0 | 0 | 0 | 0 | 0 | 0 | 7979.358 | 4696.7247
8 | 300 | 317 | 300 317 Thermal Energy Storage (TES) Positive / Other Healthcare | 0 | 0 | 1599.868 | 1199.218 | 1283.875 | 1333.713 | 1413.093 | 1431.394 | 1475.837 | 1507.127 | 1518.968 | 1514.496 | 1507.135 | 1503.839 | 1551.686 | 1589.883 | 1602.573 | 1642.095 | 1673.971 | 1687.71 | 1704.839 | 1723.594 | 1735.915 | 1756.67 | 1784.813 | 1805.012 | 1835.701 | 1861.617 | 1938.296 | 2007.025 | 45189.963 | 20848.8065
8 | 300 | 317 | 300 317 Thermal Energy Storage (TES) Negative / Other Healthcare | 0 | 0 | -1635.505 | -1621.08 | -1735.524 | -1802.891 | -1910.202 | -1934.93 | -1995.005 | -2037.326 | -2053.336 | -2047.313 | -2037.327 | -2032.889 | -2097.561 | -2149.235 | -2166.354 | -2219.771 | -2262.887 | -2281.432 | -2304.573 | -2329.936 | -2346.58 | -2374.635 | -2412.677 | -2440.1 | -2481.472 | -2516.502 | -2620.167 | -2713.054 | -60560.264 | -27656.0577
8 | 320 | 321 | 320 321 DX Packaged System, EER=10.9, 10 tons / Other Healthcare | 0 | 0 | 1016.7153 | 621.187 | 665.0379 | 690.8579 | 731.9816 | 741.4573 | 764.4733 | 780.6896 | 786.8237 | 784.5142 | 780.6933 | 778.9881 | 803.765 | 823.5812 | 830.1379 | 0 | 0 | 0 | 0 | 0 | 0 | 0 | 0 | 0 | 0 | 0 | 0 | 0 | 11600.9033 | 7720.72
8 | 320 | 322 | 320 322 Hybrid Dessicant-DX System (Trane CDQ) / Other Healthcare | 0 | 0 | 4556.906 | 4130.167 | 4421.742 | 4593.379 | 4866.8 | 4929.8 | 5082.853 | 5190.679 | 5231.466 | 5216.106 | 5190.678 | 5179.37 | 5344.114 | 5475.786 | 5519.425 | 0 | 0 | 0 | 0 | 0 | 0 | 0 | 0 | 0 | 0 | 0 | 0 | 0 | 74929.271 | 49130.6394
8 | 320 | 323 | 320 323 Geothermal Heat Pump, EER=13, 10 tons / Other Healthcare | 0 | 0 | 2557.708 | 2148.588 | 2300.27 | 2389.564 | 2531.796 | 2564.57 | 2644.191 | 2700.284 | 2721.502 | 2713.518 | 2700.284 | 2694.4 | 2780.098 | 2848.609 | 2871.304 | 0 | 0 | 0 | 0 | 0 | 0 | 0 | 0 | 0 | 0 | 0 | 0 | 0 | 39166.686 | 25745.7717
8 | 320 | 326 | 320 326 DX Tune Up/ Advanced Diagnostics / Other Healthcare | 0 | 0 | 927.5677 | 532.8262 | 570.4399 | 592.5859 | 627.8591 | 635.9871 | 655.7304 | 669.6402 | 674.9019 | 672.9218 | 0 | 0 | 0 | 0 | 0 | 0 | 0 | 0 | 0 | 0 | 0 | 0 | 0 | 0 | 0 | 0 | 0 | 0 | 6560.4602 | 5050.1974
8 | 320 | 327 | 320 327 DX Coil Cleaning / Other Healthcare | 0 | 0 | 906.5179 | 511.9625 | 548.0976 | 569.3889 | 603.2823 | 0 | 0 | 0 | 0 | 0 | 0 | 0 | 0 | 0 | 0 | 0 | 0 | 0 | 0 | 0 | 0 | 0 | 0 | 0 | 0 | 0 | 0 | 0 | 3139.2492 | 2812.3912
8 | 320 | 329 | 320 329 Aerosole Duct Sealing / Other Healthcare | 0 | 0 | 1466.477 | 1066.983 | 1142.306 | 1186.649 | 1257.281 | 1273.557 | 1313.097 | 1340.952 | 1351.49 | 1347.525 | 1340.952 | 1338.029 | 1380.596 | 1414.609 | 1425.879 | 0 | 0 | 0 | 0 | 0 | 0 | 0 | 0 | 0 | 0 | 0 | 0 | 0 | 19646.382 | 12981.5967
8 | 320 | 330 | 320 330 Duct/Pipe Insulation / Other Healthcare | 0 | 0 | 599.8681 | 208.017 | 222.7012 | 231.3472 | 245.1177 | 248.2909 | 255.9991 | 261.4298 | 263.4838 | 262.7109 | 0 | 0 | 0 | 0 | 0 | 0 | 0 | 0 | 0 | 0 | 0 | 0 | 0 | 0 | 0 | 0 | 0 | 0 | 2798.9657 | 2209.3546
8 | 320 | 334 | 320 334 Ceiling Insulation / Other Healthcare | 0 | 0 | 1710.876 | 1309.245 | 1401.677 | 1456.095 | 1542.784 | 1562.757 | 1611.262 | 1645.439 | 1658.368 | 1653.487 | 1645.478 | 1641.857 | 1694.087 | 1735.842 | 1749.671 | 1792.828 | 1827.647 | 1842.589 | 1861.307 | 1881.798 | 0 | 0 | 0 | 0 | 0 | 0 | 0 | 0 | 33225.094 | 19022.8616
8 | 320 | 335 | 320 335 Roof Insulation / Other Healthcare | 0 | 0 | 876.2872 | 481.9976 | 516.0225 | 536.058 | 567.9681 | 575.3207 | 593.1777 | 605.7607 | 610.5201 | 608.728 | 605.765 | 604.4395 | 623.6682 | 639.0449 | 644.1299 | 660.0203 | 672.8336 | 678.343 | 685.2221 | 692.7719 | 0 | 0 | 0 | 0 | 0 | 0 | 0 | 0 | 12478.079 | 7249.6101
8 | 340 | 344 | 340 344 Aerosole Duct Sealing / Other Healthcare | 0 | 0 | 1490.621 | 1090.914 | 1167.927 | 1213.265 | 1285.481 | 1302.122 | 1342.548 | 1371.029 | 1381.802 | 1377.749 | 1371.028 | 1368.04 | 1411.561 | 1446.338 | 1457.861 | 0 | 0 | 0 | 0 | 0 | 0 | 0 | 0 | 0 | 0 | 0 | 0 | 0 | 20078.286 | 13264.0151
8 | 340 | 345 | 340 345 Duct/Pipe Insulation / Other Healthcare | 0 | 0 | 604.5112 | 212.6192 | 227.6283 | 236.4655 | 250.5408 | 253.784 | 261.6628 | 267.2137 | 269.3129 | 268.5233 | 0 | 0 | 0 | 0 | 0 | 0 | 0 | 0 | 0 | 0 | 0 | 0 | 0 | 0 | 0 | 0 | 0 | 0 | 2852.2617 | 2249.606
8 | 340 | 349 | 340 349 Ceiling Insulation / Other Healthcare | 0 | 0 | 1740.488 | 1338.596 | 1433.1 | 1488.737 | 1577.371 | 1597.791 | 1647.384 | 1682.327 | 1695.546 | 1690.554 | 1682.366 | 1678.664 | 1732.066 | 1774.756 | 1788.896 | 1833.02 | 1868.62 | 1883.897 | 1903.036 | 1923.984 | 0 | 0 | 0 | 0 | 0 | 0 | 0 | 0 | 33961.199 | 19440.5771
8 | 340 | 351 | 340 351 Cool Roof - DX / Other Healthcare | 0 | 0 | 3182.016 | 2767.407 | 2962.785 | 3077.791 | 3261.015 | 3303.231 | 3405.769 | 3478.016 | 3505.345 | 3495.04 | 3478.048 | 3470.404 | 3580.836 | 3669.07 | 3698.312 | 0 | 0 | 0 | 0 | 0 | 0 | 0 | 0 | 0 | 0 | 0 | 0 | 0 | 50335.085 | 33048.6785
8 | 360 | 361 | 360 361 HE PTAC, EER=9.6, 1 ton / Other Healthcare | 0 | 0 | 2159.2 | 1753.615 | 1877.411 | 1950.295 | 2066.394 | 2093.143 | 2158.119 | 2203.901 | 2221.217 | 2214.687 | 2203.924 | 2199.101 | 2269.054 | 2324.962 | 2343.497 | 0 | 0 | 0 | 0 | 0 | 0 | 0 | 0 | 0 | 0 | 0 | 0 | 0 | 32038.52 | 21084.7001
8 | 400 | 402 | 400 402 Variable Speed Drive Control / Other Healthcare | 0 | 0 | 1071.8134 | 675.8 | 723.5073 | 751.594 | 796.3305 | 806.6392 | 831.6826 | 849.3254 | 855.9995 | 853.4884 | 849.3252 | 847.4728 | 874.4342 | 895.9774 | 903.1165 | 0 | 0 | 0 | 0 | 0 | 0 | 0 | 0 | 0 | 0 | 0 | 0 | 0 | 12586.5064 | 8365.1998
8 | 400 | 403 | 400 403 Air Handler Optimization / Other Healthcare | 0 | 0 | 605.6462 | 213.7442 | 228.8333 | 237.7166 | 251.866 | 255.1264 | 263.0472 | 268.6274 | 0 | 0 | 0 | 0 | 0 | 0 | 0 | 0 | 0 | 0 | 0 | 0 | 0 | 0 | 0 | 0 | 0 | 0 | 0 | 0 | 2324.6073 | 1941.7898
8 | 400 | 404 | 400 404 Electronically Commutated Motors (ECM) on an Air Handler Unit / Other Healthcare | 0 | 0 | 694.381 | 301.6962 | 322.9928 | 335.5334 | 355.5059 | 360.1083 | 371.2868 | 379.163 | 382.142 | 381.0204 | 379.1639 | 378.3348 | 390.3728 | 399.9934 | 403.179 | 0 | 0 | 0 | 0 | 0 | 0 | 0 | 0 | 0 | 0 | 0 | 0 | 0 | 5834.8737 | 3950.359
8 | 400 | 405 | 400 405 Demand Control Ventilation (DCV) / Other Healthcare | 0 | 0 | 719.66 | 326.752 | 349.8164 | 363.4019 | 385.0359 | 390.0204 | 402.1223 | 410.6523 | 413.8785 | 412.6625 | 410.6611 | 409.7562 | 422.7975 | 433.2244 | 436.6675 | 0 | 0 | 0 | 0 | 0 | 0 | 0 | 0 | 0 | 0 | 0 | 0 | 0 | 6287.1089 | 4246.0681
8 | 400 | 406 | 400 406 Energy Recovery Ventilation (ERV) / Other Healthcare | 0 | 0 | 540.5396 | 149.2117 | 159.7433 | 165.9477 | 175.8271 | 178.104 | 183.6295 | 187.5249 | 188.998 | 188.4432 | 187.5267 | 187.114 | 193.0705 | 197.8333 | 199.4049 | 204.3264 | 208.293 | 209.9955 | 212.1243 | 214.4619 | 0 | 0 | 0 | 0 | 0 | 0 | 0 | 0 | 4132.1195 | 2513.5339
8 | 600 | 603 | 600 603 Heat Pump Water Heater (air source) / Other Healthcare | 0 | 0 | 3072.061 | 2658.405 | 2846.078 | 2956.558 | 3132.539 | 3173.089 | 3271.603 | 3341.006 | 3367.26 | 3357.38 | 3341.005 | 3333.727 | 3439.764 | 3524.524 | 3552.603 | 0 | 0 | 0 | 0 | 0 | 0 | 0 | 0 | 0 | 0 | 0 | 0 | 0 | 48367.602 | 31762.179
8 | 600 | 606 | 600 606 Demand controlled circulating systems / Other Healthcare | 0 | 0 | 579.8512 | 188.1768 | 201.461 | 209.2817 | 221.7385 | 224.6089 | 231.5823 | 236.4951 | 238.3532 | 237.6543 | 236.4953 | 235.9787 | 243.4863 | 249.4843 | 251.4731 | 0 | 0 | 0 | 0 | 0 | 0 | 0 | 0 | 0 | 0 | 0 | 0 | 0 | 3786.1207 | 2610.697
8 | 600 | 608 | 600 608 Heat Recovery Unit / Other Healthcare | 0 | 0 | 3328.153 | 2912.239 | 3117.832 | 3238.86 | 3431.644 | 3476.067 | 3583.987 | 3660.017 | 3688.777 | 3677.955 | 0 | 0 | 0 | 0 | 0 | 0 | 0 | 0 | 0 | 0 | 0 | 0 | 0 | 0 | 0 | 0 | 0 | 0 | 34115.531 | 25860.9737
8 | 600 | 609 | 600 609 Heat Trap / Other Healthcare | 0 | 0 | 733.7957 | 340.7635 | 364.8194 | 378.9815 | 401.5396 | 406.7375 | 419.3654 | 428.2617 | 431.6268 | 430.3598 | 0 | 0 | 0 | 0 | 0 | 0 | 0 | 0 | 0 | 0 | 0 | 0 | 0 | 0 | 0 | 0 | 0 | 0 | 4336.2509 | 3370.3787
8 | 600 | 610 | 600 610 Hot Water Pipe Insulation / Other Healthcare | 0 | 0 | 465.115 | 74.4526 | 79.7085 | 82.8026 | 87.7312 | 88.867 | 91.626 | 93.5698 | 94.3048 | 94.0282 | 93.5695 | 93.3654 | 96.3358 | 98.7094 | 99.4959 | 0 | 0 | 0 | 0 | 0 | 0 | 0 | 0 | 0 | 0 | 0 | 0 | 0 | 1733.6817 | 1268.623
8 | 700 | 701 | 700 701 PC Manual Power Management Enabling / Other Healthcare | 0 | 0 | 435.296 | 44.8965 | 48.0652 | 49.932 | 0 | 0 | 0 | 0 | 0 | 0 | 0 | 0 | 0 | 0 | 0 | 0 | 0 | 0 | 0 | 0 | 0 | 0 | 0 | 0 | 0 | 0 | 0 | 0 | 578.1897 | 561.2508
8 | 700 | 702 | 700 702 PC Network Power Management Enabling / Other Healthcare | 0 | 0 | 435.296 | 44.8965 | 48.0652 | 49.932 | 0 | 0 | 0 | 0 | 0 | 0 | 0 | 0 | 0 | 0 | 0 | 0 | 0 | 0 | 0 | 0 | 0 | 0 | 0 | 0 | 0 | 0 | 0 | 0 | 578.1897 | 561.2508
8 | 710 | 711 | 710 711 Energy Star or Better Monitor / Other Healthcare | 0 | 0 | 455.1066 | 64.5323 | 69.0869 | 71.7701 | 0 | 0 | 0 | 0 | 0 | 0 | 0 | 0 | 0 | 0 | 0 | 0 | 0 | 0 | 0 | 0 | 0 | 0 | 0 | 0 | 0 | 0 | 0 | 0 | 660.496 | 636.1488
8 | 710 | 712 | 710 712 Monitor Power Management Enabling / Other Healthcare | 0 | 0 | 432.5102 | 42.1352 | 45.109 | 46.861 | 0 | 0 | 0 | 0 | 0 | 0 | 0 | 0 | 0 | 0 | 0 | 0 | 0 | 0 | 0 | 0 | 0 | 0 | 0 | 0 | 0 | 0 | 0 | 0 | 566.6154 | 550.7183
8 | 720 | 722 | 720 722 Monitor Power Management Enabling / Other Healthcare | 0 | 0 | 390.1032 | 0.10227 | 0.10949 | 0.11374 | 0 | 0 | 0 | 0 | 0 | 0 | 0 | 0 | 0 | 0 | 0 | 0 | 0 | 0 | 0 | 0 | 0 | 0 | 0 | 0 | 0 | 0 | 0 | 0 | 390.4287 | 390.3901
8 | 730 | 732 | 730 732 Copier Power Management Enabling / Other Healthcare | 0 | 0 | 400.4212 | 10.3293 | 11.0583 | 11.4877 | 12.1717 | 12.3293 | 0 | 0 | 0 | 0 | 0 | 0 | 0 | 0 | 0 | 0 | 0 | 0 | 0 | 0 | 0 | 0 | 0 | 0 | 0 | 0 | 0 | 0 | 457.7974 | 447.8878
8 | 740 | 741 | 740 741 Printer Power Management Enabling / Other Healthcare | 0 | 0 | 452.7334 | 62.1801 | 66.5687 | 69.1542 | 73.2711 | 0 | 0 | 0 | 0 | 0 | 0 | 0 | 0 | 0 | 0 | 0 | 0 | 0 | 0 | 0 | 0 | 0 | 0 | 0 | 0 | 0 | 0 | 0 | 723.9075 | 684.2094
8 | 800 | 801 | 800 801 Convection Oven / Other Healthcare | 0 | 0 | 405.0643 | 14.9314 | 15.9855 | 16.606 | 17.5944 | 17.8222 | 18.3756 | 18.7655 | 18.9127 | 18.8564 | 0 | 0 | 0 | 0 | 0 | 0 | 0 | 0 | 0 | 0 | 0 | 0 | 0 | 0 | 0 | 0 | 0 | 0 | 562.9139 | 520.5922
8 | 810 | 811 | 810 811 Efficient Fryer / Other Healthcare | 0 | 0 | 390.7223 | 0.71589 | 0.76644 | 0.79627 | 0.84352 | 0.85449 | 0.88102 | 0.8997 | 0.90679 | 0.90376 | 0 | 0 | 0 | 0 | 0 | 0 | 0 | 0 | 0 | 0 | 0 | 0 | 0 | 0 | 0 | 0 | 0 | 0 | 398.2901 | 396.2611
8 | 900 | 901 | 900 901 Vending Misers (cooled machines only) / Other Healthcare | 0 | 0 | 430.6529 | 40.2944 | 43.1389 | 44.8136 | 47.4808 | 48.0956 | 49.5887 | 50.6409 | 51.0386 | 50.8884 | 0 | 0 | 0 | 0 | 0 | 0 | 0 | 0 | 0 | 0 | 0 | 0 | 0 | 0 | 0 | 0 | 0 | 0 | 856.6328 | 742.4214
9 | 110 | 111 | 110 111 Premium T8, Elecctronic Ballast / Warehouse | 0 | 0 | 669.6177 | 277.1515 | 296.7154 | 308.2354 | 326.5829 | 330.8106 | 341.0804 | 348.3159 | 351.0524 | 350.0223 | 348.316 | 347.554 | 358.6131 | 367.4496 | 370.3776 | 379.512 | 386.8795 | 390.0502 | 394.0063 | 398.3416 | 0 | 0 | 0 | 0 | 0 | 0 | 0 | 0 | 7340.6844 | 4334.3008
9 | 110 | 114 | 110 114 Continuous Dimming / Warehouse | 0 | 0 | 1011.2467 | 615.7675 | 659.2366 | 684.8286 | 725.5914 | 734.9841 | 757.8029 | 773.8784 | 779.9593 | 777.6705 | 773.8781 | 772.1896 | 796.7563 | 816.3878 | 0 | 0 | 0 | 0 | 0 | 0 | 0 | 0 | 0 | 0 | 0 | 0 | 0 | 0 | 10680.1778 | 7314.3659
9 | 110 | 115 | 110 115 Lighting Control Tuneup / Warehouse | 0 | 0 | 454.3843 | 63.8165 | 68.3214 | 70.9738 | 75.1982 | 76.1717 | 0 | 0 | 0 | 0 | 0 | 0 | 0 | 0 | 0 | 0 | 0 | 0 | 0 | 0 | 0 | 0 | 0 | 0 | 0 | 0 | 0 | 0 | 808.8659 | 747.6422
9 | 120 | 121 | 120 121 ROB Premium T8, 1EB / Warehouse | 0 | 0 | 510.8238 | 119.7581 | 128.2118 | 133.1897 | 141.1174 | 142.9444 | 147.382 | 150.5085 | 151.691 | 151.2453 | 150.5085 | 150.1788 | 154.9579 | 158.7753 | 160.0417 | 163.9887 | 167.1718 | 168.5419 | 170.2516 | 172.1254 | 0 | 0 | 0 | 0 | 0 | 0 | 0 | 0 | 3393.4136 | 2094.3453
9 | 120 | 122 | 120 122 ROB Premium T8, EB, Reflector / Warehouse | 0 | 0 | 877.9382 | 483.6345 | 517.7755 | 537.877 | 569.8932 | 577.271 | 595.1918 | 607.8174 | 612.5936 | 610.7967 | 607.8182 | 606.4915 | 625.787 | 641.2079 | 646.3151 | 662.2547 | 675.113 | 680.6446 | 687.5488 | 695.1159 | 0 | 0 | 0 | 0 | 0 | 0 | 0 | 0 | 12519.0856 | 7272.8847
9 | 120 | 123 | 120 123 Occupancy Sensor / Warehouse | 0 | 0 | 544.4604 | 153.0981 | 163.9051 | 170.2689 | 180.404 | 182.7394 | 188.4123 | 192.4091 | 193.9208 | 193.3517 | 192.4093 | 191.9883 | 0 | 0 | 0 | 0 | 0 | 0 | 0 | 0 | 0 | 0 | 0 | 0 | 0 | 0 | 0 | 0 | 2547.3674 | 1928.2673
9 | 120 | 124 | 120 124 Lighting Control Tuneup / Warehouse | 0 | 0 | 429.4148 | 39.0671 | 41.825 | 43.4487 | 46.0348 | 46.6308 | 0 | 0 | 0 | 0 | 0 | 0 | 0 | 0 | 0 | 0 | 0 | 0 | 0 | 0 | 0 | 0 | 0 | 0 | 0 | 0 | 0 | 0 | 646.4212 | 608.9413
9 | 130 | 131 | 130 131 CFL Screw-in 18W / Warehouse | 0 | 0 | 2564.8 | 2155.638 | 0 | 0 | 0 | 0 | 0 | 0 | 0 | 0 | 0 | 0 | 0 | 0 | 0 | 0 | 0 | 0 | 0 | 0 | 0 | 0 | 0 | 0 | 0 | 0 | 0 | 0 | 4720.438 | 4589.5604
9 | 150 | 151 | 150 151 PSMH, 250W, magnetic ballast / Warehouse | 0 | 0 | 897.5424 | 503.0659 | 538.5787 | 559.4871 | 592.7892 | 600.4629 | 619.1052 | 632.2383 | 637.2063 | 635.3367 | 632.2384 | 630.8583 | 650.9288 | 0 | 0 | 0 | 0 | 0 | 0 | 0 | 0 | 0 | 0 | 0 | 0 | 0 | 0 | 0 | 8129.8382 | 5751.581
9 | 150 | 152 | 150 152 PSMH, 250 W, electronic ballast / Warehouse | 0 | 0 | 976.6813 | 581.5069 | 622.5574 | 646.7256 | 685.2203 | 694.0905 | 715.6396 | 730.8208 | 736.5633 | 734.4023 | 730.8208 | 729.226 | 752.4259 | 0 | 0 | 0 | 0 | 0 | 0 | 0 | 0 | 0 | 0 | 0 | 0 | 0 | 0 | 0 | 9336.6807 | 6587.5909
9 | 150 | 153 | 150 153 High Bay T5 / Warehouse | 0 | 0 | 1065.8289 | 669.8679 | 717.1564 | 744.9975 | 789.3425 | 799.561 | 824.3827 | 841.8703 | 848.4854 | 845.9963 | 841.8717 | 840.0344 | 866.7559 | 0 | 0 | 0 | 0 | 0 | 0 | 0 | 0 | 0 | 0 | 0 | 0 | 0 | 0 | 0 | 10696.1509 | 7529.3307
9 | 160 | 161 | 160 161 LED Exit Sign / Warehouse | 0 | 0 | 391.135 | 1.1249 | 1.2044 | 1.2512 | 1.3255 | 1.3427 | 1.3844 | 1.4139 | 1.4248 | 1.4206 | 1.4141 | 1.4107 | 1.4559 | 1.492 | 1.5035 | 1.5406 | 0 | 0 | 0 | 0 | 0 | 0 | 0 | 0 | 0 | 0 | 0 | 0 | 411.8442 | 403.8783
9 | 200 | 201 | 200 201 High Pressure Sodium 250W Lamp / Warehouse | 0 | 0 | 439.7328 | 49.2942 | 52.774 | 54.8226 | 58.0858 | 0 | 0 | 0 | 0 | 0 | 0 | 0 | 0 | 0 | 0 | 0 | 0 | 0 | 0 | 0 | 0 | 0 | 0 | 0 | 0 | 0 | 0 | 0 | 654.7093 | 623.2382
9 | 200 | 202 | 200 202 Outdoor Lighting Controls (Photocell/Timeclock) / Warehouse | 0 | 0 | 429.3116 | 38.9649 | 41.7156 | 43.3349 | 45.9142 | 0 | 0 | 0 | 0 | 0 | 0 | 0 | 0 | 0 | 0 | 0 | 0 | 0 | 0 | 0 | 0 | 0 | 0 | 0 | 0 | 0 | 0 | 0 | 599.2412 | 574.3646
9 | 210 | 211 | 210 211 Outdoor Lighting Controls (Photocell/Timeclock) / Warehouse | 0 | 0 | 448.1935 | 57.6803 | 61.7521 | 64.1493 | 67.9676 | 0 | 0 | 0 | 0 | 0 | 0 | 0 | 0 | 0 | 0 | 0 | 0 | 0 | 0 | 0 | 0 | 0 | 0 | 0 | 0 | 0 | 0 | 0 | 699.7428 | 662.9176
9 | 300 | 301 | 300 301 Centrifugal Chiller, 0.51 kW/ton, 500 tons / Warehouse | 0 | 0 | 468.2104 | 77.5207 | 82.9928 | 86.2149 | 91.3468 | 92.5293 | 95.4018 | 97.4258 | 98.1911 | 97.9027 | 97.4257 | 97.2124 | 100.3058 | 102.7764 | 103.5966 | 106.1511 | 108.2125 | 109.0989 | 110.2057 | 111.4185 | 0 | 0 | 0 | 0 | 0 | 0 | 0 | 0 | 2334.1398 | 1493.2398
9 | 300 | 302 | 300 302 High Efficiency Chiller Motors / Warehouse | 0 | 0 | 410.1201 | 19.9427 | 21.3504 | 22.1793 | 23.4994 | 23.8036 | 24.5427 | 25.0636 | 25.2601 | 25.1856 | 25.0634 | 25.0084 | 25.8047 | 26.4403 | 26.6507 | 27.3082 | 27.838 | 28.0665 | 28.3514 | 28.6635 | 0 | 0 | 0 | 0 | 0 | 0 | 0 | 0 | 890.1427 | 673.8154
9 | 300 | 304 | 300 304 EMS - Chiller / Warehouse | 0 | 0 | 460.0592 | 69.4413 | 74.3433 | 77.2295 | 81.8263 | 82.8856 | 85.4588 | 87.2719 | 87.9573 | 87.6994 | 0 | 0 | 0 | 0 | 0 | 0 | 0 | 0 | 0 | 0 | 0 | 0 | 0 | 0 | 0 | 0 | 0 | 0 | 1194.1727 | 997.3459
9 | 300 | 305 | 300 305 Chiller Tune Up/Diagnostics / Warehouse | 0 | 0 | 443.0345 | 52.5667 | 56.2764 | 58.4626 | 61.9436 | 62.7455 | 64.6918 | 66.0644 | 66.5831 | 66.388 | 0 | 0 | 0 | 0 | 0 | 0 | 0 | 0 | 0 | 0 | 0 | 0 | 0 | 0 | 0 | 0 | 0 | 0 | 998.7566 | 849.7592
9 | 300 | 306 | 300 306 VSD for Chiller Pumps and Towers / Warehouse | 0 | 0 | 456.1384 | 65.5551 | 70.1827 | 72.9074 | 77.2471 | 78.2469 | 80.6762 | 82.3879 | 83.035 | 82.7909 | 82.3876 | 82.2075 | 84.8233 | 86.9127 | 87.6061 | 0 | 0 | 0 | 0 | 0 | 0 | 0 | 0 | 0 | 0 | 0 | 0 | 0 | 1573.1046 | 1163.6229
9 | 300 | 307 | 300 307 EMS Optimization / Warehouse | 0 | 0 | 422.6049 | 32.3173 | 34.5987 | 35.9418 | 38.081 | 0 | 0 | 0 | 0 | 0 | 0 | 0 | 0 | 0 | 0 | 0 | 0 | 0 | 0 | 0 | 0 | 0 | 0 | 0 | 0 | 0 | 0 | 0 | 563.5438 | 542.9113
9 | 300 | 308 | 300 308 Aerosole Duct Sealing / Warehouse | 0 | 0 | 455.932 | 65.3505 | 69.9639 | 72.6798 | 77.0059 | 78.0027 | 80.4244 | 82.1307 | 82.7758 | 82.5328 | 82.1309 | 81.9515 | 84.5585 | 86.6422 | 87.3321 | 0 | 0 | 0 | 0 | 0 | 0 | 0 | 0 | 0 | 0 | 0 | 0 | 0 | 1569.4138 | 1161.2094
9 | 300 | 309 | 300 309 Duct/Pipe Insulation / Warehouse | 0 | 0 | 402.7943 | 12.6815 | 13.5767 | 14.1038 | 14.943 | 15.1367 | 15.6066 | 15.9378 | 16.063 | 16.0155 | 0 | 0 | 0 | 0 | 0 | 0 | 0 | 0 | 0 | 0 | 0 | 0 | 0 | 0 | 0 | 0 | 0 | 0 | 536.859 | 500.9142
9 | 300 | 311 | 300 311 Window Film (Standard) / Warehouse | 0 | 0 | 425.8034 | 35.4877 | 37.9926 | 39.4678 | 41.8172 | 42.3585 | 43.6734 | 44.6001 | 44.9501 | 44.8179 | 0 | 0 | 0 | 0 | 0 | 0 | 0 | 0 | 0 | 0 | 0 | 0 | 0 | 0 | 0 | 0 | 0 | 0 | 800.9687 | 700.3813
9 | 300 | 313 | 300 313 Ceiling Insulation / Warehouse | 0 | 0 | 470.8931 | 80.1796 | 85.838 | 89.1726 | 94.4814 | 95.7047 | 98.6741 | 100.7675 | 101.5589 | 101.2603 | 100.7679 | 100.5464 | 103.7469 | 106.3045 | 107.1513 | 109.7956 | 111.9263 | 112.8429 | 113.9863 | 115.2392 | 0 | 0 | 0 | 0 | 0 | 0 | 0 | 0 | 2400.8375 | 1531.087
9 | 300 | 314 | 300 314 Roof Insulation / Warehouse | 0 | 0 | 419.7158 | 29.4537 | 31.5327 | 32.7572 | 34.707 | 35.1564 | 36.2476 | 37.0167 | 37.3074 | 37.1978 | 37.0162 | 36.9353 | 38.1113 | 39.0494 | 39.3616 | 40.3324 | 41.1149 | 41.4517 | 41.872 | 42.3331 | 0 | 0 | 0 | 0 | 0 | 0 | 0 | 0 | 1128.6703 | 809.1728
9 | 300 | 317 | 300 317 Thermal Energy Storage (TES) Positive / Warehouse | 0 | 0 | 493.2835 | 102.3725 | 109.5994 | 113.8539 | 120.631 | 122.192 | 125.9861 | 128.6589 | 129.6687 | 129.289 | 128.6583 | 128.376 | 132.4599 | 135.7213 | 136.8049 | 140.1772 | 142.8961 | 144.0703 | 145.5357 | 147.1376 | 148.1881 | 149.9591 | 152.3627 | 154.0882 | 156.707 | 158.9167 | 165.4661 | 171.3313 | 4214.3915 | 2136.4878
9 | 300 | 317 | 300 317 Thermal Energy Storage (TES) Negative / Warehouse | 0 | 0 | -144.7614 | -143.4847 | -153.6143 | -159.5771 | -169.0753 | -171.264 | -176.5814 | -180.3274 | -181.7445 | -181.2111 | -180.3273 | -179.9344 | -185.6588 | -190.2327 | -191.7476 | -196.4758 | -200.2918 | -201.934 | -203.9819 | -206.2268 | -207.7 | -210.1832 | -213.5508 | -215.9771 | -219.6394 | -222.7401 | -231.9158 | -240.1372 | -5360.2959 | -2447.8864
9 | 320 | 321 | 320 321 DX Packaged System, EER=10.9, 10 tons / Warehouse | 0 | 0 | 450.9794 | 60.4415 | 64.7077 | 67.2204 | 71.2218 | 72.1439 | 74.3832 | 75.9613 | 76.5577 | 76.3328 | 75.9614 | 75.7943 | 78.2069 | 80.1334 | 80.7728 | 0 | 0 | 0 | 0 | 0 | 0 | 0 | 0 | 0 | 0 | 0 | 0 | 0 | 1480.8185 | 1103.2777
9 | 320 | 322 | 320 322 Hybrid Dessicant-DX System (Trane CDQ) / Warehouse | 0 | 0 | 795.6006 | 402.0232 | 430.4034 | 447.1118 | 473.7249 | 479.8574 | 494.7555 | 505.2511 | 509.2211 | 507.7274 | 505.2505 | 504.1476 | 520.1875 | 533.0029 | 537.2504 | 0 | 0 | 0 | 0 | 0 | 0 | 0 | 0 | 0 | 0 | 0 | 0 | 0 | 7645.5153 | 5134.3248
9 | 320 | 323 | 320 323 Geothermal Heat Pump, EER=13, 10 tons / Warehouse | 0 | 0 | 601.0031 | 209.1421 | 223.9062 | 232.5983 | 246.443 | 249.6332 | 257.3837 | 262.8437 | 264.9088 | 264.1315 | 262.8436 | 262.2694 | 270.6135 | 277.2799 | 279.4906 | 0 | 0 | 0 | 0 | 0 | 0 | 0 | 0 | 0 | 0 | 0 | 0 | 0 | 4164.4906 | 2858.1103
9 | 320 | 326 | 320 326 DX Tune Up/ Advanced Diagnostics / Warehouse | 0 | 0 | 442.3123 | 51.8509 | 55.511 | 57.6663 | 61.0988 | 61.8897 | 63.8109 | 65.1649 | 65.6765 | 65.4838 | 0 | 0 | 0 | 0 | 0 | 0 | 0 | 0 | 0 | 0 | 0 | 0 | 0 | 0 | 0 | 0 | 0 | 0 | 990.4649 | 843.497
9 | 320 | 327 | 320 327 DX Coil Cleaning / Warehouse | 0 | 0 | 440.2487 | 49.8054 | 53.3202 | 55.3916 | 58.6897 | 0 | 0 | 0 | 0 | 0 | 0 | 0 | 0 | 0 | 0 | 0 | 0 | 0 | 0 | 0 | 0 | 0 | 0 | 0 | 0 | 0 | 0 | 0 | 657.4557 | 625.6579
9 | 320 | 329 | 320 329 Aerosole Duct Sealing / Warehouse | 0 | 0 | 494.7277 | 103.804 | 111.132 | 115.4462 | 122.3176 | 123.9011 | 127.7478 | 130.4579 | 131.483 | 131.0969 | 130.458 | 130.1726 | 134.3142 | 137.6233 | 138.7201 | 0 | 0 | 0 | 0 | 0 | 0 | 0 | 0 | 0 | 0 | 0 | 0 | 0 | 2263.4024 | 1615.0034
9 | 320 | 330 | 320 330 Duct/Pipe Insulation / Warehouse | 0 | 0 | 410.4296 | 20.2495 | 21.6789 | 22.5205 | 23.861 | 24.1698 | 24.9203 | 25.4492 | 25.6486 | 25.5731 | 0 | 0 | 0 | 0 | 0 | 0 | 0 | 0 | 0 | 0 | 0 | 0 | 0 | 0 | 0 | 0 | 0 | 0 | 624.5006 | 567.1051
9 | 320 | 334 | 320 334 Ceiling Insulation / Warehouse | 0 | 0 | 518.6654 | 127.5305 | 136.5315 | 141.8345 | 150.2783 | 152.2239 | 156.9472 | 160.2766 | 161.5356 | 161.0606 | 160.2778 | 159.9256 | 165.0153 | 169.0851 | 170.4299 | 174.6363 | 178.0259 | 179.4829 | 181.3017 | 183.2977 | 0 | 0 | 0 | 0 | 0 | 0 | 0 | 0 | 3588.3623 | 2204.9697
9 | 320 | 335 | 320 335 Roof Insulation / Warehouse | 0 | 0 | 437.3596 | 46.9419 | 50.2546 | 52.2069 | 55.3154 | 56.0315 | 57.7696 | 58.9952 | 59.4584 | 59.2838 | 58.9955 | 58.8656 | 60.7396 | 62.2364 | 62.7335 | 64.281 | 65.5287 | 66.0654 | 66.7342 | 67.468 | 0 | 0 | 0 | 0 | 0 | 0 | 0 | 0 | 1567.2649 | 1058.0606
9 | 340 | 344 | 340 344 Aerosole Duct Sealing / Warehouse | 0 | 0 | 497.1008 | 106.1562 | 113.6502 | 118.0622 | 125.0893 | 126.7088 | 130.6426 | 133.4142 | 134.4625 | 134.0675 | 133.4142 | 133.1225 | 137.3582 | 140.742 | 141.8635 | 0 | 0 | 0 | 0 | 0 | 0 | 0 | 0 | 0 | 0 | 0 | 0 | 0 | 2305.8547 | 1642.7625
9 | 340 | 345 | 340 345 Duct/Pipe Insulation / Warehouse | 0 | 0 | 410.8424 | 20.6586 | 22.1168 | 22.9754 | 24.343 | 24.6582 | 25.4238 | 25.9633 | 26.1667 | 26.0898 | 0 | 0 | 0 | 0 | 0 | 0 | 0 | 0 | 0 | 0 | 0 | 0 | 0 | 0 | 0 | 0 | 0 | 0 | 629.238 | 570.6829
9 | 340 | 349 | 340 349 Ceiling Insulation / Warehouse | 0 | 0 | 521.4513 | 130.2918 | 139.4877 | 144.9055 | 153.5322 | 155.5198 | 160.3454 | 163.747 | 165.0334 | 164.5489 | 163.7479 | 163.3879 | 168.5884 | 172.7463 | 174.1199 | 178.4174 | 181.8811 | 183.3692 | 185.227 | 187.2674 | 0 | 0 | 0 | 0 | 0 | 0 | 0 | 0 | 3657.6155 | 2244.2684
9 | 340 | 351 | 340 351 Cool Roof - DX / Warehouse | 0 | 0 | 661.7761 | 269.3789 | 288.3939 | 299.5915 | 317.425 | 321.5343 | 331.515 | 338.5475 | 341.2075 | 340.2058 | 338.5485 | 337.8075 | 348.5559 | 357.1476 | 359.9915 | 0 | 0 | 0 | 0 | 0 | 0 | 0 | 0 | 0 | 0 | 0 | 0 | 0 | 5251.6265 | 3568.9783
9 | 360 | 361 | 360 361 HE PTAC, EER=9.6, 1 ton / Warehouse | 0 | 0 | 562.2074 | 170.6884 | 182.7364 | 189.8323 | 201.1322 | 203.736 | 210.0602 | 214.5163 | 216.2015 | 215.5671 | 214.5163 | 214.046 | 220.858 | 226.3013 | 228.1041 | 0 | 0 | 0 | 0 | 0 | 0 | 0 | 0 | 0 | 0 | 0 | 0 | 0 | 3470.5035 | 2404.3165
9 | 400 | 402 | 400 402 Variable Speed Drive Control / Warehouse | 0 | 0 | 469.4486 | 78.7479 | 84.3069 | 87.5798 | 92.7928 | 93.994 | 96.9121 | 98.9681 | 99.7456 | 99.4525 | 98.968 | 98.7515 | 101.8935 | 104.4037 | 105.2365 | 0 | 0 | 0 | 0 | 0 | 0 | 0 | 0 | 0 | 0 | 0 | 0 | 0 | 1811.2014 | 1319.3126
9 | 400 | 403 | 400 403 Air Handler Optimization / Warehouse | 0 | 0 | 415.1759 | 24.9539 | 26.7154 | 27.7526 | 29.4044 | 29.7851 | 30.7099 | 31.3613 | 0 | 0 | 0 | 0 | 0 | 0 | 0 | 0 | 0 | 0 | 0 | 0 | 0 | 0 | 0 | 0 | 0 | 0 | 0 | 0 | 615.8585 | 571.1659
9 | 400 | 404 | 400 404 Electronically Commutated Motors (ECM) on an Air Handler Unit / Warehouse | 0 | 0 | 425.4939 | 35.1809 | 37.6644 | 39.1265 | 41.4553 | 41.9921 | 43.2958 | 44.2145 | 44.5615 | 44.4302 | 44.2146 | 44.1177 | 45.521 | 46.6431 | 47.0147 | 0 | 0 | 0 | 0 | 0 | 0 | 0 | 0 | 0 | 0 | 0 | 0 | 0 | 1024.9262 | 805.1733
9 | 400 | 405 | 400 405 Demand Control Ventilation (DCV) / Warehouse | 0 | 0 | 428.4861 | 38.1467 | 40.8387 | 42.4253 | 44.9514 | 45.5333 | 46.9457 | 47.9417 | 48.318 | 48.1757 | 47.942 | 47.8366 | 49.3588 | 50.575 | 50.9796 | 0 | 0 | 0 | 0 | 0 | 0 | 0 | 0 | 0 | 0 | 0 | 0 | 0 | 1078.4546 | 840.1749
9 | 400 | 406 | 400 406 Energy Recovery Ventilation (ERV) / Warehouse | 0 | 0 | 407.5406 | 17.3859 | 18.6128 | 19.3358 | 20.4871 | 20.7526 | 21.3963 | 21.85 | 22.0215 | 21.9565 | 21.8505 | 21.8021 | 22.4964 | 23.0506 | 23.2348 | 23.808 | 24.2699 | 24.4684 | 24.7163 | 24.988 | 0 | 0 | 0 | 0 | 0 | 0 | 0 | 0 | 826.0242 | 637.4299
9 | 600 | 603 | 600 603 Heat Pump Water Heater (air source) / Warehouse | 0 | 0 | 399.8021 | 9.7157 | 10.4015 | 10.8052 | 11.4484 | 11.5966 | 11.9567 | 12.2104 | 12.3062 | 12.2692 | 12.2106 | 12.1838 | 12.5712 | 12.8813 | 12.9836 | 0 | 0 | 0 | 0 | 0 | 0 | 0 | 0 | 0 | 0 | 0 | 0 | 0 | 565.3426 | 504.6551
9 | 600 | 606 | 600 606 Demand controlled circulating systems / Warehouse | 0 | 0 | 390.7223 | 0.71589 | 0.76644 | 0.79627 | 0.84352 | 0.85449 | 0.88102 | 0.8997 | 0.90679 | 0.90376 | 0.9001 | 0.89779 | 0.92666 | 0.94952 | 0.95709 | 0 | 0 | 0 | 0 | 0 | 0 | 0 | 0 | 0 | 0 | 0 | 0 | 0 | 402.9213 | 398.4489
9 | 600 | 608 | 600 608 Heat Recovery Unit / Warehouse | 0 | 0 | 400.8339 | 10.7384 | 11.4964 | 11.9426 | 12.6534 | 12.8173 | 13.2152 | 13.4958 | 13.6016 | 13.5611 | 0 | 0 | 0 | 0 | 0 | 0 | 0 | 0 | 0 | 0 | 0 | 0 | 0 | 0 | 0 | 0 | 0 | 0 | 514.3558 | 483.919
9 | 600 | 609 | 600 609 Heat Trap / Warehouse | 0 | 0 | 391.2382 | 1.2272 | 1.3139 | 1.365 | 1.4461 | 1.4648 | 1.5103 | 1.5424 | 1.5546 | 1.5498 | 0 | 0 | 0 | 0 | 0 | 0 | 0 | 0 | 0 | 0 | 0 | 0 | 0 | 0 | 0 | 0 | 0 | 0 | 404.2121 | 400.7336
9 | 600 | 610 | 600 610 Hot Water Pipe Insulation / Warehouse | 0 | 0 | 390.3095 | 0.30682 | 0.32847 | 0.3413 | 0.36151 | 0.36622 | 0.37758 | 0.38554 | 0.38846 | 0.38693 | 0.38562 | 0.38475 | 0.39735 | 0.40703 | 0.41011 | 0 | 0 | 0 | 0 | 0 | 0 | 0 | 0 | 0 | 0 | 0 | 0 | 0 | 395.5372 | 393.6207
9 | 700 | 701 | 700 701 PC Manual Power Management Enabling / Warehouse | 0 | 0 | 448.2967 | 57.7825 | 61.8616 | 64.263 | 0 | 0 | 0 | 0 | 0 | 0 | 0 | 0 | 0 | 0 | 0 | 0 | 0 | 0 | 0 | 0 | 0 | 0 | 0 | 0 | 0 | 0 | 0 | 0 | 632.2038 | 610.4032
9 | 700 | 702 | 700 702 PC Network Power Management Enabling / Warehouse | 0 | 0 | 448.2967 | 57.7825 | 61.8616 | 64.263 | 0 | 0 | 0 | 0 | 0 | 0 | 0 | 0 | 0 | 0 | 0 | 0 | 0 | 0 | 0 | 0 | 0 | 0 | 0 | 0 | 0 | 0 | 0 | 0 | 632.2038 | 610.4032
9 | 710 | 711 | 710 711 Energy Star or Better Monitor / Warehouse | 0 | 0 | 473.7822 | 83.0432 | 88.9056 | 92.3568 | 0 | 0 | 0 | 0 | 0 | 0 | 0 | 0 | 0 | 0 | 0 | 0 | 0 | 0 | 0 | 0 | 0 | 0 | 0 | 0 | 0 | 0 | 0 | 0 | 738.0877 | 706.7565
9 | 710 | 712 | 710 712 Monitor Power Management Enabling / Warehouse | 0 | 0 | 444.6854 | 54.2031 | 58.0295 | 60.2821 | 0 | 0 | 0 | 0 | 0 | 0 | 0 | 0 | 0 | 0 | 0 | 0 | 0 | 0 | 0 | 0 | 0 | 0 | 0 | 0 | 0 | 0 | 0 | 0 | 617.2001 | 596.7499
9 | 720 | 722 | 720 722 Monitor Power Management Enabling / Warehouse | 0 | 0 | 390.1032 | 0.10227 | 0.10949 | 0.11374 | 0 | 0 | 0 | 0 | 0 | 0 | 0 | 0 | 0 | 0 | 0 | 0 | 0 | 0 | 0 | 0 | 0 | 0 | 0 | 0 | 0 | 0 | 0 | 0 | 390.4287 | 390.3901
9 | 730 | 732 | 730 732 Copier Power Management Enabling / Warehouse | 0 | 0 | 400.5244 | 10.4316 | 11.1679 | 11.6014 | 12.2919 | 12.4511 | 0 | 0 | 0 | 0 | 0 | 0 | 0 | 0 | 0 | 0 | 0 | 0 | 0 | 0 | 0 | 0 | 0 | 0 | 0 | 0 | 0 | 0 | 458.4684 | 448.4607
9 | 740 | 741 | 740 741 Printer Power Management Enabling / Warehouse | 0 | 0 | 456.7575 | 66.1687 | 70.8398 | 73.5897 | 77.97 | 0 | 0 | 0 | 0 | 0 | 0 | 0 | 0 | 0 | 0 | 0 | 0 | 0 | 0 | 0 | 0 | 0 | 0 | 0 | 0 | 0 | 0 | 0 | 745.3256 | 703.0812
9 | 800 | 801 | 800 801 Convection Oven / Warehouse | 0 | 0 | 390.1032 | 0.10227 | 0.10949 | 0.11374 | 0.12051 | 0.12207 | 0.12586 | 0.12853 | 0.12954 | 0.12916 | 0 | 0 | 0 | 0 | 0 | 0 | 0 | 0 | 0 | 0 | 0 | 0 | 0 | 0 | 0 | 0 | 0 | 0 | 391.1844 | 390.8945
9 | 810 | 811 | 810 811 Efficient Fryer / Warehouse | 0 | 0 | 390.1032 | 0.10227 | 0.10949 | 0.11374 | 0.12051 | 0.12207 | 0.12586 | 0.12853 | 0.12954 | 0.12916 | 0 | 0 | 0 | 0 | 0 | 0 | 0 | 0 | 0 | 0 | 0 | 0 | 0 | 0 | 0 | 0 | 0 | 0 | 391.1844 | 390.8945
9 | 900 | 901 | 900 901 Vending Misers (cooled machines only) / Warehouse | 0 | 0 | 462.1228 | 71.4868 | 76.5333 | 79.5042 | 84.2364 | 85.327 | 87.976 | 89.8424 | 90.5481 | 90.2821 | 0 | 0 | 0 | 0 | 0 | 0 | 0 | 0 | 0 | 0 | 0 | 0 | 0 | 0 | 0 | 0 | 0 | 0 | 1217.8589 | 1015.2349
10 | 110 | 111 | 110 111 Premium T8, Elecctronic Ballast / Hotel or Motel | 0 | 0 | 755.8762 | 362.6492 | 388.2489 | 403.3222 | 427.3297 | 432.8615 | 446.2993 | 455.7669 | 459.3477 | 458 | 455.7671 | 454.7715 | 469.2409 | 480.804 | 484.6335 | 496.5864 | 506.2275 | 510.3758 | 515.5531 | 0 | 0 | 0 | 0 | 0 | 0 | 0 | 0 | 0 | 8963.6614 | 5392.5134
10 | 110 | 114 | 110 114 Continuous Dimming / Hotel or Motel | 0 | 0 | 1202.9551 | 805.785 | 862.6689 | 896.1575 | 949.4987 | 961.7899 | 991.6506 | 1012.687 | 1020.645 | 1017.651 | 1012.686 | 1010.478 | 1042.625 | 1068.313 | 0 | 0 | 0 | 0 | 0 | 0 | 0 | 0 | 0 | 0 | 0 | 0 | 0 | 0 | 13855.5907 | 9451.1336
10 | 110 | 115 | 110 115 Lighting Control Tuneup / Hotel or Motel | 0 | 0 | 474.298 | 83.5545 | 89.453 | 92.9255 | 98.4567 | 99.7313 | 0 | 0 | 0 | 0 | 0 | 0 | 0 | 0 | 0 | 0 | 0 | 0 | 0 | 0 | 0 | 0 | 0 | 0 | 0 | 0 | 0 | 0 | 938.4191 | 858.2592
10 | 120 | 121 | 120 121 ROB Premium T8, 1EB / Hotel or Motel | 0 | 0 | 548.1749 | 156.7798 | 167.8468 | 174.3635 | 184.7423 | 187.1338 | 192.9432 | 197.0362 | 198.5842 | 198.0011 | 197.0364 | 196.6053 | 202.861 | 207.8596 | 209.5159 | 214.6832 | 218.8507 | 220.6446 | 222.8829 | 0 | 0 | 0 | 0 | 0 | 0 | 0 | 0 | 0 | 4096.5454 | 2552.6752
10 | 120 | 122 | 120 122 ROB Premium T8, EB, Reflector / Hotel or Motel | 0 | 0 | 1028.5809 | 632.9485 | 677.6306 | 703.9373 | 745.8384 | 755.4935 | 778.9473 | 795.471 | 801.7214 | 799.3692 | 795.4722 | 793.736 | 818.9859 | 839.171 | 845.8541 | 866.7151 | 883.5427 | 890.7827 | 899.8184 | 0 | 0 | 0 | 0 | 0 | 0 | 0 | 0 | 0 | 15354.0162 | 9121.1234
10 | 120 | 123 | 120 123 Occupancy Sensor / Hotel or Motel | 0 | 0 | 592.1296 | 200.3468 | 214.4891 | 222.8167 | 236.0797 | 239.1358 | 246.5596 | 251.79 | 253.7681 | 253.0237 | 251.7903 | 0 | 0 | 0 | 0 | 0 | 0 | 0 | 0 | 0 | 0 | 0 | 0 | 0 | 0 | 0 | 0 | 0 | 2961.9294 | 2276.8603
10 | 120 | 124 | 120 124 Lighting Control Tuneup / Hotel or Motel | 0 | 0 | 441.59 | 51.135 | 54.7448 | 56.8698 | 60.2549 | 61.035 | 0 | 0 | 0 | 0 | 0 | 0 | 0 | 0 | 0 | 0 | 0 | 0 | 0 | 0 | 0 | 0 | 0 | 0 | 0 | 0 | 0 | 0 | 725.6296 | 676.5721
10 | 130 | 131 | 130 131 CFL Screw-in 18W / Hotel or Motel | 0 | 0 | 3236.185 | 2821.102 | 0 | 0 | 0 | 0 | 0 | 0 | 0 | 0 | 0 | 0 | 0 | 0 | 0 | 0 | 0 | 0 | 0 | 0 | 0 | 0 | 0 | 0 | 0 | 0 | 0 | 0 | 6057.287 | 5886.0063
10 | 150 | 151 | 150 151 PSMH, 250W, magnetic ballast / Hotel or Motel | 0 | 0 | 1054.2728 | 658.4141 | 704.894 | 732.2582 | 775.8438 | 785.887 | 810.2866 | 827.4755 | 833.9777 | 831.5314 | 827.4749 | 825.6701 | 0 | 0 | 0 | 0 | 0 | 0 | 0 | 0 | 0 | 0 | 0 | 0 | 0 | 0 | 0 | 0 | 9667.9861 | 7005.4796
10 | 150 | 152 | 150 152 PSMH, 250 W, electronic ballast / Hotel or Motel | 0 | 0 | 1157.8655 | 761.0931 | 814.8218 | 846.4531 | 896.8359 | 908.4452 | 936.6498 | 956.5193 | 964.0353 | 961.2071 | 956.5189 | 954.4327 | 0 | 0 | 0 | 0 | 0 | 0 | 0 | 0 | 0 | 0 | 0 | 0 | 0 | 0 | 0 | 0 | 11114.8777 | 8037.1564
10 | 150 | 153 | 150 153 High Bay T5 / Hotel or Motel | 0 | 0 | 1274.4589 | 876.6573 | 938.5443 | 974.9799 | 1033.014 | 1046.387 | 1078.871 | 1101.757 | 1110.415 | 1107.156 | 1101.76 | 1099.355 | 0 | 0 | 0 | 0 | 0 | 0 | 0 | 0 | 0 | 0 | 0 | 0 | 0 | 0 | 0 | 0 | 12743.3554 | 9198.3091
10 | 160 | 161 | 160 161 LED Exit Sign / Hotel or Motel | 0 | 0 | 393.3018 | 3.2726 | 3.5036 | 3.6397 | 3.8563 | 3.9063 | 4.0275 | 4.113 | 4.1454 | 4.1329 | 4.1133 | 4.104 | 4.2348 | 4.3394 | 4.3734 | 4.4816 | 0 | 0 | 0 | 0 | 0 | 0 | 0 | 0 | 0 | 0 | 0 | 0 | 453.5456 | 430.3727
10 | 200 | 201 | 200 201 High Pressure Sodium 250W Lamp / Hotel or Motel | 0 | 0 | 575.0017 | 183.3701 | 196.3149 | 203.9358 | 216.0745 | 0 | 0 | 0 | 0 | 0 | 0 | 0 | 0 | 0 | 0 | 0 | 0 | 0 | 0 | 0 | 0 | 0 | 0 | 0 | 0 | 0 | 0 | 0 | 1374.697 | 1257.627
10 | 200 | 202 | 200 202 Outdoor Lighting Controls (Photocell/Timeclock) / Hotel or Motel | 0 | 0 | 536.1029 | 144.8143 | 155.0373 | 161.056 | 170.6422 | 0 | 0 | 0 | 0 | 0 | 0 | 0 | 0 | 0 | 0 | 0 | 0 | 0 | 0 | 0 | 0 | 0 | 0 | 0 | 0 | 0 | 0 | 0 | 1167.6527 | 1075.1981
10 | 210 | 211 | 210 211 Outdoor Lighting Controls (Photocell/Timeclock) / Hotel or Motel | 0 | 0 | 459.337 | 68.7254 | 73.577 | 76.4332 | 80.9827 | 0 | 0 | 0 | 0 | 0 | 0 | 0 | 0 | 0 | 0 | 0 | 0 | 0 | 0 | 0 | 0 | 0 | 0 | 0 | 0 | 0 | 0 | 0 | 759.0553 | 715.1785
10 | 300 | 301 | 300 301 Centrifugal Chiller, 0.51 kW/ton, 500 tons / Hotel or Motel | 0 | 0 | 1146.3093 | 749.6383 | 802.5582 | 833.7148 | 883.3406 | 894.7759 | 922.5534 | 942.1237 | 949.5262 | 946.7407 | 942.1252 | 940.0692 | 969.9712 | 993.8806 | 1001.795 | 1026.501 | 1046.432 | 1055.007 | 1065.708 | 1077.438 | 0 | 0 | 0 | 0 | 0 | 0 | 0 | 0 | 19190.2083 | 11058.5426
10 | 300 | 302 | 300 302 High Efficiency Chiller Motors / Hotel or Motel | 0 | 0 | 584.907 | 193.188 | 206.8257 | 214.8549 | 227.6435 | 230.5904 | 237.7494 | 242.793 | 244.7006 | 243.9828 | 242.7925 | 242.2624 | 249.9705 | 256.1284 | 258.1703 | 264.5361 | 269.6734 | 271.883 | 274.6414 | 277.6633 | 0 | 0 | 0 | 0 | 0 | 0 | 0 | 0 | 5234.9566 | 3139.3656
10 | 300 | 304 | 300 304 EMS - Chiller / Hotel or Motel | 0 | 0 | 1067.9958 | 672.016 | 719.4562 | 747.3856 | 791.8717 | 802.1224 | 827.0259 | 844.5699 | 851.2065 | 848.7098 | 0 | 0 | 0 | 0 | 0 | 0 | 0 | 0 | 0 | 0 | 0 | 0 | 0 | 0 | 0 | 0 | 0 | 0 | 8172.3598 | 6267.5731
10 | 300 | 305 | 300 305 Chiller Tune Up/Diagnostics / Hotel or Motel | 0 | 0 | 902.8036 | 508.2808 | 544.1561 | 565.294 | 598.9439 | 606.6988 | 625.5237 | 638.7932 | 643.8128 | 641.9221 | 0 | 0 | 0 | 0 | 0 | 0 | 0 | 0 | 0 | 0 | 0 | 0 | 0 | 0 | 0 | 0 | 0 | 0 | 6276.229 | 4835.5332
10 | 300 | 306 | 300 306 VSD for Chiller Pumps and Towers / Hotel or Motel | 0 | 0 | 1029.8191 | 634.1761 | 678.9448 | 705.3018 | 747.2831 | 756.9564 | 780.4576 | 797.0137 | 803.2764 | 800.9202 | 797.0137 | 795.2749 | 820.5758 | 840.793 | 847.4919 | 0 | 0 | 0 | 0 | 0 | 0 | 0 | 0 | 0 | 0 | 0 | 0 | 0 | 11835.2985 | 7873.9907
10 | 300 | 307 | 300 307 EMS Optimization / Hotel or Motel | 0 | 0 | 705.5244 | 312.7415 | 334.8193 | 347.8169 | 368.5198 | 0 | 0 | 0 | 0 | 0 | 0 | 0 | 0 | 0 | 0 | 0 | 0 | 0 | 0 | 0 | 0 | 0 | 0 | 0 | 0 | 0 | 0 | 0 | 2069.4219 | 1869.7565
10 | 300 | 308 | 300 308 Aerosole Duct Sealing / Hotel or Motel | 0 | 0 | 1027.6523 | 632.0285 | 676.6458 | 702.9129 | 744.7522 | 754.3931 | 777.8146 | 794.3148 | 800.5565 | 798.2075 | 794.3146 | 792.5815 | 817.7971 | 837.9447 | 844.6216 | 0 | 0 | 0 | 0 | 0 | 0 | 0 | 0 | 0 | 0 | 0 | 0 | 0 | 11796.5377 | 7848.6455
10 | 300 | 309 | 300 309 Duct/Pipe Insulation / Hotel or Motel | 0 | 0 | 514.0224 | 122.9285 | 131.6064 | 136.7155 | 144.853 | 146.7282 | 151.2836 | 154.4931 | 155.7068 | 155.2499 | 0 | 0 | 0 | 0 | 0 | 0 | 0 | 0 | 0 | 0 | 0 | 0 | 0 | 0 | 0 | 0 | 0 | 0 | 1813.5874 | 1465.1545
10 | 300 | 311 | 300 311 Window Film (Standard) / Hotel or Motel | 0 | 0 | 730.4939 | 337.4906 | 361.3142 | 375.3425 | 397.6848 | 402.8331 | 415.3378 | 424.1483 | 427.4808 | 426.2259 | 0 | 0 | 0 | 0 | 0 | 0 | 0 | 0 | 0 | 0 | 0 | 0 | 0 | 0 | 0 | 0 | 0 | 0 | 4298.3519 | 3341.7558
10 | 300 | 313 | 300 313 Ceiling Insulation / Hotel or Motel | 0 | 0 | 1172.9152 | 776.0208 | 830.7985 | 863.0666 | 914.4404 | 926.2809 | 955.0247 | 975.284 | 982.9482 | 980.0656 | 975.316 | 973.1603 | 1004.117 | 1028.873 | 1037.068 | 1062.648 | 1083.275 | 1092.14 | 1103.223 | 1115.379 | 0 | 0 | 0 | 0 | 0 | 0 | 0 | 0 | 19852.0442 | 11434.0942
10 | 300 | 314 | 300 314 Roof Insulation / Hotel or Motel | 0 | 0 | 677.4594 | 284.924 | 305.0365 | 316.8799 | 335.7423 | 340.0885 | 350.6457 | 358.0837 | 360.8975 | 359.8387 | 358.0844 | 357.3014 | 368.6704 | 377.7567 | 380.7652 | 390.1574 | 397.7305 | 400.9893 | 405.0562 | 409.5139 | 0 | 0 | 0 | 0 | 0 | 0 | 0 | 0 | 7535.6216 | 4444.9204
10 | 300 | 317 | 300 317 Thermal Energy Storage (TES) Positive / Hotel or Motel | 0 | 0 | 1167.8761 | 771.0142 | 825.4396 | 857.4839 | 908.5255 | 920.2881 | 948.8597 | 968.9737 | 976.5881 | 973.7188 | 968.9832 | 966.8694 | 997.624 | 1022.18 | 1030.352 | 1055.742 | 1076.234 | 1085.075 | 1096.093 | 1108.158 | 1116.074 | 1129.417 | 1147.507 | 1160.474 | 1180.229 | 1196.886 | 1246.194 | 1290.376 | 29193.2353 | 13543.593
10 | 300 | 317 | 300 317 Thermal Energy Storage (TES) Negative / Hotel or Motel | 0 | 0 | -1179.346 | -1168.945 | -1251.469 | -1300.047 | -1377.428 | -1395.259 | -1438.578 | -1469.096 | -1480.641 | -1476.297 | -1469.097 | -1465.896 | -1512.531 | -1549.792 | -1562.137 | -1600.655 | -1631.745 | -1645.119 | -1661.806 | -1680.094 | -1692.096 | -1712.327 | -1739.758 | -1759.532 | -1789.365 | -1814.625 | -1889.377 | -1956.357 | -43669.415 | -19942.5121
10 | 320 | 321 | 320 321 DX Packaged System, EER=10.9, 10 tons / Hotel or Motel | 0 | 0 | 980.2927 | 585.0858 | 626.3882 | 650.7075 | 689.4415 | 698.3665 | 720.0447 | 735.3188 | 741.0962 | 738.9211 | 735.3218 | 733.7154 | 757.0538 | 775.7179 | 781.8932 | 0 | 0 | 0 | 0 | 0 | 0 | 0 | 0 | 0 | 0 | 0 | 0 | 0 | 10949.3651 | 7294.6843
10 | 320 | 322 | 320 322 Hybrid Dessicant-DX System (Trane CDQ) / Hotel or Motel | 0 | 0 | 4314.651 | 3890.042 | 4164.663 | 4326.327 | 4583.841 | 4643.18 | 4787.334 | 4888.892 | 4927.308 | 4912.851 | 4888.89 | 4878.237 | 5033.411 | 5157.419 | 5198.521 | 0 | 0 | 0 | 0 | 0 | 0 | 0 | 0 | 0 | 0 | 0 | 0 | 0 | 70595.567 | 46296.871
10 | 320 | 323 | 320 323 Geothermal Heat Pump, EER=13, 10 tons / Hotel or Motel | 0 | 0 | 2431.726 | 2023.718 | 2166.584 | 2250.687 | 2384.653 | 2415.523 | 2490.517 | 2543.35 | 2563.335 | 2555.814 | 2543.349 | 2537.807 | 2618.532 | 2683.055 | 2704.429 | 0 | 0 | 0 | 0 | 0 | 0 | 0 | 0 | 0 | 0 | 0 | 0 | 0 | 36913.079 | 24272.155
10 | 320 | 326 | 320 326 DX Tune Up/ Advanced Diagnostics / Hotel or Motel | 0 | 0 | 896.201 | 501.7363 | 537.1552 | 558.0087 | 591.2232 | 598.8766 | 617.469 | 630.5674 | 635.5222 | 633.6577 | 0 | 0 | 0 | 0 | 0 | 0 | 0 | 0 | 0 | 0 | 0 | 0 | 0 | 0 | 0 | 0 | 0 | 0 | 6200.4173 | 4778.2773
10 | 320 | 327 | 320 327 DX Coil Cleaning / Hotel or Motel | 0 | 0 | 876.3904 | 482.0997 | 516.1277 | 536.1761 | 568.0931 | 0 | 0 | 0 | 0 | 0 | 0 | 0 | 0 | 0 | 0 | 0 | 0 | 0 | 0 | 0 | 0 | 0 | 0 | 0 | 0 | 0 | 0 | 0 | 2978.887 | 2671.0946
10 | 320 | 329 | 320 329 Aerosole Duct Sealing / Hotel or Motel | 0 | 0 | 1403.847 | 1004.905 | 1075.846 | 1117.609 | 1184.132 | 1199.461 | 1236.7 | 1262.935 | 1272.859 | 1269.125 | 1262.935 | 1260.181 | 1300.271 | 1332.306 | 1342.921 | 0 | 0 | 0 | 0 | 0 | 0 | 0 | 0 | 0 | 0 | 0 | 0 | 0 | 18526.033 | 12249.0096
10 | 320 | 330 | 320 330 Duct/Pipe Insulation / Hotel or Motel | 0 | 0 | 587.6929 | 195.9493 | 209.782 | 217.9258 | 230.8973 | 233.8863 | 241.1477 | 246.2633 | 248.1983 | 247.4696 | 0 | 0 | 0 | 0 | 0 | 0 | 0 | 0 | 0 | 0 | 0 | 0 | 0 | 0 | 0 | 0 | 0 | 0 | 2659.2125 | 2103.8071
10 | 320 | 334 | 320 334 Ceiling Insulation / Hotel or Motel | 0 | 0 | 1633.594 | 1232.647 | 1319.669 | 1370.907 | 1452.521 | 1471.326 | 1516.993 | 1549.17 | 1561.343 | 1556.751 | 1549.207 | 1545.8 | 1594.97 | 1634.285 | 1647.305 | 1687.936 | 1720.716 | 1734.786 | 1752.405 | 1771.701 | 0 | 0 | 0 | 0 | 0 | 0 | 0 | 0 | 31304.032 | 17932.7215
10 | 320 | 335 | 320 335 Roof Insulation / Hotel or Motel | 0 | 0 | 847.8095 | 453.7713 | 485.8041 | 504.6649 | 534.7051 | 541.6272 | 558.4404 | 570.2865 | 574.7674 | 573.0807 | 570.2885 | 569.0421 | 587.1458 | 601.6183 | 606.4078 | 621.3657 | 633.4282 | 638.6179 | 645.095 | 652.1971 | 0 | 0 | 0 | 0 | 0 | 0 | 0 | 0 | 11770.1635 | 6847.8924
10 | 340 | 344 | 340 344 Aerosole Duct Sealing / Hotel or Motel | 0 | 0 | 1426.649 | 1027.506 | 1100.043 | 1142.746 | 1210.765 | 1226.438 | 1264.515 | 1291.34 | 1301.487 | 1297.67 | 1291.339 | 1288.524 | 1329.516 | 1362.272 | 1373.125 | 0 | 0 | 0 | 0 | 0 | 0 | 0 | 0 | 0 | 0 | 0 | 0 | 0 | 18933.935 | 12515.733
10 | 340 | 345 | 340 345 Duct/Pipe Insulation / Hotel or Motel | 0 | 0 | 592.0264 | 200.2446 | 214.3805 | 222.703 | 235.9587 | 239.0131 | 246.4338 | 251.6616 | 253.6389 | 252.8952 | 0 | 0 | 0 | 0 | 0 | 0 | 0 | 0 | 0 | 0 | 0 | 0 | 0 | 0 | 0 | 0 | 0 | 0 | 2708.9558 | 2141.3752
10 | 340 | 349 | 340 349 Ceiling Insulation / Hotel or Motel | 0 | 0 | 1661.659 | 1260.464 | 1349.45 | 1401.843 | 1485.3 | 1504.529 | 1551.227 | 1584.13 | 1596.578 | 1591.881 | 1584.168 | 1580.684 | 1630.965 | 1671.165 | 1684.479 | 1726.029 | 1759.548 | 1773.935 | 1791.953 | 1811.682 | 0 | 0 | 0 | 0 | 0 | 0 | 0 | 0 | 32001.669 | 18328.6076
10 | 340 | 351 | 340 351 Cool Roof - DX / Hotel or Motel | 0 | 0 | 2806.338 | 2395.044 | 2564.132 | 2663.669 | 2822.236 | 2858.772 | 2947.513 | 3010.039 | 3033.691 | 3024.77 | 3010.069 | 3003.449 | 3099.023 | 3175.387 | 3200.695 | 0 | 0 | 0 | 0 | 0 | 0 | 0 | 0 | 0 | 0 | 0 | 0 | 0 | 43614.827 | 28654.3559
10 | 360 | 361 | 360 361 HE PTAC, EER=9.6, 1 ton / Hotel or Motel | 0 | 0 | 2056.334 | 1651.653 | 1768.251 | 1836.896 | 1946.245 | 1971.439 | 2032.637 | 2075.757 | 2092.066 | 2085.918 | 2075.778 | 2071.236 | 2137.122 | 2189.778 | 2207.236 | 0 | 0 | 0 | 0 | 0 | 0 | 0 | 0 | 0 | 0 | 0 | 0 | 0 | 30198.346 | 19881.4271
10 | 400 | 402 | 400 402 Variable Speed Drive Control / Hotel or Motel | 0 | 0 | 843.992 | 449.9879 | 481.7544 | 500.456 | 530.2444 | 537.1084 | 553.7839 | 565.5317 | 569.9753 | 568.3034 | 565.5314 | 564.297 | 582.2504 | 596.5947 | 601.3488 | 0 | 0 | 0 | 0 | 0 | 0 | 0 | 0 | 0 | 0 | 0 | 0 | 0 | 8511.1597 | 5700.3628
10 | 400 | 403 | 400 403 Air Handler Optimization / Hotel or Motel | 0 | 0 | 533.5234 | 142.2576 | 152.3001 | 158.2123 | 167.6295 | 169.7995 | 175.0711 | 178.7852 | 0 | 0 | 0 | 0 | 0 | 0 | 0 | 0 | 0 | 0 | 0 | 0 | 0 | 0 | 0 | 0 | 0 | 0 | 0 | 0 | 1677.5787 | 1422.7944
10 | 400 | 404 | 400 404 Electronically Commutated Motors (ECM) on an Air Handler Unit / Hotel or Motel | 0 | 0 | 592.5424 | 200.756 | 214.9282 | 223.2715 | 236.5613 | 239.6236 | 247.0631 | 252.3042 | 254.2866 | 253.5407 | 252.3043 | 251.7533 | 259.763 | 266.1618 | 268.2837 | 0 | 0 | 0 | 0 | 0 | 0 | 0 | 0 | 0 | 0 | 0 | 0 | 0 | 4013.1437 | 2759.1455
10 | 400 | 405 | 400 405 Demand Control Ventilation (DCV) / Hotel or Motel | 0 | 0 | 608.5352 | 216.6076 | 231.897 | 240.9026 | 255.2445 | 258.5497 | 266.5712 | 272.226 | 274.3645 | 273.5587 | 272.2287 | 271.631 | 280.2783 | 287.1906 | 289.4705 | 0 | 0 | 0 | 0 | 0 | 0 | 0 | 0 | 0 | 0 | 0 | 0 | 0 | 4299.2561 | 2946.2287
10 | 400 | 406 | 400 406 Energy Recovery Ventilation (ERV) / Hotel or Motel | 0 | 0 | 489.8782 | 98.9972 | 105.9839 | 110.101 | 116.6558 | 118.1665 | 121.8323 | 124.417 | 125.394 | 125.0259 | 124.4178 | 124.1443 | 128.0956 | 131.2544 | 132.2989 | 135.5643 | 138.1955 | 139.3268 | 140.7377 | 142.2875 | 0 | 0 | 0 | 0 | 0 | 0 | 0 | 0 | 2872.7747 | 1798.8958
10 | 600 | 603 | 600 603 Heat Pump Water Heater (air source) / Hotel or Motel | 0 | 0 | 1470.294 | 1070.766 | 1146.357 | 1190.858 | 1261.74 | 1278.073 | 1317.754 | 1345.708 | 1356.282 | 1352.303 | 1345.707 | 1342.774 | 1385.492 | 1419.626 | 1430.937 | 0 | 0 | 0 | 0 | 0 | 0 | 0 | 0 | 0 | 0 | 0 | 0 | 0 | 19714.671 | 13026.2499
10 | 600 | 606 | 600 606 Demand controlled circulating systems / Hotel or Motel | 0 | 0 | 466.4564 | 75.782 | 81.1318 | 84.2811 | 89.2979 | 90.4539 | 93.2622 | 95.2408 | 95.989 | 95.7068 | 95.2403 | 95.0327 | 98.056 | 100.4721 | 101.2728 | 0 | 0 | 0 | 0 | 0 | 0 | 0 | 0 | 0 | 0 | 0 | 0 | 0 | 1757.6757 | 1284.3124
10 | 600 | 608 | 600 608 Heat Recovery Unit / Hotel or Motel | 0 | 0 | 1573.474 | 1173.036 | 1255.847 | 1304.598 | 1382.25 | 1400.143 | 1443.614 | 1474.238 | 1485.822 | 1481.463 | 0 | 0 | 0 | 0 | 0 | 0 | 0 | 0 | 0 | 0 | 0 | 0 | 0 | 0 | 0 | 0 | 0 | 0 | 13974.485 | 10649.5879
10 | 600 | 609 | 600 609 Heat Trap / Hotel or Motel | 0 | 0 | 528.4676 | 137.2463 | 146.9351 | 152.6391 | 161.7245 | 163.818 | 168.904 | 172.4872 | 173.8425 | 173.3316 | 0 | 0 | 0 | 0 | 0 | 0 | 0 | 0 | 0 | 0 | 0 | 0 | 0 | 0 | 0 | 0 | 0 | 0 | 1979.3959 | 1590.3804
10 | 600 | 610 | 600 610 Hot Water Pipe Insulation / Hotel or Motel | 0 | 0 | 420.2318 | 29.9651 | 32.0805 | 33.3258 | 35.3093 | 35.7665 | 36.877 | 37.6594 | 37.9551 | 37.8432 | 37.6592 | 37.577 | 38.7727 | 39.7278 | 40.0442 | 0 | 0 | 0 | 0 | 0 | 0 | 0 | 0 | 0 | 0 | 0 | 0 | 0 | 930.7945 | 743.6214
10 | 700 | 701 | 700 701 PC Manual Power Management Enabling / Hotel or Motel | 0 | 0 | 418.4777 | 28.2265 | 30.2191 | 31.3923 | 0 | 0 | 0 | 0 | 0 | 0 | 0 | 0 | 0 | 0 | 0 | 0 | 0 | 0 | 0 | 0 | 0 | 0 | 0 | 0 | 0 | 0 | 0 | 0 | 508.3156 | 497.6661
10 | 700 | 702 | 700 702 PC Network Power Management Enabling / Hotel or Motel | 0 | 0 | 418.4777 | 28.2265 | 30.2191 | 31.3923 | 0 | 0 | 0 | 0 | 0 | 0 | 0 | 0 | 0 | 0 | 0 | 0 | 0 | 0 | 0 | 0 | 0 | 0 | 0 | 0 | 0 | 0 | 0 | 0 | 508.3156 | 497.6661
10 | 710 | 711 | 710 711 Energy Star or Better Monitor / Hotel or Motel | 0 | 0 | 430.8592 | 40.4989 | 43.3579 | 45.0409 | 0 | 0 | 0 | 0 | 0 | 0 | 0 | 0 | 0 | 0 | 0 | 0 | 0 | 0 | 0 | 0 | 0 | 0 | 0 | 0 | 0 | 0 | 0 | 0 | 559.757 | 544.4772
10 | 710 | 712 | 710 712 Monitor Power Management Enabling / Hotel or Motel | 0 | 0 | 416.7236 | 26.488 | 28.3578 | 29.4587 | 0 | 0 | 0 | 0 | 0 | 0 | 0 | 0 | 0 | 0 | 0 | 0 | 0 | 0 | 0 | 0 | 0 | 0 | 0 | 0 | 0 | 0 | 0 | 0 | 501.028 | 491.0344
10 | 730 | 732 | 730 732 Copier Power Management Enabling / Hotel or Motel | 0 | 0 | 395.8813 | 5.8294 | 6.2409 | 6.4832 | 6.869 | 6.958 | 0 | 0 | 0 | 0 | 0 | 0 | 0 | 0 | 0 | 0 | 0 | 0 | 0 | 0 | 0 | 0 | 0 | 0 | 0 | 0 | 0 | 0 | 428.2617 | 422.6691
10 | 740 | 741 | 740 741 Printer Power Management Enabling / Hotel or Motel | 0 | 0 | 430.6529 | 40.2944 | 43.1389 | 44.8134 | 47.4808 | 0 | 0 | 0 | 0 | 0 | 0 | 0 | 0 | 0 | 0 | 0 | 0 | 0 | 0 | 0 | 0 | 0 | 0 | 0 | 0 | 0 | 0 | 0 | 606.3804 | 580.6551
10 | 800 | 801 | 800 801 Convection Oven / Hotel or Motel | 0 | 0 | 419.5095 | 29.2493 | 31.314 | 32.5297 | 34.4658 | 34.912 | 35.996 | 36.7597 | 37.0481 | 36.939 | 0 | 0 | 0 | 0 | 0 | 0 | 0 | 0 | 0 | 0 | 0 | 0 | 0 | 0 | 0 | 0 | 0 | 0 | 728.7229 | 645.8183
10 | 810 | 811 | 810 811 Efficient Fryer / Hotel or Motel | 0 | 0 | 391.6509 | 1.6363 | 1.7518 | 1.8199 | 1.9281 | 1.9531 | 2.0137 | 2.0565 | 2.0726 | 2.0664 | 0 | 0 | 0 | 0 | 0 | 0 | 0 | 0 | 0 | 0 | 0 | 0 | 0 | 0 | 0 | 0 | 0 | 0 | 408.9493 | 404.3114
10 | 900 | 901 | 900 901 Vending Misers (cooled machines only) / Hotel or Motel | 0 | 0 | 479.3539 | 88.5658 | 94.8179 | 98.4988 | 104.3616 | 105.7128 | 108.9946 | 111.307 | 112.1813 | 111.8517 | 0 | 0 | 0 | 0 | 0 | 0 | 0 | 0 | 0 | 0 | 0 | 0 | 0 | 0 | 0 | 0 | 0 | 0 | 1415.6454 | 1164.6117
11 | 110 | 111 | 110 111 Premium T8, Elecctronic Ballast / Other | 0 | 0 | 1019.9138 | 624.3577 | 668.4335 | 694.3831 | 735.7155 | 745.2397 | 768.3749 | 784.6744 | 790.84 | 788.5197 | 784.676 | 782.9629 | 807.8701 | 827.7816 | 834.3734 | 854.9515 | 871.5511 | 878.6924 | 887.6056 | 897.3747 | 903.7841 | 914.5898 | 929.2467 | 939.7844 | 955.7377 | 969.2343 | 0 | 0 | 21660.6686 | 10651.1131
11 | 110 | 114 | 110 114 Continuous Dimming / Other | 0 | 0 | 1789.74 | 1387.394 | 1485.337 | 1542.997 | 1634.84 | 1656.003 | 1707.416 | 1743.636 | 1757.337 | 1752.181 | 1743.635 | 1739.836 | 1795.177 | 1839.416 | 1854.068 | 1899.786 | 1936.682 | 1952.553 | 1972.359 | 0 | 0 | 0 | 0 | 0 | 0 | 0 | 0 | 0 | 33190.393 | 19528.2015
11 | 110 | 115 | 110 115 Lighting Control Tuneup / Other | 0 | 0 | 535.0711 | 143.7916 | 153.9422 | 159.9184 | 169.4371 | 171.6306 | 0 | 0 | 0 | 0 | 0 | 0 | 0 | 0 | 0 | 0 | 0 | 0 | 0 | 0 | 0 | 0 | 0 | 0 | 0 | 0 | 0 | 0 | 1333.791 | 1195.8414
11 | 120 | 121 | 120 121 ROB Premium T8, 1EB / Other | 0 | 0 | 662.292 | 269.8903 | 288.9417 | 300.1601 | 318.0268 | 322.1437 | 332.1443 | 339.1902 | 341.8556 | 340.8525 | 339.1907 | 338.4484 | 349.2175 | 357.8228 | 360.6736 | 369.5687 | 376.744 | 379.8313 | 383.6841 | 387.9054 | 390.6779 | 395.3485 | 401.6851 | 406.2354 | 413.136 | 418.9691 | 0 | 0 | 9584.6357 | 4825.5545
11 | 120 | 122 | 120 122 ROB Premium T8, EB, Reflector / Other | 0 | 0 | 1489.486 | 1089.788 | 1166.721 | 1212.014 | 1284.158 | 1300.782 | 1341.163 | 1369.614 | 1380.375 | 1376.325 | 1369.616 | 1366.629 | 1410.095 | 1444.854 | 1456.36 | 1492.277 | 1521.253 | 1533.718 | 1549.275 | 1566.33 | 1577.514 | 1596.375 | 1621.957 | 1640.362 | 1668.196 | 1691.755 | 0 | 0 | 37516.992 | 18300.3074
11 | 120 | 123 | 120 123 Occupancy Sensor / Other | 0 | 0 | 737.9229 | 344.8542 | 369.1976 | 383.5316 | 406.361 | 411.6214 | 424.3996 | 433.4026 | 436.8079 | 435.5264 | 433.4026 | 432.4561 | 446.2152 | 457.2117 | 460.8535 | 0 | 0 | 0 | 0 | 0 | 0 | 0 | 0 | 0 | 0 | 0 | 0 | 0 | 6613.7643 | 4459.6698
11 | 120 | 124 | 120 124 Lighting Control Tuneup / Other | 0 | 0 | 478.838 | 88.0545 | 94.2704 | 97.93 | 103.7592 | 105.1023 | 0 | 0 | 0 | 0 | 0 | 0 | 0 | 0 | 0 | 0 | 0 | 0 | 0 | 0 | 0 | 0 | 0 | 0 | 0 | 0 | 0 | 0 | 967.9544 | 883.4775
11 | 130 | 131 | 130 131 CFL Screw-in 18W / Other | 0 | 0 | 5290.396 | 4857.189 | 5200.102 | 0 | 0 | 0 | 0 | 0 | 0 | 0 | 0 | 0 | 0 | 0 | 0 | 0 | 0 | 0 | 0 | 0 | 0 | 0 | 0 | 0 | 0 | 0 | 0 | 0 | 15347.687 | 14440.5166
11 | 150 | 151 | 150 151 PSMH, 250W, magnetic ballast / Other | 0 | 0 | 1533.647 | 1133.56 | 1213.584 | 1260.694 | 1335.734 | 1353.025 | 1395.031 | 1424.625 | 1435.819 | 1431.607 | 1424.625 | 1421.52 | 1466.738 | 1502.881 | 1514.852 | 1552.206 | 1582.351 | 0 | 0 | 0 | 0 | 0 | 0 | 0 | 0 | 0 | 0 | 0 | 23982.499 | 14954.7618
11 | 150 | 152 | 150 152 PSMH, 250 W, electronic ballast / Other | 0 | 0 | 1712.045 | 1310.385 | 1402.891 | 1457.351 | 1544.096 | 1564.084 | 1612.643 | 1646.854 | 1659.794 | 1654.925 | 1646.853 | 1643.264 | 1695.533 | 1737.317 | 1751.156 | 1794.336 | 1829.183 | 0 | 0 | 0 | 0 | 0 | 0 | 0 | 0 | 0 | 0 | 0 | 27662.71 | 17226.7293
11 | 150 | 153 | 150 153 High Bay T5 / Other | 0 | 0 | 1912.727 | 1509.299 | 1615.846 | 1678.576 | 1778.491 | 1801.514 | 1857.441 | 1896.843 | 1911.748 | 1906.139 | 1896.849 | 1892.712 | 1952.911 | 2001.037 | 2016.981 | 2066.724 | 2106.855 | 0 | 0 | 0 | 0 | 0 | 0 | 0 | 0 | 0 | 0 | 0 | 31802.693 | 19782.5315
11 | 160 | 161 | 160 161 LED Exit Sign / Other | 0 | 0 | 392.9922 | 2.9658 | 3.1752 | 3.2985 | 3.4947 | 3.5401 | 3.65 | 3.7274 | 3.7565 | 3.7447 | 3.7274 | 3.7192 | 3.8378 | 3.9323 | 3.9635 | 4.0613 | 0 | 0 | 0 | 0 | 0 | 0 | 0 | 0 | 0 | 0 | 0 | 0 | 447.5867 | 426.587
11 | 200 | 201 | 200 201 High Pressure Sodium 250W Lamp / Other | 0 | 0 | 817.062 | 423.2954 | 453.1776 | 470.7699 | 498.7911 | 0 | 0 | 0 | 0 | 0 | 0 | 0 | 0 | 0 | 0 | 0 | 0 | 0 | 0 | 0 | 0 | 0 | 0 | 0 | 0 | 0 | 0 | 0 | 2663.096 | 2392.849
11 | 200 | 202 | 200 202 Outdoor Lighting Controls (Photocell/Timeclock) / Other | 0 | 0 | 727.3986 | 334.4228 | 358.0311 | 371.9298 | 394.0679 | 0 | 0 | 0 | 0 | 0 | 0 | 0 | 0 | 0 | 0 | 0 | 0 | 0 | 0 | 0 | 0 | 0 | 0 | 0 | 0 | 0 | 0 | 0 | 2185.8502 | 1972.3427
11 | 210 | 211 | 210 211 Outdoor Lighting Controls (Photocell/Timeclock) / Other | 0 | 0 | 573.5572 | 181.9383 | 194.782 | 202.3434 | 214.3874 | 0 | 0 | 0 | 0 | 0 | 0 | 0 | 0 | 0 | 0 | 0 | 0 | 0 | 0 | 0 | 0 | 0 | 0 | 0 | 0 | 0 | 0 | 0 | 1367.0083 | 1250.8524
11 | 300 | 301 | 300 301 Centrifugal Chiller, 0.51 kW/ton, 500 tons / Other | 0 | 0 | 702.429 | 309.6734 | 331.5331 | 344.4049 | 364.9054 | 369.6291 | 381.1039 | 389.1883 | 392.2463 | 391.0949 | 389.1883 | 388.3376 | 400.694 | 410.5683 | 413.8387 | 424.0453 | 432.2779 | 435.8202 | 440.2406 | 445.0847 | 0 | 0 | 0 | 0 | 0 | 0 | 0 | 0 | 8156.3039 | 4797.1396
11 | 300 | 302 | 300 302 High Efficiency Chiller Motors / Other | 0 | 0 | 470.4804 | 79.7706 | 85.4018 | 88.7171 | 93.9979 | 95.2147 | 98.1707 | 100.2534 | 101.041 | 100.7447 | 100.2531 | 100.0339 | 103.217 | 105.7595 | 106.6032 | 109.2321 | 111.3525 | 112.265 | 113.4044 | 114.6526 | 0 | 0 | 0 | 0 | 0 | 0 | 0 | 0 | 2390.5655 | 1525.2598
11 | 300 | 304 | 300 304 EMS - Chiller / Other | 0 | 0 | 670.0305 | 277.5607 | 297.1544 | 308.6904 | 327.0644 | 331.2983 | 341.5839 | 348.8302 | 351.5713 | 350.5397 | 0 | 0 | 0 | 0 | 0 | 0 | 0 | 0 | 0 | 0 | 0 | 0 | 0 | 0 | 0 | 0 | 0 | 0 | 3604.3238 | 2817.5957
11 | 300 | 305 | 300 305 Chiller Tune Up/Diagnostics / Other | 0 | 0 | 601.8285 | 209.96 | 224.7802 | 233.5096 | 247.4112 | 250.6151 | 258.3902 | 263.8717 | 265.9444 | 265.1641 | 0 | 0 | 0 | 0 | 0 | 0 | 0 | 0 | 0 | 0 | 0 | 0 | 0 | 0 | 0 | 0 | 0 | 0 | 2821.475 | 2226.3547
11 | 300 | 306 | 300 306 VSD for Chiller Pumps and Towers / Other | 0 | 0 | 654.2439 | 261.9134 | 280.4025 | 291.2881 | 308.6264 | 312.6215 | 322.3273 | 329.1651 | 331.7513 | 330.7777 | 329.1652 | 328.4459 | 338.8958 | 347.2451 | 350.0129 | 0 | 0 | 0 | 0 | 0 | 0 | 0 | 0 | 0 | 0 | 0 | 0 | 0 | 5116.8821 | 3480.8712
11 | 300 | 307 | 300 307 EMS Optimization / Other | 0 | 0 | 520.3163 | 129.167 | 138.2854 | 143.6536 | 152.2042 | 0 | 0 | 0 | 0 | 0 | 0 | 0 | 0 | 0 | 0 | 0 | 0 | 0 | 0 | 0 | 0 | 0 | 0 | 0 | 0 | 0 | 0 | 0 | 1083.6265 | 1001.1617
11 | 300 | 308 | 300 308 Aerosole Duct Sealing / Other | 0 | 0 | 653.4185 | 261.0952 | 279.5271 | 290.3782 | 307.6621 | 311.645 | 321.3204 | 328.137 | 330.7154 | 329.7448 | 328.137 | 327.4204 | 337.837 | 346.1599 | 348.9189 | 0 | 0 | 0 | 0 | 0 | 0 | 0 | 0 | 0 | 0 | 0 | 0 | 0 | 5102.1169 | 3471.2166
11 | 300 | 309 | 300 309 Duct/Pipe Insulation / Other | 0 | 0 | 441.2804 | 50.8282 | 54.4163 | 56.5287 | 59.8935 | 60.6688 | 62.5524 | 63.8796 | 64.3812 | 64.1921 | 0 | 0 | 0 | 0 | 0 | 0 | 0 | 0 | 0 | 0 | 0 | 0 | 0 | 0 | 0 | 0 | 0 | 0 | 978.6211 | 834.5521
11 | 300 | 311 | 300 311 Window Film (Standard) / Other | 0 | 0 | 529.3961 | 138.1666 | 147.9192 | 153.6629 | 162.8098 | 164.9173 | 170.0367 | 173.6438 | 175.0079 | 174.4943 | 0 | 0 | 0 | 0 | 0 | 0 | 0 | 0 | 0 | 0 | 0 | 0 | 0 | 0 | 0 | 0 | 0 | 0 | 1990.0546 | 1598.4301
11 | 300 | 313 | 300 313 Ceiling Insulation / Other | 0 | 0 | 713.5724 | 320.7182 | 343.3576 | 356.6903 | 377.9247 | 382.8172 | 394.6967 | 403.0691 | 406.2358 | 405.0434 | 403.0745 | 402.19 | 414.9892 | 425.2234 | 428.602 | 439.1788 | 447.7014 | 451.3655 | 455.9423 | 460.9705 | 0 | 0 | 0 | 0 | 0 | 0 | 0 | 0 | 8433.363 | 4954.3557
11 | 300 | 314 | 300 314 Roof Insulation / Other | 0 | 0 | 508.7601 | 117.7127 | 126.0214 | 130.9149 | 138.7077 | 140.5033 | 144.8647 | 147.9378 | 149.0999 | 148.6619 | 147.9382 | 147.6136 | 152.3112 | 156.0649 | 157.3084 | 161.1892 | 164.3174 | 165.664 | 167.3437 | 169.1851 | 0 | 0 | 0 | 0 | 0 | 0 | 0 | 0 | 3342.1201 | 2065.2371
11 | 300 | 317 | 300 317 Thermal Energy Storage (TES) Positive / Other | 0 | 0 | 756.9091 | 363.6729 | 389.346 | 404.4594 | 428.5347 | 434.0817 | 447.5581 | 457.0495 | 460.6387 | 459.2892 | 457.052 | 456.0534 | 470.5583 | 482.1429 | 485.9955 | 497.9712 | 507.6296 | 511.8039 | 517.0059 | 522.6979 | 526.4305 | 532.7249 | 541.257 | 547.3532 | 556.6896 | 564.545 | 587.8077 | 608.6441 | 13975.9019 | 6594.2923
11 | 300 | 317 | 300 317 Thermal Energy Storage (TES) Negative / Other | 0 | 0 | -532.6146 | -527.9172 | -565.1868 | -587.1253 | -622.072 | -630.1247 | -649.6887 | -663.471 | -668.6848 | -666.7235 | -663.4712 | -662.0259 | -683.0868 | -699.9147 | -705.4899 | -722.8854 | -736.9263 | -742.966 | -750.5024 | -758.7618 | -764.1819 | -773.3183 | -785.7074 | -794.6369 | -808.1101 | -819.5184 | -853.2778 | -883.527 | -19721.9168 | -9006.4081
11 | 320 | 321 | 320 321 DX Packaged System, EER=10.9, 10 tons / Other | 0 | 0 | 633.8143 | 241.6638 | 258.7222 | 268.768 | 284.7668 | 288.4532 | 297.407 | 303.7159 | 306.1022 | 305.2043 | 303.7168 | 303.0514 | 312.6949 | 320.4023 | 322.9538 | 0 | 0 | 0 | 0 | 0 | 0 | 0 | 0 | 0 | 0 | 0 | 0 | 0 | 4751.4369 | 3241.9083
11 | 320 | 322 | 320 322 Hybrid Dessicant-DX System (Trane CDQ) / Other | 0 | 0 | 2011.164 | 1606.865 | 1720.303 | 1787.083 | 1893.454 | 1917.964 | 1977.511 | 2019.462 | 2035.33 | 2029.36 | 2019.461 | 2015.06 | 2079.159 | 2130.389 | 2147.362 | 0 | 0 | 0 | 0 | 0 | 0 | 0 | 0 | 0 | 0 | 0 | 0 | 0 | 29389.927 | 19352.8244
11 | 320 | 323 | 320 323 Geothermal Heat Pump, EER=13, 10 tons / Other | 0 | 0 | 1233.3932 | 835.9547 | 894.9685 | 929.7107 | 985.0491 | 997.8004 | 1028.779 | 1050.604 | 1058.859 | 1055.753 | 1050.603 | 1048.312 | 1081.663 | 1108.311 | 1117.142 | 0 | 0 | 0 | 0 | 0 | 0 | 0 | 0 | 0 | 0 | 0 | 0 | 0 | 15476.9026 | 10255.2069
11 | 320 | 326 | 320 326 DX Tune Up/ Advanced Diagnostics / Other | 0 | 0 | 599.1458 | 207.3012 | 221.9346 | 230.5512 | 244.2743 | 247.4366 | 255.118 | 260.5301 | 262.5769 | 261.8068 | 0 | 0 | 0 | 0 | 0 | 0 | 0 | 0 | 0 | 0 | 0 | 0 | 0 | 0 | 0 | 0 | 0 | 0 | 2790.6755 | 2203.0935
11 | 320 | 327 | 320 327 DX Coil Cleaning / Other | 0 | 0 | 590.8914 | 199.1194 | 213.1743 | 221.4532 | 234.637 | 0 | 0 | 0 | 0 | 0 | 0 | 0 | 0 | 0 | 0 | 0 | 0 | 0 | 0 | 0 | 0 | 0 | 0 | 0 | 0 | 0 | 0 | 0 | 1459.2753 | 1332.1493
11 | 320 | 329 | 320 329 Aerosole Duct Sealing / Other | 0 | 0 | 808.8076 | 415.1138 | 444.4184 | 461.6707 | 489.1503 | 495.4825 | 510.8656 | 521.7029 | 525.8022 | 524.2599 | 521.7026 | 520.5638 | 537.1256 | 550.3583 | 554.7442 | 0 | 0 | 0 | 0 | 0 | 0 | 0 | 0 | 0 | 0 | 0 | 0 | 0 | 7881.7684 | 5288.8089
11 | 320 | 330 | 320 330 Duct/Pipe Insulation / Other | 0 | 0 | 471.6154 | 80.8956 | 86.6062 | 89.9684 | 95.3235 | 96.5575 | 99.5551 | 101.6672 | 102.4659 | 102.1653 | 0 | 0 | 0 | 0 | 0 | 0 | 0 | 0 | 0 | 0 | 0 | 0 | 0 | 0 | 0 | 0 | 0 | 0 | 1326.82 | 1097.5268
11 | 320 | 334 | 320 334 Ceiling Insulation / Other | 0 | 0 | 904.2491 | 509.7126 | 545.6913 | 566.8852 | 600.6299 | 608.4048 | 627.2858 | 640.5923 | 645.6258 | 643.7296 | 640.6077 | 639.1959 | 659.5333 | 675.7992 | 681.1741 | 697.9783 | 711.523 | 717.3473 | 724.623 | 732.6111 | 0 | 0 | 0 | 0 | 0 | 0 | 0 | 0 | 13173.1993 | 7644.0653
11 | 320 | 335 | 320 335 Roof Insulation / Other | 0 | 0 | 579.3353 | 187.6652 | 200.9115 | 208.714 | 221.1396 | 224.0034 | 230.9528 | 235.8522 | 237.7048 | 237.0074 | 235.8542 | 235.3363 | 242.8284 | 248.818 | 250.793 | 256.9833 | 261.9707 | 264.1135 | 266.7903 | 269.7321 | 0 | 0 | 0 | 0 | 0 | 0 | 0 | 0 | 5096.506 | 3060.7929
11 | 340 | 344 | 340 344 Aerosole Duct Sealing / Other | 0 | 0 | 818.1969 | 424.4204 | 454.382 | 472.021 | 500.1167 | 506.5908 | 522.3189 | 533.3992 | 537.5903 | 536.0134 | 533.399 | 532.2349 | 549.1674 | 562.6969 | 567.1813 | 0 | 0 | 0 | 0 | 0 | 0 | 0 | 0 | 0 | 0 | 0 | 0 | 0 | 8049.7291 | 5398.637
11 | 340 | 345 | 340 345 Duct/Pipe Insulation / Other | 0 | 0 | 473.4726 | 82.7364 | 88.577 | 92.0157 | 97.4927 | 98.7547 | 101.8206 | 103.9808 | 104.7978 | 104.4907 | 0 | 0 | 0 | 0 | 0 | 0 | 0 | 0 | 0 | 0 | 0 | 0 | 0 | 0 | 0 | 0 | 0 | 0 | 1348.139 | 1113.6277
11 | 340 | 349 | 340 349 Ceiling Insulation / Other | 0 | 0 | 915.3925 | 520.7578 | 557.5159 | 579.1693 | 613.6451 | 621.5887 | 640.8787 | 654.4734 | 659.6159 | 657.6797 | 654.4893 | 653.0467 | 673.825 | 690.4431 | 695.9348 | 713.1028 | 726.9413 | 732.8918 | 740.3255 | 748.4875 | 0 | 0 | 0 | 0 | 0 | 0 | 0 | 0 | 13450.2048 | 7801.2568
11 | 340 | 351 | 340 351 Cool Roof - DX / Other | 0 | 0 | 1405.699 | 1006.744 | 1077.811 | 1119.66 | 1186.306 | 1201.663 | 1238.965 | 1265.247 | 1275.188 | 1271.448 | 1265.257 | 1262.491 | 1302.646 | 1334.75 | 1345.387 | 0 | 0 | 0 | 0 | 0 | 0 | 0 | 0 | 0 | 0 | 0 | 0 | 0 | 18559.262 | 12270.7339
11 | 360 | 361 | 360 361 HE PTAC, EER=9.6, 1 ton / Other | 0 | 0 | 1078.3137 | 682.2419 | 730.4033 | 758.7606 | 803.926 | 814.3331 | 839.6116 | 857.4218 | 864.159 | 861.6238 | 857.4261 | 855.553 | 882.7644 | 904.5283 | 911.7301 | 0 | 0 | 0 | 0 | 0 | 0 | 0 | 0 | 0 | 0 | 0 | 0 | 0 | 12702.7967 | 8441.2395
11 | 400 | 403 | 400 403 Air Handler Optimization / Other | 0 | 0 | 507.1093 | 116.0764 | 124.2707 | 129.0949 | 136.7788 | 138.5495 | 142.851 | 145.8814 | 0 | 0 | 0 | 0 | 0 | 0 | 0 | 0 | 0 | 0 | 0 | 0 | 0 | 0 | 0 | 0 | 0 | 0 | 0 | 0 | 1440.612 | 1232.7183
11 | 400 | 404 | 400 404 Electronically Commutated Motors (ECM) on an Air Handler Unit / Other | 0 | 0 | 555.1912 | 163.7342 | 175.2929 | 182.0976 | 192.9366 | 195.4342 | 201.5017 | 205.7766 | 207.3931 | 206.7854 | 205.7764 | 205.3274 | 211.8596 | 217.078 | 218.8088 | 0 | 0 | 0 | 0 | 0 | 0 | 0 | 0 | 0 | 0 | 0 | 0 | 0 | 3344.9937 | 2322.2474
11 | 400 | 405 | 400 405 Demand Control Ventilation (DCV) / Other | 0 | 0 | 568.8109 | 177.2336 | 189.7435 | 197.1126 | 208.8474 | 211.5519 | 218.1151 | 222.7421 | 224.4918 | 223.8324 | 222.7442 | 222.2547 | 229.3297 | 234.9871 | 236.8524 | 0 | 0 | 0 | 0 | 0 | 0 | 0 | 0 | 0 | 0 | 0 | 0 | 0 | 3588.6494 | 2481.5691
11 | 400 | 406 | 400 406 Energy Recovery Ventilation (ERV) / Other | 0 | 0 | 471.6154 | 80.8955 | 86.6043 | 89.9689 | 95.3253 | 96.5598 | 99.5551 | 101.6673 | 102.4657 | 102.1651 | 101.6676 | 101.4443 | 104.6732 | 107.2538 | 108.1082 | 110.7761 | 112.9265 | 113.8509 | 115.0041 | 116.2694 | 0 | 0 | 0 | 0 | 0 | 0 | 0 | 0 | 2418.7964 | 1541.2776
11 | 600 | 603 | 600 603 Heat Pump Water Heater (air source) / Other | 0 | 0 | 652.4898 | 260.1748 | 278.5414 | 289.3546 | 306.5775 | 310.5462 | 320.1876 | 326.9801 | 329.5492 | 328.5823 | 326.98 | 326.2658 | 336.6463 | 344.9397 | 347.6889 | 0 | 0 | 0 | 0 | 0 | 0 | 0 | 0 | 0 | 0 | 0 | 0 | 0 | 5085.5042 | 3460.3536
11 | 600 | 604 | 600 604 Solar Water Heater / Other | 0 | 0 | 651.8708 | 259.5612 | 277.8846 | 288.6721 | 305.8546 | 309.8138 | 319.4326 | 326.2091 | 328.7719 | 327.8074 | 326.2089 | 325.4963 | 335.8523 | 344.1263 | 346.8691 | 355.4222 | 362.3247 | 365.294 | 368.9998 | 373.0606 | 0 | 0 | 0 | 0 | 0 | 0 | 0 | 0 | 6899.5323 | 4083.9612
11 | 600 | 606 | 600 606 Demand controlled circulating systems / Other | 0 | 0 | 408.5724 | 18.4086 | 19.7081 | 20.4732 | 21.6917 | 21.9725 | 22.6548 | 23.1355 | 23.3169 | 23.2481 | 23.1355 | 23.0845 | 23.8197 | 24.4064 | 24.6006 | 0 | 0 | 0 | 0 | 0 | 0 | 0 | 0 | 0 | 0 | 0 | 0 | 0 | 722.2286 | 607.2416
11 | 600 | 608 | 600 608 Heat Recovery Unit / Other | 0 | 0 | 677.5626 | 285.0264 | 305.1474 | 316.9933 | 335.8616 | 340.2093 | 350.7717 | 358.213 | 361.0273 | 359.9677 | 0 | 0 | 0 | 0 | 0 | 0 | 0 | 0 | 0 | 0 | 0 | 0 | 0 | 0 | 0 | 0 | 0 | 0 | 3690.7803 | 2882.8915
11 | 600 | 609 | 600 609 Heat Trap / Other | 0 | 0 | 423.6367 | 33.34 | 35.6936 | 37.0794 | 39.2861 | 39.7948 | 41.0303 | 41.9008 | 42.2298 | 42.1054 | 0 | 0 | 0 | 0 | 0 | 0 | 0 | 0 | 0 | 0 | 0 | 0 | 0 | 0 | 0 | 0 | 0 | 0 | 776.0968 | 681.5971
11 | 600 | 610 | 600 610 Hot Water Pipe Insulation / Other | 0 | 0 | 397.3258 | 7.2612 | 7.7738 | 8.0755 | 8.5561 | 8.6669 | 8.9361 | 9.1257 | 9.1973 | 9.1701 | 9.1257 | 9.1057 | 9.3954 | 9.6272 | 9.7036 | 0 | 0 | 0 | 0 | 0 | 0 | 0 | 0 | 0 | 0 | 0 | 0 | 0 | 521.0462 | 475.69
11 | 700 | 701 | 700 701 PC Manual Power Management Enabling / Other | 0 | 0 | 469.1391 | 78.441 | 83.9769 | 87.2388 | 0 | 0 | 0 | 0 | 0 | 0 | 0 | 0 | 0 | 0 | 0 | 0 | 0 | 0 | 0 | 0 | 0 | 0 | 0 | 0 | 0 | 0 | 0 | 0 | 718.7958 | 689.201
11 | 700 | 702 | 700 702 PC Network Power Management Enabling / Other | 0 | 0 | 469.1391 | 78.441 | 83.9769 | 87.2388 | 0 | 0 | 0 | 0 | 0 | 0 | 0 | 0 | 0 | 0 | 0 | 0 | 0 | 0 | 0 | 0 | 0 | 0 | 0 | 0 | 0 | 0 | 0 | 0 | 718.7958 | 689.201
11 | 710 | 711 | 710 711 Energy Star or Better Monitor / Other | 0 | 0 | 503.7044 | 112.7014 | 120.6555 | 125.342 | 0 | 0 | 0 | 0 | 0 | 0 | 0 | 0 | 0 | 0 | 0 | 0 | 0 | 0 | 0 | 0 | 0 | 0 | 0 | 0 | 0 | 0 | 0 | 0 | 862.4033 | 819.8825
11 | 710 | 712 | 710 712 Monitor Power Management Enabling / Other | 0 | 0 | 464.1864 | 73.5321 | 78.7215 | 81.7795 | 0 | 0 | 0 | 0 | 0 | 0 | 0 | 0 | 0 | 0 | 0 | 0 | 0 | 0 | 0 | 0 | 0 | 0 | 0 | 0 | 0 | 0 | 0 | 0 | 698.2195 | 670.4768
11 | 720 | 721 | 720 721 Energy Star or Better Monitor / Other | 0 | 0 | 390 | 0 | 0 | 0 | 0 | 0 | 0 | 0 | 0 | 0 | 0 | 0 | 0 | 0 | 0 | 0 | 0 | 0 | 0 | 0 | 0 | 0 | 0 | 0 | 0 | 0 | 0 | 0 | 390 | 390
11 | 720 | 722 | 720 722 Monitor Power Management Enabling / Other | 0 | 0 | 390.1032 | 0.10227 | 0.10949 | 0.11374 | 0 | 0 | 0 | 0 | 0 | 0 | 0 | 0 | 0 | 0 | 0 | 0 | 0 | 0 | 0 | 0 | 0 | 0 | 0 | 0 | 0 | 0 | 0 | 0 | 390.4287 | 390.3901
11 | 730 | 731 | 730 731 Energy Star or Better Copier / Other | 0 | 0 | 407.0247 | 16.8745 | 18.0654 | 18.7671 | 19.8844 | 20.142 | 0 | 0 | 0 | 0 | 0 | 0 | 0 | 0 | 0 | 0 | 0 | 0 | 0 | 0 | 0 | 0 | 0 | 0 | 0 | 0 | 0 | 0 | 500.7582 | 484.5691
11 | 730 | 732 | 730 732 Copier Power Management Enabling / Other | 0 | 0 | 404.0325 | 13.9087 | 14.8903 | 15.4688 | 16.3896 | 16.6018 | 0 | 0 | 0 | 0 | 0 | 0 | 0 | 0 | 0 | 0 | 0 | 0 | 0 | 0 | 0 | 0 | 0 | 0 | 0 | 0 | 0 | 0 | 481.2918 | 467.948
11 | 740 | 741 | 740 741 Printer Power Management Enabling / Other | 0 | 0 | 469.9645 | 79.2592 | 84.8529 | 88.1488 | 93.3967 | 0 | 0 | 0 | 0 | 0 | 0 | 0 | 0 | 0 | 0 | 0 | 0 | 0 | 0 | 0 | 0 | 0 | 0 | 0 | 0 | 0 | 0 | 0 | 815.6221 | 765.02
11 | 800 | 801 | 800 801 Convection Oven / Other | 0 | 0 | 397.9448 | 7.8748 | 8.4307 | 8.7579 | 9.2792 | 9.3994 | 9.6912 | 9.8969 | 9.9745 | 9.9449 | 0 | 0 | 0 | 0 | 0 | 0 | 0 | 0 | 0 | 0 | 0 | 0 | 0 | 0 | 0 | 0 | 0 | 0 | 481.1943 | 458.8739
11 | 900 | 901 | 900 901 Vending Misers (cooled machines only) / Other | 0 | 0 | 418.3745 | 28.1243 | 30.1096 | 31.2784 | 33.1402 | 33.5692 | 34.6115 | 35.3459 | 35.6235 | 35.5187 | 0 | 0 | 0 | 0 | 0 | 0 | 0 | 0 | 0 | 0 | 0 | 0 | 0 | 0 | 0 | 0 | 0 | 0 | 715.6959 | 635.9796
12 | 100 | 125 | 100 125 LED Linear Tube 22W / All | 0 | 0 | 403.6198 | 13.4997 | 14.4526 | 15.0136 | 15.9073 | 16.1132 | 16.6135 | 16.9661 | 17.0991 | 17.0484 | 16.9661 | 16.9286 | 17.4674 | 17.8982 | 18.0405 | 18.4859 | 18.8442 | 18.9987 | 19.1911 | 19.4028 | 19.5417 | 19.775 | 20.0927 | 20.3197 | 20.6648 | 20.9569 | 21.8194 | 22.5926 | 894.3193 | 620.3071
12 | 100 | 132 | 100 132 Flood LED 14W / All | 0 | 0 | 403.3102 | 13.1929 | 14.1241 | 14.6724 | 15.5458 | 15.7471 | 16.2359 | 16.5805 | 16.7105 | 16.6609 | 16.5803 | 16.5437 | 17.0704 | 17.4916 | 17.6307 | 18.0658 | 18.4157 | 18.567 | 18.7554 | 18.9621 | 19.0973 | 19.3258 | 19.6365 | 19.8579 | 20.195 | 20.48 | 21.3234 | 22.0793 | 882.8583 | 615.0732
12 | 100 | 146 | 100 146 LED (12-Watt) / All | 0 | 0 | 392.889 | 2.8635 | 3.0656 | 3.1847 | 3.3744 | 3.418 | 3.524 | 3.5989 | 3.6269 | 3.6162 | 3.5989 | 3.5908 | 3.7052 | 3.7971 | 3.8268 | 3.9216 | 3.9975 | 4.0297 | 4.0708 | 4.1157 | 4.1452 | 4.1951 | 4.2623 | 4.3105 | 4.3832 | 4.4456 | 4.628 | 0 | 492.1853 | 437.97
12 | 100 | 154 | 100 154 LED High Bay 83W (400W equivalent) / All | 0 | 0 | 498.4422 | 107.4857 | 115.0731 | 119.5408 | 126.6563 | 128.2959 | 132.2787 | 135.0849 | 136.1462 | 135.7465 | 135.0847 | 134.7896 | 139.0782 | 142.5048 | 143.6412 | 147.1835 | 150.041 | 151.2704 | 152.8054 | 154.4864 | 155.59 | 157.4499 | 159.9736 | 161.7861 | 164.5344 | 166.8577 | 173.7308 | 179.8893 | 4405.4473 | 2223.7342
12 | 200 | 203 | 200 203 Outdoor LED 104W / All | 0 | 0 | 491.1164 | 100.2246 | 107.2997 | 111.4652 | 118.0999 | 119.6287 | 123.3427 | 125.9594 | 126.9492 | 126.5763 | 125.9594 | 125.6838 | 129.6825 | 132.8775 | 133.937 | 137.24 | 139.9049 | 141.0511 | 142.4819 | 144.0503 | 145.0782 | 146.814 | 149.1667 | 0 | 0 | 0 | 0 | 0 | 3344.5894 | 1934.8106
12 | 300 | 337 | 300 337 Run Time Optimizer / All | 0 | 0 | 1516.209 | 1116.276 | 1195.08 | 1241.472 | 1315.367 | 1332.394 | 1373.761 | 1402.904 | 1413.927 | 1409.78 | 1402.903 | 1399.845 | 1444.376 | 1479.965 | 1491.755 | 0 | 0 | 0 | 0 | 0 | 0 | 0 | 0 | 0 | 0 | 0 | 0 | 0 | 20536.014 | 13563.3196
12 | 300 | 338 | 300 338 dehumidification hybrid desiccant heat pump / All | 0 | 0 | 1130.007 | 733.4796 | 785.2586 | 815.7438 | 864.3003 | 875.489 | 902.6676 | 921.8157 | 929.0588 | 926.3334 | 921.8181 | 919.8059 | 949.0635 | 972.458 | 980.2009 | 0 | 0 | 0 | 0 | 0 | 0 | 0 | 0 | 0 | 0 | 0 | 0 | 0 | 13627.5002 | 9045.896
12 | 800 | 518 | 800 518 Ice Machine / All | 0 | 0 | 575.4144 | 183.7792 | 196.7529 | 204.3909 | 216.5565 | 219.3599 | 226.1703 | 230.9683 | 232.783 | 232.1005 | 0 | 0 | 0 | 0 | 0 | 0 | 0 | 0 | 0 | 0 | 0 | 0 | 0 | 0 | 0 | 0 | 0 | 0 | 2518.2759 | 1997.3656
12 | 600 | 611 | 600 611 0.5 Faucet Aerator (DI) - Commercial / All | 0 | 0 | 407.9533 | 17.795 | 19.0512 | 19.7907 | 20.9686 | 21.2401 | 21.8996 | 22.3644 | 22.5398 | 22.4734 | 0 | 0 | 0 | 0 | 0 | 0 | 0 | 0 | 0 | 0 | 0 | 0 | 0 | 0 | 0 | 0 | 0 | 0 | 596.0761 | 545.6376
12 | 600 | 612 | 600 612 1.0 gpm Faucet Aerator (DI) -Commercial / All | 0 | 0 | 402.6912 | 12.5792 | 13.4672 | 13.99 | 14.8227 | 15.0146 | 15.4808 | 15.8093 | 15.9333 | 15.8863 | 0 | 0 | 0 | 0 | 0 | 0 | 0 | 0 | 0 | 0 | 0 | 0 | 0 | 0 | 0 | 0 | 0 | 0 | 535.6745 | 500.0197
12 | 600 | 613 | 600 613 1.5 gpm Shower Head (DI) - Commercial / All | 0 | 0 | 454.5907 | 64.021 | 68.5405 | 71.2011 | 75.4393 | 76.4159 | 78.7883 | 80.4599 | 81.0918 | 80.8538 | 0 | 0 | 0 | 0 | 0 | 0 | 0 | 0 | 0 | 0 | 0 | 0 | 0 | 0 | 0 | 0 | 0 | 0 | 1131.4023 | 949.939
12 | 800 | 812 | 800 812 Griddle / All | 0 | 0 | 650.3231 | 258.0271 | 276.2419 | 286.966 | 304.047 | 307.983 | 317.5446 | 324.2812 | 326.8289 | 325.8701 | 0 | 0 | 0 | 0 | 0 | 0 | 0 | 0 | 0 | 0 | 0 | 0 | 0 | 0 | 0 | 0 | 0 | 0 | 3378.1129 | 2646.7515
12 | 800 | 813 | 800 813 Steamer / All | 0 | 0 | 6589.123 | 6144.463 | 6578.254 | 6833.595 | 7240.374 | 7334.099 | 7561.782 | 7722.203 | 7782.881 | 7760.028 | 0 | 0 | 0 | 0 | 0 | 0 | 0 | 0 | 0 | 0 | 0 | 0 | 0 | 0 | 0 | 0 | 0 | 0 | 71546.802 | 54130.6743
12 | 800 | 814 | 800 814 Holding Cabinet / All | 0 | 0 | 1064.178 | 668.2319 | 715.4048 | 743.1772 | 787.413 | 797.606 | 822.3689 | 839.8141 | 846.4133 | 843.931 | 0 | 0 | 0 | 0 | 0 | 0 | 0 | 0 | 0 | 0 | 0 | 0 | 0 | 0 | 0 | 0 | 0 | 0 | 8128.5382 | 6234.4771
12 | 700 | 910 | 700 910 Server Virtualization / All | 0 | 0 | 2534.184 | 2125.272 | 2275.308 | 2363.632 | 0 | 0 | 0 | 0 | 0 | 0 | 0 | 0 | 0 | 0 | 0 | 0 | 0 | 0 | 0 | 0 | 0 | 0 | 0 | 0 | 0 | 0 | 0 | 0 | 9298.396 | 8496.5547

## RIM Costs (Econ Pot)
Building # | Base # | Measure # | Measure Name | 2013 | 2014 | 2015 | 2016 | 2017 | 2018 | 2019 | 2020 | 2021 | 2022 | 2023 | 2024 | 2025 | 2026 | 2027 | 2028 | 2029 | 2030 | 2031 | 2032 | 2033 | 2034 | 2035 | 2036 | 2037 | 2038 | 2039 | 2040 | 2041 | 2042 | Sum | NPV
1 | 110 | 111 | 110 111 Premium T8, Elecctronic Ballast / Office | 0 | 0 | 966.4869 | 957.9619 | 1025.588 | 1065.403 | 1128.82 | 1143.433 | 1178.93 | 1203.939 | 1213.399 | 1209.839 | 1203.941 | 1201.315 | 1239.524 | 1270.079 | 1280.192 | 1311.764 | 1337.234 | 1348.193 | 1361.867 | 1376.859 | 0 | 0 | 0 | 0 | 0 | 0 | 0 | 0 | 24024.7678 | 13633.3196
1 | 110 | 112 | 110 112 Premium T8, EB, Reflector / Office | 0 | 0 | 1999.201 | 1981.581 | 2121.467 | 2203.826 | 2335.008 | 2365.234 | 2438.662 | 2490.394 | 2509.962 | 2502.598 | 2490.404 | 2484.969 | 2564.015 | 2627.188 | 2648.126 | 2713.431 | 2766.12 | 2788.786 | 2817.074 | 2848.087 | 0 | 0 | 0 | 0 | 0 | 0 | 0 | 0 | 49696.133 | 28201.0278
1 | 110 | 113 | 110 113 Occupancy Sensor / Office | 0 | 0 | 1319.878 | 1308.236 | 1400.589 | 1454.963 | 1541.568 | 1561.524 | 1610 | 1644.153 | 1657.072 | 1652.211 | 1644.159 | 0 | 0 | 0 | 0 | 0 | 0 | 0 | 0 | 0 | 0 | 0 | 0 | 0 | 0 | 0 | 0 | 0 | 16794.353 | 12320.9433
1 | 110 | 114 | 110 114 Continuous Dimming / Office | 0 | 0 | 2147.484 | 2128.543 | 2278.809 | 2367.271 | 2508.177 | 2540.646 | 2619.523 | 2675.092 | 2696.112 | 2688.202 | 2675.093 | 2669.264 | 2754.162 | 2822.034 | 0 | 0 | 0 | 0 | 0 | 0 | 0 | 0 | 0 | 0 | 0 | 0 | 0 | 0 | 35570.412 | 23935.6951
1 | 110 | 115 | 110 115 Lighting Control Tuneup / Office | 0 | 0 | 222.5592 | 220.5963 | 236.1687 | 245.3372 | 259.9404 | 263.3052 | 0 | 0 | 0 | 0 | 0 | 0 | 0 | 0 | 0 | 0 | 0 | 0 | 0 | 0 | 0 | 0 | 0 | 0 | 0 | 0 | 0 | 0 | 1447.907 | 1236.273
1 | 120 | 121 | 120 121 ROB Premium T8, 1EB / Office | 0 | 0 | 417.6725 | 413.9886 | 443.2128 | 460.4197 | 487.8257 | 494.1407 | 509.4811 | 520.2888 | 524.3769 | 522.8377 | 520.2892 | 519.1526 | 535.6702 | 548.8707 | 553.2423 | 566.8868 | 577.893 | 582.6282 | 588.5385 | 595.0153 | 0 | 0 | 0 | 0 | 0 | 0 | 0 | 0 | 10382.4313 | 5891.7118
1 | 120 | 122 | 120 122 ROB Premium T8, EB, Reflector / Office | 0 | 0 | 1686.78 | 1671.908 | 1789.933 | 1859.424 | 1970.103 | 1995.606 | 2057.558 | 2101.205 | 2117.716 | 2111.503 | 2101.213 | 2096.629 | 2163.316 | 2216.623 | 2234.288 | 2289.388 | 2333.843 | 2352.967 | 2376.833 | 2403.001 | 0 | 0 | 0 | 0 | 0 | 0 | 0 | 0 | 41929.837 | 23793.8968
1 | 120 | 123 | 120 123 Occupancy Sensor / Office | 0 | 0 | 807.5897 | 800.4664 | 856.9744 | 890.2436 | 943.2344 | 955.4449 | 985.1058 | 1006.003 | 1013.908 | 1010.933 | 1006.005 | 0 | 0 | 0 | 0 | 0 | 0 | 0 | 0 | 0 | 0 | 0 | 0 | 0 | 0 | 0 | 0 | 0 | 10275.9082 | 7538.7773
1 | 120 | 124 | 120 124 Lighting Control Tuneup / Office | 0 | 0 | 136.3008 | 135.0986 | 144.6355 | 150.2505 | 159.1938 | 161.2547 | 0 | 0 | 0 | 0 | 0 | 0 | 0 | 0 | 0 | 0 | 0 | 0 | 0 | 0 | 0 | 0 | 0 | 0 | 0 | 0 | 0 | 0 | 886.7339 | 757.1241
1 | 130 | 131 | 130 131 CFL Screw-in 18W / Office | 0 | 0 | 7518.069 | 7451.772 | 7977.857 | 8287.504 | 8780.867 | 8894.534 | 0 | 0 | 0 | 0 | 0 | 0 | 0 | 0 | 0 | 0 | 0 | 0 | 0 | 0 | 0 | 0 | 0 | 0 | 0 | 0 | 0 | 0 | 48910.603 | 41761.5543
1 | 140 | 141 | 140 141 CFL Hardwired, Modular 18W / Office | 0 | 0 | 7518.069 | 7451.772 | 7977.857 | 8287.504 | 8780.867 | 8894.534 | 0 | 0 | 0 | 0 | 0 | 0 | 0 | 0 | 0 | 0 | 0 | 0 | 0 | 0 | 0 | 0 | 0 | 0 | 0 | 0 | 0 | 0 | 48910.603 | 41761.5543
1 | 150 | 151 | 150 151 PSMH, 250W, magnetic ballast / Office | 0 | 0 | 1754.575 | 1739.099 | 1861.872 | 1934.149 | 2049.275 | 2075.802 | 2140.248 | 2185.65 | 2202.824 | 2196.363 | 2185.651 | 2180.888 | 2250.251 | 0 | 0 | 0 | 0 | 0 | 0 | 0 | 0 | 0 | 0 | 0 | 0 | 0 | 0 | 0 | 26756.647 | 18535.0045
1 | 150 | 153 | 150 153 High Bay T5 / Office | 0 | 0 | 2336.08 | 2315.49 | 2478.951 | 2575.184 | 2728.474 | 2763.794 | 2849.594 | 2910.044 | 2932.91 | 2924.3 | 2910.057 | 2903.705 | 2996.073 | 0 | 0 | 0 | 0 | 0 | 0 | 0 | 0 | 0 | 0 | 0 | 0 | 0 | 0 | 0 | 35624.656 | 24678.0866
1 | 160 | 161 | 160 161 LED Exit Sign / Office | 0 | 0 | 5.6749 | 5.6248 | 6.0218 | 6.2557 | 6.6281 | 6.714 | 6.9223 | 7.0692 | 7.1245 | 7.1037 | 7.0694 | 7.0539 | 7.2783 | 7.4581 | 7.5175 | 7.7028 | 0 | 0 | 0 | 0 | 0 | 0 | 0 | 0 | 0 | 0 | 0 | 0 | 109.2191 | 69.3907
1 | 200 | 201 | 200 201 High Pressure Sodium 250W Lamp / Office | 0 | 0 | 111.8471 | 110.8607 | 118.6868 | 123.2942 | 130.6328 | 0 | 0 | 0 | 0 | 0 | 0 | 0 | 0 | 0 | 0 | 0 | 0 | 0 | 0 | 0 | 0 | 0 | 0 | 0 | 0 | 0 | 0 | 0 | 595.3216 | 524.5442
1 | 200 | 202 | 200 202 Outdoor Lighting Controls (Photocell/Timeclock) / Office | 0 | 0 | 88.4253 | 87.6454 | 93.8326 | 97.4752 | 103.277 | 0 | 0 | 0 | 0 | 0 | 0 | 0 | 0 | 0 | 0 | 0 | 0 | 0 | 0 | 0 | 0 | 0 | 0 | 0 | 0 | 0 | 0 | 0 | 470.6555 | 414.6996
1 | 210 | 211 | 210 211 Outdoor Lighting Controls (Photocell/Timeclock) / Office | 0 | 0 | 97.7114 | 96.8497 | 103.6867 | 107.712 | 114.123 | 0 | 0 | 0 | 0 | 0 | 0 | 0 | 0 | 0 | 0 | 0 | 0 | 0 | 0 | 0 | 0 | 0 | 0 | 0 | 0 | 0 | 0 | 0 | 520.0828 | 458.2505
1 | 300 | 301 | 300 301 Centrifugal Chiller, 0.51 kW/ton, 500 tons / Office | 0 | 0 | 506.7169 | 502.2472 | 537.702 | 558.5778 | 591.8273 | 599.4886 | 618.098 | 631.2095 | 636.1693 | 634.303 | 631.212 | 629.8326 | 649.868 | 665.8893 | 671.1899 | 687.7454 | 701.0967 | 706.8405 | 714.0095 | 721.8722 | 0 | 0 | 0 | 0 | 0 | 0 | 0 | 0 | 12595.8957 | 7147.7828
1 | 300 | 302 | 300 302 High Efficiency Chiller Motors / Office | 0 | 0 | 130.6259 | 129.4738 | 138.6132 | 143.9949 | 152.5659 | 154.5411 | 159.3387 | 162.7188 | 163.9971 | 163.5158 | 162.7191 | 162.3627 | 167.529 | 171.6566 | 173.0251 | 177.2925 | 180.7343 | 182.2151 | 184.0634 | 186.089 | 0 | 0 | 0 | 0 | 0 | 0 | 0 | 0 | 3247.072 | 1842.6141
1 | 300 | 304 | 300 304 EMS - Chiller / Office | 0 | 0 | 454.1983 | 450.1924 | 481.9724 | 500.6837 | 530.4859 | 537.3531 | 554.0355 | 565.7884 | 570.2343 | 568.5612 | 0 | 0 | 0 | 0 | 0 | 0 | 0 | 0 | 0 | 0 | 0 | 0 | 0 | 0 | 0 | 0 | 0 | 0 | 5213.5052 | 3937.4636
1 | 300 | 305 | 300 305 Chiller Tune Up/Diagnostics / Office | 0 | 0 | 343.5894 | 340.5585 | 364.5985 | 378.757 | 401.3049 | 406.4999 | 419.1133 | 428.0038 | 431.3666 | 430.0996 | 0 | 0 | 0 | 0 | 0 | 0 | 0 | 0 | 0 | 0 | 0 | 0 | 0 | 0 | 0 | 0 | 0 | 0 | 3943.8915 | 2978.5973
1 | 300 | 306 | 300 306 VSD for Chiller Pumps and Towers / Office | 0 | 0 | 428.6096 | 424.8293 | 454.8188 | 472.4761 | 500.5994 | 507.0796 | 522.8222 | 533.913 | 538.1085 | 536.5296 | 533.9128 | 532.7474 | 549.697 | 563.2414 | 567.7288 | 0 | 0 | 0 | 0 | 0 | 0 | 0 | 0 | 0 | 0 | 0 | 0 | 0 | 7667.1135 | 5013.4649
1 | 300 | 308 | 300 308 Aerosole Duct Sealing / Office | 0 | 0 | 427.1651 | 423.3977 | 453.287 | 470.8837 | 498.9116 | 505.3701 | 521.0602 | 532.114 | 536.295 | 534.7227 | 532.1136 | 530.9521 | 547.8442 | 561.3413 | 565.8146 | 0 | 0 | 0 | 0 | 0 | 0 | 0 | 0 | 0 | 0 | 0 | 0 | 0 | 7641.2729 | 4996.5685
1 | 300 | 309 | 300 309 Duct/Pipe Insulation / Office | 0 | 0 | 83.1631 | 82.4296 | 88.2484 | 91.6745 | 97.1312 | 98.3886 | 101.4432 | 103.5953 | 104.4092 | 104.1027 | 0 | 0 | 0 | 0 | 0 | 0 | 0 | 0 | 0 | 0 | 0 | 0 | 0 | 0 | 0 | 0 | 0 | 0 | 954.5857 | 720.9442
1 | 300 | 311 | 300 311 Window Film (Standard) / Office | 0 | 0 | 235.044 | 232.9709 | 249.4156 | 259.1 | 274.5231 | 278.0769 | 286.7089 | 292.7907 | 295.0914 | 294.225 | 0 | 0 | 0 | 0 | 0 | 0 | 0 | 0 | 0 | 0 | 0 | 0 | 0 | 0 | 0 | 0 | 0 | 0 | 2697.9465 | 2037.6054
1 | 300 | 313 | 300 313 Ceiling Insulation / Office | 0 | 0 | 524.6702 | 520.0419 | 556.7495 | 578.3729 | 612.8016 | 620.7342 | 639.9976 | 653.5738 | 658.7092 | 656.7756 | 653.5896 | 652.149 | 672.8987 | 689.4939 | 694.9778 | 712.1227 | 725.9421 | 731.8839 | 739.3076 | 747.4584 | 0 | 0 | 0 | 0 | 0 | 0 | 0 | 0 | 13042.2502 | 7401.0682
1 | 300 | 314 | 300 314 Roof Insulation / Office | 0 | 0 | 192.637 | 190.9379 | 204.4152 | 212.353 | 224.9939 | 227.9066 | 234.9803 | 239.9651 | 241.8503 | 241.1407 | 239.9656 | 239.4397 | 247.0592 | 253.149 | 255.1656 | 261.4605 | 266.5351 | 268.7186 | 271.4433 | 274.4307 | 0 | 0 | 0 | 0 | 0 | 0 | 0 | 0 | 4788.5473 | 2717.3521
1 | 300 | 315 | 300 315 Cool Roof - Chiller / Office | 0 | 0 | 1134.661 | 1124.661 | 1204.051 | 1250.803 | 1325.255 | 1342.41 | 1384.081 | 1413.442 | 1424.547 | 1420.368 | 1413.454 | 1410.364 | 1455.224 | 1491.082 | 1502.97 | 0 | 0 | 0 | 0 | 0 | 0 | 0 | 0 | 0 | 0 | 0 | 0 | 0 | 20297.373 | 13272.2866
1 | 300 | 317 | 300 317 Thermal Energy Storage (TES) Positive / Office | 0 | 0 | 722.2532 | 715.8909 | 766.4243 | 796.2094 | 843.5858 | 854.5081 | 881.0203 | 899.7127 | 906.7822 | 906.6188 | 899.7582 | 897.7542 | 926.3163 | 949.1566 | 956.712 | 980.2568 | 999.3566 | 1007.511 | 1017.744 | 1028.962 | 1036.301 | 1048.689 | 1065.588 | 1077.562 | 1095.865 | 1111.359 | 1157.083 | 1198.189 | 26747.1694 | 12214.8667
1 | 300 | 317 | 300 317 Thermal Energy Storage (TES) Negative / Office | 0 | 0 | -990.9398 | -982.2001 | -1051.541 | -1092.358 | -1157.377 | -1172.359 | -1208.758 | -1234.401 | -1244.101 | -1240.451 | -1234.401 | -1231.712 | -1270.896 | -1302.205 | -1312.578 | -1344.943 | -1371.066 | -1382.303 | -1396.324 | -1411.691 | -1421.775 | -1438.775 | -1461.823 | -1478.438 | -1503.505 | -1524.73 | -1587.539 | -1643.819 | -36693.0089 | -16756.5967
1 | 320 | 321 | 320 321 DX Packaged System, EER=10.9, 10 tons / Office | 0 | 0 | 395.4889 | 392.0003 | 419.6722 | 435.9659 | 461.9174 | 467.8971 | 482.4211 | 492.6546 | 496.5253 | 495.0683 | 492.6567 | 491.5789 | 507.2199 | 519.7227 | 523.8593 | 0 | 0 | 0 | 0 | 0 | 0 | 0 | 0 | 0 | 0 | 0 | 0 | 0 | 7074.6486 | 4626.0553
1 | 320 | 322 | 320 322 Hybrid Dessicant-DX System (Trane CDQ) / Office | 0 | 0 | 2629.333 | 2606.145 | 2790.127 | 2898.437 | 3070.958 | 3110.711 | 3207.289 | 3275.327 | 3301.064 | 3291.379 | 3275.326 | 3268.189 | 3372.142 | 3455.234 | 3482.766 | 0 | 0 | 0 | 0 | 0 | 0 | 0 | 0 | 0 | 0 | 0 | 0 | 0 | 47034.427 | 30755.4439
1 | 320 | 323 | 320 323 Geothermal Heat Pump, EER=13, 10 tons / Office | 0 | 0 | 1367.857 | 1355.792 | 1451.505 | 1507.851 | 1597.602 | 1618.283 | 1668.525 | 1703.92 | 1717.309 | 1712.272 | 1703.92 | 1700.207 | 1754.289 | 1797.517 | 1811.836 | 0 | 0 | 0 | 0 | 0 | 0 | 0 | 0 | 0 | 0 | 0 | 0 | 0 | 24468.685 | 15999.8808
1 | 320 | 327 | 320 327 DX Coil Cleaning / Office | 0 | 0 | 325.8424 | 322.9681 | 345.7663 | 359.1935 | 380.5768 | 0 | 0 | 0 | 0 | 0 | 0 | 0 | 0 | 0 | 0 | 0 | 0 | 0 | 0 | 0 | 0 | 0 | 0 | 0 | 0 | 0 | 0 | 0 | 1734.3471 | 1528.1509
1 | 320 | 328 | 320 328 Optimize Controls / Office | 0 | 0 | 339.0494 | 336.0591 | 359.7829 | 373.7497 | 395.9961 | 0 | 0 | 0 | 0 | 0 | 0 | 0 | 0 | 0 | 0 | 0 | 0 | 0 | 0 | 0 | 0 | 0 | 0 | 0 | 0 | 0 | 0 | 0 | 1804.6372 | 1590.085
1 | 320 | 329 | 320 329 Aerosole Duct Sealing / Office | 0 | 0 | 679.2339 | 673.2433 | 720.7701 | 748.7504 | 793.3177 | 803.5873 | 828.5361 | 846.1123 | 852.7612 | 850.2595 | 846.112 | 844.2667 | 871.1259 | 892.5874 | 899.6998 | 0 | 0 | 0 | 0 | 0 | 0 | 0 | 0 | 0 | 0 | 0 | 0 | 0 | 12150.3636 | 7945.0273
1 | 320 | 330 | 320 330 Duct/Pipe Insulation / Office | 0 | 0 | 132.4831 | 131.3146 | 140.5843 | 146.0422 | 154.735 | 156.7381 | 161.6041 | 165.0323 | 166.329 | 165.8407 | 0 | 0 | 0 | 0 | 0 | 0 | 0 | 0 | 0 | 0 | 0 | 0 | 0 | 0 | 0 | 0 | 0 | 0 | 1520.7034 | 1148.5008
1 | 320 | 332 | 320 332 Window Film (Standard) / Office | 0 | 0 | 357.1059 | 353.9561 | 378.942 | 393.6547 | 417.087 | 422.4864 | 435.6013 | 444.8417 | 448.3366 | 447.0205 | 0 | 0 | 0 | 0 | 0 | 0 | 0 | 0 | 0 | 0 | 0 | 0 | 0 | 0 | 0 | 0 | 0 | 0 | 4099.0322 | 3095.7658
1 | 320 | 334 | 320 334 Ceiling Insulation / Office | 0 | 0 | 833.2613 | 825.9273 | 884.2289 | 918.572 | 973.2497 | 985.8514 | 1016.444 | 1038.006 | 1046.164 | 1043.096 | 1038.04 | 1035.746 | 1068.694 | 1095.039 | 1103.763 | 1130.989 | 1152.942 | 1162.379 | 1174.176 | 1187.113 | 0 | 0 | 0 | 0 | 0 | 0 | 0 | 0 | 20713.6816 | 11754.3555
1 | 320 | 335 | 320 335 Roof Insulation / Office | 0 | 0 | 306.7541 | 304.0484 | 325.5109 | 338.1497 | 358.279 | 362.9171 | 374.1815 | 382.119 | 385.121 | 383.9904 | 382.1212 | 381.2842 | 393.4182 | 403.1148 | 406.3231 | 416.3471 | 424.4296 | 427.9056 | 432.2442 | 437.0052 | 0 | 0 | 0 | 0 | 0 | 0 | 0 | 0 | 7625.2643 | 4327.1005
1 | 340 | 342 | 340 342 Geothermal Heat Pump, EER=13, 10 tons / Office | 0 | 0 | 1397.976 | 1385.654 | 1483.47 | 1541.067 | 1632.795 | 1653.932 | 1705.276 | 1741.45 | 1755.133 | 1749.985 | 1741.461 | 1737.657 | 1792.929 | 1837.107 | 1851.751 | 1897.419 | 1934.259 | 1950.107 | 1969.887 | 1991.577 | 2005.798 | 2029.778 | 2062.309 | 2085.708 | 2121.095 | 0 | 0 | 0 | 45055.58 | 22323.4206
1 | 340 | 344 | 340 344 Aerosole Duct Sealing / Office | 0 | 0 | 694.5045 | 688.3792 | 736.9745 | 765.5839 | 811.1532 | 821.6536 | 847.1633 | 865.1347 | 871.9327 | 869.3753 | 865.1343 | 863.2474 | 890.7108 | 912.6553 | 919.927 | 0 | 0 | 0 | 0 | 0 | 0 | 0 | 0 | 0 | 0 | 0 | 0 | 0 | 12423.5297 | 8123.6484
1 | 340 | 345 | 340 345 Duct/Pipe Insulation / Office | 0 | 0 | 135.3722 | 134.1782 | 143.65 | 149.2269 | 158.1094 | 160.1561 | 165.1282 | 168.6311 | 169.9561 | 169.4576 | 0 | 0 | 0 | 0 | 0 | 0 | 0 | 0 | 0 | 0 | 0 | 0 | 0 | 0 | 0 | 0 | 0 | 0 | 1553.8658 | 1173.5464
1 | 340 | 347 | 340 347 Window Film (Standard) / Office | 0 | 0 | 365.2571 | 362.0354 | 387.5918 | 402.6403 | 426.6075 | 432.1302 | 445.5442 | 454.9954 | 458.5704 | 457.225 | 0 | 0 | 0 | 0 | 0 | 0 | 0 | 0 | 0 | 0 | 0 | 0 | 0 | 0 | 0 | 0 | 0 | 0 | 4192.5973 | 3166.4301
1 | 340 | 349 | 340 349 Ceiling Insulation / Office | 0 | 0 | 852.1405 | 844.6421 | 904.2653 | 939.3862 | 995.303 | 1008.19 | 1039.477 | 1061.527 | 1069.869 | 1066.732 | 1061.561 | 1059.216 | 1092.91 | 1119.852 | 1128.774 | 1156.617 | 1179.068 | 1188.718 | 1200.783 | 1214.012 | 0 | 0 | 0 | 0 | 0 | 0 | 0 | 0 | 21183.0431 | 12020.7019
1 | 340 | 350 | 340 350 Roof Insulation / Office | 0 | 0 | 313.4608 | 310.6959 | 332.6278 | 345.5428 | 366.1122 | 370.8517 | 382.3624 | 390.4733 | 393.5414 | 392.3858 | 390.4758 | 389.6205 | 402.0194 | 411.9286 | 415.2065 | 425.4498 | 433.7089 | 437.261 | 441.6945 | 446.5603 | 0 | 0 | 0 | 0 | 0 | 0 | 0 | 0 | 7791.9794 | 4421.706
1 | 340 | 351 | 340 351 Cool Roof - DX / Office | 0 | 0 | 1832.858 | 1816.715 | 1944.966 | 2020.473 | 2140.749 | 2168.461 | 2235.775 | 2283.204 | 2301.143 | 2294.375 | 2283.228 | 2278.228 | 2350.7 | 2408.621 | 2427.823 | 0 | 0 | 0 | 0 | 0 | 0 | 0 | 0 | 0 | 0 | 0 | 0 | 0 | 32787.319 | 21439.3512
1 | 360 | 361 | 360 361 HE PTAC, EER=9.6, 1 ton / Office | 0 | 0 | 1116.4 | 1106.56 | 1184.672 | 1230.671 | 1303.924 | 1320.804 | 1361.804 | 1390.693 | 1401.619 | 1397.507 | 1390.703 | 1387.663 | 1431.802 | 1467.084 | 1478.778 | 0 | 0 | 0 | 0 | 0 | 0 | 0 | 0 | 0 | 0 | 0 | 0 | 0 | 19970.684 | 13058.6684
1 | 360 | 362 | 360 362 Occupancy Sensor (hotels) / Office | 0 | 0 | 1255.288 | 1244.215 | 1332.05 | 1383.762 | 1466.129 | 1485.108 | 1531.212 | 1563.694 | 1575.981 | 1571.357 | 1563.698 | 1560.288 | 1609.911 | 1649.591 | 1662.733 | 0 | 0 | 0 | 0 | 0 | 0 | 0 | 0 | 0 | 0 | 0 | 0 | 0 | 22455.017 | 14683.1588
1 | 400 | 401 | 400 401 High Efficiency Fan Motor, 15hp, 1800rpm, 92.4% / Office | 0 | 0 | 25.3823 | 25.1584 | 26.9343 | 27.9799 | 29.6456 | 30.0293 | 30.9615 | 31.6185 | 31.8665 | 31.7727 | 31.6183 | 31.549 | 32.5532 | 33.3555 | 33.6215 | 0 | 0 | 0 | 0 | 0 | 0 | 0 | 0 | 0 | 0 | 0 | 0 | 0 | 454.0465 | 296.8973
1 | 400 | 402 | 400 402 Variable Speed Drive Control / Office | 0 | 0 | 613.4051 | 607.995 | 650.9158 | 676.1845 | 716.4324 | 725.7068 | 748.2376 | 764.1102 | 770.1149 | 767.856 | 764.11 | 762.4432 | 786.6996 | 806.0811 | 812.5043 | 0 | 0 | 0 | 0 | 0 | 0 | 0 | 0 | 0 | 0 | 0 | 0 | 0 | 10972.7965 | 7175.0255
1 | 400 | 403 | 400 403 Air Handler Optimization / Office | 0 | 0 | 171.4851 | 169.9727 | 181.9718 | 189.0359 | 200.2878 | 202.8805 | 209.1793 | 213.6168 | 0 | 0 | 0 | 0 | 0 | 0 | 0 | 0 | 0 | 0 | 0 | 0 | 0 | 0 | 0 | 0 | 0 | 0 | 0 | 0 | 1538.4299 | 1234.0074
1 | 400 | 404 | 400 404 Electronically Commutated Motors (ECM) on an Air Handler Unit / Office | 0 | 0 | 241.9571 | 239.8231 | 256.7531 | 266.7203 | 282.5961 | 286.2542 | 295.1415 | 301.4026 | 303.7708 | 302.8792 | 301.4026 | 300.7447 | 310.3127 | 317.9573 | 320.4912 | 0 | 0 | 0 | 0 | 0 | 0 | 0 | 0 | 0 | 0 | 0 | 0 | 0 | 4328.2065 | 2830.1806
1 | 400 | 405 | 400 405 Demand Control Ventilation (DCV) / Office | 0 | 0 | 261.0453 | 258.7427 | 277.0068 | 287.7635 | 304.8953 | 308.8433 | 318.4255 | 325.1801 | 327.7347 | 326.7736 | 325.1843 | 324.4701 | 334.7989 | 343.0554 | 345.7791 | 0 | 0 | 0 | 0 | 0 | 0 | 0 | 0 | 0 | 0 | 0 | 0 | 0 | 4669.6986 | 3053.4753
1 | 400 | 406 | 400 406 Energy Recovery Ventilation (ERV) / Office | 0 | 0 | 119.276 | 118.224 | 126.5679 | 131.4844 | 139.3121 | 141.1161 | 145.494 | 148.5804 | 149.7476 | 149.3074 | 148.5816 | 148.255 | 152.9735 | 156.7473 | 157.993 | 161.8929 | 165.0355 | 166.3852 | 168.0713 | 169.9227 | 0 | 0 | 0 | 0 | 0 | 0 | 0 | 0 | 2964.9679 | 1682.525
1 | 600 | 603 | 600 603 Heat Pump Water Heater (air source) / Office | 0 | 0 | 206.2568 | 204.4377 | 218.8696 | 227.3662 | 240.8996 | 244.0179 | 251.594 | 256.9314 | 258.9501 | 258.19 | 256.9313 | 256.37 | 264.5266 | 271.043 | 273.2038 | 0 | 0 | 0 | 0 | 0 | 0 | 0 | 0 | 0 | 0 | 0 | 0 | 0 | 3689.588 | 2412.593
1 | 600 | 604 | 600 604 Solar Water Heater / Office | 0 | 0 | 205.8441 | 204.0286 | 218.4317 | 226.9113 | 240.4176 | 243.5297 | 251.0906 | 256.4173 | 258.4317 | 257.6733 | 256.4171 | 255.8571 | 263.9972 | 270.5005 | 272.6572 | 279.3801 | 284.8058 | 287.1398 | 290.0529 | 293.2445 | 0 | 0 | 0 | 0 | 0 | 0 | 0 | 0 | 5116.8281 | 2903.6444
1 | 600 | 606 | 600 606 Demand controlled circulating systems / Office | 0 | 0 | 14.6516 | 14.5224 | 15.5475 | 16.1511 | 17.1123 | 17.3339 | 17.872 | 18.2515 | 18.3947 | 18.3401 | 18.251 | 18.2112 | 18.7908 | 19.2541 | 19.407 | 0 | 0 | 0 | 0 | 0 | 0 | 0 | 0 | 0 | 0 | 0 | 0 | 0 | 262.0912 | 171.3794
1 | 600 | 608 | 600 608 Heat Recovery Unit / Office | 0 | 0 | 225.9642 | 223.9712 | 239.7821 | 249.0905 | 263.917 | 267.3334 | 275.6333 | 281.4806 | 283.6923 | 282.859 | 0 | 0 | 0 | 0 | 0 | 0 | 0 | 0 | 0 | 0 | 0 | 0 | 0 | 0 | 0 | 0 | 0 | 0 | 2593.7236 | 1958.8919
1 | 600 | 609 | 600 609 Heat Trap / Office | 0 | 0 | 26.4141 | 26.1811 | 28.0293 | 29.1175 | 30.8504 | 31.2499 | 32.2202 | 32.9037 | 33.162 | 33.0643 | 0 | 0 | 0 | 0 | 0 | 0 | 0 | 0 | 0 | 0 | 0 | 0 | 0 | 0 | 0 | 0 | 0 | 0 | 303.1926 | 228.9842
1 | 600 | 610 | 600 610 Hot Water Pipe Insulation / Office | 0 | 0 | 5.7781 | 5.7271 | 6.1314 | 6.3694 | 6.7485 | 6.8359 | 7.0481 | 7.1977 | 7.2541 | 7.2329 | 7.1976 | 7.182 | 7.4105 | 7.5933 | 7.6536 | 0 | 0 | 0 | 0 | 0 | 0 | 0 | 0 | 0 | 0 | 0 | 0 | 0 | 103.3603 | 67.5864
1 | 700 | 701 | 700 701 PC Manual Power Management Enabling / Office | 0 | 0 | 421.2839 | 417.5683 | 447.0457 | 464.4004 | 0 | 0 | 0 | 0 | 0 | 0 | 0 | 0 | 0 | 0 | 0 | 0 | 0 | 0 | 0 | 0 | 0 | 0 | 0 | 0 | 0 | 0 | 0 | 0 | 1750.2983 | 1592.7547
1 | 700 | 702 | 700 702 PC Network Power Management Enabling / Office | 0 | 0 | 421.2839 | 417.5683 | 447.0457 | 464.4004 | 0 | 0 | 0 | 0 | 0 | 0 | 0 | 0 | 0 | 0 | 0 | 0 | 0 | 0 | 0 | 0 | 0 | 0 | 0 | 0 | 0 | 0 | 0 | 0 | 1750.2983 | 1592.7547
1 | 710 | 711 | 710 711 Energy Star or Better Monitor / Office | 0 | 0 | 605.6665 | 600.3246 | 642.7037 | 667.6539 | 0 | 0 | 0 | 0 | 0 | 0 | 0 | 0 | 0 | 0 | 0 | 0 | 0 | 0 | 0 | 0 | 0 | 0 | 0 | 0 | 0 | 0 | 0 | 0 | 2516.3487 | 2289.8532
1 | 710 | 712 | 710 712 Monitor Power Management Enabling / Office | 0 | 0 | 395.2825 | 391.7963 | 419.4544 | 435.7379 | 0 | 0 | 0 | 0 | 0 | 0 | 0 | 0 | 0 | 0 | 0 | 0 | 0 | 0 | 0 | 0 | 0 | 0 | 0 | 0 | 0 | 0 | 0 | 0 | 1642.2711 | 1494.451
1 | 720 | 722 | 720 722 Monitor Power Management Enabling / Office | 0 | 0 | 0.61908 | 0.61363 | 0.65695 | 0.68255 | 0 | 0 | 0 | 0 | 0 | 0 | 0 | 0 | 0 | 0 | 0 | 0 | 0 | 0 | 0 | 0 | 0 | 0 | 0 | 0 | 0 | 0 | 0 | 0 | 2.5722 | 2.3407
1 | 730 | 731 | 730 731 Energy Star or Better Copier / Office | 0 | 0 | 69.0274 | 68.4186 | 73.2485 | 76.092 | 80.6212 | 81.6648 | 0 | 0 | 0 | 0 | 0 | 0 | 0 | 0 | 0 | 0 | 0 | 0 | 0 | 0 | 0 | 0 | 0 | 0 | 0 | 0 | 0 | 0 | 449.0726 | 383.4337
1 | 730 | 732 | 730 732 Copier Power Management Enabling / Office | 0 | 0 | 56.9553 | 56.453 | 60.4382 | 62.7843 | 66.5215 | 67.3827 | 0 | 0 | 0 | 0 | 0 | 0 | 0 | 0 | 0 | 0 | 0 | 0 | 0 | 0 | 0 | 0 | 0 | 0 | 0 | 0 | 0 | 0 | 370.535 | 316.3756
1 | 800 | 801 | 800 801 Convection Oven / Office | 0 | 0 | 5.3654 | 5.318 | 5.6934 | 5.9145 | 6.2665 | 6.3476 | 6.5446 | 6.6837 | 6.736 | 6.7163 | 0 | 0 | 0 | 0 | 0 | 0 | 0 | 0 | 0 | 0 | 0 | 0 | 0 | 0 | 0 | 0 | 0 | 0 | 61.5861 | 46.5125
1 | 810 | 811 | 810 811 Efficient Fryer / Office | 0 | 0 | 1.135 | 1.1249 | 1.2044 | 1.2512 | 1.3255 | 1.3427 | 1.3844 | 1.4139 | 1.4248 | 1.4206 | 0 | 0 | 0 | 0 | 0 | 0 | 0 | 0 | 0 | 0 | 0 | 0 | 0 | 0 | 0 | 0 | 0 | 0 | 13.0274 | 9.8389
1 | 900 | 901 | 900 901 Vending Misers (cooled machines only) / Office | 0 | 0 | 138.4675 | 137.2463 | 146.9351 | 152.639 | 161.7245 | 163.818 | 168.904 | 172.4872 | 173.8423 | 173.3318 | 0 | 0 | 0 | 0 | 0 | 0 | 0 | 0 | 0 | 0 | 0 | 0 | 0 | 0 | 0 | 0 | 0 | 0 | 1589.3957 | 1200.3802
2 | 110 | 111 | 110 111 Premium T8, Elecctronic Ballast / Restaurant or Services | 0 | 0 | 1083.286 | 1073.731 | 1149.531 | 1194.157 | 1265.238 | 1281.617 | 1321.403 | 1349.435 | 1360.038 | 1356.048 | 1349.438 | 1346.494 | 1389.32 | 1423.567 | 1434.903 | 1470.291 | 0 | 0 | 0 | 0 | 0 | 0 | 0 | 0 | 0 | 0 | 0 | 0 | 20848.497 | 13245.8612
2 | 110 | 112 | 110 112 Premium T8, EB, Reflector / Restaurant or Services | 0 | 0 | 2240.846 | 2221.095 | 2377.893 | 2470.202 | 2617.243 | 2651.123 | 2733.426 | 2791.411 | 2813.344 | 2805.088 | 2791.422 | 2785.33 | 2873.933 | 2944.74 | 2968.21 | 3041.406 | 0 | 0 | 0 | 0 | 0 | 0 | 0 | 0 | 0 | 0 | 0 | 0 | 43126.712 | 27400.0719
2 | 110 | 113 | 110 113 Occupancy Sensor / Restaurant or Services | 0 | 0 | 978.3525 | 969.7228 | 1038.18 | 1078.484 | 1142.679 | 1157.471 | 1193.404 | 1218.72 | 1228.296 | 0 | 0 | 0 | 0 | 0 | 0 | 0 | 0 | 0 | 0 | 0 | 0 | 0 | 0 | 0 | 0 | 0 | 0 | 0 | 10005.3093 | 7784.422
2 | 110 | 114 | 110 114 Continuous Dimming / Restaurant or Services | 0 | 0 | 2407.081 | 2385.855 | 2554.284 | 2653.441 | 2811.381 | 2847.774 | 2936.186 | 2998.473 | 3022.034 | 3013.169 | 2998.475 | 0 | 0 | 0 | 0 | 0 | 0 | 0 | 0 | 0 | 0 | 0 | 0 | 0 | 0 | 0 | 0 | 0 | 30628.153 | 22469.9183
2 | 110 | 115 | 110 115 Lighting Control Tuneup / Restaurant or Services | 0 | 0 | 249.4892 | 247.2887 | 264.7454 | 275.0234 | 291.3935 | 295.1656 | 0 | 0 | 0 | 0 | 0 | 0 | 0 | 0 | 0 | 0 | 0 | 0 | 0 | 0 | 0 | 0 | 0 | 0 | 0 | 0 | 0 | 0 | 1623.1058 | 1385.8638
2 | 120 | 121 | 120 121 ROB Premium T8, 1EB / Restaurant or Services | 0 | 0 | 468.1275 | 463.9986 | 496.7533 | 516.0386 | 546.7552 | 553.8334 | 571.0266 | 583.1396 | 587.7219 | 585.9971 | 583.1402 | 581.8671 | 600.3795 | 615.1743 | 620.0742 | 635.3669 | 0 | 0 | 0 | 0 | 0 | 0 | 0 | 0 | 0 | 0 | 0 | 0 | 9009.394 | 5724.0181
2 | 120 | 122 | 120 122 ROB Premium T8, EB, Reflector / Restaurant or Services | 0 | 0 | 1890.762 | 1874.095 | 2006.393 | 2084.286 | 2208.351 | 2236.939 | 2306.383 | 2355.309 | 2373.816 | 2366.852 | 2355.318 | 2350.179 | 2424.936 | 2484.682 | 2504.486 | 2566.249 | 0 | 0 | 0 | 0 | 0 | 0 | 0 | 0 | 0 | 0 | 0 | 0 | 36389.036 | 23119.3672
2 | 120 | 123 | 120 123 Occupancy Sensor / Restaurant or Services | 0 | 0 | 598.3407 | 593.0632 | 634.9295 | 659.5787 | 698.8394 | 707.8864 | 729.8618 | 745.3444 | 751.2007 | 0 | 0 | 0 | 0 | 0 | 0 | 0 | 0 | 0 | 0 | 0 | 0 | 0 | 0 | 0 | 0 | 0 | 0 | 0 | 6119.0448 | 4760.7951
2 | 120 | 124 | 120 124 Lighting Control Tuneup / Restaurant or Services | 0 | 0 | 152.8095 | 151.4618 | 162.1538 | 168.4489 | 178.4755 | 180.7858 | 0 | 0 | 0 | 0 | 0 | 0 | 0 | 0 | 0 | 0 | 0 | 0 | 0 | 0 | 0 | 0 | 0 | 0 | 0 | 0 | 0 | 0 | 994.1353 | 848.8271
2 | 130 | 131 | 130 131 CFL Screw-in 18W / Restaurant or Services | 0 | 0 | 8426.979 | 8352.655 | 0 | 0 | 0 | 0 | 0 | 0 | 0 | 0 | 0 | 0 | 0 | 0 | 0 | 0 | 0 | 0 | 0 | 0 | 0 | 0 | 0 | 0 | 0 | 0 | 0 | 0 | 16779.634 | 16272.51
2 | 140 | 141 | 140 141 CFL Hardwired, Modular 18W / Restaurant or Services | 0 | 0 | 8426.979 | 8352.655 | 8942.348 | 9289.438 | 9842.442 | 0 | 0 | 0 | 0 | 0 | 0 | 0 | 0 | 0 | 0 | 0 | 0 | 0 | 0 | 0 | 0 | 0 | 0 | 0 | 0 | 0 | 0 | 0 | 44853.862 | 39521.2072
2 | 150 | 151 | 150 151 PSMH, 250W, magnetic ballast / Restaurant or Services | 0 | 0 | 1966.714 | 1949.367 | 2086.984 | 2167.999 | 2297.044 | 2326.779 | 2399.016 | 2449.908 | 2469.158 | 2461.915 | 0 | 0 | 0 | 0 | 0 | 0 | 0 | 0 | 0 | 0 | 0 | 0 | 0 | 0 | 0 | 0 | 0 | 0 | 22574.884 | 17049.525
2 | 150 | 152 | 150 152 PSMH, 250 W, electronic ballast / Restaurant or Services | 0 | 0 | 2273.348 | 2253.31 | 2412.382 | 2506.03 | 2655.203 | 2689.575 | 2773.072 | 2831.898 | 2854.15 | 2845.773 | 0 | 0 | 0 | 0 | 0 | 0 | 0 | 0 | 0 | 0 | 0 | 0 | 0 | 0 | 0 | 0 | 0 | 0 | 26094.741 | 19707.8679
2 | 150 | 153 | 150 153 High Bay T5 / Restaurant or Services | 0 | 0 | 2618.478 | 2595.401 | 2778.625 | 2886.489 | 3058.311 | 3097.9 | 3194.073 | 3261.831 | 3287.46 | 3277.803 | 0 | 0 | 0 | 0 | 0 | 0 | 0 | 0 | 0 | 0 | 0 | 0 | 0 | 0 | 0 | 0 | 0 | 0 | 30056.371 | 22699.8612
2 | 160 | 161 | 160 161 LED Exit Sign / Restaurant or Services | 0 | 0 | 18.2629 | 18.1018 | 19.3794 | 20.1319 | 21.3304 | 21.6065 | 22.2772 | 22.75 | 22.9284 | 22.8609 | 22.7496 | 22.6998 | 23.4226 | 23.9995 | 24.1911 | 24.788 | 0 | 0 | 0 | 0 | 0 | 0 | 0 | 0 | 0 | 0 | 0 | 0 | 351.4802 | 223.3088
2 | 200 | 201 | 200 201 High Pressure Sodium 250W Lamp / Restaurant or Services | 0 | 0 | 508.5742 | 504.0887 | 539.6743 | 560.6244 | 593.994 | 0 | 0 | 0 | 0 | 0 | 0 | 0 | 0 | 0 | 0 | 0 | 0 | 0 | 0 | 0 | 0 | 0 | 0 | 0 | 0 | 0 | 0 | 0 | 2706.9556 | 2385.1273
2 | 200 | 202 | 200 202 Outdoor Lighting Controls (Photocell/Timeclock) / Restaurant or Services | 0 | 0 | 401.6797 | 398.137 | 426.2431 | 442.7899 | 469.1456 | 0 | 0 | 0 | 0 | 0 | 0 | 0 | 0 | 0 | 0 | 0 | 0 | 0 | 0 | 0 | 0 | 0 | 0 | 0 | 0 | 0 | 0 | 0 | 2137.9953 | 1883.8104
2 | 210 | 211 | 210 211 Outdoor Lighting Controls (Photocell/Timeclock) / Restaurant or Services | 0 | 0 | 566.974 | 561.9728 | 601.6438 | 625.002 | 662.2052 | 0 | 0 | 0 | 0 | 0 | 0 | 0 | 0 | 0 | 0 | 0 | 0 | 0 | 0 | 0 | 0 | 0 | 0 | 0 | 0 | 0 | 0 | 0 | 3017.7978 | 2659.0134
2 | 300 | 301 | 300 301 Centrifugal Chiller, 0.51 kW/ton, 500 tons / Restaurant or Services | 0 | 0 | 1377.968 | 1365.814 | 1462.232 | 1518.999 | 1609.415 | 1630.249 | 1680.859 | 1716.516 | 1730.004 | 1724.928 | 1716.521 | 1712.776 | 1767.251 | 1810.806 | 1825.233 | 1870.247 | 1906.562 | 1922.184 | 1941.681 | 1963.058 | 0 | 0 | 0 | 0 | 0 | 0 | 0 | 0 | 34253.303 | 19437.7011
2 | 300 | 302 | 300 302 High Efficiency Chiller Motors / Restaurant or Services | 0 | 0 | 355.1455 | 352.0132 | 376.8625 | 391.493 | 414.796 | 420.1656 | 433.21 | 442.3999 | 445.8759 | 444.5677 | 442.3997 | 441.4333 | 455.4785 | 466.7007 | 470.4194 | 482.0192 | 491.3806 | 495.4068 | 500.4319 | 505.9394 | 0 | 0 | 0 | 0 | 0 | 0 | 0 | 0 | 8828.1388 | 5009.6992
2 | 300 | 304 | 300 304 EMS - Chiller / Restaurant or Services | 0 | 0 | 1235.133 | 1224.259 | 1310.69 | 1361.573 | 1442.641 | 1461.317 | 1506.673 | 1538.632 | 1550.72 | 1546.155 | 0 | 0 | 0 | 0 | 0 | 0 | 0 | 0 | 0 | 0 | 0 | 0 | 0 | 0 | 0 | 0 | 0 | 0 | 14177.793 | 10707.6697
2 | 300 | 305 | 300 305 Chiller Tune Up/Diagnostics / Restaurant or Services | 0 | 0 | 934.2609 | 926.0472 | 991.4179 | 1029.922 | 1091.231 | 1105.359 | 1139.663 | 1163.837 | 1172.984 | 1169.543 | 0 | 0 | 0 | 0 | 0 | 0 | 0 | 0 | 0 | 0 | 0 | 0 | 0 | 0 | 0 | 0 | 0 | 0 | 10724.265 | 8099.4159
2 | 300 | 306 | 300 306 VSD for Chiller Pumps and Towers / Restaurant or Services | 0 | 0 | 1165.624 | 1155.344 | 1236.906 | 1284.921 | 1361.402 | 1379.026 | 1421.84 | 1452.002 | 1463.412 | 1459.119 | 1452.002 | 1448.837 | 1494.929 | 1531.76 | 1543.963 | 0 | 0 | 0 | 0 | 0 | 0 | 0 | 0 | 0 | 0 | 0 | 0 | 0 | 20851.087 | 13634.3614
2 | 300 | 308 | 300 308 Aerosole Duct Sealing / Restaurant or Services | 0 | 0 | 1161.6 | 1151.355 | 1232.636 | 1280.485 | 1356.702 | 1374.265 | 1416.931 | 1446.99 | 1458.36 | 1454.082 | 1446.989 | 1443.835 | 1489.768 | 1526.471 | 1538.633 | 0 | 0 | 0 | 0 | 0 | 0 | 0 | 0 | 0 | 0 | 0 | 0 | 0 | 20779.102 | 13587.291
2 | 300 | 309 | 300 309 Duct/Pipe Insulation / Restaurant or Services | 0 | 0 | 225.9642 | 223.9711 | 239.7805 | 249.0907 | 263.9182 | 267.3347 | 275.6332 | 281.4802 | 283.6918 | 282.8594 | 0 | 0 | 0 | 0 | 0 | 0 | 0 | 0 | 0 | 0 | 0 | 0 | 0 | 0 | 0 | 0 | 0 | 0 | 2593.724 | 1958.892
2 | 300 | 311 | 300 311 Window Film (Standard) / Restaurant or Services | 0 | 0 | 610.2064 | 604.8237 | 647.5198 | 672.6591 | 712.6993 | 721.9254 | 744.3355 | 760.1248 | 766.0974 | 763.8486 | 0 | 0 | 0 | 0 | 0 | 0 | 0 | 0 | 0 | 0 | 0 | 0 | 0 | 0 | 0 | 0 | 0 | 0 | 7004.24 | 5289.9041
2 | 300 | 313 | 300 313 Ceiling Insulation / Restaurant or Services | 0 | 0 | 1426.532 | 1413.97 | 1513.794 | 1572.561 | 1666.188 | 1687.757 | 1740.141 | 1777.054 | 1791.016 | 1785.742 | 1777.093 | 1773.181 | 1829.593 | 1874.687 | 1889.624 | 1936.231 | 1973.835 | 1989.973 | 2010.191 | 2032.316 | 0 | 0 | 0 | 0 | 0 | 0 | 0 | 0 | 35461.479 | 20123.252
2 | 300 | 314 | 300 314 Roof Insulation / Restaurant or Services | 0 | 0 | 523.7416 | 519.1218 | 555.7677 | 577.3452 | 611.7119 | 619.6307 | 638.8652 | 652.4171 | 657.5432 | 655.6138 | 652.42 | 650.9937 | 671.7029 | 688.2618 | 693.7404 | 710.8535 | 724.653 | 730.5897 | 737.9988 | 746.1264 | 0 | 0 | 0 | 0 | 0 | 0 | 0 | 0 | 13019.0984 | 7387.9368
2 | 300 | 315 | 300 315 Cool Roof - Chiller / Restaurant or Services | 0 | 0 | 3068.744 | 3041.693 | 3256.437 | 3382.843 | 3584.224 | 3630.623 | 3743.315 | 3822.732 | 3852.769 | 3841.447 | 3822.766 | 3814.369 | 3935.741 | 4032.721 | 4064.863 | 0 | 0 | 0 | 0 | 0 | 0 | 0 | 0 | 0 | 0 | 0 | 0 | 0 | 54895.287 | 35895.5765
2 | 300 | 317 | 300 317 Thermal Energy Storage (TES) Positive / Restaurant or Services | 0 | 0 | 1728.133 | 1712.909 | 1833.843 | 1905.069 | 2018.493 | 2044.59 | 2108.042 | 2152.771 | 2169.718 | 2165.726 | 2152.817 | 2148.05 | 2216.433 | 2271.018 | 2289.183 | 2345.493 | 2391.133 | 2410.731 | 2435.22 | 2462.016 | 2479.548 | 2509.231 | 2549.598 | 2578.335 | 2622.086 | 2659.196 | 2768.577 | 2866.882 | 63994.841 | 29224.6825
2 | 300 | 317 | 300 317 Thermal Energy Storage (TES) Negative / Restaurant or Services | 0 | 0 | -2459.086 | -2437.398 | -2609.473 | -2710.762 | -2872.112 | -2909.291 | -2999.618 | -3063.252 | -3087.324 | -3078.267 | -3063.252 | -3056.579 | -3153.818 | -3231.513 | -3257.253 | -3337.57 | -3402.396 | -3430.28 | -3465.076 | -3503.209 | -3528.234 | -3570.418 | -3627.615 | -3668.847 | -3731.052 | -3783.723 | -3939.59 | -4079.252 | -91056.26 | -41582.6642
2 | 320 | 321 | 320 321 DX Packaged System, EER=10.9, 10 tons / Restaurant or Services | 0 | 0 | 1075.437 | 1065.958 | 1141.204 | 1185.517 | 1256.082 | 1272.342 | 1311.838 | 1339.666 | 1350.192 | 1346.23 | 1339.677 | 1336.748 | 1379.267 | 1413.255 | 1424.521 | 0 | 0 | 0 | 0 | 0 | 0 | 0 | 0 | 0 | 0 | 0 | 0 | 0 | 19237.934 | 12579.5283
2 | 320 | 326 | 320 326 DX Tune Up/ Advanced Diagnostics / Restaurant or Services | 0 | 0 | 922.3259 | 914.1905 | 978.7271 | 1016.722 | 1077.242 | 1091.187 | 1125.062 | 1148.928 | 1157.956 | 1154.559 | 0 | 0 | 0 | 0 | 0 | 0 | 0 | 0 | 0 | 0 | 0 | 0 | 0 | 0 | 0 | 0 | 0 | 0 | 10586.8995 | 7995.6825
2 | 320 | 327 | 320 327 DX Coil Cleaning / Restaurant or Services | 0 | 0 | 886.1789 | 878.3897 | 940.3955 | 976.9199 | 1035.073 | 0 | 0 | 0 | 0 | 0 | 0 | 0 | 0 | 0 | 0 | 0 | 0 | 0 | 0 | 0 | 0 | 0 | 0 | 0 | 0 | 0 | 0 | 0 | 4716.957 | 4156.1548
2 | 320 | 328 | 320 328 Optimize Controls / Restaurant or Services | 0 | 0 | 922.1196 | 913.9869 | 978.5095 | 1016.495 | 1076.999 | 0 | 0 | 0 | 0 | 0 | 0 | 0 | 0 | 0 | 0 | 0 | 0 | 0 | 0 | 0 | 0 | 0 | 0 | 0 | 0 | 0 | 0 | 0 | 4908.11 | 4324.5878
2 | 320 | 329 | 320 329 Aerosole Duct Sealing / Restaurant or Services | 0 | 0 | 1847.128 | 1830.837 | 1960.086 | 2036.174 | 2157.371 | 2185.299 | 2253.145 | 2300.942 | 2319.023 | 2312.22 | 2300.941 | 2295.928 | 2368.96 | 2427.332 | 2446.669 | 0 | 0 | 0 | 0 | 0 | 0 | 0 | 0 | 0 | 0 | 0 | 0 | 0 | 33042.055 | 21605.9405
2 | 320 | 330 | 320 330 Duct/Pipe Insulation / Restaurant or Services | 0 | 0 | 360.2013 | 357.0244 | 382.2275 | 397.0663 | 420.7009 | 426.1469 | 439.377 | 448.6979 | 452.2235 | 450.8969 | 0 | 0 | 0 | 0 | 0 | 0 | 0 | 0 | 0 | 0 | 0 | 0 | 0 | 0 | 0 | 0 | 0 | 0 | 4134.5626 | 3122.5996
2 | 320 | 332 | 320 332 Window Film (Standard) / Restaurant or Services | 0 | 0 | 932.2307 | 924.0078 | 989.2355 | 1027.644 | 1088.812 | 1102.908 | 1137.144 | 1161.266 | 1170.391 | 1166.957 | 0 | 0 | 0 | 0 | 0 | 0 | 0 | 0 | 0 | 0 | 0 | 0 | 0 | 0 | 0 | 0 | 0 | 0 | 10700.596 | 8081.5511
2 | 320 | 334 | 320 334 Ceiling Insulation / Restaurant or Services | 0 | 0 | 2265.695 | 2245.725 | 2404.277 | 2497.615 | 2646.302 | 2680.559 | 2763.756 | 2822.394 | 2844.57 | 2838.757 | 2822.434 | 2816.232 | 2905.803 | 2977.447 | 3001.194 | 3075.191 | 3134.9 | 3160.577 | 3192.662 | 3227.798 | 0 | 0 | 0 | 0 | 0 | 0 | 0 | 0 | 56323.888 | 31962.0232
2 | 320 | 335 | 320 335 Roof Insulation / Restaurant or Services | 0 | 0 | 834.106 | 826.7491 | 885.1102 | 919.4772 | 974.2081 | 986.8197 | 1017.452 | 1039.035 | 1047.198 | 1044.126 | 1039.044 | 1036.771 | 1069.745 | 1096.115 | 1104.847 | 1132.098 | 1154.077 | 1163.53 | 1175.331 | 1188.278 | 0 | 0 | 0 | 0 | 0 | 0 | 0 | 0 | 20734.1173 | 11765.9723
2 | 320 | 336 | 320 336 Cool Roof - DX / Restaurant or Services | 0 | 0 | 4840.655 | 4797.975 | 5136.708 | 5336.099 | 5653.744 | 5726.933 | 5904.702 | 6029.976 | 6077.358 | 6059.506 | 6030.007 | 6016.794 | 6208.237 | 6361.193 | 6411.898 | 0 | 0 | 0 | 0 | 0 | 0 | 0 | 0 | 0 | 0 | 0 | 0 | 0 | 86591.785 | 56621.673
2 | 340 | 342 | 340 342 Geothermal Heat Pump, EER=13, 10 tons / Restaurant or Services | 0 | 0 | 3801.455 | 3767.931 | 4033.932 | 4190.522 | 4439.953 | 4497.428 | 4637.058 | 4735.427 | 4772.637 | 4758.634 | 4735.425 | 4725.106 | 4875.409 | 4995.527 | 5035.337 | 5159.493 | 5259.704 | 5302.81 | 5356.6 | 5415.548 | 5454.231 | 5519.45 | 5607.88 | 5671.57 | 5767.771 | 0 | 0 | 0 | 122516.838 | 60702.7213
2 | 340 | 344 | 340 344 Aerosole Duct Sealing / Restaurant or Services | 0 | 0 | 1888.607 | 1871.949 | 2004.101 | 2081.897 | 2205.817 | 2234.371 | 2303.74 | 2352.612 | 2371.098 | 2364.143 | 2352.611 | 2347.485 | 2422.156 | 2481.839 | 2501.611 | 0 | 0 | 0 | 0 | 0 | 0 | 0 | 0 | 0 | 0 | 0 | 0 | 0 | 33784.037 | 22091.1165
2 | 340 | 345 | 340 345 Duct/Pipe Insulation / Restaurant or Services | 0 | 0 | 368.0429 | 364.7967 | 390.548 | 405.7111 | 429.8612 | 435.426 | 448.9424 | 458.4657 | 462.0679 | 460.7113 | 0 | 0 | 0 | 0 | 0 | 0 | 0 | 0 | 0 | 0 | 0 | 0 | 0 | 0 | 0 | 0 | 0 | 0 | 4224.5732 | 3190.5798
2 | 340 | 347 | 340 347 Window Film (Standard) / Restaurant or Services | 0 | 0 | 952.5565 | 944.155 | 1010.805 | 1050.051 | 1112.553 | 1126.956 | 1161.939 | 1186.587 | 1195.91 | 1192.402 | 0 | 0 | 0 | 0 | 0 | 0 | 0 | 0 | 0 | 0 | 0 | 0 | 0 | 0 | 0 | 0 | 0 | 0 | 10933.9145 | 8257.763
2 | 340 | 349 | 340 349 Ceiling Insulation / Restaurant or Services | 0 | 0 | 2316.975 | 2296.553 | 2458.693 | 2554.145 | 2706.197 | 2741.228 | 2826.309 | 2886.274 | 2908.953 | 2902.948 | 2886.314 | 2879.972 | 2971.571 | 3044.836 | 3069.121 | 3144.792 | 3205.853 | 3232.113 | 3264.922 | 3300.852 | 0 | 0 | 0 | 0 | 0 | 0 | 0 | 0 | 57598.621 | 32685.394
2 | 340 | 351 | 340 351 Cool Roof - DX / Restaurant or Services | 0 | 0 | 4959.208 | 4915.479 | 5262.507 | 5466.78 | 5792.216 | 5867.196 | 6049.316 | 6177.654 | 6226.195 | 6207.912 | 6177.691 | 6164.177 | 6360.264 | 6516.98 | 6568.954 | 0 | 0 | 0 | 0 | 0 | 0 | 0 | 0 | 0 | 0 | 0 | 0 | 0 | 88712.529 | 58008.404
2 | 360 | 361 | 360 361 HE PTAC, EER=9.6, 1 ton / Restaurant or Services | 0 | 0 | 3035.83 | 3009.07 | 3221.51 | 3346.56 | 3545.781 | 3591.683 | 3703.169 | 3781.732 | 3811.447 | 3800.245 | 3781.764 | 3773.458 | 3893.529 | 3989.468 | 4021.265 | 0 | 0 | 0 | 0 | 0 | 0 | 0 | 0 | 0 | 0 | 0 | 0 | 0 | 54306.511 | 35510.5808
2 | 360 | 362 | 360 362 Occupancy Sensor (hotels) / Restaurant or Services | 0 | 0 | 3413.675 | 3383.588 | 3622.462 | 3763.083 | 3987.084 | 4038.696 | 4164.073 | 4252.411 | 4285.823 | 4273.228 | 4252.433 | 4243.113 | 4378.123 | 4485.992 | 4521.746 | 0 | 0 | 0 | 0 | 0 | 0 | 0 | 0 | 0 | 0 | 0 | 0 | 0 | 61065.53 | 39930.2542
2 | 400 | 401 | 400 401 High Efficiency Fan Motor, 15hp, 1800rpm, 92.4% / Restaurant or Services | 0 | 0 | 45.8119 | 45.4079 | 48.6131 | 50.5005 | 53.5066 | 54.1992 | 55.8817 | 57.0674 | 57.5155 | 57.3457 | 57.0673 | 56.9423 | 58.7543 | 60.2019 | 60.6818 | 0 | 0 | 0 | 0 | 0 | 0 | 0 | 0 | 0 | 0 | 0 | 0 | 0 | 819.497 | 535.8628
2 | 400 | 402 | 400 402 Variable Speed Drive Control / Restaurant or Services | 0 | 0 | 921.191 | 913.0664 | 977.524 | 1015.471 | 1075.914 | 1089.842 | 1123.678 | 1147.515 | 1156.532 | 1153.14 | 1147.514 | 1145.012 | 1181.439 | 1210.547 | 1220.191 | 0 | 0 | 0 | 0 | 0 | 0 | 0 | 0 | 0 | 0 | 0 | 0 | 0 | 16478.5764 | 10775.2117
2 | 400 | 403 | 400 403 Air Handler Optimization / Restaurant or Services | 0 | 0 | 310.1591 | 307.4235 | 329.1258 | 341.9025 | 362.2532 | 366.9427 | 378.335 | 386.3611 | 0 | 0 | 0 | 0 | 0 | 0 | 0 | 0 | 0 | 0 | 0 | 0 | 0 | 0 | 0 | 0 | 0 | 0 | 0 | 0 | 2782.5029 | 2231.9049
2 | 400 | 404 | 400 404 Electronically Commutated Motors (ECM) on an Air Handler Unit / Restaurant or Services | 0 | 0 | 437.7927 | 433.9315 | 464.5645 | 482.5987 | 511.3242 | 517.9433 | 534.0239 | 545.3524 | 549.6379 | 548.0254 | 545.3522 | 544.1616 | 561.4744 | 575.3068 | 579.8915 | 0 | 0 | 0 | 0 | 0 | 0 | 0 | 0 | 0 | 0 | 0 | 0 | 0 | 7831.381 | 5120.8789
2 | 400 | 405 | 400 405 Demand Control Ventilation (DCV) / Restaurant or Services | 0 | 0 | 471.9435 | 467.782 | 500.7976 | 520.252 | 551.2217 | 558.3579 | 575.6831 | 587.8952 | 592.5147 | 590.7743 | 587.9136 | 586.6141 | 605.2792 | 620.2091 | 625.1402 | 0 | 0 | 0 | 0 | 0 | 0 | 0 | 0 | 0 | 0 | 0 | 0 | 0 | 8442.3782 | 5520.3951
2 | 400 | 406 | 400 406 Energy Recovery Ventilation (ERV) / Restaurant or Services | 0 | 0 | 215.7494 | 213.8463 | 228.9408 | 237.8316 | 251.9906 | 255.2539 | 263.173 | 268.7556 | 270.8671 | 270.0716 | 268.7583 | 268.1678 | 276.7054 | 283.5294 | 285.7802 | 292.8345 | 298.5175 | 300.9589 | 304.0098 | 307.3626 | 0 | 0 | 0 | 0 | 0 | 0 | 0 | 0 | 5363.1043 | 3043.3923
2 | 400 | 407 | 400 407 Separate Makeup Air / Exhaust Hoods AC / Restaurant or Services | 0 | 0 | 756.2062 | 749.5366 | 802.4496 | 833.6005 | 883.2183 | 894.6514 | 922.4277 | 941.9958 | 949.3979 | 946.6128 | 941.9954 | 939.9408 | 969.8439 | 993.7379 | 1001.656 | 0 | 0 | 0 | 0 | 0 | 0 | 0 | 0 | 0 | 0 | 0 | 0 | 0 | 13527.2708 | 8845.376
2 | 600 | 603 | 600 603 Heat Pump Water Heater (air source) / Restaurant or Services | 0 | 0 | 1752.925 | 1737.464 | 1860.121 | 1932.329 | 2047.345 | 2073.848 | 2138.234 | 2183.594 | 2200.752 | 2194.296 | 2183.594 | 2178.836 | 2248.138 | 2303.54 | 2321.889 | 0 | 0 | 0 | 0 | 0 | 0 | 0 | 0 | 0 | 0 | 0 | 0 | 0 | 31356.905 | 20504.0344
2 | 600 | 604 | 600 604 Solar Water Heater / Restaurant or Services | 0 | 0 | 1748.798 | 1733.373 | 1855.742 | 1927.78 | 2042.525 | 2068.965 | 2133.2 | 2178.453 | 2195.571 | 2189.13 | 2178.452 | 2173.706 | 2242.845 | 2298.116 | 2316.423 | 2373.541 | 2419.637 | 2439.468 | 2464.213 | 2491.331 | 0 | 0 | 0 | 0 | 0 | 0 | 0 | 0 | 43471.269 | 24668.6218
2 | 600 | 606 | 600 606 Demand controlled circulating systems / Restaurant or Services | 0 | 0 | 124.1255 | 123.0308 | 131.7159 | 136.8292 | 144.9735 | 146.8503 | 151.4094 | 154.6216 | 155.8363 | 155.3791 | 154.6214 | 154.2838 | 159.1923 | 163.1139 | 164.4138 | 0 | 0 | 0 | 0 | 0 | 0 | 0 | 0 | 0 | 0 | 0 | 0 | 0 | 2220.3968 | 1451.9003
2 | 600 | 608 | 600 608 Heat Recovery Unit / Restaurant or Services | 0 | 0 | 1920.386 | 1903.448 | 2037.823 | 2116.929 | 2242.933 | 2271.968 | 2342.505 | 2392.198 | 2410.995 | 2403.923 | 0 | 0 | 0 | 0 | 0 | 0 | 0 | 0 | 0 | 0 | 0 | 0 | 0 | 0 | 0 | 0 | 0 | 0 | 22043.108 | 16647.9046
2 | 600 | 609 | 600 609 Heat Trap / Restaurant or Services | 0 | 0 | 224.726 | 222.744 | 238.4682 | 247.7256 | 262.4708 | 265.8686 | 274.123 | 279.9382 | 282.1376 | 281.3091 | 0 | 0 | 0 | 0 | 0 | 0 | 0 | 0 | 0 | 0 | 0 | 0 | 0 | 0 | 0 | 0 | 0 | 0 | 2579.5111 | 1948.158
2 | 600 | 610 | 600 610 Hot Water Pipe Insulation / Restaurant or Services | 0 | 0 | 49.1137 | 48.6805 | 52.117 | 54.1402 | 57.3627 | 58.1054 | 59.9093 | 61.1805 | 61.6609 | 61.4798 | 61.1803 | 61.0466 | 62.9883 | 64.5408 | 65.0549 | 0 | 0 | 0 | 0 | 0 | 0 | 0 | 0 | 0 | 0 | 0 | 0 | 0 | 878.5608 | 574.4841
2 | 700 | 701 | 700 701 PC Manual Power Management Enabling / Restaurant or Services | 0 | 0 | 47.4628 | 47.0442 | 50.3652 | 52.3204 | 0 | 0 | 0 | 0 | 0 | 0 | 0 | 0 | 0 | 0 | 0 | 0 | 0 | 0 | 0 | 0 | 0 | 0 | 0 | 0 | 0 | 0 | 0 | 0 | 197.1926 | 179.4434
2 | 700 | 702 | 700 702 PC Network Power Management Enabling / Restaurant or Services | 0 | 0 | 47.4628 | 47.0442 | 50.3652 | 52.3204 | 0 | 0 | 0 | 0 | 0 | 0 | 0 | 0 | 0 | 0 | 0 | 0 | 0 | 0 | 0 | 0 | 0 | 0 | 0 | 0 | 0 | 0 | 0 | 0 | 197.1926 | 179.4434
2 | 710 | 711 | 710 711 Energy Star or Better Monitor / Restaurant or Services | 0 | 0 | 68.202 | 67.6005 | 72.3726 | 75.182 | 0 | 0 | 0 | 0 | 0 | 0 | 0 | 0 | 0 | 0 | 0 | 0 | 0 | 0 | 0 | 0 | 0 | 0 | 0 | 0 | 0 | 0 | 0 | 0 | 283.3571 | 257.8523
2 | 710 | 712 | 710 712 Monitor Power Management Enabling / Restaurant or Services | 0 | 0 | 44.5737 | 44.1806 | 47.2995 | 49.1356 | 0 | 0 | 0 | 0 | 0 | 0 | 0 | 0 | 0 | 0 | 0 | 0 | 0 | 0 | 0 | 0 | 0 | 0 | 0 | 0 | 0 | 0 | 0 | 0 | 185.1895 | 168.5206
2 | 720 | 722 | 720 722 Monitor Power Management Enabling / Restaurant or Services | 0 | 0 | 0.10318 | 0.10227 | 0.10949 | 0.11374 | 0 | 0 | 0 | 0 | 0 | 0 | 0 | 0 | 0 | 0 | 0 | 0 | 0 | 0 | 0 | 0 | 0 | 0 | 0 | 0 | 0 | 0 | 0 | 0 | 0.42868 | 0.3901
2 | 730 | 731 | 730 731 Energy Star or Better Copier / Restaurant or Services | 0 | 0 | 16.0961 | 15.9541 | 17.0804 | 17.7433 | 18.7994 | 19.0429 | 0 | 0 | 0 | 0 | 0 | 0 | 0 | 0 | 0 | 0 | 0 | 0 | 0 | 0 | 0 | 0 | 0 | 0 | 0 | 0 | 0 | 0 | 104.7163 | 89.4104
2 | 730 | 732 | 730 732 Copier Power Management Enabling / Restaurant or Services | 0 | 0 | 13.3102 | 13.1928 | 14.1242 | 14.6725 | 15.5458 | 15.7469 | 0 | 0 | 0 | 0 | 0 | 0 | 0 | 0 | 0 | 0 | 0 | 0 | 0 | 0 | 0 | 0 | 0 | 0 | 0 | 0 | 0 | 0 | 86.5924 | 73.9356
2 | 800 | 801 | 800 801 Convection Oven / Restaurant or Services | 0 | 0 | 342.8671 | 339.843 | 363.8338 | 377.9581 | 400.4549 | 405.6388 | 418.2327 | 427.105 | 430.461 | 429.1981 | 0 | 0 | 0 | 0 | 0 | 0 | 0 | 0 | 0 | 0 | 0 | 0 | 0 | 0 | 0 | 0 | 0 | 0 | 3935.5925 | 2972.3288
2 | 810 | 811 | 810 811 Efficient Fryer / Restaurant or Services | 0 | 0 | 608.2461 | 602.8815 | 645.441 | 670.4972 | 710.4068 | 719.603 | 741.9445 | 757.6837 | 763.6374 | 761.3979 | 0 | 0 | 0 | 0 | 0 | 0 | 0 | 0 | 0 | 0 | 0 | 0 | 0 | 0 | 0 | 0 | 0 | 0 | 6981.7391 | 5272.9098
2 | 900 | 901 | 900 901 Vending Misers (cooled machines only) / Restaurant or Services | 0 | 0 | 182.1127 | 180.5065 | 193.2492 | 200.751 | 212.7003 | 215.4537 | 222.1427 | 226.8552 | 228.6378 | 227.9667 | 0 | 0 | 0 | 0 | 0 | 0 | 0 | 0 | 0 | 0 | 0 | 0 | 0 | 0 | 0 | 0 | 0 | 0 | 2090.3758 | 1578.7419
3 | 110 | 111 | 110 111 Premium T8, Elecctronic Ballast / Retail | 0 | 0 | 1143.131 | 1133.048 | 1213.035 | 1260.126 | 1335.134 | 1352.417 | 1394.402 | 1423.982 | 1435.171 | 1430.96 | 1423.984 | 1420.879 | 1466.07 | 1502.208 | 1514.171 | 1551.514 | 1581.64 | 1594.601 | 0 | 0 | 0 | 0 | 0 | 0 | 0 | 0 | 0 | 0 | 25176.473 | 15108.0109
3 | 110 | 112 | 110 112 Premium T8, EB, Reflector / Retail | 0 | 0 | 2364.661 | 2343.818 | 2509.28 | 2606.689 | 2761.855 | 2797.608 | 2884.458 | 2945.647 | 2968.792 | 2960.076 | 2945.66 | 2939.23 | 3032.728 | 3107.449 | 3132.215 | 3209.455 | 3271.777 | 3298.586 | 0 | 0 | 0 | 0 | 0 | 0 | 0 | 0 | 0 | 0 | 52079.984 | 31252.3811
3 | 110 | 113 | 110 113 Occupancy Sensor / Retail | 0 | 0 | 1032.419 | 1023.312 | 1095.552 | 1138.084 | 1205.827 | 1221.436 | 1259.354 | 1286.069 | 1296.175 | 1292.372 | 0 | 0 | 0 | 0 | 0 | 0 | 0 | 0 | 0 | 0 | 0 | 0 | 0 | 0 | 0 | 0 | 0 | 0 | 11850.6 | 8950.0836
3 | 110 | 114 | 110 114 Continuous Dimming / Retail | 0 | 0 | 2540.074 | 2517.68 | 2695.415 | 2800.05 | 2966.72 | 3005.124 | 3098.42 | 3164.148 | 3189.011 | 3179.655 | 3164.151 | 3157.254 | 3257.682 | 0 | 0 | 0 | 0 | 0 | 0 | 0 | 0 | 0 | 0 | 0 | 0 | 0 | 0 | 0 | 38735.384 | 26832.9717
3 | 120 | 121 | 120 121 ROB Premium T8, 1EB / Retail | 0 | 0 | 494.0258 | 489.6684 | 524.2353 | 544.5876 | 577.0035 | 584.4731 | 602.6176 | 615.4008 | 620.2361 | 618.4164 | 615.4015 | 614.0578 | 633.5944 | 649.208 | 654.3788 | 670.5173 | 683.5359 | 689.1364 | 0 | 0 | 0 | 0 | 0 | 0 | 0 | 0 | 0 | 0 | 10880.4947 | 6529.2154
3 | 120 | 122 | 120 122 ROB Premium T8, EB, Reflector / Retail | 0 | 0 | 1995.178 | 1977.592 | 2117.197 | 2199.39 | 2330.308 | 2360.474 | 2433.753 | 2485.382 | 2504.91 | 2497.561 | 2485.391 | 2479.967 | 2558.854 | 2621.899 | 2642.797 | 2707.97 | 2760.553 | 2783.173 | 0 | 0 | 0 | 0 | 0 | 0 | 0 | 0 | 0 | 0 | 43942.349 | 26369.1163
3 | 120 | 123 | 120 123 Occupancy Sensor / Retail | 0 | 0 | 631.3583 | 625.7895 | 669.9662 | 695.9756 | 737.4029 | 746.9488 | 770.1371 | 786.4738 | 792.6534 | 790.3279 | 0 | 0 | 0 | 0 | 0 | 0 | 0 | 0 | 0 | 0 | 0 | 0 | 0 | 0 | 0 | 0 | 0 | 0 | 7247.0335 | 5473.272
3 | 120 | 124 | 120 124 Lighting Control Tuneup / Retail | 0 | 0 | 161.2703 | 159.848 | 171.1319 | 177.7757 | 188.3573 | 190.7957 | 0 | 0 | 0 | 0 | 0 | 0 | 0 | 0 | 0 | 0 | 0 | 0 | 0 | 0 | 0 | 0 | 0 | 0 | 0 | 0 | 0 | 0 | 1049.1789 | 895.8252
3 | 130 | 131 | 130 131 CFL Screw-in 18W / Retail | 0 | 0 | 8892.63 | 8814.2 | 0 | 0 | 0 | 0 | 0 | 0 | 0 | 0 | 0 | 0 | 0 | 0 | 0 | 0 | 0 | 0 | 0 | 0 | 0 | 0 | 0 | 0 | 0 | 0 | 0 | 0 | 17706.83 | 17171.6837
3 | 140 | 141 | 140 141 CFL Hardwired, Modular 18W / Retail | 0 | 0 | 8892.63 | 8814.2 | 9436.476 | 9802.747 | 10386.31 | 0 | 0 | 0 | 0 | 0 | 0 | 0 | 0 | 0 | 0 | 0 | 0 | 0 | 0 | 0 | 0 | 0 | 0 | 0 | 0 | 0 | 0 | 0 | 47332.363 | 41705.0401
3 | 150 | 151 | 150 151 PSMH, 250W, magnetic ballast / Retail | 0 | 0 | 2075.462 | 2057.159 | 2202.384 | 2287.881 | 2424.062 | 2455.442 | 2531.672 | 2585.378 | 2605.693 | 2598.049 | 2585.38 | 2579.745 | 0 | 0 | 0 | 0 | 0 | 0 | 0 | 0 | 0 | 0 | 0 | 0 | 0 | 0 | 0 | 0 | 28988.307 | 20669.5212
3 | 150 | 152 | 150 152 PSMH, 250 W, electronic ballast / Retail | 0 | 0 | 2399.029 | 2377.877 | 2545.742 | 2644.569 | 2801.982 | 2838.254 | 2926.369 | 2988.448 | 3011.93 | 3003.094 | 2988.45 | 2981.937 | 0 | 0 | 0 | 0 | 0 | 0 | 0 | 0 | 0 | 0 | 0 | 0 | 0 | 0 | 0 | 0 | 33507.681 | 23891.9667
3 | 150 | 153 | 150 153 High Bay T5 / Retail | 0 | 0 | 2763.236 | 2738.884 | 2932.238 | 3046.066 | 3227.386 | 3269.165 | 3370.654 | 3442.158 | 3469.204 | 3459.009 | 3442.175 | 3434.656 | 0 | 0 | 0 | 0 | 0 | 0 | 0 | 0 | 0 | 0 | 0 | 0 | 0 | 0 | 0 | 0 | 38594.831 | 27519.2491
3 | 160 | 161 | 160 161 LED Exit Sign / Retail | 0 | 0 | 5.6749 | 5.6248 | 6.0218 | 6.2557 | 6.6281 | 6.714 | 6.9223 | 7.0693 | 7.1245 | 7.103 | 7.0693 | 7.0538 | 7.2782 | 7.4578 | 7.5171 | 7.703 | 0 | 0 | 0 | 0 | 0 | 0 | 0 | 0 | 0 | 0 | 0 | 0 | 109.2176 | 69.3899
3 | 200 | 201 | 200 201 High Pressure Sodium 250W Lamp / Retail | 0 | 0 | 110.8153 | 109.8379 | 117.5919 | 122.1568 | 129.4277 | 0 | 0 | 0 | 0 | 0 | 0 | 0 | 0 | 0 | 0 | 0 | 0 | 0 | 0 | 0 | 0 | 0 | 0 | 0 | 0 | 0 | 0 | 0 | 589.8296 | 519.7051
3 | 200 | 202 | 200 202 Outdoor Lighting Controls (Photocell/Timeclock) / Retail | 0 | 0 | 87.5998 | 86.8272 | 92.9567 | 96.5652 | 102.313 | 0 | 0 | 0 | 0 | 0 | 0 | 0 | 0 | 0 | 0 | 0 | 0 | 0 | 0 | 0 | 0 | 0 | 0 | 0 | 0 | 0 | 0 | 0 | 466.262 | 410.8284
3 | 210 | 211 | 210 211 Outdoor Lighting Controls (Photocell/Timeclock) / Retail | 0 | 0 | 376.7101 | 373.3877 | 399.7466 | 415.2647 | 439.9822 | 0 | 0 | 0 | 0 | 0 | 0 | 0 | 0 | 0 | 0 | 0 | 0 | 0 | 0 | 0 | 0 | 0 | 0 | 0 | 0 | 0 | 0 | 0 | 2005.0913 | 1766.7072
3 | 300 | 301 | 300 301 Centrifugal Chiller, 0.51 kW/ton, 500 tons / Retail | 0 | 0 | 521.678 | 517.0767 | 553.5786 | 575.0698 | 609.3002 | 617.188 | 636.348 | 649.8469 | 654.9529 | 653.0315 | 649.8478 | 648.4288 | 669.0585 | 685.5466 | 691.0065 | 708.0489 | 721.7952 | 727.7103 | 735.0911 | 743.1815 | 0 | 0 | 0 | 0 | 0 | 0 | 0 | 0 | 12967.7858 | 7358.8212
3 | 300 | 302 | 300 302 High Efficiency Chiller Motors / Retail | 0 | 0 | 134.4435 | 133.2577 | 142.6646 | 148.2031 | 157.0248 | 159.0575 | 163.9954 | 167.4744 | 168.7902 | 168.2948 | 167.4747 | 167.1082 | 172.4252 | 176.6731 | 178.0821 | 182.4734 | 186.0163 | 187.5404 | 189.4433 | 191.5278 | 0 | 0 | 0 | 0 | 0 | 0 | 0 | 0 | 3341.9705 | 1896.4661
3 | 300 | 304 | 300 304 EMS - Chiller / Retail | 0 | 0 | 467.6118 | 463.4874 | 496.2061 | 515.4699 | 546.1524 | 553.2224 | 570.3973 | 582.4974 | 587.0745 | 585.352 | 0 | 0 | 0 | 0 | 0 | 0 | 0 | 0 | 0 | 0 | 0 | 0 | 0 | 0 | 0 | 0 | 0 | 0 | 5367.4712 | 4053.7454
3 | 300 | 305 | 300 305 Chiller Tune Up/Diagnostics / Retail | 0 | 0 | 353.7009 | 350.5809 | 375.3283 | 389.9037 | 413.115 | 418.4628 | 431.4477 | 440.5997 | 444.0615 | 442.7576 | 0 | 0 | 0 | 0 | 0 | 0 | 0 | 0 | 0 | 0 | 0 | 0 | 0 | 0 | 0 | 0 | 0 | 0 | 4059.9581 | 3066.2557
3 | 300 | 306 | 300 306 VSD for Chiller Pumps and Towers / Retail | 0 | 0 | 441.1976 | 437.3063 | 468.1766 | 486.3525 | 515.3017 | 521.9724 | 538.1772 | 549.5938 | 553.9122 | 552.2876 | 549.5936 | 548.3937 | 565.8412 | 579.7839 | 584.4026 | 0 | 0 | 0 | 0 | 0 | 0 | 0 | 0 | 0 | 0 | 0 | 0 | 0 | 7892.2929 | 5160.7079
3 | 300 | 307 | 300 307 EMS Optimization / Retail | 0 | 0 | 217.6066 | 215.6874 | 230.9137 | 239.8777 | 254.1557 | 0 | 0 | 0 | 0 | 0 | 0 | 0 | 0 | 0 | 0 | 0 | 0 | 0 | 0 | 0 | 0 | 0 | 0 | 0 | 0 | 0 | 0 | 0 | 1158.2411 | 1020.5385
3 | 300 | 308 | 300 308 Aerosole Duct Sealing / Retail | 0 | 0 | 439.7531 | 435.8746 | 466.6448 | 484.7598 | 513.6138 | 520.2626 | 536.4152 | 547.7944 | 552.0989 | 550.4797 | 547.7944 | 546.5986 | 563.9887 | 577.8828 | 582.4882 | 0 | 0 | 0 | 0 | 0 | 0 | 0 | 0 | 0 | 0 | 0 | 0 | 0 | 7866.4496 | 5143.8099
3 | 300 | 309 | 300 309 Duct/Pipe Insulation / Retail | 0 | 0 | 85.5362 | 84.7818 | 90.7666 | 94.2905 | 99.9029 | 101.1962 | 104.3378 | 106.5514 | 107.3884 | 107.0728 | 0 | 0 | 0 | 0 | 0 | 0 | 0 | 0 | 0 | 0 | 0 | 0 | 0 | 0 | 0 | 0 | 0 | 0 | 981.8246 | 741.5164
3 | 300 | 311 | 300 311 Window Film (Standard) / Retail | 0 | 0 | 231.3296 | 229.2892 | 245.474 | 255.0055 | 270.1848 | 273.6823 | 282.178 | 288.1638 | 290.4276 | 289.5753 | 0 | 0 | 0 | 0 | 0 | 0 | 0 | 0 | 0 | 0 | 0 | 0 | 0 | 0 | 0 | 0 | 0 | 0 | 2655.3101 | 2005.4047
3 | 300 | 313 | 300 313 Ceiling Insulation / Retail | 0 | 0 | 540.0441 | 535.2802 | 573.0632 | 595.3207 | 630.7578 | 638.923 | 658.7508 | 672.7246 | 678.0106 | 676.0197 | 672.7422 | 671.2587 | 692.6152 | 709.6973 | 715.3428 | 732.989 | 747.2136 | 753.3299 | 760.9712 | 769.3595 | 0 | 0 | 0 | 0 | 0 | 0 | 0 | 0 | 13424.4141 | 7617.9343
3 | 300 | 314 | 300 314 Roof Insulation / Retail | 0 | 0 | 198.3119 | 196.5627 | 210.4372 | 218.6087 | 231.6223 | 234.6207 | 241.9027 | 247.0342 | 248.9751 | 248.2441 | 247.0353 | 246.4932 | 254.3376 | 260.6071 | 262.6826 | 269.1632 | 274.3875 | 276.6348 | 279.4391 | 282.5156 | 0 | 0 | 0 | 0 | 0 | 0 | 0 | 0 | 4929.6156 | 2797.4039
3 | 300 | 315 | 300 315 Cool Roof - Chiller / Retail | 0 | 0 | 1124.034 | 1114.127 | 1192.774 | 1239.088 | 1312.842 | 1329.837 | 1371.118 | 1400.203 | 1411.205 | 1407.065 | 1400.215 | 1397.154 | 1441.595 | 1477.117 | 1488.892 | 0 | 0 | 0 | 0 | 0 | 0 | 0 | 0 | 0 | 0 | 0 | 0 | 0 | 20107.266 | 13147.9773
3 | 300 | 317 | 300 317 Thermal Energy Storage (TES) Positive / Retail | 0 | 0 | 791.3927 | 784.4116 | 839.7828 | 872.3837 | 924.312 | 936.2793 | 965.3475 | 985.811 | 993.5573 | 990.6382 | 985.8203 | 983.6703 | 1014.959 | 1039.941 | 1048.255 | 1074.088 | 1094.936 | 1103.93 | 1115.139 | 1127.413 | 1135.467 | 1149.043 | 1167.447 | 1180.64 | 1200.736 | 1217.684 | 1267.848 | 1312.798 | 29303.7307 | 13382.1541
3 | 300 | 317 | 300 317 Thermal Energy Storage (TES) Negative / Retail | 0 | 0 | -1067.912 | -1058.493 | -1133.22 | -1177.208 | -1247.277 | -1263.423 | -1302.65 | -1330.284 | -1340.738 | -1336.805 | -1330.284 | -1327.386 | -1369.614 | -1403.355 | -1414.533 | -1449.412 | -1477.564 | -1489.674 | -1504.785 | -1521.345 | -1532.213 | -1550.532 | -1575.371 | -1593.276 | -1620.291 | -1643.165 | -1710.853 | -1771.504 | -39543.167 | -18058.1788
3 | 320 | 321 | 320 321 DX Packaged System, EER=10.9, 10 tons / Retail | 0 | 0 | 407.1482 | 403.5569 | 432.0446 | 448.8188 | 475.5352 | 481.691 | 496.6433 | 507.1786 | 511.1635 | 509.6635 | 507.1806 | 506.0714 | 522.1727 | 535.0446 | 539.303 | 0 | 0 | 0 | 0 | 0 | 0 | 0 | 0 | 0 | 0 | 0 | 0 | 0 | 7283.2159 | 4762.4358
3 | 320 | 322 | 320 322 Hybrid Dessicant-DX System (Trane CDQ) / Retail | 0 | 0 | 2706.612 | 2682.745 | 2872.134 | 2983.628 | 3161.221 | 3202.142 | 3301.558 | 3371.595 | 3398.089 | 3388.12 | 3371.595 | 3364.249 | 3471.257 | 3556.791 | 3585.133 | 0 | 0 | 0 | 0 | 0 | 0 | 0 | 0 | 0 | 0 | 0 | 0 | 0 | 48416.869 | 31659.4103
3 | 320 | 323 | 320 323 Geothermal Heat Pump, EER=13, 10 tons / Retail | 0 | 0 | 1408.097 | 1395.678 | 1494.206 | 1552.21 | 1644.601 | 1665.89 | 1717.61 | 1754.047 | 1767.83 | 1762.644 | 1754.047 | 1750.225 | 1805.896 | 1850.399 | 1865.138 | 0 | 0 | 0 | 0 | 0 | 0 | 0 | 0 | 0 | 0 | 0 | 0 | 0 | 25188.518 | 16470.5737
3 | 320 | 326 | 320 326 DX Tune Up/ Advanced Diagnostics / Retail | 0 | 0 | 349.1611 | 346.0814 | 370.5115 | 384.8963 | 407.8073 | 413.0864 | 425.91 | 434.9449 | 438.3623 | 437.0761 | 0 | 0 | 0 | 0 | 0 | 0 | 0 | 0 | 0 | 0 | 0 | 0 | 0 | 0 | 0 | 0 | 0 | 0 | 4007.8373 | 3026.8914
3 | 320 | 327 | 320 327 DX Coil Cleaning / Retail | 0 | 0 | 335.4381 | 332.4792 | 355.9488 | 369.7713 | 391.7845 | 0 | 0 | 0 | 0 | 0 | 0 | 0 | 0 | 0 | 0 | 0 | 0 | 0 | 0 | 0 | 0 | 0 | 0 | 0 | 0 | 0 | 0 | 0 | 1785.4219 | 1573.1534
3 | 320 | 329 | 320 329 Aerosole Duct Sealing / Retail | 0 | 0 | 699.2508 | 693.0836 | 742.0111 | 770.816 | 816.6965 | 827.2689 | 852.9529 | 871.0471 | 877.8918 | 875.3168 | 871.0466 | 869.1472 | 896.7977 | 918.8921 | 926.2138 | 0 | 0 | 0 | 0 | 0 | 0 | 0 | 0 | 0 | 0 | 0 | 0 | 0 | 12508.4329 | 8179.166
3 | 320 | 330 | 320 330 Duct/Pipe Insulation / Retail | 0 | 0 | 136.3008 | 135.0986 | 144.6354 | 150.2504 | 159.194 | 161.2548 | 166.2608 | 169.788 | 171.122 | 170.6203 | 0 | 0 | 0 | 0 | 0 | 0 | 0 | 0 | 0 | 0 | 0 | 0 | 0 | 0 | 0 | 0 | 0 | 0 | 1564.5251 | 1181.5967
3 | 320 | 334 | 320 334 Ceiling Insulation / Retail | 0 | 0 | 857.8149 | 850.267 | 910.2873 | 945.6423 | 1001.931 | 1014.904 | 1046.399 | 1068.596 | 1076.994 | 1073.836 | 1068.631 | 1066.271 | 1100.188 | 1127.309 | 1136.291 | 1164.319 | 1186.92 | 1196.634 | 1208.78 | 1222.097 | 0 | 0 | 0 | 0 | 0 | 0 | 0 | 0 | 21324.1115 | 12100.7535
3 | 320 | 335 | 320 335 Roof Insulation / Retail | 0 | 0 | 315.8339 | 313.048 | 335.146 | 348.159 | 368.8842 | 373.6597 | 385.2572 | 393.4296 | 396.5208 | 395.3563 | 393.4312 | 392.57 | 405.0638 | 415.0481 | 418.3498 | 428.6711 | 436.9933 | 440.5717 | 445.0384 | 449.9412 | 0 | 0 | 0 | 0 | 0 | 0 | 0 | 0 | 7850.9733 | 4455.1829
3 | 340 | 344 | 340 344 Aerosole Duct Sealing / Retail | 0 | 0 | 714.9341 | 708.6287 | 758.6536 | 788.1043 | 835.0141 | 845.8235 | 872.0837 | 890.5838 | 897.5818 | 894.9489 | 890.5831 | 888.6411 | 916.9123 | 939.5024 | 946.9875 | 0 | 0 | 0 | 0 | 0 | 0 | 0 | 0 | 0 | 0 | 0 | 0 | 0 | 12788.9829 | 8362.6152
3 | 340 | 345 | 340 345 Duct/Pipe Insulation / Retail | 0 | 0 | 139.293 | 138.0645 | 147.8106 | 153.549 | 162.6889 | 164.7948 | 169.911 | 173.5154 | 174.8787 | 174.3652 | 0 | 0 | 0 | 0 | 0 | 0 | 0 | 0 | 0 | 0 | 0 | 0 | 0 | 0 | 0 | 0 | 0 | 0 | 1598.8711 | 1207.5364
3 | 340 | 349 | 340 349 Ceiling Insulation / Retail | 0 | 0 | 877.211 | 869.4932 | 930.871 | 967.025 | 1024.587 | 1037.853 | 1070.061 | 1092.76 | 1101.348 | 1098.118 | 1092.795 | 1090.381 | 1125.065 | 1152.8 | 1161.985 | 1190.647 | 1213.76 | 1223.693 | 1236.114 | 1249.732 | 0 | 0 | 0 | 0 | 0 | 0 | 0 | 0 | 21806.2992 | 12374.3786
3 | 340 | 351 | 340 351 Cool Roof - DX / Retail | 0 | 0 | 1820.374 | 1804.341 | 1931.718 | 2006.711 | 2126.168 | 2153.691 | 2220.546 | 2267.652 | 2285.469 | 2278.747 | 2267.676 | 2262.71 | 2334.689 | 2392.215 | 2411.286 | 0 | 0 | 0 | 0 | 0 | 0 | 0 | 0 | 0 | 0 | 0 | 0 | 0 | 32563.993 | 21293.3205
3 | 360 | 361 | 360 361 HE PTAC, EER=9.6, 1 ton / Retail | 0 | 0 | 1149.21 | 1139.081 | 1219.489 | 1266.841 | 1342.246 | 1359.622 | 1401.828 | 1431.565 | 1442.812 | 1438.58 | 1431.576 | 1428.447 | 1473.883 | 1510.2 | 1522.24 | 0 | 0 | 0 | 0 | 0 | 0 | 0 | 0 | 0 | 0 | 0 | 0 | 0 | 20557.62 | 13442.4605
3 | 400 | 402 | 400 402 Variable Speed Drive Control / Retail | 0 | 0 | 472.0484 | 467.8851 | 500.915 | 520.3605 | 551.3335 | 558.4706 | 575.8093 | 588.0242 | 592.6449 | 590.907 | 588.024 | 586.7407 | 605.4078 | 620.3228 | 625.266 | 0 | 0 | 0 | 0 | 0 | 0 | 0 | 0 | 0 | 0 | 0 | 0 | 0 | 8444.1598 | 5521.57
3 | 400 | 403 | 400 403 Air Handler Optimization / Retail | 0 | 0 | 149.3015 | 147.9847 | 158.4315 | 164.5818 | 174.3781 | 176.6354 | 182.1193 | 185.9827 | 0 | 0 | 0 | 0 | 0 | 0 | 0 | 0 | 0 | 0 | 0 | 0 | 0 | 0 | 0 | 0 | 0 | 0 | 0 | 0 | 1339.415 | 1074.3734
3 | 400 | 404 | 400 404 Electronically Commutated Motors (ECM) on an Air Handler Unit / Retail | 0 | 0 | 210.6935 | 208.8353 | 223.5778 | 232.2571 | 246.0815 | 249.267 | 257.006 | 262.4581 | 264.5204 | 263.7443 | 262.458 | 261.8852 | 270.2171 | 276.8736 | 279.0802 | 0 | 0 | 0 | 0 | 0 | 0 | 0 | 0 | 0 | 0 | 0 | 0 | 0 | 3768.9551 | 2464.4904
3 | 400 | 405 | 400 405 Demand Control Ventilation (DCV) / Retail | 0 | 0 | 227.2023 | 225.1982 | 241.0942 | 250.4568 | 265.3675 | 268.8038 | 277.1434 | 283.0224 | 285.2458 | 284.4081 | 283.0253 | 282.4036 | 291.3943 | 298.5805 | 300.9509 | 0 | 0 | 0 | 0 | 0 | 0 | 0 | 0 | 0 | 0 | 0 | 0 | 0 | 4064.2971 | 2657.6087
3 | 400 | 406 | 400 406 Energy Recovery Ventilation (ERV) / Retail | 0 | 0 | 103.9023 | 102.9857 | 110.254 | 114.5368 | 121.3558 | 122.9273 | 126.7408 | 129.4294 | 130.4461 | 130.0635 | 129.4307 | 129.1464 | 133.2566 | 136.5428 | 137.6292 | 141.0257 | 143.7634 | 144.94 | 146.4079 | 148.0202 | 0 | 0 | 0 | 0 | 0 | 0 | 0 | 0 | 2582.8046 | 1465.6596
3 | 600 | 603 | 600 603 Heat Pump Water Heater (air source) / Retail | 0 | 0 | 85.1235 | 84.3728 | 90.3289 | 93.8354 | 99.4208 | 100.7078 | 103.8344 | 106.0372 | 106.8704 | 106.5569 | 106.037 | 105.8057 | 109.1719 | 111.8613 | 112.7527 | 0 | 0 | 0 | 0 | 0 | 0 | 0 | 0 | 0 | 0 | 0 | 0 | 0 | 1522.7167 | 995.6926
3 | 600 | 606 | 600 606 Demand controlled circulating systems / Retail | 0 | 0 | 5.9845 | 5.9317 | 6.3504 | 6.597 | 6.9895 | 7.08 | 7.2998 | 7.4548 | 7.5132 | 7.4906 | 7.4545 | 7.4385 | 7.6751 | 7.8647 | 7.9268 | 0 | 0 | 0 | 0 | 0 | 0 | 0 | 0 | 0 | 0 | 0 | 0 | 0 | 107.051 | 69.9998
3 | 600 | 608 | 600 608 Heat Recovery Unit / Retail | 0 | 0 | 93.2747 | 92.452 | 98.9785 | 102.8209 | 108.941 | 110.3514 | 113.7773 | 116.1912 | 117.1038 | 116.7599 | 0 | 0 | 0 | 0 | 0 | 0 | 0 | 0 | 0 | 0 | 0 | 0 | 0 | 0 | 0 | 0 | 0 | 0 | 1070.6508 | 808.6017
3 | 600 | 609 | 600 609 Heat Trap / Retail | 0 | 0 | 10.9371 | 10.8406 | 11.6059 | 12.0563 | 12.774 | 12.9394 | 13.3412 | 13.6243 | 13.7312 | 13.6903 | 0 | 0 | 0 | 0 | 0 | 0 | 0 | 0 | 0 | 0 | 0 | 0 | 0 | 0 | 0 | 0 | 0 | 0 | 125.5402 | 94.8135
3 | 600 | 610 | 600 610 Hot Water Pipe Insulation / Retail | 0 | 0 | 2.3731 | 2.3522 | 2.5183 | 2.6161 | 2.7716 | 2.8076 | 2.8947 | 2.9563 | 2.9793 | 2.9706 | 2.9561 | 2.9497 | 3.0435 | 3.1191 | 3.1435 | 0 | 0 | 0 | 0 | 0 | 0 | 0 | 0 | 0 | 0 | 0 | 0 | 0 | 42.4516 | 27.7586
3 | 700 | 701 | 700 701 PC Manual Power Management Enabling / Retail | 0 | 0 | 52.1059 | 51.6463 | 55.2923 | 57.4386 | 0 | 0 | 0 | 0 | 0 | 0 | 0 | 0 | 0 | 0 | 0 | 0 | 0 | 0 | 0 | 0 | 0 | 0 | 0 | 0 | 0 | 0 | 0 | 0 | 216.4831 | 196.9976
3 | 700 | 702 | 700 702 PC Network Power Management Enabling / Retail | 0 | 0 | 52.1059 | 51.6463 | 55.2923 | 57.4386 | 0 | 0 | 0 | 0 | 0 | 0 | 0 | 0 | 0 | 0 | 0 | 0 | 0 | 0 | 0 | 0 | 0 | 0 | 0 | 0 | 0 | 0 | 0 | 0 | 216.4831 | 196.9976
3 | 710 | 711 | 710 711 Energy Star or Better Monitor / Retail | 0 | 0 | 74.9087 | 74.248 | 79.4895 | 82.5751 | 0 | 0 | 0 | 0 | 0 | 0 | 0 | 0 | 0 | 0 | 0 | 0 | 0 | 0 | 0 | 0 | 0 | 0 | 0 | 0 | 0 | 0 | 0 | 0 | 311.2212 | 283.2084
3 | 710 | 712 | 710 712 Monitor Power Management Enabling / Retail | 0 | 0 | 48.9073 | 48.476 | 51.8981 | 53.9128 | 0 | 0 | 0 | 0 | 0 | 0 | 0 | 0 | 0 | 0 | 0 | 0 | 0 | 0 | 0 | 0 | 0 | 0 | 0 | 0 | 0 | 0 | 0 | 0 | 203.1943 | 184.9048
3 | 720 | 722 | 720 722 Monitor Power Management Enabling / Retail | 0 | 0 | 0.10318 | 0.10227 | 0.10949 | 0.11374 | 0 | 0 | 0 | 0 | 0 | 0 | 0 | 0 | 0 | 0 | 0 | 0 | 0 | 0 | 0 | 0 | 0 | 0 | 0 | 0 | 0 | 0 | 0 | 0 | 0.42868 | 0.3901
3 | 730 | 732 | 730 732 Copier Power Management Enabling / Retail | 0 | 0 | 12.0721 | 11.9656 | 12.8103 | 13.3076 | 14.0996 | 14.2822 | 0 | 0 | 0 | 0 | 0 | 0 | 0 | 0 | 0 | 0 | 0 | 0 | 0 | 0 | 0 | 0 | 0 | 0 | 0 | 0 | 0 | 0 | 78.5373 | 67.0579
3 | 740 | 741 | 740 741 Printer Power Management Enabling / Retail | 0 | 0 | 78.7263 | 78.032 | 83.5406 | 86.7834 | 91.9491 | 0 | 0 | 0 | 0 | 0 | 0 | 0 | 0 | 0 | 0 | 0 | 0 | 0 | 0 | 0 | 0 | 0 | 0 | 0 | 0 | 0 | 0 | 0 | 419.0315 | 369.2131
3 | 800 | 801 | 800 801 Convection Oven / Retail | 0 | 0 | 4.4367 | 4.3976 | 4.708 | 4.8908 | 5.1818 | 5.249 | 5.412 | 5.527 | 5.5702 | 5.5536 | 0 | 0 | 0 | 0 | 0 | 0 | 0 | 0 | 0 | 0 | 0 | 0 | 0 | 0 | 0 | 0 | 0 | 0 | 50.9268 | 38.4621
3 | 810 | 811 | 810 811 Efficient Fryer / Retail | 0 | 0 | 2.4763 | 2.4545 | 2.6278 | 2.7298 | 2.8921 | 2.9297 | 3.0206 | 3.0848 | 3.1089 | 3.0996 | 0 | 0 | 0 | 0 | 0 | 0 | 0 | 0 | 0 | 0 | 0 | 0 | 0 | 0 | 0 | 0 | 0 | 0 | 28.424 | 21.4671
3 | 900 | 901 | 900 901 Vending Misers (cooled machines only) / Retail | 0 | 0 | 21.2551 | 21.0676 | 22.5549 | 23.4304 | 24.8251 | 25.1464 | 25.9272 | 26.4773 | 26.6851 | 26.6062 | 0 | 0 | 0 | 0 | 0 | 0 | 0 | 0 | 0 | 0 | 0 | 0 | 0 | 0 | 0 | 0 | 0 | 0 | 243.9752 | 184.2607
4 | 110 | 111 | 110 111 Premium T8, Elecctronic Ballast / Food Store | 0 | 0 | 2696.789 | 2673.022 | 2861.727 | 2972.818 | 3149.778 | 3190.552 | 3289.6 | 3359.384 | 3385.781 | 3375.832 | 0 | 0 | 0 | 0 | 0 | 0 | 0 | 0 | 0 | 0 | 0 | 0 | 0 | 0 | 0 | 0 | 0 | 0 | 30955.283 | 23378.7579
4 | 110 | 114 | 110 114 Continuous Dimming / Food Store | 0 | 0 | 5992.247 | 5939.42 | 6358.727 | 6605.553 | 6998.744 | 7089.342 | 7309.44 | 0 | 0 | 0 | 0 | 0 | 0 | 0 | 0 | 0 | 0 | 0 | 0 | 0 | 0 | 0 | 0 | 0 | 0 | 0 | 0 | 0 | 46293.473 | 38305.5312
4 | 110 | 115 | 110 115 Lighting Control Tuneup / Food Store | 0 | 0 | 621.1435 | 615.6651 | 659.1271 | 684.7148 | 725.4707 | 734.8619 | 0 | 0 | 0 | 0 | 0 | 0 | 0 | 0 | 0 | 0 | 0 | 0 | 0 | 0 | 0 | 0 | 0 | 0 | 0 | 0 | 0 | 0 | 4040.9831 | 3450.3311
4 | 120 | 121 | 120 121 ROB Premium T8, 1EB / Food Store | 0 | 0 | 1165.521 | 1155.24 | 1236.794 | 1284.808 | 1361.285 | 1378.906 | 1421.714 | 1451.873 | 1463.281 | 1458.989 | 0 | 0 | 0 | 0 | 0 | 0 | 0 | 0 | 0 | 0 | 0 | 0 | 0 | 0 | 0 | 0 | 0 | 0 | 13378.411 | 10103.952
4 | 120 | 122 | 120 122 ROB Premium T8, EB, Reflector / Food Store | 0 | 0 | 4706.934 | 4665.435 | 4994.81 | 5188.687 | 5497.56 | 5568.726 | 5741.594 | 5863.403 | 5909.475 | 5892.115 | 0 | 0 | 0 | 0 | 0 | 0 | 0 | 0 | 0 | 0 | 0 | 0 | 0 | 0 | 0 | 0 | 0 | 0 | 54028.739 | 40804.8239
4 | 120 | 123 | 120 123 Occupancy Sensor / Food Store | 0 | 0 | 1489.502 | 1476.368 | 1580.589 | 1641.953 | 1739.687 | 1762.208 | 0 | 0 | 0 | 0 | 0 | 0 | 0 | 0 | 0 | 0 | 0 | 0 | 0 | 0 | 0 | 0 | 0 | 0 | 0 | 0 | 0 | 0 | 9690.307 | 8273.9176
4 | 120 | 124 | 120 124 Lighting Control Tuneup / Food Store | 0 | 0 | 380.3214 | 376.9671 | 403.5783 | 419.2456 | 444.2001 | 449.9502 | 0 | 0 | 0 | 0 | 0 | 0 | 0 | 0 | 0 | 0 | 0 | 0 | 0 | 0 | 0 | 0 | 0 | 0 | 0 | 0 | 0 | 0 | 2474.2627 | 2112.6111
4 | 130 | 131 | 130 131 CFL Screw-in 18W / Food Store | 0 | 0 | 20978.66 | 0 | 0 | 0 | 0 | 0 | 0 | 0 | 0 | 0 | 0 | 0 | 0 | 0 | 0 | 0 | 0 | 0 | 0 | 0 | 0 | 0 | 0 | 0 | 0 | 0 | 0 | 0 | 20978.66 | 20978.66
4 | 150 | 151 | 150 151 PSMH, 250W, magnetic ballast / Food Store | 0 | 0 | 4896.174 | 4853.008 | 5195.616 | 5397.294 | 5718.565 | 5792.592 | 0 | 0 | 0 | 0 | 0 | 0 | 0 | 0 | 0 | 0 | 0 | 0 | 0 | 0 | 0 | 0 | 0 | 0 | 0 | 0 | 0 | 0 | 31853.249 | 27197.4016
4 | 150 | 152 | 150 152 PSMH, 250 W, electronic ballast / Food Store | 0 | 0 | 5659.492 | 5609.6 | 6005.622 | 6238.742 | 6610.099 | 6695.666 | 0 | 0 | 0 | 0 | 0 | 0 | 0 | 0 | 0 | 0 | 0 | 0 | 0 | 0 | 0 | 0 | 0 | 0 | 0 | 0 | 0 | 0 | 36819.221 | 31437.5192
4 | 150 | 153 | 150 153 High Bay T5 / Food Store | 0 | 0 | 6518.774 | 6461.291 | 6917.45 | 7185.964 | 7613.72 | 7712.281 | 0 | 0 | 0 | 0 | 0 | 0 | 0 | 0 | 0 | 0 | 0 | 0 | 0 | 0 | 0 | 0 | 0 | 0 | 0 | 0 | 0 | 0 | 42409.48 | 36210.6716
4 | 160 | 161 | 160 161 LED Exit Sign / Food Store | 0 | 0 | 3.0954 | 3.0681 | 3.2847 | 3.4122 | 3.6152 | 3.6621 | 3.7758 | 3.856 | 3.8861 | 3.8745 | 3.8561 | 3.8476 | 3.9701 | 4.068 | 4.1 | 4.2015 | 0 | 0 | 0 | 0 | 0 | 0 | 0 | 0 | 0 | 0 | 0 | 0 | 59.5733 | 37.8491
4 | 200 | 201 | 200 201 High Pressure Sodium 250W Lamp / Food Store | 0 | 0 | 243.9175 | 241.7662 | 258.8335 | 268.8814 | 284.8858 | 0 | 0 | 0 | 0 | 0 | 0 | 0 | 0 | 0 | 0 | 0 | 0 | 0 | 0 | 0 | 0 | 0 | 0 | 0 | 0 | 0 | 0 | 0 | 1298.2844 | 1143.9322
4 | 200 | 202 | 200 202 Outdoor Lighting Controls (Photocell/Timeclock) / Food Store | 0 | 0 | 192.637 | 190.938 | 204.4171 | 212.3526 | 224.9922 | 0 | 0 | 0 | 0 | 0 | 0 | 0 | 0 | 0 | 0 | 0 | 0 | 0 | 0 | 0 | 0 | 0 | 0 | 0 | 0 | 0 | 0 | 0 | 1025.3369 | 903.4352
4 | 210 | 211 | 210 211 Outdoor Lighting Controls (Photocell/Timeclock) / Food Store | 0 | 0 | 363.9158 | 360.7062 | 386.1699 | 401.1609 | 425.039 | 0 | 0 | 0 | 0 | 0 | 0 | 0 | 0 | 0 | 0 | 0 | 0 | 0 | 0 | 0 | 0 | 0 | 0 | 0 | 0 | 0 | 0 | 0 | 1936.9918 | 1706.704
4 | 300 | 301 | 300 301 Centrifugal Chiller, 0.51 kW/ton, 500 tons / Food Store | 0 | 0 | 1159.846 | 1149.615 | 1230.772 | 1278.552 | 1354.657 | 1372.193 | 1414.792 | 1444.804 | 1456.156 | 1451.885 | 1444.806 | 1441.656 | 1487.507 | 1524.173 | 1536.312 | 1574.201 | 1604.767 | 1617.917 | 1634.328 | 1652.32 | 0 | 0 | 0 | 0 | 0 | 0 | 0 | 0 | 28831.259 | 16360.8565
4 | 300 | 302 | 300 302 High Efficiency Chiller Motors / Food Store | 0 | 0 | 298.9124 | 296.276 | 317.191 | 329.5048 | 349.1178 | 353.6371 | 364.6163 | 372.3512 | 375.2769 | 374.1752 | 372.351 | 371.5379 | 383.3588 | 392.8033 | 395.934 | 405.6974 | 413.576 | 416.9648 | 421.1945 | 425.8295 | 0 | 0 | 0 | 0 | 0 | 0 | 0 | 0 | 7430.3059 | 4216.4719
4 | 300 | 304 | 300 304 EMS - Chiller / Food Store | 0 | 0 | 1039.642 | 1030.472 | 1103.218 | 1146.044 | 1214.26 | 1229.978 | 1268.165 | 1295.067 | 1305.243 | 1301.415 | 0 | 0 | 0 | 0 | 0 | 0 | 0 | 0 | 0 | 0 | 0 | 0 | 0 | 0 | 0 | 0 | 0 | 0 | 11933.504 | 9012.6962
4 | 300 | 305 | 300 305 Chiller Tune Up/Diagnostics / Food Store | 0 | 0 | 786.3067 | 779.3932 | 834.4102 | 866.8215 | 918.4181 | 930.3099 | 959.178 | 979.525 | 987.2235 | 984.3287 | 0 | 0 | 0 | 0 | 0 | 0 | 0 | 0 | 0 | 0 | 0 | 0 | 0 | 0 | 0 | 0 | 0 | 0 | 9025.9148 | 6816.7506
4 | 300 | 306 | 300 306 VSD for Chiller Pumps and Towers / Food Store | 0 | 0 | 981.0355 | 972.3828 | 1041.028 | 1081.44 | 1145.81 | 1160.643 | 1196.677 | 1222.062 | 1231.665 | 1228.052 | 1222.062 | 1219.398 | 1258.188 | 1289.191 | 1299.46 | 0 | 0 | 0 | 0 | 0 | 0 | 0 | 0 | 0 | 0 | 0 | 0 | 0 | 17549.0943 | 11475.2147
4 | 300 | 307 | 300 307 EMS Optimization / Food Store | 0 | 0 | 483.811 | 479.5439 | 513.3968 | 533.3268 | 565.0716 | 0 | 0 | 0 | 0 | 0 | 0 | 0 | 0 | 0 | 0 | 0 | 0 | 0 | 0 | 0 | 0 | 0 | 0 | 0 | 0 | 0 | 0 | 0 | 2575.1501 | 2268.9921
4 | 300 | 308 | 300 308 Aerosole Duct Sealing / Food Store | 0 | 0 | 977.7334 | 969.1101 | 1037.524 | 1077.8 | 1141.953 | 1156.736 | 1192.649 | 1217.949 | 1227.52 | 1223.919 | 1217.948 | 1215.293 | 1253.956 | 1284.85 | 1295.086 | 0 | 0 | 0 | 0 | 0 | 0 | 0 | 0 | 0 | 0 | 0 | 0 | 0 | 17490.0265 | 11436.5907
4 | 300 | 309 | 300 309 Duct/Pipe Insulation / Food Store | 0 | 0 | 190.2639 | 188.5858 | 201.8987 | 209.7366 | 222.2205 | 225.0973 | 232.0857 | 237.0091 | 238.8713 | 238.1708 | 0 | 0 | 0 | 0 | 0 | 0 | 0 | 0 | 0 | 0 | 0 | 0 | 0 | 0 | 0 | 0 | 0 | 0 | 2183.9397 | 1649.4053
4 | 300 | 311 | 300 311 Window Film (Standard) / Food Store | 0 | 0 | 526.7338 | 522.0876 | 558.9429 | 580.6436 | 615.2064 | 623.1703 | 642.515 | 656.1443 | 661.2999 | 659.3591 | 0 | 0 | 0 | 0 | 0 | 0 | 0 | 0 | 0 | 0 | 0 | 0 | 0 | 0 | 0 | 0 | 0 | 0 | 6046.1029 | 4566.2776
4 | 300 | 313 | 300 313 Ceiling Insulation / Food Store | 0 | 0 | 1200.671 | 1190.104 | 1274.121 | 1323.594 | 1402.389 | 1420.545 | 1464.635 | 1495.701 | 1507.455 | 1503.024 | 1495.739 | 1492.448 | 1539.921 | 1577.879 | 1590.45 | 1629.679 | 1661.326 | 1674.911 | 1691.92 | 1710.552 | 0 | 0 | 0 | 0 | 0 | 0 | 0 | 0 | 29847.064 | 16937.2523
4 | 300 | 314 | 300 314 Roof Insulation / Food Store | 0 | 0 | 440.888 | 436.999 | 467.8477 | 486.0116 | 514.9414 | 521.6076 | 537.7994 | 549.2075 | 553.5229 | 551.8989 | 549.2096 | 548.0091 | 565.4438 | 579.3813 | 583.9937 | 598.3989 | 610.0153 | 615.0133 | 621.2505 | 628.0912 | 0 | 0 | 0 | 0 | 0 | 0 | 0 | 0 | 10959.5307 | 6219.1962
4 | 300 | 317 | 300 317 Thermal Energy Storage (TES) Positive / Food Store | 0 | 0 | 1295.3 | 1283.894 | 1374.533 | 1427.89 | 1512.872 | 1532.468 | 1580.049 | 1613.548 | 1626.227 | 1621.435 | 1613.558 | 1610.018 | 1661.256 | 1702.15 | 1715.731 | 1758.049 | 1792.17 | 1806.884 | 1825.222 | 1845.299 | 1858.491 | 1880.713 | 1910.844 | 1932.471 | 1965.323 | 1993.072 | 2075.164 | 2148.746 | 47963.377 | 21903.4398
4 | 300 | 317 | 300 317 Thermal Energy Storage (TES) Negative / Food Store | 0 | 0 | -1910.892 | -1894.039 | -2027.753 | -2106.462 | -2231.843 | -2260.734 | -2330.925 | -2380.373 | -2399.078 | -2392.041 | -2380.373 | -2375.188 | -2450.749 | -2511.124 | -2531.126 | -2593.538 | -2643.913 | -2665.581 | -2692.619 | -2722.252 | -2741.698 | -2774.479 | -2818.925 | -2850.966 | -2899.303 | -2940.232 | -3061.352 | -3169.88 | -70757.438 | -32312.8011
4 | 320 | 321 | 320 321 DX Packaged System, EER=10.9, 10 tons / Food Store | 0 | 0 | 905.196 | 897.2131 | 960.5483 | 997.8442 | 1057.239 | 1070.926 | 1104.169 | 1127.592 | 1136.451 | 1133.117 | 1127.601 | 1125.135 | 1160.92 | 1189.535 | 1199.013 | 0 | 0 | 0 | 0 | 0 | 0 | 0 | 0 | 0 | 0 | 0 | 0 | 0 | 16192.4996 | 10588.1456
4 | 320 | 322 | 320 322 Hybrid Dessicant-DX System (Trane CDQ) / Food Store | 0 | 0 | 6018.055 | 5964.991 | 6386.101 | 6633.988 | 7028.87 | 7119.858 | 7340.906 | 7496.635 | 7555.543 | 7533.359 | 7496.632 | 7480.299 | 7718.241 | 7908.397 | 7971.422 | 0 | 0 | 0 | 0 | 0 | 0 | 0 | 0 | 0 | 0 | 0 | 0 | 0 | 107653.297 | 70393.6415
4 | 320 | 323 | 320 323 Geothermal Heat Pump, EER=13, 10 tons / Food Store | 0 | 0 | 3130.79 | 3103.177 | 3322.249 | 3451.213 | 3656.637 | 3703.971 | 3818.969 | 3899.983 | 3930.628 | 3919.097 | 3899.981 | 3891.485 | 4015.265 | 4114.201 | 4146.982 | 0 | 0 | 0 | 0 | 0 | 0 | 0 | 0 | 0 | 0 | 0 | 0 | 0 | 56004.628 | 36620.9885
4 | 320 | 326 | 320 326 DX Tune Up/ Advanced Diagnostics / Food Store | 0 | 0 | 776.3263 | 769.4788 | 823.7996 | 855.7802 | 906.7191 | 918.4571 | 946.9704 | 967.0584 | 974.6572 | 971.7981 | 0 | 0 | 0 | 0 | 0 | 0 | 0 | 0 | 0 | 0 | 0 | 0 | 0 | 0 | 0 | 0 | 0 | 0 | 8911.0452 | 6730.0052
4 | 320 | 327 | 320 327 DX Coil Cleaning / Food Store | 0 | 0 | 745.8651 | 739.3046 | 791.491 | 822.235 | 871.1779 | 0 | 0 | 0 | 0 | 0 | 0 | 0 | 0 | 0 | 0 | 0 | 0 | 0 | 0 | 0 | 0 | 0 | 0 | 0 | 0 | 0 | 0 | 0 | 3970.0736 | 3498.0694
4 | 320 | 329 | 320 329 Aerosole Duct Sealing / Food Store | 0 | 0 | 1554.613 | 1540.901 | 1649.682 | 1713.721 | 1815.725 | 1839.23 | 1896.332 | 1936.56 | 1951.777 | 1946.051 | 1936.559 | 1932.339 | 1993.808 | 2042.934 | 2059.209 | 0 | 0 | 0 | 0 | 0 | 0 | 0 | 0 | 0 | 0 | 0 | 0 | 0 | 27809.441 | 18184.375
4 | 320 | 330 | 320 330 Duct/Pipe Insulation / Food Store | 0 | 0 | 303.1428 | 300.4691 | 321.6801 | 334.1682 | 354.0586 | 358.6419 | 369.7766 | 377.6207 | 380.5877 | 379.4712 | 0 | 0 | 0 | 0 | 0 | 0 | 0 | 0 | 0 | 0 | 0 | 0 | 0 | 0 | 0 | 0 | 0 | 0 | 3479.6169 | 2627.9566
4 | 320 | 334 | 320 334 Ceiling Insulation / Food Store | 0 | 0 | 1907.144 | 1890.339 | 2023.799 | 2102.364 | 2227.526 | 2256.364 | 2326.385 | 2375.748 | 2394.412 | 2387.366 | 2375.792 | 2370.558 | 2445.977 | 2506.268 | 2526.249 | 2588.546 | 2638.81 | 2660.407 | 2687.424 | 2717.003 | 0 | 0 | 0 | 0 | 0 | 0 | 0 | 0 | 47408.481 | 26902.8023
4 | 320 | 335 | 320 335 Roof Insulation / Food Store | 0 | 0 | 702.1398 | 695.9461 | 745.075 | 774.002 | 820.0745 | 830.6905 | 856.4769 | 874.6448 | 881.5175 | 878.9302 | 874.649 | 872.7385 | 900.4962 | 922.6979 | 930.0438 | 952.9844 | 971.4849 | 979.4442 | 989.3774 | 1000.274 | 0 | 0 | 0 | 0 | 0 | 0 | 0 | 0 | 17453.6876 | 9904.4306
4 | 340 | 344 | 340 344 Aerosole Duct Sealing / Food Store | 0 | 0 | 1589.591 | 1575.571 | 1686.8 | 1752.279 | 1856.578 | 1880.612 | 1938.998 | 1980.132 | 1995.691 | 1989.836 | 1980.131 | 1975.816 | 2038.668 | 2088.899 | 2105.54 | 0 | 0 | 0 | 0 | 0 | 0 | 0 | 0 | 0 | 0 | 0 | 0 | 0 | 28435.142 | 18593.5163
4 | 340 | 345 | 340 345 Duct/Pipe Insulation / Food Store | 0 | 0 | 309.7463 | 307.0144 | 328.6874 | 341.4475 | 361.7713 | 366.4544 | 377.8316 | 385.8469 | 388.8786 | 387.7379 | 0 | 0 | 0 | 0 | 0 | 0 | 0 | 0 | 0 | 0 | 0 | 0 | 0 | 0 | 0 | 0 | 0 | 0 | 3555.4163 | 2685.2034
4 | 340 | 349 | 340 349 Ceiling Insulation / Food Store | 0 | 0 | 1950.17 | 1932.986 | 2069.456 | 2149.794 | 2277.78 | 2307.268 | 2378.869 | 2429.346 | 2448.431 | 2441.226 | 2429.39 | 2424.041 | 2501.159 | 2562.81 | 2583.242 | 2646.945 | 2698.341 | 2720.427 | 2748.053 | 2778.299 | 0 | 0 | 0 | 0 | 0 | 0 | 0 | 0 | 48478.033 | 27509.7393
4 | 340 | 351 | 340 351 Cool Roof - DX / Food Store | 0 | 0 | 4220.646 | 4183.433 | 4478.78 | 4652.636 | 4929.603 | 4993.417 | 5148.409 | 5257.638 | 5298.95 | 5283.385 | 5257.675 | 5246.157 | 5413.045 | 5546.43 | 5590.659 | 0 | 0 | 0 | 0 | 0 | 0 | 0 | 0 | 0 | 0 | 0 | 0 | 0 | 75500.863 | 49369.405
4 | 360 | 361 | 360 361 HE PTAC, EER=9.6, 1 ton / Food Store | 0 | 0 | 2555.218 | 2532.698 | 2711.506 | 2816.761 | 2984.443 | 3023.078 | 3116.921 | 3183.041 | 3208.051 | 3198.618 | 3183.071 | 3176.069 | 3277.139 | 3357.891 | 3384.653 | 0 | 0 | 0 | 0 | 0 | 0 | 0 | 0 | 0 | 0 | 0 | 0 | 0 | 45709.158 | 29888.8404
4 | 400 | 402 | 400 402 Variable Speed Drive Control / Food Store | 0 | 0 | 1048.928 | 1039.677 | 1113.073 | 1156.281 | 1225.105 | 1240.964 | 1279.492 | 1306.635 | 1316.902 | 1313.039 | 1306.635 | 1303.787 | 1345.264 | 1378.407 | 1389.389 | 0 | 0 | 0 | 0 | 0 | 0 | 0 | 0 | 0 | 0 | 0 | 0 | 0 | 18763.578 | 12269.356
4 | 400 | 403 | 400 403 Air Handler Optimization / Food Store | 0 | 0 | 331.7236 | 328.7979 | 352.0091 | 365.6741 | 387.4398 | 392.4552 | 404.6397 | 413.2238 | 0 | 0 | 0 | 0 | 0 | 0 | 0 | 0 | 0 | 0 | 0 | 0 | 0 | 0 | 0 | 0 | 0 | 0 | 0 | 0 | 2975.9632 | 2387.0835
4 | 400 | 404 | 400 404 Electronically Commutated Motors (ECM) on an Air Handler Unit / Food Store | 0 | 0 | 468.1276 | 463.9988 | 496.7544 | 516.0383 | 546.7541 | 553.8318 | 571.0266 | 583.1403 | 587.7224 | 585.9981 | 583.1401 | 581.8669 | 600.379 | 615.1706 | 620.0725 | 0 | 0 | 0 | 0 | 0 | 0 | 0 | 0 | 0 | 0 | 0 | 0 | 0 | 8374.0215 | 5475.7072
4 | 400 | 405 | 400 405 Demand Control Ventilation (DCV) / Food Store | 0 | 0 | 504.7525 | 500.3036 | 535.6151 | 556.422 | 589.5439 | 597.1769 | 615.7065 | 628.7676 | 633.7086 | 631.8469 | 628.789 | 627.3971 | 647.36 | 663.3279 | 668.6028 | 0 | 0 | 0 | 0 | 0 | 0 | 0 | 0 | 0 | 0 | 0 | 0 | 0 | 9029.3204 | 5904.1904
4 | 400 | 406 | 400 406 Energy Recovery Ventilation (ERV) / Food Store | 0 | 0 | 230.7104 | 228.6754 | 244.8168 | 254.324 | 269.4649 | 272.9544 | 281.4226 | 287.3924 | 289.6505 | 288.8001 | 287.3955 | 286.7643 | 295.8938 | 303.1909 | 305.5981 | 313.1404 | 319.217 | 321.8287 | 325.0916 | 328.677 | 0 | 0 | 0 | 0 | 0 | 0 | 0 | 0 | 5735.0088 | 3254.4363
4 | 500 | 501 | 500 501 High-efficiency fan motors / Food Store | 0 | 0 | 3716.435 | 3683.661 | 3943.713 | 4096.801 | 4340.652 | 4396.842 | 4533.349 | 4629.519 | 4665.896 | 4652.207 | 4629.517 | 4619.43 | 4766.369 | 4883.802 | 4922.721 | 5044.1 | 0 | 0 | 0 | 0 | 0 | 0 | 0 | 0 | 0 | 0 | 0 | 0 | 71525.014 | 45442.6403
4 | 500 | 502 | 500 502 Strip curtains for walk-ins / Food Store | 0 | 0 | 1255.907 | 1244.83 | 1332.709 | 1384.444 | 0 | 0 | 0 | 0 | 0 | 0 | 0 | 0 | 0 | 0 | 0 | 0 | 0 | 0 | 0 | 0 | 0 | 0 | 0 | 0 | 0 | 0 | 0 | 0 | 5217.89 | 4748.2298
4 | 500 | 503 | 500 503 Night covers for display cases / Food Store | 0 | 0 | 1793.062 | 1777.247 | 1902.714 | 1976.574 | 2094.224 | 0 | 0 | 0 | 0 | 0 | 0 | 0 | 0 | 0 | 0 | 0 | 0 | 0 | 0 | 0 | 0 | 0 | 0 | 0 | 0 | 0 | 0 | 0 | 9543.821 | 8409.162
4 | 500 | 505 | 500 505 Efficient compressor motor / Food Store | 0 | 0 | 2149.858 | 2130.896 | 2281.329 | 2369.887 | 2510.948 | 2543.452 | 2622.418 | 2678.049 | 2699.093 | 2691.175 | 0 | 0 | 0 | 0 | 0 | 0 | 0 | 0 | 0 | 0 | 0 | 0 | 0 | 0 | 0 | 0 | 0 | 0 | 24677.105 | 18637.2121
4 | 500 | 507 | 500 507 Floating head pressure controls / Food Store | 0 | 0 | 2219.505 | 2199.929 | 2355.235 | 2446.661 | 2592.292 | 2625.849 | 2707.373 | 2764.807 | 2786.532 | 2778.357 | 2764.806 | 2758.782 | 2846.535 | 2916.677 | 2939.911 | 3012.4 | 0 | 0 | 0 | 0 | 0 | 0 | 0 | 0 | 0 | 0 | 0 | 0 | 42715.651 | 27138.9241
4 | 500 | 510 | 500 510 Demand Defrost Electric / Food Store | 0 | 0 | 2403.371 | 2382.173 | 2550.345 | 2649.346 | 2807.041 | 2843.378 | 2931.655 | 2993.847 | 3017.372 | 3008.52 | 0 | 0 | 0 | 0 | 0 | 0 | 0 | 0 | 0 | 0 | 0 | 0 | 0 | 0 | 0 | 0 | 0 | 0 | 27587.048 | 20834.9265
4 | 500 | 513 | 500 513 High R-Value Glass Doors / Food Store | 0 | 0 | 503.2088 | 498.7707 | 533.9808 | 554.7098 | 587.7275 | 595.3359 | 613.819 | 626.8402 | 631.7659 | 629.9124 | 0 | 0 | 0 | 0 | 0 | 0 | 0 | 0 | 0 | 0 | 0 | 0 | 0 | 0 | 0 | 0 | 0 | 0 | 5776.071 | 4362.3375
4 | 500 | 515 | 500 515 Oversized Air Cooled Condenser / Food Store | 0 | 0 | 2598.278 | 2575.361 | 2757.172 | 2864.201 | 3034.684 | 3073.968 | 3169.405 | 3236.64 | 3262.073 | 3252.503 | 3236.639 | 3229.587 | 3332.313 | 3414.425 | 3441.627 | 3526.487 | 0 | 0 | 0 | 0 | 0 | 0 | 0 | 0 | 0 | 0 | 0 | 0 | 50005.363 | 31770.3637
4 | 500 | 517 | 500 517 LED Display Lighting / Food Store | 0 | 0 | 256.6086 | 254.3454 | 272.3007 | 282.8713 | 299.7086 | 303.5883 | 313.0136 | 319.654 | 322.1655 | 321.22 | 0 | 0 | 0 | 0 | 0 | 0 | 0 | 0 | 0 | 0 | 0 | 0 | 0 | 0 | 0 | 0 | 0 | 0 | 2945.476 | 2224.5504
4 | 600 | 603 | 600 603 Heat Pump Water Heater (air source) / Food Store | 0 | 0 | 348.3356 | 345.2634 | 369.637 | 383.9862 | 406.842 | 412.1085 | 424.9032 | 433.917 | 437.3265 | 436.0439 | 433.9166 | 432.9695 | 446.7447 | 457.7507 | 461.3984 | 0 | 0 | 0 | 0 | 0 | 0 | 0 | 0 | 0 | 0 | 0 | 0 | 0 | 6231.1432 | 4074.4959
4 | 600 | 606 | 600 606 Demand controlled circulating systems / Food Store | 0 | 0 | 24.66 | 24.4426 | 26.168 | 27.1838 | 28.8018 | 29.1746 | 30.0806 | 30.7189 | 30.9598 | 30.8683 | 30.7187 | 30.6515 | 31.6271 | 32.4062 | 32.664 | 0 | 0 | 0 | 0 | 0 | 0 | 0 | 0 | 0 | 0 | 0 | 0 | 0 | 441.126 | 288.4488
4 | 600 | 608 | 600 608 Heat Recovery Unit / Food Store | 0 | 0 | 381.5596 | 378.1943 | 404.8926 | 420.6104 | 445.6462 | 451.415 | 465.4301 | 475.3037 | 479.0384 | 477.6338 | 0 | 0 | 0 | 0 | 0 | 0 | 0 | 0 | 0 | 0 | 0 | 0 | 0 | 0 | 0 | 0 | 0 | 0 | 4379.7241 | 3307.756
4 | 600 | 609 | 600 609 Heat Trap / Food Store | 0 | 0 | 44.6769 | 44.2829 | 47.409 | 49.2495 | 52.1808 | 52.8563 | 54.4973 | 55.6536 | 56.0906 | 55.9256 | 0 | 0 | 0 | 0 | 0 | 0 | 0 | 0 | 0 | 0 | 0 | 0 | 0 | 0 | 0 | 0 | 0 | 0 | 512.8224 | 387.3057
4 | 600 | 610 | 600 610 Hot Water Pipe Insulation / Food Store | 0 | 0 | 9.8021 | 9.7157 | 10.4015 | 10.8052 | 11.4483 | 11.5966 | 11.9567 | 12.2104 | 12.3062 | 12.2698 | 12.2106 | 12.1837 | 12.5715 | 12.8815 | 12.9837 | 0 | 0 | 0 | 0 | 0 | 0 | 0 | 0 | 0 | 0 | 0 | 0 | 0 | 175.3435 | 114.6556
4 | 700 | 701 | 700 701 PC Manual Power Management Enabling / Food Store | 0 | 0 | 30.3349 | 30.0674 | 32.19 | 33.4395 | 0 | 0 | 0 | 0 | 0 | 0 | 0 | 0 | 0 | 0 | 0 | 0 | 0 | 0 | 0 | 0 | 0 | 0 | 0 | 0 | 0 | 0 | 0 | 0 | 126.0318 | 114.6878
4 | 700 | 702 | 700 702 PC Network Power Management Enabling / Food Store | 0 | 0 | 30.3349 | 30.0674 | 32.19 | 33.4395 | 0 | 0 | 0 | 0 | 0 | 0 | 0 | 0 | 0 | 0 | 0 | 0 | 0 | 0 | 0 | 0 | 0 | 0 | 0 | 0 | 0 | 0 | 0 | 0 | 126.0318 | 114.6878
4 | 710 | 711 | 710 711 Energy Star or Better Monitor / Food Store | 0 | 0 | 43.6451 | 43.2602 | 46.3141 | 48.112 | 0 | 0 | 0 | 0 | 0 | 0 | 0 | 0 | 0 | 0 | 0 | 0 | 0 | 0 | 0 | 0 | 0 | 0 | 0 | 0 | 0 | 0 | 0 | 0 | 181.3315 | 165.0099
4 | 710 | 712 | 710 712 Monitor Power Management Enabling / Food Store | 0 | 0 | 28.4777 | 28.2265 | 30.2191 | 31.3922 | 0 | 0 | 0 | 0 | 0 | 0 | 0 | 0 | 0 | 0 | 0 | 0 | 0 | 0 | 0 | 0 | 0 | 0 | 0 | 0 | 0 | 0 | 0 | 0 | 118.3155 | 107.666
4 | 730 | 732 | 730 732 Copier Power Management Enabling / Food Store | 0 | 0 | 10.0085 | 9.9202 | 10.6205 | 11.0327 | 11.6894 | 11.8408 | 0 | 0 | 0 | 0 | 0 | 0 | 0 | 0 | 0 | 0 | 0 | 0 | 0 | 0 | 0 | 0 | 0 | 0 | 0 | 0 | 0 | 0 | 65.1121 | 55.595
4 | 740 | 741 | 740 741 Printer Power Management Enabling / Food Store | 0 | 0 | 40.137 | 39.7831 | 42.5915 | 44.2449 | 46.8783 | 0 | 0 | 0 | 0 | 0 | 0 | 0 | 0 | 0 | 0 | 0 | 0 | 0 | 0 | 0 | 0 | 0 | 0 | 0 | 0 | 0 | 0 | 0 | 213.6347 | 188.2358
4 | 800 | 801 | 800 801 Convection Oven / Food Store | 0 | 0 | 248.9733 | 246.7775 | 264.1985 | 274.4546 | 290.7908 | 294.5552 | 303.7001 | 310.1427 | 312.5796 | 311.6627 | 0 | 0 | 0 | 0 | 0 | 0 | 0 | 0 | 0 | 0 | 0 | 0 | 0 | 0 | 0 | 0 | 0 | 0 | 2857.835 | 2158.36
4 | 810 | 811 | 810 811 Efficient Fryer / Food Store | 0 | 0 | 89.0443 | 88.259 | 94.4896 | 98.1577 | 104 | 105.3465 | 108.6171 | 110.9214 | 111.7929 | 111.4644 | 0 | 0 | 0 | 0 | 0 | 0 | 0 | 0 | 0 | 0 | 0 | 0 | 0 | 0 | 0 | 0 | 0 | 0 | 1022.0929 | 771.9287
4 | 900 | 901 | 900 901 Vending Misers (cooled machines only) / Food Store | 0 | 0 | 33.843 | 33.5446 | 35.9126 | 37.3066 | 39.5272 | 40.039 | 41.282 | 42.158 | 42.4889 | 42.3638 | 0 | 0 | 0 | 0 | 0 | 0 | 0 | 0 | 0 | 0 | 0 | 0 | 0 | 0 | 0 | 0 | 0 | 0 | 388.4658 | 293.3862
5 | 110 | 111 | 110 111 Premium T8, Elecctronic Ballast / School | 0 | 0 | 738.356 | 731.8434 | 783.5071 | 813.9239 | 862.3718 | 873.5355 | 900.6538 | 919.7593 | 926.9864 | 924.2671 | 919.7612 | 917.7536 | 946.9467 | 970.2874 | 978.0142 | 1002.134 | 1021.592 | 1029.963 | 1040.41 | 1051.862 | 1059.374 | 1072.04 | 1089.22 | 1101.574 | 1120.271 | 0 | 0 | 0 | 23796.4074 | 11790.2716
5 | 110 | 114 | 110 114 Continuous Dimming / School | 0 | 0 | 1640.562 | 1626.091 | 1740.886 | 1808.466 | 1916.111 | 1940.915 | 2001.173 | 2043.625 | 2059.683 | 2053.64 | 2043.624 | 2039.172 | 2104.029 | 2155.885 | 2173.057 | 2226.643 | 2269.883 | 2288.486 | 0 | 0 | 0 | 0 | 0 | 0 | 0 | 0 | 0 | 0 | 36131.931 | 21682.2148
5 | 110 | 115 | 110 115 Lighting Control Tuneup / School | 0 | 0 | 170.0406 | 168.5409 | 180.4386 | 187.4435 | 198.6006 | 201.1715 | 0 | 0 | 0 | 0 | 0 | 0 | 0 | 0 | 0 | 0 | 0 | 0 | 0 | 0 | 0 | 0 | 0 | 0 | 0 | 0 | 0 | 0 | 1106.2357 | 944.5423
5 | 120 | 121 | 120 121 ROB Premium T8, 1EB / School | 0 | 0 | 319.1357 | 316.321 | 338.65 | 351.7981 | 372.7384 | 377.5637 | 389.2848 | 397.5428 | 400.6663 | 399.4907 | 397.5431 | 396.6742 | 409.2957 | 419.3815 | 422.7222 | 433.1478 | 441.5574 | 445.1757 | 449.6911 | 454.6392 | 457.8875 | 463.3613 | 470.7877 | 476.1223 | 484.2094 | 0 | 0 | 0 | 10285.3876 | 5096.0441
5 | 120 | 122 | 120 122 ROB Premium T8, EB, Reflector / School | 0 | 0 | 1288.615 | 1277.248 | 1367.415 | 1420.5 | 1505.053 | 1524.536 | 1571.865 | 1605.209 | 1617.822 | 1613.076 | 1605.212 | 1601.712 | 1652.653 | 1693.387 | 1706.877 | 1748.972 | 1782.932 | 1797.542 | 1815.774 | 1835.764 | 1848.872 | 1870.978 | 1900.96 | 1922.532 | 1955.152 | 0 | 0 | 0 | 41530.658 | 20576.9567
5 | 120 | 123 | 120 123 Occupancy Sensor / School | 0 | 0 | 407.7673 | 404.1707 | 432.7018 | 449.5008 | 476.257 | 482.4222 | 497.3986 | 507.9499 | 511.9411 | 510.4386 | 507.9504 | 506.8409 | 522.9668 | 535.8546 | 540.1223 | 0 | 0 | 0 | 0 | 0 | 0 | 0 | 0 | 0 | 0 | 0 | 0 | 0 | 7294.283 | 4769.6734
5 | 120 | 124 | 120 124 Lighting Control Tuneup / School | 0 | 0 | 104.1086 | 103.1904 | 110.4749 | 114.7636 | 121.5947 | 123.1687 | 0 | 0 | 0 | 0 | 0 | 0 | 0 | 0 | 0 | 0 | 0 | 0 | 0 | 0 | 0 | 0 | 0 | 0 | 0 | 0 | 0 | 0 | 677.3009 | 578.3029
5 | 130 | 131 | 130 131 CFL Screw-in 18W / School | 0 | 0 | 5743.479 | 5692.834 | 6094.741 | 0 | 0 | 0 | 0 | 0 | 0 | 0 | 0 | 0 | 0 | 0 | 0 | 0 | 0 | 0 | 0 | 0 | 0 | 0 | 0 | 0 | 0 | 0 | 0 | 0 | 17531.054 | 16467.8116
5 | 150 | 151 | 150 151 PSMH, 250W, magnetic ballast / School | 0 | 0 | 1340.411 | 1328.589 | 1422.38 | 1477.597 | 1565.547 | 1585.813 | 1635.046 | 1669.732 | 1682.852 | 1677.915 | 1669.731 | 1666.092 | 1719.087 | 1761.453 | 1775.484 | 1819.265 | 0 | 0 | 0 | 0 | 0 | 0 | 0 | 0 | 0 | 0 | 0 | 0 | 25796.994 | 16389.8374
5 | 150 | 152 | 150 152 PSMH, 250 W, electronic ballast / School | 0 | 0 | 1549.454 | 1535.787 | 1644.207 | 1708.034 | 1809.701 | 1833.127 | 1890.039 | 1930.133 | 1945.299 | 1939.593 | 1930.133 | 1925.927 | 1987.183 | 2036.159 | 2052.378 | 2102.987 | 0 | 0 | 0 | 0 | 0 | 0 | 0 | 0 | 0 | 0 | 0 | 0 | 29820.141 | 18945.9
5 | 150 | 153 | 150 153 High Bay T5 / School | 0 | 0 | 1784.695 | 1768.962 | 1893.839 | 1967.363 | 2084.467 | 2111.45 | 2176.999 | 2223.181 | 2240.649 | 2234.077 | 2223.188 | 2218.338 | 2288.899 | 2345.296 | 2363.989 | 2422.287 | 0 | 0 | 0 | 0 | 0 | 0 | 0 | 0 | 0 | 0 | 0 | 0 | 34347.679 | 21822.4154
5 | 160 | 161 | 160 161 LED Exit Sign / School | 0 | 0 | 7.5321 | 7.4657 | 7.9927 | 8.3028 | 8.7972 | 8.9112 | 9.1878 | 9.3827 | 9.4564 | 9.4284 | 9.3829 | 9.362 | 9.66 | 9.898 | 9.977 | 10.2237 | 0 | 0 | 0 | 0 | 0 | 0 | 0 | 0 | 0 | 0 | 0 | 0 | 144.9606 | 92.0989
5 | 200 | 201 | 200 201 High Pressure Sodium 250W Lamp / School | 0 | 0 | 79.9645 | 79.2592 | 84.8545 | 88.1484 | 93.3953 | 0 | 0 | 0 | 0 | 0 | 0 | 0 | 0 | 0 | 0 | 0 | 0 | 0 | 0 | 0 | 0 | 0 | 0 | 0 | 0 | 0 | 0 | 0 | 425.6219 | 375.02
5 | 200 | 202 | 200 202 Outdoor Lighting Controls (Photocell/Timeclock) / School | 0 | 0 | 63.1461 | 62.5892 | 67.0076 | 69.6089 | 73.7521 | 0 | 0 | 0 | 0 | 0 | 0 | 0 | 0 | 0 | 0 | 0 | 0 | 0 | 0 | 0 | 0 | 0 | 0 | 0 | 0 | 0 | 0 | 0 | 336.104 | 296.1448
5 | 210 | 211 | 210 211 Outdoor Lighting Controls (Photocell/Timeclock) / School | 0 | 0 | 114.3234 | 113.3151 | 121.3145 | 126.0239 | 133.5251 | 0 | 0 | 0 | 0 | 0 | 0 | 0 | 0 | 0 | 0 | 0 | 0 | 0 | 0 | 0 | 0 | 0 | 0 | 0 | 0 | 0 | 0 | 0 | 608.502 | 536.1576
5 | 300 | 301 | 300 301 Centrifugal Chiller, 0.51 kW/ton, 500 tons / School | 0 | 0 | 560.3705 | 555.4279 | 594.6373 | 617.7224 | 654.4917 | 662.9644 | 683.5453 | 698.0455 | 703.5303 | 701.4659 | 698.0464 | 696.5225 | 718.6811 | 736.3931 | 742.2579 | 760.5641 | 775.3306 | 781.684 | 789.6128 | 798.3034 | 0 | 0 | 0 | 0 | 0 | 0 | 0 | 0 | 13929.5971 | 7904.6195
5 | 300 | 302 | 300 302 High Efficiency Chiller Motors / School | 0 | 0 | 144.452 | 143.1779 | 153.2852 | 159.236 | 168.7142 | 170.8982 | 176.2039 | 179.9418 | 181.3556 | 180.8235 | 179.9421 | 179.5485 | 185.2613 | 189.825 | 191.3388 | 196.057 | 199.8637 | 201.5019 | 203.5461 | 205.7856 | 0 | 0 | 0 | 0 | 0 | 0 | 0 | 0 | 3590.7583 | 2037.6458
5 | 300 | 304 | 300 304 EMS - Chiller / School | 0 | 0 | 502.2802 | 497.8501 | 532.9947 | 553.6863 | 586.6434 | 594.2375 | 612.6863 | 625.6834 | 630.5999 | 628.7501 | 0 | 0 | 0 | 0 | 0 | 0 | 0 | 0 | 0 | 0 | 0 | 0 | 0 | 0 | 0 | 0 | 0 | 0 | 5765.4119 | 4354.2872
5 | 300 | 305 | 300 305 Chiller Tune Up/Diagnostics / School | 0 | 0 | 379.9087 | 376.5574 | 403.1379 | 418.7942 | 443.7251 | 449.4689 | 463.4161 | 473.2464 | 476.9648 | 475.5639 | 0 | 0 | 0 | 0 | 0 | 0 | 0 | 0 | 0 | 0 | 0 | 0 | 0 | 0 | 0 | 0 | 0 | 0 | 4360.7834 | 3293.4519
5 | 300 | 306 | 300 306 VSD for Chiller Pumps and Towers / School | 0 | 0 | 474.0089 | 469.8282 | 502.9945 | 522.5216 | 553.6235 | 560.7903 | 578.2006 | 590.4661 | 595.1058 | 593.36 | 590.4662 | 589.1771 | 607.9219 | 622.9005 | 627.8635 | 0 | 0 | 0 | 0 | 0 | 0 | 0 | 0 | 0 | 0 | 0 | 0 | 0 | 8479.2287 | 5544.5009
5 | 300 | 307 | 300 307 EMS Optimization / School | 0 | 0 | 233.7027 | 231.6415 | 247.994 | 257.621 | 272.9553 | 0 | 0 | 0 | 0 | 0 | 0 | 0 | 0 | 0 | 0 | 0 | 0 | 0 | 0 | 0 | 0 | 0 | 0 | 0 | 0 | 0 | 0 | 0 | 1243.9145 | 1096.0263
5 | 300 | 308 | 300 308 Aerosole Duct Sealing / School | 0 | 0 | 472.358 | 468.1919 | 501.2434 | 520.7018 | 551.6951 | 558.8369 | 576.187 | 588.4099 | 593.0336 | 591.2945 | 588.4097 | 587.1255 | 605.8048 | 620.7296 | 625.676 | 0 | 0 | 0 | 0 | 0 | 0 | 0 | 0 | 0 | 0 | 0 | 0 | 0 | 8449.6977 | 5525.1912
5 | 300 | 309 | 300 309 Duct/Pipe Insulation / School | 0 | 0 | 91.9334 | 91.1225 | 97.5551 | 101.3423 | 107.3745 | 108.7645 | 112.1412 | 114.5202 | 115.42 | 115.081 | 0 | 0 | 0 | 0 | 0 | 0 | 0 | 0 | 0 | 0 | 0 | 0 | 0 | 0 | 0 | 0 | 0 | 0 | 1055.2547 | 796.9738
5 | 300 | 311 | 300 311 Window Film (Standard) / School | 0 | 0 | 250.0051 | 247.8 | 265.2916 | 275.5924 | 291.9971 | 295.7773 | 304.9586 | 311.4275 | 313.8748 | 312.9536 | 0 | 0 | 0 | 0 | 0 | 0 | 0 | 0 | 0 | 0 | 0 | 0 | 0 | 0 | 0 | 0 | 0 | 0 | 2869.678 | 2167.3044
5 | 300 | 313 | 300 313 Ceiling Insulation / School | 0 | 0 | 580.0768 | 574.9607 | 615.544 | 639.4524 | 677.5163 | 686.2872 | 707.5843 | 722.5945 | 728.2723 | 726.1339 | 722.6145 | 721.0195 | 743.9587 | 762.3059 | 768.3715 | 787.3256 | 802.6056 | 809.1746 | 817.3828 | 826.3923 | 0 | 0 | 0 | 0 | 0 | 0 | 0 | 0 | 14419.5734 | 8182.6556
5 | 300 | 314 | 300 314 Roof Insulation / School | 0 | 0 | 212.9635 | 211.0851 | 225.9848 | 234.7598 | 248.7343 | 251.9541 | 259.7748 | 265.2855 | 267.3695 | 266.5848 | 265.286 | 264.7046 | 273.1283 | 279.8603 | 282.0893 | 289.0481 | 294.6579 | 297.072 | 300.0846 | 303.3871 | 0 | 0 | 0 | 0 | 0 | 0 | 0 | 0 | 5293.8144 | 3004.0766
5 | 300 | 317 | 300 317 Thermal Energy Storage (TES) Positive / School | 0 | 0 | 717.4125 | 711.0843 | 761.2783 | 790.8332 | 837.9072 | 848.7551 | 875.1057 | 893.6556 | 900.6798 | 898.0322 | 893.6658 | 891.7154 | 920.0798 | 942.7303 | 950.2639 | 973.6777 | 992.5768 | 1000.732 | 1010.895 | 1022.023 | 1029.322 | 1041.629 | 1058.312 | 1070.265 | 1088.491 | 1103.853 | 1149.329 | 1190.076 | 26564.3806 | 12131.1758
5 | 300 | 317 | 300 317 Thermal Energy Storage (TES) Negative / School | 0 | 0 | -1014.568 | -1005.62 | -1076.614 | -1118.404 | -1184.974 | -1200.313 | -1237.58 | -1263.834 | -1273.766 | -1270.029 | -1263.834 | -1261.081 | -1301.2 | -1333.255 | -1343.875 | -1377.012 | -1403.758 | -1415.262 | -1429.618 | -1445.352 | -1455.676 | -1473.081 | -1496.679 | -1513.69 | -1539.354 | -1561.086 | -1625.393 | -1683.015 | -37567.923 | -17156.1439
5 | 320 | 321 | 320 321 DX Packaged System, EER=10.9, 10 tons / School | 0 | 0 | 437.2767 | 433.4196 | 464.0155 | 482.0308 | 510.7241 | 517.3356 | 533.3945 | 544.709 | 548.9891 | 547.3787 | 544.7115 | 543.5205 | 560.8121 | 574.6375 | 579.2107 | 0 | 0 | 0 | 0 | 0 | 0 | 0 | 0 | 0 | 0 | 0 | 0 | 0 | 7822.1659 | 5114.8509
5 | 320 | 322 | 320 322 Hybrid Dessicant-DX System (Trane CDQ) / School | 0 | 0 | 2907.404 | 2881.762 | 3085.203 | 3204.966 | 3395.733 | 3439.689 | 3546.482 | 3621.716 | 3650.174 | 3639.466 | 3621.715 | 3613.823 | 3728.771 | 3820.647 | 3851.092 | 0 | 0 | 0 | 0 | 0 | 0 | 0 | 0 | 0 | 0 | 0 | 0 | 0 | 52008.643 | 34008.0449
5 | 320 | 323 | 320 323 Geothermal Heat Pump, EER=13, 10 tons / School | 0 | 0 | 1512.516 | 1499.175 | 1605.01 | 1667.315 | 1766.557 | 1789.425 | 1844.981 | 1884.12 | 1898.925 | 1893.354 | 1884.119 | 1880.013 | 1939.815 | 1987.613 | 2003.448 | 0 | 0 | 0 | 0 | 0 | 0 | 0 | 0 | 0 | 0 | 0 | 0 | 0 | 27056.386 | 17691.9588
5 | 320 | 326 | 320 326 DX Tune Up/ Advanced Diagnostics / School | 0 | 0 | 375.0592 | 371.7511 | 397.9935 | 413.4451 | 438.0551 | 443.7257 | 457.5009 | 467.2058 | 470.8769 | 469.4951 | 0 | 0 | 0 | 0 | 0 | 0 | 0 | 0 | 0 | 0 | 0 | 0 | 0 | 0 | 0 | 0 | 0 | 0 | 4305.1084 | 3251.4033
5 | 320 | 327 | 320 327 DX Coil Cleaning / School | 0 | 0 | 360.3045 | 357.1261 | 382.3355 | 397.1834 | 420.8278 | 0 | 0 | 0 | 0 | 0 | 0 | 0 | 0 | 0 | 0 | 0 | 0 | 0 | 0 | 0 | 0 | 0 | 0 | 0 | 0 | 0 | 0 | 0 | 1917.7773 | 1689.773
5 | 320 | 329 | 320 329 Aerosole Duct Sealing / School | 0 | 0 | 751.0471 | 744.4232 | 796.9751 | 827.9135 | 877.1927 | 888.548 | 916.1347 | 935.5692 | 942.9208 | 940.1545 | 935.5684 | 933.5284 | 963.2271 | 986.9583 | 994.8223 | 0 | 0 | 0 | 0 | 0 | 0 | 0 | 0 | 0 | 0 | 0 | 0 | 0 | 13434.9833 | 8785.0301
5 | 320 | 330 | 320 330 Duct/Pipe Insulation / School | 0 | 0 | 146.4124 | 145.121 | 155.3654 | 161.3971 | 171.0038 | 173.2175 | 178.5953 | 182.3839 | 183.8169 | 183.2778 | 0 | 0 | 0 | 0 | 0 | 0 | 0 | 0 | 0 | 0 | 0 | 0 | 0 | 0 | 0 | 0 | 0 | 0 | 1680.5911 | 1269.2547
5 | 320 | 334 | 320 334 Ceiling Insulation / School | 0 | 0 | 921.2651 | 913.1617 | 977.6228 | 1015.591 | 1076.045 | 1089.978 | 1123.803 | 1147.642 | 1156.661 | 1153.269 | 1147.678 | 1145.144 | 1181.57 | 1210.697 | 1220.343 | 1250.445 | 1274.72 | 1285.151 | 1298.197 | 1312.498 | 0 | 0 | 0 | 0 | 0 | 0 | 0 | 0 | 22901.4816 | 12995.858
5 | 320 | 335 | 320 335 Roof Insulation / School | 0 | 0 | 339.1526 | 336.1611 | 359.8907 | 373.864 | 396.119 | 401.2469 | 413.7015 | 422.4774 | 425.7968 | 424.5471 | 422.4794 | 421.5545 | 434.9692 | 445.6901 | 449.2374 | 460.3194 | 469.2552 | 473.0997 | 477.8962 | 483.1591 | 0 | 0 | 0 | 0 | 0 | 0 | 0 | 0 | 8430.6173 | 4784.1143
5 | 340 | 344 | 340 344 Aerosole Duct Sealing / School | 0 | 0 | 767.9687 | 761.1954 | 814.9315 | 846.5669 | 896.9564 | 908.5676 | 936.7758 | 956.648 | 964.1655 | 961.337 | 956.6475 | 954.5618 | 984.9293 | 1009.195 | 1017.236 | 0 | 0 | 0 | 0 | 0 | 0 | 0 | 0 | 0 | 0 | 0 | 0 | 0 | 13737.6824 | 8982.9626
5 | 340 | 345 | 340 345 Duct/Pipe Insulation / School | 0 | 0 | 149.7142 | 148.3937 | 158.8691 | 165.0366 | 174.8601 | 177.1239 | 182.6228 | 186.4968 | 187.9621 | 187.4109 | 0 | 0 | 0 | 0 | 0 | 0 | 0 | 0 | 0 | 0 | 0 | 0 | 0 | 0 | 0 | 0 | 0 | 0 | 1718.4902 | 1297.8778
5 | 340 | 349 | 340 349 Ceiling Insulation / School | 0 | 0 | 942.1063 | 933.8202 | 999.7394 | 1038.566 | 1100.388 | 1114.636 | 1149.227 | 1173.605 | 1182.828 | 1179.359 | 1173.642 | 1171.051 | 1208.301 | 1238.087 | 1247.952 | 1278.734 | 1303.558 | 1314.225 | 1327.567 | 1342.191 | 0 | 0 | 0 | 0 | 0 | 0 | 0 | 0 | 23419.5829 | 13289.8626
5 | 340 | 351 | 340 351 Cool Roof - DX / School | 0 | 0 | 1876.296 | 1859.77 | 1991.061 | 2068.358 | 2191.484 | 2219.853 | 2288.761 | 2337.314 | 2355.679 | 2348.749 | 2337.338 | 2332.219 | 2406.41 | 2465.705 | 2485.361 | 0 | 0 | 0 | 0 | 0 | 0 | 0 | 0 | 0 | 0 | 0 | 0 | 0 | 33564.358 | 21947.4512
5 | 360 | 361 | 360 361 HE PTAC, EER=9.6, 1 ton / School | 0 | 0 | 1234.434 | 1223.556 | 1309.927 | 1360.789 | 1441.788 | 1460.452 | 1505.788 | 1537.731 | 1549.812 | 1545.266 | 1537.745 | 1534.382 | 1583.189 | 1622.196 | 1635.131 | 0 | 0 | 0 | 0 | 0 | 0 | 0 | 0 | 0 | 0 | 0 | 0 | 0 | 22082.186 | 14439.3601
5 | 400 | 402 | 400 402 Variable Speed Drive Control / School | 0 | 0 | 587.61 | 582.4276 | 623.5433 | 647.7491 | 686.3048 | 695.1891 | 716.7726 | 731.9777 | 737.7299 | 735.5651 | 731.9773 | 730.3803 | 753.6169 | 772.1838 | 778.3367 | 0 | 0 | 0 | 0 | 0 | 0 | 0 | 0 | 0 | 0 | 0 | 0 | 0 | 10511.3642 | 6873.2987
5 | 400 | 403 | 400 403 Air Handler Optimization / School | 0 | 0 | 170.7629 | 169.2568 | 181.2053 | 188.2396 | 199.4441 | 202.026 | 208.2983 | 212.7171 | 0 | 0 | 0 | 0 | 0 | 0 | 0 | 0 | 0 | 0 | 0 | 0 | 0 | 0 | 0 | 0 | 0 | 0 | 0 | 0 | 1531.9501 | 1228.8098
5 | 400 | 404 | 400 404 Electronically Commutated Motors (ECM) on an Air Handler Unit / School | 0 | 0 | 240.9253 | 238.8004 | 255.6583 | 265.5828 | 281.391 | 285.0337 | 293.883 | 300.1175 | 302.4754 | 301.5878 | 300.117 | 299.4624 | 308.9895 | 316.601 | 319.1248 | 0 | 0 | 0 | 0 | 0 | 0 | 0 | 0 | 0 | 0 | 0 | 0 | 0 | 4309.7499 | 2818.112
5 | 400 | 405 | 400 405 Demand Control Ventilation (DCV) / School | 0 | 0 | 260.0135 | 257.72 | 275.9119 | 286.6262 | 303.6902 | 307.6227 | 317.1667 | 323.8947 | 326.4394 | 325.4813 | 323.899 | 323.1877 | 333.4755 | 341.6991 | 344.4126 | 0 | 0 | 0 | 0 | 0 | 0 | 0 | 0 | 0 | 0 | 0 | 0 | 0 | 4651.2405 | 3041.4058
5 | 400 | 406 | 400 406 Energy Recovery Ventilation (ERV) / School | 0 | 0 | 118.8633 | 117.8149 | 126.13 | 131.0293 | 138.83 | 140.6278 | 144.9905 | 148.0662 | 149.2295 | 148.7905 | 148.0677 | 147.7418 | 152.4441 | 156.2051 | 157.4463 | 161.3328 | 164.464 | 165.8094 | 167.4897 | 169.3345 | 0 | 0 | 0 | 0 | 0 | 0 | 0 | 0 | 2954.7074 | 1676.7026
5 | 600 | 603 | 600 603 Heat Pump Water Heater (air source) / School | 0 | 0 | 610.6192 | 605.2337 | 647.9595 | 673.1135 | 713.1786 | 722.4107 | 744.8393 | 760.64 | 766.617 | 764.3687 | 760.6396 | 758.9802 | 783.1266 | 802.4204 | 808.8142 | 0 | 0 | 0 | 0 | 0 | 0 | 0 | 0 | 0 | 0 | 0 | 0 | 0 | 10922.9612 | 7142.4386
5 | 600 | 606 | 600 606 Demand controlled circulating systems / School | 0 | 0 | 43.2324 | 42.8511 | 45.8762 | 47.6569 | 50.4936 | 51.1473 | 52.7353 | 53.8541 | 54.2771 | 54.1176 | 53.854 | 53.7364 | 55.4459 | 56.8122 | 57.2648 | 0 | 0 | 0 | 0 | 0 | 0 | 0 | 0 | 0 | 0 | 0 | 0 | 0 | 773.3548 | 505.6907
5 | 600 | 608 | 600 608 Heat Recovery Unit / School | 0 | 0 | 668.9159 | 663.0163 | 709.8212 | 737.3763 | 781.2668 | 791.3802 | 815.9502 | 833.2593 | 839.807 | 837.3433 | 0 | 0 | 0 | 0 | 0 | 0 | 0 | 0 | 0 | 0 | 0 | 0 | 0 | 0 | 0 | 0 | 0 | 0 | 7678.1365 | 5798.8592
5 | 600 | 609 | 600 609 Heat Trap / School | 0 | 0 | 78.3136 | 77.623 | 83.1026 | 86.3285 | 91.4671 | 92.6512 | 95.5276 | 97.5543 | 98.3208 | 98.032 | 0 | 0 | 0 | 0 | 0 | 0 | 0 | 0 | 0 | 0 | 0 | 0 | 0 | 0 | 0 | 0 | 0 | 0 | 898.9207 | 678.9037
5 | 600 | 610 | 600 610 Hot Water Pipe Insulation / School | 0 | 0 | 17.1279 | 16.9768 | 18.1753 | 18.8807 | 20.0046 | 20.2635 | 20.8928 | 21.3362 | 21.5036 | 21.44 | 21.336 | 21.2891 | 21.9666 | 22.5083 | 22.6871 | 0 | 0 | 0 | 0 | 0 | 0 | 0 | 0 | 0 | 0 | 0 | 0 | 0 | 306.3885 | 200.345
5 | 700 | 701 | 700 701 PC Manual Power Management Enabling / School | 0 | 0 | 263.728 | 261.402 | 279.8551 | 290.7194 | 0 | 0 | 0 | 0 | 0 | 0 | 0 | 0 | 0 | 0 | 0 | 0 | 0 | 0 | 0 | 0 | 0 | 0 | 0 | 0 | 0 | 0 | 0 | 0 | 1095.7045 | 997.0806
5 | 700 | 702 | 700 702 PC Network Power Management Enabling / School | 0 | 0 | 263.728 | 261.402 | 279.8551 | 290.7194 | 0 | 0 | 0 | 0 | 0 | 0 | 0 | 0 | 0 | 0 | 0 | 0 | 0 | 0 | 0 | 0 | 0 | 0 | 0 | 0 | 0 | 0 | 0 | 0 | 1095.7045 | 997.0806
5 | 710 | 711 | 710 711 Energy Star or Better Monitor / School | 0 | 0 | 379.0833 | 375.7398 | 402.2644 | 417.8808 | 0 | 0 | 0 | 0 | 0 | 0 | 0 | 0 | 0 | 0 | 0 | 0 | 0 | 0 | 0 | 0 | 0 | 0 | 0 | 0 | 0 | 0 | 0 | 0 | 1574.9683 | 1433.2061
5 | 710 | 712 | 710 712 Monitor Power Management Enabling / School | 0 | 0 | 247.4256 | 245.2433 | 262.5558 | 272.7484 | 0 | 0 | 0 | 0 | 0 | 0 | 0 | 0 | 0 | 0 | 0 | 0 | 0 | 0 | 0 | 0 | 0 | 0 | 0 | 0 | 0 | 0 | 0 | 0 | 1027.9731 | 935.4457
5 | 720 | 722 | 720 722 Monitor Power Management Enabling / School | 0 | 0 | 0.41273 | 0.40909 | 0.43796 | 0.45503 | 0 | 0 | 0 | 0 | 0 | 0 | 0 | 0 | 0 | 0 | 0 | 0 | 0 | 0 | 0 | 0 | 0 | 0 | 0 | 0 | 0 | 0 | 0 | 0 | 1.7148 | 1.5605
5 | 730 | 732 | 730 732 Copier Power Management Enabling / School | 0 | 0 | 16.3024 | 16.1587 | 17.2994 | 17.9708 | 19.0405 | 19.2871 | 0 | 0 | 0 | 0 | 0 | 0 | 0 | 0 | 0 | 0 | 0 | 0 | 0 | 0 | 0 | 0 | 0 | 0 | 0 | 0 | 0 | 0 | 106.0588 | 90.5567
5 | 740 | 741 | 740 741 Printer Power Management Enabling / School | 0 | 0 | 160.2385 | 158.8253 | 170.0372 | 176.6382 | 187.1521 | 0 | 0 | 0 | 0 | 0 | 0 | 0 | 0 | 0 | 0 | 0 | 0 | 0 | 0 | 0 | 0 | 0 | 0 | 0 | 0 | 0 | 0 | 0 | 852.8913 | 751.4916
5 | 800 | 801 | 800 801 Convection Oven / School | 0 | 0 | 27.2395 | 26.9993 | 28.9053 | 30.0273 | 31.8146 | 32.2264 | 33.227 | 33.9321 | 34.1983 | 34.0977 | 0 | 0 | 0 | 0 | 0 | 0 | 0 | 0 | 0 | 0 | 0 | 0 | 0 | 0 | 0 | 0 | 0 | 0 | 312.6676 | 236.1401
5 | 810 | 811 | 810 811 Efficient Fryer / School | 0 | 0 | 6.3971 | 6.3407 | 6.7883 | 7.0519 | 7.4716 | 7.5683 | 7.8033 | 7.969 | 8.0314 | 8.0075 | 0 | 0 | 0 | 0 | 0 | 0 | 0 | 0 | 0 | 0 | 0 | 0 | 0 | 0 | 0 | 0 | 0 | 0 | 73.4292 | 55.457
5 | 900 | 901 | 900 901 Vending Misers (cooled machines only) / School | 0 | 0 | 101.3228 | 100.4291 | 107.5188 | 111.6928 | 118.3408 | 119.8728 | 123.5944 | 126.2165 | 127.2081 | 126.8346 | 0 | 0 | 0 | 0 | 0 | 0 | 0 | 0 | 0 | 0 | 0 | 0 | 0 | 0 | 0 | 0 | 0 | 0 | 1163.0307 | 878.3709
6 | 110 | 111 | 110 111 Premium T8, Elecctronic Ballast / College | 0 | 0 | 747.9518 | 741.3544 | 793.6896 | 824.5018 | 873.5793 | 884.8882 | 912.3588 | 931.7126 | 939.0337 | 936.2786 | 931.7144 | 929.6805 | 959.253 | 982.8978 | 990.7241 | 1015.158 | 1034.869 | 1043.348 | 1053.931 | 1065.531 | 1073.142 | 1085.972 | 1103.376 | 1115.891 | 1134.831 | 1150.857 | 1198.264 | 1240.737 | 27695.5256 | 12647.7154
6 | 110 | 114 | 110 114 Continuous Dimming / College | 0 | 0 | 1661.92 | 1647.261 | 1763.55 | 1832.011 | 1941.058 | 1966.185 | 2027.226 | 2070.23 | 2086.498 | 2080.376 | 2070.232 | 2065.72 | 2131.42 | 2183.953 | 2201.348 | 2255.633 | 2299.436 | 2318.28 | 2341.795 | 2367.569 | 2384.478 | 2412.99 | 0 | 0 | 0 | 0 | 0 | 0 | 46109.169 | 24772.0504
6 | 110 | 115 | 110 115 Lighting Control Tuneup / College | 0 | 0 | 172.3106 | 170.7908 | 182.8472 | 189.9458 | 201.252 | 203.8572 | 0 | 0 | 0 | 0 | 0 | 0 | 0 | 0 | 0 | 0 | 0 | 0 | 0 | 0 | 0 | 0 | 0 | 0 | 0 | 0 | 0 | 0 | 1121.0036 | 957.1516
6 | 120 | 121 | 120 121 ROB Premium T8, 1EB / College | 0 | 0 | 323.2628 | 320.4117 | 343.0295 | 356.3475 | 377.5587 | 382.4464 | 394.3191 | 402.6841 | 405.848 | 404.6568 | 402.6839 | 401.8043 | 414.5887 | 424.8048 | 428.1887 | 438.7495 | 447.2672 | 450.9327 | 455.5064 | 460.5188 | 463.809 | 469.3528 | 476.8757 | 482.279 | 490.4714 | 497.3974 | 517.8859 | 536.2435 | 11969.9243 | 5466.3067
6 | 120 | 122 | 120 122 ROB Premium T8, EB, Reflector / College | 0 | 0 | 1305.433 | 1293.918 | 1385.262 | 1439.04 | 1524.696 | 1544.434 | 1592.38 | 1626.159 | 1638.937 | 1634.129 | 1626.163 | 1622.617 | 1674.222 | 1715.489 | 1729.154 | 1771.798 | 1806.201 | 1821.002 | 1839.473 | 1859.723 | 1873.002 | 1895.397 | 1925.77 | 1947.624 | 1980.67 | 2008.642 | 2091.382 | 2165.516 | 48338.233 | 22074.6169
6 | 120 | 123 | 120 123 Occupancy Sensor / College | 0 | 0 | 413.1326 | 409.4888 | 438.3952 | 455.4152 | 482.5233 | 488.7698 | 503.9432 | 514.6333 | 518.677 | 517.1554 | 514.6343 | 513.5098 | 529.8478 | 542.9051 | 547.2292 | 560.7259 | 571.6119 | 576.2955 | 0 | 0 | 0 | 0 | 0 | 0 | 0 | 0 | 0 | 0 | 9098.8933 | 5460.1037
6 | 120 | 124 | 120 124 Lighting Control Tuneup / College | 0 | 0 | 105.45 | 104.5199 | 111.8981 | 116.2423 | 123.1614 | 124.7558 | 0 | 0 | 0 | 0 | 0 | 0 | 0 | 0 | 0 | 0 | 0 | 0 | 0 | 0 | 0 | 0 | 0 | 0 | 0 | 0 | 0 | 0 | 686.0275 | 585.754
6 | 130 | 131 | 130 131 CFL Screw-in 18W / College | 0 | 0 | 5818.182 | 5766.877 | 6174.012 | 6413.663 | 0 | 0 | 0 | 0 | 0 | 0 | 0 | 0 | 0 | 0 | 0 | 0 | 0 | 0 | 0 | 0 | 0 | 0 | 0 | 0 | 0 | 0 | 0 | 0 | 24172.734 | 21996.954
6 | 150 | 151 | 150 151 PSMH, 250W, magnetic ballast / College | 0 | 0 | 1357.848 | 1345.872 | 1440.884 | 1496.819 | 1585.914 | 1606.444 | 1656.316 | 1691.453 | 1704.744 | 1699.742 | 1691.454 | 1687.767 | 1741.449 | 1784.369 | 1798.581 | 1842.934 | 1878.722 | 1894.118 | 1913.331 | 1934.387 | 0 | 0 | 0 | 0 | 0 | 0 | 0 | 0 | 33753.148 | 19153.8815
6 | 150 | 152 | 150 152 PSMH, 250 W, electronic ballast / College | 0 | 0 | 1569.574 | 1555.73 | 1665.557 | 1730.213 | 1833.201 | 1856.932 | 1914.581 | 1955.196 | 1970.559 | 1964.779 | 1955.197 | 1950.936 | 2012.986 | 2062.6 | 2079.029 | 2130.297 | 2171.666 | 2189.463 | 2211.671 | 2236.013 | 0 | 0 | 0 | 0 | 0 | 0 | 0 | 0 | 39016.18 | 22140.4911
6 | 150 | 153 | 150 153 High Bay T5 / College | 0 | 0 | 1807.91 | 1791.973 | 1918.474 | 1992.954 | 2111.582 | 2138.916 | 2205.317 | 2252.1 | 2269.795 | 2263.137 | 2252.108 | 2247.195 | 2318.673 | 2375.804 | 2394.74 | 2453.796 | 2501.443 | 2521.941 | 2547.521 | 2575.568 | 0 | 0 | 0 | 0 | 0 | 0 | 0 | 0 | 44940.947 | 25502.6076
6 | 160 | 161 | 160 161 LED Exit Sign / College | 0 | 0 | 4.5399 | 4.4999 | 4.8174 | 5.0045 | 5.3025 | 5.3712 | 5.5379 | 5.6553 | 5.6997 | 5.6823 | 5.6557 | 5.6426 | 5.8227 | 5.9663 | 6.0138 | 6.1623 | 0 | 0 | 0 | 0 | 0 | 0 | 0 | 0 | 0 | 0 | 0 | 0 | 87.3741 | 55.5119
6 | 200 | 201 | 200 201 High Pressure Sodium 250W Lamp / College | 0 | 0 | 178.6046 | 177.0293 | 189.5265 | 196.884 | 208.6028 | 0 | 0 | 0 | 0 | 0 | 0 | 0 | 0 | 0 | 0 | 0 | 0 | 0 | 0 | 0 | 0 | 0 | 0 | 0 | 0 | 0 | 0 | 0 | 950.6472 | 837.6254
6 | 200 | 202 | 200 202 Outdoor Lighting Controls (Photocell/Timeclock) / College | 0 | 0 | 141.1502 | 139.9054 | 149.7818 | 155.5965 | 164.8577 | 0 | 0 | 0 | 0 | 0 | 0 | 0 | 0 | 0 | 0 | 0 | 0 | 0 | 0 | 0 | 0 | 0 | 0 | 0 | 0 | 0 | 0 | 0 | 751.2916 | 661.971
6 | 210 | 211 | 210 211 Outdoor Lighting Controls (Photocell/Timeclock) / College | 0 | 0 | 238.7585 | 236.6527 | 253.359 | 263.1943 | 278.8603 | 0 | 0 | 0 | 0 | 0 | 0 | 0 | 0 | 0 | 0 | 0 | 0 | 0 | 0 | 0 | 0 | 0 | 0 | 0 | 0 | 0 | 0 | 0 | 1270.8248 | 1119.7372
6 | 300 | 301 | 300 301 Centrifugal Chiller, 0.51 kW/ton, 500 tons / College | 0 | 0 | 409.1086 | 405.5003 | 434.1251 | 450.9794 | 477.8236 | 484.009 | 499.0347 | 509.6207 | 513.6252 | 512.1181 | 509.6212 | 508.508 | 524.6872 | 537.6168 | 541.8987 | 555.2637 | 566.0443 | 570.6821 | 576.4713 | 582.8151 | 0 | 0 | 0 | 0 | 0 | 0 | 0 | 0 | 10169.5531 | 5770.9098
6 | 300 | 302 | 300 302 High Efficiency Chiller Motors / College | 0 | 0 | 105.4499 | 104.5199 | 111.8982 | 116.2422 | 123.1612 | 124.7557 | 128.6287 | 131.3575 | 132.3897 | 132.0008 | 131.3576 | 131.0702 | 135.2407 | 138.5718 | 139.6771 | 143.1217 | 145.9008 | 147.0966 | 148.5887 | 150.2233 | 0 | 0 | 0 | 0 | 0 | 0 | 0 | 0 | 2621.2523 | 1487.4807
6 | 300 | 304 | 300 304 EMS - Chiller / College | 0 | 0 | 366.7016 | 363.4673 | 389.1253 | 404.2319 | 428.2929 | 433.8372 | 447.3062 | 456.7952 | 460.3846 | 459.0331 | 0 | 0 | 0 | 0 | 0 | 0 | 0 | 0 | 0 | 0 | 0 | 0 | 0 | 0 | 0 | 0 | 0 | 0 | 4209.1753 | 3178.9505
6 | 300 | 305 | 300 305 Chiller Tune Up/Diagnostics / College | 0 | 0 | 277.3477 | 274.9013 | 294.3061 | 305.7345 | 323.9363 | 328.1304 | 338.3113 | 345.4877 | 348.2019 | 347.1797 | 0 | 0 | 0 | 0 | 0 | 0 | 0 | 0 | 0 | 0 | 0 | 0 | 0 | 0 | 0 | 0 | 0 | 0 | 3183.5369 | 2404.3445
6 | 300 | 306 | 300 306 VSD for Chiller Pumps and Towers / College | 0 | 0 | 346.0656 | 343.0134 | 367.2275 | 381.4838 | 404.1909 | 409.4232 | 422.1343 | 431.0893 | 434.4765 | 433.202 | 431.0891 | 430.1476 | 443.8333 | 454.7686 | 458.3923 | 0 | 0 | 0 | 0 | 0 | 0 | 0 | 0 | 0 | 0 | 0 | 0 | 0 | 6190.5374 | 4047.9436
6 | 300 | 307 | 300 307 EMS Optimization / College | 0 | 0 | 170.6597 | 169.1545 | 181.0958 | 188.1259 | 199.3236 | 0 | 0 | 0 | 0 | 0 | 0 | 0 | 0 | 0 | 0 | 0 | 0 | 0 | 0 | 0 | 0 | 0 | 0 | 0 | 0 | 0 | 0 | 0 | 908.3595 | 800.3652
6 | 300 | 308 | 300 308 Aerosole Duct Sealing / College | 0 | 0 | 344.9307 | 341.8885 | 366.0238 | 380.2326 | 402.8652 | 408.0803 | 420.7498 | 429.6756 | 433.0517 | 431.7804 | 429.6753 | 428.7372 | 442.3777 | 453.276 | 456.8886 | 0 | 0 | 0 | 0 | 0 | 0 | 0 | 0 | 0 | 0 | 0 | 0 | 0 | 6170.2334 | 4034.6675
6 | 300 | 309 | 300 309 Duct/Pipe Insulation / College | 0 | 0 | 67.067 | 66.4755 | 71.1681 | 73.931 | 78.3315 | 79.3456 | 81.8089 | 83.5447 | 84.2006 | 83.9534 | 0 | 0 | 0 | 0 | 0 | 0 | 0 | 0 | 0 | 0 | 0 | 0 | 0 | 0 | 0 | 0 | 0 | 0 | 769.8263 | 581.4061
6 | 300 | 311 | 300 311 Window Film (Standard) / College | 0 | 0 | 181.7 | 180.0973 | 192.8094 | 200.2965 | 212.2193 | 214.9664 | 221.6393 | 226.341 | 228.1191 | 227.4505 | 0 | 0 | 0 | 0 | 0 | 0 | 0 | 0 | 0 | 0 | 0 | 0 | 0 | 0 | 0 | 0 | 0 | 0 | 2085.6388 | 1575.1641
6 | 300 | 313 | 300 313 Ceiling Insulation / College | 0 | 0 | 423.5539 | 419.8175 | 449.4526 | 466.9061 | 494.7004 | 501.1036 | 516.6549 | 527.6143 | 531.7599 | 530.199 | 527.6249 | 526.4645 | 543.2172 | 556.613 | 561.0388 | 574.881 | 586.0363 | 590.8331 | 596.8257 | 603.4059 | 0 | 0 | 0 | 0 | 0 | 0 | 0 | 0 | 10528.7026 | 5974.7084
6 | 300 | 314 | 300 314 Roof Insulation / College | 0 | 0 | 155.4922 | 154.1207 | 164.9992 | 171.4064 | 181.6097 | 183.9606 | 189.6709 | 193.6944 | 195.216 | 194.6435 | 193.6945 | 193.2699 | 199.4205 | 204.3355 | 205.9636 | 211.0444 | 215.1405 | 216.903 | 219.1026 | 221.5134 | 0 | 0 | 0 | 0 | 0 | 0 | 0 | 0 | 3865.2015 | 2193.3826
6 | 300 | 317 | 300 317 Thermal Energy Storage (TES) Positive / College | 0 | 0 | 510.2265 | 505.7263 | 541.4256 | 562.4439 | 595.9234 | 603.6378 | 622.3781 | 635.5704 | 640.5701 | 638.6839 | 635.581 | 634.1921 | 654.3621 | 670.4746 | 675.8309 | 692.4795 | 705.9191 | 711.7204 | 718.9528 | 726.8668 | 732.0587 | 740.811 | 752.6763 | 761.1577 | 774.1378 | 785.0629 | 817.4106 | 846.3865 | 18892.6668 | 8627.7346
6 | 300 | 317 | 300 317 Thermal Energy Storage (TES) Negative / College | 0 | 0 | -727.2119 | -720.7983 | -771.6848 | -801.6387 | -849.3536 | -860.3485 | -887.0604 | -905.8784 | -912.9971 | -910.3189 | -905.8785 | -903.9051 | -932.6609 | -955.6373 | -963.2493 | -987.0008 | -1006.172 | -1014.418 | -1024.708 | -1035.985 | -1043.385 | -1055.86 | -1072.775 | -1084.967 | -1103.363 | -1118.94 | -1165.033 | -1206.335 | -26927.5635 | -12297.0107
6 | 320 | 321 | 320 321 DX Packaged System, EER=10.9, 10 tons / College | 0 | 0 | 319.3421 | 316.5253 | 338.8687 | 352.0258 | 372.9807 | 377.809 | 389.5365 | 397.7997 | 400.925 | 399.7484 | 397.801 | 396.9304 | 409.5609 | 419.6559 | 422.9962 | 0 | 0 | 0 | 0 | 0 | 0 | 0 | 0 | 0 | 0 | 0 | 0 | 0 | 5712.5056 | 3735.3612
6 | 320 | 322 | 320 322 Hybrid Dessicant-DX System (Trane CDQ) / College | 0 | 0 | 2122.825 | 2104.102 | 2252.643 | 2340.087 | 2479.374 | 2511.469 | 2589.442 | 2644.374 | 2665.153 | 2657.334 | 2644.373 | 2638.613 | 2722.539 | 2789.629 | 2811.852 | 0 | 0 | 0 | 0 | 0 | 0 | 0 | 0 | 0 | 0 | 0 | 0 | 0 | 37973.809 | 24830.7761
6 | 320 | 323 | 320 323 Geothermal Heat Pump, EER=13, 10 tons / College | 0 | 0 | 1104.335 | 1094.595 | 1171.869 | 1217.359 | 1289.819 | 1306.516 | 1347.079 | 1375.655 | 1386.465 | 1382.397 | 1375.654 | 1372.656 | 1416.323 | 1451.219 | 1462.781 | 0 | 0 | 0 | 0 | 0 | 0 | 0 | 0 | 0 | 0 | 0 | 0 | 0 | 19754.722 | 12917.4574
6 | 320 | 326 | 320 326 DX Tune Up/ Advanced Diagnostics / College | 0 | 0 | 273.8396 | 271.4244 | 290.584 | 301.8661 | 319.8342 | 323.9747 | 334.0322 | 341.1183 | 343.7984 | 342.79 | 0 | 0 | 0 | 0 | 0 | 0 | 0 | 0 | 0 | 0 | 0 | 0 | 0 | 0 | 0 | 0 | 0 | 0 | 3143.2619 | 2373.9266
6 | 320 | 327 | 320 327 DX Coil Cleaning / College | 0 | 0 | 263.1089 | 260.7881 | 279.1965 | 290.0385 | 307.3057 | 0 | 0 | 0 | 0 | 0 | 0 | 0 | 0 | 0 | 0 | 0 | 0 | 0 | 0 | 0 | 0 | 0 | 0 | 0 | 0 | 0 | 0 | 0 | 1400.4377 | 1233.9399
6 | 320 | 329 | 320 329 Aerosole Duct Sealing / College | 0 | 0 | 548.4017 | 543.565 | 581.9374 | 604.5282 | 640.5111 | 648.8026 | 668.9458 | 683.1367 | 688.5045 | 686.4852 | 683.1363 | 681.6455 | 703.3321 | 720.6593 | 726.4019 | 0 | 0 | 0 | 0 | 0 | 0 | 0 | 0 | 0 | 0 | 0 | 0 | 0 | 9809.9933 | 6414.6778
6 | 320 | 330 | 320 330 Duct/Pipe Insulation / College | 0 | 0 | 106.8945 | 105.9517 | 113.4311 | 117.8346 | 124.8484 | 126.4646 | 130.3908 | 133.1569 | 134.2031 | 133.809 | 0 | 0 | 0 | 0 | 0 | 0 | 0 | 0 | 0 | 0 | 0 | 0 | 0 | 0 | 0 | 0 | 0 | 0 | 1226.9847 | 926.6718
6 | 320 | 334 | 320 334 Ceiling Insulation / College | 0 | 0 | 672.8306 | 666.9011 | 713.9737 | 741.7051 | 785.8554 | 796.0304 | 820.7324 | 838.1429 | 844.7288 | 842.2493 | 838.1675 | 836.3167 | 862.9217 | 884.2001 | 891.2396 | 913.2235 | 930.9485 | 938.5675 | 948.0884 | 958.5388 | 0 | 0 | 0 | 0 | 0 | 0 | 0 | 0 | 16725.362 | 9491.1167
6 | 320 | 335 | 320 335 Roof Insulation / College | 0 | 0 | 247.7352 | 245.55 | 262.8828 | 273.0901 | 289.3464 | 293.0921 | 302.1896 | 308.6001 | 311.0246 | 310.1113 | 308.6014 | 307.9249 | 317.7233 | 325.5549 | 328.1472 | 336.2426 | 342.7686 | 345.577 | 349.0814 | 352.924 | 0 | 0 | 0 | 0 | 0 | 0 | 0 | 0 | 6158.1675 | 3494.5697
6 | 340 | 344 | 340 344 Aerosole Duct Sealing / College | 0 | 0 | 560.6801 | 555.735 | 594.9666 | 618.0631 | 654.8516 | 663.3288 | 683.923 | 698.4315 | 703.9196 | 701.8547 | 698.4312 | 696.9067 | 719.0789 | 736.795 | 742.6657 | 0 | 0 | 0 | 0 | 0 | 0 | 0 | 0 | 0 | 0 | 0 | 0 | 0 | 10029.6315 | 6558.2975
6 | 340 | 345 | 340 345 Duct/Pipe Insulation / College | 0 | 0 | 109.2676 | 108.3039 | 115.9493 | 120.4507 | 127.6202 | 129.2723 | 133.2856 | 136.1131 | 137.1825 | 136.7799 | 0 | 0 | 0 | 0 | 0 | 0 | 0 | 0 | 0 | 0 | 0 | 0 | 0 | 0 | 0 | 0 | 0 | 0 | 1254.2251 | 947.2449
6 | 340 | 349 | 340 349 Ceiling Insulation / College | 0 | 0 | 687.894 | 681.8323 | 729.9592 | 758.3112 | 803.45 | 813.853 | 839.1078 | 856.9081 | 863.6418 | 861.1077 | 856.9335 | 855.0416 | 882.2416 | 903.9958 | 911.1932 | 933.6697 | 951.7919 | 959.5809 | 969.3155 | 979.9998 | 0 | 0 | 0 | 0 | 0 | 0 | 0 | 0 | 17099.8286 | 9703.6146
6 | 340 | 351 | 340 351 Cool Roof - DX / College | 0 | 0 | 1324.713 | 1313.042 | 1405.731 | 1460.31 | 1547.235 | 1567.264 | 1615.915 | 1650.194 | 1663.16 | 1658.281 | 1650.211 | 1646.601 | 1698.979 | 1740.838 | 1754.718 | 0 | 0 | 0 | 0 | 0 | 0 | 0 | 0 | 0 | 0 | 0 | 0 | 0 | 23697.192 | 15495.3975
6 | 360 | 361 | 360 361 HE PTAC, EER=9.6, 1 ton / College | 0 | 0 | 901.3802 | 893.4291 | 956.4982 | 993.6354 | 1052.78 | 1066.409 | 1099.512 | 1122.836 | 1131.658 | 1128.338 | 1122.844 | 1120.39 | 1156.023 | 1184.518 | 1193.956 | 0 | 0 | 0 | 0 | 0 | 0 | 0 | 0 | 0 | 0 | 0 | 0 | 0 | 16124.2069 | 10543.4907
6 | 400 | 402 | 400 402 Variable Speed Drive Control / College | 0 | 0 | 662.6219 | 656.7778 | 703.1423 | 730.4384 | 773.9156 | 783.9342 | 808.2727 | 825.419 | 831.9051 | 829.4647 | 825.4187 | 823.6183 | 849.8206 | 870.7578 | 877.696 | 0 | 0 | 0 | 0 | 0 | 0 | 0 | 0 | 0 | 0 | 0 | 0 | 0 | 11853.2031 | 7750.7164
6 | 400 | 403 | 400 403 Air Handler Optimization / College | 0 | 0 | 192.5339 | 190.8358 | 204.3076 | 212.2388 | 224.8717 | 227.7828 | 234.8548 | 239.837 | 0 | 0 | 0 | 0 | 0 | 0 | 0 | 0 | 0 | 0 | 0 | 0 | 0 | 0 | 0 | 0 | 0 | 0 | 0 | 0 | 1727.2624 | 1385.474
6 | 400 | 404 | 400 404 Electronically Commutated Motors (ECM) on an Air Handler Unit / College | 0 | 0 | 271.7761 | 269.3791 | 288.3957 | 299.591 | 317.4235 | 321.5326 | 331.5151 | 338.5479 | 341.2078 | 340.2068 | 338.5477 | 337.8086 | 348.556 | 357.1425 | 359.9892 | 0 | 0 | 0 | 0 | 0 | 0 | 0 | 0 | 0 | 0 | 0 | 0 | 0 | 4861.6196 | 3178.9752
6 | 400 | 405 | 400 405 Demand Control Ventilation (DCV) / College | 0 | 0 | 293.0311 | 290.4463 | 310.9485 | 323.0233 | 342.2541 | 346.6852 | 357.442 | 365.0241 | 367.8922 | 366.8117 | 365.0309 | 364.2279 | 375.8203 | 385.089 | 388.148 | 0 | 0 | 0 | 0 | 0 | 0 | 0 | 0 | 0 | 0 | 0 | 0 | 0 | 5241.8746 | 3427.6163
6 | 400 | 406 | 400 406 Energy Recovery Ventilation (ERV) / College | 0 | 0 | 133.9276 | 132.7463 | 142.1155 | 147.6353 | 156.4247 | 158.4504 | 163.3661 | 166.8315 | 168.1422 | 167.6481 | 166.8334 | 166.4661 | 171.765 | 176.0019 | 177.4004 | 181.7791 | 185.3078 | 186.8231 | 188.717 | 190.7956 | 0 | 0 | 0 | 0 | 0 | 0 | 0 | 0 | 3329.1771 | 1889.2022
6 | 600 | 603 | 600 603 Heat Pump Water Heater (air source) / College | 0 | 0 | 308.405 | 305.6849 | 327.2645 | 339.9689 | 360.2046 | 364.8672 | 376.1954 | 384.1761 | 387.1948 | 386.0584 | 384.1758 | 383.3369 | 395.5329 | 405.2771 | 408.5072 | 0 | 0 | 0 | 0 | 0 | 0 | 0 | 0 | 0 | 0 | 0 | 0 | 0 | 5516.8497 | 3607.4251
6 | 600 | 606 | 600 606 Demand controlled circulating systems / College | 0 | 0 | 21.8742 | 21.6813 | 23.2118 | 24.1129 | 25.548 | 25.8788 | 26.6823 | 27.2485 | 27.4622 | 27.3814 | 27.2484 | 27.1885 | 28.054 | 28.745 | 28.974 | 0 | 0 | 0 | 0 | 0 | 0 | 0 | 0 | 0 | 0 | 0 | 0 | 0 | 391.2912 | 255.8623
6 | 600 | 608 | 600 608 Heat Recovery Unit / College | 0 | 0 | 337.8112 | 334.8318 | 358.469 | 372.3846 | 394.5498 | 399.6573 | 412.0654 | 420.8069 | 424.1134 | 422.8695 | 0 | 0 | 0 | 0 | 0 | 0 | 0 | 0 | 0 | 0 | 0 | 0 | 0 | 0 | 0 | 0 | 0 | 0 | 3877.5589 | 2928.4994
6 | 600 | 609 | 600 609 Heat Trap / College | 0 | 0 | 39.5179 | 39.1694 | 41.9345 | 43.5624 | 46.1552 | 46.7528 | 48.2043 | 49.227 | 49.6136 | 49.468 | 0 | 0 | 0 | 0 | 0 | 0 | 0 | 0 | 0 | 0 | 0 | 0 | 0 | 0 | 0 | 0 | 0 | 0 | 453.6053 | 342.5823
6 | 600 | 610 | 600 610 Hot Water Pipe Insulation / College | 0 | 0 | 8.6671 | 8.5907 | 9.1971 | 9.5541 | 10.1228 | 10.2539 | 10.5723 | 10.7967 | 10.8813 | 10.8491 | 10.7966 | 10.7728 | 11.1157 | 11.3899 | 11.4804 | 0 | 0 | 0 | 0 | 0 | 0 | 0 | 0 | 0 | 0 | 0 | 0 | 0 | 155.0404 | 101.3796
6 | 700 | 701 | 700 701 PC Manual Power Management Enabling / College | 0 | 0 | 624.5484 | 619.0401 | 662.7405 | 688.468 | 0 | 0 | 0 | 0 | 0 | 0 | 0 | 0 | 0 | 0 | 0 | 0 | 0 | 0 | 0 | 0 | 0 | 0 | 0 | 0 | 0 | 0 | 0 | 0 | 2594.797 | 2361.2404
6 | 700 | 702 | 700 702 PC Network Power Management Enabling / College | 0 | 0 | 624.5484 | 619.0401 | 662.7405 | 688.468 | 0 | 0 | 0 | 0 | 0 | 0 | 0 | 0 | 0 | 0 | 0 | 0 | 0 | 0 | 0 | 0 | 0 | 0 | 0 | 0 | 0 | 0 | 0 | 0 | 2594.797 | 2361.2404
6 | 710 | 711 | 710 711 Energy Star or Better Monitor / College | 0 | 0 | 897.7691 | 889.8511 | 952.6698 | 989.6517 | 0 | 0 | 0 | 0 | 0 | 0 | 0 | 0 | 0 | 0 | 0 | 0 | 0 | 0 | 0 | 0 | 0 | 0 | 0 | 0 | 0 | 0 | 0 | 0 | 3729.9417 | 3394.2112
6 | 710 | 712 | 710 712 Monitor Power Management Enabling / College | 0 | 0 | 585.9592 | 580.7912 | 621.7915 | 645.9294 | 0 | 0 | 0 | 0 | 0 | 0 | 0 | 0 | 0 | 0 | 0 | 0 | 0 | 0 | 0 | 0 | 0 | 0 | 0 | 0 | 0 | 0 | 0 | 0 | 2434.4713 | 2215.3455
6 | 720 | 721 | 720 721 Energy Star or Better Monitor / College | 0 | 0 | 0.10318 | 0.10227 | 0.10949 | 0.11374 | 0 | 0 | 0 | 0 | 0 | 0 | 0 | 0 | 0 | 0 | 0 | 0 | 0 | 0 | 0 | 0 | 0 | 0 | 0 | 0 | 0 | 0 | 0 | 0 | 0.42868 | 0.3901
6 | 720 | 722 | 720 722 Monitor Power Management Enabling / College | 0 | 0 | 0.92863 | 0.92042 | 0.98541 | 1.0238 | 0 | 0 | 0 | 0 | 0 | 0 | 0 | 0 | 0 | 0 | 0 | 0 | 0 | 0 | 0 | 0 | 0 | 0 | 0 | 0 | 0 | 0 | 0 | 0 | 3.8582 | 3.5109
6 | 730 | 732 | 730 732 Copier Power Management Enabling / College | 0 | 0 | 26.1045 | 25.8744 | 27.7009 | 28.7762 | 30.4889 | 30.8837 | 0 | 0 | 0 | 0 | 0 | 0 | 0 | 0 | 0 | 0 | 0 | 0 | 0 | 0 | 0 | 0 | 0 | 0 | 0 | 0 | 0 | 0 | 169.8285 | 145.0055
6 | 740 | 741 | 740 741 Printer Power Management Enabling / College | 0 | 0 | 387.4408 | 384.0237 | 411.1335 | 427.0937 | 452.5152 | 0 | 0 | 0 | 0 | 0 | 0 | 0 | 0 | 0 | 0 | 0 | 0 | 0 | 0 | 0 | 0 | 0 | 0 | 0 | 0 | 0 | 0 | 0 | 2062.2069 | 1817.0324
6 | 800 | 801 | 800 801 Convection Oven / College | 0 | 0 | 10.1116 | 10.0225 | 10.73 | 11.1464 | 11.81 | 11.9628 | 12.3342 | 12.5961 | 12.6949 | 12.657 | 0 | 0 | 0 | 0 | 0 | 0 | 0 | 0 | 0 | 0 | 0 | 0 | 0 | 0 | 0 | 0 | 0 | 0 | 116.0655 | 87.6578
6 | 810 | 811 | 810 811 Efficient Fryer / College | 0 | 0 | 2.1668 | 2.1477 | 2.2993 | 2.3885 | 2.5306 | 2.5634 | 2.643 | 2.6992 | 2.7204 | 2.7121 | 0 | 0 | 0 | 0 | 0 | 0 | 0 | 0 | 0 | 0 | 0 | 0 | 0 | 0 | 0 | 0 | 0 | 0 | 24.871 | 18.7837
6 | 900 | 901 | 900 901 Vending Misers (cooled machines only) / College | 0 | 0 | 53.5504 | 53.0781 | 56.8251 | 59.031 | 62.5446 | 63.3544 | 65.3213 | 66.707 | 67.2311 | 67.0343 | 0 | 0 | 0 | 0 | 0 | 0 | 0 | 0 | 0 | 0 | 0 | 0 | 0 | 0 | 0 | 0 | 0 | 0 | 614.6772 | 464.2307
7 | 110 | 111 | 110 111 Premium T8, Elecctronic Ballast / Hospital | 0 | 0 | 1330.609 | 1318.872 | 1411.977 | 1466.792 | 1554.101 | 1574.219 | 1623.09 | 1657.521 | 1670.545 | 1665.644 | 1657.525 | 1653.91 | 0 | 0 | 0 | 0 | 0 | 0 | 0 | 0 | 0 | 0 | 0 | 0 | 0 | 0 | 0 | 0 | 18584.805 | 13251.5162
7 | 110 | 114 | 110 114 Continuous Dimming / Hospital | 0 | 0 | 2956.615 | 2930.544 | 3137.427 | 3259.219 | 3453.216 | 3497.918 | 3606.517 | 3683.024 | 3711.964 | 0 | 0 | 0 | 0 | 0 | 0 | 0 | 0 | 0 | 0 | 0 | 0 | 0 | 0 | 0 | 0 | 0 | 0 | 0 | 30236.444 | 23524.8325
7 | 110 | 115 | 110 115 Lighting Control Tuneup / Hospital | 0 | 0 | 306.4445 | 303.7418 | 325.1838 | 337.8078 | 357.9149 | 362.5482 | 0 | 0 | 0 | 0 | 0 | 0 | 0 | 0 | 0 | 0 | 0 | 0 | 0 | 0 | 0 | 0 | 0 | 0 | 0 | 0 | 0 | 0 | 1993.641 | 1702.2396
7 | 120 | 121 | 120 121 ROB Premium T8, 1EB / Hospital | 0 | 0 | 575.022 | 569.9503 | 610.1849 | 633.8734 | 671.6039 | 680.2983 | 701.4174 | 716.2966 | 721.925 | 719.8074 | 716.2979 | 714.7341 | 0 | 0 | 0 | 0 | 0 | 0 | 0 | 0 | 0 | 0 | 0 | 0 | 0 | 0 | 0 | 0 | 8031.4112 | 5726.6346
7 | 120 | 122 | 120 122 ROB Premium T8, EB, Reflector / Hospital | 0 | 0 | 2322.461 | 2301.99 | 2464.499 | 2560.17 | 2712.566 | 2747.681 | 2832.981 | 2893.078 | 2915.811 | 2907.251 | 2893.091 | 2886.775 | 0 | 0 | 0 | 0 | 0 | 0 | 0 | 0 | 0 | 0 | 0 | 0 | 0 | 0 | 0 | 0 | 32438.354 | 23129.5006
7 | 120 | 123 | 120 123 Occupancy Sensor / Hospital | 0 | 0 | 734.951 | 728.4685 | 779.8937 | 810.1707 | 858.3952 | 869.5075 | 896.5005 | 0 | 0 | 0 | 0 | 0 | 0 | 0 | 0 | 0 | 0 | 0 | 0 | 0 | 0 | 0 | 0 | 0 | 0 | 0 | 0 | 0 | 5677.8871 | 4698.1676
7 | 120 | 124 | 120 124 Lighting Control Tuneup / Hospital | 0 | 0 | 187.6844 | 186.0291 | 199.1615 | 206.8931 | 219.2078 | 222.0454 | 0 | 0 | 0 | 0 | 0 | 0 | 0 | 0 | 0 | 0 | 0 | 0 | 0 | 0 | 0 | 0 | 0 | 0 | 0 | 0 | 0 | 0 | 1221.0213 | 1042.5502
7 | 130 | 131 | 130 131 CFL Screw-in 18W / Hospital | 0 | 0 | 10351.07 | 0 | 0 | 0 | 0 | 0 | 0 | 0 | 0 | 0 | 0 | 0 | 0 | 0 | 0 | 0 | 0 | 0 | 0 | 0 | 0 | 0 | 0 | 0 | 0 | 0 | 0 | 0 | 10351.07 | 10351.07
7 | 150 | 151 | 150 151 PSMH, 250W, magnetic ballast / Hospital | 0 | 0 | 2415.855 | 2394.548 | 2563.593 | 2663.109 | 2821.623 | 2858.148 | 2946.884 | 3009.398 | 0 | 0 | 0 | 0 | 0 | 0 | 0 | 0 | 0 | 0 | 0 | 0 | 0 | 0 | 0 | 0 | 0 | 0 | 0 | 0 | 21673.158 | 17384.5025
7 | 150 | 152 | 150 152 PSMH, 250 W, electronic ballast / Hospital | 0 | 0 | 2792.458 | 2767.833 | 2963.229 | 3078.26 | 3261.484 | 3303.704 | 3406.273 | 3478.532 | 0 | 0 | 0 | 0 | 0 | 0 | 0 | 0 | 0 | 0 | 0 | 0 | 0 | 0 | 0 | 0 | 0 | 0 | 0 | 0 | 25051.773 | 20094.5608
7 | 150 | 153 | 150 153 High Bay T5 / Hospital | 0 | 0 | 3216.395 | 3188.051 | 3413.117 | 3545.613 | 3756.667 | 3805.297 | 3923.43 | 4006.661 | 0 | 0 | 0 | 0 | 0 | 0 | 0 | 0 | 0 | 0 | 0 | 0 | 0 | 0 | 0 | 0 | 0 | 0 | 0 | 0 | 28855.231 | 23145.3875
7 | 160 | 161 | 160 161 LED Exit Sign / Hospital | 0 | 0 | 1.3413 | 1.3295 | 1.4234 | 1.4787 | 1.5666 | 1.5869 | 1.6362 | 1.6709 | 1.684 | 1.6791 | 1.671 | 1.6673 | 1.7203 | 1.7632 | 1.7769 | 1.8206 | 0 | 0 | 0 | 0 | 0 | 0 | 0 | 0 | 0 | 0 | 0 | 0 | 25.8158 | 16.4016
7 | 200 | 201 | 200 201 High Pressure Sodium 250W Lamp / Hospital | 0 | 0 | 18.5724 | 18.4086 | 19.7081 | 20.4731 | 21.6918 | 0 | 0 | 0 | 0 | 0 | 0 | 0 | 0 | 0 | 0 | 0 | 0 | 0 | 0 | 0 | 0 | 0 | 0 | 0 | 0 | 0 | 0 | 0 | 98.854 | 87.1013
7 | 200 | 202 | 200 202 Outdoor Lighting Controls (Photocell/Timeclock) / Hospital | 0 | 0 | 14.6516 | 14.5224 | 15.5475 | 16.151 | 17.1124 | 0 | 0 | 0 | 0 | 0 | 0 | 0 | 0 | 0 | 0 | 0 | 0 | 0 | 0 | 0 | 0 | 0 | 0 | 0 | 0 | 0 | 0 | 0 | 77.9849 | 68.7133
7 | 210 | 211 | 210 211 Outdoor Lighting Controls (Photocell/Timeclock) / Hospital | 0 | 0 | 98.5369 | 97.6678 | 104.5626 | 108.6219 | 115.0871 | 0 | 0 | 0 | 0 | 0 | 0 | 0 | 0 | 0 | 0 | 0 | 0 | 0 | 0 | 0 | 0 | 0 | 0 | 0 | 0 | 0 | 0 | 0 | 524.4763 | 462.1216
7 | 300 | 301 | 300 301 Centrifugal Chiller, 0.51 kW/ton, 500 tons / Hospital | 0 | 0 | 1834.529 | 1818.358 | 1946.721 | 2022.298 | 2142.673 | 2170.41 | 2237.79 | 2285.26 | 2303.217 | 2296.461 | 2285.27 | 2280.283 | 2352.816 | 2410.785 | 2430.001 | 2489.927 | 2538.276 | 2559.075 | 2585.031 | 2613.492 | 0 | 0 | 0 | 0 | 0 | 0 | 0 | 0 | 45602.673 | 25878.115
7 | 300 | 302 | 300 302 High Efficiency Chiller Motors / Hospital | 0 | 0 | 472.7707 | 468.601 | 501.6808 | 521.1566 | 552.1772 | 559.3251 | 576.6903 | 588.924 | 593.5515 | 591.8104 | 588.9237 | 587.638 | 606.3336 | 621.2728 | 626.2231 | 641.6642 | 654.1262 | 659.4861 | 666.1771 | 673.5078 | 0 | 0 | 0 | 0 | 0 | 0 | 0 | 0 | 11752.0402 | 6668.9245
7 | 300 | 304 | 300 304 EMS - Chiller / Hospital | 0 | 0 | 1644.483 | 1629.978 | 1745.047 | 1812.788 | 1920.689 | 1945.553 | 2005.955 | 2048.509 | 2064.606 | 2058.548 | 0 | 0 | 0 | 0 | 0 | 0 | 0 | 0 | 0 | 0 | 0 | 0 | 0 | 0 | 0 | 0 | 0 | 0 | 18876.156 | 14256.0863
7 | 300 | 305 | 300 305 Chiller Tune Up/Diagnostics / Hospital | 0 | 0 | 1243.801 | 1232.849 | 1319.887 | 1371.127 | 1452.764 | 1471.571 | 1517.244 | 1549.428 | 1561.601 | 1557.004 | 0 | 0 | 0 | 0 | 0 | 0 | 0 | 0 | 0 | 0 | 0 | 0 | 0 | 0 | 0 | 0 | 0 | 0 | 14277.276 | 10782.8039
7 | 300 | 306 | 300 306 VSD for Chiller Pumps and Towers / Hospital | 0 | 0 | 1551.827 | 1538.14 | 1646.725 | 1710.65 | 1812.471 | 1835.934 | 1892.933 | 1933.089 | 1948.279 | 1942.564 | 1933.089 | 1928.877 | 1990.23 | 2039.274 | 2055.52 | 0 | 0 | 0 | 0 | 0 | 0 | 0 | 0 | 0 | 0 | 0 | 0 | 0 | 27759.602 | 18151.7858
7 | 300 | 307 | 300 307 EMS Optimization / Hospital | 0 | 0 | 765.286 | 758.5364 | 812.0848 | 843.6096 | 893.8231 | 0 | 0 | 0 | 0 | 0 | 0 | 0 | 0 | 0 | 0 | 0 | 0 | 0 | 0 | 0 | 0 | 0 | 0 | 0 | 0 | 0 | 0 | 0 | 4073.3399 | 3589.0631
7 | 300 | 308 | 300 308 Aerosole Duct Sealing / Hospital | 0 | 0 | 1546.565 | 1532.924 | 1641.142 | 1704.849 | 1806.325 | 1829.708 | 1886.515 | 1926.535 | 1941.673 | 1935.977 | 1926.534 | 1922.336 | 1983.487 | 2032.358 | 2048.549 | 0 | 0 | 0 | 0 | 0 | 0 | 0 | 0 | 0 | 0 | 0 | 0 | 0 | 27665.477 | 18090.2377
7 | 300 | 309 | 300 309 Duct/Pipe Insulation / Hospital | 0 | 0 | 300.8728 | 298.2192 | 319.2715 | 331.6658 | 351.4073 | 355.9563 | 367.0075 | 374.7933 | 377.738 | 376.6298 | 0 | 0 | 0 | 0 | 0 | 0 | 0 | 0 | 0 | 0 | 0 | 0 | 0 | 0 | 0 | 0 | 0 | 0 | 3453.5615 | 2608.2784
7 | 300 | 311 | 300 311 Window Film (Standard) / Hospital | 0 | 0 | 840.7105 | 833.2945 | 892.1194 | 926.7553 | 981.9198 | 994.6311 | 1025.507 | 1047.26 | 1055.489 | 1052.393 | 0 | 0 | 0 | 0 | 0 | 0 | 0 | 0 | 0 | 0 | 0 | 0 | 0 | 0 | 0 | 0 | 0 | 0 | 9650.0796 | 7288.1559
7 | 300 | 313 | 300 313 Ceiling Insulation / Hospital | 0 | 0 | 1899.096 | 1882.363 | 2015.259 | 2093.492 | 2218.126 | 2246.842 | 2316.568 | 2365.723 | 2384.308 | 2377.292 | 2365.767 | 2360.555 | 2435.656 | 2495.693 | 2515.588 | 2577.623 | 2627.675 | 2649.181 | 2676.083 | 2705.538 | 0 | 0 | 0 | 0 | 0 | 0 | 0 | 0 | 47208.428 | 26789.2784
7 | 300 | 314 | 300 314 Roof Insulation / Hospital | 0 | 0 | 697.2903 | 691.1396 | 739.9292 | 768.6559 | 814.4099 | 824.9525 | 850.5615 | 868.6041 | 875.429 | 872.8607 | 868.6074 | 866.7102 | 894.2778 | 916.3242 | 923.6198 | 946.4012 | 964.7746 | 972.6793 | 982.545 | 993.3636 | 0 | 0 | 0 | 0 | 0 | 0 | 0 | 0 | 17333.1358 | 9836.0217
7 | 300 | 317 | 300 317 Thermal Energy Storage (TES) Positive / Hospital | 0 | 0 | 1919.54 | 1902.621 | 2036.947 | 2116.019 | 2241.956 | 2270.991 | 2341.504 | 2391.141 | 2409.945 | 2402.831 | 2391.161 | 2385.901 | 2461.844 | 2522.447 | 2542.57 | 2605.267 | 2655.819 | 2677.657 | 2704.829 | 2734.585 | 2754.115 | 2787.021 | 2831.698 | 2863.795 | 2912.454 | 2953.567 | 3075.23 | 3184.266 | 71077.721 | 32459.0833
7 | 300 | 317 | 300 317 Thermal Energy Storage (TES) Negative / Hospital | 0 | 0 | -2893.268 | -2867.75 | -3070.206 | -3189.38 | -3379.218 | -3422.962 | -3529.237 | -3604.105 | -3632.428 | -3621.772 | -3604.106 | -3596.255 | -3710.662 | -3802.076 | -3832.36 | -3926.858 | -4003.13 | -4035.938 | -4076.876 | -4121.743 | -4151.186 | -4200.818 | -4268.113 | -4316.626 | -4389.814 | -4451.785 | -4635.172 | -4799.493 | -107133.337 | -48924.5838
7 | 320 | 321 | 320 321 DX Packaged System, EER=10.9, 10 tons / Hospital | 0 | 0 | 1431.708 | 1419.094 | 1519.272 | 1578.256 | 1672.205 | 1693.852 | 1746.432 | 1783.48 | 1797.493 | 1792.217 | 1783.499 | 1779.596 | 1836.207 | 1881.445 | 1896.448 | 0 | 0 | 0 | 0 | 0 | 0 | 0 | 0 | 0 | 0 | 0 | 0 | 0 | 25611.204 | 16746.952
7 | 320 | 322 | 320 322 Hybrid Dessicant-DX System (Trane CDQ) / Hospital | 0 | 0 | 9519.04 | 9435.106 | 10101.21 | 10493.3 | 11117.9 | 11261.82 | 11611.46 | 11857.78 | 11950.96 | 11915.88 | 11857.78 | 11831.9 | 12208.33 | 12509.09 | 12608.78 | 0 | 0 | 0 | 0 | 0 | 0 | 0 | 0 | 0 | 0 | 0 | 0 | 0 | 170280.336 | 111344.9707
7 | 320 | 323 | 320 323 Geothermal Heat Pump, EER=13, 10 tons / Hospital | 0 | 0 | 4952.108 | 4908.445 | 5254.961 | 5458.944 | 5783.881 | 5858.754 | 6040.649 | 6168.793 | 6217.267 | 6199.022 | 6168.791 | 6155.352 | 6351.148 | 6507.62 | 6559.484 | 0 | 0 | 0 | 0 | 0 | 0 | 0 | 0 | 0 | 0 | 0 | 0 | 0 | 88585.219 | 57925.1762
7 | 320 | 326 | 320 326 DX Tune Up/ Advanced Diagnostics / Hospital | 0 | 0 | 1227.842 | 1217.012 | 1302.927 | 1353.506 | 1434.072 | 1452.636 | 1497.733 | 1529.505 | 1541.523 | 1537.001 | 0 | 0 | 0 | 0 | 0 | 0 | 0 | 0 | 0 | 0 | 0 | 0 | 0 | 0 | 0 | 0 | 0 | 0 | 14093.757 | 10644.2126
7 | 320 | 327 | 320 327 DX Coil Cleaning / Hospital | 0 | 0 | 1179.726 | 1169.34 | 1251.894 | 1300.499 | 1377.927 | 0 | 0 | 0 | 0 | 0 | 0 | 0 | 0 | 0 | 0 | 0 | 0 | 0 | 0 | 0 | 0 | 0 | 0 | 0 | 0 | 0 | 0 | 0 | 6279.386 | 5532.8275
7 | 320 | 329 | 320 329 Aerosole Duct Sealing / Hospital | 0 | 0 | 2459.088 | 2437.399 | 2609.47 | 2710.765 | 2872.116 | 2909.296 | 2999.62 | 3063.253 | 3087.323 | 3078.266 | 3063.252 | 3056.578 | 3153.802 | 3231.515 | 3257.259 | 0 | 0 | 0 | 0 | 0 | 0 | 0 | 0 | 0 | 0 | 0 | 0 | 0 | 43989.002 | 28764.0635
7 | 320 | 330 | 320 330 Duct/Pipe Insulation / Hospital | 0 | 0 | 479.4774 | 475.2485 | 508.7976 | 528.5497 | 560.0103 | 567.2596 | 584.8712 | 597.2784 | 601.9716 | 600.206 | 0 | 0 | 0 | 0 | 0 | 0 | 0 | 0 | 0 | 0 | 0 | 0 | 0 | 0 | 0 | 0 | 0 | 0 | 5503.6703 | 4156.6086
7 | 320 | 334 | 320 334 Ceiling Insulation / Hospital | 0 | 0 | 3016.636 | 2990.044 | 3201.139 | 3325.428 | 3523.388 | 3568.991 | 3679.763 | 3757.847 | 3787.385 | 3778.758 | 3757.881 | 3749.647 | 3868.893 | 3964.257 | 3995.896 | 4094.414 | 4173.916 | 4208.124 | 4250.817 | 4297.589 | 0 | 0 | 0 | 0 | 0 | 0 | 0 | 0 | 74990.813 | 42554.9279
7 | 320 | 335 | 320 335 Roof Insulation / Hospital | 0 | 0 | 1110.625 | 1100.833 | 1178.542 | 1224.301 | 1297.175 | 1313.967 | 1354.756 | 1383.494 | 1394.365 | 1390.275 | 1383.504 | 1380.482 | 1424.39 | 1459.492 | 1471.124 | 1507.406 | 1536.672 | 1549.262 | 1564.976 | 1582.211 | 0 | 0 | 0 | 0 | 0 | 0 | 0 | 0 | 27607.852 | 15666.6061
7 | 340 | 344 | 340 344 Aerosole Duct Sealing / Hospital | 0 | 0 | 2514.393 | 2492.216 | 2668.157 | 2771.73 | 2936.71 | 2974.726 | 3067.081 | 3132.145 | 3156.757 | 3147.496 | 3132.144 | 3125.321 | 3224.73 | 3304.192 | 3330.515 | 0 | 0 | 0 | 0 | 0 | 0 | 0 | 0 | 0 | 0 | 0 | 0 | 0 | 44978.313 | 29410.9663
7 | 340 | 345 | 340 345 Duct/Pipe Insulation / Hospital | 0 | 0 | 490.0018 | 485.6801 | 519.9656 | 540.1512 | 572.3024 | 579.7108 | 597.709 | 610.3884 | 615.1847 | 613.3799 | 0 | 0 | 0 | 0 | 0 | 0 | 0 | 0 | 0 | 0 | 0 | 0 | 0 | 0 | 0 | 0 | 0 | 0 | 5624.4739 | 4247.8448
7 | 340 | 349 | 340 349 Ceiling Insulation / Hospital | 0 | 0 | 3084.529 | 3057.338 | 3273.184 | 3400.269 | 3602.685 | 3649.315 | 3762.579 | 3842.423 | 3872.622 | 3863.748 | 3842.454 | 3834.036 | 3955.966 | 4053.475 | 4085.829 | 4186.561 | 4267.852 | 4302.83 | 4346.487 | 4394.309 | 0 | 0 | 0 | 0 | 0 | 0 | 0 | 0 | 76678.491 | 43512.6335
7 | 340 | 351 | 340 351 Cool Roof - DX / Hospital | 0 | 0 | 6377.827 | 6321.58 | 6767.877 | 7030.565 | 7449.114 | 7545.542 | 7779.76 | 7944.811 | 8007.248 | 7983.691 | 7944.852 | 7927.49 | 8179.636 | 8381.201 | 8448.045 | 0 | 0 | 0 | 0 | 0 | 0 | 0 | 0 | 0 | 0 | 0 | 0 | 0 | 114089.239 | 74602.0311
7 | 360 | 361 | 360 361 HE PTAC, EER=9.6, 1 ton / Hospital | 0 | 0 | 4041.732 | 4006.098 | 4288.926 | 4455.412 | 4720.638 | 4781.747 | 4930.167 | 5034.768 | 5074.329 | 5059.421 | 5034.804 | 5023.767 | 5183.597 | 5311.316 | 5353.671 | 0 | 0 | 0 | 0 | 0 | 0 | 0 | 0 | 0 | 0 | 0 | 0 | 0 | 72300.393 | 47276.6429
7 | 400 | 402 | 400 402 Variable Speed Drive Control / Hospital | 0 | 0 | 2655.234 | 2631.814 | 2817.611 | 2926.985 | 3101.206 | 3141.351 | 3238.88 | 3307.588 | 3333.579 | 3323.799 | 3307.587 | 3300.381 | 3405.359 | 3489.271 | 3517.069 | 0 | 0 | 0 | 0 | 0 | 0 | 0 | 0 | 0 | 0 | 0 | 0 | 0 | 47497.714 | 31058.3835
7 | 400 | 403 | 400 403 Air Handler Optimization / Hospital | 0 | 0 | 839.6787 | 832.2731 | 891.0269 | 925.616 | 980.7108 | 993.4063 | 1024.248 | 1045.976 | 0 | 0 | 0 | 0 | 0 | 0 | 0 | 0 | 0 | 0 | 0 | 0 | 0 | 0 | 0 | 0 | 0 | 0 | 0 | 0 | 7532.9358 | 6042.3286
7 | 400 | 404 | 400 404 Electronically Commutated Motors (ECM) on an Air Handler Unit / Hospital | 0 | 0 | 1184.919 | 1174.468 | 1257.38 | 1306.19 | 1383.938 | 1401.853 | 1445.376 | 1476.037 | 1487.636 | 1483.272 | 1476.037 | 1472.82 | 1519.675 | 1557.115 | 1569.52 | 0 | 0 | 0 | 0 | 0 | 0 | 0 | 0 | 0 | 0 | 0 | 0 | 0 | 21196.236 | 13860.0515
7 | 400 | 405 | 400 405 Demand Control Ventilation (DCV) / Hospital | 0 | 0 | 1277.85 | 1266.599 | 1356.019 | 1408.662 | 1492.533 | 1511.855 | 1558.776 | 1591.834 | 1604.35 | 1599.617 | 1591.883 | 1588.377 | 1638.907 | 1679.302 | 1692.684 | 0 | 0 | 0 | 0 | 0 | 0 | 0 | 0 | 0 | 0 | 0 | 0 | 0 | 22859.248 | 14947.4518
7 | 400 | 406 | 400 406 Energy Recovery Ventilation (ERV) / Hospital | 0 | 0 | 584.0926 | 578.9491 | 619.8126 | 643.889 | 682.2168 | 691.051 | 712.4926 | 727.6074 | 733.3254 | 731.1725 | 727.6324 | 726.0218 | 749.1187 | 767.5949 | 773.7034 | 792.7903 | 808.1756 | 814.7878 | 823.0535 | 832.1287 | 0 | 0 | 0 | 0 | 0 | 0 | 0 | 0 | 14519.6161 | 8239.4209
7 | 600 | 603 | 600 603 Heat Pump Water Heater (air source) / Hospital | 0 | 0 | 1561.836 | 1548.06 | 1657.347 | 1721.682 | 1824.161 | 1847.774 | 1905.142 | 1945.557 | 1960.845 | 1955.093 | 1945.556 | 1941.317 | 2003.07 | 2052.426 | 2068.776 | 0 | 0 | 0 | 0 | 0 | 0 | 0 | 0 | 0 | 0 | 0 | 0 | 0 | 27938.642 | 18268.8586
7 | 600 | 606 | 600 606 Demand controlled circulating systems / Hospital | 0 | 0 | 110.609 | 109.6334 | 117.3729 | 121.9293 | 129.1867 | 130.8591 | 134.9218 | 137.7842 | 138.8665 | 138.4594 | 137.784 | 137.483 | 141.8572 | 145.3518 | 146.5105 | 0 | 0 | 0 | 0 | 0 | 0 | 0 | 0 | 0 | 0 | 0 | 0 | 0 | 1978.6088 | 1293.797
7 | 600 | 608 | 600 608 Heat Recovery Unit / Hospital | 0 | 0 | 1710.931 | 1695.84 | 1815.559 | 1886.037 | 1998.298 | 2024.165 | 2087.01 | 2131.283 | 2148.03 | 2141.728 | 0 | 0 | 0 | 0 | 0 | 0 | 0 | 0 | 0 | 0 | 0 | 0 | 0 | 0 | 0 | 0 | 0 | 0 | 19638.881 | 14832.1288
7 | 600 | 609 | 600 609 Heat Trap / Hospital | 0 | 0 | 200.1692 | 198.4038 | 212.4099 | 220.6556 | 233.7895 | 236.8159 | 244.1683 | 249.3479 | 251.3072 | 250.5705 | 0 | 0 | 0 | 0 | 0 | 0 | 0 | 0 | 0 | 0 | 0 | 0 | 0 | 0 | 0 | 0 | 0 | 0 | 2297.6378 | 1735.275
7 | 600 | 610 | 600 610 Hot Water Pipe Insulation / Hospital | 0 | 0 | 43.7483 | 43.3625 | 46.4236 | 48.2258 | 51.0962 | 51.7576 | 53.3645 | 54.4968 | 54.9249 | 54.7637 | 54.4967 | 54.3779 | 56.1079 | 57.49 | 57.9484 | 0 | 0 | 0 | 0 | 0 | 0 | 0 | 0 | 0 | 0 | 0 | 0 | 0 | 782.5848 | 511.726
7 | 700 | 701 | 700 701 PC Manual Power Management Enabling / Hospital | 0 | 0 | 211.8285 | 209.9603 | 224.7821 | 233.5082 | 0 | 0 | 0 | 0 | 0 | 0 | 0 | 0 | 0 | 0 | 0 | 0 | 0 | 0 | 0 | 0 | 0 | 0 | 0 | 0 | 0 | 0 | 0 | 0 | 880.0791 | 800.8635
7 | 700 | 702 | 700 702 PC Network Power Management Enabling / Hospital | 0 | 0 | 211.8285 | 209.9603 | 224.7821 | 233.5082 | 0 | 0 | 0 | 0 | 0 | 0 | 0 | 0 | 0 | 0 | 0 | 0 | 0 | 0 | 0 | 0 | 0 | 0 | 0 | 0 | 0 | 0 | 0 | 0 | 880.0791 | 800.8635
7 | 710 | 711 | 710 711 Energy Star or Better Monitor / Hospital | 0 | 0 | 304.5872 | 301.9009 | 323.2131 | 335.7604 | 0 | 0 | 0 | 0 | 0 | 0 | 0 | 0 | 0 | 0 | 0 | 0 | 0 | 0 | 0 | 0 | 0 | 0 | 0 | 0 | 0 | 0 | 0 | 0 | 1265.4616 | 1151.5579
7 | 710 | 712 | 710 712 Monitor Power Management Enabling / Hospital | 0 | 0 | 198.8278 | 197.0742 | 210.9864 | 219.1771 | 0 | 0 | 0 | 0 | 0 | 0 | 0 | 0 | 0 | 0 | 0 | 0 | 0 | 0 | 0 | 0 | 0 | 0 | 0 | 0 | 0 | 0 | 0 | 0 | 826.0655 | 751.7117
7 | 720 | 722 | 720 722 Monitor Power Management Enabling / Hospital | 0 | 0 | 0.30955 | 0.30682 | 0.32847 | 0.3413 | 0 | 0 | 0 | 0 | 0 | 0 | 0 | 0 | 0 | 0 | 0 | 0 | 0 | 0 | 0 | 0 | 0 | 0 | 0 | 0 | 0 | 0 | 0 | 0 | 1.2861 | 1.1704
7 | 730 | 732 | 730 732 Copier Power Management Enabling / Hospital | 0 | 0 | 15.8897 | 15.7496 | 16.8614 | 17.5159 | 18.5585 | 18.7987 | 0 | 0 | 0 | 0 | 0 | 0 | 0 | 0 | 0 | 0 | 0 | 0 | 0 | 0 | 0 | 0 | 0 | 0 | 0 | 0 | 0 | 0 | 103.3738 | 88.2641
7 | 740 | 741 | 740 741 Printer Power Management Enabling / Hospital | 0 | 0 | 203.8837 | 202.0854 | 216.3514 | 224.7502 | 238.1279 | 0 | 0 | 0 | 0 | 0 | 0 | 0 | 0 | 0 | 0 | 0 | 0 | 0 | 0 | 0 | 0 | 0 | 0 | 0 | 0 | 0 | 0 | 0 | 1085.1986 | 956.18
7 | 800 | 801 | 800 801 Convection Oven / Hospital | 0 | 0 | 56.6458 | 56.1462 | 60.1097 | 62.4433 | 66.1599 | 67.0164 | 69.097 | 70.5631 | 71.1174 | 70.908 | 0 | 0 | 0 | 0 | 0 | 0 | 0 | 0 | 0 | 0 | 0 | 0 | 0 | 0 | 0 | 0 | 0 | 0 | 650.207 | 491.0644
7 | 810 | 811 | 810 811 Efficient Fryer / Hospital | 0 | 0 | 9.2862 | 9.2043 | 9.8541 | 10.2365 | 10.8459 | 10.9863 | 11.3274 | 11.5678 | 11.6585 | 11.6237 | 0 | 0 | 0 | 0 | 0 | 0 | 0 | 0 | 0 | 0 | 0 | 0 | 0 | 0 | 0 | 0 | 0 | 0 | 106.5905 | 80.5019
7 | 900 | 901 | 900 901 Vending Misers (cooled machines only) / Hospital | 0 | 0 | 40.6529 | 40.2944 | 43.1389 | 44.8136 | 47.4808 | 48.0956 | 49.5887 | 50.6409 | 51.0386 | 50.8884 | 0 | 0 | 0 | 0 | 0 | 0 | 0 | 0 | 0 | 0 | 0 | 0 | 0 | 0 | 0 | 0 | 0 | 0 | 466.6329 | 352.4214
8 | 110 | 111 | 110 111 Premium T8, Elecctronic Ballast / Other Healthcare | 0 | 0 | 2521.388 | 2499.165 | 2675.594 | 2779.459 | 2944.91 | 2983.032 | 3075.638 | 3140.884 | 3165.563 | 3156.266 | 3140.898 | 3134.041 | 3233.737 | 3313.41 | 3339.817 | 3422.176 | 3488.629 | 3517.214 | 3552.892 | 0 | 0 | 0 | 0 | 0 | 0 | 0 | 0 | 0 | 59084.713 | 34474.4213
8 | 110 | 114 | 110 114 Continuous Dimming / Other Healthcare | 0 | 0 | 5602.536 | 5553.141 | 5945.183 | 6175.956 | 6543.583 | 6628.289 | 6834.066 | 6979.043 | 7033.882 | 7013.226 | 6979.059 | 6963.794 | 7185.367 | 0 | 0 | 0 | 0 | 0 | 0 | 0 | 0 | 0 | 0 | 0 | 0 | 0 | 0 | 0 | 85437.125 | 59184.4374
8 | 110 | 115 | 110 115 Lighting Control Tuneup / Other Healthcare | 0 | 0 | 580.8002 | 575.6777 | 616.3165 | 640.2428 | 678.3519 | 687.1334 | 0 | 0 | 0 | 0 | 0 | 0 | 0 | 0 | 0 | 0 | 0 | 0 | 0 | 0 | 0 | 0 | 0 | 0 | 0 | 0 | 0 | 0 | 3778.5225 | 3226.233
8 | 120 | 121 | 120 121 ROB Premium T8, 1EB / Other Healthcare | 0 | 0 | 1089.684 | 1080.072 | 1156.319 | 1201.209 | 1272.709 | 1289.185 | 1329.207 | 1357.403 | 1368.069 | 1364.056 | 1357.406 | 1354.446 | 1397.524 | 1431.974 | 1443.376 | 1478.973 | 1507.69 | 1520.045 | 1535.463 | 0 | 0 | 0 | 0 | 0 | 0 | 0 | 0 | 0 | 25534.81 | 14898.9139
8 | 120 | 122 | 120 122 ROB Premium T8, EB, Reflector / Other Healthcare | 0 | 0 | 4400.798 | 4362 | 4669.953 | 4851.22 | 5140.005 | 5206.543 | 5368.173 | 5482.055 | 5525.13 | 5508.898 | 5482.08 | 5470.07 | 5644.121 | 5783.178 | 5829.271 | 5973.009 | 6089 | 6138.896 | 6201.173 | 0 | 0 | 0 | 0 | 0 | 0 | 0 | 0 | 0 | 103125.573 | 60171.1418
8 | 120 | 123 | 120 123 Occupancy Sensor / Other Healthcare | 0 | 0 | 1392.618 | 1380.336 | 1477.779 | 1535.15 | 1626.528 | 1647.584 | 1698.731 | 1734.767 | 1748.398 | 1743.268 | 1734.773 | 0 | 0 | 0 | 0 | 0 | 0 | 0 | 0 | 0 | 0 | 0 | 0 | 0 | 0 | 0 | 0 | 0 | 17719.932 | 12999.9808
8 | 120 | 124 | 120 124 Lighting Control Tuneup / Other Healthcare | 0 | 0 | 355.6614 | 352.5245 | 377.4098 | 392.0618 | 415.3986 | 420.7759 | 0 | 0 | 0 | 0 | 0 | 0 | 0 | 0 | 0 | 0 | 0 | 0 | 0 | 0 | 0 | 0 | 0 | 0 | 0 | 0 | 0 | 0 | 2313.832 | 1975.6297
8 | 130 | 131 | 130 131 CFL Screw-in 18W / Other Healthcare | 0 | 0 | 19614.21 | 19441.23 | 0 | 0 | 0 | 0 | 0 | 0 | 0 | 0 | 0 | 0 | 0 | 0 | 0 | 0 | 0 | 0 | 0 | 0 | 0 | 0 | 0 | 0 | 0 | 0 | 0 | 0 | 39055.44 | 37875.0831
8 | 150 | 151 | 150 151 PSMH, 250W, magnetic ballast / Other Healthcare | 0 | 0 | 4577.649 | 4537.298 | 4857.619 | 5046.182 | 5346.555 | 5415.766 | 5583.899 | 5702.355 | 5747.163 | 5730.282 | 5702.366 | 5689.913 | 0 | 0 | 0 | 0 | 0 | 0 | 0 | 0 | 0 | 0 | 0 | 0 | 0 | 0 | 0 | 0 | 63937.047 | 45589.0033
8 | 150 | 152 | 150 152 PSMH, 250 W, electronic ballast / Other Healthcare | 0 | 0 | 5291.448 | 5244.799 | 5615.07 | 5833.034 | 6180.244 | 6260.247 | 6454.598 | 6591.525 | 6643.319 | 6623.809 | 6591.54 | 6577.123 | 0 | 0 | 0 | 0 | 0 | 0 | 0 | 0 | 0 | 0 | 0 | 0 | 0 | 0 | 0 | 0 | 73906.756 | 52697.7049
8 | 150 | 153 | 150 153 High Bay T5 / Other Healthcare | 0 | 0 | 6094.807 | 6041.065 | 6467.558 | 6718.608 | 7118.543 | 7210.694 | 7434.528 | 7592.258 | 7651.915 | 7629.445 | 7592.288 | 7575.673 | 0 | 0 | 0 | 0 | 0 | 0 | 0 | 0 | 0 | 0 | 0 | 0 | 0 | 0 | 0 | 0 | 85127.382 | 60698.3413
8 | 160 | 161 | 160 161 LED Exit Sign / Other Healthcare | 0 | 0 | 6.3972 | 6.3408 | 6.7883 | 7.0518 | 7.4716 | 7.5684 | 7.8033 | 7.9689 | 8.0314 | 8.0076 | 7.969 | 7.9511 | 8.2044 | 8.4071 | 8.4736 | 8.6832 | 0 | 0 | 0 | 0 | 0 | 0 | 0 | 0 | 0 | 0 | 0 | 0 | 123.1177 | 78.2212
8 | 200 | 201 | 200 201 High Pressure Sodium 250W Lamp / Other Healthcare | 0 | 0 | 85.1235 | 84.3727 | 90.329 | 93.8354 | 99.4207 | 0 | 0 | 0 | 0 | 0 | 0 | 0 | 0 | 0 | 0 | 0 | 0 | 0 | 0 | 0 | 0 | 0 | 0 | 0 | 0 | 0 | 0 | 0 | 453.0813 | 399.2148
8 | 200 | 202 | 200 202 Outdoor Lighting Controls (Photocell/Timeclock) / Other Healthcare | 0 | 0 | 67.2733 | 66.68 | 71.3872 | 74.1584 | 78.5725 | 0 | 0 | 0 | 0 | 0 | 0 | 0 | 0 | 0 | 0 | 0 | 0 | 0 | 0 | 0 | 0 | 0 | 0 | 0 | 0 | 0 | 0 | 0 | 358.0715 | 315.5006
8 | 210 | 211 | 210 211 Outdoor Lighting Controls (Photocell/Timeclock) / Other Healthcare | 0 | 0 | 73.0514 | 72.4072 | 77.5187 | 80.5279 | 85.3211 | 0 | 0 | 0 | 0 | 0 | 0 | 0 | 0 | 0 | 0 | 0 | 0 | 0 | 0 | 0 | 0 | 0 | 0 | 0 | 0 | 0 | 0 | 0 | 388.8262 | 342.5989
8 | 300 | 301 | 300 301 Centrifugal Chiller, 0.51 kW/ton, 500 tons / Other Healthcare | 0 | 0 | 803.0499 | 795.9666 | 852.157 | 885.2391 | 937.932 | 950.0739 | 979.5681 | 1000.348 | 1008.208 | 1005.25 | 1000.35 | 998.1665 | 1029.916 | 1055.303 | 1063.707 | 1089.94 | 1111.103 | 1120.207 | 1131.57 | 1144.026 | 0 | 0 | 0 | 0 | 0 | 0 | 0 | 0 | 19962.0811 | 11327.8694
8 | 300 | 302 | 300 302 High Efficiency Chiller Motors / Other Healthcare | 0 | 0 | 206.979 | 205.1535 | 219.6355 | 228.1625 | 241.7435 | 244.873 | 252.4751 | 257.8309 | 259.8568 | 259.0946 | 257.8309 | 257.2671 | 265.4534 | 271.9933 | 274.1611 | 280.9218 | 286.3767 | 288.7234 | 291.6519 | 294.861 | 0 | 0 | 0 | 0 | 0 | 0 | 0 | 0 | 5145.045 | 2919.6561
8 | 300 | 304 | 300 304 EMS - Chiller / Other Healthcare | 0 | 0 | 719.8868 | 713.5374 | 763.9089 | 793.5645 | 840.7999 | 851.6841 | 878.1251 | 896.7527 | 903.7993 | 901.1476 | 0 | 0 | 0 | 0 | 0 | 0 | 0 | 0 | 0 | 0 | 0 | 0 | 0 | 0 | 0 | 0 | 0 | 0 | 8263.2063 | 6240.7293
8 | 300 | 305 | 300 305 Chiller Tune Up/Diagnostics / Other Healthcare | 0 | 0 | 544.478 | 539.6776 | 577.7688 | 600.2128 | 635.9407 | 644.1751 | 664.1625 | 678.2519 | 683.5817 | 681.5746 | 0 | 0 | 0 | 0 | 0 | 0 | 0 | 0 | 0 | 0 | 0 | 0 | 0 | 0 | 0 | 0 | 0 | 0 | 6249.8237 | 4720.1349
8 | 300 | 306 | 300 306 VSD for Chiller Pumps and Towers / Other Healthcare | 0 | 0 | 679.337 | 673.3453 | 720.8793 | 748.8644 | 793.4392 | 803.7104 | 828.6619 | 846.2405 | 852.8898 | 850.3881 | 846.2406 | 844.395 | 871.2583 | 892.7269 | 899.8382 | 0 | 0 | 0 | 0 | 0 | 0 | 0 | 0 | 0 | 0 | 0 | 0 | 0 | 12152.2149 | 7946.2368
8 | 300 | 307 | 300 307 EMS Optimization / Other Healthcare | 0 | 0 | 334.9222 | 331.9682 | 355.4033 | 369.2001 | 391.1756 | 0 | 0 | 0 | 0 | 0 | 0 | 0 | 0 | 0 | 0 | 0 | 0 | 0 | 0 | 0 | 0 | 0 | 0 | 0 | 0 | 0 | 0 | 0 | 1782.6694 | 1570.7289
8 | 300 | 308 | 300 308 Aerosole Duct Sealing / Other Healthcare | 0 | 0 | 676.9639 | 670.9933 | 718.3613 | 746.2481 | 790.6666 | 800.9019 | 825.7672 | 843.2846 | 849.9113 | 847.418 | 843.2844 | 841.4451 | 868.2145 | 889.6047 | 896.6931 | 0 | 0 | 0 | 0 | 0 | 0 | 0 | 0 | 0 | 0 | 0 | 0 | 0 | 12109.758 | 7918.4756
8 | 300 | 309 | 300 309 Duct/Pipe Insulation / Other Healthcare | 0 | 0 | 131.7608 | 130.5987 | 139.8179 | 145.246 | 153.8915 | 155.8837 | 160.7231 | 164.1325 | 165.4221 | 164.9367 | 0 | 0 | 0 | 0 | 0 | 0 | 0 | 0 | 0 | 0 | 0 | 0 | 0 | 0 | 0 | 0 | 0 | 0 | 1512.413 | 1142.2395
8 | 300 | 311 | 300 311 Window Film (Standard) / Other Healthcare | 0 | 0 | 368.0429 | 364.7967 | 390.548 | 405.7111 | 429.8612 | 435.426 | 448.9424 | 458.4657 | 462.0679 | 460.7113 | 0 | 0 | 0 | 0 | 0 | 0 | 0 | 0 | 0 | 0 | 0 | 0 | 0 | 0 | 0 | 0 | 0 | 0 | 4224.5732 | 3190.5798
8 | 300 | 313 | 300 313 Ceiling Insulation / Other Healthcare | 0 | 0 | 831.5074 | 824.1888 | 882.3676 | 916.6384 | 971.2009 | 983.7761 | 1014.305 | 1035.821 | 1043.962 | 1040.901 | 1035.855 | 1033.567 | 1066.444 | 1092.734 | 1101.44 | 1128.608 | 1150.515 | 1159.932 | 1171.705 | 1184.614 | 0 | 0 | 0 | 0 | 0 | 0 | 0 | 0 | 20670.0822 | 11729.6143
8 | 300 | 314 | 300 314 Roof Insulation / Other Healthcare | 0 | 0 | 305.3096 | 302.6166 | 323.9781 | 336.5574 | 356.5919 | 361.2083 | 372.4194 | 380.3195 | 383.3077 | 382.1823 | 380.3217 | 379.4887 | 391.5658 | 401.2169 | 404.4098 | 414.3868 | 422.4306 | 425.8903 | 430.209 | 434.9476 | 0 | 0 | 0 | 0 | 0 | 0 | 0 | 0 | 7589.358 | 4306.7247
8 | 300 | 317 | 300 317 Thermal Energy Storage (TES) Positive / Other Healthcare | 0 | 0 | 1209.868 | 1199.218 | 1283.875 | 1333.713 | 1413.093 | 1431.394 | 1475.837 | 1507.127 | 1518.968 | 1514.496 | 1507.135 | 1503.839 | 1551.686 | 1589.883 | 1602.573 | 1642.095 | 1673.971 | 1687.71 | 1704.839 | 1723.594 | 1735.915 | 1756.67 | 1784.813 | 1805.012 | 1835.701 | 1861.617 | 1938.296 | 2007.025 | 44799.963 | 20458.8065
8 | 300 | 317 | 300 317 Thermal Energy Storage (TES) Negative / Other Healthcare | 0 | 0 | -1635.505 | -1621.08 | -1735.524 | -1802.891 | -1910.202 | -1934.93 | -1995.005 | -2037.326 | -2053.336 | -2047.313 | -2037.327 | -2032.889 | -2097.561 | -2149.235 | -2166.354 | -2219.771 | -2262.887 | -2281.432 | -2304.573 | -2329.936 | -2346.58 | -2374.635 | -2412.677 | -2440.1 | -2481.472 | -2516.502 | -2620.167 | -2713.054 | -60560.264 | -27656.0577
8 | 320 | 321 | 320 321 DX Packaged System, EER=10.9, 10 tons / Other Healthcare | 0 | 0 | 626.7153 | 621.187 | 665.0379 | 690.8579 | 731.9816 | 741.4573 | 764.4733 | 780.6896 | 786.8237 | 784.5142 | 780.6933 | 778.9881 | 803.765 | 823.5812 | 830.1379 | 0 | 0 | 0 | 0 | 0 | 0 | 0 | 0 | 0 | 0 | 0 | 0 | 0 | 11210.9033 | 7330.72
8 | 320 | 322 | 320 322 Hybrid Dessicant-DX System (Trane CDQ) / Other Healthcare | 0 | 0 | 4166.906 | 4130.167 | 4421.742 | 4593.379 | 4866.8 | 4929.8 | 5082.853 | 5190.679 | 5231.466 | 5216.106 | 5190.678 | 5179.37 | 5344.114 | 5475.786 | 5519.425 | 0 | 0 | 0 | 0 | 0 | 0 | 0 | 0 | 0 | 0 | 0 | 0 | 0 | 74539.271 | 48740.6394
8 | 320 | 323 | 320 323 Geothermal Heat Pump, EER=13, 10 tons / Other Healthcare | 0 | 0 | 2167.708 | 2148.588 | 2300.27 | 2389.564 | 2531.796 | 2564.57 | 2644.191 | 2700.284 | 2721.502 | 2713.518 | 2700.284 | 2694.4 | 2780.098 | 2848.609 | 2871.304 | 0 | 0 | 0 | 0 | 0 | 0 | 0 | 0 | 0 | 0 | 0 | 0 | 0 | 38776.686 | 25355.7717
8 | 320 | 326 | 320 326 DX Tune Up/ Advanced Diagnostics / Other Healthcare | 0 | 0 | 537.5677 | 532.8262 | 570.4399 | 592.5859 | 627.8591 | 635.9871 | 655.7304 | 669.6402 | 674.9019 | 672.9218 | 0 | 0 | 0 | 0 | 0 | 0 | 0 | 0 | 0 | 0 | 0 | 0 | 0 | 0 | 0 | 0 | 0 | 0 | 6170.4602 | 4660.1974
8 | 320 | 327 | 320 327 DX Coil Cleaning / Other Healthcare | 0 | 0 | 516.5179 | 511.9625 | 548.0976 | 569.3889 | 603.2823 | 0 | 0 | 0 | 0 | 0 | 0 | 0 | 0 | 0 | 0 | 0 | 0 | 0 | 0 | 0 | 0 | 0 | 0 | 0 | 0 | 0 | 0 | 0 | 2749.2492 | 2422.3912
8 | 320 | 329 | 320 329 Aerosole Duct Sealing / Other Healthcare | 0 | 0 | 1076.477 | 1066.983 | 1142.306 | 1186.649 | 1257.281 | 1273.557 | 1313.097 | 1340.952 | 1351.49 | 1347.525 | 1340.952 | 1338.029 | 1380.596 | 1414.609 | 1425.879 | 0 | 0 | 0 | 0 | 0 | 0 | 0 | 0 | 0 | 0 | 0 | 0 | 0 | 19256.382 | 12591.5967
8 | 320 | 330 | 320 330 Duct/Pipe Insulation / Other Healthcare | 0 | 0 | 209.8681 | 208.017 | 222.7012 | 231.3472 | 245.1177 | 248.2909 | 255.9991 | 261.4298 | 263.4838 | 262.7109 | 0 | 0 | 0 | 0 | 0 | 0 | 0 | 0 | 0 | 0 | 0 | 0 | 0 | 0 | 0 | 0 | 0 | 0 | 2408.9657 | 1819.3546
8 | 320 | 334 | 320 334 Ceiling Insulation / Other Healthcare | 0 | 0 | 1320.876 | 1309.245 | 1401.677 | 1456.095 | 1542.784 | 1562.757 | 1611.262 | 1645.439 | 1658.368 | 1653.487 | 1645.478 | 1641.857 | 1694.087 | 1735.842 | 1749.671 | 1792.828 | 1827.647 | 1842.589 | 1861.307 | 1881.798 | 0 | 0 | 0 | 0 | 0 | 0 | 0 | 0 | 32835.094 | 18632.8616
8 | 320 | 335 | 320 335 Roof Insulation / Other Healthcare | 0 | 0 | 486.2872 | 481.9976 | 516.0225 | 536.058 | 567.9681 | 575.3207 | 593.1777 | 605.7607 | 610.5201 | 608.728 | 605.765 | 604.4395 | 623.6682 | 639.0449 | 644.1299 | 660.0203 | 672.8336 | 678.343 | 685.2221 | 692.7719 | 0 | 0 | 0 | 0 | 0 | 0 | 0 | 0 | 12088.079 | 6859.6101
8 | 340 | 344 | 340 344 Aerosole Duct Sealing / Other Healthcare | 0 | 0 | 1100.621 | 1090.914 | 1167.927 | 1213.265 | 1285.481 | 1302.122 | 1342.548 | 1371.029 | 1381.802 | 1377.749 | 1371.028 | 1368.04 | 1411.561 | 1446.338 | 1457.861 | 0 | 0 | 0 | 0 | 0 | 0 | 0 | 0 | 0 | 0 | 0 | 0 | 0 | 19688.286 | 12874.0151
8 | 340 | 345 | 340 345 Duct/Pipe Insulation / Other Healthcare | 0 | 0 | 214.5112 | 212.6192 | 227.6283 | 236.4655 | 250.5408 | 253.784 | 261.6628 | 267.2137 | 269.3129 | 268.5233 | 0 | 0 | 0 | 0 | 0 | 0 | 0 | 0 | 0 | 0 | 0 | 0 | 0 | 0 | 0 | 0 | 0 | 0 | 2462.2617 | 1859.606
8 | 340 | 349 | 340 349 Ceiling Insulation / Other Healthcare | 0 | 0 | 1350.488 | 1338.596 | 1433.1 | 1488.737 | 1577.371 | 1597.791 | 1647.384 | 1682.327 | 1695.546 | 1690.554 | 1682.366 | 1678.664 | 1732.066 | 1774.756 | 1788.896 | 1833.02 | 1868.62 | 1883.897 | 1903.036 | 1923.984 | 0 | 0 | 0 | 0 | 0 | 0 | 0 | 0 | 33571.199 | 19050.5771
8 | 340 | 351 | 340 351 Cool Roof - DX / Other Healthcare | 0 | 0 | 2792.016 | 2767.407 | 2962.785 | 3077.791 | 3261.015 | 3303.231 | 3405.769 | 3478.016 | 3505.345 | 3495.04 | 3478.048 | 3470.404 | 3580.836 | 3669.07 | 3698.312 | 0 | 0 | 0 | 0 | 0 | 0 | 0 | 0 | 0 | 0 | 0 | 0 | 0 | 49945.085 | 32658.6785
8 | 360 | 361 | 360 361 HE PTAC, EER=9.6, 1 ton / Other Healthcare | 0 | 0 | 1769.2 | 1753.615 | 1877.411 | 1950.295 | 2066.394 | 2093.143 | 2158.119 | 2203.901 | 2221.217 | 2214.687 | 2203.924 | 2199.101 | 2269.054 | 2324.962 | 2343.497 | 0 | 0 | 0 | 0 | 0 | 0 | 0 | 0 | 0 | 0 | 0 | 0 | 0 | 31648.52 | 20694.7001
8 | 400 | 402 | 400 402 Variable Speed Drive Control / Other Healthcare | 0 | 0 | 681.8134 | 675.8 | 723.5073 | 751.594 | 796.3305 | 806.6392 | 831.6826 | 849.3254 | 855.9995 | 853.4884 | 849.3252 | 847.4728 | 874.4342 | 895.9774 | 903.1165 | 0 | 0 | 0 | 0 | 0 | 0 | 0 | 0 | 0 | 0 | 0 | 0 | 0 | 12196.5064 | 7975.1998
8 | 400 | 403 | 400 403 Air Handler Optimization / Other Healthcare | 0 | 0 | 215.6462 | 213.7442 | 228.8333 | 237.7166 | 251.866 | 255.1264 | 263.0472 | 268.6274 | 0 | 0 | 0 | 0 | 0 | 0 | 0 | 0 | 0 | 0 | 0 | 0 | 0 | 0 | 0 | 0 | 0 | 0 | 0 | 0 | 1934.6073 | 1551.7898
8 | 400 | 404 | 400 404 Electronically Commutated Motors (ECM) on an Air Handler Unit / Other Healthcare | 0 | 0 | 304.381 | 301.6962 | 322.9928 | 335.5334 | 355.5059 | 360.1083 | 371.2868 | 379.163 | 382.142 | 381.0204 | 379.1639 | 378.3348 | 390.3728 | 399.9934 | 403.179 | 0 | 0 | 0 | 0 | 0 | 0 | 0 | 0 | 0 | 0 | 0 | 0 | 0 | 5444.8737 | 3560.359
8 | 400 | 405 | 400 405 Demand Control Ventilation (DCV) / Other Healthcare | 0 | 0 | 329.66 | 326.752 | 349.8164 | 363.4019 | 385.0359 | 390.0204 | 402.1223 | 410.6523 | 413.8785 | 412.6625 | 410.6611 | 409.7562 | 422.7975 | 433.2244 | 436.6675 | 0 | 0 | 0 | 0 | 0 | 0 | 0 | 0 | 0 | 0 | 0 | 0 | 0 | 5897.1089 | 3856.0681
8 | 400 | 406 | 400 406 Energy Recovery Ventilation (ERV) / Other Healthcare | 0 | 0 | 150.5396 | 149.2117 | 159.7433 | 165.9477 | 175.8271 | 178.104 | 183.6295 | 187.5249 | 188.998 | 188.4432 | 187.5267 | 187.114 | 193.0705 | 197.8333 | 199.4049 | 204.3264 | 208.293 | 209.9955 | 212.1243 | 214.4619 | 0 | 0 | 0 | 0 | 0 | 0 | 0 | 0 | 3742.1195 | 2123.5339
8 | 600 | 603 | 600 603 Heat Pump Water Heater (air source) / Other Healthcare | 0 | 0 | 2682.061 | 2658.405 | 2846.078 | 2956.558 | 3132.539 | 3173.089 | 3271.603 | 3341.006 | 3367.26 | 3357.38 | 3341.005 | 3333.727 | 3439.764 | 3524.524 | 3552.603 | 0 | 0 | 0 | 0 | 0 | 0 | 0 | 0 | 0 | 0 | 0 | 0 | 0 | 47977.602 | 31372.179
8 | 600 | 606 | 600 606 Demand controlled circulating systems / Other Healthcare | 0 | 0 | 189.8512 | 188.1768 | 201.461 | 209.2817 | 221.7385 | 224.6089 | 231.5823 | 236.4951 | 238.3532 | 237.6543 | 236.4953 | 235.9787 | 243.4863 | 249.4843 | 251.4731 | 0 | 0 | 0 | 0 | 0 | 0 | 0 | 0 | 0 | 0 | 0 | 0 | 0 | 3396.1207 | 2220.697
8 | 600 | 608 | 600 608 Heat Recovery Unit / Other Healthcare | 0 | 0 | 2938.153 | 2912.239 | 3117.832 | 3238.86 | 3431.644 | 3476.067 | 3583.987 | 3660.017 | 3688.777 | 3677.955 | 0 | 0 | 0 | 0 | 0 | 0 | 0 | 0 | 0 | 0 | 0 | 0 | 0 | 0 | 0 | 0 | 0 | 0 | 33725.531 | 25470.9737
8 | 600 | 609 | 600 609 Heat Trap / Other Healthcare | 0 | 0 | 343.7957 | 340.7635 | 364.8194 | 378.9815 | 401.5396 | 406.7375 | 419.3654 | 428.2617 | 431.6268 | 430.3598 | 0 | 0 | 0 | 0 | 0 | 0 | 0 | 0 | 0 | 0 | 0 | 0 | 0 | 0 | 0 | 0 | 0 | 0 | 3946.2509 | 2980.3787
8 | 600 | 610 | 600 610 Hot Water Pipe Insulation / Other Healthcare | 0 | 0 | 75.115 | 74.4526 | 79.7085 | 82.8026 | 87.7312 | 88.867 | 91.626 | 93.5698 | 94.3048 | 94.0282 | 93.5695 | 93.3654 | 96.3358 | 98.7094 | 99.4959 | 0 | 0 | 0 | 0 | 0 | 0 | 0 | 0 | 0 | 0 | 0 | 0 | 0 | 1343.6817 | 878.623
8 | 700 | 701 | 700 701 PC Manual Power Management Enabling / Other Healthcare | 0 | 0 | 45.296 | 44.8965 | 48.0652 | 49.932 | 0 | 0 | 0 | 0 | 0 | 0 | 0 | 0 | 0 | 0 | 0 | 0 | 0 | 0 | 0 | 0 | 0 | 0 | 0 | 0 | 0 | 0 | 0 | 0 | 188.1897 | 171.2508
8 | 700 | 702 | 700 702 PC Network Power Management Enabling / Other Healthcare | 0 | 0 | 45.296 | 44.8965 | 48.0652 | 49.932 | 0 | 0 | 0 | 0 | 0 | 0 | 0 | 0 | 0 | 0 | 0 | 0 | 0 | 0 | 0 | 0 | 0 | 0 | 0 | 0 | 0 | 0 | 0 | 0 | 188.1897 | 171.2508
8 | 710 | 711 | 710 711 Energy Star or Better Monitor / Other Healthcare | 0 | 0 | 65.1066 | 64.5323 | 69.0869 | 71.7701 | 0 | 0 | 0 | 0 | 0 | 0 | 0 | 0 | 0 | 0 | 0 | 0 | 0 | 0 | 0 | 0 | 0 | 0 | 0 | 0 | 0 | 0 | 0 | 0 | 270.496 | 246.1488
8 | 710 | 712 | 710 712 Monitor Power Management Enabling / Other Healthcare | 0 | 0 | 42.5102 | 42.1352 | 45.109 | 46.861 | 0 | 0 | 0 | 0 | 0 | 0 | 0 | 0 | 0 | 0 | 0 | 0 | 0 | 0 | 0 | 0 | 0 | 0 | 0 | 0 | 0 | 0 | 0 | 0 | 176.6154 | 160.7183
8 | 720 | 722 | 720 722 Monitor Power Management Enabling / Other Healthcare | 0 | 0 | 0.10318 | 0.10227 | 0.10949 | 0.11374 | 0 | 0 | 0 | 0 | 0 | 0 | 0 | 0 | 0 | 0 | 0 | 0 | 0 | 0 | 0 | 0 | 0 | 0 | 0 | 0 | 0 | 0 | 0 | 0 | 0.42868 | 0.3901
8 | 730 | 732 | 730 732 Copier Power Management Enabling / Other Healthcare | 0 | 0 | 10.4212 | 10.3293 | 11.0583 | 11.4877 | 12.1717 | 12.3293 | 0 | 0 | 0 | 0 | 0 | 0 | 0 | 0 | 0 | 0 | 0 | 0 | 0 | 0 | 0 | 0 | 0 | 0 | 0 | 0 | 0 | 0 | 67.7974 | 57.8878
8 | 740 | 741 | 740 741 Printer Power Management Enabling / Other Healthcare | 0 | 0 | 62.7334 | 62.1801 | 66.5687 | 69.1542 | 73.2711 | 0 | 0 | 0 | 0 | 0 | 0 | 0 | 0 | 0 | 0 | 0 | 0 | 0 | 0 | 0 | 0 | 0 | 0 | 0 | 0 | 0 | 0 | 0 | 333.9075 | 294.2094
8 | 800 | 801 | 800 801 Convection Oven / Other Healthcare | 0 | 0 | 15.0643 | 14.9314 | 15.9855 | 16.606 | 17.5944 | 17.8222 | 18.3756 | 18.7655 | 18.9127 | 18.8564 | 0 | 0 | 0 | 0 | 0 | 0 | 0 | 0 | 0 | 0 | 0 | 0 | 0 | 0 | 0 | 0 | 0 | 0 | 172.9139 | 130.5922
8 | 810 | 811 | 810 811 Efficient Fryer / Other Healthcare | 0 | 0 | 0.72226 | 0.71589 | 0.76644 | 0.79627 | 0.84352 | 0.85449 | 0.88102 | 0.8997 | 0.90679 | 0.90376 | 0 | 0 | 0 | 0 | 0 | 0 | 0 | 0 | 0 | 0 | 0 | 0 | 0 | 0 | 0 | 0 | 0 | 0 | 8.2901 | 6.2611
8 | 900 | 901 | 900 901 Vending Misers (cooled machines only) / Other Healthcare | 0 | 0 | 40.6529 | 40.2944 | 43.1389 | 44.8136 | 47.4808 | 48.0956 | 49.5887 | 50.6409 | 51.0386 | 50.8884 | 0 | 0 | 0 | 0 | 0 | 0 | 0 | 0 | 0 | 0 | 0 | 0 | 0 | 0 | 0 | 0 | 0 | 0 | 466.6329 | 352.4214
9 | 110 | 111 | 110 111 Premium T8, Elecctronic Ballast / Warehouse | 0 | 0 | 279.6177 | 277.1515 | 296.7154 | 308.2354 | 326.5829 | 330.8106 | 341.0804 | 348.3159 | 351.0524 | 350.0223 | 348.316 | 347.554 | 358.6131 | 367.4496 | 370.3776 | 379.512 | 386.8795 | 390.0502 | 394.0063 | 398.3416 | 0 | 0 | 0 | 0 | 0 | 0 | 0 | 0 | 6950.6844 | 3944.3008
9 | 110 | 114 | 110 114 Continuous Dimming / Warehouse | 0 | 0 | 621.2467 | 615.7675 | 659.2366 | 684.8286 | 725.5914 | 734.9841 | 757.8029 | 773.8784 | 779.9593 | 777.6705 | 773.8781 | 772.1896 | 796.7563 | 816.3878 | 0 | 0 | 0 | 0 | 0 | 0 | 0 | 0 | 0 | 0 | 0 | 0 | 0 | 0 | 10290.1778 | 6924.3659
9 | 110 | 115 | 110 115 Lighting Control Tuneup / Warehouse | 0 | 0 | 64.3843 | 63.8165 | 68.3214 | 70.9738 | 75.1982 | 76.1717 | 0 | 0 | 0 | 0 | 0 | 0 | 0 | 0 | 0 | 0 | 0 | 0 | 0 | 0 | 0 | 0 | 0 | 0 | 0 | 0 | 0 | 0 | 418.8659 | 357.6422
9 | 120 | 121 | 120 121 ROB Premium T8, 1EB / Warehouse | 0 | 0 | 120.8238 | 119.7581 | 128.2118 | 133.1897 | 141.1174 | 142.9444 | 147.382 | 150.5085 | 151.691 | 151.2453 | 150.5085 | 150.1788 | 154.9579 | 158.7753 | 160.0417 | 163.9887 | 167.1718 | 168.5419 | 170.2516 | 172.1254 | 0 | 0 | 0 | 0 | 0 | 0 | 0 | 0 | 3003.4136 | 1704.3453
9 | 120 | 122 | 120 122 ROB Premium T8, EB, Reflector / Warehouse | 0 | 0 | 487.9382 | 483.6345 | 517.7755 | 537.877 | 569.8932 | 577.271 | 595.1918 | 607.8174 | 612.5936 | 610.7967 | 607.8182 | 606.4915 | 625.787 | 641.2079 | 646.3151 | 662.2547 | 675.113 | 680.6446 | 687.5488 | 695.1159 | 0 | 0 | 0 | 0 | 0 | 0 | 0 | 0 | 12129.0856 | 6882.8847
9 | 120 | 123 | 120 123 Occupancy Sensor / Warehouse | 0 | 0 | 154.4604 | 153.0981 | 163.9051 | 170.2689 | 180.404 | 182.7394 | 188.4123 | 192.4091 | 193.9208 | 193.3517 | 192.4093 | 191.9883 | 0 | 0 | 0 | 0 | 0 | 0 | 0 | 0 | 0 | 0 | 0 | 0 | 0 | 0 | 0 | 0 | 2157.3674 | 1538.2673
9 | 120 | 124 | 120 124 Lighting Control Tuneup / Warehouse | 0 | 0 | 39.4148 | 39.0671 | 41.825 | 43.4487 | 46.0348 | 46.6308 | 0 | 0 | 0 | 0 | 0 | 0 | 0 | 0 | 0 | 0 | 0 | 0 | 0 | 0 | 0 | 0 | 0 | 0 | 0 | 0 | 0 | 0 | 256.4212 | 218.9413
9 | 130 | 131 | 130 131 CFL Screw-in 18W / Warehouse | 0 | 0 | 2174.8 | 2155.638 | 0 | 0 | 0 | 0 | 0 | 0 | 0 | 0 | 0 | 0 | 0 | 0 | 0 | 0 | 0 | 0 | 0 | 0 | 0 | 0 | 0 | 0 | 0 | 0 | 0 | 0 | 4330.438 | 4199.5604
9 | 150 | 151 | 150 151 PSMH, 250W, magnetic ballast / Warehouse | 0 | 0 | 507.5424 | 503.0659 | 538.5787 | 559.4871 | 592.7892 | 600.4629 | 619.1052 | 632.2383 | 637.2063 | 635.3367 | 632.2384 | 630.8583 | 650.9288 | 0 | 0 | 0 | 0 | 0 | 0 | 0 | 0 | 0 | 0 | 0 | 0 | 0 | 0 | 0 | 7739.8382 | 5361.581
9 | 150 | 152 | 150 152 PSMH, 250 W, electronic ballast / Warehouse | 0 | 0 | 586.6813 | 581.5069 | 622.5574 | 646.7256 | 685.2203 | 694.0905 | 715.6396 | 730.8208 | 736.5633 | 734.4023 | 730.8208 | 729.226 | 752.4259 | 0 | 0 | 0 | 0 | 0 | 0 | 0 | 0 | 0 | 0 | 0 | 0 | 0 | 0 | 0 | 8946.6807 | 6197.5909
9 | 150 | 153 | 150 153 High Bay T5 / Warehouse | 0 | 0 | 675.8289 | 669.8679 | 717.1564 | 744.9975 | 789.3425 | 799.561 | 824.3827 | 841.8703 | 848.4854 | 845.9963 | 841.8717 | 840.0344 | 866.7559 | 0 | 0 | 0 | 0 | 0 | 0 | 0 | 0 | 0 | 0 | 0 | 0 | 0 | 0 | 0 | 10306.1509 | 7139.3307
9 | 160 | 161 | 160 161 LED Exit Sign / Warehouse | 0 | 0 | 1.135 | 1.1249 | 1.2044 | 1.2512 | 1.3255 | 1.3427 | 1.3844 | 1.4139 | 1.4248 | 1.4206 | 1.4141 | 1.4107 | 1.4559 | 1.492 | 1.5035 | 1.5406 | 0 | 0 | 0 | 0 | 0 | 0 | 0 | 0 | 0 | 0 | 0 | 0 | 21.8442 | 13.8783
9 | 200 | 201 | 200 201 High Pressure Sodium 250W Lamp / Warehouse | 0 | 0 | 49.7328 | 49.2942 | 52.774 | 54.8226 | 58.0858 | 0 | 0 | 0 | 0 | 0 | 0 | 0 | 0 | 0 | 0 | 0 | 0 | 0 | 0 | 0 | 0 | 0 | 0 | 0 | 0 | 0 | 0 | 0 | 264.7093 | 233.2382
9 | 200 | 202 | 200 202 Outdoor Lighting Controls (Photocell/Timeclock) / Warehouse | 0 | 0 | 39.3116 | 38.9649 | 41.7156 | 43.3349 | 45.9142 | 0 | 0 | 0 | 0 | 0 | 0 | 0 | 0 | 0 | 0 | 0 | 0 | 0 | 0 | 0 | 0 | 0 | 0 | 0 | 0 | 0 | 0 | 0 | 209.2412 | 184.3646
9 | 210 | 211 | 210 211 Outdoor Lighting Controls (Photocell/Timeclock) / Warehouse | 0 | 0 | 58.1935 | 57.6803 | 61.7521 | 64.1493 | 67.9676 | 0 | 0 | 0 | 0 | 0 | 0 | 0 | 0 | 0 | 0 | 0 | 0 | 0 | 0 | 0 | 0 | 0 | 0 | 0 | 0 | 0 | 0 | 0 | 309.7428 | 272.9176
9 | 300 | 301 | 300 301 Centrifugal Chiller, 0.51 kW/ton, 500 tons / Warehouse | 0 | 0 | 78.2104 | 77.5207 | 82.9928 | 86.2149 | 91.3468 | 92.5293 | 95.4018 | 97.4258 | 98.1911 | 97.9027 | 97.4257 | 97.2124 | 100.3058 | 102.7764 | 103.5966 | 106.1511 | 108.2125 | 109.0989 | 110.2057 | 111.4185 | 0 | 0 | 0 | 0 | 0 | 0 | 0 | 0 | 1944.1398 | 1103.2398
9 | 300 | 302 | 300 302 High Efficiency Chiller Motors / Warehouse | 0 | 0 | 20.1201 | 19.9427 | 21.3504 | 22.1793 | 23.4994 | 23.8036 | 24.5427 | 25.0636 | 25.2601 | 25.1856 | 25.0634 | 25.0084 | 25.8047 | 26.4403 | 26.6507 | 27.3082 | 27.838 | 28.0665 | 28.3514 | 28.6635 | 0 | 0 | 0 | 0 | 0 | 0 | 0 | 0 | 500.1427 | 283.8154
9 | 300 | 304 | 300 304 EMS - Chiller / Warehouse | 0 | 0 | 70.0592 | 69.4413 | 74.3433 | 77.2295 | 81.8263 | 82.8856 | 85.4588 | 87.2719 | 87.9573 | 87.6994 | 0 | 0 | 0 | 0 | 0 | 0 | 0 | 0 | 0 | 0 | 0 | 0 | 0 | 0 | 0 | 0 | 0 | 0 | 804.1727 | 607.3459
9 | 300 | 305 | 300 305 Chiller Tune Up/Diagnostics / Warehouse | 0 | 0 | 53.0345 | 52.5667 | 56.2764 | 58.4626 | 61.9436 | 62.7455 | 64.6918 | 66.0644 | 66.5831 | 66.388 | 0 | 0 | 0 | 0 | 0 | 0 | 0 | 0 | 0 | 0 | 0 | 0 | 0 | 0 | 0 | 0 | 0 | 0 | 608.7566 | 459.7592
9 | 300 | 306 | 300 306 VSD for Chiller Pumps and Towers / Warehouse | 0 | 0 | 66.1384 | 65.5551 | 70.1827 | 72.9074 | 77.2471 | 78.2469 | 80.6762 | 82.3879 | 83.035 | 82.7909 | 82.3876 | 82.2075 | 84.8233 | 86.9127 | 87.6061 | 0 | 0 | 0 | 0 | 0 | 0 | 0 | 0 | 0 | 0 | 0 | 0 | 0 | 1183.1046 | 773.6229
9 | 300 | 307 | 300 307 EMS Optimization / Warehouse | 0 | 0 | 32.6049 | 32.3173 | 34.5987 | 35.9418 | 38.081 | 0 | 0 | 0 | 0 | 0 | 0 | 0 | 0 | 0 | 0 | 0 | 0 | 0 | 0 | 0 | 0 | 0 | 0 | 0 | 0 | 0 | 0 | 0 | 173.5438 | 152.9113
9 | 300 | 308 | 300 308 Aerosole Duct Sealing / Warehouse | 0 | 0 | 65.932 | 65.3505 | 69.9639 | 72.6798 | 77.0059 | 78.0027 | 80.4244 | 82.1307 | 82.7758 | 82.5328 | 82.1309 | 81.9515 | 84.5585 | 86.6422 | 87.3321 | 0 | 0 | 0 | 0 | 0 | 0 | 0 | 0 | 0 | 0 | 0 | 0 | 0 | 1179.4138 | 771.2094
9 | 300 | 309 | 300 309 Duct/Pipe Insulation / Warehouse | 0 | 0 | 12.7943 | 12.6815 | 13.5767 | 14.1038 | 14.943 | 15.1367 | 15.6066 | 15.9378 | 16.063 | 16.0155 | 0 | 0 | 0 | 0 | 0 | 0 | 0 | 0 | 0 | 0 | 0 | 0 | 0 | 0 | 0 | 0 | 0 | 0 | 146.8589 | 110.9142
9 | 300 | 311 | 300 311 Window Film (Standard) / Warehouse | 0 | 0 | 35.8034 | 35.4877 | 37.9926 | 39.4678 | 41.8172 | 42.3585 | 43.6734 | 44.6001 | 44.9501 | 44.8179 | 0 | 0 | 0 | 0 | 0 | 0 | 0 | 0 | 0 | 0 | 0 | 0 | 0 | 0 | 0 | 0 | 0 | 0 | 410.9687 | 310.3813
9 | 300 | 313 | 300 313 Ceiling Insulation / Warehouse | 0 | 0 | 80.8931 | 80.1796 | 85.838 | 89.1726 | 94.4814 | 95.7047 | 98.6741 | 100.7675 | 101.5589 | 101.2603 | 100.7679 | 100.5464 | 103.7469 | 106.3045 | 107.1513 | 109.7956 | 111.9263 | 112.8429 | 113.9863 | 115.2392 | 0 | 0 | 0 | 0 | 0 | 0 | 0 | 0 | 2010.8375 | 1141.087
9 | 300 | 314 | 300 314 Roof Insulation / Warehouse | 0 | 0 | 29.7158 | 29.4537 | 31.5327 | 32.7572 | 34.707 | 35.1564 | 36.2476 | 37.0167 | 37.3074 | 37.1978 | 37.0162 | 36.9353 | 38.1113 | 39.0494 | 39.3616 | 40.3324 | 41.1149 | 41.4517 | 41.872 | 42.3331 | 0 | 0 | 0 | 0 | 0 | 0 | 0 | 0 | 738.6703 | 419.1728
9 | 300 | 317 | 300 317 Thermal Energy Storage (TES) Positive / Warehouse | 0 | 0 | 103.2835 | 102.3725 | 109.5994 | 113.8539 | 120.631 | 122.192 | 125.9861 | 128.6589 | 129.6687 | 129.289 | 128.6583 | 128.376 | 132.4599 | 135.7213 | 136.8049 | 140.1772 | 142.8961 | 144.0703 | 145.5357 | 147.1376 | 148.1881 | 149.9591 | 152.3627 | 154.0882 | 156.707 | 158.9167 | 165.4661 | 171.3313 | 3824.3915 | 1746.4878
9 | 300 | 317 | 300 317 Thermal Energy Storage (TES) Negative / Warehouse | 0 | 0 | -144.7614 | -143.4847 | -153.6143 | -159.5771 | -169.0753 | -171.264 | -176.5814 | -180.3274 | -181.7445 | -181.2111 | -180.3273 | -179.9344 | -185.6588 | -190.2327 | -191.7476 | -196.4758 | -200.2918 | -201.934 | -203.9819 | -206.2268 | -207.7 | -210.1832 | -213.5508 | -215.9771 | -219.6394 | -222.7401 | -231.9158 | -240.1372 | -5360.2959 | -2447.8864
9 | 320 | 321 | 320 321 DX Packaged System, EER=10.9, 10 tons / Warehouse | 0 | 0 | 60.9794 | 60.4415 | 64.7077 | 67.2204 | 71.2218 | 72.1439 | 74.3832 | 75.9613 | 76.5577 | 76.3328 | 75.9614 | 75.7943 | 78.2069 | 80.1334 | 80.7728 | 0 | 0 | 0 | 0 | 0 | 0 | 0 | 0 | 0 | 0 | 0 | 0 | 0 | 1090.8185 | 713.2777
9 | 320 | 322 | 320 322 Hybrid Dessicant-DX System (Trane CDQ) / Warehouse | 0 | 0 | 405.6006 | 402.0232 | 430.4034 | 447.1118 | 473.7249 | 479.8574 | 494.7555 | 505.2511 | 509.2211 | 507.7274 | 505.2505 | 504.1476 | 520.1875 | 533.0029 | 537.2504 | 0 | 0 | 0 | 0 | 0 | 0 | 0 | 0 | 0 | 0 | 0 | 0 | 0 | 7255.5153 | 4744.3248
9 | 320 | 323 | 320 323 Geothermal Heat Pump, EER=13, 10 tons / Warehouse | 0 | 0 | 211.0031 | 209.1421 | 223.9062 | 232.5983 | 246.443 | 249.6332 | 257.3837 | 262.8437 | 264.9088 | 264.1315 | 262.8436 | 262.2694 | 270.6135 | 277.2799 | 279.4906 | 0 | 0 | 0 | 0 | 0 | 0 | 0 | 0 | 0 | 0 | 0 | 0 | 0 | 3774.4906 | 2468.1103
9 | 320 | 326 | 320 326 DX Tune Up/ Advanced Diagnostics / Warehouse | 0 | 0 | 52.3123 | 51.8509 | 55.511 | 57.6663 | 61.0988 | 61.8897 | 63.8109 | 65.1649 | 65.6765 | 65.4838 | 0 | 0 | 0 | 0 | 0 | 0 | 0 | 0 | 0 | 0 | 0 | 0 | 0 | 0 | 0 | 0 | 0 | 0 | 600.4649 | 453.497
9 | 320 | 327 | 320 327 DX Coil Cleaning / Warehouse | 0 | 0 | 50.2487 | 49.8054 | 53.3202 | 55.3916 | 58.6897 | 0 | 0 | 0 | 0 | 0 | 0 | 0 | 0 | 0 | 0 | 0 | 0 | 0 | 0 | 0 | 0 | 0 | 0 | 0 | 0 | 0 | 0 | 0 | 267.4557 | 235.6579
9 | 320 | 329 | 320 329 Aerosole Duct Sealing / Warehouse | 0 | 0 | 104.7277 | 103.804 | 111.132 | 115.4462 | 122.3176 | 123.9011 | 127.7478 | 130.4579 | 131.483 | 131.0969 | 130.458 | 130.1726 | 134.3142 | 137.6233 | 138.7201 | 0 | 0 | 0 | 0 | 0 | 0 | 0 | 0 | 0 | 0 | 0 | 0 | 0 | 1873.4024 | 1225.0034
9 | 320 | 330 | 320 330 Duct/Pipe Insulation / Warehouse | 0 | 0 | 20.4296 | 20.2495 | 21.6789 | 22.5205 | 23.861 | 24.1698 | 24.9203 | 25.4492 | 25.6486 | 25.5731 | 0 | 0 | 0 | 0 | 0 | 0 | 0 | 0 | 0 | 0 | 0 | 0 | 0 | 0 | 0 | 0 | 0 | 0 | 234.5007 | 177.1051
9 | 320 | 334 | 320 334 Ceiling Insulation / Warehouse | 0 | 0 | 128.6654 | 127.5305 | 136.5315 | 141.8345 | 150.2783 | 152.2239 | 156.9472 | 160.2766 | 161.5356 | 161.0606 | 160.2778 | 159.9256 | 165.0153 | 169.0851 | 170.4299 | 174.6363 | 178.0259 | 179.4829 | 181.3017 | 183.2977 | 0 | 0 | 0 | 0 | 0 | 0 | 0 | 0 | 3198.3623 | 1814.9697
9 | 320 | 335 | 320 335 Roof Insulation / Warehouse | 0 | 0 | 47.3596 | 46.9419 | 50.2546 | 52.2069 | 55.3154 | 56.0315 | 57.7696 | 58.9952 | 59.4584 | 59.2838 | 58.9955 | 58.8656 | 60.7396 | 62.2364 | 62.7335 | 64.281 | 65.5287 | 66.0654 | 66.7342 | 67.468 | 0 | 0 | 0 | 0 | 0 | 0 | 0 | 0 | 1177.2649 | 668.0606
9 | 340 | 344 | 340 344 Aerosole Duct Sealing / Warehouse | 0 | 0 | 107.1008 | 106.1562 | 113.6502 | 118.0622 | 125.0893 | 126.7088 | 130.6426 | 133.4142 | 134.4625 | 134.0675 | 133.4142 | 133.1225 | 137.3582 | 140.742 | 141.8635 | 0 | 0 | 0 | 0 | 0 | 0 | 0 | 0 | 0 | 0 | 0 | 0 | 0 | 1915.8547 | 1252.7625
9 | 340 | 345 | 340 345 Duct/Pipe Insulation / Warehouse | 0 | 0 | 20.8424 | 20.6586 | 22.1168 | 22.9754 | 24.343 | 24.6582 | 25.4238 | 25.9633 | 26.1667 | 26.0898 | 0 | 0 | 0 | 0 | 0 | 0 | 0 | 0 | 0 | 0 | 0 | 0 | 0 | 0 | 0 | 0 | 0 | 0 | 239.238 | 180.6829
9 | 340 | 349 | 340 349 Ceiling Insulation / Warehouse | 0 | 0 | 131.4513 | 130.2918 | 139.4877 | 144.9055 | 153.5322 | 155.5198 | 160.3454 | 163.747 | 165.0334 | 164.5489 | 163.7479 | 163.3879 | 168.5884 | 172.7463 | 174.1199 | 178.4174 | 181.8811 | 183.3692 | 185.227 | 187.2674 | 0 | 0 | 0 | 0 | 0 | 0 | 0 | 0 | 3267.6155 | 1854.2684
9 | 340 | 351 | 340 351 Cool Roof - DX / Warehouse | 0 | 0 | 271.7761 | 269.3789 | 288.3939 | 299.5915 | 317.425 | 321.5343 | 331.515 | 338.5475 | 341.2075 | 340.2058 | 338.5485 | 337.8075 | 348.5559 | 357.1476 | 359.9915 | 0 | 0 | 0 | 0 | 0 | 0 | 0 | 0 | 0 | 0 | 0 | 0 | 0 | 4861.6265 | 3178.9783
9 | 360 | 361 | 360 361 HE PTAC, EER=9.6, 1 ton / Warehouse | 0 | 0 | 172.2074 | 170.6884 | 182.7364 | 189.8323 | 201.1322 | 203.736 | 210.0602 | 214.5163 | 216.2015 | 215.5671 | 214.5163 | 214.046 | 220.858 | 226.3013 | 228.1041 | 0 | 0 | 0 | 0 | 0 | 0 | 0 | 0 | 0 | 0 | 0 | 0 | 0 | 3080.5035 | 2014.3165
9 | 400 | 402 | 400 402 Variable Speed Drive Control / Warehouse | 0 | 0 | 79.4486 | 78.7479 | 84.3069 | 87.5798 | 92.7928 | 93.994 | 96.9121 | 98.9681 | 99.7456 | 99.4525 | 98.968 | 98.7515 | 101.8935 | 104.4037 | 105.2365 | 0 | 0 | 0 | 0 | 0 | 0 | 0 | 0 | 0 | 0 | 0 | 0 | 0 | 1421.2014 | 929.3126
9 | 400 | 403 | 400 403 Air Handler Optimization / Warehouse | 0 | 0 | 25.1759 | 24.9539 | 26.7154 | 27.7526 | 29.4044 | 29.7851 | 30.7099 | 31.3613 | 0 | 0 | 0 | 0 | 0 | 0 | 0 | 0 | 0 | 0 | 0 | 0 | 0 | 0 | 0 | 0 | 0 | 0 | 0 | 0 | 225.8585 | 181.1659
9 | 400 | 404 | 400 404 Electronically Commutated Motors (ECM) on an Air Handler Unit / Warehouse | 0 | 0 | 35.4939 | 35.1809 | 37.6644 | 39.1265 | 41.4553 | 41.9921 | 43.2958 | 44.2145 | 44.5615 | 44.4302 | 44.2146 | 44.1177 | 45.521 | 46.6431 | 47.0147 | 0 | 0 | 0 | 0 | 0 | 0 | 0 | 0 | 0 | 0 | 0 | 0 | 0 | 634.9262 | 415.1733
9 | 400 | 405 | 400 405 Demand Control Ventilation (DCV) / Warehouse | 0 | 0 | 38.4861 | 38.1467 | 40.8387 | 42.4253 | 44.9514 | 45.5333 | 46.9457 | 47.9417 | 48.318 | 48.1757 | 47.942 | 47.8366 | 49.3588 | 50.575 | 50.9796 | 0 | 0 | 0 | 0 | 0 | 0 | 0 | 0 | 0 | 0 | 0 | 0 | 0 | 688.4546 | 450.1749
9 | 400 | 406 | 400 406 Energy Recovery Ventilation (ERV) / Warehouse | 0 | 0 | 17.5406 | 17.3859 | 18.6128 | 19.3358 | 20.4871 | 20.7526 | 21.3963 | 21.85 | 22.0215 | 21.9565 | 21.8505 | 21.8021 | 22.4964 | 23.0506 | 23.2348 | 23.808 | 24.2699 | 24.4684 | 24.7163 | 24.988 | 0 | 0 | 0 | 0 | 0 | 0 | 0 | 0 | 436.0242 | 247.4299
9 | 600 | 603 | 600 603 Heat Pump Water Heater (air source) / Warehouse | 0 | 0 | 9.8021 | 9.7157 | 10.4015 | 10.8052 | 11.4484 | 11.5966 | 11.9567 | 12.2104 | 12.3062 | 12.2692 | 12.2106 | 12.1838 | 12.5712 | 12.8813 | 12.9836 | 0 | 0 | 0 | 0 | 0 | 0 | 0 | 0 | 0 | 0 | 0 | 0 | 0 | 175.3426 | 114.6551
9 | 600 | 606 | 600 606 Demand controlled circulating systems / Warehouse | 0 | 0 | 0.72226 | 0.71589 | 0.76644 | 0.79627 | 0.84352 | 0.85449 | 0.88102 | 0.8997 | 0.90679 | 0.90376 | 0.9001 | 0.89779 | 0.92666 | 0.94952 | 0.95709 | 0 | 0 | 0 | 0 | 0 | 0 | 0 | 0 | 0 | 0 | 0 | 0 | 0 | 12.9213 | 8.4489
9 | 600 | 608 | 600 608 Heat Recovery Unit / Warehouse | 0 | 0 | 10.8339 | 10.7384 | 11.4964 | 11.9426 | 12.6534 | 12.8173 | 13.2152 | 13.4958 | 13.6016 | 13.5611 | 0 | 0 | 0 | 0 | 0 | 0 | 0 | 0 | 0 | 0 | 0 | 0 | 0 | 0 | 0 | 0 | 0 | 0 | 124.3558 | 93.919
9 | 600 | 609 | 600 609 Heat Trap / Warehouse | 0 | 0 | 1.2382 | 1.2272 | 1.3139 | 1.365 | 1.4461 | 1.4648 | 1.5103 | 1.5424 | 1.5546 | 1.5498 | 0 | 0 | 0 | 0 | 0 | 0 | 0 | 0 | 0 | 0 | 0 | 0 | 0 | 0 | 0 | 0 | 0 | 0 | 14.2121 | 10.7336
9 | 600 | 610 | 600 610 Hot Water Pipe Insulation / Warehouse | 0 | 0 | 0.30955 | 0.30682 | 0.32847 | 0.3413 | 0.36151 | 0.36622 | 0.37758 | 0.38554 | 0.38846 | 0.38693 | 0.38562 | 0.38475 | 0.39735 | 0.40703 | 0.41011 | 0 | 0 | 0 | 0 | 0 | 0 | 0 | 0 | 0 | 0 | 0 | 0 | 0 | 5.5372 | 3.6207
9 | 700 | 701 | 700 701 PC Manual Power Management Enabling / Warehouse | 0 | 0 | 58.2967 | 57.7825 | 61.8616 | 64.263 | 0 | 0 | 0 | 0 | 0 | 0 | 0 | 0 | 0 | 0 | 0 | 0 | 0 | 0 | 0 | 0 | 0 | 0 | 0 | 0 | 0 | 0 | 0 | 0 | 242.2038 | 220.4032
9 | 700 | 702 | 700 702 PC Network Power Management Enabling / Warehouse | 0 | 0 | 58.2967 | 57.7825 | 61.8616 | 64.263 | 0 | 0 | 0 | 0 | 0 | 0 | 0 | 0 | 0 | 0 | 0 | 0 | 0 | 0 | 0 | 0 | 0 | 0 | 0 | 0 | 0 | 0 | 0 | 0 | 242.2038 | 220.4032
9 | 710 | 711 | 710 711 Energy Star or Better Monitor / Warehouse | 0 | 0 | 83.7822 | 83.0432 | 88.9056 | 92.3568 | 0 | 0 | 0 | 0 | 0 | 0 | 0 | 0 | 0 | 0 | 0 | 0 | 0 | 0 | 0 | 0 | 0 | 0 | 0 | 0 | 0 | 0 | 0 | 0 | 348.0877 | 316.7565
9 | 710 | 712 | 710 712 Monitor Power Management Enabling / Warehouse | 0 | 0 | 54.6854 | 54.2031 | 58.0295 | 60.2821 | 0 | 0 | 0 | 0 | 0 | 0 | 0 | 0 | 0 | 0 | 0 | 0 | 0 | 0 | 0 | 0 | 0 | 0 | 0 | 0 | 0 | 0 | 0 | 0 | 227.2001 | 206.7499
9 | 720 | 722 | 720 722 Monitor Power Management Enabling / Warehouse | 0 | 0 | 0.10318 | 0.10227 | 0.10949 | 0.11374 | 0 | 0 | 0 | 0 | 0 | 0 | 0 | 0 | 0 | 0 | 0 | 0 | 0 | 0 | 0 | 0 | 0 | 0 | 0 | 0 | 0 | 0 | 0 | 0 | 0.42868 | 0.3901
9 | 730 | 732 | 730 732 Copier Power Management Enabling / Warehouse | 0 | 0 | 10.5244 | 10.4316 | 11.1679 | 11.6014 | 12.2919 | 12.4511 | 0 | 0 | 0 | 0 | 0 | 0 | 0 | 0 | 0 | 0 | 0 | 0 | 0 | 0 | 0 | 0 | 0 | 0 | 0 | 0 | 0 | 0 | 68.4684 | 58.4607
9 | 740 | 741 | 740 741 Printer Power Management Enabling / Warehouse | 0 | 0 | 66.7575 | 66.1687 | 70.8398 | 73.5897 | 77.97 | 0 | 0 | 0 | 0 | 0 | 0 | 0 | 0 | 0 | 0 | 0 | 0 | 0 | 0 | 0 | 0 | 0 | 0 | 0 | 0 | 0 | 0 | 0 | 355.3256 | 313.0812
9 | 800 | 801 | 800 801 Convection Oven / Warehouse | 0 | 0 | 0.10318 | 0.10227 | 0.10949 | 0.11374 | 0.12051 | 0.12207 | 0.12586 | 0.12853 | 0.12954 | 0.12916 | 0 | 0 | 0 | 0 | 0 | 0 | 0 | 0 | 0 | 0 | 0 | 0 | 0 | 0 | 0 | 0 | 0 | 0 | 1.1844 | 0.89447
9 | 810 | 811 | 810 811 Efficient Fryer / Warehouse | 0 | 0 | 0.10318 | 0.10227 | 0.10949 | 0.11374 | 0.12051 | 0.12207 | 0.12586 | 0.12853 | 0.12954 | 0.12916 | 0 | 0 | 0 | 0 | 0 | 0 | 0 | 0 | 0 | 0 | 0 | 0 | 0 | 0 | 0 | 0 | 0 | 0 | 1.1844 | 0.89447
9 | 900 | 901 | 900 901 Vending Misers (cooled machines only) / Warehouse | 0 | 0 | 72.1228 | 71.4868 | 76.5333 | 79.5042 | 84.2364 | 85.327 | 87.976 | 89.8424 | 90.5481 | 90.2821 | 0 | 0 | 0 | 0 | 0 | 0 | 0 | 0 | 0 | 0 | 0 | 0 | 0 | 0 | 0 | 0 | 0 | 0 | 827.8589 | 625.2349
10 | 110 | 111 | 110 111 Premium T8, Elecctronic Ballast / Hotel or Motel | 0 | 0 | 365.8762 | 362.6492 | 388.2489 | 403.3222 | 427.3297 | 432.8615 | 446.2993 | 455.7669 | 459.3477 | 458 | 455.7671 | 454.7715 | 469.2409 | 480.804 | 484.6335 | 496.5864 | 506.2275 | 510.3758 | 515.5531 | 0 | 0 | 0 | 0 | 0 | 0 | 0 | 0 | 0 | 8573.6614 | 5002.5134
10 | 110 | 114 | 110 114 Continuous Dimming / Hotel or Motel | 0 | 0 | 812.9551 | 805.785 | 862.6689 | 896.1575 | 949.4987 | 961.7899 | 991.6506 | 1012.687 | 1020.645 | 1017.651 | 1012.686 | 1010.478 | 1042.625 | 1068.313 | 0 | 0 | 0 | 0 | 0 | 0 | 0 | 0 | 0 | 0 | 0 | 0 | 0 | 0 | 13465.5907 | 9061.1336
10 | 110 | 115 | 110 115 Lighting Control Tuneup / Hotel or Motel | 0 | 0 | 84.2981 | 83.5545 | 89.453 | 92.9255 | 98.4567 | 99.7313 | 0 | 0 | 0 | 0 | 0 | 0 | 0 | 0 | 0 | 0 | 0 | 0 | 0 | 0 | 0 | 0 | 0 | 0 | 0 | 0 | 0 | 0 | 548.4191 | 468.2592
10 | 120 | 121 | 120 121 ROB Premium T8, 1EB / Hotel or Motel | 0 | 0 | 158.1749 | 156.7798 | 167.8468 | 174.3635 | 184.7423 | 187.1338 | 192.9432 | 197.0362 | 198.5842 | 198.0011 | 197.0364 | 196.6053 | 202.861 | 207.8596 | 209.5159 | 214.6832 | 218.8507 | 220.6446 | 222.8829 | 0 | 0 | 0 | 0 | 0 | 0 | 0 | 0 | 0 | 3706.5454 | 2162.6752
10 | 120 | 122 | 120 122 ROB Premium T8, EB, Reflector / Hotel or Motel | 0 | 0 | 638.5809 | 632.9485 | 677.6306 | 703.9373 | 745.8384 | 755.4935 | 778.9473 | 795.471 | 801.7214 | 799.3692 | 795.4722 | 793.736 | 818.9859 | 839.171 | 845.8541 | 866.7151 | 883.5427 | 890.7827 | 899.8184 | 0 | 0 | 0 | 0 | 0 | 0 | 0 | 0 | 0 | 14964.0162 | 8731.1234
10 | 120 | 123 | 120 123 Occupancy Sensor / Hotel or Motel | 0 | 0 | 202.1296 | 200.3468 | 214.4891 | 222.8167 | 236.0797 | 239.1358 | 246.5596 | 251.79 | 253.7681 | 253.0237 | 251.7903 | 0 | 0 | 0 | 0 | 0 | 0 | 0 | 0 | 0 | 0 | 0 | 0 | 0 | 0 | 0 | 0 | 0 | 2571.9294 | 1886.8603
10 | 120 | 124 | 120 124 Lighting Control Tuneup / Hotel or Motel | 0 | 0 | 51.59 | 51.135 | 54.7448 | 56.8698 | 60.2549 | 61.035 | 0 | 0 | 0 | 0 | 0 | 0 | 0 | 0 | 0 | 0 | 0 | 0 | 0 | 0 | 0 | 0 | 0 | 0 | 0 | 0 | 0 | 0 | 335.6296 | 286.5721
10 | 130 | 131 | 130 131 CFL Screw-in 18W / Hotel or Motel | 0 | 0 | 2846.185 | 2821.102 | 0 | 0 | 0 | 0 | 0 | 0 | 0 | 0 | 0 | 0 | 0 | 0 | 0 | 0 | 0 | 0 | 0 | 0 | 0 | 0 | 0 | 0 | 0 | 0 | 0 | 0 | 5667.287 | 5496.0063
10 | 150 | 151 | 150 151 PSMH, 250W, magnetic ballast / Hotel or Motel | 0 | 0 | 664.2728 | 658.4141 | 704.894 | 732.2582 | 775.8438 | 785.887 | 810.2866 | 827.4755 | 833.9777 | 831.5314 | 827.4749 | 825.6701 | 0 | 0 | 0 | 0 | 0 | 0 | 0 | 0 | 0 | 0 | 0 | 0 | 0 | 0 | 0 | 0 | 9277.9861 | 6615.4796
10 | 150 | 152 | 150 152 PSMH, 250 W, electronic ballast / Hotel or Motel | 0 | 0 | 767.8655 | 761.0931 | 814.8218 | 846.4531 | 896.8359 | 908.4452 | 936.6498 | 956.5193 | 964.0353 | 961.2071 | 956.5189 | 954.4327 | 0 | 0 | 0 | 0 | 0 | 0 | 0 | 0 | 0 | 0 | 0 | 0 | 0 | 0 | 0 | 0 | 10724.8777 | 7647.1564
10 | 150 | 153 | 150 153 High Bay T5 / Hotel or Motel | 0 | 0 | 884.4589 | 876.6573 | 938.5443 | 974.9799 | 1033.014 | 1046.387 | 1078.871 | 1101.757 | 1110.415 | 1107.156 | 1101.76 | 1099.355 | 0 | 0 | 0 | 0 | 0 | 0 | 0 | 0 | 0 | 0 | 0 | 0 | 0 | 0 | 0 | 0 | 12353.3554 | 8808.3091
10 | 160 | 161 | 160 161 LED Exit Sign / Hotel or Motel | 0 | 0 | 3.3018 | 3.2726 | 3.5036 | 3.6397 | 3.8563 | 3.9063 | 4.0275 | 4.113 | 4.1454 | 4.1329 | 4.1133 | 4.104 | 4.2348 | 4.3394 | 4.3734 | 4.4816 | 0 | 0 | 0 | 0 | 0 | 0 | 0 | 0 | 0 | 0 | 0 | 0 | 63.5456 | 40.3727
10 | 200 | 201 | 200 201 High Pressure Sodium 250W Lamp / Hotel or Motel | 0 | 0 | 185.0017 | 183.3701 | 196.3149 | 203.9358 | 216.0745 | 0 | 0 | 0 | 0 | 0 | 0 | 0 | 0 | 0 | 0 | 0 | 0 | 0 | 0 | 0 | 0 | 0 | 0 | 0 | 0 | 0 | 0 | 0 | 984.697 | 867.627
10 | 200 | 202 | 200 202 Outdoor Lighting Controls (Photocell/Timeclock) / Hotel or Motel | 0 | 0 | 146.1029 | 144.8143 | 155.0373 | 161.056 | 170.6422 | 0 | 0 | 0 | 0 | 0 | 0 | 0 | 0 | 0 | 0 | 0 | 0 | 0 | 0 | 0 | 0 | 0 | 0 | 0 | 0 | 0 | 0 | 0 | 777.6527 | 685.1981
10 | 210 | 211 | 210 211 Outdoor Lighting Controls (Photocell/Timeclock) / Hotel or Motel | 0 | 0 | 69.337 | 68.7254 | 73.577 | 76.4332 | 80.9827 | 0 | 0 | 0 | 0 | 0 | 0 | 0 | 0 | 0 | 0 | 0 | 0 | 0 | 0 | 0 | 0 | 0 | 0 | 0 | 0 | 0 | 0 | 0 | 369.0553 | 325.1785
10 | 300 | 301 | 300 301 Centrifugal Chiller, 0.51 kW/ton, 500 tons / Hotel or Motel | 0 | 0 | 756.3093 | 749.6383 | 802.5582 | 833.7148 | 883.3406 | 894.7759 | 922.5534 | 942.1237 | 949.5262 | 946.7407 | 942.1252 | 940.0692 | 969.9712 | 993.8806 | 1001.795 | 1026.501 | 1046.432 | 1055.007 | 1065.708 | 1077.438 | 0 | 0 | 0 | 0 | 0 | 0 | 0 | 0 | 18800.2083 | 10668.5426
10 | 300 | 302 | 300 302 High Efficiency Chiller Motors / Hotel or Motel | 0 | 0 | 194.907 | 193.188 | 206.8257 | 214.8549 | 227.6435 | 230.5904 | 237.7494 | 242.793 | 244.7006 | 243.9828 | 242.7925 | 242.2624 | 249.9705 | 256.1284 | 258.1703 | 264.5361 | 269.6734 | 271.883 | 274.6414 | 277.6633 | 0 | 0 | 0 | 0 | 0 | 0 | 0 | 0 | 4844.9566 | 2749.3656
10 | 300 | 304 | 300 304 EMS - Chiller / Hotel or Motel | 0 | 0 | 677.9958 | 672.016 | 719.4562 | 747.3856 | 791.8717 | 802.1224 | 827.0259 | 844.5699 | 851.2065 | 848.7098 | 0 | 0 | 0 | 0 | 0 | 0 | 0 | 0 | 0 | 0 | 0 | 0 | 0 | 0 | 0 | 0 | 0 | 0 | 7782.3598 | 5877.5731
10 | 300 | 305 | 300 305 Chiller Tune Up/Diagnostics / Hotel or Motel | 0 | 0 | 512.8036 | 508.2808 | 544.1561 | 565.294 | 598.9439 | 606.6988 | 625.5237 | 638.7932 | 643.8128 | 641.9221 | 0 | 0 | 0 | 0 | 0 | 0 | 0 | 0 | 0 | 0 | 0 | 0 | 0 | 0 | 0 | 0 | 0 | 0 | 5886.229 | 4445.5332
10 | 300 | 306 | 300 306 VSD for Chiller Pumps and Towers / Hotel or Motel | 0 | 0 | 639.8191 | 634.1761 | 678.9448 | 705.3018 | 747.2831 | 756.9564 | 780.4576 | 797.0137 | 803.2764 | 800.9202 | 797.0137 | 795.2749 | 820.5758 | 840.793 | 847.4919 | 0 | 0 | 0 | 0 | 0 | 0 | 0 | 0 | 0 | 0 | 0 | 0 | 0 | 11445.2985 | 7483.9907
10 | 300 | 307 | 300 307 EMS Optimization / Hotel or Motel | 0 | 0 | 315.5244 | 312.7415 | 334.8193 | 347.8169 | 368.5198 | 0 | 0 | 0 | 0 | 0 | 0 | 0 | 0 | 0 | 0 | 0 | 0 | 0 | 0 | 0 | 0 | 0 | 0 | 0 | 0 | 0 | 0 | 0 | 1679.4219 | 1479.7565
10 | 300 | 308 | 300 308 Aerosole Duct Sealing / Hotel or Motel | 0 | 0 | 637.6523 | 632.0285 | 676.6458 | 702.9129 | 744.7522 | 754.3931 | 777.8146 | 794.3148 | 800.5565 | 798.2075 | 794.3146 | 792.5815 | 817.7971 | 837.9447 | 844.6216 | 0 | 0 | 0 | 0 | 0 | 0 | 0 | 0 | 0 | 0 | 0 | 0 | 0 | 11406.5377 | 7458.6455
10 | 300 | 309 | 300 309 Duct/Pipe Insulation / Hotel or Motel | 0 | 0 | 124.0224 | 122.9285 | 131.6064 | 136.7155 | 144.853 | 146.7282 | 151.2836 | 154.4931 | 155.7068 | 155.2499 | 0 | 0 | 0 | 0 | 0 | 0 | 0 | 0 | 0 | 0 | 0 | 0 | 0 | 0 | 0 | 0 | 0 | 0 | 1423.5874 | 1075.1545
10 | 300 | 311 | 300 311 Window Film (Standard) / Hotel or Motel | 0 | 0 | 340.4939 | 337.4906 | 361.3142 | 375.3425 | 397.6848 | 402.8331 | 415.3378 | 424.1483 | 427.4808 | 426.2259 | 0 | 0 | 0 | 0 | 0 | 0 | 0 | 0 | 0 | 0 | 0 | 0 | 0 | 0 | 0 | 0 | 0 | 0 | 3908.3519 | 2951.7558
10 | 300 | 313 | 300 313 Ceiling Insulation / Hotel or Motel | 0 | 0 | 782.9152 | 776.0208 | 830.7985 | 863.0666 | 914.4404 | 926.2809 | 955.0247 | 975.284 | 982.9482 | 980.0656 | 975.316 | 973.1603 | 1004.117 | 1028.873 | 1037.068 | 1062.648 | 1083.275 | 1092.14 | 1103.223 | 1115.379 | 0 | 0 | 0 | 0 | 0 | 0 | 0 | 0 | 19462.0442 | 11044.0942
10 | 300 | 314 | 300 314 Roof Insulation / Hotel or Motel | 0 | 0 | 287.4594 | 284.924 | 305.0365 | 316.8799 | 335.7423 | 340.0885 | 350.6457 | 358.0837 | 360.8975 | 359.8387 | 358.0844 | 357.3014 | 368.6704 | 377.7567 | 380.7652 | 390.1574 | 397.7305 | 400.9893 | 405.0562 | 409.5139 | 0 | 0 | 0 | 0 | 0 | 0 | 0 | 0 | 7145.6216 | 4054.9204
10 | 300 | 317 | 300 317 Thermal Energy Storage (TES) Positive / Hotel or Motel | 0 | 0 | 777.8761 | 771.0142 | 825.4396 | 857.4839 | 908.5255 | 920.2881 | 948.8597 | 968.9737 | 976.5881 | 973.7188 | 968.9832 | 966.8694 | 997.624 | 1022.18 | 1030.352 | 1055.742 | 1076.234 | 1085.075 | 1096.093 | 1108.158 | 1116.074 | 1129.417 | 1147.507 | 1160.474 | 1180.229 | 1196.886 | 1246.194 | 1290.376 | 28803.2353 | 13153.593
10 | 300 | 317 | 300 317 Thermal Energy Storage (TES) Negative / Hotel or Motel | 0 | 0 | -1179.346 | -1168.945 | -1251.469 | -1300.047 | -1377.428 | -1395.259 | -1438.578 | -1469.096 | -1480.641 | -1476.297 | -1469.097 | -1465.896 | -1512.531 | -1549.792 | -1562.137 | -1600.655 | -1631.745 | -1645.119 | -1661.806 | -1680.094 | -1692.096 | -1712.327 | -1739.758 | -1759.532 | -1789.365 | -1814.625 | -1889.377 | -1956.357 | -43669.415 | -19942.5121
10 | 320 | 321 | 320 321 DX Packaged System, EER=10.9, 10 tons / Hotel or Motel | 0 | 0 | 590.2927 | 585.0858 | 626.3882 | 650.7075 | 689.4415 | 698.3665 | 720.0447 | 735.3188 | 741.0962 | 738.9211 | 735.3218 | 733.7154 | 757.0538 | 775.7179 | 781.8932 | 0 | 0 | 0 | 0 | 0 | 0 | 0 | 0 | 0 | 0 | 0 | 0 | 0 | 10559.3651 | 6904.6843
10 | 320 | 322 | 320 322 Hybrid Dessicant-DX System (Trane CDQ) / Hotel or Motel | 0 | 0 | 3924.651 | 3890.042 | 4164.663 | 4326.327 | 4583.841 | 4643.18 | 4787.334 | 4888.892 | 4927.308 | 4912.851 | 4888.89 | 4878.237 | 5033.411 | 5157.419 | 5198.521 | 0 | 0 | 0 | 0 | 0 | 0 | 0 | 0 | 0 | 0 | 0 | 0 | 0 | 70205.567 | 45906.871
10 | 320 | 323 | 320 323 Geothermal Heat Pump, EER=13, 10 tons / Hotel or Motel | 0 | 0 | 2041.726 | 2023.718 | 2166.584 | 2250.687 | 2384.653 | 2415.523 | 2490.517 | 2543.35 | 2563.335 | 2555.814 | 2543.349 | 2537.807 | 2618.532 | 2683.055 | 2704.429 | 0 | 0 | 0 | 0 | 0 | 0 | 0 | 0 | 0 | 0 | 0 | 0 | 0 | 36523.079 | 23882.155
10 | 320 | 326 | 320 326 DX Tune Up/ Advanced Diagnostics / Hotel or Motel | 0 | 0 | 506.201 | 501.7363 | 537.1552 | 558.0087 | 591.2232 | 598.8766 | 617.469 | 630.5674 | 635.5222 | 633.6577 | 0 | 0 | 0 | 0 | 0 | 0 | 0 | 0 | 0 | 0 | 0 | 0 | 0 | 0 | 0 | 0 | 0 | 0 | 5810.4173 | 4388.2773
10 | 320 | 327 | 320 327 DX Coil Cleaning / Hotel or Motel | 0 | 0 | 486.3904 | 482.0997 | 516.1277 | 536.1761 | 568.0931 | 0 | 0 | 0 | 0 | 0 | 0 | 0 | 0 | 0 | 0 | 0 | 0 | 0 | 0 | 0 | 0 | 0 | 0 | 0 | 0 | 0 | 0 | 0 | 2588.887 | 2281.0946
10 | 320 | 329 | 320 329 Aerosole Duct Sealing / Hotel or Motel | 0 | 0 | 1013.847 | 1004.905 | 1075.846 | 1117.609 | 1184.132 | 1199.461 | 1236.7 | 1262.935 | 1272.859 | 1269.125 | 1262.935 | 1260.181 | 1300.271 | 1332.306 | 1342.921 | 0 | 0 | 0 | 0 | 0 | 0 | 0 | 0 | 0 | 0 | 0 | 0 | 0 | 18136.033 | 11859.0096
10 | 320 | 330 | 320 330 Duct/Pipe Insulation / Hotel or Motel | 0 | 0 | 197.6929 | 195.9493 | 209.782 | 217.9258 | 230.8973 | 233.8863 | 241.1477 | 246.2633 | 248.1983 | 247.4696 | 0 | 0 | 0 | 0 | 0 | 0 | 0 | 0 | 0 | 0 | 0 | 0 | 0 | 0 | 0 | 0 | 0 | 0 | 2269.2125 | 1713.8071
10 | 320 | 334 | 320 334 Ceiling Insulation / Hotel or Motel | 0 | 0 | 1243.594 | 1232.647 | 1319.669 | 1370.907 | 1452.521 | 1471.326 | 1516.993 | 1549.17 | 1561.343 | 1556.751 | 1549.207 | 1545.8 | 1594.97 | 1634.285 | 1647.305 | 1687.936 | 1720.716 | 1734.786 | 1752.405 | 1771.701 | 0 | 0 | 0 | 0 | 0 | 0 | 0 | 0 | 30914.032 | 17542.7215
10 | 320 | 335 | 320 335 Roof Insulation / Hotel or Motel | 0 | 0 | 457.8095 | 453.7713 | 485.8041 | 504.6649 | 534.7051 | 541.6272 | 558.4404 | 570.2865 | 574.7674 | 573.0807 | 570.2885 | 569.0421 | 587.1458 | 601.6183 | 606.4078 | 621.3657 | 633.4282 | 638.6179 | 645.095 | 652.1971 | 0 | 0 | 0 | 0 | 0 | 0 | 0 | 0 | 11380.1635 | 6457.8924
10 | 340 | 344 | 340 344 Aerosole Duct Sealing / Hotel or Motel | 0 | 0 | 1036.649 | 1027.506 | 1100.043 | 1142.746 | 1210.765 | 1226.438 | 1264.515 | 1291.34 | 1301.487 | 1297.67 | 1291.339 | 1288.524 | 1329.516 | 1362.272 | 1373.125 | 0 | 0 | 0 | 0 | 0 | 0 | 0 | 0 | 0 | 0 | 0 | 0 | 0 | 18543.935 | 12125.733
10 | 340 | 345 | 340 345 Duct/Pipe Insulation / Hotel or Motel | 0 | 0 | 202.0264 | 200.2446 | 214.3805 | 222.703 | 235.9587 | 239.0131 | 246.4338 | 251.6616 | 253.6389 | 252.8952 | 0 | 0 | 0 | 0 | 0 | 0 | 0 | 0 | 0 | 0 | 0 | 0 | 0 | 0 | 0 | 0 | 0 | 0 | 2318.9558 | 1751.3752
10 | 340 | 349 | 340 349 Ceiling Insulation / Hotel or Motel | 0 | 0 | 1271.659 | 1260.464 | 1349.45 | 1401.843 | 1485.3 | 1504.529 | 1551.227 | 1584.13 | 1596.578 | 1591.881 | 1584.168 | 1580.684 | 1630.965 | 1671.165 | 1684.479 | 1726.029 | 1759.548 | 1773.935 | 1791.953 | 1811.682 | 0 | 0 | 0 | 0 | 0 | 0 | 0 | 0 | 31611.669 | 17938.6076
10 | 340 | 351 | 340 351 Cool Roof - DX / Hotel or Motel | 0 | 0 | 2416.338 | 2395.044 | 2564.132 | 2663.669 | 2822.236 | 2858.772 | 2947.513 | 3010.039 | 3033.691 | 3024.77 | 3010.069 | 3003.449 | 3099.023 | 3175.387 | 3200.695 | 0 | 0 | 0 | 0 | 0 | 0 | 0 | 0 | 0 | 0 | 0 | 0 | 0 | 43224.827 | 28264.3559
10 | 360 | 361 | 360 361 HE PTAC, EER=9.6, 1 ton / Hotel or Motel | 0 | 0 | 1666.334 | 1651.653 | 1768.251 | 1836.896 | 1946.245 | 1971.439 | 2032.637 | 2075.757 | 2092.066 | 2085.918 | 2075.778 | 2071.236 | 2137.122 | 2189.778 | 2207.236 | 0 | 0 | 0 | 0 | 0 | 0 | 0 | 0 | 0 | 0 | 0 | 0 | 0 | 29808.346 | 19491.4271
10 | 400 | 402 | 400 402 Variable Speed Drive Control / Hotel or Motel | 0 | 0 | 453.992 | 449.9879 | 481.7544 | 500.456 | 530.2444 | 537.1084 | 553.7839 | 565.5317 | 569.9753 | 568.3034 | 565.5314 | 564.297 | 582.2504 | 596.5947 | 601.3488 | 0 | 0 | 0 | 0 | 0 | 0 | 0 | 0 | 0 | 0 | 0 | 0 | 0 | 8121.1597 | 5310.3628
10 | 400 | 403 | 400 403 Air Handler Optimization / Hotel or Motel | 0 | 0 | 143.5234 | 142.2576 | 152.3001 | 158.2123 | 167.6295 | 169.7995 | 175.0711 | 178.7852 | 0 | 0 | 0 | 0 | 0 | 0 | 0 | 0 | 0 | 0 | 0 | 0 | 0 | 0 | 0 | 0 | 0 | 0 | 0 | 0 | 1287.5787 | 1032.7944
10 | 400 | 404 | 400 404 Electronically Commutated Motors (ECM) on an Air Handler Unit / Hotel or Motel | 0 | 0 | 202.5424 | 200.756 | 214.9282 | 223.2715 | 236.5613 | 239.6236 | 247.0631 | 252.3042 | 254.2866 | 253.5407 | 252.3043 | 251.7533 | 259.763 | 266.1618 | 268.2837 | 0 | 0 | 0 | 0 | 0 | 0 | 0 | 0 | 0 | 0 | 0 | 0 | 0 | 3623.1437 | 2369.1455
10 | 400 | 405 | 400 405 Demand Control Ventilation (DCV) / Hotel or Motel | 0 | 0 | 218.5352 | 216.6076 | 231.897 | 240.9026 | 255.2445 | 258.5497 | 266.5712 | 272.226 | 274.3645 | 273.5587 | 272.2287 | 271.631 | 280.2783 | 287.1906 | 289.4705 | 0 | 0 | 0 | 0 | 0 | 0 | 0 | 0 | 0 | 0 | 0 | 0 | 0 | 3909.2561 | 2556.2287
10 | 400 | 406 | 400 406 Energy Recovery Ventilation (ERV) / Hotel or Motel | 0 | 0 | 99.8782 | 98.9972 | 105.9839 | 110.101 | 116.6558 | 118.1665 | 121.8323 | 124.417 | 125.394 | 125.0259 | 124.4178 | 124.1443 | 128.0956 | 131.2544 | 132.2989 | 135.5643 | 138.1955 | 139.3268 | 140.7377 | 142.2875 | 0 | 0 | 0 | 0 | 0 | 0 | 0 | 0 | 2482.7747 | 1408.8958
10 | 600 | 603 | 600 603 Heat Pump Water Heater (air source) / Hotel or Motel | 0 | 0 | 1080.294 | 1070.766 | 1146.357 | 1190.858 | 1261.74 | 1278.073 | 1317.754 | 1345.708 | 1356.282 | 1352.303 | 1345.707 | 1342.774 | 1385.492 | 1419.626 | 1430.937 | 0 | 0 | 0 | 0 | 0 | 0 | 0 | 0 | 0 | 0 | 0 | 0 | 0 | 19324.671 | 12636.2499
10 | 600 | 606 | 600 606 Demand controlled circulating systems / Hotel or Motel | 0 | 0 | 76.4564 | 75.782 | 81.1318 | 84.2811 | 89.2979 | 90.4539 | 93.2622 | 95.2408 | 95.989 | 95.7068 | 95.2403 | 95.0327 | 98.056 | 100.4721 | 101.2728 | 0 | 0 | 0 | 0 | 0 | 0 | 0 | 0 | 0 | 0 | 0 | 0 | 0 | 1367.6757 | 894.3124
10 | 600 | 608 | 600 608 Heat Recovery Unit / Hotel or Motel | 0 | 0 | 1183.474 | 1173.036 | 1255.847 | 1304.598 | 1382.25 | 1400.143 | 1443.614 | 1474.238 | 1485.822 | 1481.463 | 0 | 0 | 0 | 0 | 0 | 0 | 0 | 0 | 0 | 0 | 0 | 0 | 0 | 0 | 0 | 0 | 0 | 0 | 13584.485 | 10259.5879
10 | 600 | 609 | 600 609 Heat Trap / Hotel or Motel | 0 | 0 | 138.4676 | 137.2463 | 146.9351 | 152.6391 | 161.7245 | 163.818 | 168.904 | 172.4872 | 173.8425 | 173.3316 | 0 | 0 | 0 | 0 | 0 | 0 | 0 | 0 | 0 | 0 | 0 | 0 | 0 | 0 | 0 | 0 | 0 | 0 | 1589.3959 | 1200.3804
10 | 600 | 610 | 600 610 Hot Water Pipe Insulation / Hotel or Motel | 0 | 0 | 30.2318 | 29.9651 | 32.0805 | 33.3258 | 35.3093 | 35.7665 | 36.877 | 37.6594 | 37.9551 | 37.8432 | 37.6592 | 37.577 | 38.7727 | 39.7278 | 40.0442 | 0 | 0 | 0 | 0 | 0 | 0 | 0 | 0 | 0 | 0 | 0 | 0 | 0 | 540.7945 | 353.6214
10 | 700 | 701 | 700 701 PC Manual Power Management Enabling / Hotel or Motel | 0 | 0 | 28.4777 | 28.2265 | 30.2191 | 31.3923 | 0 | 0 | 0 | 0 | 0 | 0 | 0 | 0 | 0 | 0 | 0 | 0 | 0 | 0 | 0 | 0 | 0 | 0 | 0 | 0 | 0 | 0 | 0 | 0 | 118.3156 | 107.6661
10 | 700 | 702 | 700 702 PC Network Power Management Enabling / Hotel or Motel | 0 | 0 | 28.4777 | 28.2265 | 30.2191 | 31.3923 | 0 | 0 | 0 | 0 | 0 | 0 | 0 | 0 | 0 | 0 | 0 | 0 | 0 | 0 | 0 | 0 | 0 | 0 | 0 | 0 | 0 | 0 | 0 | 0 | 118.3156 | 107.6661
10 | 710 | 711 | 710 711 Energy Star or Better Monitor / Hotel or Motel | 0 | 0 | 40.8593 | 40.4989 | 43.3579 | 45.0409 | 0 | 0 | 0 | 0 | 0 | 0 | 0 | 0 | 0 | 0 | 0 | 0 | 0 | 0 | 0 | 0 | 0 | 0 | 0 | 0 | 0 | 0 | 0 | 0 | 169.757 | 154.4772
10 | 710 | 712 | 710 712 Monitor Power Management Enabling / Hotel or Motel | 0 | 0 | 26.7236 | 26.488 | 28.3578 | 29.4587 | 0 | 0 | 0 | 0 | 0 | 0 | 0 | 0 | 0 | 0 | 0 | 0 | 0 | 0 | 0 | 0 | 0 | 0 | 0 | 0 | 0 | 0 | 0 | 0 | 111.028 | 101.0344
10 | 730 | 732 | 730 732 Copier Power Management Enabling / Hotel or Motel | 0 | 0 | 5.8813 | 5.8294 | 6.2409 | 6.4832 | 6.869 | 6.958 | 0 | 0 | 0 | 0 | 0 | 0 | 0 | 0 | 0 | 0 | 0 | 0 | 0 | 0 | 0 | 0 | 0 | 0 | 0 | 0 | 0 | 0 | 38.2617 | 32.6691
10 | 740 | 741 | 740 741 Printer Power Management Enabling / Hotel or Motel | 0 | 0 | 40.6529 | 40.2944 | 43.1389 | 44.8134 | 47.4808 | 0 | 0 | 0 | 0 | 0 | 0 | 0 | 0 | 0 | 0 | 0 | 0 | 0 | 0 | 0 | 0 | 0 | 0 | 0 | 0 | 0 | 0 | 0 | 216.3804 | 190.6551
10 | 800 | 801 | 800 801 Convection Oven / Hotel or Motel | 0 | 0 | 29.5095 | 29.2493 | 31.314 | 32.5297 | 34.4658 | 34.912 | 35.996 | 36.7597 | 37.0481 | 36.939 | 0 | 0 | 0 | 0 | 0 | 0 | 0 | 0 | 0 | 0 | 0 | 0 | 0 | 0 | 0 | 0 | 0 | 0 | 338.7229 | 255.8183
10 | 810 | 811 | 810 811 Efficient Fryer / Hotel or Motel | 0 | 0 | 1.6509 | 1.6363 | 1.7518 | 1.8199 | 1.9281 | 1.9531 | 2.0137 | 2.0565 | 2.0726 | 2.0664 | 0 | 0 | 0 | 0 | 0 | 0 | 0 | 0 | 0 | 0 | 0 | 0 | 0 | 0 | 0 | 0 | 0 | 0 | 18.9493 | 14.3114
10 | 900 | 901 | 900 901 Vending Misers (cooled machines only) / Hotel or Motel | 0 | 0 | 89.3539 | 88.5658 | 94.8179 | 98.4988 | 104.3616 | 105.7128 | 108.9946 | 111.307 | 112.1813 | 111.8517 | 0 | 0 | 0 | 0 | 0 | 0 | 0 | 0 | 0 | 0 | 0 | 0 | 0 | 0 | 0 | 0 | 0 | 0 | 1025.6454 | 774.6117
11 | 110 | 111 | 110 111 Premium T8, Elecctronic Ballast / Other | 0 | 0 | 629.9138 | 624.3577 | 668.4335 | 694.3831 | 735.7155 | 745.2397 | 768.3749 | 784.6744 | 790.84 | 788.5197 | 784.676 | 782.9629 | 807.8701 | 827.7816 | 834.3734 | 854.9515 | 871.5511 | 878.6924 | 887.6056 | 897.3747 | 903.7841 | 914.5898 | 929.2467 | 939.7844 | 955.7377 | 969.2343 | 0 | 0 | 21270.6686 | 10261.1131
11 | 110 | 114 | 110 114 Continuous Dimming / Other | 0 | 0 | 1399.74 | 1387.394 | 1485.337 | 1542.997 | 1634.84 | 1656.003 | 1707.416 | 1743.636 | 1757.337 | 1752.181 | 1743.635 | 1739.836 | 1795.177 | 1839.416 | 1854.068 | 1899.786 | 1936.682 | 1952.553 | 1972.359 | 0 | 0 | 0 | 0 | 0 | 0 | 0 | 0 | 0 | 32800.393 | 19138.2015
11 | 110 | 115 | 110 115 Lighting Control Tuneup / Other | 0 | 0 | 145.0711 | 143.7916 | 153.9422 | 159.9184 | 169.4371 | 171.6306 | 0 | 0 | 0 | 0 | 0 | 0 | 0 | 0 | 0 | 0 | 0 | 0 | 0 | 0 | 0 | 0 | 0 | 0 | 0 | 0 | 0 | 0 | 943.791 | 805.8414
11 | 120 | 121 | 120 121 ROB Premium T8, 1EB / Other | 0 | 0 | 272.292 | 269.8903 | 288.9417 | 300.1601 | 318.0268 | 322.1437 | 332.1443 | 339.1902 | 341.8556 | 340.8525 | 339.1907 | 338.4484 | 349.2175 | 357.8228 | 360.6736 | 369.5687 | 376.744 | 379.8313 | 383.6841 | 387.9054 | 390.6779 | 395.3485 | 401.6851 | 406.2354 | 413.136 | 418.9691 | 0 | 0 | 9194.6357 | 4435.5545
11 | 120 | 122 | 120 122 ROB Premium T8, EB, Reflector / Other | 0 | 0 | 1099.486 | 1089.788 | 1166.721 | 1212.014 | 1284.158 | 1300.782 | 1341.163 | 1369.614 | 1380.375 | 1376.325 | 1369.616 | 1366.629 | 1410.095 | 1444.854 | 1456.36 | 1492.277 | 1521.253 | 1533.718 | 1549.275 | 1566.33 | 1577.514 | 1596.375 | 1621.957 | 1640.362 | 1668.196 | 1691.755 | 0 | 0 | 37126.992 | 17910.3074
11 | 120 | 123 | 120 123 Occupancy Sensor / Other | 0 | 0 | 347.9229 | 344.8542 | 369.1976 | 383.5316 | 406.361 | 411.6214 | 424.3996 | 433.4026 | 436.8079 | 435.5264 | 433.4026 | 432.4561 | 446.2152 | 457.2117 | 460.8535 | 0 | 0 | 0 | 0 | 0 | 0 | 0 | 0 | 0 | 0 | 0 | 0 | 0 | 6223.7643 | 4069.6698
11 | 120 | 124 | 120 124 Lighting Control Tuneup / Other | 0 | 0 | 88.838 | 88.0545 | 94.2704 | 97.93 | 103.7592 | 105.1023 | 0 | 0 | 0 | 0 | 0 | 0 | 0 | 0 | 0 | 0 | 0 | 0 | 0 | 0 | 0 | 0 | 0 | 0 | 0 | 0 | 0 | 0 | 577.9544 | 493.4775
11 | 130 | 131 | 130 131 CFL Screw-in 18W / Other | 0 | 0 | 4900.396 | 4857.189 | 5200.102 | 0 | 0 | 0 | 0 | 0 | 0 | 0 | 0 | 0 | 0 | 0 | 0 | 0 | 0 | 0 | 0 | 0 | 0 | 0 | 0 | 0 | 0 | 0 | 0 | 0 | 14957.687 | 14050.5166
11 | 150 | 151 | 150 151 PSMH, 250W, magnetic ballast / Other | 0 | 0 | 1143.647 | 1133.56 | 1213.584 | 1260.694 | 1335.734 | 1353.025 | 1395.031 | 1424.625 | 1435.819 | 1431.607 | 1424.625 | 1421.52 | 1466.738 | 1502.881 | 1514.852 | 1552.206 | 1582.351 | 0 | 0 | 0 | 0 | 0 | 0 | 0 | 0 | 0 | 0 | 0 | 23592.499 | 14564.7618
11 | 150 | 152 | 150 152 PSMH, 250 W, electronic ballast / Other | 0 | 0 | 1322.045 | 1310.385 | 1402.891 | 1457.351 | 1544.096 | 1564.084 | 1612.643 | 1646.854 | 1659.794 | 1654.925 | 1646.853 | 1643.264 | 1695.533 | 1737.317 | 1751.156 | 1794.336 | 1829.183 | 0 | 0 | 0 | 0 | 0 | 0 | 0 | 0 | 0 | 0 | 0 | 27272.71 | 16836.7293
11 | 150 | 153 | 150 153 High Bay T5 / Other | 0 | 0 | 1522.727 | 1509.299 | 1615.846 | 1678.576 | 1778.491 | 1801.514 | 1857.441 | 1896.843 | 1911.748 | 1906.139 | 1896.849 | 1892.712 | 1952.911 | 2001.037 | 2016.981 | 2066.724 | 2106.855 | 0 | 0 | 0 | 0 | 0 | 0 | 0 | 0 | 0 | 0 | 0 | 31412.693 | 19392.5315
11 | 160 | 161 | 160 161 LED Exit Sign / Other | 0 | 0 | 2.9922 | 2.9658 | 3.1752 | 3.2985 | 3.4947 | 3.5401 | 3.65 | 3.7274 | 3.7565 | 3.7447 | 3.7274 | 3.7192 | 3.8378 | 3.9323 | 3.9635 | 4.0613 | 0 | 0 | 0 | 0 | 0 | 0 | 0 | 0 | 0 | 0 | 0 | 0 | 57.5867 | 36.587
11 | 200 | 201 | 200 201 High Pressure Sodium 250W Lamp / Other | 0 | 0 | 427.062 | 423.2954 | 453.1776 | 470.7699 | 498.7911 | 0 | 0 | 0 | 0 | 0 | 0 | 0 | 0 | 0 | 0 | 0 | 0 | 0 | 0 | 0 | 0 | 0 | 0 | 0 | 0 | 0 | 0 | 0 | 2273.096 | 2002.849
11 | 200 | 202 | 200 202 Outdoor Lighting Controls (Photocell/Timeclock) / Other | 0 | 0 | 337.3986 | 334.4228 | 358.0311 | 371.9298 | 394.0679 | 0 | 0 | 0 | 0 | 0 | 0 | 0 | 0 | 0 | 0 | 0 | 0 | 0 | 0 | 0 | 0 | 0 | 0 | 0 | 0 | 0 | 0 | 0 | 1795.8502 | 1582.3427
11 | 210 | 211 | 210 211 Outdoor Lighting Controls (Photocell/Timeclock) / Other | 0 | 0 | 183.5572 | 181.9383 | 194.782 | 202.3434 | 214.3874 | 0 | 0 | 0 | 0 | 0 | 0 | 0 | 0 | 0 | 0 | 0 | 0 | 0 | 0 | 0 | 0 | 0 | 0 | 0 | 0 | 0 | 0 | 0 | 977.0083 | 860.8524
11 | 300 | 301 | 300 301 Centrifugal Chiller, 0.51 kW/ton, 500 tons / Other | 0 | 0 | 312.429 | 309.6734 | 331.5331 | 344.4049 | 364.9054 | 369.6291 | 381.1039 | 389.1883 | 392.2463 | 391.0949 | 389.1883 | 388.3376 | 400.694 | 410.5683 | 413.8387 | 424.0453 | 432.2779 | 435.8202 | 440.2406 | 445.0847 | 0 | 0 | 0 | 0 | 0 | 0 | 0 | 0 | 7766.3039 | 4407.1396
11 | 300 | 302 | 300 302 High Efficiency Chiller Motors / Other | 0 | 0 | 80.4804 | 79.7706 | 85.4018 | 88.7171 | 93.9979 | 95.2147 | 98.1707 | 100.2534 | 101.041 | 100.7447 | 100.2531 | 100.0339 | 103.217 | 105.7595 | 106.6032 | 109.2321 | 111.3525 | 112.265 | 113.4044 | 114.6526 | 0 | 0 | 0 | 0 | 0 | 0 | 0 | 0 | 2000.5655 | 1135.2598
11 | 300 | 304 | 300 304 EMS - Chiller / Other | 0 | 0 | 280.0305 | 277.5607 | 297.1544 | 308.6904 | 327.0644 | 331.2983 | 341.5839 | 348.8302 | 351.5713 | 350.5397 | 0 | 0 | 0 | 0 | 0 | 0 | 0 | 0 | 0 | 0 | 0 | 0 | 0 | 0 | 0 | 0 | 0 | 0 | 3214.3238 | 2427.5957
11 | 300 | 305 | 300 305 Chiller Tune Up/Diagnostics / Other | 0 | 0 | 211.8285 | 209.96 | 224.7802 | 233.5096 | 247.4112 | 250.6151 | 258.3902 | 263.8717 | 265.9444 | 265.1641 | 0 | 0 | 0 | 0 | 0 | 0 | 0 | 0 | 0 | 0 | 0 | 0 | 0 | 0 | 0 | 0 | 0 | 0 | 2431.475 | 1836.3547
11 | 300 | 306 | 300 306 VSD for Chiller Pumps and Towers / Other | 0 | 0 | 264.2439 | 261.9134 | 280.4025 | 291.2881 | 308.6264 | 312.6215 | 322.3273 | 329.1651 | 331.7513 | 330.7777 | 329.1652 | 328.4459 | 338.8958 | 347.2451 | 350.0129 | 0 | 0 | 0 | 0 | 0 | 0 | 0 | 0 | 0 | 0 | 0 | 0 | 0 | 4726.8821 | 3090.8712
11 | 300 | 307 | 300 307 EMS Optimization / Other | 0 | 0 | 130.3163 | 129.167 | 138.2854 | 143.6536 | 152.2042 | 0 | 0 | 0 | 0 | 0 | 0 | 0 | 0 | 0 | 0 | 0 | 0 | 0 | 0 | 0 | 0 | 0 | 0 | 0 | 0 | 0 | 0 | 0 | 693.6265 | 611.1617
11 | 300 | 308 | 300 308 Aerosole Duct Sealing / Other | 0 | 0 | 263.4185 | 261.0952 | 279.5271 | 290.3782 | 307.6621 | 311.645 | 321.3204 | 328.137 | 330.7154 | 329.7448 | 328.137 | 327.4204 | 337.837 | 346.1599 | 348.9189 | 0 | 0 | 0 | 0 | 0 | 0 | 0 | 0 | 0 | 0 | 0 | 0 | 0 | 4712.1169 | 3081.2166
11 | 300 | 309 | 300 309 Duct/Pipe Insulation / Other | 0 | 0 | 51.2805 | 50.8282 | 54.4163 | 56.5287 | 59.8935 | 60.6688 | 62.5524 | 63.8796 | 64.3812 | 64.1921 | 0 | 0 | 0 | 0 | 0 | 0 | 0 | 0 | 0 | 0 | 0 | 0 | 0 | 0 | 0 | 0 | 0 | 0 | 588.6211 | 444.5521
11 | 300 | 311 | 300 311 Window Film (Standard) / Other | 0 | 0 | 139.3961 | 138.1666 | 147.9192 | 153.6629 | 162.8098 | 164.9173 | 170.0367 | 173.6438 | 175.0079 | 174.4943 | 0 | 0 | 0 | 0 | 0 | 0 | 0 | 0 | 0 | 0 | 0 | 0 | 0 | 0 | 0 | 0 | 0 | 0 | 1600.0546 | 1208.4301
11 | 300 | 313 | 300 313 Ceiling Insulation / Other | 0 | 0 | 323.5724 | 320.7182 | 343.3576 | 356.6903 | 377.9247 | 382.8172 | 394.6967 | 403.0691 | 406.2358 | 405.0434 | 403.0745 | 402.19 | 414.9892 | 425.2234 | 428.602 | 439.1788 | 447.7014 | 451.3655 | 455.9423 | 460.9705 | 0 | 0 | 0 | 0 | 0 | 0 | 0 | 0 | 8043.363 | 4564.3557
11 | 300 | 314 | 300 314 Roof Insulation / Other | 0 | 0 | 118.7601 | 117.7127 | 126.0214 | 130.9149 | 138.7077 | 140.5033 | 144.8647 | 147.9378 | 149.0999 | 148.6619 | 147.9382 | 147.6136 | 152.3112 | 156.0649 | 157.3084 | 161.1892 | 164.3174 | 165.664 | 167.3437 | 169.1851 | 0 | 0 | 0 | 0 | 0 | 0 | 0 | 0 | 2952.1201 | 1675.2371
11 | 300 | 317 | 300 317 Thermal Energy Storage (TES) Positive / Other | 0 | 0 | 366.9091 | 363.6729 | 389.346 | 404.4594 | 428.5347 | 434.0817 | 447.5581 | 457.0495 | 460.6387 | 459.2892 | 457.052 | 456.0534 | 470.5583 | 482.1429 | 485.9955 | 497.9712 | 507.6296 | 511.8039 | 517.0059 | 522.6979 | 526.4305 | 532.7249 | 541.257 | 547.3532 | 556.6896 | 564.545 | 587.8077 | 608.6441 | 13585.9019 | 6204.2923
11 | 300 | 317 | 300 317 Thermal Energy Storage (TES) Negative / Other | 0 | 0 | -532.6146 | -527.9172 | -565.1868 | -587.1253 | -622.072 | -630.1247 | -649.6887 | -663.471 | -668.6848 | -666.7235 | -663.4712 | -662.0259 | -683.0868 | -699.9147 | -705.4899 | -722.8854 | -736.9263 | -742.966 | -750.5024 | -758.7618 | -764.1819 | -773.3183 | -785.7074 | -794.6369 | -808.1101 | -819.5184 | -853.2778 | -883.527 | -19721.9168 | -9006.4081
11 | 320 | 321 | 320 321 DX Packaged System, EER=10.9, 10 tons / Other | 0 | 0 | 243.8143 | 241.6638 | 258.7222 | 268.768 | 284.7668 | 288.4532 | 297.407 | 303.7159 | 306.1022 | 305.2043 | 303.7168 | 303.0514 | 312.6949 | 320.4023 | 322.9538 | 0 | 0 | 0 | 0 | 0 | 0 | 0 | 0 | 0 | 0 | 0 | 0 | 0 | 4361.4369 | 2851.9083
11 | 320 | 322 | 320 322 Hybrid Dessicant-DX System (Trane CDQ) / Other | 0 | 0 | 1621.164 | 1606.865 | 1720.303 | 1787.083 | 1893.454 | 1917.964 | 1977.511 | 2019.462 | 2035.33 | 2029.36 | 2019.461 | 2015.06 | 2079.159 | 2130.389 | 2147.362 | 0 | 0 | 0 | 0 | 0 | 0 | 0 | 0 | 0 | 0 | 0 | 0 | 0 | 28999.927 | 18962.8244
11 | 320 | 323 | 320 323 Geothermal Heat Pump, EER=13, 10 tons / Other | 0 | 0 | 843.3932 | 835.9547 | 894.9685 | 929.7107 | 985.0491 | 997.8004 | 1028.779 | 1050.604 | 1058.859 | 1055.753 | 1050.603 | 1048.312 | 1081.663 | 1108.311 | 1117.142 | 0 | 0 | 0 | 0 | 0 | 0 | 0 | 0 | 0 | 0 | 0 | 0 | 0 | 15086.9026 | 9865.2069
11 | 320 | 326 | 320 326 DX Tune Up/ Advanced Diagnostics / Other | 0 | 0 | 209.1458 | 207.3012 | 221.9346 | 230.5512 | 244.2743 | 247.4366 | 255.118 | 260.5301 | 262.5769 | 261.8068 | 0 | 0 | 0 | 0 | 0 | 0 | 0 | 0 | 0 | 0 | 0 | 0 | 0 | 0 | 0 | 0 | 0 | 0 | 2400.6755 | 1813.0935
11 | 320 | 327 | 320 327 DX Coil Cleaning / Other | 0 | 0 | 200.8914 | 199.1194 | 213.1743 | 221.4532 | 234.637 | 0 | 0 | 0 | 0 | 0 | 0 | 0 | 0 | 0 | 0 | 0 | 0 | 0 | 0 | 0 | 0 | 0 | 0 | 0 | 0 | 0 | 0 | 0 | 1069.2753 | 942.1493
11 | 320 | 329 | 320 329 Aerosole Duct Sealing / Other | 0 | 0 | 418.8076 | 415.1138 | 444.4184 | 461.6707 | 489.1503 | 495.4825 | 510.8656 | 521.7029 | 525.8022 | 524.2599 | 521.7026 | 520.5638 | 537.1256 | 550.3583 | 554.7442 | 0 | 0 | 0 | 0 | 0 | 0 | 0 | 0 | 0 | 0 | 0 | 0 | 0 | 7491.7684 | 4898.8089
11 | 320 | 330 | 320 330 Duct/Pipe Insulation / Other | 0 | 0 | 81.6154 | 80.8956 | 86.6062 | 89.9684 | 95.3235 | 96.5575 | 99.5551 | 101.6672 | 102.4659 | 102.1653 | 0 | 0 | 0 | 0 | 0 | 0 | 0 | 0 | 0 | 0 | 0 | 0 | 0 | 0 | 0 | 0 | 0 | 0 | 936.82 | 707.5268
11 | 320 | 334 | 320 334 Ceiling Insulation / Other | 0 | 0 | 514.2491 | 509.7126 | 545.6913 | 566.8852 | 600.6299 | 608.4048 | 627.2858 | 640.5923 | 645.6258 | 643.7296 | 640.6077 | 639.1959 | 659.5333 | 675.7992 | 681.1741 | 697.9783 | 711.523 | 717.3473 | 724.623 | 732.6111 | 0 | 0 | 0 | 0 | 0 | 0 | 0 | 0 | 12783.1993 | 7254.0653
11 | 320 | 335 | 320 335 Roof Insulation / Other | 0 | 0 | 189.3353 | 187.6652 | 200.9115 | 208.714 | 221.1396 | 224.0034 | 230.9528 | 235.8522 | 237.7048 | 237.0074 | 235.8542 | 235.3363 | 242.8284 | 248.818 | 250.793 | 256.9833 | 261.9707 | 264.1135 | 266.7903 | 269.7321 | 0 | 0 | 0 | 0 | 0 | 0 | 0 | 0 | 4706.506 | 2670.7929
11 | 340 | 344 | 340 344 Aerosole Duct Sealing / Other | 0 | 0 | 428.1969 | 424.4204 | 454.382 | 472.021 | 500.1167 | 506.5908 | 522.3189 | 533.3992 | 537.5903 | 536.0134 | 533.399 | 532.2349 | 549.1674 | 562.6969 | 567.1813 | 0 | 0 | 0 | 0 | 0 | 0 | 0 | 0 | 0 | 0 | 0 | 0 | 0 | 7659.7291 | 5008.637
11 | 340 | 345 | 340 345 Duct/Pipe Insulation / Other | 0 | 0 | 83.4726 | 82.7364 | 88.577 | 92.0157 | 97.4927 | 98.7547 | 101.8206 | 103.9808 | 104.7978 | 104.4907 | 0 | 0 | 0 | 0 | 0 | 0 | 0 | 0 | 0 | 0 | 0 | 0 | 0 | 0 | 0 | 0 | 0 | 0 | 958.139 | 723.6277
11 | 340 | 349 | 340 349 Ceiling Insulation / Other | 0 | 0 | 525.3925 | 520.7578 | 557.5159 | 579.1693 | 613.6451 | 621.5887 | 640.8787 | 654.4734 | 659.6159 | 657.6797 | 654.4893 | 653.0467 | 673.825 | 690.4431 | 695.9348 | 713.1028 | 726.9413 | 732.8918 | 740.3255 | 748.4875 | 0 | 0 | 0 | 0 | 0 | 0 | 0 | 0 | 13060.2048 | 7411.2568
11 | 340 | 351 | 340 351 Cool Roof - DX / Other | 0 | 0 | 1015.699 | 1006.744 | 1077.811 | 1119.66 | 1186.306 | 1201.663 | 1238.965 | 1265.247 | 1275.188 | 1271.448 | 1265.257 | 1262.491 | 1302.646 | 1334.75 | 1345.387 | 0 | 0 | 0 | 0 | 0 | 0 | 0 | 0 | 0 | 0 | 0 | 0 | 0 | 18169.262 | 11880.7339
11 | 360 | 361 | 360 361 HE PTAC, EER=9.6, 1 ton / Other | 0 | 0 | 688.3137 | 682.2419 | 730.4033 | 758.7606 | 803.926 | 814.3331 | 839.6116 | 857.4218 | 864.159 | 861.6238 | 857.4261 | 855.553 | 882.7644 | 904.5283 | 911.7301 | 0 | 0 | 0 | 0 | 0 | 0 | 0 | 0 | 0 | 0 | 0 | 0 | 0 | 12312.7967 | 8051.2395
11 | 400 | 403 | 400 403 Air Handler Optimization / Other | 0 | 0 | 117.1093 | 116.0764 | 124.2707 | 129.0949 | 136.7788 | 138.5495 | 142.851 | 145.8814 | 0 | 0 | 0 | 0 | 0 | 0 | 0 | 0 | 0 | 0 | 0 | 0 | 0 | 0 | 0 | 0 | 0 | 0 | 0 | 0 | 1050.612 | 842.7183
11 | 400 | 404 | 400 404 Electronically Commutated Motors (ECM) on an Air Handler Unit / Other | 0 | 0 | 165.1912 | 163.7342 | 175.2929 | 182.0976 | 192.9366 | 195.4342 | 201.5017 | 205.7766 | 207.3931 | 206.7854 | 205.7764 | 205.3274 | 211.8596 | 217.078 | 218.8088 | 0 | 0 | 0 | 0 | 0 | 0 | 0 | 0 | 0 | 0 | 0 | 0 | 0 | 2954.9937 | 1932.2474
11 | 400 | 405 | 400 405 Demand Control Ventilation (DCV) / Other | 0 | 0 | 178.8109 | 177.2336 | 189.7435 | 197.1126 | 208.8474 | 211.5519 | 218.1151 | 222.7421 | 224.4918 | 223.8324 | 222.7442 | 222.2547 | 229.3297 | 234.9871 | 236.8524 | 0 | 0 | 0 | 0 | 0 | 0 | 0 | 0 | 0 | 0 | 0 | 0 | 0 | 3198.6494 | 2091.5691
11 | 400 | 406 | 400 406 Energy Recovery Ventilation (ERV) / Other | 0 | 0 | 81.6154 | 80.8955 | 86.6043 | 89.9689 | 95.3253 | 96.5598 | 99.5551 | 101.6673 | 102.4657 | 102.1651 | 101.6676 | 101.4443 | 104.6732 | 107.2538 | 108.1082 | 110.7761 | 112.9265 | 113.8509 | 115.0041 | 116.2694 | 0 | 0 | 0 | 0 | 0 | 0 | 0 | 0 | 2028.7964 | 1151.2776
11 | 600 | 603 | 600 603 Heat Pump Water Heater (air source) / Other | 0 | 0 | 262.4898 | 260.1748 | 278.5414 | 289.3546 | 306.5775 | 310.5462 | 320.1876 | 326.9801 | 329.5492 | 328.5823 | 326.98 | 326.2658 | 336.6463 | 344.9397 | 347.6889 | 0 | 0 | 0 | 0 | 0 | 0 | 0 | 0 | 0 | 0 | 0 | 0 | 0 | 4695.5042 | 3070.3536
11 | 600 | 604 | 600 604 Solar Water Heater / Other | 0 | 0 | 261.8708 | 259.5612 | 277.8846 | 288.6721 | 305.8546 | 309.8138 | 319.4326 | 326.2091 | 328.7719 | 327.8074 | 326.2089 | 325.4963 | 335.8523 | 344.1263 | 346.8691 | 355.4222 | 362.3247 | 365.294 | 368.9998 | 373.0606 | 0 | 0 | 0 | 0 | 0 | 0 | 0 | 0 | 6509.5323 | 3693.9612
11 | 600 | 606 | 600 606 Demand controlled circulating systems / Other | 0 | 0 | 18.5724 | 18.4086 | 19.7081 | 20.4732 | 21.6917 | 21.9725 | 22.6548 | 23.1355 | 23.3169 | 23.2481 | 23.1355 | 23.0845 | 23.8197 | 24.4064 | 24.6006 | 0 | 0 | 0 | 0 | 0 | 0 | 0 | 0 | 0 | 0 | 0 | 0 | 0 | 332.2286 | 217.2416
11 | 600 | 608 | 600 608 Heat Recovery Unit / Other | 0 | 0 | 287.5626 | 285.0264 | 305.1474 | 316.9933 | 335.8616 | 340.2093 | 350.7717 | 358.213 | 361.0273 | 359.9677 | 0 | 0 | 0 | 0 | 0 | 0 | 0 | 0 | 0 | 0 | 0 | 0 | 0 | 0 | 0 | 0 | 0 | 0 | 3300.7803 | 2492.8915
11 | 600 | 609 | 600 609 Heat Trap / Other | 0 | 0 | 33.6367 | 33.34 | 35.6936 | 37.0794 | 39.2861 | 39.7948 | 41.0303 | 41.9008 | 42.2298 | 42.1054 | 0 | 0 | 0 | 0 | 0 | 0 | 0 | 0 | 0 | 0 | 0 | 0 | 0 | 0 | 0 | 0 | 0 | 0 | 386.0968 | 291.5971
11 | 600 | 610 | 600 610 Hot Water Pipe Insulation / Other | 0 | 0 | 7.3258 | 7.2612 | 7.7738 | 8.0755 | 8.5561 | 8.6669 | 8.9361 | 9.1257 | 9.1973 | 9.1701 | 9.1257 | 9.1057 | 9.3954 | 9.6272 | 9.7036 | 0 | 0 | 0 | 0 | 0 | 0 | 0 | 0 | 0 | 0 | 0 | 0 | 0 | 131.0462 | 85.69
11 | 700 | 701 | 700 701 PC Manual Power Management Enabling / Other | 0 | 0 | 79.1391 | 78.441 | 83.9769 | 87.2388 | 0 | 0 | 0 | 0 | 0 | 0 | 0 | 0 | 0 | 0 | 0 | 0 | 0 | 0 | 0 | 0 | 0 | 0 | 0 | 0 | 0 | 0 | 0 | 0 | 328.7958 | 299.201
11 | 700 | 702 | 700 702 PC Network Power Management Enabling / Other | 0 | 0 | 79.1391 | 78.441 | 83.9769 | 87.2388 | 0 | 0 | 0 | 0 | 0 | 0 | 0 | 0 | 0 | 0 | 0 | 0 | 0 | 0 | 0 | 0 | 0 | 0 | 0 | 0 | 0 | 0 | 0 | 0 | 328.7958 | 299.201
11 | 710 | 711 | 710 711 Energy Star or Better Monitor / Other | 0 | 0 | 113.7044 | 112.7014 | 120.6555 | 125.342 | 0 | 0 | 0 | 0 | 0 | 0 | 0 | 0 | 0 | 0 | 0 | 0 | 0 | 0 | 0 | 0 | 0 | 0 | 0 | 0 | 0 | 0 | 0 | 0 | 472.4033 | 429.8825
11 | 710 | 712 | 710 712 Monitor Power Management Enabling / Other | 0 | 0 | 74.1864 | 73.5321 | 78.7215 | 81.7795 | 0 | 0 | 0 | 0 | 0 | 0 | 0 | 0 | 0 | 0 | 0 | 0 | 0 | 0 | 0 | 0 | 0 | 0 | 0 | 0 | 0 | 0 | 0 | 0 | 308.2195 | 280.4768
11 | 720 | 721 | 720 721 Energy Star or Better Monitor / Other | 0 | 0 | 0 | 0 | 0 | 0 | 0 | 0 | 0 | 0 | 0 | 0 | 0 | 0 | 0 | 0 | 0 | 0 | 0 | 0 | 0 | 0 | 0 | 0 | 0 | 0 | 0 | 0 | 0 | 0 | 0 | 0
11 | 720 | 722 | 720 722 Monitor Power Management Enabling / Other | 0 | 0 | 0.10318 | 0.10227 | 0.10949 | 0.11374 | 0 | 0 | 0 | 0 | 0 | 0 | 0 | 0 | 0 | 0 | 0 | 0 | 0 | 0 | 0 | 0 | 0 | 0 | 0 | 0 | 0 | 0 | 0 | 0 | 0.42868 | 0.3901
11 | 730 | 731 | 730 731 Energy Star or Better Copier / Other | 0 | 0 | 17.0247 | 16.8745 | 18.0654 | 18.7671 | 19.8844 | 20.142 | 0 | 0 | 0 | 0 | 0 | 0 | 0 | 0 | 0 | 0 | 0 | 0 | 0 | 0 | 0 | 0 | 0 | 0 | 0 | 0 | 0 | 0 | 110.7582 | 94.5691
11 | 730 | 732 | 730 732 Copier Power Management Enabling / Other | 0 | 0 | 14.0325 | 13.9087 | 14.8903 | 15.4688 | 16.3896 | 16.6018 | 0 | 0 | 0 | 0 | 0 | 0 | 0 | 0 | 0 | 0 | 0 | 0 | 0 | 0 | 0 | 0 | 0 | 0 | 0 | 0 | 0 | 0 | 91.2918 | 77.948
11 | 740 | 741 | 740 741 Printer Power Management Enabling / Other | 0 | 0 | 79.9645 | 79.2592 | 84.8529 | 88.1488 | 93.3967 | 0 | 0 | 0 | 0 | 0 | 0 | 0 | 0 | 0 | 0 | 0 | 0 | 0 | 0 | 0 | 0 | 0 | 0 | 0 | 0 | 0 | 0 | 0 | 425.6221 | 375.02
11 | 800 | 801 | 800 801 Convection Oven / Other | 0 | 0 | 7.9448 | 7.8748 | 8.4307 | 8.7579 | 9.2792 | 9.3994 | 9.6912 | 9.8969 | 9.9745 | 9.9449 | 0 | 0 | 0 | 0 | 0 | 0 | 0 | 0 | 0 | 0 | 0 | 0 | 0 | 0 | 0 | 0 | 0 | 0 | 91.1943 | 68.8739
11 | 900 | 901 | 900 901 Vending Misers (cooled machines only) / Other | 0 | 0 | 28.3745 | 28.1243 | 30.1096 | 31.2784 | 33.1402 | 33.5692 | 34.6115 | 35.3459 | 35.6235 | 35.5187 | 0 | 0 | 0 | 0 | 0 | 0 | 0 | 0 | 0 | 0 | 0 | 0 | 0 | 0 | 0 | 0 | 0 | 0 | 325.6959 | 245.9796
12 | 100 | 125 | 100 125 LED Linear Tube 22W / All | 0 | 0 | 13.6198 | 13.4997 | 14.4526 | 15.0136 | 15.9073 | 16.1132 | 16.6135 | 16.9661 | 17.0991 | 17.0484 | 16.9661 | 16.9286 | 17.4674 | 17.8982 | 18.0405 | 18.4859 | 18.8442 | 18.9987 | 19.1911 | 19.4028 | 19.5417 | 19.775 | 20.0927 | 20.3197 | 20.6648 | 20.9569 | 21.8194 | 22.5926 | 504.3193 | 230.3071
12 | 100 | 132 | 100 132 Flood LED 14W / All | 0 | 0 | 13.3102 | 13.1929 | 14.1241 | 14.6724 | 15.5458 | 15.7471 | 16.2359 | 16.5805 | 16.7105 | 16.6609 | 16.5803 | 16.5437 | 17.0704 | 17.4916 | 17.6307 | 18.0658 | 18.4157 | 18.567 | 18.7554 | 18.9621 | 19.0973 | 19.3258 | 19.6365 | 19.8579 | 20.195 | 20.48 | 21.3234 | 22.0793 | 492.8583 | 225.0732
12 | 100 | 146 | 100 146 LED (12-Watt) / All | 0 | 0 | 2.889 | 2.8635 | 3.0656 | 3.1847 | 3.3744 | 3.418 | 3.524 | 3.5989 | 3.6269 | 3.6162 | 3.5989 | 3.5908 | 3.7052 | 3.7971 | 3.8268 | 3.9216 | 3.9975 | 4.0297 | 4.0708 | 4.1157 | 4.1452 | 4.1951 | 4.2623 | 4.3105 | 4.3832 | 4.4456 | 4.628 | 0 | 102.1853 | 47.97
12 | 100 | 154 | 100 154 LED High Bay 83W (400W equivalent) / All | 0 | 0 | 108.4422 | 107.4857 | 115.0731 | 119.5408 | 126.6563 | 128.2959 | 132.2787 | 135.0849 | 136.1462 | 135.7465 | 135.0847 | 134.7896 | 139.0782 | 142.5048 | 143.6412 | 147.1835 | 150.041 | 151.2704 | 152.8054 | 154.4864 | 155.59 | 157.4499 | 159.9736 | 161.7861 | 164.5344 | 166.8577 | 173.7308 | 179.8893 | 4015.4473 | 1833.7342
12 | 200 | 203 | 200 203 Outdoor LED 104W / All | 0 | 0 | 101.1164 | 100.2246 | 107.2997 | 111.4652 | 118.0999 | 119.6287 | 123.3427 | 125.9594 | 126.9492 | 126.5763 | 125.9594 | 125.6838 | 129.6825 | 132.8775 | 133.937 | 137.24 | 139.9049 | 141.0511 | 142.4819 | 144.0503 | 145.0782 | 146.814 | 149.1667 | 0 | 0 | 0 | 0 | 0 | 2954.5894 | 1544.8106
12 | 300 | 337 | 300 337 Run Time Optimizer / All | 0 | 0 | 1126.209 | 1116.276 | 1195.08 | 1241.472 | 1315.367 | 1332.394 | 1373.761 | 1402.904 | 1413.927 | 1409.78 | 1402.903 | 1399.845 | 1444.376 | 1479.965 | 1491.755 | 0 | 0 | 0 | 0 | 0 | 0 | 0 | 0 | 0 | 0 | 0 | 0 | 0 | 20146.014 | 13173.3196
12 | 300 | 338 | 300 338 dehumidification hybrid desiccant heat pump / All | 0 | 0 | 740.007 | 733.4796 | 785.2586 | 815.7438 | 864.3003 | 875.489 | 902.6676 | 921.8157 | 929.0588 | 926.3334 | 921.8181 | 919.8059 | 949.0635 | 972.458 | 980.2009 | 0 | 0 | 0 | 0 | 0 | 0 | 0 | 0 | 0 | 0 | 0 | 0 | 0 | 13237.5002 | 8655.896
12 | 800 | 518 | 800 518 Ice Machine / All | 0 | 0 | 185.4144 | 183.7792 | 196.7529 | 204.3909 | 216.5565 | 219.3599 | 226.1703 | 230.9683 | 232.783 | 232.1005 | 0 | 0 | 0 | 0 | 0 | 0 | 0 | 0 | 0 | 0 | 0 | 0 | 0 | 0 | 0 | 0 | 0 | 0 | 2128.2759 | 1607.3656
12 | 600 | 611 | 600 611 0.5 Faucet Aerator (DI) - Commercial / All | 0 | 0 | 17.9533 | 17.795 | 19.0512 | 19.7907 | 20.9686 | 21.2401 | 21.8996 | 22.3644 | 22.5398 | 22.4734 | 0 | 0 | 0 | 0 | 0 | 0 | 0 | 0 | 0 | 0 | 0 | 0 | 0 | 0 | 0 | 0 | 0 | 0 | 206.0762 | 155.6376
12 | 600 | 612 | 600 612 1.0 gpm Faucet Aerator (DI) -Commercial / All | 0 | 0 | 12.6912 | 12.5792 | 13.4672 | 13.99 | 14.8227 | 15.0146 | 15.4808 | 15.8093 | 15.9333 | 15.8863 | 0 | 0 | 0 | 0 | 0 | 0 | 0 | 0 | 0 | 0 | 0 | 0 | 0 | 0 | 0 | 0 | 0 | 0 | 145.6745 | 110.0197
12 | 600 | 613 | 600 613 1.5 gpm Shower Head (DI) - Commercial / All | 0 | 0 | 64.5907 | 64.021 | 68.5405 | 71.2011 | 75.4393 | 76.4159 | 78.7883 | 80.4599 | 81.0918 | 80.8538 | 0 | 0 | 0 | 0 | 0 | 0 | 0 | 0 | 0 | 0 | 0 | 0 | 0 | 0 | 0 | 0 | 0 | 0 | 741.4023 | 559.939
12 | 800 | 812 | 800 812 Griddle / All | 0 | 0 | 260.3231 | 258.0271 | 276.2419 | 286.966 | 304.047 | 307.983 | 317.5446 | 324.2812 | 326.8289 | 325.8701 | 0 | 0 | 0 | 0 | 0 | 0 | 0 | 0 | 0 | 0 | 0 | 0 | 0 | 0 | 0 | 0 | 0 | 0 | 2988.1129 | 2256.7515
12 | 800 | 813 | 800 813 Steamer / All | 0 | 0 | 6199.123 | 6144.463 | 6578.254 | 6833.595 | 7240.374 | 7334.099 | 7561.782 | 7722.203 | 7782.881 | 7760.028 | 0 | 0 | 0 | 0 | 0 | 0 | 0 | 0 | 0 | 0 | 0 | 0 | 0 | 0 | 0 | 0 | 0 | 0 | 71156.802 | 53740.6743
12 | 800 | 814 | 800 814 Holding Cabinet / All | 0 | 0 | 674.178 | 668.2319 | 715.4048 | 743.1772 | 787.413 | 797.606 | 822.3689 | 839.8141 | 846.4133 | 843.931 | 0 | 0 | 0 | 0 | 0 | 0 | 0 | 0 | 0 | 0 | 0 | 0 | 0 | 0 | 0 | 0 | 0 | 0 | 7738.5382 | 5844.4771
12 | 700 | 910 | 700 910 Server Virtualization / All | 0 | 0 | 2144.184 | 2125.272 | 2275.308 | 2363.632 | 0 | 0 | 0 | 0 | 0 | 0 | 0 | 0 | 0 | 0 | 0 | 0 | 0 | 0 | 0 | 0 | 0 | 0 | 0 | 0 | 0 | 0 | 0 | 0 | 8908.396 | 8106.5547

## RIM Net Benefits (Ach Pot)
[40 empty] | 10.3185 |  |  |  |  | Fails RIM | 2-yr |  | Final | 2-yr PB |  | Payback | Commercial | [8 empty] | 3% | 8% | 16% | 30% | 50% | 70% | 84% | 92% | 97% | 100%
[36 empty] | RIM | Part | Customer | Annual | Payback | Payback Sensitivity |  |  | to fill | and <2-yr | Payback | Verify | RIM | Incentive % | Program | W/Incentive | Max | New | Savings per 10K SqFt |  |  | Applicable |  | PM Part | PM Part | 20.94% | 40.48% | 57.51% | 71.36% | 81.87% | 89.32% | 94.26% | 97.3% | 99.06% | 100%
Building # | Base # | Measure # | Measure Name | 2013 | 2014 | 2015 | 2016 | 2017 | 2018 | 2019 | 2020 | 2021 | 2022 | 2023 | 2024 | 2025 | 2026 | 2027 | 2028 | 2029 | 2030 | 2031 | 2032 | 2033 | 2034 | 2035 | 2036 | 2037 | 2038 | 2039 | 2040 | 2041 | 2042 | Sum | NPV | BC Ratio | BC Ratio | Cost | kWh/10k Sqft | (Yrs) | <1-yr | <2-yr | <3-yr | NA Eq | Payback | Incentive | Payback | Incentive | of Cust Cost | Costs | (Yrs) | Penetration | Mature | kWh | skW | wkW | 10K SqFt | 2 yr pb | 2 yr PB | 2 yr PB | 2015 | 2016 | 2017 | 2018 | 2019 | 2020 | 2021 | 2022 | 2023 | 2024
1 | 110 | 111 | 110 111 Premium T8, Electronic Ballast / Office | 0 | 0 | -831.1122 | -423.8372 | -446.3383 | -165.0781 | -123.9043 | -93.8054 | 25.9291 | 96.9513 | 103.4913 | -60.3705 | 19.6525 | -64.8934 | 194.4445 | -88.4855 | 5.8077 | -44.9205 | 138.2032 | 167.2755 | 191.7577 | 204.3282 | 0 | 0 | 0 | 0 | 0 | 0 | 0 | 0 | -1194.904 | -1568.1828 | 0.88817 | NA | 8626.86 | 9366.732 | 8.9258 | No | No | No | NA | Drop | NA | NA | NA | NA | NA | NA | 5.924% | M | 9366.732 | 2.9223 | 1.4872 | 4692.5687 | NA | NA | 18.1818 | NA | NA | NA | NA | NA | NA | NA | NA | NA | NA
1 | 110 | 112 | 110 112 Premium T8, EB, Reflector / Office | 0 | 0 | -1301.531 | -877.536 | -923.922 | -341.0588 | -256.2809 | -194.9663 | 52.9924 | 200.5494 | 213.0283 | -125.2717 | 40.4691 | -134.7521 | 401.655 | -182.7055 | 12.9503 | -92.1047 | 286.3625 | 345.259 | 396.0335 | 422.5205 | 0 | 0 | 0 | 0 | 0 | 0 | 0 | 0 | -2058.309 | -2829.2455 | 0.90104 | NA | 11560 | 19375.6212 | 5.7821 | No | No | No | NA | Drop | NA | NA | NA | NA | NA | NA | 8.621% | M | 19375.6212 | 6.045 | 3.0763 | 2119.2237 | NA | NA | 66.666 | NA | NA | NA | NA | NA | NA | NA | NA | NA | NA
1 | 110 | 113 | 110 113 Occupancy Sensor / Office | 0 | 0 | -981.7233 | -568.7063 | -600.8093 | -187.5124 | -121.7248 | -81.5255 | 95.0375 | 198.5446 | 207.4693 | -34.1228 | 80.5073 | 0 | 0 | 0 | 0 | 0 | 0 | 0 | 0 | 0 | 0 | 0 | 0 | 0 | 0 | 0 | 0 | 0 | -1994.5657 | -2013.0637 | 0.84163 | NA | 7764.18 | 12791.7724 | 5.8823 | No | No | No | NA | Drop | NA | NA | NA | NA | NA | NA | 8.478% | M | 12791.7724 | 4.2653 | 1.6189 | 2587.6795 | NA | NA | 50 | NA | NA | NA | NA | NA | NA | NA | NA | NA | NA
1 | 110 | 114 | 110 114 Continuous Dimming / Office | 0 | 0 | -1450.927 | -1024.986 | -1070.752 | -684.3947 | -677.37 | -611.1759 | -451.466 | -354.9881 | -333.0081 | -546.4887 | -413.8797 | -508.1757 | -160.0737 | -567.4145 | 0 | 0 | 0 | 0 | 0 | 0 | 0 | 0 | 0 | 0 | 0 | 0 | 0 | 0 | -8855.1001 | -6754.6034 | 0.72233 | NA | 49674.23 | 20812.6878 | 23.1306 | No | No | No | NA | Drop | NA | NA | NA | NA | NA | NA | 5.628% | N | 20812.6878 | 4.1303 | 2.634 | 2825.6315 | NA | NA | NA | NA | NA | NA | NA | NA | NA | NA | NA | NA | NA
1 | 110 | 115 | 110 115 Lighting Control Tuneup / Office | 0 | 0 | -499.739 | -105.6511 | -110.7235 | -69.3666 | -67.3614 | -61.3307 | 0 | 0 | 0 | 0 | 0 | 0 | 0 | 0 | 0 | 0 | 0 | 0 | 0 | 0 | 0 | 0 | 0 | 0 | 0 | 0 | 0 | 0 | -914.1722 | -851.4186 | 0.47646 | NA | 144 | 2157.4136 | 0.64686 | Yes | Yes | Yes | NA | Drop | NA | NA | NA | NA | NA | NA | 70.45% | N | 2157.4136 | 0.44347 | 0.27304 | 706.4079 | NA | NA | 0.47619 | NA | NA | NA | NA | NA | NA | NA | NA | NA | NA
1 | 120 | 121 | 120 121 ROB Premium T8, 1EB / Office | 0 | 0 | -580.1618 | -182.8529 | -193.3271 | -70.9901 | -53.3062 | -41.2101 | 11.4984 | 41.675 | 44.8291 | -26.1239 | 8.409 | -28.1576 | 83.7155 | -38.7038 | 2.7059 | -20.1574 | 59.5865 | 71.82 | 83.0035 | 88.0579 | 0 | 0 | 0 | 0 | 0 | 0 | 0 | 0 | -739.6905 | -899.6097 | 0.85679 | NA | 833.36 | 4047.9985 | 1.9952 | No | Yes | Yes | NA | Drop | NA | NA | NA | NA | NA | NA | 30.34% | M | 4047.9985 | 1.2629 | 0.6427 | 6703.6695 | NA | NA | 18.1818 | NA | NA | NA | NA | NA | NA | NA | NA | NA | NA
1 | 120 | 122 | 120 122 ROB Premium T8, EB, Reflector / Office | 0 | 0 | -1159.4598 | -740.4628 | -779.9878 | -287.9578 | -215.4781 | -164.2956 | 44.5747 | 169.3808 | 180.2058 | -104.6828 | 34.1853 | -113.4807 | 338.8792 | -154.4903 | 10.0635 | -77.1615 | 241.3522 | 291.947 | 334.4247 | 357.0067 | 0 | 0 | 0 | 0 | 0 | 0 | 0 | 0 | -1795.4365 | -2447.2354 | 0.89881 | NA | 2857.25 | 16348.3668 | 1.6938 | No | Yes | Yes | NA | Drop | NA | NA | NA | NA | NA | NA | 39.25% | M | 16348.3668 | 5.1005 | 2.5956 | 2119.2237 | NA | NA | 18.1818 | NA | NA | NA | NA | NA | NA | NA | NA | NA | NA
1 | 120 | 123 | 120 123 Occupancy Sensor / Office | 0 | 0 | -752.1056 | -347.9823 | -367.3653 | -114.8376 | -74.178 | -49.784 | 58.1439 | 121.4342 | 126.8105 | -20.5895 | 49.2604 | 0 | 0 | 0 | 0 | 0 | 0 | 0 | 0 | 0 | 0 | 0 | 0 | 0 | 0 | 0 | 0 | 0 | -1371.1936 | -1382.6692 | 0.82561 | NA | 5357.34 | 7826.9776 | 6.6334 | No | No | No | NA | Drop | NA | NA | NA | NA | NA | NA | 7.567% | M | 7826.9776 | 2.6098 | 0.99057 | 2587.6795 | NA | NA | 50 | NA | NA | NA | NA | NA | NA | NA | NA | NA | NA
1 | 120 | 124 | 120 124 Lighting Control Tuneup / Office | 0 | 0 | -457.6272 | -64.425 | -67.7119 | -43.4392 | -43.3757 | -38.545 | 0 | 0 | 0 | 0 | 0 | 0 | 0 | 0 | 0 | 0 | 0 | 0 | 0 | 0 | 0 | 0 | 0 | 0 | 0 | 0 | 0 | 0 | -715.1238 | -675.8214 | 0.41086 | NA | 144 | 1321.0807 | 1.0564 | No | Yes | Yes | NA | Drop | NA | NA | NA | NA | NA | NA | 56.94% | N | 1321.0807 | 0.26217 | 0.16719 | 706.4079 | NA | NA | 0.47619 | NA | NA | NA | NA | NA | NA | NA | NA | NA | NA
1 | 130 | 131 | 130 131 CFL Screw-in 18W / Office | 0 | 0 | -3591.2865 | -3071.8645 | -3258.6995 | -406.8995 | 136.2615 | 369.9985 | 0 | 0 | 0 | 0 | 0 | 0 | 0 | 0 | 0 | 0 | 0 | 0 | 0 | 0 | 0 | 0 | 0 | 0 | 0 | 0 | 0 | 0 | -9822.49 | -9312.2771 | 0.77908 | NA | 5567.03 | 72863.8158 | 0.74045 | Yes | Yes | Yes | NA | Drop | NA | NA | NA | NA | NA | NA | 67.68% | M | 72863.8158 | 29.1762 | 19.6106 | 552.1852 | NA | NA | 27 | NA | NA | NA | NA | NA | NA | NA | NA | NA | NA
1 | 140 | 141 | 140 141 CFL Hardwired, Modular 18W / Office | 0 | 0 | -3591.2865 | -3071.8645 | -3258.6995 | -406.8995 | 136.2615 | 369.9985 | 0 | 0 | 0 | 0 | 0 | 0 | 0 | 0 | 0 | 0 | 0 | 0 | 0 | 0 | 0 | 0 | 0 | 0 | 0 | 0 | 0 | 0 | -9822.49 | -9312.2771 | 0.77908 | NA | 25254.78 | 72863.8158 | 3.359 | No | No | No | NA | Drop | NA | NA | NA | NA | NA | NA | 14.72% | M | 72863.8158 | 29.1762 | 19.6106 | 184.0617 | NA | NA | 33.3333 | NA | NA | NA | NA | NA | NA | NA | NA | NA | NA
1 | 150 | 151 | 150 151 PSMH, 250W, magnetic ballast / Office | 0 | 0 | -1256.8054 | -836.8294 | -874.9774 | -559.0405 | -553.0152 | -499.6213 | -369.0253 | -289.9273 | -271.8669 | -446.3746 | -338.4283 | -415.7434 | -130.6689 | 0 | 0 | 0 | 0 | 0 | 0 | 0 | 0 | 0 | 0 | 0 | 0 | 0 | 0 | 0 | -6842.3243 | -5384.2379 | 0.7155 | NA | 659.07 | 17005.4734 | 0.3756 | Yes | Yes | Yes | NA | Drop | NA | NA | NA | NA | NA | NA | 77.75% | M | 17005.4734 | 3.3747 | 2.1522 | 638.2847 | NA | NA | 9.0909 | NA | NA | NA | NA | NA | NA | NA | NA | NA | NA
1 | 150 | 153 | 150 153 High Bay T5 / Office | 0 | 0 | -1455.6419 | -1025.4269 | -1079.8879 | -398.2552 | -299.262 | -227.1977 | 61.6721 | 234.2811 | 249.3211 | -145.8659 | 47.0802 | -157.8334 | 469.8921 | 0 | 0 | 0 | 0 | 0 | 0 | 0 | 0 | 0 | 0 | 0 | 0 | 0 | 0 | 0 | -3727.1243 | -3671.5897 | 0.85354 | NA | 1502.99 | 22641.1163 | 0.64334 | Yes | Yes | Yes | NA | Drop | NA | NA | NA | NA | NA | NA | 70.45% | N | 22641.1163 | 7.0638 | 3.5947 | 638.2847 | NA | NA | 36.364 | NA | NA | NA | NA | NA | NA | NA | NA | NA | NA
1 | 160 | 161 | 160 161 LED Exit Sign / Office | 0 | 0 | -391.5265 | -1.1014 | -1.2484 | 4.175 | 5.4451 | 5.4285 | 8.5855 | 9.4271 | 9.2936 | 6.7519 | 7.4268 | 5.3641 | 9.718 | 4.7881 | 6.6037 | 3.8872 | 0 | 0 | 0 | 0 | 0 | 0 | 0 | 0 | 0 | 0 | 0 | 0 | -306.9816 | -342.9115 | 0.25355 | NA | 171.48 | 55.3564 | 30.0213 | No | No | No | NA | Drop | NA | NA | NA | NA | NA | NA | 5.628% | N | 55.3564 | 0.056827 | 0.0093071 | 10197.9296 | NA | NA | NA | NA | NA | NA | NA | NA | NA | NA | NA | NA | NA
1 | 200 | 201 | 200 201 High Pressure Sodium 250W Lamp / Office | 0 | 0 | -448.1154 | -56.004 | -58.2051 | -45.794 | -47.6755 | 0 | 0 | 0 | 0 | 0 | 0 | 0 | 0 | 0 | 0 | 0 | 0 | 0 | 0 | 0 | 0 | 0 | 0 | 0 | 0 | 0 | 0 | 0 | -655.7941 | -627.1299 | 0.31427 | NA | 1037.22 | 1084.2897 | 9.2706 | No | No | No | NA | Drop | NA | NA | NA | NA | NA | NA | 5.784% | M | 1084.2897 | 0.11438 | 0.035377 | 14952.4371 | NA | NA | NA | NA | NA | NA | NA | NA | NA | NA | NA | NA | NA
1 | 200 | 202 | 200 202 Outdoor Lighting Controls (Photocell/Timeclock) / Office | 0 | 0 | -435.931 | -44.4012 | -45.9634 | -36.2437 | -37.232 | 0 | 0 | 0 | 0 | 0 | 0 | 0 | 0 | 0 | 0 | 0 | 0 | 0 | 0 | 0 | 0 | 0 | 0 | 0 | 0 | 0 | 0 | 0 | -599.7713 | -577.2035 | 0.28271 | NA | 187.95 | 856.5528 | 2.1265 | No | No | Yes | NA | Drop | NA | NA | NA | NA | NA | NA | 26.34% | N | 856.5528 | 0.090359 | 0.027946 | 1480.4191 | NA | NA | 22.7273 | NA | NA | NA | NA | NA | NA | NA | NA | NA | NA
1 | 210 | 211 | 210 211 Outdoor Lighting Controls (Photocell/Timeclock) / Office | 0 | 0 | -440.8585 | -49.1217 | -51.0838 | -40.1218 | -41.8834 | 0 | 0 | 0 | 0 | 0 | 0 | 0 | 0 | 0 | 0 | 0 | 0 | 0 | 0 | 0 | 0 | 0 | 0 | 0 | 0 | 0 | 0 | 0 | -623.0692 | -597.9167 | 0.29512 | NA | 526.25 | 947.0177 | 5.3854 | No | No | No | NA | Drop | NA | NA | NA | NA | NA | NA | 9.286% | N | 947.0177 | 0.099905 | 3.0899e-08 | 1480.4191 | NA | NA | 22.7273 | NA | NA | NA | NA | NA | NA | NA | NA | NA | NA
1 | 300 | 301 | 300 301 Centrifugal Chiller, 0.51 kW/ton, 500 tons / Office | 0 | 0 | -594.381 | -195.4113 | -208.4911 | 16.5799 | 64.2059 | 79.0914 | 177.5035 | 233.4273 | 233.8894 | 101.0682 | 157.0654 | 82.4761 | 290.9094 | 72.6069 | 143.8375 | 101.2508 | 252.4932 | 269.2494 | 285.7054 | 289.0302 | 0 | 0 | 0 | 0 | 0 | 0 | 0 | 0 | 1852.1071 | 391.4751 | 1.0519 | 5.6423 | 1321.38 | 4911.3778 | 2.6074 | No | No | Yes | 307.8203 | Keep | 307.8203 | 2 | 307.8203 | 23.3% | 390 | 2 | 18.64% | M | 4911.3778 | 2.2869 | 0.0041023 | 3712.1894 | 345.9629 | 1480 | 1480 | 309.8385 | 599.0615 | 851.0771 | 1056.0607 | 1211.6959 | 1322.0003 | 1394.9753 | 1440.0415 | 1466.0206 | 1480
1 | 300 | 302 | 300 302 High Efficiency Chiller Motors / Office | 0 | 0 | -449.063 | -56.5359 | -59.9253 | -20.2513 | -14.1153 | -10.9108 | 5.9898 | 15.7894 | 17.4799 | -5.9842 | 5.2657 | -6.8623 | 28.3151 | -9.7812 | 2.8967 | -5.3395 | 21.1562 | 24.4879 | 28.8271 | 30.5203 | 0 | 0 | 0 | 0 | 0 | 0 | 0 | 0 | -458.0406 | -526.9609 | 0.76397 | NA | 468.28 | 1265.6848 | 3.5856 | No | No | No | NA | Drop | NA | NA | NA | NA | NA | NA | 14.04% | N | 1265.6848 | 0.40692 | 0 | 3930.5535 | NA | NA | 5.4546 | NA | NA | NA | NA | NA | NA | NA | NA | NA | NA
1 | 300 | 304 | 300 304 EMS - Chiller / Office | 0 | 0 | -610.3738 | -212.8679 | -222.8979 | -129.3563 | -122.6926 | -109.4241 | -69.7579 | -46.9717 | -42.4176 | -94.9242 | 0 | 0 | 0 | 0 | 0 | 0 | 0 | 0 | 0 | 0 | 0 | 0 | 0 | 0 | 0 | 0 | 0 | 0 | -1661.6839 | -1447.5946 | 0.66549 | NA | 1441.5 | 4402.3921 | 3.1733 | No | No | No | NA | Drop | NA | NA | NA | NA | NA | NA | 15.46% | N | 4402.3921 | 0.99477 | 0.066838 | 329.4241 | NA | NA | 36.3636 | NA | NA | NA | NA | NA | NA | NA | NA | NA | NA
1 | 300 | 305 | 300 305 Chiller Tune Up/Diagnostics / Office | 0 | 0 | -485.3589 | -88.328 | -98.368 | 255.6547 | 369.2567 | 377.3077 | 540.1797 | 627.2267 | 616.3092 | 393.1934 | 0 | 0 | 0 | 0 | 0 | 0 | 0 | 0 | 0 | 0 | 0 | 0 | 0 | 0 | 0 | 0 | 0 | 0 | 2507.0729 | 1492.7385 | 1.4431 | 3.2914 | 1000 | 3329.8155 | 2.9105 | No | No | Yes | 312.8269 | Keep | 312.8269 | 2 | 312.8269 | 31.28% | 390 | 2 | 16.58% | N | 3329.8155 | 3.7747 | 0.025275 | 1637.7306 | 135.8048 | 135.8048 | -1 | 4.0741 | 10.8644 | 21.7288 | 40.7414 | 67.9024 | 95.0634 | 114.0761 | 124.9404 | 131.7307 | 135.8048
1 | 300 | 306 | 300 306 VSD for Chiller Pumps and Towers / Office | 0 | 0 | -598.002 | -200.5967 | -210.3362 | -121.6469 | -115.6627 | -103.3373 | -66.0271 | -44.0163 | -39.7196 | -89.4845 | -61.4146 | -84.4367 | -4.2769 | -96.1963 | -64.59 | 0 | 0 | 0 | 0 | 0 | 0 | 0 | 0 | 0 | 0 | 0 | 0 | 0 | -1899.744 | -1533.8302 | 0.71614 | NA | 1009.05 | 4154.2935 | 2.354 | No | No | Yes | NA | Drop | NA | NA | NA | NA | NA | NA | 21.4% | N | 4154.2935 | 0.93872 | 0.015768 | 2021.975 | NA | NA | 90.9091 | NA | NA | NA | NA | NA | NA | NA | NA | NA | NA
1 | 300 | 308 | 300 308 Aerosol Duct Sealing / Office | 0 | 0 | -611.7703 | -214.1278 | -222.8921 | -174.4644 | -182.3136 | -169.3375 | -149.7903 | -137.7895 | -132.408 | -157.3747 | -136.4844 | -144.9479 | -101.3868 | -157.8839 | -137.3099 | 0 | 0 | 0 | 0 | 0 | 0 | 0 | 0 | 0 | 0 | 0 | 0 | 0 | -2830.2813 | -2101.9805 | 0.60977 | NA | 471.37 | 4140.2207 | 1.1034 | No | Yes | Yes | NA | Drop | NA | NA | NA | NA | NA | NA | 55.4% | M | 4140.2207 | 0.25814 | 0.28312 | 2129.0498 | NA | NA | 0.30303 | NA | NA | NA | NA | NA | NA | NA | NA | NA | NA
1 | 300 | 309 | 300 309 Duct/Pipe Insulation / Office | 0 | 0 | -430.4923 | -39.1338 | -40.4526 | -23.4363 | -22.3667 | -20.0176 | -13.1396 | -8.2448 | -7.7697 | -17.385 | 0 | 0 | 0 | 0 | 0 | 0 | 0 | 0 | 0 | 0 | 0 | 0 | 0 | 0 | 0 | 0 | 0 | 0 | -622.4384 | -583.349 | 0.47491 | NA | 30756 | 805.5069 | 370.0365 | No | No | No | NA | Drop | NA | NA | NA | NA | NA | NA | 5.628% | M | 805.5069 | 0.18201 | 0.0030574 | 1965.2768 | NA | NA | NA | NA | NA | NA | NA | NA | NA | NA | NA | NA | NA
1 | 300 | 311 | 300 311 Window Film (Standard) / Office | 0 | 0 | -483.9579 | -89.7598 | -96.4545 | 10.5237 | 33.0826 | 40.186 | 87.0569 | 112.487 | 112.9754 | 50.3496 | 0 | 0 | 0 | 0 | 0 | 0 | 0 | 0 | 0 | 0 | 0 | 0 | 0 | 0 | 0 | 0 | 0 | 0 | -223.5109 | -360.0679 | 0.85168 | NA | 1304.75 | 2278.0767 | 5.5506 | No | No | No | NA | Drop | NA | NA | NA | NA | NA | NA | 8.938% | M | 2278.0767 | 1.0825 | -0.05302 | 443.6645 | NA | NA | 46.6667 | NA | NA | NA | NA | NA | NA | NA | NA | NA | NA
1 | 300 | 313 | 300 313 Ceiling Insulation / Office | 0 | 0 | -547.8839 | -147.8806 | -163.2132 | 314.1282 | 462.3978 | 474.8753 | 692.8981 | 810.9234 | 798.0693 | 499.3232 | 607.5248 | 427.6686 | 893.6064 | 431.2612 | 577.9487 | 344.6475 | 816.4219 | 842.3238 | 868.3376 | 858.4993 | 0 | 0 | 0 | 0 | 0 | 0 | 0 | 0 | 9861.8771 | 4562.836 | 1.5856 | 2.6528 | 3843 | 5084.6672 | 7.3247 | No | No | No | 2793.6786 | Keep | 2793.6786 | 2 | 2793.6786 | 72.7% | 390 | 2 | 6.919% | M | 5084.6672 | 2.1664 | 4.8808 | 1310.1845 | 45.3268 | 24 | 24 | 5.0244 | 9.7145 | 13.8013 | 17.1253 | 19.6491 | 21.4378 | 22.6212 | 23.352 | 23.7733 | 24
1 | 300 | 314 | 300 314 Roof Insulation / Office | 0 | 0 | -462.2889 | -68.8398 | -74.0671 | 33.6445 | 61.031 | 66.5392 | 114.5553 | 140.6096 | 140.8259 | 75.4418 | 101.195 | 63.4397 | 165.0702 | 60.6679 | 95.3388 | 61.5126 | 147.7505 | 154.2233 | 161.9048 | 162.2924 | 0 | 0 | 0 | 0 | 0 | 0 | 0 | 0 | 1200.8471 | 292.9518 | 1.0943 | 1.9766 | 1505.52 | 1866.9126 | 7.8153 | No | No | No | 258.4439 | Keep | 1120.2458 | 2 | 292.9518 | 74.41% | 390 | 6.2946 | 6.525% | M | 1866.9126 | 1.1002 | 0.026933 | 1310.1845 | 42.7453 | 413 | 413 | 86.4617 | 167.1705 | 237.4965 | 294.698 | 338.1287 | 368.9096 | 389.2735 | 401.8494 | 409.099 | 413
1 | 300 | 315 | 300 315 Cool Roof - Chiller / Office | 0 | 0 | -839.3637 | -429.9887 | -459.7537 | 76.3058 | 196.8236 | 231.2174 | 462.9976 | 598.5584 | 599.3519 | 279.1168 | 411.6714 | 232.6521 | 730.9171 | 211.4653 | 381.6872 | 0 | 0 | 0 | 0 | 0 | 0 | 0 | 0 | 0 | 0 | 0 | 0 | 0 | 2683.6585 | 896.6857 | 1.0656 | 1.0336 | 13606.8 | 10996.7222 | 11.9916 | No | No | No | 791.0384 | Keep | 11337.4095 | 2 | 896.6857 | 83.32% | 390 | 11.2013 | 5.628% | M | 10996.7222 | 5.4499 | 0 | 1058.8343 | 29.7935 | 1058.8343 | 1650 | 221.6674 | 428.5858 | 608.8849 | 755.5361 | 866.8819 | 945.7969 | 998.0053 | 1030.2469 | 1048.8331 | 1058.8343
1 | 300 | 317 | 300 317 Thermal Energy Storage (TES) Positive / Office | 0 | 0 | -523.1605 | -133.1732 | -148.0816 | 858.8682 | 1203.2828 | 1216.5148 | 1685.4474 | 1936.263 | 1898.2325 | 75542.2139 | 1470.7255 | 1075.7291 | 2079.6204 | 1100.4986 | 1410.3656 | 84.0083 | 1923.4712 | 1973.8168 | 2007.8028 | 1985.9598 | 2048.9328 | 1492.7328 | 1523.6146 | 1129.7031 | 1190.9938 | 1452.5311 | 154.7446 | 2738.0448 | 110379.703 | 57101.747 | 5.5301 | 1.773 | 13933.99 | 7000 | 19.2913 | No | No | No | 12489.402 | Keep | 12489.402 | 2 | 12489.402 | 89.63% | 390 | 2 | 5.628% | M | -2603.9747 | 10.3611 | 0.020301 | 873.4563 | 24.5774 | 24.5774 | -1 | 5.1453 | 9.9482 | 14.1333 | 17.5373 | 20.1218 | 21.9536 | 23.1654 | 23.9138 | 24.3452 | 24.5774
1 | 300 | 317 | 300 317 Thermal Energy Storage (TES) Negative / Office | 0 | 0 | 587.4398 | 567.2001 | 587.291 | 614.858 | 671.127 | 648.859 | 649.008 | 654.901 | 640.851 | 621.201 | 597.401 | 568.212 | 580.396 | 601.705 | 593.328 | 604.443 | 606.816 | 587.803 | 571.824 | 556.691 | 542.275 | 529.275 | 522.323 | 512.938 | 506.505 | 495.23 | 532.539 | 566.319 | 16318.7589 | 8137.6013 | 0.51436 | NA | 0 | 9603.9747 | 0 | Yes | Yes | Yes | NA | Drop | NA | NA | NA | NA | NA | NA | 90% | M |  |  |  | 0 | NA | NA | NA | NA | NA | NA | NA | NA | NA | NA | NA | NA | NA
1 | 320 | 321 | 320 321 DX Packaged System, EER=10.9, 10 tons / Office | 0 | 0 | -545.0155 | -148.4019 | -158.6988 | 35.5197 | 80.0374 | 91.7033 | 177.0289 | 224.7407 | 225.2372 | 109.2645 | 157.098 | 90.6133 | 271.941 | 83.8132 | 145.2704 | 0 | 0 | 0 | 0 | 0 | 0 | 0 | 0 | 0 | 0 | 0 | 0 | 0 | 840.1511 | 154.8307 | 1.0309 | 1.5018 | 3171.3 | 3832.8926 | 8.0185 | No | No | No | 136.5765 | Keep | 2380.307 | 2 | 154.8307 | 75.06% | 390 | 7.627 | 6.4% | M | 3832.8926 | 1.9713 | 0 | 3008.9031 | 96.2835 | 96.2835 | -1 | 20.157 | 38.9728 | 55.368 | 68.7035 | 78.8286 | 86.0046 | 90.7521 | 93.6839 | 95.374 | 96.2835
1 | 320 | 322 | 320 322 Hybrid Dessicant-DX System (Trane CDQ) / Office | 0 | 0 | -1709.9725 | -1277.5345 | -1330.7665 | -943.8294 | -966.8993 | -885.7753 | -731.4363 | -633.7321 | -602.6176 | -808.9247 | -662.9342 | -743.7191 | -402.4377 | -820.5922 | -674.593 | 0 | 0 | 0 | 0 | 0 | 0 | 0 | 0 | 0 | 0 | 0 | 0 | 0 | -13195.7648 | -9564.6673 | 0.6929 | NA | 11850.81 | 25483.1247 | 4.5069 | No | No | No | NA | Drop | NA | NA | NA | NA | NA | NA | 11.2% | N | 25483.1247 | 4.1996 | 0 | 3343.2256 | NA | NA | 148 | NA | NA | NA | NA | NA | NA | NA | NA | NA | NA
1 | 320 | 323 | 320 323 Geothermal Heat Pump, EER=13, 10 tons / Office | 0 | 0 | -1076.1599 | -664.3449 | -692.4329 | -490.4161 | -502.5377 | -460.2539 | -379.7107 | -329.1057 | -312.4713 | -420.1374 | -345.1291 | -387.0099 | -208.9669 | -426.4761 | -350.4826 | 0 | 0 | 0 | 0 | 0 | 0 | 0 | 0 | 0 | 0 | 0 | 0 | 0 | -7045.6354 | -5158.6883 | 0.68525 | NA | 28463.38 | 13257.0221 | 20.8077 | No | No | No | NA | Drop | NA | NA | NA | NA | NA | NA | 5.628% | N | 13257.0221 | 2.1873 | 0.07045 | 3309.7934 | NA | NA | NA | NA | NA | NA | NA | NA | NA | NA | NA | NA | NA
1 | 320 | 327 | 320 327 DX Coil Cleaning / Office | 0 | 0 | -480.2183 | -83.844 | -93.3922 | 242.6132 | 350.5668 | 0 | 0 | 0 | 0 | 0 | 0 | 0 | 0 | 0 | 0 | 0 | 0 | 0 | 0 | 0 | 0 | 0 | 0 | 0 | 0 | 0 | 0 | 0 | -64.2746 | -167.4423 | 0.91271 | NA | 237.78 | 3158.4938 | 0.72959 | Yes | Yes | Yes | NA | Drop | NA | NA | NA | NA | NA | NA | 67.68% | M | 3158.4938 | 3.5805 | 0.9707 | 2507.4192 | NA | NA | 18.1818 | NA | NA | NA | NA | NA | NA | NA | NA | NA | NA
1 | 320 | 328 | 320 328 Optimize Controls / Office | 0 | 0 | -565.9915 | -170.1262 | -176.975 | -137.9799 | -144.9314 | 0 | 0 | 0 | 0 | 0 | 0 | 0 | 0 | 0 | 0 | 0 | 0 | 0 | 0 | 0 | 0 | 0 | 0 | 0 | 0 | 0 | 0 | 0 | -1196.0042 | -1109.0809 | 0.43988 | NA | 400 | 3286.3239 | 1.1796 | No | Yes | Yes | NA | Drop | NA | NA | NA | NA | NA | NA | 53.86% | N | 3286.3239 | 0.23044 | 0.012476 | 1654.8967 | NA | NA | 5 | NA | NA | NA | NA | NA | NA | NA | NA | NA | NA
1 | 320 | 329 | 320 329 Aerosol Duct Sealing / Office | 0 | 0 | -742.344 | -340.8534 | -355.1302 | -277.5851 | -289.4893 | -269.4728 | -237.8415 | -218.4802 | -210.09 | -250.3071 | -217.1127 | -229.9237 | -161.4235 | -250.3538 | -217.5287 | 0 | 0 | 0 | 0 | 0 | 0 | 0 | 0 | 0 | 0 | 0 | 0 | 0 | -4267.9361 | -3111.2269 | 0.62673 | NA | 471.37 | 6583.145 | 0.69393 | Yes | Yes | Yes | NA | Drop | NA | NA | NA | NA | NA | NA | 69.07% | M | 6583.145 | 0.41045 | 0.45017 | 3259.645 | NA | NA | 0.30303 | NA | NA | NA | NA | NA | NA | NA | NA | NA | NA
1 | 320 | 330 | 320 330 Duct/Pipe Insulation / Office | 0 | 0 | -454.2898 | -61.2463 | -64.516 | -36.1624 | -33.9294 | -29.83 | -17.8874 | -11.1984 | -9.4326 | -25.5536 | 0 | 0 | 0 | 0 | 0 | 0 | 0 | 0 | 0 | 0 | 0 | 0 | 0 | 0 | 0 | 0 | 0 | 0 | -744.0457 | -686.6885 | 0.55366 | NA | 30756 | 1283.6819 | 232.1969 | No | No | No | NA | Drop | NA | NA | NA | NA | NA | NA | 5.628% | M | 1283.6819 | 0.30024 | 0 | 3008.9031 | NA | NA | NA | NA | NA | NA | NA | NA | NA | NA | NA | NA | NA
1 | 320 | 332 | 320 332 Window Film (Standard) / Office | 0 | 0 | -533.3943 | -136.8695 | -146.3554 | 15.8889 | 51.1343 | 61.0826 | 131.6494 | 171.9637 | 172.6953 | 76.488 | 0 | 0 | 0 | 0 | 0 | 0 | 0 | 0 | 0 | 0 | 0 | 0 | 0 | 0 | 0 | 0 | 0 | 0 | -135.7172 | -343.9588 | 0.90132 | NA | 1369.78 | 3460.8874 | 3.8357 | No | No | No | NA | Drop | NA | NA | NA | NA | NA | NA | 13.22% | M | 3460.8874 | 1.6446 | -0.32931 | 679.2649 | NA | NA | 46.6667 | NA | NA | NA | NA | NA | NA | NA | NA | NA | NA
1 | 320 | 334 | 320 334 Ceiling Insulation / Office | 0 | 0 | -640.9646 | -235.6306 | -259.5572 | 499.0934 | 733.3297 | 754.0361 | 1098.9157 | 1288.2907 | 1267.2737 | 791.9351 | 964.8348 | 678.6913 | 1418.6027 | 685.2265 | 917.8462 | 548.4015 | 1297.6357 | 1338.0427 | 1374.1207 | 1363.8717 | 0 | 0 | 0 | 0 | 0 | 0 | 0 | 0 | 15883.9958 | 7471.4189 | 1.6152 | 3.6249 | 3843 | 8076.4072 | 4.6114 | No | No | No | 2176.2741 | Keep | 2176.2741 | 2 | 2176.2741 | 56.63% | 390 | 2 | 10.94% | M | 8076.4072 | 3.4411 | 7.7525 | 2005.9354 | 109.6899 | 37 | 37 | 7.746 | 14.9765 | 21.2769 | 26.4015 | 30.2924 | 33.05 | 34.8744 | 36.001 | 36.6505 | 37
1 | 320 | 335 | 320 335 Roof Insulation / Office | 0 | 0 | -503.7987 | -108.4681 | -116.4305 | 63.127 | 109.731 | 118.2482 | 197.6097 | 242.2114 | 240.7484 | 131.9024 | 174.5998 | 111.8431 | 281.3496 | 107.9655 | 163.7099 | 105.6546 | 251.4784 | 262.4086 | 275.8513 | 273.684 | 0 | 0 | 0 | 0 | 0 | 0 | 0 | 0 | 2383.4259 | 823.4273 | 1.1746 | 3.3567 | 1505.52 | 2973.3087 | 4.9072 | No | No | No | 726.4515 | Keep | 891.9191 | 2 | 823.4273 | 59.24% | 390 | 2.2232 | 10.2% | M | 2973.3087 | 1.8272 | 0.63067 | 2005.9354 | 102.2837 | 632 | 632 | 132.3094 | 255.8155 | 363.4329 | 450.9665 | 517.4269 | 564.5299 | 595.6922 | 614.9367 | 626.0304 | 632
1 | 340 | 342 | 340 342 Geothermal Heat Pump, EER=13, 10 tons / Office | 0 | 0 | -982.5265 | -568.2045 | -603.5205 | -68.765 | 33.9797 | 76.4404 | 306.486 | 441.5151 | 446.6134 | 131.8551 | 270.5823 | 99.105 | 593.1768 | 69.03 | 241.9485 | 142.093 | 495.9093 | 540.9363 | 582.4063 | 595.685 | 647.964 | 372.4215 | 403.6093 | 203.2415 | 221.1045 | 0 | 0 | 0 | 4693.0865 | 700.9858 | 1.0309 | 0.80601 | 28463.38 | 13548.9501 | 20.3594 | No | No | No | 618.3715 | Drop | NA | NA | NA | NA | NA | NA | 5.628% | N | 13548.9501 | 5.4683 | 0 | 719.8827 | NA | NA | 10 | NA | NA | NA | NA | NA | NA | NA | NA | NA | NA
1 | 340 | 344 | 340 344 Aerosol Duct Sealing / Office | 0 | 0 | -750.0867 | -348.4614 | -362.9317 | -283.6817 | -295.7774 | -275.4868 | -243.6752 | -223.6466 | -214.8352 | -255.9887 | -221.6227 | -235.5952 | -164.918 | -255.2687 | -223.3217 | 0 | 0 | 0 | 0 | 0 | 0 | 0 | 0 | 0 | 0 | 0 | 0 | 0 | -4355.2976 | -3172.2829 | 0.62739 | NA | 471.37 | 6731.1517 | 0.67867 | Yes | Yes | Yes | NA | Drop | NA | NA | NA | NA | NA | NA | 69.07% | M | 6731.1517 | 0.41968 | 0.4603 | 708.9754 | NA | NA | 0.30303 | NA | NA | NA | NA | NA | NA | NA | NA | NA | NA
1 | 340 | 345 | 340 345 Duct/Pipe Insulation / Office | 0 | 0 | -455.6023 | -62.7833 | -65.7551 | -36.8154 | -35.5602 | -31.2036 | -18.7724 | -12.3925 | -11.3112 | -26.9534 | 0 | 0 | 0 | 0 | 0 | 0 | 0 | 0 | 0 | 0 | 0 | 0 | 0 | 0 | 0 | 0 | 0 | 0 | -757.1496 | -696.6657 | 0.55443 | NA | 30756 | 1311.8045 | 227.2191 | No | No | No | NA | Drop | NA | NA | NA | NA | NA | NA | 5.628% | M | 1311.8045 | 0.30405 | 0.0049791 | 654.4388 | NA | NA | NA | NA | NA | NA | NA | NA | NA | NA | NA | NA | NA
1 | 340 | 347 | 340 347 Window Film (Standard) / Office | 0 | 0 | -536.4896 | -140.0179 | -149.8243 | 15.6502 | 52.7323 | 63.3102 | 135.1608 | 176.108 | 177.1112 | 78.8706 | 0 | 0 | 0 | 0 | 0 | 0 | 0 | 0 | 0 | 0 | 0 | 0 | 0 | 0 | 0 | 0 | 0 | 0 | -127.3883 | -341.2809 | 0.90404 | NA | 1304.75 | 3539.7761 | 3.5722 | No | No | No | NA | Drop | NA | NA | NA | NA | NA | NA | 14.04% | M | 3539.7761 | 1.682 | -0.023094 | 147.7407 | NA | NA | 46.6667 | NA | NA | NA | NA | NA | NA | NA | NA | NA | NA
1 | 340 | 349 | 340 349 Ceiling Insulation / Office | 0 | 0 | -646.584 | -241.0856 | -265.4588 | 510.4345 | 749.9674 | 770.6868 | 1123.8295 | 1317.1855 | 1295.2505 | 809.9651 | 985.6361 | 693.7468 | 1450.7095 | 700.2045 | 938.0013 | 560.3458 | 1327.0825 | 1368.6825 | 1404.1485 | 1393.4195 | 0 | 0 | 0 | 0 | 0 | 0 | 0 | 0 | 16246.1679 | 7646.5454 | 1.6161 | 3.6845 | 3843 | 8258.663 | 4.5097 | No | No | No | 2138.662 | Keep | 2138.662 | 2 | 2138.662 | 55.65% | 390 | 2 | 11.2% | M | 8258.663 | 3.5187 | 7.9275 | 436.2925 | 24.4275 | 8 | 8 | 1.6748 | 3.2382 | 4.6004 | 5.7084 | 6.5497 | 7.1459 | 7.5404 | 7.784 | 7.9244 | 8
1 | 340 | 350 | 340 350 Roof Insulation / Office | 0 | 0 | -506.393 | -111.1281 | -119.185 | 63.2076 | 110.9644 | 119.3987 | 200.5023 | 246.5398 | 244.5811 | 133.6664 | 176.9514 | 113.0254 | 286.0484 | 108.6392 | 166.4551 | 107.2118 | 255.6089 | 267.1193 | 280.1233 | 279.0075 | 0 | 0 | 0 | 0 | 0 | 0 | 0 | 0 | 2422.3443 | 838.1357 | 1.1742 | 3.4281 | 1505.52 | 3038.4695 | 4.8019 | No | No | No | 739.4274 | Keep | 878.4719 | 2 | 838.1357 | 58.35% | 390 | 2.1287 | 10.44% | M | 3038.4695 | 1.8612 | 0.044204 | 436.2925 | 22.7673 | 138 | 138 | 28.8904 | 55.8584 | 79.3572 | 98.4705 | 112.9825 | 123.2676 | 130.072 | 134.2741 | 136.6965 | 138
1 | 340 | 351 | 340 351 Cool Roof - DX / Office | 0 | 0 | -1116.9489 | -695.1809 | -742.9319 | 123.7501 | 317.5698 | 373.2538 | 747.6651 | 966.7722 | 967.1372 | 450.3038 | 664.779 | 375.8102 | 1181.4942 | 341.9485 | 617.1527 | 0 | 0 | 0 | 0 | 0 | 0 | 0 | 0 | 0 | 0 | 0 | 0 | 0 | 4572.5749 | 1686.0109 | 1.0772 | 1.6849 | 13606.8 | 17764.3922 | 7.4232 | No | No | No | 1487.3841 | Keep | 9940.7673 | 2 | 1686.0109 | 73.06% | 390 | 6.5034 | 6.836% | M | 17764.3922 | 8.804 | 0 | 352.5927 | 12.0523 | 352.5927 | 1287 | 73.8154 | 142.7194 | 202.7592 | 251.5942 | 288.6724 | 314.9512 | 332.3366 | 343.0731 | 349.2623 | 352.5927
1 | 360 | 361 | 360 361 HE PTAC, EER=9.6, 1 ton / Office | 0 | 0 | -834.4915 | -425.2765 | -454.3885 | 63.738 | 178.6622 | 212.0088 | 436.6045 | 566.6296 | 568.5551 | 259.1515 | 387.6743 | 215.9174 | 697.3565 | 194.1995 | 359.1305 | 0 | 0 | 0 | 0 | 0 | 0 | 0 | 0 | 0 | 0 | 0 | 0 | 0 | 2425.4717 | 749.2912 | 1.0557 | 3.755 | 3653.72 | 10819.9409 | 3.2726 | No | No | No | 660.9992 | Keep | 1420.8118 | 2 | 749.2912 | 38.89% | 390 | 2.6015 | 15.08% | M | 10819.9409 | 5.268 | 0.37055 | 1110.1036 | 83.6868 | 513 | 513 | 107.3967 | 207.6477 | 295.0017 | 366.0535 | 420 | 458.2339 | 483.5286 | 499.1495 | 508.1544 | 513
1 | 360 | 362 | 360 362 Occupancy Sensor (hotels) / Office | 0 | 0 | -953.0578 | -541.2348 | -570.9448 | -178.6714 | -116.0824 | -77.1678 | 90.487 | 189.1143 | 197.1398 | -32.5955 | 76.6572 | -43.6984 | 318.1942 | -73.642 | 57.4035 | 0 | 0 | 0 | 0 | 0 | 0 | 0 | 0 | 0 | 0 | 0 | 0 | 0 | -1658.0992 | -1814.6142 | 0.87961 | NA | 6727 | 12166.3753 | 5.3585 | No | No | No | NA | Drop | NA | NA | NA | NA | NA | NA | 9.286% | M | 12166.3753 | 4.0567 | 0.046187 | 999.0932 | NA | NA | 50 | NA | NA | NA | NA | NA | NA | NA | NA | NA | NA
1 | 400 | 401 | 400 401 High Efficiency Fan Motor, 15hp, 1800rpm, 92.4% / Office | 0 | 0 | -401.0367 | -10.4378 | -11.3387 | -2.6783 | -1.8117 | -1.1739 | 2.0169 | 4.3871 | 4.7954 | -0.16555 | 1.9264 | -0.55119 | 6.2259 | -1.6389 | 1.2826 | 0 | 0 | 0 | 0 | 0 | 0 | 0 | 0 | 0 | 0 | 0 | 0 | 0 | -410.1985 | -414.8095 | 0.39611 | NA | 85.11 | 245.5752 | 3.3588 | No | No | No | NA | Drop | NA | NA | NA | NA | NA | NA | 14.72% | M | 245.5752 | 0.085105 | 0.031255 | 16669.8698 | NA | NA | 50 | NA | NA | NA | NA | NA | NA | NA | NA | NA | NA
1 | 400 | 402 | 400 402 Variable Speed Drive Control / Office | 0 | 0 | -708.272 | -307.7369 | -320.5327 | -250.7789 | -261.6753 | -243.1362 | -215.2607 | -197.4068 | -189.7709 | -225.6916 | -196.1019 | -207.7476 | -145.6915 | -225.7605 | -196.9337 | 0 | 0 | 0 | 0 | 0 | 0 | 0 | 0 | 0 | 0 | 0 | 0 | 0 | -3892.497 | -2847.7388 | 0.62357 | NA | 1787.37 | 5944.5405 | 2.9139 | No | No | Yes | NA | Drop | NA | NA | NA | NA | NA | NA | 16.58% | N | 5944.5405 | 0.20632 | 0.18918 | 4627.9045 | NA | NA | 100 | NA | NA | NA | NA | NA | NA | NA | NA | NA | NA
1 | 400 | 403 | 400 403 Air Handler Optimization / Office | 0 | 0 | -479.0248 | -86.0124 | -89.8865 | -69.8344 | -72.6517 | -67.9163 | -60.0627 | -55.1018 | 0 | 0 | 0 | 0 | 0 | 0 | 0 | 0 | 0 | 0 | 0 | 0 | 0 | 0 | 0 | 0 | 0 | 0 | 0 | 0 | -980.4903 | -879.9843 | 0.45814 | NA | 300 | 1662.0152 | 1.7493 | No | Yes | Yes | NA | Drop | NA | NA | NA | NA | NA | NA | 37.8% | N | 1662.0152 | 0.057685 | 0.052893 | 9376.8017 | NA | NA | 27.2727 | NA | NA | NA | NA | NA | NA | NA | NA | NA | NA
1 | 400 | 404 | 400 404 Electronically Commutated Motors (ECM) on an Air Handler Unit / Office | 0 | 0 | -515.0385 | -120.9045 | -125.9595 | -97.789 | -102.243 | -95.0016 | -83.7307 | -76.3356 | -73.9928 | -87.8044 | -75.8278 | -81.3417 | -56.0816 | -88.9762 | -76.7128 | 0 | 0 | 0 | 0 | 0 | 0 | 0 | 0 | 0 | 0 | 0 | 0 | 0 | -1757.7398 | -1350.5011 | 0.58061 | NA | 691.61 | 2345.3783 | 2.8578 | No | No | Yes | NA | Drop | NA | NA | NA | NA | NA | NA | 16.89% | M | 2345.3783 | 0.31587 | 0 | 16669.8698 | NA | NA | 18.1818 | NA | NA | NA | NA | NA | NA | NA | NA | NA | NA
1 | 400 | 405 | 400 405 Demand Control Ventilation (DCV) / Office | 0 | 0 | -462.2671 | -66.3395 | -74.6036 | 195.0074 | 281.3956 | 287.1595 | 410.1105 | 476.6684 | 468.9498 | 299.9109 | 359.2345 | 257.105 | 521.3856 | 260.4416 | 342.7804 | 0 | 0 | 0 | 0 | 0 | 0 | 0 | 0 | 0 | 0 | 0 | 0 | 0 | 3556.9392 | 1869.0748 | 1.5428 | 0.19931 | 23594 | 2529.7952 | 90.3858 | No | No | No | 1648.9903 | Drop | NA | NA | NA | NA | NA | NA | 5.628% | M | 2529.7952 | 5.7391 | 3.4581 | 9376.8017 | NA | NA | 161 | NA | NA | NA | NA | NA | NA | NA | NA | NA | NA
1 | 400 | 406 | 400 406 Energy Recovery Ventilation (ERV) / Office | 0 | 0 | -422.7079 | -29.7809 | -33.7498 | 89.3254 | 128.5011 | 130.4207 | 187.3319 | 217.4799 | 214.1252 | 136.7451 | 164.4396 | 117.2662 | 237.3446 | 118.6645 | 156.4501 | 91.4252 | 218.5951 | 223.9329 | 231.8093 | 228.5204 | 0 | 0 | 0 | 0 | 0 | 0 | 0 | 0 | 2406.1386 | 979.5658 | 1.4726 | 0.80947 | 3146.19 | 1156.3363 | 26.3685 | No | No | No | 864.2205 | Drop | NA | NA | NA | NA | NA | NA | 5.628% | M | 1156.3363 | 2.6233 | 1.5807 | 9376.8017 | NA | NA | 32 | NA | NA | NA | NA | NA | NA | NA | NA | NA | NA
1 | 600 | 603 | 600 603 Heat Pump Water Heater (air source) / Office | 0 | 0 | -494.1566 | -100.8375 | -105.7694 | -76.6859 | -79.3229 | -73.5281 | -61.9704 | -55.4015 | -52.7327 | -66.6211 | -55.9092 | -61.3011 | -37.2389 | -68.6928 | -57.6349 | 0 | 0 | 0 | 0 | 0 | 0 | 0 | 0 | 0 | 0 | 0 | 0 | 0 | -1447.8032 | -1142.0285 | 0.59251 | NA | 648.78 | 1999.492 | 3.1446 | No | No | No | NA | Drop | NA | NA | NA | NA | NA | NA | 15.66% | N | 1999.492 | 0.30977 | 0.23487 | 9745.0943 | NA | NA | 9.0909 | NA | NA | NA | NA | NA | NA | NA | NA | NA | NA
1 | 600 | 604 | 600 604 Solar Water Heater / Office | 0 | 0 | -493.8891 | -100.5736 | -105.3517 | -76.5549 | -79.111 | -73.1118 | -62.1278 | -55.0482 | -52.2345 | -66.2495 | -56.0089 | -61.1208 | -37.1672 | -67.983 | -57.4522 | -60.4563 | -45.2258 | -39.966 | -35.1291 | -31.477 | 0 | 0 | 0 | 0 | 0 | 0 | 0 | 0 | -1656.2383 | -1214.4329 | 0.63128 | NA | 1502.81 | 1994.7575 | 7.3013 | No | No | No | NA | Drop | NA | NA | NA | NA | NA | NA | 6.919% | N | 1994.7575 | 0.30885 | 0.23431 | 5077.707 | NA | NA | 33.3333 | NA | NA | NA | NA | NA | NA | NA | NA | NA | NA
1 | 600 | 606 | 600 606 Demand controlled circulating systems / Office | 0 | 0 | -397.3253 | -6.6961 | -7.3462 | -5.0055 | -5.1327 | -5.5945 | -4.1551 | -4.1674 | -3.5996 | -4.5295 | -3.8935 | -4.4162 | -3.1208 | -4.834 | -3.6745 | 0 | 0 | 0 | 0 | 0 | 0 | 0 | 0 | 0 | 0 | 0 | 0 | 0 | -463.4909 | -442.0702 | 0.21253 | NA | 329.55 | 141.5575 | 22.5617 | No | No | No | NA | Drop | NA | NA | NA | NA | NA | NA | 5.628% | N | 141.5575 | 0.022149 | 0.016628 | 5077.707 | NA | NA | 45.4545 | NA | NA | NA | NA | NA | NA | NA | NA | NA | NA
1 | 600 | 608 | 600 608 Heat Recovery Unit / Office | 0 | 0 | -503.9774 | -110.2344 | -115.0453 | -84.2697 | -86.8491 | -79.8495 | -67.1934 | -60.0329 | -56.7133 | -72.3409 | 0 | 0 | 0 | 0 | 0 | 0 | 0 | 0 | 0 | 0 | 0 | 0 | 0 | 0 | 0 | 0 | 0 | 0 | -1236.506 | -1065.2303 | 0.5465 | NA | 818 | 2190.3986 | 3.6192 | No | No | No | NA | Drop | NA | NA | NA | NA | NA | NA | 13.87% | N | 2190.3986 | 0.34054 | 0.25729 | 5770.1216 | NA | NA | 0.90909 | NA | NA | NA | NA | NA | NA | NA | NA | NA | NA
1 | 600 | 609 | 600 609 Heat Trap / Office | 0 | 0 | -403.0841 | -12.7261 | -13.4493 | -9.5579 | -9.9481 | -9.0341 | -8.1245 | -7.4096 | -6.5117 | -8.4061 | 0 | 0 | 0 | 0 | 0 | 0 | 0 | 0 | 0 | 0 | 0 | 0 | 0 | 0 | 0 | 0 | 0 | 0 | -488.2516 | -468.2602 | 0.2435 | NA | 1.76 | 256.3186 | 0.066545 | Yes | Yes | Yes | NA | Drop | NA | NA | NA | NA | NA | NA | 86.98% | N | 256.3186 | 0.039989 | 0.030108 | 5770.1216 | NA | NA | 0.90909 | NA | NA | NA | NA | NA | NA | NA | NA | NA | NA
1 | 600 | 610 | 600 610 Hot Water Pipe Insulation / Office | 0 | 0 | -392.9355 | -2.3845 | -2.9138 | -1.8286 | -1.7018 | -1.7374 | -1.7524 | -1.3005 | -0.58344 | -1.0778 | -1.0113 | -1.6676 | -0.44291 | -2.032 | -1.6709 | 0 | 0 | 0 | 0 | 0 | 0 | 0 | 0 | 0 | 0 | 0 | 0 | 0 | -415.0404 | -408.0474 | 0.10826 | NA | 46.81 | 55.9876 | 8.1027 | No | No | No | NA | Drop | NA | NA | NA | NA | NA | NA | 6.337% | M | 55.9876 | 0.0087336 | 0.0065765 | 5770.1216 | NA | NA | 0.90909 | NA | NA | NA | NA | NA | NA | NA | NA | NA | NA
1 | 700 | 701 | 700 701 PC Manual Power Management Enabling / Office | 0 | 0 | -601.4632 | -204.8726 | -213.225 | -152.3375 | 0 | 0 | 0 | 0 | 0 | 0 | 0 | 0 | 0 | 0 | 0 | 0 | 0 | 0 | 0 | 0 | 0 | 0 | 0 | 0 | 0 | 0 | 0 | 0 | -1171.8984 | -1108.2577 | 0.44105 | NA | 134.25 | 4083.2219 | 0.31864 | Yes | Yes | Yes | NA | Drop | NA | NA | NA | NA | NA | NA | 79.32% | N | 4083.2219 | 0.34406 | 0.66496 | 9376.8017 | NA | NA | 90.9091 | NA | NA | NA | NA | NA | NA | NA | NA | NA | NA
1 | 700 | 702 | 700 702 PC Network Power Management Enabling / Office | 0 | 0 | -601.4632 | -204.8726 | -213.225 | -152.3375 | 0 | 0 | 0 | 0 | 0 | 0 | 0 | 0 | 0 | 0 | 0 | 0 | 0 | 0 | 0 | 0 | 0 | 0 | 0 | 0 | 0 | 0 | 0 | 0 | -1171.8984 | -1108.2577 | 0.44105 | NA | 67.13 | 4083.2219 | 0.15933 | Yes | Yes | Yes | NA | Drop | NA | NA | NA | NA | NA | NA | 83.97% | N | 4083.2219 | 0.34406 | 0.66496 | 9376.8017 | NA | NA | NA | NA | NA | NA | NA | NA | NA | NA | NA | NA | NA
1 | 710 | 711 | 710 711 Energy Star or Better Monitor / Office | 0 | 0 | -694.3986 | -294.4317 | -306.9358 | -219.3079 | 0 | 0 | 0 | 0 | 0 | 0 | 0 | 0 | 0 | 0 | 0 | 0 | 0 | 0 | 0 | 0 | 0 | 0 | 0 | 0 | 0 | 0 | 0 | 0 | -1515.0739 | -1423.4895 | 0.46882 | NA | 0 | 5869.7079 | 0 | Yes | Yes | Yes | NA | Drop | NA | NA | NA | NA | NA | NA | 90% | M | 5869.7079 | 0.75126 | 0.95586 | 833.4935 | NA | NA | 7.6923 | NA | NA | NA | NA | NA | NA | NA | NA | NA | NA
1 | 710 | 712 | 710 712 Monitor Power Management Enabling / Office | 0 | 0 | -588.808 | -191.9468 | -200.2299 | -143.3513 | 0 | 0 | 0 | 0 | 0 | 0 | 0 | 0 | 0 | 0 | 0 | 0 | 0 | 0 | 0 | 0 | 0 | 0 | 0 | 0 | 0 | 0 | 0 | 0 | -1124.3359 | -1064.5494 | 0.43509 | NA | 127.54 | 3831.4759 | 0.3226 | Yes | Yes | Yes | NA | Drop | NA | NA | NA | NA | NA | NA | 79.32% | N | 3831.4759 | 0.32285 | 0.62397 | 5000.9609 | NA | NA | 50 | NA | NA | NA | NA | NA | NA | NA | NA | NA | NA
1 | 720 | 722 | 720 722 Monitor Power Management Enabling / Office | 0 | 0 | -390.353 | -0.22251 | -0.14083 | -0.1596 | 0 | 0 | 0 | 0 | 0 | 0 | 0 | 0 | 0 | 0 | 0 | 0 | 0 | 0 | 0 | 0 | 0 | 0 | 0 | 0 | 0 | 0 | 0 | 0 | -390.8759 | -390.8185 | 0.0038798 | NA | 6.71 | 6.3452 | 10.2486 | No | No | No | NA | Drop | NA | NA | NA | NA | NA | NA | 5.628% | N | 6.3452 | 0.00053465 | 0.0010333 | 5000.9609 | NA | NA | 50 | NA | NA | NA | NA | NA | NA | NA | NA | NA | NA
1 | 730 | 731 | 730 731 Energy Star or Better Copier / Office | 0 | 0 | -425.0532 | -33.4444 | -34.5243 | -25.0583 | -25.2926 | -23.7453 | 0 | 0 | 0 | 0 | 0 | 0 | 0 | 0 | 0 | 0 | 0 | 0 | 0 | 0 | 0 | 0 | 0 | 0 | 0 | 0 | 0 | 0 | -567.1182 | -544.74 | 0.29569 | NA | 0 | 668.643 | 0 | Yes | Yes | Yes | NA | Drop | NA | NA | NA | NA | NA | NA | 90% | M | 668.643 | 0.085579 | 0.10889 | 1666.987 | NA | NA | 33.3333 | NA | NA | NA | NA | NA | NA | NA | NA | NA | NA
1 | 730 | 732 | 730 732 Copier Power Management Enabling / Office | 0 | 0 | -418.6099 | -27.7326 | -28.8428 | -20.6703 | -20.6048 | -19.6955 | 0 | 0 | 0 | 0 | 0 | 0 | 0 | 0 | 0 | 0 | 0 | 0 | 0 | 0 | 0 | 0 | 0 | 0 | 0 | 0 | 0 | 0 | -536.1559 | -517.673 | 0.26714 | NA | 113.48 | 552.4924 | 1.9906 | No | Yes | Yes | NA | Drop | NA | NA | NA | NA | NA | NA | 30.34% | N | 552.4924 | 0.046554 | 0.089975 | 8251.5855 | NA | NA | 363.636 | NA | NA | NA | NA | NA | NA | NA | NA | NA | NA
1 | 800 | 801 | 800 801 Convection Oven / Office | 0 | 0 | -392.68 | -2.0077 | -2.7581 | -1.7643 | -1.6134 | -1.6349 | -1.2812 | -1.0843 | -0.86317 | -1.5466 | 0 | 0 | 0 | 0 | 0 | 0 | 0 | 0 | 0 | 0 | 0 | 0 | 0 | 0 | 0 | 0 | 0 | 0 | -407.2336 | -403.8947 | 0.074724 | NA | 201366.9 | 52.2839 | 37325.3986 | No | No | No | NA | Drop | NA | NA | NA | NA | NA | NA | 5.628% | N | 52.2839 | 0.0078784 | 0.0022044 | 12572.5043 | NA | NA | NA | NA | NA | NA | NA | NA | NA | NA | NA | NA | NA
1 | 810 | 811 | 810 811 Efficient Fryer / Office | 0 | 0 | -390.5947 | -0.33466 | -0.4141 | -0.40624 | -0.25009 | -0.97137 | -0.10976 | -0.33852 | -0.33382 | -0.1812 | 0 | 0 | 0 | 0 | 0 | 0 | 0 | 0 | 0 | 0 | 0 | 0 | 0 | 0 | 0 | 0 | 0 | 0 | -393.9344 | -393.115 | 0.016817 | NA | 52428.29 | 10.6377 | 47764.3226 | No | No | No | NA | Drop | NA | NA | NA | NA | NA | NA | 5.628% | N | 10.6377 | 0.0016029 | 0.00044851 | 12572.5043 | NA | NA | NA | NA | NA | NA | NA | NA | NA | NA | NA | NA | NA
1 | 900 | 901 | 900 901 Vending Misers (cooled machines only) / Office | 0 | 0 | -462.0105 | -69.2893 | -71.9781 | -56.1947 | -59.2158 | -55.2536 | -48.5095 | -44.8037 | -42.19 | -50.578 | 0 | 0 | 0 | 0 | 0 | 0 | 0 | 0 | 0 | 0 | 0 | 0 | 0 | 0 | 0 | 0 | 0 | 0 | -960.0234 | -840.2122 | 0.47169 | NA | 174.85 | 1341.8341 | 1.2628 | No | Yes | Yes | NA | Drop | NA | NA | NA | NA | NA | NA | 50.86% | N | 1341.8341 | 0.10571 | 0.099769 | 11085.4634 | NA | NA | 90.9091 | NA | NA | NA | NA | NA | NA | NA | NA | NA | NA
2 | 110 | 111 | 110 111 Premium T8, Electronic Ballast / Restaurant or Services | 0 | 0 | -884.0936 | -475.2886 | -500.8386 | -184.2864 | -138.7604 | -104.9998 | 29.3597 | 108.8043 | 116.3888 | -67.4962 | 22.3482 | -72.4578 | 218.2162 | -99.2808 | 6.8519 | -49.3486 | 0 | 0 | 0 | 0 | 0 | 0 | 0 | 0 | 0 | 0 | 0 | 0 | -2074.882 | -1969.3728 | 0.85557 | NA | 7896.87 | 10499.1259 | 7.2893 | No | No | No | NA | Drop | NA | NA | NA | NA | NA | NA | 6.961% | M | 10499.1259 | 3.2756 | 1.667 | 625.2295 | NA | NA | 18.1818 | NA | NA | NA | NA | NA | NA | NA | NA | NA | NA
2 | 110 | 112 | 110 112 Premium T8, EB, Reflector / Restaurant or Services | 0 | 0 | -1412.2385 | -983.6125 | -1035.5355 | -382.4187 | -286.9905 | -218.8905 | 59.0095 | 224.7624 | 239.7594 | -140.3127 | 44.9002 | -151.336 | 450.7014 | -204.9178 | 14.3784 | -103.5051 | 0 | 0 | 0 | 0 | 0 | 0 | 0 | 0 | 0 | 0 | 0 | 0 | -3886.2465 | -3663.8264 | 0.86816 | NA | 10581.81 | 21718.0396 | 4.722 | No | No | No | NA | Drop | NA | NA | NA | NA | NA | NA | 10.68% | M | 21718.0396 | 6.7758 | 3.4482 | 188.2411 | NA | NA | 66.666 | NA | NA | NA | NA | NA | NA | NA | NA | NA | NA
2 | 110 | 113 | 110 113 Occupancy Sensor / Restaurant or Services | 0 | 0 | -828.7228 | -421.3431 | -445.1753 | -139.2049 | -90.1422 | -59.5894 | 70.5615 | 147.1753 | 153.6774 | 0 | 0 | 0 | 0 | 0 | 0 | 0 | 0 | 0 | 0 | 0 | 0 | 0 | 0 | 0 | 0 | 0 | 0 | 0 | -1612.7635 | -1609.8344 | 0.80306 | NA | 7107.18 | 9481.8429 | 7.2642 | No | No | No | NA | Drop | NA | NA | NA | NA | NA | NA | 6.961% | M | 9481.8429 | 3.1616 | 0.829 | 86.1945 | NA | NA | 50 | NA | NA | NA | NA | NA | NA | NA | NA | NA | NA
2 | 110 | 114 | 110 114 Continuous Dimming / Restaurant or Services | 0 | 0 | -1578.7734 | -1148.2974 | -1199.8514 | -765.5382 | -755.9289 | -682.2994 | -503.9331 | -393.9894 | -369.3551 | -609.0448 | -461.3508 | 0 | 0 | 0 | 0 | 0 | 0 | 0 | 0 | 0 | 0 | 0 | 0 | 0 | 0 | 0 | 0 | 0 | -8468.362 | -6854.7665 | 0.70014 | NA | 45470.87 | 23328.8405 | 18.8897 | No | No | No | NA | Drop | NA | NA | NA | NA | NA | NA | 5.628% | N | 23328.8405 | 4.6459 | 2.0397 | 470.6026 | NA | NA | NA | NA | NA | NA | NA | NA | NA | NA | NA | NA | NA
2 | 110 | 115 | 110 115 Lighting Control Tuneup / Restaurant or Services | 0 | 0 | -512.323 | -117.9975 | -124.2042 | -77.0506 | -75.3982 | -68.0053 | 0 | 0 | 0 | 0 | 0 | 0 | 0 | 0 | 0 | 0 | 0 | 0 | 0 | 0 | 0 | 0 | 0 | 0 | 0 | 0 | 0 | 0 | -974.9788 | -904.9962 | 0.49039 | NA | 144 | 2418.2356 | 0.5771 | Yes | Yes | Yes | NA | Drop | NA | NA | NA | NA | NA | NA | 71.84% | N | 2418.2356 | 0.49884 | 0.21143 | 23.5301 | NA | NA | 0.47619 | NA | NA | NA | NA | NA | NA | NA | NA | NA | NA
2 | 120 | 121 | 120 121 ROB Premium T8, 1EB / Restaurant or Services | 0 | 0 | -603.0988 | -204.8449 | -216.2246 | -79.6271 | -59.2919 | -45.9072 | 12.463 | 46.5375 | 50.3927 | -28.609 | 10.326 | -31.6196 | 94.243 | -43.1456 | 3.1108 | -21.9007 | 0 | 0 | 0 | 0 | 0 | 0 | 0 | 0 | 0 | 0 | 0 | 0 | -1117.1963 | -1071.4344 | 0.82476 | NA | 762.85 | 4537.3823 | 1.6294 | No | Yes | Yes | NA | Drop | NA | NA | NA | NA | NA | NA | 40.69% | M | 4537.3823 | 1.4156 | 0.7204 | 1339.7775 | NA | NA | 18.1818 | NA | NA | NA | NA | NA | NA | NA | NA | NA | NA
2 | 120 | 122 | 120 122 ROB Premium T8, EB, Reflector / Restaurant or Services | 0 | 0 | -1252.1721 | -830.1301 | -874.3031 | -322.3816 | -242.4261 | -184.3794 | 50.4725 | 189.4372 | 202.3755 | -118.1371 | 37.9125 | -127.9641 | 379.8419 | -172.6233 | 11.6664 | -87.0966 | 0 | 0 | 0 | 0 | 0 | 0 | 0 | 0 | 0 | 0 | 0 | 0 | -3339.9075 | -3152.1824 | 0.86592 | NA | 2615.47 | 18324.8049 | 1.3832 | No | Yes | Yes | NA | Drop | NA | NA | NA | NA | NA | NA | 47.94% | M | 18324.8049 | 5.7172 | 2.9094 | 282.3616 | NA | NA | 18.1818 | NA | NA | NA | NA | NA | NA | NA | NA | NA | NA
2 | 120 | 123 | 120 123 Occupancy Sensor / Restaurant or Services | 0 | 0 | -658.307 | -257.7795 | -271.7708 | -84.7247 | -54.626 | -36.7912 | 44.2735 | 90.115 | 93.7431 | 0 | 0 | 0 | 0 | 0 | 0 | 0 | 0 | 0 | 0 | 0 | 0 | 0 | 0 | 0 | 0 | 0 | 0 | 0 | -1135.8674 | -1134.5087 | 0.77974 | NA | 4904.01 | 5798.7171 | 8.196 | No | No | No | NA | Drop | NA | NA | NA | NA | NA | NA | 6.306% | M | 5798.7171 | 1.9335 | 0.50699 | 129.2917 | NA | NA | 50 | NA | NA | NA | NA | NA | NA | NA | NA | NA | NA
2 | 120 | 124 | 120 124 Lighting Control Tuneup / Restaurant or Services | 0 | 0 | -465.3622 | -72.6395 | -76.3315 | -48.3775 | -47.9871 | -43.2047 | 0 | 0 | 0 | 0 | 0 | 0 | 0 | 0 | 0 | 0 | 0 | 0 | 0 | 0 | 0 | 0 | 0 | 0 | 0 | 0 | 0 | 0 | -753.9025 | -709.9656 | 0.42691 | NA | 144 | 1480.7937 | 0.94244 | Yes | Yes | Yes | NA | Drop | NA | NA | NA | NA | NA | NA | 61.56% | N | 1480.7937 | 0.2949 | 0.12947 | 35.2952 | NA | NA | 0.47619 | NA | NA | NA | NA | NA | NA | NA | NA | NA | NA
2 | 130 | 131 | 130 131 CFL Screw-in 18W / Restaurant or Services | 0 | 0 | -3979.5512 | -3444.7272 | 0 | 0 | 0 | 0 | 0 | 0 | 0 | 0 | 0 | 0 | 0 | 0 | 0 | 0 | 0 | 0 | 0 | 0 | 0 | 0 | 0 | 0 | 0 | 0 | 0 | 0 | -7424.2784 | -7215.1349 | 0.56698 | NA | 5095.96 | 81672.8295 | 0.60469 | Yes | Yes | Yes | NA | Drop | NA | NA | NA | NA | NA | NA | 70.45% | M | 81672.8295 | 32.7035 | 21.9814 | 461.5898 | NA | NA | 27 | NA | NA | NA | NA | NA | NA | NA | NA | NA | NA
2 | 140 | 141 | 140 141 CFL Hardwired, Modular 18W / Restaurant or Services | 0 | 0 | -3979.5512 | -3444.7272 | -3653.0452 | -457.5892 | 151.5738 | 0 | 0 | 0 | 0 | 0 | 0 | 0 | 0 | 0 | 0 | 0 | 0 | 0 | 0 | 0 | 0 | 0 | 0 | 0 | 0 | 0 | 0 | 0 | -11383.339 | -10699.282 | 0.73192 | NA | 23117.76 | 81672.8295 | 2.7432 | No | No | Yes | NA | Drop | NA | NA | NA | NA | NA | NA | 17.81% | M | 81672.8295 | 32.7035 | 21.9814 | 153.8633 | NA | NA | 33.3333 | NA | NA | NA | NA | NA | NA | NA | NA | NA | NA
2 | 150 | 151 | 150 151 PSMH, 250W, magnetic ballast / Restaurant or Services | 0 | 0 | -1361.4182 | -937.9462 | -980.5633 | -625.2345 | -617.8469 | -557.285 | -410.2514 | -321.741 | -302.2644 | -498.0839 | 0 | 0 | 0 | 0 | 0 | 0 | 0 | 0 | 0 | 0 | 0 | 0 | 0 | 0 | 0 | 0 | 0 | 0 | -6612.6349 | -5469.8721 | 0.68635 | NA | 603.3 | 19061.3571 | 0.30674 | Yes | Yes | Yes | NA | Drop | NA | NA | NA | NA | NA | NA | 79.32% | M | 19061.3571 | 3.796 | 1.6665 | 1.7519 | NA | NA | 9.0909 | NA | NA | NA | NA | NA | NA | NA | NA | NA | NA
2 | 150 | 152 | 150 152 PSMH, 250 W, electronic ballast / Restaurant or Services | 0 | 0 | -1427.004 | -998.091 | -1050.913 | -388.1001 | -291.0636 | -221.6148 | 59.733 | 227.68 | 242.991 | -142.1321 | 0 | 0 | 0 | 0 | 0 | 0 | 0 | 0 | 0 | 0 | 0 | 0 | 0 | 0 | 0 | 0 | 0 | 0 | -3988.5146 | -3747.6551 | 0.81353 | NA | 3095.57 | 22033.2599 | 1.3616 | No | Yes | Yes | NA | Drop | NA | NA | NA | NA | NA | NA | 47.94% | M | 22033.2599 | 6.8742 | 3.4982 | 1.8256 | NA | NA | 10 | NA | NA | NA | NA | NA | NA | NA | NA | NA | NA
2 | 150 | 153 | 150 153 High Bay T5 / Restaurant or Services | 0 | 0 | -1584.1485 | -1149.1965 | -1210.9205 | -446.5384 | -335.4366 | -255.424 | 68.5065 | 262.1395 | 279.9005 | -163.9422 | 0 | 0 | 0 | 0 | 0 | 0 | 0 | 0 | 0 | 0 | 0 | 0 | 0 | 0 | 0 | 0 | 0 | 0 | -4535.0602 | -4257.3805 | 0.81562 | NA | 1375.81 | 25378.3255 | 0.52539 | Yes | Yes | Yes | NA | Drop | NA | NA | NA | NA | NA | NA | 73.23% | N | 25378.3255 | 7.9178 | 4.0293 | 1.7519 | NA | NA | 36.364 | NA | NA | NA | NA | NA | NA | NA | NA | NA | NA
2 | 160 | 161 | 160 161 LED Exit Sign / Restaurant or Services | 0 | 0 | -396.7844 | -6.2483 | -7.026 | 3.1102 | 5.4889 | 5.5018 | 10.4278 | 12.5644 | 12.8157 | 7.2738 | 8.8851 | 6.2631 | 15.1184 | 5.0414 | 8.0686 | 5.3467 | 0 | 0 | 0 | 0 | 0 | 0 | 0 | 0 | 0 | 0 | 0 | 0 | -304.1527 | -348.1063 | 0.43241 | NA | 447.5 | 177.3735 | 24.4505 | No | No | No | NA | Drop | NA | NA | NA | NA | NA | NA | 5.628% | N | 177.3735 | 0.10113 | 0.020602 | 3532.5754 | NA | NA | NA | NA | NA | NA | NA | NA | NA | NA | NA | NA | NA
2 | 200 | 201 | 200 201 High Pressure Sodium 250W Lamp / Restaurant or Services | 0 | 0 | -653.9995 | -255.389 | -265.8496 | -207.8847 | -216.8138 | 0 | 0 | 0 | 0 | 0 | 0 | 0 | 0 | 0 | 0 | 0 | 0 | 0 | 0 | 0 | 0 | 0 | 0 | 0 | 0 | 0 | 0 | 0 | -1599.9366 | -1469.4665 | 0.47049 | NA | 9675.89 | 4928.5008 | 19.0266 | No | No | No | NA | Drop | NA | NA | NA | NA | NA | NA | 5.628% | M | 4928.5008 | 0.4209 | 0.16549 | 3863.6054 | NA | NA | NA | NA | NA | NA | NA | NA | NA | NA | NA | NA | NA
2 | 200 | 202 | 200 202 Outdoor Lighting Controls (Photocell/Timeclock) / Restaurant or Services | 0 | 0 | -598.4537 | -201.286 | -209.7671 | -164.3471 | -171.3649 | 0 | 0 | 0 | 0 | 0 | 0 | 0 | 0 | 0 | 0 | 0 | 0 | 0 | 0 | 0 | 0 | 0 | 0 | 0 | 0 | 0 | 0 | 0 | -1345.2189 | -1242.1676 | 0.45371 | NA | 1753.35 | 3893.3518 | 4.3644 | No | No | No | NA | Drop | NA | NA | NA | NA | NA | NA | 11.6% | N | 3893.3518 | 0.3325 | 0.13073 | 382.53 | NA | NA | 22.7273 | NA | NA | NA | NA | NA | NA | NA | NA | NA | NA
2 | 210 | 211 | 210 211 Outdoor Lighting Controls (Photocell/Timeclock) / Restaurant or Services | 0 | 0 | -618.2426 | -218.9914 | -233.1624 | 17.9325 | 72.2137 | 0 | 0 | 0 | 0 | 0 | 0 | 0 | 0 | 0 | 0 | 0 | 0 | 0 | 0 | 0 | 0 | 0 | 0 | 0 | 0 | 0 | 0 | 0 | -980.2501 | -958.5773 | 0.68561 | NA | 7762.65 | 5494.972 | 13.6908 | No | No | No | NA | Drop | NA | NA | NA | NA | NA | NA | 5.628% | N | 5494.972 | 2.5586 | 1.8451e-07 | 382.53 | NA | NA | 22.7273 | NA | NA | NA | NA | NA | NA | NA | NA | NA | NA
2 | 300 | 301 | 300 301 Centrifugal Chiller, 0.51 kW/ton, 500 tons / Restaurant or Services | 0 | 0 | -1013.5759 | -599.7969 | -632.7149 | -217.7085 | -154.6459 | -112.5649 | 64.4315 | 168.798 | 178.2006 | -63.0671 | 51.9805 | -73.337 | 308.4224 | -105.6326 | 32.9091 | -42.2299 | 228.0801 | 268.0206 | 304.6174 | 322.9591 | 0 | 0 | 0 | 0 | 0 | 0 | 0 | 0 | -1086.8549 | -1833.2074 | 0.90754 | NA | 2036.67 | 13355.3227 | 1.4779 | No | Yes | Yes | NA | Drop | NA | NA | NA | NA | NA | NA | 45.03% | M | 13355.3227 | 4.2937 | 0.0068978 | 63.8693 | NA | NA | NA | NA | NA | NA | NA | NA | NA | NA | NA | NA | NA
2 | 300 | 302 | 300 302 High Efficiency Chiller Motors / Restaurant or Services | 0 | 0 | -564.5551 | -168.1728 | -176.2721 | -108.6174 | -105.5288 | -95.6074 | -67.3774 | -51.0438 | -46.8635 | -83.9929 | -61.3874 | -78.9366 | -17.9818 | -88.2352 | -64.3602 | -76.46 | -33.4776 | -24.3475 | -16.4664 | -10.2865 | 0 | 0 | 0 | 0 | 0 | 0 | 0 | 0 | -1939.9703 | -1481.2933 | 0.72567 | NA | 721.77 | 3441.7717 | 2.0324 | No | No | Yes | NA | Drop | NA | NA | NA | NA | NA | NA | 29.01% | N | 3441.7717 | 0.7189 | 0 | 67.6263 | NA | NA | 5.4546 | NA | NA | NA | NA | NA | NA | NA | NA | NA | NA
2 | 300 | 304 | 300 304 EMS - Chiller / Restaurant or Services | 0 | 0 | -731.6555 | -316.7815 | -354.0875 | 918.5573 | 1326.3204 | 1355.1966 | 1936.5465 | 2253.6265 | 2213.1165 | 1409.1035 | 0 | 0 | 0 | 0 | 0 | 0 | 0 | 0 | 0 | 0 | 0 | 0 | 0 | 0 | 0 | 0 | 0 | 0 | 10009.9428 | 6369.1281 | 1.5739 | NA | 2221.82 | 11971.3542 | 1.7987 | No | Yes | Yes | NA | Drop | NA | NA | NA | NA | NA | NA | 36.31% | N | 11971.3542 | 13.5709 | 0.11239 | 5.6678 | NA | NA | 36.3636 | NA | NA | NA | NA | NA | NA | NA | NA | NA | NA
2 | 300 | 305 | 300 305 Chiller Tune Up/Diagnostics / Restaurant or Services | 0 | 0 | -647.9311 | -239.7174 | -267.7131 | 695.6241 | 1003.7741 | 1025.19 | 1464.9478 | 1705.4228 | 1674.1348 | 1068.9588 | 0 | 0 | 0 | 0 | 0 | 0 | 0 | 0 | 0 | 0 | 0 | 0 | 0 | 0 | 0 | 0 | 0 | 0 | 7482.6908 | 4726.7603 | 1.5568 | NA | 1000 | 9054.6186 | 1.0703 | No | Yes | Yes | NA | Drop | NA | NA | NA | NA | NA | NA | 56.94% | N | 9054.6186 | 10.2644 | 0.042498 | 28.1776 | NA | NA | NA | NA | NA | NA | NA | NA | NA | NA | NA | NA | NA
2 | 300 | 306 | 300 306 VSD for Chiller Pumps and Towers / Restaurant or Services | 0 | 0 | -995.0017 | -584.8467 | -609.2837 | -476.1625 | -497.3354 | -461.7133 | -408.7958 | -375.0594 | -360.7975 | -429.3717 | -372.7234 | -395.0897 | -276.5254 | -429.2314 | -374.3719 | 0 | 0 | 0 | 0 | 0 | 0 | 0 | 0 | 0 | 0 | 0 | 0 | 0 | -7046.3095 | -5060.683 | 0.63915 | NA | 1555.27 | 11296.7546 | 1.3342 | No | Yes | Yes | NA | Drop | NA | NA | NA | NA | NA | NA | 49.4% | N | 11296.7546 | 0.70434 | 0.77251 | 34.7887 | NA | NA | 90.9091 | NA | NA | NA | NA | NA | NA | NA | NA | NA | NA
2 | 300 | 308 | 300 308 Aerosol Duct Sealing / Restaurant or Services | 0 | 0 | -992.5905 | -583.3455 | -607.3765 | -474.6474 | -495.3205 | -460.3961 | -407.0934 | -374.0352 | -360.2177 | -428.0412 | -371.417 | -393.8567 | -275.4772 | -427.9615 | -372.7324 | 0 | 0 | 0 | 0 | 0 | 0 | 0 | 0 | 0 | 0 | 0 | 0 | 0 | -7024.5091 | -5045.3978 | 0.63903 | NA | 726.54 | 11258.4864 | 0.62541 | Yes | Yes | Yes | NA | Drop | NA | NA | NA | NA | NA | NA | 70.45% | M | 11258.4864 | 0.70196 | 0.76989 | 36.6309 | NA | NA | 0.30303 | NA | NA | NA | NA | NA | NA | NA | NA | NA | NA
2 | 300 | 309 | 300 309 Duct/Pipe Insulation / Restaurant or Services | 0 | 0 | -480.3936 | -86.5255 | -92.8349 | 9.6923 | 32.2832 | 38.9546 | 83.164 | 107.9694 | 109.2969 | 49.0433 | 0 | 0 | 0 | 0 | 0 | 0 | 0 | 0 | 0 | 0 | 0 | 0 | 0 | 0 | 0 | 0 | 0 | 0 | -229.3504 | -361.0435 | 0.84629 | NA | 30756 | 2190.4116 | 136.0781 | No | No | No | NA | Drop | NA | NA | NA | NA | NA | NA | 5.628% | M | 2190.4116 | 1.0408 | 0.0051409 | 33.8131 | NA | NA | NA | NA | NA | NA | NA | NA | NA | NA | NA | NA | NA
2 | 300 | 311 | 300 311 Window Film (Standard) / Restaurant or Services | 0 | 0 | -634.6276 | -233.8699 | -250.1909 | 26.2367 | 86.4049 | 105.6496 | 225.1808 | 293.8682 | 295.4033 | 131.0897 | 0 | 0 | 0 | 0 | 0 | 0 | 0 | 0 | 0 | 0 | 0 | 0 | 0 | 0 | 0 | 0 | 0 | 0 | 45.1448 | -311.0172 | 0.94524 | NA | 1304.75 | 5913.7701 | 2.1382 | No | No | Yes | NA | Drop | NA | NA | NA | NA | NA | NA | 26.34% | M | 5913.7701 | 2.8101 | -0.085108 | 54.6049 | NA | NA | 46.6667 | NA | NA | NA | NA | NA | NA | NA | NA | NA | NA
2 | 300 | 313 | 300 313 Ceiling Insulation / Restaurant or Services | 0 | 0 | -819.8848 | -403.4478 | -444.8968 | 852.7634 | 1253.906 | 1290.5113 | 1879.2642 | 2203.0422 | 2166.2912 | 1351.1902 | 1648.7462 | 1161.1577 | 2428.7142 | 1172.1832 | 1570.2462 | 938.4515 | 2221.2542 | 2289.8342 | 2344.8982 | 2333.2102 | 0 | 0 | 0 | 0 | 0 | 0 | 0 | 0 | 27437.4349 | 13051.026 | 1.6362 | 5.4939 | 3843 | 13825.5946 | 2.6938 | No | No | Yes | 989.8159 | Keep | 989.8159 | 2 | 989.8159 | 25.76% | 390 | 2 | 18.23% | M | 13825.5946 | 5.8906 | 13.2712 | 22.5421 | 2.0542 | 0 | 0 | 0 | 0 | 0 | 0 | 0 | 0 | 0 | 0 | 0 | 0
2 | 300 | 314 | 300 314 Roof Insulation / Restaurant or Services | 0 | 0 | -597.57 | -198.5752 | -211.9711 | 35.4719 | 91.2175 | 106.6317 | 214.2439 | 275.6139 | 276.2612 | 129.1359 | 190.2829 | 107.9904 | 337.0937 | 97.4723 | 176.3848 | 123.6467 | 294.9722 | 313.4418 | 332.5952 | 333.6863 | 0 | 0 | 0 | 0 | 0 | 0 | 0 | 0 | 2428.0265 | 678.4048 | 1.0872 | 5.2114 | 1505.52 | 5076.4412 | 2.8742 | No | No | Yes | 457.8963 | Keep | 457.8963 | 2 | 457.8963 | 30.41% | 390 | 2 | 16.89% | M | 5076.4412 | 2.5159 | 0.045286 | 22.5421 | 1.9038 | 7 | 7 | 1.4655 | 2.8334 | 4.0254 | 4.9949 | 5.731 | 6.2527 | 6.5979 | 6.811 | 6.9339 | 7
2 | 300 | 315 | 300 315 Cool Roof - Chiller / Restaurant or Services | 0 | 0 | -1607.7015 | -1165.1505 | -1243.3945 | 205.8118 | 530.442 | 624.3887 | 1248.4855 | 1617.3025 | 1618.7965 | 750.1735 | 1112.2295 | 628.2205 | 1978.8645 | 572.5405 | 1032.6175 | 0 | 0 | 0 | 0 | 0 | 0 | 0 | 0 | 0 | 0 | 0 | 0 | 0 | 7903.6265 | 3075.5735 | 1.0848 | 2.8375 | 13606.8 | 29742.0594 | 4.4337 | No | No | No | 2713.2635 | Keep | 7468.9395 | 2 | 3075.5735 | 54.89% | 390 | 3.4316 | 11.46% | M | 29742.0594 | 14.7401 | 0 | 18.9531 | 1.0865 | 18.9531 | 55 | 3.9678 | 7.6717 | 10.899 | 13.524 | 15.5171 | 16.9297 | 17.8642 | 18.4413 | 18.774 | 18.9531
2 | 300 | 317 | 300 317 Thermal Energy Storage (TES) Positive / Restaurant or Services | 0 | 0 | -709.8063 | -319.5823 | -357.5163 | 2050.7697 | 2874.3737 | 2906.5027 | 4026.6517 | 4632.0007 | 4532.6397 | 75763.9107 | 3511.4477 | 2573.2297 | 4973.6437 | 2631.0587 | 3371.2687 | 199.3025 | 4595.6937 | 4714.0337 | 4786.6067 | 4732.4357 | 4896.0917 | 3569.4087 | 3635.6347 | 2699.4297 | 2849.6157 | 3472.6307 | 369.281 | 6545.8827 | 159526.6397 | 77365.5811 | 3.6124 | 2.8493 | 13933.99 | 16748.6805 | 8.0627 | No | No | No | 10477.5695 | Keep | 10477.5695 | 2 | 10477.5695 | 75.19% | 390 | 2 | 6.368% | M | -7084.5382 | -3.6436 | 0.034136 | 15.0281 | 0.47853 | 0.47853 | -1 | 0.10018 | 0.19369 | 0.27518 | 0.34146 | 0.39178 | 0.42744 | 0.45104 | 0.46561 | 0.47401 | 0.47853
2 | 300 | 317 | 300 317 Thermal Energy Storage (TES) Negative / Restaurant or Services | 0 | 0 | 1457.086 | 1405.898 | 1456.473 | 1525.512 | 1664.362 | 1595.041 | 1607.868 | 1630.002 | 1591.574 | 1542.017 | 1483.752 | 1409.579 | 1442.318 | 1493.763 | 1474.003 | 1501.32 | 1505.396 | 1459.78 | 1411.576 | 1380.209 | 1347.234 | 1315.918 | 1296.115 | 1270.347 | 1255.552 | 1229.723 | 1318.09 | 1407.752 | 40478.26 | 20181.4643 | 0.51467 | NA | 0 | 23833.2187 | 0 | Yes | Yes | Yes | NA | Drop | NA | NA | NA | NA | NA | NA | 90% | M |  |  |  | 0 | NA | NA | NA | NA | NA | NA | NA | NA | NA | NA | NA | NA | NA
2 | 320 | 321 | 320 321 DX Packaged System, EER=10.9, 10 tons / Restaurant or Services | 0 | 0 | -811.7029 | -403.8489 | -430.9699 | 95.7664 | 217.6023 | 249.1548 | 478.3258 | 611.4119 | 611.6124 | 295.9416 | 425.1821 | 247.7049 | 739.8109 | 228.2291 | 396.0256 | 0 | 0 | 0 | 0 | 0 | 0 | 0 | 0 | 0 | 0 | 0 | 0 | 0 | 2950.2456 | 1087.8948 | 1.0839 | 2.7699 | 4888 | 10422.8609 | 4.5449 | No | No | No | 959.7368 | Keep | 2737.0371 | 2 | 1087.8948 | 56% | 390 | 3.5334 | 11.2% | M | 10422.8609 | 5.3605 | 0 | 1070.7421 | 59.9495 | 59.9495 | -1 | 12.5505 | 24.2659 | 34.4741 | 42.7773 | 49.0815 | 53.5495 | 56.5055 | 58.331 | 59.3833 | 59.9495
2 | 320 | 326 | 320 326 DX Tune Up/ Advanced Diagnostics / Restaurant or Services | 0 | 0 | -812.5414 | -406.406 | -427.9426 | -164.8613 | -126.603 | -98.6505 | 13.3553 | 79.0166 | 85.9183 | -66.7316 | 0 | 0 | 0 | 0 | 0 | 0 | 0 | 0 | 0 | 0 | 0 | 0 | 0 | 0 | 0 | 0 | 0 | 0 | -1925.4461 | -1804.8988 | 0.78476 | NA | 1250 | 8938.9065 | 1.3552 | No | Yes | Yes | NA | Drop | NA | NA | NA | NA | NA | NA | 47.94% | N | 8938.9065 | 2.7346 | 0 | 588.9082 | NA | NA | 100 | NA | NA | NA | NA | NA | NA | NA | NA | NA | NA
2 | 320 | 327 | 320 327 DX Coil Cleaning / Restaurant or Services | 0 | 0 | -634.0682 | -227.279 | -253.7848 | 659.8397 | 952.1686 | 0 | 0 | 0 | 0 | 0 | 0 | 0 | 0 | 0 | 0 | 0 | 0 | 0 | 0 | 0 | 0 | 0 | 0 | 0 | 0 | 0 | 0 | 0 | 496.8763 | 216.5006 | 1.0476 | NA | 366.49 | 8588.7781 | 0.41354 | Yes | Yes | Yes | NA | Drop | NA | NA | NA | NA | NA | NA | 76.18% | M | 8588.7781 | 9.7363 | 2.6396 | 892.2851 | NA | NA | 18.1818 | NA | NA | NA | NA | NA | NA | NA | NA | NA | NA
2 | 320 | 328 | 320 328 Optimize Controls / Restaurant or Services | 0 | 0 | -868.3756 | -462.8679 | -481.8905 | -376.5723 | -393.5167 | 0 | 0 | 0 | 0 | 0 | 0 | 0 | 0 | 0 | 0 | 0 | 0 | 0 | 0 | 0 | 0 | 0 | 0 | 0 | 0 | 0 | 0 | 0 | -2583.223 | -2346.6605 | 0.50226 | NA | 400 | 8936.6755 | 0.43378 | Yes | Yes | Yes | NA | Drop | NA | NA | NA | NA | NA | NA | 76.18% | N | 8936.6755 | 0.55138 | 0.020978 | 588.9082 | NA | NA | 5 | NA | NA | NA | NA | NA | NA | NA | NA | NA | NA
2 | 320 | 329 | 320 329 Aerosol Duct Sealing / Restaurant or Services | 0 | 0 | -1349.1844 | -927.3934 | -965.7674 | -754.2348 | -788.0378 | -731.8779 | -646.9123 | -594.3968 | -572.5638 | -681.1826 | -590.7786 | -626.5781 | -437.5789 | -680.2634 | -593.1004 | 0 | 0 | 0 | 0 | 0 | 0 | 0 | 0 | 0 | 0 | 0 | 0 | 0 | -10939.8506 | -7792.9146 | 0.64571 | NA | 726.54 | 17901.5475 | 0.39333 | Yes | Yes | Yes | NA | Drop | NA | NA | NA | NA | NA | NA | 77.75% | M | 17901.5475 | 1.1161 | 1.2242 | 1159.9706 | NA | NA | 0.30303 | NA | NA | NA | NA | NA | NA | NA | NA | NA | NA
2 | 320 | 330 | 320 330 Duct/Pipe Insulation / Restaurant or Services | 0 | 0 | -567.2399 | -170.813 | -178.8911 | -111.5473 | -109.2434 | -99.2011 | -71.0797 | -54.6309 | -50.3284 | -87.2752 | 0 | 0 | 0 | 0 | 0 | 0 | 0 | 0 | 0 | 0 | 0 | 0 | 0 | 0 | 0 | 0 | 0 | 0 | -1500.2498 | -1299.7209 | 0.62998 | NA | 30756 | 3490.716 | 85.3885 | No | No | No | NA | Drop | NA | NA | NA | NA | NA | NA | 5.628% | M | 3490.716 | 0.71837 | 0 | 1070.7421 | NA | NA | NA | NA | NA | NA | NA | NA | NA | NA | NA | NA | NA
2 | 320 | 332 | 320 332 Window Film (Standard) / Restaurant or Services | 0 | 0 | -763.68 | -357.2071 | -381.5598 | 40.2509 | 132.2543 | 160.3781 | 343.1958 | 449.3041 | 450.7025 | 200.2147 | 0 | 0 | 0 | 0 | 0 | 0 | 0 | 0 | 0 | 0 | 0 | 0 | 0 | 0 | 0 | 0 | 0 | 0 | 273.8533 | -269.7686 | 0.96816 | NA | 1369.78 | 9035.1765 | 1.4693 | No | Yes | Yes | NA | Drop | NA | NA | NA | NA | NA | NA | 45.03% | M | 9035.1765 | 4.2934 | -0.53158 | 1729.1432 | NA | NA | 46.6667 | NA | NA | NA | NA | NA | NA | NA | NA | NA | NA
2 | 320 | 334 | 320 334 Ceiling Insulation / Restaurant or Services | 0 | 0 | -1073.0018 | -641.4068 | -706.2088 | 1353.7732 | 1990.6672 | 2048.1602 | 2981.1092 | 3500.6742 | 3439.3572 | 77408.2412 | 2616.8062 | 1843.3052 | 3856.2032 | 1861.5592 | 2492.7492 | 1490.3152 | 3524.5742 | 3635.7722 | 3719.0002 | 3703.3012 | 0 | 0 | 0 | 0 | 0 | 0 | 0 | 0 | 119044.951 | 63777.0284 | 2.9713 | NA | 3843 | 21959.1438 | 1.6961 | No | Yes | Yes | NA | Drop | NA | NA | NA | NA | NA | NA | 39.25% | M | 21959.1438 | 9.356 | 21.0786 | 713.8281 | NA | NA | NA | NA | NA | NA | NA | NA | NA | NA | NA | NA | NA
2 | 320 | 335 | 320 335 Roof Insulation / Restaurant or Services | 0 | 0 | -712.5681 | -307.8362 | -329.1973 | 99.8503 | 203.0319 | 228.4145 | 415.4609 | 523.6045 | 522.4337 | 263.7088 | 368.8845 | 221.7669 | 624.6054 | 208.3604 | 344.1747 | 232.3612 | 551.5385 | 581.0542 | 611.1907 | 614.2437 | 0 | 0 | 0 | 0 | 0 | 0 | 0 | 0 | 5265.0829 | 1922.2848 | 1.1581 | NA | 1505.52 | 8084.2763 | 1.8048 | No | Yes | Yes | NA | Drop | NA | NA | NA | NA | NA | NA | 34.81% | M | 8084.2763 | 4.3719 | 1.0605 | 713.8281 | NA | NA | NA | NA | NA | NA | NA | NA | NA | NA | NA | NA | NA
2 | 320 | 336 | 320 336 Cool Roof - DX / Restaurant or Services | 0 | 0 | -2511.144 | -2037.839 | -2154.697 | -492.567 | -201.929 | -51.437 | 654.622 | 1078.699 | 1101.575 | 125.193 | 574.879 | 54.514 | 1591.305 | -54.151 | 491.801 | 0 | 0 | 0 | 0 | 0 | 0 | 0 | 0 | 0 | 0 | 0 | 0 | 0 | -1831.176 | -3779.453 | 0.93371 | NA | 13606.8 | 46915.3289 | 2.8108 | No | No | Yes | NA | Drop | NA | NA | NA | NA | NA | NA | 17.2% | M | 46915.3289 | 17.0877 | 0 | 600.1759 | NA | NA | NA | NA | NA | NA | NA | NA | NA | NA | NA | NA | NA
2 | 340 | 342 | 340 342 Geothermal Heat Pump, EER=13, 10 tons / Restaurant or Services | 0 | 0 | -2364.324 | -1909.175 | -1987.426 | -1553.2313 | -1622.4177 | -1505.2179 | -1332.9739 | -1222.4522 | -1178.3341 | -1403.2686 | -1215.7159 | -1288.5062 | -900.278 | -1398.896 | -1220.9247 | -1302.8932 | -1032.1355 | -942.5852 | -875.344 | -799.417 | -713.35 | -936.444 | -887.7802 | -1048.939 | -1027.8275 | 0 | 0 | 0 | -31669.8571 | -18522.6039 | 0.69681 | NA | 43871.31 | 36842.8689 | 11.5401 | No | No | No | NA | Drop | NA | NA | NA | NA | NA | NA | 5.628% | N | 36842.8689 | 2.2971 | 2.5194 | 81.2953 | NA | NA | NA | NA | NA | NA | NA | NA | NA | NA | NA | NA | NA
2 | 340 | 344 | 340 344 Aerosol Duct Sealing / Restaurant or Services | 0 | 0 | -1370.4263 | -948.3933 | -986.9203 | -771.102 | -805.9566 | -748.1649 | -661.903 | -608.0719 | -585.4564 | -696.5717 | -604.0397 | -640.648 | -447.069 | -695.2208 | -606.6178 | 0 | 0 | 0 | 0 | 0 | 0 | 0 | 0 | 0 | 0 | 0 | 0 | 0 | -11176.562 | -7958.9398 | 0.64597 | NA | 726.54 | 18303.995 | 0.38468 | Yes | Yes | Yes | NA | Drop | NA | NA | NA | NA | NA | NA | 77.75% | M | 18303.995 | 1.1412 | 1.2517 | 80.0635 | NA | NA | 0.30303 | NA | NA | NA | NA | NA | NA | NA | NA | NA | NA
2 | 340 | 345 | 340 345 Duct/Pipe Insulation / Restaurant or Services | 0 | 0 | -537.5376 | -141.2914 | -151.0428 | 16.0398 | 52.7769 | 63.5177 | 135.9378 | 177.102 | 179.0077 | 78.9971 | 0 | 0 | 0 | 0 | 0 | 0 | 0 | 0 | 0 | 0 | 0 | 0 | 0 | 0 | 0 | 0 | 0 | 0 | -126.4929 | -341.6952 | 0.90457 | NA | 30756 | 3567.1846 | 83.558 | No | No | No | NA | Drop | NA | NA | NA | NA | NA | NA | 5.628% | M | 3567.1846 | 1.6951 | 0.0083722 | 73.9048 | NA | NA | NA | NA | NA | NA | NA | NA | NA | NA | NA | NA | NA
2 | 340 | 347 | 340 347 Window Film (Standard) / Restaurant or Services | 0 | 0 | -771.5232 | -365.2467 | -389.8967 | 41.3529 | 135.3651 | 164.1544 | 351.1881 | 459.7822 | 460.6702 | 204.2563 | 0 | 0 | 0 | 0 | 0 | 0 | 0 | 0 | 0 | 0 | 0 | 0 | 0 | 0 | 0 | 0 | 0 | 0 | 290.1024 | -265.8365 | 0.96926 | NA | 1304.75 | 9232.3992 | 1.3696 | No | Yes | Yes | NA | Drop | NA | NA | NA | NA | NA | NA | 47.94% | M | 9232.3992 | 4.3871 | -0.037246 | 119.349 | NA | NA | 46.6667 | NA | NA | NA | NA | NA | NA | NA | NA | NA | NA
2 | 340 | 349 | 340 349 Ceiling Insulation / Restaurant or Services | 0 | 0 | -1088.6954 | -656.2734 | -722.5384 | 1384.8656 | 2036.0906 | 2094.4606 | 3048.5726 | 3579.8726 | 3516.4906 | 77454.2166 | 2675.6846 | 1884.5416 | 3943.6776 | 1903.4436 | 2548.9086 | 1523.8626 | 3605.2076 | 3718.2606 | 3802.6706 | 3787.3026 | 0 | 0 | 0 | 0 | 0 | 0 | 0 | 0 | 120040.622 | 64257.402 | 2.9428 | NA | 3843 | 22456.4391 | 1.6585 | No | Yes | Yes | NA | Drop | NA | NA | NA | NA | NA | NA | 39.25% | M | 22456.4391 | 9.5679 | 21.5559 | 49.2699 | NA | NA | NA | NA | NA | NA | NA | NA | NA | NA | NA | NA | NA
2 | 340 | 351 | 340 351 Cool Roof - DX / Restaurant or Services | 0 | 0 | -2359.1633 | -1883.5593 | -2011.5873 | 330.7487 | 855.9697 | 1008.3387 | 2015.9557 | 2616.2887 | 2608.8107 | 1204.1167 | 1791.4787 | 1014.3517 | 3199.3747 | 922.3777 | 1667.6537 | 0 | 0 | 0 | 0 | 0 | 0 | 0 | 0 | 0 | 0 | 0 | 0 | 0 | 12981.1555 | 5190.529 | 1.0889 | 4.5342 | 13606.8 | 48064.2168 | 2.7436 | No | No | Yes | 3687.801 | Keep | 3687.801 | 2 | 3687.801 | 27.1% | 390 | 2 | 17.81% | M | 48064.2168 | 23.8205 | 0 | 41.4254 | 3.6891 | 41.4254 | 151 | 8.6724 | 16.7678 | 23.8217 | 29.5593 | 33.9155 | 37.0029 | 39.0455 | 40.3069 | 41.0341 | 41.4254
2 | 360 | 361 | 360 361 HE PTAC, EER=9.6, 1 ton / Restaurant or Services | 0 | 0 | -1600.2013 | -1157.6913 | -1236.3813 | 172.9076 | 483.8824 | 577.0048 | 1183.1937 | 1541.4626 | 1543.3806 | 701.3326 | 1054.2196 | 586.3546 | 1896.4706 | 529.3126 | 978.1096 | 0 | 0 | 0 | 0 | 0 | 0 | 0 | 0 | 0 | 0 | 0 | 0 | 0 | 7253.3574 | 2698.1574 | 1.0752 | NA | 5631.57 | 29422.8779 | 1.8549 | No | Yes | Yes | NA | Drop | NA | NA | NA | NA | NA | NA | 33.32% | M | 29422.8779 | 14.3254 | 1.0076 | 414.0842 | NA | NA | NA | NA | NA | NA | NA | NA | NA | NA | NA | NA | NA
2 | 360 | 362 | 360 362 Occupancy Sensor (hotels) / Restaurant or Services | 0 | 0 | -1921.8074 | -1472.9704 | -1553.8444 | -485.5845 | -316.5865 | -210.5003 | 242.3026 | 513.8156 | 533.8176 | -89.3604 | 206.7936 | -119.6673 | 865.1826 | -200.6869 | 155.8716 | 0 | 0 | 0 | 0 | 0 | 0 | 0 | 0 | 0 | 0 | 0 | 0 | 0 | -3853.2245 | -4274.1339 | 0.894 | NA | 10368.49 | 33084.6586 | 3.0372 | No | No | No | NA | Drop | NA | NA | NA | NA | NA | NA | 16.07% | M | 33084.6586 | 11.0317 | 0.077661 | 372.6757 | NA | NA | 50 | NA | NA | NA | NA | NA | NA | NA | NA | NA | NA
2 | 400 | 401 | 400 401 High Efficiency Fan Motor, 15hp, 1800rpm, 92.4% / Restaurant or Services | 0 | 0 | -410.4189 | -19.3898 | -20.7201 | -5.2725 | -3.594 | -1.9351 | 4.7457 | 7.7825 | 8.2797 | 0.18394 | 4.3061 | -1.147 | 12.9472 | -2.2504 | 3.3635 | 0 | 0 | 0 | 0 | 0 | 0 | 0 | 0 | 0 | 0 | 0 | 0 | 0 | -423.1191 | -433.8589 | 0.5314 | NA | 182.81 | 444.2093 | 3.9884 | No | No | No | NA | Drop | NA | NA | NA | NA | NA | NA | 12.75% | M | 444.2093 | 0.15394 | 0.034093 | 4543.135 | NA | NA | 50 | NA | NA | NA | NA | NA | NA | NA | NA | NA | NA
2 | 400 | 402 | 400 402 Variable Speed Drive Control / Restaurant or Services | 0 | 0 | -868.0881 | -462.3385 | -481.4211 | -376.1132 | -393.2535 | -364.7391 | -322.9501 | -296.9746 | -285.1635 | -339.5996 | -294.4111 | -312.3466 | -218.8048 | -338.6629 | -296.1819 | 0 | 0 | 0 | 0 | 0 | 0 | 0 | 0 | 0 | 0 | 0 | 0 | 0 | -5651.0486 | -4081.5554 | 0.63444 | NA | 3838.95 | 8927.8635 | 4.1672 | No | No | No | NA | Drop | NA | NA | NA | NA | NA | NA | 12.16% | N | 8927.8635 | 0.29491 | 0.17133 | 0.004316 | NA | NA | 100 | NA | NA | NA | NA | NA | NA | NA | NA | NA | NA
2 | 400 | 403 | 400 403 Air Handler Optimization / Restaurant or Services | 0 | 0 | -550.8668 | -155.5062 | -162.3335 | -126.4647 | -132.1425 | -122.8985 | -108.7458 | -99.8735 | 0 | 0 | 0 | 0 | 0 | 0 | 0 | 0 | 0 | 0 | 0 | 0 | 0 | 0 | 0 | 0 | 0 | 0 | 0 | 0 | -1458.8315 | -1276.7638 | 0.51304 | NA | 300 | 3006.4722 | 0.96705 | Yes | Yes | Yes | NA | Drop | NA | NA | NA | NA | NA | NA | 60.03% | N | 3006.4722 | 0.09931 | 0.057696 | 2555.5134 | NA | NA | 27.2727 | NA | NA | NA | NA | NA | NA | NA | NA | NA | NA
2 | 400 | 404 | 400 404 Electronically Commutated Motors (ECM) on an Air Handler Unit / Restaurant or Services | 0 | 0 | -617.0956 | -219.4845 | -228.3674 | -178.802 | -186.8518 | -173.2345 | -153.2644 | -140.9913 | -135.0815 | -160.5784 | -139.5614 | -147.7927 | -103.5898 | -161.141 | -141.2257 | 0 | 0 | 0 | 0 | 0 | 0 | 0 | 0 | 0 | 0 | 0 | 0 | 0 | -2887.062 | -2142.2221 | 0.61127 | NA | 1066 | 4242.6578 | 2.435 | No | No | Yes | NA | Drop | NA | NA | NA | NA | NA | NA | 20.64% | M | 4242.6578 | 0.54379 | 0 | 4543.135 | NA | NA | 18.1818 | NA | NA | NA | NA | NA | NA | NA | NA | NA | NA
2 | 400 | 405 | 400 405 Demand Control Ventilation (DCV) / Restaurant or Services | 0 | 0 | -519.8801 | -119.9686 | -134.9842 | 352.1498 | 508.1688 | 518.2299 | 742.3256 | 862.258 | 847.6931 | 541.5195 | 650.1771 | 464.4141 | 942.1552 | 471.1003 | 620.138 | 0 | 0 | 0 | 0 | 0 | 0 | 0 | 0 | 0 | 0 | 0 | 0 | 0 | 6745.4961 | 3694.082 | 1.625 | 0.37211 | 23594 | 4573.9245 | 49.9915 | No | No | No | 3259.1048 | Drop | NA | NA | NA | NA | NA | NA | 5.628% | M | 4573.9245 | 10.3764 | 6.2523 | 2555.5134 | NA | NA | 44 | NA | NA | NA | NA | NA | NA | NA | NA | NA | NA
2 | 400 | 406 | 400 406 Energy Recovery Ventilation (ERV) / Restaurant or Services | 0 | 0 | -449.2915 | -54.7634 | -61.6079 | 161.0828 | 232.7486 | 237.2968 | 339.3943 | 393.8195 | 387.6064 | 247.7457 | 297.684 | 212.4464 | 431.2213 | 215.2098 | 283.2402 | 166.9359 | 395.6279 | 406.624 | 418.6669 | 412.4703 | 0 | 0 | 0 | 0 | 0 | 0 | 0 | 0 | 4674.1578 | 2090.0612 | 1.6087 | 1.0078 | 4849.3 | 2090.9678 | 22.4758 | No | No | No | 1843.9565 | Keep | 4417.7876 | 2 | 2090.0612 | 91.1% | 390 | 12.7887 | 5.628% | M | 2090.9678 | 4.7436 | 2.8583 | 2555.5134 | 71.9072 | 9 | 9 | 1.8842 | 3.6429 | 5.1755 | 6.422 | 7.3684 | 8.0392 | 8.483 | 8.757 | 8.915 | 9
2 | 400 | 407 | 400 407 Separate Makeup Air / Exhaust Hoods AC / Restaurant or Services | 0 | 0 | -781.7332 | -378.8136 | -394.4766 | -307.5669 | -321.4757 | -298.8375 | -264.1422 | -242.7494 | -232.8233 | -277.8585 | -240.6943 | -254.6084 | -178.6521 | -277.4524 | -240.9642 | 0 | 0 | 0 | 0 | 0 | 0 | 0 | 0 | 0 | 0 | 0 | 0 | 0 | -4692.848 | -3410.2447 | 0.63074 | NA | 49.86 | 7329.0316 | 0.065931 | Yes | Yes | Yes | NA | Drop | NA | NA | NA | NA | NA | NA | 86.98% | N | 7329.0316 | 0.96828 | 0.14063 | 4543.135 | NA | NA | 200 | NA | NA | NA | NA | NA | NA | NA | NA | NA | NA
2 | 600 | 603 | 600 603 Heat Pump Water Heater (air source) / Restaurant or Services | 0 | 0 | -1271.813 | -853.602 | -889.259 | -636.9128 | -653.6676 | -599.7184 | -498.3017 | -435.0952 | -414.7219 | -549.0081 | -452.0561 | -504.7044 | -281.9907 | -555.7365 | -459.5542 | 0 | 0 | 0 | 0 | 0 | 0 | 0 | 0 | 0 | 0 | 0 | 0 | 0 | -9056.1416 | -6585.1855 | 0.68483 | NA | 3444.08 | 16989.4107 | 1.9646 | No | Yes | Yes | NA | Drop | NA | NA | NA | NA | NA | NA | 30.34% | N | 16989.4107 | 2.7476 | 0.98158 | 1794.6141 | NA | NA | 9.0909 | NA | NA | NA | NA | NA | NA | NA | NA | NA | NA
2 | 600 | 604 | 600 604 Solar Water Heater / Restaurant or Services | 0 | 0 | -1269.9923 | -851.6923 | -887.3113 | -635.5627 | -652.5728 | -598.8155 | -497.574 | -434.5535 | -414.1325 | -548.2462 | -451.5994 | -503.9159 | -281.508 | -555.2478 | -458.9923 | -485.1728 | -346.9563 | -305.4748 | -271.7823 | -237.7128 | 0 | 0 | 0 | 0 | 0 | 0 | 0 | 0 | -10688.8161 | -7156.8956 | 0.71439 | NA | 7977.68 | 16949.1823 | 4.5615 | No | No | No | NA | Drop | NA | NA | NA | NA | NA | NA | 11.07% | N | 16949.1823 | 2.7394 | 0.97926 | 935.0884 | NA | NA | 33.3333 | NA | NA | NA | NA | NA | NA | NA | NA | NA | NA
2 | 600 | 606 | 600 606 Demand controlled circulating systems / Restaurant or Services | 0 | 0 | -452.6365 | -59.9168 | -62.9769 | -45.1752 | -46.2609 | -42.5205 | -35.0063 | -31.1051 | -29.2495 | -38.8392 | -31.8784 | -35.6189 | -19.9805 | -39.5896 | -32.5921 | 0 | 0 | 0 | 0 | 0 | 0 | 0 | 0 | 0 | 0 | 0 | 0 | 0 | -1003.3464 | -828.3824 | 0.55026 | NA | 1885.63 | 1202.7949 | 15.1932 | No | No | No | NA | Drop | NA | NA | NA | NA | NA | NA | 5.628% | N | 1202.7949 | 0.19645 | 0.069493 | 935.0884 | NA | NA | 45.4545 | NA | NA | NA | NA | NA | NA | NA | NA | NA | NA
2 | 600 | 608 | 600 608 Heat Recovery Unit / Restaurant or Services | 0 | 0 | -1355.3386 | -935.0256 | -973.9006 | -695.6462 | -714.5135 | -654.8063 | -543.4654 | -474.1037 | -451.3617 | -599.0631 | 0 | 0 | 0 | 0 | 0 | 0 | 0 | 0 | 0 | 0 | 0 | 0 | 0 | 0 | 0 | 0 | 0 | 0 | -7397.2245 | -5997.6256 | 0.64798 | NA | 818 | 18611.5173 | 0.42595 | Yes | Yes | Yes | NA | Drop | NA | NA | NA | NA | NA | NA | 76.18% | N | 18611.5173 | 3.0206 | 1.0753 | 1062.6004 | NA | NA | 0.90909 | NA | NA | NA | NA | NA | NA | NA | NA | NA | NA
2 | 600 | 609 | 600 609 Heat Trap / Restaurant or Services | 0 | 0 | -502.6063 | -108.9993 | -113.7235 | -81.6206 | -83.5181 | -76.7978 | -63.3393 | -55.1466 | -52.3773 | -69.7988 | 0 | 0 | 0 | 0 | 0 | 0 | 0 | 0 | 0 | 0 | 0 | 0 | 0 | 0 | 0 | 0 | 0 | 0 | -1207.9276 | -1044.6413 | 0.55322 | NA | 9.32 | 2177.9039 | 0.041473 | Yes | Yes | Yes | NA | Drop | NA | NA | NA | NA | NA | NA | 88.49% | N | 2177.9039 | 0.3547 | 0.12583 | 1062.6004 | NA | NA | 0.90909 | NA | NA | NA | NA | NA | NA | NA | NA | NA | NA
2 | 600 | 610 | 600 610 Hot Water Pipe Insulation / Restaurant or Services | 0 | 0 | -414.6592 | -23.851 | -24.7875 | -17.5148 | -18.2842 | -17.4507 | -13.7908 | -12.0386 | -11.8001 | -15.1503 | -12.4289 | -14.1077 | -8.2839 | -16.18 | -12.5066 | 0 | 0 | 0 | 0 | 0 | 0 | 0 | 0 | 0 | 0 | 0 | 0 | 0 | -632.8343 | -563.4477 | 0.4158 | NA | 248.51 | 475.7191 | 5.0626 | No | No | No | NA | Drop | NA | NA | NA | NA | NA | NA | 9.873% | M | 475.7191 | 0.077466 | 0.027485 | 1062.6004 | NA | NA | 0.90909 | NA | NA | NA | NA | NA | NA | NA | NA | NA | NA
2 | 700 | 701 | 700 701 PC Manual Power Management Enabling / Restaurant or Services | 0 | 0 | -414.5726 | -23.654 | -24.85 | -18.9371 | 0 | 0 | 0 | 0 | 0 | 0 | 0 | 0 | 0 | 0 | 0 | 0 | 0 | 0 | 0 | 0 | 0 | 0 | 0 | 0 | 0 | 0 | 0 | 0 | -482.0137 | -474.4076 | 0.16689 | NA | 15.12 | 459.946 | 0.31859 | Yes | Yes | Yes | NA | Drop | NA | NA | NA | NA | NA | NA | 79.32% | N | 459.946 | 0.041896 | 0.042816 | 2555.5134 | NA | NA | 90.9091 | NA | NA | NA | NA | NA | NA | NA | NA | NA | NA
2 | 700 | 702 | 700 702 PC Network Power Management Enabling / Restaurant or Services | 0 | 0 | -414.5726 | -23.654 | -24.85 | -18.9371 | 0 | 0 | 0 | 0 | 0 | 0 | 0 | 0 | 0 | 0 | 0 | 0 | 0 | 0 | 0 | 0 | 0 | 0 | 0 | 0 | 0 | 0 | 0 | 0 | -482.0137 | -474.4076 | 0.16689 | NA | 7.56 | 459.946 | 0.15929 | Yes | Yes | Yes | NA | Drop | NA | NA | NA | NA | NA | NA | 83.97% | N | 459.946 | 0.041896 | 0.042816 | 2555.5134 | NA | NA |  | NA | NA | NA | NA | NA | NA | NA | NA | NA | NA
2 | 710 | 711 | 710 711 Energy Star or Better Monitor / Restaurant or Services | 0 | 0 | -425.4533 | -33.9768 | -35.249 | -27.2899 | 0 | 0 | 0 | 0 | 0 | 0 | 0 | 0 | 0 | 0 | 0 | 0 | 0 | 0 | 0 | 0 | 0 | 0 | 0 | 0 | 0 | 0 | 0 | 0 | -521.9691 | -511.0809 | 0.21111 | NA | 0 | 661.1838 | 0 | Yes | Yes | Yes | NA | Drop | NA | NA | NA | NA | NA | NA | 90% | M | 661.1838 | 0.09148 | 0.061546 | 227.1567 | NA | NA | 7.6923 | NA | NA | NA | NA | NA | NA | NA | NA | NA | NA
2 | 710 | 712 | 710 712 Monitor Power Management Enabling / Restaurant or Services | 0 | 0 | -413.1391 | -22.246 | -23.3649 | -18.2937 | 0 | 0 | 0 | 0 | 0 | 0 | 0 | 0 | 0 | 0 | 0 | 0 | 0 | 0 | 0 | 0 | 0 | 0 | 0 | 0 | 0 | 0 | 0 | 0 | -477.0438 | -469.8083 | 0.15883 | NA | 14.37 | 431.5882 | 0.32268 | Yes | Yes | Yes | NA | Drop | NA | NA | NA | NA | NA | NA | 79.32% | N | 431.5882 | 0.039313 | 0.040176 | 1362.9405 | NA | NA | 50 | NA | NA | NA | NA | NA | NA | NA | NA | NA | NA
2 | 720 | 722 | 720 722 Monitor Power Management Enabling / Restaurant or Services | 0 | 0 | -390.1032 | -0.10227 | -0.10949 | -0.11374 | 0 | 0 | 0 | 0 | 0 | 0 | 0 | 0 | 0 | 0 | 0 | 0 | 0 | 0 | 0 | 0 | 0 | 0 | 0 | 0 | 0 | 0 | 0 | 0 | -390.4287 | -390.3901 | 0 | NA | 0.76 | 0.71474 | 10.3051 | No | No | No | NA | Drop | NA | NA | NA | NA | NA | NA | 5.628% | N | 0.71474 | 6.5104e-05 | 6.6534e-05 | 1362.9405 | NA | NA | 50 | NA | NA | NA | NA | NA | NA | NA | NA | NA | NA
2 | 730 | 731 | 730 731 Energy Star or Better Copier / Restaurant or Services | 0 | 0 | -398.1368 | -7.7448 | -8.3711 | -5.8397 | -6.0618 | -6.7954 | 0 | 0 | 0 | 0 | 0 | 0 | 0 | 0 | 0 | 0 | 0 | 0 | 0 | 0 | 0 | 0 | 0 | 0 | 0 | 0 | 0 | 0 | -432.9495 | -427.3227 | 0.10865 | NA | 0 | 156.0194 | 0 | Yes | Yes | Yes | NA | Drop | NA | NA | NA | NA | NA | NA | 90% | M | 156.0194 | 0.021586 | 0.014523 | 454.3135 | NA | NA | 33.3333 | NA | NA | NA | NA | NA | NA | NA | NA | NA | NA
2 | 730 | 732 | 730 732 Copier Power Management Enabling / Restaurant or Services | 0 | 0 | -396.8387 | -6.3463 | -7.0276 | -4.9402 | -5.0489 | -5.4385 | 0 | 0 | 0 | 0 | 0 | 0 | 0 | 0 | 0 | 0 | 0 | 0 | 0 | 0 | 0 | 0 | 0 | 0 | 0 | 0 | 0 | 0 | -425.6403 | -421 | 0.092547 | NA | 26.48 | 128.9167 | 1.9906 | No | Yes | Yes | NA | Drop | NA | NA | NA | NA | NA | NA | 30.34% | N | 128.9167 | 0.011743 | 0.012001 | 2248.8518 | NA | NA | 363.636 | NA | NA | NA | NA | NA | NA | NA | NA | NA | NA
2 | 800 | 801 | 800 801 Convection Oven / Restaurant or Services | 0 | 0 | -564.4189 | -168.8948 | -175.6356 | -130.7355 | -135.7187 | -124.7375 | -106.6517 | -96.1178 | -91.591 | -114.9999 | 0 | 0 | 0 | 0 | 0 | 0 | 0 | 0 | 0 | 0 | 0 | 0 | 0 | 0 | 0 | 0 | 0 | 0 | -1709.5016 | -1439.3722 | 0.57191 | NA | 3884163 | 3322.6133 | 11329.2631 | No | No | No | NA | Drop | NA | NA | NA | NA | NA | NA | 5.628% | N | 3322.6133 | 0.49565 | 0.071721 | 2393.4635 | NA | NA | NA | NA | NA | NA | NA | NA | NA | NA | NA | NA | NA
2 | 810 | 811 | 810 811 Efficient Fryer / Restaurant or Services | 0 | 0 | -699.5376 | -299.923 | -312.1075 | -232.6237 | -240.6739 | -222.0146 | -190.3844 | -170.1627 | -162.4601 | -204.2675 | 0 | 0 | 0 | 0 | 0 | 0 | 0 | 0 | 0 | 0 | 0 | 0 | 0 | 0 | 0 | 0 | 0 | 0 | -2734.1552 | -2254.2199 | 0.60193 | NA | 6366352 | 5895.3702 | 10465.5869 | No | No | No | NA | Drop | NA | NA | NA | NA | NA | NA | 5.628% | N | 5895.3702 | 0.87945 | 0.12726 | 2393.4635 | NA | NA | NA | NA | NA | NA | NA | NA | NA | NA | NA | NA | NA
2 | 900 | 901 | 900 901 Vending Misers (cooled machines only) / Restaurant or Services | 0 | 0 | -484.3784 | -91.3972 | -94.8899 | -74.3018 | -77.5792 | -72.4489 | -64.0646 | -58.8436 | -56.1419 | -67.2051 | 0 | 0 | 0 | 0 | 0 | 0 | 0 | 0 | 0 | 0 | 0 | 0 | 0 | 0 | 0 | 0 | 0 | 0 | -1141.2506 | -983.0842 | 0.50065 | NA | 234.71 | 1765.1912 | 1.2886 | No | Yes | Yes | NA | Drop | NA | NA | NA | NA | NA | NA | 50.86% | N | 1765.1912 | 0.13624 | 0.16439 | 3180.1945 | NA | NA | 90.9091 | NA | NA | NA | NA | NA | NA | NA | NA | NA | NA
3 | 110 | 111 | 110 111 Premium T8, Electronic Ballast / Retail | 0 | 0 | -910.7718 | -500.9388 | -528.1758 | -194.7014 | -146.056 | -110.9006 | 30.7931 | 114.6897 | 122.0007 | -71.0383 | 23.1252 | -77.0667 | 229.6955 | -105.0988 | 6.8445 | -52.5298 | 163.688 | 196.727 | 0 | 0 | 0 | 0 | 0 | 0 | 0 | 0 | 0 | 0 | -1809.7139 | -1929.1114 | 0.87553 | NA | 9412.89 | 11079.277 | 8.2337 | No | No | No | NA | Drop | NA | NA | NA | NA | NA | NA | 6.274% | M | 11079.277 | 3.4566 | 1.7591 | 1574.3125 | NA | NA | 18.1818 | NA | NA | NA | NA | NA | NA | NA | NA | NA | NA
3 | 110 | 112 | 110 112 Premium T8, EB, Reflector / Retail | 0 | 0 | -1468.6031 | -1038.1351 | -1093.3471 | -403.3332 | -303.2092 | -230.5472 | 61.9909 | 237.1139 | 252.3829 | -147.9087 | 47.6635 | -160.0158 | 475.2049 | -216.2036 | 15.2804 | -109.7721 | 339.2189 | 407.9409 | 0 | 0 | 0 | 0 | 0 | 0 | 0 | 0 | 0 | 0 | -3334.2788 | -3580.7665 | 0.88684 | NA | 12613.27 | 22918.113 | 5.3338 | No | No | No | NA | Drop | NA | NA | NA | NA | NA | NA | 9.379% | M | 22918.113 | 7.1502 | 3.6387 | 473.9864 | NA | NA | 66.666 | NA | NA | NA | NA | NA | NA | NA | NA | NA | NA
3 | 110 | 113 | 110 113 Occupancy Sensor / Retail | 0 | 0 | -852.8845 | -445.0275 | -469.7675 | -146.5046 | -95.4097 | -63.4142 | 74.2039 | 155.1374 | 162.2814 | -26.3531 | 0 | 0 | 0 | 0 | 0 | 0 | 0 | 0 | 0 | 0 | 0 | 0 | 0 | 0 | 0 | 0 | 0 | 0 | -1707.7384 | -1693.032 | 0.81873 | NA | 8471.6 | 10005.7824 | 8.2054 | No | No | No | NA | Drop | NA | NA | NA | NA | NA | NA | 6.274% | M | 10005.7824 | 3.3363 | 0.80321 | 217.0355 | NA | NA | 50 | NA | NA | NA | NA | NA | NA | NA | NA | NA | NA
3 | 110 | 114 | 110 114 Continuous Dimming / Retail | 0 | 0 | -1626.3868 | -1192.3678 | -1248.9778 | -727.4048 | -694.6646 | -616.9524 | -399.225 | -267.3243 | -244.4451 | -537.4563 | -368.6241 | -506.6646 | -31.6239 | 0 | 0 | 0 | 0 | 0 | 0 | 0 | 0 | 0 | 0 | 0 | 0 | 0 | 0 | 0 | -8462.1175 | -6809.7584 | 0.74985 | NA | 54200.22 | 24617.9219 | 21.337 | No | No | No | NA | Drop | NA | NA | NA | NA | NA | NA | 5.628% | N | 24617.9219 | 5.5283 | 1.9762 | 284.3918 | NA | NA | NA | NA | NA | NA | NA | NA | NA | NA | NA | NA | NA
3 | 120 | 121 | 120 121 ROB Premium T8, 1EB / Retail | 0 | 0 | -614.9054 | -216.298 | -228.4899 | -84.6162 | -62.7581 | -48.2326 | 13.4325 | 49.028 | 52.6146 | -30.597 | 10.1992 | -33.2384 | 98.8969 | -45.6229 | 2.9875 | -23.3072 | 71.1429 | 84.1987 | 0 | 0 | 0 | 0 | 0 | 0 | 0 | 0 | 0 | 0 | -1005.5651 | -1056.1026 | 0.84737 | NA | 909.3 | 4788.1048 | 1.8405 | No | Yes | Yes | NA | Drop | NA | NA | NA | NA | NA | NA | 34.81% | M | 4788.1048 | 1.4938 | 0.76021 | 2249.0178 | NA | NA | 18.1818 | NA | NA | NA | NA | NA | NA | NA | NA | NA | NA
3 | 120 | 122 | 120 122 ROB Premium T8, EB, Reflector / Retail | 0 | 0 | -1299.7336 | -875.5226 | -921.8776 | -340.2674 | -255.5179 | -194.386 | 52.6289 | 199.9843 | 213.2453 | -124.9916 | 40.2097 | -134.5851 | 401.2154 | -182.5796 | 12.3349 | -92.2756 | 285.2664 | 344.3964 | 0 | 0 | 0 | 0 | 0 | 0 | 0 | 0 | 0 | 0 | -2872.4557 | -3080.4223 | 0.88488 | NA | 3117.58 | 19337.3783 | 1.5624 | No | Yes | Yes | NA | Drop | NA | NA | NA | NA | NA | NA | 42.14% | M | 19337.3783 | 6.0331 | 3.0702 | 473.9864 | NA | NA | 18.1818 | NA | NA | NA | NA | NA | NA | NA | NA | NA | NA
3 | 120 | 123 | 120 123 Occupancy Sensor / Retail | 0 | 0 | -672.9712 | -272.4024 | -287.3291 | -89.2516 | -58.297 | -39.1252 | 45.6641 | 94.7024 | 98.2103 | -16.3158 | 0 | 0 | 0 | 0 | 0 | 0 | 0 | 0 | 0 | 0 | 0 | 0 | 0 | 0 | 0 | 0 | 0 | 0 | -1197.1154 | -1187.6143 | 0.79745 | NA | 5845.47 | 6119.1376 | 9.2579 | No | No | No | NA | Drop | NA | NA | NA | NA | NA | NA | 5.784% | M | 6119.1376 | 2.0404 | 0.49121 | 217.0355 | NA | NA | 50 | NA | NA | NA | NA | NA | NA | NA | NA | NA | NA
3 | 120 | 124 | 120 124 Lighting Control Tuneup / Retail | 0 | 0 | -468.3358 | -75.5385 | -79.0724 | -46.3646 | -43.8671 | -38.9393 | 0 | 0 | 0 | 0 | 0 | 0 | 0 | 0 | 0 | 0 | 0 | 0 | 0 | 0 | 0 | 0 | 0 | 0 | 0 | 0 | 0 | 0 | -752.1177 | -710.0869 | 0.44776 | NA | 144 | 1562.6184 | 0.89309 | Yes | Yes | Yes | NA | Drop | NA | NA | NA | NA | NA | NA | 63.09% | N | 1562.6184 | 0.35091 | 0.12544 | 236.9932 | NA | NA | 0.47619 | NA | NA | NA | NA | NA | NA | NA | NA | NA | NA
3 | 130 | 131 | 130 131 CFL Screw-in 18W / Retail | 0 | 0 | -4177.8237 | -3636.1437 | 0 | 0 | 0 | 0 | 0 | 0 | 0 | 0 | 0 | 0 | 0 | 0 | 0 | 0 | 0 | 0 | 0 | 0 | 0 | 0 | 0 | 0 | 0 | 0 | 0 | 0 | -7813.9674 | -7593.2022 | 0.56763 | NA | 6074.26 | 86185.921 | 0.68303 | Yes | Yes | Yes | NA | Drop | NA | NA | NA | NA | NA | NA | 69.07% | M | 86185.921 | 34.5107 | 23.1961 | 384.2899 | NA | NA | 27 | NA | NA | NA | NA | NA | NA | NA | NA | NA | NA
3 | 140 | 141 | 140 141 CFL Hardwired, Modular 18W / Retail | 0 | 0 | -4177.8237 | -3636.1437 | -3855.7947 | -483.1697 | 159.3913 | 0 | 0 | 0 | 0 | 0 | 0 | 0 | 0 | 0 | 0 | 0 | 0 | 0 | 0 | 0 | 0 | 0 | 0 | 0 | 0 | 0 | 0 | 0 | -11993.5405 | -11271.3401 | 0.73224 | NA | 27555.83 | 86185.921 | 3.0986 | No | No | No | NA | Drop | NA | NA | NA | NA | NA | NA | 15.87% | M | 86185.921 | 34.5107 | 23.1961 | 128.0966 | NA | NA | 33.3333 | NA | NA | NA | NA | NA | NA | NA | NA | NA | NA
3 | 150 | 151 | 150 151 PSMH, 250W, magnetic ballast / Retail | 0 | 0 | -1399.9378 | -974.5098 | -1020.6098 | -594.1214 | -568.2028 | -504.2928 | -326.3822 | -219.2248 | -200.1257 | -439.552 | -301.6799 | -414.9199 | 0 | 0 | 0 | 0 | 0 | 0 | 0 | 0 | 0 | 0 | 0 | 0 | 0 | 0 | 0 | 0 | -6963.5587 | -5625.5658 | 0.73287 | NA | 719.12 | 20114.6336 | 0.34648 | Yes | Yes | Yes | NA | Drop | NA | NA | NA | NA | NA | NA | 79.32% | M | 20114.6336 | 4.5171 | 1.6147 | 603.9665 | NA | NA | 9.0909 | NA | NA | NA | NA | NA | NA | NA | NA | NA | NA
3 | 150 | 152 | 150 152 PSMH, 250 W, electronic ballast / Retail | 0 | 0 | -1557.4382 | -1126.6612 | -1179.0262 | -686.61 | -656.545 | -582.5489 | -377.3173 | -252.6228 | -230.2767 | -507.5032 | -348.2498 | -478.5962 | 0 | 0 | 0 | 0 | 0 | 0 | 0 | 0 | 0 | 0 | 0 | 0 | 0 | 0 | 0 | 0 | -7983.3955 | -6438.6909 | 0.73484 | NA | 3689.84 | 23250.7523 | 1.538 | No | Yes | Yes | NA | Drop | NA | NA | NA | NA | NA | NA | 43.58% | M | 23250.7523 | 5.2213 | 1.8665 | 629.3966 | NA | NA | 10 | NA | NA | NA | NA | NA | NA | NA | NA | NA | NA
3 | 150 | 153 | 150 153 High Bay T5 / Retail | 0 | 0 | -1650.6424 | -1212.9154 | -1277.7694 | -471.0867 | -354.415 | -269.4503 | 71.8146 | 276.8576 | 294.5066 | -173.1498 | 55.6842 | -186.4999 | 0 | 0 | 0 | 0 | 0 | 0 | 0 | 0 | 0 | 0 | 0 | 0 | 0 | 0 | 0 | 0 | -4897.0659 | -4536.5711 | 0.83745 | NA | 1639.94 | 26780.6612 | 0.59346 | Yes | Yes | Yes | NA | Drop | NA | NA | NA | NA | NA | NA | 71.84% | N | 26780.6612 | 8.3553 | 4.252 | 603.9665 | NA | NA | 36.364 | NA | NA | NA | NA | NA | NA | NA | NA | NA | NA
3 | 160 | 161 | 160 161 LED Exit Sign / Retail | 0 | 0 | -391.7843 | -1.6093 | -1.7563 | 2.5978 | 3.365 | 3.0516 | 5.6402 | 6.1572 | 6.3755 | 4.1625 | 4.54 | 3.2899 | 6.8624 | 2.589 | 3.9047 | 2.1251 | 0 | 0 | 0 | 0 | 0 | 0 | 0 | 0 | 0 | 0 | 0 | 0 | -340.4891 | -362.8489 | 0.21015 | NA | 129.33 | 54.6559 | 22.9322 | No | No | No | NA | Drop | NA | NA | NA | NA | NA | NA | 5.628% | N | 54.6559 | 0.041804 | 0.0058289 | 5275.9025 | NA | NA | NA | NA | NA | NA | NA | NA | NA | NA | NA | NA | NA
3 | 200 | 201 | 200 201 High Pressure Sodium 250W Lamp / Retail | 0 | 0 | -447.2288 | -55.3764 | -57.6304 | -45.2255 | -47.0462 | 0 | 0 | 0 | 0 | 0 | 0 | 0 | 0 | 0 | 0 | 0 | 0 | 0 | 0 | 0 | 0 | 0 | 0 | 0 | 0 | 0 | 0 | 0 | -652.5073 | -624.1857 | 0.31386 | NA | 717.35 | 1074.3944 | 6.4707 | No | No | No | NA | Drop | NA | NA | NA | NA | NA | NA | 7.721% | M | 1074.3944 | 0.094598 | 0.027609 | 6201.2552 | NA | NA | NA | NA | NA | NA | NA | NA | NA | NA | NA | NA | NA
3 | 200 | 202 | 200 202 Outdoor Lighting Controls (Photocell/Timeclock) / Retail | 0 | 0 | -435.7668 | -43.9943 | -45.8737 | -35.4676 | -37.3482 | 0 | 0 | 0 | 0 | 0 | 0 | 0 | 0 | 0 | 0 | 0 | 0 | 0 | 0 | 0 | 0 | 0 | 0 | 0 | 0 | 0 | 0 | 0 | -598.4507 | -576.0253 | 0.28071 | NA | 129.99 | 848.7359 | 1.4843 | No | Yes | Yes | NA | Drop | NA | NA | NA | NA | NA | NA | 45.03% | N | 848.7359 | 0.074729 | 0.02181 | 613.9773 | NA | NA | 22.7273 | NA | NA | NA | NA | NA | NA | NA | NA | NA | NA
3 | 210 | 211 | 210 211 Outdoor Lighting Controls (Photocell/Timeclock) / Retail | 0 | 0 | -585.403 | -189.0806 | -196.6895 | -153.5533 | -161.0315 | 0 | 0 | 0 | 0 | 0 | 0 | 0 | 0 | 0 | 0 | 0 | 0 | 0 | 0 | 0 | 0 | 0 | 0 | 0 | 0 | 0 | 0 | 0 | -1285.7578 | -1189.1266 | 0.44864 | NA | 1666.61 | 3650.8468 | 4.4241 | No | No | No | NA | Drop | NA | NA | NA | NA | NA | NA | 11.46% | N | 3650.8468 | 0.32146 | 9.3818e-08 | 613.9773 | NA | NA | 22.7273 | NA | NA | NA | NA | NA | NA | NA | NA | NA | NA
3 | 300 | 301 | 300 301 Centrifugal Chiller, 0.51 kW/ton, 500 tons / Retail | 0 | 0 | -626.0231 | -226.5468 | -239.1737 | -82.5965 | -58.449 | -43.0067 | 24.1897 | 63.6752 | 66.7333 | -24.3766 | 19.6665 | -27.9458 | 116.7527 | -40.2667 | 11.8672 | -16.9565 | 86.3597 | 101.0384 | 115.1888 | 121.7859 | 0 | 0 | 0 | 0 | 0 | 0 | 0 | 0 | -658.0843 | -938.0626 | 0.87894 | NA | 867.15 | 5055.7348 | 1.6622 | No | Yes | Yes | NA | Drop | NA | NA | NA | NA | NA | NA | 39.25% | M | 5055.7348 | 1.6254 | 0.0033537 | 873.2777 | NA | NA | NA | NA | NA | NA | NA | NA | NA | NA | NA | NA | NA
3 | 300 | 302 | 300 302 High Efficiency Chiller Motors / Retail | 0 | 0 | -454.2425 | -61.3067 | -64.5886 | -33.4572 | -30.523 | -26.4434 | -13.2553 | -5.2616 | -4.4524 | -21.9648 | -12.129 | -21.4032 | 7.5611 | -25.3118 | -13.7521 | -20.0496 | 0.90748 | 3.5709 | 8.0117 | 10.3647 | 0 | 0 | 0 | 0 | 0 | 0 | 0 | 0 | -777.7254 | -698.4442 | 0.69453 | NA | 307.31 | 1302.8779 | 2.2859 | No | No | Yes | NA | Drop | NA | NA | NA | NA | NA | NA | 22.92% | N | 1302.8779 | 0.32904 | 0 | 924.6469 | NA | NA | 5.4546 | NA | NA | NA | NA | NA | NA | NA | NA | NA | NA
3 | 300 | 304 | 300 304 EMS - Chiller / Retail | 0 | 0 | -615.0789 | -216.8295 | -227.6732 | -124.163 | -115.0863 | -101.499 | -57.8253 | -32.6638 | -28.4206 | -85.7606 | 0 | 0 | 0 | 0 | 0 | 0 | 0 | 0 | 0 | 0 | 0 | 0 | 0 | 0 | 0 | 0 | 0 | 0 | -1605.0001 | -1413.0965 | 0.682 | NA | 945.98 | 4531.7422 | 2.023 | No | No | Yes | NA | Drop | NA | NA | NA | NA | NA | NA | 29.01% | N | 4531.7422 | 1.0894 | 0.054641 | 77.4957 | NA | NA | 36.3636 | NA | NA | NA | NA | NA | NA | NA | NA | NA | NA
3 | 300 | 305 | 300 305 Chiller Tune Up/Diagnostics / Retail | 0 | 0 | -488.0525 | -90.5575 | -100.9299 | 263.1749 | 381.2395 | 388.126 | 555.5054 | 646.0721 | 635.2822 | 404.8283 | 0 | 0 | 0 | 0 | 0 | 0 | 0 | 0 | 0 | 0 | 0 | 0 | 0 | 0 | 0 | 0 | 0 | 0 | 2594.6886 | 1549.9565 | 1.4484 | 3.3589 | 1000 | 3427.6816 | 2.8274 | No | No | Yes | 292.6303 | Keep | 292.6303 | 2 | 292.6303 | 29.26% | 390 | 2 | 17.2% | N | 3427.6816 | 3.8857 | 0.020662 | 385.2696 | 33.1287 | 169 | 169 | 5.07 | 13.52 | 27.04 | 50.7 | 84.5 | 118.3 | 141.96 | 155.48 | 163.93 | 169
3 | 300 | 306 | 300 306 VSD for Chiller Pumps and Towers / Retail | 0 | 0 | -601.8412 | -204.1999 | -214.5702 | -116.8824 | -108.2051 | -95.5389 | -54.3989 | -30.7102 | -26.4974 | -81.3572 | -50.7413 | -77.7289 | 11.6674 | -88.8378 | -54.6753 | 0 | 0 | 0 | 0 | 0 | 0 | 0 | 0 | 0 | 0 | 0 | 0 | 0 | -1794.5171 | -1476.1526 | 0.73406 | NA | 662.19 | 4276.3644 | 1.5007 | No | Yes | Yes | NA | Drop | NA | NA | NA | NA | NA | NA | 43.58% | N | 4276.3644 | 1.028 | 0.012891 | 475.6615 | NA | NA | 90.9091 | NA | NA | NA | NA | NA | NA | NA | NA | NA | NA
3 | 300 | 307 | 300 307 EMS Optimization / Retail | 0 | 0 | -503.1714 | -108.8772 | -113.3535 | -88.6436 | -93.2966 | 0 | 0 | 0 | 0 | 0 | 0 | 0 | 0 | 0 | 0 | 0 | 0 | 0 | 0 | 0 | 0 | 0 | 0 | 0 | 0 | 0 | 0 | 0 | -907.3422 | -851.5236 | 0.39631 | NA | 300 | 2108.6935 | 1.3788 | No | Yes | Yes | NA | Drop | NA | NA | NA | NA | NA | NA | 47.94% | N | 2108.6935 | 0.12675 | 0.0063576 | 385.2696 | NA | NA | 44.4444 | NA | NA | NA | NA | NA | NA | NA | NA | NA | NA
3 | 300 | 308 | 300 308 Aerosol Duct Sealing / Retail | 0 | 0 | -618.1408 | -220.3873 | -229.6575 | -179.8144 | -187.4458 | -174.4042 | -154.0763 | -141.3539 | -136.0491 | -162.0392 | -140.5258 | -149.0644 | -104.4389 | -162.2705 | -141.8759 | 0 | 0 | 0 | 0 | 0 | 0 | 0 | 0 | 0 | 0 | 0 | 0 | 0 | -2901.5438 | -2151.9442 | 0.61113 | NA | 309.34 | 4261.8781 | 0.70343 | Yes | Yes | Yes | NA | Drop | NA | NA | NA | NA | NA | NA | 67.68% | M | 4261.8781 | 0.26572 | 0.29144 | 500.8504 | NA | NA | 0.30303 | NA | NA | NA | NA | NA | NA | NA | NA | NA | NA
3 | 300 | 309 | 300 309 Duct/Pipe Insulation / Retail | 0 | 0 | -431.0673 | -39.4379 | -41.1727 | -22.8264 | -20.8627 | -18.7937 | -10.9939 | -6.1019 | -5.3451 | -15.7873 | 0 | 0 | 0 | 0 | 0 | 0 | 0 | 0 | 0 | 0 | 0 | 0 | 0 | 0 | 0 | 0 | 0 | 0 | -612.3887 | -577.0398 | 0.49003 | NA | 30756 | 829.1761 | 359.4737 | No | No | No | NA | Drop | NA | NA | NA | NA | NA | NA | 5.628% | M | 829.1761 | 0.19933 | 0.0024995 | 462.3235 | NA | NA | NA | NA | NA | NA | NA | NA | NA | NA | NA | NA | NA
3 | 300 | 311 | 300 311 Window Film (Standard) / Retail | 0 | 0 | -482.6908 | -88.6504 | -94.5852 | 10.064 | 33.121 | 39.7241 | 85.6561 | 111.1547 | 111.7425 | 49.8135 | 0 | 0 | 0 | 0 | 0 | 0 | 0 | 0 | 0 | 0 | 0 | 0 | 0 | 0 | 0 | 0 | 0 | 0 | -224.6507 | -359.672 | 0.84985 | NA | 1304.75 | 2242.1526 | 5.6396 | No | No | No | NA | Drop | NA | NA | NA | NA | NA | NA | 8.856% | M | 2242.1526 | 1.0654 | -0.041443 | 482.9636 | NA | NA | 46.6667 | NA | NA | NA | NA | NA | NA | NA | NA | NA | NA
3 | 300 | 313 | 300 313 Ceiling Insulation / Retail | 0 | 0 | -552.4573 | -152.1934 | -167.9764 | 323.4438 | 475.4325 | 488.4265 | 712.6876 | 834.9679 | 821.5256 | 513.7275 | 624.63 | 439.4103 | 919.6007 | 443.7374 | 594.7642 | 355.2118 | 840.9247 | 867.3709 | 893.2608 | 884.31 | 0 | 0 | 0 | 0 | 0 | 0 | 0 | 0 | 10160.805 | 4706.7945 | 1.5878 | 2.7012 | 3843 | 5234.1814 | 7.1155 | No | No | No | 2762.8234 | Keep | 2762.8234 | 2 | 2762.8234 | 71.89% | 390 | 2 | 7.084% | M | 5234.1814 | 2.2301 | 5.0243 | 308.2156 | 10.9175 | 6 | 6 | 1.2561 | 2.4286 | 3.4503 | 4.2813 | 4.9123 | 5.3595 | 5.6553 | 5.838 | 5.9433 | 6
3 | 300 | 314 | 300 314 Roof Insulation / Retail | 0 | 0 | -463.0982 | -69.724 | -74.7235 | 43.146 | 74.9879 | 79.9407 | 132.9594 | 162.1795 | 161.1214 | 88.8759 | 116.9128 | 75.3611 | 187.0011 | 73.3254 | 109.4061 | 70.5192 | 167.5137 | 174.9539 | 182.9934 | 182.6981 | 0 | 0 | 0 | 0 | 0 | 0 | 0 | 0 | 1476.3499 | 432.9115 | 1.1358 | 2.1118 | 1505.52 | 1921.8116 | 7.5921 | No | No | No | 381.9241 | Keep | 1108.9163 | 2 | 432.9115 | 73.66% | 390 | 5.409 | 6.712% | M | 1921.8116 | 1.2049 | 0.022018 | 308.2156 | 10.3437 | 97 | 97 | 20.307 | 39.2628 | 55.7801 | 69.2148 | 79.4152 | 86.6446 | 91.4274 | 94.3811 | 96.0838 | 97
3 | 300 | 315 | 300 315 Cool Roof - Chiller / Retail | 0 | 0 | -835.4215 | -425.8895 | -455.1615 | 75.4981 | 195.0532 | 229.337 | 458.7054 | 593.1283 | 594.1419 | 276.5944 | 407.9756 | 230.2398 | 724.5488 | 209.7768 | 377.908 | 0 | 0 | 0 | 0 | 0 | 0 | 0 | 0 | 0 | 0 | 0 | 0 | 0 | 2656.4342 | 885.5545 | 1.0654 | 1.0237 | 13606.8 | 10893.5512 | 12.1052 | No | No | No | 781.2197 | Keep | 11358.7009 | 2 | 885.5545 | 83.48% | 390 | 11.3173 | 5.628% | M | 10893.5512 | 5.3988 | 0 | 322.1619 | 9.065 | 322.1619 | 495 | 67.4447 | 130.4019 | 185.2599 | 229.8801 | 263.7583 | 287.769 | 303.654 | 313.4639 | 319.1189 | 322.1619
3 | 300 | 317 | 300 317 Thermal Energy Storage (TES) Positive / Retail | 0 | 0 | -725.6495 | -333.2934 | -348.7896 | -221.2377 | -245.6548 | -219.9902 | -179.4949 | -144.724 | -119.8297 | -172.2387 | -132.6865 | -145.1927 | -68.0283 | -177.9166 | -135.4181 | -100.001 | -95.849 | -74.3743 | -54.9583 | -34.6698 | -4.2238 | -54.7998 | -29.0788 | -69.6156 | -88.6803 | -31.0346 | -22.4173 | 35.9452 | -3993.9021 | -2772.0833 | 0.79872 | NA | 5932.67 | 7670 | 7.4962 | No | No | No | NA | Drop | NA | NA | NA | NA | NA | NA | 6.795% | M | -2679.7858 | 11.3468 | 0.016597 | 205.4771 | NA | NA | NA | NA | NA | NA | NA | NA | NA | NA | NA | NA | NA
3 | 300 | 317 | 300 317 Thermal Energy Storage (TES) Negative / Retail | 0 | 0 | 632.787 | 610.868 | 632.47 | 662.708 | 722.777 | 698.423 | 699.65 | 706.034 | 690.988 | 669.805 | 644.534 | 612.886 | 625.614 | 648.605 | 640.033 | 651.412 | 653.814 | 633.674 | 615.285 | 600.345 | 585.213 | 570.532 | 561.871 | 552.276 | 545.791 | 533.665 | 573.353 | 611.004 | 17586.417 | 8769.2876 | 0.51439 | NA | 0 | 10349.7858 | 0 | Yes | Yes | Yes | NA | Drop | NA | NA | NA | NA | NA | NA | 90% | M |  |  |  | 0 | NA | NA | NA | NA | NA | NA | NA | NA | NA | NA | NA | NA | NA
3 | 320 | 321 | 320 321 DX Packaged System, EER=10.9, 10 tons / Retail | 0 | 0 | -549.5022 | -152.6609 | -163.0236 | 36.4239 | 82.5376 | 93.6093 | 181.909 | 231.4636 | 231.6037 | 112.299 | 161.8444 | 94.063 | 280.0086 | 86.2617 | 149.972 | 0 | 0 | 0 | 0 | 0 | 0 | 0 | 0 | 0 | 0 | 0 | 0 | 0 | 876.8093 | 171.0039 | 1.0332 | 2.3608 | 2081.16 | 3945.5066 | 5.112 | No | No | No | 150.8449 | Keep | 1266.9269 | 2 | 171.0039 | 60.88% | 390 | 4.6919 | 9.77% | M | 3945.5066 | 2.0292 | 0 | 1812.7235 | 88.5471 | 88.5471 | -1 | 18.5374 | 35.8413 | 50.9192 | 63.1832 | 72.4947 | 79.0941 | 83.4602 | 86.1564 | 87.7107 | 88.5471
3 | 320 | 322 | 320 322 Hybrid Dessicant-DX System (Trane CDQ) / Retail | 0 | 0 | -1741.3979 | -1307.9059 | -1363.6699 | -937.2777 | -950.7745 | -867.1242 | -695.172 | -588.1231 | -557.4374 | -787.109 | -631.709 | -726.2224 | -347.2616 | -804.2331 | -645.9501 | 0 | 0 | 0 | 0 | 0 | 0 | 0 | 0 | 0 | 0 | 0 | 0 | 0 | -12951.3675 | -9457.2593 | 0.70492 | NA | 7777.08 | 26231.8434 | 2.8732 | No | No | Yes | NA | Drop | NA | NA | NA | NA | NA | NA | 16.89% | N | 26231.8434 | 4.5991 | 0 | 2014.1372 | NA | NA | 148 | NA | NA | NA | NA | NA | NA | NA | NA | NA | NA
3 | 320 | 323 | 320 323 Geothermal Heat Pump, EER=13, 10 tons / Retail | 0 | 0 | -1092.693 | -680.149 | -709.427 | -487.6327 | -494.0691 | -451.0251 | -360.1669 | -305.0258 | -289.0588 | -409.6306 | -328.3774 | -377.7116 | -179.8357 | -418.8075 | -335.3751 | 0 | 0 | 0 | 0 | 0 | 0 | 0 | 0 | 0 | 0 | 0 | 0 | 0 | -6918.9849 | -5103.2508 | 0.69733 | NA | 18679.06 | 13646.5112 | 13.2653 | No | No | No | NA | Drop | NA | NA | NA | NA | NA | NA | 5.628% | N | 13646.5112 | 2.3954 | 0.057594 | 1993.9958 | NA | NA | NA | NA | NA | NA | NA | NA | NA | NA | NA | NA | NA
3 | 320 | 326 | 320 326 DX Tune Up/ Advanced Diagnostics / Retail | 0 | 0 | -542.2509 | -146.1712 | -154.6013 | -32.5569 | -10.6686 | -0.03849 | 51.9143 | 82.3716 | 84.3838 | 13.2404 | 0 | 0 | 0 | 0 | 0 | 0 | 0 | 0 | 0 | 0 | 0 | 0 | 0 | 0 | 0 | 0 | 0 | 0 | -654.3772 | -703.8128 | 0.79402 | NA | 1250 | 3383.8728 | 3.58 | No | No | No | NA | Drop | NA | NA | NA | NA | NA | NA | 14.04% | N | 3383.8728 | 1.2516 | 0 | 996.9979 | NA | NA | 100 | NA | NA | NA | NA | NA | NA | NA | NA | NA | NA
3 | 320 | 327 | 320 327 DX Coil Cleaning / Retail | 0 | 0 | -482.7428 | -85.9089 | -96.2535 | 249.5427 | 360.9274 | 0 | 0 | 0 | 0 | 0 | 0 | 0 | 0 | 0 | 0 | 0 | 0 | 0 | 0 | 0 | 0 | 0 | 0 | 0 | 0 | 0 | 0 | 0 | -54.435 | -160.6237 | 0.91818 | NA | 156.04 | 3251.3292 | 0.46511 | Yes | Yes | Yes | NA | Drop | NA | NA | NA | NA | NA | NA | 74.61% | M | 3251.3292 | 3.6857 | 0.99923 | 1510.6029 | NA | NA | 18.1818 | NA | NA | NA | NA | NA | NA | NA | NA | NA | NA
3 | 320 | 329 | 320 329 Aerosol Duct Sealing / Retail | 0 | 0 | -752.7 | -351.4078 | -365.0853 | -285.4137 | -297.8107 | -276.8304 | -244.8787 | -224.6916 | -216.1769 | -257.8598 | -223.4489 | -237.3933 | -166.1844 | -257.3413 | -224.6943 | 0 | 0 | 0 | 0 | 0 | 0 | 0 | 0 | 0 | 0 | 0 | 0 | 0 | -4381.9171 | -3190.9079 | 0.62763 | NA | 309.34 | 6776.5913 | 0.44239 | Yes | Yes | Yes | NA | Drop | NA | NA | NA | NA | NA | NA | 76.18% | M | 6776.5913 | 0.42251 | 0.4634 | 1963.7838 | NA | NA | 0.30303 | NA | NA | NA | NA | NA | NA | NA | NA | NA | NA
3 | 320 | 330 | 320 330 Duct/Pipe Insulation / Retail | 0 | 0 | -455.4667 | -62.5145 | -65.8013 | -34.2464 | -31.6842 | -27.6327 | -14.2627 | -6.5671 | -5.0261 | -23.0322 | 0 | 0 | 0 | 0 | 0 | 0 | 0 | 0 | 0 | 0 | 0 | 0 | 0 | 0 | 0 | 0 | 0 | 0 | -726.234 | -675.6676 | 0.57008 | NA | 30756 | 1321.4029 | 225.5686 | No | No | No | NA | Drop | NA | NA | NA | NA | NA | NA | 5.628% | M | 1321.4029 | 0.3288 | 0 | 1812.7235 | NA | NA | NA | NA | NA | NA | NA | NA | NA | NA | NA | NA | NA
3 | 320 | 334 | 320 334 Ceiling Insulation / Retail | 0 | 0 | -648.4405 | -242.3926 | -267.2879 | 513.5724 | 755.1421 | 776.0378 | 1130.9594 | 1325.8374 | 1304.7434 | 814.9018 | 992.4818 | 698.7012 | 1460.0034 | 704.8194 | 944.6812 | 564.0907 | 1336.0524 | 1377.3384 | 1413.4424 | 1402.8444 | 0 | 0 | 0 | 0 | 0 | 0 | 0 | 0 | 16357.5286 | 7700.3972 | 1.6165 | 3.7023 | 3843 | 8313.5969 | 4.4799 | No | No | No | 2127.3253 | Keep | 2127.3253 | 2 | 2127.3253 | 55.36% | 390 | 2 | 11.33% | M | 8313.5969 | 3.5421 | 7.9802 | 1208.4823 | 68.4506 | 22 | 22 | 4.6057 | 8.905 | 12.6511 | 15.6982 | 18.0117 | 19.6514 | 20.7361 | 21.406 | 21.7922 | 22
3 | 320 | 335 | 320 335 Roof Insulation / Retail | 0 | 0 | -504.5502 | -109.1393 | -117.4873 | 78.4177 | 131.4434 | 140.1308 | 227.7843 | 276.3932 | 274.1067 | 153.8024 | 200.7119 | 130.6981 | 318.0637 | 127.7044 | 188.8402 | 120.2064 | 285.1967 | 297.6495 | 310.1828 | 309.655 | 0 | 0 | 0 | 0 | 0 | 0 | 0 | 0 | 2839.811 | 1054.3433 | 1.2176 | 3.5397 | 1505.52 | 3060.6193 | 4.7672 | No | No | No | 873.9009 | Keep | 873.9009 | 2 | 873.9009 | 58.05% | 390 | 2 | 10.56% | M | 3060.6193 | 2.001 | 0.51558 | 1208.4823 | 63.7838 | 381 | 381 | 79.7625 | 154.2179 | 219.0949 | 271.8643 | 311.9298 | 340.3258 | 359.1119 | 370.7134 | 377.4012 | 381
3 | 340 | 344 | 340 344 Aerosol Duct Sealing / Retail | 0 | 0 | -760.7264 | -358.796 | -373.5709 | -292.21 | -304.8718 | -283.0786 | -250.4384 | -230.1223 | -221.6203 | -263.2608 | -228.9731 | -242.828 | -169.4586 | -262.7987 | -229.6427 | 0 | 0 | 0 | 0 | 0 | 0 | 0 | 0 | 0 | 0 | 0 | 0 | 0 | -4472.3964 | -3254.4514 | 0.62817 | NA | 309.34 | 6928.9417 | 0.43267 | Yes | Yes | Yes | NA | Drop | NA | NA | NA | NA | NA | NA | 76.18% | M | 6928.9417 | 0.43201 | 0.47382 | 37.2144 | NA | NA | 0.30303 | NA | NA | NA | NA | NA | NA | NA | NA | NA | NA
3 | 340 | 345 | 340 345 Duct/Pipe Insulation / Retail | 0 | 0 | -456.8784 | -64.0249 | -67.396 | -35.5094 | -32.9315 | -28.8743 | -15.2698 | -7.6633 | -6.2531 | -23.7943 | 0 | 0 | 0 | 0 | 0 | 0 | 0 | 0 | 0 | 0 | 0 | 0 | 0 | 0 | 0 | 0 | 0 | 0 | -738.5948 | -685.4058 | 0.57096 | NA | 30756 | 1350.3509 | 220.733 | No | No | No | NA | Drop | NA | NA | NA | NA | NA | NA | 5.628% | M | 1350.3509 | 0.33298 | 0.0040705 | 34.3518 | NA | NA | NA | NA | NA | NA | NA | NA | NA | NA | NA | NA | NA
3 | 340 | 349 | 340 349 Ceiling Insulation / Retail | 0 | 0 | -654.335 | -247.9922 | -272.87 | 525.0781 | 772.3554 | 793.5835 | 1156.338 | 1355.686 | 1333.551 | 834.0705 | 1014.706 | 713.9481 | 1493.467 | 721.7635 | 966.4071 | 577.4014 | 1366.6631 | 1408.4801 | 1445.5281 | 1435.4101 | 0 | 0 | 0 | 0 | 0 | 0 | 0 | 0 | 16739.2398 | 7884.4592 | 1.6177 | 3.7634 | 3843 | 8501.5642 | 4.3808 | No | No | No | 2088.5346 | Keep | 2088.5346 | 2 | 2088.5346 | 54.35% | 390 | 2 | 11.6% | M | 8501.5642 | 3.6222 | 8.1606 | 34.3518 | 1.9926 | 1 | 1 | 0.20935 | 0.40477 | 0.57505 | 0.71355 | 0.81871 | 0.89324 | 0.94255 | 0.973 | 0.99055 | 1
3 | 340 | 351 | 340 351 Cool Roof - DX / Retail | 0 | 0 | -1112.1899 | -690.2819 | -738.0339 | 122.8066 | 315.2578 | 370.1113 | 742.0681 | 960.3211 | 961.1531 | 447.2027 | 659.9456 | 372.8804 | 1173.6831 | 340.0316 | 612.7419 | 0 | 0 | 0 | 0 | 0 | 0 | 0 | 0 | 0 | 0 | 0 | 0 | 0 | 4537.6976 | 1670.9958 | 1.0771 | 1.6732 | 13606.8 | 17642.8338 | 7.4743 | No | No | No | 1474.1392 | Keep | 9965.8533 | 2 | 1670.9958 | 73.24% | 390 | 6.5564 | 6.795% | M | 17642.8338 | 8.7437 | 0 | 35.9061 | 1.2199 | 35.9061 | 131 | 7.517 | 14.5338 | 20.6479 | 25.621 | 29.3968 | 32.0729 | 33.8434 | 34.9367 | 35.567 | 35.9061
3 | 360 | 361 | 360 361 HE PTAC, EER=9.6, 1 ton / Retail | 0 | 0 | -847.6826 | -438.0536 | -467.8366 | 65.9325 | 184.1105 | 218.5783 | 449.7619 | 584.103 | 586.0357 | 267.7755 | 399.6077 | 222.5492 | 718.2382 | 200.4212 | 370.2401 | 0 | 0 | 0 | 0 | 0 | 0 | 0 | 0 | 0 | 0 | 0 | 0 | 0 | 2513.7807 | 785.8364 | 1.0568 | 5.6477 | 2397.75 | 11137.8411 | 2.0863 | No | No | Yes | 99.2368 | Keep | 99.2368 | 2 | 99.2368 | 4.139% | 390 | 2 | 27.67% | M | 11137.8411 | 5.4228 | 0.38143 | 674.4061 | 93.3204 | 312 | 312 | 65.3173 | 126.2886 | 179.4163 | 222.629 | 255.4386 | 278.692 | 294.0759 | 303.5763 | 309.053 | 312
3 | 400 | 402 | 400 402 Variable Speed Drive Control / Retail | 0 | 0 | -635.1827 | -236.6444 | -246.5493 | -192.6637 | -201.2773 | -186.7123 | -165.0061 | -151.7522 | -146.3807 | -174.0725 | -151.0176 | -160 | -112.1671 | -173.7696 | -151.9476 | 0 | 0 | 0 | 0 | 0 | 0 | 0 | 0 | 0 | 0 | 0 | 0 | 0 | -3085.1431 | -2280.9207 | 0.61416 | NA | 1760.77 | 4575.3698 | 3.7296 | No | No | No | NA | Drop | NA | NA | NA | NA | NA | NA | 13.54% | N | 4575.3698 | 0.15836 | 0.12716 | 1003.9424 | NA | NA | 100 | NA | NA | NA | NA | NA | NA | NA | NA | NA | NA
3 | 400 | 403 | 400 403 Air Handler Optimization / Retail | 0 | 0 | -467.8246 | -74.7578 | -77.9546 | -60.6449 | -63.6492 | -59.5345 | -53.0174 | -48.3105 | 0 | 0 | 0 | 0 | 0 | 0 | 0 | 0 | 0 | 0 | 0 | 0 | 0 | 0 | 0 | 0 | 0 | 0 | 0 | 0 | -905.6934 | -817.7164 | 0.44159 | NA | 300 | 1446.9268 | 2.0094 | No | No | Yes | NA | Drop | NA | NA | NA | NA | NA | NA | 29.01% | N | 1446.9268 | 0.050082 | 0.040213 | 4048.5581 | NA | NA | 27.2727 | NA | NA | NA | NA | NA | NA | NA | NA | NA | NA
3 | 400 | 404 | 400 404 Electronically Commutated Motors (ECM) on an Air Handler Unit / Retail | 0 | 0 | -498.8832 | -105.275 | -109.6425 | -85.0093 | -88.7917 | -83.3307 | -72.68 | -67.3118 | -63.8116 | -76.6683 | -66.507 | -71.0905 | -49.5318 | -77.2508 | -67.5824 | 0 | 0 | 0 | 0 | 0 | 0 | 0 | 0 | 0 | 0 | 0 | 0 | 0 | -1583.3664 | -1227.5492 | 0.56996 | NA | 453.87 | 2041.86 | 2.1542 | No | No | Yes | NA | Drop | NA | NA | NA | NA | NA | NA | 25.01% | M | 2041.86 | 0.27423 | 0 | 7197.4365 | NA | NA | 18.1818 | NA | NA | NA | NA | NA | NA | NA | NA | NA | NA
3 | 400 | 405 | 400 405 Demand Control Ventilation (DCV) / Retail | 0 | 0 | -452.7016 | -57.5725 | -64.8435 | 169.6406 | 245.2367 | 249.5905 | 357.162 | 415.1111 | 408.0205 | 260.9051 | 313.2098 | 223.9096 | 453.5752 | 226.2952 | 298.7061 | 0 | 0 | 0 | 0 | 0 | 0 | 0 | 0 | 0 | 0 | 0 | 0 | 0 | 3046.2442 | 1576.9579 | 1.5174 | 0.17161 | 23594 | 2202.065 | 103.8378 | No | No | No | 1391.2698 | Drop | NA | NA | NA | NA | NA | NA | 5.628% | M | 2202.065 | 4.9956 | 3.0101 | 4048.5581 | NA | NA | 69 | NA | NA | NA | NA | NA | NA | NA | NA | NA | NA
3 | 400 | 406 | 400 406 Energy Recovery Ventilation (ERV) / Retail | 0 | 0 | -419.1224 | -26.3308 | -29.3491 | 77.5034 | 112.2649 | 114.3018 | 163.1485 | 189.5068 | 186.9666 | 118.5602 | 143.0367 | 101.946 | 206.6171 | 102.9871 | 136.307 | 79.9105 | 190.6728 | 194.9024 | 201.3408 | 198.5097 | 0 | 0 | 0 | 0 | 0 | 0 | 0 | 0 | 2043.6801 | 801.8947 | 1.4321 | 1.0525 | 2064.68 | 1006.5816 | 19.8787 | No | No | No | 707.4701 | Keep | 1856.952 | 2 | 801.8947 | 89.94% | 390 | 12.1581 | 5.628% | M | 1006.5816 | 2.2835 | 1.3759 | 4048.5581 | 113.9185 | 14 | 14 | 2.9309 | 5.6668 | 8.0507 | 9.9898 | 11.462 | 12.5054 | 13.1957 | 13.622 | 13.8678 | 14
3 | 600 | 603 | 600 603 Heat Pump Water Heater (air source) / Retail | 0 | 0 | -433.061 | -41.1853 | -43.0164 | -30.562 | -30.7158 | -28.7 | -23.1391 | -20.4201 | -18.6673 | -25.7913 | -21.1933 | -24.212 | -13.3595 | -26.7364 | -21.8153 | 0 | 0 | 0 | 0 | 0 | 0 | 0 | 0 | 0 | 0 | 0 | 0 | 0 | -802.5749 | -685.6708 | 0.50518 | NA | 277.18 | 825.2722 | 3.255 | No | No | No | NA | Drop | NA | NA | NA | NA | NA | NA | 15.08% | N | 825.2722 | 0.13849 | 0.057519 | 4011.5149 | NA | NA | 9.0909 | NA | NA | NA | NA | NA | NA | NA | NA | NA | NA
3 | 600 | 606 | 600 606 Demand controlled circulating systems / Retail | 0 | 0 | -393.033 | -2.6052 | -2.8989 | -2.1211 | -1.7089 | -2.0494 | -1.6296 | -1.4368 | -1.1046 | -1.957 | -1.9052 | -1.7486 | -1.1572 | -1.9092 | -1.6901 | 0 | 0 | 0 | 0 | 0 | 0 | 0 | 0 | 0 | 0 | 0 | 0 | 0 | -418.9548 | -410.4437 | 0.10773 | NA | 78.7 | 58.4266 | 13.0541 | No | No | No | NA | Drop | NA | NA | NA | NA | NA | NA | 5.628% | N | 58.4266 | 0.0099019 | 0.0040721 | 2090.2104 | NA | NA | 45.4545 | NA | NA | NA | NA | NA | NA | NA | NA | NA | NA
3 | 600 | 608 | 600 608 Heat Recovery Unit / Retail | 0 | 0 | -436.8092 | -45.2366 | -47.1381 | -32.9921 | -33.6367 | -31.7424 | -25.2571 | -22.1788 | -20.7243 | -27.9819 | 0 | 0 | 0 | 0 | 0 | 0 | 0 | 0 | 0 | 0 | 0 | 0 | 0 | 0 | 0 | 0 | 0 | 0 | -723.6972 | -657.7487 | 0.45124 | NA | 818 | 904.0671 | 8.7687 | No | No | No | NA | Drop | NA | NA | NA | NA | NA | NA | 5.989% | N | 904.0671 | 0.15224 | 0.063011 | 2375.2391 | NA | NA | 0.90909 | NA | NA | NA | NA | NA | NA | NA | NA | NA | NA
3 | 600 | 609 | 600 609 Heat Trap / Retail | 0 | 0 | -395.3164 | -5.2199 | -5.2352 | -3.4464 | -3.1406 | -3.7474 | -2.7673 | -2.9176 | -2.2355 | -3.1009 | 0 | 0 | 0 | 0 | 0 | 0 | 0 | 0 | 0 | 0 | 0 | 0 | 0 | 0 | 0 | 0 | 0 | 0 | -427.1272 | -419.7801 | 0.13414 | NA | 0.75 | 105.7932 | 0.068705 | Yes | Yes | Yes | NA | Drop | NA | NA | NA | NA | NA | NA | 86.98% | N | 105.7932 | 0.017878 | 0.0073734 | 2375.2391 | NA | NA | 0.90909 | NA | NA | NA | NA | NA | NA | NA | NA | NA | NA
3 | 600 | 610 | 600 610 Hot Water Pipe Insulation / Retail | 0 | 0 | -390.9256 | -0.90466 | -0.94574 | -1.1304 | -0.74791 | -0.78875 | -0.82997 | -1.3016 | -0.43403 | -0.73775 | -0.7389 | -0.85754 | -0.56072 | -1.0113 | -0.70705 | 0 | 0 | 0 | 0 | 0 | 0 | 0 | 0 | 0 | 0 | 0 | 0 | 0 | -402.6219 | -398.6298 | 0.045789 | NA | 20 | 23.1084 | 8.3877 | No | No | No | NA | Drop | NA | NA | NA | NA | NA | NA | 6.179% | M | 23.1084 | 0.0039045 | 0.0016106 | 2375.2391 | NA | NA | 0.90909 | NA | NA | NA | NA | NA | NA | NA | NA | NA | NA
3 | 700 | 701 | 700 701 PC Manual Power Management Enabling / Retail | 0 | 0 | -417.0868 | -26.2522 | -27.1481 | -21.065 | 0 | 0 | 0 | 0 | 0 | 0 | 0 | 0 | 0 | 0 | 0 | 0 | 0 | 0 | 0 | 0 | 0 | 0 | 0 | 0 | 0 | 0 | 0 | 0 | -491.5521 | -483.1531 | 0.17691 | NA | 16.6 | 504.8448 | 0.31866 | Yes | Yes | Yes | NA | Drop | NA | NA | NA | NA | NA | NA | 79.32% | N | 504.8448 | 0.048688 | 0.062573 | 4048.5581 | NA | NA | 90.9091 | NA | NA | NA | NA | NA | NA | NA | NA | NA | NA
3 | 700 | 702 | 700 702 PC Network Power Management Enabling / Retail | 0 | 0 | -417.0868 | -26.2522 | -27.1481 | -21.065 | 0 | 0 | 0 | 0 | 0 | 0 | 0 | 0 | 0 | 0 | 0 | 0 | 0 | 0 | 0 | 0 | 0 | 0 | 0 | 0 | 0 | 0 | 0 | 0 | -491.5521 | -483.1531 | 0.17691 | NA | 8.3 | 504.8448 | 0.15933 | Yes | Yes | Yes | NA | Drop | NA | NA | NA | NA | NA | NA | 83.97% | N | 504.8448 | 0.048688 | 0.062573 | 4048.5581 | NA | NA | NA | NA | NA | NA | NA | NA | NA | NA | NA | NA | NA
3 | 710 | 711 | 710 711 Energy Star or Better Monitor / Retail | 0 | 0 | -428.3498 | -36.5641 | -38.5556 | -28.9879 | 0 | 0 | 0 | 0 | 0 | 0 | 0 | 0 | 0 | 0 | 0 | 0 | 0 | 0 | 0 | 0 | 0 | 0 | 0 | 0 | 0 | 0 | 0 | 0 | -532.4574 | -520.732 | 0.22649 | NA | 0 | 725.7294 | 0 | Yes | Yes | Yes | NA | Drop | NA | NA | NA | NA | NA | NA | 90% | M | 725.7294 | 0.10631 | 0.089946 | 359.8718 | NA | NA | 7.6923 | NA | NA | NA | NA | NA | NA | NA | NA | NA | NA
3 | 710 | 712 | 710 712 Monitor Power Management Enabling / Retail | 0 | 0 | -415.4809 | -24.5496 | -25.5966 | -19.6407 | 0 | 0 | 0 | 0 | 0 | 0 | 0 | 0 | 0 | 0 | 0 | 0 | 0 | 0 | 0 | 0 | 0 | 0 | 0 | 0 | 0 | 0 | 0 | 0 | -485.2677 | -477.3988 | 0.1696 | NA | 15.77 | 473.7184 | 0.32262 | Yes | Yes | Yes | NA | Drop | NA | NA | NA | NA | NA | NA | 79.32% | N | 473.7184 | 0.045686 | 0.058715 | 2159.231 | NA | NA | 50 | NA | NA | NA | NA | NA | NA | NA | NA | NA | NA
3 | 720 | 722 | 720 722 Monitor Power Management Enabling / Retail | 0 | 0 | -390.1032 | -0.10227 | -0.10949 | -0.11374 | 0 | 0 | 0 | 0 | 0 | 0 | 0 | 0 | 0 | 0 | 0 | 0 | 0 | 0 | 0 | 0 | 0 | 0 | 0 | 0 | 0 | 0 | 0 | 0 | -390.4287 | -390.3901 | 0 | NA | 0.83 | 0.78451 | 10.2533 | No | No | No | NA | Drop | NA | NA | NA | NA | NA | NA | 5.628% | N | 0.78451 | 7.5659e-05 | 9.7236e-05 | 2159.231 | NA | NA | 50 | NA | NA | NA | NA | NA | NA | NA | NA | NA | NA
3 | 730 | 732 | 730 732 Copier Power Management Enabling / Retail | 0 | 0 | -396.1247 | -5.7682 | -6.2379 | -4.6532 | -4.3769 | -5.0555 | 0 | 0 | 0 | 0 | 0 | 0 | 0 | 0 | 0 | 0 | 0 | 0 | 0 | 0 | 0 | 0 | 0 | 0 | 0 | 0 | 0 | 0 | -422.2165 | -418.0054 | 0.085443 | NA | 24.09 | 117.2877 | 1.9905 | No | Yes | Yes | NA | Drop | NA | NA | NA | NA | NA | NA | 30.34% | N | 117.2877 | 0.011311 | 0.014537 | 3562.7311 | NA | NA | 363.636 | NA | NA | NA | NA | NA | NA | NA | NA | NA | NA
3 | 740 | 741 | 740 741 Printer Power Management Enabling / Retail | 0 | 0 | -430.998 | -39.3037 | -40.9373 | -32.0415 | -32.88 | 0 | 0 | 0 | 0 | 0 | 0 | 0 | 0 | 0 | 0 | 0 | 0 | 0 | 0 | 0 | 0 | 0 | 0 | 0 | 0 | 0 | 0 | 0 | -576.1605 | -556.1784 | 0.26743 | NA | 76.14 | 763.1818 | 0.96687 | Yes | Yes | Yes | NA | Drop | NA | NA | NA | NA | NA | NA | 60.03% | N | 763.1818 | 0.073602 | 0.094593 | 2483.1156 | NA | NA | 111.111 | NA | NA | NA | NA | NA | NA | NA | NA | NA | NA
3 | 800 | 801 | 800 801 Convection Oven / Retail | 0 | 0 | -392.2876 | -1.4985 | -2.059 | -1.6236 | -1.6763 | -1.6868 | -1.466 | -1.5029 | -1.0305 | -0.85765 | 0 | 0 | 0 | 0 | 0 | 0 | 0 | 0 | 0 | 0 | 0 | 0 | 0 | 0 | 0 | 0 | 0 | 0 | -405.6888 | -402.4838 | 0.060631 | NA | 96057.16 | 43.0591 | 21619.6531 | No | No | No | NA | Drop | NA | NA | NA | NA | NA | NA | 5.628% | N | 43.0591 | 0.0059398 | 0.0012014 | 4810.4533 | NA | NA | NA | NA | NA | NA | NA | NA | NA | NA | NA | NA | NA
3 | 810 | 811 | 810 811 Efficient Fryer / Retail | 0 | 0 | -390.8877 | -1.1158 | -1.0391 | -0.6792 | -0.85229 | -0.84397 | -0.52571 | -0.77341 | -0.54745 | -0.75691 | 0 | 0 | 0 | 0 | 0 | 0 | 0 | 0 | 0 | 0 | 0 | 0 | 0 | 0 | 0 | 0 | 0 | 0 | -398.0215 | -396.3181 | 0.036817 | NA | 90534.19 | 24.2984 | 36109.2881 | No | No | No | NA | Drop | NA | NA | NA | NA | NA | NA | 5.628% | N | 24.2984 | 0.0033519 | 0.00067795 | 4810.4533 | NA | NA | NA | NA | NA | NA | NA | NA | NA | NA | NA | NA | NA
3 | 900 | 901 | 900 901 Vending Misers (cooled machines only) / Retail | 0 | 0 | -400.9329 | -10.1205 | -11.2327 | -8.3514 | -8.9462 | -8.2051 | -7.2457 | -7.1786 | -6.5504 | -7.3309 | 0 | 0 | 0 | 0 | 0 | 0 | 0 | 0 | 0 | 0 | 0 | 0 | 0 | 0 | 0 | 0 | 0 | 0 | -476.0945 | -457.9793 | 0.20249 | NA | 26.05 | 206.4741 | 1.2227 | No | Yes | Yes | NA | Drop | NA | NA | NA | NA | NA | NA | 52.32% | N | 206.4741 | 0.016035 | 0.019907 | 4395.9855 | NA | NA | 90.9091 | NA | NA | NA | NA | NA | NA | NA | NA | NA | NA
4 | 110 | 111 | 110 111 Premium T8, Electronic Ballast / Food Store | 0 | 0 | -1619.9789 | -1183.7119 | -1247.0419 | -460.0933 | -345.9742 | -262.2634 | 70.3981 | 270.3791 | 287.9351 | -168.8031 | 0 | 0 | 0 | 0 | 0 | 0 | 0 | 0 | 0 | 0 | 0 | 0 | 0 | 0 | 0 | 0 | 0 | 0 | -4659.1544 | -4373.2191 | 0.81601 | NA | 12272.82 | 26137.2471 | 4.5506 | No | No | No | NA | Drop | NA | NA | NA | NA | NA | NA | 11.07% | M | 26137.2471 | 8.1546 | 4.1498 | 751.8765 | NA | NA | 18.1818 | NA | NA | NA | NA | NA | NA | NA | NA | NA | NA
4 | 110 | 114 | 110 114 Continuous Dimming / Food Store | 0 | 0 | -3388.6054 | -2901.5284 | -3023.8354 | -2097.0857 | -2134.5946 | -1947.844 | -1577.3294 | 0 | 0 | 0 | 0 | 0 | 0 | 0 | 0 | 0 | 0 | 0 | 0 | 0 | 0 | 0 | 0 | 0 | 0 | 0 | 0 | 0 | -17070.8229 | -14688.4463 | 0.62041 | NA | 70667.99 | 58076.4277 | 11.7925 | No | No | No | NA | Drop | NA | NA | NA | NA | NA | NA | 5.628% | N | 58076.4277 | 10.0102 | 5.3337 | 294.2827 | NA | NA | NA | NA | NA | NA | NA | NA | NA | NA | NA | NA | NA
4 | 110 | 115 | 110 115 Lighting Control Tuneup / Food Store | 0 | 0 | -699.2884 | -299.185 | -312.272 | -212.8626 | -215.4047 | -195.6396 | 0 | 0 | 0 | 0 | 0 | 0 | 0 | 0 | 0 | 0 | 0 | 0 | 0 | 0 | 0 | 0 | 0 | 0 | 0 | 0 | 0 | 0 | -1934.6524 | -1742.9135 | 0.54616 | NA | 144 | 6020.1209 | 0.23181 | Yes | Yes | Yes | NA | Drop | NA | NA | NA | NA | NA | NA | 82.46% | N | 6020.1209 | 1.0748 | 0.55288 | 70.5996 | NA | NA | 0.47619 | NA | NA | NA | NA | NA | NA | NA | NA | NA | NA
4 | 120 | 121 | 120 121 ROB Premium T8, 1EB / Food Store | 0 | 0 | -921.1385 | -510.9825 | -538.9115 | -198.5783 | -149.1525 | -112.8585 | 31.8326 | 116.5798 | 124.7187 | -72.3721 | 0 | 0 | 0 | 0 | 0 | 0 | 0 | 0 | 0 | 0 | 0 | 0 | 0 | 0 | 0 | 0 | 0 | 0 | -2230.863 | -2108.2906 | 0.79909 | NA | 1185.57 | 11295.6724 | 1.0172 | No | Yes | Yes | NA | Drop | NA | NA | NA | NA | NA | NA | 58.49% | M | 11295.6724 | 3.5241 | 1.7934 | 358.0364 | NA | NA | 18.1818 | NA | NA | NA | NA | NA | NA | NA | NA | NA | NA
4 | 120 | 122 | 120 122 ROB Premium T8, EB, Reflector / Food Store | 0 | 0 | -2538.5753 | -2066.7013 | -2177.4513 | -803.9084 | -604.6193 | -459.0358 | 121.4677 | 471.2217 | 501.2507 | -295.6003 | 0 | 0 | 0 | 0 | 0 | 0 | 0 | 0 | 0 | 0 | 0 | 0 | 0 | 0 | 0 | 0 | 0 | 0 | -7851.9516 | -7350.4559 | 0.82157 | NA | 4064.81 | 45619.0356 | 0.86353 | Yes | Yes | Yes | NA | Drop | NA | NA | NA | NA | NA | NA | 63.09% | M | 45619.0356 | 14.2327 | 7.243 | 75.4571 | NA | NA | 18.1818 | NA | NA | NA | NA | NA | NA | NA | NA | NA | NA
4 | 120 | 123 | 120 123 Occupancy Sensor / Food Store | 0 | 0 | -1057.9153 | -642.7813 | -677.7523 | -211.982 | -137.9128 | -92.1077 | 0 | 0 | 0 | 0 | 0 | 0 | 0 | 0 | 0 | 0 | 0 | 0 | 0 | 0 | 0 | 0 | 0 | 0 | 0 | 0 | 0 | 0 | -2820.4516 | -2609.9814 | 0.69875 | NA | 7621.51 | 14435.7249 | 5.1167 | No | No | No | NA | Drop | NA | NA | NA | NA | NA | NA | 9.77% | M | 14435.7249 | 4.8134 | 1.3258 | 34.5514 | NA | NA | 50 | NA | NA | NA | NA | NA | NA | NA | NA | NA | NA
4 | 120 | 124 | 120 124 Lighting Control Tuneup / Food Store | 0 | 0 | -580.1171 | -183.5128 | -191.749 | -132.889 | -135.4089 | -124.1961 | 0 | 0 | 0 | 0 | 0 | 0 | 0 | 0 | 0 | 0 | 0 | 0 | 0 | 0 | 0 | 0 | 0 | 0 | 0 | 0 | 0 | 0 | -1347.873 | -1227.9861 | 0.50932 | NA | 144 | 3686.3889 | 0.37857 | Yes | Yes | Yes | NA | Drop | NA | NA | NA | NA | NA | NA | 77.75% | N | 3686.3889 | 0.6354 | 0.33855 | 23.5332 | NA | NA | 0.47619 | NA | NA | NA | NA | NA | NA | NA | NA | NA | NA
4 | 130 | 131 | 130 131 CFL Screw-in 18W / Food Store | 0 | 0 | -9351.099 | 0 | 0 | 0 | 0 | 0 | 0 | 0 | 0 | 0 | 0 | 0 | 0 | 0 | 0 | 0 | 0 | 0 | 0 | 0 | 0 | 0 | 0 | 0 | 0 | 0 | 0 | 0 | -9351.099 | -9351.099 | 0.56239 | NA | 7919.82 | 203321.7699 | 0.3775 | Yes | Yes | Yes | NA | Drop | NA | NA | NA | NA | NA | NA | 77.75% | M | 203321.7699 | 81.4143 | 54.722 | 27.4939 | NA | NA | 27 | NA | NA | NA | NA | NA | NA | NA | NA | NA | NA
4 | 150 | 151 | 150 151 PSMH, 250W, magnetic ballast / Food Store | 0 | 0 | -2839.5536 | -2370.3876 | -2470.7456 | -1713.7908 | -1744.1096 | -1591.6943 | 0 | 0 | 0 | 0 | 0 | 0 | 0 | 0 | 0 | 0 | 0 | 0 | 0 | 0 | 0 | 0 | 0 | 0 | 0 | 0 | 0 | 0 | -12730.2815 | -11187.3648 | 0.59448 | NA | 937.62 | 47452.652 | 0.19149 | Yes | Yes | Yes | NA | Drop | NA | NA | NA | NA | NA | NA | 83.97% | M | 47452.652 | 8.1791 | 4.358 | 143.5567 | NA | NA | 9.0909 | NA | NA | NA | NA | NA | NA | NA | NA | NA | NA
4 | 150 | 152 | 150 152 PSMH, 250 W, electronic ballast / Food Store | 0 | 0 | -3221.9631 | -2740.1961 | -2855.7181 | -1980.9455 | -2015.8001 | -1839.6918 | 0 | 0 | 0 | 0 | 0 | 0 | 0 | 0 | 0 | 0 | 0 | 0 | 0 | 0 | 0 | 0 | 0 | 0 | 0 | 0 | 0 | 0 | -14654.3147 | -12870.9587 | 0.5956 | NA | 4810.93 | 54851.1177 | 0.85002 | Yes | Yes | Yes | NA | Drop | NA | NA | NA | NA | NA | NA | 63.09% | M | 54851.1177 | 9.4543 | 5.0374 | 149.6012 | NA | NA | 10 | NA | NA | NA | NA | NA | NA | NA | NA | NA | NA
4 | 150 | 153 | 150 153 High Bay T5 / Food Store | 0 | 0 | -3366.3543 | -2864.1213 | -3016.0303 | -1113.9623 | -838.9563 | -636.5313 | 0 | 0 | 0 | 0 | 0 | 0 | 0 | 0 | 0 | 0 | 0 | 0 | 0 | 0 | 0 | 0 | 0 | 0 | 0 | 0 | 0 | 0 | -11835.9558 | -10759.0393 | 0.70604 | NA | 2138.2 | 63178.5438 | 0.32799 | Yes | Yes | Yes | NA | Drop | NA | NA | NA | NA | NA | NA | 79.32% | N | 63178.5438 | 19.7111 | 10.0309 | 143.5567 | NA | NA | 36.364 | NA | NA | NA | NA | NA | NA | NA | NA | NA | NA
4 | 160 | 161 | 160 161 LED Exit Sign / Food Store | 0 | 0 | -391.0875 | -0.56025 | -1.0268 | 0.32514 | 0.18271 | -0.10832 | 1.2399 | 1.0073 | 1.6724 | 1.1137 | 0.89773 | 0.65625 | 1.2525 | -0.0016453 | 0.74759 | 0.73988 | 0 | 0 | 0 | 0 | 0 | 0 | 0 | 0 | 0 | 0 | 0 | 0 | -382.9494 | -387.0394 | 0.095383 | NA | 97.67 | 30.4598 | 31.0756 | No | No | No | NA | Drop | NA | NA | NA | NA | NA | NA | 5.628% | N | 30.4598 | 0.013687 | 0.0037163 | 1402.6844 | NA | NA | NA | NA | NA | NA | NA | NA | NA | NA | NA | NA | NA
4 | 200 | 201 | 200 201 High Pressure Sodium 250W Lamp / Food Store | 0 | 0 | -516.4142 | -122.1379 | -127.5802 | -99.843 | -104.1286 | 0 | 0 | 0 | 0 | 0 | 0 | 0 | 0 | 0 | 0 | 0 | 0 | 0 | 0 | 0 | 0 | 0 | 0 | 0 | 0 | 0 | 0 | 0 | -970.1039 | -907.4859 | 0.40839 | NA | 1192.77 | 2363.5008 | 4.8909 | No | No | No | NA | Drop | NA | NA | NA | NA | NA | NA | 10.32% | M | 2363.5008 | 0.21873 | 0.09938 | 1580.8429 | NA | NA | NA | NA | NA | NA | NA | NA | NA | NA | NA | NA | NA
4 | 200 | 202 | 200 202 Outdoor Lighting Controls (Photocell/Timeclock) / Food Store | 0 | 0 | -489.9956 | -96.4216 | -100.7757 | -78.345 | -82.2112 | 0 | 0 | 0 | 0 | 0 | 0 | 0 | 0 | 0 | 0 | 0 | 0 | 0 | 0 | 0 | 0 | 0 | 0 | 0 | 0 | 0 | 0 | 0 | -847.7491 | -798.3886 | 0.38274 | NA | 216.14 | 1867.087 | 1.1219 | No | Yes | Yes | NA | Drop | NA | NA | NA | NA | NA | NA | 55.4% | N | 1867.087 | 0.17279 | 0.078507 | 156.517 | NA | NA | 22.7273 | NA | NA | NA | NA | NA | NA | NA | NA | NA | NA
4 | 210 | 211 | 210 211 Outdoor Lighting Controls (Photocell/Timeclock) / Food Store | 0 | 0 | -578.9552 | -182.4956 | -190.2093 | -148.2247 | -155.6731 | 0 | 0 | 0 | 0 | 0 | 0 | 0 | 0 | 0 | 0 | 0 | 0 | 0 | 0 | 0 | 0 | 0 | 0 | 0 | 0 | 0 | 0 | 0 | -1255.5579 | -1162.1898 | 0.44571 | NA | 2082.72 | 3526.9123 | 5.723 | No | No | No | NA | Drop | NA | NA | NA | NA | NA | NA | 8.692% | N | 3526.9123 | 0.32641 | 1.483e-07 | 156.517 | NA | NA | 22.7273 | NA | NA | NA | NA | NA | NA | NA | NA | NA | NA
4 | 300 | 301 | 300 301 Centrifugal Chiller, 0.51 kW/ton, 500 tons / Food Store | 0 | 0 | -914.9002 | -504.7942 | -532.5761 | -183.1985 | -129.674 | -94.2189 | 55.0836 | 141.97 | 149.3211 | -52.8454 | 44.2805 | -61.5695 | 260.5639 | -88.8521 | 27.649 | -35.24 | 191.3502 | 226.0127 | 256.008 | 271.1097 | 0 | 0 | 0 | 0 | 0 | 0 | 0 | 0 | -974.5201 | -1603.188 | 0.90429 | NA | 1928.08 | 11240.8486 | 1.6623 | No | Yes | Yes | NA | Drop | NA | NA | NA | NA | NA | NA | 39.25% | M | 11240.8486 | 3.6139 | 0.0096508 | 99.1259 | NA | NA | NA | NA | NA | NA | NA | NA | NA | NA | NA | NA | NA
4 | 300 | 302 | 300 302 High Efficiency Chiller Motors / Food Store | 0 | 0 | -538.2913 | -143.6549 | -149.6949 | -99.6054 | -99.5738 | -91.1664 | -70.1514 | -58.1051 | -54.2495 | -81.9134 | -64.5736 | -76.2449 | -31.4877 | -84.3697 | -65.703 | -72.7476 | -43.2512 | -36.3276 | -28.401 | -23.6923 | 0 | 0 | 0 | 0 | 0 | 0 | 0 | 0 | -1913.2045 | -1422.7315 | 0.69115 | NA | 683.29 | 2896.8829 | 2.2859 | No | No | Yes | NA | Drop | NA | NA | NA | NA | NA | NA | 22.92% | N | 2896.8829 | 0.53887 | 0 | 104.9568 | NA | NA | 5.4546 | NA | NA | NA | NA | NA | NA | NA | NA | NA | NA
4 | 300 | 304 | 300 304 EMS - Chiller / Food Store | 0 | 0 | -908.8619 | -501.8169 | -523.5629 | -357.6257 | -362.7406 | -331.0612 | -262.5255 | -221.99 | -210.0332 | -299.7911 | 0 | 0 | 0 | 0 | 0 | 0 | 0 | 0 | 0 | 0 | 0 | 0 | 0 | 0 | 0 | 0 | 0 | 0 | -3980.0094 | -3284.2241 | 0.65071 | NA | 2103.36 | 10076.1669 | 2.023 | No | No | Yes | NA | Drop | NA | NA | NA | NA | NA | NA | 29.01% | N | 10076.1669 | 1.7841 | 0.15724 | 8.7965 | NA | NA | 36.3636 | NA | NA | NA | NA | NA | NA | NA | NA | NA | NA
4 | 300 | 305 | 300 305 Chiller Tune Up/Diagnostics / Food Store | 0 | 0 | -607.3434 | -201.9299 | -225.1969 | 585.1833 | 844.5882 | 862.7286 | 1233.2693 | 1435.3293 | 1409.7558 | 899.9471 | 0 | 0 | 0 | 0 | 0 | 0 | 0 | 0 | 0 | 0 | 0 | 0 | 0 | 0 | 0 | 0 | 0 | 0 | 6236.3314 | 3916.46 | 1.5434 | NA | 1000 | 7621.0729 | 1.2717 | No | Yes | Yes | NA | Drop | NA | NA | NA | NA | NA | NA | 50.86% | N | 7621.0729 | 8.6393 | 0.05946 | 43.732 | NA | NA | NA | NA | NA | NA | NA | NA | NA | NA | NA | NA | NA
4 | 300 | 306 | 300 306 VSD for Chiller Pumps and Towers / Food Store | 0 | 0 | -879.2781 | -473.5005 | -494.1456 | -337.9268 | -341.9491 | -311.9735 | -247.8493 | -209.328 | -197.6732 | -282.3884 | -225.9297 | -261.1562 | -123.0868 | -289.3087 | -230.8902 | 0 | 0 | 0 | 0 | 0 | 0 | 0 | 0 | 0 | 0 | 0 | 0 | 0 | -4906.3843 | -3654.1466 | 0.69203 | NA | 1472.35 | 9508.3172 | 1.5007 | No | Yes | Yes | NA | Drop | NA | NA | NA | NA | NA | NA | 43.58% | N | 9508.3172 | 1.6836 | 0.037095 | 53.9924 | NA | NA | 90.9091 | NA | NA | NA | NA | NA | NA | NA | NA | NA | NA
4 | 300 | 307 | 300 307 EMS Optimization / Food Store | 0 | 0 | -641.139 | -242.6219 | -252.4748 | -197.7427 | -206.0823 | 0 | 0 | 0 | 0 | 0 | 0 | 0 | 0 | 0 | 0 | 0 | 0 | 0 | 0 | 0 | 0 | 0 | 0 | 0 | 0 | 0 | 0 | 0 | -1540.0608 | -1416.0564 | 0.46745 | NA | 300 | 4688.8202 | 0.62007 | Yes | Yes | Yes | NA | Drop | NA | NA | NA | NA | NA | NA | 70.45% | N | 4688.8202 | 0.20758 | 0.018295 | 43.732 | NA | NA | 44.4444 | NA | NA | NA | NA | NA | NA | NA | NA | NA | NA
4 | 300 | 308 | 300 308 Aerosol Duct Sealing / Food Store | 0 | 0 | -897.7486 | -491.0003 | -511.1642 | -398.8513 | -416.976 | -387.298 | -342.7501 | -314.8038 | -302.5545 | -360.1176 | -312.6778 | -331.8354 | -231.7483 | -359.9861 | -314.2221 | 0 | 0 | 0 | 0 | 0 | 0 | 0 | 0 | 0 | 0 | 0 | 0 | 0 | -5973.7341 | -4308.0958 | 0.63573 | NA | 687.8 | 9476.1076 | 0.70342 | Yes | Yes | Yes | NA | Drop | NA | NA | NA | NA | NA | NA | 67.68% | M | 9476.1076 | 0.59083 | 0.648 | 56.8516 | NA | NA | 0.30303 | NA | NA | NA | NA | NA | NA | NA | NA | NA | NA
4 | 300 | 309 | 300 309 Duct/Pipe Insulation / Food Store | 0 | 0 | -484.6961 | -91.893 | -96.0809 | -65.6552 | -65.8822 | -60.6565 | -48.2758 | -40.7382 | -38.7098 | -54.1343 | 0 | 0 | 0 | 0 | 0 | 0 | 0 | 0 | 0 | 0 | 0 | 0 | 0 | 0 | 0 | 0 | 0 | 0 | -1046.7221 | -919.5053 | 0.54913 | NA | 30756 | 1843.6385 | 161.6732 | No | No | No | NA | Drop | NA | NA | NA | NA | NA | NA | 5.628% | M | 1843.6385 | 0.32644 | 0.0071927 | 52.4784 | NA | NA | NA | NA | NA | NA | NA | NA | NA | NA | NA | NA | NA
4 | 300 | 311 | 300 311 Window Film (Standard) / Food Store | 0 | 0 | -601.1175 | -201.7213 | -215.4516 | 23.1006 | 75.0759 | 90.7136 | 194.4294 | 254.468 | 255.414 | 113.097 | 0 | 0 | 0 | 0 | 0 | 0 | 0 | 0 | 0 | 0 | 0 | 0 | 0 | 0 | 0 | 0 | 0 | 0 | -11.9919 | -319.999 | 0.93544 | NA | 1304.75 | 5104.5281 | 2.4772 | No | No | Yes | NA | Drop | NA | NA | NA | NA | NA | NA | 19.88% | M | 5104.5281 | 2.4256 | -0.12211 | 44.7514 | NA | NA | 46.6667 | NA | NA | NA | NA | NA | NA | NA | NA | NA | NA
4 | 300 | 313 | 300 313 Ceiling Insulation / Food Store | 0 | 0 | -751.7944 | -339.2274 | -373.9944 | 718.1664 | 1055.8465 | 1086.6255 | 1581.6796 | 1855.3396 | 1824.7966 | 1140.5406 | 1389.0286 | 977.288 | 2043.8616 | 987.0289 | 1322.3016 | 790.0414 | 1869.9256 | 1927.7786 | 1975.6756 | 1965.0436 | 0 | 0 | 0 | 0 | 0 | 0 | 0 | 0 | 23045.9521 | 10930.5999 | 1.6308 | 4.7824 | 3843 | 11636.5193 | 3.2006 | No | No | No | 1441.5748 | Keep | 1441.5748 | 2 | 1441.5748 | 37.51% | 390 | 2 | 15.25% | M | 11636.5193 | 4.9579 | 11.1699 | 34.9856 | 2.6683 | 1 | 1 | 0.20935 | 0.40477 | 0.57505 | 0.71355 | 0.81871 | 0.89324 | 0.94255 | 0.973 | 0.99055 | 1
4 | 300 | 314 | 300 314 Roof Insulation / Food Store | 0 | 0 | -568.322 | -170.308 | -182.1567 | 12.0437 | 53.0914 | 67.0746 | 150.8994 | 198.921 | 200.2228 | 85.3546 | 133.2002 | 70.0413 | 249.2472 | 60.7472 | 122.4786 | 85.2921 | 215.332 | 230.209 | 244.8468 | 247.7873 | 0 | 0 | 0 | 0 | 0 | 0 | 0 | 0 | 1506.0017 | 261.3762 | 1.0395 | 4.2841 | 1505.52 | 4272.6352 | 3.4149 | No | No | No | 230.5667 | Keep | 623.7775 | 2 | 261.3762 | 41.43% | 390 | 2.822 | 14.55% | M | 4272.6352 | 1.9732 | 0.063361 | 34.9856 | 2.545 | 11 | 11 | 2.3029 | 4.4525 | 6.3256 | 7.8491 | 9.0058 | 9.8257 | 10.3681 | 10.703 | 10.8961 | 11
4 | 300 | 317 | 300 317 Thermal Energy Storage (TES) Positive / Food Store | 0 | 0 | -939.6631 | -545.6321 | -571.8961 | -362.2316 | -402.0242 | -359.6924 | -295.9902 | -245.7705 | -205.426 | -287.72 | -216.843 | -237.1467 | -110.9628 | -298.6693 | -224.5316 | -164.0371 | -157.7206 | -121.7158 | -95.4601 | -64.6621 | -8.7291 | -91.0136 | -48.2071 | -114.9903 | -149.3423 | -60.6226 | -37.5271 | 60.6409 | -6357.5854 | -4318.763 | 0.80628 | NA | 13191.07 | 12554.3267 | 10.1829 | No | No | No | NA | Drop | NA | NA | NA | NA | NA | NA | 5.628% | M | -5965.3105 | 18.5824 | 0.04776 | 23.3237 | NA | NA | NA | NA | NA | NA | NA | NA | NA | NA | NA | NA | NA
4 | 300 | 317 | 300 317 Thermal Energy Storage (TES) Negative / Food Store | 0 | 0 | 1132.142 | 1092.789 | 1131.753 | 1185.462 | 1293.343 | 1241.734 | 1250.175 | 1264.373 | 1236.828 | 1198.041 | 1152.873 | 1095.438 | 1119.499 | 1161.624 | 1145.126 | 1166.038 | 1169.413 | 1133.581 | 1098.619 | 1072.752 | 1046.698 | 1022.979 | 1006.425 | 987.466 | 975.803 | 956.232 | 1025.352 | 1092.88 | 31455.438 | 15683.0234 | 0.51465 | NA | 0 | 18519.6371 | 0 | Yes | Yes | Yes | NA | Drop | NA | NA | NA | NA | NA | NA | 90% | M |  |  |  | 0 | NA | NA | NA | NA | NA | NA | NA | NA | NA | NA | NA | NA | NA
4 | 320 | 321 | 320 321 DX Packaged System, EER=10.9, 10 tons / Food Store | 0 | 0 | -744.9061 | -339.9232 | -362.6334 | 81.1015 | 183.8439 | 210.3912 | 403.449 | 515.6198 | 515.5889 | 248.876 | 358.5639 | 208.5612 | 622.7449 | 192.6612 | 333.2921 | 0 | 0 | 0 | 0 | 0 | 0 | 0 | 0 | 0 | 0 | 0 | 0 | 0 | 2427.2303 | 857.755 | 1.0781 | 2.4517 | 4627.39 | 8772.813 | 5.1119 | No | No | No | 756.7056 | Keep | 2816.947 | 2 | 857.755 | 60.88% | 390 | 4.1643 | 9.77% | M | 8772.813 | 4.5119 | 0 | 641.6914 | 31.3451 | 31.3451 | -1 | 6.5621 | 12.6876 | 18.025 | 22.3664 | 25.6626 | 27.9988 | 29.5443 | 30.4988 | 31.049 | 31.3451
4 | 320 | 322 | 320 322 Hybrid Dessicant-DX System (Trane CDQ) / Food Store | 0 | 0 | -3512.907 | -3020.843 | -3144.078 | -2454.0251 | -2565.2449 | -2380.1768 | -2107.305 | -1931.604 | -1860.661 | -2216.086 | -1920.2652 | -2034.8229 | -1419.53 | -2208.8427 | -1926.5552 | 0 | 0 | 0 | 0 | 0 | 0 | 0 | 0 | 0 | 0 | 0 | 0 | 0 | -34702.9468 | -24473.9619 | 0.65424 | NA | 17292.07 | 58326.3601 | 2.8732 | No | No | Yes | NA | Drop | NA | NA | NA | NA | NA | NA | 16.89% | N | 58326.3601 | 7.5319 | 0 | 712.9905 | NA | NA | 148 | NA | NA | NA | NA | NA | NA | NA | NA | NA | NA
4 | 320 | 323 | 320 323 Geothermal Heat Pump, EER=13, 10 tons / Food Store | 0 | 0 | -2014.1378 | -1571.1498 | -1635.3468 | -1276.4241 | -1334.2035 | -1237.6635 | -1096.0434 | -1005.0261 | -967.7024 | -1152.601 | -998.4538 | -1057.8328 | -739.394 | -1148.8613 | -1002.236 | 0 | 0 | 0 | 0 | 0 | 0 | 0 | 0 | 0 | 0 | 0 | 0 | 0 | -18237.0759 | -12916.499 | 0.65101 | NA | 41532.23 | 30342.9813 | 13.2651 | No | No | No | NA | Drop | NA | NA | NA | NA | NA | NA | 5.628% | N | 30342.9813 | 3.923 | 0.16574 | 705.8605 | NA | NA | NA | NA | NA | NA | NA | NA | NA | NA | NA | NA | NA
4 | 320 | 326 | 320 326 DX Tune Up/ Advanced Diagnostics / Food Store | 0 | 0 | -754.6696 | -351.0721 | -369.1429 | -172.7148 | -150.4501 | -126.7633 | -43.3606 | 5.4617 | 11.9332 | -100.9343 | 0 | 0 | 0 | 0 | 0 | 0 | 0 | 0 | 0 | 0 | 0 | 0 | 0 | 0 | 0 | 0 | 0 | 0 | -2051.7127 | -1839.4845 | 0.74165 | NA | 1250 | 7523.6575 | 1.6101 | No | Yes | Yes | NA | Drop | NA | NA | NA | NA | NA | NA | 40.69% | N | 7523.6575 | 2.0498 | 0 | 352.9303 | NA | NA | 100 | NA | NA | NA | NA | NA | NA | NA | NA | NA | NA
4 | 320 | 327 | 320 327 DX Coil Cleaning / Food Store | 0 | 0 | -596.0414 | -191.2309 | -213.6673 | 555.2469 | 801.5115 | 0 | 0 | 0 | 0 | 0 | 0 | 0 | 0 | 0 | 0 | 0 | 0 | 0 | 0 | 0 | 0 | 0 | 0 | 0 | 0 | 0 | 0 | 0 | 355.8188 | 119.8372 | 1.0308 | NA | 346.95 | 7228.9641 | 0.46513 | Yes | Yes | Yes | NA | Drop | NA | NA | NA | NA | NA | NA | 74.61% | M | 7228.9641 | 8.1948 | 2.2217 | 534.7428 | NA | NA | 18.1818 | NA | NA | NA | NA | NA | NA | NA | NA | NA | NA
4 | 320 | 329 | 320 329 Aerosol Duct Sealing / Food Store | 0 | 0 | -1197.2201 | -780.7581 | -812.6641 | -634.6826 | -662.9268 | -615.716 | -545.15 | -500.3702 | -481.7747 | -573.33 | -497.1036 | -527.3211 | -367.5088 | -572.1661 | -499.2848 | 0 | 0 | 0 | 0 | 0 | 0 | 0 | 0 | 0 | 0 | 0 | 0 | 0 | -9267.9773 | -6619.968 | 0.6436 | NA | 687.8 | 15067.4535 | 0.44239 | Yes | Yes | Yes | NA | Drop | NA | NA | NA | NA | NA | NA | 76.18% | M | 15067.4535 | 0.93944 | 1.0304 | 695.1657 | NA | NA | 0.30303 | NA | NA | NA | NA | NA | NA | NA | NA | NA | NA
4 | 320 | 330 | 320 330 Duct/Pipe Insulation / Food Store | 0 | 0 | -540.4935 | -145.6948 | -152.1558 | -102.2405 | -102.2921 | -93.6429 | -73.0335 | -60.5964 | -57.1805 | -83.9312 | 0 | 0 | 0 | 0 | 0 | 0 | 0 | 0 | 0 | 0 | 0 | 0 | 0 | 0 | 0 | 0 | 0 | 0 | -1411.2612 | -1216.0452 | 0.59706 | NA | 30756 | 2938.0818 | 101.4495 | No | No | No | NA | Drop | NA | NA | NA | NA | NA | NA | 5.628% | M | 2938.0818 | 0.53847 | 0 | 641.6914 | NA | NA | NA | NA | NA | NA | NA | NA | NA | NA | NA | NA | NA
4 | 320 | 334 | 320 334 Ceiling Insulation / Food Store | 0 | 0 | -964.822 | -539.642 | -594.477 | 1139.9365 | 1676.044 | 1724.095 | 2510.632 | 2946.16 | 2895.504 | 1802.003 | 2204.077 | 1551.795 | 3245.97 | 1567.929 | 2099.4318 | 1254.3536 | 2967.9338 | 3060.3048 | 3131.8198 | 3117.7408 | 0 | 0 | 0 | 0 | 0 | 0 | 0 | 0 | 36796.7891 | 17571.6333 | 1.6438 | 7.0079 | 3843 | 18483.5288 | 2.015 | No | No | Yes | 28.5593 | Keep | 28.5593 | 2 | 28.5593 | 0.7432% | 390 | 2 | 29.01% | M | 18483.5288 | 7.8752 | 17.7423 | 427.7943 | 62.0409 | 8 | 8 | 1.6748 | 3.2382 | 4.6004 | 5.7084 | 6.5497 | 7.1459 | 7.5404 | 7.784 | 7.9244 | 8
4 | 320 | 335 | 320 335 Roof Insulation / Food Store | 0 | 0 | -670.2447 | -268.551 | -286.1799 | 35.8809 | 106.9661 | 127.9312 | 268.1291 | 347.9378 | 349.8854 | 157.668 | 237.6992 | 130.3285 | 429.8677 | 117.1347 | 220.2576 | 155.817 | 374.4102 | 398.2634 | 422.424 | 425.6211 | 0 | 0 | 0 | 0 | 0 | 0 | 0 | 0 | 3081.2469 | 882.5173 | 1.0857 | 6.646 | 1505.52 | 6804.7576 | 2.1442 | No | No | Yes | 101.2241 | Keep | 101.2241 | 2 | 101.2241 | 6.724% | 390 | 2 | 26.34% | M | 6804.7576 | 3.2771 | 1.4837 | 427.7943 | 56.3504 | 135 | 135 | 28.2623 | 54.6441 | 77.632 | 96.3299 | 110.5263 | 120.5879 | 127.2444 | 131.3551 | 133.7248 | 135
4 | 340 | 344 | 340 344 Aerosol Duct Sealing / Food Store | 0 | 0 | -1215.2794 | -797.8845 | -830.8634 | -649.3405 | -677.6961 | -629.8043 | -557.5302 | -511.7695 | -492.4848 | -586.4735 | -508.4404 | -538.9223 | -376.5399 | -584.4896 | -510.2708 | 0 | 0 | 0 | 0 | 0 | 0 | 0 | 0 | 0 | 0 | 0 | 0 | 0 | -9467.7894 | -6760.1109 | 0.6439 | NA | 687.8 | 15406.2119 | 0.43266 | Yes | Yes | Yes | NA | Drop | NA | NA | NA | NA | NA | NA | 76.18% | M | 15406.2119 | 0.96056 | 1.0535 | 25.1483 | NA | NA | 0.30303 | NA | NA | NA | NA | NA | NA | NA | NA | NA | NA
4 | 340 | 345 | 340 345 Duct/Pipe Insulation / Food Store | 0 | 0 | -544.0769 | -149.095 | -155.018 | -105.2625 | -105.1654 | -97.1776 | -75.7325 | -63.1931 | -59.9358 | -86.3654 | 0 | 0 | 0 | 0 | 0 | 0 | 0 | 0 | 0 | 0 | 0 | 0 | 0 | 0 | 0 | 0 | 0 | 0 | -1441.0222 | -1239.2558 | 0.59702 | NA | 30756 | 3002.4488 | 99.2746 | No | No | No | NA | Drop | NA | NA | NA | NA | NA | NA | 5.628% | M | 3002.4488 | 0.54531 | 0.011714 | 23.2139 | NA | NA | NA | NA | NA | NA | NA | NA | NA | NA | NA | NA | NA
4 | 340 | 349 | 340 349 Ceiling Insulation / Food Store | 0 | 0 | -978.0267 | -552.2177 | -607.6877 | 1165.6453 | 1713.6863 | 1763.1733 | 2566.9383 | 3012.6723 | 2961.1963 | 1843.1513 | 2253.1753 | 1586.2743 | 3319.1093 | 1602.9583 | 2145.7453 | 1283.6673 | 3035.1153 | 3129.8103 | 3202.8093 | 3188.3443 | 0 | 0 | 0 | 0 | 0 | 0 | 0 | 0 | 37635.54 | 17976.3116 | 1.6443 | NA | 3843 | 18900.526 | 1.9705 | No | Yes | Yes | NA | Drop | NA | NA | NA | NA | NA | NA | 30.34% | M | 18900.526 | 8.0529 | 18.1426 | 15.4759 | NA | NA | NA | NA | NA | NA | NA | NA | NA | NA | NA | NA | NA
4 | 340 | 351 | 340 351 Cool Roof - DX / Food Store | 0 | 0 | -2065.7751 | -1602.8121 | -1711.4091 | 282.1109 | 729.1019 | 858.4589 | 1716.4849 | 2225.7839 | 2223.2609 | 1025.8259 | 1525.7699 | 863.2259 | 2723.3219 | 787.6869 | 1419.8639 | 0 | 0 | 0 | 0 | 0 | 0 | 0 | 0 | 0 | 0 | 0 | 0 | 0 | 11000.8995 | 4366.0349 | 1.0877 | 3.9114 | 13606.8 | 40906.2872 | 3.2237 | No | No | No | 3851.7135 | Keep | 5164.9809 | 2 | 4366.0349 | 37.96% | 390 | 2.1893 | 15.25% | M | 40906.2872 | 20.2731 | 0 | 11.8948 | 0.90718 | 11.8948 | 43 | 2.4902 | 4.8147 | 6.8401 | 8.4876 | 9.7384 | 10.6249 | 11.2114 | 11.5736 | 11.7824 | 11.8948
4 | 360 | 361 | 360 361 HE PTAC, EER=9.6, 1 ton / Food Store | 0 | 0 | -1408.2321 | -974.5871 | -1039.8951 | 145.7791 | 407.4589 | 486.0949 | 996.6589 | 1297.4219 | 1299.4509 | 592.6019 | 887.9459 | 493.2919 | 1596.2219 | 445.8762 | 823.9267 | 0 | 0 | 0 | 0 | 0 | 0 | 0 | 0 | 0 | 0 | 0 | 0 | 0 | 6050.0148 | 2213.5361 | 1.0731 | 5.6477 | 5331.31 | 24764.9287 | 2.0863 | No | No | Yes | 220.5786 | Keep | 220.5786 | 2 | 220.5786 | 4.137% | 390 | 2 | 27.67% | M | 24764.9287 | 12.0575 | 0.84811 | 1.7534e-07 | 2.4262e-08 | 0 | 0 | 0 | 0 | 0 | 0 | 0 | 0 | 0 | 0 | 0 | 0
4 | 400 | 402 | 400 402 Variable Speed Drive Control / Food Store | 0 | 0 | -934.2833 | -526.5323 | -548.0533 | -428.4986 | -446.72 | -415.1386 | -367.8864 | -337.5331 | -325.0735 | -386.5308 | -335.6737 | -355.232 | -248.3964 | -386.1644 | -337.2564 | 0 | 0 | 0 | 0 | 0 | 0 | 0 | 0 | 0 | 0 | 0 | 0 | 0 | -6378.9729 | -4592.2951 | 0.63724 | NA | 2087.13 | 10165.7632 | 1.9897 | No | Yes | Yes | NA | Drop | NA | NA | NA | NA | NA | NA | 30.34% | N | 10165.7632 | 0.28051 | 0.2758 | 0.001315 | NA | NA | 100 | NA | NA | NA | NA | NA | NA | NA | NA | NA | NA
4 | 400 | 403 | 400 403 Air Handler Optimization / Food Store | 0 | 0 | -562.3551 | -166.3044 | -173.3906 | -135.1064 | -141.8701 | -131.4324 | -116.3493 | -106.2147 | 0 | 0 | 0 | 0 | 0 | 0 | 0 | 0 | 0 | 0 | 0 | 0 | 0 | 0 | 0 | 0 | 0 | 0 | 0 | 0 | -1533.0231 | -1338.4343 | 0.51804 | NA | 300 | 3214.8433 | 0.90437 | Yes | Yes | Yes | NA | Drop | NA | NA | NA | NA | NA | NA | 61.56% | N | 3214.8433 | 0.088709 | 0.08722 | 986.2625 | NA | NA | 27.2727 | NA | NA | NA | NA | NA | NA | NA | NA | NA | NA
4 | 400 | 404 | 400 404 Electronically Commutated Motors (ECM) on an Air Handler Unit / Food Store | 0 | 0 | -632.7537 | -234.8749 | -244.2555 | -191.266 | -199.9535 | -185.7724 | -163.6527 | -150.5671 | -144.8054 | -172.3702 | -149.6059 | -158.6296 | -111.5011 | -172.1364 | -150.7258 | 0 | 0 | 0 | 0 | 0 | 0 | 0 | 0 | 0 | 0 | 0 | 0 | 0 | -3062.8703 | -2265.3245 | 0.6138 | NA | 1009.16 | 4536.5996 | 2.1558 | No | No | Yes | NA | Drop | NA | NA | NA | NA | NA | NA | 25.01% | M | 4536.5996 | 0.48574 | 0 | 1753.3556 | NA | NA | 18.1818 | NA | NA | NA | NA | NA | NA | NA | NA | NA | NA
4 | 400 | 405 | 400 405 Demand Control Ventilation (DCV) / Food Store | 0 | 0 | -529.7179 | -128.269 | -144.0805 | 376.6443 | 543.8091 | 554.9827 | 793.625 | 923.1302 | 906.0408 | 579.2931 | 695.9447 | 496.7585 | 1008.3269 | 504.109 | 662.3341 | 0 | 0 | 0 | 0 | 0 | 0 | 0 | 0 | 0 | 0 | 0 | 0 | 0 | 7242.9311 | 3978.7643 | 1.6321 | 0.39902 | 23594 | 4891.9892 | 46.7412 | No | No | No | 3510.2658 | Drop | NA | NA | NA | NA | NA | NA | 5.628% | M | 4891.9892 | 11.0979 | 6.6871 | 986.2625 | NA | NA | 17 | NA | NA | NA | NA | NA | NA | NA | NA | NA | NA
4 | 400 | 406 | 400 406 Energy Recovery Ventilation (ERV) / Food Store | 0 | 0 | -453.9239 | -58.7639 | -65.9053 | 172.5113 | 248.4769 | 253.796 | 363.0358 | 421.5269 | 414.2766 | 264.8458 | 317.766 | 226.8816 | 460.549 | 229.7206 | 302.9384 | 178.3024 | 423.132 | 434.9891 | 447.4449 | 441.2345 | 0 | 0 | 0 | 0 | 0 | 0 | 0 | 0 | 5022.8339 | 2260.4792 | 1.6203 | 1.1433 | 4590.75 | 2236.0972 | 19.8965 | No | No | No | 1994.3076 | Keep | 4129.2873 | 2 | 2260.4792 | 89.95% | 390 | 10.0995 | 5.628% | M | 2236.0972 | 5.0728 | 3.0566 | 986.2625 | 27.7515 | 3 | 3 | 0.62805 | 1.2143 | 1.7252 | 2.1407 | 2.4561 | 2.6797 | 2.8277 | 2.919 | 2.9717 | 3
4 | 500 | 501 | 500 501 High-efficiency fan motors / Food Store | 0 | 0 | -2319.6854 | -1866.6614 | -1942.7134 | -1517.1183 | -1585.2471 | -1471.111 | -1302.7947 | -1194.8631 | -1151.3573 | -1371.1605 | -1188.158 | -1259.7273 | -878.6819 | -1366.9586 | -1193.0651 | -1273.6004 | 0 | 0 | 0 | 0 | 0 | 0 | 0 | 0 | 0 | 0 | 0 | 0 | -22882.903 | -15778.6319 | 0.65573 | NA | 11607.3 | 36019.364 | 3.1231 | No | No | No | NA | Drop | NA | NA | NA | NA | NA | NA | 15.66% | M | 36019.364 | 4.4653 | 3.6661 | 1665.6878 | NA | NA | 100 | NA | NA | NA | NA | NA | NA | NA | NA | NA | NA
4 | 500 | 502 | 500 502 Strip curtains for walk-ins / Food Store | 0 | 0 | -1042.2502 | -630.0482 | -656.4272 | -513.0035 | 0 | 0 | 0 | 0 | 0 | 0 | 0 | 0 | 0 | 0 | 0 | 0 | 0 | 0 | 0 | 0 | 0 | 0 | 0 | 0 | 0 | 0 | 0 | 0 | -2841.7291 | -2638.3058 | 0.48653 | NA | 498.75 | 12171.8231 | 0.39711 | Yes | Yes | Yes | NA | Drop | NA | NA | NA | NA | NA | NA | 77.75% | N | 12171.8231 | 1.5089 | 1.2389 | 1227.3489 | NA | NA | 500 | NA | NA | NA | NA | NA | NA | NA | NA | NA | NA
4 | 500 | 503 | 500 503 Night covers for display cases / Food Store | 0 | 0 | -1320.9278 | -900.1128 | -937.3298 | -732.6986 | -764.6064 | 0 | 0 | 0 | 0 | 0 | 0 | 0 | 0 | 0 | 0 | 0 | 0 | 0 | 0 | 0 | 0 | 0 | 0 | 0 | 0 | 0 | 0 | 0 | -4655.6756 | -4195.6934 | 0.52317 | NA | 1137.75 | 17377.9771 | 0.6345 | Yes | Yes | Yes | NA | Drop | NA | NA | NA | NA | NA | NA | 70.45% | N | 17377.9771 | 0 | 1.769 | 832.8439 | NA | NA | 1500 | NA | NA | NA | NA | NA | NA | NA | NA | NA | NA
4 | 500 | 505 | 500 505 Efficient compressor motor / Food Store | 0 | 0 | -1505.8236 | -1079.7366 | -1123.6696 | -877.4864 | -917.2183 | -851.0055 | -753.5164 | -691.792 | -666.4532 | -793.3477 | 0 | 0 | 0 | 0 | 0 | 0 | 0 | 0 | 0 | 0 | 0 | 0 | 0 | 0 | 0 | 0 | 0 | 0 | -9260.0492 | -7393.6358 | 0.61142 | NA | 877.5 | 20836.1548 | 0.40814 | Yes | Yes | Yes | NA | Drop | NA | NA | NA | NA | NA | NA | 76.18% | N | 20836.1548 | 2.583 | 2.1207 | 1227.3489 | NA | NA | 120 | NA | NA | NA | NA | NA | NA | NA | NA | NA | NA
4 | 500 | 507 | 500 507 Floating head pressure controls / Food Store | 0 | 0 | -1541.8671 | -1114.4161 | -1159.7221 | -906.1393 | -946.9334 | -878.9875 | -777.9851 | -713.8332 | -687.9019 | -818.4066 | -710.1056 | -752.2222 | -525.1783 | -816.8203 | -712.4132 | -760.9335 | 0 | 0 | 0 | 0 | 0 | 0 | 0 | 0 | 0 | 0 | 0 | 0 | -13823.8654 | -9580.2216 | 0.65199 | NA | 1248.75 | 21510.9368 | 0.5626 | Yes | Yes | Yes | NA | Drop | NA | NA | NA | NA | NA | NA | 71.84% | N | 21510.9368 | 2.6667 | 2.1894 | 438.3389 | NA | NA | 10 | NA | NA | NA | NA | NA | NA | NA | NA | NA | NA
4 | 500 | 510 | 500 510 Demand Defrost Electric / Food Store | 0 | 0 | -1637.6803 | -1206.2323 | -1256.1543 | -981.3047 | -1024.8776 | -950.9539 | -842.8002 | -772.9844 | -744.4547 | -886.5949 | 0 | 0 | 0 | 0 | 0 | 0 | 0 | 0 | 0 | 0 | 0 | 0 | 0 | 0 | 0 | 0 | 0 | 0 | -10304.037 | -8218.1124 | 0.61281 | NA | 324.05 | 23292.5172 | 0.13483 | Yes | Yes | Yes | NA | Drop | NA | NA | NA | NA | NA | NA | 85.48% | N | 23292.5172 | 2.8875 | 2.3707 | 1665.6878 | NA | NA | 10 | NA | NA | NA | NA | NA | NA | NA | NA | NA | NA
4 | 500 | 513 | 500 513 High R-Value Glass Doors / Food Store | 0 | 0 | -651.3961 | -252.208 | -263.0431 | -205.7184 | -214.5613 | -199.6501 | -176.4985 | -161.9338 | -155.9219 | -185.0372 | 0 | 0 | 0 | 0 | 0 | 0 | 0 | 0 | 0 | 0 | 0 | 0 | 0 | 0 | 0 | 0 | 0 | 0 | -2465.9684 | -2029.251 | 0.573 | NA | 1300.72 | 4876.8851 | 2.5848 | No | No | Yes | NA | Drop | NA | NA | NA | NA | NA | NA | 19.05% | N | 4876.8851 | 0.60458 | 0.49638 | 1665.6878 | NA | NA | 500 | NA | NA | NA | NA | NA | NA | NA | NA | NA | NA
4 | 500 | 515 | 500 515 Oversized Air Cooled Condenser / Food Store | 0 | 0 | -1738.7604 | -1304.7185 | -1358.2794 | -1060.8929 | -1108.0033 | -1028.6868 | -911.0516 | -835.3765 | -804.2861 | -957.9582 | -830.688 | -880.1985 | -614.9245 | -955.8802 | -833.926 | -891.5672 | 0 | 0 | 0 | 0 | 0 | 0 | 0 | 0 | 0 | 0 | 0 | 0 | -16115.198 | -11148.0642 | 0.65336 | NA | 5425 | 25182.4347 | 2.0878 | No | No | Yes | NA | Drop | NA | NA | NA | NA | NA | NA | 27.67% | N | 25182.4347 | 3.1218 | 2.5631 | 876.6778 | NA | NA | 200 | NA | NA | NA | NA | NA | NA | NA | NA | NA | NA
4 | 500 | 517 | 500 517 LED Display Lighting / Food Store | 0 | 0 | -523.0128 | -128.2496 | -134.2049 | -105.0568 | -109.437 | -101.4027 | -90.3631 | -83.3004 | -79.3119 | -94.0148 | 0 | 0 | 0 | 0 | 0 | 0 | 0 | 0 | 0 | 0 | 0 | 0 | 0 | 0 | 0 | 0 | 0 | 0 | -1448.3542 | -1225.603 | 0.53124 | NA | 1297.14 | 2487.293 | 5.0541 | No | No | No | NA | Drop | NA | NA | NA | NA | NA | NA | 9.873% | N | 2487.293 | 0.30834 | 0.25316 | 1665.6878 | NA | NA | 200 | NA | NA | NA | NA | NA | NA | NA | NA | NA | NA
4 | 600 | 603 | 600 603 Heat Pump Water Heater (air source) / Food Store | 0 | 0 | -569.512 | -173.5648 | -181.0634 | -139.8032 | -145.7411 | -135.3562 | -118.5562 | -108.0153 | -103.3466 | -124.5797 | -107.3742 | -114.8959 | -78.5148 | -125.9583 | -109.106 | 0 | 0 | 0 | 0 | 0 | 0 | 0 | 0 | 0 | 0 | 0 | 0 | 0 | -2335.3877 | -1758.4448 | 0.60613 | NA | 1146.88 | 3375.9865 | 3.2923 | No | No | No | NA | Drop | NA | NA | NA | NA | NA | NA | 15.08% | N | 3375.9865 | 0.46249 | 0.23169 | 945.0946 | NA | NA | 9.0909 | NA | NA | NA | NA | NA | NA | NA | NA | NA | NA
4 | 600 | 606 | 600 606 Demand controlled circulating systems / Food Store | 0 | 0 | -402.4751 | -12.0076 | -12.733 | -9.6795 | -9.9215 | -9.7885 | -8.2237 | -7.7136 | -6.9779 | -8.1521 | -7.94 | -7.8102 | -5.7546 | -9.1587 | -7.8227 | 0 | 0 | 0 | 0 | 0 | 0 | 0 | 0 | 0 | 0 | 0 | 0 | 0 | -526.1589 | -485.5694 | 0.28429 | NA | 200.21 | 239.0088 | 8.1181 | No | No | No | NA | Drop | NA | NA | NA | NA | NA | NA | 6.337% | N | 239.0088 | 0.033068 | 0.016403 | 492.444 | NA | NA | 45.4545 | NA | NA | NA | NA | NA | NA | NA | NA | NA | NA
4 | 600 | 608 | 600 608 Heat Recovery Unit / Food Store | 0 | 0 | -586.2851 | -189.7948 | -198.1181 | -152.6367 | -159.3727 | -147.4725 | -129.5071 | -118.162 | -112.4592 | -136.078 | 0 | 0 | 0 | 0 | 0 | 0 | 0 | 0 | 0 | 0 | 0 | 0 | 0 | 0 | 0 | 0 | 0 | 0 | -1929.8861 | -1608.4414 | 0.56502 | NA | 818 | 3698.3173 | 2.1435 | No | No | Yes | NA | Drop | NA | NA | NA | NA | NA | NA | 26.34% | N | 3698.3173 | 0.50843 | 0.25381 | 559.5955 | NA | NA | 0.90909 | NA | NA | NA | NA | NA | NA | NA | NA | NA | NA
4 | 600 | 609 | 600 609 Heat Trap / Food Store | 0 | 0 | -413.0609 | -21.9169 | -23.168 | -17.694 | -17.9847 | -17.5801 | -15.6078 | -14.0375 | -13.2949 | -15.7939 | 0 | 0 | 0 | 0 | 0 | 0 | 0 | 0 | 0 | 0 | 0 | 0 | 0 | 0 | 0 | 0 | 0 | 0 | -570.1388 | -532.4185 | 0.31505 | NA | 3.1 | 432.7739 | 0.06942 | Yes | Yes | Yes | NA | Drop | NA | NA | NA | NA | NA | NA | 86.98% | N | 432.7739 | 0.059704 | 0.029701 | 559.5955 | NA | NA | 0.90909 | NA | NA | NA | NA | NA | NA | NA | NA | NA | NA
4 | 600 | 610 | 600 610 Hot Water Pipe Insulation / Food Store | 0 | 0 | -395.0362 | -4.6997 | -4.8856 | -3.8586 | -3.948 | -4.0856 | -3.3001 | -3.4757 | -2.884 | -3.3788 | -3.2884 | -2.9803 | -2.9618 | -4.1156 | -3.1865 | 0 | 0 | 0 | 0 | 0 | 0 | 0 | 0 | 0 | 0 | 0 | 0 | 0 | -446.085 | -428.9969 | 0.14992 | NA | 82.75 | 94.5307 | 8.4836 | No | No | No | NA | Drop | NA | NA | NA | NA | NA | NA | 6.116% | M | 94.5307 | 0.013039 | 0.0064876 | 559.5955 | NA | NA | 0.90909 | NA | NA | NA | NA | NA | NA | NA | NA | NA | NA
4 | 700 | 701 | 700 701 PC Manual Power Management Enabling / Food Store | 0 | 0 | -405.6541 | -15.1366 | -15.6341 | -12.5116 | 0 | 0 | 0 | 0 | 0 | 0 | 0 | 0 | 0 | 0 | 0 | 0 | 0 | 0 | 0 | 0 | 0 | 0 | 0 | 0 | 0 | 0 | 0 | 0 | -448.9363 | -444.0332 | 0.12018 | NA | 9.68 | 294.3178 | 0.31874 | Yes | Yes | Yes | NA | Drop | NA | NA | NA | NA | NA | NA | 79.32% | N | 294.3178 | 0.024662 | 0.035838 | 986.2625 | NA | NA | 90.9091 | NA | NA | NA | NA | NA | NA | NA | NA | NA | NA
4 | 700 | 702 | 700 702 PC Network Power Management Enabling / Food Store | 0 | 0 | -405.6541 | -15.1366 | -15.6341 | -12.5116 | 0 | 0 | 0 | 0 | 0 | 0 | 0 | 0 | 0 | 0 | 0 | 0 | 0 | 0 | 0 | 0 | 0 | 0 | 0 | 0 | 0 | 0 | 0 | 0 | -448.9363 | -444.0332 | 0.12018 | NA | 4.84 | 294.3178 | 0.15937 | Yes | Yes | Yes | NA | Drop | NA | NA | NA | NA | NA | NA | 83.97% | N | 294.3178 | 0.024662 | 0.035838 | 986.2625 | NA | NA | NA | NA | NA | NA | NA | NA | NA | NA | NA | NA | NA
4 | 710 | 711 | 710 711 Energy Star or Better Monitor / Food Store | 0 | 0 | -412.4766 | -21.5917 | -22.8956 | -17.8341 | 0 | 0 | 0 | 0 | 0 | 0 | 0 | 0 | 0 | 0 | 0 | 0 | 0 | 0 | 0 | 0 | 0 | 0 | 0 | 0 | 0 | 0 | 0 | 0 | -474.7981 | -467.7363 | 0.15725 | NA | 0 | 423.0873 | 0 | Yes | Yes | Yes | NA | Drop | NA | NA | NA | NA | NA | NA | 90% | M | 423.0873 | 0.053851 | 0.051515 | 87.6678 | NA | NA | 7.6923 | NA | NA | NA | NA | NA | NA | NA | NA | NA | NA
4 | 710 | 712 | 710 712 Monitor Power Management Enabling / Food Store | 0 | 0 | -404.7121 | -14.336 | -14.7036 | -11.1022 | 0 | 0 | 0 | 0 | 0 | 0 | 0 | 0 | 0 | 0 | 0 | 0 | 0 | 0 | 0 | 0 | 0 | 0 | 0 | 0 | 0 | 0 | 0 | 0 | -444.8538 | -440.3503 | 0.11517 | NA | 9.19 | 276.172 | 0.32249 | Yes | Yes | Yes | NA | Drop | NA | NA | NA | NA | NA | NA | 79.32% | N | 276.172 | 0.023142 | 0.033628 | 526.0067 | NA | NA | 50 | NA | NA | NA | NA | NA | NA | NA | NA | NA | NA
4 | 730 | 732 | 730 732 Copier Power Management Enabling / Food Store | 0 | 0 | -395.1135 | -4.9003 | -5.1005 | -3.8321 | -3.9351 | -4.3257 | 0 | 0 | 0 | 0 | 0 | 0 | 0 | 0 | 0 | 0 | 0 | 0 | 0 | 0 | 0 | 0 | 0 | 0 | 0 | 0 | 0 | 0 | -417.2072 | -413.6174 | 0.071764 | NA | 19.9 | 96.8674 | 1.9909 | No | Yes | Yes | NA | Drop | NA | NA | NA | NA | NA | NA | 30.34% | N | 96.8674 | 0.008117 | 0.011795 | 867.911 | NA | NA | 363.636 | NA | NA | NA | NA | NA | NA | NA | NA | NA | NA
4 | 740 | 741 | 740 741 Printer Power Management Enabling / Food Store | 0 | 0 | -410.9402 | -19.7113 | -20.7697 | -15.8235 | -16.829 | 0 | 0 | 0 | 0 | 0 | 0 | 0 | 0 | 0 | 0 | 0 | 0 | 0 | 0 | 0 | 0 | 0 | 0 | 0 | 0 | 0 | 0 | 0 | -484.0736 | -473.9911 | 0.18028 | NA | 38.83 | 389.222 | 0.96684 | Yes | Yes | Yes | NA | Drop | NA | NA | NA | NA | NA | NA | 60.03% | N | 389.222 | 0.032615 | 0.047394 | 604.9077 | NA | NA | 111.111 | NA | NA | NA | NA | NA | NA | NA | NA | NA | NA
4 | 800 | 801 | 800 801 Convection Oven / Food Store | 0 | 0 | -519.3209 | -124.7501 | -130.2961 | -101.602 | -106.2009 | -99.1118 | -87.868 | -80.131 | -76.7085 | -91.3697 | 0 | 0 | 0 | 0 | 0 | 0 | 0 | 0 | 0 | 0 | 0 | 0 | 0 | 0 | 0 | 0 | 0 | 0 | -1417.3591 | -1201.2782 | 0.52861 | NA | 1461635 | 2412.8865 | 5870.6482 | No | No | No | NA | Drop | NA | NA | NA | NA | NA | NA | 5.628% | N | 2412.8865 | 0.27669 | 0.093188 | 922.7244 | NA | NA | NA | NA | NA | NA | NA | NA | NA | NA | NA | NA | NA
4 | 810 | 811 | 810 811 Efficient Fryer / Food Store | 0 | 0 | -436.4251 | -44.7648 | -46.6203 | -36.1761 | -37.705 | -35.7116 | -31.4588 | -28.6106 | -27.1462 | -32.6849 | 0 | 0 | 0 | 0 | 0 | 0 | 0 | 0 | 0 | 0 | 0 | 0 | 0 | 0 | 0 | 0 | 0 | 0 | -757.3036 | -680.1469 | 0.41464 | NA | 1195386 | 862.6737 | 13429.061 | No | No | No | NA | Drop | NA | NA | NA | NA | NA | NA | 5.628% | N | 862.6737 | 0.098924 | 0.033317 | 922.7244 | NA | NA | NA | NA | NA | NA | NA | NA | NA | NA | NA | NA | NA
4 | 900 | 901 | 900 901 Vending Misers (cooled machines only) / Food Store | 0 | 0 | -407.3034 | -16.88 | -17.2479 | -13.7074 | -14.0793 | -13.0218 | -11.7893 | -11.0012 | -9.9414 | -11.996 | 0 | 0 | 0 | 0 | 0 | 0 | 0 | 0 | 0 | 0 | 0 | 0 | 0 | 0 | 0 | 0 | 0 | 0 | -526.9677 | -498.2567 | 0.2709 | NA | 43.66 | 328.344 | 1.2887 | No | Yes | Yes | NA | Drop | NA | NA | NA | NA | NA | NA | 50.86% | N | 328.344 | 0.026798 | 0.033421 | 1227.3489 | NA | NA | 90.9091 | NA | NA | NA | NA | NA | NA | NA | NA | NA | NA
5 | 110 | 111 | 110 111 Premium T8, Electronic Ballast / School | 0 | 0 | -726.508 | -323.9954 | -341.2841 | -126.0041 | -94.2416 | -72.1162 | 20.4286 | 74.245 | 79.5335 | -46.0753 | 15.2118 | -49.8118 | 148.2763 | -67.9706 | 4.7088 | -34.286 | 106.2248 | 127.3538 | 146.3443 | 156.2985 | 179.224 | 69.1205 | 82.9405 | 2.274 | 9.6083 | 0 | 0 | 0 | -660.5004 | -1195.8572 | 0.90182 | NA | 8526.47 | 7155.7966 | 11.5477 | No | No | No | NA | Drop | NA | NA | NA | NA | NA | NA | 5.628% | M | 7155.7966 | 2.2325 | 1.1361 | 2214.8829 | NA | NA | 18.1818 | NA | NA | NA | NA | NA | NA | NA | NA | NA | NA
5 | 110 | 114 | 110 114 Continuous Dimming / School | 0 | 0 | -1200.7003 | -783.3543 | -818.6493 | -525.1561 | -520.3743 | -470.0894 | -349.0691 | -275.4352 | -257.9854 | -420.4345 | -320.0279 | -391.5134 | -127.0423 | -436.7733 | -330.0703 | -372.875 | -196.4588 | -154.6868 | 0 | 0 | 0 | 0 | 0 | 0 | 0 | 0 | 0 | 0 | -7950.6957 | -5685.1788 | 0.74243 | NA | 49096.14 | 15900.0414 | 29.9249 | No | No | No | NA | Drop | NA | NA | NA | NA | NA | NA | 5.628% | N | 15900.0414 | 2.0867 | 3.1361 | 875.2356 | NA | NA | NA | NA | NA | NA | NA | NA | NA | NA | NA | NA | NA
5 | 110 | 115 | 110 115 Lighting Control Tuneup / School | 0 | 0 | -474.001 | -81.0013 | -85.024 | -54.3736 | -54.0824 | -49.2432 | 0 | 0 | 0 | 0 | 0 | 0 | 0 | 0 | 0 | 0 | 0 | 0 | 0 | 0 | 0 | 0 | 0 | 0 | 0 | 0 | 0 | 0 | -797.7254 | -748.2557 | 0.43932 | NA | 144 | 1648.1732 | 0.84673 | Yes | Yes | Yes | NA | Drop | NA | NA | NA | NA | NA | NA | 64.62% | N | 1648.1732 | 0.22405 | 0.32509 | 181.9761 | NA | NA | 0.47619 | NA | NA | NA | NA | NA | NA | NA | NA | NA | NA
5 | 120 | 121 | 120 121 ROB Premium T8, 1EB / School | 0 | 0 | -535.5241 | -140.0844 | -147.6634 | -54.5136 | -40.2762 | -31.7793 | 8.6081 | 31.3032 | 34.2344 | -19.7072 | 6.0216 | -21.7345 | 63.7534 | -29.5511 | 2.0618 | -15.5513 | 45.9766 | 54.327 | 63.2179 | 67.9885 | 77.1777 | 30.2664 | 36.34 | 1.5679 | 3.2933 | 0 | 0 | 0 | -510.2473 | -740.2437 | 0.86507 | NA | 823.67 | 3092.5041 | 2.5812 | No | No | Yes | NA | Drop | NA | NA | NA | NA | NA | NA | 19.05% | M | 3092.5041 | 0.96483 | 0.491 | 922.8679 | NA | NA | 18.1818 | NA | NA | NA | NA | NA | NA | NA | NA | NA | NA
5 | 120 | 122 | 120 122 ROB Premium T8, EB, Reflector / School | 0 | 0 | -976.9393 | -565.3223 | -595.9893 | -219.588 | -164.4203 | -125.3124 | 34.6623 | 128.998 | 138.1975 | -80.5565 | 26.245 | -86.9269 | 259.5852 | -118.2113 | 8.3925 | -59.14 | 185.3687 | 222.54 | 255.8392 | 272.7242 | 313.9287 | 121.4477 | 145.6532 | 4.8937 | 17.4612 | 0 | 0 | 0 | -856.4694 | -1794.958 | 0.91439 | NA | 2824 | 12489.483 | 2.1913 | No | No | Yes | NA | Drop | NA | NA | NA | NA | NA | NA | 25.01% | M | 12489.483 | 3.8966 | 1.983 | 194.4968 | NA | NA | 18.1818 | NA | NA | NA | NA | NA | NA | NA | NA | NA | NA
5 | 120 | 123 | 120 123 Occupancy Sensor / School | 0 | 0 | -572.8299 | -175.6083 | -185.3894 | -58.2865 | -37.3401 | -24.7768 | 29.5388 | 61.3703 | 63.8791 | -10.4074 | 24.9401 | -14.4035 | 103.7206 | -24.1672 | 18.6115 | 0 | 0 | 0 | 0 | 0 | 0 | 0 | 0 | 0 | 0 | 0 | 0 | 0 | -801.1486 | -852.1147 | 0.83485 | NA | 5295 | 3952.1791 | 12.9841 | No | No | No | NA | Drop | NA | NA | NA | NA | NA | NA | 5.628% | M | 3952.1791 | 1.3178 | 0.77953 | 445.2946 | NA | NA | 50 | NA | NA | NA | NA | NA | NA | NA | NA | NA | NA
5 | 120 | 124 | 120 124 Lighting Control Tuneup / School | 0 | 0 | -441.422 | -49.6288 | -51.7883 | -33.2069 | -32.9618 | -30.1735 | 0 | 0 | 0 | 0 | 0 | 0 | 0 | 0 | 0 | 0 | 0 | 0 | 0 | 0 | 0 | 0 | 0 | 0 | 0 | 0 | 0 | 0 | -639.1812 | -608.9637 | 0.3711 | NA | 144 | 1009.25 | 1.3828 | No | Yes | Yes | NA | Drop | NA | NA | NA | NA | NA | NA | 47.94% | N | 1009.25 | 0.13245 | 0.19906 | 60.6587 | NA | NA | 0.47619 | NA | NA | NA | NA | NA | NA | NA | NA | NA | NA
5 | 130 | 131 | 130 131 CFL Screw-in 18W / School | 0 | 0 | -2835.3644 | -2345.4694 | -2488.2514 | 0 | 0 | 0 | 0 | 0 | 0 | 0 | 0 | 0 | 0 | 0 | 0 | 0 | 0 | 0 | 0 | 0 | 0 | 0 | 0 | 0 | 0 | 0 | 0 | 0 | -7669.0852 | -7233.7104 | 0.5709 | NA | 5502.25 | 55664.6891 | 0.95795 | Yes | Yes | Yes | NA | Drop | NA | NA | NA | NA | NA | NA | 60.03% | M | 55664.6891 | 22.2893 | 14.9816 | 108.4462 | NA | NA | 27 | NA | NA | NA | NA | NA | NA | NA | NA | NA | NA
5 | 150 | 151 | 150 151 PSMH, 250W, magnetic ballast / School | 0 | 0 | -1052.5289 | -639.8319 | -668.4979 | -429.1104 | -424.8553 | -383.9758 | -285.203 | -225.5958 | -211.208 | -343.6694 | -261.9385 | -320.1745 | -103.732 | -356.7543 | -269.5504 | -304.7377 | 0 | 0 | 0 | 0 | 0 | 0 | 0 | 0 | 0 | 0 | 0 | 0 | -6281.3638 | -4614.2206 | 0.72501 | NA | 651.4 | 12991.4755 | 0.48593 | Yes | Yes | Yes | NA | Drop | NA | NA | NA | NA | NA | NA | 74.61% | M | 12991.4755 | 1.705 | 2.5624 | 161.5443 | NA | NA | 9.0909 | NA | NA | NA | NA | NA | NA | NA | NA | NA | NA
5 | 150 | 152 | 150 152 PSMH, 250 W, electronic ballast / School | 0 | 0 | -1155.9083 | -739.4913 | -773.1613 | -496.1909 | -491.1455 | -444.0969 | -329.4386 | -260.4273 | -243.9527 | -396.8795 | -302.4038 | -369.8385 | -119.3289 | -412.9298 | -311.8675 | -352.039 | 0 | 0 | 0 | 0 | 0 | 0 | 0 | 0 | 0 | 0 | 0 | 0 | -7199.0999 | -5272.5567 | 0.72732 | NA | 3342.37 | 15017.0199 | 2.157 | No | No | Yes | NA | Drop | NA | NA | NA | NA | NA | NA | 25.01% | M | 15017.0199 | 1.9708 | 2.962 | 168.3462 | NA | NA | 10 | NA | NA | NA | NA | NA | NA | NA | NA | NA | NA
5 | 150 | 153 | 150 153 High Bay T5 / School | 0 | 0 | -1203.6732 | -783.3152 | -825.3172 | -304.2738 | -229.0682 | -174.2768 | 47.0931 | 178.6611 | 190.4119 | -111.5396 | 36.0994 | -120.4724 | 358.4041 | -162.9617 | 10.4703 | -83.2964 | 0 | 0 | 0 | 0 | 0 | 0 | 0 | 0 | 0 | 0 | 0 | 0 | -3177.0546 | -2998.5193 | 0.86501 | NA | 1485.5 | 17296.8683 | 0.83232 | Yes | Yes | Yes | NA | Drop | NA | NA | NA | NA | NA | NA | 64.62% | N | 17296.8683 | 5.3964 | 2.7462 | 161.5443 | NA | NA | 36.364 | NA | NA | NA | NA | NA | NA | NA | NA | NA | NA
5 | 160 | 161 | 160 161 LED Exit Sign / School | 0 | 0 | -392.8552 | -2.2888 | -3.0657 | 0.89849 | 1.7303 | 1.4337 | 3.6923 | 3.9114 | 4.2205 | 2.186 | 3.044 | 1.7368 | 4.1107 | 1.154 | 2.3874 | 1.2657 | 0 | 0 | 0 | 0 | 0 | 0 | 0 | 0 | 0 | 0 | 0 | 0 | -366.4385 | -379.2736 | 0.21329 | NA | 229.93 | 73.2287 | 30.4297 | No | No | No | NA | Drop | NA | NA | NA | NA | NA | NA | 5.628% | N | 73.2287 | 0.037067 | 0.019187 | 3094.1032 | NA | NA | NA | NA | NA | NA | NA | NA | NA | NA | NA | NA | NA
5 | 200 | 201 | 200 201 High Pressure Sodium 250W Lamp / School | 0 | 0 | -431.7 | -39.9947 | -41.7149 | -32.7618 | -33.7235 | 0 | 0 | 0 | 0 | 0 | 0 | 0 | 0 | 0 | 0 | 0 | 0 | 0 | 0 | 0 | 0 | 0 | 0 | 0 | 0 | 0 | 0 | 0 | -579.8948 | -559.4688 | 0.26869 | NA | 522.86 | 775.0865 | 6.5376 | No | No | No | NA | Drop | NA | NA | NA | NA | NA | NA | 7.67% | M | 775.0865 | 0.031033 | 0.027918 | 4304.9283 | NA | NA | NA | NA | NA | NA | NA | NA | NA | NA | NA | NA | NA
5 | 200 | 202 | 200 202 Outdoor Lighting Controls (Photocell/Timeclock) / School | 0 | 0 | -422.7119 | -31.655 | -33.0734 | -25.9236 | -26.8462 | 0 | 0 | 0 | 0 | 0 | 0 | 0 | 0 | 0 | 0 | 0 | 0 | 0 | 0 | 0 | 0 | 0 | 0 | 0 | 0 | 0 | 0 | 0 | -540.2101 | -524.0035 | 0.23631 | NA | 94.75 | 612.2926 | 1.4997 | No | Yes | Yes | NA | Drop | NA | NA | NA | NA | NA | NA | 45.03% | N | 612.2926 | 0.024515 | 0.022055 | 426.2247 | NA | NA | 22.7273 | NA | NA | NA | NA | NA | NA | NA | NA | NA | NA
5 | 210 | 211 | 210 211 Outdoor Lighting Controls (Photocell/Timeclock) / School | 0 | 0 | -449.2652 | -57.0069 | -59.5063 | -46.742 | -48.3253 | 0 | 0 | 0 | 0 | 0 | 0 | 0 | 0 | 0 | 0 | 0 | 0 | 0 | 0 | 0 | 0 | 0 | 0 | 0 | 0 | 0 | 0 | 0 | -660.8456 | -631.6609 | 0.31798 | NA | 635.14 | 1108.3267 | 5.5537 | No | No | No | NA | Drop | NA | NA | NA | NA | NA | NA | 8.938% | N | 1108.3267 | 0.044377 | 3.9923e-08 | 426.2247 | NA | NA | 22.7273 | NA | NA | NA | NA | NA | NA | NA | NA | NA | NA
5 | 300 | 301 | 300 301 Centrifugal Chiller, 0.51 kW/ton, 500 tons / School | 0 | 0 | -643.6689 | -243.9763 | -257.4357 | -88.3777 | -62.8526 | -45.754 | 26.7188 | 68.8084 | 72.2532 | -26.0495 | 21.4637 | -29.9186 | 125.4228 | -43.5392 | 12.9397 | -17.7102 | 93.1795 | 108.5761 | 124.6473 | 131.2067 | 0 | 0 | 0 | 0 | 0 | 0 | 0 | 0 | -674.0671 | -977.1859 | 0.88219 | NA | 1445.74 | 5430.6585 | 2.58 | No | No | Yes | NA | Drop | NA | NA | NA | NA | NA | NA | 19.05% | M | 5430.6585 | 1.746 | 0.0029448 | 1945.0812 | NA | NA | NA | NA | NA | NA | NA | NA | NA | NA | NA | NA | NA
5 | 300 | 302 | 300 302 High Efficiency Chiller Motors / School | 0 | 0 | -460.5087 | -68.2346 | -71.4669 | -43.2624 | -42.5639 | -37.9051 | -26.159 | -19.2641 | -17.8732 | -33.3333 | -24.2488 | -31.8864 | -6.4117 | -35.1629 | -25.5205 | -30.6137 | -12.8579 | -8.9648 | -5.2903 | -3.2798 | 0 | 0 | 0 | 0 | 0 | 0 | 0 | 0 | -1004.8082 | -825.2127 | 0.66008 | NA | 512.36 | 1399.5207 | 3.548 | No | No | No | NA | Drop | NA | NA | NA | NA | NA | NA | 14.21% | N | 1399.5207 | 0.29842 | 0 | 2059.4977 | NA | NA | 5.4546 | NA | NA | NA | NA | NA | NA | NA | NA | NA | NA
5 | 300 | 304 | 300 304 EMS - Chiller / School | 0 | 0 | -637.5808 | -238.4007 | -250.2953 | -157.3453 | -154.5475 | -139.5664 | -101.2369 | -78.234 | -72.0255 | -123.4413 | 0 | 0 | 0 | 0 | 0 | 0 | 0 | 0 | 0 | 0 | 0 | 0 | 0 | 0 | 0 | 0 | 0 | 0 | -1952.6735 | -1668.9332 | 0.64822 | NA | 1577.17 | 4867.889 | 3.1399 | No | No | No | NA | Drop | NA | NA | NA | NA | NA | NA | 15.66% | N | 4867.889 | 0.98803 | 0.047979 | 172.6088 | NA | NA | 36.3636 | NA | NA | NA | NA | NA | NA | NA | NA | NA | NA
5 | 300 | 305 | 300 305 Chiller Tune Up/Diagnostics / School | 0 | 0 | -494.9252 | -97.4489 | -109.0294 | 282.7606 | 408.3814 | 417.0185 | 596.8487 | 693.2527 | 682.1593 | 435.1384 | 0 | 0 | 0 | 0 | 0 | 0 | 0 | 0 | 0 | 0 | 0 | 0 | 0 | 0 | 0 | 0 | 0 | 0 | 2814.1559 | 1692.4216 | 1.4595 | 3.5336 | 1000 | 3681.8691 | 2.6322 | No | No | Yes | 240.1737 | Keep | 240.1737 | 2 | 240.1737 | 24.02% | 390 | 2 | 18.64% | N | 3681.8691 | 4.1738 | 0.018143 | 858.1241 | 79.9741 | 375 | 375 | 11.25 | 30 | 60 | 112.5 | 187.5 | 262.5 | 315 | 345 | 363.75 | 375
5 | 300 | 306 | 300 306 VSD for Chiller Pumps and Towers / School | 0 | 0 | -623.4135 | -225.4828 | -235.3991 | -148.1909 | -146.2683 | -132.0689 | -95.5271 | -73.691 | -68.7448 | -116.3896 | -87.7927 | -109.2223 | -30.7952 | -122.4926 | -91.3931 | 0 | 0 | 0 | 0 | 0 | 0 | 0 | 0 | 0 | 0 | 0 | 0 | 0 | -2306.8721 | -1805.7025 | 0.69573 | NA | 1104.02 | 4593.5762 | 2.3292 | No | No | Yes | NA | Drop | NA | NA | NA | NA | NA | NA | 22.16% | N | 4593.5762 | 0.93236 | 0.011319 | 1059.4571 | NA | NA | 90.9091 | NA | NA | NA | NA | NA | NA | NA | NA | NA | NA
5 | 300 | 307 | 300 307 EMS Optimization / School | 0 | 0 | -511.4694 | -117.1582 | -121.7607 | -95.5762 | -99.7903 | 0 | 0 | 0 | 0 | 0 | 0 | 0 | 0 | 0 | 0 | 0 | 0 | 0 | 0 | 0 | 0 | 0 | 0 | 0 | 0 | 0 | 0 | 0 | -945.7547 | -885.8167 | 0.4039 | NA | 300 | 2265.1771 | 1.2835 | No | Yes | Yes | NA | Drop | NA | NA | NA | NA | NA | NA | 50.86% | N | 2265.1771 | 0.11496 | 0.0055824 | 858.1241 | NA | NA | 44.4444 | NA | NA | NA | NA | NA | NA | NA | NA | NA | NA
5 | 300 | 308 | 300 308 Aerosol Duct Sealing / School | 0 | 0 | -635.4923 | -236.8262 | -246.6277 | -192.755 | -201.3889 | -186.8286 | -165.3838 | -151.8879 | -146.5194 | -174.21 | -151.4033 | -160.3848 | -112.5641 | -174.1764 | -152.279 | 0 | 0 | 0 | 0 | 0 | 0 | 0 | 0 | 0 | 0 | 0 | 0 | 0 | -3088.7274 | -2283.1316 | 0.61402 | NA | 515.74 | 4578.0153 | 1.0918 | No | Yes | Yes | NA | Drop | NA | NA | NA | NA | NA | NA | 56.94% | M | 4578.0153 | 0.28544 | 0.31306 | 1115.5613 | NA | NA | 0.30303 | NA | NA | NA | NA | NA | NA | NA | NA | NA | NA
5 | 300 | 309 | 300 309 Duct/Pipe Insulation / School | 0 | 0 | -435.0045 | -43.6937 | -45.5012 | -29.1986 | -28.4183 | -25.4948 | -19.1186 | -14.6967 | -13.3934 | -22.3044 | 0 | 0 | 0 | 0 | 0 | 0 | 0 | 0 | 0 | 0 | 0 | 0 | 0 | 0 | 0 | 0 | 0 | 0 | -676.8243 | -624.5631 | 0.47382 | NA | 30756 | 890.6826 | 334.6501 | No | No | No | NA | Drop | NA | NA | NA | NA | NA | NA | 5.628% | M | 890.6826 | 0.18078 | 0.0021947 | 1029.7489 | NA | NA | NA | NA | NA | NA | NA | NA | NA | NA | NA | NA | NA
5 | 300 | 311 | 300 311 Window Film (Standard) / School | 0 | 0 | -490.1578 | -95.4527 | -102.5693 | 10.8672 | 35.1617 | 42.8063 | 92.5293 | 119.7636 | 120.5428 | 53.3781 | 0 | 0 | 0 | 0 | 0 | 0 | 0 | 0 | 0 | 0 | 0 | 0 | 0 | 0 | 0 | 0 | 0 | 0 | -213.1307 | -358.431 | 0.85984 | NA | 1304.75 | 2423.0196 | 5.2186 | No | No | No | NA | Drop | NA | NA | NA | NA | NA | NA | 9.563% | M | 2423.0196 | 1.1514 | -0.03661 | 1424.5941 | NA | NA | 46.6667 | NA | NA | NA | NA | NA | NA | NA | NA | NA | NA
5 | 300 | 313 | 300 313 Ceiling Insulation / School | 0 | 0 | -564.4102 | -163.5441 | -180.5024 | 347.4066 | 510.9023 | 524.6558 | 765.0276 | 896.5133 | 882.8043 | 551.6693 | 671.1887 | 472.8619 | 987.8601 | 476.7942 | 638.1036 | 381.712 | 903.057 | 932.2379 | 959.0298 | 949.0828 | 0 | 0 | 0 | 0 | 0 | 0 | 0 | 0 | 10942.4502 | 5084.529 | 1.5931 | 2.8273 | 3843 | 5621.9342 | 6.6247 | No | No | No | 2682.803 | Keep | 2682.803 | 2 | 2682.803 | 69.81% | 390 | 2 | 7.567% | M | 5621.9342 | 2.3953 | 5.3965 | 686.4992 | 25.9743 | 13 | 13 | 2.7216 | 5.262 | 7.4757 | 9.2762 | 10.6433 | 11.6122 | 12.2532 | 12.649 | 12.8772 | 13
5 | 300 | 314 | 300 314 Roof Insulation / School | 0 | 0 | -472.6476 | -79.1442 | -84.9189 | 22.8388 | 48.9371 | 54.3266 | 102.252 | 128.2804 | 128.1573 | 63.528 | 90.1549 | 53.4238 | 153.8126 | 49.6743 | 84.273 | 55.9704 | 135.7982 | 141.7591 | 151.1215 | 150.6627 | 0 | 0 | 0 | 0 | 0 | 0 | 0 | 0 | 978.26 | 161.5911 | 1.0476 | 2.0901 | 1505.52 | 2064.2376 | 7.0682 | No | No | No | 142.5483 | Keep | 1079.5239 | 2 | 161.5911 | 71.7% | 390 | 6.3096 | 7.126% | M | 2064.2376 | 1.0928 | 0.019333 | 686.4992 | 24.4584 | 216 | 216 | 45.2197 | 87.4306 | 124.2113 | 154.1278 | 176.8421 | 192.9406 | 203.591 | 210.1682 | 213.9598 | 216
5 | 300 | 317 | 300 317 Thermal Energy Storage (TES) Positive / School | 0 | 0 | -693.9461 | -302.4929 | -316.1869 | -200.1911 | -223.1264 | -199.0846 | -163.3971 | -131.7908 | -109.6275 | -157.3627 | -120.2775 | -131.0303 | -62.2384 | -160.8889 | -122.5314 | -90.8202 | -87.0318 | -68.2807 | -48.6937 | -30.228 | -4.652 | -49.084 | -26.5483 | -63.8763 | -82.2585 | -29.183 | -21.0027 | 33.1565 | -3662.6759 | -2551.7085 | 0.79621 | NA | 9891.13 | 6952.5383 | 13.7875 | No | No | No | NA | Drop | NA | NA | NA | NA | NA | NA | 5.628% | M | -2880.551 | 10.2908 | 0.014573 | 457.6662 | NA | NA | NA | NA | NA | NA | NA | NA | NA | NA | NA | NA | NA
5 | 300 | 317 | 300 317 Thermal Energy Storage (TES) Negative / School | 0 | 0 | 601.193 | 580.495 | 601.114 | 629.154 | 686.474 | 663.313 | 664.33 | 670.084 | 656.516 | 636.029 | 611.834 | 581.081 | 594.45 | 616.505 | 607.375 | 619.012 | 621.758 | 602.262 | 585.118 | 569.852 | 555.176 | 542.081 | 535.179 | 524.19 | 517.854 | 506.086 | 544.393 | 580.515 | 16703.423 | 8329.0835 | 0.51451 | NA | 0 | 9833.0893 | 0 | Yes | Yes | Yes | NA | Drop | NA | NA | NA | NA | NA | NA | 90% | M |  |  |  | 0 | NA | NA | NA | NA | NA | NA | NA | NA | NA | NA | NA | NA | NA
5 | 320 | 321 | 320 321 DX Packaged System, EER=10.9, 10 tons / School | 0 | 0 | -561.3505 | -163.9934 | -175.2143 | 39.223 | 89.125 | 101.7322 | 195.0551 | 248.4828 | 248.6949 | 120.9538 | 173.0116 | 100.8745 | 300.9266 | 92.7887 | 160.778 | 0 | 0 | 0 | 0 | 0 | 0 | 0 | 0 | 0 | 0 | 0 | 0 | 0 | 971.0882 | 213.0695 | 1.0387 | 1.5283 | 3469.78 | 4238.2214 | 7.9342 | No | No | No | 187.9557 | Keep | 2595.1394 | 2 | 213.0695 | 74.79% | 390 | 7.447 | 6.463% | M | 4238.2214 | 2.1797 | 0 | 471.3724 | 15.2314 | 15.2314 | -1 | 3.1887 | 6.1653 | 8.7589 | 10.8685 | 12.4702 | 13.6054 | 14.3564 | 14.8202 | 15.0876 | 15.2314
5 | 320 | 322 | 320 322 Hybrid Dessicant-DX System (Trane CDQ) / School | 0 | 0 | -1873.834 | -1436.317 | -1495.133 | -1116.5015 | -1157.2079 | -1067.242 | -916.7089 | -821.0366 | -786.5962 | -984.8491 | -833.2231 | -904.4717 | -569.7322 | -990.0145 | -841.3818 | 0 | 0 | 0 | 0 | 0 | 0 | 0 | 0 | 0 | 0 | 0 | 0 | 0 | -15794.2497 | -11301.2959 | 0.67146 | NA | 12966.2 | 28177.9663 | 4.4595 | No | No | No | NA | Drop | NA | NA | NA | NA | NA | NA | 11.33% | N | 28177.9663 | 4.1711 | 0 | 523.7471 | NA | NA | 148 | NA | NA | NA | NA | NA | NA | NA | NA | NA | NA
5 | 320 | 323 | 320 323 Geothermal Heat Pump, EER=13, 10 tons / School | 0 | 0 | -1161.2021 | -746.6111 | -777.0711 | -580.5944 | -601.0585 | -554.659 | -475.5187 | -426.9155 | -408.3923 | -512.4307 | -433.3051 | -470.2772 | -295.9698 | -514.6116 | -436.3367 | 0 | 0 | 0 | 0 | 0 | 0 | 0 | 0 | 0 | 0 | 0 | 0 | 0 | -8394.9533 | -6060.3704 | 0.66484 | NA | 31142.34 | 14658.9257 | 20.5889 | No | No | No | NA | Drop | NA | NA | NA | NA | NA | NA | 5.628% | N | 14658.9257 | 2.1725 | 0.050572 | 518.5096 | NA | NA | NA | NA | NA | NA | NA | NA | NA | NA | NA | NA | NA
5 | 320 | 326 | 320 326 DX Tune Up/ Advanced Diagnostics / School | 0 | 0 | -560.9742 | -164.0411 | -173.5335 | -63.8772 | -47.5355 | -36.336 | 10.1466 | 37.5901 | 40.2237 | -23.082 | 0 | 0 | 0 | 0 | 0 | 0 | 0 | 0 | 0 | 0 | 0 | 0 | 0 | 0 | 0 | 0 | 0 | 0 | -981.4187 | -942.2081 | 0.74125 | NA | 1250 | 3634.8163 | 3.3328 | No | No | No | NA | Drop | NA | NA | NA | NA | NA | NA | 14.9% | N | 3634.8163 | 1.1352 | 0 | 259.2548 | NA | NA | 100 | NA | NA | NA | NA | NA | NA | NA | NA | NA | NA
5 | 320 | 327 | 320 327 DX Coil Cleaning / School | 0 | 0 | -489.6489 | -92.0955 | -103.1799 | 268.3296 | 387.6208 | 0 | 0 | 0 | 0 | 0 | 0 | 0 | 0 | 0 | 0 | 0 | 0 | 0 | 0 | 0 | 0 | 0 | 0 | 0 | 0 | 0 | 0 | 0 | -28.9741 | -143.1057 | 0.93119 | NA | 260.15 | 3492.444 | 0.7219 | Yes | Yes | Yes | NA | Drop | NA | NA | NA | NA | NA | NA | 67.68% | M | 3492.444 | 3.9591 | 1.0733 | 392.8103 | NA | NA | 18.1818 | NA | NA | NA | NA | NA | NA | NA | NA | NA | NA
5 | 320 | 329 | 320 329 Aerosol Duct Sealing / School | 0 | 0 | -779.9933 | -376.7444 | -392.9213 | -306.6663 | -319.7473 | -297.542 | -263.5028 | -242.2263 | -232.5076 | -276.5069 | -240.624 | -254.8183 | -178.142 | -276.842 | -240.831 | 0 | 0 | 0 | 0 | 0 | 0 | 0 | 0 | 0 | 0 | 0 | 0 | 0 | -4679.6155 | -3399.9149 | 0.62944 | NA | 515.74 | 7279.2688 | 0.68664 | Yes | Yes | Yes | NA | Drop | NA | NA | NA | NA | NA | NA | 69.07% | M | 7279.2688 | 0.45386 | 0.49778 | 510.6534 | NA | NA | 0.30303 | NA | NA | NA | NA | NA | NA | NA | NA | NA | NA
5 | 320 | 330 | 320 330 Duct/Pipe Insulation / School | 0 | 0 | -461.832 | -69.1656 | -72.535 | -44.1614 | -43.8414 | -39.2123 | -27.5383 | -20.4441 | -19.3224 | -34.2755 | 0 | 0 | 0 | 0 | 0 | 0 | 0 | 0 | 0 | 0 | 0 | 0 | 0 | 0 | 0 | 0 | 0 | 0 | -832.3282 | -753.4947 | 0.54588 | NA | 30756 | 1419.4226 | 209.9917 | No | No | No | NA | Drop | NA | NA | NA | NA | NA | NA | 5.628% | M | 1419.4226 | 0.2982 | 0 | 471.3724 | NA | NA | NA | NA | NA | NA | NA | NA | NA | NA | NA | NA | NA
5 | 320 | 334 | 320 334 Ceiling Insulation / School | 0 | 0 | -667.3703 | -260.7669 | -286.978 | 551.4693 | 810.8967 | 834.2947 | 1214.7398 | 1424.2998 | 1400.3898 | 876.0321 | 1066.1699 | 750.4071 | 1568.1688 | 757.4791 | 1014.1607 | 606.215 | 1435.2527 | 1479.3837 | 1517.4317 | 1508.0057 | 0 | 0 | 0 | 0 | 0 | 0 | 0 | 0 | 17599.6814 | 8300.3436 | 1.6201 | 3.9022 | 3843 | 8929.3352 | 4.171 | No | No | No | 2000.2556 | Keep | 2000.2556 | 2 | 2000.2556 | 52.05% | 390 | 2 | 12.16% | M | 8929.3352 | 3.8045 | 8.5713 | 314.2482 | 19.1033 | 6 | 6 | 1.2561 | 2.4286 | 3.4503 | 4.2813 | 4.9123 | 5.3595 | 5.6553 | 5.838 | 5.9433 | 6
5 | 320 | 335 | 320 335 Roof Insulation / School | 0 | 0 | -520.2859 | -124.5444 | -133.149 | 44.8508 | 88.2858 | 98.3132 | 176.8136 | 221.7956 | 220.9762 | 113.3977 | 156.4967 | 95.5466 | 262.1475 | 89.8016 | 146.2543 | 97.2348 | 232.3615 | 244.8608 | 257.3455 | 257.6451 | 0 | 0 | 0 | 0 | 0 | 0 | 0 | 0 | 2026.148 | 611.2621 | 1.1181 | 3.5359 | 1505.52 | 3287.3377 | 4.4384 | No | No | No | 539.2645 | Keep | 827.113 | 2 | 611.2621 | 54.94% | 390 | 2.6363 | 11.46% | M | 3287.3377 | 1.8148 | 0.45272 | 314.2482 | 18.0141 | 99 | 99 | 20.7257 | 40.0724 | 56.9302 | 70.6419 | 81.0526 | 88.4311 | 93.3125 | 96.3271 | 98.0649 | 99
5 | 340 | 344 | 340 344 Aerosol Duct Sealing / School | 0 | 0 | -788.5846 | -385.0613 | -401.4224 | -313.1173 | -327.4951 | -304.285 | -268.8761 | -247.2405 | -237.6017 | -282.8591 | -245.8415 | -260.8027 | -182.2014 | -282.9046 | -246.7269 | 0 | 0 | 0 | 0 | 0 | 0 | 0 | 0 | 0 | 0 | 0 | 0 | 0 | -4775.0201 | -3466.5973 | 0.63015 | NA | 515.74 | 7442.9161 | 0.67154 | Yes | Yes | Yes | NA | Drop | NA | NA | NA | NA | NA | NA | 69.07% | M | 7442.9161 | 0.46406 | 0.50897 | 124.3381 | NA | NA | 0.30303 | NA | NA | NA | NA | NA | NA | NA | NA | NA | NA
5 | 340 | 345 | 340 345 Duct/Pipe Insulation / School | 0 | 0 | -463.6621 | -70.8416 | -74.192 | -45.7003 | -44.89 | -39.7476 | -28.516 | -21.515 | -20.5506 | -34.8276 | 0 | 0 | 0 | 0 | 0 | 0 | 0 | 0 | 0 | 0 | 0 | 0 | 0 | 0 | 0 | 0 | 0 | 0 | -844.4429 | -763.2643 | 0.5478 | NA | 30756 | 1450.517 | 205.4902 | No | No | No | NA | Drop | NA | NA | NA | NA | NA | NA | 5.628% | M | 1450.517 | 0.30199 | 0.0035742 | 114.7736 | NA | NA | NA | NA | NA | NA | NA | NA | NA | NA | NA | NA | NA
5 | 340 | 349 | 340 349 Ceiling Insulation / School | 0 | 0 | -673.8552 | -266.0691 | -293.1133 | 563.5806 | 829.2352 | 852.8661 | 1242.0011 | 1455.8061 | 1432.2791 | 895.5367 | 1090.2225 | 767.2666 | 1604.0791 | 774.5431 | 1037.4906 | 620.3024 | 1467.1971 | 1513.5931 | 1552.1261 | 1541.1891 | 0 | 0 | 0 | 0 | 0 | 0 | 0 | 0 | 18006.277 | 8496.6995 | 1.6211 | 3.9678 | 3843 | 9131.4947 | 4.0786 | No | No | No | 1958.536 | Keep | 1958.536 | 2 | 1958.536 | 50.96% | 390 | 2 | 12.45% | M | 9131.4947 | 3.8906 | 8.7653 | 76.5158 | 4.7641 | 1 | 1 | 0.20935 | 0.40477 | 0.57505 | 0.71355 | 0.81871 | 0.89324 | 0.94255 | 0.973 | 0.99055 | 1
5 | 340 | 351 | 340 351 Cool Roof - DX / School | 0 | 0 | -1134.301 | -711.9 | -760.441 | 125.8865 | 324.9871 | 382.0824 | 764.656 | 989.462 | 990.277 | 460.6523 | 680.407 | 385.026 | 1209.929 | 350.5088 | 631.9778 | 0 | 0 | 0 | 0 | 0 | 0 | 0 | 0 | 0 | 0 | 0 | 0 | 0 | 4689.2099 | 1734.0698 | 1.0776 | 1.7254 | 13606.8 | 18185.1057 | 7.2514 | No | No | No | 1529.7826 | Keep | 9853.9448 | 2 | 1734.0698 | 72.42% | 390 | 6.3273 | 6.961% | M | 18185.1057 | 9.0125 | 0 | 101.6791 | 3.5387 | 101.6791 | 371 | 21.2866 | 41.1568 | 58.4708 | 72.5536 | 83.2461 | 90.8242 | 95.8377 | 98.9339 | 100.7187 | 101.6791
5 | 360 | 361 | 360 361 HE PTAC, EER=9.6, 1 ton / School | 0 | 0 | -881.7669 | -470.2639 | -502.6349 | 70.3659 | 197.7141 | 234.719 | 482.176 | 627.1392 | 628.5895 | 286.6199 | 429.1721 | 238.3476 | 771.0721 | 215.5336 | 397.9111 | 0 | 0 | 0 | 0 | 0 | 0 | 0 | 0 | 0 | 0 | 0 | 0 | 0 | 2724.6944 | 870.2454 | 1.0587 | 3.804 | 3997.61 | 11964.1501 | 3.2382 | No | No | No | 767.7057 | Keep | 1528.5717 | 2 | 870.2454 | 38.24% | 390 | 2.5333 | 15.25% | M | 11964.1501 | 5.8251 | 0.40973 | 500.9795 | 38.2085 | 232 | 232 | 48.5693 | 93.9069 | 133.4121 | 165.5447 | 189.9415 | 207.2325 | 218.6718 | 225.7362 | 229.8086 | 232
5 | 400 | 402 | 400 402 Variable Speed Drive Control / School | 0 | 0 | -695.0409 | -294.7335 | -307.0992 | -240.1439 | -250.6468 | -233.0301 | -205.9222 | -189.0023 | -182.0983 | -216.371 | -187.7519 | -199.2799 | -139.2353 | -216.1459 | -188.8926 | 0 | 0 | 0 | 0 | 0 | 0 | 0 | 0 | 0 | 0 | 0 | 0 | 0 | -3745.3939 | -2744.5045 | 0.62214 | NA | 1891.33 | 5695.1246 | 3.2185 | No | No | No | NA | Drop | NA | NA | NA | NA | NA | NA | 15.25% | N | 5695.1246 | 0.16384 | 0.21752 | 1479.4865 | NA | NA | 100 | NA | NA | NA | NA | NA | NA | NA | NA | NA | NA
5 | 400 | 403 | 400 403 Air Handler Optimization / School | 0 | 0 | -478.7098 | -85.5787 | -89.6522 | -69.4277 | -72.4515 | -67.9582 | -60.2139 | -55.4921 | 0 | 0 | 0 | 0 | 0 | 0 | 0 | 0 | 0 | 0 | 0 | 0 | 0 | 0 | 0 | 0 | 0 | 0 | 0 | 0 | -979.4842 | -878.9489 | 0.45704 | NA | 300 | 1655.0436 | 1.7567 | No | Yes | Yes | NA | Drop | NA | NA | NA | NA | NA | NA | 36.31% | N | 1655.0436 | 0.047612 | 0.063211 | 2490.3044 | NA | NA | 27.2727 | NA | NA | NA | NA | NA | NA | NA | NA | NA | NA
5 | 400 | 404 | 400 404 Electronically Commutated Motors (ECM) on an Air Handler Unit / School | 0 | 0 | -515.0026 | -120.7527 | -125.7356 | -98.33 | -102.9253 | -95.4714 | -84.6869 | -78.2651 | -74.5371 | -88.9464 | -77.2724 | -81.821 | -57.8793 | -89.4283 | -77.9047 | 0 | 0 | 0 | 0 | 0 | 0 | 0 | 0 | 0 | 0 | 0 | 0 | 0 | -1768.9587 | -1356.8856 | 0.57705 | NA | 756.71 | 2335.4854 | 3.14 | No | No | No | NA | Drop | NA | NA | NA | NA | NA | NA | 15.66% | M | 2335.4854 | 0.26071 | 0 | 4427.2078 | NA | NA | 18.1818 | NA | NA | NA | NA | NA | NA | NA | NA | NA | NA
5 | 400 | 405 | 400 405 Demand Control Ventilation (DCV) / School | 0 | 0 | -461.8077 | -65.6392 | -74.4561 | 194.0713 | 280.498 | 285.5255 | 408.2969 | 475.3267 | 466.8445 | 298.3026 | 358.1349 | 255.6587 | 518.7928 | 259.5067 | 341.0745 | 0 | 0 | 0 | 0 | 0 | 0 | 0 | 0 | 0 | 0 | 0 | 0 | 0 | 3540.1296 | 1859.6903 | 1.542 | 0.19845 | 23594 | 2519.5589 | 90.753 | No | No | No | 1640.7108 | Drop | NA | NA | NA | NA | NA | NA | 5.628% | M | 2519.5589 | 5.7158 | 3.4441 | 2490.3044 | NA | NA | 43 | NA | NA | NA | NA | NA | NA | NA | NA | NA | NA
5 | 400 | 406 | 400 406 Energy Recovery Ventilation (ERV) / School | 0 | 0 | -422.6137 | -29.8153 | -33.6304 | 88.9967 | 128.0094 | 130.1237 | 186.4544 | 216.8709 | 214.1529 | 136.3029 | 163.9944 | 116.7109 | 236.8993 | 118.0757 | 156.1158 | 91.1043 | 217.8169 | 223.409 | 231.2912 | 226.9776 | 0 | 0 | 0 | 0 | 0 | 0 | 0 | 0 | 2397.2465 | 975.275 | 1.4719 | 0.73704 | 3442.31 | 1151.5343 | 28.9706 | No | No | No | 860.4347 | Drop | NA | NA | NA | NA | NA | NA | 5.628% | M | 1151.5343 | 2.6124 | 1.5741 | 2490.3044 | NA | NA | 9 | NA | NA | NA | NA | NA | NA | NA | NA | NA | NA
5 | 600 | 603 | 600 603 Heat Pump Water Heater (air source) / School | 0 | 0 | -707.0626 | -306.1771 | -318.9029 | -249.4944 | -260.414 | -241.3834 | -213.9702 | -196.56 | -189.0135 | -224.4215 | -195.3487 | -206.6268 | -144.8512 | -224.4888 | -195.8826 | 0 | 0 | 0 | 0 | 0 | 0 | 0 | 0 | 0 | 0 | 0 | 0 | 0 | -3874.5981 | -2835.3227 | 0.62359 | NA | 717.44 | 5918.3632 | 1.1748 | No | Yes | Yes | NA | Drop | NA | NA | NA | NA | NA | NA | 53.86% | N | 5918.3632 | 0.63849 | 0.75019 | 1801.785 | NA | NA | 9.0909 | NA | NA | NA | NA | NA | NA | NA | NA | NA | NA
5 | 600 | 606 | 600 606 Demand controlled circulating systems / School | 0 | 0 | -412.4591 | -21.4528 | -22.4778 | -17.4539 | -17.9058 | -17.4823 | -15.3604 | -14.0261 | -13.5428 | -15.5942 | -14.2057 | -14.8225 | -10.8913 | -16.3513 | -13.9289 | 0 | 0 | 0 | 0 | 0 | 0 | 0 | 0 | 0 | 0 | 0 | 0 | 0 | -637.9548 | -563.5096 | 0.37087 | NA | 104.62 | 419.0008 | 2.4198 | No | No | Yes | NA | Drop | NA | NA | NA | NA | NA | NA | 20.64% | N | 419.0008 | 0.045652 | 0.053111 | 938.8248 | NA | NA | 45.4545 | NA | NA | NA | NA | NA | NA | NA | NA | NA | NA
5 | 600 | 608 | 600 608 Heat Recovery Unit / School | 0 | 0 | -737.0581 | -335.4085 | -349.7134 | -273.0204 | -285.2918 | -265.621 | -234.3658 | -215.2805 | -207.3282 | -245.9114 | 0 | 0 | 0 | 0 | 0 | 0 | 0 | 0 | 0 | 0 | 0 | 0 | 0 | 0 | 0 | 0 | 0 | 0 | -3148.9988 | -2568.5264 | 0.58498 | NA | 818 | 6483.4338 | 1.2227 | No | Yes | Yes | NA | Drop | NA | NA | NA | NA | NA | NA | 52.32% | N | 6483.4338 | 0.70192 | 0.82181 | 1066.8464 | NA | NA | 0.90909 | NA | NA | NA | NA | NA | NA | NA | NA | NA | NA
5 | 600 | 609 | 600 609 Heat Trap / School | 0 | 0 | -430.5853 | -38.7697 | -40.4994 | -31.8365 | -32.9537 | -31.793 | -27.3228 | -25.4941 | -23.6981 | -28.6515 | 0 | 0 | 0 | 0 | 0 | 0 | 0 | 0 | 0 | 0 | 0 | 0 | 0 | 0 | 0 | 0 | 0 | 0 | -711.604 | -643.881 | 0.39762 | NA | 1.94 | 758.6859 | 0.024781 | Yes | Yes | Yes | NA | Drop | NA | NA | NA | NA | NA | NA | 88.49% | N | 758.6859 | 0.082425 | 0.096168 | 1066.8464 | NA | NA | 0.90909 | NA | NA | NA | NA | NA | NA | NA | NA | NA | NA
5 | 600 | 610 | 600 610 Hot Water Pipe Insulation / School | 0 | 0 | -398.7935 | -8.1425 | -8.9659 | -6.477 | -7.0169 | -7.0161 | -6.4178 | -5.744 | -4.7005 | -5.8713 | -5.7204 | -5.986 | -4.2885 | -6.3302 | -5.6966 | 0 | 0 | 0 | 0 | 0 | 0 | 0 | 0 | 0 | 0 | 0 | 0 | 0 | -487.1673 | -457.8724 | 0.2244 | NA | 51.77 | 165.7196 | 3.0275 | No | No | No | NA | Drop | NA | NA | NA | NA | NA | NA | 16.07% | M | 165.7196 | 0.018002 | 0.021006 | 1066.8464 | NA | NA | 0.90909 | NA | NA | NA | NA | NA | NA | NA | NA | NA | NA
5 | 700 | 701 | 700 701 PC Manual Power Management Enabling / School | 0 | 0 | -521.4807 | -127.2797 | -132.9828 | -90.4516 | 0 | 0 | 0 | 0 | 0 | 0 | 0 | 0 | 0 | 0 | 0 | 0 | 0 | 0 | 0 | 0 | 0 | 0 | 0 | 0 | 0 | 0 | 0 | 0 | -872.1947 | -833.3143 | 0.39923 | NA | 84.03 | 2555.8457 | 0.31863 | Yes | Yes | Yes | NA | Drop | NA | NA | NA | NA | NA | NA | 79.32% | N | 2555.8457 | 0.14751 | 0.45428 | 2490.3044 | NA | NA | 90.9091 | NA | NA | NA | NA | NA | NA | NA | NA | NA | NA
5 | 700 | 702 | 700 702 PC Network Power Management Enabling / School | 0 | 0 | -521.4807 | -127.2797 | -132.9828 | -90.4516 | 0 | 0 | 0 | 0 | 0 | 0 | 0 | 0 | 0 | 0 | 0 | 0 | 0 | 0 | 0 | 0 | 0 | 0 | 0 | 0 | 0 | 0 | 0 | 0 | -872.1947 | -833.3143 | 0.39923 | NA | 42.02 | 2555.8457 | 0.15933 | Yes | Yes | Yes | NA | Drop | NA | NA | NA | NA | NA | NA | 83.97% | N | 2555.8457 | 0.14751 | 0.45428 | 2490.3044 | NA | NA | NA | NA | NA | NA | NA | NA | NA | NA | NA | NA | NA
5 | 710 | 711 | 710 711 Energy Star or Better Monitor / School | 0 | 0 | -579.3309 | -182.6123 | -190.637 | -130.185 | 0 | 0 | 0 | 0 | 0 | 0 | 0 | 0 | 0 | 0 | 0 | 0 | 0 | 0 | 0 | 0 | 0 | 0 | 0 | 0 | 0 | 0 | 0 | 0 | -1082.7651 | -1026.9303 | 0.43674 | NA | 0 | 3674.0149 | 0 | Yes | Yes | Yes | NA | Drop | NA | NA | NA | NA | NA | NA | 90% | M | 3674.0149 | 0.32209 | 0.653 | 221.3604 | NA | NA | 7.6923 | NA | NA | NA | NA | NA | NA | NA | NA | NA | NA
5 | 710 | 712 | 710 712 Monitor Power Management Enabling / School | 0 | 0 | -512.9843 | -118.927 | -124.7395 | -85.0903 | 0 | 0 | 0 | 0 | 0 | 0 | 0 | 0 | 0 | 0 | 0 | 0 | 0 | 0 | 0 | 0 | 0 | 0 | 0 | 0 | 0 | 0 | 0 | 0 | -841.7412 | -805.2569 | 0.39246 | NA | 79.83 | 2398.277 | 0.32259 | Yes | Yes | Yes | NA | Drop | NA | NA | NA | NA | NA | NA | 79.32% | N | 2398.277 | 0.13842 | 0.42627 | 1328.1623 | NA | NA | 50 | NA | NA | NA | NA | NA | NA | NA | NA | NA | NA
5 | 720 | 722 | 720 722 Monitor Power Management Enabling / School | 0 | 0 | -390.3966 | -0.14297 | -0.17184 | 0.067919 | 0 | 0 | 0 | 0 | 0 | 0 | 0 | 0 | 0 | 0 | 0 | 0 | 0 | 0 | 0 | 0 | 0 | 0 | 0 | 0 | 0 | 0 | 0 | 0 | -390.6435 | -390.6262 | 0.0023859 | NA | 4.2 | 3.9717 | 10.2485 | No | No | No | NA | Drop | NA | NA | NA | NA | NA | NA | 5.628% | N | 3.9717 | 0.00022922 | 0.00070593 | 1328.1623 | NA | NA | 50 | NA | NA | NA | NA | NA | NA | NA | NA | NA | NA
5 | 730 | 732 | 730 732 Copier Power Management Enabling / School | 0 | 0 | -397.9964 | -7.6026 | -8.2433 | -5.158 | -5.6221 | -5.6119 | 0 | 0 | 0 | 0 | 0 | 0 | 0 | 0 | 0 | 0 | 0 | 0 | 0 | 0 | 0 | 0 | 0 | 0 | 0 | 0 | 0 | 0 | -430.2343 | -425.1636 | 0.11527 | NA | 32.55 | 158.4566 | 1.9908 | No | Yes | Yes | NA | Drop | NA | NA | NA | NA | NA | NA | 30.34% | N | 158.4566 | 0.0091453 | 0.028164 | 2191.4679 | NA | NA | 363.636 | NA | NA | NA | NA | NA | NA | NA | NA | NA | NA
5 | 740 | 741 | 740 741 Printer Power Management Enabling / School | 0 | 0 | -470.0531 | -77.2649 | -80.4768 | -54.609 | -55.5702 | 0 | 0 | 0 | 0 | 0 | 0 | 0 | 0 | 0 | 0 | 0 | 0 | 0 | 0 | 0 | 0 | 0 | 0 | 0 | 0 | 0 | 0 | 0 | -737.9739 | -702.1369 | 0.3849 | NA | 154.91 | 1552.6291 | 0.96693 | Yes | Yes | Yes | NA | Drop | NA | NA | NA | NA | NA | NA | 60.03% | N | 1552.6291 | 0.08961 | 0.27597 | 1527.3867 | NA | NA | 111.111 | NA | NA | NA | NA | NA | NA | NA | NA | NA | NA
5 | 800 | 801 | 800 801 Convection Oven / School | 0 | 0 | -403.8892 | -13.274 | -14.18 | -10.8851 | -11.2944 | -10.9465 | -10.0486 | -8.8474 | -8.1215 | -9.388 | 0 | 0 | 0 | 0 | 0 | 0 | 0 | 0 | 0 | 0 | 0 | 0 | 0 | 0 | 0 | 0 | 0 | 0 | -500.8748 | -477.5535 | 0.23731 | NA | 602326.3 | 264.485 | 22070.6321 | No | No | No | NA | Drop | NA | NA | NA | NA | NA | NA | 5.628% | N | 264.485 | 0.010996 | 0.01761 | 2193.1391 | NA | NA | NA | NA | NA | NA | NA | NA | NA | NA | NA | NA | NA
5 | 810 | 811 | 810 811 Efficient Fryer / School | 0 | 0 | -393.3005 | -2.7441 | -3.0667 | -2.007 | -1.6709 | -2.2158 | -1.5036 | -1.5677 | -1.1066 | -1.5984 | 0 | 0 | 0 | 0 | 0 | 0 | 0 | 0 | 0 | 0 | 0 | 0 | 0 | 0 | 0 | 0 | 0 | 0 | -410.7815 | -406.7914 | 0.0868 | NA | 275142.7 | 61.7369 | 43191.3633 | No | No | No | NA | Drop | NA | NA | NA | NA | NA | NA | 5.628% | N | 61.7369 | 0.0025667 | 0.0041106 | 2193.1391 | NA | NA | NA | NA | NA | NA | NA | NA | NA | NA | NA | NA | NA
5 | 900 | 901 | 900 901 Vending Misers (cooled machines only) / School | 0 | 0 | -442.8571 | -50.7134 | -52.8031 | -41.4312 | -42.6661 | -40.4022 | -35.5896 | -33.0517 | -31.0276 | -36.951 | 0 | 0 | 0 | 0 | 0 | 0 | 0 | 0 | 0 | 0 | 0 | 0 | 0 | 0 | 0 | 0 | 0 | 0 | -807.4927 | -719.7475 | 0.43254 | NA | 117.49 | 981.7751 | 1.1598 | No | Yes | Yes | NA | Drop | NA | NA | NA | NA | NA | NA | 53.86% | N | 981.7751 | 0.058152 | 0.11604 | 2324.2841 | NA | NA | 90.9091 | NA | NA | NA | NA | NA | NA | NA | NA | NA | NA
6 | 110 | 111 | 110 111 Premium T8, Electronic Ballast / College | 0 | 0 | -730.6848 | -328.0874 | -345.1726 | -127.4355 | -95.2166 | -72.7267 | 20.0645 | 74.6872 | 80.2177 | -46.5116 | 15.3964 | -49.6322 | 150.639 | -68.8183 | 4.6054 | -34.6722 | 107.4918 | 129.169 | 148.1173 | 157.5485 | 181.625 | 70.42 | 83.516 | 2.5323 | 8.3735 | 76.4413 | 23.7843 | 311.5925 | -252.7373 | -1127.689 | 0.91351 | NA | 10518.07 | 7248.8464 | 14.0621 | No | No | No | NA | Drop | NA | NA | NA | NA | NA | NA | 5.628% | M | 7248.8464 | 2.2616 | 1.1509 | 2936.6302 | NA | NA | 18.1818 | NA | NA | NA | NA | NA | NA | NA | NA | NA | NA
6 | 110 | 114 | 110 114 Continuous Dimming / College | 0 | 0 | -1199.6527 | -780.8687 | -817.7827 | -479.8843 | -459.5807 | -408.281 | -267.6774 | -182.6111 | -166.3557 | -356.7024 | -246.8397 | -336.5777 | -27.9964 | -380.4669 | -260.4557 | -315.9594 | -104.7312 | -60.6689 | -25.3714 | 2.3858 | 47.9768 | -125.2852 | 0 | 0 | 0 | 0 | 0 | 0 | -6953.3873 | -5115.2058 | 0.79671 | NA | 60563.95 | 16106.7866 | 36.4409 | No | No | No | NA | Drop | NA | NA | NA | NA | NA | NA | 5.628% | N | 16106.7866 | 3.5869 | 1.6572 | 1160.4421 | NA | NA | NA | NA | NA | NA | NA | NA | NA | NA | NA | NA | NA
6 | 110 | 115 | 110 115 Lighting Control Tuneup / College | 0 | 0 | -473.4653 | -80.5705 | -84.3769 | -47.9052 | -45.2739 | -40.5031 | 0 | 0 | 0 | 0 | 0 | 0 | 0 | 0 | 0 | 0 | 0 | 0 | 0 | 0 | 0 | 0 | 0 | 0 | 0 | 0 | 0 | 0 | -772.0948 | -728.1377 | 0.4595 | NA | 144 | 1669.6075 | 0.83586 | Yes | Yes | Yes | NA | Drop | NA | NA | NA | NA | NA | NA | 64.62% | N | 1669.6075 | 0.38513 | 0.17178 | 386.814 | NA | NA | 0.47619 | NA | NA | NA | NA | NA | NA | NA | NA | NA | NA
6 | 120 | 121 | 120 121 ROB Premium T8, 1EB / College | 0 | 0 | -537.4094 | -141.8083 | -149.8011 | -55.3535 | -41.3391 | -31.9046 | 9.0031 | 31.3724 | 34.8023 | -20.0065 | 6.2789 | -21.9353 | 64.4835 | -29.7327 | 2.8209 | -15.5524 | 46.9612 | 54.577 | 64.4095 | 68.2096 | 77.8569 | 30.8756 | 36.1339 | 1.9806 | 3.2257 | 32.0497 | 11.3112 | 135.2974 | -333.1941 | -711.0038 | 0.87859 | NA | 1016.06 | 3132.7168 | 3.1433 | No | No | No | NA | Drop | NA | NA | NA | NA | NA | NA | 15.66% | M | 3132.7168 | 0.97738 | 0.49738 | 1223.5959 | NA | NA | 18.1818 | NA | NA | NA | NA | NA | NA | NA | NA | NA | NA
6 | 120 | 122 | 120 122 ROB Premium T8, EB, Reflector / College | 0 | 0 | -984.6894 | -572.5494 | -603.6435 | -222.3955 | -167.1224 | -127.3056 | 34.801 | 130.5768 | 140.1424 | -81.1198 | 26.6899 | -88.0297 | 262.3653 | -119.7142 | 8.4182 | -60.507 | 186.6837 | 225.414 | 258.6617 | 276.0367 | 317.3202 | 122.0502 | 148.6147 | 4.3857 | 17.371 | 135.6177 | 43.1902 | 545.8687 | -142.8687 | -1677.8138 | 0.92531 | NA | 3483.62 | 12651.8813 | 2.6685 | No | No | Yes | NA | Drop | NA | NA | NA | NA | NA | NA | 18.23% | M | 12651.8813 | 3.9473 | 2.0087 | 257.876 | NA | NA | 18.1818 | NA | NA | NA | NA | NA | NA | NA | NA | NA | NA
6 | 120 | 123 | 120 123 Occupancy Sensor / College | 0 | 0 | -575.2559 | -177.9871 | -187.7685 | -58.9589 | -37.8146 | -25.0708 | 29.5273 | 61.8059 | 64.5356 | -10.3099 | 25.3674 | -14.555 | 104.8727 | -24.3721 | 19.0225 | -5.5367 | 79.9523 | 91.3312 | 0 | 0 | 0 | 0 | 0 | 0 | 0 | 0 | 0 | 0 | -641.2148 | -799.8374 | 0.86328 | NA | 6531.79 | 4003.5723 | 15.8113 | No | No | No | NA | Drop | NA | NA | NA | NA | NA | NA | 5.628% | M | 4003.5723 | 1.3349 | 0.41192 | 590.3994 | NA | NA | 50 | NA | NA | NA | NA | NA | NA | NA | NA | NA | NA
6 | 120 | 124 | 120 124 Lighting Control Tuneup / College | 0 | 0 | -441.2517 | -49.4466 | -51.6998 | -30.0176 | -29.0236 | -25.744 | 0 | 0 | 0 | 0 | 0 | 0 | 0 | 0 | 0 | 0 | 0 | 0 | 0 | 0 | 0 | 0 | 0 | 0 | 0 | 0 | 0 | 0 | -627.1831 | -599.5973 | 0.3855 | NA | 144 | 1022.3753 | 1.365 | No | Yes | Yes | NA | Drop | NA | NA | NA | NA | NA | NA | 47.94% | N | 1022.3753 | 0.22768 | 0.10519 | 128.938 | NA | NA | 0.47619 | NA | NA | NA | NA | NA | NA | NA | NA | NA | NA
6 | 130 | 131 | 130 131 CFL Screw-in 18W / College | 0 | 0 | -2866.5392 | -2375.9842 | -2520.1192 | -313.8152 | 0 | 0 | 0 | 0 | 0 | 0 | 0 | 0 | 0 | 0 | 0 | 0 | 0 | 0 | 0 | 0 | 0 | 0 | 0 | 0 | 0 | 0 | 0 | 0 | -8076.4578 | -7581.7192 | 0.66133 | NA | 6787.45 | 56388.873 | 1.1665 | No | Yes | Yes | NA | Drop | NA | NA | NA | NA | NA | NA | 53.86% | M | 56388.873 | 22.5793 | 15.1765 | 109.9822 | NA | NA | 27 | NA | NA | NA | NA | NA | NA | NA | NA | NA | NA
6 | 150 | 151 | 150 151 PSMH, 250W, magnetic ballast / College | 0 | 0 | -1051.4746 | -638.1236 | -668.3856 | -391.282 | -375.5103 | -334.3196 | -218.7004 | -149.0405 | -136.0659 | -291.6655 | -201.69 | -274.753 | -22.9818 | -311.4018 | -212.8165 | -258.5756 | -85.7074 | -49.0409 | -20.0351 | 2.9401 | 0 | 0 | 0 | 0 | 0 | 0 | 0 | 0 | -5688.6298 | -4234.3658 | 0.78334 | NA | 803.56 | 13160.4148 | 0.59174 | Yes | Yes | Yes | NA | Drop | NA | NA | NA | NA | NA | NA | 71.84% | M | 13160.4148 | 2.9308 | 1.354 | 767.9437 | NA | NA | 9.0909 | NA | NA | NA | NA | NA | NA | NA | NA | NA | NA
6 | 150 | 152 | 150 152 PSMH, 250 W, electronic ballast / College | 0 | 0 | -1154.4289 | -737.8349 | -772.6619 | -453.3814 | -433.6184 | -385.491 | -252.1703 | -172.4962 | -157.9764 | -336.6651 | -233.5675 | -317.3378 | -26.3096 | -359.3611 | -245.8214 | -298.3081 | -98.7709 | -57.6304 | -23.3384 | 2.4446 | 0 | 0 | 0 | 0 | 0 | 0 | 0 | 0 | -6514.7247 | -4833.5509 | 0.78547 | NA | 4123.07 | 15212.287 | 2.6267 | No | No | Yes | NA | Drop | NA | NA | NA | NA | NA | NA | 18.64% | M | 15212.287 | 3.3877 | 1.5651 | 800.2781 | NA | NA | 10 | NA | NA | NA | NA | NA | NA | NA | NA | NA | NA
6 | 150 | 153 | 150 153 High Bay T5 / College | 0 | 0 | -1214.2924 | -793.2304 | -836.1064 | -308.5376 | -231.1392 | -175.9273 | 47.9725 | 181.3807 | 192.8654 | -112.961 | 36.2399 | -122.0971 | 363.4093 | -165.0655 | 11.2798 | -82.8387 | 259.2643 | 311.61 | 358.8113 | 382.1705 | 0 | 0 | 0 | 0 | 0 | 0 | 0 | 0 | -1897.1919 | -2595.0083 | 0.89978 | NA | 1832.48 | 17521.8003 | 1.0135 | No | Yes | Yes | NA | Drop | NA | NA | NA | NA | NA | NA | 58.49% | N | 17521.8003 | 5.4666 | 2.7819 | 767.9437 | NA | NA | 36.364 | NA | NA | NA | NA | NA | NA | NA | NA | NA | NA
6 | 160 | 161 | 160 161 LED Exit Sign / College | 0 | 0 | -391.4437 | -0.52871 | -1.2213 | 3.4325 | 5.0495 | 4.2435 | 7.027 | 8.0931 | 8.0956 | 5.1754 | 6.5458 | 4.3557 | 8.1757 | 3.5321 | 5.6096 | 3.7423 | 0 | 0 | 0 | 0 | 0 | 0 | 0 | 0 | 0 | 0 | 0 | 0 | -320.116 | -350.3416 | 0.21362 | NA | 106.43 | 44.0383 | 23.4216 | No | No | No | NA | Drop | NA | NA | NA | NA | NA | NA | 5.628% | N | 44.0383 | 0.046508 | 0.0060194 | 4046.6432 | NA | NA | NA | NA | NA | NA | NA | NA | NA | NA | NA | NA | NA
6 | 200 | 201 | 200 201 High Pressure Sodium 250W Lamp / College | 0 | 0 | -482.7009 | -89.6256 | -93.2478 | -72.9705 | -75.2293 | 0 | 0 | 0 | 0 | 0 | 0 | 0 | 0 | 0 | 0 | 0 | 0 | 0 | 0 | 0 | 0 | 0 | 0 | 0 | 0 | 0 | 0 | 0 | -813.774 | -768.1805 | 0.37425 | NA | 697.95 | 1731.3476 | 3.9068 | No | No | No | NA | Drop | NA | NA | NA | NA | NA | NA | 12.9% | M | 1731.3476 | 0.018532 | 0.060648 | 5706.3794 | NA | NA | NA | NA | NA | NA | NA | NA | NA | NA | NA | NA | NA
6 | 200 | 202 | 200 202 Outdoor Lighting Controls (Photocell/Timeclock) / College | 0 | 0 | -463.2578 | -70.638 | -73.7644 | -57.4356 | -60.1216 | 0 | 0 | 0 | 0 | 0 | 0 | 0 | 0 | 0 | 0 | 0 | 0 | 0 | 0 | 0 | 0 | 0 | 0 | 0 | 0 | 0 | 0 | 0 | -725.2173 | -689.0801 | 0.34496 | NA | 126.47 | 1367.7071 | 0.89615 | Yes | Yes | Yes | NA | Drop | NA | NA | NA | NA | NA | NA | 63.09% | N | 1367.7071 | 0.01464 | 0.04791 | 564.9804 | NA | NA | 22.7273 | NA | NA | NA | NA | NA | NA | NA | NA | NA | NA
6 | 210 | 211 | 210 211 Outdoor Lighting Controls (Photocell/Timeclock) / College | 0 | 0 | -513.8761 | -120.0203 | -124.7266 | -97.3402 | -101.3519 | 0 | 0 | 0 | 0 | 0 | 0 | 0 | 0 | 0 | 0 | 0 | 0 | 0 | 0 | 0 | 0 | 0 | 0 | 0 | 0 | 0 | 0 | 0 | -957.3151 | -896.2058 | 0.40638 | NA | 385.48 | 2314.4801 | 1.6141 | No | Yes | Yes | NA | Drop | NA | NA | NA | NA | NA | NA | 40.69% | N | 2314.4801 | 0.024775 | 8.1077e-08 | 564.9804 | NA | NA | 22.7273 | NA | NA | NA | NA | NA | NA | NA | NA | NA | NA
6 | 300 | 301 | 300 301 Centrifugal Chiller, 0.51 kW/ton, 500 tons / College | 0 | 0 | -574.8158 | -178.0825 | -187.5823 | -65.0167 | -46.0025 | -33.5072 | 19.2347 | 49.1877 | 52.6989 | -18.8253 | 15.4216 | -22.0433 | 91.5431 | -31.949 | 9.6915 | -13.611 | 67.7646 | 79.6893 | 89.9939 | 95.3063 | 0 | 0 | 0 | 0 | 0 | 0 | 0 | 0 | -600.9037 | -820.2157 | 0.86687 | NA | 1076.59 | 3965.2125 | 2.6313 | No | No | Yes | NA | Drop | NA | NA | NA | NA | NA | NA | 18.64% | M | 3965.2125 | 1.2748 | 0.0049607 | 2248.7299 | NA | NA | NA | NA | NA | NA | NA | NA | NA | NA | NA | NA | NA
6 | 300 | 302 | 300 302 High Efficiency Chiller Motors / College | 0 | 0 | -441.7917 | -49.8617 | -51.99 | -32.2353 | -31.2461 | -28.7674 | -20.3142 | -15.3711 | -14.3877 | -24.7801 | -18.6525 | -23.537 | -6.145 | -27.5698 | -19.9564 | -23.0572 | -10.0551 | -7.6884 | -4.8055 | -3.5651 | 0 | 0 | 0 | 0 | 0 | 0 | 0 | 0 | -855.7771 | -716.4416 | 0.6184 | NA | 381.53 | 1021.8664 | 3.6184 | No | No | No | NA | Drop | NA | NA | NA | NA | NA | NA | 13.87% | N | 1021.8664 | 0.21214 | 0 | 2381.0081 | NA | NA | 5.4546 | NA | NA | NA | NA | NA | NA | NA | NA | NA | NA
6 | 300 | 304 | 300 304 EMS - Chiller / College | 0 | 0 | -571.4416 | -175.0823 | -182.7403 | -117.2395 | -115.7087 | -105.2237 | -77.679 | -61.9414 | -57.648 | -93.1794 | 0 | 0 | 0 | 0 | 0 | 0 | 0 | 0 | 0 | 0 | 0 | 0 | 0 | 0 | 0 | 0 | 0 | 0 | -1557.8842 | -1342.5241 | 0.62383 | NA | 1174.47 | 3554.3583 | 3.2023 | No | No | No | NA | Drop | NA | NA | NA | NA | NA | NA | 15.25% | N | 3554.3583 | 0.70236 | 0.080825 | 199.5549 | NA | NA | 36.3636 | NA | NA | NA | NA | NA | NA | NA | NA | NA | NA
6 | 300 | 305 | 300 305 Chiller Tune Up/Diagnostics / College | 0 | 0 | -466.9024 | -71.331 | -79.3608 | 206.1922 | 298.342 | 303.8588 | 435.6574 | 506.282 | 497.81 | 317.7853 | 0 | 0 | 0 | 0 | 0 | 0 | 0 | 0 | 0 | 0 | 0 | 0 | 0 | 0 | 0 | 0 | 0 | 0 | 1948.3336 | 1129.5398 | 1.4042 | 2.8496 | 1000 | 2688.3438 | 3.6049 | No | No | No | 445.2072 | Keep | 445.2072 | 2 | 445.2072 | 44.52% | 390 | 2 | 13.87% | N | 2688.3438 | 3.0475 | 0.030564 | 992.0867 | 68.8023 | 434 | 434 | 13.02 | 34.72 | 69.44 | 130.2 | 217 | 303.8 | 364.56 | 399.28 | 420.98 | 434
6 | 300 | 306 | 300 306 VSD for Chiller Pumps and Towers / College | 0 | 0 | -561.3414 | -164.9142 | -172.3783 | -110.2498 | -109.2362 | -99.4509 | -73.7147 | -58.2948 | -53.9398 | -88.3371 | -67.693 | -82.2202 | -27.1091 | -91.9506 | -70.1368 | 0 | 0 | 0 | 0 | 0 | 0 | 0 | 0 | 0 | 0 | 0 | 0 | 0 | -1830.9668 | -1448.7664 | 0.67355 | NA | 822.13 | 3354.0312 | 2.3755 | No | No | Yes | NA | Drop | NA | NA | NA | NA | NA | NA | 21.4% | N | 3354.0312 | 0.66279 | 0.019068 | 1224.8501 | NA | NA | 90.9091 | NA | NA | NA | NA | NA | NA | NA | NA | NA | NA
6 | 300 | 307 | 300 307 EMS Optimization / College | 0 | 0 | -478.6066 | -85.4764 | -89.5427 | -69.564 | -72.375 | 0 | 0 | 0 | 0 | 0 | 0 | 0 | 0 | 0 | 0 | 0 | 0 | 0 | 0 | 0 | 0 | 0 | 0 | 0 | 0 | 0 | 0 | 0 | -795.5647 | -751.8755 | 0.36837 | NA | 300 | 1653.9417 | 1.7579 | No | Yes | Yes | NA | Drop | NA | NA | NA | NA | NA | NA | 36.31% | N | 1653.9417 | 0.081721 | 0.0094041 | 992.0867 | NA | NA | 44.4444 | NA | NA | NA | NA | NA | NA | NA | NA | NA | NA
6 | 300 | 308 | 300 308 Aerosol Duct Sealing / College | 0 | 0 | -568.7197 | -172.9275 | -180.0628 | -140.6388 | -146.9208 | -136.9816 | -121.3982 | -110.7965 | -106.6883 | -126.5654 | -110.6478 | -117.0378 | -81.6314 | -127.2485 | -111.1111 | 0 | 0 | 0 | 0 | 0 | 0 | 0 | 0 | 0 | 0 | 0 | 0 | 0 | -2359.3764 | -1771.5716 | 0.59961 | NA | 384.05 | 3342.6694 | 1.1135 | No | Yes | Yes | NA | Drop | NA | NA | NA | NA | NA | NA | 55.4% | M | 3342.6694 | 0.20841 | 0.22858 | 1289.7127 | NA | NA | 0.30303 | NA | NA | NA | NA | NA | NA | NA | NA | NA | NA
6 | 300 | 309 | 300 309 Duct/Pipe Insulation / College | 0 | 0 | -423.1455 | -32.054 | -33.3716 | -21.1921 | -20.7421 | -19.6536 | -14.5045 | -10.83 | -10.5954 | -16.6684 | 0 | 0 | 0 | 0 | 0 | 0 | 0 | 0 | 0 | 0 | 0 | 0 | 0 | 0 | 0 | 0 | 0 | 0 | -602.7572 | -563.6236 | 0.41979 | NA | 30756 | 650.3382 | 458.3261 | No | No | No | NA | Drop | NA | NA | NA | NA | NA | NA | 5.628% | M | 650.3382 | 0.12851 | 0.0036972 | 1190.5041 | NA | NA | NA | NA | NA | NA | NA | NA | NA | NA | NA | NA | NA
6 | 300 | 311 | 300 311 Window Film (Standard) / College | 0 | 0 | -462.8847 | -69.532 | -74.6191 | 7.8039 | 25.927 | 31.4573 | 67.4416 | 87.0759 | 87.9853 | 38.771 | 0 | 0 | 0 | 0 | 0 | 0 | 0 | 0 | 0 | 0 | 0 | 0 | 0 | 0 | 0 | 0 | 0 | 0 | -260.5739 | -366.5278 | 0.81349 | NA | 1304.75 | 1760.7679 | 7.1814 | No | No | No | NA | Drop | NA | NA | NA | NA | NA | NA | 7.043% | M | 1760.7679 | 0.83669 | -0.061381 | 1819.0743 | NA | NA | 46.6667 | NA | NA | NA | NA | NA | NA | NA | NA | NA | NA
6 | 300 | 313 | 300 313 Ceiling Insulation / College | 0 | 0 | -517.1987 | -119.8373 | -132.0974 | 253.8637 | 373.4273 | 383.1286 | 559.0597 | 654.3815 | 644.1656 | 402.8593 | 489.9959 | 344.8751 | 720.9505 | 348.3985 | 466.9102 | 278.2555 | 659.5377 | 679.7096 | 700.4358 | 693.9493 | 0 | 0 | 0 | 0 | 0 | 0 | 0 | 0 | 7884.7702 | 3607.2525 | 1.5668 | 2.3343 | 3843 | 4105.0424 | 9.0727 | No | No | No | 2995.8436 | Keep | 2995.8436 | 2 | 2995.8436 | 77.96% | 390 | 2 | 5.86% | M | 4105.0424 | 1.749 | 3.9404 | 793.6694 | 23.2528 | 15 | 15 | 3.1403 | 6.0716 | 8.6258 | 10.7033 | 12.2807 | 13.3987 | 14.1383 | 14.595 | 14.8583 | 15
6 | 300 | 314 | 300 314 Roof Insulation / College | 0 | 0 | -450.8535 | -57.982 | -61.9855 | 13.8475 | 32.0124 | 35.9115 | 69.6397 | 88.0302 | 88.7586 | 43.1671 | 61.7098 | 35.8063 | 106.4995 | 33.272 | 57.4725 | 38.3604 | 94.3268 | 99.3143 | 105.7397 | 106.2039 | 0 | 0 | 0 | 0 | 0 | 0 | 0 | 0 | 539.2515 | -24.1514 | 0.99065 | NA | 1505.52 | 1507.2182 | 9.6804 | No | No | No | NA | Drop | NA | NA | NA | NA | NA | NA | 5.695% | M | 1507.2182 | 0.77682 | 0.032568 | 793.6694 | NA | NA | NA | NA | NA | NA | NA | NA | NA | NA | NA | NA | NA
6 | 300 | 317 | 300 317 Thermal Energy Storage (TES) Positive / College | 0 | 0 | -606.2966 | -214.7964 | -224.8707 | -142.5501 | -158.0599 | -141.7186 | -115.1826 | -93.7967 | -76.7808 | -111.2227 | -85.6042 | -93.4809 | -43.9322 | -114.6384 | -87.3385 | -65.2683 | -62.4267 | -48.6655 | -34.8979 | -16.9994 | -3.5663 | -35.7561 | -17.4339 | -45.4153 | -58.3641 | -21.4142 | -14.7932 | 23.8559 | -2711.4141 | -1924.5693 | 0.78658 | NA | 7365.58 | 4944.9452 | 14.4354 | No | No | No | NA | Drop | NA | NA | NA | NA | NA | NA | 5.628% | M | -2103.4417 | 7.3155 | 0.02455 | 529.1129 | NA | NA | NA | NA | NA | NA | NA | NA | NA | NA | NA | NA | NA
6 | 300 | 317 | 300 317 Thermal Energy Storage (TES) Negative / College | 0 | 0 | 431.2119 | 415.9233 | 430.9348 | 451.1387 | 492.1036 | 476.3485 | 476.5604 | 480.6284 | 470.9971 | 455.8189 | 438.6285 | 417.1551 | 424.6609 | 442.1373 | 435.4993 | 443.5008 | 445.672 | 431.918 | 419.708 | 408.985 | 397.885 | 387.86 | 382.775 | 375.967 | 370.863 | 362.44 | 391.033 | 415.335 | 11973.6885 | 5971.4954 | 0.51439 | NA | 0 | 7048.387 | 0 | Yes | Yes | Yes | NA | Drop | NA | NA | NA | NA | NA | NA | 90% | M |  |  |  | 0 | NA | NA | NA | NA | NA | NA | NA | NA | NA | NA | NA | NA | NA
6 | 320 | 321 | 320 321 DX Packaged System, EER=10.9, 10 tons / College | 0 | 0 | -515.0975 | -119.7807 | -127.6241 | 28.1759 | 64.9827 | 74.4893 | 143.13 | 181.4956 | 181.4484 | 87.9766 | 126.424 | 73.2321 | 219.1485 | 67.5847 | 117.1043 | 0 | 0 | 0 | 0 | 0 | 0 | 0 | 0 | 0 | 0 | 0 | 0 | 0 | 602.69 | 49.9116 | 1.0121 | 1.4627 | 2583.82 | 3094.5619 | 8.0918 | No | No | No | 44.0155 | Keep | 1945.1961 | 2 | 49.9116 | 75.28% | 390 | 7.9355 | 6.368% | M | 3094.5619 | 1.5915 | 0 | 707.6957 | 22.5347 | 22.5347 | -1 | 4.7176 | 9.1214 | 12.9586 | 16.0797 | 18.4494 | 20.1289 | 21.2401 | 21.9263 | 22.3218 | 22.5347
6 | 320 | 322 | 320 322 Hybrid Dessicant-DX System (Trane CDQ) / College | 0 | 0 | -1477.6764 | -1052.5784 | -1095.4944 | -827.9306 | -859.743 | -794.3692 | -687.4262 | -620.2292 | -595.3754 | -735.1189 | -625.8923 | -674.6635 | -437.4176 | -737.2264 | -630.9181 | 0 | 0 | 0 | 0 | 0 | 0 | 0 | 0 | 0 | 0 | 0 | 0 | 0 | -11852.0592 | -8488.8218 | 0.66342 | NA | 9655.48 | 20574.3069 | 4.5481 | No | No | No | NA | Drop | NA | NA | NA | NA | NA | NA | 11.2% | N | 20574.3069 | 2.9651 | 0 | 786.3285 | NA | NA | 148 | NA | NA | NA | NA | NA | NA | NA | NA | NA | NA
6 | 320 | 323 | 320 323 Geothermal Heat Pump, EER=13, 10 tons / College | 0 | 0 | -955.6286 | -547.1386 | -570.2876 | -430.2629 | -446.7952 | -413.4844 | -356.982 | -322.5423 | -309.0555 | -381.925 | -325.057 | -350.3715 | -228.0853 | -383.3876 | -327.5433 | 0 | 0 | 0 | 0 | 0 | 0 | 0 | 0 | 0 | 0 | 0 | 0 | 0 | -6348.5463 | -4600.4734 | 0.65429 | NA | 23190.6 | 10703.3484 | 20.9979 | No | No | No | NA | Drop | NA | NA | NA | NA | NA | NA | 5.628% | N | 10703.3484 | 1.5444 | 0.085193 | 778.4652 | NA | NA | NA | NA | NA | NA | NA | NA | NA | NA | NA | NA | NA
6 | 320 | 326 | 320 326 DX Tune Up/ Advanced Diagnostics / College | 0 | 0 | -515.5565 | -120.8913 | -127.5509 | -49.8769 | -38.6995 | -30.5148 | 2.5947 | 21.7586 | 24.2738 | -21.2256 | 0 | 0 | 0 | 0 | 0 | 0 | 0 | 0 | 0 | 0 | 0 | 0 | 0 | 0 | 0 | 0 | 0 | 0 | -855.6884 | -816.9617 | 0.70442 | NA | 1250 | 2653.9704 | 4.5645 | No | No | No | NA | Drop | NA | NA | NA | NA | NA | NA | 11.07% | N | 2653.9704 | 0.80696 | 0 | 389.2326 | NA | NA | 100 | NA | NA | NA | NA | NA | NA | NA | NA | NA | NA
6 | 320 | 327 | 320 327 DX Coil Cleaning / College | 0 | 0 | -462.589 | -67.5182 | -75.1766 | 196.0844 | 283.4681 | 0 | 0 | 0 | 0 | 0 | 0 | 0 | 0 | 0 | 0 | 0 | 0 | 0 | 0 | 0 | 0 | 0 | 0 | 0 | 0 | 0 | 0 | 0 | -125.7314 | -209.1939 | 0.87118 | NA | 193.73 | 2550.0173 | 0.73627 | Yes | Yes | Yes | NA | Drop | NA | NA | NA | NA | NA | NA | 67.68% | M | 2550.0173 | 2.8907 | 0.78369 | 589.7464 | NA | NA | 18.1818 | NA | NA | NA | NA | NA | NA | NA | NA | NA | NA
6 | 320 | 329 | 320 329 Aerosol Duct Sealing / College | 0 | 0 | -674.5092 | -275.4225 | -286.5449 | -223.8232 | -233.7085 | -217.2139 | -192.2252 | -176.4473 | -170.1667 | -201.7334 | -175.4626 | -186.2843 | -130.3146 | -202.1731 | -176.0719 | 0 | 0 | 0 | 0 | 0 | 0 | 0 | 0 | 0 | 0 | 0 | 0 | 0 | -3522.1015 | -2587.5389 | 0.61974 | NA | 384.05 | 5314.9907 | 0.70028 | Yes | Yes | Yes | NA | Drop | NA | NA | NA | NA | NA | NA | 67.68% | M | 5314.9907 | 0.33139 | 0.36345 | 766.6703 | NA | NA | 0.30303 | NA | NA | NA | NA | NA | NA | NA | NA | NA | NA
6 | 320 | 330 | 320 330 Duct/Pipe Insulation / College | 0 | 0 | -442.6032 | -50.5354 | -52.7648 | -32.5697 | -32.1753 | -29.7182 | -21.3183 | -16.4125 | -14.9431 | -25.8302 | 0 | 0 | 0 | 0 | 0 | 0 | 0 | 0 | 0 | 0 | 0 | 0 | 0 | 0 | 0 | 0 | 0 | 0 | -718.8706 | -659.3649 | 0.49922 | NA | 30756 | 1036.3981 | 287.5989 | No | No | No | NA | Drop | NA | NA | NA | NA | NA | NA | 5.628% | M | 1036.3981 | 0.21198 | 0 | 707.6957 | NA | NA | NA | NA | NA | NA | NA | NA | NA | NA | NA | NA | NA
6 | 320 | 334 | 320 334 Ceiling Insulation / College | 0 | 0 | -592.6472 | -189.7177 | -209.4153 | 403.0686 | 592.329 | 608.4665 | 887.4198 | 1039.8764 | 1023.1343 | 640.0904 | 777.969 | 547.6792 | 1146.0747 | 553.3271 | 740.8501 | 442.6787 | 1047.7974 | 1080.8659 | 1110.7513 | 1101.2696 | 0 | 0 | 0 | 0 | 0 | 0 | 0 | 0 | 12751.8678 | 5958.3939 | 1.603 | 3.1195 | 3843 | 6520.9399 | 5.7114 | No | No | No | 2497.2755 | Keep | 2497.2755 | 2 | 2497.2755 | 64.98% | 390 | 2 | 8.692% | M | 6520.9399 | 2.7783 | 6.2594 | 471.7971 | 20.505 | 9 | 9 | 1.8842 | 3.6429 | 5.1755 | 6.422 | 7.3684 | 8.0392 | 8.483 | 8.757 | 8.915 | 9
6 | 320 | 335 | 320 335 Roof Insulation / College | 0 | 0 | -485.8292 | -91.144 | -98.2268 | 28.6099 | 59.2149 | 65.6987 | 122.3023 | 153.7278 | 153.4595 | 76.7166 | 108.0234 | 64.7936 | 182.9327 | 60.4761 | 100.7276 | 66.7259 | 161.7312 | 170.5478 | 179.2309 | 181.107 | 0 | 0 | 0 | 0 | 0 | 0 | 0 | 0 | 1260.8258 | 282.1512 | 1.0726 | 2.4865 | 1505.52 | 2400.6823 | 6.0777 | No | No | No | 248.9108 | Keep | 1010.0919 | 2 | 282.1512 | 67.09% | 390 | 4.9386 | 8.212% | M | 2400.6823 | 1.2901 | 0.76265 | 471.7971 | 19.3721 | 149 | 149 | 31.1932 | 60.3109 | 85.6828 | 106.3196 | 121.9883 | 133.0933 | 140.4401 | 144.9772 | 147.5926 | 149
6 | 340 | 344 | 340 344 Aerosol Duct Sealing / College | 0 | 0 | -680.7113 | -281.5162 | -292.9978 | -229.1519 | -238.7343 | -222.4762 | -196.0479 | -181.0408 | -173.6774 | -206.6046 | -178.9936 | -189.8285 | -133.4538 | -206.4824 | -180.2594 | 0 | 0 | 0 | 0 | 0 | 0 | 0 | 0 | 0 | 0 | 0 | 0 | 0 | -3591.9758 | -2636.6185 | 0.62054 | NA | 384.05 | 5434.4965 | 0.68488 | Yes | Yes | Yes | NA | Drop | NA | NA | NA | NA | NA | NA | 69.07% | M | 5434.4965 | 0.33884 | 0.37163 | 46.9025 | NA | NA | 0.30303 | NA | NA | NA | NA | NA | NA | NA | NA | NA | NA
6 | 340 | 345 | 340 345 Duct/Pipe Insulation / College | 0 | 0 | -443.7868 | -51.5731 | -53.9685 | -33.9651 | -33.4656 | -30.8013 | -22.4767 | -17.1832 | -16.1901 | -26.4438 | 0 | 0 | 0 | 0 | 0 | 0 | 0 | 0 | 0 | 0 | 0 | 0 | 0 | 0 | 0 | 0 | 0 | 0 | -729.8544 | -667.9353 | 0.50051 | NA | 30756 | 1059.1053 | 281.4328 | No | No | No | NA | Drop | NA | NA | NA | NA | NA | NA | 5.628% | M | 1059.1053 | 0.21467 | 0.006021 | 43.2946 | NA | NA | NA | NA | NA | NA | NA | NA | NA | NA | NA | NA | NA
6 | 340 | 349 | 340 349 Ceiling Insulation / College | 0 | 0 | -596.9221 | -194.2354 | -214.1123 | 411.9156 | 605.308 | 622.8201 | 907.4266 | 1063.1419 | 1046.791 | 654.5205 | 795.5853 | 560.9616 | 1171.5113 | 565.3824 | 757.56 | 452.146 | 1071.0238 | 1104.8598 | 1135.1252 | 1125.0346 | 0 | 0 | 0 | 0 | 0 | 0 | 0 | 0 | 13045.8439 | 6100.9473 | 1.6044 | 3.167 | 3843 | 6667.4134 | 5.5859 | No | No | No | 2467.0478 | Keep | 2467.0478 | 2 | 2467.0478 | 64.2% | 390 | 2 | 8.938% | M | 6667.4134 | 2.8408 | 6.4 | 28.8631 | 1.2899 | 1 | 1 | 0.20935 | 0.40477 | 0.57505 | 0.71355 | 0.81871 | 0.89324 | 0.94255 | 0.973 | 0.99055 | 1
6 | 340 | 351 | 340 351 Cool Roof - DX / College | 0 | 0 | -915.1136 | -502.1926 | -536.8816 | 89.5545 | 229.5431 | 269.6645 | 540.2313 | 698.5929 | 698.8847 | 326.0684 | 481.1853 | 271.6703 | 854.0264 | 247.0739 | 446.3038 | 0 | 0 | 0 | 0 | 0 | 0 | 0 | 0 | 0 | 0 | 0 | 0 | 0 | 3198.6113 | 1111.6796 | 1.07 | 1.2109 | 13606.8 | 12839.1046 | 10.2708 | No | No | No | 980.7078 | Keep | 10957.1976 | 2 | 1111.6796 | 80.53% | 390 | 9.4317 | 5.628% | M | 12839.1046 | 6.363 | 0 | 45.2778 | 1.274 | 45.2778 | 165 | 9.4789 | 18.3272 | 26.0371 | 32.3082 | 37.0696 | 40.4441 | 42.6767 | 44.0554 | 44.8502 | 45.2778
6 | 360 | 361 | 360 361 HE PTAC, EER=9.6, 1 ton / College | 0 | 0 | -748.9176 | -343.3415 | -366.6606 | 51.9004 | 144.0605 | 171.6317 | 352.8959 | 457.982 | 458.535 | 209.4331 | 313.724 | 174.3655 | 562.2794 | 157.7219 | 290.4089 | 0 | 0 | 0 | 0 | 0 | 0 | 0 | 0 | 0 | 0 | 0 | 0 | 0 | 1886.0182 | 531.5951 | 1.0486 | 3.6993 | 2976.88 | 8735.6942 | 3.3025 | No | No | No | 468.9493 | Keep | 1174.0972 | 2 | 531.5951 | 39.44% | 390 | 2.7128 | 14.9% | M | 8735.6942 | 4.2532 | 0.29917 | 641.872 | 47.8229 | 297 | 297 | 62.1771 | 120.2171 | 170.7905 | 211.9257 | 243.1579 | 265.2933 | 279.9376 | 288.9813 | 294.1947 | 297
6 | 400 | 402 | 400 402 Variable Speed Drive Control / College | 0 | 0 | -733.7962 | -332.7021 | -346.4416 | -270.3988 | -282.587 | -262.7667 | -232.2204 | -213.2261 | -205.3685 | -243.9515 | -211.9367 | -224.9957 | -157.6199 | -244.1508 | -212.6828 | 0 | 0 | 0 | 0 | 0 | 0 | 0 | 0 | 0 | 0 | 0 | 0 | 0 | -4174.8449 | -3045.6007 | 0.62588 | NA | 2366.73 | 6422.2795 | 3.5714 | No | No | No | NA | Drop | NA | NA | NA | NA | NA | NA | 14.04% | N | 6422.2795 | 0.18974 | 0.16444 | 2791.1953 | NA | NA | 100 | NA | NA | NA | NA | NA | NA | NA | NA | NA | NA
6 | 400 | 403 | 400 403 Air Handler Optimization / College | 0 | 0 | -490.1425 | -96.3194 | -100.6662 | -78.2312 | -82.1463 | -76.4285 | -67.4478 | -62.1722 | 0 | 0 | 0 | 0 | 0 | 0 | 0 | 0 | 0 | 0 | 0 | 0 | 0 | 0 | 0 | 0 | 0 | 0 | 0 | 0 | -1053.5542 | -940.4985 | 0.47028 | NA | 300 | 1866.35 | 1.5578 | No | Yes | Yes | NA | Drop | NA | NA | NA | NA | NA | NA | 42.14% | N | 1866.35 | 0.05514 | 0.047789 | 3565.2987 | NA | NA | 27.2727 | NA | NA | NA | NA | NA | NA | NA | NA | NA | NA
6 | 400 | 404 | 400 404 Electronically Commutated Motors (ECM) on an Air Handler Unit / College | 0 | 0 | -531.0153 | -136.6183 | -141.8849 | -110.9786 | -116.026 | -107.7249 | -95.6371 | -87.6815 | -84.2867 | -99.9107 | -87.1891 | -92.6375 | -64.8849 | -100.6902 | -87.7244 | 0 | 0 | 0 | 0 | 0 | 0 | 0 | 0 | 0 | 0 | 0 | 0 | 0 | -1944.8903 | -1480.5369 | 0.58516 | NA | 563.49 | 2633.7034 | 2.0735 | No | No | Yes | NA | Drop | NA | NA | NA | NA | NA | NA | 27.67% | M | 2633.7034 | 0.30193 | 0 | 6338.3087 | NA | NA | 18.1818 | NA | NA | NA | NA | NA | NA | NA | NA | NA | NA
6 | 400 | 405 | 400 405 Demand Control Ventilation (DCV) / College | 0 | 0 | -470.6969 | -74.6121 | -83.4893 | 218.9735 | 315.5391 | 321.9312 | 460.6266 | 535.5132 | 526.0201 | 336.5381 | 403.8814 | 288.1376 | 584.8264 | 292.6827 | 384.9362 | 0 | 0 | 0 | 0 | 0 | 0 | 0 | 0 | 0 | 0 | 0 | 0 | 0 | 4040.8084 | 2146.1511 | 1.5622 | 0.22553 | 23594 | 2839.9246 | 80.5154 | No | No | No | 1893.4412 | Drop | NA | NA | NA | NA | NA | NA | 5.628% | M | 2839.9246 | 6.4426 | 3.882 | 3565.2987 | NA | NA | 61 | NA | NA | NA | NA | NA | NA | NA | NA | NA | NA
6 | 400 | 406 | 400 406 Energy Recovery Ventilation (ERV) / College | 0 | 0 | -426.9583 | -33.777 | -38.0212 | 100.6367 | 144.6217 | 146.8187 | 210.9079 | 244.0871 | 240.9639 | 153.919 | 185.0462 | 131.5853 | 267.2708 | 133.0652 | 175.2917 | 102.6004 | 245.2905 | 251.8065 | 259.5688 | 256.7402 | 0 | 0 | 0 | 0 | 0 | 0 | 0 | 0 | 2751.4641 | 1148.9796 | 1.5041 | 1.1324 | 2563.37 | 1298.1486 | 19.1369 | No | No | No | 1013.6858 | Keep | 2295.4714 | 2 | 1148.9796 | 89.55% | 390 | 10.5591 | 5.628% | M | 1298.1486 | 2.945 | 1.7745 | 3565.2987 | 100.3205 | 12 | 12 | 2.5122 | 4.8573 | 6.9006 | 8.5627 | 9.8246 | 10.7189 | 11.3106 | 11.676 | 11.8867 | 12
6 | 600 | 603 | 600 603 Heat Pump Water Heater (air source) / College | 0 | 0 | -549.3305 | -154.1104 | -160.69 | -124.7 | -130.0061 | -121.2272 | -106.6834 | -97.7656 | -93.8234 | -112.3276 | -97.2575 | -103.1686 | -72.1771 | -112.7963 | -97.8702 | 0 | 0 | 0 | 0 | 0 | 0 | 0 | 0 | 0 | 0 | 0 | 0 | 0 | -2133.9339 | -1614.6246 | 0.59608 | NA | 458.74 | 2988.7543 | 1.4875 | No | Yes | Yes | NA | Drop | NA | NA | NA | NA | NA | NA | 45.03% | N | 2988.7543 | 0.3607 | 0.40125 | 4294.1566 | NA | NA | 9.0909 | NA | NA | NA | NA | NA | NA | NA | NA | NA | NA
6 | 600 | 606 | 600 606 Demand controlled circulating systems / College | 0 | 0 | -401.173 | -10.4801 | -11.1356 | -8.7798 | -9.1095 | -8.9334 | -7.4968 | -7.4458 | -7.1751 | -7.8521 | -6.9066 | -7.8623 | -5.5403 | -8.0438 | -7.3504 | 0 | 0 | 0 | 0 | 0 | 0 | 0 | 0 | 0 | 0 | 0 | 0 | 0 | -515.2845 | -477.3795 | 0.26086 | NA | 26.76 | 211.5941 | 1.2257 | No | Yes | Yes | NA | Drop | NA | NA | NA | NA | NA | NA | 52.32% | N | 211.5941 | 0.02579 | 0.028408 | 2237.4816 | NA | NA | 45.4545 | NA | NA | NA | NA | NA | NA | NA | NA | NA | NA
6 | 600 | 608 | 600 608 Heat Recovery Unit / College | 0 | 0 | -564.4308 | -169.0764 | -175.8386 | -136.8861 | -142.9516 | -132.9127 | -116.9741 | -107.4578 | -102.2721 | -122.2235 | 0 | 0 | 0 | 0 | 0 | 0 | 0 | 0 | 0 | 0 | 0 | 0 | 0 | 0 | 0 | 0 | 0 | 0 | -1771.0236 | -1481.4232 | 0.55359 | NA | 818 | 3274.1131 | 2.4213 | No | No | Yes | NA | Drop | NA | NA | NA | NA | NA | NA | 20.64% | N | 3274.1131 | 0.39653 | 0.43957 | 2542.5927 | NA | NA | 0.90909 | NA | NA | NA | NA | NA | NA | NA | NA | NA | NA
6 | 600 | 609 | 600 609 Heat Trap / College | 0 | 0 | -410.4461 | -19.4726 | -20.6127 | -15.641 | -16.311 | -15.638 | -13.7106 | -12.7802 | -11.87 | -14.1463 | 0 | 0 | 0 | 0 | 0 | 0 | 0 | 0 | 0 | 0 | 0 | 0 | 0 | 0 | 0 | 0 | 0 | 0 | -550.6285 | -516.9146 | 0.29439 | NA | 1.24 | 383.1339 | 0.031366 | Yes | Yes | Yes | NA | Drop | NA | NA | NA | NA | NA | NA | 88.49% | N | 383.1339 | 0.046564 | 0.051438 | 2542.5927 | NA | NA | 0.90909 | NA | NA | NA | NA | NA | NA | NA | NA | NA | NA
6 | 600 | 610 | 600 610 Hot Water Pipe Insulation / College | 0 | 0 | -394.4334 | -4.232 | -4.2134 | -2.9972 | -3.2543 | -3.6393 | -3.2605 | -3.3833 | -2.5148 | -2.9279 | -2.8441 | -2.4923 | -2.882 | -3.3124 | -3.3717 | 0 | 0 | 0 | 0 | 0 | 0 | 0 | 0 | 0 | 0 | 0 | 0 | 0 | -439.7585 | -424.4156 | 0.13628 | NA | 33.1 | 83.6879 | 3.8331 | No | No | No | NA | Drop | NA | NA | NA | NA | NA | NA | 13.22% | M | 83.6879 | 0.01017 | 0.011236 | 2542.5927 | NA | NA | 0.90909 | NA | NA | NA | NA | NA | NA | NA | NA | NA | NA
6 | 700 | 701 | 700 701 PC Manual Power Management Enabling / College | 0 | 0 | -714.0002 | -313.4919 | -326.0673 | -255.495 | 0 | 0 | 0 | 0 | 0 | 0 | 0 | 0 | 0 | 0 | 0 | 0 | 0 | 0 | 0 | 0 | 0 | 0 | 0 | 0 | 0 | 0 | 0 | 0 | -1609.0543 | -1507.8609 | 0.45193 | NA | 199 | 6052.5259 | 0.31864 | Yes | Yes | Yes | NA | Drop | NA | NA | NA | NA | NA | NA | 79.32% | N | 6052.5259 | 0.54706 | 0.70901 | 3565.2987 | NA | NA | 90.9091 | NA | NA | NA | NA | NA | NA | NA | NA | NA | NA
6 | 700 | 702 | 700 702 PC Network Power Management Enabling / College | 0 | 0 | -714.0002 | -313.4919 | -326.0673 | -255.495 | 0 | 0 | 0 | 0 | 0 | 0 | 0 | 0 | 0 | 0 | 0 | 0 | 0 | 0 | 0 | 0 | 0 | 0 | 0 | 0 | 0 | 0 | 0 | 0 | -1609.0543 | -1507.8609 | 0.45193 | NA | 99.5 | 6052.5259 | 0.15932 | Yes | Yes | Yes | NA | Drop | NA | NA | NA | NA | NA | NA | 83.97% | N | 6052.5259 | 0.54706 | 0.70901 | 3565.2987 | NA | NA | NA | NA | NA | NA | NA | NA | NA | NA | NA | NA | NA
6 | 710 | 711 | 710 711 Energy Star or Better Monitor / College | 0 | 0 | -853.1421 | -447.7241 | -466.4178 | -359.1751 | 0 | 0 | 0 | 0 | 0 | 0 | 0 | 0 | 0 | 0 | 0 | 0 | 0 | 0 | 0 | 0 | 0 | 0 | 0 | 0 | 0 | 0 | 0 | 0 | -2126.4592 | -1982.8297 | 0.47603 | NA | 0 | 8700.6522 | 0 | Yes | Yes | Yes | NA | Drop | NA | NA | NA | NA | NA | NA | 90% | M | 8700.6522 | 1.1945 | 1.0192 | 316.9154 | NA | NA | 7.6923 | NA | NA | NA | NA | NA | NA | NA | NA | NA | NA
6 | 710 | 712 | 710 712 Monitor Power Management Enabling / College | 0 | 0 | -694.0715 | -294.2785 | -306.1538 | -239.2868 | 0 | 0 | 0 | 0 | 0 | 0 | 0 | 0 | 0 | 0 | 0 | 0 | 0 | 0 | 0 | 0 | 0 | 0 | 0 | 0 | 0 | 0 | 0 | 0 | -1533.7906 | -1438.885 | 0.44772 | NA | 189.05 | 5679.36 | 0.3226 | Yes | Yes | Yes | NA | Drop | NA | NA | NA | NA | NA | NA | 79.32% | N | 5679.36 | 0.51333 | 0.6653 | 1901.4926 | NA | NA | 50 | NA | NA | NA | NA | NA | NA | NA | NA | NA | NA
6 | 720 | 721 | 720 721 Energy Star or Better Monitor / College | 0 | 0 | -390.1032 | -0.10227 | -0.10949 | -0.11374 | 0 | 0 | 0 | 0 | 0 | 0 | 0 | 0 | 0 | 0 | 0 | 0 | 0 | 0 | 0 | 0 | 0 | 0 | 0 | 0 | 0 | 0 | 0 | 0 | -390.4287 | -390.3901 | 0 | NA | 0 | 0.66316 | 0 | Yes | Yes | Yes | NA | Drop | NA | NA | NA | NA | NA | NA | 90% | M | 0.66316 | 9.1046e-05 | 7.7682e-05 | 316.9154 | NA | NA | 7.6923 | NA | NA | NA | NA | NA | NA | NA | NA | NA | NA
6 | 720 | 722 | 720 722 Monitor Power Management Enabling / College | 0 | 0 | -390.3924 | -0.38416 | -0.44914 | -0.18282 | 0 | 0 | 0 | 0 | 0 | 0 | 0 | 0 | 0 | 0 | 0 | 0 | 0 | 0 | 0 | 0 | 0 | 0 | 0 | 0 | 0 | 0 | 0 | 0 | -391.4085 | -391.301 | 0.0056161 | NA | 9.95 | 9.4054 | 10.2525 | No | No | No | NA | Drop | NA | NA | NA | NA | NA | NA | 5.628% | N | 9.4054 | 0.00085011 | 0.0011018 | 1901.4926 | NA | NA | 50 | NA | NA | NA | NA | NA | NA | NA | NA | NA | NA
6 | 730 | 732 | 730 732 Copier Power Management Enabling / College | 0 | 0 | -403.1655 | -12.6854 | -13.7619 | -10.2678 | -11.172 | -10.2435 | 0 | 0 | 0 | 0 | 0 | 0 | 0 | 0 | 0 | 0 | 0 | 0 | 0 | 0 | 0 | 0 | 0 | 0 | 0 | 0 | 0 | 0 | -461.296 | -451.9164 | 0.15531 | NA | 51.93 | 252.8494 | 1.9904 | No | Yes | Yes | NA | Drop | NA | NA | NA | NA | NA | NA | 30.34% | N | 252.8494 | 0.022854 | 0.02962 | 3137.4628 | NA | NA | 363.636 | NA | NA | NA | NA | NA | NA | NA | NA | NA | NA
6 | 740 | 741 | 740 741 Printer Power Management Enabling / College | 0 | 0 | -590.9726 | -194.1805 | -202.5403 | -158.0688 | -165.2179 | 0 | 0 | 0 | 0 | 0 | 0 | 0 | 0 | 0 | 0 | 0 | 0 | 0 | 0 | 0 | 0 | 0 | 0 | 0 | 0 | 0 | 0 | 0 | -1310.9801 | -1211.649 | 0.45101 | NA | 374.69 | 3755.4399 | 0.96693 | Yes | Yes | Yes | NA | Drop | NA | NA | NA | NA | NA | NA | 60.03% | N | 3755.4399 | 0.33944 | 0.43993 | 2186.7165 | NA | NA | 111.111 | NA | NA | NA | NA | NA | NA | NA | NA | NA | NA
6 | 800 | 801 | 800 801 Convection Oven / College | 0 | 0 | -394.8982 | -4.559 | -4.6415 | -3.4222 | -3.0145 | -4.1624 | -2.3239 | -2.7148 | -1.8839 | -2.7913 | 0 | 0 | 0 | 0 | 0 | 0 | 0 | 0 | 0 | 0 | 0 | 0 | 0 | 0 | 0 | 0 | 0 | 0 | -424.4117 | -417.578 | 0.12578 | NA | 130061.8 | 98.4311 | 12805.6494 | No | No | No | NA | Drop | NA | NA | NA | NA | NA | NA | 5.628% | N | 98.4311 | 0.017273 | 0.0036567 | 5223.3781 | NA | NA | NA | NA | NA | NA | NA | NA | NA | NA | NA | NA | NA
6 | 810 | 811 | 810 811 Efficient Fryer / College | 0 | 0 | -390.8443 | -0.82513 | -0.72676 | -1.1529 | -0.50692 | -0.7946 | -0.57832 | -0.79851 | -0.17908 | -0.73334 | 0 | 0 | 0 | 0 | 0 | 0 | 0 | 0 | 0 | 0 | 0 | 0 | 0 | 0 | 0 | 0 | 0 | 0 | -397.1398 | -395.6295 | 0.032179 | NA | 41819.53 | 20.826 | 19460.6223 | No | No | No | NA | Drop | NA | NA | NA | NA | NA | NA | 5.628% | N | 20.826 | 0.0036546 | 0.00077368 | 5223.3781 | NA | NA | NA | NA | NA | NA | NA | NA | NA | NA | NA | NA | NA
6 | 900 | 901 | 900 901 Vending Misers (cooled machines only) / College | 0 | 0 | -417.616 | -26.7687 | -28.1407 | -21.7646 | -22.5555 | -21.336 | -18.8634 | -17.4835 | -16.406 | -19.2405 | 0 | 0 | 0 | 0 | 0 | 0 | 0 | 0 | 0 | 0 | 0 | 0 | 0 | 0 | 0 | 0 | 0 | 0 | -610.1747 | -563.8999 | 0.33987 | NA | 62.09 | 518.8492 | 1.1598 | No | Yes | Yes | NA | Drop | NA | NA | NA | NA | NA | NA | 53.86% | N | 518.8492 | 0.039718 | 0.053875 | 3327.6121 | NA | NA | 90.9091 | NA | NA | NA | NA | NA | NA | NA | NA | NA | NA
7 | 110 | 111 | 110 111 Premium T8, Electronic Ballast / Hospital | 0 | 0 | -996.4028 | -584.0408 | -615.1458 | -227.0868 | -170.2385 | -129.2755 | 35.8896 | 132.9743 | 142.7706 | -82.9534 | 27.1812 | -89.7507 | 0 | 0 | 0 | 0 | 0 | 0 | 0 | 0 | 0 | 0 | 0 | 0 | 0 | 0 | 0 | 0 | -2556.0788 | -2383.7327 | 0.82526 | NA | 7462.27 | 12896.3712 | 5.6077 | No | No | No | NA | Drop | NA | NA | NA | NA | NA | NA | 8.856% | M | 12896.3712 | 4.0235 | 2.0476 | 499.278 | NA | NA | 18.1818 | NA | NA | NA | NA | NA | NA | NA | NA | NA | NA
7 | 110 | 114 | 110 114 Continuous Dimming / Hospital | 0 | 0 | -1870.7842 | -1433.2132 | -1493.5962 | -1043.7632 | -1065.06 | -972.9134 | -793.7174 | -679.9001 | -645.7229 | 0 | 0 | 0 | 0 | 0 | 0 | 0 | 0 | 0 | 0 | 0 | 0 | 0 | 0 | 0 | 0 | 0 | 0 | 0 | -9998.6708 | -8314.8727 | 0.65231 | NA | 42968.42 | 28655.4738 | 14.532 | No | No | No | NA | Drop | NA | NA | NA | NA | NA | NA | 5.628% | N | 28655.4738 | 4.8623 | 2.8625 | 65.7651 | NA | NA | NA | NA | NA | NA | NA | NA | NA | NA | NA | NA | NA
7 | 110 | 115 | 110 115 Lighting Control Tuneup / Hospital | 0 | 0 | -542.928 | -147.7253 | -154.4173 | -106.3206 | -107.0781 | -98.2905 | 0 | 0 | 0 | 0 | 0 | 0 | 0 | 0 | 0 | 0 | 0 | 0 | 0 | 0 | 0 | 0 | 0 | 0 | 0 | 0 | 0 | 0 | -1156.76 | -1061.237 | 0.49277 | NA | 144 | 2970.3858 | 0.46982 | Yes | Yes | Yes | NA | Drop | NA | NA | NA | NA | NA | NA | 74.61% | N | 2970.3858 | 0.52208 | 0.29673 | 65.7651 | NA | NA | 0.47619 | NA | NA | NA | NA | NA | NA | NA | NA | NA | NA
7 | 120 | 121 | 120 121 ROB Premium T8, 1EB / Hospital | 0 | 0 | -651.7679 | -252.1962 | -265.5558 | -98.0114 | -73.0266 | -56.345 | 15.9305 | 57.8638 | 61.5088 | -35.7564 | 12.0968 | -38.73 | 0 | 0 | 0 | 0 | 0 | 0 | 0 | 0 | 0 | 0 | 0 | 0 | 0 | 0 | 0 | 0 | -1323.9899 | -1249.9972 | 0.79564 | NA | 720.86 | 5573.3944 | 1.2535 | No | Yes | Yes | NA | Drop | NA | NA | NA | NA | NA | NA | 50.86% | M | 5573.3944 | 1.7388 | 0.88489 | 208.0325 | NA | NA | 18.1818 | NA | NA | NA | NA | NA | NA | NA | NA | NA | NA
7 | 120 | 122 | 120 122 ROB Premium T8, EB, Reflector / Hospital | 0 | 0 | -1449.3086 | -1019.3376 | -1073.7216 | -396.1074 | -297.5386 | -226.3401 | 60.8194 | 232.9024 | 248.5754 | -145.2548 | 46.7645 | -156.7007 | 0 | 0 | 0 | 0 | 0 | 0 | 0 | 0 | 0 | 0 | 0 | 0 | 0 | 0 | 0 | 0 | -4175.2477 | -3873.1282 | 0.83532 | NA | 2471.53 | 22508.8755 | 1.0641 | No | Yes | Yes | NA | Drop | NA | NA | NA | NA | NA | NA | 56.94% | M | 22508.8755 | 7.0225 | 3.5738 | 43.8434 | NA | NA | 18.1818 | NA | NA | NA | NA | NA | NA | NA | NA | NA | NA
7 | 120 | 123 | 120 123 Occupancy Sensor / Hospital | 0 | 0 | -719.25 | -316.7675 | -333.9427 | -103.8095 | -67.9012 | -45.1717 | 53.5521 | 0 | 0 | 0 | 0 | 0 | 0 | 0 | 0 | 0 | 0 | 0 | 0 | 0 | 0 | 0 | 0 | 0 | 0 | 0 | 0 | 0 | -1533.2904 | -1446.5378 | 0.71571 | NA | 4634.12 | 7122.7265 | 6.3053 | No | No | No | NA | Drop | NA | NA | NA | NA | NA | NA | 7.905% | M | 7122.7265 | 2.375 | 0.71152 | 100.3781 | NA | NA | 50 | NA | NA | NA | NA | NA | NA | NA | NA | NA | NA
7 | 120 | 124 | 120 124 Lighting Control Tuneup / Hospital | 0 | 0 | -483.9229 | -90.7676 | -94.9 | -66.1052 | -67.7197 | -61.696 | 0 | 0 | 0 | 0 | 0 | 0 | 0 | 0 | 0 | 0 | 0 | 0 | 0 | 0 | 0 | 0 | 0 | 0 | 0 | 0 | 0 | 0 | -865.1113 | -805.5055 | 0.43771 | NA | 144 | 1818.8999 | 0.76725 | Yes | Yes | Yes | NA | Drop | NA | NA | NA | NA | NA | NA | 66.15% | N | 1818.8999 | 0.30864 | 0.1817 | 21.9217 | NA | NA | 0.47619 | NA | NA | NA | NA | NA | NA | NA | NA | NA | NA
7 | 130 | 131 | 130 131 CFL Screw-in 18W / Hospital | 0 | 0 | -4800.325 | 0 | 0 | 0 | 0 | 0 | 0 | 0 | 0 | 0 | 0 | 0 | 0 | 0 | 0 | 0 | 0 | 0 | 0 | 0 | 0 | 0 | 0 | 0 | 0 | 0 | 0 | 0 | -4800.325 | -4800.325 | 0.55309 | NA | 4815.51 | 100320.8956 | 0.46519 | Yes | Yes | Yes | NA | Drop | NA | NA | NA | NA | NA | NA | 74.61% | M | 100320.8956 | 40.1706 | 27.0004 | 21.5433 | NA | NA | 27 | NA | NA | NA | NA | NA | NA | NA | NA | NA | NA
7 | 150 | 151 | 150 151 PSMH, 250W, magnetic ballast / Hospital | 0 | 0 | -1599.5594 | -1171.5024 | -1220.0474 | -853.3363 | -870.3391 | -795.5604 | -648.4321 | -555.5751 | 0 | 0 | 0 | 0 | 0 | 0 | 0 | 0 | 0 | 0 | 0 | 0 | 0 | 0 | 0 | 0 | 0 | 0 | 0 | 0 | -7714.3519 | -6546.2542 | 0.63171 | NA | 570.1 | 23413.5982 | 0.23598 | Yes | Yes | Yes | NA | Drop | NA | NA | NA | NA | NA | NA | 82.46% | M | 23413.5982 | 3.9729 | 2.3389 | 12.9366 | NA | NA | 9.0909 | NA | NA | NA | NA | NA | NA | NA | NA | NA | NA
7 | 150 | 152 | 150 152 PSMH, 250 W, electronic ballast / Hospital | 0 | 0 | -1788.224 | -1353.724 | -1410.37 | -985.9249 | -1006.0205 | -918.9817 | -748.8437 | -642.0207 | 0 | 0 | 0 | 0 | 0 | 0 | 0 | 0 | 0 | 0 | 0 | 0 | 0 | 0 | 0 | 0 | 0 | 0 | 0 | 0 | -8854.1096 | -7504.4299 | 0.63365 | NA | 2925.2 | 27064.0741 | 1.0475 | No | Yes | Yes | NA | Drop | NA | NA | NA | NA | NA | NA | 58.49% | M | 27064.0741 | 4.5923 | 2.7036 | 13.4813 | NA | NA | 10 | NA | NA | NA | NA | NA | NA | NA | NA | NA | NA
7 | 150 | 153 | 150 153 High Bay T5 / Hospital | 0 | 0 | -1857.381 | -1411.912 | -1487.478 | -548.5687 | -413.3019 | -312.9295 | 83.482 | 321.7951 | 0 | 0 | 0 | 0 | 0 | 0 | 0 | 0 | 0 | 0 | 0 | 0 | 0 | 0 | 0 | 0 | 0 | 0 | 0 | 0 | -5626.294 | -5236.0995 | 0.77752 | NA | 1300.1 | 31172.9049 | 0.40419 | Yes | Yes | Yes | NA | Drop | NA | NA | NA | NA | NA | NA | 76.18% | N | 31172.9049 | 9.7256 | 4.9493 | 12.9366 | NA | NA | 36.364 | NA | NA | NA | NA | NA | NA | NA | NA | NA | NA
7 | 160 | 161 | 160 161 LED Exit Sign / Hospital | 0 | 0 | -390.551 | -0.41418 | -0.63308 | -0.63374 | -0.1972 | -1.2155 | -0.3615 | -0.59558 | 0.047545 | -0.43969 | -0.68159 | -0.75599 | -0.59032 | -0.35189 | -0.53706 | -0.64322 | 0 | 0 | 0 | 0 | 0 | 0 | 0 | 0 | 0 | 0 | 0 | 0 | -398.5541 | -395.5728 | 0.026646 | NA | 42.53 | 13.4897 | 30.5547 | No | No | No | NA | Drop | NA | NA | NA | NA | NA | NA | 5.628% | N | 13.4897 | 0.0073803 | 0.0017902 | 720.1471 | NA | NA | NA | NA | NA | NA | NA | NA | NA | NA | NA | NA | NA
7 | 200 | 201 | 200 201 High Pressure Sodium 250W Lamp / Hospital | 0 | 0 | -399.5728 | -8.784 | -9.7085 | -6.9275 | -7.3581 | 0 | 0 | 0 | 0 | 0 | 0 | 0 | 0 | 0 | 0 | 0 | 0 | 0 | 0 | 0 | 0 | 0 | 0 | 0 | 0 | 0 | 0 | 0 | -432.3509 | -427.8571 | 0.10322 | NA | 83.81 | 179.9436 | 4.5138 | No | No | No | NA | Drop | NA | NA | NA | NA | NA | NA | 11.2% | M | 179.9436 | 0.0098825 | 0.0059449 | 910.3988 | NA | NA | NA | NA | NA | NA | NA | NA | NA | NA | NA | NA | NA
7 | 200 | 202 | 200 202 Outdoor Lighting Controls (Photocell/Timeclock) / Hospital | 0 | 0 | -397.3938 | -6.7646 | -7.6647 | -5.5289 | -5.9669 | 0 | 0 | 0 | 0 | 0 | 0 | 0 | 0 | 0 | 0 | 0 | 0 | 0 | 0 | 0 | 0 | 0 | 0 | 0 | 0 | 0 | 0 | 0 | -423.319 | -419.7363 | 0.08497 | NA | 15.19 | 142.1495 | 1.0356 | No | Yes | Yes | NA | Drop | NA | NA | NA | NA | NA | NA | 58.49% | N | 142.1495 | 0.0078069 | 0.0046962 | 90.1373 | NA | NA | 22.7273 | NA | NA | NA | NA | NA | NA | NA | NA | NA | NA
7 | 210 | 211 | 210 211 Outdoor Lighting Controls (Photocell/Timeclock) / Hospital | 0 | 0 | -441.4017 | -49.5326 | -51.4274 | -40.1459 | -41.7596 | 0 | 0 | 0 | 0 | 0 | 0 | 0 | 0 | 0 | 0 | 0 | 0 | 0 | 0 | 0 | 0 | 0 | 0 | 0 | 0 | 0 | 0 | 0 | -624.2673 | -599.0727 | 0.29696 | NA | 303.82 | 954.9135 | 3.0834 | No | No | No | NA | Drop | NA | NA | NA | NA | NA | NA | 15.87% | N | 954.9135 | 0.052446 | 3.1549e-08 | 90.1373 | NA | NA | 22.7273 | NA | NA | NA | NA | NA | NA | NA | NA | NA | NA
7 | 300 | 301 | 300 301 Centrifugal Chiller, 0.51 kW/ton, 500 tons / Hospital | 0 | 0 | -1220.4349 | -798.7639 | -842.3769 | -289.4432 | -205.6048 | -149.6538 | 85.7025 | 224.8419 | 235.963 | -84.6013 | 69.871 | -97.392 | 410.7781 | -140.7846 | 43.5931 | -56.3329 | 303.3181 | 357.6754 | 404.9694 | 429.5396 | 0 | 0 | 0 | 0 | 0 | 0 | 0 | 0 | -1319.1362 | -2312.0848 | 0.91198 | NA | 2284.58 | 17779.9999 | 1.2453 | No | Yes | Yes | NA | Drop | NA | NA | NA | NA | NA | NA | 52.32% | M | 17779.9999 | 5.7163 | 0.018571 | 627.364 | NA | NA | NA | NA | NA | NA | NA | NA | NA | NA | NA | NA | NA
7 | 300 | 302 | 300 302 High Efficiency Chiller Motors / Hospital | 0 | 0 | -626.0285 | -228.1088 | -238.0636 | -164.3031 | -166.3911 | -153.2792 | -121.9637 | -103.967 | -98.2899 | -138.0254 | -111.2637 | -127.6186 | -62.5954 | -141.3471 | -114.3448 | -122.7547 | -80.9979 | -69.5141 | -59.4863 | -50.8483 | 0 | 0 | 0 | 0 | 0 | 0 | 0 | 0 | -2979.1911 | -2116.644 | 0.70015 | NA | 809.63 | 4582.1126 | 1.7124 | No | Yes | Yes | NA | Drop | NA | NA | NA | NA | NA | NA | 37.8% | N | 4582.1126 | 0.79811 | 0 | 664.2678 | NA | NA | 5.4546 | NA | NA | NA | NA | NA | NA | NA | NA | NA | NA
7 | 300 | 304 | 300 304 EMS - Chiller / Hospital | 0 | 0 | -1214.9258 | -798.2958 | -831.9898 | -588.3231 | -602.2744 | -551.4714 | -453.0384 | -392.5846 | -373.1582 | -503.2408 | 0 | 0 | 0 | 0 | 0 | 0 | 0 | 0 | 0 | 0 | 0 | 0 | 0 | 0 | 0 | 0 | 0 | 0 | -6309.302 | -5135.135 | 0.64939 | NA | 2492.26 | 15937.9289 | 1.5155 | No | Yes | Yes | NA | Drop | NA | NA | NA | NA | NA | NA | 43.58% | N | 15937.9289 | 2.6424 | 0.30258 | 55.673 | NA | NA | 36.3636 | NA | NA | NA | NA | NA | NA | NA | NA | NA | NA
7 | 300 | 305 | 300 305 Chiller Tune Up/Diagnostics / Hospital | 0 | 0 | -734.0465 | -319.2195 | -356.8825 | 925.0738 | 1335.5525 | 1364.5722 | 1950.4085 | 2269.2795 | 2229.2235 | 1418.9695 | 0 | 0 | 0 | 0 | 0 | 0 | 0 | 0 | 0 | 0 | 0 | 0 | 0 | 0 | 0 | 0 | 0 | 0 | 10082.931 | 6416.4118 | 1.5743 | NA | 1000 | 12054.5068 | 0.80396 | Yes | Yes | Yes | NA | Drop | NA | NA | NA | NA | NA | NA | 64.62% | N | 12054.5068 | 13.6651 | 0.11442 | 276.7782 | NA | NA | NA | NA | NA | NA | NA | NA | NA | NA | NA | NA | NA
7 | 300 | 306 | 300 306 VSD for Chiller Pumps and Towers / Hospital | 0 | 0 | -1168.4167 | -753.1047 | -784.9397 | -554.7812 | -568.1017 | -520.4466 | -427.7258 | -370.2844 | -351.9353 | -474.814 | -388.6984 | -437.2052 | -233.5113 | -482.4615 | -395.2075 | 0 | 0 | 0 | 0 | 0 | 0 | 0 | 0 | 0 | 0 | 0 | 0 | 0 | -7911.634 | -5782.3479 | 0.68815 | NA | 1744.59 | 15039.6958 | 1.1242 | No | Yes | Yes | NA | Drop | NA | NA | NA | NA | NA | NA | 55.4% | N | 15039.6958 | 2.4935 | 0.071382 | 341.716 | NA | NA | 90.9091 | NA | NA | NA | NA | NA | NA | NA | NA | NA | NA
7 | 300 | 307 | 300 307 EMS Optimization / Hospital | 0 | 0 | -786.9744 | -383.8498 | -399.8982 | -312.1877 | -326.406 | 0 | 0 | 0 | 0 | 0 | 0 | 0 | 0 | 0 | 0 | 0 | 0 | 0 | 0 | 0 | 0 | 0 | 0 | 0 | 0 | 0 | 0 | 0 | -2209.3161 | -2013.1077 | 0.49407 | NA | 300 | 7416.564 | 0.39201 | Yes | Yes | Yes | NA | Drop | NA | NA | NA | NA | NA | NA | 77.75% | N | 7416.564 | 0.30745 | 0.035205 | 276.7782 | NA | NA | 44.4444 | NA | NA | NA | NA | NA | NA | NA | NA | NA | NA
7 | 300 | 308 | 300 308 Aerosol Duct Sealing / Hospital | 0 | 0 | -1193.1478 | -776.6318 | -808.3498 | -631.4118 | -659.9078 | -612.8269 | -541.965 | -497.7428 | -479.5995 | -570.4035 | -494.7574 | -525.1063 | -366.1635 | -568.9408 | -495.9755 | 0 | 0 | 0 | 0 | 0 | 0 | 0 | 0 | 0 | 0 | 0 | 0 | 0 | -9222.9296 | -6588.3688 | 0.64349 | NA | 814.97 | 14988.7486 | 0.52694 | Yes | Yes | Yes | NA | Drop | NA | NA | NA | NA | NA | NA | 73.23% | M | 14988.7486 | 0.93454 | 1.025 | 359.8117 | NA | NA | 0.30303 | NA | NA | NA | NA | NA | NA | NA | NA | NA | NA
7 | 300 | 309 | 300 309 Duct/Pipe Insulation / Hospital | 0 | 0 | -540.4083 | -146.0047 | -151.932 | -107.5304 | -109.8402 | -101.1802 | -83.2226 | -71.8834 | -68.6016 | -91.4153 | 0 | 0 | 0 | 0 | 0 | 0 | 0 | 0 | 0 | 0 | 0 | 0 | 0 | 0 | 0 | 0 | 0 | 0 | -1472.0186 | -1257.2799 | 0.58067 | NA | 30756 | 2916.1589 | 102.2122 | No | No | No | NA | Drop | NA | NA | NA | NA | NA | NA | 5.628% | M | 2916.1589 | 0.48349 | 0.013841 | 332.1339 | NA | NA | NA | NA | NA | NA | NA | NA | NA | NA | NA | NA | NA
7 | 300 | 311 | 300 311 Window Film (Standard) / Hospital | 0 | 0 | -726.9364 | -322.2704 | -344.2203 | 36.2332 | 119.4705 | 145.0854 | 309.7905 | 405.3776 | 406.6486 | 180.1977 | 0 | 0 | 0 | 0 | 0 | 0 | 0 | 0 | 0 | 0 | 0 | 0 | 0 | 0 | 0 | 0 | 0 | 0 | 209.3766 | -281.0842 | 0.96339 | NA | 1304.75 | 8148.452 | 1.5518 | No | Yes | Yes | NA | Drop | NA | NA | NA | NA | NA | NA | 42.14% | M | 8148.452 | 3.872 | -0.23715 | 192.6022 | NA | NA | 46.6667 | NA | NA | NA | NA | NA | NA | NA | NA | NA | NA
7 | 300 | 313 | 300 313 Ceiling Insulation / Hospital | 0 | 0 | -962.6158 | -537.6328 | -592.5288 | 1135.2802 | 1669.4312 | 1717.0892 | 2500.2012 | 2933.7102 | 2883.1562 | 1795.0472 | 2194.9012 | 1545.0342 | 3232.3242 | 1561.0372 | 2090.0802 | 1249.2322 | 2955.6492 | 3047.4552 | 3119.3352 | 3105.0052 | 0 | 0 | 0 | 0 | 0 | 0 | 0 | 0 | 36641.192 | 17496.1467 | 1.6437 | 6.9825 | 3843 | 18405.7366 | 2.0235 | No | No | Yes | 44.6133 | Keep | 44.6133 | 2 | 44.6133 | 1.161% | 390 | 2 | 29.01% | M | 18405.7366 | 7.842 | 17.6677 | 221.4226 | 32.1118 | 4 | 4 | 0.8374 | 1.6191 | 2.3002 | 2.8542 | 3.2749 | 3.573 | 3.7702 | 3.892 | 3.9622 | 4
7 | 300 | 314 | 300 314 Roof Insulation / Hospital | 0 | 0 | -678.2535 | -276.6028 | -294.0174 | -7.6157 | 50.6679 | 72.139 | 195.8737 | 267.089 | 269.6234 | 99.8636 | 173.0232 | 79.936 | 345.2903 | 65.4939 | 157.8858 | 103.3544 | 294.231 | 317.3575 | 339.1481 | 344.7982 | 0 | 0 | 0 | 0 | 0 | 0 | 0 | 0 | 1919.2858 | 278.1044 | 1.0272 | 6.6069 | 1505.52 | 6758.0943 | 2.159 | No | No | Yes | 110.854 | Keep | 110.854 | 2 | 110.854 | 7.363% | 390 | 2 | 25.01% | M | 6758.0943 | 2.9225 | 0.12192 | 221.4226 | 27.6938 | 70 | 70 | 14.6545 | 28.334 | 40.2536 | 49.9488 | 57.3099 | 62.527 | 65.9786 | 68.1101 | 69.3388 | 70
7 | 300 | 317 | 300 317 Thermal Energy Storage (TES) Positive / Hospital | 0 | 0 | -1204.697 | -809.7781 | -850.3541 | -536.4564 | -596.904 | -533.7554 | -439.247 | -372.673 | -312.3286 | -442.0974 | -322.7711 | -351.6049 | -165.3135 | -451.4165 | -344.1021 | -243.1115 | -234.4135 | -179.8452 | -153.2986 | -102.4921 | -26.897 | -134.5531 | -72.6675 | -171.7332 | -231.7986 | -99.2552 | -57.5745 | 89.702 | -9351.4376 | -6261.7051 | 0.80938 | NA | 15630.07 | 18603.7702 | 8.1422 | No | No | No | NA | Drop | NA | NA | NA | NA | NA | NA | 6.337% | M | -9437.505 | 27.522 | 0.091903 | 147.6151 | NA | NA | NA | NA | NA | NA | NA | NA | NA | NA | NA | NA | NA
7 | 300 | 317 | 300 317 Thermal Energy Storage (TES) Negative / Hospital | 0 | 0 | 1714.268 | 1654.125 | 1713.706 | 1794.63 | 1958.468 | 1874.462 | 1891.987 | 1918.605 | 1872.928 | 1814.772 | 1745.356 | 1659.755 | 1697.162 | 1755.576 | 1734.11 | 1766.608 | 1771.38 | 1717.438 | 1660.876 | 1624.743 | 1584.686 | 1548.818 | 1524.613 | 1495.126 | 1478.314 | 1447.285 | 1550.672 | 1656.493 | 47626.962 | 23744.7042 | 0.51467 | NA | 0 | 28041.2751 | 0 | Yes | Yes | Yes | NA | Drop | NA | NA | NA | NA | NA | NA | 90% | M |  |  |  | 0 | NA | NA | NA | NA | NA | NA | NA | NA | NA | NA | NA | NA | NA
7 | 320 | 321 | 320 321 DX Packaged System, EER=10.9, 10 tons / Hospital | 0 | 0 | -951.8286 | -537.0896 | -574.6426 | 127.8231 | 289.6876 | 333.1387 | 637.0564 | 814.5125 | 814.7735 | 393.2759 | 565.8689 | 329.8813 | 984.3955 | 305.001 | 526.9668 | 0 | 0 | 0 | 0 | 0 | 0 | 0 | 0 | 0 | 0 | 0 | 0 | 0 | 4058.8204 | 1578.73 | 1.0921 | 3.3084 | 5482.98 | 13876.3505 | 3.8294 | No | No | No | 1392.7592 | Keep | 2619.3214 | 2 | 1578.73 | 47.77% | 390 | 2.7268 | 13.22% | M | 13876.3505 | 7.1366 | 0 | 23.4712 | 1.5515 | 1.5515 | -1 | 0.3248 | 0.62799 | 0.89217 | 1.1071 | 1.2702 | 1.3858 | 1.4623 | 1.5096 | 1.5368 | 1.5515
7 | 320 | 322 | 320 322 Hybrid Dessicant-DX System (Trane CDQ) / Hospital | 0 | 0 | -5336.8357 | -4781.6517 | -4978.7557 | -3889.7344 | -4064.8661 | -3771.1938 | -3338.8257 | -3061.7087 | -2951.2397 | -3513.8947 | -3044.7627 | -3228.4144 | -2252.6877 | -3501.7607 | -3042.1694 | 0 | 0 | 0 | 0 | 0 | 0 | 0 | 0 | 0 | 0 | 0 | 0 | 0 | -54758.5011 | -38548.6759 | 0.655 | NA | 20489.32 | 92257.4114 | 2.1523 | No | No | Yes | NA | Drop | NA | NA | NA | NA | NA | NA | 25.01% | N | 92257.4114 | 11.1555 | 0 | 26.0792 | NA | NA | 148 | NA | NA | NA | NA | NA | NA | NA | NA | NA | NA
7 | 320 | 323 | 320 323 Geothermal Heat Pump, EER=13, 10 tons / Hospital | 0 | 0 | -2962.3625 | -2487.6995 | -2588.7155 | -2022.7556 | -2113.4128 | -1961.1901 | -1736.3801 | -1592.8444 | -1534.0996 | -1827.9952 | -1583.7017 | -1678.9659 | -1171.8085 | -1821.7495 | -1590.551 | 0 | 0 | 0 | 0 | 0 | 0 | 0 | 0 | 0 | 0 | 0 | 0 | 0 | -28674.2319 | -20238.6297 | 0.65294 | NA | 49211.43 | 47994.907 | 9.937 | No | No | No | NA | Drop | NA | NA | NA | NA | NA | NA | 5.639% | N | 47994.907 | 5.8103 | 0.31893 | 25.8184 | NA | NA | NA | NA | NA | NA | NA | NA | NA | NA | NA | NA | NA
7 | 320 | 326 | 320 326 DX Tune Up/ Advanced Diagnostics / Hospital | 0 | 0 | -974.28 | -563.2 | -590.865 | -302.0089 | -273.1467 | -235.7107 | -113.8429 | -41.5367 | -30.9766 | -195.939 | 0 | 0 | 0 | 0 | 0 | 0 | 0 | 0 | 0 | 0 | 0 | 0 | 0 | 0 | 0 | 0 | 0 | 0 | -3321.5066 | -2895.0452 | 0.73763 | NA | 1250 | 11900.4016 | 1.018 | No | Yes | Yes | NA | Drop | NA | NA | NA | NA | NA | NA | 58.49% | N | 11900.4016 | 3.0359 | 0 | 12.9092 | NA | NA | 100 | NA | NA | NA | NA | NA | NA | NA | NA | NA | NA
7 | 320 | 327 | 320 327 DX Coil Cleaning / Hospital | 0 | 0 | -716.7327 | -302.5967 | -337.7757 | 877.362 | 1266.455 | 0 | 0 | 0 | 0 | 0 | 0 | 0 | 0 | 0 | 0 | 0 | 0 | 0 | 0 | 0 | 0 | 0 | 0 | 0 | 0 | 0 | 0 | 0 | 786.7119 | 413.8827 | 1.0699 | NA | 411.1 | 11434.277 | 0.34844 | Yes | Yes | Yes | NA | Drop | NA | NA | NA | NA | NA | NA | 79.32% | M | 11434.277 | 12.962 | 3.5141 | 19.5594 | NA | NA | 18.1818 | NA | NA | NA | NA | NA | NA | NA | NA | NA | NA
7 | 320 | 329 | 320 329 Aerosol Duct Sealing / Hospital | 0 | 0 | -1666.7976 | -1234.6085 | -1285.3046 | -1004.2728 | -1049.0403 | -973.6726 | -862.1499 | -790.611 | -762.4231 | -907.3193 | -786.821 | -833.9594 | -582.5116 | -905.5371 | -790.2811 | 0 | 0 | 0 | 0 | 0 | 0 | 0 | 0 | 0 | 0 | 0 | 0 | 0 | -14435.3096 | -10245.3431 | 0.64858 | NA | 814.97 | 23832.7894 | 0.3314 | Yes | Yes | Yes | NA | Drop | NA | NA | NA | NA | NA | NA | 79.32% | M | 23832.7894 | 1.486 | 1.6298 | 25.4272 | NA | NA | 0.30303 | NA | NA | NA | NA | NA | NA | NA | NA | NA | NA
7 | 320 | 330 | 320 330 Duct/Pipe Insulation / Hospital | 0 | 0 | -629.5699 | -231.841 | -241.8901 | -168.4059 | -170.6839 | -156.6734 | -126.1043 | -108.0311 | -101.9197 | -141.8807 | 0 | 0 | 0 | 0 | 0 | 0 | 0 | 0 | 0 | 0 | 0 | 0 | 0 | 0 | 0 | 0 | 0 | 0 | -2077.0001 | -1746.4822 | 0.61587 | NA | 30756 | 4647.281 | 64.1379 | No | No | No | NA | Drop | NA | NA | NA | NA | NA | NA | 5.628% | M | 4647.281 | 0.79753 | 0 | 23.4712 | NA | NA | NA | NA | NA | NA | NA | NA | NA | NA | NA | NA | NA
7 | 320 | 334 | 320 334 Ceiling Insulation / Hospital | 0 | 0 | -1300.1924 | -854.7254 | -941.1954 | 1800.8516 | 2648.1066 | 2724.7486 | 3966.7746 | 4660.1826 | 4574.7776 | 78076.1556 | 3480.2966 | 2452.1556 | 5132.8636 | 2477.5926 | 3317.7976 | 1982.8426 | 4691.3406 | 4837.8826 | 4946.2826 | 4915.7606 | 0 | 0 | 0 | 0 | 0 | 0 | 0 | 0 | 133590.299 | 70798.9504 | 2.6486 | NA | 3843 | 29236.9031 | 1.2739 | No | Yes | Yes | NA | Drop | NA | NA | NA | NA | NA | NA | 50.86% | M | 29236.9031 | 12.4568 | 28.0645 | 15.6475 | NA | NA | NA | NA | NA | NA | NA | NA | NA | NA | NA | NA | NA
7 | 320 | 335 | 320 335 Roof Insulation / Hospital | 0 | 0 | -842.7555 | -433.8385 | -462.2975 | 14.36 | 113.8947 | 148.2101 | 353.7229 | 473.5083 | 476.4576 | 193.8133 | 314.0843 | 158.0281 | 598.6358 | 135.5338 | 287.3705 | 196.901 | 515.1975 | 552.5138 | 588.6748 | 596.096 | 0 | 0 | 0 | 0 | 0 | 0 | 0 | 0 | 3978.1116 | 1035.8183 | 1.0645 | NA | 1505.52 | 10763.6649 | 1.3555 | No | Yes | Yes | NA | Drop | NA | NA | NA | NA | NA | NA | 47.94% | M | 10763.6649 | 4.8537 | 2.855 | 15.6475 | NA | NA | NA | NA | NA | NA | NA | NA | NA | NA | NA | NA | NA
7 | 340 | 344 | 340 344 Aerosol Duct Sealing / Hospital | 0 | 0 | -1695.6319 | -1262.5799 | -1314.2709 | -1027.2804 | -1072.7712 | -995.668 | -882.2886 | -808.2276 | -779.0271 | -927.5318 | -804.7735 | -852.5755 | -595.0626 | -924.9309 | -807.5976 | 0 | 0 | 0 | 0 | 0 | 0 | 0 | 0 | 0 | 0 | 0 | 0 | 0 | -14750.2169 | -10467.0389 | 0.64877 | NA | 814.97 | 24368.6383 | 0.32411 | Yes | Yes | Yes | NA | Drop | NA | NA | NA | NA | NA | NA | 79.32% | M | 24368.6383 | 1.5194 | 1.6664 | 1.8381 | NA | NA | 0.30303 | NA | NA | NA | NA | NA | NA | NA | NA | NA | NA
7 | 340 | 345 | 340 345 Duct/Pipe Insulation / Hospital | 0 | 0 | -634.7558 | -237.3091 | -247.3446 | -172.7753 | -175.7741 | -160.6113 | -130.6036 | -112.533 | -106.1262 | -146.1182 | 0 | 0 | 0 | 0 | 0 | 0 | 0 | 0 | 0 | 0 | 0 | 0 | 0 | 0 | 0 | 0 | 0 | 0 | -2123.951 | -1783.0321 | 0.61555 | NA | 30756 | 4749.097 | 62.7629 | No | No | No | NA | Drop | NA | NA | NA | NA | NA | NA | 5.628% | M | 4749.097 | 0.80765 | 0.02254 | 1.6967 | NA | NA | NA | NA | NA | NA | NA | NA | NA | NA | NA | NA | NA
7 | 340 | 349 | 340 349 Ceiling Insulation / Hospital | 0 | 0 | -1320.6058 | -873.6648 | -962.3858 | 1841.0392 | 2707.9352 | 2786.0662 | 4056.0002 | 4765.1372 | 4677.5862 | 78136.1542 | 3557.4892 | 2507.1882 | 5248.3672 | 2532.4832 | 3392.3792 | 2028.0542 | 4796.0752 | 4945.8782 | 5057.3152 | 5025.0562 | 0 | 0 | 0 | 0 | 0 | 0 | 0 | 0 | 134903.548 | 71433.4321 | 2.6271 | NA | 3843 | 29895.1364 | 1.2458 | No | Yes | Yes | NA | Drop | NA | NA | NA | NA | NA | NA | 52.32% | M | 29895.1364 | 12.7373 | 28.6963 | 1.1312 | NA | NA | NA | NA | NA | NA | NA | NA | NA | NA | NA | NA | NA
7 | 340 | 351 | 340 351 Cool Roof - DX / Hospital | 0 | 0 | -2923.5236 | -2423.7766 | -2588.3236 | 423.8914 | 1098.5034 | 1294.4734 | 2589.7384 | 3364.1804 | 3345.7974 | 1541.8314 | 2298.6544 | 1300.9694 | 4113.9804 | 1179.1654 | 2143.9305 | 0 | 0 | 0 | 0 | 0 | 0 | 0 | 0 | 0 | 0 | 0 | 0 | 0 | 16759.4921 | 6758.5044 | 1.0901 | 5.5452 | 13606.8 | 61812.5089 | 2.1334 | No | No | Yes | 850.5698 | Keep | 850.5698 | 2 | 850.5698 | 6.251% | 390 | 2 | 26.34% | M | 61812.5089 | 30.6341 | 0 | 1.2109 | 0.15951 | 1.2109 | 4 | 0.25351 | 0.49016 | 0.69636 | 0.86408 | 0.99142 | 1.0817 | 1.1414 | 1.1783 | 1.1995 | 1.2109
7 | 360 | 361 | 360 361 HE PTAC, EER=9.6, 1 ton / Hospital | 0 | 0 | -2002.1676 | -1541.6586 | -1646.3616 | 229.6994 | 643.3044 | 768.2224 | 1574.4284 | 2052.8274 | 2053.6654 | 929.3314 | 1402.3544 | 779.0004 | 2527.2174 | 704.8734 | 1300.7994 | 0 | 0 | 0 | 0 | 0 | 0 | 0 | 0 | 0 | 0 | 0 | 0 | 0 | 9775.536 | 3714.5321 | 1.0779 | NA | 6317.06 | 39171.7949 | 1.5629 | No | Yes | Yes | NA | Drop | NA | NA | NA | NA | NA | NA | 42.14% | M | 39171.7949 | 19.0719 | 1.3415 | 17.6617 | NA | NA | NA | NA | NA | NA | NA | NA | NA | NA | NA | NA | NA
7 | 400 | 402 | 400 402 Variable Speed Drive Control / Hospital | 0 | 0 | -1768.8345 | -1333.7895 | -1388.2115 | -1084.5865 | -1133.2088 | -1051.7347 | -931.1367 | -853.9579 | -822.9646 | -979.7392 | -849.1991 | -899.9619 | -628.6742 | -976.7425 | -852.978 | 0 | 0 | 0 | 0 | 0 | 0 | 0 | 0 | 0 | 0 | 0 | 0 | 0 | -15555.7193 | -11032.4838 | 0.64919 | NA | 3129.63 | 25733.5398 | 1.1786 | No | Yes | Yes | NA | Drop | NA | NA | NA | NA | NA | NA | 53.86% | N | 25733.5398 | 0.74393 | 0.74805 | 618.9924 | NA | NA | 100 | NA | NA | NA | NA | NA | NA | NA | NA | NA | NA
7 | 400 | 403 | 400 403 Air Handler Optimization / Hospital | 0 | 0 | -826.0057 | -421.2251 | -439.1039 | -342.8346 | -357.6432 | -332.7333 | -294.1375 | -270.5999 | 0 | 0 | 0 | 0 | 0 | 0 | 0 | 0 | 0 | 0 | 0 | 0 | 0 | 0 | 0 | 0 | 0 | 0 | 0 | 0 | -3284.2829 | -2791.3542 | 0.56604 | NA | 300 | 8138.0355 | 0.35726 | Yes | Yes | Yes | NA | Drop | NA | NA | NA | NA | NA | NA | 77.75% | N | 8138.0355 | 0.23526 | 0.23656 | 541.9327 | NA | NA | 27.2727 | NA | NA | NA | NA | NA | NA | NA | NA | NA | NA
7 | 400 | 404 | 400 404 Electronically Commutated Motors (ECM) on an Air Handler Unit / Hospital | 0 | 0 | -1004.7648 | -594.5638 | -619.4758 | -483.9489 | -505.6237 | -469.982 | -415.2062 | -381.875 | -366.8724 | -436.7584 | -378.414 | -401.6814 | -280.6145 | -436.2733 | -380.382 | 0 | 0 | 0 | 0 | 0 | 0 | 0 | 0 | 0 | 0 | 0 | 0 | 0 | -7156.4366 | -5138.0976 | 0.63943 | NA | 1195.76 | 11483.946 | 1.0091 | No | Yes | Yes | NA | Drop | NA | NA | NA | NA | NA | NA | 58.49% | M | 11483.946 | 1.2882 | 0 | 963.436 | NA | NA | 18.1818 | NA | NA | NA | NA | NA | NA | NA | NA | NA | NA
7 | 400 | 405 | 400 405 Demand Control Ventilation (DCV) / Hospital | 0 | 0 | -743.1326 | -325.5066 | -364.9266 | 952.4944 | 1374.7669 | 1404.1856 | 2006.1054 | 2333.3134 | 2291.8754 | 1460.5694 | 1759.2254 | 1256.2154 | 2550.7164 | 1275.2594 | 1677.5964 | 0 | 0 | 0 | 0 | 0 | 0 | 0 | 0 | 0 | 0 | 0 | 0 | 0 | 18908.7577 | 10654.6322 | 1.6947 | 1.0319 | 23594 | 12384.7113 | 18.4629 | No | No | No | 9400.0568 | Keep | 21038.1706 | 2 | 10654.6322 | 89.17% | 390 | 10.1254 | 5.628% | M | 12384.7113 | 28.0958 | 16.9293 | 541.9327 | 15.2489 | 9 | 9 | 1.8842 | 3.6429 | 5.1755 | 6.422 | 7.3684 | 8.0392 | 8.483 | 8.757 | 8.915 | 9
7 | 400 | 406 | 400 406 Energy Recovery Ventilation (ERV) / Hospital | 0 | 0 | -551.1779 | -148.4094 | -166.5229 | 435.5862 | 629.1183 | 641.811 | 917.4065 | 1067.3854 | 1048.4487 | 669.6485 | 804.7667 | 574.7835 | 1166.452 | 582.6948 | 766.8988 | 451.0307 | 1070.4579 | 1101.7519 | 1129.0175 | 1117.9735 | 0 | 0 | 0 | 0 | 0 | 0 | 0 | 0 | 13309.1217 | 6318.1341 | 1.7322 | 2.3 | 5439.57 | 5660.8872 | 9.3125 | No | No | No | 4271.3343 | Keep | 4271.3343 | 2 | 4271.3343 | 78.52% | 390 | 2 | 5.773% | M | 5660.8872 | 12.8422 | 7.7382 | 541.9327 | 15.6422 | 2 | 2 | 0.4187 | 0.80954 | 1.1501 | 1.4271 | 1.6374 | 1.7865 | 1.8851 | 1.946 | 1.9811 | 2
7 | 600 | 603 | 600 603 Heat Pump Water Heater (air source) / Hospital | 0 | 0 | -1194.4405 | -778.4145 | -810.4515 | -621.745 | -648.1708 | -600.5455 | -525.7777 | -478.8959 | -460.3323 | -556.7444 | -478.5042 | -511.609 | -345.0807 | -557.1555 | -480.8805 | 0 | 0 | 0 | 0 | 0 | 0 | 0 | 0 | 0 | 0 | 0 | 0 | 0 | -9048.7477 | -6487.4361 | 0.65231 | NA | 504.95 | 15136.7236 | 0.3233 | Yes | Yes | Yes | NA | Drop | NA | NA | NA | NA | NA | NA | 79.32% | N | 15136.7236 | 2.0968 | 1.8191 | 74.5483 | NA | NA | 9.0909 | NA | NA | NA | NA | NA | NA | NA | NA | NA | NA
7 | 600 | 606 | 600 606 Demand controlled circulating systems / Hospital | 0 | 0 | -446.6435 | -54.7929 | -57.0324 | -44.0078 | -45.2876 | -42.9161 | -37.5501 | -33.9593 | -32.6823 | -38.4627 | -33.7091 | -35.8144 | -24.798 | -40.0738 | -34.5602 | 0 | 0 | 0 | 0 | 0 | 0 | 0 | 0 | 0 | 0 | 0 | 0 | 0 | -1002.2903 | -820.7319 | 0.51257 | NA | 28.27 | 1071.6307 | 0.25566 | Yes | Yes | Yes | NA | Drop | NA | NA | NA | NA | NA | NA | 80.89% | N | 1071.6307 | 0.14992 | 0.12878 | 38.8436 | NA | NA | 45.4545 | NA | NA | NA | NA | NA | NA | NA | NA | NA | NA
7 | 600 | 608 | 600 608 Heat Recovery Unit / Hospital | 0 | 0 | -1270.9902 | -852.5242 | -887.3682 | -680.3638 | -708.9021 | -656.0015 | -573.9286 | -522.1156 | -501.222 | -608.6778 | 0 | 0 | 0 | 0 | 0 | 0 | 0 | 0 | 0 | 0 | 0 | 0 | 0 | 0 | 0 | 0 | 0 | 0 | -7262.0944 | -5830.8532 | 0.61695 | NA | 818 | 16581.9403 | 0.47808 | Yes | Yes | Yes | NA | Drop | NA | NA | NA | NA | NA | NA | 74.61% | N | 16581.9403 | 2.3051 | 1.9927 | 44.1404 | NA | NA | 0.90909 | NA | NA | NA | NA | NA | NA | NA | NA | NA | NA
7 | 600 | 609 | 600 609 Heat Trap / Hospital | 0 | 0 | -492.8104 | -99.545 | -103.8011 | -78.8906 | -82.4815 | -76.8722 | -67.0986 | -61.2197 | -58.1009 | -69.8876 | 0 | 0 | 0 | 0 | 0 | 0 | 0 | 0 | 0 | 0 | 0 | 0 | 0 | 0 | 0 | 0 | 0 | 0 | -1190.7076 | -1024.2135 | 0.51808 | NA | 1.37 | 1940.4045 | 0.0068425 | Yes | Yes | Yes | NA | Drop | NA | NA | NA | NA | NA | NA | 88.49% | N | 1940.4045 | 0.27068 | 0.23319 | 44.1404 | NA | NA | 0.90909 | NA | NA | NA | NA | NA | NA | NA | NA | NA | NA
7 | 600 | 610 | 600 610 Hot Water Pipe Insulation / Hospital | 0 | 0 | -412.6525 | -21.5166 | -23.2027 | -17.2393 | -17.4202 | -17.0534 | -14.878 | -13.526 | -11.8993 | -15.5272 | -13.6196 | -14.1413 | -10.0745 | -15.9253 | -13.4776 | 0 | 0 | 0 | 0 | 0 | 0 | 0 | 0 | 0 | 0 | 0 | 0 | 0 | -632.1535 | -560.4284 | 0.37849 | NA | 36.44 | 423.8421 | 0.83322 | Yes | Yes | Yes | NA | Drop | NA | NA | NA | NA | NA | NA | 64.62% | M | 423.8421 | 0.059116 | 0.050935 | 44.1404 | NA | NA | 0.90909 | NA | NA | NA | NA | NA | NA | NA | NA | NA | NA
7 | 700 | 701 | 700 701 PC Manual Power Management Enabling / Hospital | 0 | 0 | -497.1317 | -103.5135 | -108.2103 | -78.4862 | 0 | 0 | 0 | 0 | 0 | 0 | 0 | 0 | 0 | 0 | 0 | 0 | 0 | 0 | 0 | 0 | 0 | 0 | 0 | 0 | 0 | 0 | 0 | 0 | -787.3418 | -754.8709 | 0.36611 | NA | 67.51 | 2053.2842 | 0.31864 | Yes | Yes | Yes | NA | Drop | NA | NA | NA | NA | NA | NA | 79.32% | N | 2053.2842 | 0.15023 | 0.3215 | 541.9327 | NA | NA | 90.9091 | NA | NA | NA | NA | NA | NA | NA | NA | NA | NA
7 | 700 | 702 | 700 702 PC Network Power Management Enabling / Hospital | 0 | 0 | -497.1317 | -103.5135 | -108.2103 | -78.4862 | 0 | 0 | 0 | 0 | 0 | 0 | 0 | 0 | 0 | 0 | 0 | 0 | 0 | 0 | 0 | 0 | 0 | 0 | 0 | 0 | 0 | 0 | 0 | 0 | -787.3418 | -754.8709 | 0.36611 | NA | 33.76 | 2053.2842 | 0.15934 | Yes | Yes | Yes | NA | Drop | NA | NA | NA | NA | NA | NA | 83.97% | N | 2053.2842 | 0.15023 | 0.3215 | 541.9327 | NA | NA | NA | NA | NA | NA | NA | NA | NA | NA | NA | NA | NA
7 | 710 | 711 | 710 711 Energy Star or Better Monitor / Hospital | 0 | 0 | -543.8764 | -149.0651 | -155.5023 | -113.4402 | 0 | 0 | 0 | 0 | 0 | 0 | 0 | 0 | 0 | 0 | 0 | 0 | 0 | 0 | 0 | 0 | 0 | 0 | 0 | 0 | 0 | 0 | 0 | 0 | -961.8841 | -915.0914 | 0.40639 | NA | 0 | 2951.6139 | 0 | Yes | Yes | Yes | NA | Drop | NA | NA | NA | NA | NA | NA | 90% | M | 2951.6139 | 0.32803 | 0.46214 | 48.1718 | NA | NA | 7.6923 | NA | NA | NA | NA | NA | NA | NA | NA | NA | NA
7 | 710 | 712 | 710 712 Monitor Power Management Enabling / Hospital | 0 | 0 | -490.3888 | -97.0102 | -100.7974 | -73.5789 | 0 | 0 | 0 | 0 | 0 | 0 | 0 | 0 | 0 | 0 | 0 | 0 | 0 | 0 | 0 | 0 | 0 | 0 | 0 | 0 | 0 | 0 | 0 | 0 | -761.7753 | -731.4127 | 0.35937 | NA | 64.14 | 1926.6944 | 0.32263 | Yes | Yes | Yes | NA | Drop | NA | NA | NA | NA | NA | NA | 79.32% | N | 1926.6944 | 0.14097 | 0.30168 | 289.0308 | NA | NA | 50 | NA | NA | NA | NA | NA | NA | NA | NA | NA | NA
7 | 720 | 722 | 720 722 Monitor Power Management Enabling / Hospital | 0 | 0 | -390.3095 | -0.056815 | -0.078472 | -0.091296 | 0 | 0 | 0 | 0 | 0 | 0 | 0 | 0 | 0 | 0 | 0 | 0 | 0 | 0 | 0 | 0 | 0 | 0 | 0 | 0 | 0 | 0 | 0 | 0 | -390.5361 | -390.5078 | 0.0016938 | NA | 3.38 | 3.1907 | 10.2663 | No | No | No | NA | Drop | NA | NA | NA | NA | NA | NA | 5.628% | N | 3.1907 | 0.00023345 | 0.0004996 | 289.0308 | NA | NA | 50 | NA | NA | NA | NA | NA | NA | NA | NA | NA | NA
7 | 730 | 732 | 730 732 Copier Power Management Enabling / Hospital | 0 | 0 | -397.7731 | -7.383 | -8.3698 | -5.4784 | -5.7329 | -6.1548 | 0 | 0 | 0 | 0 | 0 | 0 | 0 | 0 | 0 | 0 | 0 | 0 | 0 | 0 | 0 | 0 | 0 | 0 | 0 | 0 | 0 | 0 | -430.8921 | -425.5944 | 0.11013 | NA | 31.6 | 153.8596 | 1.9904 | No | Yes | Yes | NA | Drop | NA | NA | NA | NA | NA | NA | 30.34% | N | 153.8596 | 0.011257 | 0.024091 | 476.9008 | NA | NA | 363.636 | NA | NA | NA | NA | NA | NA | NA | NA | NA | NA
7 | 740 | 741 | 740 741 Printer Power Management Enabling / Hospital | 0 | 0 | -493.1827 | -99.5094 | -104.2754 | -75.1478 | -77.5753 | 0 | 0 | 0 | 0 | 0 | 0 | 0 | 0 | 0 | 0 | 0 | 0 | 0 | 0 | 0 | 0 | 0 | 0 | 0 | 0 | 0 | 0 | 0 | -849.6907 | -801.3058 | 0.40476 | NA | 197.11 | 1975.6191 | 0.96692 | Yes | Yes | Yes | NA | Drop | NA | NA | NA | NA | NA | NA | 60.03% | N | 1975.6191 | 0.14455 | 0.30934 | 332.3854 | NA | NA | 111.111 | NA | NA | NA | NA | NA | NA | NA | NA | NA | NA
7 | 800 | 801 | 800 801 Convection Oven / Hospital | 0 | 0 | -418.0706 | -27.196 | -28.4095 | -19.3574 | -19.5662 | -18.5858 | -14.4672 | -13.0973 | -11.3938 | -16.411 | 0 | 0 | 0 | 0 | 0 | 0 | 0 | 0 | 0 | 0 | 0 | 0 | 0 | 0 | 0 | 0 | 0 | 0 | -586.5548 | -548.1655 | 0.37784 | NA | 339638.2 | 549.0701 | 5994.7731 | No | No | No | NA | Drop | NA | NA | NA | NA | NA | NA | 5.628% | N | 549.0701 | 0.096941 | 0.021648 | 506.3882 | NA | NA | NA | NA | NA | NA | NA | NA | NA | NA | NA | NA | NA
7 | 810 | 811 | 810 811 Efficient Fryer / Hospital | 0 | 0 | -394.5808 | -4.2489 | -4.2737 | -2.7704 | -3.0584 | -3.4439 | -2.3251 | -2.1905 | -1.3515 | -2.762 | 0 | 0 | 0 | 0 | 0 | 0 | 0 | 0 | 0 | 0 | 0 | 0 | 0 | 0 | 0 | 0 | 0 | 0 | -421.0053 | -414.9369 | 0.1181 | NA | 141340.7 | 90.3002 | 15169.1951 | No | No | No | NA | Drop | NA | NA | NA | NA | NA | NA | 5.628% | N | 90.3002 | 0.015943 | 0.0035602 | 506.3882 | NA | NA | NA | NA | NA | NA | NA | NA | NA | NA | NA | NA | NA
7 | 900 | 901 | 900 901 Vending Misers (cooled machines only) / Hospital | 0 | 0 | -410.94 | -20.0815 | -21.051 | -15.8214 | -17.3148 | -16.4071 | -14.1883 | -13.5295 | -12.1303 | -14.4567 | 0 | 0 | 0 | 0 | 0 | 0 | 0 | 0 | 0 | 0 | 0 | 0 | 0 | 0 | 0 | 0 | 0 | 0 | -555.9207 | -521.0061 | 0.29823 | NA | 52.38 | 393.904 | 1.2887 | No | Yes | Yes | NA | Drop | NA | NA | NA | NA | NA | NA | 50.86% | N | 393.904 | 0.029432 | 0.045502 | 674.4052 | NA | NA | 90.9091 | NA | NA | NA | NA | NA | NA | NA | NA | NA | NA
8 | 110 | 111 | 110 111 Premium T8, Electronic Ballast / Other Healthcare | 0 | 0 | -1539.9939 | -1106.7709 | -1165.9499 | -429.8115 | -323.2937 | -245.8449 | 65.6701 | 252.4941 | 269.1441 | -157.7469 | 50.9024 | -169.9906 | 507.1881 | -231.5471 | 15.6084 | -115.9381 | 361.0461 | 435.1801 | 499.8151 | 0 | 0 | 0 | 0 | 0 | 0 | 0 | 0 | 0 | -3029.839 | -3630.4246 | 0.89587 | NA | 21311.26 | 24437.3469 | 8.4516 | No | No | No | NA | Drop | NA | NA | NA | NA | NA | NA | 6.116% | M | 24437.3469 | 7.6242 | 3.8799 | 325.4836 | NA | NA | 18.1818 | NA | NA | NA | NA | NA | NA | NA | NA | NA | NA
8 | 110 | 114 | 110 114 Continuous Dimming / Other Healthcare | 0 | 0 | -3131.7135 | -2644.8185 | -2767.8605 | -1654.0822 | -1596.5413 | -1423.7971 | -962.3685 | -679.0875 | -627.5905 | -1251.2005 | -886.0335 | -1175.1121 | -159.8565 | 0 | 0 | 0 | 0 | 0 | 0 | 0 | 0 | 0 | 0 | 0 | 0 | 0 | 0 | 0 | -18960.0622 | -15042.5493 | 0.7475 | NA | 122712.1 | 54299.2843 | 21.9017 | No | No | No | NA | Drop | NA | NA | NA | NA | NA | NA | 5.628% | N | 54299.2843 | 11.8278 | 6.9632 | 42.8728 | NA | NA | NA | NA | NA | NA | NA | NA | NA | NA | NA | NA | NA
8 | 110 | 115 | 110 115 Lighting Control Tuneup / Other Healthcare | 0 | 0 | -672.1167 | -272.1192 | -285.383 | -165.3499 | -157.6567 | -140.4587 | 0 | 0 | 0 | 0 | 0 | 0 | 0 | 0 | 0 | 0 | 0 | 0 | 0 | 0 | 0 | 0 | 0 | 0 | 0 | 0 | 0 | 0 | -1693.0843 | -1541.9291 | 0.57361 | NA | 144 | 5628.5875 | 0.24794 | Yes | Yes | Yes | NA | Drop | NA | NA | NA | NA | NA | NA | 82.46% | N | 5628.5875 | 1.27 | 0.7218 | 42.8728 | NA | NA | 0.47619 | NA | NA | NA | NA | NA | NA | NA | NA | NA | NA
8 | 120 | 121 | 120 121 ROB Premium T8, 1EB / Other Healthcare | 0 | 0 | -886.75 | -478.263 | -503.51 | -185.6319 | -139.2213 | -105.0576 | 29.5629 | 108.906 | 116.4744 | -67.8251 | 22.3561 | -73.387 | 219.0663 | -99.79 | 6.9794 | -50.0551 | 156.0717 | 188.1229 | 215.3612 | 0 | 0 | 0 | 0 | 0 | 0 | 0 | 0 | 0 | -1526.5894 | -1787.2326 | 0.8831 | NA | 2058.69 | 10561.0305 | 1.8892 | No | Yes | Yes | NA | Drop | NA | NA | NA | NA | NA | NA | 33.32% | M | 10561.0305 | 3.2949 | 1.6768 | 610.2817 | NA | NA | 18.1818 | NA | NA | NA | NA | NA | NA | NA | NA | NA | NA
8 | 120 | 122 | 120 122 ROB Premium T8, EB, Reflector / Other Healthcare | 0 | 0 | -2398.5676 | -1932.3946 | -2035.5976 | -751.1102 | -565.5261 | -428.3712 | 114.1904 | 440.6204 | 469.3504 | -276.3236 | 87.7444 | -297.1052 | 884.7344 | -402.9476 | 29.0224 | -202.7786 | 629.4804 | 759.7094 | 866.8704 | 0 | 0 | 0 | 0 | 0 | 0 | 0 | 0 | 0 | -5008.9997 | -6052.566 | 0.90006 | NA | 7058.37 | 42652.0893 | 1.6038 | No | Yes | Yes | NA | Drop | NA | NA | NA | NA | NA | NA | 40.69% | M | 42652.0893 | 13.307 | 6.7719 | 128.6185 | NA | NA | 18.1818 | NA | NA | NA | NA | NA | NA | NA | NA | NA | NA
8 | 120 | 123 | 120 123 Occupancy Sensor / Other Healthcare | 0 | 0 | -1014.1802 | -600.3982 | -633.8412 | -198.16 | -128.4828 | -86.2605 | 99.7537 | 209.5224 | 218.0086 | -35.8771 | 84.2586 | 0 | 0 | 0 | 0 | 0 | 0 | 0 | 0 | 0 | 0 | 0 | 0 | 0 | 0 | 0 | 0 | 0 | -2085.6571 | -2104.2649 | 0.84285 | NA | 13234.45 | 13496.862 | 9.5029 | No | No | No | NA | Drop | NA | NA | NA | NA | NA | NA | 5.729% | M | 13496.862 | 4.5004 | 1.7308 | 294.4681 | NA | NA | 50 | NA | NA | NA | NA | NA | NA | NA | NA | NA | NA
8 | 120 | 124 | 120 124 Lighting Control Tuneup / Other Healthcare | 0 | 0 | -563.777 | -167.5151 | -175.5254 | -105.3776 | -100.9829 | -90.8095 | 0 | 0 | 0 | 0 | 0 | 0 | 0 | 0 | 0 | 0 | 0 | 0 | 0 | 0 | 0 | 0 | 0 | 0 | 0 | 0 | 0 | 0 | -1203.9875 | -1108.3015 | 0.5315 | NA | 144 | 3446.6356 | 0.4049 | Yes | Yes | Yes | NA | Drop | NA | NA | NA | NA | NA | NA | 76.18% | N | 3446.6356 | 0.75077 | 0.44199 | 64.3092 | NA | NA | 0.47619 | NA | NA | NA | NA | NA | NA | NA | NA | NA | NA
8 | 130 | 131 | 130 131 CFL Screw-in 18W / Other Healthcare | 0 | 0 | -8765.549 | -8050.944 | 0 | 0 | 0 | 0 | 0 | 0 | 0 | 0 | 0 | 0 | 0 | 0 | 0 | 0 | 0 | 0 | 0 | 0 | 0 | 0 | 0 | 0 | 0 | 0 | 0 | 0 | -16816.493 | -16327.6871 | 0.5733 | NA | 13752.45 | 190098.24 | 0.70111 | Yes | Yes | Yes | NA | Drop | NA | NA | NA | NA | NA | NA | 67.68% | M | 190098.24 | 76.1193 | 51.1631 | 116.9834 | NA | NA | 27 | NA | NA | NA | NA | NA | NA | NA | NA | NA | NA
8 | 150 | 151 | 150 151 PSMH, 250W, magnetic ballast / Other Healthcare | 0 | 0 | -2629.9044 | -2160.4284 | -2261.2494 | -1352.1747 | -1304.9188 | -1162.8959 | -785.3814 | -554.7003 | -512.2733 | -1021.9083 | -724.1173 | -959.7112 | 0 | 0 | 0 | 0 | 0 | 0 | 0 | 0 | 0 | 0 | 0 | 0 | 0 | 0 | 0 | 0 | -15429.6634 | -12298.6461 | 0.73252 | NA | 1078.69 | 44366.452 | 0.23563 | Yes | Yes | Yes | NA | Drop | NA | NA | NA | NA | NA | NA | 82.46% | M | 44366.452 | 9.6642 | 5.6895 | 1.1597 | NA | NA | 9.0909 | NA | NA | NA | NA | NA | NA | NA | NA | NA | NA
8 | 150 | 152 | 150 152 PSMH, 250 W, electronic ballast / Other Healthcare | 0 | 0 | -2979.1887 | -2497.7897 | -2613.8107 | -1562.8372 | -1507.8089 | -1344.6366 | -908.5497 | -641.4847 | -592.2867 | -1181.2367 | -837.0617 | -1109.6918 | 0 | 0 | 0 | 0 | 0 | 0 | 0 | 0 | 0 | 0 | 0 | 0 | 0 | 0 | 0 | 0 | -17776.3831 | -14156.6219 | 0.73334 | NA | 5534.81 | 51283.7403 | 1.0459 | No | Yes | Yes | NA | Drop | NA | NA | NA | NA | NA | NA | 58.49% | M | 51283.7403 | 11.1709 | 6.5765 | 1.2085 | NA | NA | 10 | NA | NA | NA | NA | NA | NA | NA | NA | NA | NA
8 | 150 | 153 | 150 153 High Bay T5 / Other Healthcare | 0 | 0 | -3172.6236 | -2677.5066 | -2819.6246 | -1041.7196 | -783.5746 | -595.1006 | 155.9214 | 609.4564 | 647.8854 | -383.9956 | 120.2544 | -412.2086 | 0 | 0 | 0 | 0 | 0 | 0 | 0 | 0 | 0 | 0 | 0 | 0 | 0 | 0 | 0 | 0 | -10352.8362 | -9551.953 | 0.84364 | NA | 2459.93 | 59069.5717 | 0.40359 | Yes | Yes | Yes | NA | Drop | NA | NA | NA | NA | NA | NA | 76.18% | N | 59069.5717 | 18.4291 | 9.3785 | 1.1597 | NA | NA | 36.364 | NA | NA | NA | NA | NA | NA | NA | NA | NA | NA
8 | 160 | 161 | 160 161 LED Exit Sign / Other Healthcare | 0 | 0 | -392.2163 | -1.6599 | -1.9824 | 2.4386 | 3.1174 | 2.84 | 5.5807 | 6.3251 | 6.4033 | 3.9973 | 4.6453 | 3.3038 | 6.2849 | 2.3323 | 4.3907 | 2.0874 | 0 | 0 | 0 | 0 | 0 | 0 | 0 | 0 | 0 | 0 | 0 | 0 | -342.1117 | -364.1523 | 0.22226 | NA | 176.41 | 62.1489 | 27.5089 | No | No | No | NA | Drop | NA | NA | NA | NA | NA | NA | 5.628% | N | 62.1489 | 0.043649 | 0.010588 | 1098.1762 | NA | NA | NA | NA | NA | NA | NA | NA | NA | NA | NA | NA | NA
8 | 200 | 201 | 200 201 High Pressure Sodium 250W Lamp / Other Healthcare | 0 | 0 | -434.476 | -42.4752 | -44.3064 | -34.7045 | -36.4334 | 0 | 0 | 0 | 0 | 0 | 0 | 0 | 0 | 0 | 0 | 0 | 0 | 0 | 0 | 0 | 0 | 0 | 0 | 0 | 0 | 0 | 0 | 0 | -592.3955 | -570.5804 | 0.27703 | NA | 564.56 | 824.9675 | 6.6322 | No | No | No | NA | Drop | NA | NA | NA | NA | NA | NA | 7.567% | M | 824.9675 | 0.034959 | 0.02103 | 1453.749 | NA | NA | NA | NA | NA | NA | NA | NA | NA | NA | NA | NA | NA
8 | 200 | 202 | 200 202 Outdoor Lighting Controls (Photocell/Timeclock) / Other Healthcare | 0 | 0 | -425.1013 | -33.758 | -35.0901 | -27.2979 | -28.4268 | 0 | 0 | 0 | 0 | 0 | 0 | 0 | 0 | 0 | 0 | 0 | 0 | 0 | 0 | 0 | 0 | 0 | 0 | 0 | 0 | 0 | 0 | 0 | -549.6741 | -532.5166 | 0.24519 | NA | 102.3 | 651.6969 | 1.5213 | No | Yes | Yes | NA | Drop | NA | NA | NA | NA | NA | NA | 43.58% | N | 651.6969 | 0.027617 | 0.016613 | 143.9336 | NA | NA | 22.7273 | NA | NA | NA | NA | NA | NA | NA | NA | NA | NA
8 | 210 | 211 | 210 211 Outdoor Lighting Controls (Photocell/Timeclock) / Other Healthcare | 0 | 0 | -427.8512 | -36.707 | -38.3185 | -29.8482 | -30.8387 | 0 | 0 | 0 | 0 | 0 | 0 | 0 | 0 | 0 | 0 | 0 | 0 | 0 | 0 | 0 | 0 | 0 | 0 | 0 | 0 | 0 | 0 | 0 | -563.5636 | -544.8755 | 0.25624 | NA | 263.49 | 708.1548 | 3.606 | No | No | No | NA | Drop | NA | NA | NA | NA | NA | NA | 13.87% | N | 708.1548 | 0.03001 | 1.8053e-08 | 143.9336 | NA | NA | 22.7273 | NA | NA | NA | NA | NA | NA | NA | NA | NA | NA
8 | 300 | 301 | 300 301 Centrifugal Chiller, 0.51 kW/ton, 500 tons / Other Healthcare | 0 | 0 | -753.2096 | -349.5013 | -368.4417 | -126.4711 | -89.8505 | -65.4094 | 38.3035 | 98.6407 | 104.2573 | -36.9566 | 30.3809 | -42.7168 | 179.7368 | -61.6502 | 19.1172 | -25.3345 | 132.8462 | 155.586 | 178.223 | 187.3607 | 0 | 0 | 0 | 0 | 0 | 0 | 0 | 0 | -795.0895 | -1229.625 | 0.89506 | NA | 2146.66 | 7783.4814 | 2.6728 | No | No | Yes | NA | Drop | NA | NA | NA | NA | NA | NA | 18.23% | M | 7783.4814 | 2.5024 | 0.011705 | 132.7689 | NA | NA | NA | NA | NA | NA | NA | NA | NA | NA | NA | NA | NA
8 | 300 | 302 | 300 302 High Efficiency Chiller Motors / Other Healthcare | 0 | 0 | -488.6676 | -94.8421 | -100.1991 | -52.0366 | -47.1303 | -41.2881 | -20.8121 | -9.4726 | -6.7329 | -34.1269 | -20.1757 | -33.065 | 10.3268 | -38.8694 | -21.9122 | -29.7666 | -0.15902 | 5.588 | 10.6908 | 13.6379 | 0 | 0 | 0 | 0 | 0 | 0 | 0 | 0 | -999.0127 | -871.0547 | 0.73681 | NA | 760.75 | 2005.8266 | 3.6756 | No | No | No | NA | Drop | NA | NA | NA | NA | NA | NA | 13.7% | N | 2005.8266 | 0.50303 | 0 | 140.5788 | NA | NA | 5.4546 | NA | NA | NA | NA | NA | NA | NA | NA | NA | NA
8 | 300 | 304 | 300 304 EMS - Chiller / Other Healthcare | 0 | 0 | -736.4588 | -334.2344 | -350.7309 | -192.7967 | -179.538 | -158.3167 | -91.7518 | -51.5044 | -46.0275 | -134.6571 | 0 | 0 | 0 | 0 | 0 | 0 | 0 | 0 | 0 | 0 | 0 | 0 | 0 | 0 | 0 | 0 | 0 | 0 | -2276.0165 | -1975.852 | 0.70202 | NA | 2341.81 | 6976.8848 | 3.2529 | No | No | No | NA | Drop | NA | NA | NA | NA | NA | NA | 15.08% | N | 6976.8848 | 1.6655 | 0.19071 | 11.7821 | NA | NA | 36.3636 | NA | NA | NA | NA | NA | NA | NA | NA | NA | NA
8 | 300 | 305 | 300 305 Chiller Tune Up/Diagnostics / Other Healthcare | 0 | 0 | -540.5013 | -139.2009 | -155.7921 | 405.5193 | 585.8485 | 598.0594 | 854.9548 | 993.8186 | 976.895 | 623.7771 | 0 | 0 | 0 | 0 | 0 | 0 | 0 | 0 | 0 | 0 | 0 | 0 | 0 | 0 | 0 | 0 | 0 | 0 | 4203.3784 | 2595.651 | 1.5079 | NA | 1000 | 5277.0719 | 1.8365 | No | Yes | Yes | NA | Drop | NA | NA | NA | NA | NA | NA | 34.81% | N | 5277.0719 | 5.9822 | 0.072115 | 58.5745 | NA | NA | NA | NA | NA | NA | NA | NA | NA | NA | NA | NA | NA
8 | 300 | 306 | 300 306 VSD for Chiller Pumps and Towers / Other Healthcare | 0 | 0 | -716.9561 | -315.3394 | -330.4984 | -181.8609 | -169.4714 | -148.4252 | -85.9997 | -48.9886 | -42.8723 | -126.8393 | -80.7231 | -121.0025 | 14.8374 | -139.35 | -85.9925 | 0 | 0 | 0 | 0 | 0 | 0 | 0 | 0 | 0 | 0 | 0 | 0 | 0 | -2579.4823 | -2079.0998 | 0.75059 | NA | 1639.26 | 6583.6372 | 2.413 | No | No | Yes | NA | Drop | NA | NA | NA | NA | NA | NA | 20.64% | N | 6583.6372 | 1.5716 | 0.04499 | 72.3173 | NA | NA | 90.9091 | NA | NA | NA | NA | NA | NA | NA | NA | NA | NA
8 | 300 | 307 | 300 307 EMS Optimization / Other Healthcare | 0 | 0 | -563.7272 | -167.8982 | -174.9583 | -136.6008 | -143.002 | 0 | 0 | 0 | 0 | 0 | 0 | 0 | 0 | 0 | 0 | 0 | 0 | 0 | 0 | 0 | 0 | 0 | 0 | 0 | 0 | 0 | 0 | 0 | -1186.1864 | -1100.2997 | 0.43883 | NA | 300 | 3246.4242 | 0.89557 | Yes | Yes | Yes | NA | Drop | NA | NA | NA | NA | NA | NA | 63.09% | N | 3246.4242 | 0.19378 | 0.022189 | 58.5745 | NA | NA | 44.4444 | NA | NA | NA | NA | NA | NA | NA | NA | NA | NA
8 | 300 | 308 | 300 308 Aerosol Duct Sealing / Other Healthcare | 0 | 0 | -741.2554 | -340.0348 | -353.7778 | -276.2906 | -288.3107 | -268.504 | -237.3009 | -217.8964 | -209.9684 | -249.8345 | -216.1384 | -229.846 | -160.8497 | -249.1462 | -217.3284 | 0 | 0 | 0 | 0 | 0 | 0 | 0 | 0 | 0 | 0 | 0 | 0 | 0 | -4256.4823 | -3102.9386 | 0.62653 | NA | 765.77 | 6561.3352 | 1.1311 | No | Yes | Yes | NA | Drop | NA | NA | NA | NA | NA | NA | 55.4% | M | 6561.3352 | 0.40909 | 0.44868 | 76.1469 | NA | NA | 0.30303 | NA | NA | NA | NA | NA | NA | NA | NA | NA | NA
8 | 300 | 309 | 300 309 Duct/Pipe Insulation / Other Healthcare | 0 | 0 | -453.7369 | -60.8248 | -63.919 | -35.0317 | -33.0326 | -28.6254 | -16.7227 | -9.4992 | -8.3748 | -24.3347 | 0 | 0 | 0 | 0 | 0 | 0 | 0 | 0 | 0 | 0 | 0 | 0 | 0 | 0 | 0 | 0 | 0 | 0 | -734.1018 | -679.4669 | 0.55655 | NA | 30756 | 1276.5508 | 233.494 | No | No | No | NA | Drop | NA | NA | NA | NA | NA | NA | 5.628% | M | 1276.5508 | 0.30473 | 0.0087235 | 70.2894 | NA | NA | NA | NA | NA | NA | NA | NA | NA | NA | NA | NA | NA
8 | 300 | 311 | 300 311 Window Film (Standard) / Other Healthcare | 0 | 0 | -537.5376 | -141.2914 | -151.0428 | 16.0398 | 52.7769 | 63.5177 | 135.9378 | 177.102 | 179.0077 | 78.9971 | 0 | 0 | 0 | 0 | 0 | 0 | 0 | 0 | 0 | 0 | 0 | 0 | 0 | 0 | 0 | 0 | 0 | 0 | -126.4929 | -341.6952 | 0.90457 | NA | 1304.75 | 3566.9552 | 3.545 | No | No | No | NA | Drop | NA | NA | NA | NA | NA | NA | 14.21% | M | 3566.9552 | 1.695 | -0.14947 | 40.7604 | NA | NA | 46.6667 | NA | NA | NA | NA | NA | NA | NA | NA | NA | NA
8 | 300 | 313 | 300 313 Ceiling Insulation / Other Healthcare | 0 | 0 | -640.3838 | -235.0652 | -259.244 | 497.7957 | 731.8529 | 752.8241 | 1096.2876 | 1285.6546 | 1264.0996 | 790.5664 | 962.6436 | 677.1191 | 1415.3046 | 683.1709 | 915.5274 | 546.9844 | 1295.4216 | 1334.7856 | 1370.7936 | 1361.0096 | 0 | 0 | 0 | 0 | 0 | 0 | 0 | 0 | 15847.1483 | 7453.6597 | 1.615 | 3.6195 | 3843 | 8058.664 | 4.6216 | No | No | No | 2179.9358 | Keep | 2179.9358 | 2 | 2179.9358 | 56.72% | 390 | 2 | 10.94% | M | 8058.664 | 3.4335 | 7.7355 | 46.8596 | 2.5624 | 1 | 1 | 0.20935 | 0.40477 | 0.57505 | 0.71355 | 0.81871 | 0.89324 | 0.94255 | 0.973 | 0.99055 | 1
8 | 300 | 314 | 300 314 Roof Insulation / Other Healthcare | 0 | 0 | -502.7254 | -107.5324 | -115.6439 | 65.5483 | 112.8439 | 121.3349 | 201.5945 | 246.2725 | 245.2609 | 135.0425 | 177.5125 | 114.4549 | 285.3309 | 110.0236 | 166.9244 | 107.2287 | 255.6849 | 267.4127 | 279.469 | 278.9491 | 0 | 0 | 0 | 0 | 0 | 0 | 0 | 0 | 2444.9863 | 856.2896 | 1.1823 | 3.3624 | 1505.52 | 2958.732 | 4.9313 | No | No | No | 755.4447 | Keep | 894.9273 | 2 | 856.2896 | 59.44% | 390 | 2.1266 | 10.2% | M | 2958.732 | 1.842 | 0.076846 | 46.8596 | 2.3894 | 15 | 15 | 3.1403 | 6.0716 | 8.6258 | 10.7033 | 12.2807 | 13.3987 | 14.1383 | 14.595 | 14.8583 | 15
8 | 300 | 317 | 300 317 Thermal Energy Storage (TES) Positive / Other Healthcare | 0 | 0 | -903.298 | -509.898 | -534.18 | -337.7817 | -376.0943 | -336.7664 | -276.2045 | -228.1273 | -190.8433 | -267.551 | -202.7681 | -221.5034 | -104.5222 | -277.6567 | -208.9405 | -154.15 | -146.8072 | -113.4525 | -88.519 | -59.899 | -7.845 | -84.35 | -45.7742 | -107.2232 | -137.6935 | -54.8282 | -35.2572 | 55.795 | -5956.1394 | -4056.5978 | 0.80543 | NA | 14686.48 | 11725.7756 | 12.1384 | No | No | No | NA | Drop | NA | NA | NA | NA | NA | NA | 5.628% | M | -4125.7217 | 17.3469 | 0.057926 | 31.2397 | NA | NA | NA | NA | NA | NA | NA | NA | NA | NA | NA | NA | NA
8 | 300 | 317 | 300 317 Thermal Energy Storage (TES) Negative / Other Healthcare | 0 | 0 | 969.505 | 935.08 | 968.774 | 1014.641 | 1106.702 | 1064.18 | 1069.755 | 1081.826 | 1058.836 | 1025.813 | 987.577 | 938.139 | 958.561 | 994.235 | 980.104 | 998.021 | 1001.137 | 970.432 | 941.573 | 917.936 | 896.08 | 874.635 | 862.177 | 845.6 | 834.472 | 818.502 | 877.667 | 936.054 | 26928.014 | 13425.7343 | 0.51455 | NA | 0 | 15851.4973 | 0 | Yes | Yes | Yes | NA | Drop | NA | NA | NA | NA | NA | NA | 90% | M |  |  |  | 0 | NA | NA | NA | NA | NA | NA | NA | NA | NA | NA | NA | NA | NA
8 | 320 | 321 | 320 321 DX Packaged System, EER=10.9, 10 tons / Other Healthcare | 0 | 0 | -635.4389 | -234.9106 | -250.8865 | 56.1924 | 126.7645 | 145.8181 | 279.9984 | 356.3602 | 356.5855 | 172.3247 | 248.0206 | 144.4758 | 431.5114 | 133.0077 | 230.826 | 0 | 0 | 0 | 0 | 0 | 0 | 0 | 0 | 0 | 0 | 0 | 0 | 0 | 1560.6487 | 474.251 | 1.0614 | 1.5041 | 5151.97 | 6074.25 | 8.2199 | No | No | No | 418.3735 | Keep | 3898.4287 | 2 | 474.251 | 75.67% | 390 | 7.4632 | 6.274% | M | 6074.25 | 3.124 | 0 | 376.4866 | 11.8106 | 11.8106 | -1 | 2.4726 | 4.7806 | 6.7917 | 8.4275 | 9.6695 | 10.5498 | 11.1321 | 11.4918 | 11.6991 | 11.8106
8 | 320 | 322 | 320 322 Hybrid Dessicant-DX System (Trane CDQ) / Other Healthcare | 0 | 0 | -2473.1272 | -2015.2632 | -2100.8382 | -1449.9708 | -1472.4631 | -1343.3357 | -1081.6912 | -916.8302 | -869.8202 | -1220.8741 | -982.2898 | -1125.5599 | -546.9912 | -1245.6634 | -1002.3024 | 0 | 0 | 0 | 0 | 0 | 0 | 0 | 0 | 0 | 0 | 0 | 0 | 0 | -19847.0206 | -14422.3545 | 0.70645 | NA | 19252.38 | 40384.8742 | 4.6201 | No | No | No | NA | Drop | NA | NA | NA | NA | NA | NA | 10.94% | N | 40384.8742 | 7.0311 | 0 | 418.3184 | NA | NA | 148 | NA | NA | NA | NA | NA | NA | NA | NA | NA | NA
8 | 320 | 323 | 320 323 Geothermal Heat Pump, EER=13, 10 tons / Other Healthcare | 0 | 0 | -1472.6776 | -1047.9326 | -1092.3646 | -753.5585 | -765.0224 | -698.0337 | -560.6918 | -475.5036 | -451.1435 | -634.1751 | -510.5505 | -584.3852 | -284.0051 | -647.2973 | -520.7585 | 0 | 0 | 0 | 0 | 0 | 0 | 0 | 0 | 0 | 0 | 0 | 0 | 0 | -10498.1005 | -7680.6863 | 0.70167 | NA | 46240.52 | 21009.4108 | 21.3301 | No | No | No | NA | Drop | NA | NA | NA | NA | NA | NA | 5.628% | N | 21009.4108 | 3.6621 | 0.20101 | 414.1352 | NA | NA | NA | NA | NA | NA | NA | NA | NA | NA | NA | NA | NA
8 | 320 | 326 | 320 326 DX Tune Up/ Advanced Diagnostics / Other Healthcare | 0 | 0 | -624.7996 | -225.4331 | -238.9218 | -52.3686 | -19.0969 | -2.3469 | 77.1783 | 123.292 | 126.4678 | 16.9401 | 0 | 0 | 0 | 0 | 0 | 0 | 0 | 0 | 0 | 0 | 0 | 0 | 0 | 0 | 0 | 0 | 0 | 0 | -819.089 | -888.522 | 0.82406 | NA | 1250 | 5209.5856 | 2.3254 | No | No | Yes | NA | Drop | NA | NA | NA | NA | NA | NA | 22.16% | N | 5209.5856 | 1.9135 | 0 | 207.0676 | NA | NA | 100 | NA | NA | NA | NA | NA | NA | NA | NA | NA | NA
8 | 320 | 327 | 320 327 DX Coil Cleaning / Other Healthcare | 0 | 0 | -532.7066 | -132.1512 | -147.9113 | 384.5118 | 555.0856 | 0 | 0 | 0 | 0 | 0 | 0 | 0 | 0 | 0 | 0 | 0 | 0 | 0 | 0 | 0 | 0 | 0 | 0 | 0 | 0 | 0 | 0 | 0 | 126.8281 | -36.6213 | 0.98698 | NA | 386.28 | 5005.5311 | 0.74789 | Yes | Yes | Yes | NA | Drop | NA | NA | NA | NA | NA | NA | 67.68% | M | 5005.5311 | 5.6743 | 1.5383 | 313.7388 | NA | NA | 18.1818 | NA | NA | NA | NA | NA | NA | NA | NA | NA | NA
8 | 320 | 329 | 320 329 Aerosol Duct Sealing / Other Healthcare | 0 | 0 | -948.978 | -540.734 | -562.557 | -439.9234 | -458.907 | -426.4154 | -377.2933 | -346.5389 | -333.1394 | -396.5416 | -344.2186 | -364.9519 | -255.2845 | -396.1412 | -345.3487 | 0 | 0 | 0 | 0 | 0 | 0 | 0 | 0 | 0 | 0 | 0 | 0 | 0 | -6536.9725 | -4703.6591 | 0.63767 | NA | 765.77 | 10432.798 | 0.71135 | Yes | Yes | Yes | NA | Drop | NA | NA | NA | NA | NA | NA | 67.68% | M | 10432.798 | 0.65048 | 0.71343 | 407.8605 | NA | NA | 0.30303 | NA | NA | NA | NA | NA | NA | NA | NA | NA | NA
8 | 320 | 330 | 320 330 Duct/Pipe Insulation / Other Healthcare | 0 | 0 | -490.4236 | -96.4475 | -101.7567 | -53.7133 | -48.9965 | -43.198 | -22.8281 | -11.3094 | -8.8478 | -35.7311 | 0 | 0 | 0 | 0 | 0 | 0 | 0 | 0 | 0 | 0 | 0 | 0 | 0 | 0 | 0 | 0 | 0 | 0 | -913.2519 | -833.6901 | 0.62265 | NA | 30756 | 2034.3466 | 146.5173 | No | No | No | NA | Drop | NA | NA | NA | NA | NA | NA | 5.628% | M | 2034.3466 | 0.50266 | 0 | 376.4866 | NA | NA | NA | NA | NA | NA | NA | NA | NA | NA | NA | NA | NA
8 | 320 | 334 | 320 334 Ceiling Insulation / Other Healthcare | 0 | 0 | -788.1191 | -373.1131 | -411.4201 | 789.8216 | 1161.9905 | 1195.0683 | 1740.5579 | 2040.9199 | 2007.5769 | 1252.9889 | 1528.0919 | 1075.1968 | 2249.0759 | 1086.1962 | 1454.1323 | 869.2878 | 2056.5628 | 2121.7768 | 2171.9648 | 2160.9428 | 0 | 0 | 0 | 0 | 0 | 0 | 0 | 0 | 25389.4998 | 12062.8463 | 1.6341 | 5.1611 | 3843 | 12801.8582 | 2.9093 | No | No | Yes | 1201.0841 | Keep | 1201.0841 | 2 | 1201.0841 | 31.25% | 390 | 2 | 16.58% | M | 12801.8582 | 5.4544 | 12.2885 | 250.991 | 20.8128 | 5 | 5 | 1.0468 | 2.0239 | 2.8753 | 3.5678 | 4.0936 | 4.4662 | 4.7128 | 4.865 | 4.9528 | 5
8 | 320 | 335 | 320 335 Roof Insulation / Other Healthcare | 0 | 0 | -567.3523 | -168.1877 | -181.0876 | 118.4111 | 198.502 | 212.4072 | 346.1791 | 420.7289 | 417.6414 | 233.285 | 305.7168 | 198.886 | 484.0792 | 194.4838 | 287.5702 | 183.2423 | 434.929 | 453.3883 | 473.228 | 471.7719 | 0 | 0 | 0 | 0 | 0 | 0 | 0 | 0 | 4517.8221 | 1799.4867 | 1.2482 | 4.9103 | 1505.52 | 4712.9404 | 3.0958 | No | No | No | 532.9118 | Keep | 532.9118 | 2 | 532.9118 | 35.4% | 390 | 2 | 15.87% | M | 4712.9404 | 3.0592 | 1.7995 | 250.991 | 19.9138 | 79 | 79 | 16.5387 | 31.9769 | 45.4291 | 56.3708 | 64.6784 | 70.5662 | 74.4615 | 76.8671 | 78.2538 | 79
8 | 340 | 344 | 340 344 Aerosol Duct Sealing / Other Healthcare | 0 | 0 | -961.3483 | -552.5163 | -575.0293 | -449.3819 | -469.0481 | -435.7233 | -385.6581 | -354.4438 | -340.5527 | -405.5543 | -351.9896 | -372.7985 | -260.9758 | -405.284 | -353.5106 | 0 | 0 | 0 | 0 | 0 | 0 | 0 | 0 | 0 | 0 | 0 | 0 | 0 | -6673.8142 | -4799.3244 | 0.63817 | NA | 765.77 | 10667.3887 | 0.6957 | Yes | Yes | Yes | NA | Drop | NA | NA | NA | NA | NA | NA | 69.07% | M | 10667.3887 | 0.6651 | 0.72947 | 15.2864 | NA | NA | 0.30303 | NA | NA | NA | NA | NA | NA | NA | NA | NA | NA
8 | 340 | 345 | 340 345 Duct/Pipe Insulation / Other Healthcare | 0 | 0 | -492.5708 | -98.8038 | -103.8129 | -55.4021 | -50.9764 | -45.2489 | -25.0349 | -12.8867 | -10.4469 | -37.5713 | 0 | 0 | 0 | 0 | 0 | 0 | 0 | 0 | 0 | 0 | 0 | 0 | 0 | 0 | 0 | 0 | 0 | 0 | -932.7549 | -848.854 | 0.62267 | NA | 30756 | 2078.9209 | 143.3758 | No | No | No | NA | Drop | NA | NA | NA | NA | NA | NA | 5.628% | M | 2078.9209 | 0.50905 | 0.014207 | 14.1106 | NA | NA | NA | NA | NA | NA | NA | NA | NA | NA | NA | NA | NA
8 | 340 | 349 | 340 349 Ceiling Insulation / Other Healthcare | 0 | 0 | -796.9161 | -381.6491 | -420.9031 | 807.5327 | 1187.5251 | 1221.5538 | 1779.6959 | 2086.2999 | 2052.1199 | 1281.3459 | 1561.2529 | 1099.486 | 2299.4119 | 1109.7847 | 1486.3319 | 888.2707 | 2102.2019 | 2169.0189 | 2220.8489 | 2209.6509 | 0 | 0 | 0 | 0 | 0 | 0 | 0 | 0 | 25962.8636 | 12339.4715 | 1.6347 | 5.2544 | 3843 | 13088.6032 | 2.8455 | No | No | Yes | 1141.9086 | Keep | 1141.9086 | 2 | 1141.9086 | 29.71% | 390 | 2 | 17.2% | M | 13088.6032 | 5.5766 | 12.5637 | 9.407 | 0.8089 | 0 | 0 | 0 | 0 | 0 | 0 | 0 | 0 | 0 | 0 | 0 | 0
8 | 340 | 351 | 340 351 Cool Roof - DX / Other Healthcare | 0 | 0 | -1498.0684 | -1059.5844 | -1130.9624 | 187.5746 | 483.0952 | 568.5428 | 1136.5146 | 1472.3536 | 1472.5406 | 683.4856 | 1012.2126 | 572.0124 | 1799.7056 | 521.4716 | 939.7606 | 0 | 0 | 0 | 0 | 0 | 0 | 0 | 0 | 0 | 0 | 0 | 0 | 0 | 7160.6546 | 2766.373 | 1.0837 | 2.5795 | 13606.8 | 27060.0803 | 4.8732 | No | No | No | 2440.4864 | Keep | 8022.4188 | 2 | 2766.373 | 58.96% | 390 | 3.8824 | 10.32% | M | 27060.0803 | 13.4109 | 0 | 10.0706 | 0.51951 | 10.0706 | 37 | 2.1083 | 4.0763 | 5.7911 | 7.1859 | 8.2449 | 8.9955 | 9.492 | 9.7987 | 9.9755 | 10.0706
8 | 360 | 361 | 360 361 HE PTAC, EER=9.6, 1 ton / Other Healthcare | 0 | 0 | -1094.4178 | -674.3328 | -719.8788 | 101.3866 | 282.6963 | 336.2525 | 690.6792 | 898.9512 | 900.6742 | 410.7983 | 615.2957 | 341.9 | 1105.4162 | 308.6327 | 569.8326 | 0 | 0 | 0 | 0 | 0 | 0 | 0 | 0 | 0 | 0 | 0 | 0 | 0 | 4073.8861 | 1416.3009 | 1.0672 | 3.697 | 5935.7 | 17147.1103 | 3.3548 | No | No | No | 1249.4368 | Keep | 2397.0556 | 2 | 1416.3009 | 40.38% | 390 | 2.5543 | 14.72% | M | 17147.1103 | 8.3486 | 0.58723 | 274.1032 | 20.1806 | 127 | 127 | 26.5875 | 51.406 | 73.0316 | 90.6214 | 103.9766 | 113.4419 | 119.704 | 123.5711 | 125.8004 | 127
8 | 400 | 402 | 400 402 Variable Speed Drive Control / Other Healthcare | 0 | 0 | -743.8631 | -342.3497 | -356.557 | -278.462 | -290.8304 | -270.5482 | -239.0057 | -219.2032 | -211.7211 | -251.1943 | -217.7186 | -231.6162 | -162.4214 | -250.9646 | -218.9162 | 0 | 0 | 0 | 0 | 0 | 0 | 0 | 0 | 0 | 0 | 0 | 0 | 0 | -4285.3715 | -3123.218 | 0.62664 | NA | 3252.23 | 6608.1343 | 4.7696 | No | No | No | NA | Drop | NA | NA | NA | NA | NA | NA | 10.56% | N | 6608.1343 | 0.7439 | 0.74802 | 943.922 | NA | NA | 100 | NA | NA | NA | NA | NA | NA | NA | NA | NA | NA
8 | 400 | 403 | 400 403 Air Handler Optimization / Other Healthcare | 0 | 0 | -501.7674 | -107.9904 | -112.8295 | -88.1952 | -91.9794 | -85.9048 | -75.5981 | -70.1158 | 0 | 0 | 0 | 0 | 0 | 0 | 0 | 0 | 0 | 0 | 0 | 0 | 0 | 0 | 0 | 0 | 0 | 0 | 0 | 0 | -1134.3803 | -1007.3769 | 0.48121 | NA | 300 | 2089.8303 | 1.3912 | No | Yes | Yes | NA | Drop | NA | NA | NA | NA | NA | NA | 47.94% | N | 2089.8303 | 0.23526 | 0.23656 | 826.4111 | NA | NA | 27.2727 | NA | NA | NA | NA | NA | NA | NA | NA | NA | NA
8 | 400 | 404 | 400 404 Electronically Commutated Motors (ECM) on an Air Handler Unit / Other Healthcare | 0 | 0 | -515.1485 | -120.2137 | -128.3853 | -1.9791 | 24.6455 | 33.7755 | 87.8754 | 119.0695 | 120.4968 | 45.8059 | 77.9592 | 36.4445 | 153.4222 | 29.8329 | 71.491 | 0 | 0 | 0 | 0 | 0 | 0 | 0 | 0 | 0 | 0 | 0 | 0 | 0 | 35.0915 | -287.5861 | 0.9272 | NA | 1123.57 | 2949.5536 | 3.6917 | No | No | No | NA | Drop | NA | NA | NA | NA | NA | NA | 13.7% | M | 2949.5536 | 1.2882 | 0 | 1469.1754 | NA | NA | 18.1818 | NA | NA | NA | NA | NA | NA | NA | NA | NA | NA
8 | 400 | 405 | 400 405 Demand Control Ventilation (DCV) / Other Healthcare | 0 | 0 | -480.8954 | -83.8624 | -93.9268 | 246.1972 | 355.3273 | 362.2383 | 518.6345 | 602.4055 | 592.3355 | 379.2156 | 454.4357 | 324.825 | 658.1275 | 328.7631 | 432.7575 | 0 | 0 | 0 | 0 | 0 | 0 | 0 | 0 | 0 | 0 | 0 | 0 | 0 | 4596.578 | 2464.3963 | 1.5804 | 0.25559 | 23594 | 3194.5838 | 71.5766 | No | No | No | 2174.2132 | Drop | NA | NA | NA | NA | NA | NA | 5.628% | M | 3194.5838 | 7.2472 | 4.3668 | 826.4111 | NA | NA | 14 | NA | NA | NA | NA | NA | NA | NA | NA | NA | NA
8 | 400 | 406 | 400 406 Energy Recovery Ventilation (ERV) / Other Healthcare | 0 | 0 | -431.4234 | -38.2205 | -42.7521 | 112.5454 | 162.1719 | 165.7231 | 236.7133 | 274.9663 | 270.3057 | 172.6418 | 207.2926 | 147.7678 | 300.452 | 150.3767 | 197.3051 | 115.5085 | 275.792 | 283.2457 | 292.4607 | 287.6543 | 0 | 0 | 0 | 0 | 0 | 0 | 0 | 0 | 3140.5262 | 1339.2195 | 1.5328 | 0.64663 | 5111.18 | 1459.4627 | 33.94 | No | No | No | 1181.5253 | Drop | NA | NA | NA | NA | NA | NA | 5.628% | M | 1459.4627 | 3.3109 | 1.995 | 826.4111 | NA | NA | 3 | NA | NA | NA | NA | NA | NA | NA | NA | NA | NA
8 | 600 | 603 | 600 603 Heat Pump Water Heater (air source) / Other Healthcare | 0 | 0 | -1782.8273 | -1346.9213 | -1401.9693 | -1095.5352 | -1144.5729 | -1062.7342 | -940.5724 | -862.737 | -831.3895 | -989.486 | -858.2048 | -909.6143 | -635.0263 | -987.0988 | -861.4742 | 0 | 0 | 0 | 0 | 0 | 0 | 0 | 0 | 0 | 0 | 0 | 0 | 0 | -15710.1638 | -11140.4824 | 0.64925 | NA | 4131.21 | 25993.9213 | 1.5402 | No | Yes | Yes | NA | Drop | NA | NA | NA | NA | NA | NA | 43.58% | N | 25993.9213 | 0.50864 | 0.44127 | 468.6258 | NA | NA | 9.0909 | NA | NA | NA | NA | NA | NA | NA | NA | NA | NA
8 | 600 | 606 | 600 606 Demand controlled circulating systems / Other Healthcare | 0 | 0 | -488.7823 | -94.8579 | -99.1421 | -77.5566 | -80.8083 | -75.794 | -67.0291 | -60.9615 | -58.5931 | -69.5895 | -60.868 | -64.6951 | -45.2027 | -70.2632 | -61.7208 | 0 | 0 | 0 | 0 | 0 | 0 | 0 | 0 | 0 | 0 | 0 | 0 | 0 | -1475.8642 | -1151.5314 | 0.55892 | NA | 231.28 | 1840.2849 | 1.218 | No | Yes | Yes | NA | Drop | NA | NA | NA | NA | NA | NA | 52.32% | N | 1840.2849 | 0.036368 | 0.031241 | 244.1787 | NA | NA | 45.4545 | NA | NA | NA | NA | NA | NA | NA | NA | NA | NA
8 | 600 | 608 | 600 608 Heat Recovery Unit / Other Healthcare | 0 | 0 | -1915.4486 | -1475.1596 | -1536.1276 | -1199.9759 | -1253.8742 | -1163.7483 | -1030.4857 | -944.8985 | -911.2132 | -1084.1256 | 0 | 0 | 0 | 0 | 0 | 0 | 0 | 0 | 0 | 0 | 0 | 0 | 0 | 0 | 0 | 0 | 0 | 0 | -12515.0568 | -9963.7523 | 0.61472 | NA | 818 | 28475.7561 | 0.2784 | Yes | Yes | Yes | NA | Drop | NA | NA | NA | NA | NA | NA | 80.89% | N | 28475.7561 | 0.55917 | 0.48341 | 277.4758 | NA | NA | 0.90909 | NA | NA | NA | NA | NA | NA | NA | NA | NA | NA
8 | 600 | 609 | 600 609 Heat Trap / Other Healthcare | 0 | 0 | -568.242 | -172.2098 | -179.6407 | -140.0274 | -147.0327 | -136.7795 | -120.796 | -110.6807 | -106.7177 | -125.857 | 0 | 0 | 0 | 0 | 0 | 0 | 0 | 0 | 0 | 0 | 0 | 0 | 0 | 0 | 0 | 0 | 0 | 0 | -1807.9834 | -1509.6036 | 0.5521 | NA | 11.18 | 3332.2087 | 0.032516 | Yes | Yes | Yes | NA | Drop | NA | NA | NA | NA | NA | NA | 88.49% | N | 3332.2087 | 0.065662 | 0.056568 | 277.4758 | NA | NA | 0.90909 | NA | NA | NA | NA | NA | NA | NA | NA | NA | NA
8 | 600 | 610 | 600 610 Hot Water Pipe Insulation / Other Healthcare | 0 | 0 | -428.8584 | -37.571 | -38.9519 | -30.6603 | -32.0254 | -30.13 | -26.6897 | -24.2976 | -23.3451 | -27.4747 | -24.0317 | -25.3432 | -18.2668 | -28.6403 | -24.2081 | 0 | 0 | 0 | 0 | 0 | 0 | 0 | 0 | 0 | 0 | 0 | 0 | 0 | -820.494 | -691.6035 | 0.45484 | NA | 298.09 | 727.8536 | 3.9691 | No | No | No | NA | Drop | NA | NA | NA | NA | NA | NA | 12.75% | M | 727.8536 | 0.014341 | 0.012356 | 277.4758 | NA | NA | 0.90909 | NA | NA | NA | NA | NA | NA | NA | NA | NA | NA
8 | 700 | 701 | 700 701 PC Manual Power Management Enabling / Other Healthcare | 0 | 0 | -405.9938 | -14.4693 | -16.013 | 15.2667 | 0 | 0 | 0 | 0 | 0 | 0 | 0 | 0 | 0 | 0 | 0 | 0 | 0 | 0 | 0 | 0 | 0 | 0 | 0 | 0 | 0 | 0 | 0 | 0 | -421.2094 | -421.0608 | 0.24978 | NA | 14.44 | 438.9634 | 0.3188 | Yes | Yes | Yes | NA | Drop | NA | NA | NA | NA | NA | NA | 79.32% | N | 438.9634 | 0.14943 | 0.31978 | 826.4111 | NA | NA | 90.9091 | NA | NA | NA | NA | NA | NA | NA | NA | NA | NA
8 | 700 | 702 | 700 702 PC Network Power Management Enabling / Other Healthcare | 0 | 0 | -405.9938 | -14.4693 | -16.013 | 15.2667 | 0 | 0 | 0 | 0 | 0 | 0 | 0 | 0 | 0 | 0 | 0 | 0 | 0 | 0 | 0 | 0 | 0 | 0 | 0 | 0 | 0 | 0 | 0 | 0 | -421.2094 | -421.0608 | 0.24978 | NA | 7.22 | 438.9634 | 0.1594 | Yes | Yes | Yes | NA | Drop | NA | NA | NA | NA | NA | NA | 83.97% | N | 438.9634 | 0.14943 | 0.31978 | 826.4111 | NA | NA | NA | NA | NA | NA | NA | NA | NA | NA | NA | NA | NA
8 | 710 | 711 | 710 711 Energy Star or Better Monitor / Other Healthcare | 0 | 0 | -412.516 | -21.1917 | -23.2463 | 22.0773 | 0 | 0 | 0 | 0 | 0 | 0 | 0 | 0 | 0 | 0 | 0 | 0 | 0 | 0 | 0 | 0 | 0 | 0 | 0 | 0 | 0 | 0 | 0 | 0 | -434.8766 | -434.6349 | 0.31677 | NA | 0 | 631.1191 | 0 | Yes | Yes | Yes | NA | Drop | NA | NA | NA | NA | NA | NA | 90% | M | 631.1191 | 0.32629 | 0.45969 | 73.4588 | NA | NA | 7.6923 | NA | NA | NA | NA | NA | NA | NA | NA | NA | NA
8 | 710 | 712 | 710 712 Monitor Power Management Enabling / Other Healthcare | 0 | 0 | -404.9376 | -13.8126 | -14.9114 | 14.1481 | 0 | 0 | 0 | 0 | 0 | 0 | 0 | 0 | 0 | 0 | 0 | 0 | 0 | 0 | 0 | 0 | 0 | 0 | 0 | 0 | 0 | 0 | 0 | 0 | -419.5135 | -419.3428 | 0.23855 | NA | 13.71 | 411.8851 | 0.32259 | Yes | Yes | Yes | NA | Drop | NA | NA | NA | NA | NA | NA | 79.32% | N | 411.8851 | 0.14021 | 0.30006 | 440.7526 | NA | NA | 50 | NA | NA | NA | NA | NA | NA | NA | NA | NA | NA
8 | 720 | 722 | 720 722 Monitor Power Management Enabling / Other Healthcare | 0 | 0 | -390.1032 | -0.10227 | -0.10949 | -0.11374 | 0 | 0 | 0 | 0 | 0 | 0 | 0 | 0 | 0 | 0 | 0 | 0 | 0 | 0 | 0 | 0 | 0 | 0 | 0 | 0 | 0 | 0 | 0 | 0 | -390.4287 | -390.3901 | 0 | NA | 0.72 | 0.68213 | 10.2294 | No | No | No | NA | Drop | NA | NA | NA | NA | NA | NA | 5.628% | N | 0.68213 | 0.00023221 | 0.00049693 | 440.7526 | NA | NA | 50 | NA | NA | NA | NA | NA | NA | NA | NA | NA | NA
8 | 730 | 732 | 730 732 Copier Power Management Enabling / Other Healthcare | 0 | 0 | -393.4746 | -3.2577 | -3.4867 | 3.8759 | 5.938 | 5.549 | 0 | 0 | 0 | 0 | 0 | 0 | 0 | 0 | 0 | 0 | 0 | 0 | 0 | 0 | 0 | 0 | 0 | 0 | 0 | 0 | 0 | 0 | -384.8561 | -387.7197 | 0.13434 | NA | 20.71 | 100.8394 | 1.9904 | No | Yes | Yes | NA | Drop | NA | NA | NA | NA | NA | NA | 30.34% | N | 100.8394 | 0.034327 | 0.073461 | 727.2418 | NA | NA | 363.636 | NA | NA | NA | NA | NA | NA | NA | NA | NA | NA
8 | 740 | 741 | 740 741 Printer Power Management Enabling / Other Healthcare | 0 | 0 | -411.9571 | -20.4037 | -22.2923 | 21.1475 | 34.1391 | 0 | 0 | 0 | 0 | 0 | 0 | 0 | 0 | 0 | 0 | 0 | 0 | 0 | 0 | 0 | 0 | 0 | 0 | 0 | 0 | 0 | 0 | 0 | -399.3666 | -406.6917 | 0.4056 | NA | 60.72 | 608.4856 | 0.96709 | Yes | Yes | Yes | NA | Drop | NA | NA | NA | NA | NA | NA | 60.03% | N | 608.4856 | 0.20714 | 0.44328 | 506.8655 | NA | NA | 111.111 | NA | NA | NA | NA | NA | NA | NA | NA | NA | NA
8 | 800 | 801 | 800 801 Convection Oven / Other Healthcare | 0 | 0 | -397.9114 | -7.1535 | -7.8326 | -5.6611 | -5.8291 | -6.2913 | -5.3789 | -4.9095 | -4.6191 | -5.391 | 0 | 0 | 0 | 0 | 0 | 0 | 0 | 0 | 0 | 0 | 0 | 0 | 0 | 0 | 0 | 0 | 0 | 0 | -450.9774 | -438.0963 | 0.15847 | NA | 253207.2 | 146.2816 | 16775.2995 | No | No | No | NA | Drop | NA | NA | NA | NA | NA | NA | 5.628% | N | 146.2816 | 0.015337 | 0.0034249 | 775.823 | NA | NA | NA | NA | NA | NA | NA | NA | NA | NA | NA | NA | NA
8 | 810 | 811 | 810 811 Efficient Fryer / Other Healthcare | 0 | 0 | -390.561 | -0.30463 | -0.23017 | -0.20532 | -0.47816 | -0.48717 | 0.13962 | -0.32437 | 0.32479 | 0.085624 | 0 | 0 | 0 | 0 | 0 | 0 | 0 | 0 | 0 | 0 | 0 | 0 | 0 | 0 | 0 | 0 | 0 | 0 | -392.0408 | -391.8166 | 0.011216 | NA | 10804.98 | 6.9233 | 15124.9367 | No | No | No | NA | Drop | NA | NA | NA | NA | NA | NA | 5.628% | N | 6.9233 | 0.0007259 | 0.0001621 | 775.823 | NA | NA | NA | NA | NA | NA | NA | NA | NA | NA | NA | NA | NA
8 | 900 | 901 | 900 901 Vending Misers (cooled machines only) / Other Healthcare | 0 | 0 | -410.94 | -20.0815 | -21.051 | -15.8214 | -17.3148 | -16.4071 | -14.1883 | -13.5295 | -12.1303 | -14.4567 | 0 | 0 | 0 | 0 | 0 | 0 | 0 | 0 | 0 | 0 | 0 | 0 | 0 | 0 | 0 | 0 | 0 | 0 | -555.9207 | -521.0061 | 0.29823 | NA | 52.38 | 393.9076 | 1.2887 | No | Yes | Yes | NA | Drop | NA | NA | NA | NA | NA | NA | 50.86% | N | 393.9076 | 0.022465 | 0.034731 | 1028.4227 | NA | NA | 90.9091 | NA | NA | NA | NA | NA | NA | NA | NA | NA | NA
9 | 110 | 111 | 110 111 Premium T8, Electronic Ballast / Warehouse | 0 | 0 | -517.1456 | -122.5544 | -128.9933 | -48.193 | -35.2211 | -27.9205 | 7.1495 | 27.2578 | 29.7244 | -17.2377 | 5.7186 | -18.8319 | 54.9528 | -25.29 | 1.407 | -13.5399 | 39.9676 | 46.6094 | 56.0908 | 58.443 | 0 | 0 | 0 | 0 | 0 | 0 | 0 | 0 | -627.606 | -732.8438 | 0.83092 | NA | 2558.54 | 2709.6371 | 9.1509 | No | No | No | NA | Drop | NA | NA | NA | NA | NA | NA | 5.816% | M | 2709.6371 | 0.84538 | 0.43021 | 3693.2129 | NA | NA | 18.1818 | NA | NA | NA | NA | NA | NA | NA | NA | NA | NA
9 | 110 | 114 | 110 114 Continuous Dimming / Warehouse | 0 | 0 | -698.4083 | -298.1791 | -311.3982 | -207.5063 | -207.6817 | -188.8928 | -145.8786 | -119.8603 | -113.3006 | -169.3165 | -133.1178 | -157.9137 | -64.9179 | -175.5494 | 0 | 0 | 0 | 0 | 0 | 0 | 0 | 0 | 0 | 0 | 0 | 0 | 0 | 0 | -2991.9209 | -2326.2504 | 0.68196 | NA | 14732.27 | 6020.7579 | 23.7139 | No | No | No | NA | Drop | NA | NA | NA | NA | NA | NA | 5.628% | N | 6020.7579 | 1.1198 | 0.53653 | 486.4714 | NA | NA | NA | NA | NA | NA | NA | NA | NA | NA | NA | NA | NA
9 | 110 | 115 | 110 115 Lighting Control Tuneup / Warehouse | 0 | 0 | -422.007 | -31.0642 | -32.1941 | -20.9217 | -20.5621 | -19.6978 | 0 | 0 | 0 | 0 | 0 | 0 | 0 | 0 | 0 | 0 | 0 | 0 | 0 | 0 | 0 | 0 | 0 | 0 | 0 | 0 | 0 | 0 | -546.447 | -527.333 | 0.29467 | NA | 144 | 624.1034 | 2.2361 | No | No | Yes | NA | Drop | NA | NA | NA | NA | NA | NA | 23.68% | N | 624.1034 | 0.12023 | 0.055616 | 486.4714 | NA | NA | 0.47619 | NA | NA | NA | NA | NA | NA | NA | NA | NA | NA
9 | 120 | 121 | 120 121 ROB Premium T8, 1EB / Warehouse | 0 | 0 | -444.7926 | -52.7269 | -55.8056 | -20.3509 | -15.4143 | -11.8614 | 3.3289 | 11.7609 | 13.0627 | -7.265 | 2.3312 | -8.2922 | 23.288 | -11.7794 | 1.0167 | -6.0553 | 16.8554 | 20.3603 | 24.1506 | 25.8393 | 0 | 0 | 0 | 0 | 0 | 0 | 0 | 0 | -492.3495 | -537.6425 | 0.74329 | NA | 247.16 | 1171.0175 | 2.0455 | No | No | Yes | NA | Drop | NA | NA | NA | NA | NA | NA | 29.01% | M | 1171.0175 | 0.36535 | 0.18592 | 1538.8387 | NA | NA | 18.1818 | NA | NA | NA | NA | NA | NA | NA | NA | NA | NA
9 | 120 | 122 | 120 122 ROB Premium T8, EB, Reflector / Warehouse | 0 | 0 | -612.1684 | -214.1147 | -225.3807 | -83.2869 | -62.1429 | -47.2238 | 13.7499 | 48.7102 | 52.1371 | -30.2769 | 9.436 | -32.6123 | 97.7641 | -45.1568 | 3.236 | -23.6099 | 69.6256 | 83.6565 | 96.1585 | 102.6539 | 0 | 0 | 0 | 0 | 0 | 0 | 0 | 0 | -798.8452 | -985.1587 | 0.86454 | NA | 847.4 | 4729.3055 | 1.7365 | No | Yes | Yes | NA | Drop | NA | NA | NA | NA | NA | NA | 37.8% | M | 4729.3055 | 1.4755 | 0.75088 | 324.3143 | NA | NA | 18.1818 | NA | NA | NA | NA | NA | NA | NA | NA | NA | NA
9 | 120 | 123 | 120 123 Occupancy Sensor / Warehouse | 0 | 0 | -459.3221 | -66.3348 | -70.2668 | -21.949 | -14.0616 | -9.732 | 11.0228 | 23.2057 | 24.3347 | -3.6666 | 9.7133 | -5.9282 | 0 | 0 | 0 | 0 | 0 | 0 | 0 | 0 | 0 | 0 | 0 | 0 | 0 | 0 | 0 | 0 | -582.9846 | -582.4614 | 0.69794 | NA | 1588.87 | 1496.5454 | 10.2892 | No | No | No | NA | Drop | NA | NA | NA | NA | NA | NA | 5.628% | M | 1496.5454 | 0.49901 | 0.13336 | 742.5078 | NA | NA | 50 | NA | NA | NA | NA | NA | NA | NA | NA | NA | NA
9 | 120 | 124 | 120 124 Lighting Control Tuneup / Warehouse | 0 | 0 | -409.7464 | -18.6488 | -19.6566 | -12.8458 | -12.7005 | -12.0201 | 0 | 0 | 0 | 0 | 0 | 0 | 0 | 0 | 0 | 0 | 0 | 0 | 0 | 0 | 0 | 0 | 0 | 0 | 0 | 0 | 0 | 0 | -485.6184 | -473.9245 | 0.22172 | NA | 144 | 382.1664 | 3.6517 | No | No | No | NA | Drop | NA | NA | NA | NA | NA | NA | 13.7% | N | 382.1664 | 0.071077 | 0.034056 | 162.1571 | NA | NA | 0.47619 | NA | NA | NA | NA | NA | NA | NA | NA | NA | NA
9 | 130 | 131 | 130 131 CFL Screw-in 18W / Warehouse | 0 | 0 | -1314.6291 | -887.3421 | 0 | 0 | 0 | 0 | 0 | 0 | 0 | 0 | 0 | 0 | 0 | 0 | 0 | 0 | 0 | 0 | 0 | 0 | 0 | 0 | 0 | 0 | 0 | 0 | 0 | 0 | -2201.9712 | -2148.097 | 0.53196 | NA | 1651.06 | 21078.2908 | 0.75912 | Yes | Yes | Yes | NA | Drop | NA | NA | NA | NA | NA | NA | 66.15% | M | 21078.2908 | 8.4402 | 5.673 | 710.6465 | NA | NA | 27 | NA | NA | NA | NA | NA | NA | NA | NA | NA | NA
9 | 150 | 151 | 150 151 PSMH, 250W, magnetic ballast / Warehouse | 0 | 0 | -641.9147 | -243.9382 | -254.826 | -168.9863 | -169.8099 | -154.3801 | -119.1337 | -98.47 | -92.1645 | -138.8184 | -108.8138 | -129.0118 | -52.7698 | 0 | 0 | 0 | 0 | 0 | 0 | 0 | 0 | 0 | 0 | 0 | 0 | 0 | 0 | 0 | -2373.0372 | -1908.945 | 0.6681 | NA | 269.08 | 4919.3961 | 0.53009 | Yes | Yes | Yes | NA | Drop | NA | NA | NA | NA | NA | NA | 73.23% | M | 4919.3961 | 0.91493 | 0.43838 | 1718.2108 | NA | NA | 9.0909 | NA | NA | NA | NA | NA | NA | NA | NA | NA | NA
9 | 150 | 152 | 150 152 PSMH, 250 W, electronic ballast / Warehouse | 0 | 0 | -681.1847 | -281.5103 | -294.1858 | -195.5347 | -195.8653 | -178.5851 | -137.5258 | -113.5039 | -106.5745 | -160.2182 | -125.8867 | -148.5888 | -60.9605 | 0 | 0 | 0 | 0 | 0 | 0 | 0 | 0 | 0 | 0 | 0 | 0 | 0 | 0 | 0 | -2680.1246 | -2144.2649 | 0.6745 | NA | 1380.66 | 5686.3915 | 2.3531 | No | No | Yes | NA | Drop | NA | NA | NA | NA | NA | NA | 21.4% | M | 5686.3915 | 1.0576 | 0.50673 | 1790.5565 | NA | NA | 10 | NA | NA | NA | NA | NA | NA | NA | NA | NA | NA
9 | 150 | 153 | 150 153 High Bay T5 / Warehouse | 0 | 0 | -698.071 | -296.235 | -312.2735 | -115.0672 | -86.5299 | -65.5238 | 18.5002 | 67.3876 | 72.1944 | -42.3478 | 13.8706 | -45.464 | 135.4083 | 0 | 0 | 0 | 0 | 0 | 0 | 0 | 0 | 0 | 0 | 0 | 0 | 0 | 0 | 0 | -1354.1511 | -1338.181 | 0.82227 | NA | 613.63 | 6549.6927 | 0.90797 | Yes | Yes | Yes | NA | Drop | NA | NA | NA | NA | NA | NA | 61.56% | N | 6549.6927 | 2.0434 | 1.0399 | 1718.2108 | NA | NA | 36.364 | NA | NA | NA | NA | NA | NA | NA | NA | NA | NA
9 | 160 | 161 | 160 161 LED Exit Sign / Warehouse | 0 | 0 | -390.5947 | -0.33466 | -0.4141 | -0.40624 | -0.25009 | -0.97137 | -0.10976 | -0.33852 | -0.33382 | -0.1812 | -0.17473 | -0.49946 | -0.57585 | -0.080686 | -0.59223 | -0.62938 | 0 | 0 | 0 | 0 | 0 | 0 | 0 | 0 | 0 | 0 | 0 | 0 | -396.4868 | -394.2588 | 0.023818 | NA | 35.68 | 11.1483 | 31.0169 | No | No | No | NA | Drop | NA | NA | NA | NA | NA | NA | 5.628% | N | 11.1483 | 0.0066854 | 0.0013198 | 7999.0229 | NA | NA | NA | NA | NA | NA | NA | NA | NA | NA | NA | NA | NA
9 | 200 | 201 | 200 201 High Pressure Sodium 250W Lamp / Warehouse | 0 | 0 | -416.145 | -24.9564 | -25.9363 | -20.1626 | -20.959 | 0 | 0 | 0 | 0 | 0 | 0 | 0 | 0 | 0 | 0 | 0 | 0 | 0 | 0 | 0 | 0 | 0 | 0 | 0 | 0 | 0 | 0 | 0 | -508.1594 | -495.4914 | 0.20497 | NA | 261.76 | 482.3789 | 5.2589 | No | No | No | NA | Drop | NA | NA | NA | NA | NA | NA | 9.471% | M | 482.3789 | 0.030826 | 0.017413 | 9993.5654 | NA | NA | NA | NA | NA | NA | NA | NA | NA | NA | NA | NA | NA
9 | 200 | 202 | 200 202 Outdoor Lighting Controls (Photocell/Timeclock) / Warehouse | 0 | 0 | -410.1349 | -19.4132 | -20.4139 | -15.7374 | -16.3851 | 0 | 0 | 0 | 0 | 0 | 0 | 0 | 0 | 0 | 0 | 0 | 0 | 0 | 0 | 0 | 0 | 0 | 0 | 0 | 0 | 0 | 0 | 0 | -482.0845 | -472.1751 | 0.17792 | NA | 47.43 | 381.0633 | 1.2063 | No | Yes | Yes | NA | Drop | NA | NA | NA | NA | NA | NA | 52.32% | N | 381.0633 | 0.024351 | 0.013756 | 989.4484 | NA | NA | 22.7273 | NA | NA | NA | NA | NA | NA | NA | NA | NA | NA
9 | 210 | 211 | 210 211 Outdoor Lighting Controls (Photocell/Timeclock) / Warehouse | 0 | 0 | -420.0051 | -29.1169 | -30.4388 | -23.3877 | -24.4609 | 0 | 0 | 0 | 0 | 0 | 0 | 0 | 0 | 0 | 0 | 0 | 0 | 0 | 0 | 0 | 0 | 0 | 0 | 0 | 0 | 0 | 0 | 0 | -527.4093 | -512.6301 | 0.22671 | NA | 154.88 | 563.7202 | 2.6627 | No | No | Yes | NA | Drop | NA | NA | NA | NA | NA | NA | 18.23% | N | 563.7202 | 0.036025 | 2.035e-08 | 989.4484 | NA | NA | 22.7273 | NA | NA | NA | NA | NA | NA | NA | NA | NA | NA
9 | 300 | 301 | 300 301 Centrifugal Chiller, 0.51 kW/ton, 500 tons / Warehouse | 0 | 0 | -425.4921 | -33.6773 | -35.8994 | -12.0141 | -8.642 | -6.7415 | 3.2853 | 9.4957 | 10.3476 | -3.9343 | 3.3709 | -4.2127 | 17.1001 | -6.8705 | 1.7004 | -3.1041 | 13.3345 | 14.9794 | 17.3413 | 18.1285 | 0 | 0 | 0 | 0 | 0 | 0 | 0 | 0 | -431.5042 | -472.6045 | 0.6835 | NA | 199.83 | 757.524 | 2.5565 | No | No | Yes | NA | Drop | NA | NA | NA | NA | NA | NA | 19.05% | M | 757.524 | 0.24354 | 0.0039409 | 53.8314 | NA | NA | NA | NA | NA | NA | NA | NA | NA | NA | NA | NA | NA
9 | 300 | 302 | 300 302 High Efficiency Chiller Motors / Warehouse | 0 | 0 | -399.6691 | -9.1167 | -9.7744 | -5.2655 | -6.0006 | -5.2276 | -3.1698 | -3.0267 | -2.3482 | -4.3596 | -2.8937 | -4.6042 | -1.3537 | -5.333 | -3.5898 | -4.0285 | -0.99587 | -1.0056 | 0.92821 | 0.24116 | 0 | 0 | 0 | 0 | 0 | 0 | 0 | 0 | -470.5932 | -448.0104 | 0.33511 | NA | 70.82 | 195.2183 | 3.5158 | No | No | No | NA | Drop | NA | NA | NA | NA | NA | NA | 14.21% | N | 195.2183 | 0.04295 | 0 | 56.998 | NA | NA | 5.4546 | NA | NA | NA | NA | NA | NA | NA | NA | NA | NA
9 | 300 | 304 | 300 304 EMS - Chiller / Warehouse | 0 | 0 | -424.654 | -33.1611 | -34.5631 | -21.2784 | -20.9211 | -19.4433 | -13.2645 | -10.1011 | -9.224 | -16.5598 | 0 | 0 | 0 | 0 | 0 | 0 | 0 | 0 | 0 | 0 | 0 | 0 | 0 | 0 | 0 | 0 | 0 | 0 | -603.1703 | -565.0658 | 0.43343 | NA | 218 | 679.0763 | 3.1112 | No | No | No | NA | Drop | NA | NA | NA | NA | NA | NA | 15.66% | N | 679.0763 | 0.1422 | 0.064209 | 4.7771 | NA | NA | 36.3636 | NA | NA | NA | NA | NA | NA | NA | NA | NA | NA
9 | 300 | 305 | 300 305 Chiller Tune Up/Diagnostics / Warehouse | 0 | 0 | -404.8887 | -13.0459 | -14.7555 | 39.5953 | 56.7687 | 57.9561 | 83.079 | 96.058 | 95.219 | 61.0547 | 0 | 0 | 0 | 0 | 0 | 0 | 0 | 0 | 0 | 0 | 0 | 0 | 0 | 0 | 0 | 0 | 0 | 0 | 57.0409 | -99.3376 | 0.8831 | NA | 1000 | 513.6041 | 18.8693 | No | No | No | NA | Drop | NA | NA | NA | NA | NA | NA | 5.628% | N | 513.6041 | 0.58223 | 0.02428 | 23.7492 | NA | NA | NA | NA | NA | NA | NA | NA | NA | NA | NA | NA | NA
9 | 300 | 306 | 300 306 VSD for Chiller Pumps and Towers / Warehouse | 0 | 0 | -422.6282 | -31.1699 | -32.7976 | -19.7664 | -19.7359 | -18.3842 | -12.4707 | -9.2449 | -8.978 | -15.0776 | -11.3774 | -14.8068 | -4.0944 | -16.9962 | -12.4558 | 0 | 0 | 0 | 0 | 0 | 0 | 0 | 0 | 0 | 0 | 0 | 0 | 0 | -649.984 | -582.7304 | 0.49921 | NA | 152.6 | 640.767 | 2.308 | No | No | Yes | NA | Drop | NA | NA | NA | NA | NA | NA | 22.16% | N | 640.767 | 0.13419 | 0.015148 | 29.3212 | NA | NA | 90.9091 | NA | NA | NA | NA | NA | NA | NA | NA | NA | NA
9 | 300 | 307 | 300 307 EMS Optimization / Warehouse | 0 | 0 | -406.7265 | -16.314 | -16.7203 | -13.2256 | -13.9751 | 0 | 0 | 0 | 0 | 0 | 0 | 0 | 0 | 0 | 0 | 0 | 0 | 0 | 0 | 0 | 0 | 0 | 0 | 0 | 0 | 0 | 0 | 0 | -466.9614 | -458.6395 | 0.15522 | NA | 300 | 315.9727 | 9.2014 | No | No | No | NA | Drop | NA | NA | NA | NA | NA | NA | 5.795% | N | 315.9727 | 0.016545 | 0.0074708 | 23.7492 | NA | NA | 44.4444 | NA | NA | NA | NA | NA | NA | NA | NA | NA | NA
9 | 300 | 308 | 300 308 Aerosol Duct Sealing / Warehouse | 0 | 0 | -424.5502 | -32.8437 | -34.4571 | -26.717 | -27.7608 | -26.4862 | -23.2848 | -21.4559 | -19.9447 | -24.2563 | -21.417 | -21.7845 | -16.6102 | -25.0064 | -21.5088 | 0 | 0 | 0 | 0 | 0 | 0 | 0 | 0 | 0 | 0 | 0 | 0 | 0 | -768.0837 | -654.8768 | 0.43604 | NA | 71.29 | 638.5965 | 1.0819 | No | Yes | Yes | NA | Drop | NA | NA | NA | NA | NA | NA | 56.94% | M | 638.5965 | 0.039816 | 0.043669 | 30.8739 | NA | NA | 0.30303 | NA | NA | NA | NA | NA | NA | NA | NA | NA | NA
9 | 300 | 309 | 300 309 Duct/Pipe Insulation / Warehouse | 0 | 0 | -396.2866 | -5.6738 | -6.319 | -3.1977 | -3.24 | -3.3683 | -2.052 | -2.2426 | -1.7974 | -3.2578 | 0 | 0 | 0 | 0 | 0 | 0 | 0 | 0 | 0 | 0 | 0 | 0 | 0 | 0 | 0 | 0 | 0 | 0 | -427.4354 | -420.6242 | 0.16029 | NA | 30756 | 124.2433 | 2399.0584 | No | No | No | NA | Drop | NA | NA | NA | NA | NA | NA | 5.628% | M | 124.2433 | 0.026019 | 0.0029371 | 28.499 | NA | NA | NA | NA | NA | NA | NA | NA | NA | NA | NA | NA | NA
9 | 300 | 311 | 300 311 Window Film (Standard) / Warehouse | 0 | 0 | -404.5073 | -13.3165 | -14.1964 | 1.2893 | 5.1538 | 5.9718 | 13.24 | 16.8327 | 17.2404 | 8.2867 | 0 | 0 | 0 | 0 | 0 | 0 | 0 | 0 | 0 | 0 | 0 | 0 | 0 | 0 | 0 | 0 | 0 | 0 | -364.0056 | -384.9827 | 0.45032 | NA | 1304.75 | 347.1179 | 36.4279 | No | No | No | NA | Drop | NA | NA | NA | NA | NA | NA | 5.628% | M | 347.1179 | 0.16494 | -0.050325 | 11.0176 | NA | NA | 46.6667 | NA | NA | NA | NA | NA | NA | NA | NA | NA | NA
9 | 300 | 313 | 300 313 Ceiling Insulation / Warehouse | 0 | 0 | -413.8628 | -22.7742 | -25.3076 | 48.2543 | 71.4415 | 73.0161 | 107.0594 | 124.3488 | 123.5731 | 77.0357 | 93.2937 | 66.0465 | 136.6585 | 65.6946 | 88.864 | 53.0009 | 126.214 | 129.6411 | 134.5602 | 133.1198 | 0 | 0 | 0 | 0 | 0 | 0 | 0 | 0 | 1189.8776 | 373.209 | 1.2438 | 0.3826 | 3843 | 784.473 | 47.4762 | No | No | No | 329.2603 | Drop | NA | NA | NA | NA | NA | NA | 5.628% | M | 784.473 | 0.33424 | 0.75302 | 18.9993 | NA | NA | 0 | NA | NA | NA | NA | NA | NA | NA | NA | NA | NA
9 | 300 | 314 | 300 314 Roof Insulation / Warehouse | 0 | 0 | -401.3429 | -10.5809 | -11.4098 | 3.6069 | 7.6014 | 8.5036 | 15.5081 | 18.4968 | 18.4249 | 10.097 | 13.3879 | 7.797 | 22.3241 | 7.3235 | 12.3863 | 7.6967 | 20.1642 | 20.6399 | 22.4071 | 22.0398 | 0 | 0 | 0 | 0 | 0 | 0 | 0 | 0 | -184.9283 | -305.25 | 0.62276 | NA | 1505.52 | 287.9654 | 50.6676 | No | No | No | NA | Drop | NA | NA | NA | NA | NA | NA | 5.628% | M | 287.9654 | 0.15728 | 0.025873 | 18.9993 | NA | NA | NA | NA | NA | NA | NA | NA | NA | NA | NA | NA | NA
9 | 300 | 317 | 300 317 Thermal Energy Storage (TES) Positive / Warehouse | 0 | 0 | -433.5153 | -43.2293 | -45.7062 | -29.0212 | -31.8852 | -28.332 | -23.2726 | -18.9922 | -15.7833 | -22.3177 | -17.3432 | -19.264 | -9.5042 | -24.2656 | -18.0054 | -13.5965 | -12.6279 | -10.0208 | -6.3612 | -2.8694 | -1.0449 | -7.3784 | -3.4382 | -8.6012 | -11.3138 | -4.7422 | -2.4791 | 3.4994 | -861.4116 | -701.0565 | 0.67186 | NA | 1367.16 | 1001.1736 | 13.2341 | No | No | No | NA | Drop | NA | NA | NA | NA | NA | NA | 5.628% | M | -401.7418 | 1.4811 | 0.019503 | 12.6662 | NA | NA | NA | NA | NA | NA | NA | NA | NA | NA | NA | NA | NA
9 | 300 | 317 | 300 317 Thermal Energy Storage (TES) Negative / Warehouse | 0 | 0 | 85.8864 | 82.9847 | 85.8643 | 89.8271 | 97.8253 | 94.514 | 94.8314 | 95.8274 | 93.9945 | 91.4611 | 87.5773 | 82.6844 | 83.9088 | 87.2327 | 87.2476 | 87.9758 | 89.2918 | 84.934 | 83.9819 | 81.2268 | 78.7 | 77.6832 | 76.5508 | 74.9771 | 73.6394 | 71.7401 | 77.9158 | 82.1372 | 2382.4209 | 1188.5788 | 0.51445 | NA | 0 | 1402.9154 | 0 | Yes | Yes | Yes | NA | Drop | NA | NA | NA | NA | NA | NA | 90% | M |  |  |  | 0 | NA | NA | NA | NA | NA | NA | NA | NA | NA | NA | NA | NA | NA
9 | 320 | 321 | 320 321 DX Packaged System, EER=10.9, 10 tons / Warehouse | 0 | 0 | -414.0117 | -22.5989 | -24.3651 | 5.6388 | 12.5252 | 14.2564 | 27.1704 | 34.4711 | 35.0309 | 16.6152 | 24.1898 | 13.8569 | 41.3192 | 12.5177 | 22.5658 | 0 | 0 | 0 | 0 | 0 | 0 | 0 | 0 | 0 | 0 | 0 | 0 | 0 | -200.8182 | -306.008 | 0.72264 | NA | 479.59 | 591.1855 | 7.862 | No | No | No | NA | Drop | NA | NA | NA | NA | NA | NA | 6.494% | M | 591.1855 | 0.30405 | 0 | 711.1546 | NA | NA | NA | NA | NA | NA | NA | NA | NA | NA | NA | NA | NA
9 | 320 | 322 | 320 322 Hybrid Dessicant-DX System (Trane CDQ) / Warehouse | 0 | 0 | -595.9282 | -198.7258 | -207.356 | -153.246 | -158.5867 | -145.7162 | -123.6456 | -110.184 | -105.0759 | -133.6916 | -111.8084 | -123.3774 | -75.1673 | -135.7327 | -113.5578 | 0 | 0 | 0 | 0 | 0 | 0 | 0 | 0 | 0 | 0 | 0 | 0 | 0 | -2491.7997 | -1882.7636 | 0.6333 | NA | 1792.2 | 3930.5199 | 4.419 | No | No | No | NA | Drop | NA | NA | NA | NA | NA | NA | 11.46% | N | 3930.5199 | 0.60033 | 0 | 790.1718 | NA | NA | 148 | NA | NA | NA | NA | NA | NA | NA | NA | NA | NA
9 | 320 | 323 | 320 323 Geothermal Heat Pump, EER=13, 10 tons / Warehouse | 0 | 0 | -496.9473 | -103.2113 | -108.2254 | -78.8824 | -81.564 | -75.346 | -64.3983 | -57.4286 | -54.7905 | -69.107 | -58.3347 | -63.8543 | -38.839 | -70.7866 | -58.8885 | 0 | 0 | 0 | 0 | 0 | 0 | 0 | 0 | 0 | 0 | 0 | 0 | 0 | -1480.6039 | -1164.5278 | 0.59255 | NA | 4304.51 | 2044.8211 | 20.401 | No | No | No | NA | Drop | NA | NA | NA | NA | NA | NA | 5.628% | N | 2044.8211 | 0.31268 | 0.067679 | 782.2701 | NA | NA | NA | NA | NA | NA | NA | NA | NA | NA | NA | NA | NA
9 | 320 | 326 | 320 326 DX Tune Up/ Advanced Diagnostics / Warehouse | 0 | 0 | -413.6089 | -22.1475 | -23.9326 | -7.9853 | -6.2069 | -4.6414 | 2.6346 | 6.0463 | 6.4956 | -1.796 | 0 | 0 | 0 | 0 | 0 | 0 | 0 | 0 | 0 | 0 | 0 | 0 | 0 | 0 | 0 | 0 | 0 | 0 | -465.142 | -461.7457 | 0.45258 | NA | 1250 | 507.0185 | 23.893 | No | No | No | NA | Drop | NA | NA | NA | NA | NA | NA | 5.628% | N | 507.0185 | 0.16338 | 0 | 391.135 | NA | NA | 100 | NA | NA | NA | NA | NA | NA | NA | NA | NA | NA
9 | 320 | 327 | 320 327 DX Coil Cleaning / Warehouse | 0 | 0 | -403.8645 | -12.4213 | -14.0611 | 37.557 | 54.0733 | 0 | 0 | 0 | 0 | 0 | 0 | 0 | 0 | 0 | 0 | 0 | 0 | 0 | 0 | 0 | 0 | 0 | 0 | 0 | 0 | 0 | 0 | 0 | -338.7166 | -354.7245 | 0.43304 | NA | 35.96 | 487.1594 | 0.71537 | Yes | Yes | Yes | NA | Drop | NA | NA | NA | NA | NA | NA | 67.68% | M | 487.1594 | 0.55225 | 0.14972 | 592.6289 | NA | NA | 18.1818 | NA | NA | NA | NA | NA | NA | NA | NA | NA | NA
9 | 320 | 329 | 320 329 Aerosol Duct Sealing / Warehouse | 0 | 0 | -444.5604 | -52.3867 | -54.8397 | -42.648 | -44.3437 | -42.1313 | -37.1352 | -34.4078 | -31.8782 | -37.9765 | -33.5407 | -35.1147 | -25.4281 | -38.7997 | -33.834 | 0 | 0 | 0 | 0 | 0 | 0 | 0 | 0 | 0 | 0 | 0 | 0 | 0 | -989.0247 | -810.2485 | 0.4983 | NA | 71.29 | 1015.3778 | 0.68043 | Yes | Yes | Yes | NA | Drop | NA | NA | NA | NA | NA | NA | 69.07% | M | 1015.3778 | 0.063308 | 0.069435 | 770.4175 | NA | NA | 0.30303 | NA | NA | NA | NA | NA | NA | NA | NA | NA | NA
9 | 320 | 330 | 320 330 Duct/Pipe Insulation / Warehouse | 0 | 0 | -399.8496 | -9.2944 | -10.0989 | -5.6026 | -6.1081 | -5.5898 | -3.2934 | -3.4083 | -2.7327 | -4.7431 | 0 | 0 | 0 | 0 | 0 | 0 | 0 | 0 | 0 | 0 | 0 | 0 | 0 | 0 | 0 | 0 | 0 | 0 | -450.7208 | -439.7886 | 0.2245 | NA | 30756 | 197.9942 | 1505.4326 | No | No | No | NA | Drop | NA | NA | NA | NA | NA | NA | 5.628% | M | 197.9942 | 0.042919 | 0 | 711.1546 | NA | NA | NA | NA | NA | NA | NA | NA | NA | NA | NA | NA | NA
9 | 320 | 334 | 320 334 Ceiling Insulation / Warehouse | 0 | 0 | -428.7659 | -36.131 | -39.757 | 77.2667 | 113.6544 | 116.4002 | 169.9992 | 198.5057 | 195.8327 | 122.2295 | 149.3405 | 104.6458 | 218.853 | 105.0019 | 141.5634 | 84.2632 | 200.5299 | 205.4479 | 212.9416 | 209.7268 | 0 | 0 | 0 | 0 | 0 | 0 | 0 | 0 | 2121.5484 | 823.952 | 1.3737 | 0.66144 | 3843 | 1247.0868 | 29.8647 | No | No | No | 726.9281 | Drop | NA | NA | NA | NA | NA | NA | 5.628% | M | 1247.0868 | 0.53134 | 1.1971 | 474.1031 | NA | NA | 9 | NA | NA | NA | NA | NA | NA | NA | NA | NA | NA
9 | 320 | 335 | 320 335 Roof Insulation / Warehouse | 0 | 0 | -402.8944 | -11.6017 | -13.2894 | 35.2377 | 51.4096 | 52.1036 | 74.6096 | 86.0559 | 85.7489 | 54.322 | 65.0322 | 46.8339 | 93.8819 | 47.1351 | 62.7317 | 36.2154 | 86.6865 | 88.4623 | 91.856 | 90.7472 | 0 | 0 | 0 | 0 | 0 | 0 | 0 | 0 | 721.284 | 154.7696 | 1.1463 | 0.53444 | 1505.52 | 459.1051 | 31.7803 | No | No | No | 136.543 | Drop | NA | NA | NA | NA | NA | NA | 5.628% | M | 459.1051 | 0.26121 | 0.60587 | 474.1031 | NA | NA | 149 | NA | NA | NA | NA | NA | NA | NA | NA | NA | NA
9 | 340 | 344 | 340 344 Aerosol Duct Sealing / Warehouse | 0 | 0 | -445.3569 | -53.2873 | -55.7813 | -43.4824 | -45.5779 | -42.8946 | -37.8909 | -34.7447 | -32.957 | -39.2495 | -34.2681 | -36.2264 | -25.2434 | -40.0647 | -34.6237 | 0 | 0 | 0 | 0 | 0 | 0 | 0 | 0 | 0 | 0 | 0 | 0 | 0 | -1001.649 | -818.7952 | 0.50157 | NA | 71.29 | 1038.2274 | 0.66546 | Yes | Yes | Yes | NA | Drop | NA | NA | NA | NA | NA | NA | 69.07% | M | 1038.2274 | 0.064733 | 0.070997 | 23.2366 | NA | NA | 0.30303 | NA | NA | NA | NA | NA | NA | NA | NA | NA | NA
9 | 340 | 345 | 340 345 Duct/Pipe Insulation / Warehouse | 0 | 0 | -400.0123 | -9.7036 | -10.0368 | -6.0575 | -6.5901 | -5.5781 | -3.7969 | -3.4223 | -2.7508 | -5.2598 | 0 | 0 | 0 | 0 | 0 | 0 | 0 | 0 | 0 | 0 | 0 | 0 | 0 | 0 | 0 | 0 | 0 | 0 | -453.2081 | -441.6843 | 0.22604 | NA | 30756 | 202.3359 | 1473.1296 | No | No | No | NA | Drop | NA | NA | NA | NA | NA | NA | 5.628% | M | 202.3359 | 0.043464 | 0.0047832 | 21.4491 | NA | NA | NA | NA | NA | NA | NA | NA | NA | NA | NA | NA | NA
9 | 340 | 349 | 340 349 Ceiling Insulation / Warehouse | 0 | 0 | -429.7134 | -37.0539 | -40.7498 | 78.8553 | 116.19 | 118.3567 | 173.6503 | 202.655 | 200.2123 | 124.7046 | 152.3806 | 107.0062 | 223.1183 | 107.8353 | 144.6492 | 86.133 | 204.9818 | 210.775 | 217.8234 | 214.2205 | 0 | 0 | 0 | 0 | 0 | 0 | 0 | 0 | 2176.0302 | 849.7385 | 1.3786 | 0.67758 | 3843 | 1273.8637 | 29.2369 | No | No | No | 749.6783 | Drop | NA | NA | NA | NA | NA | NA | 5.628% | M | 1273.8637 | 0.54275 | 1.2228 | 14.2994 | NA | NA | 0 | NA | NA | NA | NA | NA | NA | NA | NA | NA | NA
9 | 340 | 351 | 340 351 Cool Roof - DX / Warehouse | 0 | 0 | -497.2454 | -102.7232 | -109.8632 | 18.6126 | 47.6946 | 55.5628 | 111.2032 | 143.0223 | 143.831 | 67.1687 | 98.6541 | 55.6607 | 174.5373 | 50.4769 | 91.4294 | 0 | 0 | 0 | 0 | 0 | 0 | 0 | 0 | 0 | 0 | 0 | 0 | 0 | 348.0222 | -80.1045 | 0.97756 | NA | 13606.8 | 2633.5616 | 50.0722 | No | No | No | NA | Drop | NA | NA | NA | NA | NA | NA | 5.628% | M | 2633.5616 | 1.3052 | 0 | 15.3081 | NA | NA | NA | NA | NA | NA | NA | NA | NA | NA | NA | NA | NA
9 | 360 | 361 | 360 361 HE PTAC, EER=9.6, 1 ton / Warehouse | 0 | 0 | -458.6015 | -65.0825 | -70.2555 | 9.966 | 28.0782 | 32.8045 | 67.4676 | 87.0427 | 87.5841 | 39.8982 | 60.1053 | 33.1693 | 107.0917 | 29.6484 | 55.4081 | 0 | 0 | 0 | 0 | 0 | 0 | 0 | 0 | 0 | 0 | 0 | 0 | 0 | 44.3248 | -213.8954 | 0.91104 | NA | 552.55 | 1668.8688 | 3.2087 | No | No | No | NA | Drop | NA | NA | NA | NA | NA | NA | 15.25% | M | 1668.8688 | 0.81254 | 0.057153 | 1.0701e-06 | NA | NA | NA | NA | NA | NA | NA | NA | NA | NA | NA | NA | NA
9 | 400 | 402 | 400 402 Variable Speed Drive Control / Warehouse | 0 | 0 | -429.6443 | -37.9436 | -39.6276 | -26.1769 | -25.7219 | -24.0705 | -17.725 | -14.5622 | -13.6444 | -20.5701 | -16.7574 | -19.6191 | -7.808 | -22.6932 | -16.6036 | 0 | 0 | 0 | 0 | 0 | 0 | 0 | 0 | 0 | 0 | 0 | 0 | 0 | -733.1677 | -640.5476 | 0.51448 | NA | 335.94 | 770.4542 | 4.2257 | No | No | No | NA | Drop | NA | NA | NA | NA | NA | NA | 12.01% | N | 770.4542 | 0.020836 | 0.14783 | 6875.4484 | NA | NA | 100 | NA | NA | NA | NA | NA | NA | NA | NA | NA | NA
9 | 400 | 403 | 400 403 Air Handler Optimization / Warehouse | 0 | 0 | -402.2411 | -11.7691 | -12.5306 | -7.977 | -8.2137 | -7.3317 | -5.5563 | -5.0203 | 0 | 0 | 0 | 0 | 0 | 0 | 0 | 0 | 0 | 0 | 0 | 0 | 0 | 0 | 0 | 0 | 0 | 0 | 0 | 0 | -460.6399 | -449.7691 | 0.21254 | NA | 300 | 243.6568 | 11.9324 | No | No | No | NA | Drop | NA | NA | NA | NA | NA | NA | 5.628% | N | 243.6568 | 0.0065894 | 0.046751 | 6019.5094 | NA | NA | 27.2727 | NA | NA | NA | NA | NA | NA | NA | NA | NA | NA
9 | 400 | 404 | 400 404 Electronically Commutated Motors (ECM) on an Air Handler Unit / Warehouse | 0 | 0 | -408.289 | -17.726 | -18.4595 | -14.1286 | -15.1058 | -14.0704 | -12.5128 | -11.7205 | -10.9581 | -12.569 | -11.7597 | -12.569 | -9.0348 | -13.3444 | -11.3723 | 0 | 0 | 0 | 0 | 0 | 0 | 0 | 0 | 0 | 0 | 0 | 0 | 0 | -593.6197 | -532.4237 | 0.33875 | NA | 104.59 | 343.7814 | 2.9484 | No | No | Yes | NA | Drop | NA | NA | NA | NA | NA | NA | 16.58% | M | 343.7814 | 0.036082 | 0 | 10701.35 | NA | NA | 18.1818 | NA | NA | NA | NA | NA | NA | NA | NA | NA | NA
9 | 400 | 405 | 400 405 Demand Control Ventilation (DCV) / Warehouse | 0 | 0 | -400.7052 | -9.4907 | -10.8078 | 28.5646 | 42.0366 | 42.0816 | 60.6946 | 69.6205 | 68.877 | 43.9958 | 52.6671 | 37.6163 | 76.4847 | 38.2372 | 50.2388 | 0 | 0 | 0 | 0 | 0 | 0 | 0 | 0 | 0 | 0 | 0 | 0 | 0 | 190.1111 | -57.6895 | 0.93134 | NA | 23594 | 373.0752 | 612.8995 | No | No | No | NA | Drop | NA | NA | NA | NA | NA | NA | 5.628% | M | 373.0752 | 0.84635 | 0.50998 | 6019.5094 | NA | NA | NA | NA | NA | NA | NA | NA | NA | NA | NA | NA | NA
9 | 400 | 406 | 400 406 Energy Recovery Ventilation (ERV) / Warehouse | 0 | 0 | -394.6035 | -4.1988 | -5.0507 | 13.026 | 18.8933 | 19.2431 | 27.1971 | 31.3018 | 31.4193 | 20.2109 | 23.9888 | 17.131 | 34.0929 | 17.1949 | 22.7456 | 13.0162 | 31.9605 | 32.2308 | 34.2641 | 33.2112 | 0 | 0 | 0 | 0 | 0 | 0 | 0 | 0 | 17.2745 | -190.3131 | 0.70144 | NA | 475.8 | 170.2059 | 27.0915 | No | No | No | NA | Drop | NA | NA | NA | NA | NA | NA | 5.628% | M | 170.2059 | 0.38613 | 0.23266 | 6019.5094 | NA | NA | NA | NA | NA | NA | NA | NA | NA | NA | NA | NA | NA
9 | 600 | 603 | 600 603 Heat Pump Water Heater (air source) / Warehouse | 0 | 0 | -394.8427 | -4.6312 | -4.8171 | -3.085 | -2.9069 | -4.0502 | -2.4504 | -2.3291 | -1.4952 | -2.9036 | -2.5793 | -2.8963 | -1.9868 | -3.0157 | -2.6653 | 0 | 0 | 0 | 0 | 0 | 0 | 0 | 0 | 0 | 0 | 0 | 0 | 0 | -436.6548 | -423.1812 | 0.16144 | NA | 120.48 | 95.4155 | 12.2371 | No | No | No | NA | Drop | NA | NA | NA | NA | NA | NA | 5.628% | N | 95.4155 | 0.015873 | 0.010659 | 5080.4897 | NA | NA | 9.0909 | NA | NA | NA | NA | NA | NA | NA | NA | NA | NA
9 | 600 | 606 | 600 606 Demand controlled circulating systems / Warehouse | 0 | 0 | -390.561 | -0.30463 | -0.23017 | -0.20532 | -0.47816 | -0.48717 | 0.13962 | -0.32437 | 0.32479 | 0.085624 | 0.089289 | -0.23652 | -0.29665 | -0.28826 | 0.094303 | 0 | 0 | 0 | 0 | 0 | 0 | 0 | 0 | 0 | 0 | 0 | 0 | 0 | -392.6786 | -392.1159 | 0.015894 | NA | 24.12 | 6.7551 | 34.6042 | No | No | No | NA | Drop | NA | NA | NA | NA | NA | NA | 5.628% | N | 6.7551 | 0.0011349 | 0.00075462 | 2647.2025 | NA | NA | 45.4545 | NA | NA | NA | NA | NA | NA | NA | NA | NA | NA
9 | 600 | 608 | 600 608 Heat Recovery Unit / Warehouse | 0 | 0 | -395.2455 | -5.1499 | -5.1579 | -3.4684 | -3.108 | -4.5169 | -2.9549 | -3.1105 | -2.5366 | -3.4414 | 0 | 0 | 0 | 0 | 0 | 0 | 0 | 0 | 0 | 0 | 0 | 0 | 0 | 0 | 0 | 0 | 0 | 0 | -428.6899 | -420.76 | 0.13052 | NA | 818 | 104.5256 | 75.8429 | No | No | No | NA | Drop | NA | NA | NA | NA | NA | NA | 5.628% | N | 104.5256 | 0.01745 | 0.011677 | 3008.1847 | NA | NA | 0.90909 | NA | NA | NA | NA | NA | NA | NA | NA | NA | NA
9 | 600 | 609 | 600 609 Heat Trap / Warehouse | 0 | 0 | -390.5729 | -0.43692 | -0.52359 | -0.51999 | -0.32669 | -1.0934 | 0.014399 | -0.46705 | -0.072978 | -0.31039 | 0 | 0 | 0 | 0 | 0 | 0 | 0 | 0 | 0 | 0 | 0 | 0 | 0 | 0 | 0 | 0 | 0 | 0 | -394.3095 | -393.4421 | 0.018195 | NA | 0.33 | 12.2315 | 0.26147 | Yes | Yes | Yes | NA | Drop | NA | NA | NA | NA | NA | NA | 80.89% | N | 12.2315 | 0.0020491 | 0.0013664 | 3008.1847 | NA | NA | 0.90909 | NA | NA | NA | NA | NA | NA | NA | NA | NA | NA
9 | 600 | 610 | 600 610 Hot Water Pipe Insulation / Warehouse | 0 | 0 | -390.3095 | -0.056815 | -0.078472 | -0.091296 | -0.11151 | -0.11622 | 0.12242 | -0.13554 | 0.017788 | -0.13693 | -0.13562 | 0.11525 | -0.14735 | -0.15703 | 0.13726 | 0 | 0 | 0 | 0 | 0 | 0 | 0 | 0 | 0 | 0 | 0 | 0 | 0 | -391.0836 | -390.8466 | 0.0070475 | NA | 8.69 | 2.6717 | 31.5219 | No | No | No | NA | Drop | NA | NA | NA | NA | NA | NA | 5.628% | M | 2.6717 | 0.00044753 | 0.00029846 | 3008.1847 | NA | NA | 0.90909 | NA | NA | NA | NA | NA | NA | NA | NA | NA | NA
9 | 700 | 701 | 700 701 PC Manual Power Management Enabling / Warehouse | 0 | 0 | -420.1083 | -29.2192 | -30.5483 | -23.2514 | 0 | 0 | 0 | 0 | 0 | 0 | 0 | 0 | 0 | 0 | 0 | 0 | 0 | 0 | 0 | 0 | 0 | 0 | 0 | 0 | 0 | 0 | 0 | 0 | -503.1271 | -493.7732 | 0.19107 | NA | 18.57 | 564.8006 | 0.31864 | Yes | Yes | Yes | NA | Drop | NA | NA | NA | NA | NA | NA | 79.32% | N | 564.8006 | 0.049591 | 0.071193 | 6019.5094 | NA | NA | 90.9091 | NA | NA | NA | NA | NA | NA | NA | NA | NA | NA
9 | 700 | 702 | 700 702 PC Network Power Management Enabling / Warehouse | 0 | 0 | -420.1083 | -29.2192 | -30.5483 | -23.2514 | 0 | 0 | 0 | 0 | 0 | 0 | 0 | 0 | 0 | 0 | 0 | 0 | 0 | 0 | 0 | 0 | 0 | 0 | 0 | 0 | 0 | 0 | 0 | 0 | -503.1271 | -493.7732 | 0.19107 | NA | 9.29 | 564.8006 | 0.15941 | Yes | Yes | Yes | NA | Drop | NA | NA | NA | NA | NA | NA | 83.97% | N | 564.8006 | 0.049591 | 0.071193 | 6019.5094 | NA | NA | NA | NA | NA | NA | NA | NA | NA | NA | NA | NA | NA
9 | 710 | 711 | 710 711 Energy Star or Better Monitor / Warehouse | 0 | 0 | -433.6669 | -41.9279 | -43.4153 | -33.8655 | 0 | 0 | 0 | 0 | 0 | 0 | 0 | 0 | 0 | 0 | 0 | 0 | 0 | 0 | 0 | 0 | 0 | 0 | 0 | 0 | 0 | 0 | 0 | 0 | -552.8756 | -539.4168 | 0.23677 | NA | 0 | 811.9132 | 0 | Yes | Yes | Yes | NA | Drop | NA | NA | NA | NA | NA | NA | 90% | M | 811.9132 | 0.10828 | 0.10234 | 535.0675 | NA | NA | 7.6923 | NA | NA | NA | NA | NA | NA | NA | NA | NA | NA
9 | 710 | 712 | 710 712 Monitor Power Management Enabling / Warehouse | 0 | 0 | -418.3558 | -27.2485 | -28.8249 | -22.1917 | 0 | 0 | 0 | 0 | 0 | 0 | 0 | 0 | 0 | 0 | 0 | 0 | 0 | 0 | 0 | 0 | 0 | 0 | 0 | 0 | 0 | 0 | 0 | 0 | -496.621 | -487.7711 | 0.18262 | NA | 17.64 | 529.9782 | 0.32257 | Yes | Yes | Yes | NA | Drop | NA | NA | NA | NA | NA | NA | 79.32% | N | 529.9782 | 0.046533 | 0.066804 | 3210.405 | NA | NA | 50 | NA | NA | NA | NA | NA | NA | NA | NA | NA | NA
9 | 720 | 722 | 720 722 Monitor Power Management Enabling / Warehouse | 0 | 0 | -390.1032 | -0.10227 | -0.10949 | -0.11374 | 0 | 0 | 0 | 0 | 0 | 0 | 0 | 0 | 0 | 0 | 0 | 0 | 0 | 0 | 0 | 0 | 0 | 0 | 0 | 0 | 0 | 0 | 0 | 0 | -390.4287 | -390.3901 | 0 | NA | 0.93 | 0.87768 | 10.2691 | No | No | No | NA | Drop | NA | NA | NA | NA | NA | NA | 5.628% | N | 0.87768 | 7.7062e-05 | 0.00011063 | 3210.405 | NA | NA | 50 | NA | NA | NA | NA | NA | NA | NA | NA | NA | NA
9 | 730 | 732 | 730 732 Copier Power Management Enabling / Warehouse | 0 | 0 | -395.2544 | -5.1616 | -4.898 | -4.1508 | -4.3433 | -4.6861 | 0 | 0 | 0 | 0 | 0 | 0 | 0 | 0 | 0 | 0 | 0 | 0 | 0 | 0 | 0 | 0 | 0 | 0 | 0 | 0 | 0 | 0 | -418.4941 | -414.6704 | 0.075347 | NA | 20.88 | 101.6589 | 1.9905 | No | Yes | Yes | NA | Drop | NA | NA | NA | NA | NA | NA | 30.34% | N | 101.6589 | 0.0089259 | 0.012814 | 5297.1683 | NA | NA | 363.636 | NA | NA | NA | NA | NA | NA | NA | NA | NA | NA
9 | 740 | 741 | 740 741 Printer Power Management Enabling / Warehouse | 0 | 0 | -424.9604 | -33.2466 | -34.7927 | -27.2291 | -27.8799 | 0 | 0 | 0 | 0 | 0 | 0 | 0 | 0 | 0 | 0 | 0 | 0 | 0 | 0 | 0 | 0 | 0 | 0 | 0 | 0 | 0 | 0 | 0 | -548.1088 | -531.1504 | 0.24454 | NA | 64.59 | 647.3922 | 0.9669 | Yes | Yes | Yes | NA | Drop | NA | NA | NA | NA | NA | NA | 60.03% | N | 647.3922 | 0.056842 | 0.081604 | 3691.9658 | NA | NA | 111.111 | NA | NA | NA | NA | NA | NA | NA | NA | NA | NA
9 | 800 | 801 | 800 801 Convection Oven / Warehouse | 0 | 0 | -390.1032 | -0.10227 | -0.10949 | -0.11374 | -0.12051 | -0.12207 | 0.12414 | -0.12853 | -0.12954 | -0.12916 | 0 | 0 | 0 | 0 | 0 | 0 | 0 | 0 | 0 | 0 | 0 | 0 | 0 | 0 | 0 | 0 | 0 | 0 | -390.9344 | -390.7228 | 0.00043921 | NA | 10244.25 | 0.7664 | 129542.083 | No | No | No | NA | Drop | NA | NA | NA | NA | NA | NA | 5.628% | N | 0.7664 | 9.5075e-05 | 3.0895e-05 | 8454.9622 | NA | NA | NA | NA | NA | NA | NA | NA | NA | NA | NA | NA | NA
9 | 810 | 811 | 810 811 Efficient Fryer / Warehouse | 0 | 0 | -390.1032 | -0.10227 | -0.10949 | -0.11374 | -0.12051 | -0.12207 | 0.12414 | -0.12853 | -0.12954 | -0.12916 | 0 | 0 | 0 | 0 | 0 | 0 | 0 | 0 | 0 | 0 | 0 | 0 | 0 | 0 | 0 | 0 | 0 | 0 | -390.9344 | -390.7228 | 0.00043921 | NA | 23598.23 | 0.87485 | 261415.0564 | No | No | No | NA | Drop | NA | NA | NA | NA | NA | NA | 5.628% | N | 0.87485 | 0.00010853 | 3.5267e-05 | 8454.9622 | NA | NA | NA | NA | NA | NA | NA | NA | NA | NA | NA | NA | NA
9 | 900 | 901 | 900 901 Vending Misers (cooled machines only) / Warehouse | 0 | 0 | -427.5678 | -36.0567 | -37.8532 | -29.6493 | -31.1355 | -29.1392 | -25.421 | -23.4748 | -22.4149 | -26.1958 | 0 | 0 | 0 | 0 | 0 | 0 | 0 | 0 | 0 | 0 | 0 | 0 | 0 | 0 | 0 | 0 | 0 | 0 | -688.9082 | -626.0291 | 0.38337 | NA | 93.52 | 698.5013 | 1.2975 | No | Yes | Yes | NA | Drop | NA | NA | NA | NA | NA | NA | 50.86% | N | 698.5013 | 0.059791 | 0.073374 | 7490.945 | NA | NA | 90.9091 | NA | NA | NA | NA | NA | NA | NA | NA | NA | NA
10 | 110 | 111 | 110 111 Premium T8, Electronic Ballast / Hotel or Motel | 0 | 0 | -556.7061 | -160.2291 | -168.8288 | -62.3909 | -46.5942 | -35.7109 | 10.0114 | 36.1141 | 39.1427 | -22.1893 | 7.9343 | -24.6014 | 73.148 | -33.4151 | 2.1142 | -17.9012 | 52.3953 | 62.1845 | 72.9447 | 0 | 0 | 0 | 0 | 0 | 0 | 0 | 0 | 0 | -772.5776 | -859.2132 | 0.84067 | NA | 3188.72 | 3546.1253 | 8.7146 | No | No | No | NA | Drop | NA | NA | NA | NA | NA | NA | 6.01% | M | 3546.1253 | 1.1064 | 0.56302 | 637.4265 | NA | NA | 18.1818 | NA | NA | NA | NA | NA | NA | NA | NA | NA | NA
10 | 110 | 114 | 110 114 Continuous Dimming / Hotel or Motel | 0 | 0 | -799.7483 | -396.7032 | -412.8371 | -296.4722 | -305.0331 | -280.6055 | -233.1079 | -204.6286 | -194.9929 | -256.6473 | -211.7136 | -235.2087 | -133.8557 | -259.6374 | 0 | 0 | 0 | 0 | 0 | 0 | 0 | 0 | 0 | 0 | 0 | 0 | 0 | 0 | -4221.1913 | -3190.539 | 0.66242 | NA | 18360.94 | 7879.4186 | 22.5832 | No | No | No | NA | Drop | NA | NA | NA | NA | NA | NA | 5.628% | N | 7879.4186 | 1.2642 | 0.91393 | 251.8862 | NA | NA | NA | NA | NA | NA | NA | NA | NA | NA | NA | NA | NA
10 | 110 | 115 | 110 115 Lighting Control Tuneup / Hotel or Motel | 0 | 0 | -432.7719 | -41.0284 | -42.4268 | -30.541 | -30.3886 | -28.3691 | 0 | 0 | 0 | 0 | 0 | 0 | 0 | 0 | 0 | 0 | 0 | 0 | 0 | 0 | 0 | 0 | 0 | 0 | 0 | 0 | 0 | 0 | -605.5256 | -578.4447 | 0.32603 | NA | 144 | 816.7691 | 1.7086 | No | Yes | Yes | NA | Drop | NA | NA | NA | NA | NA | NA | 37.8% | N | 816.7691 | 0.13574 | 0.094737 | 83.9621 | NA | NA | 0.47619 | NA | NA | NA | NA | NA | NA | NA | NA | NA | NA
10 | 120 | 121 | 120 121 ROB Premium T8, 1EB / Hotel or Motel | 0 | 0 | -462.3912 | -69.2461 | -73.3131 | -27.0857 | -19.8141 | -16.2388 | 3.9499 | 15.47 | 16.8751 | -9.6746 | 3.1495 | -11.185 | 30.6374 | -14.9237 | 0.98251 | -8.1223 | 22.5852 | 26.7288 | 31.4593 | 0 | 0 | 0 | 0 | 0 | 0 | 0 | 0 | 0 | -560.1569 | -595.6103 | 0.76667 | NA | 308.03 | 1532.5206 | 1.9479 | No | Yes | Yes | NA | Drop | NA | NA | NA | NA | NA | NA | 31.83% | M | 1532.5206 | 0.47813 | 0.24332 | 1195.1748 | NA | NA | 18.1818 | NA | NA | NA | NA | NA | NA | NA | NA | NA | NA
10 | 120 | 122 | 120 122 ROB Premium T8, EB, Reflector / Hotel or Motel | 0 | 0 | -681.2005 | -280.0681 | -295.1252 | -109.197 | -81.001 | -62.5184 | 17.1987 | 63.511 | 68.7528 | -40.3169 | 12.8926 | -42.4493 | 127.6445 | -58.5406 | 3.5263 | -29.9284 | 91.6502 | 109.8477 | 126.5308 | 0 | 0 | 0 | 0 | 0 | 0 | 0 | 0 | 0 | -1058.7902 | -1210.2882 | 0.86731 | NA | 1056.12 | 6189.2836 | 1.6537 | No | Yes | Yes | NA | Drop | NA | NA | NA | NA | NA | NA | 39.25% | M | 6189.2836 | 1.931 | 0.98268 | 251.8862 | NA | NA | 18.1818 | NA | NA | NA | NA | NA | NA | NA | NA | NA | NA
10 | 120 | 123 | 120 123 Occupancy Sensor / Hotel or Motel | 0 | 0 | -480.5902 | -86.9324 | -91.9497 | -28.459 | -17.9788 | -12.574 | 14.5344 | 30.1594 | 31.7985 | -4.8009 | 12.4482 | 0 | 0 | 0 | 0 | 0 | 0 | 0 | 0 | 0 | 0 | 0 | 0 | 0 | 0 | 0 | 0 | 0 | -634.3445 | -637.5163 | 0.72 | NA | 1980.22 | 1958.5416 | 9.7986 | No | No | No | NA | Drop | NA | NA | NA | NA | NA | NA | 5.673% | M | 1958.5416 | 0.65305 | 0.22717 | 230.6743 | NA | NA | 50 | NA | NA | NA | NA | NA | NA | NA | NA | NA | NA
10 | 120 | 124 | 120 124 Lighting Control Tuneup / Hotel or Motel | 0 | 0 | -415.8251 | -24.9951 | -26.1048 | -18.5278 | -19.199 | -18.4039 | 0 | 0 | 0 | 0 | 0 | 0 | 0 | 0 | 0 | 0 | 0 | 0 | 0 | 0 | 0 | 0 | 0 | 0 | 0 | 0 | 0 | 0 | -523.0557 | -506.0872 | 0.25198 | NA | 144 | 500.1442 | 2.7903 | No | No | Yes | NA | Drop | NA | NA | NA | NA | NA | NA | 17.5% | N | 500.1442 | 0.080245 | 0.058012 | 125.9431 | NA | NA | 0.47619 | NA | NA | NA | NA | NA | NA | NA | NA | NA | NA
10 | 130 | 131 | 130 131 CFL Screw-in 18W / Hotel or Motel | 0 | 0 | -1600.2594 | -1161.1764 | 0 | 0 | 0 | 0 | 0 | 0 | 0 | 0 | 0 | 0 | 0 | 0 | 0 | 0 | 0 | 0 | 0 | 0 | 0 | 0 | 0 | 0 | 0 | 0 | 0 | 0 | -2761.4358 | -2690.936 | 0.54282 | NA | 2057.73 | 27585.2906 | 0.72293 | Yes | Yes | Yes | NA | Drop | NA | NA | NA | NA | NA | NA | 67.68% | M | 27585.2906 | 11.0457 | 7.4243 | 1599.2475 | NA | NA | 27 | NA | NA | NA | NA | NA | NA | NA | NA | NA | NA
10 | 150 | 151 | 150 151 PSMH, 250W, magnetic ballast / Hotel or Motel | 0 | 0 | -724.2923 | -323.9336 | -337.2885 | -242.5351 | -249.2315 | -228.9358 | -190.3139 | -167.3622 | -159.3644 | -209.6134 | -173.1194 | -192.674 | 0 | 0 | 0 | 0 | 0 | 0 | 0 | 0 | 0 | 0 | 0 | 0 | 0 | 0 | 0 | 0 | -3198.6644 | -2532.2675 | 0.63853 | NA | 243.61 | 6438.055 | 0.36671 | Yes | Yes | Yes | NA | Drop | NA | NA | NA | NA | NA | NA | 77.75% | M | 6438.055 | 1.0329 | 0.74675 | 17.419 | NA | NA | 9.0909 | NA | NA | NA | NA | NA | NA | NA | NA | NA | NA
10 | 150 | 152 | 150 152 PSMH, 250 W, electronic ballast / Hotel or Motel | 0 | 0 | -776.7141 | -374.4417 | -389.9204 | -280.1313 | -288.1933 | -264.6092 | -219.7562 | -193.2976 | -183.7042 | -242.3369 | -200.0706 | -222.4375 | 0 | 0 | 0 | 0 | 0 | 0 | 0 | 0 | 0 | 0 | 0 | 0 | 0 | 0 | 0 | 0 | -3635.6128 | -2865.7975 | 0.64343 | NA | 1249.98 | 7441.8299 | 1.6278 | No | Yes | Yes | NA | Drop | NA | NA | NA | NA | NA | NA | 40.69% | M | 7441.8299 | 1.194 | 0.86318 | 18.1525 | NA | NA | 10 | NA | NA | NA | NA | NA | NA | NA | NA | NA | NA
10 | 150 | 153 | 150 153 High Bay T5 / Hotel or Motel | 0 | 0 | -793.0243 | -388.0977 | -408.9847 | -150.7538 | -112.7532 | -86.1887 | 24.2355 | 88.1698 | 94.879 | -54.7839 | 18.2059 | -60.3735 | 0 | 0 | 0 | 0 | 0 | 0 | 0 | 0 | 0 | 0 | 0 | 0 | 0 | 0 | 0 | 0 | -1829.4694 | -1714.8534 | 0.81357 | NA | 555.55 | 8571.637 | 0.62812 | Yes | Yes | Yes | NA | Drop | NA | NA | NA | NA | NA | NA | 70.45% | N | 8571.637 | 2.6743 | 1.3609 | 17.419 | NA | NA | 36.364 | NA | NA | NA | NA | NA | NA | NA | NA | NA | NA
10 | 160 | 161 | 160 161 LED Exit Sign / Hotel or Motel | 0 | 0 | -390.8988 | -0.61971 | -1.1007 | 1.4575 | 1.825 | 1.2848 | 2.891 | 2.9228 | 3.6013 | 1.8794 | 2.4459 | 1.3927 | 3.1368 | 1.2823 | 2.3108 | 1.2651 | 0 | 0 | 0 | 0 | 0 | 0 | 0 | 0 | 0 | 0 | 0 | 0 | -364.9239 | -376.2523 | 0.12575 | NA | 93.03 | 31.7168 | 28.4261 | No | No | No | NA | Drop | NA | NA | NA | NA | NA | NA | 5.628% | N | 31.7168 | 0.022044 | 0.0048872 | 5012.7718 | NA | NA | NA | NA | NA | NA | NA | NA | NA | NA | NA | NA | NA
10 | 200 | 201 | 200 201 High Pressure Sodium 250W Lamp / Hotel or Motel | 0 | 0 | -486.0698 | -92.6882 | -96.883 | -75.459 | -78.3536 | 0 | 0 | 0 | 0 | 0 | 0 | 0 | 0 | 0 | 0 | 0 | 0 | 0 | 0 | 0 | 0 | 0 | 0 | 0 | 0 | 0 | 0 | 0 | -829.4537 | -782.1276 | 0.37809 | NA | 2162.86 | 1793.0167 | 11.6904 | No | No | No | NA | Drop | NA | NA | NA | NA | NA | NA | 5.628% | M | 1793.0167 | 0.15712 | 0.024857 | 7361.7433 | NA | NA | NA | NA | NA | NA | NA | NA | NA | NA | NA | NA | NA
10 | 200 | 202 | 200 202 Outdoor Lighting Controls (Photocell/Timeclock) / Hotel or Motel | 0 | 0 | -465.9525 | -72.9139 | -76.1369 | -59.4008 | -62.3952 | 0 | 0 | 0 | 0 | 0 | 0 | 0 | 0 | 0 | 0 | 0 | 0 | 0 | 0 | 0 | 0 | 0 | 0 | 0 | 0 | 0 | 0 | 0 | -736.7993 | -699.4041 | 0.34951 | NA | 391.93 | 1416.4236 | 2.6816 | No | No | Yes | NA | Drop | NA | NA | NA | NA | NA | NA | 18.23% | N | 1416.4236 | 0.12412 | 0.019636 | 728.8755 | NA | NA | 22.7273 | NA | NA | NA | NA | NA | NA | NA | NA | NA | NA
10 | 210 | 211 | 210 211 Outdoor Lighting Controls (Photocell/Timeclock) / Hotel or Motel | 0 | 0 | -426.3585 | -34.6219 | -36.2236 | -28.36 | -29.3636 | 0 | 0 | 0 | 0 | 0 | 0 | 0 | 0 | 0 | 0 | 0 | 0 | 0 | 0 | 0 | 0 | 0 | 0 | 0 | 0 | 0 | 0 | 0 | -554.9276 | -537.1946 | 0.24887 | NA | 1050.3 | 672.0415 | 15.1461 | No | No | No | NA | Drop | NA | NA | NA | NA | NA | NA | 5.628% | N | 672.0415 | 0.058889 | 9.3169e-09 | 728.8755 | NA | NA | 22.7273 | NA | NA | NA | NA | NA | NA | NA | NA | NA | NA
10 | 300 | 301 | 300 301 Centrifugal Chiller, 0.51 kW/ton, 500 tons / Hotel or Motel | 0 | 0 | -732.092 | -329.171 | -347.0909 | -119.1235 | -83.8635 | -62.0215 | 35.7655 | 92.6717 | 97.5739 | -34.9296 | 29.0296 | -39.93 | 169.3711 | -58.882 | 17.6411 | -23.5962 | 125.2228 | 147.5228 | 166.7281 | 176.9668 | 0 | 0 | 0 | 0 | 0 | 0 | 0 | 0 | -772.2064 | -1181.2205 | 0.89318 | NA | 941.9 | 7330.4575 | 1.2453 | No | Yes | Yes | NA | Drop | NA | NA | NA | NA | NA | NA | 52.32% | M | 7330.4575 | 2.3567 | 0.0062526 | 1559.2897 | NA | NA | NA | NA | NA | NA | NA | NA | NA | NA | NA | NA | NA
10 | 300 | 302 | 300 302 High Efficiency Chiller Motors / Hotel or Motel | 0 | 0 | -487.3715 | -94.2775 | -98.5402 | -68.5166 | -69.3092 | -64.3996 | -51.7529 | -44.3512 | -41.8916 | -57.3691 | -46.4288 | -53.3206 | -27.4662 | -59.8116 | -48.3848 | -51.2818 | -34.7004 | -30.5037 | -25.4496 | -22.6278 | 0 | 0 | 0 | 0 | 0 | 0 | 0 | 0 | -1477.755 | -1112.4437 | 0.64565 | NA | 333.8 | 1889.1468 | 1.7124 | No | Yes | Yes | NA | Drop | NA | NA | NA | NA | NA | NA | 37.8% | N | 1889.1468 | 0.32342 | 0 | 1651.0126 | NA | NA | 5.4546 | NA | NA | NA | NA | NA | NA | NA | NA | NA | NA
10 | 300 | 304 | 300 304 EMS - Chiller / Hotel or Motel | 0 | 0 | -730.5078 | -329.903 | -343.5932 | -245.2306 | -251.2587 | -230.359 | -190.2645 | -166.3123 | -157.7145 | -210.6553 | 0 | 0 | 0 | 0 | 0 | 0 | 0 | 0 | 0 | 0 | 0 | 0 | 0 | 0 | 0 | 0 | 0 | 0 | -2855.7992 | -2364.1095 | 0.6228 | NA | 1027.53 | 6570.9835 | 1.5155 | No | Yes | Yes | NA | Drop | NA | NA | NA | NA | NA | NA | 43.58% | N | 6570.9835 | 1.0708 | 0.10187 | 138.3732 | NA | NA | 36.3636 | NA | NA | NA | NA | NA | NA | NA | NA | NA | NA
10 | 300 | 305 | 300 305 Chiller Tune Up/Diagnostics / Hotel or Motel | 0 | 0 | -531.5604 | -131.5376 | -146.6629 | 381.7392 | 551.1372 | 562.9614 | 805.4461 | 936.4891 | 920.3523 | 587.6961 | 0 | 0 | 0 | 0 | 0 | 0 | 0 | 0 | 0 | 0 | 0 | 0 | 0 | 0 | 0 | 0 | 0 | 0 | 3936.0608 | 2421.6888 | 1.5008 | NA | 1000 | 4969.9053 | 1.95 | No | Yes | Yes | NA | Drop | NA | NA | NA | NA | NA | NA | 30.34% | N | 4969.9053 | 5.6339 | 0.038523 | 687.9219 | NA | NA | NA | NA | NA | NA | NA | NA | NA | NA | NA | NA | NA
10 | 300 | 306 | 300 306 VSD for Chiller Pumps and Towers / Hotel or Motel | 0 | 0 | -710.9472 | -311.1792 | -324.0729 | -231.548 | -237.2149 | -217.5483 | -179.5232 | -157.2705 | -149.5879 | -198.5754 | -163.2939 | -182.852 | -101.1685 | -201.9483 | -166.507 | 0 | 0 | 0 | 0 | 0 | 0 | 0 | 0 | 0 | 0 | 0 | 0 | 0 | -3533.2373 | -2638.6367 | 0.66489 | NA | 719.27 | 6200.6715 | 1.1242 | No | Yes | Yes | NA | Drop | NA | NA | NA | NA | NA | NA | 55.4% | N | 6200.6715 | 1.0105 | 0.024033 | 849.3222 | NA | NA | 90.9091 | NA | NA | NA | NA | NA | NA | NA | NA | NA | NA
10 | 300 | 307 | 300 307 EMS Optimization / Hotel or Motel | 0 | 0 | -553.7201 | -158.4372 | -165.14 | -128.8798 | -134.3835 | 0 | 0 | 0 | 0 | 0 | 0 | 0 | 0 | 0 | 0 | 0 | 0 | 0 | 0 | 0 | 0 | 0 | 0 | 0 | 0 | 0 | 0 | 0 | -1140.5606 | -1059.6371 | 0.43328 | NA | 300 | 3057.7597 | 0.95083 | Yes | Yes | Yes | NA | Drop | NA | NA | NA | NA | NA | NA | 60.03% | N | 3057.7597 | 0.12459 | 0.011853 | 687.9219 | NA | NA | 44.4444 | NA | NA | NA | NA | NA | NA | NA | NA | NA | NA
10 | 300 | 308 | 300 308 Aerosol Duct Sealing / Hotel or Motel | 0 | 0 | -720.6205 | -320.1217 | -333.364 | -260.3547 | -272.2409 | -252.5654 | -223.7281 | -204.9314 | -197.6888 | -234.5663 | -203.4859 | -215.7215 | -151.0153 | -234.5379 | -204.621 | 0 | 0 | 0 | 0 | 0 | 0 | 0 | 0 | 0 | 0 | 0 | 0 | 0 | -4029.563 | -2944.158 | 0.62488 | NA | 336 | 6179.6665 | 0.52694 | Yes | Yes | Yes | NA | Drop | NA | NA | NA | NA | NA | NA | 73.23% | M | 6179.6665 | 0.3853 | 0.42258 | 894.2985 | NA | NA | 0.30303 | NA | NA | NA | NA | NA | NA | NA | NA | NA | NA
10 | 300 | 309 | 300 309 Duct/Pipe Insulation / Hotel or Motel | 0 | 0 | -452.4084 | -59.9395 | -62.8674 | -44.8115 | -46.1404 | -42.3984 | -35.1305 | -30.9807 | -29.124 | -38.464 | 0 | 0 | 0 | 0 | 0 | 0 | 0 | 0 | 0 | 0 | 0 | 0 | 0 | 0 | 0 | 0 | 0 | 0 | -842.2647 | -751.8658 | 0.48684 | NA | 30756 | 1202.2944 | 247.9151 | No | No | No | NA | Drop | NA | NA | NA | NA | NA | NA | 5.628% | M | 1202.2944 | 0.19593 | 0.00466 | 825.5063 | NA | NA | NA | NA | NA | NA | NA | NA | NA | NA | NA | NA | NA
10 | 300 | 311 | 300 311 Window Film (Standard) / Hotel or Motel | 0 | 0 | -526.5877 | -130.4594 | -139.408 | 14.6774 | 48.53 | 58.453 | 125.8965 | 163.9416 | 164.3513 | 73.1062 | 0 | 0 | 0 | 0 | 0 | 0 | 0 | 0 | 0 | 0 | 0 | 0 | 0 | 0 | 0 | 0 | 0 | 0 | -147.4993 | -346.0608 | 0.89644 | NA | 1304.75 | 3300.2557 | 3.8315 | No | No | No | NA | Drop | NA | NA | NA | NA | NA | NA | 13.22% | M | 3300.2557 | 1.5682 | -0.078437 | 917.2861 | NA | NA | 46.6667 | NA | NA | NA | NA | NA | NA | NA | NA | NA | NA
10 | 300 | 313 | 300 313 Ceiling Insulation / Hotel or Motel | 0 | 0 | -625.5397 | -221.5203 | -243.798 | 468.4095 | 689.2359 | 708.8456 | 1032.6398 | 1210.0255 | 1190.4233 | 743.9778 | 906.1961 | 637.6331 | 1333.2235 | 643.4985 | 862.3348 | 514.3798 | 1219.6905 | 1257.7625 | 1291.6795 | 1281.1175 | 0 | 0 | 0 | 0 | 0 | 0 | 0 | 0 | 14900.2152 | 6996.0938 | 1.6119 | 3.4663 | 3843 | 7588.3009 | 4.9081 | No | No | No | 2277.0045 | Keep | 2277.0045 | 2 | 2277.0045 | 59.25% | 390 | 2 | 10.2% | M | 7588.3009 | 3.2331 | 7.284 | 550.3375 | 28.062 | 10 | 10 | 2.0935 | 4.0477 | 5.7505 | 7.1355 | 8.1871 | 8.9324 | 9.4255 | 9.73 | 9.9055 | 10
10 | 300 | 314 | 300 314 Roof Insulation / Hotel or Motel | 0 | 0 | -509.7497 | -114.5893 | -122.0768 | -6.3216 | 17.4146 | 25.9551 | 75.7906 | 104.9151 | 106.3044 | 37.7773 | 67.5628 | 29.2676 | 136.3518 | 23.5155 | 61.3507 | 38.3023 | 116.198 | 125.5017 | 134.1848 | 137.4458 | 0 | 0 | 0 | 0 | 0 | 0 | 0 | 0 | 485.1004 | -154.9446 | 0.96514 | NA | 1505.52 | 2786.2546 | 5.2366 | No | No | No | NA | Drop | NA | NA | NA | NA | NA | NA | 9.563% | M | 2786.2546 | 1.1843 | 0.04105 | 550.3375 | NA | NA | NA | NA | NA | NA | NA | NA | NA | NA | NA | NA | NA
10 | 300 | 317 | 300 317 Thermal Energy Storage (TES) Positive / Hotel or Motel | 0 | 0 | -719.3625 | -327.5006 | -342.301 | -217.0811 | -241.216 | -215.8048 | -176.893 | -142.8429 | -118.5042 | -169.8458 | -130.6571 | -142.2152 | -66.8916 | -174.3539 | -132.7759 | -98.7596 | -94.3454 | -73.3739 | -53.7669 | -33.3319 | -4.9354 | -53.2784 | -28.3996 | -68.2729 | -87.6216 | -30.6849 | -22.0866 | 36.2626 | -3930.8398 | -2730.4116 | 0.7984 | NA | 6444.06 | 7538.7976 | 8.284 | No | No | No | NA | Drop | NA | NA | NA | NA | NA | NA | 6.243% | M | -3891.1732 | 11.1527 | 0.030942 | 366.8917 | NA | NA | NA | NA | NA | NA | NA | NA | NA | NA | NA | NA | NA
10 | 300 | 317 | 300 317 Thermal Energy Storage (TES) Negative / Hotel or Motel | 0 | 0 | 699.096 | 674.32 | 698.719 | 731.797 | 798.178 | 769.509 | 771.828 | 779.596 | 763.391 | 739.797 | 711.597 | 676.396 | 690.531 | 716.542 | 706.387 | 719.155 | 721.745 | 700.119 | 679.806 | 661.594 | 646.096 | 629.827 | 621.258 | 609.532 | 602.365 | 589.125 | 632.877 | 675.357 | 19416.54 | 9681.7243 | 0.51452 | NA | 0 | 11429.9708 | 0 | Yes | Yes | Yes | NA | Drop | NA | NA | NA | NA | NA | NA | 90% | M |  |  |  | 0 | NA | NA | NA | NA | NA | NA | NA | NA | NA | NA | NA | NA | NA
10 | 320 | 321 | 320 321 DX Packaged System, EER=10.9, 10 tons / Hotel or Motel | 0 | 0 | -621.4937 | -221.2868 | -236.5892 | 52.7561 | 119.668 | 137.7098 | 263.0277 | 335.57 | 336.1129 | 162.6552 | 233.442 | 135.4077 | 405.6787 | 125.6709 | 217.0742 | 0 | 0 | 0 | 0 | 0 | 0 | 0 | 0 | 0 | 0 | 0 | 0 | 0 | 1445.403 | 422.8357 | 1.058 | 3.2194 | 2260.56 | 5721.0482 | 3.8293 | No | No | No | 373.0143 | Keep | 1079.9089 | 2 | 422.8357 | 47.77% | 390 | 3.1131 | 13.22% | M | 5721.0482 | 2.9423 | 0 | 1407.739 | 93.0524 | 93.0524 | -1 | 19.4806 | 37.6649 | 53.51 | 66.398 | 76.1832 | 83.1184 | 87.7066 | 90.5401 | 92.1735 | 93.0524
10 | 320 | 322 | 320 322 Hybrid Dessicant-DX System (Trane CDQ) / Hotel or Motel | 0 | 0 | -2428.2321 | -1970.9981 | -2051.6191 | -1602.8466 | -1674.8381 | -1554.2591 | -1376.7588 | -1261.9924 | -1216.1897 | -1448.5842 | -1255.6545 | -1330.5952 | -929.113 | -1444.0585 | -1260.5355 | 0 | 0 | 0 | 0 | 0 | 0 | 0 | 0 | 0 | 0 | 0 | 0 | 0 | -22806.2749 | -16120.2012 | 0.65181 | NA | 8447.46 | 38036.5923 | 2.1523 | No | No | Yes | NA | Drop | NA | NA | NA | NA | NA | NA | 25.01% | N | 38036.5923 | 4.5205 | 0 | 1564.1545 | NA | NA | 148 | NA | NA | NA | NA | NA | NA | NA | NA | NA | NA
10 | 320 | 323 | 320 323 Geothermal Heat Pump, EER=13, 10 tons / Hotel or Motel | 0 | 0 | -1450.2056 | -1025.1976 | -1067.0636 | -833.4815 | -871.7908 | -808.7438 | -715.8247 | -656.9312 | -633.1818 | -753.4186 | -652.9848 | -692.5678 | -483.0741 | -751.1283 | -655.6898 | 0 | 0 | 0 | 0 | 0 | 0 | 0 | 0 | 0 | 0 | 0 | 0 | 0 | -12051.2837 | -8573.0009 | 0.6468 | NA | 20289.18 | 19787.6839 | 9.937 | No | No | No | NA | Drop | NA | NA | NA | NA | NA | NA | 5.639% | N | 19787.6839 | 2.3545 | 0.10738 | 1548.5129 | NA | NA | NA | NA | NA | NA | NA | NA | NA | NA | NA | NA | NA
10 | 320 | 326 | 320 326 DX Tune Up/ Advanced Diagnostics / Hotel or Motel | 0 | 0 | -631.5369 | -233.0722 | -244.2411 | -127.1615 | -116.1968 | -100.8903 | -51.4221 | -23.1064 | -17.8347 | -84.6967 | 0 | 0 | 0 | 0 | 0 | 0 | 0 | 0 | 0 | 0 | 0 | 0 | 0 | 0 | 0 | 0 | 0 | 0 | -1630.159 | -1444.7513 | 0.69764 | NA | 1250 | 4906.3786 | 2.4691 | No | No | Yes | NA | Drop | NA | NA | NA | NA | NA | NA | 19.88% | N | 4906.3786 | 1.2303 | 0 | 774.2565 | NA | NA | 100 | NA | NA | NA | NA | NA | NA | NA | NA | NA | NA
10 | 320 | 327 | 320 327 DX Coil Cleaning / Hotel or Motel | 0 | 0 | -524.1435 | -124.4778 | -138.8808 | 362.248 | 523.0771 | 0 | 0 | 0 | 0 | 0 | 0 | 0 | 0 | 0 | 0 | 0 | 0 | 0 | 0 | 0 | 0 | 0 | 0 | 0 | 0 | 0 | 0 | 0 | 97.823 | -56.2479 | 0.97894 | NA | 169.49 | 4714.2015 | 0.34843 | Yes | Yes | Yes | NA | Drop | NA | NA | NA | NA | NA | NA | 79.32% | M | 4714.2015 | 5.3441 | 1.4488 | 1173.1159 | NA | NA | 18.1818 | NA | NA | NA | NA | NA | NA | NA | NA | NA | NA
10 | 320 | 329 | 320 329 Aerosol Duct Sealing / Hotel or Motel | 0 | 0 | -916.5282 | -509.3362 | -530.0272 | -414.3668 | -432.4743 | -402.3258 | -355.4437 | -326.5771 | -314.0324 | -374.2124 | -323.9443 | -343.9247 | -240.3897 | -373.1434 | -325.6022 | 0 | 0 | 0 | 0 | 0 | 0 | 0 | 0 | 0 | 0 | 0 | 0 | 0 | -6182.3282 | -4454.6656 | 0.63632 | NA | 336 | 9825.9586 | 0.3314 | Yes | Yes | Yes | NA | Drop | NA | NA | NA | NA | NA | NA | 79.32% | M | 9825.9586 | 0.61264 | 0.67193 | 1525.0506 | NA | NA | 0.30303 | NA | NA | NA | NA | NA | NA | NA | NA | NA | NA
10 | 320 | 330 | 320 330 Duct/Pipe Insulation / Hotel or Motel | 0 | 0 | -488.8913 | -95.5227 | -99.9804 | -69.5714 | -71.5468 | -65.6794 | -53.3851 | -46.5554 | -43.6232 | -58.5898 | 0 | 0 | 0 | 0 | 0 | 0 | 0 | 0 | 0 | 0 | 0 | 0 | 0 | 0 | 0 | 0 | 0 | 0 | -1093.3455 | -954.6505 | 0.54623 | NA | 30756 | 1916.0152 | 155.5661 | No | No | No | NA | Drop | NA | NA | NA | NA | NA | NA | 5.628% | M | 1916.0152 | 0.32318 | 0 | 1407.739 | NA | NA | NA | NA | NA | NA | NA | NA | NA | NA | NA | NA | NA
10 | 320 | 334 | 320 334 Ceiling Insulation / Hotel or Motel | 0 | 0 | -765.1461 | -351.6991 | -387.5961 | 744.2426 | 1093.7614 | 1125.3206 | 1638.8529 | 1921.7619 | 1890.1049 | 1180.8219 | 1437.7569 | 1012.6479 | 2117.6029 | 1022.1942 | 1368.6742 | 818.4494 | 1937.1069 | 1997.2249 | 2046.1369 | 2034.6529 | 0 | 0 | 0 | 0 | 0 | 0 | 0 | 0 | 23882.872 | 11334.6969 | 1.6321 | 4.9176 | 3843 | 12053.3309 | 3.0899 | No | No | No | 1355.5575 | Keep | 1355.5575 | 2 | 1355.5575 | 35.27% | 390 | 2 | 15.87% | M | 12053.3309 | 5.1355 | 11.57 | 938.4927 | 74.4607 | 17 | 17 | 3.559 | 6.8811 | 9.7759 | 12.1304 | 13.9181 | 15.1851 | 16.0234 | 16.541 | 16.8394 | 17
10 | 320 | 335 | 320 335 Roof Insulation / Hotel or Motel | 0 | 0 | -577.7879 | -179.4997 | -191.4075 | 1.7346 | 41.1563 | 55.1278 | 139.2375 | 187.0632 | 188.9495 | 74.1909 | 122.6394 | 59.9795 | 238.0946 | 49.7158 | 111.7388 | 75.5309 | 204.4372 | 218.6225 | 234.0204 | 237.637 | 0 | 0 | 0 | 0 | 0 | 0 | 0 | 0 | 1291.1816 | 135.993 | 1.0199 | 4.3691 | 1505.52 | 4437.482 | 3.288 | No | No | No | 119.9453 | Keep | 589.7581 | 2 | 135.993 | 39.17% | 390 | 2.991 | 15.08% | M | 4437.482 | 1.9669 | 0.96125 | 938.4927 | 70.7496 | 296 | 296 | 61.9677 | 119.8123 | 170.2154 | 211.2121 | 242.3392 | 264.4001 | 278.9951 | 288.0083 | 293.2041 | 296
10 | 340 | 344 | 340 344 Aerosol Duct Sealing / Hotel or Motel | 0 | 0 | -927.8427 | -520.1997 | -541.8617 | -423.4851 | -442.5017 | -410.6845 | -363.2399 | -334.0962 | -320.9698 | -382.2699 | -331.7827 | -351.2646 | -245.7409 | -381.4344 | -332.8187 | 0 | 0 | 0 | 0 | 0 | 0 | 0 | 0 | 0 | 0 | 0 | 0 | 0 | -6310.1928 | -4544.1647 | 0.63692 | NA | 336 | 10046.8733 | 0.32411 | Yes | Yes | Yes | NA | Drop | NA | NA | NA | NA | NA | NA | 79.32% | M | 10046.8733 | 0.62641 | 0.68703 | 9.0415 | NA | NA | 0.30303 | NA | NA | NA | NA | NA | NA | NA | NA | NA | NA
10 | 340 | 345 | 340 345 Duct/Pipe Insulation / Hotel or Motel | 0 | 0 | -491.2611 | -97.8543 | -102.4902 | -72.049 | -73.6143 | -67.7498 | -55.3013 | -48.0682 | -45.5611 | -60.2862 | 0 | 0 | 0 | 0 | 0 | 0 | 0 | 0 | 0 | 0 | 0 | 0 | 0 | 0 | 0 | 0 | 0 | 0 | -1114.2356 | -971.0321 | 0.54654 | NA | 30756 | 1957.9909 | 152.231 | No | No | No | NA | Drop | NA | NA | NA | NA | NA | NA | 5.628% | M | 1957.9909 | 0.32729 | 0.007589 | 8.346 | NA | NA | NA | NA | NA | NA | NA | NA | NA | NA | NA | NA | NA
10 | 340 | 349 | 340 349 Ceiling Insulation / Hotel or Motel | 0 | 0 | -773.271 | -359.451 | -395.937 | 760.8775 | 1118.3487 | 1150.3141 | 1675.833 | 1964.953 | 1932.849 | 1206.882 | 1471.095 | 1034.8759 | 2164.986 | 1045.1918 | 1400.4715 | 836.6715 | 1981.059 | 2042.734 | 2091.779 | 2081.019 | 0 | 0 | 0 | 0 | 0 | 0 | 0 | 0 | 24431.281 | 11599.6889 | 1.6329 | 5.006 | 3843 | 12325.2763 | 3.0217 | No | No | No | 1299.4362 | Keep | 1299.4362 | 2 | 1299.4362 | 33.81% | 390 | 2 | 16.07% | M | 12325.2763 | 5.2514 | 11.831 | 5.564 | 0.44715 | 0 | 0 | 0 | 0 | 0 | 0 | 0 | 0 | 0 | 0 | 0 | 0
10 | 340 | 351 | 340 351 Cool Roof - DX / Hotel or Motel | 0 | 0 | -1348.9627 | -917.0437 | -978.7567 | 162.0994 | 418.8312 | 492.117 | 983.6353 | 1275.0313 | 1274.9263 | 593.5433 | 876.4623 | 494.7232 | 1558.4463 | 451.3008 | 813.5553 | 0 | 0 | 0 | 0 | 0 | 0 | 0 | 0 | 0 | 0 | 0 | 0 | 0 | 6149.9086 | 2344.7178 | 1.0818 | 2.2292 | 13606.8 | 23419.2653 | 5.6308 | No | No | No | 2068.5005 | Keep | 8773.7728 | 2 | 2344.7178 | 64.48% | 390 | 4.6605 | 8.856% | M | 23419.2653 | 11.6065 | 0 | 9.2733 | 0.41062 | 9.2733 | 34 | 1.9414 | 3.7536 | 5.3327 | 6.617 | 7.5922 | 8.2834 | 8.7406 | 9.023 | 9.1858 | 9.2733
10 | 360 | 361 | 360 361 HE PTAC, EER=9.6, 1 ton / Hotel or Motel | 0 | 0 | -1053.8638 | -635.3078 | -678.6558 | 94.8921 | 265.9938 | 317.1972 | 650.9502 | 847.0652 | 848.0682 | 386.5366 | 579.036 | 322.4061 | 1040.4112 | 290.5672 | 536.1243 | 0 | 0 | 0 | 0 | 0 | 0 | 0 | 0 | 0 | 0 | 0 | 0 | 0 | 3811.4207 | 1309.2805 | 1.0659 | NA | 2604.43 | 16150.0477 | 1.5629 | No | Yes | Yes | NA | Drop | NA | NA | NA | NA | NA | NA | 42.14% | M | 16150.0477 | 7.8631 | 0.55308 | 429.1167 | NA | NA | NA | NA | NA | NA | NA | NA | NA | NA | NA | NA | NA
10 | 400 | 402 | 400 402 Variable Speed Drive Control / Hotel or Motel | 0 | 0 | -625.4969 | -227.7428 | -237.1343 | -185.3476 | -193.6497 | -180.2754 | -159.0388 | -146.1538 | -140.8161 | -167.7614 | -145.1144 | -154.2862 | -108.0365 | -167.4121 | -146.1349 | 0 | 0 | 0 | 0 | 0 | 0 | 0 | 0 | 0 | 0 | 0 | 0 | 0 | -2984.4008 | -2209.982 | 0.61231 | NA | 1869.75 | 4399.6722 | 4.1186 | No | No | No | NA | Drop | NA | NA | NA | NA | NA | NA | 12.31% | N | 4399.6722 | 0.10947 | 0.1716 | 369.1505 | NA | NA | 100 | NA | NA | NA | NA | NA | NA | NA | NA | NA | NA
10 | 400 | 403 | 400 403 Air Handler Optimization / Hotel or Motel | 0 | 0 | -464.4496 | -71.9338 | -74.9763 | -58.5887 | -61.1817 | -57.2921 | -50.716 | -46.3676 | 0 | 0 | 0 | 0 | 0 | 0 | 0 | 0 | 0 | 0 | 0 | 0 | 0 | 0 | 0 | 0 | 0 | 0 | 0 | 0 | -885.5059 | -800.9636 | 0.43705 | NA | 300 | 1391.3641 | 2.0896 | No | No | Yes | NA | Drop | NA | NA | NA | NA | NA | NA | 27.67% | N | 1391.3641 | 0.03462 | 0.054268 | 4237.2162 | NA | NA | 27.2727 | NA | NA | NA | NA | NA | NA | NA | NA | NA | NA
10 | 400 | 404 | 400 404 Electronically Commutated Motors (ECM) on an Air Handler Unit / Hotel or Motel | 0 | 0 | -495.2601 | -101.2237 | -105.5209 | -82.5243 | -86.3151 | -80.7319 | -71.2027 | -65.6507 | -62.6096 | -74.1137 | -64.7836 | -68.4201 | -48.4142 | -75.063 | -65.3724 | 0 | 0 | 0 | 0 | 0 | 0 | 0 | 0 | 0 | 0 | 0 | 0 | 0 | -1547.2058 | -1201.6517 | 0.56448 | NA | 492.99 | 1963.3747 | 2.4334 | No | No | Yes | NA | Drop | NA | NA | NA | NA | NA | NA | 20.64% | M | 1963.3747 | 0.18957 | 0 | 7532.8287 | NA | NA | 18.1818 | NA | NA | NA | NA | NA | NA | NA | NA | NA | NA
10 | 400 | 405 | 400 405 Demand Control Ventilation (DCV) / Hotel or Motel | 0 | 0 | -450.1704 | -55.7428 | -62.2822 | 162.9446 | 235.2697 | 240.5378 | 343.1842 | 399.1154 | 392.9612 | 251.1655 | 301.183 | 214.9213 | 435.9615 | 218.643 | 286.9568 | 0 | 0 | 0 | 0 | 0 | 0 | 0 | 0 | 0 | 0 | 0 | 0 | 0 | 2914.648 | 1501.4318 | 1.5096 | 0.16449 | 23594 | 2118.0838 | 107.9549 | No | No | No | 1324.6368 | Drop | NA | NA | NA | NA | NA | NA | 5.628% | M | 2118.0838 | 4.8051 | 2.8953 | 4237.2162 | NA | NA | 73 | NA | NA | NA | NA | NA | NA | NA | NA | NA | NA
10 | 400 | 406 | 400 406 Energy Recovery Ventilation (ERV) / Hotel or Motel | 0 | 0 | -417.8558 | -24.8498 | -28.0865 | 74.0523 | 107.642 | 109.7827 | 156.7135 | 182.3045 | 179.7807 | 114.6019 | 137.4287 | 98.3741 | 198.4541 | 99.1702 | 131.4695 | 76.9853 | 183.0417 | 187.5666 | 193.9057 | 190.9809 | 0 | 0 | 0 | 0 | 0 | 0 | 0 | 0 | 1951.4618 | 756.7162 | 1.4207 | 0.92591 | 2242.66 | 968.0148 | 22.4525 | No | No | No | 667.611 | Drop | NA | NA | NA | NA | NA | NA | 5.628% | M | 968.0148 | 2.196 | 1.3232 | 4237.2162 | NA | NA | 15 | NA | NA | NA | NA | NA | NA | NA | NA | NA | NA
10 | 600 | 603 | 600 603 Heat Pump Water Heater (air source) / Hotel or Motel | 0 | 0 | -945.7679 | -537.8649 | -559.5809 | -428.0125 | -445.252 | -412.8076 | -360.0795 | -327.7288 | -314.3731 | -381.8238 | -327.759 | -350.5604 | -234.7784 | -382.8186 | -330.4109 | 0 | 0 | 0 | 0 | 0 | 0 | 0 | 0 | 0 | 0 | 0 | 0 | 0 | -6339.6178 | -4583.1686 | 0.64816 | NA | 1893.05 | 10469.8738 | 1.7523 | No | Yes | Yes | NA | Drop | NA | NA | NA | NA | NA | NA | 36.31% | N | 10469.8738 | 1.464 | 1.0866 | 2653.3711 | NA | NA | 9.0909 | NA | NA | NA | NA | NA | NA | NA | NA | NA | NA
10 | 600 | 606 | 600 606 Demand controlled circulating systems / Hotel or Motel | 0 | 0 | -429.2886 | -37.7393 | -39.714 | -30.2638 | -30.6926 | -29.0644 | -25.4303 | -22.8033 | -21.6062 | -26.5975 | -23.1466 | -24.4859 | -17.0717 | -27.0816 | -23.4135 | 0 | 0 | 0 | 0 | 0 | 0 | 0 | 0 | 0 | 0 | 0 | 0 | 0 | -808.3995 | -684.8496 | 0.46676 | NA | 185.49 | 741.2329 | 2.4252 | No | No | Yes | NA | Drop | NA | NA | NA | NA | NA | NA | 20.64% | N | 741.2329 | 0.10468 | 0.076926 | 1382.546 | NA | NA | 45.4545 | NA | NA | NA | NA | NA | NA | NA | NA | NA | NA
10 | 600 | 608 | 600 608 Heat Recovery Unit / Hotel or Motel | 0 | 0 | -998.442 | -588.754 | -613.065 | -468.3229 | -486.8547 | -451.4596 | -393.1679 | -357.3194 | -342.3877 | -417.7631 | 0 | 0 | 0 | 0 | 0 | 0 | 0 | 0 | 0 | 0 | 0 | 0 | 0 | 0 | 0 | 0 | 0 | 0 | -5117.5365 | -4135.1297 | 0.61171 | NA | 818 | 11469.5113 | 0.69118 | Yes | Yes | Yes | NA | Drop | NA | NA | NA | NA | NA | NA | 69.07% | N | 11469.5113 | 1.6095 | 1.1903 | 1571.075 | NA | NA | 0.90909 | NA | NA | NA | NA | NA | NA | NA | NA | NA | NA
10 | 600 | 609 | 600 609 Heat Trap / Hotel or Motel | 0 | 0 | -461.1842 | -68.4629 | -71.7767 | -54.427 | -57.1647 | -53.2016 | -46.0112 | -41.7938 | -39.6803 | -48.8178 | 0 | 0 | 0 | 0 | 0 | 0 | 0 | 0 | 0 | 0 | 0 | 0 | 0 | 0 | 0 | 0 | 0 | 0 | -942.5201 | -827.6906 | 0.47956 | NA | 5.12 | 1342.1524 | 0.03697 | Yes | Yes | Yes | NA | Drop | NA | NA | NA | NA | NA | NA | 88.49% | N | 1342.1524 | 0.189 | 0.13929 | 1571.075 | NA | NA | 0.90909 | NA | NA | NA | NA | NA | NA | NA | NA | NA | NA
10 | 600 | 610 | 600 610 Hot Water Pipe Insulation / Hotel or Motel | 0 | 0 | -405.2687 | -15.002 | -15.4924 | -12.0082 | -12.649 | -11.7926 | -10.2733 | -9.4032 | -8.7926 | -10.1729 | -9.6765 | -9.7974 | -6.6493 | -11.2295 | -9.7021 | 0 | 0 | 0 | 0 | 0 | 0 | 0 | 0 | 0 | 0 | 0 | 0 | 0 | -557.9096 | -507.9221 | 0.31696 | NA | 136.6 | 293.1661 | 4.5157 | No | No | No | NA | Drop | NA | NA | NA | NA | NA | NA | 11.2% | M | 293.1661 | 0.041278 | 0.030425 | 1571.075 | NA | NA | 0.90909 | NA | NA | NA | NA | NA | NA | NA | NA | NA | NA
10 | 700 | 701 | 700 701 PC Manual Power Management Enabling / Hotel or Motel | 0 | 0 | -404.3009 | -13.9247 | -14.6673 | -10.9683 | 0 | 0 | 0 | 0 | 0 | 0 | 0 | 0 | 0 | 0 | 0 | 0 | 0 | 0 | 0 | 0 | 0 | 0 | 0 | 0 | 0 | 0 | 0 | 0 | -443.8612 | -439.4099 | 0.11706 | NA | 9.06 | 275.5834 | 0.31861 | Yes | Yes | Yes | NA | Drop | NA | NA | NA | NA | NA | NA | 79.32% | N | 275.5834 | 0.022988 | 0.039144 | 4237.2162 | NA | NA | 90.9091 | NA | NA | NA | NA | NA | NA | NA | NA | NA | NA
10 | 700 | 702 | 700 702 PC Network Power Management Enabling / Hotel or Motel | 0 | 0 | -404.3009 | -13.9247 | -14.6673 | -10.9683 | 0 | 0 | 0 | 0 | 0 | 0 | 0 | 0 | 0 | 0 | 0 | 0 | 0 | 0 | 0 | 0 | 0 | 0 | 0 | 0 | 0 | 0 | 0 | 0 | -443.8612 | -439.4099 | 0.11706 | NA | 4.53 | 275.5834 | 0.1593 | Yes | Yes | Yes | NA | Drop | NA | NA | NA | NA | NA | NA | 83.97% | N | 275.5834 | 0.022988 | 0.039144 | 4237.2162 | NA | NA | NA | NA | NA | NA | NA | NA | NA | NA | NA | NA | NA
10 | 710 | 711 | 710 711 Energy Star or Better Monitor / Hotel or Motel | 0 | 0 | -411.0899 | -20.1046 | -20.9636 | -15.8419 | 0 | 0 | 0 | 0 | 0 | 0 | 0 | 0 | 0 | 0 | 0 | 0 | 0 | 0 | 0 | 0 | 0 | 0 | 0 | 0 | 0 | 0 | 0 | 0 | -468 | -461.5972 | 0.15222 | NA | 0 | 396.1561 | 0 | Yes | Yes | Yes | NA | Drop | NA | NA | NA | NA | NA | NA | 90% | M | 396.1561 | 0.050195 | 0.056267 | 376.6414 | NA | NA | 7.6923 | NA | NA | NA | NA | NA | NA | NA | NA | NA | NA
10 | 710 | 712 | 710 712 Monitor Power Management Enabling / Hotel or Motel | 0 | 0 | -403.4621 | -13.2264 | -13.8463 | -10.1727 | 0 | 0 | 0 | 0 | 0 | 0 | 0 | 0 | 0 | 0 | 0 | 0 | 0 | 0 | 0 | 0 | 0 | 0 | 0 | 0 | 0 | 0 | 0 | 0 | -440.7074 | -436.5315 | 0.111 | NA | 8.61 | 258.5927 | 0.32268 | Yes | Yes | Yes | NA | Drop | NA | NA | NA | NA | NA | NA | 79.32% | N | 258.5927 | 0.021571 | 0.03673 | 2259.8486 | NA | NA | 50 | NA | NA | NA | NA | NA | NA | NA | NA | NA | NA
10 | 730 | 732 | 730 732 Copier Power Management Enabling / Hotel or Motel | 0 | 0 | -393.0387 | -2.3618 | -2.7733 | -1.9424 | -1.8223 | -2.1095 | 0 | 0 | 0 | 0 | 0 | 0 | 0 | 0 | 0 | 0 | 0 | 0 | 0 | 0 | 0 | 0 | 0 | 0 | 0 | 0 | 0 | 0 | -404.048 | -402.2742 | 0.048253 | NA | 11.62 | 56.58 | 1.9903 | No | Yes | Yes | NA | Drop | NA | NA | NA | NA | NA | NA | 30.34% | N | 56.58 | 0.0047198 | 0.0080366 | 3728.7502 | NA | NA | 363.636 | NA | NA | NA | NA | NA | NA | NA | NA | NA | NA
10 | 740 | 741 | 740 741 Printer Power Management Enabling / Hotel or Motel | 0 | 0 | -411.1336 | -20.0251 | -20.7446 | -15.6144 | -16.3423 | 0 | 0 | 0 | 0 | 0 | 0 | 0 | 0 | 0 | 0 | 0 | 0 | 0 | 0 | 0 | 0 | 0 | 0 | 0 | 0 | 0 | 0 | 0 | -483.86 | -473.905 | 0.18384 | NA | 39.26 | 393.5007 | 0.96692 | Yes | Yes | Yes | NA | Drop | NA | NA | NA | NA | NA | NA | 60.03% | N | 393.5007 | 0.032825 | 0.055893 | 2598.8259 | NA | NA | 111.111 | NA | NA | NA | NA | NA | NA | NA | NA | NA | NA
10 | 800 | 801 | 800 801 Convection Oven / Hotel or Motel | 0 | 0 | -405.0786 | -14.6934 | -15.2582 | -11.8517 | -12.6434 | -11.5846 | -10.2057 | -9.5516 | -8.5822 | -10.2621 | 0 | 0 | 0 | 0 | 0 | 0 | 0 | 0 | 0 | 0 | 0 | 0 | 0 | 0 | 0 | 0 | 0 | 0 | -509.7116 | -484.6836 | 0.2495 | NA | 1956433 | 285.6836 | 66368.767 | No | No | No | NA | Drop | NA | NA | NA | NA | NA | NA | 5.628% | N | 285.6836 | 0.038673 | 0.012554 | 5145.0252 | NA | NA | NA | NA | NA | NA | NA | NA | NA | NA | NA | NA | NA
10 | 810 | 811 | 810 811 Efficient Fryer / Hotel or Motel | 0 | 0 | -390.7195 | -0.57992 | -0.69543 | -0.40997 | -0.29256 | -0.75215 | -0.33234 | -0.32039 | -0.32086 | -0.21308 | 0 | 0 | 0 | 0 | 0 | 0 | 0 | 0 | 0 | 0 | 0 | 0 | 0 | 0 | 0 | 0 | 0 | 0 | -394.6362 | -393.7456 | 0.026133 | NA | 84656.91 | 15.7563 | 52070.5034 | No | No | No | NA | Drop | NA | NA | NA | NA | NA | NA | 5.628% | N | 15.7563 | 0.0021329 | 0.0006924 | 5145.0252 | NA | NA | NA | NA | NA | NA | NA | NA | NA | NA | NA | NA | NA
10 | 900 | 901 | 900 901 Vending Misers (cooled machines only) / Hotel or Motel | 0 | 0 | -434.3683 | -42.9552 | -44.5824 | -29.7086 | -29.6183 | -27.1081 | -20.8138 | -17.1183 | -16.5005 | -24.1162 | 0 | 0 | 0 | 0 | 0 | 0 | 0 | 0 | 0 | 0 | 0 | 0 | 0 | 0 | 0 | 0 | 0 | 0 | -686.8897 | -630.5985 | 0.45853 | NA | 92.88 | 866.3877 | 1.0389 | No | Yes | Yes | NA | Drop | NA | NA | NA | NA | NA | NA | 58.49% | N | 866.3877 | 0.066648 | 0.16202 | 2792.449 | NA | NA | 90.9091 | NA | NA | NA | NA | NA | NA | NA | NA | NA | NA
11 | 110 | 111 | 110 111 Premium T8, Electronic Ballast / Other | 0 | 0 | -676.8959 | -276.7148 | -291.1656 | -107.3256 | -80.3861 | -61.2843 | 17.4399 | 63.156 | 67.3888 | -39.1737 | 13.42 | -41.7887 | 126.4291 | -57.9199 | 3.6758 | -29.7773 | 91.2793 | 108.7005 | 124.4123 | 133.0807 | 153.2963 | 59.4906 | 71.115 | 2.7335 | 7.8115 | 64.8461 | 0 | 0 | -554.157 | -1063.3208 | 0.90017 | NA | 5489.15 | 6105.4014 | 8.7131 | No | No | No | NA | Drop | NA | NA | NA | NA | NA | NA | 6.01% | M | 6105.4014 | 1.9048 | 0.96936 | 151.528 | NA | NA | 18.1818 | NA | NA | NA | NA | NA | NA | NA | NA | NA | NA
11 | 110 | 114 | 110 114 Continuous Dimming / Other | 0 | 0 | -1086.7198 | -673.7488 | -702.9419 | -473.8757 | -477.31 | -435.1098 | -340.6458 | -284.5924 | -268.8012 | -392.8639 | -310.7242 | -363.3784 | -158.9381 | -403.4583 | -317.954 | -348.0471 | -215.5993 | -180.7828 | -152.245 | 0 | 0 | 0 | 0 | 0 | 0 | 0 | 0 | 0 | -7587.737 | -5287.3301 | 0.72925 | NA | 31607 | 13566.0758 | 22.5794 | No | No | No | NA | Drop | NA | NA | NA | NA | NA | NA | 5.628% | N | 13566.0758 | 2.4664 | 1.0408 | 59.878 | NA | NA | NA | NA | NA | NA | NA | NA | NA | NA | NA | NA | NA
11 | 110 | 115 | 110 115 Lighting Control Tuneup / Other | 0 | 0 | -461.7847 | -69.3802 | -72.4058 | -47.7892 | -48.2845 | -43.8403 | 0 | 0 | 0 | 0 | 0 | 0 | 0 | 0 | 0 | 0 | 0 | 0 | 0 | 0 | 0 | 0 | 0 | 0 | 0 | 0 | 0 | 0 | -743.4845 | -700.0717 | 0.41458 | NA | 144 | 1406.2407 | 0.9924 | Yes | Yes | Yes | NA | Drop | NA | NA | NA | NA | NA | NA | 60.03% | N | 1406.2407 | 0.26483 | 0.10788 | 12.4496 | NA | NA | 0.47619 | NA | NA | NA | NA | NA | NA | NA | NA | NA | NA
11 | 120 | 121 | 120 121 ROB Premium T8, 1EB / Other | 0 | 0 | -513.9889 | -119.2122 | -125.8886 | -46.7779 | -35.3946 | -26.4881 | 6.8541 | 26.6051 | 28.8069 | -16.8307 | 5.2686 | -18.5047 | 53.9919 | -24.551 | 1.4893 | -13.6245 | 39.7002 | 46.3629 | 54.8226 | 57.7263 | 65.5163 | 25.5957 | 30.8216 | 1.0526 | 2.5894 | 27.8189 | 0 | 0 | -466.2387 | -683.6892 | 0.85832 | NA | 530.26 | 2638.5569 | 1.9476 | No | Yes | Yes | NA | Drop | NA | NA | NA | NA | NA | NA | 31.83% | M | 2638.5569 | 0.8232 | 0.41893 | 284.1149 | NA | NA | 18.1818 | NA | NA | NA | NA | NA | NA | NA | NA | NA | NA
11 | 120 | 122 | 120 122 ROB Premium T8, EB, Reflector / Other | 0 | 0 | -891.1209 | -482.5479 | -508.3559 | -186.9746 | -140.8154 | -106.3437 | 29.8505 | 109.9933 | 117.951 | -68.6474 | 22.4054 | -73.6233 | 221.0826 | -100.8326 | 6.7551 | -50.7556 | 157.5809 | 188.9596 | 218.6839 | 232.9101 | 267.7886 | 103.3026 | 123.7206 | 3.6281 | 15.0129 | 114.0476 | 0 | 0 | -676.3448 | -1565.6219 | 0.91445 | NA | 1818.03 | 10656.153 | 1.6534 | No | Yes | Yes | NA | Drop | NA | NA | NA | NA | NA | NA | 39.25% | M | 10656.153 | 3.3246 | 1.6919 | 59.878 | NA | NA | 18.1818 | NA | NA | NA | NA | NA | NA | NA | NA | NA | NA
11 | 120 | 123 | 120 123 Occupancy Sensor / Other | 0 | 0 | -545.8941 | -149.7004 | -158.7938 | -49.8905 | -32.3029 | -21.6961 | 25.5042 | 51.8762 | 54.7834 | -9.3413 | 20.9075 | -12.5367 | 87.7824 | -20.4329 | 15.6441 | 0 | 0 | 0 | 0 | 0 | 0 | 0 | 0 | 0 | 0 | 0 | 0 | 0 | -744.0908 | -786.3629 | 0.82367 | NA | 3408.8 | 3372.0422 | 9.797 | No | No | No | NA | Drop | NA | NA | NA | NA | NA | NA | 5.673% | M | 3372.0422 | 1.1244 | 0.25869 | 54.8355 | NA | NA | 50 | NA | NA | NA | NA | NA | NA | NA | NA | NA | NA
11 | 120 | 124 | 120 124 Lighting Control Tuneup / Other | 0 | 0 | -434.1991 | -42.7906 | -44.3816 | -30.05 | -30.1848 | -27.6764 | 0 | 0 | 0 | 0 | 0 | 0 | 0 | 0 | 0 | 0 | 0 | 0 | 0 | 0 | 0 | 0 | 0 | 0 | 0 | 0 | 0 | 0 | -609.2826 | -582.1801 | 0.34104 | NA | 144 | 861.104 | 1.6207 | No | Yes | Yes | NA | Drop | NA | NA | NA | NA | NA | NA | 40.69% | N | 861.104 | 0.15656 | 0.066062 | 18.6744 | NA | NA | 0.47619 | NA | NA | NA | NA | NA | NA | NA | NA | NA | NA
11 | 130 | 131 | 130 131 CFL Screw-in 18W / Other | 0 | 0 | -2475.644 | -2000.562 | -2121.975 | 0 | 0 | 0 | 0 | 0 | 0 | 0 | 0 | 0 | 0 | 0 | 0 | 0 | 0 | 0 | 0 | 0 | 0 | 0 | 0 | 0 | 0 | 0 | 0 | 0 | -6598.181 | -6226.8731 | 0.56879 | NA | 3542.22 | 47493.9873 | 0.7228 | Yes | Yes | Yes | NA | Drop | NA | NA | NA | NA | NA | NA | 67.68% | M | 47493.9873 | 19.0176 | 12.7825 | 32.9655 | NA | NA | 27 | NA | NA | NA | NA | NA | NA | NA | NA | NA | NA
11 | 150 | 151 | 150 151 PSMH, 250W, magnetic ballast / Other | 0 | 0 | -959.3944 | -550.5574 | -574.4564 | -387.0674 | -390.3095 | -355.3847 | -278.3018 | -232.099 | -218.957 | -321.1513 | -253.6536 | -297.2049 | -129.7979 | -329.7534 | -259.8655 | -284.9695 | -175.7707 | 0 | 0 | 0 | 0 | 0 | 0 | 0 | 0 | 0 | 0 | 0 | -5998.6948 | -4300.1031 | 0.71246 | NA | 419.36 | 11084.4691 | 0.36665 | Yes | Yes | Yes | NA | Drop | NA | NA | NA | NA | NA | NA | 77.75% | M | 11084.4691 | 2.0153 | 0.85037 | 338.4764 | NA | NA | 9.0909 | NA | NA | NA | NA | NA | NA | NA | NA | NA | NA
11 | 150 | 152 | 150 152 PSMH, 250 W, electronic ballast / Other | 0 | 0 | -1048.0107 | -635.9757 | -664.2317 | -448.366 | -451.3097 | -410.5341 | -322.0306 | -268.0619 | -253.5644 | -370.6094 | -293.0218 | -343.6828 | -150.2174 | -381.0639 | -300.2779 | -328.5204 | -203.2424 | 0 | 0 | 0 | 0 | 0 | 0 | 0 | 0 | 0 | 0 | 0 | -6872.7215 | -4909.7551 | 0.71499 | NA | 2151.74 | 12812.6759 | 1.6275 | No | Yes | Yes | NA | Drop | NA | NA | NA | NA | NA | NA | 40.69% | M | 12812.6759 | 2.3295 | 0.98295 | 352.7281 | NA | NA | 10 | NA | NA | NA | NA | NA | NA | NA | NA | NA | NA
11 | 150 | 153 | 150 153 High Bay T5 / Other | 0 | 0 | -1084.4281 | -668.2501 | -704.0471 | -259.8767 | -194.6267 | -148.1311 | 40.4751 | 152.659 | 163.1056 | -95.5432 | 31.1218 | -102.5068 | 305.7317 | -139.0506 | 9.4117 | -70.1751 | 217.2564 | 0 | 0 | 0 | 0 | 0 | 0 | 0 | 0 | 0 | 0 | 0 | -2546.8737 | -2533.6957 | 0.87192 | NA | 956.33 | 14757.8821 | 0.62801 | Yes | Yes | Yes | NA | Drop | NA | NA | NA | NA | NA | NA | 70.45% | N | 14757.8821 | 4.6043 | 2.3431 | 338.4764 | NA | NA | 36.364 | NA | NA | NA | NA | NA | NA | NA | NA | NA | NA
11 | 160 | 161 | 160 161 LED Exit Sign / Other | 0 | 0 | -390.811 | -0.53458 | -1.1189 | 0.64347 | 1.0186 | 0.22806 | 1.5781 | 1.1216 | 2.2723 | 1.0888 | 1.6216 | 0.78612 | 1.9644 | 0.65114 | 1.4012 | 1.0846 | 0 | 0 | 0 | 0 | 0 | 0 | 0 | 0 | 0 | 0 | 0 | 0 | -377.0046 | -383.5207 | 0.10096 | NA | 72.02 | 29.1055 | 23.9807 | No | No | No | NA | Drop | NA | NA | NA | NA | NA | NA | 5.628% | N | 29.1055 | 0.016645 | 0.0029664 | 728.9316 | NA | NA | NA | NA | NA | NA | NA | NA | NA | NA | NA | NA | NA
11 | 200 | 201 | 200 201 High Pressure Sodium 250W Lamp / Other | 0 | 0 | -611.6671 | -214.2756 | -223.0327 | -174.3506 | -182.4988 | 0 | 0 | 0 | 0 | 0 | 0 | 0 | 0 | 0 | 0 | 0 | 0 | 0 | 0 | 0 | 0 | 0 | 0 | 0 | 0 | 0 | 0 | 0 | -1405.8249 | -1296.2419 | 0.45829 | NA | 5949.44 | 4139.1977 | 13.9298 | No | No | No | NA | Drop | NA | NA | NA | NA | NA | NA | 5.628% | M | 4139.1977 | 0.33226 | 0.17209 | 942.1503 | NA | NA | NA | NA | NA | NA | NA | NA | NA | NA | NA | NA | NA
11 | 200 | 202 | 200 202 Outdoor Lighting Controls (Photocell/Timeclock) / Other | 0 | 0 | -565.127 | -169.1512 | -176.0095 | -137.293 | -144.1625 | 0 | 0 | 0 | 0 | 0 | 0 | 0 | 0 | 0 | 0 | 0 | 0 | 0 | 0 | 0 | 0 | 0 | 0 | 0 | 0 | 0 | 0 | 0 | -1191.7432 | -1105.2809 | 0.43961 | NA | 1078.09 | 3269.8286 | 3.1953 | No | No | No | NA | Drop | NA | NA | NA | NA | NA | NA | 15.46% | N | 3269.8286 | 0.26247 | 0.13594 | 93.2809 | NA | NA | 22.7273 | NA | NA | NA | NA | NA | NA | NA | NA | NA | NA
11 | 210 | 211 | 210 211 Outdoor Lighting Controls (Photocell/Timeclock) / Other | 0 | 0 | -485.2866 | -92.1677 | -95.8864 | -75.2554 | -77.8141 | 0 | 0 | 0 | 0 | 0 | 0 | 0 | 0 | 0 | 0 | 0 | 0 | 0 | 0 | 0 | 0 | 0 | 0 | 0 | 0 | 0 | 0 | 0 | -826.4102 | -779.3874 | 0.37691 | NA | 1632.25 | 1778.9295 | 8.8923 | No | No | No | NA | Drop | NA | NA | NA | NA | NA | NA | 5.946% | N | 1778.9295 | 0.1428 | 7.3962e-08 | 93.2809 | NA | NA | 22.7273 | NA | NA | NA | NA | NA | NA | NA | NA | NA | NA
11 | 300 | 301 | 300 301 Centrifugal Chiller, 0.51 kW/ton, 500 tons / Other | 0 | 0 | -531.0554 | -136.0498 | -143.1595 | -49.4708 | -34.2623 | -25.6647 | 14.8322 | 37.9547 | 40.2249 | -13.944 | 12.0094 | -16.3587 | 69.3944 | -23.8862 | 7.2496 | -10.5195 | 51.8417 | 60.0182 | 69.5353 | 73.9724 | 0 | 0 | 0 | 0 | 0 | 0 | 0 | 0 | -547.3384 | -716.4708 | 0.85065 | NA | 767.26 | 3028.047 | 2.4556 | No | No | Yes | NA | Drop | NA | NA | NA | NA | NA | NA | 19.88% | M | 3028.047 | 0.97352 | 0.013858 | 115.3429 | NA | NA | NA | NA | NA | NA | NA | NA | NA | NA | NA | NA | NA
11 | 300 | 302 | 300 302 High Efficiency Chiller Motors / Other | 0 | 0 | -429.9504 | -38.2405 | -39.6217 | -25.901 | -25.4483 | -23.8653 | -17.2891 | -13.6609 | -12.6047 | -20.4334 | -16.0824 | -19.1601 | -7.2807 | -22.5107 | -16.7607 | -19.1708 | -9.9162 | -8.5787 | -5.5619 | -4.6851 | 0 | 0 | 0 | 0 | 0 | 0 | 0 | 0 | -776.7227 | -655.4086 | 0.5703 | NA | 271.91 | 780.3537 | 3.3769 | No | No | No | NA | Drop | NA | NA | NA | NA | NA | NA | 14.72% | N | 780.3537 | 0.15255 | 0 | 122.1278 | NA | NA | 5.4546 | NA | NA | NA | NA | NA | NA | NA | NA | NA | NA
11 | 300 | 304 | 300 304 EMS - Chiller / Other | 0 | 0 | -528.8242 | -134.6044 | -140.0731 | -93.3161 | -93.6403 | -85.2151 | -65.7448 | -53.788 | -50.6384 | -76.224 | 0 | 0 | 0 | 0 | 0 | 0 | 0 | 0 | 0 | 0 | 0 | 0 | 0 | 0 | 0 | 0 | 0 | 0 | -1322.0684 | -1145.2604 | 0.59353 | NA | 837.01 | 2714.4706 | 2.9883 | No | No | Yes | NA | Drop | NA | NA | NA | NA | NA | NA | 16.28% | N | 2714.4706 | 0.50506 | 0.22578 | 10.2357 | NA | NA | 36.3636 | NA | NA | NA | NA | NA | NA | NA | NA | NA | NA
11 | 300 | 305 | 300 305 Chiller Tune Up/Diagnostics / Other | 0 | 0 | -448.3902 | -54.0217 | -60.4669 | 158.0547 | 228.4207 | 232.9453 | 333.2044 | 386.1213 | 379.9392 | 242.4617 | 0 | 0 | 0 | 0 | 0 | 0 | 0 | 0 | 0 | 0 | 0 | 0 | 0 | 0 | 0 | 0 | 0 | 0 | 1398.2685 | 772.6703 | 1.3471 | 2.4127 | 1000 | 2053.0171 | 4.7205 | No | No | No | 576.3194 | Keep | 576.3194 | 2 | 576.3194 | 57.63% | 390 | 2 | 10.68% | N | 2053.0171 | 2.3273 | 0.085379 | 50.8866 | 2.7162 | 22 | 22 | 0.66 | 1.76 | 3.52 | 6.6 | 11 | 15.4 | 18.48 | 20.24 | 21.34 | 22
11 | 300 | 306 | 300 306 VSD for Chiller Pumps and Towers / Other | 0 | 0 | -521.0936 | -126.6381 | -132.6272 | -88.2687 | -88.1402 | -79.9849 | -61.4427 | -51.1593 | -48.1673 | -71.4515 | -55.9797 | -67.026 | -27.6478 | -74.8096 | -58.0935 | 0 | 0 | 0 | 0 | 0 | 0 | 0 | 0 | 0 | 0 | 0 | 0 | 0 | -1552.5301 | -1236.2509 | 0.64484 | NA | 585.91 | 2561.3596 | 2.2169 | No | No | Yes | NA | Drop | NA | NA | NA | NA | NA | NA | 23.68% | N | 2561.3596 | 0.4766 | 0.053266 | 62.8256 | NA | NA | 90.9091 | NA | NA | NA | NA | NA | NA | NA | NA | NA | NA
11 | 300 | 307 | 300 307 EMS Optimization / Other | 0 | 0 | -457.71 | -64.8107 | -68.0541 | -53.3051 | -55.8371 | 0 | 0 | 0 | 0 | 0 | 0 | 0 | 0 | 0 | 0 | 0 | 0 | 0 | 0 | 0 | 0 | 0 | 0 | 0 | 0 | 0 | 0 | 0 | -699.717 | -666.263 | 0.33451 | NA | 300 | 1263.0711 | 2.3019 | No | No | Yes | NA | Drop | NA | NA | NA | NA | NA | NA | 22.16% | N | 1263.0711 | 0.058765 | 0.02627 | 50.8866 | NA | NA | 44.4444 | NA | NA | NA | NA | NA | NA | NA | NA | NA | NA
11 | 300 | 308 | 300 308 Aerosol Duct Sealing / Other | 0 | 0 | -526.8833 | -131.935 | -137.4919 | -108.1067 | -112.5898 | -104.7153 | -92.6056 | -85.18 | -81.0865 | -97.1159 | -84.7268 | -89.2759 | -62.5831 | -97.281 | -85.29 | 0 | 0 | 0 | 0 | 0 | 0 | 0 | 0 | 0 | 0 | 0 | 0 | 0 | -1896.867 | -1447.0378 | 0.58313 | NA | 273.7 | 2552.6834 | 1.0391 | No | Yes | Yes | NA | Drop | NA | NA | NA | NA | NA | NA | 58.49% | M | 2552.6834 | 0.15916 | 0.17456 | 66.1526 | NA | NA | 0.30303 | NA | NA | NA | NA | NA | NA | NA | NA | NA | NA
11 | 300 | 309 | 300 309 Duct/Pipe Insulation / Other | 0 | 0 | -415.3141 | -24.4868 | -25.5749 | -17.0603 | -17.4359 | -16.1214 | -11.7344 | -10.2413 | -8.9538 | -13.2882 | 0 | 0 | 0 | 0 | 0 | 0 | 0 | 0 | 0 | 0 | 0 | 0 | 0 | 0 | 0 | 0 | 0 | 0 | -560.2111 | -528.0255 | 0.36729 | NA | 30756 | 496.6419 | 600.1648 | No | No | No | NA | Drop | NA | NA | NA | NA | NA | NA | 5.628% | M | 496.6419 | 0.092412 | 0.010328 | 61.0639 | NA | NA | NA | NA | NA | NA | NA | NA | NA | NA | NA | NA | NA
11 | 300 | 311 | 300 311 Window Film (Standard) / Other | 0 | 0 | -445.933 | -53.4535 | -57.0811 | 6.3734 | 19.8789 | 24.036 | 51.4498 | 67.1668 | 67.748 | 29.5741 | 0 | 0 | 0 | 0 | 0 | 0 | 0 | 0 | 0 | 0 | 0 | 0 | 0 | 0 | 0 | 0 | 0 | 0 | -290.2406 | -371.639 | 0.7675 | NA | 1304.75 | 1351.1157 | 9.3588 | No | No | No | NA | Drop | NA | NA | NA | NA | NA | NA | 5.762% | M | 1351.1157 | 0.64203 | -0.17231 | 84.1657 | NA | NA | 46.6667 | NA | NA | NA | NA | NA | NA | NA | NA | NA | NA
11 | 300 | 313 | 300 313 Ceiling Insulation / Other | 0 | 0 | -487.3259 | -91.0967 | -100.7361 | 193.4209 | 285.0386 | 292.6412 | 426.6592 | 500.2986 | 492.1163 | 307.5977 | 373.676 | 263.4511 | 549.7926 | 265.5896 | 356.1173 | 212.478 | 503.9241 | 519.6975 | 535.6207 | 530.53 | 0 | 0 | 0 | 0 | 0 | 0 | 0 | 0 | 5929.4913 | 2662.4495 | 1.5374 | 1.7989 | 3843 | 3135.5072 | 11.8781 | No | No | No | 2348.942 | Keep | 3195.9263 | 2 | 2662.4495 | 83.16% | 390 | 3.6489 | 5.628% | M | 3135.5072 | 1.3359 | 3.0098 | 40.7093 | 1.1455 | 1 | 1 | 0.20935 | 0.40477 | 0.57505 | 0.71355 | 0.81871 | 0.89324 | 0.94255 | 0.973 | 0.99055 | 1
11 | 300 | 314 | 300 314 Roof Insulation / Other | 0 | 0 | -437.2153 | -44.9179 | -47.9766 | 6.4171 | 18.8342 | 21.9722 | 46.6801 | 59.4586 | 60.3668 | 27.3048 | 41.091 | 22.6969 | 73.2024 | 20.2612 | 38.2677 | 25.7619 | 64.04 | 68.2871 | 72.3886 | 73.4848 | 0 | 0 | 0 | 0 | 0 | 0 | 0 | 0 | 210.4058 | -167.4691 | 0.91891 | NA | 1505.52 | 1151.0403 | 12.6759 | No | No | No | NA | Drop | NA | NA | NA | NA | NA | NA | 5.628% | M | 1151.0403 | 0.5586 | 0.09098 | 40.7093 | NA | NA | NA | NA | NA | NA | NA | NA | NA | NA | NA | NA | NA
11 | 300 | 317 | 300 317 Thermal Energy Storage (TES) Positive / Other | 0 | 0 | -545.0289 | -153.6677 | -161.9658 | -102.5274 | -113.218 | -102.3304 | -82.7326 | -67.4584 | -55.2741 | -80.0965 | -61.5937 | -67.5013 | -31.6468 | -82.4814 | -62.8965 | -46.2785 | -44.5619 | -35.4862 | -25.5007 | -12.3802 | -2.1128 | -24.7822 | -12.5955 | -32.9105 | -41.4969 | -14.3523 | -11.5525 | 16.2986 | -2058.1312 | -1492.4313 | 0.77368 | NA | 5249.27 | 3555.866 | 14.3066 | No | No | No | NA | Drop | NA | NA | NA | NA | NA | NA | 5.628% | M | -1606.5978 | 5.2605 | 0.068579 | 27.1395 | NA | NA | NA | NA | NA | NA | NA | NA | NA | NA | NA | NA | NA
11 | 300 | 317 | 300 317 Thermal Energy Storage (TES) Negative / Other | 0 | 0 | 315.6146 | 304.9172 | 315.9368 | 330.6253 | 360.822 | 348.8747 | 349.1887 | 351.971 | 344.6848 | 334.2235 | 321.2212 | 305.2759 | 310.3368 | 323.1647 | 319.2399 | 324.6354 | 326.1763 | 315.466 | 307.0024 | 299.7618 | 291.6819 | 284.3183 | 281.2074 | 275.1369 | 271.6101 | 265.5184 | 285.7778 | 303.527 | 8767.9168 | 4373.4205 | 0.51441 | NA | 0 | 5162.4638 | 0 | Yes | Yes | Yes | NA | Drop | NA | NA | NA | NA | NA | NA | 90% | M |  |  |  | 0 | NA | NA | NA | NA | NA | NA | NA | NA | NA | NA | NA | NA | NA
11 | 320 | 321 | 320 321 DX Packaged System, EER=10.9, 10 tons / Other | 0 | 0 | -485.3589 | -90.9584 | -97.8918 | 21.6751 | 49.6153 | 56.5754 | 109.0875 | 138.4036 | 138.6032 | 67.1261 | 96.9574 | 56.1696 | 167.5418 | 51.6781 | 89.3141 | 0 | 0 | 0 | 0 | 0 | 0 | 0 | 0 | 0 | 0 | 0 | 0 | 0 | 368.5377 | -53.7552 | 0.98342 | NA | 1841.43 | 2363.187 | 7.5516 | No | No | No | NA | Drop | NA | NA | NA | NA | NA | NA | 6.712% | M | 2363.187 | 1.2154 | 0 | 63.6027 | NA | NA | NA | NA | NA | NA | NA | NA | NA | NA | NA | NA | NA
11 | 320 | 322 | 320 322 Hybrid Dessicant-DX System (Trane CDQ) / Other | 0 | 0 | -1227.5836 | -810.2846 | -843.5976 | -652.6169 | -681.2828 | -631.8445 | -555.8368 | -508.4441 | -488.9449 | -586.9827 | -506.2868 | -538.7608 | -369.6098 | -585.8086 | -508.3128 | 0 | 0 | 0 | 0 | 0 | 0 | 0 | 0 | 0 | 0 | 0 | 0 | 0 | -9496.1971 | -6792.4017 | 0.64902 | NA | 6881.23 | 15711.7388 | 4.2445 | No | No | No | NA | Drop | NA | NA | NA | NA | NA | NA | 12.01% | N | 15711.7388 | 2.1322 | 0 | 70.6696 | NA | NA | 148 | NA | NA | NA | NA | NA | NA | NA | NA | NA | NA
11 | 320 | 323 | 320 323 Geothermal Heat Pump, EER=13, 10 tons / Other | 0 | 0 | -825.4827 | -421.2942 | -438.683 | -339.6606 | -353.6699 | -328.0091 | -288.6497 | -264.381 | -254.0344 | -304.5612 | -263.0362 | -280.1984 | -192.1275 | -305.1818 | -263.8253 | 0 | 0 | 0 | 0 | 0 | 0 | 0 | 0 | 0 | 0 | 0 | 0 | 0 | -5122.7949 | -3717.652 | 0.63749 | NA | 16527.38 | 8173.8725 | 19.5957 | No | No | No | NA | Drop | NA | NA | NA | NA | NA | NA | 5.628% | N | 8173.8725 | 1.1106 | 0.23799 | 69.9629 | NA | NA | NA | NA | NA | NA | NA | NA | NA | NA | NA | NA | NA
11 | 320 | 326 | 320 326 DX Tune Up/ Advanced Diagnostics / Other | 0 | 0 | -487.1096 | -93.515 | -98.3984 | -42.7855 | -35.5418 | -29.456 | -6.1599 | 8.0686 | 9.7796 | -22.0831 | 0 | 0 | 0 | 0 | 0 | 0 | 0 | 0 | 0 | 0 | 0 | 0 | 0 | 0 | 0 | 0 | 0 | 0 | -797.2008 | -752.0841 | 0.65862 | NA | 1250 | 2026.7046 | 5.9773 | No | No | No | NA | Drop | NA | NA | NA | NA | NA | NA | 8.335% | N | 2026.7046 | 0.58027 | 0 | 34.9815 | NA | NA | 100 | NA | NA | NA | NA | NA | NA | NA | NA | NA | NA
11 | 320 | 327 | 320 327 DX Coil Cleaning / Other | 0 | 0 | -445.2701 | -51.2481 | -57.678 | 149.8312 | 216.2646 | 0 | 0 | 0 | 0 | 0 | 0 | 0 | 0 | 0 | 0 | 0 | 0 | 0 | 0 | 0 | 0 | 0 | 0 | 0 | 0 | 0 | 0 | 0 | -188.1005 | -251.7939 | 0.81099 | NA | 138.07 | 1947.3219 | 0.68714 | Yes | Yes | Yes | NA | Drop | NA | NA | NA | NA | NA | NA | 69.07% | M | 1947.3219 | 2.2075 | 0.59847 | 53.0022 | NA | NA | 18.1818 | NA | NA | NA | NA | NA | NA | NA | NA | NA | NA
11 | 320 | 329 | 320 329 Aerosol Duct Sealing / Other | 0 | 0 | -607.1223 | -210.0535 | -218.4831 | -170.7832 | -178.6114 | -165.5101 | -146.5709 | -134.8732 | -129.2147 | -153.7192 | -133.8963 | -141.7575 | -99.4443 | -154.3957 | -133.8442 | 0 | 0 | 0 | 0 | 0 | 0 | 0 | 0 | 0 | 0 | 0 | 0 | 0 | -2778.2795 | -2065.8894 | 0.60938 | NA | 273.7 | 4058.8156 | 0.65352 | Yes | Yes | Yes | NA | Drop | NA | NA | NA | NA | NA | NA | 69.07% | M | 4058.8156 | 0.25306 | 0.27755 | 68.9029 | NA | NA | 0.30303 | NA | NA | NA | NA | NA | NA | NA | NA | NA | NA
11 | 320 | 330 | 320 330 Duct/Pipe Insulation / Other | 0 | 0 | -430.8434 | -38.9986 | -40.3342 | -26.7081 | -26.3376 | -24.5169 | -18.3535 | -14.7274 | -13.9089 | -21.4599 | 0 | 0 | 0 | 0 | 0 | 0 | 0 | 0 | 0 | 0 | 0 | 0 | 0 | 0 | 0 | 0 | 0 | 0 | -656.1885 | -606.361 | 0.44752 | NA | 30756 | 791.4511 | 376.6082 | No | No | No | NA | Drop | NA | NA | NA | NA | NA | NA | 5.628% | M | 791.4511 | 0.15244 | 0 | 63.6027 | NA | NA | NA | NA | NA | NA | NA | NA | NA | NA | NA | NA | NA
11 | 320 | 334 | 320 334 Ceiling Insulation / Other | 0 | 0 | -544.5986 | -145.0621 | -159.9158 | 308.1183 | 452.5343 | 465.1353 | 678.7319 | 794.2888 | 782.4818 | 488.7062 | 595.1406 | 418.7555 | 875.2462 | 422.2928 | 565.6992 | 337.9575 | 800.5378 | 825.0572 | 850.844 | 841.7309 | 0 | 0 | 0 | 0 | 0 | 0 | 0 | 0 | 9653.682 | 4461.9664 | 1.5837 | 2.62 | 3843 | 4983.9847 | 7.4727 | No | No | No | 2814.4565 | Keep | 2814.4565 | 2 | 2814.4565 | 73.24% | 390 | 2 | 6.795% | M | 4983.9847 | 2.1235 | 4.7841 | 42.4018 | 1.4406 | 1 | 1 | 0.20935 | 0.40477 | 0.57505 | 0.71355 | 0.81871 | 0.89324 | 0.94255 | 0.973 | 0.99055 | 1
11 | 320 | 335 | 320 335 Roof Insulation / Other | 0 | 0 | -442.3939 | -48.3488 | -54.0951 | 140.8099 | 203.6348 | 208.228 | 297.9652 | 345.5501 | 340.26 | 217.434 | 261.0403 | 185.5739 | 377.2693 | 188.5609 | 248.2422 | 146.0206 | 347.127 | 355.9529 | 366.8074 | 361.2093 | 0 | 0 | 0 | 0 | 0 | 0 | 0 | 0 | 4046.8484 | 1782.6483 | 1.5824 | 2.5225 | 1505.52 | 1834.8316 | 7.952 | No | No | No | 1126.8663 | Keep | 1126.8663 | 2 | 1126.8663 | 74.85% | 390 | 2 | 6.431% | M | 1834.8316 | 0.92773 | 2.1305 | 42.4018 | 1.3635 | 13 | 13 | 2.7216 | 5.262 | 7.4757 | 9.2762 | 10.6433 | 11.6122 | 12.2532 | 12.649 | 12.8772 | 13
11 | 340 | 344 | 340 344 Aerosol Duct Sealing / Other | 0 | 0 | -612.0158 | -214.8643 | -223.4509 | -174.9629 | -182.6211 | -169.6695 | -150.2315 | -137.9993 | -132.6201 | -157.176 | -137.046 | -145.0694 | -101.6113 | -158.047 | -137.8127 | 0 | 0 | 0 | 0 | 0 | 0 | 0 | 0 | 0 | 0 | 0 | 0 | 0 | -2835.1979 | -2105.5082 | 0.60999 | NA | 273.7 | 4150.1414 | 0.63914 | Yes | Yes | Yes | NA | Drop | NA | NA | NA | NA | NA | NA | 70.45% | M | 4150.1414 | 0.25876 | 0.2838 | 1.829 | NA | NA | 0.30303 | NA | NA | NA | NA | NA | NA | NA | NA | NA | NA
11 | 340 | 345 | 340 345 Duct/Pipe Insulation / Other | 0 | 0 | -431.7853 | -39.5491 | -41.2647 | -27.8685 | -27.4109 | -25.3213 | -19.024 | -15.2076 | -14.8293 | -22.5378 | 0 | 0 | 0 | 0 | 0 | 0 | 0 | 0 | 0 | 0 | 0 | 0 | 0 | 0 | 0 | 0 | 0 | 0 | -664.7985 | -612.9673 | 0.44958 | NA | 30756 | 808.8039 | 368.5281 | No | No | No | NA | Drop | NA | NA | NA | NA | NA | NA | 5.628% | M | 808.8039 | 0.15437 | 0.01682 | 1.6883 | NA | NA | NA | NA | NA | NA | NA | NA | NA | NA | NA | NA | NA
11 | 340 | 349 | 340 349 Ceiling Insulation / Other | 0 | 0 | -548.1144 | -148.2297 | -163.6128 | 314.5605 | 462.8547 | 475.7714 | 693.8369 | 811.625 | 798.9513 | 499.7234 | 607.9607 | 428.0908 | 894.9531 | 431.6788 | 578.4683 | 345.5503 | 817.6181 | 844.0426 | 869.0464 | 859.7281 | 0 | 0 | 0 | 0 | 0 | 0 | 0 | 0 | 9874.5043 | 4568.6233 | 1.5856 | 2.6551 | 3843 | 5091.7793 | 7.3145 | No | No | No | 2792.2109 | Keep | 2792.2109 | 2 | 2792.2109 | 72.66% | 390 | 2 | 6.919% | M | 5091.7793 | 2.1694 | 4.8876 | 1.1255 | 0.038939 | 0 | 0 | 0 | 0 | 0 | 0 | 0 | 0 | 0 | 0 | 0 | 0
11 | 340 | 351 | 340 351 Cool Roof - DX / Other | 0 | 0 | -792.14 | -385.31 | -411.502 | 68.2559 | 176.6104 | 207.105 | 415.1799 | 536.2651 | 537.496 | 250.2204 | 368.6926 | 208.4586 | 655.0693 | 189.8715 | 341.9059 | 0 | 0 | 0 | 0 | 0 | 0 | 0 | 0 | 0 | 0 | 0 | 0 | 0 | 2366.1784 | 764.4635 | 1.0623 | 0.92271 | 13606.8 | 9843.8542 | 13.396 | No | No | No | 674.393 | Drop | NA | NA | NA | NA | NA | NA | 5.628% | M | 9843.8542 | 4.8786 | 0 | 1.733 | NA | NA | 6 | NA | NA | NA | NA | NA | NA | NA | NA | NA | NA
11 | 360 | 361 | 360 361 HE PTAC, EER=9.6, 1 ton / Other | 0 | 0 | -664.2448 | -262.173 | -279.8344 | 39.3898 | 110.2952 | 131.4575 | 269.9886 | 349.6002 | 350.0974 | 160.0232 | 238.8928 | 132.5472 | 429.992 | 119.3844 | 222.0888 | 0 | 0 | 0 | 0 | 0 | 0 | 0 | 0 | 0 | 0 | 0 | 0 | 0 | 1347.5055 | 313.6353 | 1.0372 | 3.9254 | 2121.55 | 6671.0848 | 3.0821 | No | No | No | 276.6655 | Keep | 744.8401 | 2 | 313.6353 | 35.11% | 390 | 2.6264 | 15.87% | M | 6671.0848 | 3.248 | 0.22846 | 9.669e-08 | 7.6715e-09 | 0 | 0 | 0 | 0 | 0 | 0 | 0 | 0 | 0 | 0 | 0 | 0
11 | 400 | 403 | 400 403 Air Handler Optimization / Other | 0 | 0 | -450.8495 | -58.4416 | -61.1359 | -47.7707 | -49.7358 | -46.6979 | -41.1459 | -37.7232 | 0 | 0 | 0 | 0 | 0 | 0 | 0 | 0 | 0 | 0 | 0 | 0 | 0 | 0 | 0 | 0 | 0 | 0 | 0 | 0 | -793.5005 | -724.7118 | 0.4121 | NA | 300 | 1134.8872 | 2.5618 | No | No | Yes | NA | Drop | NA | NA | NA | NA | NA | NA | 19.05% | N | 1134.8872 | 0.03322 | 0.12843 | 543.883 | NA | NA | 27.2727 | NA | NA | NA | NA | NA | NA | NA | NA | NA | NA
11 | 400 | 404 | 400 404 Electronically Commutated Motors (ECM) on an Air Handler Unit / Other | 0 | 0 | -476.0251 | -82.9431 | -86.1268 | -67.534 | -70.5137 | -65.8863 | -58.0387 | -53.173 | -50.8832 | -60.213 | -52.704 | -56.2238 | -39.0685 | -60.9744 | -53.4864 | 0 | 0 | 0 | 0 | 0 | 0 | 0 | 0 | 0 | 0 | 0 | 0 | 0 | -1333.794 | -1052.2814 | 0.54687 | NA | 401.59 | 1601.3675 | 2.4304 | No | No | Yes | NA | Drop | NA | NA | NA | NA | NA | NA | 20.64% | M | 1601.3675 | 0.1819 | 0 | 966.903 | NA | NA | 18.1818 | NA | NA | NA | NA | NA | NA | NA | NA | NA | NA
11 | 400 | 405 | 400 405 Demand Control Ventilation (DCV) / Other | 0 | 0 | -439.5817 | -45.3794 | -50.8894 | 133.7503 | 192.9238 | 196.398 | 281.536 | 326.358 | 321.5849 | 205.8771 | 246.9028 | 175.1735 | 357.0204 | 178.738 | 233.9816 | 0 | 0 | 0 | 0 | 0 | 0 | 0 | 0 | 0 | 0 | 0 | 0 | 0 | 2314.3939 | 1158.1773 | 1.4667 | 0.13196 | 23594 | 1732.6047 | 131.9733 | No | No | No | 1021.8004 | Drop | NA | NA | NA | NA | NA | NA | 5.628% | M | 1732.6047 | 3.9306 | 2.3684 | 543.883 | NA | NA | 9 | NA | NA | NA | NA | NA | NA | NA | NA | NA | NA
11 | 400 | 406 | 400 406 Energy Recovery Ventilation (ERV) / Other | 0 | 0 | -412.413 | -20.4431 | -23.152 | 60.7315 | 88.2443 | 89.7939 | 128.6239 | 148.9101 | 146.8616 | 94.1154 | 112.1441 | 80.2112 | 162.623 | 80.6985 | 106.5004 | 62.645 | 150.2447 | 153.2264 | 158.542 | 156.058 | 0 | 0 | 0 | 0 | 0 | 0 | 0 | 0 | 1524.1659 | 547.8014 | 1.3554 | 0.89475 | 1826.85 | 791.1824 | 22.3774 | No | No | No | 483.2957 | Drop | NA | NA | NA | NA | NA | NA | 5.628% | M | 791.1824 | 1.7949 | 1.0815 | 543.883 | NA | NA | 2 | NA | NA | NA | NA | NA | NA | NA | NA | NA | NA
11 | 600 | 603 | 600 603 Heat Pump Water Heater (air source) / Other | 0 | 0 | -522.9554 | -128.7654 | -134.507 | -98.1385 | -101.964 | -93.7452 | -79.1219 | -70.7738 | -66.9054 | -85.876 | -71.8518 | -79.0595 | -48.0181 | -87.7178 | -72.592 | 0 | 0 | 0 | 0 | 0 | 0 | 0 | 0 | 0 | 0 | 0 | 0 | 0 | -1741.9918 | -1351.0066 | 0.60958 | NA | 627.24 | 2543.9567 | 2.3895 | No | No | Yes | NA | Drop | NA | NA | NA | NA | NA | NA | 21.4% | N | 2543.9567 | 0.39167 | 0.027298 | 487.9196 | NA | NA | 9.0909 | NA | NA | NA | NA | NA | NA | NA | NA | NA | NA
11 | 600 | 604 | 600 604 Solar Water Heater / Other | 0 | 0 | -522.7275 | -128.2929 | -134.1163 | -98.5259 | -101.5072 | -93.8424 | -78.7424 | -70.1401 | -66.8982 | -85.465 | -71.4602 | -78.3883 | -47.6193 | -87.487 | -72.8548 | -76.1892 | -57.5604 | -51.0297 | -45.1418 | -40.9838 | 0 | 0 | 0 | 0 | 0 | 0 | 0 | 0 | -2008.9725 | -1443.9787 | 0.64643 | NA | 1452.91 | 2537.9329 | 5.5481 | No | No | No | NA | Drop | NA | NA | NA | NA | NA | NA | 9.02% | N | 2537.9329 | 0.39051 | 0.027234 | 254.2318 | NA | NA | 33.3333 | NA | NA | NA | NA | NA | NA | NA | NA | NA | NA
11 | 600 | 606 | 600 606 Demand controlled circulating systems / Other | 0 | 0 | -399.2543 | -8.8405 | -9.39 | -6.3982 | -6.7613 | -6.7853 | -5.7273 | -5.3409 | -4.2878 | -5.7269 | -5.5517 | -6.0164 | -4.0641 | -6.4633 | -5.0637 | 0 | 0 | 0 | 0 | 0 | 0 | 0 | 0 | 0 | 0 | 0 | 0 | 0 | -485.6715 | -457.4782 | 0.24663 | NA | 295.35 | 180.1038 | 15.8927 | No | No | No | NA | Drop | NA | NA | NA | NA | NA | NA | 5.628% | N | 180.1038 | 0.028005 | 0.0019326 | 254.2318 | NA | NA | 45.4545 | NA | NA | NA | NA | NA | NA | NA | NA | NA | NA
11 | 600 | 608 | 600 608 Heat Recovery Unit / Other | 0 | 0 | -535.7183 | -140.9321 | -146.8031 | -107.4947 | -110.7888 | -101.7429 | -85.943 | -76.6499 | -72.2846 | -93.4828 | 0 | 0 | 0 | 0 | 0 | 0 | 0 | 0 | 0 | 0 | 0 | 0 | 0 | 0 | 0 | 0 | 0 | 0 | -1471.8401 | -1252.7712 | 0.56545 | NA | 818 | 2786.8473 | 2.8446 | No | No | Yes | NA | Drop | NA | NA | NA | NA | NA | NA | 17.2% | N | 2786.8473 | 0.43059 | 0.029905 | 288.8998 | NA | NA | 0.90909 | NA | NA | NA | NA | NA | NA | NA | NA | NA | NA
11 | 600 | 609 | 600 609 Heat Trap / Other | 0 | 0 | -406.706 | -16.6594 | -16.8879 | -12.1741 | -12.458 | -11.9461 | -9.8027 | -8.7201 | -8.0023 | -10.7997 | 0 | 0 | 0 | 0 | 0 | 0 | 0 | 0 | 0 | 0 | 0 | 0 | 0 | 0 | 0 | 0 | 0 | 0 | -514.1563 | -489.1241 | 0.28239 | NA | 1.7 | 326.1145 | 0.05052 | Yes | Yes | Yes | NA | Drop | NA | NA | NA | NA | NA | NA | 86.98% | N | 326.1145 | 0.050563 | 0.0034994 | 288.8998 | NA | NA | 0.90909 | NA | NA | NA | NA | NA | NA | NA | NA | NA | NA
11 | 600 | 610 | 600 610 Hot Water Pipe Insulation / Other | 0 | 0 | -393.8501 | -3.1605 | -3.7981 | -2.2766 | -2.1957 | -2.8104 | -2.1324 | -2.2204 | -1.5889 | -2.257 | -2.1813 | -2.3332 | -1.6697 | -2.5578 | -2.353 | 0 | 0 | 0 | 0 | 0 | 0 | 0 | 0 | 0 | 0 | 0 | 0 | 0 | -427.3852 | -416.2008 | 0.12506 | NA | 45.26 | 71.2331 | 6.1577 | No | No | No | NA | Drop | NA | NA | NA | NA | NA | NA | 8.089% | M | 71.2331 | 0.011043 | 0.00076437 | 288.8998 | NA | NA | 0.90909 | NA | NA | NA | NA | NA | NA | NA | NA | NA | NA
11 | 700 | 701 | 700 701 PC Manual Power Management Enabling / Other | 0 | 0 | -415.1923 | -23.3692 | -26.1552 | 39.3291 | 0 | 0 | 0 | 0 | 0 | 0 | 0 | 0 | 0 | 0 | 0 | 0 | 0 | 0 | 0 | 0 | 0 | 0 | 0 | 0 | 0 | 0 | 0 | 0 | -425.3876 | -427.6266 | 0.37953 | NA | 25.2 | 766.5866 | 0.31858 | Yes | Yes | Yes | NA | Drop | NA | NA | NA | NA | NA | NA | 79.32% | N | 766.5866 | 0.054001 | 0.66967 | 543.883 | NA | NA | 90.9091 | NA | NA | NA | NA | NA | NA | NA | NA | NA | NA
11 | 700 | 702 | 700 702 PC Network Power Management Enabling / Other | 0 | 0 | -415.1923 | -23.3692 | -26.1552 | 39.3291 | 0 | 0 | 0 | 0 | 0 | 0 | 0 | 0 | 0 | 0 | 0 | 0 | 0 | 0 | 0 | 0 | 0 | 0 | 0 | 0 | 0 | 0 | 0 | 0 | -425.3876 | -427.6266 | 0.37953 | NA | 12.6 | 766.5866 | 0.15929 | Yes | Yes | Yes | NA | Drop | NA | NA | NA | NA | NA | NA | 83.97% | N | 766.5866 | 0.054001 | 0.66967 | 543.883 | NA | NA | NA | NA | NA | NA | NA | NA | NA | NA | NA | NA | NA
11 | 710 | 711 | 710 711 Energy Star or Better Monitor / Other | 0 | 0 | -426.3502 | -33.8472 | -37.0513 | 56.9526 | 0 | 0 | 0 | 0 | 0 | 0 | 0 | 0 | 0 | 0 | 0 | 0 | 0 | 0 | 0 | 0 | 0 | 0 | 0 | 0 | 0 | 0 | 0 | 0 | -440.2962 | -443.6351 | 0.4589 | NA | 0 | 1101.973 | 0 | Yes | Yes | Yes | NA | Drop | NA | NA | NA | NA | NA | NA | 90% | M | 1101.973 | 0.11791 | 0.96262 | 48.3452 | NA | NA | 7.6923 | NA | NA | NA | NA | NA | NA | NA | NA | NA | NA
11 | 710 | 712 | 710 712 Monitor Power Management Enabling / Other | 0 | 0 | -413.4891 | -21.9597 | -24.3992 | 36.9588 | 0 | 0 | 0 | 0 | 0 | 0 | 0 | 0 | 0 | 0 | 0 | 0 | 0 | 0 | 0 | 0 | 0 | 0 | 0 | 0 | 0 | 0 | 0 | 0 | -422.8892 | -425.0145 | 0.3661 | NA | 23.94 | 719.325 | 0.32254 | Yes | Yes | Yes | NA | Drop | NA | NA | NA | NA | NA | NA | 79.32% | N | 719.325 | 0.050672 | 0.62838 | 290.0709 | NA | NA | 50 | NA | NA | NA | NA | NA | NA | NA | NA | NA | NA
11 | 720 | 721 | 720 721 Energy Star or Better Monitor / Other | 0 | 0 | -390 | 0 | 0 | 0 | 0 | 0 | 0 | 0 | 0 | 0 | 0 | 0 | 0 | 0 | 0 | 0 | 0 | 0 | 0 | 0 | 0 | 0 | 0 | 0 | 0 | 0 | 0 | 0 | -390 | -390 | 0 | NA | 0 | 0.083992 | 0 | Yes | Yes | Yes | NA | Drop | NA | NA | NA | NA | NA | NA | 90% | M | 0.083992 | 8.9872e-06 | 7.3371e-05 | 48.3452 | NA | NA | 7.6923 | NA | NA | NA | NA | NA | NA | NA | NA | NA | NA
11 | 720 | 722 | 720 722 Monitor Power Management Enabling / Other | 0 | 0 | -390.1032 | -0.10227 | -0.10949 | -0.11374 | 0 | 0 | 0 | 0 | 0 | 0 | 0 | 0 | 0 | 0 | 0 | 0 | 0 | 0 | 0 | 0 | 0 | 0 | 0 | 0 | 0 | 0 | 0 | 0 | -390.4287 | -390.3901 | 0 | NA | 1.26 | 1.1912 | 10.2507 | No | No | No | NA | Drop | NA | NA | NA | NA | NA | NA | 5.628% | N | 1.1912 | 8.3915e-05 | 0.0010406 | 290.0709 | NA | NA | 50 | NA | NA | NA | NA | NA | NA | NA | NA | NA | NA
11 | 730 | 731 | 730 731 Energy Star or Better Copier / Other | 0 | 0 | -395.1798 | -4.9047 | -5.4706 | 8.5963 | 13.186 | 13.2234 | 0 | 0 | 0 | 0 | 0 | 0 | 0 | 0 | 0 | 0 | 0 | 0 | 0 | 0 | 0 | 0 | 0 | 0 | 0 | 0 | 0 | 0 | -370.5493 | -377.5578 | 0.22084 | NA | 0 | 164.6312 | 0 | Yes | Yes | Yes | NA | Drop | NA | NA | NA | NA | NA | NA | 90% | M | 164.6312 | 0.017616 | 0.14381 | 96.6903 | NA | NA | 33.3333 | NA | NA | NA | NA | NA | NA | NA | NA | NA | NA
11 | 730 | 732 | 730 732 Copier Power Management Enabling / Other | 0 | 0 | -394.2639 | -3.8902 | -4.2467 | 7.5508 | 11.0128 | 10.5876 | 0 | 0 | 0 | 0 | 0 | 0 | 0 | 0 | 0 | 0 | 0 | 0 | 0 | 0 | 0 | 0 | 0 | 0 | 0 | 0 | 0 | 0 | -373.2496 | -379.0943 | 0.18988 | NA | 27.94 | 136.034 | 1.9905 | No | Yes | Yes | NA | Drop | NA | NA | NA | NA | NA | NA | 30.34% | N | 136.034 | 0.0095827 | 0.11884 | 478.617 | NA | NA | 363.636 | NA | NA | NA | NA | NA | NA | NA | NA | NA | NA
11 | 740 | 741 | 740 741 Printer Power Management Enabling / Other | 0 | 0 | -414.8888 | -23.9335 | -26.4021 | 40.2082 | 60.22 | 0 | 0 | 0 | 0 | 0 | 0 | 0 | 0 | 0 | 0 | 0 | 0 | 0 | 0 | 0 | 0 | 0 | 0 | 0 | 0 | 0 | 0 | 0 | -364.7962 | -380.4685 | 0.50267 | NA | 77.35 | 775.2401 | 0.96696 | Yes | Yes | Yes | NA | Drop | NA | NA | NA | NA | NA | NA | 60.03% | N | 775.2401 | 0.054611 | 0.67723 | 333.5815 | NA | NA | 111.111 | NA | NA | NA | NA | NA | NA | NA | NA | NA | NA
11 | 800 | 801 | 800 801 Convection Oven / Other | 0 | 0 | -393.6991 | -3.629 | -3.9349 | -2.39 | -2.8986 | -3.222 | -1.9454 | -2.2995 | -2.0959 | -2.1522 | 0 | 0 | 0 | 0 | 0 | 0 | 0 | 0 | 0 | 0 | 0 | 0 | 0 | 0 | 0 | 0 | 0 | 0 | -418.2667 | -412.4857 | 0.10109 | NA | 291200.6 | 76.9712 | 36664.678 | No | No | No | NA | Drop | NA | NA | NA | NA | NA | NA | 5.628% | N | 76.9712 | 0.011586 | 0.0021712 | 612.0259 | NA | NA | NA | NA | NA | NA | NA | NA | NA | NA | NA | NA | NA
11 | 900 | 901 | 900 901 Vending Misers (cooled machines only) / Other | 0 | 0 | -404.7339 | -14.2337 | -14.5941 | -11.2384 | -12.0241 | -11.6357 | -10.3928 | -9.2132 | -8.8579 | -9.8156 | 0 | 0 | 0 | 0 | 0 | 0 | 0 | 0 | 0 | 0 | 0 | 0 | 0 | 0 | 0 | 0 | 0 | 0 | -506.7395 | -482.1915 | 0.24181 | NA | 36.54 | 274.8103 | 1.2886 | No | Yes | Yes | NA | Drop | NA | NA | NA | NA | NA | NA | 50.86% | N | 274.8103 | 0.024144 | 0.02934 | 676.8321 | NA | NA | 90.9091 | NA | NA | NA | NA | NA | NA | NA | NA | NA | NA
12 | 100 | 125 | 100 125 LED Linear Tube 22W / All | 0 | 0 | -395.8542 | -5.7341 | -6.187 | -2.0186 | -1.3194 | -1.4619 | 0.91772 | 0.71754 | 1.2408 | -0.4507 | 0.19416 | -0.97146 | 1.5835 | -1.4723 | -0.63075 | -0.85741 | 1.4093 | 1.4423 | 2.9374 | 3.3506 | 2.3993 | 0.66595 | 1.8795 | -0.22243 | -0.38006 | 0.92161 | -0.25338 | 4.4734 | -393.6807 | -404.6125 | 0.34772 | NA | 188.8 | 132.4 | 13.8197 | No | No | No | NA | Drop | NA | NA | NA | NA | NA | NA | 5.628% | N | 132.4 | 0.04 | 0.026 | 18102.4293 | NA | NA | 400 | NA | NA | NA | NA | NA | NA | NA | NA | NA | NA
12 | 100 | 132 | 100 132 Flood LED 14W / All | 0 | 0 | -395.8269 | -5.5846 | -6.1408 | -1.817 | -1.2959 | -1.7422 | 0.48178 | 0.5591 | 1.1869 | -0.80261 | 0.10612 | -0.99786 | 1.3504 | -1.2582 | -0.3036 | -0.70751 | 1.6614 | 1.2289 | 3.228 | 3.1463 | 2.1985 | 0.53249 | 1.7531 | 0.15666 | 0.50705 | 0.81579 | 0.1599 | 4.2165 | -393.1883 | -404.7142 | 0.34201 | NA | 33.64 | 129.1 | 2.5253 | No | No | Yes | NA | Drop | NA | NA | NA | NA | NA | NA | 19.47% | N | 129.1 | 0.039 | 0.025 | 5670.3242 | NA | NA | 300 | NA | NA | NA | NA | NA | NA | NA | NA | NA | NA
12 | 100 | 146 | 100 146 LED (12-Watt) / All | 0 | 0 | -390.716 | -0.31554 | -0.51764 | 2.2763 | 3.2019 | 2.9151 | 5.0239 | 4.8279 | 5.2999 | 3.6778 | 3.742 | 2.9063 | 4.8075 | 2.8719 | 3.6546 | 2.2161 | 5.484 | 5.358 | 6.4732 | 5.4907 | 6.1488 | 4.0363 | 4.6254 | 2.921 | 2.4732 | 3.4733 | 2.416 | 0 | -295.2281 | -349.6307 | 0.2017 | NA | 18.57 | 28 | 6.4274 | No | No | No | NA | Drop | NA | NA | NA | NA | NA | NA | 7.782% | N | 28 | 0.031 | 0.019809 | 4125.3733 | NA | NA | 200 | NA | NA | NA | NA | NA | NA | NA | NA | NA | NA
12 | 100 | 154 | 100 154 LED High Bay 83W (400W equivalent) / All | 0 | 0 | -440.0394 | -47.8329 | -50.2953 | -19.469 | -15.358 | -12.6431 | 0.75694 | 8.1539 | 8.9363 | -8.3905 | 0.27126 | -8.6993 | 19.1371 | -12.0707 | -1.2384 | -7.1244 | 12.7993 | 15.4449 | 19.7224 | 20.8539 | 23.5628 | 8.2654 | 10.648 | -0.38327 | -0.72532 | 9.0451 | 1.797 | 41.826 | -423.049 | -520.0099 | 0.76615 | NA | 325.17 | 1051.2 | 2.9978 | No | No | Yes | NA | Drop | NA | NA | NA | NA | NA | NA | 16.28% | N | 1051.2 | 0.3175 | 0.20288 | 4405.2503 | NA | NA | 200 | NA | NA | NA | NA | NA | NA | NA | NA | NA | NA
12 | 200 | 203 | 200 203 Outdoor LED 104W / All | 0 | 0 | -440.24 | -48.3482 | -50.6733 | -33.4453 | -34.0712 | -31.2289 | -23.857 | -19.919 | -18.6041 | -27.8718 | -21.8487 | -25.8856 | -11.3061 | -28.7824 | -22.9356 | -24.8011 | -15.1223 | -13.1122 | -9.7618 | -8.6114 | -6.0768 | -13.9376 | -12.8528 | 0 | 0 | 0 | 0 | 0 | -943.2933 | -750.356 | 0.61218 | NA | 375 | 980.1 | 3.708 | No | No | No | NA | Drop | NA | NA | NA | NA | NA | NA | 13.54% | N | 980.1 | 0 | 0 | 5670.3242 | NA | NA | 500 | NA | NA | NA | NA | NA | NA | NA | NA | NA | NA
12 | 300 | 337 | 300 337 Run Time Optimizer / All | 0 | 0 | -959.8798 | -552.0718 | -575.0008 | -419.0837 | -432.571 | -397.7943 | -335.2443 | -296.7076 | -282.9181 | -364.6539 | -304.7613 | -335.9533 | -198.3905 | -368.8233 | -308.6445 | 0 | 0 | 0 | 0 | 0 | 0 | 0 | 0 | 0 | 0 | 0 | 0 | 0 | -6132.4976 | -4478.0453 | 0.66984 | NA | 3105 | 10915 | 2.7569 | No | No | Yes | NA | Drop | NA | NA | NA | NA | NA | NA | 17.5% | N | 10915 | 1.7 | 0 | 2243.8048 | NA | NA | 10 | NA | NA | NA | NA | NA | NA | NA | NA | NA | NA
12 | 300 | 338 | 300 338 dehumidification hybrid desiccant heat pump / All | 0 | 0 | -717.9568 | -314.8044 | -332.8334 | -90.3738 | -48.9142 | -26.9788 | 76.8514 | 138.0861 | 142.1711 | 0.49809 | 66.4352 | -8.7713 | 214.6742 | -26.0015 | 53.927 | 0 | 0 | 0 | 0 | 0 | 0 | 0 | 0 | 0 | 0 | 0 | 0 | 0 | -873.9913 | -1068.4474 | 0.88189 | NA | 2500 | 7172 | 3.3782 | No | No | No | NA | Drop | NA | NA | NA | NA | NA | NA | 14.72% | N | 7172 | 1.78 | 2.5 | 10295.5822 | NA | NA | 40 | NA | NA | NA | NA | NA | NA | NA | NA | NA | NA
12 | 800 | 518 | 800 518 Ice Machine / All | 0 | 0 | -486.2124 | -92.9522 | -97.0509 | -75.5903 | -78.8154 | -73.7438 | -64.8042 | -60.1335 | -56.7216 | -67.7579 | 0 | 0 | 0 | 0 | 0 | 0 | 0 | 0 | 0 | 0 | 0 | 0 | 0 | 0 | 0 | 0 | 0 | 0 | -1153.7822 | -993.2678 | 0.50271 | NA | 699.4 | 1797 | 3.7719 | No | No | No | NA | Drop | NA | NA | NA | NA | NA | NA | 13.38% | N | 1797 | 0.2 | 0.2 | 38203.9425 | NA | NA | 1000 | NA | NA | NA | NA | NA | NA | NA | NA | NA | NA
12 | 600 | 611 | 600 611 0.5 Faucet Aerator (DI) - Commercial / All | 0 | 0 | -399.0626 | -8.2793 | -9.2854 | -6.4243 | -6.7575 | -6.7703 | -5.9464 | -5.7783 | -5.0162 | -5.8171 | 0 | 0 | 0 | 0 | 0 | 0 | 0 | 0 | 0 | 0 | 0 | 0 | 0 | 0 | 0 | 0 | 0 | 0 | -459.1374 | -444.7253 | 0.18494 | NA | 9 | 174.125 | 0.50092 | Yes | Yes | Yes | NA | Drop | NA | NA | NA | NA | NA | NA | 73.23% | N | 174.125 | 0.025375 | 0.019877 | 18566.7714 | NA | NA | 10 | NA | NA | NA | NA | NA | NA | NA | NA | NA | NA
12 | 600 | 612 | 600 612 1.0 gpm Faucet Aerator (DI) -Commercial / All | 0 | 0 | -396.3124 | -5.8255 | -6.3385 | -4.122 | -4.4313 | -4.8145 | -4.3989 | -4.0946 | -3.4295 | -4.2888 | 0 | 0 | 0 | 0 | 0 | 0 | 0 | 0 | 0 | 0 | 0 | 0 | 0 | 0 | 0 | 0 | 0 | 0 | -438.0559 | -427.942 | 0.14415 | NA | 9 | 123.375 | 0.70697 | Yes | Yes | Yes | NA | Drop | NA | NA | NA | NA | NA | NA | 67.68% | N | 123.375 | 0.0175 | 0.014084 | 18566.7714 | NA | NA | 10 | NA | NA | NA | NA | NA | NA | NA | NA | NA | NA
12 | 600 | 613 | 600 613 1.5 gpm Shower Head (DI) - Commercial / All | 0 | 0 | -423.4952 | -32.0505 | -33.32 | -26.1222 | -27.3418 | -26.5381 | -22.4584 | -21.1144 | -19.8244 | -23.8052 | 0 | 0 | 0 | 0 | 0 | 0 | 0 | 0 | 0 | 0 | 0 | 0 | 0 | 0 | 0 | 0 | 0 | 0 | -656.0702 | -599.9296 | 0.36845 | NA | 25 | 625.625 | 0.38727 | Yes | Yes | Yes | NA | Drop | NA | NA | NA | NA | NA | NA | 77.75% | N | 625.625 | 0.023625 | 0.023625 | 5502.1304 | NA | NA | 10 | NA | NA | NA | NA | NA | NA | NA | NA | NA | NA
12 | 800 | 812 | 800 812 Griddle / All | 0 | 0 | -518.4513 | -123.9053 | -129.6201 | -83.3647 | -82.2211 | -74.1913 | -54.7588 | -43.5735 | -40.5899 | -66.3577 | 0 | 0 | 0 | 0 | 0 | 0 | 0 | 0 | 0 | 0 | 0 | 0 | 0 | 0 | 0 | 0 | 0 | 0 | -1217.0338 | -1064.5848 | 0.59778 | NA | 700.83 | 2523 | 2.692 | No | No | Yes | NA | Drop | NA | NA | NA | NA | NA | NA | 18.23% | N | 2523 | 0.5 | 0.5 | 922.7244 | NA | NA | 10 | NA | NA | NA | NA | NA | NA | NA | NA | NA | NA
12 | 800 | 813 | 800 813 Steamer / All | 0 | 0 | -3398.5413 | -2901.6313 | -3038.7973 | -1735.046 | -1646.4901 | -1454.6174 | -913.0523 | -580.5983 | -526.2603 | -1260.4933 | 0 | 0 | 0 | 0 | 0 | 0 | 0 | 0 | 0 | 0 | 0 | 0 | 0 | 0 | 0 | 0 | 0 | 0 | -17455.5276 | -14625.629 | 0.72981 | NA | 16689.17 | 60081 | 2.692 | No | No | Yes | NA | Drop | NA | NA | NA | NA | NA | NA | 18.23% | N | 60081 | 13.79 | 13.79 | 922.7244 | NA | NA | 100 | NA | NA | NA | NA | NA | NA | NA | NA | NA | NA
12 | 800 | 814 | 800 814 Holding Cabinet / All | 0 | 0 | -725.0465 | -324.4753 | -338.1483 | -226.3889 | -228.5373 | -207.5321 | -161.6358 | -134.0028 | -126.2036 | -187.2526 | 0 | 0 | 0 | 0 | 0 | 0 | 0 | 0 | 0 | 0 | 0 | 0 | 0 | 0 | 0 | 0 | 0 | 0 | -2659.2231 | -2225.846 | 0.64298 | NA | 1815 | 6534 | 2.692 | No | No | Yes | NA | Drop | NA | NA | NA | NA | NA | NA | 18.23% | N | 6534 | 1.2 | 1.2 | 922.7244 | NA | NA | 500 | NA | NA | NA | NA | NA | NA | NA | NA | NA | NA
12 | 700 | 910 | 700 910 Server Virtualization / All | 0 | 0 | -1503.1616 | -1076.8746 | -1120.7856 | -875.7243 | 0 | 0 | 0 | 0 | 0 | 0 | 0 | 0 | 0 | 0 | 0 | 0 | 0 | 0 | 0 | 0 | 0 | 0 | 0 | 0 | 0 | 0 | 0 | 0 | -4576.546 | -4229.1828 | 0.50225 | NA | 18750 | 116724.7989 | 1.5568 | No | Yes | Yes | NA | Drop | NA | NA | NA | NA | NA | NA | 42.14% | N | 20781 | 2.37 | 2.37 | 937.6802 | NA | NA | 500 | NA | NA | NA | NA | NA | NA | NA | NA | NA | NA
[38 empty] | 42502806.993 |  |  |  | 15.73% |  |  | 83 |  |  | 6685900.593 |  | 3721554.1827 | [6 empty] | gWh | 17.5981 | 68.3876 |  | 13.667 | 26.5043 | 37.8222 | 47.2995 | 54.8348 | 60.3864 | 64.0871 | 66.3491 | 67.6671 | 68.3876
[57 empty] | smW | 10.6185 | 36.9321 |  | 6.9949 | 13.6148 | 19.5327 | 24.6541 | 28.9274 | 32.1955 | 34.3891 | 35.7172 | 36.4988 | 36.9321
[57 empty] | wmW | 6.9891 | 3.7925 |  | 0.78878 | 1.5257 | 2.1689 | 2.6942 | 3.0957 | 3.382 | 3.5716 | 3.6885 | 3.7561 | 3.7925
Note on BJ24: Toledo, Oscar: ICF Part
Note on BK24: Toledo, Oscar: -1 means used ICF
Note on BK32: Toledo, Oscar: -1 means used ICF
Note on BK34: Toledo, Oscar: -1 means used ICF
Note on BK104: Toledo, Oscar: -1 means use ICF
Note on BK106: Toledo, Oscar: -1 means use ICF
Note on BK178: Toledo, Oscar: -1 means use ICF Part
Note on BK240: Toledo, Oscar: -1 means use ICF Part
Note on BK310: Toledo, Oscar: -1 means use ICF Part
Note on BK372: Toledo, Oscar: -1 means use ICF Part
Note on BK435: Toledo, Oscar: -1 means use ICF Part
Note on BK497: Toledo, Oscar: -1 means use ICF Part
Note on BK621: Toledo, Oscar: -1 means use ICF Part

## TRC Costs (Ach Pot)
Building # | Base # | Measure # | Measure Name | 2013 | 2014 | 2015 | 2016 | 2017 | 2018 | 2019 | 2020 | 2021 | 2022 | 2023 | 2024 | 2025 | 2026 | 2027 | 2028 | 2029 | 2030 | 2031 | 2032 | 2033 | 2034 | 2035 | 2036 | 2037 | 2038 | 2039 | 2040 | 2041 | 2042 | Sum | NPV
1 | 110 | 111 | 110 111 Premium T8, Elecctronic Ballast / Office | 0 | 0 | 9016.86 | 0 | 0 | 0 | 0 | 0 | 0 | 0 | 0 | 0 | 0 | 0 | 0 | 0 | 0 | 0 | 0 | 0 | 0 | 0 | 0 | 0 | 0 | 0 | 0 | 0 | 0 | 0 | 9016.86 | 9016.86
1 | 110 | 112 | 110 112 Premium T8, EB, Reflector / Office | 0 | 0 | 11950 | 0 | 0 | 0 | 0 | 0 | 0 | 0 | 0 | 0 | 0 | 0 | 0 | 0 | 0 | 0 | 0 | 0 | 0 | 0 | 0 | 0 | 0 | 0 | 0 | 0 | 0 | 0 | 11950 | 11950
1 | 110 | 113 | 110 113 Occupancy Sensor / Office | 0 | 0 | 8154.18 | 0 | 0 | 0 | 0 | 0 | 0 | 0 | 0 | 0 | 0 | 0 | 0 | 0 | 0 | 0 | 0 | 0 | 0 | 0 | 0 | 0 | 0 | 0 | 0 | 0 | 0 | 0 | 8154.18 | 8154.18
1 | 110 | 114 | 110 114 Continuous Dimming / Office | 0 | 0 | 50064.23 | 0 | 0 | 0 | 0 | 0 | 0 | 0 | 0 | 0 | 0 | 0 | 0 | 0 | 0 | 0 | 0 | 0 | 0 | 0 | 0 | 0 | 0 | 0 | 0 | 0 | 0 | 0 | 50064.23 | 50064.23
1 | 110 | 115 | 110 115 Lighting Control Tuneup / Office | 0 | 0 | 534 | 0 | 0 | 0 | 0 | 0 | 0 | 0 | 0 | 0 | 0 | 0 | 0 | 0 | 0 | 0 | 0 | 0 | 0 | 0 | 0 | 0 | 0 | 0 | 0 | 0 | 0 | 0 | 534 | 534
1 | 120 | 121 | 120 121 ROB Premium T8, 1EB / Office | 0 | 0 | 1223.36 | 0 | 0 | 0 | 0 | 0 | 0 | 0 | 0 | 0 | 0 | 0 | 0 | 0 | 0 | 0 | 0 | 0 | 0 | 0 | 0 | 0 | 0 | 0 | 0 | 0 | 0 | 0 | 1223.36 | 1223.36
1 | 120 | 122 | 120 122 ROB Premium T8, EB, Reflector / Office | 0 | 0 | 3247.25 | 0 | 0 | 0 | 0 | 0 | 0 | 0 | 0 | 0 | 0 | 0 | 0 | 0 | 0 | 0 | 0 | 0 | 0 | 0 | 0 | 0 | 0 | 0 | 0 | 0 | 0 | 0 | 3247.25 | 3247.25
1 | 120 | 123 | 120 123 Occupancy Sensor / Office | 0 | 0 | 5747.34 | 0 | 0 | 0 | 0 | 0 | 0 | 0 | 0 | 0 | 0 | 0 | 0 | 0 | 0 | 0 | 0 | 0 | 0 | 0 | 0 | 0 | 0 | 0 | 0 | 0 | 0 | 0 | 5747.34 | 5747.34
1 | 120 | 124 | 120 124 Lighting Control Tuneup / Office | 0 | 0 | 534 | 0 | 0 | 0 | 0 | 0 | 0 | 0 | 0 | 0 | 0 | 0 | 0 | 0 | 0 | 0 | 0 | 0 | 0 | 0 | 0 | 0 | 0 | 0 | 0 | 0 | 0 | 0 | 534 | 534
1 | 130 | 131 | 130 131 CFL Screw-in 18W / Office | 0 | 0 | 5957.03 | 0 | 0 | 0 | 0 | 0 | 0 | 0 | 0 | 0 | 0 | 0 | 0 | 0 | 0 | 0 | 0 | 0 | 0 | 0 | 0 | 0 | 0 | 0 | 0 | 0 | 0 | 0 | 5957.03 | 5957.03
1 | 140 | 141 | 140 141 CFL Hardwired, Modular 18W / Office | 0 | 0 | 25644.78 | 0 | 0 | 0 | 0 | 0 | 0 | 0 | 0 | 0 | 0 | 0 | 0 | 0 | 0 | 0 | 0 | 0 | 0 | 0 | 0 | 0 | 0 | 0 | 0 | 0 | 0 | 0 | 25644.78 | 25644.78
1 | 150 | 151 | 150 151 PSMH, 250W, magnetic ballast / Office | 0 | 0 | 1049.07 | 0 | 0 | 0 | 0 | 0 | 0 | 0 | 0 | 0 | 0 | 0 | 0 | 0 | 0 | 0 | 0 | 0 | 0 | 0 | 0 | 0 | 0 | 0 | 0 | 0 | 0 | 0 | 1049.07 | 1049.07
1 | 150 | 153 | 150 153 High Bay T5 / Office | 0 | 0 | 1892.99 | 0 | 0 | 0 | 0 | 0 | 0 | 0 | 0 | 0 | 0 | 0 | 0 | 0 | 0 | 0 | 0 | 0 | 0 | 0 | 0 | 0 | 0 | 0 | 0 | 0 | 0 | 0 | 1892.99 | 1892.99
1 | 160 | 161 | 160 161 LED Exit Sign / Office | 0 | 0 | 561.48 | 0 | 0 | 0 | 0 | 0 | 0 | 0 | 0 | 0 | 0 | 0 | 0 | 0 | 0 | 0 | 0 | 0 | 0 | 0 | 0 | 0 | 0 | 0 | 0 | 0 | 0 | 0 | 561.48 | 561.48
1 | 200 | 201 | 200 201 High Pressure Sodium 250W Lamp / Office | 0 | 0 | 1427.22 | 0 | 0 | 0 | 0 | 0 | 0 | 0 | 0 | 0 | 0 | 0 | 0 | 0 | 0 | 0 | 0 | 0 | 0 | 0 | 0 | 0 | 0 | 0 | 0 | 0 | 0 | 0 | 1427.22 | 1427.22
1 | 200 | 202 | 200 202 Outdoor Lighting Controls (Photocell/Timeclock) / Office | 0 | 0 | 577.95 | 0 | 0 | 0 | 0 | 0 | 0 | 0 | 0 | 0 | 0 | 0 | 0 | 0 | 0 | 0 | 0 | 0 | 0 | 0 | 0 | 0 | 0 | 0 | 0 | 0 | 0 | 0 | 577.95 | 577.95
1 | 210 | 211 | 210 211 Outdoor Lighting Controls (Photocell/Timeclock) / Office | 0 | 0 | 916.25 | 0 | 0 | 0 | 0 | 0 | 0 | 0 | 0 | 0 | 0 | 0 | 0 | 0 | 0 | 0 | 0 | 0 | 0 | 0 | 0 | 0 | 0 | 0 | 0 | 0 | 0 | 0 | 916.25 | 916.25
1 | 300 | 301 | 300 301 Centrifugal Chiller, 0.51 kW/ton, 500 tons / Office | 0 | 0 | 1711.38 | 0 | 0 | 0 | 0 | 0 | 0 | 0 | 0 | 0 | 0 | 0 | 0 | 0 | 0 | 0 | 0 | 0 | 0 | 0 | 0 | 0 | 0 | 0 | 0 | 0 | 0 | 0 | 1711.38 | 1711.38
1 | 300 | 302 | 300 302 High Efficiency Chiller Motors / Office | 0 | 0 | 858.28 | 0 | 0 | 0 | 0 | 0 | 0 | 0 | 0 | 0 | 0 | 0 | 0 | 0 | 0 | 0 | 0 | 0 | 0 | 0 | 0 | 0 | 0 | 0 | 0 | 0 | 0 | 0 | 858.28 | 858.28
1 | 300 | 304 | 300 304 EMS - Chiller / Office | 0 | 0 | 1831.5 | 0 | 0 | 0 | 0 | 0 | 0 | 0 | 0 | 0 | 0 | 0 | 0 | 0 | 0 | 0 | 0 | 0 | 0 | 0 | 0 | 0 | 0 | 0 | 0 | 0 | 0 | 0 | 1831.5 | 1831.5
1 | 300 | 305 | 300 305 Chiller Tune Up/Diagnostics / Office | 0 | 0 | 1390 | 0 | 0 | 0 | 0 | 0 | 0 | 0 | 0 | 0 | 0 | 0 | 0 | 0 | 0 | 0 | 0 | 0 | 0 | 0 | 0 | 0 | 0 | 0 | 0 | 0 | 0 | 0 | 1390 | 1390
1 | 300 | 306 | 300 306 VSD for Chiller Pumps and Towers / Office | 0 | 0 | 1399.05 | 0 | 0 | 0 | 0 | 0 | 0 | 0 | 0 | 0 | 0 | 0 | 0 | 0 | 0 | 0 | 0 | 0 | 0 | 0 | 0 | 0 | 0 | 0 | 0 | 0 | 0 | 0 | 1399.05 | 1399.05
1 | 300 | 308 | 300 308 Aerosole Duct Sealing / Office | 0 | 0 | 861.37 | 0 | 0 | 0 | 0 | 0 | 0 | 0 | 0 | 0 | 0 | 0 | 0 | 0 | 0 | 0 | 0 | 0 | 0 | 0 | 0 | 0 | 0 | 0 | 0 | 0 | 0 | 0 | 861.37 | 861.37
1 | 300 | 309 | 300 309 Duct/Pipe Insulation / Office | 0 | 0 | 31146 | 0 | 0 | 0 | 0 | 0 | 0 | 0 | 0 | 0 | 0 | 0 | 0 | 0 | 0 | 0 | 0 | 0 | 0 | 0 | 0 | 0 | 0 | 0 | 0 | 0 | 0 | 0 | 31146 | 31146
1 | 300 | 311 | 300 311 Window Film (Standard) / Office | 0 | 0 | 1694.75 | 0 | 0 | 0 | 0 | 0 | 0 | 0 | 0 | 0 | 0 | 0 | 0 | 0 | 0 | 0 | 0 | 0 | 0 | 0 | 0 | 0 | 0 | 0 | 0 | 0 | 0 | 0 | 1694.75 | 1694.75
1 | 300 | 313 | 300 313 Ceiling Insulation / Office | 0 | 0 | 4233 | 0 | 0 | 0 | 0 | 0 | 0 | 0 | 0 | 0 | 0 | 0 | 0 | 0 | 0 | 0 | 0 | 0 | 0 | 0 | 0 | 0 | 0 | 0 | 0 | 0 | 0 | 0 | 4233 | 4233
1 | 300 | 314 | 300 314 Roof Insulation / Office | 0 | 0 | 1895.52 | 0 | 0 | 0 | 0 | 0 | 0 | 0 | 0 | 0 | 0 | 0 | 0 | 0 | 0 | 0 | 0 | 0 | 0 | 0 | 0 | 0 | 0 | 0 | 0 | 0 | 0 | 0 | 1895.52 | 1895.52
1 | 300 | 315 | 300 315 Cool Roof - Chiller / Office | 0 | 0 | 13996.8 | 0 | 0 | 0 | 0 | 0 | 0 | 0 | 0 | 0 | 0 | 0 | 0 | 0 | 0 | 0 | 0 | 0 | 0 | 0 | 0 | 0 | 0 | 0 | 0 | 0 | 0 | 0 | 13996.8 | 13996.8
1 | 300 | 317 | 300 317 Thermal Energy Storage (TES) Positive / Office | 0 | 0 | 14323.99 | 0 | 0 | 0 | 0 | 0 | 0 | 0 | 0 | 0 | 0 | 0 | 0 | 0 | 0 | 0 | 0 | 0 | 0 | 0 | 0 | 0 | 0 | 0 | 0 | 0 | 0 | 0 | 14323.99 | 14323.99
1 | 300 | 317 | 300 317 Thermal Energy Storage (TES) Negative / Office | 0 | 0 | 0 | 0 | 0 | 0 | 0 | 0 | 0 | 0 | 0 | 0 | 0 | 0 | 0 | 0 | 0 | 0 | 0 | 0 | 0 | 0 | 0 | 0 | 0 | 0 | 0 | 0 | 0 | 0 | 0 | 0
1 | 320 | 321 | 320 321 DX Packaged System, EER=10.9, 10 tons / Office | 0 | 0 | 3561.3 | 0 | 0 | 0 | 0 | 0 | 0 | 0 | 0 | 0 | 0 | 0 | 0 | 0 | 0 | 0 | 0 | 0 | 0 | 0 | 0 | 0 | 0 | 0 | 0 | 0 | 0 | 0 | 3561.3 | 3561.3
1 | 320 | 322 | 320 322 Hybrid Dessicant-DX System (Trane CDQ) / Office | 0 | 0 | 12240.81 | 0 | 0 | 0 | 0 | 0 | 0 | 0 | 0 | 0 | 0 | 0 | 0 | 0 | 0 | 0 | 0 | 0 | 0 | 0 | 0 | 0 | 0 | 0 | 0 | 0 | 0 | 0 | 12240.81 | 12240.81
1 | 320 | 323 | 320 323 Geothermal Heat Pump, EER=13, 10 tons / Office | 0 | 0 | 28853.38 | 0 | 0 | 0 | 0 | 0 | 0 | 0 | 0 | 0 | 0 | 0 | 0 | 0 | 0 | 0 | 0 | 0 | 0 | 0 | 0 | 0 | 0 | 0 | 0 | 0 | 0 | 0 | 28853.38 | 28853.38
1 | 320 | 327 | 320 327 DX Coil Cleaning / Office | 0 | 0 | 627.78 | 0 | 0 | 0 | 0 | 0 | 0 | 0 | 0 | 0 | 0 | 0 | 0 | 0 | 0 | 0 | 0 | 0 | 0 | 0 | 0 | 0 | 0 | 0 | 0 | 0 | 0 | 0 | 627.78 | 627.78
1 | 320 | 328 | 320 328 Optimize Controls / Office | 0 | 0 | 790 | 0 | 0 | 0 | 0 | 0 | 0 | 0 | 0 | 0 | 0 | 0 | 0 | 0 | 0 | 0 | 0 | 0 | 0 | 0 | 0 | 0 | 0 | 0 | 0 | 0 | 0 | 0 | 790 | 790
1 | 320 | 329 | 320 329 Aerosole Duct Sealing / Office | 0 | 0 | 861.37 | 0 | 0 | 0 | 0 | 0 | 0 | 0 | 0 | 0 | 0 | 0 | 0 | 0 | 0 | 0 | 0 | 0 | 0 | 0 | 0 | 0 | 0 | 0 | 0 | 0 | 0 | 0 | 861.37 | 861.37
1 | 320 | 330 | 320 330 Duct/Pipe Insulation / Office | 0 | 0 | 31146 | 0 | 0 | 0 | 0 | 0 | 0 | 0 | 0 | 0 | 0 | 0 | 0 | 0 | 0 | 0 | 0 | 0 | 0 | 0 | 0 | 0 | 0 | 0 | 0 | 0 | 0 | 0 | 31146 | 31146
1 | 320 | 332 | 320 332 Window Film (Standard) / Office | 0 | 0 | 1759.78 | 0 | 0 | 0 | 0 | 0 | 0 | 0 | 0 | 0 | 0 | 0 | 0 | 0 | 0 | 0 | 0 | 0 | 0 | 0 | 0 | 0 | 0 | 0 | 0 | 0 | 0 | 0 | 1759.78 | 1759.78
1 | 320 | 334 | 320 334 Ceiling Insulation / Office | 0 | 0 | 4233 | 0 | 0 | 0 | 0 | 0 | 0 | 0 | 0 | 0 | 0 | 0 | 0 | 0 | 0 | 0 | 0 | 0 | 0 | 0 | 0 | 0 | 0 | 0 | 0 | 0 | 0 | 0 | 4233 | 4233
1 | 320 | 335 | 320 335 Roof Insulation / Office | 0 | 0 | 1895.52 | 0 | 0 | 0 | 0 | 0 | 0 | 0 | 0 | 0 | 0 | 0 | 0 | 0 | 0 | 0 | 0 | 0 | 0 | 0 | 0 | 0 | 0 | 0 | 0 | 0 | 0 | 0 | 1895.52 | 1895.52
1 | 340 | 342 | 340 342 Geothermal Heat Pump, EER=13, 10 tons / Office | 0 | 0 | 28853.38 | 0 | 0 | 0 | 0 | 0 | 0 | 0 | 0 | 0 | 0 | 0 | 0 | 0 | 0 | 0 | 0 | 0 | 0 | 0 | 0 | 0 | 0 | 0 | 0 | 0 | 0 | 0 | 28853.38 | 28853.38
1 | 340 | 344 | 340 344 Aerosole Duct Sealing / Office | 0 | 0 | 861.37 | 0 | 0 | 0 | 0 | 0 | 0 | 0 | 0 | 0 | 0 | 0 | 0 | 0 | 0 | 0 | 0 | 0 | 0 | 0 | 0 | 0 | 0 | 0 | 0 | 0 | 0 | 0 | 861.37 | 861.37
1 | 340 | 345 | 340 345 Duct/Pipe Insulation / Office | 0 | 0 | 31146 | 0 | 0 | 0 | 0 | 0 | 0 | 0 | 0 | 0 | 0 | 0 | 0 | 0 | 0 | 0 | 0 | 0 | 0 | 0 | 0 | 0 | 0 | 0 | 0 | 0 | 0 | 0 | 31146 | 31146
1 | 340 | 347 | 340 347 Window Film (Standard) / Office | 0 | 0 | 1694.75 | 0 | 0 | 0 | 0 | 0 | 0 | 0 | 0 | 0 | 0 | 0 | 0 | 0 | 0 | 0 | 0 | 0 | 0 | 0 | 0 | 0 | 0 | 0 | 0 | 0 | 0 | 0 | 1694.75 | 1694.75
1 | 340 | 349 | 340 349 Ceiling Insulation / Office | 0 | 0 | 4233 | 0 | 0 | 0 | 0 | 0 | 0 | 0 | 0 | 0 | 0 | 0 | 0 | 0 | 0 | 0 | 0 | 0 | 0 | 0 | 0 | 0 | 0 | 0 | 0 | 0 | 0 | 0 | 4233 | 4233
1 | 340 | 350 | 340 350 Roof Insulation / Office | 0 | 0 | 1895.52 | 0 | 0 | 0 | 0 | 0 | 0 | 0 | 0 | 0 | 0 | 0 | 0 | 0 | 0 | 0 | 0 | 0 | 0 | 0 | 0 | 0 | 0 | 0 | 0 | 0 | 0 | 0 | 1895.52 | 1895.52
1 | 340 | 351 | 340 351 Cool Roof - DX / Office | 0 | 0 | 13996.8 | 0 | 0 | 0 | 0 | 0 | 0 | 0 | 0 | 0 | 0 | 0 | 0 | 0 | 0 | 0 | 0 | 0 | 0 | 0 | 0 | 0 | 0 | 0 | 0 | 0 | 0 | 0 | 13996.8 | 13996.8
1 | 360 | 361 | 360 361 HE PTAC, EER=9.6, 1 ton / Office | 0 | 0 | 4043.72 | 0 | 0 | 0 | 0 | 0 | 0 | 0 | 0 | 0 | 0 | 0 | 0 | 0 | 0 | 0 | 0 | 0 | 0 | 0 | 0 | 0 | 0 | 0 | 0 | 0 | 0 | 0 | 4043.72 | 4043.72
1 | 360 | 362 | 360 362 Occupancy Sensor (hotels) / Office | 0 | 0 | 7117 | 0 | 0 | 0 | 0 | 0 | 0 | 0 | 0 | 0 | 0 | 0 | 0 | 0 | 0 | 0 | 0 | 0 | 0 | 0 | 0 | 0 | 0 | 0 | 0 | 0 | 0 | 0 | 7117 | 7117
1 | 400 | 401 | 400 401 High Efficiency Fan Motor, 15hp, 1800rpm, 92.4% / Office | 0 | 0 | 475.11 | 0 | 0 | 0 | 0 | 0 | 0 | 0 | 0 | 0 | 0 | 0 | 0 | 0 | 0 | 0 | 0 | 0 | 0 | 0 | 0 | 0 | 0 | 0 | 0 | 0 | 0 | 0 | 475.11 | 475.11
1 | 400 | 402 | 400 402 Variable Speed Drive Control / Office | 0 | 0 | 2177.37 | 0 | 0 | 0 | 0 | 0 | 0 | 0 | 0 | 0 | 0 | 0 | 0 | 0 | 0 | 0 | 0 | 0 | 0 | 0 | 0 | 0 | 0 | 0 | 0 | 0 | 0 | 0 | 2177.37 | 2177.37
1 | 400 | 403 | 400 403 Air Handler Optimization / Office | 0 | 0 | 690 | 0 | 0 | 0 | 0 | 0 | 0 | 0 | 0 | 0 | 0 | 0 | 0 | 0 | 0 | 0 | 0 | 0 | 0 | 0 | 0 | 0 | 0 | 0 | 0 | 0 | 0 | 0 | 690 | 690
1 | 400 | 404 | 400 404 Electronically Commutated Motors (ECM) on an Air Handler Unit / Office | 0 | 0 | 1081.61 | 0 | 0 | 0 | 0 | 0 | 0 | 0 | 0 | 0 | 0 | 0 | 0 | 0 | 0 | 0 | 0 | 0 | 0 | 0 | 0 | 0 | 0 | 0 | 0 | 0 | 0 | 0 | 1081.61 | 1081.61
1 | 400 | 405 | 400 405 Demand Control Ventilation (DCV) / Office | 0 | 0 | 23984 | 0 | 0 | 0 | 0 | 0 | 0 | 0 | 0 | 0 | 0 | 0 | 0 | 0 | 0 | 0 | 0 | 0 | 0 | 0 | 0 | 0 | 0 | 0 | 0 | 0 | 0 | 0 | 23984 | 23984
1 | 400 | 406 | 400 406 Energy Recovery Ventilation (ERV) / Office | 0 | 0 | 3536.19 | 0 | 0 | 0 | 0 | 0 | 0 | 0 | 0 | 0 | 0 | 0 | 0 | 0 | 0 | 0 | 0 | 0 | 0 | 0 | 0 | 0 | 0 | 0 | 0 | 0 | 0 | 0 | 3536.19 | 3536.19
1 | 600 | 603 | 600 603 Heat Pump Water Heater (air source) / Office | 0 | 0 | 1038.78 | 0 | 0 | 0 | 0 | 0 | 0 | 0 | 0 | 0 | 0 | 0 | 0 | 0 | 0 | 0 | 0 | 0 | 0 | 0 | 0 | 0 | 0 | 0 | 0 | 0 | 0 | 0 | 1038.78 | 1038.78
1 | 600 | 604 | 600 604 Solar Water Heater / Office | 0 | 0 | 1892.81 | 0 | 0 | 0 | 0 | 0 | 0 | 0 | 0 | 0 | 0 | 0 | 0 | 0 | 0 | 0 | 0 | 0 | 0 | 0 | 0 | 0 | 0 | 0 | 0 | 0 | 0 | 0 | 1892.81 | 1892.81
1 | 600 | 606 | 600 606 Demand controlled circulating systems / Office | 0 | 0 | 719.55 | 0 | 0 | 0 | 0 | 0 | 0 | 0 | 0 | 0 | 0 | 0 | 0 | 0 | 0 | 0 | 0 | 0 | 0 | 0 | 0 | 0 | 0 | 0 | 0 | 0 | 0 | 0 | 719.55 | 719.55
1 | 600 | 608 | 600 608 Heat Recovery Unit / Office | 0 | 0 | 1208 | 0 | 0 | 0 | 0 | 0 | 0 | 0 | 0 | 0 | 0 | 0 | 0 | 0 | 0 | 0 | 0 | 0 | 0 | 0 | 0 | 0 | 0 | 0 | 0 | 0 | 0 | 0 | 1208 | 1208
1 | 600 | 609 | 600 609 Heat Trap / Office | 0 | 0 | 391.76 | 0 | 0 | 0 | 0 | 0 | 0 | 0 | 0 | 0 | 0 | 0 | 0 | 0 | 0 | 0 | 0 | 0 | 0 | 0 | 0 | 0 | 0 | 0 | 0 | 0 | 0 | 0 | 391.76 | 391.76
1 | 600 | 610 | 600 610 Hot Water Pipe Insulation / Office | 0 | 0 | 436.81 | 0 | 0 | 0 | 0 | 0 | 0 | 0 | 0 | 0 | 0 | 0 | 0 | 0 | 0 | 0 | 0 | 0 | 0 | 0 | 0 | 0 | 0 | 0 | 0 | 0 | 0 | 0 | 436.81 | 436.81
1 | 700 | 701 | 700 701 PC Manual Power Management Enabling / Office | 0 | 0 | 524.25 | 0 | 0 | 0 | 0 | 0 | 0 | 0 | 0 | 0 | 0 | 0 | 0 | 0 | 0 | 0 | 0 | 0 | 0 | 0 | 0 | 0 | 0 | 0 | 0 | 0 | 0 | 0 | 524.25 | 524.25
1 | 700 | 702 | 700 702 PC Network Power Management Enabling / Office | 0 | 0 | 457.13 | 0 | 0 | 0 | 0 | 0 | 0 | 0 | 0 | 0 | 0 | 0 | 0 | 0 | 0 | 0 | 0 | 0 | 0 | 0 | 0 | 0 | 0 | 0 | 0 | 0 | 0 | 0 | 457.13 | 457.13
1 | 710 | 711 | 710 711 Energy Star or Better Monitor / Office | 0 | 0 | 390 | 0 | 0 | 0 | 0 | 0 | 0 | 0 | 0 | 0 | 0 | 0 | 0 | 0 | 0 | 0 | 0 | 0 | 0 | 0 | 0 | 0 | 0 | 0 | 0 | 0 | 0 | 0 | 390 | 390
1 | 710 | 712 | 710 712 Monitor Power Management Enabling / Office | 0 | 0 | 517.54 | 0 | 0 | 0 | 0 | 0 | 0 | 0 | 0 | 0 | 0 | 0 | 0 | 0 | 0 | 0 | 0 | 0 | 0 | 0 | 0 | 0 | 0 | 0 | 0 | 0 | 0 | 0 | 517.54 | 517.54
1 | 720 | 722 | 720 722 Monitor Power Management Enabling / Office | 0 | 0 | 396.71 | 0 | 0 | 0 | 0 | 0 | 0 | 0 | 0 | 0 | 0 | 0 | 0 | 0 | 0 | 0 | 0 | 0 | 0 | 0 | 0 | 0 | 0 | 0 | 0 | 0 | 0 | 0 | 396.71 | 396.71
1 | 730 | 731 | 730 731 Energy Star or Better Copier / Office | 0 | 0 | 390 | 0 | 0 | 0 | 0 | 0 | 0 | 0 | 0 | 0 | 0 | 0 | 0 | 0 | 0 | 0 | 0 | 0 | 0 | 0 | 0 | 0 | 0 | 0 | 0 | 0 | 0 | 0 | 390 | 390
1 | 730 | 732 | 730 732 Copier Power Management Enabling / Office | 0 | 0 | 503.48 | 0 | 0 | 0 | 0 | 0 | 0 | 0 | 0 | 0 | 0 | 0 | 0 | 0 | 0 | 0 | 0 | 0 | 0 | 0 | 0 | 0 | 0 | 0 | 0 | 0 | 0 | 0 | 503.48 | 503.48
1 | 800 | 801 | 800 801 Convection Oven / Office | 0 | 0 | 201756.9 | 0 | 0 | 0 | 0 | 0 | 0 | 0 | 0 | 0 | 0 | 0 | 0 | 0 | 0 | 0 | 0 | 0 | 0 | 0 | 0 | 0 | 0 | 0 | 0 | 0 | 0 | 0 | 201756.9 | 201756.9
1 | 810 | 811 | 810 811 Efficient Fryer / Office | 0 | 0 | 52818.29 | 0 | 0 | 0 | 0 | 0 | 0 | 0 | 0 | 0 | 0 | 0 | 0 | 0 | 0 | 0 | 0 | 0 | 0 | 0 | 0 | 0 | 0 | 0 | 0 | 0 | 0 | 0 | 52818.29 | 52818.29
1 | 900 | 901 | 900 901 Vending Misers (cooled machines only) / Office | 0 | 0 | 564.85 | 0 | 0 | 0 | 0 | 0 | 0 | 0 | 0 | 0 | 0 | 0 | 0 | 0 | 0 | 0 | 0 | 0 | 0 | 0 | 0 | 0 | 0 | 0 | 0 | 0 | 0 | 0 | 564.85 | 564.85
2 | 110 | 111 | 110 111 Premium T8, Elecctronic Ballast / Restaurant or Services | 0 | 0 | 8286.87 | 0 | 0 | 0 | 0 | 0 | 0 | 0 | 0 | 0 | 0 | 0 | 0 | 0 | 0 | 0 | 0 | 0 | 0 | 0 | 0 | 0 | 0 | 0 | 0 | 0 | 0 | 0 | 8286.87 | 8286.87
2 | 110 | 112 | 110 112 Premium T8, EB, Reflector / Restaurant or Services | 0 | 0 | 10971.81 | 0 | 0 | 0 | 0 | 0 | 0 | 0 | 0 | 0 | 0 | 0 | 0 | 0 | 0 | 0 | 0 | 0 | 0 | 0 | 0 | 0 | 0 | 0 | 0 | 0 | 0 | 0 | 10971.81 | 10971.81
2 | 110 | 113 | 110 113 Occupancy Sensor / Restaurant or Services | 0 | 0 | 7497.18 | 0 | 0 | 0 | 0 | 0 | 0 | 0 | 0 | 0 | 0 | 0 | 0 | 0 | 0 | 0 | 0 | 0 | 0 | 0 | 0 | 0 | 0 | 0 | 0 | 0 | 0 | 0 | 7497.18 | 7497.18
2 | 110 | 114 | 110 114 Continuous Dimming / Restaurant or Services | 0 | 0 | 45860.87 | 0 | 0 | 0 | 0 | 0 | 0 | 0 | 0 | 0 | 0 | 0 | 0 | 0 | 0 | 0 | 0 | 0 | 0 | 0 | 0 | 0 | 0 | 0 | 0 | 0 | 0 | 0 | 45860.87 | 45860.87
2 | 110 | 115 | 110 115 Lighting Control Tuneup / Restaurant or Services | 0 | 0 | 534 | 0 | 0 | 0 | 0 | 0 | 0 | 0 | 0 | 0 | 0 | 0 | 0 | 0 | 0 | 0 | 0 | 0 | 0 | 0 | 0 | 0 | 0 | 0 | 0 | 0 | 0 | 0 | 534 | 534
2 | 120 | 121 | 120 121 ROB Premium T8, 1EB / Restaurant or Services | 0 | 0 | 1152.85 | 0 | 0 | 0 | 0 | 0 | 0 | 0 | 0 | 0 | 0 | 0 | 0 | 0 | 0 | 0 | 0 | 0 | 0 | 0 | 0 | 0 | 0 | 0 | 0 | 0 | 0 | 0 | 1152.85 | 1152.85
2 | 120 | 122 | 120 122 ROB Premium T8, EB, Reflector / Restaurant or Services | 0 | 0 | 3005.47 | 0 | 0 | 0 | 0 | 0 | 0 | 0 | 0 | 0 | 0 | 0 | 0 | 0 | 0 | 0 | 0 | 0 | 0 | 0 | 0 | 0 | 0 | 0 | 0 | 0 | 0 | 0 | 3005.47 | 3005.47
2 | 120 | 123 | 120 123 Occupancy Sensor / Restaurant or Services | 0 | 0 | 5294.01 | 0 | 0 | 0 | 0 | 0 | 0 | 0 | 0 | 0 | 0 | 0 | 0 | 0 | 0 | 0 | 0 | 0 | 0 | 0 | 0 | 0 | 0 | 0 | 0 | 0 | 0 | 0 | 5294.01 | 5294.01
2 | 120 | 124 | 120 124 Lighting Control Tuneup / Restaurant or Services | 0 | 0 | 534 | 0 | 0 | 0 | 0 | 0 | 0 | 0 | 0 | 0 | 0 | 0 | 0 | 0 | 0 | 0 | 0 | 0 | 0 | 0 | 0 | 0 | 0 | 0 | 0 | 0 | 0 | 0 | 534 | 534
2 | 130 | 131 | 130 131 CFL Screw-in 18W / Restaurant or Services | 0 | 0 | 5485.96 | 0 | 0 | 0 | 0 | 0 | 0 | 0 | 0 | 0 | 0 | 0 | 0 | 0 | 0 | 0 | 0 | 0 | 0 | 0 | 0 | 0 | 0 | 0 | 0 | 0 | 0 | 0 | 5485.96 | 5485.96
2 | 140 | 141 | 140 141 CFL Hardwired, Modular 18W / Restaurant or Services | 0 | 0 | 23507.76 | 0 | 0 | 0 | 0 | 0 | 0 | 0 | 0 | 0 | 0 | 0 | 0 | 0 | 0 | 0 | 0 | 0 | 0 | 0 | 0 | 0 | 0 | 0 | 0 | 0 | 0 | 0 | 23507.76 | 23507.76
2 | 150 | 151 | 150 151 PSMH, 250W, magnetic ballast / Restaurant or Services | 0 | 0 | 993.3 | 0 | 0 | 0 | 0 | 0 | 0 | 0 | 0 | 0 | 0 | 0 | 0 | 0 | 0 | 0 | 0 | 0 | 0 | 0 | 0 | 0 | 0 | 0 | 0 | 0 | 0 | 0 | 993.3 | 993.3
2 | 150 | 152 | 150 152 PSMH, 250 W, electronic ballast / Restaurant or Services | 0 | 0 | 3485.57 | 0 | 0 | 0 | 0 | 0 | 0 | 0 | 0 | 0 | 0 | 0 | 0 | 0 | 0 | 0 | 0 | 0 | 0 | 0 | 0 | 0 | 0 | 0 | 0 | 0 | 0 | 0 | 3485.57 | 3485.57
2 | 150 | 153 | 150 153 High Bay T5 / Restaurant or Services | 0 | 0 | 1765.81 | 0 | 0 | 0 | 0 | 0 | 0 | 0 | 0 | 0 | 0 | 0 | 0 | 0 | 0 | 0 | 0 | 0 | 0 | 0 | 0 | 0 | 0 | 0 | 0 | 0 | 0 | 0 | 1765.81 | 1765.81
2 | 160 | 161 | 160 161 LED Exit Sign / Restaurant or Services | 0 | 0 | 837.5 | 0 | 0 | 0 | 0 | 0 | 0 | 0 | 0 | 0 | 0 | 0 | 0 | 0 | 0 | 0 | 0 | 0 | 0 | 0 | 0 | 0 | 0 | 0 | 0 | 0 | 0 | 0 | 837.5 | 837.5
2 | 200 | 201 | 200 201 High Pressure Sodium 250W Lamp / Restaurant or Services | 0 | 0 | 10065.89 | 0 | 0 | 0 | 0 | 0 | 0 | 0 | 0 | 0 | 0 | 0 | 0 | 0 | 0 | 0 | 0 | 0 | 0 | 0 | 0 | 0 | 0 | 0 | 0 | 0 | 0 | 0 | 10065.89 | 10065.89
2 | 200 | 202 | 200 202 Outdoor Lighting Controls (Photocell/Timeclock) / Restaurant or Services | 0 | 0 | 2143.35 | 0 | 0 | 0 | 0 | 0 | 0 | 0 | 0 | 0 | 0 | 0 | 0 | 0 | 0 | 0 | 0 | 0 | 0 | 0 | 0 | 0 | 0 | 0 | 0 | 0 | 0 | 0 | 2143.35 | 2143.35
2 | 210 | 211 | 210 211 Outdoor Lighting Controls (Photocell/Timeclock) / Restaurant or Services | 0 | 0 | 8152.65 | 0 | 0 | 0 | 0 | 0 | 0 | 0 | 0 | 0 | 0 | 0 | 0 | 0 | 0 | 0 | 0 | 0 | 0 | 0 | 0 | 0 | 0 | 0 | 0 | 0 | 0 | 0 | 8152.65 | 8152.65
2 | 300 | 301 | 300 301 Centrifugal Chiller, 0.51 kW/ton, 500 tons / Restaurant or Services | 0 | 0 | 2426.67 | 0 | 0 | 0 | 0 | 0 | 0 | 0 | 0 | 0 | 0 | 0 | 0 | 0 | 0 | 0 | 0 | 0 | 0 | 0 | 0 | 0 | 0 | 0 | 0 | 0 | 0 | 0 | 2426.67 | 2426.67
2 | 300 | 302 | 300 302 High Efficiency Chiller Motors / Restaurant or Services | 0 | 0 | 1111.77 | 0 | 0 | 0 | 0 | 0 | 0 | 0 | 0 | 0 | 0 | 0 | 0 | 0 | 0 | 0 | 0 | 0 | 0 | 0 | 0 | 0 | 0 | 0 | 0 | 0 | 0 | 0 | 1111.77 | 1111.77
2 | 300 | 304 | 300 304 EMS - Chiller / Restaurant or Services | 0 | 0 | 2611.82 | 0 | 0 | 0 | 0 | 0 | 0 | 0 | 0 | 0 | 0 | 0 | 0 | 0 | 0 | 0 | 0 | 0 | 0 | 0 | 0 | 0 | 0 | 0 | 0 | 0 | 0 | 0 | 2611.82 | 2611.82
2 | 300 | 305 | 300 305 Chiller Tune Up/Diagnostics / Restaurant or Services | 0 | 0 | 1390 | 0 | 0 | 0 | 0 | 0 | 0 | 0 | 0 | 0 | 0 | 0 | 0 | 0 | 0 | 0 | 0 | 0 | 0 | 0 | 0 | 0 | 0 | 0 | 0 | 0 | 0 | 0 | 1390 | 1390
2 | 300 | 306 | 300 306 VSD for Chiller Pumps and Towers / Restaurant or Services | 0 | 0 | 1945.27 | 0 | 0 | 0 | 0 | 0 | 0 | 0 | 0 | 0 | 0 | 0 | 0 | 0 | 0 | 0 | 0 | 0 | 0 | 0 | 0 | 0 | 0 | 0 | 0 | 0 | 0 | 0 | 1945.27 | 1945.27
2 | 300 | 308 | 300 308 Aerosole Duct Sealing / Restaurant or Services | 0 | 0 | 1116.54 | 0 | 0 | 0 | 0 | 0 | 0 | 0 | 0 | 0 | 0 | 0 | 0 | 0 | 0 | 0 | 0 | 0 | 0 | 0 | 0 | 0 | 0 | 0 | 0 | 0 | 0 | 0 | 1116.54 | 1116.54
2 | 300 | 309 | 300 309 Duct/Pipe Insulation / Restaurant or Services | 0 | 0 | 31146 | 0 | 0 | 0 | 0 | 0 | 0 | 0 | 0 | 0 | 0 | 0 | 0 | 0 | 0 | 0 | 0 | 0 | 0 | 0 | 0 | 0 | 0 | 0 | 0 | 0 | 0 | 0 | 31146 | 31146
2 | 300 | 311 | 300 311 Window Film (Standard) / Restaurant or Services | 0 | 0 | 1694.75 | 0 | 0 | 0 | 0 | 0 | 0 | 0 | 0 | 0 | 0 | 0 | 0 | 0 | 0 | 0 | 0 | 0 | 0 | 0 | 0 | 0 | 0 | 0 | 0 | 0 | 0 | 0 | 1694.75 | 1694.75
2 | 300 | 313 | 300 313 Ceiling Insulation / Restaurant or Services | 0 | 0 | 4233 | 0 | 0 | 0 | 0 | 0 | 0 | 0 | 0 | 0 | 0 | 0 | 0 | 0 | 0 | 0 | 0 | 0 | 0 | 0 | 0 | 0 | 0 | 0 | 0 | 0 | 0 | 0 | 4233 | 4233
2 | 300 | 314 | 300 314 Roof Insulation / Restaurant or Services | 0 | 0 | 1895.52 | 0 | 0 | 0 | 0 | 0 | 0 | 0 | 0 | 0 | 0 | 0 | 0 | 0 | 0 | 0 | 0 | 0 | 0 | 0 | 0 | 0 | 0 | 0 | 0 | 0 | 0 | 0 | 1895.52 | 1895.52
2 | 300 | 315 | 300 315 Cool Roof - Chiller / Restaurant or Services | 0 | 0 | 13996.8 | 0 | 0 | 0 | 0 | 0 | 0 | 0 | 0 | 0 | 0 | 0 | 0 | 0 | 0 | 0 | 0 | 0 | 0 | 0 | 0 | 0 | 0 | 0 | 0 | 0 | 0 | 0 | 13996.8 | 13996.8
2 | 300 | 317 | 300 317 Thermal Energy Storage (TES) Positive / Restaurant or Services | 0 | 0 | 14323.99 | 0 | 0 | 0 | 0 | 0 | 0 | 0 | 0 | 0 | 0 | 0 | 0 | 0 | 0 | 0 | 0 | 0 | 0 | 0 | 0 | 0 | 0 | 0 | 0 | 0 | 0 | 0 | 14323.99 | 14323.99
2 | 300 | 317 | 300 317 Thermal Energy Storage (TES) Negative / Restaurant or Services | 0 | 0 | 0 | 0 | 0 | 0 | 0 | 0 | 0 | 0 | 0 | 0 | 0 | 0 | 0 | 0 | 0 | 0 | 0 | 0 | 0 | 0 | 0 | 0 | 0 | 0 | 0 | 0 | 0 | 0 | 0 | 0
2 | 320 | 321 | 320 321 DX Packaged System, EER=10.9, 10 tons / Restaurant or Services | 0 | 0 | 5278 | 0 | 0 | 0 | 0 | 0 | 0 | 0 | 0 | 0 | 0 | 0 | 0 | 0 | 0 | 0 | 0 | 0 | 0 | 0 | 0 | 0 | 0 | 0 | 0 | 0 | 0 | 0 | 5278 | 5278
2 | 320 | 326 | 320 326 DX Tune Up/ Advanced Diagnostics / Restaurant or Services | 0 | 0 | 1640 | 0 | 0 | 0 | 0 | 0 | 0 | 0 | 0 | 0 | 0 | 0 | 0 | 0 | 0 | 0 | 0 | 0 | 0 | 0 | 0 | 0 | 0 | 0 | 0 | 0 | 0 | 0 | 1640 | 1640
2 | 320 | 327 | 320 327 DX Coil Cleaning / Restaurant or Services | 0 | 0 | 756.49 | 0 | 0 | 0 | 0 | 0 | 0 | 0 | 0 | 0 | 0 | 0 | 0 | 0 | 0 | 0 | 0 | 0 | 0 | 0 | 0 | 0 | 0 | 0 | 0 | 0 | 0 | 0 | 756.49 | 756.49
2 | 320 | 328 | 320 328 Optimize Controls / Restaurant or Services | 0 | 0 | 790 | 0 | 0 | 0 | 0 | 0 | 0 | 0 | 0 | 0 | 0 | 0 | 0 | 0 | 0 | 0 | 0 | 0 | 0 | 0 | 0 | 0 | 0 | 0 | 0 | 0 | 0 | 0 | 790 | 790
2 | 320 | 329 | 320 329 Aerosole Duct Sealing / Restaurant or Services | 0 | 0 | 1116.54 | 0 | 0 | 0 | 0 | 0 | 0 | 0 | 0 | 0 | 0 | 0 | 0 | 0 | 0 | 0 | 0 | 0 | 0 | 0 | 0 | 0 | 0 | 0 | 0 | 0 | 0 | 0 | 1116.54 | 1116.54
2 | 320 | 330 | 320 330 Duct/Pipe Insulation / Restaurant or Services | 0 | 0 | 31146 | 0 | 0 | 0 | 0 | 0 | 0 | 0 | 0 | 0 | 0 | 0 | 0 | 0 | 0 | 0 | 0 | 0 | 0 | 0 | 0 | 0 | 0 | 0 | 0 | 0 | 0 | 0 | 31146 | 31146
2 | 320 | 332 | 320 332 Window Film (Standard) / Restaurant or Services | 0 | 0 | 1759.78 | 0 | 0 | 0 | 0 | 0 | 0 | 0 | 0 | 0 | 0 | 0 | 0 | 0 | 0 | 0 | 0 | 0 | 0 | 0 | 0 | 0 | 0 | 0 | 0 | 0 | 0 | 0 | 1759.78 | 1759.78
2 | 320 | 334 | 320 334 Ceiling Insulation / Restaurant or Services | 0 | 0 | 4233 | 0 | 0 | 0 | 0 | 0 | 0 | 0 | 0 | 0 | 0 | 0 | 0 | 0 | 0 | 0 | 0 | 0 | 0 | 0 | 0 | 0 | 0 | 0 | 0 | 0 | 0 | 0 | 4233 | 4233
2 | 320 | 335 | 320 335 Roof Insulation / Restaurant or Services | 0 | 0 | 1895.52 | 0 | 0 | 0 | 0 | 0 | 0 | 0 | 0 | 0 | 0 | 0 | 0 | 0 | 0 | 0 | 0 | 0 | 0 | 0 | 0 | 0 | 0 | 0 | 0 | 0 | 0 | 0 | 1895.52 | 1895.52
2 | 320 | 336 | 320 336 Cool Roof - DX / Restaurant or Services | 0 | 0 | 13996.8 | 0 | 0 | 0 | 0 | 0 | 0 | 0 | 0 | 0 | 0 | 0 | 0 | 0 | 0 | 0 | 0 | 0 | 0 | 0 | 0 | 0 | 0 | 0 | 0 | 0 | 0 | 0 | 13996.8 | 13996.8
2 | 340 | 342 | 340 342 Geothermal Heat Pump, EER=13, 10 tons / Restaurant or Services | 0 | 0 | 44261.31 | 0 | 0 | 0 | 0 | 0 | 0 | 0 | 0 | 0 | 0 | 0 | 0 | 0 | 0 | 0 | 0 | 0 | 0 | 0 | 0 | 0 | 0 | 0 | 0 | 0 | 0 | 0 | 44261.31 | 44261.31
2 | 340 | 344 | 340 344 Aerosole Duct Sealing / Restaurant or Services | 0 | 0 | 1116.54 | 0 | 0 | 0 | 0 | 0 | 0 | 0 | 0 | 0 | 0 | 0 | 0 | 0 | 0 | 0 | 0 | 0 | 0 | 0 | 0 | 0 | 0 | 0 | 0 | 0 | 0 | 0 | 1116.54 | 1116.54
2 | 340 | 345 | 340 345 Duct/Pipe Insulation / Restaurant or Services | 0 | 0 | 31146 | 0 | 0 | 0 | 0 | 0 | 0 | 0 | 0 | 0 | 0 | 0 | 0 | 0 | 0 | 0 | 0 | 0 | 0 | 0 | 0 | 0 | 0 | 0 | 0 | 0 | 0 | 0 | 31146 | 31146
2 | 340 | 347 | 340 347 Window Film (Standard) / Restaurant or Services | 0 | 0 | 1694.75 | 0 | 0 | 0 | 0 | 0 | 0 | 0 | 0 | 0 | 0 | 0 | 0 | 0 | 0 | 0 | 0 | 0 | 0 | 0 | 0 | 0 | 0 | 0 | 0 | 0 | 0 | 0 | 1694.75 | 1694.75
2 | 340 | 349 | 340 349 Ceiling Insulation / Restaurant or Services | 0 | 0 | 4233 | 0 | 0 | 0 | 0 | 0 | 0 | 0 | 0 | 0 | 0 | 0 | 0 | 0 | 0 | 0 | 0 | 0 | 0 | 0 | 0 | 0 | 0 | 0 | 0 | 0 | 0 | 0 | 4233 | 4233
2 | 340 | 351 | 340 351 Cool Roof - DX / Restaurant or Services | 0 | 0 | 13996.8 | 0 | 0 | 0 | 0 | 0 | 0 | 0 | 0 | 0 | 0 | 0 | 0 | 0 | 0 | 0 | 0 | 0 | 0 | 0 | 0 | 0 | 0 | 0 | 0 | 0 | 0 | 0 | 13996.8 | 13996.8
2 | 360 | 361 | 360 361 HE PTAC, EER=9.6, 1 ton / Restaurant or Services | 0 | 0 | 6021.57 | 0 | 0 | 0 | 0 | 0 | 0 | 0 | 0 | 0 | 0 | 0 | 0 | 0 | 0 | 0 | 0 | 0 | 0 | 0 | 0 | 0 | 0 | 0 | 0 | 0 | 0 | 0 | 6021.57 | 6021.57
2 | 360 | 362 | 360 362 Occupancy Sensor (hotels) / Restaurant or Services | 0 | 0 | 10758.49 | 0 | 0 | 0 | 0 | 0 | 0 | 0 | 0 | 0 | 0 | 0 | 0 | 0 | 0 | 0 | 0 | 0 | 0 | 0 | 0 | 0 | 0 | 0 | 0 | 0 | 0 | 0 | 10758.49 | 10758.49
2 | 400 | 401 | 400 401 High Efficiency Fan Motor, 15hp, 1800rpm, 92.4% / Restaurant or Services | 0 | 0 | 572.81 | 0 | 0 | 0 | 0 | 0 | 0 | 0 | 0 | 0 | 0 | 0 | 0 | 0 | 0 | 0 | 0 | 0 | 0 | 0 | 0 | 0 | 0 | 0 | 0 | 0 | 0 | 0 | 572.81 | 572.81
2 | 400 | 402 | 400 402 Variable Speed Drive Control / Restaurant or Services | 0 | 0 | 4228.95 | 0 | 0 | 0 | 0 | 0 | 0 | 0 | 0 | 0 | 0 | 0 | 0 | 0 | 0 | 0 | 0 | 0 | 0 | 0 | 0 | 0 | 0 | 0 | 0 | 0 | 0 | 0 | 4228.95 | 4228.95
2 | 400 | 403 | 400 403 Air Handler Optimization / Restaurant or Services | 0 | 0 | 690 | 0 | 0 | 0 | 0 | 0 | 0 | 0 | 0 | 0 | 0 | 0 | 0 | 0 | 0 | 0 | 0 | 0 | 0 | 0 | 0 | 0 | 0 | 0 | 0 | 0 | 0 | 0 | 690 | 690
2 | 400 | 404 | 400 404 Electronically Commutated Motors (ECM) on an Air Handler Unit / Restaurant or Services | 0 | 0 | 1456 | 0 | 0 | 0 | 0 | 0 | 0 | 0 | 0 | 0 | 0 | 0 | 0 | 0 | 0 | 0 | 0 | 0 | 0 | 0 | 0 | 0 | 0 | 0 | 0 | 0 | 0 | 0 | 1456 | 1456
2 | 400 | 405 | 400 405 Demand Control Ventilation (DCV) / Restaurant or Services | 0 | 0 | 23984 | 0 | 0 | 0 | 0 | 0 | 0 | 0 | 0 | 0 | 0 | 0 | 0 | 0 | 0 | 0 | 0 | 0 | 0 | 0 | 0 | 0 | 0 | 0 | 0 | 0 | 0 | 0 | 23984 | 23984
2 | 400 | 406 | 400 406 Energy Recovery Ventilation (ERV) / Restaurant or Services | 0 | 0 | 5239.3 | 0 | 0 | 0 | 0 | 0 | 0 | 0 | 0 | 0 | 0 | 0 | 0 | 0 | 0 | 0 | 0 | 0 | 0 | 0 | 0 | 0 | 0 | 0 | 0 | 0 | 0 | 0 | 5239.3 | 5239.3
2 | 400 | 407 | 400 407 Separate Makeup Air / Exhaust Hoods AC / Restaurant or Services | 0 | 0 | 439.86 | 0 | 0 | 0 | 0 | 0 | 0 | 0 | 0 | 0 | 0 | 0 | 0 | 0 | 0 | 0 | 0 | 0 | 0 | 0 | 0 | 0 | 0 | 0 | 0 | 0 | 0 | 0 | 439.86 | 439.86
2 | 600 | 603 | 600 603 Heat Pump Water Heater (air source) / Restaurant or Services | 0 | 0 | 3834.08 | 0 | 0 | 0 | 0 | 0 | 0 | 0 | 0 | 0 | 0 | 0 | 0 | 0 | 0 | 0 | 0 | 0 | 0 | 0 | 0 | 0 | 0 | 0 | 0 | 0 | 0 | 0 | 3834.08 | 3834.08
2 | 600 | 604 | 600 604 Solar Water Heater / Restaurant or Services | 0 | 0 | 8367.68 | 0 | 0 | 0 | 0 | 0 | 0 | 0 | 0 | 0 | 0 | 0 | 0 | 0 | 0 | 0 | 0 | 0 | 0 | 0 | 0 | 0 | 0 | 0 | 0 | 0 | 0 | 0 | 8367.68 | 8367.68
2 | 600 | 606 | 600 606 Demand controlled circulating systems / Restaurant or Services | 0 | 0 | 2275.63 | 0 | 0 | 0 | 0 | 0 | 0 | 0 | 0 | 0 | 0 | 0 | 0 | 0 | 0 | 0 | 0 | 0 | 0 | 0 | 0 | 0 | 0 | 0 | 0 | 0 | 0 | 0 | 2275.63 | 2275.63
2 | 600 | 608 | 600 608 Heat Recovery Unit / Restaurant or Services | 0 | 0 | 1208 | 0 | 0 | 0 | 0 | 0 | 0 | 0 | 0 | 0 | 0 | 0 | 0 | 0 | 0 | 0 | 0 | 0 | 0 | 0 | 0 | 0 | 0 | 0 | 0 | 0 | 0 | 0 | 1208 | 1208
2 | 600 | 609 | 600 609 Heat Trap / Restaurant or Services | 0 | 0 | 399.32 | 0 | 0 | 0 | 0 | 0 | 0 | 0 | 0 | 0 | 0 | 0 | 0 | 0 | 0 | 0 | 0 | 0 | 0 | 0 | 0 | 0 | 0 | 0 | 0 | 0 | 0 | 0 | 399.32 | 399.32
2 | 600 | 610 | 600 610 Hot Water Pipe Insulation / Restaurant or Services | 0 | 0 | 638.51 | 0 | 0 | 0 | 0 | 0 | 0 | 0 | 0 | 0 | 0 | 0 | 0 | 0 | 0 | 0 | 0 | 0 | 0 | 0 | 0 | 0 | 0 | 0 | 0 | 0 | 0 | 0 | 638.51 | 638.51
2 | 700 | 701 | 700 701 PC Manual Power Management Enabling / Restaurant or Services | 0 | 0 | 405.12 | 0 | 0 | 0 | 0 | 0 | 0 | 0 | 0 | 0 | 0 | 0 | 0 | 0 | 0 | 0 | 0 | 0 | 0 | 0 | 0 | 0 | 0 | 0 | 0 | 0 | 0 | 0 | 405.12 | 405.12
2 | 700 | 702 | 700 702 PC Network Power Management Enabling / Restaurant or Services | 0 | 0 | 397.56 | 0 | 0 | 0 | 0 | 0 | 0 | 0 | 0 | 0 | 0 | 0 | 0 | 0 | 0 | 0 | 0 | 0 | 0 | 0 | 0 | 0 | 0 | 0 | 0 | 0 | 0 | 0 | 397.56 | 397.56
2 | 710 | 711 | 710 711 Energy Star or Better Monitor / Restaurant or Services | 0 | 0 | 390 | 0 | 0 | 0 | 0 | 0 | 0 | 0 | 0 | 0 | 0 | 0 | 0 | 0 | 0 | 0 | 0 | 0 | 0 | 0 | 0 | 0 | 0 | 0 | 0 | 0 | 0 | 0 | 390 | 390
2 | 710 | 712 | 710 712 Monitor Power Management Enabling / Restaurant or Services | 0 | 0 | 404.37 | 0 | 0 | 0 | 0 | 0 | 0 | 0 | 0 | 0 | 0 | 0 | 0 | 0 | 0 | 0 | 0 | 0 | 0 | 0 | 0 | 0 | 0 | 0 | 0 | 0 | 0 | 0 | 404.37 | 404.37
2 | 720 | 722 | 720 722 Monitor Power Management Enabling / Restaurant or Services | 0 | 0 | 390.76 | 0 | 0 | 0 | 0 | 0 | 0 | 0 | 0 | 0 | 0 | 0 | 0 | 0 | 0 | 0 | 0 | 0 | 0 | 0 | 0 | 0 | 0 | 0 | 0 | 0 | 0 | 0 | 390.76 | 390.76
2 | 730 | 731 | 730 731 Energy Star or Better Copier / Restaurant or Services | 0 | 0 | 390 | 0 | 0 | 0 | 0 | 0 | 0 | 0 | 0 | 0 | 0 | 0 | 0 | 0 | 0 | 0 | 0 | 0 | 0 | 0 | 0 | 0 | 0 | 0 | 0 | 0 | 0 | 0 | 390 | 390
2 | 730 | 732 | 730 732 Copier Power Management Enabling / Restaurant or Services | 0 | 0 | 416.48 | 0 | 0 | 0 | 0 | 0 | 0 | 0 | 0 | 0 | 0 | 0 | 0 | 0 | 0 | 0 | 0 | 0 | 0 | 0 | 0 | 0 | 0 | 0 | 0 | 0 | 0 | 0 | 416.48 | 416.48
2 | 800 | 801 | 800 801 Convection Oven / Restaurant or Services | 0 | 0 | 3884553 | 0 | 0 | 0 | 0 | 0 | 0 | 0 | 0 | 0 | 0 | 0 | 0 | 0 | 0 | 0 | 0 | 0 | 0 | 0 | 0 | 0 | 0 | 0 | 0 | 0 | 0 | 0 | 3884553 | 3884553
2 | 810 | 811 | 810 811 Efficient Fryer / Restaurant or Services | 0 | 0 | 6366742 | 0 | 0 | 0 | 0 | 0 | 0 | 0 | 0 | 0 | 0 | 0 | 0 | 0 | 0 | 0 | 0 | 0 | 0 | 0 | 0 | 0 | 0 | 0 | 0 | 0 | 0 | 0 | 6366742 | 6366742
2 | 900 | 901 | 900 901 Vending Misers (cooled machines only) / Restaurant or Services | 0 | 0 | 624.71 | 0 | 0 | 0 | 0 | 0 | 0 | 0 | 0 | 0 | 0 | 0 | 0 | 0 | 0 | 0 | 0 | 0 | 0 | 0 | 0 | 0 | 0 | 0 | 0 | 0 | 0 | 0 | 624.71 | 624.71
3 | 110 | 111 | 110 111 Premium T8, Elecctronic Ballast / Retail | 0 | 0 | 9802.89 | 0 | 0 | 0 | 0 | 0 | 0 | 0 | 0 | 0 | 0 | 0 | 0 | 0 | 0 | 0 | 0 | 0 | 0 | 0 | 0 | 0 | 0 | 0 | 0 | 0 | 0 | 0 | 9802.89 | 9802.89
3 | 110 | 112 | 110 112 Premium T8, EB, Reflector / Retail | 0 | 0 | 13003.27 | 0 | 0 | 0 | 0 | 0 | 0 | 0 | 0 | 0 | 0 | 0 | 0 | 0 | 0 | 0 | 0 | 0 | 0 | 0 | 0 | 0 | 0 | 0 | 0 | 0 | 0 | 0 | 13003.27 | 13003.27
3 | 110 | 113 | 110 113 Occupancy Sensor / Retail | 0 | 0 | 8861.6 | 0 | 0 | 0 | 0 | 0 | 0 | 0 | 0 | 0 | 0 | 0 | 0 | 0 | 0 | 0 | 0 | 0 | 0 | 0 | 0 | 0 | 0 | 0 | 0 | 0 | 0 | 0 | 8861.6 | 8861.6
3 | 110 | 114 | 110 114 Continuous Dimming / Retail | 0 | 0 | 54590.22 | 0 | 0 | 0 | 0 | 0 | 0 | 0 | 0 | 0 | 0 | 0 | 0 | 0 | 0 | 0 | 0 | 0 | 0 | 0 | 0 | 0 | 0 | 0 | 0 | 0 | 0 | 0 | 54590.22 | 54590.22
3 | 120 | 121 | 120 121 ROB Premium T8, 1EB / Retail | 0 | 0 | 1299.3 | 0 | 0 | 0 | 0 | 0 | 0 | 0 | 0 | 0 | 0 | 0 | 0 | 0 | 0 | 0 | 0 | 0 | 0 | 0 | 0 | 0 | 0 | 0 | 0 | 0 | 0 | 0 | 1299.3 | 1299.3
3 | 120 | 122 | 120 122 ROB Premium T8, EB, Reflector / Retail | 0 | 0 | 3507.58 | 0 | 0 | 0 | 0 | 0 | 0 | 0 | 0 | 0 | 0 | 0 | 0 | 0 | 0 | 0 | 0 | 0 | 0 | 0 | 0 | 0 | 0 | 0 | 0 | 0 | 0 | 0 | 3507.58 | 3507.58
3 | 120 | 123 | 120 123 Occupancy Sensor / Retail | 0 | 0 | 6235.47 | 0 | 0 | 0 | 0 | 0 | 0 | 0 | 0 | 0 | 0 | 0 | 0 | 0 | 0 | 0 | 0 | 0 | 0 | 0 | 0 | 0 | 0 | 0 | 0 | 0 | 0 | 0 | 6235.47 | 6235.47
3 | 120 | 124 | 120 124 Lighting Control Tuneup / Retail | 0 | 0 | 534 | 0 | 0 | 0 | 0 | 0 | 0 | 0 | 0 | 0 | 0 | 0 | 0 | 0 | 0 | 0 | 0 | 0 | 0 | 0 | 0 | 0 | 0 | 0 | 0 | 0 | 0 | 0 | 534 | 534
3 | 130 | 131 | 130 131 CFL Screw-in 18W / Retail | 0 | 0 | 6464.26 | 0 | 0 | 0 | 0 | 0 | 0 | 0 | 0 | 0 | 0 | 0 | 0 | 0 | 0 | 0 | 0 | 0 | 0 | 0 | 0 | 0 | 0 | 0 | 0 | 0 | 0 | 0 | 6464.26 | 6464.26
3 | 140 | 141 | 140 141 CFL Hardwired, Modular 18W / Retail | 0 | 0 | 27945.83 | 0 | 0 | 0 | 0 | 0 | 0 | 0 | 0 | 0 | 0 | 0 | 0 | 0 | 0 | 0 | 0 | 0 | 0 | 0 | 0 | 0 | 0 | 0 | 0 | 0 | 0 | 0 | 27945.83 | 27945.83
3 | 150 | 151 | 150 151 PSMH, 250W, magnetic ballast / Retail | 0 | 0 | 1109.12 | 0 | 0 | 0 | 0 | 0 | 0 | 0 | 0 | 0 | 0 | 0 | 0 | 0 | 0 | 0 | 0 | 0 | 0 | 0 | 0 | 0 | 0 | 0 | 0 | 0 | 0 | 0 | 1109.12 | 1109.12
3 | 150 | 152 | 150 152 PSMH, 250 W, electronic ballast / Retail | 0 | 0 | 4079.84 | 0 | 0 | 0 | 0 | 0 | 0 | 0 | 0 | 0 | 0 | 0 | 0 | 0 | 0 | 0 | 0 | 0 | 0 | 0 | 0 | 0 | 0 | 0 | 0 | 0 | 0 | 0 | 4079.84 | 4079.84
3 | 150 | 153 | 150 153 High Bay T5 / Retail | 0 | 0 | 2029.94 | 0 | 0 | 0 | 0 | 0 | 0 | 0 | 0 | 0 | 0 | 0 | 0 | 0 | 0 | 0 | 0 | 0 | 0 | 0 | 0 | 0 | 0 | 0 | 0 | 0 | 0 | 0 | 2029.94 | 2029.94
3 | 160 | 161 | 160 161 LED Exit Sign / Retail | 0 | 0 | 519.33 | 0 | 0 | 0 | 0 | 0 | 0 | 0 | 0 | 0 | 0 | 0 | 0 | 0 | 0 | 0 | 0 | 0 | 0 | 0 | 0 | 0 | 0 | 0 | 0 | 0 | 0 | 0 | 519.33 | 519.33
3 | 200 | 201 | 200 201 High Pressure Sodium 250W Lamp / Retail | 0 | 0 | 1107.35 | 0 | 0 | 0 | 0 | 0 | 0 | 0 | 0 | 0 | 0 | 0 | 0 | 0 | 0 | 0 | 0 | 0 | 0 | 0 | 0 | 0 | 0 | 0 | 0 | 0 | 0 | 0 | 1107.35 | 1107.35
3 | 200 | 202 | 200 202 Outdoor Lighting Controls (Photocell/Timeclock) / Retail | 0 | 0 | 519.99 | 0 | 0 | 0 | 0 | 0 | 0 | 0 | 0 | 0 | 0 | 0 | 0 | 0 | 0 | 0 | 0 | 0 | 0 | 0 | 0 | 0 | 0 | 0 | 0 | 0 | 0 | 0 | 519.99 | 519.99
3 | 210 | 211 | 210 211 Outdoor Lighting Controls (Photocell/Timeclock) / Retail | 0 | 0 | 2056.61 | 0 | 0 | 0 | 0 | 0 | 0 | 0 | 0 | 0 | 0 | 0 | 0 | 0 | 0 | 0 | 0 | 0 | 0 | 0 | 0 | 0 | 0 | 0 | 0 | 0 | 0 | 0 | 2056.61 | 2056.61
3 | 300 | 301 | 300 301 Centrifugal Chiller, 0.51 kW/ton, 500 tons / Retail | 0 | 0 | 1257.15 | 0 | 0 | 0 | 0 | 0 | 0 | 0 | 0 | 0 | 0 | 0 | 0 | 0 | 0 | 0 | 0 | 0 | 0 | 0 | 0 | 0 | 0 | 0 | 0 | 0 | 0 | 0 | 1257.15 | 1257.15
3 | 300 | 302 | 300 302 High Efficiency Chiller Motors / Retail | 0 | 0 | 697.31 | 0 | 0 | 0 | 0 | 0 | 0 | 0 | 0 | 0 | 0 | 0 | 0 | 0 | 0 | 0 | 0 | 0 | 0 | 0 | 0 | 0 | 0 | 0 | 0 | 0 | 0 | 0 | 697.31 | 697.31
3 | 300 | 304 | 300 304 EMS - Chiller / Retail | 0 | 0 | 1335.98 | 0 | 0 | 0 | 0 | 0 | 0 | 0 | 0 | 0 | 0 | 0 | 0 | 0 | 0 | 0 | 0 | 0 | 0 | 0 | 0 | 0 | 0 | 0 | 0 | 0 | 0 | 0 | 1335.98 | 1335.98
3 | 300 | 305 | 300 305 Chiller Tune Up/Diagnostics / Retail | 0 | 0 | 1390 | 0 | 0 | 0 | 0 | 0 | 0 | 0 | 0 | 0 | 0 | 0 | 0 | 0 | 0 | 0 | 0 | 0 | 0 | 0 | 0 | 0 | 0 | 0 | 0 | 0 | 0 | 0 | 1390 | 1390
3 | 300 | 306 | 300 306 VSD for Chiller Pumps and Towers / Retail | 0 | 0 | 1052.19 | 0 | 0 | 0 | 0 | 0 | 0 | 0 | 0 | 0 | 0 | 0 | 0 | 0 | 0 | 0 | 0 | 0 | 0 | 0 | 0 | 0 | 0 | 0 | 0 | 0 | 0 | 0 | 1052.19 | 1052.19
3 | 300 | 307 | 300 307 EMS Optimization / Retail | 0 | 0 | 690 | 0 | 0 | 0 | 0 | 0 | 0 | 0 | 0 | 0 | 0 | 0 | 0 | 0 | 0 | 0 | 0 | 0 | 0 | 0 | 0 | 0 | 0 | 0 | 0 | 0 | 0 | 0 | 690 | 690
3 | 300 | 308 | 300 308 Aerosole Duct Sealing / Retail | 0 | 0 | 699.34 | 0 | 0 | 0 | 0 | 0 | 0 | 0 | 0 | 0 | 0 | 0 | 0 | 0 | 0 | 0 | 0 | 0 | 0 | 0 | 0 | 0 | 0 | 0 | 0 | 0 | 0 | 0 | 699.34 | 699.34
3 | 300 | 309 | 300 309 Duct/Pipe Insulation / Retail | 0 | 0 | 31146 | 0 | 0 | 0 | 0 | 0 | 0 | 0 | 0 | 0 | 0 | 0 | 0 | 0 | 0 | 0 | 0 | 0 | 0 | 0 | 0 | 0 | 0 | 0 | 0 | 0 | 0 | 0 | 31146 | 31146
3 | 300 | 311 | 300 311 Window Film (Standard) / Retail | 0 | 0 | 1694.75 | 0 | 0 | 0 | 0 | 0 | 0 | 0 | 0 | 0 | 0 | 0 | 0 | 0 | 0 | 0 | 0 | 0 | 0 | 0 | 0 | 0 | 0 | 0 | 0 | 0 | 0 | 0 | 1694.75 | 1694.75
3 | 300 | 313 | 300 313 Ceiling Insulation / Retail | 0 | 0 | 4233 | 0 | 0 | 0 | 0 | 0 | 0 | 0 | 0 | 0 | 0 | 0 | 0 | 0 | 0 | 0 | 0 | 0 | 0 | 0 | 0 | 0 | 0 | 0 | 0 | 0 | 0 | 0 | 4233 | 4233
3 | 300 | 314 | 300 314 Roof Insulation / Retail | 0 | 0 | 1895.52 | 0 | 0 | 0 | 0 | 0 | 0 | 0 | 0 | 0 | 0 | 0 | 0 | 0 | 0 | 0 | 0 | 0 | 0 | 0 | 0 | 0 | 0 | 0 | 0 | 0 | 0 | 0 | 1895.52 | 1895.52
3 | 300 | 315 | 300 315 Cool Roof - Chiller / Retail | 0 | 0 | 13996.8 | 0 | 0 | 0 | 0 | 0 | 0 | 0 | 0 | 0 | 0 | 0 | 0 | 0 | 0 | 0 | 0 | 0 | 0 | 0 | 0 | 0 | 0 | 0 | 0 | 0 | 0 | 0 | 13996.8 | 13996.8
3 | 300 | 317 | 300 317 Thermal Energy Storage (TES) Positive / Retail | 0 | 0 | 6322.67 | 0 | 0 | 0 | 0 | 0 | 0 | 0 | 0 | 0 | 0 | 0 | 0 | 0 | 0 | 0 | 0 | 0 | 0 | 0 | 0 | 0 | 0 | 0 | 0 | 0 | 0 | 0 | 6322.67 | 6322.67
3 | 300 | 317 | 300 317 Thermal Energy Storage (TES) Negative / Retail | 0 | 0 | 0 | 0 | 0 | 0 | 0 | 0 | 0 | 0 | 0 | 0 | 0 | 0 | 0 | 0 | 0 | 0 | 0 | 0 | 0 | 0 | 0 | 0 | 0 | 0 | 0 | 0 | 0 | 0 | 0 | 0
3 | 320 | 321 | 320 321 DX Packaged System, EER=10.9, 10 tons / Retail | 0 | 0 | 2471.16 | 0 | 0 | 0 | 0 | 0 | 0 | 0 | 0 | 0 | 0 | 0 | 0 | 0 | 0 | 0 | 0 | 0 | 0 | 0 | 0 | 0 | 0 | 0 | 0 | 0 | 0 | 0 | 2471.16 | 2471.16
3 | 320 | 322 | 320 322 Hybrid Dessicant-DX System (Trane CDQ) / Retail | 0 | 0 | 8167.08 | 0 | 0 | 0 | 0 | 0 | 0 | 0 | 0 | 0 | 0 | 0 | 0 | 0 | 0 | 0 | 0 | 0 | 0 | 0 | 0 | 0 | 0 | 0 | 0 | 0 | 0 | 0 | 8167.08 | 8167.08
3 | 320 | 323 | 320 323 Geothermal Heat Pump, EER=13, 10 tons / Retail | 0 | 0 | 19069.06 | 0 | 0 | 0 | 0 | 0 | 0 | 0 | 0 | 0 | 0 | 0 | 0 | 0 | 0 | 0 | 0 | 0 | 0 | 0 | 0 | 0 | 0 | 0 | 0 | 0 | 0 | 0 | 19069.06 | 19069.06
3 | 320 | 326 | 320 326 DX Tune Up/ Advanced Diagnostics / Retail | 0 | 0 | 1640 | 0 | 0 | 0 | 0 | 0 | 0 | 0 | 0 | 0 | 0 | 0 | 0 | 0 | 0 | 0 | 0 | 0 | 0 | 0 | 0 | 0 | 0 | 0 | 0 | 0 | 0 | 0 | 1640 | 1640
3 | 320 | 327 | 320 327 DX Coil Cleaning / Retail | 0 | 0 | 546.04 | 0 | 0 | 0 | 0 | 0 | 0 | 0 | 0 | 0 | 0 | 0 | 0 | 0 | 0 | 0 | 0 | 0 | 0 | 0 | 0 | 0 | 0 | 0 | 0 | 0 | 0 | 0 | 546.04 | 546.04
3 | 320 | 329 | 320 329 Aerosole Duct Sealing / Retail | 0 | 0 | 699.34 | 0 | 0 | 0 | 0 | 0 | 0 | 0 | 0 | 0 | 0 | 0 | 0 | 0 | 0 | 0 | 0 | 0 | 0 | 0 | 0 | 0 | 0 | 0 | 0 | 0 | 0 | 0 | 699.34 | 699.34
3 | 320 | 330 | 320 330 Duct/Pipe Insulation / Retail | 0 | 0 | 31146 | 0 | 0 | 0 | 0 | 0 | 0 | 0 | 0 | 0 | 0 | 0 | 0 | 0 | 0 | 0 | 0 | 0 | 0 | 0 | 0 | 0 | 0 | 0 | 0 | 0 | 0 | 0 | 31146 | 31146
3 | 320 | 334 | 320 334 Ceiling Insulation / Retail | 0 | 0 | 4233 | 0 | 0 | 0 | 0 | 0 | 0 | 0 | 0 | 0 | 0 | 0 | 0 | 0 | 0 | 0 | 0 | 0 | 0 | 0 | 0 | 0 | 0 | 0 | 0 | 0 | 0 | 0 | 4233 | 4233
3 | 320 | 335 | 320 335 Roof Insulation / Retail | 0 | 0 | 1895.52 | 0 | 0 | 0 | 0 | 0 | 0 | 0 | 0 | 0 | 0 | 0 | 0 | 0 | 0 | 0 | 0 | 0 | 0 | 0 | 0 | 0 | 0 | 0 | 0 | 0 | 0 | 0 | 1895.52 | 1895.52
3 | 340 | 344 | 340 344 Aerosole Duct Sealing / Retail | 0 | 0 | 699.34 | 0 | 0 | 0 | 0 | 0 | 0 | 0 | 0 | 0 | 0 | 0 | 0 | 0 | 0 | 0 | 0 | 0 | 0 | 0 | 0 | 0 | 0 | 0 | 0 | 0 | 0 | 0 | 699.34 | 699.34
3 | 340 | 345 | 340 345 Duct/Pipe Insulation / Retail | 0 | 0 | 31146 | 0 | 0 | 0 | 0 | 0 | 0 | 0 | 0 | 0 | 0 | 0 | 0 | 0 | 0 | 0 | 0 | 0 | 0 | 0 | 0 | 0 | 0 | 0 | 0 | 0 | 0 | 0 | 31146 | 31146
3 | 340 | 349 | 340 349 Ceiling Insulation / Retail | 0 | 0 | 4233 | 0 | 0 | 0 | 0 | 0 | 0 | 0 | 0 | 0 | 0 | 0 | 0 | 0 | 0 | 0 | 0 | 0 | 0 | 0 | 0 | 0 | 0 | 0 | 0 | 0 | 0 | 0 | 4233 | 4233
3 | 340 | 351 | 340 351 Cool Roof - DX / Retail | 0 | 0 | 13996.8 | 0 | 0 | 0 | 0 | 0 | 0 | 0 | 0 | 0 | 0 | 0 | 0 | 0 | 0 | 0 | 0 | 0 | 0 | 0 | 0 | 0 | 0 | 0 | 0 | 0 | 0 | 0 | 13996.8 | 13996.8
3 | 360 | 361 | 360 361 HE PTAC, EER=9.6, 1 ton / Retail | 0 | 0 | 2787.75 | 0 | 0 | 0 | 0 | 0 | 0 | 0 | 0 | 0 | 0 | 0 | 0 | 0 | 0 | 0 | 0 | 0 | 0 | 0 | 0 | 0 | 0 | 0 | 0 | 0 | 0 | 0 | 2787.75 | 2787.75
3 | 400 | 402 | 400 402 Variable Speed Drive Control / Retail | 0 | 0 | 2150.77 | 0 | 0 | 0 | 0 | 0 | 0 | 0 | 0 | 0 | 0 | 0 | 0 | 0 | 0 | 0 | 0 | 0 | 0 | 0 | 0 | 0 | 0 | 0 | 0 | 0 | 0 | 0 | 2150.77 | 2150.77
3 | 400 | 403 | 400 403 Air Handler Optimization / Retail | 0 | 0 | 690 | 0 | 0 | 0 | 0 | 0 | 0 | 0 | 0 | 0 | 0 | 0 | 0 | 0 | 0 | 0 | 0 | 0 | 0 | 0 | 0 | 0 | 0 | 0 | 0 | 0 | 0 | 0 | 690 | 690
3 | 400 | 404 | 400 404 Electronically Commutated Motors (ECM) on an Air Handler Unit / Retail | 0 | 0 | 843.87 | 0 | 0 | 0 | 0 | 0 | 0 | 0 | 0 | 0 | 0 | 0 | 0 | 0 | 0 | 0 | 0 | 0 | 0 | 0 | 0 | 0 | 0 | 0 | 0 | 0 | 0 | 0 | 843.87 | 843.87
3 | 400 | 405 | 400 405 Demand Control Ventilation (DCV) / Retail | 0 | 0 | 23984 | 0 | 0 | 0 | 0 | 0 | 0 | 0 | 0 | 0 | 0 | 0 | 0 | 0 | 0 | 0 | 0 | 0 | 0 | 0 | 0 | 0 | 0 | 0 | 0 | 0 | 0 | 0 | 23984 | 23984
3 | 400 | 406 | 400 406 Energy Recovery Ventilation (ERV) / Retail | 0 | 0 | 2454.68 | 0 | 0 | 0 | 0 | 0 | 0 | 0 | 0 | 0 | 0 | 0 | 0 | 0 | 0 | 0 | 0 | 0 | 0 | 0 | 0 | 0 | 0 | 0 | 0 | 0 | 0 | 0 | 2454.68 | 2454.68
3 | 600 | 603 | 600 603 Heat Pump Water Heater (air source) / Retail | 0 | 0 | 667.18 | 0 | 0 | 0 | 0 | 0 | 0 | 0 | 0 | 0 | 0 | 0 | 0 | 0 | 0 | 0 | 0 | 0 | 0 | 0 | 0 | 0 | 0 | 0 | 0 | 0 | 0 | 0 | 667.18 | 667.18
3 | 600 | 606 | 600 606 Demand controlled circulating systems / Retail | 0 | 0 | 468.7 | 0 | 0 | 0 | 0 | 0 | 0 | 0 | 0 | 0 | 0 | 0 | 0 | 0 | 0 | 0 | 0 | 0 | 0 | 0 | 0 | 0 | 0 | 0 | 0 | 0 | 0 | 0 | 468.7 | 468.7
3 | 600 | 608 | 600 608 Heat Recovery Unit / Retail | 0 | 0 | 1208 | 0 | 0 | 0 | 0 | 0 | 0 | 0 | 0 | 0 | 0 | 0 | 0 | 0 | 0 | 0 | 0 | 0 | 0 | 0 | 0 | 0 | 0 | 0 | 0 | 0 | 0 | 0 | 1208 | 1208
3 | 600 | 609 | 600 609 Heat Trap / Retail | 0 | 0 | 390.75 | 0 | 0 | 0 | 0 | 0 | 0 | 0 | 0 | 0 | 0 | 0 | 0 | 0 | 0 | 0 | 0 | 0 | 0 | 0 | 0 | 0 | 0 | 0 | 0 | 0 | 0 | 0 | 390.75 | 390.75
3 | 600 | 610 | 600 610 Hot Water Pipe Insulation / Retail | 0 | 0 | 410 | 0 | 0 | 0 | 0 | 0 | 0 | 0 | 0 | 0 | 0 | 0 | 0 | 0 | 0 | 0 | 0 | 0 | 0 | 0 | 0 | 0 | 0 | 0 | 0 | 0 | 0 | 0 | 410 | 410
3 | 700 | 701 | 700 701 PC Manual Power Management Enabling / Retail | 0 | 0 | 406.6 | 0 | 0 | 0 | 0 | 0 | 0 | 0 | 0 | 0 | 0 | 0 | 0 | 0 | 0 | 0 | 0 | 0 | 0 | 0 | 0 | 0 | 0 | 0 | 0 | 0 | 0 | 0 | 406.6 | 406.6
3 | 700 | 702 | 700 702 PC Network Power Management Enabling / Retail | 0 | 0 | 398.3 | 0 | 0 | 0 | 0 | 0 | 0 | 0 | 0 | 0 | 0 | 0 | 0 | 0 | 0 | 0 | 0 | 0 | 0 | 0 | 0 | 0 | 0 | 0 | 0 | 0 | 0 | 0 | 398.3 | 398.3
3 | 710 | 711 | 710 711 Energy Star or Better Monitor / Retail | 0 | 0 | 390 | 0 | 0 | 0 | 0 | 0 | 0 | 0 | 0 | 0 | 0 | 0 | 0 | 0 | 0 | 0 | 0 | 0 | 0 | 0 | 0 | 0 | 0 | 0 | 0 | 0 | 0 | 0 | 390 | 390
3 | 710 | 712 | 710 712 Monitor Power Management Enabling / Retail | 0 | 0 | 405.77 | 0 | 0 | 0 | 0 | 0 | 0 | 0 | 0 | 0 | 0 | 0 | 0 | 0 | 0 | 0 | 0 | 0 | 0 | 0 | 0 | 0 | 0 | 0 | 0 | 0 | 0 | 0 | 405.77 | 405.77
3 | 720 | 722 | 720 722 Monitor Power Management Enabling / Retail | 0 | 0 | 390.83 | 0 | 0 | 0 | 0 | 0 | 0 | 0 | 0 | 0 | 0 | 0 | 0 | 0 | 0 | 0 | 0 | 0 | 0 | 0 | 0 | 0 | 0 | 0 | 0 | 0 | 0 | 0 | 390.83 | 390.83
3 | 730 | 732 | 730 732 Copier Power Management Enabling / Retail | 0 | 0 | 414.09 | 0 | 0 | 0 | 0 | 0 | 0 | 0 | 0 | 0 | 0 | 0 | 0 | 0 | 0 | 0 | 0 | 0 | 0 | 0 | 0 | 0 | 0 | 0 | 0 | 0 | 0 | 0 | 414.09 | 414.09
3 | 740 | 741 | 740 741 Printer Power Management Enabling / Retail | 0 | 0 | 466.14 | 0 | 0 | 0 | 0 | 0 | 0 | 0 | 0 | 0 | 0 | 0 | 0 | 0 | 0 | 0 | 0 | 0 | 0 | 0 | 0 | 0 | 0 | 0 | 0 | 0 | 0 | 0 | 466.14 | 466.14
3 | 800 | 801 | 800 801 Convection Oven / Retail | 0 | 0 | 96447.16 | 0 | 0 | 0 | 0 | 0 | 0 | 0 | 0 | 0 | 0 | 0 | 0 | 0 | 0 | 0 | 0 | 0 | 0 | 0 | 0 | 0 | 0 | 0 | 0 | 0 | 0 | 0 | 96447.16 | 96447.16
3 | 810 | 811 | 810 811 Efficient Fryer / Retail | 0 | 0 | 90924.19 | 0 | 0 | 0 | 0 | 0 | 0 | 0 | 0 | 0 | 0 | 0 | 0 | 0 | 0 | 0 | 0 | 0 | 0 | 0 | 0 | 0 | 0 | 0 | 0 | 0 | 0 | 0 | 90924.19 | 90924.19
3 | 900 | 901 | 900 901 Vending Misers (cooled machines only) / Retail | 0 | 0 | 416.05 | 0 | 0 | 0 | 0 | 0 | 0 | 0 | 0 | 0 | 0 | 0 | 0 | 0 | 0 | 0 | 0 | 0 | 0 | 0 | 0 | 0 | 0 | 0 | 0 | 0 | 0 | 0 | 416.05 | 416.05
4 | 110 | 111 | 110 111 Premium T8, Elecctronic Ballast / Food Store | 0 | 0 | 12662.82 | 0 | 0 | 0 | 0 | 0 | 0 | 0 | 0 | 0 | 0 | 0 | 0 | 0 | 0 | 0 | 0 | 0 | 0 | 0 | 0 | 0 | 0 | 0 | 0 | 0 | 0 | 0 | 12662.82 | 12662.82
4 | 110 | 114 | 110 114 Continuous Dimming / Food Store | 0 | 0 | 71057.99 | 0 | 0 | 0 | 0 | 0 | 0 | 0 | 0 | 0 | 0 | 0 | 0 | 0 | 0 | 0 | 0 | 0 | 0 | 0 | 0 | 0 | 0 | 0 | 0 | 0 | 0 | 0 | 71057.99 | 71057.99
4 | 110 | 115 | 110 115 Lighting Control Tuneup / Food Store | 0 | 0 | 534 | 0 | 0 | 0 | 0 | 0 | 0 | 0 | 0 | 0 | 0 | 0 | 0 | 0 | 0 | 0 | 0 | 0 | 0 | 0 | 0 | 0 | 0 | 0 | 0 | 0 | 0 | 0 | 534 | 534
4 | 120 | 121 | 120 121 ROB Premium T8, 1EB / Food Store | 0 | 0 | 1575.57 | 0 | 0 | 0 | 0 | 0 | 0 | 0 | 0 | 0 | 0 | 0 | 0 | 0 | 0 | 0 | 0 | 0 | 0 | 0 | 0 | 0 | 0 | 0 | 0 | 0 | 0 | 0 | 1575.57 | 1575.57
4 | 120 | 122 | 120 122 ROB Premium T8, EB, Reflector / Food Store | 0 | 0 | 4454.81 | 0 | 0 | 0 | 0 | 0 | 0 | 0 | 0 | 0 | 0 | 0 | 0 | 0 | 0 | 0 | 0 | 0 | 0 | 0 | 0 | 0 | 0 | 0 | 0 | 0 | 0 | 0 | 4454.81 | 4454.81
4 | 120 | 123 | 120 123 Occupancy Sensor / Food Store | 0 | 0 | 8011.51 | 0 | 0 | 0 | 0 | 0 | 0 | 0 | 0 | 0 | 0 | 0 | 0 | 0 | 0 | 0 | 0 | 0 | 0 | 0 | 0 | 0 | 0 | 0 | 0 | 0 | 0 | 0 | 8011.51 | 8011.51
4 | 120 | 124 | 120 124 Lighting Control Tuneup / Food Store | 0 | 0 | 534 | 0 | 0 | 0 | 0 | 0 | 0 | 0 | 0 | 0 | 0 | 0 | 0 | 0 | 0 | 0 | 0 | 0 | 0 | 0 | 0 | 0 | 0 | 0 | 0 | 0 | 0 | 0 | 534 | 534
4 | 130 | 131 | 130 131 CFL Screw-in 18W / Food Store | 0 | 0 | 8309.82 | 0 | 0 | 0 | 0 | 0 | 0 | 0 | 0 | 0 | 0 | 0 | 0 | 0 | 0 | 0 | 0 | 0 | 0 | 0 | 0 | 0 | 0 | 0 | 0 | 0 | 0 | 0 | 8309.82 | 8309.82
4 | 150 | 151 | 150 151 PSMH, 250W, magnetic ballast / Food Store | 0 | 0 | 1327.62 | 0 | 0 | 0 | 0 | 0 | 0 | 0 | 0 | 0 | 0 | 0 | 0 | 0 | 0 | 0 | 0 | 0 | 0 | 0 | 0 | 0 | 0 | 0 | 0 | 0 | 0 | 0 | 1327.62 | 1327.62
4 | 150 | 152 | 150 152 PSMH, 250 W, electronic ballast / Food Store | 0 | 0 | 5200.93 | 0 | 0 | 0 | 0 | 0 | 0 | 0 | 0 | 0 | 0 | 0 | 0 | 0 | 0 | 0 | 0 | 0 | 0 | 0 | 0 | 0 | 0 | 0 | 0 | 0 | 0 | 0 | 5200.93 | 5200.93
4 | 150 | 153 | 150 153 High Bay T5 / Food Store | 0 | 0 | 2528.2 | 0 | 0 | 0 | 0 | 0 | 0 | 0 | 0 | 0 | 0 | 0 | 0 | 0 | 0 | 0 | 0 | 0 | 0 | 0 | 0 | 0 | 0 | 0 | 0 | 0 | 0 | 0 | 2528.2 | 2528.2
4 | 160 | 161 | 160 161 LED Exit Sign / Food Store | 0 | 0 | 487.67 | 0 | 0 | 0 | 0 | 0 | 0 | 0 | 0 | 0 | 0 | 0 | 0 | 0 | 0 | 0 | 0 | 0 | 0 | 0 | 0 | 0 | 0 | 0 | 0 | 0 | 0 | 0 | 487.67 | 487.67
4 | 200 | 201 | 200 201 High Pressure Sodium 250W Lamp / Food Store | 0 | 0 | 1582.77 | 0 | 0 | 0 | 0 | 0 | 0 | 0 | 0 | 0 | 0 | 0 | 0 | 0 | 0 | 0 | 0 | 0 | 0 | 0 | 0 | 0 | 0 | 0 | 0 | 0 | 0 | 0 | 1582.77 | 1582.77
4 | 200 | 202 | 200 202 Outdoor Lighting Controls (Photocell/Timeclock) / Food Store | 0 | 0 | 606.14 | 0 | 0 | 0 | 0 | 0 | 0 | 0 | 0 | 0 | 0 | 0 | 0 | 0 | 0 | 0 | 0 | 0 | 0 | 0 | 0 | 0 | 0 | 0 | 0 | 0 | 0 | 0 | 606.14 | 606.14
4 | 210 | 211 | 210 211 Outdoor Lighting Controls (Photocell/Timeclock) / Food Store | 0 | 0 | 2472.72 | 0 | 0 | 0 | 0 | 0 | 0 | 0 | 0 | 0 | 0 | 0 | 0 | 0 | 0 | 0 | 0 | 0 | 0 | 0 | 0 | 0 | 0 | 0 | 0 | 0 | 0 | 0 | 2472.72 | 2472.72
4 | 300 | 301 | 300 301 Centrifugal Chiller, 0.51 kW/ton, 500 tons / Food Store | 0 | 0 | 2318.08 | 0 | 0 | 0 | 0 | 0 | 0 | 0 | 0 | 0 | 0 | 0 | 0 | 0 | 0 | 0 | 0 | 0 | 0 | 0 | 0 | 0 | 0 | 0 | 0 | 0 | 0 | 0 | 2318.08 | 2318.08
4 | 300 | 302 | 300 302 High Efficiency Chiller Motors / Food Store | 0 | 0 | 1073.29 | 0 | 0 | 0 | 0 | 0 | 0 | 0 | 0 | 0 | 0 | 0 | 0 | 0 | 0 | 0 | 0 | 0 | 0 | 0 | 0 | 0 | 0 | 0 | 0 | 0 | 0 | 0 | 1073.29 | 1073.29
4 | 300 | 304 | 300 304 EMS - Chiller / Food Store | 0 | 0 | 2493.36 | 0 | 0 | 0 | 0 | 0 | 0 | 0 | 0 | 0 | 0 | 0 | 0 | 0 | 0 | 0 | 0 | 0 | 0 | 0 | 0 | 0 | 0 | 0 | 0 | 0 | 0 | 0 | 2493.36 | 2493.36
4 | 300 | 305 | 300 305 Chiller Tune Up/Diagnostics / Food Store | 0 | 0 | 1390 | 0 | 0 | 0 | 0 | 0 | 0 | 0 | 0 | 0 | 0 | 0 | 0 | 0 | 0 | 0 | 0 | 0 | 0 | 0 | 0 | 0 | 0 | 0 | 0 | 0 | 0 | 0 | 1390 | 1390
4 | 300 | 306 | 300 306 VSD for Chiller Pumps and Towers / Food Store | 0 | 0 | 1862.35 | 0 | 0 | 0 | 0 | 0 | 0 | 0 | 0 | 0 | 0 | 0 | 0 | 0 | 0 | 0 | 0 | 0 | 0 | 0 | 0 | 0 | 0 | 0 | 0 | 0 | 0 | 0 | 1862.35 | 1862.35
4 | 300 | 307 | 300 307 EMS Optimization / Food Store | 0 | 0 | 690 | 0 | 0 | 0 | 0 | 0 | 0 | 0 | 0 | 0 | 0 | 0 | 0 | 0 | 0 | 0 | 0 | 0 | 0 | 0 | 0 | 0 | 0 | 0 | 0 | 0 | 0 | 0 | 690 | 690
4 | 300 | 308 | 300 308 Aerosole Duct Sealing / Food Store | 0 | 0 | 1077.8 | 0 | 0 | 0 | 0 | 0 | 0 | 0 | 0 | 0 | 0 | 0 | 0 | 0 | 0 | 0 | 0 | 0 | 0 | 0 | 0 | 0 | 0 | 0 | 0 | 0 | 0 | 0 | 1077.8 | 1077.8
4 | 300 | 309 | 300 309 Duct/Pipe Insulation / Food Store | 0 | 0 | 31146 | 0 | 0 | 0 | 0 | 0 | 0 | 0 | 0 | 0 | 0 | 0 | 0 | 0 | 0 | 0 | 0 | 0 | 0 | 0 | 0 | 0 | 0 | 0 | 0 | 0 | 0 | 0 | 31146 | 31146
4 | 300 | 311 | 300 311 Window Film (Standard) / Food Store | 0 | 0 | 1694.75 | 0 | 0 | 0 | 0 | 0 | 0 | 0 | 0 | 0 | 0 | 0 | 0 | 0 | 0 | 0 | 0 | 0 | 0 | 0 | 0 | 0 | 0 | 0 | 0 | 0 | 0 | 0 | 1694.75 | 1694.75
4 | 300 | 313 | 300 313 Ceiling Insulation / Food Store | 0 | 0 | 4233 | 0 | 0 | 0 | 0 | 0 | 0 | 0 | 0 | 0 | 0 | 0 | 0 | 0 | 0 | 0 | 0 | 0 | 0 | 0 | 0 | 0 | 0 | 0 | 0 | 0 | 0 | 0 | 4233 | 4233
4 | 300 | 314 | 300 314 Roof Insulation / Food Store | 0 | 0 | 1895.52 | 0 | 0 | 0 | 0 | 0 | 0 | 0 | 0 | 0 | 0 | 0 | 0 | 0 | 0 | 0 | 0 | 0 | 0 | 0 | 0 | 0 | 0 | 0 | 0 | 0 | 0 | 0 | 1895.52 | 1895.52
4 | 300 | 317 | 300 317 Thermal Energy Storage (TES) Positive / Food Store | 0 | 0 | 13581.07 | 0 | 0 | 0 | 0 | 0 | 0 | 0 | 0 | 0 | 0 | 0 | 0 | 0 | 0 | 0 | 0 | 0 | 0 | 0 | 0 | 0 | 0 | 0 | 0 | 0 | 0 | 0 | 13581.07 | 13581.07
4 | 300 | 317 | 300 317 Thermal Energy Storage (TES) Negative / Food Store | 0 | 0 | 0 | 0 | 0 | 0 | 0 | 0 | 0 | 0 | 0 | 0 | 0 | 0 | 0 | 0 | 0 | 0 | 0 | 0 | 0 | 0 | 0 | 0 | 0 | 0 | 0 | 0 | 0 | 0 | 0 | 0
4 | 320 | 321 | 320 321 DX Packaged System, EER=10.9, 10 tons / Food Store | 0 | 0 | 5017.39 | 0 | 0 | 0 | 0 | 0 | 0 | 0 | 0 | 0 | 0 | 0 | 0 | 0 | 0 | 0 | 0 | 0 | 0 | 0 | 0 | 0 | 0 | 0 | 0 | 0 | 0 | 0 | 5017.39 | 5017.39
4 | 320 | 322 | 320 322 Hybrid Dessicant-DX System (Trane CDQ) / Food Store | 0 | 0 | 17682.07 | 0 | 0 | 0 | 0 | 0 | 0 | 0 | 0 | 0 | 0 | 0 | 0 | 0 | 0 | 0 | 0 | 0 | 0 | 0 | 0 | 0 | 0 | 0 | 0 | 0 | 0 | 0 | 17682.07 | 17682.07
4 | 320 | 323 | 320 323 Geothermal Heat Pump, EER=13, 10 tons / Food Store | 0 | 0 | 41922.23 | 0 | 0 | 0 | 0 | 0 | 0 | 0 | 0 | 0 | 0 | 0 | 0 | 0 | 0 | 0 | 0 | 0 | 0 | 0 | 0 | 0 | 0 | 0 | 0 | 0 | 0 | 0 | 41922.23 | 41922.23
4 | 320 | 326 | 320 326 DX Tune Up/ Advanced Diagnostics / Food Store | 0 | 0 | 1640 | 0 | 0 | 0 | 0 | 0 | 0 | 0 | 0 | 0 | 0 | 0 | 0 | 0 | 0 | 0 | 0 | 0 | 0 | 0 | 0 | 0 | 0 | 0 | 0 | 0 | 0 | 0 | 1640 | 1640
4 | 320 | 327 | 320 327 DX Coil Cleaning / Food Store | 0 | 0 | 736.95 | 0 | 0 | 0 | 0 | 0 | 0 | 0 | 0 | 0 | 0 | 0 | 0 | 0 | 0 | 0 | 0 | 0 | 0 | 0 | 0 | 0 | 0 | 0 | 0 | 0 | 0 | 0 | 736.95 | 736.95
4 | 320 | 329 | 320 329 Aerosole Duct Sealing / Food Store | 0 | 0 | 1077.8 | 0 | 0 | 0 | 0 | 0 | 0 | 0 | 0 | 0 | 0 | 0 | 0 | 0 | 0 | 0 | 0 | 0 | 0 | 0 | 0 | 0 | 0 | 0 | 0 | 0 | 0 | 0 | 1077.8 | 1077.8
4 | 320 | 330 | 320 330 Duct/Pipe Insulation / Food Store | 0 | 0 | 31146 | 0 | 0 | 0 | 0 | 0 | 0 | 0 | 0 | 0 | 0 | 0 | 0 | 0 | 0 | 0 | 0 | 0 | 0 | 0 | 0 | 0 | 0 | 0 | 0 | 0 | 0 | 0 | 31146 | 31146
4 | 320 | 334 | 320 334 Ceiling Insulation / Food Store | 0 | 0 | 4233 | 0 | 0 | 0 | 0 | 0 | 0 | 0 | 0 | 0 | 0 | 0 | 0 | 0 | 0 | 0 | 0 | 0 | 0 | 0 | 0 | 0 | 0 | 0 | 0 | 0 | 0 | 0 | 4233 | 4233
4 | 320 | 335 | 320 335 Roof Insulation / Food Store | 0 | 0 | 1895.52 | 0 | 0 | 0 | 0 | 0 | 0 | 0 | 0 | 0 | 0 | 0 | 0 | 0 | 0 | 0 | 0 | 0 | 0 | 0 | 0 | 0 | 0 | 0 | 0 | 0 | 0 | 0 | 1895.52 | 1895.52
4 | 340 | 344 | 340 344 Aerosole Duct Sealing / Food Store | 0 | 0 | 1077.8 | 0 | 0 | 0 | 0 | 0 | 0 | 0 | 0 | 0 | 0 | 0 | 0 | 0 | 0 | 0 | 0 | 0 | 0 | 0 | 0 | 0 | 0 | 0 | 0 | 0 | 0 | 0 | 1077.8 | 1077.8
4 | 340 | 345 | 340 345 Duct/Pipe Insulation / Food Store | 0 | 0 | 31146 | 0 | 0 | 0 | 0 | 0 | 0 | 0 | 0 | 0 | 0 | 0 | 0 | 0 | 0 | 0 | 0 | 0 | 0 | 0 | 0 | 0 | 0 | 0 | 0 | 0 | 0 | 0 | 31146 | 31146
4 | 340 | 349 | 340 349 Ceiling Insulation / Food Store | 0 | 0 | 4233 | 0 | 0 | 0 | 0 | 0 | 0 | 0 | 0 | 0 | 0 | 0 | 0 | 0 | 0 | 0 | 0 | 0 | 0 | 0 | 0 | 0 | 0 | 0 | 0 | 0 | 0 | 0 | 4233 | 4233
4 | 340 | 351 | 340 351 Cool Roof - DX / Food Store | 0 | 0 | 13996.8 | 0 | 0 | 0 | 0 | 0 | 0 | 0 | 0 | 0 | 0 | 0 | 0 | 0 | 0 | 0 | 0 | 0 | 0 | 0 | 0 | 0 | 0 | 0 | 0 | 0 | 0 | 0 | 13996.8 | 13996.8
4 | 360 | 361 | 360 361 HE PTAC, EER=9.6, 1 ton / Food Store | 0 | 0 | 5721.31 | 0 | 0 | 0 | 0 | 0 | 0 | 0 | 0 | 0 | 0 | 0 | 0 | 0 | 0 | 0 | 0 | 0 | 0 | 0 | 0 | 0 | 0 | 0 | 0 | 0 | 0 | 0 | 5721.31 | 5721.31
4 | 400 | 402 | 400 402 Variable Speed Drive Control / Food Store | 0 | 0 | 2477.13 | 0 | 0 | 0 | 0 | 0 | 0 | 0 | 0 | 0 | 0 | 0 | 0 | 0 | 0 | 0 | 0 | 0 | 0 | 0 | 0 | 0 | 0 | 0 | 0 | 0 | 0 | 0 | 2477.13 | 2477.13
4 | 400 | 403 | 400 403 Air Handler Optimization / Food Store | 0 | 0 | 690 | 0 | 0 | 0 | 0 | 0 | 0 | 0 | 0 | 0 | 0 | 0 | 0 | 0 | 0 | 0 | 0 | 0 | 0 | 0 | 0 | 0 | 0 | 0 | 0 | 0 | 0 | 0 | 690 | 690
4 | 400 | 404 | 400 404 Electronically Commutated Motors (ECM) on an Air Handler Unit / Food Store | 0 | 0 | 1399.16 | 0 | 0 | 0 | 0 | 0 | 0 | 0 | 0 | 0 | 0 | 0 | 0 | 0 | 0 | 0 | 0 | 0 | 0 | 0 | 0 | 0 | 0 | 0 | 0 | 0 | 0 | 0 | 1399.16 | 1399.16
4 | 400 | 405 | 400 405 Demand Control Ventilation (DCV) / Food Store | 0 | 0 | 23984 | 0 | 0 | 0 | 0 | 0 | 0 | 0 | 0 | 0 | 0 | 0 | 0 | 0 | 0 | 0 | 0 | 0 | 0 | 0 | 0 | 0 | 0 | 0 | 0 | 0 | 0 | 0 | 23984 | 23984
4 | 400 | 406 | 400 406 Energy Recovery Ventilation (ERV) / Food Store | 0 | 0 | 4980.75 | 0 | 0 | 0 | 0 | 0 | 0 | 0 | 0 | 0 | 0 | 0 | 0 | 0 | 0 | 0 | 0 | 0 | 0 | 0 | 0 | 0 | 0 | 0 | 0 | 0 | 0 | 0 | 4980.75 | 4980.75
4 | 500 | 501 | 500 501 High-efficiency fan motors / Food Store | 0 | 0 | 11997.3 | 0 | 0 | 0 | 0 | 0 | 0 | 0 | 0 | 0 | 0 | 0 | 0 | 0 | 0 | 0 | 0 | 0 | 0 | 0 | 0 | 0 | 0 | 0 | 0 | 0 | 0 | 0 | 11997.3 | 11997.3
4 | 500 | 502 | 500 502 Strip curtains for walk-ins / Food Store | 0 | 0 | 888.75 | 0 | 0 | 0 | 0 | 0 | 0 | 0 | 0 | 0 | 0 | 0 | 0 | 0 | 0 | 0 | 0 | 0 | 0 | 0 | 0 | 0 | 0 | 0 | 0 | 0 | 0 | 0 | 888.75 | 888.75
4 | 500 | 503 | 500 503 Night covers for display cases / Food Store | 0 | 0 | 1527.75 | 0 | 0 | 0 | 0 | 0 | 0 | 0 | 0 | 0 | 0 | 0 | 0 | 0 | 0 | 0 | 0 | 0 | 0 | 0 | 0 | 0 | 0 | 0 | 0 | 0 | 0 | 0 | 1527.75 | 1527.75
4 | 500 | 505 | 500 505 Efficient compressor motor / Food Store | 0 | 0 | 1267.5 | 0 | 0 | 0 | 0 | 0 | 0 | 0 | 0 | 0 | 0 | 0 | 0 | 0 | 0 | 0 | 0 | 0 | 0 | 0 | 0 | 0 | 0 | 0 | 0 | 0 | 0 | 0 | 1267.5 | 1267.5
4 | 500 | 507 | 500 507 Floating head pressure controls / Food Store | 0 | 0 | 1638.75 | 0 | 0 | 0 | 0 | 0 | 0 | 0 | 0 | 0 | 0 | 0 | 0 | 0 | 0 | 0 | 0 | 0 | 0 | 0 | 0 | 0 | 0 | 0 | 0 | 0 | 0 | 0 | 1638.75 | 1638.75
4 | 500 | 510 | 500 510 Demand Defrost Electric / Food Store | 0 | 0 | 714.05 | 0 | 0 | 0 | 0 | 0 | 0 | 0 | 0 | 0 | 0 | 0 | 0 | 0 | 0 | 0 | 0 | 0 | 0 | 0 | 0 | 0 | 0 | 0 | 0 | 0 | 0 | 0 | 714.05 | 714.05
4 | 500 | 513 | 500 513 High R-Value Glass Doors / Food Store | 0 | 0 | 1690.72 | 0 | 0 | 0 | 0 | 0 | 0 | 0 | 0 | 0 | 0 | 0 | 0 | 0 | 0 | 0 | 0 | 0 | 0 | 0 | 0 | 0 | 0 | 0 | 0 | 0 | 0 | 0 | 1690.72 | 1690.72
4 | 500 | 515 | 500 515 Oversized Air Cooled Condenser / Food Store | 0 | 0 | 5815 | 0 | 0 | 0 | 0 | 0 | 0 | 0 | 0 | 0 | 0 | 0 | 0 | 0 | 0 | 0 | 0 | 0 | 0 | 0 | 0 | 0 | 0 | 0 | 0 | 0 | 0 | 0 | 5815 | 5815
4 | 500 | 517 | 500 517 LED Display Lighting / Food Store | 0 | 0 | 1687.14 | 0 | 0 | 0 | 0 | 0 | 0 | 0 | 0 | 0 | 0 | 0 | 0 | 0 | 0 | 0 | 0 | 0 | 0 | 0 | 0 | 0 | 0 | 0 | 0 | 0 | 0 | 0 | 1687.14 | 1687.14
4 | 600 | 603 | 600 603 Heat Pump Water Heater (air source) / Food Store | 0 | 0 | 1536.88 | 0 | 0 | 0 | 0 | 0 | 0 | 0 | 0 | 0 | 0 | 0 | 0 | 0 | 0 | 0 | 0 | 0 | 0 | 0 | 0 | 0 | 0 | 0 | 0 | 0 | 0 | 0 | 1536.88 | 1536.88
4 | 600 | 606 | 600 606 Demand controlled circulating systems / Food Store | 0 | 0 | 590.21 | 0 | 0 | 0 | 0 | 0 | 0 | 0 | 0 | 0 | 0 | 0 | 0 | 0 | 0 | 0 | 0 | 0 | 0 | 0 | 0 | 0 | 0 | 0 | 0 | 0 | 0 | 0 | 590.21 | 590.21
4 | 600 | 608 | 600 608 Heat Recovery Unit / Food Store | 0 | 0 | 1208 | 0 | 0 | 0 | 0 | 0 | 0 | 0 | 0 | 0 | 0 | 0 | 0 | 0 | 0 | 0 | 0 | 0 | 0 | 0 | 0 | 0 | 0 | 0 | 0 | 0 | 0 | 0 | 1208 | 1208
4 | 600 | 609 | 600 609 Heat Trap / Food Store | 0 | 0 | 393.1 | 0 | 0 | 0 | 0 | 0 | 0 | 0 | 0 | 0 | 0 | 0 | 0 | 0 | 0 | 0 | 0 | 0 | 0 | 0 | 0 | 0 | 0 | 0 | 0 | 0 | 0 | 0 | 393.1 | 393.1
4 | 600 | 610 | 600 610 Hot Water Pipe Insulation / Food Store | 0 | 0 | 472.75 | 0 | 0 | 0 | 0 | 0 | 0 | 0 | 0 | 0 | 0 | 0 | 0 | 0 | 0 | 0 | 0 | 0 | 0 | 0 | 0 | 0 | 0 | 0 | 0 | 0 | 0 | 0 | 472.75 | 472.75
4 | 700 | 701 | 700 701 PC Manual Power Management Enabling / Food Store | 0 | 0 | 399.68 | 0 | 0 | 0 | 0 | 0 | 0 | 0 | 0 | 0 | 0 | 0 | 0 | 0 | 0 | 0 | 0 | 0 | 0 | 0 | 0 | 0 | 0 | 0 | 0 | 0 | 0 | 0 | 399.68 | 399.68
4 | 700 | 702 | 700 702 PC Network Power Management Enabling / Food Store | 0 | 0 | 394.84 | 0 | 0 | 0 | 0 | 0 | 0 | 0 | 0 | 0 | 0 | 0 | 0 | 0 | 0 | 0 | 0 | 0 | 0 | 0 | 0 | 0 | 0 | 0 | 0 | 0 | 0 | 0 | 394.84 | 394.84
4 | 710 | 711 | 710 711 Energy Star or Better Monitor / Food Store | 0 | 0 | 390 | 0 | 0 | 0 | 0 | 0 | 0 | 0 | 0 | 0 | 0 | 0 | 0 | 0 | 0 | 0 | 0 | 0 | 0 | 0 | 0 | 0 | 0 | 0 | 0 | 0 | 0 | 0 | 390 | 390
4 | 710 | 712 | 710 712 Monitor Power Management Enabling / Food Store | 0 | 0 | 399.19 | 0 | 0 | 0 | 0 | 0 | 0 | 0 | 0 | 0 | 0 | 0 | 0 | 0 | 0 | 0 | 0 | 0 | 0 | 0 | 0 | 0 | 0 | 0 | 0 | 0 | 0 | 0 | 399.19 | 399.19
4 | 730 | 732 | 730 732 Copier Power Management Enabling / Food Store | 0 | 0 | 409.9 | 0 | 0 | 0 | 0 | 0 | 0 | 0 | 0 | 0 | 0 | 0 | 0 | 0 | 0 | 0 | 0 | 0 | 0 | 0 | 0 | 0 | 0 | 0 | 0 | 0 | 0 | 0 | 409.9 | 409.9
4 | 740 | 741 | 740 741 Printer Power Management Enabling / Food Store | 0 | 0 | 428.83 | 0 | 0 | 0 | 0 | 0 | 0 | 0 | 0 | 0 | 0 | 0 | 0 | 0 | 0 | 0 | 0 | 0 | 0 | 0 | 0 | 0 | 0 | 0 | 0 | 0 | 0 | 0 | 428.83 | 428.83
4 | 800 | 801 | 800 801 Convection Oven / Food Store | 0 | 0 | 1462025 | 0 | 0 | 0 | 0 | 0 | 0 | 0 | 0 | 0 | 0 | 0 | 0 | 0 | 0 | 0 | 0 | 0 | 0 | 0 | 0 | 0 | 0 | 0 | 0 | 0 | 0 | 0 | 1462025 | 1462025
4 | 810 | 811 | 810 811 Efficient Fryer / Food Store | 0 | 0 | 1195776 | 0 | 0 | 0 | 0 | 0 | 0 | 0 | 0 | 0 | 0 | 0 | 0 | 0 | 0 | 0 | 0 | 0 | 0 | 0 | 0 | 0 | 0 | 0 | 0 | 0 | 0 | 0 | 1195776 | 1195776
4 | 900 | 901 | 900 901 Vending Misers (cooled machines only) / Food Store | 0 | 0 | 433.66 | 0 | 0 | 0 | 0 | 0 | 0 | 0 | 0 | 0 | 0 | 0 | 0 | 0 | 0 | 0 | 0 | 0 | 0 | 0 | 0 | 0 | 0 | 0 | 0 | 0 | 0 | 0 | 433.66 | 433.66
5 | 110 | 111 | 110 111 Premium T8, Elecctronic Ballast / School | 0 | 0 | 8916.47 | 0 | 0 | 0 | 0 | 0 | 0 | 0 | 0 | 0 | 0 | 0 | 0 | 0 | 0 | 0 | 0 | 0 | 0 | 0 | 0 | 0 | 0 | 0 | 0 | 0 | 0 | 0 | 8916.47 | 8916.47
5 | 110 | 114 | 110 114 Continuous Dimming / School | 0 | 0 | 49486.14 | 0 | 0 | 0 | 0 | 0 | 0 | 0 | 0 | 0 | 0 | 0 | 0 | 0 | 0 | 0 | 0 | 0 | 0 | 0 | 0 | 0 | 0 | 0 | 0 | 0 | 0 | 0 | 49486.14 | 49486.14
5 | 110 | 115 | 110 115 Lighting Control Tuneup / School | 0 | 0 | 534 | 0 | 0 | 0 | 0 | 0 | 0 | 0 | 0 | 0 | 0 | 0 | 0 | 0 | 0 | 0 | 0 | 0 | 0 | 0 | 0 | 0 | 0 | 0 | 0 | 0 | 0 | 0 | 534 | 534
5 | 120 | 121 | 120 121 ROB Premium T8, 1EB / School | 0 | 0 | 1213.67 | 0 | 0 | 0 | 0 | 0 | 0 | 0 | 0 | 0 | 0 | 0 | 0 | 0 | 0 | 0 | 0 | 0 | 0 | 0 | 0 | 0 | 0 | 0 | 0 | 0 | 0 | 0 | 1213.67 | 1213.67
5 | 120 | 122 | 120 122 ROB Premium T8, EB, Reflector / School | 0 | 0 | 3214 | 0 | 0 | 0 | 0 | 0 | 0 | 0 | 0 | 0 | 0 | 0 | 0 | 0 | 0 | 0 | 0 | 0 | 0 | 0 | 0 | 0 | 0 | 0 | 0 | 0 | 0 | 0 | 3214 | 3214
5 | 120 | 123 | 120 123 Occupancy Sensor / School | 0 | 0 | 5685 | 0 | 0 | 0 | 0 | 0 | 0 | 0 | 0 | 0 | 0 | 0 | 0 | 0 | 0 | 0 | 0 | 0 | 0 | 0 | 0 | 0 | 0 | 0 | 0 | 0 | 0 | 0 | 5685 | 5685
5 | 120 | 124 | 120 124 Lighting Control Tuneup / School | 0 | 0 | 534 | 0 | 0 | 0 | 0 | 0 | 0 | 0 | 0 | 0 | 0 | 0 | 0 | 0 | 0 | 0 | 0 | 0 | 0 | 0 | 0 | 0 | 0 | 0 | 0 | 0 | 0 | 0 | 534 | 534
5 | 130 | 131 | 130 131 CFL Screw-in 18W / School | 0 | 0 | 5892.25 | 0 | 0 | 0 | 0 | 0 | 0 | 0 | 0 | 0 | 0 | 0 | 0 | 0 | 0 | 0 | 0 | 0 | 0 | 0 | 0 | 0 | 0 | 0 | 0 | 0 | 0 | 0 | 5892.25 | 5892.25
5 | 150 | 151 | 150 151 PSMH, 250W, magnetic ballast / School | 0 | 0 | 1041.4 | 0 | 0 | 0 | 0 | 0 | 0 | 0 | 0 | 0 | 0 | 0 | 0 | 0 | 0 | 0 | 0 | 0 | 0 | 0 | 0 | 0 | 0 | 0 | 0 | 0 | 0 | 0 | 1041.4 | 1041.4
5 | 150 | 152 | 150 152 PSMH, 250 W, electronic ballast / School | 0 | 0 | 3732.37 | 0 | 0 | 0 | 0 | 0 | 0 | 0 | 0 | 0 | 0 | 0 | 0 | 0 | 0 | 0 | 0 | 0 | 0 | 0 | 0 | 0 | 0 | 0 | 0 | 0 | 0 | 0 | 3732.37 | 3732.37
5 | 150 | 153 | 150 153 High Bay T5 / School | 0 | 0 | 1875.5 | 0 | 0 | 0 | 0 | 0 | 0 | 0 | 0 | 0 | 0 | 0 | 0 | 0 | 0 | 0 | 0 | 0 | 0 | 0 | 0 | 0 | 0 | 0 | 0 | 0 | 0 | 0 | 1875.5 | 1875.5
5 | 160 | 161 | 160 161 LED Exit Sign / School | 0 | 0 | 619.93 | 0 | 0 | 0 | 0 | 0 | 0 | 0 | 0 | 0 | 0 | 0 | 0 | 0 | 0 | 0 | 0 | 0 | 0 | 0 | 0 | 0 | 0 | 0 | 0 | 0 | 0 | 0 | 619.93 | 619.93
5 | 200 | 201 | 200 201 High Pressure Sodium 250W Lamp / School | 0 | 0 | 912.86 | 0 | 0 | 0 | 0 | 0 | 0 | 0 | 0 | 0 | 0 | 0 | 0 | 0 | 0 | 0 | 0 | 0 | 0 | 0 | 0 | 0 | 0 | 0 | 0 | 0 | 0 | 0 | 912.86 | 912.86
5 | 200 | 202 | 200 202 Outdoor Lighting Controls (Photocell/Timeclock) / School | 0 | 0 | 484.75 | 0 | 0 | 0 | 0 | 0 | 0 | 0 | 0 | 0 | 0 | 0 | 0 | 0 | 0 | 0 | 0 | 0 | 0 | 0 | 0 | 0 | 0 | 0 | 0 | 0 | 0 | 0 | 484.75 | 484.75
5 | 210 | 211 | 210 211 Outdoor Lighting Controls (Photocell/Timeclock) / School | 0 | 0 | 1025.14 | 0 | 0 | 0 | 0 | 0 | 0 | 0 | 0 | 0 | 0 | 0 | 0 | 0 | 0 | 0 | 0 | 0 | 0 | 0 | 0 | 0 | 0 | 0 | 0 | 0 | 0 | 0 | 1025.14 | 1025.14
5 | 300 | 301 | 300 301 Centrifugal Chiller, 0.51 kW/ton, 500 tons / School | 0 | 0 | 1835.74 | 0 | 0 | 0 | 0 | 0 | 0 | 0 | 0 | 0 | 0 | 0 | 0 | 0 | 0 | 0 | 0 | 0 | 0 | 0 | 0 | 0 | 0 | 0 | 0 | 0 | 0 | 0 | 1835.74 | 1835.74
5 | 300 | 302 | 300 302 High Efficiency Chiller Motors / School | 0 | 0 | 902.36 | 0 | 0 | 0 | 0 | 0 | 0 | 0 | 0 | 0 | 0 | 0 | 0 | 0 | 0 | 0 | 0 | 0 | 0 | 0 | 0 | 0 | 0 | 0 | 0 | 0 | 0 | 0 | 902.36 | 902.36
5 | 300 | 304 | 300 304 EMS - Chiller / School | 0 | 0 | 1967.17 | 0 | 0 | 0 | 0 | 0 | 0 | 0 | 0 | 0 | 0 | 0 | 0 | 0 | 0 | 0 | 0 | 0 | 0 | 0 | 0 | 0 | 0 | 0 | 0 | 0 | 0 | 0 | 1967.17 | 1967.17
5 | 300 | 305 | 300 305 Chiller Tune Up/Diagnostics / School | 0 | 0 | 1390 | 0 | 0 | 0 | 0 | 0 | 0 | 0 | 0 | 0 | 0 | 0 | 0 | 0 | 0 | 0 | 0 | 0 | 0 | 0 | 0 | 0 | 0 | 0 | 0 | 0 | 0 | 0 | 1390 | 1390
5 | 300 | 306 | 300 306 VSD for Chiller Pumps and Towers / School | 0 | 0 | 1494.02 | 0 | 0 | 0 | 0 | 0 | 0 | 0 | 0 | 0 | 0 | 0 | 0 | 0 | 0 | 0 | 0 | 0 | 0 | 0 | 0 | 0 | 0 | 0 | 0 | 0 | 0 | 0 | 1494.02 | 1494.02
5 | 300 | 307 | 300 307 EMS Optimization / School | 0 | 0 | 690 | 0 | 0 | 0 | 0 | 0 | 0 | 0 | 0 | 0 | 0 | 0 | 0 | 0 | 0 | 0 | 0 | 0 | 0 | 0 | 0 | 0 | 0 | 0 | 0 | 0 | 0 | 0 | 690 | 690
5 | 300 | 308 | 300 308 Aerosole Duct Sealing / School | 0 | 0 | 905.74 | 0 | 0 | 0 | 0 | 0 | 0 | 0 | 0 | 0 | 0 | 0 | 0 | 0 | 0 | 0 | 0 | 0 | 0 | 0 | 0 | 0 | 0 | 0 | 0 | 0 | 0 | 0 | 905.74 | 905.74
5 | 300 | 309 | 300 309 Duct/Pipe Insulation / School | 0 | 0 | 31146 | 0 | 0 | 0 | 0 | 0 | 0 | 0 | 0 | 0 | 0 | 0 | 0 | 0 | 0 | 0 | 0 | 0 | 0 | 0 | 0 | 0 | 0 | 0 | 0 | 0 | 0 | 0 | 31146 | 31146
5 | 300 | 311 | 300 311 Window Film (Standard) / School | 0 | 0 | 1694.75 | 0 | 0 | 0 | 0 | 0 | 0 | 0 | 0 | 0 | 0 | 0 | 0 | 0 | 0 | 0 | 0 | 0 | 0 | 0 | 0 | 0 | 0 | 0 | 0 | 0 | 0 | 0 | 1694.75 | 1694.75
5 | 300 | 313 | 300 313 Ceiling Insulation / School | 0 | 0 | 4233 | 0 | 0 | 0 | 0 | 0 | 0 | 0 | 0 | 0 | 0 | 0 | 0 | 0 | 0 | 0 | 0 | 0 | 0 | 0 | 0 | 0 | 0 | 0 | 0 | 0 | 0 | 0 | 4233 | 4233
5 | 300 | 314 | 300 314 Roof Insulation / School | 0 | 0 | 1895.52 | 0 | 0 | 0 | 0 | 0 | 0 | 0 | 0 | 0 | 0 | 0 | 0 | 0 | 0 | 0 | 0 | 0 | 0 | 0 | 0 | 0 | 0 | 0 | 0 | 0 | 0 | 0 | 1895.52 | 1895.52
5 | 300 | 317 | 300 317 Thermal Energy Storage (TES) Positive / School | 0 | 0 | 10281.13 | 0 | 0 | 0 | 0 | 0 | 0 | 0 | 0 | 0 | 0 | 0 | 0 | 0 | 0 | 0 | 0 | 0 | 0 | 0 | 0 | 0 | 0 | 0 | 0 | 0 | 0 | 0 | 10281.13 | 10281.13
5 | 300 | 317 | 300 317 Thermal Energy Storage (TES) Negative / School | 0 | 0 | 0 | 0 | 0 | 0 | 0 | 0 | 0 | 0 | 0 | 0 | 0 | 0 | 0 | 0 | 0 | 0 | 0 | 0 | 0 | 0 | 0 | 0 | 0 | 0 | 0 | 0 | 0 | 0 | 0 | 0
5 | 320 | 321 | 320 321 DX Packaged System, EER=10.9, 10 tons / School | 0 | 0 | 3859.78 | 0 | 0 | 0 | 0 | 0 | 0 | 0 | 0 | 0 | 0 | 0 | 0 | 0 | 0 | 0 | 0 | 0 | 0 | 0 | 0 | 0 | 0 | 0 | 0 | 0 | 0 | 0 | 3859.78 | 3859.78
5 | 320 | 322 | 320 322 Hybrid Dessicant-DX System (Trane CDQ) / School | 0 | 0 | 13356.2 | 0 | 0 | 0 | 0 | 0 | 0 | 0 | 0 | 0 | 0 | 0 | 0 | 0 | 0 | 0 | 0 | 0 | 0 | 0 | 0 | 0 | 0 | 0 | 0 | 0 | 0 | 0 | 13356.2 | 13356.2
5 | 320 | 323 | 320 323 Geothermal Heat Pump, EER=13, 10 tons / School | 0 | 0 | 31532.34 | 0 | 0 | 0 | 0 | 0 | 0 | 0 | 0 | 0 | 0 | 0 | 0 | 0 | 0 | 0 | 0 | 0 | 0 | 0 | 0 | 0 | 0 | 0 | 0 | 0 | 0 | 0 | 31532.34 | 31532.34
5 | 320 | 326 | 320 326 DX Tune Up/ Advanced Diagnostics / School | 0 | 0 | 1640 | 0 | 0 | 0 | 0 | 0 | 0 | 0 | 0 | 0 | 0 | 0 | 0 | 0 | 0 | 0 | 0 | 0 | 0 | 0 | 0 | 0 | 0 | 0 | 0 | 0 | 0 | 0 | 1640 | 1640
5 | 320 | 327 | 320 327 DX Coil Cleaning / School | 0 | 0 | 650.15 | 0 | 0 | 0 | 0 | 0 | 0 | 0 | 0 | 0 | 0 | 0 | 0 | 0 | 0 | 0 | 0 | 0 | 0 | 0 | 0 | 0 | 0 | 0 | 0 | 0 | 0 | 0 | 650.15 | 650.15
5 | 320 | 329 | 320 329 Aerosole Duct Sealing / School | 0 | 0 | 905.74 | 0 | 0 | 0 | 0 | 0 | 0 | 0 | 0 | 0 | 0 | 0 | 0 | 0 | 0 | 0 | 0 | 0 | 0 | 0 | 0 | 0 | 0 | 0 | 0 | 0 | 0 | 0 | 905.74 | 905.74
5 | 320 | 330 | 320 330 Duct/Pipe Insulation / School | 0 | 0 | 31146 | 0 | 0 | 0 | 0 | 0 | 0 | 0 | 0 | 0 | 0 | 0 | 0 | 0 | 0 | 0 | 0 | 0 | 0 | 0 | 0 | 0 | 0 | 0 | 0 | 0 | 0 | 0 | 31146 | 31146
5 | 320 | 334 | 320 334 Ceiling Insulation / School | 0 | 0 | 4233 | 0 | 0 | 0 | 0 | 0 | 0 | 0 | 0 | 0 | 0 | 0 | 0 | 0 | 0 | 0 | 0 | 0 | 0 | 0 | 0 | 0 | 0 | 0 | 0 | 0 | 0 | 0 | 4233 | 4233
5 | 320 | 335 | 320 335 Roof Insulation / School | 0 | 0 | 1895.52 | 0 | 0 | 0 | 0 | 0 | 0 | 0 | 0 | 0 | 0 | 0 | 0 | 0 | 0 | 0 | 0 | 0 | 0 | 0 | 0 | 0 | 0 | 0 | 0 | 0 | 0 | 0 | 1895.52 | 1895.52
5 | 340 | 344 | 340 344 Aerosole Duct Sealing / School | 0 | 0 | 905.74 | 0 | 0 | 0 | 0 | 0 | 0 | 0 | 0 | 0 | 0 | 0 | 0 | 0 | 0 | 0 | 0 | 0 | 0 | 0 | 0 | 0 | 0 | 0 | 0 | 0 | 0 | 0 | 905.74 | 905.74
5 | 340 | 345 | 340 345 Duct/Pipe Insulation / School | 0 | 0 | 31146 | 0 | 0 | 0 | 0 | 0 | 0 | 0 | 0 | 0 | 0 | 0 | 0 | 0 | 0 | 0 | 0 | 0 | 0 | 0 | 0 | 0 | 0 | 0 | 0 | 0 | 0 | 0 | 31146 | 31146
5 | 340 | 349 | 340 349 Ceiling Insulation / School | 0 | 0 | 4233 | 0 | 0 | 0 | 0 | 0 | 0 | 0 | 0 | 0 | 0 | 0 | 0 | 0 | 0 | 0 | 0 | 0 | 0 | 0 | 0 | 0 | 0 | 0 | 0 | 0 | 0 | 0 | 4233 | 4233
5 | 340 | 351 | 340 351 Cool Roof - DX / School | 0 | 0 | 13996.8 | 0 | 0 | 0 | 0 | 0 | 0 | 0 | 0 | 0 | 0 | 0 | 0 | 0 | 0 | 0 | 0 | 0 | 0 | 0 | 0 | 0 | 0 | 0 | 0 | 0 | 0 | 0 | 13996.8 | 13996.8
5 | 360 | 361 | 360 361 HE PTAC, EER=9.6, 1 ton / School | 0 | 0 | 4387.61 | 0 | 0 | 0 | 0 | 0 | 0 | 0 | 0 | 0 | 0 | 0 | 0 | 0 | 0 | 0 | 0 | 0 | 0 | 0 | 0 | 0 | 0 | 0 | 0 | 0 | 0 | 0 | 4387.61 | 4387.61
5 | 400 | 402 | 400 402 Variable Speed Drive Control / School | 0 | 0 | 2281.33 | 0 | 0 | 0 | 0 | 0 | 0 | 0 | 0 | 0 | 0 | 0 | 0 | 0 | 0 | 0 | 0 | 0 | 0 | 0 | 0 | 0 | 0 | 0 | 0 | 0 | 0 | 0 | 2281.33 | 2281.33
5 | 400 | 403 | 400 403 Air Handler Optimization / School | 0 | 0 | 690 | 0 | 0 | 0 | 0 | 0 | 0 | 0 | 0 | 0 | 0 | 0 | 0 | 0 | 0 | 0 | 0 | 0 | 0 | 0 | 0 | 0 | 0 | 0 | 0 | 0 | 0 | 0 | 690 | 690
5 | 400 | 404 | 400 404 Electronically Commutated Motors (ECM) on an Air Handler Unit / School | 0 | 0 | 1146.71 | 0 | 0 | 0 | 0 | 0 | 0 | 0 | 0 | 0 | 0 | 0 | 0 | 0 | 0 | 0 | 0 | 0 | 0 | 0 | 0 | 0 | 0 | 0 | 0 | 0 | 0 | 0 | 1146.71 | 1146.71
5 | 400 | 405 | 400 405 Demand Control Ventilation (DCV) / School | 0 | 0 | 23984 | 0 | 0 | 0 | 0 | 0 | 0 | 0 | 0 | 0 | 0 | 0 | 0 | 0 | 0 | 0 | 0 | 0 | 0 | 0 | 0 | 0 | 0 | 0 | 0 | 0 | 0 | 0 | 23984 | 23984
5 | 400 | 406 | 400 406 Energy Recovery Ventilation (ERV) / School | 0 | 0 | 3832.31 | 0 | 0 | 0 | 0 | 0 | 0 | 0 | 0 | 0 | 0 | 0 | 0 | 0 | 0 | 0 | 0 | 0 | 0 | 0 | 0 | 0 | 0 | 0 | 0 | 0 | 0 | 0 | 3832.31 | 3832.31
5 | 600 | 603 | 600 603 Heat Pump Water Heater (air source) / School | 0 | 0 | 1107.44 | 0 | 0 | 0 | 0 | 0 | 0 | 0 | 0 | 0 | 0 | 0 | 0 | 0 | 0 | 0 | 0 | 0 | 0 | 0 | 0 | 0 | 0 | 0 | 0 | 0 | 0 | 0 | 1107.44 | 1107.44
5 | 600 | 606 | 600 606 Demand controlled circulating systems / School | 0 | 0 | 494.62 | 0 | 0 | 0 | 0 | 0 | 0 | 0 | 0 | 0 | 0 | 0 | 0 | 0 | 0 | 0 | 0 | 0 | 0 | 0 | 0 | 0 | 0 | 0 | 0 | 0 | 0 | 0 | 494.62 | 494.62
5 | 600 | 608 | 600 608 Heat Recovery Unit / School | 0 | 0 | 1208 | 0 | 0 | 0 | 0 | 0 | 0 | 0 | 0 | 0 | 0 | 0 | 0 | 0 | 0 | 0 | 0 | 0 | 0 | 0 | 0 | 0 | 0 | 0 | 0 | 0 | 0 | 0 | 1208 | 1208
5 | 600 | 609 | 600 609 Heat Trap / School | 0 | 0 | 391.94 | 0 | 0 | 0 | 0 | 0 | 0 | 0 | 0 | 0 | 0 | 0 | 0 | 0 | 0 | 0 | 0 | 0 | 0 | 0 | 0 | 0 | 0 | 0 | 0 | 0 | 0 | 0 | 391.94 | 391.94
5 | 600 | 610 | 600 610 Hot Water Pipe Insulation / School | 0 | 0 | 441.77 | 0 | 0 | 0 | 0 | 0 | 0 | 0 | 0 | 0 | 0 | 0 | 0 | 0 | 0 | 0 | 0 | 0 | 0 | 0 | 0 | 0 | 0 | 0 | 0 | 0 | 0 | 0 | 441.77 | 441.77
5 | 700 | 701 | 700 701 PC Manual Power Management Enabling / School | 0 | 0 | 474.03 | 0 | 0 | 0 | 0 | 0 | 0 | 0 | 0 | 0 | 0 | 0 | 0 | 0 | 0 | 0 | 0 | 0 | 0 | 0 | 0 | 0 | 0 | 0 | 0 | 0 | 0 | 0 | 474.03 | 474.03
5 | 700 | 702 | 700 702 PC Network Power Management Enabling / School | 0 | 0 | 432.02 | 0 | 0 | 0 | 0 | 0 | 0 | 0 | 0 | 0 | 0 | 0 | 0 | 0 | 0 | 0 | 0 | 0 | 0 | 0 | 0 | 0 | 0 | 0 | 0 | 0 | 0 | 0 | 432.02 | 432.02
5 | 710 | 711 | 710 711 Energy Star or Better Monitor / School | 0 | 0 | 390 | 0 | 0 | 0 | 0 | 0 | 0 | 0 | 0 | 0 | 0 | 0 | 0 | 0 | 0 | 0 | 0 | 0 | 0 | 0 | 0 | 0 | 0 | 0 | 0 | 0 | 0 | 0 | 390 | 390
5 | 710 | 712 | 710 712 Monitor Power Management Enabling / School | 0 | 0 | 469.83 | 0 | 0 | 0 | 0 | 0 | 0 | 0 | 0 | 0 | 0 | 0 | 0 | 0 | 0 | 0 | 0 | 0 | 0 | 0 | 0 | 0 | 0 | 0 | 0 | 0 | 0 | 0 | 469.83 | 469.83
5 | 720 | 722 | 720 722 Monitor Power Management Enabling / School | 0 | 0 | 394.2 | 0 | 0 | 0 | 0 | 0 | 0 | 0 | 0 | 0 | 0 | 0 | 0 | 0 | 0 | 0 | 0 | 0 | 0 | 0 | 0 | 0 | 0 | 0 | 0 | 0 | 0 | 0 | 394.2 | 394.2
5 | 730 | 732 | 730 732 Copier Power Management Enabling / School | 0 | 0 | 422.55 | 0 | 0 | 0 | 0 | 0 | 0 | 0 | 0 | 0 | 0 | 0 | 0 | 0 | 0 | 0 | 0 | 0 | 0 | 0 | 0 | 0 | 0 | 0 | 0 | 0 | 0 | 0 | 422.55 | 422.55
5 | 740 | 741 | 740 741 Printer Power Management Enabling / School | 0 | 0 | 544.91 | 0 | 0 | 0 | 0 | 0 | 0 | 0 | 0 | 0 | 0 | 0 | 0 | 0 | 0 | 0 | 0 | 0 | 0 | 0 | 0 | 0 | 0 | 0 | 0 | 0 | 0 | 0 | 544.91 | 544.91
5 | 800 | 801 | 800 801 Convection Oven / School | 0 | 0 | 602716.3 | 0 | 0 | 0 | 0 | 0 | 0 | 0 | 0 | 0 | 0 | 0 | 0 | 0 | 0 | 0 | 0 | 0 | 0 | 0 | 0 | 0 | 0 | 0 | 0 | 0 | 0 | 0 | 602716.3 | 602716.3
5 | 810 | 811 | 810 811 Efficient Fryer / School | 0 | 0 | 275532.7 | 0 | 0 | 0 | 0 | 0 | 0 | 0 | 0 | 0 | 0 | 0 | 0 | 0 | 0 | 0 | 0 | 0 | 0 | 0 | 0 | 0 | 0 | 0 | 0 | 0 | 0 | 0 | 275532.7 | 275532.7
5 | 900 | 901 | 900 901 Vending Misers (cooled machines only) / School | 0 | 0 | 507.49 | 0 | 0 | 0 | 0 | 0 | 0 | 0 | 0 | 0 | 0 | 0 | 0 | 0 | 0 | 0 | 0 | 0 | 0 | 0 | 0 | 0 | 0 | 0 | 0 | 0 | 0 | 0 | 507.49 | 507.49
6 | 110 | 111 | 110 111 Premium T8, Elecctronic Ballast / College | 0 | 0 | 10908.07 | 0 | 0 | 0 | 0 | 0 | 0 | 0 | 0 | 0 | 0 | 0 | 0 | 0 | 0 | 0 | 0 | 0 | 0 | 0 | 0 | 0 | 0 | 0 | 0 | 0 | 0 | 0 | 10908.07 | 10908.07
6 | 110 | 114 | 110 114 Continuous Dimming / College | 0 | 0 | 60953.95 | 0 | 0 | 0 | 0 | 0 | 0 | 0 | 0 | 0 | 0 | 0 | 0 | 0 | 0 | 0 | 0 | 0 | 0 | 0 | 0 | 0 | 0 | 0 | 0 | 0 | 0 | 0 | 60953.95 | 60953.95
6 | 110 | 115 | 110 115 Lighting Control Tuneup / College | 0 | 0 | 534 | 0 | 0 | 0 | 0 | 0 | 0 | 0 | 0 | 0 | 0 | 0 | 0 | 0 | 0 | 0 | 0 | 0 | 0 | 0 | 0 | 0 | 0 | 0 | 0 | 0 | 0 | 0 | 534 | 534
6 | 120 | 121 | 120 121 ROB Premium T8, 1EB / College | 0 | 0 | 1406.06 | 0 | 0 | 0 | 0 | 0 | 0 | 0 | 0 | 0 | 0 | 0 | 0 | 0 | 0 | 0 | 0 | 0 | 0 | 0 | 0 | 0 | 0 | 0 | 0 | 0 | 0 | 0 | 1406.06 | 1406.06
6 | 120 | 122 | 120 122 ROB Premium T8, EB, Reflector / College | 0 | 0 | 3873.62 | 0 | 0 | 0 | 0 | 0 | 0 | 0 | 0 | 0 | 0 | 0 | 0 | 0 | 0 | 0 | 0 | 0 | 0 | 0 | 0 | 0 | 0 | 0 | 0 | 0 | 0 | 0 | 3873.62 | 3873.62
6 | 120 | 123 | 120 123 Occupancy Sensor / College | 0 | 0 | 6921.79 | 0 | 0 | 0 | 0 | 0 | 0 | 0 | 0 | 0 | 0 | 0 | 0 | 0 | 0 | 0 | 0 | 0 | 0 | 0 | 0 | 0 | 0 | 0 | 0 | 0 | 0 | 0 | 6921.79 | 6921.79
6 | 120 | 124 | 120 124 Lighting Control Tuneup / College | 0 | 0 | 534 | 0 | 0 | 0 | 0 | 0 | 0 | 0 | 0 | 0 | 0 | 0 | 0 | 0 | 0 | 0 | 0 | 0 | 0 | 0 | 0 | 0 | 0 | 0 | 0 | 0 | 0 | 0 | 534 | 534
6 | 130 | 131 | 130 131 CFL Screw-in 18W / College | 0 | 0 | 7177.45 | 0 | 0 | 0 | 0 | 0 | 0 | 0 | 0 | 0 | 0 | 0 | 0 | 0 | 0 | 0 | 0 | 0 | 0 | 0 | 0 | 0 | 0 | 0 | 0 | 0 | 0 | 0 | 7177.45 | 7177.45
6 | 150 | 151 | 150 151 PSMH, 250W, magnetic ballast / College | 0 | 0 | 1193.56 | 0 | 0 | 0 | 0 | 0 | 0 | 0 | 0 | 0 | 0 | 0 | 0 | 0 | 0 | 0 | 0 | 0 | 0 | 0 | 0 | 0 | 0 | 0 | 0 | 0 | 0 | 0 | 1193.56 | 1193.56
6 | 150 | 152 | 150 152 PSMH, 250 W, electronic ballast / College | 0 | 0 | 4513.07 | 0 | 0 | 0 | 0 | 0 | 0 | 0 | 0 | 0 | 0 | 0 | 0 | 0 | 0 | 0 | 0 | 0 | 0 | 0 | 0 | 0 | 0 | 0 | 0 | 0 | 0 | 0 | 4513.07 | 4513.07
6 | 150 | 153 | 150 153 High Bay T5 / College | 0 | 0 | 2222.48 | 0 | 0 | 0 | 0 | 0 | 0 | 0 | 0 | 0 | 0 | 0 | 0 | 0 | 0 | 0 | 0 | 0 | 0 | 0 | 0 | 0 | 0 | 0 | 0 | 0 | 0 | 0 | 2222.48 | 2222.48
6 | 160 | 161 | 160 161 LED Exit Sign / College | 0 | 0 | 496.43 | 0 | 0 | 0 | 0 | 0 | 0 | 0 | 0 | 0 | 0 | 0 | 0 | 0 | 0 | 0 | 0 | 0 | 0 | 0 | 0 | 0 | 0 | 0 | 0 | 0 | 0 | 0 | 496.43 | 496.43
6 | 200 | 201 | 200 201 High Pressure Sodium 250W Lamp / College | 0 | 0 | 1087.95 | 0 | 0 | 0 | 0 | 0 | 0 | 0 | 0 | 0 | 0 | 0 | 0 | 0 | 0 | 0 | 0 | 0 | 0 | 0 | 0 | 0 | 0 | 0 | 0 | 0 | 0 | 0 | 1087.95 | 1087.95
6 | 200 | 202 | 200 202 Outdoor Lighting Controls (Photocell/Timeclock) / College | 0 | 0 | 516.47 | 0 | 0 | 0 | 0 | 0 | 0 | 0 | 0 | 0 | 0 | 0 | 0 | 0 | 0 | 0 | 0 | 0 | 0 | 0 | 0 | 0 | 0 | 0 | 0 | 0 | 0 | 0 | 516.47 | 516.47
6 | 210 | 211 | 210 211 Outdoor Lighting Controls (Photocell/Timeclock) / College | 0 | 0 | 775.48 | 0 | 0 | 0 | 0 | 0 | 0 | 0 | 0 | 0 | 0 | 0 | 0 | 0 | 0 | 0 | 0 | 0 | 0 | 0 | 0 | 0 | 0 | 0 | 0 | 0 | 0 | 0 | 775.48 | 775.48
6 | 300 | 301 | 300 301 Centrifugal Chiller, 0.51 kW/ton, 500 tons / College | 0 | 0 | 1466.59 | 0 | 0 | 0 | 0 | 0 | 0 | 0 | 0 | 0 | 0 | 0 | 0 | 0 | 0 | 0 | 0 | 0 | 0 | 0 | 0 | 0 | 0 | 0 | 0 | 0 | 0 | 0 | 1466.59 | 1466.59
6 | 300 | 302 | 300 302 High Efficiency Chiller Motors / College | 0 | 0 | 771.53 | 0 | 0 | 0 | 0 | 0 | 0 | 0 | 0 | 0 | 0 | 0 | 0 | 0 | 0 | 0 | 0 | 0 | 0 | 0 | 0 | 0 | 0 | 0 | 0 | 0 | 0 | 0 | 771.53 | 771.53
6 | 300 | 304 | 300 304 EMS - Chiller / College | 0 | 0 | 1564.47 | 0 | 0 | 0 | 0 | 0 | 0 | 0 | 0 | 0 | 0 | 0 | 0 | 0 | 0 | 0 | 0 | 0 | 0 | 0 | 0 | 0 | 0 | 0 | 0 | 0 | 0 | 0 | 1564.47 | 1564.47
6 | 300 | 305 | 300 305 Chiller Tune Up/Diagnostics / College | 0 | 0 | 1390 | 0 | 0 | 0 | 0 | 0 | 0 | 0 | 0 | 0 | 0 | 0 | 0 | 0 | 0 | 0 | 0 | 0 | 0 | 0 | 0 | 0 | 0 | 0 | 0 | 0 | 0 | 0 | 1390 | 1390
6 | 300 | 306 | 300 306 VSD for Chiller Pumps and Towers / College | 0 | 0 | 1212.13 | 0 | 0 | 0 | 0 | 0 | 0 | 0 | 0 | 0 | 0 | 0 | 0 | 0 | 0 | 0 | 0 | 0 | 0 | 0 | 0 | 0 | 0 | 0 | 0 | 0 | 0 | 0 | 1212.13 | 1212.13
6 | 300 | 307 | 300 307 EMS Optimization / College | 0 | 0 | 690 | 0 | 0 | 0 | 0 | 0 | 0 | 0 | 0 | 0 | 0 | 0 | 0 | 0 | 0 | 0 | 0 | 0 | 0 | 0 | 0 | 0 | 0 | 0 | 0 | 0 | 0 | 0 | 690 | 690
6 | 300 | 308 | 300 308 Aerosole Duct Sealing / College | 0 | 0 | 774.05 | 0 | 0 | 0 | 0 | 0 | 0 | 0 | 0 | 0 | 0 | 0 | 0 | 0 | 0 | 0 | 0 | 0 | 0 | 0 | 0 | 0 | 0 | 0 | 0 | 0 | 0 | 0 | 774.05 | 774.05
6 | 300 | 309 | 300 309 Duct/Pipe Insulation / College | 0 | 0 | 31146 | 0 | 0 | 0 | 0 | 0 | 0 | 0 | 0 | 0 | 0 | 0 | 0 | 0 | 0 | 0 | 0 | 0 | 0 | 0 | 0 | 0 | 0 | 0 | 0 | 0 | 0 | 0 | 31146 | 31146
6 | 300 | 311 | 300 311 Window Film (Standard) / College | 0 | 0 | 1694.75 | 0 | 0 | 0 | 0 | 0 | 0 | 0 | 0 | 0 | 0 | 0 | 0 | 0 | 0 | 0 | 0 | 0 | 0 | 0 | 0 | 0 | 0 | 0 | 0 | 0 | 0 | 0 | 1694.75 | 1694.75
6 | 300 | 313 | 300 313 Ceiling Insulation / College | 0 | 0 | 4233 | 0 | 0 | 0 | 0 | 0 | 0 | 0 | 0 | 0 | 0 | 0 | 0 | 0 | 0 | 0 | 0 | 0 | 0 | 0 | 0 | 0 | 0 | 0 | 0 | 0 | 0 | 0 | 4233 | 4233
6 | 300 | 314 | 300 314 Roof Insulation / College | 0 | 0 | 1895.52 | 0 | 0 | 0 | 0 | 0 | 0 | 0 | 0 | 0 | 0 | 0 | 0 | 0 | 0 | 0 | 0 | 0 | 0 | 0 | 0 | 0 | 0 | 0 | 0 | 0 | 0 | 0 | 1895.52 | 1895.52
6 | 300 | 317 | 300 317 Thermal Energy Storage (TES) Positive / College | 0 | 0 | 7755.58 | 0 | 0 | 0 | 0 | 0 | 0 | 0 | 0 | 0 | 0 | 0 | 0 | 0 | 0 | 0 | 0 | 0 | 0 | 0 | 0 | 0 | 0 | 0 | 0 | 0 | 0 | 0 | 7755.58 | 7755.58
6 | 300 | 317 | 300 317 Thermal Energy Storage (TES) Negative / College | 0 | 0 | 0 | 0 | 0 | 0 | 0 | 0 | 0 | 0 | 0 | 0 | 0 | 0 | 0 | 0 | 0 | 0 | 0 | 0 | 0 | 0 | 0 | 0 | 0 | 0 | 0 | 0 | 0 | 0 | 0 | 0
6 | 320 | 321 | 320 321 DX Packaged System, EER=10.9, 10 tons / College | 0 | 0 | 2973.82 | 0 | 0 | 0 | 0 | 0 | 0 | 0 | 0 | 0 | 0 | 0 | 0 | 0 | 0 | 0 | 0 | 0 | 0 | 0 | 0 | 0 | 0 | 0 | 0 | 0 | 0 | 0 | 2973.82 | 2973.82
6 | 320 | 322 | 320 322 Hybrid Dessicant-DX System (Trane CDQ) / College | 0 | 0 | 10045.48 | 0 | 0 | 0 | 0 | 0 | 0 | 0 | 0 | 0 | 0 | 0 | 0 | 0 | 0 | 0 | 0 | 0 | 0 | 0 | 0 | 0 | 0 | 0 | 0 | 0 | 0 | 0 | 10045.48 | 10045.48
6 | 320 | 323 | 320 323 Geothermal Heat Pump, EER=13, 10 tons / College | 0 | 0 | 23580.6 | 0 | 0 | 0 | 0 | 0 | 0 | 0 | 0 | 0 | 0 | 0 | 0 | 0 | 0 | 0 | 0 | 0 | 0 | 0 | 0 | 0 | 0 | 0 | 0 | 0 | 0 | 0 | 23580.6 | 23580.6
6 | 320 | 326 | 320 326 DX Tune Up/ Advanced Diagnostics / College | 0 | 0 | 1640 | 0 | 0 | 0 | 0 | 0 | 0 | 0 | 0 | 0 | 0 | 0 | 0 | 0 | 0 | 0 | 0 | 0 | 0 | 0 | 0 | 0 | 0 | 0 | 0 | 0 | 0 | 0 | 1640 | 1640
6 | 320 | 327 | 320 327 DX Coil Cleaning / College | 0 | 0 | 583.73 | 0 | 0 | 0 | 0 | 0 | 0 | 0 | 0 | 0 | 0 | 0 | 0 | 0 | 0 | 0 | 0 | 0 | 0 | 0 | 0 | 0 | 0 | 0 | 0 | 0 | 0 | 0 | 583.73 | 583.73
6 | 320 | 329 | 320 329 Aerosole Duct Sealing / College | 0 | 0 | 774.05 | 0 | 0 | 0 | 0 | 0 | 0 | 0 | 0 | 0 | 0 | 0 | 0 | 0 | 0 | 0 | 0 | 0 | 0 | 0 | 0 | 0 | 0 | 0 | 0 | 0 | 0 | 0 | 774.05 | 774.05
6 | 320 | 330 | 320 330 Duct/Pipe Insulation / College | 0 | 0 | 31146 | 0 | 0 | 0 | 0 | 0 | 0 | 0 | 0 | 0 | 0 | 0 | 0 | 0 | 0 | 0 | 0 | 0 | 0 | 0 | 0 | 0 | 0 | 0 | 0 | 0 | 0 | 0 | 31146 | 31146
6 | 320 | 334 | 320 334 Ceiling Insulation / College | 0 | 0 | 4233 | 0 | 0 | 0 | 0 | 0 | 0 | 0 | 0 | 0 | 0 | 0 | 0 | 0 | 0 | 0 | 0 | 0 | 0 | 0 | 0 | 0 | 0 | 0 | 0 | 0 | 0 | 0 | 4233 | 4233
6 | 320 | 335 | 320 335 Roof Insulation / College | 0 | 0 | 1895.52 | 0 | 0 | 0 | 0 | 0 | 0 | 0 | 0 | 0 | 0 | 0 | 0 | 0 | 0 | 0 | 0 | 0 | 0 | 0 | 0 | 0 | 0 | 0 | 0 | 0 | 0 | 0 | 1895.52 | 1895.52
6 | 340 | 344 | 340 344 Aerosole Duct Sealing / College | 0 | 0 | 774.05 | 0 | 0 | 0 | 0 | 0 | 0 | 0 | 0 | 0 | 0 | 0 | 0 | 0 | 0 | 0 | 0 | 0 | 0 | 0 | 0 | 0 | 0 | 0 | 0 | 0 | 0 | 0 | 774.05 | 774.05
6 | 340 | 345 | 340 345 Duct/Pipe Insulation / College | 0 | 0 | 31146 | 0 | 0 | 0 | 0 | 0 | 0 | 0 | 0 | 0 | 0 | 0 | 0 | 0 | 0 | 0 | 0 | 0 | 0 | 0 | 0 | 0 | 0 | 0 | 0 | 0 | 0 | 0 | 31146 | 31146
6 | 340 | 349 | 340 349 Ceiling Insulation / College | 0 | 0 | 4233 | 0 | 0 | 0 | 0 | 0 | 0 | 0 | 0 | 0 | 0 | 0 | 0 | 0 | 0 | 0 | 0 | 0 | 0 | 0 | 0 | 0 | 0 | 0 | 0 | 0 | 0 | 0 | 4233 | 4233
6 | 340 | 351 | 340 351 Cool Roof - DX / College | 0 | 0 | 13996.8 | 0 | 0 | 0 | 0 | 0 | 0 | 0 | 0 | 0 | 0 | 0 | 0 | 0 | 0 | 0 | 0 | 0 | 0 | 0 | 0 | 0 | 0 | 0 | 0 | 0 | 0 | 0 | 13996.8 | 13996.8
6 | 360 | 361 | 360 361 HE PTAC, EER=9.6, 1 ton / College | 0 | 0 | 3366.88 | 0 | 0 | 0 | 0 | 0 | 0 | 0 | 0 | 0 | 0 | 0 | 0 | 0 | 0 | 0 | 0 | 0 | 0 | 0 | 0 | 0 | 0 | 0 | 0 | 0 | 0 | 0 | 3366.88 | 3366.88
6 | 400 | 402 | 400 402 Variable Speed Drive Control / College | 0 | 0 | 2756.73 | 0 | 0 | 0 | 0 | 0 | 0 | 0 | 0 | 0 | 0 | 0 | 0 | 0 | 0 | 0 | 0 | 0 | 0 | 0 | 0 | 0 | 0 | 0 | 0 | 0 | 0 | 0 | 2756.73 | 2756.73
6 | 400 | 403 | 400 403 Air Handler Optimization / College | 0 | 0 | 690 | 0 | 0 | 0 | 0 | 0 | 0 | 0 | 0 | 0 | 0 | 0 | 0 | 0 | 0 | 0 | 0 | 0 | 0 | 0 | 0 | 0 | 0 | 0 | 0 | 0 | 0 | 0 | 690 | 690
6 | 400 | 404 | 400 404 Electronically Commutated Motors (ECM) on an Air Handler Unit / College | 0 | 0 | 953.49 | 0 | 0 | 0 | 0 | 0 | 0 | 0 | 0 | 0 | 0 | 0 | 0 | 0 | 0 | 0 | 0 | 0 | 0 | 0 | 0 | 0 | 0 | 0 | 0 | 0 | 0 | 0 | 953.49 | 953.49
6 | 400 | 405 | 400 405 Demand Control Ventilation (DCV) / College | 0 | 0 | 23984 | 0 | 0 | 0 | 0 | 0 | 0 | 0 | 0 | 0 | 0 | 0 | 0 | 0 | 0 | 0 | 0 | 0 | 0 | 0 | 0 | 0 | 0 | 0 | 0 | 0 | 0 | 0 | 23984 | 23984
6 | 400 | 406 | 400 406 Energy Recovery Ventilation (ERV) / College | 0 | 0 | 2953.37 | 0 | 0 | 0 | 0 | 0 | 0 | 0 | 0 | 0 | 0 | 0 | 0 | 0 | 0 | 0 | 0 | 0 | 0 | 0 | 0 | 0 | 0 | 0 | 0 | 0 | 0 | 0 | 2953.37 | 2953.37
6 | 600 | 603 | 600 603 Heat Pump Water Heater (air source) / College | 0 | 0 | 848.74 | 0 | 0 | 0 | 0 | 0 | 0 | 0 | 0 | 0 | 0 | 0 | 0 | 0 | 0 | 0 | 0 | 0 | 0 | 0 | 0 | 0 | 0 | 0 | 0 | 0 | 0 | 0 | 848.74 | 848.74
6 | 600 | 606 | 600 606 Demand controlled circulating systems / College | 0 | 0 | 416.76 | 0 | 0 | 0 | 0 | 0 | 0 | 0 | 0 | 0 | 0 | 0 | 0 | 0 | 0 | 0 | 0 | 0 | 0 | 0 | 0 | 0 | 0 | 0 | 0 | 0 | 0 | 0 | 416.76 | 416.76
6 | 600 | 608 | 600 608 Heat Recovery Unit / College | 0 | 0 | 1208 | 0 | 0 | 0 | 0 | 0 | 0 | 0 | 0 | 0 | 0 | 0 | 0 | 0 | 0 | 0 | 0 | 0 | 0 | 0 | 0 | 0 | 0 | 0 | 0 | 0 | 0 | 0 | 1208 | 1208
6 | 600 | 609 | 600 609 Heat Trap / College | 0 | 0 | 391.24 | 0 | 0 | 0 | 0 | 0 | 0 | 0 | 0 | 0 | 0 | 0 | 0 | 0 | 0 | 0 | 0 | 0 | 0 | 0 | 0 | 0 | 0 | 0 | 0 | 0 | 0 | 0 | 391.24 | 391.24
6 | 600 | 610 | 600 610 Hot Water Pipe Insulation / College | 0 | 0 | 423.1 | 0 | 0 | 0 | 0 | 0 | 0 | 0 | 0 | 0 | 0 | 0 | 0 | 0 | 0 | 0 | 0 | 0 | 0 | 0 | 0 | 0 | 0 | 0 | 0 | 0 | 0 | 0 | 423.1 | 423.1
6 | 700 | 701 | 700 701 PC Manual Power Management Enabling / College | 0 | 0 | 589 | 0 | 0 | 0 | 0 | 0 | 0 | 0 | 0 | 0 | 0 | 0 | 0 | 0 | 0 | 0 | 0 | 0 | 0 | 0 | 0 | 0 | 0 | 0 | 0 | 0 | 0 | 0 | 589 | 589
6 | 700 | 702 | 700 702 PC Network Power Management Enabling / College | 0 | 0 | 489.5 | 0 | 0 | 0 | 0 | 0 | 0 | 0 | 0 | 0 | 0 | 0 | 0 | 0 | 0 | 0 | 0 | 0 | 0 | 0 | 0 | 0 | 0 | 0 | 0 | 0 | 0 | 0 | 489.5 | 489.5
6 | 710 | 711 | 710 711 Energy Star or Better Monitor / College | 0 | 0 | 390 | 0 | 0 | 0 | 0 | 0 | 0 | 0 | 0 | 0 | 0 | 0 | 0 | 0 | 0 | 0 | 0 | 0 | 0 | 0 | 0 | 0 | 0 | 0 | 0 | 0 | 0 | 0 | 390 | 390
6 | 710 | 712 | 710 712 Monitor Power Management Enabling / College | 0 | 0 | 579.05 | 0 | 0 | 0 | 0 | 0 | 0 | 0 | 0 | 0 | 0 | 0 | 0 | 0 | 0 | 0 | 0 | 0 | 0 | 0 | 0 | 0 | 0 | 0 | 0 | 0 | 0 | 0 | 579.05 | 579.05
6 | 720 | 721 | 720 721 Energy Star or Better Monitor / College | 0 | 0 | 390 | 0 | 0 | 0 | 0 | 0 | 0 | 0 | 0 | 0 | 0 | 0 | 0 | 0 | 0 | 0 | 0 | 0 | 0 | 0 | 0 | 0 | 0 | 0 | 0 | 0 | 0 | 0 | 390 | 390
6 | 720 | 722 | 720 722 Monitor Power Management Enabling / College | 0 | 0 | 399.95 | 0 | 0 | 0 | 0 | 0 | 0 | 0 | 0 | 0 | 0 | 0 | 0 | 0 | 0 | 0 | 0 | 0 | 0 | 0 | 0 | 0 | 0 | 0 | 0 | 0 | 0 | 0 | 399.95 | 399.95
6 | 730 | 732 | 730 732 Copier Power Management Enabling / College | 0 | 0 | 441.93 | 0 | 0 | 0 | 0 | 0 | 0 | 0 | 0 | 0 | 0 | 0 | 0 | 0 | 0 | 0 | 0 | 0 | 0 | 0 | 0 | 0 | 0 | 0 | 0 | 0 | 0 | 0 | 441.93 | 441.93
6 | 740 | 741 | 740 741 Printer Power Management Enabling / College | 0 | 0 | 764.69 | 0 | 0 | 0 | 0 | 0 | 0 | 0 | 0 | 0 | 0 | 0 | 0 | 0 | 0 | 0 | 0 | 0 | 0 | 0 | 0 | 0 | 0 | 0 | 0 | 0 | 0 | 0 | 764.69 | 764.69
6 | 800 | 801 | 800 801 Convection Oven / College | 0 | 0 | 130451.8 | 0 | 0 | 0 | 0 | 0 | 0 | 0 | 0 | 0 | 0 | 0 | 0 | 0 | 0 | 0 | 0 | 0 | 0 | 0 | 0 | 0 | 0 | 0 | 0 | 0 | 0 | 0 | 130451.8 | 130451.8
6 | 810 | 811 | 810 811 Efficient Fryer / College | 0 | 0 | 42209.53 | 0 | 0 | 0 | 0 | 0 | 0 | 0 | 0 | 0 | 0 | 0 | 0 | 0 | 0 | 0 | 0 | 0 | 0 | 0 | 0 | 0 | 0 | 0 | 0 | 0 | 0 | 0 | 42209.53 | 42209.53
6 | 900 | 901 | 900 901 Vending Misers (cooled machines only) / College | 0 | 0 | 452.09 | 0 | 0 | 0 | 0 | 0 | 0 | 0 | 0 | 0 | 0 | 0 | 0 | 0 | 0 | 0 | 0 | 0 | 0 | 0 | 0 | 0 | 0 | 0 | 0 | 0 | 0 | 0 | 452.09 | 452.09
7 | 110 | 111 | 110 111 Premium T8, Elecctronic Ballast / Hospital | 0 | 0 | 7852.27 | 0 | 0 | 0 | 0 | 0 | 0 | 0 | 0 | 0 | 0 | 0 | 0 | 0 | 0 | 0 | 0 | 0 | 0 | 0 | 0 | 0 | 0 | 0 | 0 | 0 | 0 | 0 | 7852.27 | 7852.27
7 | 110 | 114 | 110 114 Continuous Dimming / Hospital | 0 | 0 | 43358.42 | 0 | 0 | 0 | 0 | 0 | 0 | 0 | 0 | 0 | 0 | 0 | 0 | 0 | 0 | 0 | 0 | 0 | 0 | 0 | 0 | 0 | 0 | 0 | 0 | 0 | 0 | 0 | 43358.42 | 43358.42
7 | 110 | 115 | 110 115 Lighting Control Tuneup / Hospital | 0 | 0 | 534 | 0 | 0 | 0 | 0 | 0 | 0 | 0 | 0 | 0 | 0 | 0 | 0 | 0 | 0 | 0 | 0 | 0 | 0 | 0 | 0 | 0 | 0 | 0 | 0 | 0 | 0 | 0 | 534 | 534
7 | 120 | 121 | 120 121 ROB Premium T8, 1EB / Hospital | 0 | 0 | 1110.86 | 0 | 0 | 0 | 0 | 0 | 0 | 0 | 0 | 0 | 0 | 0 | 0 | 0 | 0 | 0 | 0 | 0 | 0 | 0 | 0 | 0 | 0 | 0 | 0 | 0 | 0 | 0 | 1110.86 | 1110.86
7 | 120 | 122 | 120 122 ROB Premium T8, EB, Reflector / Hospital | 0 | 0 | 2861.53 | 0 | 0 | 0 | 0 | 0 | 0 | 0 | 0 | 0 | 0 | 0 | 0 | 0 | 0 | 0 | 0 | 0 | 0 | 0 | 0 | 0 | 0 | 0 | 0 | 0 | 0 | 0 | 2861.53 | 2861.53
7 | 120 | 123 | 120 123 Occupancy Sensor / Hospital | 0 | 0 | 5024.12 | 0 | 0 | 0 | 0 | 0 | 0 | 0 | 0 | 0 | 0 | 0 | 0 | 0 | 0 | 0 | 0 | 0 | 0 | 0 | 0 | 0 | 0 | 0 | 0 | 0 | 0 | 0 | 5024.12 | 5024.12
7 | 120 | 124 | 120 124 Lighting Control Tuneup / Hospital | 0 | 0 | 534 | 0 | 0 | 0 | 0 | 0 | 0 | 0 | 0 | 0 | 0 | 0 | 0 | 0 | 0 | 0 | 0 | 0 | 0 | 0 | 0 | 0 | 0 | 0 | 0 | 0 | 0 | 0 | 534 | 534
7 | 130 | 131 | 130 131 CFL Screw-in 18W / Hospital | 0 | 0 | 5205.51 | 0 | 0 | 0 | 0 | 0 | 0 | 0 | 0 | 0 | 0 | 0 | 0 | 0 | 0 | 0 | 0 | 0 | 0 | 0 | 0 | 0 | 0 | 0 | 0 | 0 | 0 | 0 | 5205.51 | 5205.51
7 | 150 | 151 | 150 151 PSMH, 250W, magnetic ballast / Hospital | 0 | 0 | 960.1 | 0 | 0 | 0 | 0 | 0 | 0 | 0 | 0 | 0 | 0 | 0 | 0 | 0 | 0 | 0 | 0 | 0 | 0 | 0 | 0 | 0 | 0 | 0 | 0 | 0 | 0 | 0 | 960.1 | 960.1
7 | 150 | 152 | 150 152 PSMH, 250 W, electronic ballast / Hospital | 0 | 0 | 3315.2 | 0 | 0 | 0 | 0 | 0 | 0 | 0 | 0 | 0 | 0 | 0 | 0 | 0 | 0 | 0 | 0 | 0 | 0 | 0 | 0 | 0 | 0 | 0 | 0 | 0 | 0 | 0 | 3315.2 | 3315.2
7 | 150 | 153 | 150 153 High Bay T5 / Hospital | 0 | 0 | 1690.1 | 0 | 0 | 0 | 0 | 0 | 0 | 0 | 0 | 0 | 0 | 0 | 0 | 0 | 0 | 0 | 0 | 0 | 0 | 0 | 0 | 0 | 0 | 0 | 0 | 0 | 0 | 0 | 1690.1 | 1690.1
7 | 160 | 161 | 160 161 LED Exit Sign / Hospital | 0 | 0 | 432.53 | 0 | 0 | 0 | 0 | 0 | 0 | 0 | 0 | 0 | 0 | 0 | 0 | 0 | 0 | 0 | 0 | 0 | 0 | 0 | 0 | 0 | 0 | 0 | 0 | 0 | 0 | 0 | 432.53 | 432.53
7 | 200 | 201 | 200 201 High Pressure Sodium 250W Lamp / Hospital | 0 | 0 | 473.81 | 0 | 0 | 0 | 0 | 0 | 0 | 0 | 0 | 0 | 0 | 0 | 0 | 0 | 0 | 0 | 0 | 0 | 0 | 0 | 0 | 0 | 0 | 0 | 0 | 0 | 0 | 0 | 473.81 | 473.81
7 | 200 | 202 | 200 202 Outdoor Lighting Controls (Photocell/Timeclock) / Hospital | 0 | 0 | 405.19 | 0 | 0 | 0 | 0 | 0 | 0 | 0 | 0 | 0 | 0 | 0 | 0 | 0 | 0 | 0 | 0 | 0 | 0 | 0 | 0 | 0 | 0 | 0 | 0 | 0 | 0 | 0 | 405.19 | 405.19
7 | 210 | 211 | 210 211 Outdoor Lighting Controls (Photocell/Timeclock) / Hospital | 0 | 0 | 693.82 | 0 | 0 | 0 | 0 | 0 | 0 | 0 | 0 | 0 | 0 | 0 | 0 | 0 | 0 | 0 | 0 | 0 | 0 | 0 | 0 | 0 | 0 | 0 | 0 | 0 | 0 | 0 | 693.82 | 693.82
7 | 300 | 301 | 300 301 Centrifugal Chiller, 0.51 kW/ton, 500 tons / Hospital | 0 | 0 | 2674.58 | 0 | 0 | 0 | 0 | 0 | 0 | 0 | 0 | 0 | 0 | 0 | 0 | 0 | 0 | 0 | 0 | 0 | 0 | 0 | 0 | 0 | 0 | 0 | 0 | 0 | 0 | 0 | 2674.58 | 2674.58
7 | 300 | 302 | 300 302 High Efficiency Chiller Motors / Hospital | 0 | 0 | 1199.63 | 0 | 0 | 0 | 0 | 0 | 0 | 0 | 0 | 0 | 0 | 0 | 0 | 0 | 0 | 0 | 0 | 0 | 0 | 0 | 0 | 0 | 0 | 0 | 0 | 0 | 0 | 0 | 1199.63 | 1199.63
7 | 300 | 304 | 300 304 EMS - Chiller / Hospital | 0 | 0 | 2882.26 | 0 | 0 | 0 | 0 | 0 | 0 | 0 | 0 | 0 | 0 | 0 | 0 | 0 | 0 | 0 | 0 | 0 | 0 | 0 | 0 | 0 | 0 | 0 | 0 | 0 | 0 | 0 | 2882.26 | 2882.26
7 | 300 | 305 | 300 305 Chiller Tune Up/Diagnostics / Hospital | 0 | 0 | 1390 | 0 | 0 | 0 | 0 | 0 | 0 | 0 | 0 | 0 | 0 | 0 | 0 | 0 | 0 | 0 | 0 | 0 | 0 | 0 | 0 | 0 | 0 | 0 | 0 | 0 | 0 | 0 | 1390 | 1390
7 | 300 | 306 | 300 306 VSD for Chiller Pumps and Towers / Hospital | 0 | 0 | 2134.59 | 0 | 0 | 0 | 0 | 0 | 0 | 0 | 0 | 0 | 0 | 0 | 0 | 0 | 0 | 0 | 0 | 0 | 0 | 0 | 0 | 0 | 0 | 0 | 0 | 0 | 0 | 0 | 2134.59 | 2134.59
7 | 300 | 307 | 300 307 EMS Optimization / Hospital | 0 | 0 | 690 | 0 | 0 | 0 | 0 | 0 | 0 | 0 | 0 | 0 | 0 | 0 | 0 | 0 | 0 | 0 | 0 | 0 | 0 | 0 | 0 | 0 | 0 | 0 | 0 | 0 | 0 | 0 | 690 | 690
7 | 300 | 308 | 300 308 Aerosole Duct Sealing / Hospital | 0 | 0 | 1204.97 | 0 | 0 | 0 | 0 | 0 | 0 | 0 | 0 | 0 | 0 | 0 | 0 | 0 | 0 | 0 | 0 | 0 | 0 | 0 | 0 | 0 | 0 | 0 | 0 | 0 | 0 | 0 | 1204.97 | 1204.97
7 | 300 | 309 | 300 309 Duct/Pipe Insulation / Hospital | 0 | 0 | 31146 | 0 | 0 | 0 | 0 | 0 | 0 | 0 | 0 | 0 | 0 | 0 | 0 | 0 | 0 | 0 | 0 | 0 | 0 | 0 | 0 | 0 | 0 | 0 | 0 | 0 | 0 | 0 | 31146 | 31146
7 | 300 | 311 | 300 311 Window Film (Standard) / Hospital | 0 | 0 | 1694.75 | 0 | 0 | 0 | 0 | 0 | 0 | 0 | 0 | 0 | 0 | 0 | 0 | 0 | 0 | 0 | 0 | 0 | 0 | 0 | 0 | 0 | 0 | 0 | 0 | 0 | 0 | 0 | 1694.75 | 1694.75
7 | 300 | 313 | 300 313 Ceiling Insulation / Hospital | 0 | 0 | 4233 | 0 | 0 | 0 | 0 | 0 | 0 | 0 | 0 | 0 | 0 | 0 | 0 | 0 | 0 | 0 | 0 | 0 | 0 | 0 | 0 | 0 | 0 | 0 | 0 | 0 | 0 | 0 | 4233 | 4233
7 | 300 | 314 | 300 314 Roof Insulation / Hospital | 0 | 0 | 1895.52 | 0 | 0 | 0 | 0 | 0 | 0 | 0 | 0 | 0 | 0 | 0 | 0 | 0 | 0 | 0 | 0 | 0 | 0 | 0 | 0 | 0 | 0 | 0 | 0 | 0 | 0 | 0 | 1895.52 | 1895.52
7 | 300 | 317 | 300 317 Thermal Energy Storage (TES) Positive / Hospital | 0 | 0 | 16020.07 | 0 | 0 | 0 | 0 | 0 | 0 | 0 | 0 | 0 | 0 | 0 | 0 | 0 | 0 | 0 | 0 | 0 | 0 | 0 | 0 | 0 | 0 | 0 | 0 | 0 | 0 | 0 | 16020.07 | 16020.07
7 | 300 | 317 | 300 317 Thermal Energy Storage (TES) Negative / Hospital | 0 | 0 | 0 | 0 | 0 | 0 | 0 | 0 | 0 | 0 | 0 | 0 | 0 | 0 | 0 | 0 | 0 | 0 | 0 | 0 | 0 | 0 | 0 | 0 | 0 | 0 | 0 | 0 | 0 | 0 | 0 | 0
7 | 320 | 321 | 320 321 DX Packaged System, EER=10.9, 10 tons / Hospital | 0 | 0 | 5872.98 | 0 | 0 | 0 | 0 | 0 | 0 | 0 | 0 | 0 | 0 | 0 | 0 | 0 | 0 | 0 | 0 | 0 | 0 | 0 | 0 | 0 | 0 | 0 | 0 | 0 | 0 | 0 | 5872.98 | 5872.98
7 | 320 | 322 | 320 322 Hybrid Dessicant-DX System (Trane CDQ) / Hospital | 0 | 0 | 20879.32 | 0 | 0 | 0 | 0 | 0 | 0 | 0 | 0 | 0 | 0 | 0 | 0 | 0 | 0 | 0 | 0 | 0 | 0 | 0 | 0 | 0 | 0 | 0 | 0 | 0 | 0 | 0 | 20879.32 | 20879.32
7 | 320 | 323 | 320 323 Geothermal Heat Pump, EER=13, 10 tons / Hospital | 0 | 0 | 49601.43 | 0 | 0 | 0 | 0 | 0 | 0 | 0 | 0 | 0 | 0 | 0 | 0 | 0 | 0 | 0 | 0 | 0 | 0 | 0 | 0 | 0 | 0 | 0 | 0 | 0 | 0 | 0 | 49601.43 | 49601.43
7 | 320 | 326 | 320 326 DX Tune Up/ Advanced Diagnostics / Hospital | 0 | 0 | 1640 | 0 | 0 | 0 | 0 | 0 | 0 | 0 | 0 | 0 | 0 | 0 | 0 | 0 | 0 | 0 | 0 | 0 | 0 | 0 | 0 | 0 | 0 | 0 | 0 | 0 | 0 | 0 | 1640 | 1640
7 | 320 | 327 | 320 327 DX Coil Cleaning / Hospital | 0 | 0 | 801.1 | 0 | 0 | 0 | 0 | 0 | 0 | 0 | 0 | 0 | 0 | 0 | 0 | 0 | 0 | 0 | 0 | 0 | 0 | 0 | 0 | 0 | 0 | 0 | 0 | 0 | 0 | 0 | 801.1 | 801.1
7 | 320 | 329 | 320 329 Aerosole Duct Sealing / Hospital | 0 | 0 | 1204.97 | 0 | 0 | 0 | 0 | 0 | 0 | 0 | 0 | 0 | 0 | 0 | 0 | 0 | 0 | 0 | 0 | 0 | 0 | 0 | 0 | 0 | 0 | 0 | 0 | 0 | 0 | 0 | 1204.97 | 1204.97
7 | 320 | 330 | 320 330 Duct/Pipe Insulation / Hospital | 0 | 0 | 31146 | 0 | 0 | 0 | 0 | 0 | 0 | 0 | 0 | 0 | 0 | 0 | 0 | 0 | 0 | 0 | 0 | 0 | 0 | 0 | 0 | 0 | 0 | 0 | 0 | 0 | 0 | 0 | 31146 | 31146
7 | 320 | 334 | 320 334 Ceiling Insulation / Hospital | 0 | 0 | 4233 | 0 | 0 | 0 | 0 | 0 | 0 | 0 | 0 | 0 | 0 | 0 | 0 | 0 | 0 | 0 | 0 | 0 | 0 | 0 | 0 | 0 | 0 | 0 | 0 | 0 | 0 | 0 | 4233 | 4233
7 | 320 | 335 | 320 335 Roof Insulation / Hospital | 0 | 0 | 1895.52 | 0 | 0 | 0 | 0 | 0 | 0 | 0 | 0 | 0 | 0 | 0 | 0 | 0 | 0 | 0 | 0 | 0 | 0 | 0 | 0 | 0 | 0 | 0 | 0 | 0 | 0 | 0 | 1895.52 | 1895.52
7 | 340 | 344 | 340 344 Aerosole Duct Sealing / Hospital | 0 | 0 | 1204.97 | 0 | 0 | 0 | 0 | 0 | 0 | 0 | 0 | 0 | 0 | 0 | 0 | 0 | 0 | 0 | 0 | 0 | 0 | 0 | 0 | 0 | 0 | 0 | 0 | 0 | 0 | 0 | 1204.97 | 1204.97
7 | 340 | 345 | 340 345 Duct/Pipe Insulation / Hospital | 0 | 0 | 31146 | 0 | 0 | 0 | 0 | 0 | 0 | 0 | 0 | 0 | 0 | 0 | 0 | 0 | 0 | 0 | 0 | 0 | 0 | 0 | 0 | 0 | 0 | 0 | 0 | 0 | 0 | 0 | 31146 | 31146
7 | 340 | 349 | 340 349 Ceiling Insulation / Hospital | 0 | 0 | 4233 | 0 | 0 | 0 | 0 | 0 | 0 | 0 | 0 | 0 | 0 | 0 | 0 | 0 | 0 | 0 | 0 | 0 | 0 | 0 | 0 | 0 | 0 | 0 | 0 | 0 | 0 | 0 | 4233 | 4233
7 | 340 | 351 | 340 351 Cool Roof - DX / Hospital | 0 | 0 | 13996.8 | 0 | 0 | 0 | 0 | 0 | 0 | 0 | 0 | 0 | 0 | 0 | 0 | 0 | 0 | 0 | 0 | 0 | 0 | 0 | 0 | 0 | 0 | 0 | 0 | 0 | 0 | 0 | 13996.8 | 13996.8
7 | 360 | 361 | 360 361 HE PTAC, EER=9.6, 1 ton / Hospital | 0 | 0 | 6707.06 | 0 | 0 | 0 | 0 | 0 | 0 | 0 | 0 | 0 | 0 | 0 | 0 | 0 | 0 | 0 | 0 | 0 | 0 | 0 | 0 | 0 | 0 | 0 | 0 | 0 | 0 | 0 | 6707.06 | 6707.06
7 | 400 | 402 | 400 402 Variable Speed Drive Control / Hospital | 0 | 0 | 3519.63 | 0 | 0 | 0 | 0 | 0 | 0 | 0 | 0 | 0 | 0 | 0 | 0 | 0 | 0 | 0 | 0 | 0 | 0 | 0 | 0 | 0 | 0 | 0 | 0 | 0 | 0 | 0 | 3519.63 | 3519.63
7 | 400 | 403 | 400 403 Air Handler Optimization / Hospital | 0 | 0 | 690 | 0 | 0 | 0 | 0 | 0 | 0 | 0 | 0 | 0 | 0 | 0 | 0 | 0 | 0 | 0 | 0 | 0 | 0 | 0 | 0 | 0 | 0 | 0 | 0 | 0 | 0 | 0 | 690 | 690
7 | 400 | 404 | 400 404 Electronically Commutated Motors (ECM) on an Air Handler Unit / Hospital | 0 | 0 | 1585.76 | 0 | 0 | 0 | 0 | 0 | 0 | 0 | 0 | 0 | 0 | 0 | 0 | 0 | 0 | 0 | 0 | 0 | 0 | 0 | 0 | 0 | 0 | 0 | 0 | 0 | 0 | 0 | 1585.76 | 1585.76
7 | 400 | 405 | 400 405 Demand Control Ventilation (DCV) / Hospital | 0 | 0 | 23984 | 0 | 0 | 0 | 0 | 0 | 0 | 0 | 0 | 0 | 0 | 0 | 0 | 0 | 0 | 0 | 0 | 0 | 0 | 0 | 0 | 0 | 0 | 0 | 0 | 0 | 0 | 0 | 23984 | 23984
7 | 400 | 406 | 400 406 Energy Recovery Ventilation (ERV) / Hospital | 0 | 0 | 5829.57 | 0 | 0 | 0 | 0 | 0 | 0 | 0 | 0 | 0 | 0 | 0 | 0 | 0 | 0 | 0 | 0 | 0 | 0 | 0 | 0 | 0 | 0 | 0 | 0 | 0 | 0 | 0 | 5829.57 | 5829.57
7 | 600 | 603 | 600 603 Heat Pump Water Heater (air source) / Hospital | 0 | 0 | 894.95 | 0 | 0 | 0 | 0 | 0 | 0 | 0 | 0 | 0 | 0 | 0 | 0 | 0 | 0 | 0 | 0 | 0 | 0 | 0 | 0 | 0 | 0 | 0 | 0 | 0 | 0 | 0 | 894.95 | 894.95
7 | 600 | 606 | 600 606 Demand controlled circulating systems / Hospital | 0 | 0 | 418.27 | 0 | 0 | 0 | 0 | 0 | 0 | 0 | 0 | 0 | 0 | 0 | 0 | 0 | 0 | 0 | 0 | 0 | 0 | 0 | 0 | 0 | 0 | 0 | 0 | 0 | 0 | 0 | 418.27 | 418.27
7 | 600 | 608 | 600 608 Heat Recovery Unit / Hospital | 0 | 0 | 1208 | 0 | 0 | 0 | 0 | 0 | 0 | 0 | 0 | 0 | 0 | 0 | 0 | 0 | 0 | 0 | 0 | 0 | 0 | 0 | 0 | 0 | 0 | 0 | 0 | 0 | 0 | 0 | 1208 | 1208
7 | 600 | 609 | 600 609 Heat Trap / Hospital | 0 | 0 | 391.37 | 0 | 0 | 0 | 0 | 0 | 0 | 0 | 0 | 0 | 0 | 0 | 0 | 0 | 0 | 0 | 0 | 0 | 0 | 0 | 0 | 0 | 0 | 0 | 0 | 0 | 0 | 0 | 391.37 | 391.37
7 | 600 | 610 | 600 610 Hot Water Pipe Insulation / Hospital | 0 | 0 | 426.44 | 0 | 0 | 0 | 0 | 0 | 0 | 0 | 0 | 0 | 0 | 0 | 0 | 0 | 0 | 0 | 0 | 0 | 0 | 0 | 0 | 0 | 0 | 0 | 0 | 0 | 0 | 0 | 426.44 | 426.44
7 | 700 | 701 | 700 701 PC Manual Power Management Enabling / Hospital | 0 | 0 | 457.51 | 0 | 0 | 0 | 0 | 0 | 0 | 0 | 0 | 0 | 0 | 0 | 0 | 0 | 0 | 0 | 0 | 0 | 0 | 0 | 0 | 0 | 0 | 0 | 0 | 0 | 0 | 0 | 457.51 | 457.51
7 | 700 | 702 | 700 702 PC Network Power Management Enabling / Hospital | 0 | 0 | 423.76 | 0 | 0 | 0 | 0 | 0 | 0 | 0 | 0 | 0 | 0 | 0 | 0 | 0 | 0 | 0 | 0 | 0 | 0 | 0 | 0 | 0 | 0 | 0 | 0 | 0 | 0 | 0 | 423.76 | 423.76
7 | 710 | 711 | 710 711 Energy Star or Better Monitor / Hospital | 0 | 0 | 390 | 0 | 0 | 0 | 0 | 0 | 0 | 0 | 0 | 0 | 0 | 0 | 0 | 0 | 0 | 0 | 0 | 0 | 0 | 0 | 0 | 0 | 0 | 0 | 0 | 0 | 0 | 0 | 390 | 390
7 | 710 | 712 | 710 712 Monitor Power Management Enabling / Hospital | 0 | 0 | 454.14 | 0 | 0 | 0 | 0 | 0 | 0 | 0 | 0 | 0 | 0 | 0 | 0 | 0 | 0 | 0 | 0 | 0 | 0 | 0 | 0 | 0 | 0 | 0 | 0 | 0 | 0 | 0 | 454.14 | 454.14
7 | 720 | 722 | 720 722 Monitor Power Management Enabling / Hospital | 0 | 0 | 393.38 | 0 | 0 | 0 | 0 | 0 | 0 | 0 | 0 | 0 | 0 | 0 | 0 | 0 | 0 | 0 | 0 | 0 | 0 | 0 | 0 | 0 | 0 | 0 | 0 | 0 | 0 | 0 | 393.38 | 393.38
7 | 730 | 732 | 730 732 Copier Power Management Enabling / Hospital | 0 | 0 | 421.6 | 0 | 0 | 0 | 0 | 0 | 0 | 0 | 0 | 0 | 0 | 0 | 0 | 0 | 0 | 0 | 0 | 0 | 0 | 0 | 0 | 0 | 0 | 0 | 0 | 0 | 0 | 0 | 421.6 | 421.6
7 | 740 | 741 | 740 741 Printer Power Management Enabling / Hospital | 0 | 0 | 587.11 | 0 | 0 | 0 | 0 | 0 | 0 | 0 | 0 | 0 | 0 | 0 | 0 | 0 | 0 | 0 | 0 | 0 | 0 | 0 | 0 | 0 | 0 | 0 | 0 | 0 | 0 | 0 | 587.11 | 587.11
7 | 800 | 801 | 800 801 Convection Oven / Hospital | 0 | 0 | 340028.2 | 0 | 0 | 0 | 0 | 0 | 0 | 0 | 0 | 0 | 0 | 0 | 0 | 0 | 0 | 0 | 0 | 0 | 0 | 0 | 0 | 0 | 0 | 0 | 0 | 0 | 0 | 0 | 340028.2 | 340028.2
7 | 810 | 811 | 810 811 Efficient Fryer / Hospital | 0 | 0 | 141730.7 | 0 | 0 | 0 | 0 | 0 | 0 | 0 | 0 | 0 | 0 | 0 | 0 | 0 | 0 | 0 | 0 | 0 | 0 | 0 | 0 | 0 | 0 | 0 | 0 | 0 | 0 | 0 | 141730.7 | 141730.7
7 | 900 | 901 | 900 901 Vending Misers (cooled machines only) / Hospital | 0 | 0 | 442.38 | 0 | 0 | 0 | 0 | 0 | 0 | 0 | 0 | 0 | 0 | 0 | 0 | 0 | 0 | 0 | 0 | 0 | 0 | 0 | 0 | 0 | 0 | 0 | 0 | 0 | 0 | 0 | 442.38 | 442.38
8 | 110 | 111 | 110 111 Premium T8, Elecctronic Ballast / Other Healthcare | 0 | 0 | 21701.26 | 0 | 0 | 0 | 0 | 0 | 0 | 0 | 0 | 0 | 0 | 0 | 0 | 0 | 0 | 0 | 0 | 0 | 0 | 0 | 0 | 0 | 0 | 0 | 0 | 0 | 0 | 0 | 21701.26 | 21701.26
8 | 110 | 114 | 110 114 Continuous Dimming / Other Healthcare | 0 | 0 | 123102.1 | 0 | 0 | 0 | 0 | 0 | 0 | 0 | 0 | 0 | 0 | 0 | 0 | 0 | 0 | 0 | 0 | 0 | 0 | 0 | 0 | 0 | 0 | 0 | 0 | 0 | 0 | 0 | 123102.1 | 123102.1
8 | 110 | 115 | 110 115 Lighting Control Tuneup / Other Healthcare | 0 | 0 | 534 | 0 | 0 | 0 | 0 | 0 | 0 | 0 | 0 | 0 | 0 | 0 | 0 | 0 | 0 | 0 | 0 | 0 | 0 | 0 | 0 | 0 | 0 | 0 | 0 | 0 | 0 | 0 | 534 | 534
8 | 120 | 121 | 120 121 ROB Premium T8, 1EB / Other Healthcare | 0 | 0 | 2448.69 | 0 | 0 | 0 | 0 | 0 | 0 | 0 | 0 | 0 | 0 | 0 | 0 | 0 | 0 | 0 | 0 | 0 | 0 | 0 | 0 | 0 | 0 | 0 | 0 | 0 | 0 | 0 | 2448.69 | 2448.69
8 | 120 | 122 | 120 122 ROB Premium T8, EB, Reflector / Other Healthcare | 0 | 0 | 7448.37 | 0 | 0 | 0 | 0 | 0 | 0 | 0 | 0 | 0 | 0 | 0 | 0 | 0 | 0 | 0 | 0 | 0 | 0 | 0 | 0 | 0 | 0 | 0 | 0 | 0 | 0 | 0 | 7448.37 | 7448.37
8 | 120 | 123 | 120 123 Occupancy Sensor / Other Healthcare | 0 | 0 | 13624.45 | 0 | 0 | 0 | 0 | 0 | 0 | 0 | 0 | 0 | 0 | 0 | 0 | 0 | 0 | 0 | 0 | 0 | 0 | 0 | 0 | 0 | 0 | 0 | 0 | 0 | 0 | 0 | 13624.45 | 13624.45
8 | 120 | 124 | 120 124 Lighting Control Tuneup / Other Healthcare | 0 | 0 | 534 | 0 | 0 | 0 | 0 | 0 | 0 | 0 | 0 | 0 | 0 | 0 | 0 | 0 | 0 | 0 | 0 | 0 | 0 | 0 | 0 | 0 | 0 | 0 | 0 | 0 | 0 | 0 | 534 | 534
8 | 130 | 131 | 130 131 CFL Screw-in 18W / Other Healthcare | 0 | 0 | 14142.45 | 0 | 0 | 0 | 0 | 0 | 0 | 0 | 0 | 0 | 0 | 0 | 0 | 0 | 0 | 0 | 0 | 0 | 0 | 0 | 0 | 0 | 0 | 0 | 0 | 0 | 0 | 0 | 14142.45 | 14142.45
8 | 150 | 151 | 150 151 PSMH, 250W, magnetic ballast / Other Healthcare | 0 | 0 | 1468.69 | 0 | 0 | 0 | 0 | 0 | 0 | 0 | 0 | 0 | 0 | 0 | 0 | 0 | 0 | 0 | 0 | 0 | 0 | 0 | 0 | 0 | 0 | 0 | 0 | 0 | 0 | 0 | 1468.69 | 1468.69
8 | 150 | 152 | 150 152 PSMH, 250 W, electronic ballast / Other Healthcare | 0 | 0 | 5924.81 | 0 | 0 | 0 | 0 | 0 | 0 | 0 | 0 | 0 | 0 | 0 | 0 | 0 | 0 | 0 | 0 | 0 | 0 | 0 | 0 | 0 | 0 | 0 | 0 | 0 | 0 | 0 | 5924.81 | 5924.81
8 | 150 | 153 | 150 153 High Bay T5 / Other Healthcare | 0 | 0 | 2849.93 | 0 | 0 | 0 | 0 | 0 | 0 | 0 | 0 | 0 | 0 | 0 | 0 | 0 | 0 | 0 | 0 | 0 | 0 | 0 | 0 | 0 | 0 | 0 | 0 | 0 | 0 | 0 | 2849.93 | 2849.93
8 | 160 | 161 | 160 161 LED Exit Sign / Other Healthcare | 0 | 0 | 566.41 | 0 | 0 | 0 | 0 | 0 | 0 | 0 | 0 | 0 | 0 | 0 | 0 | 0 | 0 | 0 | 0 | 0 | 0 | 0 | 0 | 0 | 0 | 0 | 0 | 0 | 0 | 0 | 566.41 | 566.41
8 | 200 | 201 | 200 201 High Pressure Sodium 250W Lamp / Other Healthcare | 0 | 0 | 954.56 | 0 | 0 | 0 | 0 | 0 | 0 | 0 | 0 | 0 | 0 | 0 | 0 | 0 | 0 | 0 | 0 | 0 | 0 | 0 | 0 | 0 | 0 | 0 | 0 | 0 | 0 | 0 | 954.56 | 954.56
8 | 200 | 202 | 200 202 Outdoor Lighting Controls (Photocell/Timeclock) / Other Healthcare | 0 | 0 | 492.3 | 0 | 0 | 0 | 0 | 0 | 0 | 0 | 0 | 0 | 0 | 0 | 0 | 0 | 0 | 0 | 0 | 0 | 0 | 0 | 0 | 0 | 0 | 0 | 0 | 0 | 0 | 0 | 492.3 | 492.3
8 | 210 | 211 | 210 211 Outdoor Lighting Controls (Photocell/Timeclock) / Other Healthcare | 0 | 0 | 653.49 | 0 | 0 | 0 | 0 | 0 | 0 | 0 | 0 | 0 | 0 | 0 | 0 | 0 | 0 | 0 | 0 | 0 | 0 | 0 | 0 | 0 | 0 | 0 | 0 | 0 | 0 | 0 | 653.49 | 653.49
8 | 300 | 301 | 300 301 Centrifugal Chiller, 0.51 kW/ton, 500 tons / Other Healthcare | 0 | 0 | 2536.66 | 0 | 0 | 0 | 0 | 0 | 0 | 0 | 0 | 0 | 0 | 0 | 0 | 0 | 0 | 0 | 0 | 0 | 0 | 0 | 0 | 0 | 0 | 0 | 0 | 0 | 0 | 0 | 2536.66 | 2536.66
8 | 300 | 302 | 300 302 High Efficiency Chiller Motors / Other Healthcare | 0 | 0 | 1150.75 | 0 | 0 | 0 | 0 | 0 | 0 | 0 | 0 | 0 | 0 | 0 | 0 | 0 | 0 | 0 | 0 | 0 | 0 | 0 | 0 | 0 | 0 | 0 | 0 | 0 | 0 | 0 | 1150.75 | 1150.75
8 | 300 | 304 | 300 304 EMS - Chiller / Other Healthcare | 0 | 0 | 2731.81 | 0 | 0 | 0 | 0 | 0 | 0 | 0 | 0 | 0 | 0 | 0 | 0 | 0 | 0 | 0 | 0 | 0 | 0 | 0 | 0 | 0 | 0 | 0 | 0 | 0 | 0 | 0 | 2731.81 | 2731.81
8 | 300 | 305 | 300 305 Chiller Tune Up/Diagnostics / Other Healthcare | 0 | 0 | 1390 | 0 | 0 | 0 | 0 | 0 | 0 | 0 | 0 | 0 | 0 | 0 | 0 | 0 | 0 | 0 | 0 | 0 | 0 | 0 | 0 | 0 | 0 | 0 | 0 | 0 | 0 | 0 | 1390 | 1390
8 | 300 | 306 | 300 306 VSD for Chiller Pumps and Towers / Other Healthcare | 0 | 0 | 2029.26 | 0 | 0 | 0 | 0 | 0 | 0 | 0 | 0 | 0 | 0 | 0 | 0 | 0 | 0 | 0 | 0 | 0 | 0 | 0 | 0 | 0 | 0 | 0 | 0 | 0 | 0 | 0 | 2029.26 | 2029.26
8 | 300 | 307 | 300 307 EMS Optimization / Other Healthcare | 0 | 0 | 690 | 0 | 0 | 0 | 0 | 0 | 0 | 0 | 0 | 0 | 0 | 0 | 0 | 0 | 0 | 0 | 0 | 0 | 0 | 0 | 0 | 0 | 0 | 0 | 0 | 0 | 0 | 0 | 690 | 690
8 | 300 | 308 | 300 308 Aerosole Duct Sealing / Other Healthcare | 0 | 0 | 1155.77 | 0 | 0 | 0 | 0 | 0 | 0 | 0 | 0 | 0 | 0 | 0 | 0 | 0 | 0 | 0 | 0 | 0 | 0 | 0 | 0 | 0 | 0 | 0 | 0 | 0 | 0 | 0 | 1155.77 | 1155.77
8 | 300 | 309 | 300 309 Duct/Pipe Insulation / Other Healthcare | 0 | 0 | 31146 | 0 | 0 | 0 | 0 | 0 | 0 | 0 | 0 | 0 | 0 | 0 | 0 | 0 | 0 | 0 | 0 | 0 | 0 | 0 | 0 | 0 | 0 | 0 | 0 | 0 | 0 | 0 | 31146 | 31146
8 | 300 | 311 | 300 311 Window Film (Standard) / Other Healthcare | 0 | 0 | 1694.75 | 0 | 0 | 0 | 0 | 0 | 0 | 0 | 0 | 0 | 0 | 0 | 0 | 0 | 0 | 0 | 0 | 0 | 0 | 0 | 0 | 0 | 0 | 0 | 0 | 0 | 0 | 0 | 1694.75 | 1694.75
8 | 300 | 313 | 300 313 Ceiling Insulation / Other Healthcare | 0 | 0 | 4233 | 0 | 0 | 0 | 0 | 0 | 0 | 0 | 0 | 0 | 0 | 0 | 0 | 0 | 0 | 0 | 0 | 0 | 0 | 0 | 0 | 0 | 0 | 0 | 0 | 0 | 0 | 0 | 4233 | 4233
8 | 300 | 314 | 300 314 Roof Insulation / Other Healthcare | 0 | 0 | 1895.52 | 0 | 0 | 0 | 0 | 0 | 0 | 0 | 0 | 0 | 0 | 0 | 0 | 0 | 0 | 0 | 0 | 0 | 0 | 0 | 0 | 0 | 0 | 0 | 0 | 0 | 0 | 0 | 1895.52 | 1895.52
8 | 300 | 317 | 300 317 Thermal Energy Storage (TES) Positive / Other Healthcare | 0 | 0 | 15076.48 | 0 | 0 | 0 | 0 | 0 | 0 | 0 | 0 | 0 | 0 | 0 | 0 | 0 | 0 | 0 | 0 | 0 | 0 | 0 | 0 | 0 | 0 | 0 | 0 | 0 | 0 | 0 | 15076.48 | 15076.48
8 | 300 | 317 | 300 317 Thermal Energy Storage (TES) Negative / Other Healthcare | 0 | 0 | 0 | 0 | 0 | 0 | 0 | 0 | 0 | 0 | 0 | 0 | 0 | 0 | 0 | 0 | 0 | 0 | 0 | 0 | 0 | 0 | 0 | 0 | 0 | 0 | 0 | 0 | 0 | 0 | 0 | 0
8 | 320 | 321 | 320 321 DX Packaged System, EER=10.9, 10 tons / Other Healthcare | 0 | 0 | 5541.97 | 0 | 0 | 0 | 0 | 0 | 0 | 0 | 0 | 0 | 0 | 0 | 0 | 0 | 0 | 0 | 0 | 0 | 0 | 0 | 0 | 0 | 0 | 0 | 0 | 0 | 0 | 0 | 5541.97 | 5541.97
8 | 320 | 322 | 320 322 Hybrid Dessicant-DX System (Trane CDQ) / Other Healthcare | 0 | 0 | 19642.38 | 0 | 0 | 0 | 0 | 0 | 0 | 0 | 0 | 0 | 0 | 0 | 0 | 0 | 0 | 0 | 0 | 0 | 0 | 0 | 0 | 0 | 0 | 0 | 0 | 0 | 0 | 0 | 19642.38 | 19642.38
8 | 320 | 323 | 320 323 Geothermal Heat Pump, EER=13, 10 tons / Other Healthcare | 0 | 0 | 46630.52 | 0 | 0 | 0 | 0 | 0 | 0 | 0 | 0 | 0 | 0 | 0 | 0 | 0 | 0 | 0 | 0 | 0 | 0 | 0 | 0 | 0 | 0 | 0 | 0 | 0 | 0 | 0 | 46630.52 | 46630.52
8 | 320 | 326 | 320 326 DX Tune Up/ Advanced Diagnostics / Other Healthcare | 0 | 0 | 1640 | 0 | 0 | 0 | 0 | 0 | 0 | 0 | 0 | 0 | 0 | 0 | 0 | 0 | 0 | 0 | 0 | 0 | 0 | 0 | 0 | 0 | 0 | 0 | 0 | 0 | 0 | 0 | 1640 | 1640
8 | 320 | 327 | 320 327 DX Coil Cleaning / Other Healthcare | 0 | 0 | 776.28 | 0 | 0 | 0 | 0 | 0 | 0 | 0 | 0 | 0 | 0 | 0 | 0 | 0 | 0 | 0 | 0 | 0 | 0 | 0 | 0 | 0 | 0 | 0 | 0 | 0 | 0 | 0 | 776.28 | 776.28
8 | 320 | 329 | 320 329 Aerosole Duct Sealing / Other Healthcare | 0 | 0 | 1155.77 | 0 | 0 | 0 | 0 | 0 | 0 | 0 | 0 | 0 | 0 | 0 | 0 | 0 | 0 | 0 | 0 | 0 | 0 | 0 | 0 | 0 | 0 | 0 | 0 | 0 | 0 | 0 | 1155.77 | 1155.77
8 | 320 | 330 | 320 330 Duct/Pipe Insulation / Other Healthcare | 0 | 0 | 31146 | 0 | 0 | 0 | 0 | 0 | 0 | 0 | 0 | 0 | 0 | 0 | 0 | 0 | 0 | 0 | 0 | 0 | 0 | 0 | 0 | 0 | 0 | 0 | 0 | 0 | 0 | 0 | 31146 | 31146
8 | 320 | 334 | 320 334 Ceiling Insulation / Other Healthcare | 0 | 0 | 4233 | 0 | 0 | 0 | 0 | 0 | 0 | 0 | 0 | 0 | 0 | 0 | 0 | 0 | 0 | 0 | 0 | 0 | 0 | 0 | 0 | 0 | 0 | 0 | 0 | 0 | 0 | 0 | 4233 | 4233
8 | 320 | 335 | 320 335 Roof Insulation / Other Healthcare | 0 | 0 | 1895.52 | 0 | 0 | 0 | 0 | 0 | 0 | 0 | 0 | 0 | 0 | 0 | 0 | 0 | 0 | 0 | 0 | 0 | 0 | 0 | 0 | 0 | 0 | 0 | 0 | 0 | 0 | 0 | 1895.52 | 1895.52
8 | 340 | 344 | 340 344 Aerosole Duct Sealing / Other Healthcare | 0 | 0 | 1155.77 | 0 | 0 | 0 | 0 | 0 | 0 | 0 | 0 | 0 | 0 | 0 | 0 | 0 | 0 | 0 | 0 | 0 | 0 | 0 | 0 | 0 | 0 | 0 | 0 | 0 | 0 | 0 | 1155.77 | 1155.77
8 | 340 | 345 | 340 345 Duct/Pipe Insulation / Other Healthcare | 0 | 0 | 31146 | 0 | 0 | 0 | 0 | 0 | 0 | 0 | 0 | 0 | 0 | 0 | 0 | 0 | 0 | 0 | 0 | 0 | 0 | 0 | 0 | 0 | 0 | 0 | 0 | 0 | 0 | 0 | 31146 | 31146
8 | 340 | 349 | 340 349 Ceiling Insulation / Other Healthcare | 0 | 0 | 4233 | 0 | 0 | 0 | 0 | 0 | 0 | 0 | 0 | 0 | 0 | 0 | 0 | 0 | 0 | 0 | 0 | 0 | 0 | 0 | 0 | 0 | 0 | 0 | 0 | 0 | 0 | 0 | 4233 | 4233
8 | 340 | 351 | 340 351 Cool Roof - DX / Other Healthcare | 0 | 0 | 13996.8 | 0 | 0 | 0 | 0 | 0 | 0 | 0 | 0 | 0 | 0 | 0 | 0 | 0 | 0 | 0 | 0 | 0 | 0 | 0 | 0 | 0 | 0 | 0 | 0 | 0 | 0 | 0 | 13996.8 | 13996.8
8 | 360 | 361 | 360 361 HE PTAC, EER=9.6, 1 ton / Other Healthcare | 0 | 0 | 6325.7 | 0 | 0 | 0 | 0 | 0 | 0 | 0 | 0 | 0 | 0 | 0 | 0 | 0 | 0 | 0 | 0 | 0 | 0 | 0 | 0 | 0 | 0 | 0 | 0 | 0 | 0 | 0 | 6325.7 | 6325.7
8 | 400 | 402 | 400 402 Variable Speed Drive Control / Other Healthcare | 0 | 0 | 3642.23 | 0 | 0 | 0 | 0 | 0 | 0 | 0 | 0 | 0 | 0 | 0 | 0 | 0 | 0 | 0 | 0 | 0 | 0 | 0 | 0 | 0 | 0 | 0 | 0 | 0 | 0 | 0 | 3642.23 | 3642.23
8 | 400 | 403 | 400 403 Air Handler Optimization / Other Healthcare | 0 | 0 | 690 | 0 | 0 | 0 | 0 | 0 | 0 | 0 | 0 | 0 | 0 | 0 | 0 | 0 | 0 | 0 | 0 | 0 | 0 | 0 | 0 | 0 | 0 | 0 | 0 | 0 | 0 | 0 | 690 | 690
8 | 400 | 404 | 400 404 Electronically Commutated Motors (ECM) on an Air Handler Unit / Other Healthcare | 0 | 0 | 1513.57 | 0 | 0 | 0 | 0 | 0 | 0 | 0 | 0 | 0 | 0 | 0 | 0 | 0 | 0 | 0 | 0 | 0 | 0 | 0 | 0 | 0 | 0 | 0 | 0 | 0 | 0 | 0 | 1513.57 | 1513.57
8 | 400 | 405 | 400 405 Demand Control Ventilation (DCV) / Other Healthcare | 0 | 0 | 23984 | 0 | 0 | 0 | 0 | 0 | 0 | 0 | 0 | 0 | 0 | 0 | 0 | 0 | 0 | 0 | 0 | 0 | 0 | 0 | 0 | 0 | 0 | 0 | 0 | 0 | 0 | 0 | 23984 | 23984
8 | 400 | 406 | 400 406 Energy Recovery Ventilation (ERV) / Other Healthcare | 0 | 0 | 5501.18 | 0 | 0 | 0 | 0 | 0 | 0 | 0 | 0 | 0 | 0 | 0 | 0 | 0 | 0 | 0 | 0 | 0 | 0 | 0 | 0 | 0 | 0 | 0 | 0 | 0 | 0 | 0 | 5501.18 | 5501.18
8 | 600 | 603 | 600 603 Heat Pump Water Heater (air source) / Other Healthcare | 0 | 0 | 4521.21 | 0 | 0 | 0 | 0 | 0 | 0 | 0 | 0 | 0 | 0 | 0 | 0 | 0 | 0 | 0 | 0 | 0 | 0 | 0 | 0 | 0 | 0 | 0 | 0 | 0 | 0 | 0 | 4521.21 | 4521.21
8 | 600 | 606 | 600 606 Demand controlled circulating systems / Other Healthcare | 0 | 0 | 621.28 | 0 | 0 | 0 | 0 | 0 | 0 | 0 | 0 | 0 | 0 | 0 | 0 | 0 | 0 | 0 | 0 | 0 | 0 | 0 | 0 | 0 | 0 | 0 | 0 | 0 | 0 | 0 | 621.28 | 621.28
8 | 600 | 608 | 600 608 Heat Recovery Unit / Other Healthcare | 0 | 0 | 1208 | 0 | 0 | 0 | 0 | 0 | 0 | 0 | 0 | 0 | 0 | 0 | 0 | 0 | 0 | 0 | 0 | 0 | 0 | 0 | 0 | 0 | 0 | 0 | 0 | 0 | 0 | 0 | 1208 | 1208
8 | 600 | 609 | 600 609 Heat Trap / Other Healthcare | 0 | 0 | 401.18 | 0 | 0 | 0 | 0 | 0 | 0 | 0 | 0 | 0 | 0 | 0 | 0 | 0 | 0 | 0 | 0 | 0 | 0 | 0 | 0 | 0 | 0 | 0 | 0 | 0 | 0 | 0 | 401.18 | 401.18
8 | 600 | 610 | 600 610 Hot Water Pipe Insulation / Other Healthcare | 0 | 0 | 688.09 | 0 | 0 | 0 | 0 | 0 | 0 | 0 | 0 | 0 | 0 | 0 | 0 | 0 | 0 | 0 | 0 | 0 | 0 | 0 | 0 | 0 | 0 | 0 | 0 | 0 | 0 | 0 | 688.09 | 688.09
8 | 700 | 701 | 700 701 PC Manual Power Management Enabling / Other Healthcare | 0 | 0 | 404.44 | 0 | 0 | 0 | 0 | 0 | 0 | 0 | 0 | 0 | 0 | 0 | 0 | 0 | 0 | 0 | 0 | 0 | 0 | 0 | 0 | 0 | 0 | 0 | 0 | 0 | 0 | 0 | 404.44 | 404.44
8 | 700 | 702 | 700 702 PC Network Power Management Enabling / Other Healthcare | 0 | 0 | 397.22 | 0 | 0 | 0 | 0 | 0 | 0 | 0 | 0 | 0 | 0 | 0 | 0 | 0 | 0 | 0 | 0 | 0 | 0 | 0 | 0 | 0 | 0 | 0 | 0 | 0 | 0 | 0 | 397.22 | 397.22
8 | 710 | 711 | 710 711 Energy Star or Better Monitor / Other Healthcare | 0 | 0 | 390 | 0 | 0 | 0 | 0 | 0 | 0 | 0 | 0 | 0 | 0 | 0 | 0 | 0 | 0 | 0 | 0 | 0 | 0 | 0 | 0 | 0 | 0 | 0 | 0 | 0 | 0 | 0 | 390 | 390
8 | 710 | 712 | 710 712 Monitor Power Management Enabling / Other Healthcare | 0 | 0 | 403.71 | 0 | 0 | 0 | 0 | 0 | 0 | 0 | 0 | 0 | 0 | 0 | 0 | 0 | 0 | 0 | 0 | 0 | 0 | 0 | 0 | 0 | 0 | 0 | 0 | 0 | 0 | 0 | 403.71 | 403.71
8 | 720 | 722 | 720 722 Monitor Power Management Enabling / Other Healthcare | 0 | 0 | 390.72 | 0 | 0 | 0 | 0 | 0 | 0 | 0 | 0 | 0 | 0 | 0 | 0 | 0 | 0 | 0 | 0 | 0 | 0 | 0 | 0 | 0 | 0 | 0 | 0 | 0 | 0 | 0 | 390.72 | 390.72
8 | 730 | 732 | 730 732 Copier Power Management Enabling / Other Healthcare | 0 | 0 | 410.71 | 0 | 0 | 0 | 0 | 0 | 0 | 0 | 0 | 0 | 0 | 0 | 0 | 0 | 0 | 0 | 0 | 0 | 0 | 0 | 0 | 0 | 0 | 0 | 0 | 0 | 0 | 0 | 410.71 | 410.71
8 | 740 | 741 | 740 741 Printer Power Management Enabling / Other Healthcare | 0 | 0 | 450.72 | 0 | 0 | 0 | 0 | 0 | 0 | 0 | 0 | 0 | 0 | 0 | 0 | 0 | 0 | 0 | 0 | 0 | 0 | 0 | 0 | 0 | 0 | 0 | 0 | 0 | 0 | 0 | 450.72 | 450.72
8 | 800 | 801 | 800 801 Convection Oven / Other Healthcare | 0 | 0 | 253597.2 | 0 | 0 | 0 | 0 | 0 | 0 | 0 | 0 | 0 | 0 | 0 | 0 | 0 | 0 | 0 | 0 | 0 | 0 | 0 | 0 | 0 | 0 | 0 | 0 | 0 | 0 | 0 | 253597.2 | 253597.2
8 | 810 | 811 | 810 811 Efficient Fryer / Other Healthcare | 0 | 0 | 11194.98 | 0 | 0 | 0 | 0 | 0 | 0 | 0 | 0 | 0 | 0 | 0 | 0 | 0 | 0 | 0 | 0 | 0 | 0 | 0 | 0 | 0 | 0 | 0 | 0 | 0 | 0 | 0 | 11194.98 | 11194.98
8 | 900 | 901 | 900 901 Vending Misers (cooled machines only) / Other Healthcare | 0 | 0 | 442.38 | 0 | 0 | 0 | 0 | 0 | 0 | 0 | 0 | 0 | 0 | 0 | 0 | 0 | 0 | 0 | 0 | 0 | 0 | 0 | 0 | 0 | 0 | 0 | 0 | 0 | 0 | 0 | 442.38 | 442.38
9 | 110 | 111 | 110 111 Premium T8, Elecctronic Ballast / Warehouse | 0 | 0 | 2948.54 | 0 | 0 | 0 | 0 | 0 | 0 | 0 | 0 | 0 | 0 | 0 | 0 | 0 | 0 | 0 | 0 | 0 | 0 | 0 | 0 | 0 | 0 | 0 | 0 | 0 | 0 | 0 | 2948.54 | 2948.54
9 | 110 | 114 | 110 114 Continuous Dimming / Warehouse | 0 | 0 | 15122.27 | 0 | 0 | 0 | 0 | 0 | 0 | 0 | 0 | 0 | 0 | 0 | 0 | 0 | 0 | 0 | 0 | 0 | 0 | 0 | 0 | 0 | 0 | 0 | 0 | 0 | 0 | 0 | 15122.27 | 15122.27
9 | 110 | 115 | 110 115 Lighting Control Tuneup / Warehouse | 0 | 0 | 534 | 0 | 0 | 0 | 0 | 0 | 0 | 0 | 0 | 0 | 0 | 0 | 0 | 0 | 0 | 0 | 0 | 0 | 0 | 0 | 0 | 0 | 0 | 0 | 0 | 0 | 0 | 0 | 534 | 534
9 | 120 | 121 | 120 121 ROB Premium T8, 1EB / Warehouse | 0 | 0 | 637.16 | 0 | 0 | 0 | 0 | 0 | 0 | 0 | 0 | 0 | 0 | 0 | 0 | 0 | 0 | 0 | 0 | 0 | 0 | 0 | 0 | 0 | 0 | 0 | 0 | 0 | 0 | 0 | 637.16 | 637.16
9 | 120 | 122 | 120 122 ROB Premium T8, EB, Reflector / Warehouse | 0 | 0 | 1237.4 | 0 | 0 | 0 | 0 | 0 | 0 | 0 | 0 | 0 | 0 | 0 | 0 | 0 | 0 | 0 | 0 | 0 | 0 | 0 | 0 | 0 | 0 | 0 | 0 | 0 | 0 | 0 | 1237.4 | 1237.4
9 | 120 | 123 | 120 123 Occupancy Sensor / Warehouse | 0 | 0 | 1978.87 | 0 | 0 | 0 | 0 | 0 | 0 | 0 | 0 | 0 | 0 | 0 | 0 | 0 | 0 | 0 | 0 | 0 | 0 | 0 | 0 | 0 | 0 | 0 | 0 | 0 | 0 | 0 | 1978.87 | 1978.87
9 | 120 | 124 | 120 124 Lighting Control Tuneup / Warehouse | 0 | 0 | 534 | 0 | 0 | 0 | 0 | 0 | 0 | 0 | 0 | 0 | 0 | 0 | 0 | 0 | 0 | 0 | 0 | 0 | 0 | 0 | 0 | 0 | 0 | 0 | 0 | 0 | 0 | 0 | 534 | 534
9 | 130 | 131 | 130 131 CFL Screw-in 18W / Warehouse | 0 | 0 | 2041.06 | 0 | 0 | 0 | 0 | 0 | 0 | 0 | 0 | 0 | 0 | 0 | 0 | 0 | 0 | 0 | 0 | 0 | 0 | 0 | 0 | 0 | 0 | 0 | 0 | 0 | 0 | 0 | 2041.06 | 2041.06
9 | 150 | 151 | 150 151 PSMH, 250W, magnetic ballast / Warehouse | 0 | 0 | 659.08 | 0 | 0 | 0 | 0 | 0 | 0 | 0 | 0 | 0 | 0 | 0 | 0 | 0 | 0 | 0 | 0 | 0 | 0 | 0 | 0 | 0 | 0 | 0 | 0 | 0 | 0 | 0 | 659.08 | 659.08
9 | 150 | 152 | 150 152 PSMH, 250 W, electronic ballast / Warehouse | 0 | 0 | 1770.66 | 0 | 0 | 0 | 0 | 0 | 0 | 0 | 0 | 0 | 0 | 0 | 0 | 0 | 0 | 0 | 0 | 0 | 0 | 0 | 0 | 0 | 0 | 0 | 0 | 0 | 0 | 0 | 1770.66 | 1770.66
9 | 150 | 153 | 150 153 High Bay T5 / Warehouse | 0 | 0 | 1003.63 | 0 | 0 | 0 | 0 | 0 | 0 | 0 | 0 | 0 | 0 | 0 | 0 | 0 | 0 | 0 | 0 | 0 | 0 | 0 | 0 | 0 | 0 | 0 | 0 | 0 | 0 | 0 | 1003.63 | 1003.63
9 | 160 | 161 | 160 161 LED Exit Sign / Warehouse | 0 | 0 | 425.68 | 0 | 0 | 0 | 0 | 0 | 0 | 0 | 0 | 0 | 0 | 0 | 0 | 0 | 0 | 0 | 0 | 0 | 0 | 0 | 0 | 0 | 0 | 0 | 0 | 0 | 0 | 0 | 425.68 | 425.68
9 | 200 | 201 | 200 201 High Pressure Sodium 250W Lamp / Warehouse | 0 | 0 | 651.76 | 0 | 0 | 0 | 0 | 0 | 0 | 0 | 0 | 0 | 0 | 0 | 0 | 0 | 0 | 0 | 0 | 0 | 0 | 0 | 0 | 0 | 0 | 0 | 0 | 0 | 0 | 0 | 651.76 | 651.76
9 | 200 | 202 | 200 202 Outdoor Lighting Controls (Photocell/Timeclock) / Warehouse | 0 | 0 | 437.43 | 0 | 0 | 0 | 0 | 0 | 0 | 0 | 0 | 0 | 0 | 0 | 0 | 0 | 0 | 0 | 0 | 0 | 0 | 0 | 0 | 0 | 0 | 0 | 0 | 0 | 0 | 0 | 437.43 | 437.43
9 | 210 | 211 | 210 211 Outdoor Lighting Controls (Photocell/Timeclock) / Warehouse | 0 | 0 | 544.88 | 0 | 0 | 0 | 0 | 0 | 0 | 0 | 0 | 0 | 0 | 0 | 0 | 0 | 0 | 0 | 0 | 0 | 0 | 0 | 0 | 0 | 0 | 0 | 0 | 0 | 0 | 0 | 544.88 | 544.88
9 | 300 | 301 | 300 301 Centrifugal Chiller, 0.51 kW/ton, 500 tons / Warehouse | 0 | 0 | 589.83 | 0 | 0 | 0 | 0 | 0 | 0 | 0 | 0 | 0 | 0 | 0 | 0 | 0 | 0 | 0 | 0 | 0 | 0 | 0 | 0 | 0 | 0 | 0 | 0 | 0 | 0 | 0 | 589.83 | 589.83
9 | 300 | 302 | 300 302 High Efficiency Chiller Motors / Warehouse | 0 | 0 | 460.82 | 0 | 0 | 0 | 0 | 0 | 0 | 0 | 0 | 0 | 0 | 0 | 0 | 0 | 0 | 0 | 0 | 0 | 0 | 0 | 0 | 0 | 0 | 0 | 0 | 0 | 0 | 0 | 460.82 | 460.82
9 | 300 | 304 | 300 304 EMS - Chiller / Warehouse | 0 | 0 | 608 | 0 | 0 | 0 | 0 | 0 | 0 | 0 | 0 | 0 | 0 | 0 | 0 | 0 | 0 | 0 | 0 | 0 | 0 | 0 | 0 | 0 | 0 | 0 | 0 | 0 | 0 | 0 | 608 | 608
9 | 300 | 305 | 300 305 Chiller Tune Up/Diagnostics / Warehouse | 0 | 0 | 1390 | 0 | 0 | 0 | 0 | 0 | 0 | 0 | 0 | 0 | 0 | 0 | 0 | 0 | 0 | 0 | 0 | 0 | 0 | 0 | 0 | 0 | 0 | 0 | 0 | 0 | 0 | 0 | 1390 | 1390
9 | 300 | 306 | 300 306 VSD for Chiller Pumps and Towers / Warehouse | 0 | 0 | 542.6 | 0 | 0 | 0 | 0 | 0 | 0 | 0 | 0 | 0 | 0 | 0 | 0 | 0 | 0 | 0 | 0 | 0 | 0 | 0 | 0 | 0 | 0 | 0 | 0 | 0 | 0 | 0 | 542.6 | 542.6
9 | 300 | 307 | 300 307 EMS Optimization / Warehouse | 0 | 0 | 690 | 0 | 0 | 0 | 0 | 0 | 0 | 0 | 0 | 0 | 0 | 0 | 0 | 0 | 0 | 0 | 0 | 0 | 0 | 0 | 0 | 0 | 0 | 0 | 0 | 0 | 0 | 0 | 690 | 690
9 | 300 | 308 | 300 308 Aerosole Duct Sealing / Warehouse | 0 | 0 | 461.29 | 0 | 0 | 0 | 0 | 0 | 0 | 0 | 0 | 0 | 0 | 0 | 0 | 0 | 0 | 0 | 0 | 0 | 0 | 0 | 0 | 0 | 0 | 0 | 0 | 0 | 0 | 0 | 461.29 | 461.29
9 | 300 | 309 | 300 309 Duct/Pipe Insulation / Warehouse | 0 | 0 | 31146 | 0 | 0 | 0 | 0 | 0 | 0 | 0 | 0 | 0 | 0 | 0 | 0 | 0 | 0 | 0 | 0 | 0 | 0 | 0 | 0 | 0 | 0 | 0 | 0 | 0 | 0 | 0 | 31146 | 31146
9 | 300 | 311 | 300 311 Window Film (Standard) / Warehouse | 0 | 0 | 1694.75 | 0 | 0 | 0 | 0 | 0 | 0 | 0 | 0 | 0 | 0 | 0 | 0 | 0 | 0 | 0 | 0 | 0 | 0 | 0 | 0 | 0 | 0 | 0 | 0 | 0 | 0 | 0 | 1694.75 | 1694.75
9 | 300 | 313 | 300 313 Ceiling Insulation / Warehouse | 0 | 0 | 4233 | 0 | 0 | 0 | 0 | 0 | 0 | 0 | 0 | 0 | 0 | 0 | 0 | 0 | 0 | 0 | 0 | 0 | 0 | 0 | 0 | 0 | 0 | 0 | 0 | 0 | 0 | 0 | 4233 | 4233
9 | 300 | 314 | 300 314 Roof Insulation / Warehouse | 0 | 0 | 1895.52 | 0 | 0 | 0 | 0 | 0 | 0 | 0 | 0 | 0 | 0 | 0 | 0 | 0 | 0 | 0 | 0 | 0 | 0 | 0 | 0 | 0 | 0 | 0 | 0 | 0 | 0 | 0 | 1895.52 | 1895.52
9 | 300 | 317 | 300 317 Thermal Energy Storage (TES) Positive / Warehouse | 0 | 0 | 1757.16 | 0 | 0 | 0 | 0 | 0 | 0 | 0 | 0 | 0 | 0 | 0 | 0 | 0 | 0 | 0 | 0 | 0 | 0 | 0 | 0 | 0 | 0 | 0 | 0 | 0 | 0 | 0 | 1757.16 | 1757.16
9 | 300 | 317 | 300 317 Thermal Energy Storage (TES) Negative / Warehouse | 0 | 0 | 0 | 0 | 0 | 0 | 0 | 0 | 0 | 0 | 0 | 0 | 0 | 0 | 0 | 0 | 0 | 0 | 0 | 0 | 0 | 0 | 0 | 0 | 0 | 0 | 0 | 0 | 0 | 0 | 0 | 0
9 | 320 | 321 | 320 321 DX Packaged System, EER=10.9, 10 tons / Warehouse | 0 | 0 | 869.59 | 0 | 0 | 0 | 0 | 0 | 0 | 0 | 0 | 0 | 0 | 0 | 0 | 0 | 0 | 0 | 0 | 0 | 0 | 0 | 0 | 0 | 0 | 0 | 0 | 0 | 0 | 0 | 869.59 | 869.59
9 | 320 | 322 | 320 322 Hybrid Dessicant-DX System (Trane CDQ) / Warehouse | 0 | 0 | 2182.2 | 0 | 0 | 0 | 0 | 0 | 0 | 0 | 0 | 0 | 0 | 0 | 0 | 0 | 0 | 0 | 0 | 0 | 0 | 0 | 0 | 0 | 0 | 0 | 0 | 0 | 0 | 0 | 2182.2 | 2182.2
9 | 320 | 323 | 320 323 Geothermal Heat Pump, EER=13, 10 tons / Warehouse | 0 | 0 | 4694.51 | 0 | 0 | 0 | 0 | 0 | 0 | 0 | 0 | 0 | 0 | 0 | 0 | 0 | 0 | 0 | 0 | 0 | 0 | 0 | 0 | 0 | 0 | 0 | 0 | 0 | 0 | 0 | 4694.51 | 4694.51
9 | 320 | 326 | 320 326 DX Tune Up/ Advanced Diagnostics / Warehouse | 0 | 0 | 1640 | 0 | 0 | 0 | 0 | 0 | 0 | 0 | 0 | 0 | 0 | 0 | 0 | 0 | 0 | 0 | 0 | 0 | 0 | 0 | 0 | 0 | 0 | 0 | 0 | 0 | 0 | 0 | 1640 | 1640
9 | 320 | 327 | 320 327 DX Coil Cleaning / Warehouse | 0 | 0 | 425.96 | 0 | 0 | 0 | 0 | 0 | 0 | 0 | 0 | 0 | 0 | 0 | 0 | 0 | 0 | 0 | 0 | 0 | 0 | 0 | 0 | 0 | 0 | 0 | 0 | 0 | 0 | 0 | 425.96 | 425.96
9 | 320 | 329 | 320 329 Aerosole Duct Sealing / Warehouse | 0 | 0 | 461.29 | 0 | 0 | 0 | 0 | 0 | 0 | 0 | 0 | 0 | 0 | 0 | 0 | 0 | 0 | 0 | 0 | 0 | 0 | 0 | 0 | 0 | 0 | 0 | 0 | 0 | 0 | 0 | 461.29 | 461.29
9 | 320 | 330 | 320 330 Duct/Pipe Insulation / Warehouse | 0 | 0 | 31146 | 0 | 0 | 0 | 0 | 0 | 0 | 0 | 0 | 0 | 0 | 0 | 0 | 0 | 0 | 0 | 0 | 0 | 0 | 0 | 0 | 0 | 0 | 0 | 0 | 0 | 0 | 0 | 31146 | 31146
9 | 320 | 334 | 320 334 Ceiling Insulation / Warehouse | 0 | 0 | 4233 | 0 | 0 | 0 | 0 | 0 | 0 | 0 | 0 | 0 | 0 | 0 | 0 | 0 | 0 | 0 | 0 | 0 | 0 | 0 | 0 | 0 | 0 | 0 | 0 | 0 | 0 | 0 | 4233 | 4233
9 | 320 | 335 | 320 335 Roof Insulation / Warehouse | 0 | 0 | 1895.52 | 0 | 0 | 0 | 0 | 0 | 0 | 0 | 0 | 0 | 0 | 0 | 0 | 0 | 0 | 0 | 0 | 0 | 0 | 0 | 0 | 0 | 0 | 0 | 0 | 0 | 0 | 0 | 1895.52 | 1895.52
9 | 340 | 344 | 340 344 Aerosole Duct Sealing / Warehouse | 0 | 0 | 461.29 | 0 | 0 | 0 | 0 | 0 | 0 | 0 | 0 | 0 | 0 | 0 | 0 | 0 | 0 | 0 | 0 | 0 | 0 | 0 | 0 | 0 | 0 | 0 | 0 | 0 | 0 | 0 | 461.29 | 461.29
9 | 340 | 345 | 340 345 Duct/Pipe Insulation / Warehouse | 0 | 0 | 31146 | 0 | 0 | 0 | 0 | 0 | 0 | 0 | 0 | 0 | 0 | 0 | 0 | 0 | 0 | 0 | 0 | 0 | 0 | 0 | 0 | 0 | 0 | 0 | 0 | 0 | 0 | 0 | 31146 | 31146
9 | 340 | 349 | 340 349 Ceiling Insulation / Warehouse | 0 | 0 | 4233 | 0 | 0 | 0 | 0 | 0 | 0 | 0 | 0 | 0 | 0 | 0 | 0 | 0 | 0 | 0 | 0 | 0 | 0 | 0 | 0 | 0 | 0 | 0 | 0 | 0 | 0 | 0 | 4233 | 4233
9 | 340 | 351 | 340 351 Cool Roof - DX / Warehouse | 0 | 0 | 13996.8 | 0 | 0 | 0 | 0 | 0 | 0 | 0 | 0 | 0 | 0 | 0 | 0 | 0 | 0 | 0 | 0 | 0 | 0 | 0 | 0 | 0 | 0 | 0 | 0 | 0 | 0 | 0 | 13996.8 | 13996.8
9 | 360 | 361 | 360 361 HE PTAC, EER=9.6, 1 ton / Warehouse | 0 | 0 | 942.55 | 0 | 0 | 0 | 0 | 0 | 0 | 0 | 0 | 0 | 0 | 0 | 0 | 0 | 0 | 0 | 0 | 0 | 0 | 0 | 0 | 0 | 0 | 0 | 0 | 0 | 0 | 0 | 942.55 | 942.55
9 | 400 | 402 | 400 402 Variable Speed Drive Control / Warehouse | 0 | 0 | 725.94 | 0 | 0 | 0 | 0 | 0 | 0 | 0 | 0 | 0 | 0 | 0 | 0 | 0 | 0 | 0 | 0 | 0 | 0 | 0 | 0 | 0 | 0 | 0 | 0 | 0 | 0 | 0 | 725.94 | 725.94
9 | 400 | 403 | 400 403 Air Handler Optimization / Warehouse | 0 | 0 | 690 | 0 | 0 | 0 | 0 | 0 | 0 | 0 | 0 | 0 | 0 | 0 | 0 | 0 | 0 | 0 | 0 | 0 | 0 | 0 | 0 | 0 | 0 | 0 | 0 | 0 | 0 | 0 | 690 | 690
9 | 400 | 404 | 400 404 Electronically Commutated Motors (ECM) on an Air Handler Unit / Warehouse | 0 | 0 | 494.59 | 0 | 0 | 0 | 0 | 0 | 0 | 0 | 0 | 0 | 0 | 0 | 0 | 0 | 0 | 0 | 0 | 0 | 0 | 0 | 0 | 0 | 0 | 0 | 0 | 0 | 0 | 0 | 494.59 | 494.59
9 | 400 | 405 | 400 405 Demand Control Ventilation (DCV) / Warehouse | 0 | 0 | 23984 | 0 | 0 | 0 | 0 | 0 | 0 | 0 | 0 | 0 | 0 | 0 | 0 | 0 | 0 | 0 | 0 | 0 | 0 | 0 | 0 | 0 | 0 | 0 | 0 | 0 | 0 | 0 | 23984 | 23984
9 | 400 | 406 | 400 406 Energy Recovery Ventilation (ERV) / Warehouse | 0 | 0 | 865.8 | 0 | 0 | 0 | 0 | 0 | 0 | 0 | 0 | 0 | 0 | 0 | 0 | 0 | 0 | 0 | 0 | 0 | 0 | 0 | 0 | 0 | 0 | 0 | 0 | 0 | 0 | 0 | 865.8 | 865.8
9 | 600 | 603 | 600 603 Heat Pump Water Heater (air source) / Warehouse | 0 | 0 | 510.48 | 0 | 0 | 0 | 0 | 0 | 0 | 0 | 0 | 0 | 0 | 0 | 0 | 0 | 0 | 0 | 0 | 0 | 0 | 0 | 0 | 0 | 0 | 0 | 0 | 0 | 0 | 0 | 510.48 | 510.48
9 | 600 | 606 | 600 606 Demand controlled circulating systems / Warehouse | 0 | 0 | 414.12 | 0 | 0 | 0 | 0 | 0 | 0 | 0 | 0 | 0 | 0 | 0 | 0 | 0 | 0 | 0 | 0 | 0 | 0 | 0 | 0 | 0 | 0 | 0 | 0 | 0 | 0 | 0 | 414.12 | 414.12
9 | 600 | 608 | 600 608 Heat Recovery Unit / Warehouse | 0 | 0 | 1208 | 0 | 0 | 0 | 0 | 0 | 0 | 0 | 0 | 0 | 0 | 0 | 0 | 0 | 0 | 0 | 0 | 0 | 0 | 0 | 0 | 0 | 0 | 0 | 0 | 0 | 0 | 0 | 1208 | 1208
9 | 600 | 609 | 600 609 Heat Trap / Warehouse | 0 | 0 | 390.33 | 0 | 0 | 0 | 0 | 0 | 0 | 0 | 0 | 0 | 0 | 0 | 0 | 0 | 0 | 0 | 0 | 0 | 0 | 0 | 0 | 0 | 0 | 0 | 0 | 0 | 0 | 0 | 390.33 | 390.33
9 | 600 | 610 | 600 610 Hot Water Pipe Insulation / Warehouse | 0 | 0 | 398.69 | 0 | 0 | 0 | 0 | 0 | 0 | 0 | 0 | 0 | 0 | 0 | 0 | 0 | 0 | 0 | 0 | 0 | 0 | 0 | 0 | 0 | 0 | 0 | 0 | 0 | 0 | 0 | 398.69 | 398.69
9 | 700 | 701 | 700 701 PC Manual Power Management Enabling / Warehouse | 0 | 0 | 408.57 | 0 | 0 | 0 | 0 | 0 | 0 | 0 | 0 | 0 | 0 | 0 | 0 | 0 | 0 | 0 | 0 | 0 | 0 | 0 | 0 | 0 | 0 | 0 | 0 | 0 | 0 | 0 | 408.57 | 408.57
9 | 700 | 702 | 700 702 PC Network Power Management Enabling / Warehouse | 0 | 0 | 399.29 | 0 | 0 | 0 | 0 | 0 | 0 | 0 | 0 | 0 | 0 | 0 | 0 | 0 | 0 | 0 | 0 | 0 | 0 | 0 | 0 | 0 | 0 | 0 | 0 | 0 | 0 | 0 | 399.29 | 399.29
9 | 710 | 711 | 710 711 Energy Star or Better Monitor / Warehouse | 0 | 0 | 390 | 0 | 0 | 0 | 0 | 0 | 0 | 0 | 0 | 0 | 0 | 0 | 0 | 0 | 0 | 0 | 0 | 0 | 0 | 0 | 0 | 0 | 0 | 0 | 0 | 0 | 0 | 0 | 390 | 390
9 | 710 | 712 | 710 712 Monitor Power Management Enabling / Warehouse | 0 | 0 | 407.64 | 0 | 0 | 0 | 0 | 0 | 0 | 0 | 0 | 0 | 0 | 0 | 0 | 0 | 0 | 0 | 0 | 0 | 0 | 0 | 0 | 0 | 0 | 0 | 0 | 0 | 0 | 0 | 407.64 | 407.64
9 | 720 | 722 | 720 722 Monitor Power Management Enabling / Warehouse | 0 | 0 | 390.93 | 0 | 0 | 0 | 0 | 0 | 0 | 0 | 0 | 0 | 0 | 0 | 0 | 0 | 0 | 0 | 0 | 0 | 0 | 0 | 0 | 0 | 0 | 0 | 0 | 0 | 0 | 0 | 390.93 | 390.93
9 | 730 | 732 | 730 732 Copier Power Management Enabling / Warehouse | 0 | 0 | 410.88 | 0 | 0 | 0 | 0 | 0 | 0 | 0 | 0 | 0 | 0 | 0 | 0 | 0 | 0 | 0 | 0 | 0 | 0 | 0 | 0 | 0 | 0 | 0 | 0 | 0 | 0 | 0 | 410.88 | 410.88
9 | 740 | 741 | 740 741 Printer Power Management Enabling / Warehouse | 0 | 0 | 454.59 | 0 | 0 | 0 | 0 | 0 | 0 | 0 | 0 | 0 | 0 | 0 | 0 | 0 | 0 | 0 | 0 | 0 | 0 | 0 | 0 | 0 | 0 | 0 | 0 | 0 | 0 | 0 | 454.59 | 454.59
9 | 800 | 801 | 800 801 Convection Oven / Warehouse | 0 | 0 | 10634.25 | 0 | 0 | 0 | 0 | 0 | 0 | 0 | 0 | 0 | 0 | 0 | 0 | 0 | 0 | 0 | 0 | 0 | 0 | 0 | 0 | 0 | 0 | 0 | 0 | 0 | 0 | 0 | 10634.25 | 10634.25
9 | 810 | 811 | 810 811 Efficient Fryer / Warehouse | 0 | 0 | 23988.23 | 0 | 0 | 0 | 0 | 0 | 0 | 0 | 0 | 0 | 0 | 0 | 0 | 0 | 0 | 0 | 0 | 0 | 0 | 0 | 0 | 0 | 0 | 0 | 0 | 0 | 0 | 0 | 23988.23 | 23988.23
9 | 900 | 901 | 900 901 Vending Misers (cooled machines only) / Warehouse | 0 | 0 | 483.52 | 0 | 0 | 0 | 0 | 0 | 0 | 0 | 0 | 0 | 0 | 0 | 0 | 0 | 0 | 0 | 0 | 0 | 0 | 0 | 0 | 0 | 0 | 0 | 0 | 0 | 0 | 0 | 483.52 | 483.52
10 | 110 | 111 | 110 111 Premium T8, Elecctronic Ballast / Hotel or Motel | 0 | 0 | 3578.72 | 0 | 0 | 0 | 0 | 0 | 0 | 0 | 0 | 0 | 0 | 0 | 0 | 0 | 0 | 0 | 0 | 0 | 0 | 0 | 0 | 0 | 0 | 0 | 0 | 0 | 0 | 0 | 3578.72 | 3578.72
10 | 110 | 114 | 110 114 Continuous Dimming / Hotel or Motel | 0 | 0 | 18750.94 | 0 | 0 | 0 | 0 | 0 | 0 | 0 | 0 | 0 | 0 | 0 | 0 | 0 | 0 | 0 | 0 | 0 | 0 | 0 | 0 | 0 | 0 | 0 | 0 | 0 | 0 | 0 | 18750.94 | 18750.94
10 | 110 | 115 | 110 115 Lighting Control Tuneup / Hotel or Motel | 0 | 0 | 534 | 0 | 0 | 0 | 0 | 0 | 0 | 0 | 0 | 0 | 0 | 0 | 0 | 0 | 0 | 0 | 0 | 0 | 0 | 0 | 0 | 0 | 0 | 0 | 0 | 0 | 0 | 0 | 534 | 534
10 | 120 | 121 | 120 121 ROB Premium T8, 1EB / Hotel or Motel | 0 | 0 | 698.03 | 0 | 0 | 0 | 0 | 0 | 0 | 0 | 0 | 0 | 0 | 0 | 0 | 0 | 0 | 0 | 0 | 0 | 0 | 0 | 0 | 0 | 0 | 0 | 0 | 0 | 0 | 0 | 698.03 | 698.03
10 | 120 | 122 | 120 122 ROB Premium T8, EB, Reflector / Hotel or Motel | 0 | 0 | 1446.12 | 0 | 0 | 0 | 0 | 0 | 0 | 0 | 0 | 0 | 0 | 0 | 0 | 0 | 0 | 0 | 0 | 0 | 0 | 0 | 0 | 0 | 0 | 0 | 0 | 0 | 0 | 0 | 1446.12 | 1446.12
10 | 120 | 123 | 120 123 Occupancy Sensor / Hotel or Motel | 0 | 0 | 2370.22 | 0 | 0 | 0 | 0 | 0 | 0 | 0 | 0 | 0 | 0 | 0 | 0 | 0 | 0 | 0 | 0 | 0 | 0 | 0 | 0 | 0 | 0 | 0 | 0 | 0 | 0 | 0 | 2370.22 | 2370.22
10 | 120 | 124 | 120 124 Lighting Control Tuneup / Hotel or Motel | 0 | 0 | 534 | 0 | 0 | 0 | 0 | 0 | 0 | 0 | 0 | 0 | 0 | 0 | 0 | 0 | 0 | 0 | 0 | 0 | 0 | 0 | 0 | 0 | 0 | 0 | 0 | 0 | 0 | 0 | 534 | 534
10 | 130 | 131 | 130 131 CFL Screw-in 18W / Hotel or Motel | 0 | 0 | 2447.73 | 0 | 0 | 0 | 0 | 0 | 0 | 0 | 0 | 0 | 0 | 0 | 0 | 0 | 0 | 0 | 0 | 0 | 0 | 0 | 0 | 0 | 0 | 0 | 0 | 0 | 0 | 0 | 2447.73 | 2447.73
10 | 150 | 151 | 150 151 PSMH, 250W, magnetic ballast / Hotel or Motel | 0 | 0 | 633.61 | 0 | 0 | 0 | 0 | 0 | 0 | 0 | 0 | 0 | 0 | 0 | 0 | 0 | 0 | 0 | 0 | 0 | 0 | 0 | 0 | 0 | 0 | 0 | 0 | 0 | 0 | 0 | 633.61 | 633.61
10 | 150 | 152 | 150 152 PSMH, 250 W, electronic ballast / Hotel or Motel | 0 | 0 | 1639.98 | 0 | 0 | 0 | 0 | 0 | 0 | 0 | 0 | 0 | 0 | 0 | 0 | 0 | 0 | 0 | 0 | 0 | 0 | 0 | 0 | 0 | 0 | 0 | 0 | 0 | 0 | 0 | 1639.98 | 1639.98
10 | 150 | 153 | 150 153 High Bay T5 / Hotel or Motel | 0 | 0 | 945.55 | 0 | 0 | 0 | 0 | 0 | 0 | 0 | 0 | 0 | 0 | 0 | 0 | 0 | 0 | 0 | 0 | 0 | 0 | 0 | 0 | 0 | 0 | 0 | 0 | 0 | 0 | 0 | 945.55 | 945.55
10 | 160 | 161 | 160 161 LED Exit Sign / Hotel or Motel | 0 | 0 | 483.03 | 0 | 0 | 0 | 0 | 0 | 0 | 0 | 0 | 0 | 0 | 0 | 0 | 0 | 0 | 0 | 0 | 0 | 0 | 0 | 0 | 0 | 0 | 0 | 0 | 0 | 0 | 0 | 483.03 | 483.03
10 | 200 | 201 | 200 201 High Pressure Sodium 250W Lamp / Hotel or Motel | 0 | 0 | 2552.86 | 0 | 0 | 0 | 0 | 0 | 0 | 0 | 0 | 0 | 0 | 0 | 0 | 0 | 0 | 0 | 0 | 0 | 0 | 0 | 0 | 0 | 0 | 0 | 0 | 0 | 0 | 0 | 2552.86 | 2552.86
10 | 200 | 202 | 200 202 Outdoor Lighting Controls (Photocell/Timeclock) / Hotel or Motel | 0 | 0 | 781.93 | 0 | 0 | 0 | 0 | 0 | 0 | 0 | 0 | 0 | 0 | 0 | 0 | 0 | 0 | 0 | 0 | 0 | 0 | 0 | 0 | 0 | 0 | 0 | 0 | 0 | 0 | 0 | 781.93 | 781.93
10 | 210 | 211 | 210 211 Outdoor Lighting Controls (Photocell/Timeclock) / Hotel or Motel | 0 | 0 | 1440.3 | 0 | 0 | 0 | 0 | 0 | 0 | 0 | 0 | 0 | 0 | 0 | 0 | 0 | 0 | 0 | 0 | 0 | 0 | 0 | 0 | 0 | 0 | 0 | 0 | 0 | 0 | 0 | 1440.3 | 1440.3
10 | 300 | 301 | 300 301 Centrifugal Chiller, 0.51 kW/ton, 500 tons / Hotel or Motel | 0 | 0 | 1331.9 | 0 | 0 | 0 | 0 | 0 | 0 | 0 | 0 | 0 | 0 | 0 | 0 | 0 | 0 | 0 | 0 | 0 | 0 | 0 | 0 | 0 | 0 | 0 | 0 | 0 | 0 | 0 | 1331.9 | 1331.9
10 | 300 | 302 | 300 302 High Efficiency Chiller Motors / Hotel or Motel | 0 | 0 | 723.8 | 0 | 0 | 0 | 0 | 0 | 0 | 0 | 0 | 0 | 0 | 0 | 0 | 0 | 0 | 0 | 0 | 0 | 0 | 0 | 0 | 0 | 0 | 0 | 0 | 0 | 0 | 0 | 723.8 | 723.8
10 | 300 | 304 | 300 304 EMS - Chiller / Hotel or Motel | 0 | 0 | 1417.53 | 0 | 0 | 0 | 0 | 0 | 0 | 0 | 0 | 0 | 0 | 0 | 0 | 0 | 0 | 0 | 0 | 0 | 0 | 0 | 0 | 0 | 0 | 0 | 0 | 0 | 0 | 0 | 1417.53 | 1417.53
10 | 300 | 305 | 300 305 Chiller Tune Up/Diagnostics / Hotel or Motel | 0 | 0 | 1390 | 0 | 0 | 0 | 0 | 0 | 0 | 0 | 0 | 0 | 0 | 0 | 0 | 0 | 0 | 0 | 0 | 0 | 0 | 0 | 0 | 0 | 0 | 0 | 0 | 0 | 0 | 0 | 1390 | 1390
10 | 300 | 306 | 300 306 VSD for Chiller Pumps and Towers / Hotel or Motel | 0 | 0 | 1109.27 | 0 | 0 | 0 | 0 | 0 | 0 | 0 | 0 | 0 | 0 | 0 | 0 | 0 | 0 | 0 | 0 | 0 | 0 | 0 | 0 | 0 | 0 | 0 | 0 | 0 | 0 | 0 | 1109.27 | 1109.27
10 | 300 | 307 | 300 307 EMS Optimization / Hotel or Motel | 0 | 0 | 690 | 0 | 0 | 0 | 0 | 0 | 0 | 0 | 0 | 0 | 0 | 0 | 0 | 0 | 0 | 0 | 0 | 0 | 0 | 0 | 0 | 0 | 0 | 0 | 0 | 0 | 0 | 0 | 690 | 690
10 | 300 | 308 | 300 308 Aerosole Duct Sealing / Hotel or Motel | 0 | 0 | 726 | 0 | 0 | 0 | 0 | 0 | 0 | 0 | 0 | 0 | 0 | 0 | 0 | 0 | 0 | 0 | 0 | 0 | 0 | 0 | 0 | 0 | 0 | 0 | 0 | 0 | 0 | 0 | 726 | 726
10 | 300 | 309 | 300 309 Duct/Pipe Insulation / Hotel or Motel | 0 | 0 | 31146 | 0 | 0 | 0 | 0 | 0 | 0 | 0 | 0 | 0 | 0 | 0 | 0 | 0 | 0 | 0 | 0 | 0 | 0 | 0 | 0 | 0 | 0 | 0 | 0 | 0 | 0 | 0 | 31146 | 31146
10 | 300 | 311 | 300 311 Window Film (Standard) / Hotel or Motel | 0 | 0 | 1694.75 | 0 | 0 | 0 | 0 | 0 | 0 | 0 | 0 | 0 | 0 | 0 | 0 | 0 | 0 | 0 | 0 | 0 | 0 | 0 | 0 | 0 | 0 | 0 | 0 | 0 | 0 | 0 | 1694.75 | 1694.75
10 | 300 | 313 | 300 313 Ceiling Insulation / Hotel or Motel | 0 | 0 | 4233 | 0 | 0 | 0 | 0 | 0 | 0 | 0 | 0 | 0 | 0 | 0 | 0 | 0 | 0 | 0 | 0 | 0 | 0 | 0 | 0 | 0 | 0 | 0 | 0 | 0 | 0 | 0 | 4233 | 4233
10 | 300 | 314 | 300 314 Roof Insulation / Hotel or Motel | 0 | 0 | 1895.52 | 0 | 0 | 0 | 0 | 0 | 0 | 0 | 0 | 0 | 0 | 0 | 0 | 0 | 0 | 0 | 0 | 0 | 0 | 0 | 0 | 0 | 0 | 0 | 0 | 0 | 0 | 0 | 1895.52 | 1895.52
10 | 300 | 317 | 300 317 Thermal Energy Storage (TES) Positive / Hotel or Motel | 0 | 0 | 6834.06 | 0 | 0 | 0 | 0 | 0 | 0 | 0 | 0 | 0 | 0 | 0 | 0 | 0 | 0 | 0 | 0 | 0 | 0 | 0 | 0 | 0 | 0 | 0 | 0 | 0 | 0 | 0 | 6834.06 | 6834.06
10 | 300 | 317 | 300 317 Thermal Energy Storage (TES) Negative / Hotel or Motel | 0 | 0 | 0 | 0 | 0 | 0 | 0 | 0 | 0 | 0 | 0 | 0 | 0 | 0 | 0 | 0 | 0 | 0 | 0 | 0 | 0 | 0 | 0 | 0 | 0 | 0 | 0 | 0 | 0 | 0 | 0 | 0
10 | 320 | 321 | 320 321 DX Packaged System, EER=10.9, 10 tons / Hotel or Motel | 0 | 0 | 2650.56 | 0 | 0 | 0 | 0 | 0 | 0 | 0 | 0 | 0 | 0 | 0 | 0 | 0 | 0 | 0 | 0 | 0 | 0 | 0 | 0 | 0 | 0 | 0 | 0 | 0 | 0 | 0 | 2650.56 | 2650.56
10 | 320 | 322 | 320 322 Hybrid Dessicant-DX System (Trane CDQ) / Hotel or Motel | 0 | 0 | 8837.46 | 0 | 0 | 0 | 0 | 0 | 0 | 0 | 0 | 0 | 0 | 0 | 0 | 0 | 0 | 0 | 0 | 0 | 0 | 0 | 0 | 0 | 0 | 0 | 0 | 0 | 0 | 0 | 8837.46 | 8837.46
10 | 320 | 323 | 320 323 Geothermal Heat Pump, EER=13, 10 tons / Hotel or Motel | 0 | 0 | 20679.18 | 0 | 0 | 0 | 0 | 0 | 0 | 0 | 0 | 0 | 0 | 0 | 0 | 0 | 0 | 0 | 0 | 0 | 0 | 0 | 0 | 0 | 0 | 0 | 0 | 0 | 0 | 0 | 20679.18 | 20679.18
10 | 320 | 326 | 320 326 DX Tune Up/ Advanced Diagnostics / Hotel or Motel | 0 | 0 | 1640 | 0 | 0 | 0 | 0 | 0 | 0 | 0 | 0 | 0 | 0 | 0 | 0 | 0 | 0 | 0 | 0 | 0 | 0 | 0 | 0 | 0 | 0 | 0 | 0 | 0 | 0 | 0 | 1640 | 1640
10 | 320 | 327 | 320 327 DX Coil Cleaning / Hotel or Motel | 0 | 0 | 559.49 | 0 | 0 | 0 | 0 | 0 | 0 | 0 | 0 | 0 | 0 | 0 | 0 | 0 | 0 | 0 | 0 | 0 | 0 | 0 | 0 | 0 | 0 | 0 | 0 | 0 | 0 | 0 | 559.49 | 559.49
10 | 320 | 329 | 320 329 Aerosole Duct Sealing / Hotel or Motel | 0 | 0 | 726 | 0 | 0 | 0 | 0 | 0 | 0 | 0 | 0 | 0 | 0 | 0 | 0 | 0 | 0 | 0 | 0 | 0 | 0 | 0 | 0 | 0 | 0 | 0 | 0 | 0 | 0 | 0 | 726 | 726
10 | 320 | 330 | 320 330 Duct/Pipe Insulation / Hotel or Motel | 0 | 0 | 31146 | 0 | 0 | 0 | 0 | 0 | 0 | 0 | 0 | 0 | 0 | 0 | 0 | 0 | 0 | 0 | 0 | 0 | 0 | 0 | 0 | 0 | 0 | 0 | 0 | 0 | 0 | 0 | 31146 | 31146
10 | 320 | 334 | 320 334 Ceiling Insulation / Hotel or Motel | 0 | 0 | 4233 | 0 | 0 | 0 | 0 | 0 | 0 | 0 | 0 | 0 | 0 | 0 | 0 | 0 | 0 | 0 | 0 | 0 | 0 | 0 | 0 | 0 | 0 | 0 | 0 | 0 | 0 | 0 | 4233 | 4233
10 | 320 | 335 | 320 335 Roof Insulation / Hotel or Motel | 0 | 0 | 1895.52 | 0 | 0 | 0 | 0 | 0 | 0 | 0 | 0 | 0 | 0 | 0 | 0 | 0 | 0 | 0 | 0 | 0 | 0 | 0 | 0 | 0 | 0 | 0 | 0 | 0 | 0 | 0 | 1895.52 | 1895.52
10 | 340 | 344 | 340 344 Aerosole Duct Sealing / Hotel or Motel | 0 | 0 | 726 | 0 | 0 | 0 | 0 | 0 | 0 | 0 | 0 | 0 | 0 | 0 | 0 | 0 | 0 | 0 | 0 | 0 | 0 | 0 | 0 | 0 | 0 | 0 | 0 | 0 | 0 | 0 | 726 | 726
10 | 340 | 345 | 340 345 Duct/Pipe Insulation / Hotel or Motel | 0 | 0 | 31146 | 0 | 0 | 0 | 0 | 0 | 0 | 0 | 0 | 0 | 0 | 0 | 0 | 0 | 0 | 0 | 0 | 0 | 0 | 0 | 0 | 0 | 0 | 0 | 0 | 0 | 0 | 0 | 31146 | 31146
10 | 340 | 349 | 340 349 Ceiling Insulation / Hotel or Motel | 0 | 0 | 4233 | 0 | 0 | 0 | 0 | 0 | 0 | 0 | 0 | 0 | 0 | 0 | 0 | 0 | 0 | 0 | 0 | 0 | 0 | 0 | 0 | 0 | 0 | 0 | 0 | 0 | 0 | 0 | 4233 | 4233
10 | 340 | 351 | 340 351 Cool Roof - DX / Hotel or Motel | 0 | 0 | 13996.8 | 0 | 0 | 0 | 0 | 0 | 0 | 0 | 0 | 0 | 0 | 0 | 0 | 0 | 0 | 0 | 0 | 0 | 0 | 0 | 0 | 0 | 0 | 0 | 0 | 0 | 0 | 0 | 13996.8 | 13996.8
10 | 360 | 361 | 360 361 HE PTAC, EER=9.6, 1 ton / Hotel or Motel | 0 | 0 | 2994.43 | 0 | 0 | 0 | 0 | 0 | 0 | 0 | 0 | 0 | 0 | 0 | 0 | 0 | 0 | 0 | 0 | 0 | 0 | 0 | 0 | 0 | 0 | 0 | 0 | 0 | 0 | 0 | 2994.43 | 2994.43
10 | 400 | 402 | 400 402 Variable Speed Drive Control / Hotel or Motel | 0 | 0 | 2259.75 | 0 | 0 | 0 | 0 | 0 | 0 | 0 | 0 | 0 | 0 | 0 | 0 | 0 | 0 | 0 | 0 | 0 | 0 | 0 | 0 | 0 | 0 | 0 | 0 | 0 | 0 | 0 | 2259.75 | 2259.75
10 | 400 | 403 | 400 403 Air Handler Optimization / Hotel or Motel | 0 | 0 | 690 | 0 | 0 | 0 | 0 | 0 | 0 | 0 | 0 | 0 | 0 | 0 | 0 | 0 | 0 | 0 | 0 | 0 | 0 | 0 | 0 | 0 | 0 | 0 | 0 | 0 | 0 | 0 | 690 | 690
10 | 400 | 404 | 400 404 Electronically Commutated Motors (ECM) on an Air Handler Unit / Hotel or Motel | 0 | 0 | 882.99 | 0 | 0 | 0 | 0 | 0 | 0 | 0 | 0 | 0 | 0 | 0 | 0 | 0 | 0 | 0 | 0 | 0 | 0 | 0 | 0 | 0 | 0 | 0 | 0 | 0 | 0 | 0 | 882.99 | 882.99
10 | 400 | 405 | 400 405 Demand Control Ventilation (DCV) / Hotel or Motel | 0 | 0 | 23984 | 0 | 0 | 0 | 0 | 0 | 0 | 0 | 0 | 0 | 0 | 0 | 0 | 0 | 0 | 0 | 0 | 0 | 0 | 0 | 0 | 0 | 0 | 0 | 0 | 0 | 0 | 0 | 23984 | 23984
10 | 400 | 406 | 400 406 Energy Recovery Ventilation (ERV) / Hotel or Motel | 0 | 0 | 2632.66 | 0 | 0 | 0 | 0 | 0 | 0 | 0 | 0 | 0 | 0 | 0 | 0 | 0 | 0 | 0 | 0 | 0 | 0 | 0 | 0 | 0 | 0 | 0 | 0 | 0 | 0 | 0 | 2632.66 | 2632.66
10 | 600 | 603 | 600 603 Heat Pump Water Heater (air source) / Hotel or Motel | 0 | 0 | 2283.05 | 0 | 0 | 0 | 0 | 0 | 0 | 0 | 0 | 0 | 0 | 0 | 0 | 0 | 0 | 0 | 0 | 0 | 0 | 0 | 0 | 0 | 0 | 0 | 0 | 0 | 0 | 0 | 2283.05 | 2283.05
10 | 600 | 606 | 600 606 Demand controlled circulating systems / Hotel or Motel | 0 | 0 | 575.49 | 0 | 0 | 0 | 0 | 0 | 0 | 0 | 0 | 0 | 0 | 0 | 0 | 0 | 0 | 0 | 0 | 0 | 0 | 0 | 0 | 0 | 0 | 0 | 0 | 0 | 0 | 0 | 575.49 | 575.49
10 | 600 | 608 | 600 608 Heat Recovery Unit / Hotel or Motel | 0 | 0 | 1208 | 0 | 0 | 0 | 0 | 0 | 0 | 0 | 0 | 0 | 0 | 0 | 0 | 0 | 0 | 0 | 0 | 0 | 0 | 0 | 0 | 0 | 0 | 0 | 0 | 0 | 0 | 0 | 1208 | 1208
10 | 600 | 609 | 600 609 Heat Trap / Hotel or Motel | 0 | 0 | 395.12 | 0 | 0 | 0 | 0 | 0 | 0 | 0 | 0 | 0 | 0 | 0 | 0 | 0 | 0 | 0 | 0 | 0 | 0 | 0 | 0 | 0 | 0 | 0 | 0 | 0 | 0 | 0 | 395.12 | 395.12
10 | 600 | 610 | 600 610 Hot Water Pipe Insulation / Hotel or Motel | 0 | 0 | 526.6 | 0 | 0 | 0 | 0 | 0 | 0 | 0 | 0 | 0 | 0 | 0 | 0 | 0 | 0 | 0 | 0 | 0 | 0 | 0 | 0 | 0 | 0 | 0 | 0 | 0 | 0 | 0 | 526.6 | 526.6
10 | 700 | 701 | 700 701 PC Manual Power Management Enabling / Hotel or Motel | 0 | 0 | 399.06 | 0 | 0 | 0 | 0 | 0 | 0 | 0 | 0 | 0 | 0 | 0 | 0 | 0 | 0 | 0 | 0 | 0 | 0 | 0 | 0 | 0 | 0 | 0 | 0 | 0 | 0 | 0 | 399.06 | 399.06
10 | 700 | 702 | 700 702 PC Network Power Management Enabling / Hotel or Motel | 0 | 0 | 394.53 | 0 | 0 | 0 | 0 | 0 | 0 | 0 | 0 | 0 | 0 | 0 | 0 | 0 | 0 | 0 | 0 | 0 | 0 | 0 | 0 | 0 | 0 | 0 | 0 | 0 | 0 | 0 | 394.53 | 394.53
10 | 710 | 711 | 710 711 Energy Star or Better Monitor / Hotel or Motel | 0 | 0 | 390 | 0 | 0 | 0 | 0 | 0 | 0 | 0 | 0 | 0 | 0 | 0 | 0 | 0 | 0 | 0 | 0 | 0 | 0 | 0 | 0 | 0 | 0 | 0 | 0 | 0 | 0 | 0 | 390 | 390
10 | 710 | 712 | 710 712 Monitor Power Management Enabling / Hotel or Motel | 0 | 0 | 398.61 | 0 | 0 | 0 | 0 | 0 | 0 | 0 | 0 | 0 | 0 | 0 | 0 | 0 | 0 | 0 | 0 | 0 | 0 | 0 | 0 | 0 | 0 | 0 | 0 | 0 | 0 | 0 | 398.61 | 398.61
10 | 730 | 732 | 730 732 Copier Power Management Enabling / Hotel or Motel | 0 | 0 | 401.62 | 0 | 0 | 0 | 0 | 0 | 0 | 0 | 0 | 0 | 0 | 0 | 0 | 0 | 0 | 0 | 0 | 0 | 0 | 0 | 0 | 0 | 0 | 0 | 0 | 0 | 0 | 0 | 401.62 | 401.62
10 | 740 | 741 | 740 741 Printer Power Management Enabling / Hotel or Motel | 0 | 0 | 429.26 | 0 | 0 | 0 | 0 | 0 | 0 | 0 | 0 | 0 | 0 | 0 | 0 | 0 | 0 | 0 | 0 | 0 | 0 | 0 | 0 | 0 | 0 | 0 | 0 | 0 | 0 | 0 | 429.26 | 429.26
10 | 800 | 801 | 800 801 Convection Oven / Hotel or Motel | 0 | 0 | 1956823 | 0 | 0 | 0 | 0 | 0 | 0 | 0 | 0 | 0 | 0 | 0 | 0 | 0 | 0 | 0 | 0 | 0 | 0 | 0 | 0 | 0 | 0 | 0 | 0 | 0 | 0 | 0 | 1956823 | 1956823
10 | 810 | 811 | 810 811 Efficient Fryer / Hotel or Motel | 0 | 0 | 85046.91 | 0 | 0 | 0 | 0 | 0 | 0 | 0 | 0 | 0 | 0 | 0 | 0 | 0 | 0 | 0 | 0 | 0 | 0 | 0 | 0 | 0 | 0 | 0 | 0 | 0 | 0 | 0 | 85046.91 | 85046.91
10 | 900 | 901 | 900 901 Vending Misers (cooled machines only) / Hotel or Motel | 0 | 0 | 482.88 | 0 | 0 | 0 | 0 | 0 | 0 | 0 | 0 | 0 | 0 | 0 | 0 | 0 | 0 | 0 | 0 | 0 | 0 | 0 | 0 | 0 | 0 | 0 | 0 | 0 | 0 | 0 | 482.88 | 482.88
11 | 110 | 111 | 110 111 Premium T8, Elecctronic Ballast / Other | 0 | 0 | 5879.15 | 0 | 0 | 0 | 0 | 0 | 0 | 0 | 0 | 0 | 0 | 0 | 0 | 0 | 0 | 0 | 0 | 0 | 0 | 0 | 0 | 0 | 0 | 0 | 0 | 0 | 0 | 0 | 5879.15 | 5879.15
11 | 110 | 114 | 110 114 Continuous Dimming / Other | 0 | 0 | 31997 | 0 | 0 | 0 | 0 | 0 | 0 | 0 | 0 | 0 | 0 | 0 | 0 | 0 | 0 | 0 | 0 | 0 | 0 | 0 | 0 | 0 | 0 | 0 | 0 | 0 | 0 | 0 | 31997 | 31997
11 | 110 | 115 | 110 115 Lighting Control Tuneup / Other | 0 | 0 | 534 | 0 | 0 | 0 | 0 | 0 | 0 | 0 | 0 | 0 | 0 | 0 | 0 | 0 | 0 | 0 | 0 | 0 | 0 | 0 | 0 | 0 | 0 | 0 | 0 | 0 | 0 | 0 | 534 | 534
11 | 120 | 121 | 120 121 ROB Premium T8, 1EB / Other | 0 | 0 | 920.26 | 0 | 0 | 0 | 0 | 0 | 0 | 0 | 0 | 0 | 0 | 0 | 0 | 0 | 0 | 0 | 0 | 0 | 0 | 0 | 0 | 0 | 0 | 0 | 0 | 0 | 0 | 0 | 920.26 | 920.26
11 | 120 | 122 | 120 122 ROB Premium T8, EB, Reflector / Other | 0 | 0 | 2208.03 | 0 | 0 | 0 | 0 | 0 | 0 | 0 | 0 | 0 | 0 | 0 | 0 | 0 | 0 | 0 | 0 | 0 | 0 | 0 | 0 | 0 | 0 | 0 | 0 | 0 | 0 | 0 | 2208.03 | 2208.03
11 | 120 | 123 | 120 123 Occupancy Sensor / Other | 0 | 0 | 3798.8 | 0 | 0 | 0 | 0 | 0 | 0 | 0 | 0 | 0 | 0 | 0 | 0 | 0 | 0 | 0 | 0 | 0 | 0 | 0 | 0 | 0 | 0 | 0 | 0 | 0 | 0 | 0 | 3798.8 | 3798.8
11 | 120 | 124 | 120 124 Lighting Control Tuneup / Other | 0 | 0 | 534 | 0 | 0 | 0 | 0 | 0 | 0 | 0 | 0 | 0 | 0 | 0 | 0 | 0 | 0 | 0 | 0 | 0 | 0 | 0 | 0 | 0 | 0 | 0 | 0 | 0 | 0 | 0 | 534 | 534
11 | 130 | 131 | 130 131 CFL Screw-in 18W / Other | 0 | 0 | 3932.22 | 0 | 0 | 0 | 0 | 0 | 0 | 0 | 0 | 0 | 0 | 0 | 0 | 0 | 0 | 0 | 0 | 0 | 0 | 0 | 0 | 0 | 0 | 0 | 0 | 0 | 0 | 0 | 3932.22 | 3932.22
11 | 150 | 151 | 150 151 PSMH, 250W, magnetic ballast / Other | 0 | 0 | 809.36 | 0 | 0 | 0 | 0 | 0 | 0 | 0 | 0 | 0 | 0 | 0 | 0 | 0 | 0 | 0 | 0 | 0 | 0 | 0 | 0 | 0 | 0 | 0 | 0 | 0 | 0 | 0 | 809.36 | 809.36
11 | 150 | 152 | 150 152 PSMH, 250 W, electronic ballast / Other | 0 | 0 | 2541.74 | 0 | 0 | 0 | 0 | 0 | 0 | 0 | 0 | 0 | 0 | 0 | 0 | 0 | 0 | 0 | 0 | 0 | 0 | 0 | 0 | 0 | 0 | 0 | 0 | 0 | 0 | 0 | 2541.74 | 2541.74
11 | 150 | 153 | 150 153 High Bay T5 / Other | 0 | 0 | 1346.33 | 0 | 0 | 0 | 0 | 0 | 0 | 0 | 0 | 0 | 0 | 0 | 0 | 0 | 0 | 0 | 0 | 0 | 0 | 0 | 0 | 0 | 0 | 0 | 0 | 0 | 0 | 0 | 1346.33 | 1346.33
11 | 160 | 161 | 160 161 LED Exit Sign / Other | 0 | 0 | 462.02 | 0 | 0 | 0 | 0 | 0 | 0 | 0 | 0 | 0 | 0 | 0 | 0 | 0 | 0 | 0 | 0 | 0 | 0 | 0 | 0 | 0 | 0 | 0 | 0 | 0 | 0 | 0 | 462.02 | 462.02
11 | 200 | 201 | 200 201 High Pressure Sodium 250W Lamp / Other | 0 | 0 | 6339.44 | 0 | 0 | 0 | 0 | 0 | 0 | 0 | 0 | 0 | 0 | 0 | 0 | 0 | 0 | 0 | 0 | 0 | 0 | 0 | 0 | 0 | 0 | 0 | 0 | 0 | 0 | 0 | 6339.44 | 6339.44
11 | 200 | 202 | 200 202 Outdoor Lighting Controls (Photocell/Timeclock) / Other | 0 | 0 | 1468.09 | 0 | 0 | 0 | 0 | 0 | 0 | 0 | 0 | 0 | 0 | 0 | 0 | 0 | 0 | 0 | 0 | 0 | 0 | 0 | 0 | 0 | 0 | 0 | 0 | 0 | 0 | 0 | 1468.09 | 1468.09
11 | 210 | 211 | 210 211 Outdoor Lighting Controls (Photocell/Timeclock) / Other | 0 | 0 | 2022.25 | 0 | 0 | 0 | 0 | 0 | 0 | 0 | 0 | 0 | 0 | 0 | 0 | 0 | 0 | 0 | 0 | 0 | 0 | 0 | 0 | 0 | 0 | 0 | 0 | 0 | 0 | 0 | 2022.25 | 2022.25
11 | 300 | 301 | 300 301 Centrifugal Chiller, 0.51 kW/ton, 500 tons / Other | 0 | 0 | 1157.26 | 0 | 0 | 0 | 0 | 0 | 0 | 0 | 0 | 0 | 0 | 0 | 0 | 0 | 0 | 0 | 0 | 0 | 0 | 0 | 0 | 0 | 0 | 0 | 0 | 0 | 0 | 0 | 1157.26 | 1157.26
11 | 300 | 302 | 300 302 High Efficiency Chiller Motors / Other | 0 | 0 | 661.91 | 0 | 0 | 0 | 0 | 0 | 0 | 0 | 0 | 0 | 0 | 0 | 0 | 0 | 0 | 0 | 0 | 0 | 0 | 0 | 0 | 0 | 0 | 0 | 0 | 0 | 0 | 0 | 661.91 | 661.91
11 | 300 | 304 | 300 304 EMS - Chiller / Other | 0 | 0 | 1227.01 | 0 | 0 | 0 | 0 | 0 | 0 | 0 | 0 | 0 | 0 | 0 | 0 | 0 | 0 | 0 | 0 | 0 | 0 | 0 | 0 | 0 | 0 | 0 | 0 | 0 | 0 | 0 | 1227.01 | 1227.01
11 | 300 | 305 | 300 305 Chiller Tune Up/Diagnostics / Other | 0 | 0 | 1390 | 0 | 0 | 0 | 0 | 0 | 0 | 0 | 0 | 0 | 0 | 0 | 0 | 0 | 0 | 0 | 0 | 0 | 0 | 0 | 0 | 0 | 0 | 0 | 0 | 0 | 0 | 0 | 1390 | 1390
11 | 300 | 306 | 300 306 VSD for Chiller Pumps and Towers / Other | 0 | 0 | 975.91 | 0 | 0 | 0 | 0 | 0 | 0 | 0 | 0 | 0 | 0 | 0 | 0 | 0 | 0 | 0 | 0 | 0 | 0 | 0 | 0 | 0 | 0 | 0 | 0 | 0 | 0 | 0 | 975.91 | 975.91
11 | 300 | 307 | 300 307 EMS Optimization / Other | 0 | 0 | 690 | 0 | 0 | 0 | 0 | 0 | 0 | 0 | 0 | 0 | 0 | 0 | 0 | 0 | 0 | 0 | 0 | 0 | 0 | 0 | 0 | 0 | 0 | 0 | 0 | 0 | 0 | 0 | 690 | 690
11 | 300 | 308 | 300 308 Aerosole Duct Sealing / Other | 0 | 0 | 663.7 | 0 | 0 | 0 | 0 | 0 | 0 | 0 | 0 | 0 | 0 | 0 | 0 | 0 | 0 | 0 | 0 | 0 | 0 | 0 | 0 | 0 | 0 | 0 | 0 | 0 | 0 | 0 | 663.7 | 663.7
11 | 300 | 309 | 300 309 Duct/Pipe Insulation / Other | 0 | 0 | 31146 | 0 | 0 | 0 | 0 | 0 | 0 | 0 | 0 | 0 | 0 | 0 | 0 | 0 | 0 | 0 | 0 | 0 | 0 | 0 | 0 | 0 | 0 | 0 | 0 | 0 | 0 | 0 | 31146 | 31146
11 | 300 | 311 | 300 311 Window Film (Standard) / Other | 0 | 0 | 1694.75 | 0 | 0 | 0 | 0 | 0 | 0 | 0 | 0 | 0 | 0 | 0 | 0 | 0 | 0 | 0 | 0 | 0 | 0 | 0 | 0 | 0 | 0 | 0 | 0 | 0 | 0 | 0 | 1694.75 | 1694.75
11 | 300 | 313 | 300 313 Ceiling Insulation / Other | 0 | 0 | 4233 | 0 | 0 | 0 | 0 | 0 | 0 | 0 | 0 | 0 | 0 | 0 | 0 | 0 | 0 | 0 | 0 | 0 | 0 | 0 | 0 | 0 | 0 | 0 | 0 | 0 | 0 | 0 | 4233 | 4233
11 | 300 | 314 | 300 314 Roof Insulation / Other | 0 | 0 | 1895.52 | 0 | 0 | 0 | 0 | 0 | 0 | 0 | 0 | 0 | 0 | 0 | 0 | 0 | 0 | 0 | 0 | 0 | 0 | 0 | 0 | 0 | 0 | 0 | 0 | 0 | 0 | 0 | 1895.52 | 1895.52
11 | 300 | 317 | 300 317 Thermal Energy Storage (TES) Positive / Other | 0 | 0 | 5639.27 | 0 | 0 | 0 | 0 | 0 | 0 | 0 | 0 | 0 | 0 | 0 | 0 | 0 | 0 | 0 | 0 | 0 | 0 | 0 | 0 | 0 | 0 | 0 | 0 | 0 | 0 | 0 | 5639.27 | 5639.27
11 | 300 | 317 | 300 317 Thermal Energy Storage (TES) Negative / Other | 0 | 0 | 0 | 0 | 0 | 0 | 0 | 0 | 0 | 0 | 0 | 0 | 0 | 0 | 0 | 0 | 0 | 0 | 0 | 0 | 0 | 0 | 0 | 0 | 0 | 0 | 0 | 0 | 0 | 0 | 0 | 0
11 | 320 | 321 | 320 321 DX Packaged System, EER=10.9, 10 tons / Other | 0 | 0 | 2231.43 | 0 | 0 | 0 | 0 | 0 | 0 | 0 | 0 | 0 | 0 | 0 | 0 | 0 | 0 | 0 | 0 | 0 | 0 | 0 | 0 | 0 | 0 | 0 | 0 | 0 | 0 | 0 | 2231.43 | 2231.43
11 | 320 | 322 | 320 322 Hybrid Dessicant-DX System (Trane CDQ) / Other | 0 | 0 | 7271.23 | 0 | 0 | 0 | 0 | 0 | 0 | 0 | 0 | 0 | 0 | 0 | 0 | 0 | 0 | 0 | 0 | 0 | 0 | 0 | 0 | 0 | 0 | 0 | 0 | 0 | 0 | 0 | 7271.23 | 7271.23
11 | 320 | 323 | 320 323 Geothermal Heat Pump, EER=13, 10 tons / Other | 0 | 0 | 16917.38 | 0 | 0 | 0 | 0 | 0 | 0 | 0 | 0 | 0 | 0 | 0 | 0 | 0 | 0 | 0 | 0 | 0 | 0 | 0 | 0 | 0 | 0 | 0 | 0 | 0 | 0 | 0 | 16917.38 | 16917.38
11 | 320 | 326 | 320 326 DX Tune Up/ Advanced Diagnostics / Other | 0 | 0 | 1640 | 0 | 0 | 0 | 0 | 0 | 0 | 0 | 0 | 0 | 0 | 0 | 0 | 0 | 0 | 0 | 0 | 0 | 0 | 0 | 0 | 0 | 0 | 0 | 0 | 0 | 0 | 0 | 1640 | 1640
11 | 320 | 327 | 320 327 DX Coil Cleaning / Other | 0 | 0 | 528.07 | 0 | 0 | 0 | 0 | 0 | 0 | 0 | 0 | 0 | 0 | 0 | 0 | 0 | 0 | 0 | 0 | 0 | 0 | 0 | 0 | 0 | 0 | 0 | 0 | 0 | 0 | 0 | 528.07 | 528.07
11 | 320 | 329 | 320 329 Aerosole Duct Sealing / Other | 0 | 0 | 663.7 | 0 | 0 | 0 | 0 | 0 | 0 | 0 | 0 | 0 | 0 | 0 | 0 | 0 | 0 | 0 | 0 | 0 | 0 | 0 | 0 | 0 | 0 | 0 | 0 | 0 | 0 | 0 | 663.7 | 663.7
11 | 320 | 330 | 320 330 Duct/Pipe Insulation / Other | 0 | 0 | 31146 | 0 | 0 | 0 | 0 | 0 | 0 | 0 | 0 | 0 | 0 | 0 | 0 | 0 | 0 | 0 | 0 | 0 | 0 | 0 | 0 | 0 | 0 | 0 | 0 | 0 | 0 | 0 | 31146 | 31146
11 | 320 | 334 | 320 334 Ceiling Insulation / Other | 0 | 0 | 4233 | 0 | 0 | 0 | 0 | 0 | 0 | 0 | 0 | 0 | 0 | 0 | 0 | 0 | 0 | 0 | 0 | 0 | 0 | 0 | 0 | 0 | 0 | 0 | 0 | 0 | 0 | 0 | 4233 | 4233
11 | 320 | 335 | 320 335 Roof Insulation / Other | 0 | 0 | 1895.52 | 0 | 0 | 0 | 0 | 0 | 0 | 0 | 0 | 0 | 0 | 0 | 0 | 0 | 0 | 0 | 0 | 0 | 0 | 0 | 0 | 0 | 0 | 0 | 0 | 0 | 0 | 0 | 1895.52 | 1895.52
11 | 340 | 344 | 340 344 Aerosole Duct Sealing / Other | 0 | 0 | 663.7 | 0 | 0 | 0 | 0 | 0 | 0 | 0 | 0 | 0 | 0 | 0 | 0 | 0 | 0 | 0 | 0 | 0 | 0 | 0 | 0 | 0 | 0 | 0 | 0 | 0 | 0 | 0 | 663.7 | 663.7
11 | 340 | 345 | 340 345 Duct/Pipe Insulation / Other | 0 | 0 | 31146 | 0 | 0 | 0 | 0 | 0 | 0 | 0 | 0 | 0 | 0 | 0 | 0 | 0 | 0 | 0 | 0 | 0 | 0 | 0 | 0 | 0 | 0 | 0 | 0 | 0 | 0 | 0 | 31146 | 31146
11 | 340 | 349 | 340 349 Ceiling Insulation / Other | 0 | 0 | 4233 | 0 | 0 | 0 | 0 | 0 | 0 | 0 | 0 | 0 | 0 | 0 | 0 | 0 | 0 | 0 | 0 | 0 | 0 | 0 | 0 | 0 | 0 | 0 | 0 | 0 | 0 | 0 | 4233 | 4233
11 | 340 | 351 | 340 351 Cool Roof - DX / Other | 0 | 0 | 13996.8 | 0 | 0 | 0 | 0 | 0 | 0 | 0 | 0 | 0 | 0 | 0 | 0 | 0 | 0 | 0 | 0 | 0 | 0 | 0 | 0 | 0 | 0 | 0 | 0 | 0 | 0 | 0 | 13996.8 | 13996.8
11 | 360 | 361 | 360 361 HE PTAC, EER=9.6, 1 ton / Other | 0 | 0 | 2511.55 | 0 | 0 | 0 | 0 | 0 | 0 | 0 | 0 | 0 | 0 | 0 | 0 | 0 | 0 | 0 | 0 | 0 | 0 | 0 | 0 | 0 | 0 | 0 | 0 | 0 | 0 | 0 | 2511.55 | 2511.55
11 | 400 | 403 | 400 403 Air Handler Optimization / Other | 0 | 0 | 690 | 0 | 0 | 0 | 0 | 0 | 0 | 0 | 0 | 0 | 0 | 0 | 0 | 0 | 0 | 0 | 0 | 0 | 0 | 0 | 0 | 0 | 0 | 0 | 0 | 0 | 0 | 0 | 690 | 690
11 | 400 | 404 | 400 404 Electronically Commutated Motors (ECM) on an Air Handler Unit / Other | 0 | 0 | 791.59 | 0 | 0 | 0 | 0 | 0 | 0 | 0 | 0 | 0 | 0 | 0 | 0 | 0 | 0 | 0 | 0 | 0 | 0 | 0 | 0 | 0 | 0 | 0 | 0 | 0 | 0 | 0 | 791.59 | 791.59
11 | 400 | 405 | 400 405 Demand Control Ventilation (DCV) / Other | 0 | 0 | 23984 | 0 | 0 | 0 | 0 | 0 | 0 | 0 | 0 | 0 | 0 | 0 | 0 | 0 | 0 | 0 | 0 | 0 | 0 | 0 | 0 | 0 | 0 | 0 | 0 | 0 | 0 | 0 | 23984 | 23984
11 | 400 | 406 | 400 406 Energy Recovery Ventilation (ERV) / Other | 0 | 0 | 2216.85 | 0 | 0 | 0 | 0 | 0 | 0 | 0 | 0 | 0 | 0 | 0 | 0 | 0 | 0 | 0 | 0 | 0 | 0 | 0 | 0 | 0 | 0 | 0 | 0 | 0 | 0 | 0 | 2216.85 | 2216.85
11 | 600 | 603 | 600 603 Heat Pump Water Heater (air source) / Other | 0 | 0 | 1017.24 | 0 | 0 | 0 | 0 | 0 | 0 | 0 | 0 | 0 | 0 | 0 | 0 | 0 | 0 | 0 | 0 | 0 | 0 | 0 | 0 | 0 | 0 | 0 | 0 | 0 | 0 | 0 | 1017.24 | 1017.24
11 | 600 | 604 | 600 604 Solar Water Heater / Other | 0 | 0 | 1842.91 | 0 | 0 | 0 | 0 | 0 | 0 | 0 | 0 | 0 | 0 | 0 | 0 | 0 | 0 | 0 | 0 | 0 | 0 | 0 | 0 | 0 | 0 | 0 | 0 | 0 | 0 | 0 | 1842.91 | 1842.91
11 | 600 | 606 | 600 606 Demand controlled circulating systems / Other | 0 | 0 | 685.35 | 0 | 0 | 0 | 0 | 0 | 0 | 0 | 0 | 0 | 0 | 0 | 0 | 0 | 0 | 0 | 0 | 0 | 0 | 0 | 0 | 0 | 0 | 0 | 0 | 0 | 0 | 0 | 685.35 | 685.35
11 | 600 | 608 | 600 608 Heat Recovery Unit / Other | 0 | 0 | 1208 | 0 | 0 | 0 | 0 | 0 | 0 | 0 | 0 | 0 | 0 | 0 | 0 | 0 | 0 | 0 | 0 | 0 | 0 | 0 | 0 | 0 | 0 | 0 | 0 | 0 | 0 | 0 | 1208 | 1208
11 | 600 | 609 | 600 609 Heat Trap / Other | 0 | 0 | 391.7 | 0 | 0 | 0 | 0 | 0 | 0 | 0 | 0 | 0 | 0 | 0 | 0 | 0 | 0 | 0 | 0 | 0 | 0 | 0 | 0 | 0 | 0 | 0 | 0 | 0 | 0 | 0 | 391.7 | 391.7
11 | 600 | 610 | 600 610 Hot Water Pipe Insulation / Other | 0 | 0 | 435.26 | 0 | 0 | 0 | 0 | 0 | 0 | 0 | 0 | 0 | 0 | 0 | 0 | 0 | 0 | 0 | 0 | 0 | 0 | 0 | 0 | 0 | 0 | 0 | 0 | 0 | 0 | 0 | 435.26 | 435.26
11 | 700 | 701 | 700 701 PC Manual Power Management Enabling / Other | 0 | 0 | 415.2 | 0 | 0 | 0 | 0 | 0 | 0 | 0 | 0 | 0 | 0 | 0 | 0 | 0 | 0 | 0 | 0 | 0 | 0 | 0 | 0 | 0 | 0 | 0 | 0 | 0 | 0 | 0 | 415.2 | 415.2
11 | 700 | 702 | 700 702 PC Network Power Management Enabling / Other | 0 | 0 | 402.6 | 0 | 0 | 0 | 0 | 0 | 0 | 0 | 0 | 0 | 0 | 0 | 0 | 0 | 0 | 0 | 0 | 0 | 0 | 0 | 0 | 0 | 0 | 0 | 0 | 0 | 0 | 0 | 402.6 | 402.6
11 | 710 | 711 | 710 711 Energy Star or Better Monitor / Other | 0 | 0 | 390 | 0 | 0 | 0 | 0 | 0 | 0 | 0 | 0 | 0 | 0 | 0 | 0 | 0 | 0 | 0 | 0 | 0 | 0 | 0 | 0 | 0 | 0 | 0 | 0 | 0 | 0 | 0 | 390 | 390
11 | 710 | 712 | 710 712 Monitor Power Management Enabling / Other | 0 | 0 | 413.94 | 0 | 0 | 0 | 0 | 0 | 0 | 0 | 0 | 0 | 0 | 0 | 0 | 0 | 0 | 0 | 0 | 0 | 0 | 0 | 0 | 0 | 0 | 0 | 0 | 0 | 0 | 0 | 413.94 | 413.94
11 | 720 | 721 | 720 721 Energy Star or Better Monitor / Other | 0 | 0 | 390 | 0 | 0 | 0 | 0 | 0 | 0 | 0 | 0 | 0 | 0 | 0 | 0 | 0 | 0 | 0 | 0 | 0 | 0 | 0 | 0 | 0 | 0 | 0 | 0 | 0 | 0 | 0 | 390 | 390
11 | 720 | 722 | 720 722 Monitor Power Management Enabling / Other | 0 | 0 | 391.26 | 0 | 0 | 0 | 0 | 0 | 0 | 0 | 0 | 0 | 0 | 0 | 0 | 0 | 0 | 0 | 0 | 0 | 0 | 0 | 0 | 0 | 0 | 0 | 0 | 0 | 0 | 0 | 391.26 | 391.26
11 | 730 | 731 | 730 731 Energy Star or Better Copier / Other | 0 | 0 | 390 | 0 | 0 | 0 | 0 | 0 | 0 | 0 | 0 | 0 | 0 | 0 | 0 | 0 | 0 | 0 | 0 | 0 | 0 | 0 | 0 | 0 | 0 | 0 | 0 | 0 | 0 | 0 | 390 | 390
11 | 730 | 732 | 730 732 Copier Power Management Enabling / Other | 0 | 0 | 417.94 | 0 | 0 | 0 | 0 | 0 | 0 | 0 | 0 | 0 | 0 | 0 | 0 | 0 | 0 | 0 | 0 | 0 | 0 | 0 | 0 | 0 | 0 | 0 | 0 | 0 | 0 | 0 | 417.94 | 417.94
11 | 740 | 741 | 740 741 Printer Power Management Enabling / Other | 0 | 0 | 467.35 | 0 | 0 | 0 | 0 | 0 | 0 | 0 | 0 | 0 | 0 | 0 | 0 | 0 | 0 | 0 | 0 | 0 | 0 | 0 | 0 | 0 | 0 | 0 | 0 | 0 | 0 | 0 | 467.35 | 467.35
11 | 800 | 801 | 800 801 Convection Oven / Other | 0 | 0 | 291590.6 | 0 | 0 | 0 | 0 | 0 | 0 | 0 | 0 | 0 | 0 | 0 | 0 | 0 | 0 | 0 | 0 | 0 | 0 | 0 | 0 | 0 | 0 | 0 | 0 | 0 | 0 | 0 | 291590.6 | 291590.6
11 | 900 | 901 | 900 901 Vending Misers (cooled machines only) / Other | 0 | 0 | 426.54 | 0 | 0 | 0 | 0 | 0 | 0 | 0 | 0 | 0 | 0 | 0 | 0 | 0 | 0 | 0 | 0 | 0 | 0 | 0 | 0 | 0 | 0 | 0 | 0 | 0 | 0 | 0 | 426.54 | 426.54
12 | 100 | 125 | 100 125 LED Linear Tube 22W / All | 0 | 0 | 578.8 | 0 | 0 | 0 | 0 | 0 | 0 | 0 | 0 | 0 | 0 | 0 | 0 | 0 | 0 | 0 | 0 | 0 | 0 | 0 | 0 | 0 | 0 | 0 | 0 | 0 | 0 | 0 | 578.8 | 578.8
12 | 100 | 132 | 100 132 Flood LED 14W / All | 0 | 0 | 423.64 | 0 | 0 | 0 | 0 | 0 | 0 | 0 | 0 | 0 | 0 | 0 | 0 | 0 | 0 | 0 | 0 | 0 | 0 | 0 | 0 | 0 | 0 | 0 | 0 | 0 | 0 | 0 | 423.64 | 423.64
12 | 100 | 146 | 100 146 LED (12-Watt) / All | 0 | 0 | 408.57 | 0 | 0 | 0 | 0 | 0 | 0 | 0 | 0 | 0 | 0 | 0 | 0 | 0 | 0 | 0 | 0 | 0 | 0 | 0 | 0 | 0 | 0 | 0 | 0 | 0 | 0 | 0 | 408.57 | 408.57
12 | 100 | 154 | 100 154 LED High Bay 83W (400W equivalent) / All | 0 | 0 | 715.17 | 0 | 0 | 0 | 0 | 0 | 0 | 0 | 0 | 0 | 0 | 0 | 0 | 0 | 0 | 0 | 0 | 0 | 0 | 0 | 0 | 0 | 0 | 0 | 0 | 0 | 0 | 0 | 715.17 | 715.17
12 | 200 | 203 | 200 203 Outdoor LED 104W / All | 0 | 0 | 765 | 0 | 0 | 0 | 0 | 0 | 0 | 0 | 0 | 0 | 0 | 0 | 0 | 0 | 0 | 0 | 0 | 0 | 0 | 0 | 0 | 0 | 0 | 0 | 0 | 0 | 0 | 0 | 765 | 765
12 | 300 | 337 | 300 337 Run Time Optimizer / All | 0 | 0 | 3495 | 0 | 0 | 0 | 0 | 0 | 0 | 0 | 0 | 0 | 0 | 0 | 0 | 0 | 0 | 0 | 0 | 0 | 0 | 0 | 0 | 0 | 0 | 0 | 0 | 0 | 0 | 0 | 3495 | 3495
12 | 300 | 338 | 300 338 dehumidification hybrid desiccant heat pump / All | 0 | 0 | 2890 | 0 | 0 | 0 | 0 | 0 | 0 | 0 | 0 | 0 | 0 | 0 | 0 | 0 | 0 | 0 | 0 | 0 | 0 | 0 | 0 | 0 | 0 | 0 | 0 | 0 | 0 | 0 | 2890 | 2890
12 | 800 | 518 | 800 518 Ice Machine / All | 0 | 0 | 1089.4 | 0 | 0 | 0 | 0 | 0 | 0 | 0 | 0 | 0 | 0 | 0 | 0 | 0 | 0 | 0 | 0 | 0 | 0 | 0 | 0 | 0 | 0 | 0 | 0 | 0 | 0 | 0 | 1089.4 | 1089.4
12 | 600 | 611 | 600 611 0.5 Faucet Aerator (DI) - Commercial / All | 0 | 0 | 399 | 0 | 0 | 0 | 0 | 0 | 0 | 0 | 0 | 0 | 0 | 0 | 0 | 0 | 0 | 0 | 0 | 0 | 0 | 0 | 0 | 0 | 0 | 0 | 0 | 0 | 0 | 0 | 399 | 399
12 | 600 | 612 | 600 612 1.0 gpm Faucet Aerator (DI) -Commercial / All | 0 | 0 | 399 | 0 | 0 | 0 | 0 | 0 | 0 | 0 | 0 | 0 | 0 | 0 | 0 | 0 | 0 | 0 | 0 | 0 | 0 | 0 | 0 | 0 | 0 | 0 | 0 | 0 | 0 | 0 | 399 | 399
12 | 600 | 613 | 600 613 1.5 gpm Shower Head (DI) - Commercial / All | 0 | 0 | 415 | 0 | 0 | 0 | 0 | 0 | 0 | 0 | 0 | 0 | 0 | 0 | 0 | 0 | 0 | 0 | 0 | 0 | 0 | 0 | 0 | 0 | 0 | 0 | 0 | 0 | 0 | 0 | 415 | 415
12 | 800 | 812 | 800 812 Griddle / All | 0 | 0 | 1090.83 | 0 | 0 | 0 | 0 | 0 | 0 | 0 | 0 | 0 | 0 | 0 | 0 | 0 | 0 | 0 | 0 | 0 | 0 | 0 | 0 | 0 | 0 | 0 | 0 | 0 | 0 | 0 | 1090.83 | 1090.83
12 | 800 | 813 | 800 813 Steamer / All | 0 | 0 | 17079.17 | 0 | 0 | 0 | 0 | 0 | 0 | 0 | 0 | 0 | 0 | 0 | 0 | 0 | 0 | 0 | 0 | 0 | 0 | 0 | 0 | 0 | 0 | 0 | 0 | 0 | 0 | 0 | 17079.17 | 17079.17
12 | 800 | 814 | 800 814 Holding Cabinet / All | 0 | 0 | 2205 | 0 | 0 | 0 | 0 | 0 | 0 | 0 | 0 | 0 | 0 | 0 | 0 | 0 | 0 | 0 | 0 | 0 | 0 | 0 | 0 | 0 | 0 | 0 | 0 | 0 | 0 | 0 | 2205 | 2205
12 | 700 | 910 | 700 910 Server Virtualization / All | 0 | 0 | 19140 | 0 | 0 | 0 | 0 | 0 | 0 | 0 | 0 | 0 | 0 | 0 | 0 | 0 | 0 | 0 | 0 | 0 | 0 | 0 | 0 | 0 | 0 | 0 | 0 | 0 | 0 | 0 | 19140 | 19140

## TRC Costs (Econ Pot)
Building # | Base # | Measure # | Measure Name | 2013 | 2014 | 2015 | 2016 | 2017 | 2018 | 2019 | 2020 | 2021 | 2022 | 2023 | 2024 | 2025 | 2026 | 2027 | 2028 | 2029 | 2030 | 2031 | 2032 | 2033 | 2034 | 2035 | 2036 | 2037 | 2038 | 2039 | 2040 | 2041 | 2042 | Sum | NPV
1 | 110 | 111 | 110 111 Premium T8, Elecctronic Ballast / Office | 0 | 0 | 8626.86 | 0 | 0 | 0 | 0 | 0 | 0 | 0 | 0 | 0 | 0 | 0 | 0 | 0 | 0 | 0 | 0 | 0 | 0 | 0 | 0 | 0 | 0 | 0 | 0 | 0 | 0 | 0 | 8626.86 | 8626.86
1 | 110 | 112 | 110 112 Premium T8, EB, Reflector / Office | 0 | 0 | 11560 | 0 | 0 | 0 | 0 | 0 | 0 | 0 | 0 | 0 | 0 | 0 | 0 | 0 | 0 | 0 | 0 | 0 | 0 | 0 | 0 | 0 | 0 | 0 | 0 | 0 | 0 | 0 | 11560 | 11560
1 | 110 | 113 | 110 113 Occupancy Sensor / Office | 0 | 0 | 7764.18 | 0 | 0 | 0 | 0 | 0 | 0 | 0 | 0 | 0 | 0 | 0 | 0 | 0 | 0 | 0 | 0 | 0 | 0 | 0 | 0 | 0 | 0 | 0 | 0 | 0 | 0 | 0 | 7764.18 | 7764.18
1 | 110 | 114 | 110 114 Continuous Dimming / Office | 0 | 0 | 49674.23 | 0 | 0 | 0 | 0 | 0 | 0 | 0 | 0 | 0 | 0 | 0 | 0 | 0 | 0 | 0 | 0 | 0 | 0 | 0 | 0 | 0 | 0 | 0 | 0 | 0 | 0 | 0 | 49674.23 | 49674.23
1 | 110 | 115 | 110 115 Lighting Control Tuneup / Office | 0 | 0 | 144 | 0 | 0 | 0 | 0 | 0 | 0 | 0 | 0 | 0 | 0 | 0 | 0 | 0 | 0 | 0 | 0 | 0 | 0 | 0 | 0 | 0 | 0 | 0 | 0 | 0 | 0 | 0 | 144 | 144
1 | 120 | 121 | 120 121 ROB Premium T8, 1EB / Office | 0 | 0 | 833.36 | 0 | 0 | 0 | 0 | 0 | 0 | 0 | 0 | 0 | 0 | 0 | 0 | 0 | 0 | 0 | 0 | 0 | 0 | 0 | 0 | 0 | 0 | 0 | 0 | 0 | 0 | 0 | 833.36 | 833.36
1 | 120 | 122 | 120 122 ROB Premium T8, EB, Reflector / Office | 0 | 0 | 2857.25 | 0 | 0 | 0 | 0 | 0 | 0 | 0 | 0 | 0 | 0 | 0 | 0 | 0 | 0 | 0 | 0 | 0 | 0 | 0 | 0 | 0 | 0 | 0 | 0 | 0 | 0 | 0 | 2857.25 | 2857.25
1 | 120 | 123 | 120 123 Occupancy Sensor / Office | 0 | 0 | 5357.34 | 0 | 0 | 0 | 0 | 0 | 0 | 0 | 0 | 0 | 0 | 0 | 0 | 0 | 0 | 0 | 0 | 0 | 0 | 0 | 0 | 0 | 0 | 0 | 0 | 0 | 0 | 0 | 5357.34 | 5357.34
1 | 120 | 124 | 120 124 Lighting Control Tuneup / Office | 0 | 0 | 144 | 0 | 0 | 0 | 0 | 0 | 0 | 0 | 0 | 0 | 0 | 0 | 0 | 0 | 0 | 0 | 0 | 0 | 0 | 0 | 0 | 0 | 0 | 0 | 0 | 0 | 0 | 0 | 144 | 144
1 | 130 | 131 | 130 131 CFL Screw-in 18W / Office | 0 | 0 | 5567.03 | 0 | 0 | 0 | 0 | 0 | 0 | 0 | 0 | 0 | 0 | 0 | 0 | 0 | 0 | 0 | 0 | 0 | 0 | 0 | 0 | 0 | 0 | 0 | 0 | 0 | 0 | 0 | 5567.03 | 5567.03
1 | 140 | 141 | 140 141 CFL Hardwired, Modular 18W / Office | 0 | 0 | 25254.78 | 0 | 0 | 0 | 0 | 0 | 0 | 0 | 0 | 0 | 0 | 0 | 0 | 0 | 0 | 0 | 0 | 0 | 0 | 0 | 0 | 0 | 0 | 0 | 0 | 0 | 0 | 0 | 25254.78 | 25254.78
1 | 150 | 151 | 150 151 PSMH, 250W, magnetic ballast / Office | 0 | 0 | 659.07 | 0 | 0 | 0 | 0 | 0 | 0 | 0 | 0 | 0 | 0 | 0 | 0 | 0 | 0 | 0 | 0 | 0 | 0 | 0 | 0 | 0 | 0 | 0 | 0 | 0 | 0 | 0 | 659.07 | 659.07
1 | 150 | 153 | 150 153 High Bay T5 / Office | 0 | 0 | 1502.99 | 0 | 0 | 0 | 0 | 0 | 0 | 0 | 0 | 0 | 0 | 0 | 0 | 0 | 0 | 0 | 0 | 0 | 0 | 0 | 0 | 0 | 0 | 0 | 0 | 0 | 0 | 0 | 1502.99 | 1502.99
1 | 160 | 161 | 160 161 LED Exit Sign / Office | 0 | 0 | 171.48 | 0 | 0 | 0 | 0 | 0 | 0 | 0 | 0 | 0 | 0 | 0 | 0 | 0 | 0 | 0 | 0 | 0 | 0 | 0 | 0 | 0 | 0 | 0 | 0 | 0 | 0 | 0 | 171.48 | 171.48
1 | 200 | 201 | 200 201 High Pressure Sodium 250W Lamp / Office | 0 | 0 | 1037.22 | 0 | 0 | 0 | 0 | 0 | 0 | 0 | 0 | 0 | 0 | 0 | 0 | 0 | 0 | 0 | 0 | 0 | 0 | 0 | 0 | 0 | 0 | 0 | 0 | 0 | 0 | 0 | 1037.22 | 1037.22
1 | 200 | 202 | 200 202 Outdoor Lighting Controls (Photocell/Timeclock) / Office | 0 | 0 | 187.95 | 0 | 0 | 0 | 0 | 0 | 0 | 0 | 0 | 0 | 0 | 0 | 0 | 0 | 0 | 0 | 0 | 0 | 0 | 0 | 0 | 0 | 0 | 0 | 0 | 0 | 0 | 0 | 187.95 | 187.95
1 | 210 | 211 | 210 211 Outdoor Lighting Controls (Photocell/Timeclock) / Office | 0 | 0 | 526.25 | 0 | 0 | 0 | 0 | 0 | 0 | 0 | 0 | 0 | 0 | 0 | 0 | 0 | 0 | 0 | 0 | 0 | 0 | 0 | 0 | 0 | 0 | 0 | 0 | 0 | 0 | 0 | 526.25 | 526.25
1 | 300 | 301 | 300 301 Centrifugal Chiller, 0.51 kW/ton, 500 tons / Office | 0 | 0 | 1321.38 | 0 | 0 | 0 | 0 | 0 | 0 | 0 | 0 | 0 | 0 | 0 | 0 | 0 | 0 | 0 | 0 | 0 | 0 | 0 | 0 | 0 | 0 | 0 | 0 | 0 | 0 | 0 | 1321.38 | 1321.38
1 | 300 | 302 | 300 302 High Efficiency Chiller Motors / Office | 0 | 0 | 468.28 | 0 | 0 | 0 | 0 | 0 | 0 | 0 | 0 | 0 | 0 | 0 | 0 | 0 | 0 | 0 | 0 | 0 | 0 | 0 | 0 | 0 | 0 | 0 | 0 | 0 | 0 | 0 | 468.28 | 468.28
1 | 300 | 304 | 300 304 EMS - Chiller / Office | 0 | 0 | 1441.5 | 0 | 0 | 0 | 0 | 0 | 0 | 0 | 0 | 0 | 0 | 0 | 0 | 0 | 0 | 0 | 0 | 0 | 0 | 0 | 0 | 0 | 0 | 0 | 0 | 0 | 0 | 0 | 1441.5 | 1441.5
1 | 300 | 305 | 300 305 Chiller Tune Up/Diagnostics / Office | 0 | 0 | 1000 | 0 | 0 | 0 | 0 | 0 | 0 | 0 | 0 | 0 | 0 | 0 | 0 | 0 | 0 | 0 | 0 | 0 | 0 | 0 | 0 | 0 | 0 | 0 | 0 | 0 | 0 | 0 | 1000 | 1000
1 | 300 | 306 | 300 306 VSD for Chiller Pumps and Towers / Office | 0 | 0 | 1009.05 | 0 | 0 | 0 | 0 | 0 | 0 | 0 | 0 | 0 | 0 | 0 | 0 | 0 | 0 | 0 | 0 | 0 | 0 | 0 | 0 | 0 | 0 | 0 | 0 | 0 | 0 | 0 | 1009.05 | 1009.05
1 | 300 | 308 | 300 308 Aerosole Duct Sealing / Office | 0 | 0 | 471.37 | 0 | 0 | 0 | 0 | 0 | 0 | 0 | 0 | 0 | 0 | 0 | 0 | 0 | 0 | 0 | 0 | 0 | 0 | 0 | 0 | 0 | 0 | 0 | 0 | 0 | 0 | 0 | 471.37 | 471.37
1 | 300 | 309 | 300 309 Duct/Pipe Insulation / Office | 0 | 0 | 30756 | 0 | 0 | 0 | 0 | 0 | 0 | 0 | 0 | 0 | 0 | 0 | 0 | 0 | 0 | 0 | 0 | 0 | 0 | 0 | 0 | 0 | 0 | 0 | 0 | 0 | 0 | 0 | 30756 | 30756
1 | 300 | 311 | 300 311 Window Film (Standard) / Office | 0 | 0 | 1304.75 | 0 | 0 | 0 | 0 | 0 | 0 | 0 | 0 | 0 | 0 | 0 | 0 | 0 | 0 | 0 | 0 | 0 | 0 | 0 | 0 | 0 | 0 | 0 | 0 | 0 | 0 | 0 | 1304.75 | 1304.75
1 | 300 | 313 | 300 313 Ceiling Insulation / Office | 0 | 0 | 3843 | 0 | 0 | 0 | 0 | 0 | 0 | 0 | 0 | 0 | 0 | 0 | 0 | 0 | 0 | 0 | 0 | 0 | 0 | 0 | 0 | 0 | 0 | 0 | 0 | 0 | 0 | 0 | 3843 | 3843
1 | 300 | 314 | 300 314 Roof Insulation / Office | 0 | 0 | 1505.52 | 0 | 0 | 0 | 0 | 0 | 0 | 0 | 0 | 0 | 0 | 0 | 0 | 0 | 0 | 0 | 0 | 0 | 0 | 0 | 0 | 0 | 0 | 0 | 0 | 0 | 0 | 0 | 1505.52 | 1505.52
1 | 300 | 315 | 300 315 Cool Roof - Chiller / Office | 0 | 0 | 13606.8 | 0 | 0 | 0 | 0 | 0 | 0 | 0 | 0 | 0 | 0 | 0 | 0 | 0 | 0 | 0 | 0 | 0 | 0 | 0 | 0 | 0 | 0 | 0 | 0 | 0 | 0 | 0 | 13606.8 | 13606.8
1 | 300 | 317 | 300 317 Thermal Energy Storage (TES) Positive / Office | 0 | 0 | 13933.99 | 0 | 0 | 0 | 0 | 0 | 0 | 0 | 0 | 0 | 0 | 0 | 0 | 0 | 0 | 0 | 0 | 0 | 0 | 0 | 0 | 0 | 0 | 0 | 0 | 0 | 0 | 0 | 13933.99 | 13933.99
1 | 300 | 317 | 300 317 Thermal Energy Storage (TES) Negative / Office | 0 | 0 | 0 | 0 | 0 | 0 | 0 | 0 | 0 | 0 | 0 | 0 | 0 | 0 | 0 | 0 | 0 | 0 | 0 | 0 | 0 | 0 | 0 | 0 | 0 | 0 | 0 | 0 | 0 | 0 | 0 | 0
1 | 320 | 321 | 320 321 DX Packaged System, EER=10.9, 10 tons / Office | 0 | 0 | 3171.3 | 0 | 0 | 0 | 0 | 0 | 0 | 0 | 0 | 0 | 0 | 0 | 0 | 0 | 0 | 0 | 0 | 0 | 0 | 0 | 0 | 0 | 0 | 0 | 0 | 0 | 0 | 0 | 3171.3 | 3171.3
1 | 320 | 322 | 320 322 Hybrid Dessicant-DX System (Trane CDQ) / Office | 0 | 0 | 11850.81 | 0 | 0 | 0 | 0 | 0 | 0 | 0 | 0 | 0 | 0 | 0 | 0 | 0 | 0 | 0 | 0 | 0 | 0 | 0 | 0 | 0 | 0 | 0 | 0 | 0 | 0 | 0 | 11850.81 | 11850.81
1 | 320 | 323 | 320 323 Geothermal Heat Pump, EER=13, 10 tons / Office | 0 | 0 | 28463.38 | 0 | 0 | 0 | 0 | 0 | 0 | 0 | 0 | 0 | 0 | 0 | 0 | 0 | 0 | 0 | 0 | 0 | 0 | 0 | 0 | 0 | 0 | 0 | 0 | 0 | 0 | 0 | 28463.38 | 28463.38
1 | 320 | 327 | 320 327 DX Coil Cleaning / Office | 0 | 0 | 237.78 | 0 | 0 | 0 | 0 | 0 | 0 | 0 | 0 | 0 | 0 | 0 | 0 | 0 | 0 | 0 | 0 | 0 | 0 | 0 | 0 | 0 | 0 | 0 | 0 | 0 | 0 | 0 | 237.78 | 237.78
1 | 320 | 328 | 320 328 Optimize Controls / Office | 0 | 0 | 400 | 0 | 0 | 0 | 0 | 0 | 0 | 0 | 0 | 0 | 0 | 0 | 0 | 0 | 0 | 0 | 0 | 0 | 0 | 0 | 0 | 0 | 0 | 0 | 0 | 0 | 0 | 0 | 400 | 400
1 | 320 | 329 | 320 329 Aerosole Duct Sealing / Office | 0 | 0 | 471.37 | 0 | 0 | 0 | 0 | 0 | 0 | 0 | 0 | 0 | 0 | 0 | 0 | 0 | 0 | 0 | 0 | 0 | 0 | 0 | 0 | 0 | 0 | 0 | 0 | 0 | 0 | 0 | 471.37 | 471.37
1 | 320 | 330 | 320 330 Duct/Pipe Insulation / Office | 0 | 0 | 30756 | 0 | 0 | 0 | 0 | 0 | 0 | 0 | 0 | 0 | 0 | 0 | 0 | 0 | 0 | 0 | 0 | 0 | 0 | 0 | 0 | 0 | 0 | 0 | 0 | 0 | 0 | 0 | 30756 | 30756
1 | 320 | 332 | 320 332 Window Film (Standard) / Office | 0 | 0 | 1369.78 | 0 | 0 | 0 | 0 | 0 | 0 | 0 | 0 | 0 | 0 | 0 | 0 | 0 | 0 | 0 | 0 | 0 | 0 | 0 | 0 | 0 | 0 | 0 | 0 | 0 | 0 | 0 | 1369.78 | 1369.78
1 | 320 | 334 | 320 334 Ceiling Insulation / Office | 0 | 0 | 3843 | 0 | 0 | 0 | 0 | 0 | 0 | 0 | 0 | 0 | 0 | 0 | 0 | 0 | 0 | 0 | 0 | 0 | 0 | 0 | 0 | 0 | 0 | 0 | 0 | 0 | 0 | 0 | 3843 | 3843
1 | 320 | 335 | 320 335 Roof Insulation / Office | 0 | 0 | 1505.52 | 0 | 0 | 0 | 0 | 0 | 0 | 0 | 0 | 0 | 0 | 0 | 0 | 0 | 0 | 0 | 0 | 0 | 0 | 0 | 0 | 0 | 0 | 0 | 0 | 0 | 0 | 0 | 1505.52 | 1505.52
1 | 340 | 342 | 340 342 Geothermal Heat Pump, EER=13, 10 tons / Office | 0 | 0 | 28463.38 | 0 | 0 | 0 | 0 | 0 | 0 | 0 | 0 | 0 | 0 | 0 | 0 | 0 | 0 | 0 | 0 | 0 | 0 | 0 | 0 | 0 | 0 | 0 | 0 | 0 | 0 | 0 | 28463.38 | 28463.38
1 | 340 | 344 | 340 344 Aerosole Duct Sealing / Office | 0 | 0 | 471.37 | 0 | 0 | 0 | 0 | 0 | 0 | 0 | 0 | 0 | 0 | 0 | 0 | 0 | 0 | 0 | 0 | 0 | 0 | 0 | 0 | 0 | 0 | 0 | 0 | 0 | 0 | 0 | 471.37 | 471.37
1 | 340 | 345 | 340 345 Duct/Pipe Insulation / Office | 0 | 0 | 30756 | 0 | 0 | 0 | 0 | 0 | 0 | 0 | 0 | 0 | 0 | 0 | 0 | 0 | 0 | 0 | 0 | 0 | 0 | 0 | 0 | 0 | 0 | 0 | 0 | 0 | 0 | 0 | 30756 | 30756
1 | 340 | 347 | 340 347 Window Film (Standard) / Office | 0 | 0 | 1304.75 | 0 | 0 | 0 | 0 | 0 | 0 | 0 | 0 | 0 | 0 | 0 | 0 | 0 | 0 | 0 | 0 | 0 | 0 | 0 | 0 | 0 | 0 | 0 | 0 | 0 | 0 | 0 | 1304.75 | 1304.75
1 | 340 | 349 | 340 349 Ceiling Insulation / Office | 0 | 0 | 3843 | 0 | 0 | 0 | 0 | 0 | 0 | 0 | 0 | 0 | 0 | 0 | 0 | 0 | 0 | 0 | 0 | 0 | 0 | 0 | 0 | 0 | 0 | 0 | 0 | 0 | 0 | 0 | 3843 | 3843
1 | 340 | 350 | 340 350 Roof Insulation / Office | 0 | 0 | 1505.52 | 0 | 0 | 0 | 0 | 0 | 0 | 0 | 0 | 0 | 0 | 0 | 0 | 0 | 0 | 0 | 0 | 0 | 0 | 0 | 0 | 0 | 0 | 0 | 0 | 0 | 0 | 0 | 1505.52 | 1505.52
1 | 340 | 351 | 340 351 Cool Roof - DX / Office | 0 | 0 | 13606.8 | 0 | 0 | 0 | 0 | 0 | 0 | 0 | 0 | 0 | 0 | 0 | 0 | 0 | 0 | 0 | 0 | 0 | 0 | 0 | 0 | 0 | 0 | 0 | 0 | 0 | 0 | 0 | 13606.8 | 13606.8
1 | 360 | 361 | 360 361 HE PTAC, EER=9.6, 1 ton / Office | 0 | 0 | 3653.72 | 0 | 0 | 0 | 0 | 0 | 0 | 0 | 0 | 0 | 0 | 0 | 0 | 0 | 0 | 0 | 0 | 0 | 0 | 0 | 0 | 0 | 0 | 0 | 0 | 0 | 0 | 0 | 3653.72 | 3653.72
1 | 360 | 362 | 360 362 Occupancy Sensor (hotels) / Office | 0 | 0 | 6727 | 0 | 0 | 0 | 0 | 0 | 0 | 0 | 0 | 0 | 0 | 0 | 0 | 0 | 0 | 0 | 0 | 0 | 0 | 0 | 0 | 0 | 0 | 0 | 0 | 0 | 0 | 0 | 6727 | 6727
1 | 400 | 401 | 400 401 High Efficiency Fan Motor, 15hp, 1800rpm, 92.4% / Office | 0 | 0 | 85.11 | 0 | 0 | 0 | 0 | 0 | 0 | 0 | 0 | 0 | 0 | 0 | 0 | 0 | 0 | 0 | 0 | 0 | 0 | 0 | 0 | 0 | 0 | 0 | 0 | 0 | 0 | 0 | 85.11 | 85.11
1 | 400 | 402 | 400 402 Variable Speed Drive Control / Office | 0 | 0 | 1787.37 | 0 | 0 | 0 | 0 | 0 | 0 | 0 | 0 | 0 | 0 | 0 | 0 | 0 | 0 | 0 | 0 | 0 | 0 | 0 | 0 | 0 | 0 | 0 | 0 | 0 | 0 | 0 | 1787.37 | 1787.37
1 | 400 | 403 | 400 403 Air Handler Optimization / Office | 0 | 0 | 300 | 0 | 0 | 0 | 0 | 0 | 0 | 0 | 0 | 0 | 0 | 0 | 0 | 0 | 0 | 0 | 0 | 0 | 0 | 0 | 0 | 0 | 0 | 0 | 0 | 0 | 0 | 0 | 300 | 300
1 | 400 | 404 | 400 404 Electronically Commutated Motors (ECM) on an Air Handler Unit / Office | 0 | 0 | 691.61 | 0 | 0 | 0 | 0 | 0 | 0 | 0 | 0 | 0 | 0 | 0 | 0 | 0 | 0 | 0 | 0 | 0 | 0 | 0 | 0 | 0 | 0 | 0 | 0 | 0 | 0 | 0 | 691.61 | 691.61
1 | 400 | 405 | 400 405 Demand Control Ventilation (DCV) / Office | 0 | 0 | 23594 | 0 | 0 | 0 | 0 | 0 | 0 | 0 | 0 | 0 | 0 | 0 | 0 | 0 | 0 | 0 | 0 | 0 | 0 | 0 | 0 | 0 | 0 | 0 | 0 | 0 | 0 | 0 | 23594 | 23594
1 | 400 | 406 | 400 406 Energy Recovery Ventilation (ERV) / Office | 0 | 0 | 3146.19 | 0 | 0 | 0 | 0 | 0 | 0 | 0 | 0 | 0 | 0 | 0 | 0 | 0 | 0 | 0 | 0 | 0 | 0 | 0 | 0 | 0 | 0 | 0 | 0 | 0 | 0 | 0 | 3146.19 | 3146.19
1 | 600 | 603 | 600 603 Heat Pump Water Heater (air source) / Office | 0 | 0 | 648.78 | 0 | 0 | 0 | 0 | 0 | 0 | 0 | 0 | 0 | 0 | 0 | 0 | 0 | 0 | 0 | 0 | 0 | 0 | 0 | 0 | 0 | 0 | 0 | 0 | 0 | 0 | 0 | 648.78 | 648.78
1 | 600 | 604 | 600 604 Solar Water Heater / Office | 0 | 0 | 1502.81 | 0 | 0 | 0 | 0 | 0 | 0 | 0 | 0 | 0 | 0 | 0 | 0 | 0 | 0 | 0 | 0 | 0 | 0 | 0 | 0 | 0 | 0 | 0 | 0 | 0 | 0 | 0 | 1502.81 | 1502.81
1 | 600 | 606 | 600 606 Demand controlled circulating systems / Office | 0 | 0 | 329.55 | 0 | 0 | 0 | 0 | 0 | 0 | 0 | 0 | 0 | 0 | 0 | 0 | 0 | 0 | 0 | 0 | 0 | 0 | 0 | 0 | 0 | 0 | 0 | 0 | 0 | 0 | 0 | 329.55 | 329.55
1 | 600 | 608 | 600 608 Heat Recovery Unit / Office | 0 | 0 | 818 | 0 | 0 | 0 | 0 | 0 | 0 | 0 | 0 | 0 | 0 | 0 | 0 | 0 | 0 | 0 | 0 | 0 | 0 | 0 | 0 | 0 | 0 | 0 | 0 | 0 | 0 | 0 | 818 | 818
1 | 600 | 609 | 600 609 Heat Trap / Office | 0 | 0 | 1.76 | 0 | 0 | 0 | 0 | 0 | 0 | 0 | 0 | 0 | 0 | 0 | 0 | 0 | 0 | 0 | 0 | 0 | 0 | 0 | 0 | 0 | 0 | 0 | 0 | 0 | 0 | 0 | 1.76 | 1.76
1 | 600 | 610 | 600 610 Hot Water Pipe Insulation / Office | 0 | 0 | 46.81 | 0 | 0 | 0 | 0 | 0 | 0 | 0 | 0 | 0 | 0 | 0 | 0 | 0 | 0 | 0 | 0 | 0 | 0 | 0 | 0 | 0 | 0 | 0 | 0 | 0 | 0 | 0 | 46.81 | 46.81
1 | 700 | 701 | 700 701 PC Manual Power Management Enabling / Office | 0 | 0 | 134.25 | 0 | 0 | 0 | 0 | 0 | 0 | 0 | 0 | 0 | 0 | 0 | 0 | 0 | 0 | 0 | 0 | 0 | 0 | 0 | 0 | 0 | 0 | 0 | 0 | 0 | 0 | 0 | 134.25 | 134.25
1 | 700 | 702 | 700 702 PC Network Power Management Enabling / Office | 0 | 0 | 67.13 | 0 | 0 | 0 | 0 | 0 | 0 | 0 | 0 | 0 | 0 | 0 | 0 | 0 | 0 | 0 | 0 | 0 | 0 | 0 | 0 | 0 | 0 | 0 | 0 | 0 | 0 | 0 | 67.13 | 67.13
1 | 710 | 711 | 710 711 Energy Star or Better Monitor / Office | 0 | 0 | 0 | 0 | 0 | 0 | 0 | 0 | 0 | 0 | 0 | 0 | 0 | 0 | 0 | 0 | 0 | 0 | 0 | 0 | 0 | 0 | 0 | 0 | 0 | 0 | 0 | 0 | 0 | 0 | 0 | 0
1 | 710 | 712 | 710 712 Monitor Power Management Enabling / Office | 0 | 0 | 127.54 | 0 | 0 | 0 | 0 | 0 | 0 | 0 | 0 | 0 | 0 | 0 | 0 | 0 | 0 | 0 | 0 | 0 | 0 | 0 | 0 | 0 | 0 | 0 | 0 | 0 | 0 | 0 | 127.54 | 127.54
1 | 720 | 722 | 720 722 Monitor Power Management Enabling / Office | 0 | 0 | 6.71 | 0 | 0 | 0 | 0 | 0 | 0 | 0 | 0 | 0 | 0 | 0 | 0 | 0 | 0 | 0 | 0 | 0 | 0 | 0 | 0 | 0 | 0 | 0 | 0 | 0 | 0 | 0 | 6.71 | 6.71
1 | 730 | 731 | 730 731 Energy Star or Better Copier / Office | 0 | 0 | 0 | 0 | 0 | 0 | 0 | 0 | 0 | 0 | 0 | 0 | 0 | 0 | 0 | 0 | 0 | 0 | 0 | 0 | 0 | 0 | 0 | 0 | 0 | 0 | 0 | 0 | 0 | 0 | 0 | 0
1 | 730 | 732 | 730 732 Copier Power Management Enabling / Office | 0 | 0 | 113.48 | 0 | 0 | 0 | 0 | 0 | 0 | 0 | 0 | 0 | 0 | 0 | 0 | 0 | 0 | 0 | 0 | 0 | 0 | 0 | 0 | 0 | 0 | 0 | 0 | 0 | 0 | 0 | 113.48 | 113.48
1 | 800 | 801 | 800 801 Convection Oven / Office | 0 | 0 | 201366.9 | 0 | 0 | 0 | 0 | 0 | 0 | 0 | 0 | 0 | 0 | 0 | 0 | 0 | 0 | 0 | 0 | 0 | 0 | 0 | 0 | 0 | 0 | 0 | 0 | 0 | 0 | 0 | 201366.9 | 201366.9
1 | 810 | 811 | 810 811 Efficient Fryer / Office | 0 | 0 | 52428.29 | 0 | 0 | 0 | 0 | 0 | 0 | 0 | 0 | 0 | 0 | 0 | 0 | 0 | 0 | 0 | 0 | 0 | 0 | 0 | 0 | 0 | 0 | 0 | 0 | 0 | 0 | 0 | 52428.29 | 52428.29
1 | 900 | 901 | 900 901 Vending Misers (cooled machines only) / Office | 0 | 0 | 174.85 | 0 | 0 | 0 | 0 | 0 | 0 | 0 | 0 | 0 | 0 | 0 | 0 | 0 | 0 | 0 | 0 | 0 | 0 | 0 | 0 | 0 | 0 | 0 | 0 | 0 | 0 | 0 | 174.85 | 174.85
2 | 110 | 111 | 110 111 Premium T8, Elecctronic Ballast / Restaurant or Services | 0 | 0 | 7896.87 | 0 | 0 | 0 | 0 | 0 | 0 | 0 | 0 | 0 | 0 | 0 | 0 | 0 | 0 | 0 | 0 | 0 | 0 | 0 | 0 | 0 | 0 | 0 | 0 | 0 | 0 | 0 | 7896.87 | 7896.87
2 | 110 | 112 | 110 112 Premium T8, EB, Reflector / Restaurant or Services | 0 | 0 | 10581.81 | 0 | 0 | 0 | 0 | 0 | 0 | 0 | 0 | 0 | 0 | 0 | 0 | 0 | 0 | 0 | 0 | 0 | 0 | 0 | 0 | 0 | 0 | 0 | 0 | 0 | 0 | 0 | 10581.81 | 10581.81
2 | 110 | 113 | 110 113 Occupancy Sensor / Restaurant or Services | 0 | 0 | 7107.18 | 0 | 0 | 0 | 0 | 0 | 0 | 0 | 0 | 0 | 0 | 0 | 0 | 0 | 0 | 0 | 0 | 0 | 0 | 0 | 0 | 0 | 0 | 0 | 0 | 0 | 0 | 0 | 7107.18 | 7107.18
2 | 110 | 114 | 110 114 Continuous Dimming / Restaurant or Services | 0 | 0 | 45470.87 | 0 | 0 | 0 | 0 | 0 | 0 | 0 | 0 | 0 | 0 | 0 | 0 | 0 | 0 | 0 | 0 | 0 | 0 | 0 | 0 | 0 | 0 | 0 | 0 | 0 | 0 | 0 | 45470.87 | 45470.87
2 | 110 | 115 | 110 115 Lighting Control Tuneup / Restaurant or Services | 0 | 0 | 144 | 0 | 0 | 0 | 0 | 0 | 0 | 0 | 0 | 0 | 0 | 0 | 0 | 0 | 0 | 0 | 0 | 0 | 0 | 0 | 0 | 0 | 0 | 0 | 0 | 0 | 0 | 0 | 144 | 144
2 | 120 | 121 | 120 121 ROB Premium T8, 1EB / Restaurant or Services | 0 | 0 | 762.85 | 0 | 0 | 0 | 0 | 0 | 0 | 0 | 0 | 0 | 0 | 0 | 0 | 0 | 0 | 0 | 0 | 0 | 0 | 0 | 0 | 0 | 0 | 0 | 0 | 0 | 0 | 0 | 762.85 | 762.85
2 | 120 | 122 | 120 122 ROB Premium T8, EB, Reflector / Restaurant or Services | 0 | 0 | 2615.47 | 0 | 0 | 0 | 0 | 0 | 0 | 0 | 0 | 0 | 0 | 0 | 0 | 0 | 0 | 0 | 0 | 0 | 0 | 0 | 0 | 0 | 0 | 0 | 0 | 0 | 0 | 0 | 2615.47 | 2615.47
2 | 120 | 123 | 120 123 Occupancy Sensor / Restaurant or Services | 0 | 0 | 4904.01 | 0 | 0 | 0 | 0 | 0 | 0 | 0 | 0 | 0 | 0 | 0 | 0 | 0 | 0 | 0 | 0 | 0 | 0 | 0 | 0 | 0 | 0 | 0 | 0 | 0 | 0 | 0 | 4904.01 | 4904.01
2 | 120 | 124 | 120 124 Lighting Control Tuneup / Restaurant or Services | 0 | 0 | 144 | 0 | 0 | 0 | 0 | 0 | 0 | 0 | 0 | 0 | 0 | 0 | 0 | 0 | 0 | 0 | 0 | 0 | 0 | 0 | 0 | 0 | 0 | 0 | 0 | 0 | 0 | 0 | 144 | 144
2 | 130 | 131 | 130 131 CFL Screw-in 18W / Restaurant or Services | 0 | 0 | 5095.96 | 0 | 0 | 0 | 0 | 0 | 0 | 0 | 0 | 0 | 0 | 0 | 0 | 0 | 0 | 0 | 0 | 0 | 0 | 0 | 0 | 0 | 0 | 0 | 0 | 0 | 0 | 0 | 5095.96 | 5095.96
2 | 140 | 141 | 140 141 CFL Hardwired, Modular 18W / Restaurant or Services | 0 | 0 | 23117.76 | 0 | 0 | 0 | 0 | 0 | 0 | 0 | 0 | 0 | 0 | 0 | 0 | 0 | 0 | 0 | 0 | 0 | 0 | 0 | 0 | 0 | 0 | 0 | 0 | 0 | 0 | 0 | 23117.76 | 23117.76
2 | 150 | 151 | 150 151 PSMH, 250W, magnetic ballast / Restaurant or Services | 0 | 0 | 603.3 | 0 | 0 | 0 | 0 | 0 | 0 | 0 | 0 | 0 | 0 | 0 | 0 | 0 | 0 | 0 | 0 | 0 | 0 | 0 | 0 | 0 | 0 | 0 | 0 | 0 | 0 | 0 | 603.3 | 603.3
2 | 150 | 152 | 150 152 PSMH, 250 W, electronic ballast / Restaurant or Services | 0 | 0 | 3095.57 | 0 | 0 | 0 | 0 | 0 | 0 | 0 | 0 | 0 | 0 | 0 | 0 | 0 | 0 | 0 | 0 | 0 | 0 | 0 | 0 | 0 | 0 | 0 | 0 | 0 | 0 | 0 | 3095.57 | 3095.57
2 | 150 | 153 | 150 153 High Bay T5 / Restaurant or Services | 0 | 0 | 1375.81 | 0 | 0 | 0 | 0 | 0 | 0 | 0 | 0 | 0 | 0 | 0 | 0 | 0 | 0 | 0 | 0 | 0 | 0 | 0 | 0 | 0 | 0 | 0 | 0 | 0 | 0 | 0 | 1375.81 | 1375.81
2 | 160 | 161 | 160 161 LED Exit Sign / Restaurant or Services | 0 | 0 | 447.5 | 0 | 0 | 0 | 0 | 0 | 0 | 0 | 0 | 0 | 0 | 0 | 0 | 0 | 0 | 0 | 0 | 0 | 0 | 0 | 0 | 0 | 0 | 0 | 0 | 0 | 0 | 0 | 447.5 | 447.5
2 | 200 | 201 | 200 201 High Pressure Sodium 250W Lamp / Restaurant or Services | 0 | 0 | 9675.89 | 0 | 0 | 0 | 0 | 0 | 0 | 0 | 0 | 0 | 0 | 0 | 0 | 0 | 0 | 0 | 0 | 0 | 0 | 0 | 0 | 0 | 0 | 0 | 0 | 0 | 0 | 0 | 9675.89 | 9675.89
2 | 200 | 202 | 200 202 Outdoor Lighting Controls (Photocell/Timeclock) / Restaurant or Services | 0 | 0 | 1753.35 | 0 | 0 | 0 | 0 | 0 | 0 | 0 | 0 | 0 | 0 | 0 | 0 | 0 | 0 | 0 | 0 | 0 | 0 | 0 | 0 | 0 | 0 | 0 | 0 | 0 | 0 | 0 | 1753.35 | 1753.35
2 | 210 | 211 | 210 211 Outdoor Lighting Controls (Photocell/Timeclock) / Restaurant or Services | 0 | 0 | 7762.65 | 0 | 0 | 0 | 0 | 0 | 0 | 0 | 0 | 0 | 0 | 0 | 0 | 0 | 0 | 0 | 0 | 0 | 0 | 0 | 0 | 0 | 0 | 0 | 0 | 0 | 0 | 0 | 7762.65 | 7762.65
2 | 300 | 301 | 300 301 Centrifugal Chiller, 0.51 kW/ton, 500 tons / Restaurant or Services | 0 | 0 | 2036.67 | 0 | 0 | 0 | 0 | 0 | 0 | 0 | 0 | 0 | 0 | 0 | 0 | 0 | 0 | 0 | 0 | 0 | 0 | 0 | 0 | 0 | 0 | 0 | 0 | 0 | 0 | 0 | 2036.67 | 2036.67
2 | 300 | 302 | 300 302 High Efficiency Chiller Motors / Restaurant or Services | 0 | 0 | 721.77 | 0 | 0 | 0 | 0 | 0 | 0 | 0 | 0 | 0 | 0 | 0 | 0 | 0 | 0 | 0 | 0 | 0 | 0 | 0 | 0 | 0 | 0 | 0 | 0 | 0 | 0 | 0 | 721.77 | 721.77
2 | 300 | 304 | 300 304 EMS - Chiller / Restaurant or Services | 0 | 0 | 2221.82 | 0 | 0 | 0 | 0 | 0 | 0 | 0 | 0 | 0 | 0 | 0 | 0 | 0 | 0 | 0 | 0 | 0 | 0 | 0 | 0 | 0 | 0 | 0 | 0 | 0 | 0 | 0 | 2221.82 | 2221.82
2 | 300 | 305 | 300 305 Chiller Tune Up/Diagnostics / Restaurant or Services | 0 | 0 | 1000 | 0 | 0 | 0 | 0 | 0 | 0 | 0 | 0 | 0 | 0 | 0 | 0 | 0 | 0 | 0 | 0 | 0 | 0 | 0 | 0 | 0 | 0 | 0 | 0 | 0 | 0 | 0 | 1000 | 1000
2 | 300 | 306 | 300 306 VSD for Chiller Pumps and Towers / Restaurant or Services | 0 | 0 | 1555.27 | 0 | 0 | 0 | 0 | 0 | 0 | 0 | 0 | 0 | 0 | 0 | 0 | 0 | 0 | 0 | 0 | 0 | 0 | 0 | 0 | 0 | 0 | 0 | 0 | 0 | 0 | 0 | 1555.27 | 1555.27
2 | 300 | 308 | 300 308 Aerosole Duct Sealing / Restaurant or Services | 0 | 0 | 726.54 | 0 | 0 | 0 | 0 | 0 | 0 | 0 | 0 | 0 | 0 | 0 | 0 | 0 | 0 | 0 | 0 | 0 | 0 | 0 | 0 | 0 | 0 | 0 | 0 | 0 | 0 | 0 | 726.54 | 726.54
2 | 300 | 309 | 300 309 Duct/Pipe Insulation / Restaurant or Services | 0 | 0 | 30756 | 0 | 0 | 0 | 0 | 0 | 0 | 0 | 0 | 0 | 0 | 0 | 0 | 0 | 0 | 0 | 0 | 0 | 0 | 0 | 0 | 0 | 0 | 0 | 0 | 0 | 0 | 0 | 30756 | 30756
2 | 300 | 311 | 300 311 Window Film (Standard) / Restaurant or Services | 0 | 0 | 1304.75 | 0 | 0 | 0 | 0 | 0 | 0 | 0 | 0 | 0 | 0 | 0 | 0 | 0 | 0 | 0 | 0 | 0 | 0 | 0 | 0 | 0 | 0 | 0 | 0 | 0 | 0 | 0 | 1304.75 | 1304.75
2 | 300 | 313 | 300 313 Ceiling Insulation / Restaurant or Services | 0 | 0 | 3843 | 0 | 0 | 0 | 0 | 0 | 0 | 0 | 0 | 0 | 0 | 0 | 0 | 0 | 0 | 0 | 0 | 0 | 0 | 0 | 0 | 0 | 0 | 0 | 0 | 0 | 0 | 0 | 3843 | 3843
2 | 300 | 314 | 300 314 Roof Insulation / Restaurant or Services | 0 | 0 | 1505.52 | 0 | 0 | 0 | 0 | 0 | 0 | 0 | 0 | 0 | 0 | 0 | 0 | 0 | 0 | 0 | 0 | 0 | 0 | 0 | 0 | 0 | 0 | 0 | 0 | 0 | 0 | 0 | 1505.52 | 1505.52
2 | 300 | 315 | 300 315 Cool Roof - Chiller / Restaurant or Services | 0 | 0 | 13606.8 | 0 | 0 | 0 | 0 | 0 | 0 | 0 | 0 | 0 | 0 | 0 | 0 | 0 | 0 | 0 | 0 | 0 | 0 | 0 | 0 | 0 | 0 | 0 | 0 | 0 | 0 | 0 | 13606.8 | 13606.8
2 | 300 | 317 | 300 317 Thermal Energy Storage (TES) Positive / Restaurant or Services | 0 | 0 | 13933.99 | 0 | 0 | 0 | 0 | 0 | 0 | 0 | 0 | 0 | 0 | 0 | 0 | 0 | 0 | 0 | 0 | 0 | 0 | 0 | 0 | 0 | 0 | 0 | 0 | 0 | 0 | 0 | 13933.99 | 13933.99
2 | 300 | 317 | 300 317 Thermal Energy Storage (TES) Negative / Restaurant or Services | 0 | 0 | 0 | 0 | 0 | 0 | 0 | 0 | 0 | 0 | 0 | 0 | 0 | 0 | 0 | 0 | 0 | 0 | 0 | 0 | 0 | 0 | 0 | 0 | 0 | 0 | 0 | 0 | 0 | 0 | 0 | 0
2 | 320 | 321 | 320 321 DX Packaged System, EER=10.9, 10 tons / Restaurant or Services | 0 | 0 | 4888 | 0 | 0 | 0 | 0 | 0 | 0 | 0 | 0 | 0 | 0 | 0 | 0 | 0 | 0 | 0 | 0 | 0 | 0 | 0 | 0 | 0 | 0 | 0 | 0 | 0 | 0 | 0 | 4888 | 4888
2 | 320 | 326 | 320 326 DX Tune Up/ Advanced Diagnostics / Restaurant or Services | 0 | 0 | 1250 | 0 | 0 | 0 | 0 | 0 | 0 | 0 | 0 | 0 | 0 | 0 | 0 | 0 | 0 | 0 | 0 | 0 | 0 | 0 | 0 | 0 | 0 | 0 | 0 | 0 | 0 | 0 | 1250 | 1250
2 | 320 | 327 | 320 327 DX Coil Cleaning / Restaurant or Services | 0 | 0 | 366.49 | 0 | 0 | 0 | 0 | 0 | 0 | 0 | 0 | 0 | 0 | 0 | 0 | 0 | 0 | 0 | 0 | 0 | 0 | 0 | 0 | 0 | 0 | 0 | 0 | 0 | 0 | 0 | 366.49 | 366.49
2 | 320 | 328 | 320 328 Optimize Controls / Restaurant or Services | 0 | 0 | 400 | 0 | 0 | 0 | 0 | 0 | 0 | 0 | 0 | 0 | 0 | 0 | 0 | 0 | 0 | 0 | 0 | 0 | 0 | 0 | 0 | 0 | 0 | 0 | 0 | 0 | 0 | 0 | 400 | 400
2 | 320 | 329 | 320 329 Aerosole Duct Sealing / Restaurant or Services | 0 | 0 | 726.54 | 0 | 0 | 0 | 0 | 0 | 0 | 0 | 0 | 0 | 0 | 0 | 0 | 0 | 0 | 0 | 0 | 0 | 0 | 0 | 0 | 0 | 0 | 0 | 0 | 0 | 0 | 0 | 726.54 | 726.54
2 | 320 | 330 | 320 330 Duct/Pipe Insulation / Restaurant or Services | 0 | 0 | 30756 | 0 | 0 | 0 | 0 | 0 | 0 | 0 | 0 | 0 | 0 | 0 | 0 | 0 | 0 | 0 | 0 | 0 | 0 | 0 | 0 | 0 | 0 | 0 | 0 | 0 | 0 | 0 | 30756 | 30756
2 | 320 | 332 | 320 332 Window Film (Standard) / Restaurant or Services | 0 | 0 | 1369.78 | 0 | 0 | 0 | 0 | 0 | 0 | 0 | 0 | 0 | 0 | 0 | 0 | 0 | 0 | 0 | 0 | 0 | 0 | 0 | 0 | 0 | 0 | 0 | 0 | 0 | 0 | 0 | 1369.78 | 1369.78
2 | 320 | 334 | 320 334 Ceiling Insulation / Restaurant or Services | 0 | 0 | 3843 | 0 | 0 | 0 | 0 | 0 | 0 | 0 | 0 | 0 | 0 | 0 | 0 | 0 | 0 | 0 | 0 | 0 | 0 | 0 | 0 | 0 | 0 | 0 | 0 | 0 | 0 | 0 | 3843 | 3843
2 | 320 | 335 | 320 335 Roof Insulation / Restaurant or Services | 0 | 0 | 1505.52 | 0 | 0 | 0 | 0 | 0 | 0 | 0 | 0 | 0 | 0 | 0 | 0 | 0 | 0 | 0 | 0 | 0 | 0 | 0 | 0 | 0 | 0 | 0 | 0 | 0 | 0 | 0 | 1505.52 | 1505.52
2 | 320 | 336 | 320 336 Cool Roof - DX / Restaurant or Services | 0 | 0 | 13606.8 | 0 | 0 | 0 | 0 | 0 | 0 | 0 | 0 | 0 | 0 | 0 | 0 | 0 | 0 | 0 | 0 | 0 | 0 | 0 | 0 | 0 | 0 | 0 | 0 | 0 | 0 | 0 | 13606.8 | 13606.8
2 | 340 | 342 | 340 342 Geothermal Heat Pump, EER=13, 10 tons / Restaurant or Services | 0 | 0 | 43871.31 | 0 | 0 | 0 | 0 | 0 | 0 | 0 | 0 | 0 | 0 | 0 | 0 | 0 | 0 | 0 | 0 | 0 | 0 | 0 | 0 | 0 | 0 | 0 | 0 | 0 | 0 | 0 | 43871.31 | 43871.31
2 | 340 | 344 | 340 344 Aerosole Duct Sealing / Restaurant or Services | 0 | 0 | 726.54 | 0 | 0 | 0 | 0 | 0 | 0 | 0 | 0 | 0 | 0 | 0 | 0 | 0 | 0 | 0 | 0 | 0 | 0 | 0 | 0 | 0 | 0 | 0 | 0 | 0 | 0 | 0 | 726.54 | 726.54
2 | 340 | 345 | 340 345 Duct/Pipe Insulation / Restaurant or Services | 0 | 0 | 30756 | 0 | 0 | 0 | 0 | 0 | 0 | 0 | 0 | 0 | 0 | 0 | 0 | 0 | 0 | 0 | 0 | 0 | 0 | 0 | 0 | 0 | 0 | 0 | 0 | 0 | 0 | 0 | 30756 | 30756
2 | 340 | 347 | 340 347 Window Film (Standard) / Restaurant or Services | 0 | 0 | 1304.75 | 0 | 0 | 0 | 0 | 0 | 0 | 0 | 0 | 0 | 0 | 0 | 0 | 0 | 0 | 0 | 0 | 0 | 0 | 0 | 0 | 0 | 0 | 0 | 0 | 0 | 0 | 0 | 1304.75 | 1304.75
2 | 340 | 349 | 340 349 Ceiling Insulation / Restaurant or Services | 0 | 0 | 3843 | 0 | 0 | 0 | 0 | 0 | 0 | 0 | 0 | 0 | 0 | 0 | 0 | 0 | 0 | 0 | 0 | 0 | 0 | 0 | 0 | 0 | 0 | 0 | 0 | 0 | 0 | 0 | 3843 | 3843
2 | 340 | 351 | 340 351 Cool Roof - DX / Restaurant or Services | 0 | 0 | 13606.8 | 0 | 0 | 0 | 0 | 0 | 0 | 0 | 0 | 0 | 0 | 0 | 0 | 0 | 0 | 0 | 0 | 0 | 0 | 0 | 0 | 0 | 0 | 0 | 0 | 0 | 0 | 0 | 13606.8 | 13606.8
2 | 360 | 361 | 360 361 HE PTAC, EER=9.6, 1 ton / Restaurant or Services | 0 | 0 | 5631.57 | 0 | 0 | 0 | 0 | 0 | 0 | 0 | 0 | 0 | 0 | 0 | 0 | 0 | 0 | 0 | 0 | 0 | 0 | 0 | 0 | 0 | 0 | 0 | 0 | 0 | 0 | 0 | 5631.57 | 5631.57
2 | 360 | 362 | 360 362 Occupancy Sensor (hotels) / Restaurant or Services | 0 | 0 | 10368.49 | 0 | 0 | 0 | 0 | 0 | 0 | 0 | 0 | 0 | 0 | 0 | 0 | 0 | 0 | 0 | 0 | 0 | 0 | 0 | 0 | 0 | 0 | 0 | 0 | 0 | 0 | 0 | 10368.49 | 10368.49
2 | 400 | 401 | 400 401 High Efficiency Fan Motor, 15hp, 1800rpm, 92.4% / Restaurant or Services | 0 | 0 | 182.81 | 0 | 0 | 0 | 0 | 0 | 0 | 0 | 0 | 0 | 0 | 0 | 0 | 0 | 0 | 0 | 0 | 0 | 0 | 0 | 0 | 0 | 0 | 0 | 0 | 0 | 0 | 0 | 182.81 | 182.81
2 | 400 | 402 | 400 402 Variable Speed Drive Control / Restaurant or Services | 0 | 0 | 3838.95 | 0 | 0 | 0 | 0 | 0 | 0 | 0 | 0 | 0 | 0 | 0 | 0 | 0 | 0 | 0 | 0 | 0 | 0 | 0 | 0 | 0 | 0 | 0 | 0 | 0 | 0 | 0 | 3838.95 | 3838.95
2 | 400 | 403 | 400 403 Air Handler Optimization / Restaurant or Services | 0 | 0 | 300 | 0 | 0 | 0 | 0 | 0 | 0 | 0 | 0 | 0 | 0 | 0 | 0 | 0 | 0 | 0 | 0 | 0 | 0 | 0 | 0 | 0 | 0 | 0 | 0 | 0 | 0 | 0 | 300 | 300
2 | 400 | 404 | 400 404 Electronically Commutated Motors (ECM) on an Air Handler Unit / Restaurant or Services | 0 | 0 | 1066 | 0 | 0 | 0 | 0 | 0 | 0 | 0 | 0 | 0 | 0 | 0 | 0 | 0 | 0 | 0 | 0 | 0 | 0 | 0 | 0 | 0 | 0 | 0 | 0 | 0 | 0 | 0 | 1066 | 1066
2 | 400 | 405 | 400 405 Demand Control Ventilation (DCV) / Restaurant or Services | 0 | 0 | 23594 | 0 | 0 | 0 | 0 | 0 | 0 | 0 | 0 | 0 | 0 | 0 | 0 | 0 | 0 | 0 | 0 | 0 | 0 | 0 | 0 | 0 | 0 | 0 | 0 | 0 | 0 | 0 | 23594 | 23594
2 | 400 | 406 | 400 406 Energy Recovery Ventilation (ERV) / Restaurant or Services | 0 | 0 | 4849.3 | 0 | 0 | 0 | 0 | 0 | 0 | 0 | 0 | 0 | 0 | 0 | 0 | 0 | 0 | 0 | 0 | 0 | 0 | 0 | 0 | 0 | 0 | 0 | 0 | 0 | 0 | 0 | 4849.3 | 4849.3
2 | 400 | 407 | 400 407 Separate Makeup Air / Exhaust Hoods AC / Restaurant or Services | 0 | 0 | 49.86 | 0 | 0 | 0 | 0 | 0 | 0 | 0 | 0 | 0 | 0 | 0 | 0 | 0 | 0 | 0 | 0 | 0 | 0 | 0 | 0 | 0 | 0 | 0 | 0 | 0 | 0 | 0 | 49.86 | 49.86
2 | 600 | 603 | 600 603 Heat Pump Water Heater (air source) / Restaurant or Services | 0 | 0 | 3444.08 | 0 | 0 | 0 | 0 | 0 | 0 | 0 | 0 | 0 | 0 | 0 | 0 | 0 | 0 | 0 | 0 | 0 | 0 | 0 | 0 | 0 | 0 | 0 | 0 | 0 | 0 | 0 | 3444.08 | 3444.08
2 | 600 | 604 | 600 604 Solar Water Heater / Restaurant or Services | 0 | 0 | 7977.68 | 0 | 0 | 0 | 0 | 0 | 0 | 0 | 0 | 0 | 0 | 0 | 0 | 0 | 0 | 0 | 0 | 0 | 0 | 0 | 0 | 0 | 0 | 0 | 0 | 0 | 0 | 0 | 7977.68 | 7977.68
2 | 600 | 606 | 600 606 Demand controlled circulating systems / Restaurant or Services | 0 | 0 | 1885.63 | 0 | 0 | 0 | 0 | 0 | 0 | 0 | 0 | 0 | 0 | 0 | 0 | 0 | 0 | 0 | 0 | 0 | 0 | 0 | 0 | 0 | 0 | 0 | 0 | 0 | 0 | 0 | 1885.63 | 1885.63
2 | 600 | 608 | 600 608 Heat Recovery Unit / Restaurant or Services | 0 | 0 | 818 | 0 | 0 | 0 | 0 | 0 | 0 | 0 | 0 | 0 | 0 | 0 | 0 | 0 | 0 | 0 | 0 | 0 | 0 | 0 | 0 | 0 | 0 | 0 | 0 | 0 | 0 | 0 | 818 | 818
2 | 600 | 609 | 600 609 Heat Trap / Restaurant or Services | 0 | 0 | 9.32 | 0 | 0 | 0 | 0 | 0 | 0 | 0 | 0 | 0 | 0 | 0 | 0 | 0 | 0 | 0 | 0 | 0 | 0 | 0 | 0 | 0 | 0 | 0 | 0 | 0 | 0 | 0 | 9.32 | 9.32
2 | 600 | 610 | 600 610 Hot Water Pipe Insulation / Restaurant or Services | 0 | 0 | 248.51 | 0 | 0 | 0 | 0 | 0 | 0 | 0 | 0 | 0 | 0 | 0 | 0 | 0 | 0 | 0 | 0 | 0 | 0 | 0 | 0 | 0 | 0 | 0 | 0 | 0 | 0 | 0 | 248.51 | 248.51
2 | 700 | 701 | 700 701 PC Manual Power Management Enabling / Restaurant or Services | 0 | 0 | 15.12 | 0 | 0 | 0 | 0 | 0 | 0 | 0 | 0 | 0 | 0 | 0 | 0 | 0 | 0 | 0 | 0 | 0 | 0 | 0 | 0 | 0 | 0 | 0 | 0 | 0 | 0 | 0 | 15.12 | 15.12
2 | 700 | 702 | 700 702 PC Network Power Management Enabling / Restaurant or Services | 0 | 0 | 7.56 | 0 | 0 | 0 | 0 | 0 | 0 | 0 | 0 | 0 | 0 | 0 | 0 | 0 | 0 | 0 | 0 | 0 | 0 | 0 | 0 | 0 | 0 | 0 | 0 | 0 | 0 | 0 | 7.56 | 7.56
2 | 710 | 711 | 710 711 Energy Star or Better Monitor / Restaurant or Services | 0 | 0 | 0 | 0 | 0 | 0 | 0 | 0 | 0 | 0 | 0 | 0 | 0 | 0 | 0 | 0 | 0 | 0 | 0 | 0 | 0 | 0 | 0 | 0 | 0 | 0 | 0 | 0 | 0 | 0 | 0 | 0
2 | 710 | 712 | 710 712 Monitor Power Management Enabling / Restaurant or Services | 0 | 0 | 14.37 | 0 | 0 | 0 | 0 | 0 | 0 | 0 | 0 | 0 | 0 | 0 | 0 | 0 | 0 | 0 | 0 | 0 | 0 | 0 | 0 | 0 | 0 | 0 | 0 | 0 | 0 | 0 | 14.37 | 14.37
2 | 720 | 722 | 720 722 Monitor Power Management Enabling / Restaurant or Services | 0 | 0 | 0.76 | 0 | 0 | 0 | 0 | 0 | 0 | 0 | 0 | 0 | 0 | 0 | 0 | 0 | 0 | 0 | 0 | 0 | 0 | 0 | 0 | 0 | 0 | 0 | 0 | 0 | 0 | 0 | 0.76 | 0.76
2 | 730 | 731 | 730 731 Energy Star or Better Copier / Restaurant or Services | 0 | 0 | 0 | 0 | 0 | 0 | 0 | 0 | 0 | 0 | 0 | 0 | 0 | 0 | 0 | 0 | 0 | 0 | 0 | 0 | 0 | 0 | 0 | 0 | 0 | 0 | 0 | 0 | 0 | 0 | 0 | 0
2 | 730 | 732 | 730 732 Copier Power Management Enabling / Restaurant or Services | 0 | 0 | 26.48 | 0 | 0 | 0 | 0 | 0 | 0 | 0 | 0 | 0 | 0 | 0 | 0 | 0 | 0 | 0 | 0 | 0 | 0 | 0 | 0 | 0 | 0 | 0 | 0 | 0 | 0 | 0 | 26.48 | 26.48
2 | 800 | 801 | 800 801 Convection Oven / Restaurant or Services | 0 | 0 | 3884163 | 0 | 0 | 0 | 0 | 0 | 0 | 0 | 0 | 0 | 0 | 0 | 0 | 0 | 0 | 0 | 0 | 0 | 0 | 0 | 0 | 0 | 0 | 0 | 0 | 0 | 0 | 0 | 3884163 | 3884163
2 | 810 | 811 | 810 811 Efficient Fryer / Restaurant or Services | 0 | 0 | 6366352 | 0 | 0 | 0 | 0 | 0 | 0 | 0 | 0 | 0 | 0 | 0 | 0 | 0 | 0 | 0 | 0 | 0 | 0 | 0 | 0 | 0 | 0 | 0 | 0 | 0 | 0 | 0 | 6366352 | 6366352
2 | 900 | 901 | 900 901 Vending Misers (cooled machines only) / Restaurant or Services | 0 | 0 | 234.71 | 0 | 0 | 0 | 0 | 0 | 0 | 0 | 0 | 0 | 0 | 0 | 0 | 0 | 0 | 0 | 0 | 0 | 0 | 0 | 0 | 0 | 0 | 0 | 0 | 0 | 0 | 0 | 234.71 | 234.71
3 | 110 | 111 | 110 111 Premium T8, Elecctronic Ballast / Retail | 0 | 0 | 9412.89 | 0 | 0 | 0 | 0 | 0 | 0 | 0 | 0 | 0 | 0 | 0 | 0 | 0 | 0 | 0 | 0 | 0 | 0 | 0 | 0 | 0 | 0 | 0 | 0 | 0 | 0 | 0 | 9412.89 | 9412.89
3 | 110 | 112 | 110 112 Premium T8, EB, Reflector / Retail | 0 | 0 | 12613.27 | 0 | 0 | 0 | 0 | 0 | 0 | 0 | 0 | 0 | 0 | 0 | 0 | 0 | 0 | 0 | 0 | 0 | 0 | 0 | 0 | 0 | 0 | 0 | 0 | 0 | 0 | 0 | 12613.27 | 12613.27
3 | 110 | 113 | 110 113 Occupancy Sensor / Retail | 0 | 0 | 8471.6 | 0 | 0 | 0 | 0 | 0 | 0 | 0 | 0 | 0 | 0 | 0 | 0 | 0 | 0 | 0 | 0 | 0 | 0 | 0 | 0 | 0 | 0 | 0 | 0 | 0 | 0 | 0 | 8471.6 | 8471.6
3 | 110 | 114 | 110 114 Continuous Dimming / Retail | 0 | 0 | 54200.22 | 0 | 0 | 0 | 0 | 0 | 0 | 0 | 0 | 0 | 0 | 0 | 0 | 0 | 0 | 0 | 0 | 0 | 0 | 0 | 0 | 0 | 0 | 0 | 0 | 0 | 0 | 0 | 54200.22 | 54200.22
3 | 120 | 121 | 120 121 ROB Premium T8, 1EB / Retail | 0 | 0 | 909.3 | 0 | 0 | 0 | 0 | 0 | 0 | 0 | 0 | 0 | 0 | 0 | 0 | 0 | 0 | 0 | 0 | 0 | 0 | 0 | 0 | 0 | 0 | 0 | 0 | 0 | 0 | 0 | 909.3 | 909.3
3 | 120 | 122 | 120 122 ROB Premium T8, EB, Reflector / Retail | 0 | 0 | 3117.58 | 0 | 0 | 0 | 0 | 0 | 0 | 0 | 0 | 0 | 0 | 0 | 0 | 0 | 0 | 0 | 0 | 0 | 0 | 0 | 0 | 0 | 0 | 0 | 0 | 0 | 0 | 0 | 3117.58 | 3117.58
3 | 120 | 123 | 120 123 Occupancy Sensor / Retail | 0 | 0 | 5845.47 | 0 | 0 | 0 | 0 | 0 | 0 | 0 | 0 | 0 | 0 | 0 | 0 | 0 | 0 | 0 | 0 | 0 | 0 | 0 | 0 | 0 | 0 | 0 | 0 | 0 | 0 | 0 | 5845.47 | 5845.47
3 | 120 | 124 | 120 124 Lighting Control Tuneup / Retail | 0 | 0 | 144 | 0 | 0 | 0 | 0 | 0 | 0 | 0 | 0 | 0 | 0 | 0 | 0 | 0 | 0 | 0 | 0 | 0 | 0 | 0 | 0 | 0 | 0 | 0 | 0 | 0 | 0 | 0 | 144 | 144
3 | 130 | 131 | 130 131 CFL Screw-in 18W / Retail | 0 | 0 | 6074.26 | 0 | 0 | 0 | 0 | 0 | 0 | 0 | 0 | 0 | 0 | 0 | 0 | 0 | 0 | 0 | 0 | 0 | 0 | 0 | 0 | 0 | 0 | 0 | 0 | 0 | 0 | 0 | 6074.26 | 6074.26
3 | 140 | 141 | 140 141 CFL Hardwired, Modular 18W / Retail | 0 | 0 | 27555.83 | 0 | 0 | 0 | 0 | 0 | 0 | 0 | 0 | 0 | 0 | 0 | 0 | 0 | 0 | 0 | 0 | 0 | 0 | 0 | 0 | 0 | 0 | 0 | 0 | 0 | 0 | 0 | 27555.83 | 27555.83
3 | 150 | 151 | 150 151 PSMH, 250W, magnetic ballast / Retail | 0 | 0 | 719.12 | 0 | 0 | 0 | 0 | 0 | 0 | 0 | 0 | 0 | 0 | 0 | 0 | 0 | 0 | 0 | 0 | 0 | 0 | 0 | 0 | 0 | 0 | 0 | 0 | 0 | 0 | 0 | 719.12 | 719.12
3 | 150 | 152 | 150 152 PSMH, 250 W, electronic ballast / Retail | 0 | 0 | 3689.84 | 0 | 0 | 0 | 0 | 0 | 0 | 0 | 0 | 0 | 0 | 0 | 0 | 0 | 0 | 0 | 0 | 0 | 0 | 0 | 0 | 0 | 0 | 0 | 0 | 0 | 0 | 0 | 3689.84 | 3689.84
3 | 150 | 153 | 150 153 High Bay T5 / Retail | 0 | 0 | 1639.94 | 0 | 0 | 0 | 0 | 0 | 0 | 0 | 0 | 0 | 0 | 0 | 0 | 0 | 0 | 0 | 0 | 0 | 0 | 0 | 0 | 0 | 0 | 0 | 0 | 0 | 0 | 0 | 1639.94 | 1639.94
3 | 160 | 161 | 160 161 LED Exit Sign / Retail | 0 | 0 | 129.33 | 0 | 0 | 0 | 0 | 0 | 0 | 0 | 0 | 0 | 0 | 0 | 0 | 0 | 0 | 0 | 0 | 0 | 0 | 0 | 0 | 0 | 0 | 0 | 0 | 0 | 0 | 0 | 129.33 | 129.33
3 | 200 | 201 | 200 201 High Pressure Sodium 250W Lamp / Retail | 0 | 0 | 717.35 | 0 | 0 | 0 | 0 | 0 | 0 | 0 | 0 | 0 | 0 | 0 | 0 | 0 | 0 | 0 | 0 | 0 | 0 | 0 | 0 | 0 | 0 | 0 | 0 | 0 | 0 | 0 | 717.35 | 717.35
3 | 200 | 202 | 200 202 Outdoor Lighting Controls (Photocell/Timeclock) / Retail | 0 | 0 | 129.99 | 0 | 0 | 0 | 0 | 0 | 0 | 0 | 0 | 0 | 0 | 0 | 0 | 0 | 0 | 0 | 0 | 0 | 0 | 0 | 0 | 0 | 0 | 0 | 0 | 0 | 0 | 0 | 129.99 | 129.99
3 | 210 | 211 | 210 211 Outdoor Lighting Controls (Photocell/Timeclock) / Retail | 0 | 0 | 1666.61 | 0 | 0 | 0 | 0 | 0 | 0 | 0 | 0 | 0 | 0 | 0 | 0 | 0 | 0 | 0 | 0 | 0 | 0 | 0 | 0 | 0 | 0 | 0 | 0 | 0 | 0 | 0 | 1666.61 | 1666.61
3 | 300 | 301 | 300 301 Centrifugal Chiller, 0.51 kW/ton, 500 tons / Retail | 0 | 0 | 867.15 | 0 | 0 | 0 | 0 | 0 | 0 | 0 | 0 | 0 | 0 | 0 | 0 | 0 | 0 | 0 | 0 | 0 | 0 | 0 | 0 | 0 | 0 | 0 | 0 | 0 | 0 | 0 | 867.15 | 867.15
3 | 300 | 302 | 300 302 High Efficiency Chiller Motors / Retail | 0 | 0 | 307.31 | 0 | 0 | 0 | 0 | 0 | 0 | 0 | 0 | 0 | 0 | 0 | 0 | 0 | 0 | 0 | 0 | 0 | 0 | 0 | 0 | 0 | 0 | 0 | 0 | 0 | 0 | 0 | 307.31 | 307.31
3 | 300 | 304 | 300 304 EMS - Chiller / Retail | 0 | 0 | 945.98 | 0 | 0 | 0 | 0 | 0 | 0 | 0 | 0 | 0 | 0 | 0 | 0 | 0 | 0 | 0 | 0 | 0 | 0 | 0 | 0 | 0 | 0 | 0 | 0 | 0 | 0 | 0 | 945.98 | 945.98
3 | 300 | 305 | 300 305 Chiller Tune Up/Diagnostics / Retail | 0 | 0 | 1000 | 0 | 0 | 0 | 0 | 0 | 0 | 0 | 0 | 0 | 0 | 0 | 0 | 0 | 0 | 0 | 0 | 0 | 0 | 0 | 0 | 0 | 0 | 0 | 0 | 0 | 0 | 0 | 1000 | 1000
3 | 300 | 306 | 300 306 VSD for Chiller Pumps and Towers / Retail | 0 | 0 | 662.19 | 0 | 0 | 0 | 0 | 0 | 0 | 0 | 0 | 0 | 0 | 0 | 0 | 0 | 0 | 0 | 0 | 0 | 0 | 0 | 0 | 0 | 0 | 0 | 0 | 0 | 0 | 0 | 662.19 | 662.19
3 | 300 | 307 | 300 307 EMS Optimization / Retail | 0 | 0 | 300 | 0 | 0 | 0 | 0 | 0 | 0 | 0 | 0 | 0 | 0 | 0 | 0 | 0 | 0 | 0 | 0 | 0 | 0 | 0 | 0 | 0 | 0 | 0 | 0 | 0 | 0 | 0 | 300 | 300
3 | 300 | 308 | 300 308 Aerosole Duct Sealing / Retail | 0 | 0 | 309.34 | 0 | 0 | 0 | 0 | 0 | 0 | 0 | 0 | 0 | 0 | 0 | 0 | 0 | 0 | 0 | 0 | 0 | 0 | 0 | 0 | 0 | 0 | 0 | 0 | 0 | 0 | 0 | 309.34 | 309.34
3 | 300 | 309 | 300 309 Duct/Pipe Insulation / Retail | 0 | 0 | 30756 | 0 | 0 | 0 | 0 | 0 | 0 | 0 | 0 | 0 | 0 | 0 | 0 | 0 | 0 | 0 | 0 | 0 | 0 | 0 | 0 | 0 | 0 | 0 | 0 | 0 | 0 | 0 | 30756 | 30756
3 | 300 | 311 | 300 311 Window Film (Standard) / Retail | 0 | 0 | 1304.75 | 0 | 0 | 0 | 0 | 0 | 0 | 0 | 0 | 0 | 0 | 0 | 0 | 0 | 0 | 0 | 0 | 0 | 0 | 0 | 0 | 0 | 0 | 0 | 0 | 0 | 0 | 0 | 1304.75 | 1304.75
3 | 300 | 313 | 300 313 Ceiling Insulation / Retail | 0 | 0 | 3843 | 0 | 0 | 0 | 0 | 0 | 0 | 0 | 0 | 0 | 0 | 0 | 0 | 0 | 0 | 0 | 0 | 0 | 0 | 0 | 0 | 0 | 0 | 0 | 0 | 0 | 0 | 0 | 3843 | 3843
3 | 300 | 314 | 300 314 Roof Insulation / Retail | 0 | 0 | 1505.52 | 0 | 0 | 0 | 0 | 0 | 0 | 0 | 0 | 0 | 0 | 0 | 0 | 0 | 0 | 0 | 0 | 0 | 0 | 0 | 0 | 0 | 0 | 0 | 0 | 0 | 0 | 0 | 1505.52 | 1505.52
3 | 300 | 315 | 300 315 Cool Roof - Chiller / Retail | 0 | 0 | 13606.8 | 0 | 0 | 0 | 0 | 0 | 0 | 0 | 0 | 0 | 0 | 0 | 0 | 0 | 0 | 0 | 0 | 0 | 0 | 0 | 0 | 0 | 0 | 0 | 0 | 0 | 0 | 0 | 13606.8 | 13606.8
3 | 300 | 317 | 300 317 Thermal Energy Storage (TES) Positive / Retail | 0 | 0 | 5932.67 | 0 | 0 | 0 | 0 | 0 | 0 | 0 | 0 | 0 | 0 | 0 | 0 | 0 | 0 | 0 | 0 | 0 | 0 | 0 | 0 | 0 | 0 | 0 | 0 | 0 | 0 | 0 | 5932.67 | 5932.67
3 | 300 | 317 | 300 317 Thermal Energy Storage (TES) Negative / Retail | 0 | 0 | 0 | 0 | 0 | 0 | 0 | 0 | 0 | 0 | 0 | 0 | 0 | 0 | 0 | 0 | 0 | 0 | 0 | 0 | 0 | 0 | 0 | 0 | 0 | 0 | 0 | 0 | 0 | 0 | 0 | 0
3 | 320 | 321 | 320 321 DX Packaged System, EER=10.9, 10 tons / Retail | 0 | 0 | 2081.16 | 0 | 0 | 0 | 0 | 0 | 0 | 0 | 0 | 0 | 0 | 0 | 0 | 0 | 0 | 0 | 0 | 0 | 0 | 0 | 0 | 0 | 0 | 0 | 0 | 0 | 0 | 0 | 2081.16 | 2081.16
3 | 320 | 322 | 320 322 Hybrid Dessicant-DX System (Trane CDQ) / Retail | 0 | 0 | 7777.08 | 0 | 0 | 0 | 0 | 0 | 0 | 0 | 0 | 0 | 0 | 0 | 0 | 0 | 0 | 0 | 0 | 0 | 0 | 0 | 0 | 0 | 0 | 0 | 0 | 0 | 0 | 0 | 7777.08 | 7777.08
3 | 320 | 323 | 320 323 Geothermal Heat Pump, EER=13, 10 tons / Retail | 0 | 0 | 18679.06 | 0 | 0 | 0 | 0 | 0 | 0 | 0 | 0 | 0 | 0 | 0 | 0 | 0 | 0 | 0 | 0 | 0 | 0 | 0 | 0 | 0 | 0 | 0 | 0 | 0 | 0 | 0 | 18679.06 | 18679.06
3 | 320 | 326 | 320 326 DX Tune Up/ Advanced Diagnostics / Retail | 0 | 0 | 1250 | 0 | 0 | 0 | 0 | 0 | 0 | 0 | 0 | 0 | 0 | 0 | 0 | 0 | 0 | 0 | 0 | 0 | 0 | 0 | 0 | 0 | 0 | 0 | 0 | 0 | 0 | 0 | 1250 | 1250
3 | 320 | 327 | 320 327 DX Coil Cleaning / Retail | 0 | 0 | 156.04 | 0 | 0 | 0 | 0 | 0 | 0 | 0 | 0 | 0 | 0 | 0 | 0 | 0 | 0 | 0 | 0 | 0 | 0 | 0 | 0 | 0 | 0 | 0 | 0 | 0 | 0 | 0 | 156.04 | 156.04
3 | 320 | 329 | 320 329 Aerosole Duct Sealing / Retail | 0 | 0 | 309.34 | 0 | 0 | 0 | 0 | 0 | 0 | 0 | 0 | 0 | 0 | 0 | 0 | 0 | 0 | 0 | 0 | 0 | 0 | 0 | 0 | 0 | 0 | 0 | 0 | 0 | 0 | 0 | 309.34 | 309.34
3 | 320 | 330 | 320 330 Duct/Pipe Insulation / Retail | 0 | 0 | 30756 | 0 | 0 | 0 | 0 | 0 | 0 | 0 | 0 | 0 | 0 | 0 | 0 | 0 | 0 | 0 | 0 | 0 | 0 | 0 | 0 | 0 | 0 | 0 | 0 | 0 | 0 | 0 | 30756 | 30756
3 | 320 | 334 | 320 334 Ceiling Insulation / Retail | 0 | 0 | 3843 | 0 | 0 | 0 | 0 | 0 | 0 | 0 | 0 | 0 | 0 | 0 | 0 | 0 | 0 | 0 | 0 | 0 | 0 | 0 | 0 | 0 | 0 | 0 | 0 | 0 | 0 | 0 | 3843 | 3843
3 | 320 | 335 | 320 335 Roof Insulation / Retail | 0 | 0 | 1505.52 | 0 | 0 | 0 | 0 | 0 | 0 | 0 | 0 | 0 | 0 | 0 | 0 | 0 | 0 | 0 | 0 | 0 | 0 | 0 | 0 | 0 | 0 | 0 | 0 | 0 | 0 | 0 | 1505.52 | 1505.52
3 | 340 | 344 | 340 344 Aerosole Duct Sealing / Retail | 0 | 0 | 309.34 | 0 | 0 | 0 | 0 | 0 | 0 | 0 | 0 | 0 | 0 | 0 | 0 | 0 | 0 | 0 | 0 | 0 | 0 | 0 | 0 | 0 | 0 | 0 | 0 | 0 | 0 | 0 | 309.34 | 309.34
3 | 340 | 345 | 340 345 Duct/Pipe Insulation / Retail | 0 | 0 | 30756 | 0 | 0 | 0 | 0 | 0 | 0 | 0 | 0 | 0 | 0 | 0 | 0 | 0 | 0 | 0 | 0 | 0 | 0 | 0 | 0 | 0 | 0 | 0 | 0 | 0 | 0 | 0 | 30756 | 30756
3 | 340 | 349 | 340 349 Ceiling Insulation / Retail | 0 | 0 | 3843 | 0 | 0 | 0 | 0 | 0 | 0 | 0 | 0 | 0 | 0 | 0 | 0 | 0 | 0 | 0 | 0 | 0 | 0 | 0 | 0 | 0 | 0 | 0 | 0 | 0 | 0 | 0 | 3843 | 3843
3 | 340 | 351 | 340 351 Cool Roof - DX / Retail | 0 | 0 | 13606.8 | 0 | 0 | 0 | 0 | 0 | 0 | 0 | 0 | 0 | 0 | 0 | 0 | 0 | 0 | 0 | 0 | 0 | 0 | 0 | 0 | 0 | 0 | 0 | 0 | 0 | 0 | 0 | 13606.8 | 13606.8
3 | 360 | 361 | 360 361 HE PTAC, EER=9.6, 1 ton / Retail | 0 | 0 | 2397.75 | 0 | 0 | 0 | 0 | 0 | 0 | 0 | 0 | 0 | 0 | 0 | 0 | 0 | 0 | 0 | 0 | 0 | 0 | 0 | 0 | 0 | 0 | 0 | 0 | 0 | 0 | 0 | 2397.75 | 2397.75
3 | 400 | 402 | 400 402 Variable Speed Drive Control / Retail | 0 | 0 | 1760.77 | 0 | 0 | 0 | 0 | 0 | 0 | 0 | 0 | 0 | 0 | 0 | 0 | 0 | 0 | 0 | 0 | 0 | 0 | 0 | 0 | 0 | 0 | 0 | 0 | 0 | 0 | 0 | 1760.77 | 1760.77
3 | 400 | 403 | 400 403 Air Handler Optimization / Retail | 0 | 0 | 300 | 0 | 0 | 0 | 0 | 0 | 0 | 0 | 0 | 0 | 0 | 0 | 0 | 0 | 0 | 0 | 0 | 0 | 0 | 0 | 0 | 0 | 0 | 0 | 0 | 0 | 0 | 0 | 300 | 300
3 | 400 | 404 | 400 404 Electronically Commutated Motors (ECM) on an Air Handler Unit / Retail | 0 | 0 | 453.87 | 0 | 0 | 0 | 0 | 0 | 0 | 0 | 0 | 0 | 0 | 0 | 0 | 0 | 0 | 0 | 0 | 0 | 0 | 0 | 0 | 0 | 0 | 0 | 0 | 0 | 0 | 0 | 453.87 | 453.87
3 | 400 | 405 | 400 405 Demand Control Ventilation (DCV) / Retail | 0 | 0 | 23594 | 0 | 0 | 0 | 0 | 0 | 0 | 0 | 0 | 0 | 0 | 0 | 0 | 0 | 0 | 0 | 0 | 0 | 0 | 0 | 0 | 0 | 0 | 0 | 0 | 0 | 0 | 0 | 23594 | 23594
3 | 400 | 406 | 400 406 Energy Recovery Ventilation (ERV) / Retail | 0 | 0 | 2064.68 | 0 | 0 | 0 | 0 | 0 | 0 | 0 | 0 | 0 | 0 | 0 | 0 | 0 | 0 | 0 | 0 | 0 | 0 | 0 | 0 | 0 | 0 | 0 | 0 | 0 | 0 | 0 | 2064.68 | 2064.68
3 | 600 | 603 | 600 603 Heat Pump Water Heater (air source) / Retail | 0 | 0 | 277.18 | 0 | 0 | 0 | 0 | 0 | 0 | 0 | 0 | 0 | 0 | 0 | 0 | 0 | 0 | 0 | 0 | 0 | 0 | 0 | 0 | 0 | 0 | 0 | 0 | 0 | 0 | 0 | 277.18 | 277.18
3 | 600 | 606 | 600 606 Demand controlled circulating systems / Retail | 0 | 0 | 78.7 | 0 | 0 | 0 | 0 | 0 | 0 | 0 | 0 | 0 | 0 | 0 | 0 | 0 | 0 | 0 | 0 | 0 | 0 | 0 | 0 | 0 | 0 | 0 | 0 | 0 | 0 | 0 | 78.7 | 78.7
3 | 600 | 608 | 600 608 Heat Recovery Unit / Retail | 0 | 0 | 818 | 0 | 0 | 0 | 0 | 0 | 0 | 0 | 0 | 0 | 0 | 0 | 0 | 0 | 0 | 0 | 0 | 0 | 0 | 0 | 0 | 0 | 0 | 0 | 0 | 0 | 0 | 0 | 818 | 818
3 | 600 | 609 | 600 609 Heat Trap / Retail | 0 | 0 | 0.75 | 0 | 0 | 0 | 0 | 0 | 0 | 0 | 0 | 0 | 0 | 0 | 0 | 0 | 0 | 0 | 0 | 0 | 0 | 0 | 0 | 0 | 0 | 0 | 0 | 0 | 0 | 0 | 0.75 | 0.75
3 | 600 | 610 | 600 610 Hot Water Pipe Insulation / Retail | 0 | 0 | 20 | 0 | 0 | 0 | 0 | 0 | 0 | 0 | 0 | 0 | 0 | 0 | 0 | 0 | 0 | 0 | 0 | 0 | 0 | 0 | 0 | 0 | 0 | 0 | 0 | 0 | 0 | 0 | 20 | 20
3 | 700 | 701 | 700 701 PC Manual Power Management Enabling / Retail | 0 | 0 | 16.6 | 0 | 0 | 0 | 0 | 0 | 0 | 0 | 0 | 0 | 0 | 0 | 0 | 0 | 0 | 0 | 0 | 0 | 0 | 0 | 0 | 0 | 0 | 0 | 0 | 0 | 0 | 0 | 16.6 | 16.6
3 | 700 | 702 | 700 702 PC Network Power Management Enabling / Retail | 0 | 0 | 8.3 | 0 | 0 | 0 | 0 | 0 | 0 | 0 | 0 | 0 | 0 | 0 | 0 | 0 | 0 | 0 | 0 | 0 | 0 | 0 | 0 | 0 | 0 | 0 | 0 | 0 | 0 | 0 | 8.3 | 8.3
3 | 710 | 711 | 710 711 Energy Star or Better Monitor / Retail | 0 | 0 | 0 | 0 | 0 | 0 | 0 | 0 | 0 | 0 | 0 | 0 | 0 | 0 | 0 | 0 | 0 | 0 | 0 | 0 | 0 | 0 | 0 | 0 | 0 | 0 | 0 | 0 | 0 | 0 | 0 | 0
3 | 710 | 712 | 710 712 Monitor Power Management Enabling / Retail | 0 | 0 | 15.77 | 0 | 0 | 0 | 0 | 0 | 0 | 0 | 0 | 0 | 0 | 0 | 0 | 0 | 0 | 0 | 0 | 0 | 0 | 0 | 0 | 0 | 0 | 0 | 0 | 0 | 0 | 0 | 15.77 | 15.77
3 | 720 | 722 | 720 722 Monitor Power Management Enabling / Retail | 0 | 0 | 0.83 | 0 | 0 | 0 | 0 | 0 | 0 | 0 | 0 | 0 | 0 | 0 | 0 | 0 | 0 | 0 | 0 | 0 | 0 | 0 | 0 | 0 | 0 | 0 | 0 | 0 | 0 | 0 | 0.83 | 0.83
3 | 730 | 732 | 730 732 Copier Power Management Enabling / Retail | 0 | 0 | 24.09 | 0 | 0 | 0 | 0 | 0 | 0 | 0 | 0 | 0 | 0 | 0 | 0 | 0 | 0 | 0 | 0 | 0 | 0 | 0 | 0 | 0 | 0 | 0 | 0 | 0 | 0 | 0 | 24.09 | 24.09
3 | 740 | 741 | 740 741 Printer Power Management Enabling / Retail | 0 | 0 | 76.14 | 0 | 0 | 0 | 0 | 0 | 0 | 0 | 0 | 0 | 0 | 0 | 0 | 0 | 0 | 0 | 0 | 0 | 0 | 0 | 0 | 0 | 0 | 0 | 0 | 0 | 0 | 0 | 76.14 | 76.14
3 | 800 | 801 | 800 801 Convection Oven / Retail | 0 | 0 | 96057.16 | 0 | 0 | 0 | 0 | 0 | 0 | 0 | 0 | 0 | 0 | 0 | 0 | 0 | 0 | 0 | 0 | 0 | 0 | 0 | 0 | 0 | 0 | 0 | 0 | 0 | 0 | 0 | 96057.16 | 96057.16
3 | 810 | 811 | 810 811 Efficient Fryer / Retail | 0 | 0 | 90534.19 | 0 | 0 | 0 | 0 | 0 | 0 | 0 | 0 | 0 | 0 | 0 | 0 | 0 | 0 | 0 | 0 | 0 | 0 | 0 | 0 | 0 | 0 | 0 | 0 | 0 | 0 | 0 | 90534.19 | 90534.19
3 | 900 | 901 | 900 901 Vending Misers (cooled machines only) / Retail | 0 | 0 | 26.05 | 0 | 0 | 0 | 0 | 0 | 0 | 0 | 0 | 0 | 0 | 0 | 0 | 0 | 0 | 0 | 0 | 0 | 0 | 0 | 0 | 0 | 0 | 0 | 0 | 0 | 0 | 0 | 26.05 | 26.05
4 | 110 | 111 | 110 111 Premium T8, Elecctronic Ballast / Food Store | 0 | 0 | 12272.82 | 0 | 0 | 0 | 0 | 0 | 0 | 0 | 0 | 0 | 0 | 0 | 0 | 0 | 0 | 0 | 0 | 0 | 0 | 0 | 0 | 0 | 0 | 0 | 0 | 0 | 0 | 0 | 12272.82 | 12272.82
4 | 110 | 114 | 110 114 Continuous Dimming / Food Store | 0 | 0 | 70667.99 | 0 | 0 | 0 | 0 | 0 | 0 | 0 | 0 | 0 | 0 | 0 | 0 | 0 | 0 | 0 | 0 | 0 | 0 | 0 | 0 | 0 | 0 | 0 | 0 | 0 | 0 | 0 | 70667.99 | 70667.99
4 | 110 | 115 | 110 115 Lighting Control Tuneup / Food Store | 0 | 0 | 144 | 0 | 0 | 0 | 0 | 0 | 0 | 0 | 0 | 0 | 0 | 0 | 0 | 0 | 0 | 0 | 0 | 0 | 0 | 0 | 0 | 0 | 0 | 0 | 0 | 0 | 0 | 0 | 144 | 144
4 | 120 | 121 | 120 121 ROB Premium T8, 1EB / Food Store | 0 | 0 | 1185.57 | 0 | 0 | 0 | 0 | 0 | 0 | 0 | 0 | 0 | 0 | 0 | 0 | 0 | 0 | 0 | 0 | 0 | 0 | 0 | 0 | 0 | 0 | 0 | 0 | 0 | 0 | 0 | 1185.57 | 1185.57
4 | 120 | 122 | 120 122 ROB Premium T8, EB, Reflector / Food Store | 0 | 0 | 4064.81 | 0 | 0 | 0 | 0 | 0 | 0 | 0 | 0 | 0 | 0 | 0 | 0 | 0 | 0 | 0 | 0 | 0 | 0 | 0 | 0 | 0 | 0 | 0 | 0 | 0 | 0 | 0 | 4064.81 | 4064.81
4 | 120 | 123 | 120 123 Occupancy Sensor / Food Store | 0 | 0 | 7621.51 | 0 | 0 | 0 | 0 | 0 | 0 | 0 | 0 | 0 | 0 | 0 | 0 | 0 | 0 | 0 | 0 | 0 | 0 | 0 | 0 | 0 | 0 | 0 | 0 | 0 | 0 | 0 | 7621.51 | 7621.51
4 | 120 | 124 | 120 124 Lighting Control Tuneup / Food Store | 0 | 0 | 144 | 0 | 0 | 0 | 0 | 0 | 0 | 0 | 0 | 0 | 0 | 0 | 0 | 0 | 0 | 0 | 0 | 0 | 0 | 0 | 0 | 0 | 0 | 0 | 0 | 0 | 0 | 0 | 144 | 144
4 | 130 | 131 | 130 131 CFL Screw-in 18W / Food Store | 0 | 0 | 7919.82 | 0 | 0 | 0 | 0 | 0 | 0 | 0 | 0 | 0 | 0 | 0 | 0 | 0 | 0 | 0 | 0 | 0 | 0 | 0 | 0 | 0 | 0 | 0 | 0 | 0 | 0 | 0 | 7919.82 | 7919.82
4 | 150 | 151 | 150 151 PSMH, 250W, magnetic ballast / Food Store | 0 | 0 | 937.62 | 0 | 0 | 0 | 0 | 0 | 0 | 0 | 0 | 0 | 0 | 0 | 0 | 0 | 0 | 0 | 0 | 0 | 0 | 0 | 0 | 0 | 0 | 0 | 0 | 0 | 0 | 0 | 937.62 | 937.62
4 | 150 | 152 | 150 152 PSMH, 250 W, electronic ballast / Food Store | 0 | 0 | 4810.93 | 0 | 0 | 0 | 0 | 0 | 0 | 0 | 0 | 0 | 0 | 0 | 0 | 0 | 0 | 0 | 0 | 0 | 0 | 0 | 0 | 0 | 0 | 0 | 0 | 0 | 0 | 0 | 4810.93 | 4810.93
4 | 150 | 153 | 150 153 High Bay T5 / Food Store | 0 | 0 | 2138.2 | 0 | 0 | 0 | 0 | 0 | 0 | 0 | 0 | 0 | 0 | 0 | 0 | 0 | 0 | 0 | 0 | 0 | 0 | 0 | 0 | 0 | 0 | 0 | 0 | 0 | 0 | 0 | 2138.2 | 2138.2
4 | 160 | 161 | 160 161 LED Exit Sign / Food Store | 0 | 0 | 97.67 | 0 | 0 | 0 | 0 | 0 | 0 | 0 | 0 | 0 | 0 | 0 | 0 | 0 | 0 | 0 | 0 | 0 | 0 | 0 | 0 | 0 | 0 | 0 | 0 | 0 | 0 | 0 | 97.67 | 97.67
4 | 200 | 201 | 200 201 High Pressure Sodium 250W Lamp / Food Store | 0 | 0 | 1192.77 | 0 | 0 | 0 | 0 | 0 | 0 | 0 | 0 | 0 | 0 | 0 | 0 | 0 | 0 | 0 | 0 | 0 | 0 | 0 | 0 | 0 | 0 | 0 | 0 | 0 | 0 | 0 | 1192.77 | 1192.77
4 | 200 | 202 | 200 202 Outdoor Lighting Controls (Photocell/Timeclock) / Food Store | 0 | 0 | 216.14 | 0 | 0 | 0 | 0 | 0 | 0 | 0 | 0 | 0 | 0 | 0 | 0 | 0 | 0 | 0 | 0 | 0 | 0 | 0 | 0 | 0 | 0 | 0 | 0 | 0 | 0 | 0 | 216.14 | 216.14
4 | 210 | 211 | 210 211 Outdoor Lighting Controls (Photocell/Timeclock) / Food Store | 0 | 0 | 2082.72 | 0 | 0 | 0 | 0 | 0 | 0 | 0 | 0 | 0 | 0 | 0 | 0 | 0 | 0 | 0 | 0 | 0 | 0 | 0 | 0 | 0 | 0 | 0 | 0 | 0 | 0 | 0 | 2082.72 | 2082.72
4 | 300 | 301 | 300 301 Centrifugal Chiller, 0.51 kW/ton, 500 tons / Food Store | 0 | 0 | 1928.08 | 0 | 0 | 0 | 0 | 0 | 0 | 0 | 0 | 0 | 0 | 0 | 0 | 0 | 0 | 0 | 0 | 0 | 0 | 0 | 0 | 0 | 0 | 0 | 0 | 0 | 0 | 0 | 1928.08 | 1928.08
4 | 300 | 302 | 300 302 High Efficiency Chiller Motors / Food Store | 0 | 0 | 683.29 | 0 | 0 | 0 | 0 | 0 | 0 | 0 | 0 | 0 | 0 | 0 | 0 | 0 | 0 | 0 | 0 | 0 | 0 | 0 | 0 | 0 | 0 | 0 | 0 | 0 | 0 | 0 | 683.29 | 683.29
4 | 300 | 304 | 300 304 EMS - Chiller / Food Store | 0 | 0 | 2103.36 | 0 | 0 | 0 | 0 | 0 | 0 | 0 | 0 | 0 | 0 | 0 | 0 | 0 | 0 | 0 | 0 | 0 | 0 | 0 | 0 | 0 | 0 | 0 | 0 | 0 | 0 | 0 | 2103.36 | 2103.36
4 | 300 | 305 | 300 305 Chiller Tune Up/Diagnostics / Food Store | 0 | 0 | 1000 | 0 | 0 | 0 | 0 | 0 | 0 | 0 | 0 | 0 | 0 | 0 | 0 | 0 | 0 | 0 | 0 | 0 | 0 | 0 | 0 | 0 | 0 | 0 | 0 | 0 | 0 | 0 | 1000 | 1000
4 | 300 | 306 | 300 306 VSD for Chiller Pumps and Towers / Food Store | 0 | 0 | 1472.35 | 0 | 0 | 0 | 0 | 0 | 0 | 0 | 0 | 0 | 0 | 0 | 0 | 0 | 0 | 0 | 0 | 0 | 0 | 0 | 0 | 0 | 0 | 0 | 0 | 0 | 0 | 0 | 1472.35 | 1472.35
4 | 300 | 307 | 300 307 EMS Optimization / Food Store | 0 | 0 | 300 | 0 | 0 | 0 | 0 | 0 | 0 | 0 | 0 | 0 | 0 | 0 | 0 | 0 | 0 | 0 | 0 | 0 | 0 | 0 | 0 | 0 | 0 | 0 | 0 | 0 | 0 | 0 | 300 | 300
4 | 300 | 308 | 300 308 Aerosole Duct Sealing / Food Store | 0 | 0 | 687.8 | 0 | 0 | 0 | 0 | 0 | 0 | 0 | 0 | 0 | 0 | 0 | 0 | 0 | 0 | 0 | 0 | 0 | 0 | 0 | 0 | 0 | 0 | 0 | 0 | 0 | 0 | 0 | 687.8 | 687.8
4 | 300 | 309 | 300 309 Duct/Pipe Insulation / Food Store | 0 | 0 | 30756 | 0 | 0 | 0 | 0 | 0 | 0 | 0 | 0 | 0 | 0 | 0 | 0 | 0 | 0 | 0 | 0 | 0 | 0 | 0 | 0 | 0 | 0 | 0 | 0 | 0 | 0 | 0 | 30756 | 30756
4 | 300 | 311 | 300 311 Window Film (Standard) / Food Store | 0 | 0 | 1304.75 | 0 | 0 | 0 | 0 | 0 | 0 | 0 | 0 | 0 | 0 | 0 | 0 | 0 | 0 | 0 | 0 | 0 | 0 | 0 | 0 | 0 | 0 | 0 | 0 | 0 | 0 | 0 | 1304.75 | 1304.75
4 | 300 | 313 | 300 313 Ceiling Insulation / Food Store | 0 | 0 | 3843 | 0 | 0 | 0 | 0 | 0 | 0 | 0 | 0 | 0 | 0 | 0 | 0 | 0 | 0 | 0 | 0 | 0 | 0 | 0 | 0 | 0 | 0 | 0 | 0 | 0 | 0 | 0 | 3843 | 3843
4 | 300 | 314 | 300 314 Roof Insulation / Food Store | 0 | 0 | 1505.52 | 0 | 0 | 0 | 0 | 0 | 0 | 0 | 0 | 0 | 0 | 0 | 0 | 0 | 0 | 0 | 0 | 0 | 0 | 0 | 0 | 0 | 0 | 0 | 0 | 0 | 0 | 0 | 1505.52 | 1505.52
4 | 300 | 317 | 300 317 Thermal Energy Storage (TES) Positive / Food Store | 0 | 0 | 13191.07 | 0 | 0 | 0 | 0 | 0 | 0 | 0 | 0 | 0 | 0 | 0 | 0 | 0 | 0 | 0 | 0 | 0 | 0 | 0 | 0 | 0 | 0 | 0 | 0 | 0 | 0 | 0 | 13191.07 | 13191.07
4 | 300 | 317 | 300 317 Thermal Energy Storage (TES) Negative / Food Store | 0 | 0 | 0 | 0 | 0 | 0 | 0 | 0 | 0 | 0 | 0 | 0 | 0 | 0 | 0 | 0 | 0 | 0 | 0 | 0 | 0 | 0 | 0 | 0 | 0 | 0 | 0 | 0 | 0 | 0 | 0 | 0
4 | 320 | 321 | 320 321 DX Packaged System, EER=10.9, 10 tons / Food Store | 0 | 0 | 4627.39 | 0 | 0 | 0 | 0 | 0 | 0 | 0 | 0 | 0 | 0 | 0 | 0 | 0 | 0 | 0 | 0 | 0 | 0 | 0 | 0 | 0 | 0 | 0 | 0 | 0 | 0 | 0 | 4627.39 | 4627.39
4 | 320 | 322 | 320 322 Hybrid Dessicant-DX System (Trane CDQ) / Food Store | 0 | 0 | 17292.07 | 0 | 0 | 0 | 0 | 0 | 0 | 0 | 0 | 0 | 0 | 0 | 0 | 0 | 0 | 0 | 0 | 0 | 0 | 0 | 0 | 0 | 0 | 0 | 0 | 0 | 0 | 0 | 17292.07 | 17292.07
4 | 320 | 323 | 320 323 Geothermal Heat Pump, EER=13, 10 tons / Food Store | 0 | 0 | 41532.23 | 0 | 0 | 0 | 0 | 0 | 0 | 0 | 0 | 0 | 0 | 0 | 0 | 0 | 0 | 0 | 0 | 0 | 0 | 0 | 0 | 0 | 0 | 0 | 0 | 0 | 0 | 0 | 41532.23 | 41532.23
4 | 320 | 326 | 320 326 DX Tune Up/ Advanced Diagnostics / Food Store | 0 | 0 | 1250 | 0 | 0 | 0 | 0 | 0 | 0 | 0 | 0 | 0 | 0 | 0 | 0 | 0 | 0 | 0 | 0 | 0 | 0 | 0 | 0 | 0 | 0 | 0 | 0 | 0 | 0 | 0 | 1250 | 1250
4 | 320 | 327 | 320 327 DX Coil Cleaning / Food Store | 0 | 0 | 346.95 | 0 | 0 | 0 | 0 | 0 | 0 | 0 | 0 | 0 | 0 | 0 | 0 | 0 | 0 | 0 | 0 | 0 | 0 | 0 | 0 | 0 | 0 | 0 | 0 | 0 | 0 | 0 | 346.95 | 346.95
4 | 320 | 329 | 320 329 Aerosole Duct Sealing / Food Store | 0 | 0 | 687.8 | 0 | 0 | 0 | 0 | 0 | 0 | 0 | 0 | 0 | 0 | 0 | 0 | 0 | 0 | 0 | 0 | 0 | 0 | 0 | 0 | 0 | 0 | 0 | 0 | 0 | 0 | 0 | 687.8 | 687.8
4 | 320 | 330 | 320 330 Duct/Pipe Insulation / Food Store | 0 | 0 | 30756 | 0 | 0 | 0 | 0 | 0 | 0 | 0 | 0 | 0 | 0 | 0 | 0 | 0 | 0 | 0 | 0 | 0 | 0 | 0 | 0 | 0 | 0 | 0 | 0 | 0 | 0 | 0 | 30756 | 30756
4 | 320 | 334 | 320 334 Ceiling Insulation / Food Store | 0 | 0 | 3843 | 0 | 0 | 0 | 0 | 0 | 0 | 0 | 0 | 0 | 0 | 0 | 0 | 0 | 0 | 0 | 0 | 0 | 0 | 0 | 0 | 0 | 0 | 0 | 0 | 0 | 0 | 0 | 3843 | 3843
4 | 320 | 335 | 320 335 Roof Insulation / Food Store | 0 | 0 | 1505.52 | 0 | 0 | 0 | 0 | 0 | 0 | 0 | 0 | 0 | 0 | 0 | 0 | 0 | 0 | 0 | 0 | 0 | 0 | 0 | 0 | 0 | 0 | 0 | 0 | 0 | 0 | 0 | 1505.52 | 1505.52
4 | 340 | 344 | 340 344 Aerosole Duct Sealing / Food Store | 0 | 0 | 687.8 | 0 | 0 | 0 | 0 | 0 | 0 | 0 | 0 | 0 | 0 | 0 | 0 | 0 | 0 | 0 | 0 | 0 | 0 | 0 | 0 | 0 | 0 | 0 | 0 | 0 | 0 | 0 | 687.8 | 687.8
4 | 340 | 345 | 340 345 Duct/Pipe Insulation / Food Store | 0 | 0 | 30756 | 0 | 0 | 0 | 0 | 0 | 0 | 0 | 0 | 0 | 0 | 0 | 0 | 0 | 0 | 0 | 0 | 0 | 0 | 0 | 0 | 0 | 0 | 0 | 0 | 0 | 0 | 0 | 30756 | 30756
4 | 340 | 349 | 340 349 Ceiling Insulation / Food Store | 0 | 0 | 3843 | 0 | 0 | 0 | 0 | 0 | 0 | 0 | 0 | 0 | 0 | 0 | 0 | 0 | 0 | 0 | 0 | 0 | 0 | 0 | 0 | 0 | 0 | 0 | 0 | 0 | 0 | 0 | 3843 | 3843
4 | 340 | 351 | 340 351 Cool Roof - DX / Food Store | 0 | 0 | 13606.8 | 0 | 0 | 0 | 0 | 0 | 0 | 0 | 0 | 0 | 0 | 0 | 0 | 0 | 0 | 0 | 0 | 0 | 0 | 0 | 0 | 0 | 0 | 0 | 0 | 0 | 0 | 0 | 13606.8 | 13606.8
4 | 360 | 361 | 360 361 HE PTAC, EER=9.6, 1 ton / Food Store | 0 | 0 | 5331.31 | 0 | 0 | 0 | 0 | 0 | 0 | 0 | 0 | 0 | 0 | 0 | 0 | 0 | 0 | 0 | 0 | 0 | 0 | 0 | 0 | 0 | 0 | 0 | 0 | 0 | 0 | 0 | 5331.31 | 5331.31
4 | 400 | 402 | 400 402 Variable Speed Drive Control / Food Store | 0 | 0 | 2087.13 | 0 | 0 | 0 | 0 | 0 | 0 | 0 | 0 | 0 | 0 | 0 | 0 | 0 | 0 | 0 | 0 | 0 | 0 | 0 | 0 | 0 | 0 | 0 | 0 | 0 | 0 | 0 | 2087.13 | 2087.13
4 | 400 | 403 | 400 403 Air Handler Optimization / Food Store | 0 | 0 | 300 | 0 | 0 | 0 | 0 | 0 | 0 | 0 | 0 | 0 | 0 | 0 | 0 | 0 | 0 | 0 | 0 | 0 | 0 | 0 | 0 | 0 | 0 | 0 | 0 | 0 | 0 | 0 | 300 | 300
4 | 400 | 404 | 400 404 Electronically Commutated Motors (ECM) on an Air Handler Unit / Food Store | 0 | 0 | 1009.16 | 0 | 0 | 0 | 0 | 0 | 0 | 0 | 0 | 0 | 0 | 0 | 0 | 0 | 0 | 0 | 0 | 0 | 0 | 0 | 0 | 0 | 0 | 0 | 0 | 0 | 0 | 0 | 1009.16 | 1009.16
4 | 400 | 405 | 400 405 Demand Control Ventilation (DCV) / Food Store | 0 | 0 | 23594 | 0 | 0 | 0 | 0 | 0 | 0 | 0 | 0 | 0 | 0 | 0 | 0 | 0 | 0 | 0 | 0 | 0 | 0 | 0 | 0 | 0 | 0 | 0 | 0 | 0 | 0 | 0 | 23594 | 23594
4 | 400 | 406 | 400 406 Energy Recovery Ventilation (ERV) / Food Store | 0 | 0 | 4590.75 | 0 | 0 | 0 | 0 | 0 | 0 | 0 | 0 | 0 | 0 | 0 | 0 | 0 | 0 | 0 | 0 | 0 | 0 | 0 | 0 | 0 | 0 | 0 | 0 | 0 | 0 | 0 | 4590.75 | 4590.75
4 | 500 | 501 | 500 501 High-efficiency fan motors / Food Store | 0 | 0 | 11607.3 | 0 | 0 | 0 | 0 | 0 | 0 | 0 | 0 | 0 | 0 | 0 | 0 | 0 | 0 | 0 | 0 | 0 | 0 | 0 | 0 | 0 | 0 | 0 | 0 | 0 | 0 | 0 | 11607.3 | 11607.3
4 | 500 | 502 | 500 502 Strip curtains for walk-ins / Food Store | 0 | 0 | 498.75 | 0 | 0 | 0 | 0 | 0 | 0 | 0 | 0 | 0 | 0 | 0 | 0 | 0 | 0 | 0 | 0 | 0 | 0 | 0 | 0 | 0 | 0 | 0 | 0 | 0 | 0 | 0 | 498.75 | 498.75
4 | 500 | 503 | 500 503 Night covers for display cases / Food Store | 0 | 0 | 1137.75 | 0 | 0 | 0 | 0 | 0 | 0 | 0 | 0 | 0 | 0 | 0 | 0 | 0 | 0 | 0 | 0 | 0 | 0 | 0 | 0 | 0 | 0 | 0 | 0 | 0 | 0 | 0 | 1137.75 | 1137.75
4 | 500 | 505 | 500 505 Efficient compressor motor / Food Store | 0 | 0 | 877.5 | 0 | 0 | 0 | 0 | 0 | 0 | 0 | 0 | 0 | 0 | 0 | 0 | 0 | 0 | 0 | 0 | 0 | 0 | 0 | 0 | 0 | 0 | 0 | 0 | 0 | 0 | 0 | 877.5 | 877.5
4 | 500 | 507 | 500 507 Floating head pressure controls / Food Store | 0 | 0 | 1248.75 | 0 | 0 | 0 | 0 | 0 | 0 | 0 | 0 | 0 | 0 | 0 | 0 | 0 | 0 | 0 | 0 | 0 | 0 | 0 | 0 | 0 | 0 | 0 | 0 | 0 | 0 | 0 | 1248.75 | 1248.75
4 | 500 | 510 | 500 510 Demand Defrost Electric / Food Store | 0 | 0 | 324.05 | 0 | 0 | 0 | 0 | 0 | 0 | 0 | 0 | 0 | 0 | 0 | 0 | 0 | 0 | 0 | 0 | 0 | 0 | 0 | 0 | 0 | 0 | 0 | 0 | 0 | 0 | 0 | 324.05 | 324.05
4 | 500 | 513 | 500 513 High R-Value Glass Doors / Food Store | 0 | 0 | 1300.72 | 0 | 0 | 0 | 0 | 0 | 0 | 0 | 0 | 0 | 0 | 0 | 0 | 0 | 0 | 0 | 0 | 0 | 0 | 0 | 0 | 0 | 0 | 0 | 0 | 0 | 0 | 0 | 1300.72 | 1300.72
4 | 500 | 515 | 500 515 Oversized Air Cooled Condenser / Food Store | 0 | 0 | 5425 | 0 | 0 | 0 | 0 | 0 | 0 | 0 | 0 | 0 | 0 | 0 | 0 | 0 | 0 | 0 | 0 | 0 | 0 | 0 | 0 | 0 | 0 | 0 | 0 | 0 | 0 | 0 | 5425 | 5425
4 | 500 | 517 | 500 517 LED Display Lighting / Food Store | 0 | 0 | 1297.14 | 0 | 0 | 0 | 0 | 0 | 0 | 0 | 0 | 0 | 0 | 0 | 0 | 0 | 0 | 0 | 0 | 0 | 0 | 0 | 0 | 0 | 0 | 0 | 0 | 0 | 0 | 0 | 1297.14 | 1297.14
4 | 600 | 603 | 600 603 Heat Pump Water Heater (air source) / Food Store | 0 | 0 | 1146.88 | 0 | 0 | 0 | 0 | 0 | 0 | 0 | 0 | 0 | 0 | 0 | 0 | 0 | 0 | 0 | 0 | 0 | 0 | 0 | 0 | 0 | 0 | 0 | 0 | 0 | 0 | 0 | 1146.88 | 1146.88
4 | 600 | 606 | 600 606 Demand controlled circulating systems / Food Store | 0 | 0 | 200.21 | 0 | 0 | 0 | 0 | 0 | 0 | 0 | 0 | 0 | 0 | 0 | 0 | 0 | 0 | 0 | 0 | 0 | 0 | 0 | 0 | 0 | 0 | 0 | 0 | 0 | 0 | 0 | 200.21 | 200.21
4 | 600 | 608 | 600 608 Heat Recovery Unit / Food Store | 0 | 0 | 818 | 0 | 0 | 0 | 0 | 0 | 0 | 0 | 0 | 0 | 0 | 0 | 0 | 0 | 0 | 0 | 0 | 0 | 0 | 0 | 0 | 0 | 0 | 0 | 0 | 0 | 0 | 0 | 818 | 818
4 | 600 | 609 | 600 609 Heat Trap / Food Store | 0 | 0 | 3.1 | 0 | 0 | 0 | 0 | 0 | 0 | 0 | 0 | 0 | 0 | 0 | 0 | 0 | 0 | 0 | 0 | 0 | 0 | 0 | 0 | 0 | 0 | 0 | 0 | 0 | 0 | 0 | 3.1 | 3.1
4 | 600 | 610 | 600 610 Hot Water Pipe Insulation / Food Store | 0 | 0 | 82.75 | 0 | 0 | 0 | 0 | 0 | 0 | 0 | 0 | 0 | 0 | 0 | 0 | 0 | 0 | 0 | 0 | 0 | 0 | 0 | 0 | 0 | 0 | 0 | 0 | 0 | 0 | 0 | 82.75 | 82.75
4 | 700 | 701 | 700 701 PC Manual Power Management Enabling / Food Store | 0 | 0 | 9.68 | 0 | 0 | 0 | 0 | 0 | 0 | 0 | 0 | 0 | 0 | 0 | 0 | 0 | 0 | 0 | 0 | 0 | 0 | 0 | 0 | 0 | 0 | 0 | 0 | 0 | 0 | 0 | 9.68 | 9.68
4 | 700 | 702 | 700 702 PC Network Power Management Enabling / Food Store | 0 | 0 | 4.84 | 0 | 0 | 0 | 0 | 0 | 0 | 0 | 0 | 0 | 0 | 0 | 0 | 0 | 0 | 0 | 0 | 0 | 0 | 0 | 0 | 0 | 0 | 0 | 0 | 0 | 0 | 0 | 4.84 | 4.84
4 | 710 | 711 | 710 711 Energy Star or Better Monitor / Food Store | 0 | 0 | 0 | 0 | 0 | 0 | 0 | 0 | 0 | 0 | 0 | 0 | 0 | 0 | 0 | 0 | 0 | 0 | 0 | 0 | 0 | 0 | 0 | 0 | 0 | 0 | 0 | 0 | 0 | 0 | 0 | 0
4 | 710 | 712 | 710 712 Monitor Power Management Enabling / Food Store | 0 | 0 | 9.19 | 0 | 0 | 0 | 0 | 0 | 0 | 0 | 0 | 0 | 0 | 0 | 0 | 0 | 0 | 0 | 0 | 0 | 0 | 0 | 0 | 0 | 0 | 0 | 0 | 0 | 0 | 0 | 9.19 | 9.19
4 | 730 | 732 | 730 732 Copier Power Management Enabling / Food Store | 0 | 0 | 19.9 | 0 | 0 | 0 | 0 | 0 | 0 | 0 | 0 | 0 | 0 | 0 | 0 | 0 | 0 | 0 | 0 | 0 | 0 | 0 | 0 | 0 | 0 | 0 | 0 | 0 | 0 | 0 | 19.9 | 19.9
4 | 740 | 741 | 740 741 Printer Power Management Enabling / Food Store | 0 | 0 | 38.83 | 0 | 0 | 0 | 0 | 0 | 0 | 0 | 0 | 0 | 0 | 0 | 0 | 0 | 0 | 0 | 0 | 0 | 0 | 0 | 0 | 0 | 0 | 0 | 0 | 0 | 0 | 0 | 38.83 | 38.83
4 | 800 | 801 | 800 801 Convection Oven / Food Store | 0 | 0 | 1461635 | 0 | 0 | 0 | 0 | 0 | 0 | 0 | 0 | 0 | 0 | 0 | 0 | 0 | 0 | 0 | 0 | 0 | 0 | 0 | 0 | 0 | 0 | 0 | 0 | 0 | 0 | 0 | 1461635 | 1461635
4 | 810 | 811 | 810 811 Efficient Fryer / Food Store | 0 | 0 | 1195386 | 0 | 0 | 0 | 0 | 0 | 0 | 0 | 0 | 0 | 0 | 0 | 0 | 0 | 0 | 0 | 0 | 0 | 0 | 0 | 0 | 0 | 0 | 0 | 0 | 0 | 0 | 0 | 1195386 | 1195386
4 | 900 | 901 | 900 901 Vending Misers (cooled machines only) / Food Store | 0 | 0 | 43.66 | 0 | 0 | 0 | 0 | 0 | 0 | 0 | 0 | 0 | 0 | 0 | 0 | 0 | 0 | 0 | 0 | 0 | 0 | 0 | 0 | 0 | 0 | 0 | 0 | 0 | 0 | 0 | 43.66 | 43.66
5 | 110 | 111 | 110 111 Premium T8, Elecctronic Ballast / School | 0 | 0 | 8526.47 | 0 | 0 | 0 | 0 | 0 | 0 | 0 | 0 | 0 | 0 | 0 | 0 | 0 | 0 | 0 | 0 | 0 | 0 | 0 | 0 | 0 | 0 | 0 | 0 | 0 | 0 | 0 | 8526.47 | 8526.47
5 | 110 | 114 | 110 114 Continuous Dimming / School | 0 | 0 | 49096.14 | 0 | 0 | 0 | 0 | 0 | 0 | 0 | 0 | 0 | 0 | 0 | 0 | 0 | 0 | 0 | 0 | 0 | 0 | 0 | 0 | 0 | 0 | 0 | 0 | 0 | 0 | 0 | 49096.14 | 49096.14
5 | 110 | 115 | 110 115 Lighting Control Tuneup / School | 0 | 0 | 144 | 0 | 0 | 0 | 0 | 0 | 0 | 0 | 0 | 0 | 0 | 0 | 0 | 0 | 0 | 0 | 0 | 0 | 0 | 0 | 0 | 0 | 0 | 0 | 0 | 0 | 0 | 0 | 144 | 144
5 | 120 | 121 | 120 121 ROB Premium T8, 1EB / School | 0 | 0 | 823.67 | 0 | 0 | 0 | 0 | 0 | 0 | 0 | 0 | 0 | 0 | 0 | 0 | 0 | 0 | 0 | 0 | 0 | 0 | 0 | 0 | 0 | 0 | 0 | 0 | 0 | 0 | 0 | 823.67 | 823.67
5 | 120 | 122 | 120 122 ROB Premium T8, EB, Reflector / School | 0 | 0 | 2824 | 0 | 0 | 0 | 0 | 0 | 0 | 0 | 0 | 0 | 0 | 0 | 0 | 0 | 0 | 0 | 0 | 0 | 0 | 0 | 0 | 0 | 0 | 0 | 0 | 0 | 0 | 0 | 2824 | 2824
5 | 120 | 123 | 120 123 Occupancy Sensor / School | 0 | 0 | 5295 | 0 | 0 | 0 | 0 | 0 | 0 | 0 | 0 | 0 | 0 | 0 | 0 | 0 | 0 | 0 | 0 | 0 | 0 | 0 | 0 | 0 | 0 | 0 | 0 | 0 | 0 | 0 | 5295 | 5295
5 | 120 | 124 | 120 124 Lighting Control Tuneup / School | 0 | 0 | 144 | 0 | 0 | 0 | 0 | 0 | 0 | 0 | 0 | 0 | 0 | 0 | 0 | 0 | 0 | 0 | 0 | 0 | 0 | 0 | 0 | 0 | 0 | 0 | 0 | 0 | 0 | 0 | 144 | 144
5 | 130 | 131 | 130 131 CFL Screw-in 18W / School | 0 | 0 | 5502.25 | 0 | 0 | 0 | 0 | 0 | 0 | 0 | 0 | 0 | 0 | 0 | 0 | 0 | 0 | 0 | 0 | 0 | 0 | 0 | 0 | 0 | 0 | 0 | 0 | 0 | 0 | 0 | 5502.25 | 5502.25
5 | 150 | 151 | 150 151 PSMH, 250W, magnetic ballast / School | 0 | 0 | 651.4 | 0 | 0 | 0 | 0 | 0 | 0 | 0 | 0 | 0 | 0 | 0 | 0 | 0 | 0 | 0 | 0 | 0 | 0 | 0 | 0 | 0 | 0 | 0 | 0 | 0 | 0 | 0 | 651.4 | 651.4
5 | 150 | 152 | 150 152 PSMH, 250 W, electronic ballast / School | 0 | 0 | 3342.37 | 0 | 0 | 0 | 0 | 0 | 0 | 0 | 0 | 0 | 0 | 0 | 0 | 0 | 0 | 0 | 0 | 0 | 0 | 0 | 0 | 0 | 0 | 0 | 0 | 0 | 0 | 0 | 3342.37 | 3342.37
5 | 150 | 153 | 150 153 High Bay T5 / School | 0 | 0 | 1485.5 | 0 | 0 | 0 | 0 | 0 | 0 | 0 | 0 | 0 | 0 | 0 | 0 | 0 | 0 | 0 | 0 | 0 | 0 | 0 | 0 | 0 | 0 | 0 | 0 | 0 | 0 | 0 | 1485.5 | 1485.5
5 | 160 | 161 | 160 161 LED Exit Sign / School | 0 | 0 | 229.93 | 0 | 0 | 0 | 0 | 0 | 0 | 0 | 0 | 0 | 0 | 0 | 0 | 0 | 0 | 0 | 0 | 0 | 0 | 0 | 0 | 0 | 0 | 0 | 0 | 0 | 0 | 0 | 229.93 | 229.93
5 | 200 | 201 | 200 201 High Pressure Sodium 250W Lamp / School | 0 | 0 | 522.86 | 0 | 0 | 0 | 0 | 0 | 0 | 0 | 0 | 0 | 0 | 0 | 0 | 0 | 0 | 0 | 0 | 0 | 0 | 0 | 0 | 0 | 0 | 0 | 0 | 0 | 0 | 0 | 522.86 | 522.86
5 | 200 | 202 | 200 202 Outdoor Lighting Controls (Photocell/Timeclock) / School | 0 | 0 | 94.75 | 0 | 0 | 0 | 0 | 0 | 0 | 0 | 0 | 0 | 0 | 0 | 0 | 0 | 0 | 0 | 0 | 0 | 0 | 0 | 0 | 0 | 0 | 0 | 0 | 0 | 0 | 0 | 94.75 | 94.75
5 | 210 | 211 | 210 211 Outdoor Lighting Controls (Photocell/Timeclock) / School | 0 | 0 | 635.14 | 0 | 0 | 0 | 0 | 0 | 0 | 0 | 0 | 0 | 0 | 0 | 0 | 0 | 0 | 0 | 0 | 0 | 0 | 0 | 0 | 0 | 0 | 0 | 0 | 0 | 0 | 0 | 635.14 | 635.14
5 | 300 | 301 | 300 301 Centrifugal Chiller, 0.51 kW/ton, 500 tons / School | 0 | 0 | 1445.74 | 0 | 0 | 0 | 0 | 0 | 0 | 0 | 0 | 0 | 0 | 0 | 0 | 0 | 0 | 0 | 0 | 0 | 0 | 0 | 0 | 0 | 0 | 0 | 0 | 0 | 0 | 0 | 1445.74 | 1445.74
5 | 300 | 302 | 300 302 High Efficiency Chiller Motors / School | 0 | 0 | 512.36 | 0 | 0 | 0 | 0 | 0 | 0 | 0 | 0 | 0 | 0 | 0 | 0 | 0 | 0 | 0 | 0 | 0 | 0 | 0 | 0 | 0 | 0 | 0 | 0 | 0 | 0 | 0 | 512.36 | 512.36
5 | 300 | 304 | 300 304 EMS - Chiller / School | 0 | 0 | 1577.17 | 0 | 0 | 0 | 0 | 0 | 0 | 0 | 0 | 0 | 0 | 0 | 0 | 0 | 0 | 0 | 0 | 0 | 0 | 0 | 0 | 0 | 0 | 0 | 0 | 0 | 0 | 0 | 1577.17 | 1577.17
5 | 300 | 305 | 300 305 Chiller Tune Up/Diagnostics / School | 0 | 0 | 1000 | 0 | 0 | 0 | 0 | 0 | 0 | 0 | 0 | 0 | 0 | 0 | 0 | 0 | 0 | 0 | 0 | 0 | 0 | 0 | 0 | 0 | 0 | 0 | 0 | 0 | 0 | 0 | 1000 | 1000
5 | 300 | 306 | 300 306 VSD for Chiller Pumps and Towers / School | 0 | 0 | 1104.02 | 0 | 0 | 0 | 0 | 0 | 0 | 0 | 0 | 0 | 0 | 0 | 0 | 0 | 0 | 0 | 0 | 0 | 0 | 0 | 0 | 0 | 0 | 0 | 0 | 0 | 0 | 0 | 1104.02 | 1104.02
5 | 300 | 307 | 300 307 EMS Optimization / School | 0 | 0 | 300 | 0 | 0 | 0 | 0 | 0 | 0 | 0 | 0 | 0 | 0 | 0 | 0 | 0 | 0 | 0 | 0 | 0 | 0 | 0 | 0 | 0 | 0 | 0 | 0 | 0 | 0 | 0 | 300 | 300
5 | 300 | 308 | 300 308 Aerosole Duct Sealing / School | 0 | 0 | 515.74 | 0 | 0 | 0 | 0 | 0 | 0 | 0 | 0 | 0 | 0 | 0 | 0 | 0 | 0 | 0 | 0 | 0 | 0 | 0 | 0 | 0 | 0 | 0 | 0 | 0 | 0 | 0 | 515.74 | 515.74
5 | 300 | 309 | 300 309 Duct/Pipe Insulation / School | 0 | 0 | 30756 | 0 | 0 | 0 | 0 | 0 | 0 | 0 | 0 | 0 | 0 | 0 | 0 | 0 | 0 | 0 | 0 | 0 | 0 | 0 | 0 | 0 | 0 | 0 | 0 | 0 | 0 | 0 | 30756 | 30756
5 | 300 | 311 | 300 311 Window Film (Standard) / School | 0 | 0 | 1304.75 | 0 | 0 | 0 | 0 | 0 | 0 | 0 | 0 | 0 | 0 | 0 | 0 | 0 | 0 | 0 | 0 | 0 | 0 | 0 | 0 | 0 | 0 | 0 | 0 | 0 | 0 | 0 | 1304.75 | 1304.75
5 | 300 | 313 | 300 313 Ceiling Insulation / School | 0 | 0 | 3843 | 0 | 0 | 0 | 0 | 0 | 0 | 0 | 0 | 0 | 0 | 0 | 0 | 0 | 0 | 0 | 0 | 0 | 0 | 0 | 0 | 0 | 0 | 0 | 0 | 0 | 0 | 0 | 3843 | 3843
5 | 300 | 314 | 300 314 Roof Insulation / School | 0 | 0 | 1505.52 | 0 | 0 | 0 | 0 | 0 | 0 | 0 | 0 | 0 | 0 | 0 | 0 | 0 | 0 | 0 | 0 | 0 | 0 | 0 | 0 | 0 | 0 | 0 | 0 | 0 | 0 | 0 | 1505.52 | 1505.52
5 | 300 | 317 | 300 317 Thermal Energy Storage (TES) Positive / School | 0 | 0 | 9891.13 | 0 | 0 | 0 | 0 | 0 | 0 | 0 | 0 | 0 | 0 | 0 | 0 | 0 | 0 | 0 | 0 | 0 | 0 | 0 | 0 | 0 | 0 | 0 | 0 | 0 | 0 | 0 | 9891.13 | 9891.13
5 | 300 | 317 | 300 317 Thermal Energy Storage (TES) Negative / School | 0 | 0 | 0 | 0 | 0 | 0 | 0 | 0 | 0 | 0 | 0 | 0 | 0 | 0 | 0 | 0 | 0 | 0 | 0 | 0 | 0 | 0 | 0 | 0 | 0 | 0 | 0 | 0 | 0 | 0 | 0 | 0
5 | 320 | 321 | 320 321 DX Packaged System, EER=10.9, 10 tons / School | 0 | 0 | 3469.78 | 0 | 0 | 0 | 0 | 0 | 0 | 0 | 0 | 0 | 0 | 0 | 0 | 0 | 0 | 0 | 0 | 0 | 0 | 0 | 0 | 0 | 0 | 0 | 0 | 0 | 0 | 0 | 3469.78 | 3469.78
5 | 320 | 322 | 320 322 Hybrid Dessicant-DX System (Trane CDQ) / School | 0 | 0 | 12966.2 | 0 | 0 | 0 | 0 | 0 | 0 | 0 | 0 | 0 | 0 | 0 | 0 | 0 | 0 | 0 | 0 | 0 | 0 | 0 | 0 | 0 | 0 | 0 | 0 | 0 | 0 | 0 | 12966.2 | 12966.2
5 | 320 | 323 | 320 323 Geothermal Heat Pump, EER=13, 10 tons / School | 0 | 0 | 31142.34 | 0 | 0 | 0 | 0 | 0 | 0 | 0 | 0 | 0 | 0 | 0 | 0 | 0 | 0 | 0 | 0 | 0 | 0 | 0 | 0 | 0 | 0 | 0 | 0 | 0 | 0 | 0 | 31142.34 | 31142.34
5 | 320 | 326 | 320 326 DX Tune Up/ Advanced Diagnostics / School | 0 | 0 | 1250 | 0 | 0 | 0 | 0 | 0 | 0 | 0 | 0 | 0 | 0 | 0 | 0 | 0 | 0 | 0 | 0 | 0 | 0 | 0 | 0 | 0 | 0 | 0 | 0 | 0 | 0 | 0 | 1250 | 1250
5 | 320 | 327 | 320 327 DX Coil Cleaning / School | 0 | 0 | 260.15 | 0 | 0 | 0 | 0 | 0 | 0 | 0 | 0 | 0 | 0 | 0 | 0 | 0 | 0 | 0 | 0 | 0 | 0 | 0 | 0 | 0 | 0 | 0 | 0 | 0 | 0 | 0 | 260.15 | 260.15
5 | 320 | 329 | 320 329 Aerosole Duct Sealing / School | 0 | 0 | 515.74 | 0 | 0 | 0 | 0 | 0 | 0 | 0 | 0 | 0 | 0 | 0 | 0 | 0 | 0 | 0 | 0 | 0 | 0 | 0 | 0 | 0 | 0 | 0 | 0 | 0 | 0 | 0 | 515.74 | 515.74
5 | 320 | 330 | 320 330 Duct/Pipe Insulation / School | 0 | 0 | 30756 | 0 | 0 | 0 | 0 | 0 | 0 | 0 | 0 | 0 | 0 | 0 | 0 | 0 | 0 | 0 | 0 | 0 | 0 | 0 | 0 | 0 | 0 | 0 | 0 | 0 | 0 | 0 | 30756 | 30756
5 | 320 | 334 | 320 334 Ceiling Insulation / School | 0 | 0 | 3843 | 0 | 0 | 0 | 0 | 0 | 0 | 0 | 0 | 0 | 0 | 0 | 0 | 0 | 0 | 0 | 0 | 0 | 0 | 0 | 0 | 0 | 0 | 0 | 0 | 0 | 0 | 0 | 3843 | 3843
5 | 320 | 335 | 320 335 Roof Insulation / School | 0 | 0 | 1505.52 | 0 | 0 | 0 | 0 | 0 | 0 | 0 | 0 | 0 | 0 | 0 | 0 | 0 | 0 | 0 | 0 | 0 | 0 | 0 | 0 | 0 | 0 | 0 | 0 | 0 | 0 | 0 | 1505.52 | 1505.52
5 | 340 | 344 | 340 344 Aerosole Duct Sealing / School | 0 | 0 | 515.74 | 0 | 0 | 0 | 0 | 0 | 0 | 0 | 0 | 0 | 0 | 0 | 0 | 0 | 0 | 0 | 0 | 0 | 0 | 0 | 0 | 0 | 0 | 0 | 0 | 0 | 0 | 0 | 515.74 | 515.74
5 | 340 | 345 | 340 345 Duct/Pipe Insulation / School | 0 | 0 | 30756 | 0 | 0 | 0 | 0 | 0 | 0 | 0 | 0 | 0 | 0 | 0 | 0 | 0 | 0 | 0 | 0 | 0 | 0 | 0 | 0 | 0 | 0 | 0 | 0 | 0 | 0 | 0 | 30756 | 30756
5 | 340 | 349 | 340 349 Ceiling Insulation / School | 0 | 0 | 3843 | 0 | 0 | 0 | 0 | 0 | 0 | 0 | 0 | 0 | 0 | 0 | 0 | 0 | 0 | 0 | 0 | 0 | 0 | 0 | 0 | 0 | 0 | 0 | 0 | 0 | 0 | 0 | 3843 | 3843
5 | 340 | 351 | 340 351 Cool Roof - DX / School | 0 | 0 | 13606.8 | 0 | 0 | 0 | 0 | 0 | 0 | 0 | 0 | 0 | 0 | 0 | 0 | 0 | 0 | 0 | 0 | 0 | 0 | 0 | 0 | 0 | 0 | 0 | 0 | 0 | 0 | 0 | 13606.8 | 13606.8
5 | 360 | 361 | 360 361 HE PTAC, EER=9.6, 1 ton / School | 0 | 0 | 3997.61 | 0 | 0 | 0 | 0 | 0 | 0 | 0 | 0 | 0 | 0 | 0 | 0 | 0 | 0 | 0 | 0 | 0 | 0 | 0 | 0 | 0 | 0 | 0 | 0 | 0 | 0 | 0 | 3997.61 | 3997.61
5 | 400 | 402 | 400 402 Variable Speed Drive Control / School | 0 | 0 | 1891.33 | 0 | 0 | 0 | 0 | 0 | 0 | 0 | 0 | 0 | 0 | 0 | 0 | 0 | 0 | 0 | 0 | 0 | 0 | 0 | 0 | 0 | 0 | 0 | 0 | 0 | 0 | 0 | 1891.33 | 1891.33
5 | 400 | 403 | 400 403 Air Handler Optimization / School | 0 | 0 | 300 | 0 | 0 | 0 | 0 | 0 | 0 | 0 | 0 | 0 | 0 | 0 | 0 | 0 | 0 | 0 | 0 | 0 | 0 | 0 | 0 | 0 | 0 | 0 | 0 | 0 | 0 | 0 | 300 | 300
5 | 400 | 404 | 400 404 Electronically Commutated Motors (ECM) on an Air Handler Unit / School | 0 | 0 | 756.71 | 0 | 0 | 0 | 0 | 0 | 0 | 0 | 0 | 0 | 0 | 0 | 0 | 0 | 0 | 0 | 0 | 0 | 0 | 0 | 0 | 0 | 0 | 0 | 0 | 0 | 0 | 0 | 756.71 | 756.71
5 | 400 | 405 | 400 405 Demand Control Ventilation (DCV) / School | 0 | 0 | 23594 | 0 | 0 | 0 | 0 | 0 | 0 | 0 | 0 | 0 | 0 | 0 | 0 | 0 | 0 | 0 | 0 | 0 | 0 | 0 | 0 | 0 | 0 | 0 | 0 | 0 | 0 | 0 | 23594 | 23594
5 | 400 | 406 | 400 406 Energy Recovery Ventilation (ERV) / School | 0 | 0 | 3442.31 | 0 | 0 | 0 | 0 | 0 | 0 | 0 | 0 | 0 | 0 | 0 | 0 | 0 | 0 | 0 | 0 | 0 | 0 | 0 | 0 | 0 | 0 | 0 | 0 | 0 | 0 | 0 | 3442.31 | 3442.31
5 | 600 | 603 | 600 603 Heat Pump Water Heater (air source) / School | 0 | 0 | 717.44 | 0 | 0 | 0 | 0 | 0 | 0 | 0 | 0 | 0 | 0 | 0 | 0 | 0 | 0 | 0 | 0 | 0 | 0 | 0 | 0 | 0 | 0 | 0 | 0 | 0 | 0 | 0 | 717.44 | 717.44
5 | 600 | 606 | 600 606 Demand controlled circulating systems / School | 0 | 0 | 104.62 | 0 | 0 | 0 | 0 | 0 | 0 | 0 | 0 | 0 | 0 | 0 | 0 | 0 | 0 | 0 | 0 | 0 | 0 | 0 | 0 | 0 | 0 | 0 | 0 | 0 | 0 | 0 | 104.62 | 104.62
5 | 600 | 608 | 600 608 Heat Recovery Unit / School | 0 | 0 | 818 | 0 | 0 | 0 | 0 | 0 | 0 | 0 | 0 | 0 | 0 | 0 | 0 | 0 | 0 | 0 | 0 | 0 | 0 | 0 | 0 | 0 | 0 | 0 | 0 | 0 | 0 | 0 | 818 | 818
5 | 600 | 609 | 600 609 Heat Trap / School | 0 | 0 | 1.94 | 0 | 0 | 0 | 0 | 0 | 0 | 0 | 0 | 0 | 0 | 0 | 0 | 0 | 0 | 0 | 0 | 0 | 0 | 0 | 0 | 0 | 0 | 0 | 0 | 0 | 0 | 0 | 1.94 | 1.94
5 | 600 | 610 | 600 610 Hot Water Pipe Insulation / School | 0 | 0 | 51.77 | 0 | 0 | 0 | 0 | 0 | 0 | 0 | 0 | 0 | 0 | 0 | 0 | 0 | 0 | 0 | 0 | 0 | 0 | 0 | 0 | 0 | 0 | 0 | 0 | 0 | 0 | 0 | 51.77 | 51.77
5 | 700 | 701 | 700 701 PC Manual Power Management Enabling / School | 0 | 0 | 84.03 | 0 | 0 | 0 | 0 | 0 | 0 | 0 | 0 | 0 | 0 | 0 | 0 | 0 | 0 | 0 | 0 | 0 | 0 | 0 | 0 | 0 | 0 | 0 | 0 | 0 | 0 | 0 | 84.03 | 84.03
5 | 700 | 702 | 700 702 PC Network Power Management Enabling / School | 0 | 0 | 42.02 | 0 | 0 | 0 | 0 | 0 | 0 | 0 | 0 | 0 | 0 | 0 | 0 | 0 | 0 | 0 | 0 | 0 | 0 | 0 | 0 | 0 | 0 | 0 | 0 | 0 | 0 | 0 | 42.02 | 42.02
5 | 710 | 711 | 710 711 Energy Star or Better Monitor / School | 0 | 0 | 0 | 0 | 0 | 0 | 0 | 0 | 0 | 0 | 0 | 0 | 0 | 0 | 0 | 0 | 0 | 0 | 0 | 0 | 0 | 0 | 0 | 0 | 0 | 0 | 0 | 0 | 0 | 0 | 0 | 0
5 | 710 | 712 | 710 712 Monitor Power Management Enabling / School | 0 | 0 | 79.83 | 0 | 0 | 0 | 0 | 0 | 0 | 0 | 0 | 0 | 0 | 0 | 0 | 0 | 0 | 0 | 0 | 0 | 0 | 0 | 0 | 0 | 0 | 0 | 0 | 0 | 0 | 0 | 79.83 | 79.83
5 | 720 | 722 | 720 722 Monitor Power Management Enabling / School | 0 | 0 | 4.2 | 0 | 0 | 0 | 0 | 0 | 0 | 0 | 0 | 0 | 0 | 0 | 0 | 0 | 0 | 0 | 0 | 0 | 0 | 0 | 0 | 0 | 0 | 0 | 0 | 0 | 0 | 0 | 4.2 | 4.2
5 | 730 | 732 | 730 732 Copier Power Management Enabling / School | 0 | 0 | 32.55 | 0 | 0 | 0 | 0 | 0 | 0 | 0 | 0 | 0 | 0 | 0 | 0 | 0 | 0 | 0 | 0 | 0 | 0 | 0 | 0 | 0 | 0 | 0 | 0 | 0 | 0 | 0 | 32.55 | 32.55
5 | 740 | 741 | 740 741 Printer Power Management Enabling / School | 0 | 0 | 154.91 | 0 | 0 | 0 | 0 | 0 | 0 | 0 | 0 | 0 | 0 | 0 | 0 | 0 | 0 | 0 | 0 | 0 | 0 | 0 | 0 | 0 | 0 | 0 | 0 | 0 | 0 | 0 | 154.91 | 154.91
5 | 800 | 801 | 800 801 Convection Oven / School | 0 | 0 | 602326.3 | 0 | 0 | 0 | 0 | 0 | 0 | 0 | 0 | 0 | 0 | 0 | 0 | 0 | 0 | 0 | 0 | 0 | 0 | 0 | 0 | 0 | 0 | 0 | 0 | 0 | 0 | 0 | 602326.3 | 602326.3
5 | 810 | 811 | 810 811 Efficient Fryer / School | 0 | 0 | 275142.7 | 0 | 0 | 0 | 0 | 0 | 0 | 0 | 0 | 0 | 0 | 0 | 0 | 0 | 0 | 0 | 0 | 0 | 0 | 0 | 0 | 0 | 0 | 0 | 0 | 0 | 0 | 0 | 275142.7 | 275142.7
5 | 900 | 901 | 900 901 Vending Misers (cooled machines only) / School | 0 | 0 | 117.49 | 0 | 0 | 0 | 0 | 0 | 0 | 0 | 0 | 0 | 0 | 0 | 0 | 0 | 0 | 0 | 0 | 0 | 0 | 0 | 0 | 0 | 0 | 0 | 0 | 0 | 0 | 0 | 117.49 | 117.49
6 | 110 | 111 | 110 111 Premium T8, Elecctronic Ballast / College | 0 | 0 | 10518.07 | 0 | 0 | 0 | 0 | 0 | 0 | 0 | 0 | 0 | 0 | 0 | 0 | 0 | 0 | 0 | 0 | 0 | 0 | 0 | 0 | 0 | 0 | 0 | 0 | 0 | 0 | 0 | 10518.07 | 10518.07
6 | 110 | 114 | 110 114 Continuous Dimming / College | 0 | 0 | 60563.95 | 0 | 0 | 0 | 0 | 0 | 0 | 0 | 0 | 0 | 0 | 0 | 0 | 0 | 0 | 0 | 0 | 0 | 0 | 0 | 0 | 0 | 0 | 0 | 0 | 0 | 0 | 0 | 60563.95 | 60563.95
6 | 110 | 115 | 110 115 Lighting Control Tuneup / College | 0 | 0 | 144 | 0 | 0 | 0 | 0 | 0 | 0 | 0 | 0 | 0 | 0 | 0 | 0 | 0 | 0 | 0 | 0 | 0 | 0 | 0 | 0 | 0 | 0 | 0 | 0 | 0 | 0 | 0 | 144 | 144
6 | 120 | 121 | 120 121 ROB Premium T8, 1EB / College | 0 | 0 | 1016.06 | 0 | 0 | 0 | 0 | 0 | 0 | 0 | 0 | 0 | 0 | 0 | 0 | 0 | 0 | 0 | 0 | 0 | 0 | 0 | 0 | 0 | 0 | 0 | 0 | 0 | 0 | 0 | 1016.06 | 1016.06
6 | 120 | 122 | 120 122 ROB Premium T8, EB, Reflector / College | 0 | 0 | 3483.62 | 0 | 0 | 0 | 0 | 0 | 0 | 0 | 0 | 0 | 0 | 0 | 0 | 0 | 0 | 0 | 0 | 0 | 0 | 0 | 0 | 0 | 0 | 0 | 0 | 0 | 0 | 0 | 3483.62 | 3483.62
6 | 120 | 123 | 120 123 Occupancy Sensor / College | 0 | 0 | 6531.79 | 0 | 0 | 0 | 0 | 0 | 0 | 0 | 0 | 0 | 0 | 0 | 0 | 0 | 0 | 0 | 0 | 0 | 0 | 0 | 0 | 0 | 0 | 0 | 0 | 0 | 0 | 0 | 6531.79 | 6531.79
6 | 120 | 124 | 120 124 Lighting Control Tuneup / College | 0 | 0 | 144 | 0 | 0 | 0 | 0 | 0 | 0 | 0 | 0 | 0 | 0 | 0 | 0 | 0 | 0 | 0 | 0 | 0 | 0 | 0 | 0 | 0 | 0 | 0 | 0 | 0 | 0 | 0 | 144 | 144
6 | 130 | 131 | 130 131 CFL Screw-in 18W / College | 0 | 0 | 6787.45 | 0 | 0 | 0 | 0 | 0 | 0 | 0 | 0 | 0 | 0 | 0 | 0 | 0 | 0 | 0 | 0 | 0 | 0 | 0 | 0 | 0 | 0 | 0 | 0 | 0 | 0 | 0 | 6787.45 | 6787.45
6 | 150 | 151 | 150 151 PSMH, 250W, magnetic ballast / College | 0 | 0 | 803.56 | 0 | 0 | 0 | 0 | 0 | 0 | 0 | 0 | 0 | 0 | 0 | 0 | 0 | 0 | 0 | 0 | 0 | 0 | 0 | 0 | 0 | 0 | 0 | 0 | 0 | 0 | 0 | 803.56 | 803.56
6 | 150 | 152 | 150 152 PSMH, 250 W, electronic ballast / College | 0 | 0 | 4123.07 | 0 | 0 | 0 | 0 | 0 | 0 | 0 | 0 | 0 | 0 | 0 | 0 | 0 | 0 | 0 | 0 | 0 | 0 | 0 | 0 | 0 | 0 | 0 | 0 | 0 | 0 | 0 | 4123.07 | 4123.07
6 | 150 | 153 | 150 153 High Bay T5 / College | 0 | 0 | 1832.48 | 0 | 0 | 0 | 0 | 0 | 0 | 0 | 0 | 0 | 0 | 0 | 0 | 0 | 0 | 0 | 0 | 0 | 0 | 0 | 0 | 0 | 0 | 0 | 0 | 0 | 0 | 0 | 1832.48 | 1832.48
6 | 160 | 161 | 160 161 LED Exit Sign / College | 0 | 0 | 106.43 | 0 | 0 | 0 | 0 | 0 | 0 | 0 | 0 | 0 | 0 | 0 | 0 | 0 | 0 | 0 | 0 | 0 | 0 | 0 | 0 | 0 | 0 | 0 | 0 | 0 | 0 | 0 | 106.43 | 106.43
6 | 200 | 201 | 200 201 High Pressure Sodium 250W Lamp / College | 0 | 0 | 697.95 | 0 | 0 | 0 | 0 | 0 | 0 | 0 | 0 | 0 | 0 | 0 | 0 | 0 | 0 | 0 | 0 | 0 | 0 | 0 | 0 | 0 | 0 | 0 | 0 | 0 | 0 | 0 | 697.95 | 697.95
6 | 200 | 202 | 200 202 Outdoor Lighting Controls (Photocell/Timeclock) / College | 0 | 0 | 126.47 | 0 | 0 | 0 | 0 | 0 | 0 | 0 | 0 | 0 | 0 | 0 | 0 | 0 | 0 | 0 | 0 | 0 | 0 | 0 | 0 | 0 | 0 | 0 | 0 | 0 | 0 | 0 | 126.47 | 126.47
6 | 210 | 211 | 210 211 Outdoor Lighting Controls (Photocell/Timeclock) / College | 0 | 0 | 385.48 | 0 | 0 | 0 | 0 | 0 | 0 | 0 | 0 | 0 | 0 | 0 | 0 | 0 | 0 | 0 | 0 | 0 | 0 | 0 | 0 | 0 | 0 | 0 | 0 | 0 | 0 | 0 | 385.48 | 385.48
6 | 300 | 301 | 300 301 Centrifugal Chiller, 0.51 kW/ton, 500 tons / College | 0 | 0 | 1076.59 | 0 | 0 | 0 | 0 | 0 | 0 | 0 | 0 | 0 | 0 | 0 | 0 | 0 | 0 | 0 | 0 | 0 | 0 | 0 | 0 | 0 | 0 | 0 | 0 | 0 | 0 | 0 | 1076.59 | 1076.59
6 | 300 | 302 | 300 302 High Efficiency Chiller Motors / College | 0 | 0 | 381.53 | 0 | 0 | 0 | 0 | 0 | 0 | 0 | 0 | 0 | 0 | 0 | 0 | 0 | 0 | 0 | 0 | 0 | 0 | 0 | 0 | 0 | 0 | 0 | 0 | 0 | 0 | 0 | 381.53 | 381.53
6 | 300 | 304 | 300 304 EMS - Chiller / College | 0 | 0 | 1174.47 | 0 | 0 | 0 | 0 | 0 | 0 | 0 | 0 | 0 | 0 | 0 | 0 | 0 | 0 | 0 | 0 | 0 | 0 | 0 | 0 | 0 | 0 | 0 | 0 | 0 | 0 | 0 | 1174.47 | 1174.47
6 | 300 | 305 | 300 305 Chiller Tune Up/Diagnostics / College | 0 | 0 | 1000 | 0 | 0 | 0 | 0 | 0 | 0 | 0 | 0 | 0 | 0 | 0 | 0 | 0 | 0 | 0 | 0 | 0 | 0 | 0 | 0 | 0 | 0 | 0 | 0 | 0 | 0 | 0 | 1000 | 1000
6 | 300 | 306 | 300 306 VSD for Chiller Pumps and Towers / College | 0 | 0 | 822.13 | 0 | 0 | 0 | 0 | 0 | 0 | 0 | 0 | 0 | 0 | 0 | 0 | 0 | 0 | 0 | 0 | 0 | 0 | 0 | 0 | 0 | 0 | 0 | 0 | 0 | 0 | 0 | 822.13 | 822.13
6 | 300 | 307 | 300 307 EMS Optimization / College | 0 | 0 | 300 | 0 | 0 | 0 | 0 | 0 | 0 | 0 | 0 | 0 | 0 | 0 | 0 | 0 | 0 | 0 | 0 | 0 | 0 | 0 | 0 | 0 | 0 | 0 | 0 | 0 | 0 | 0 | 300 | 300
6 | 300 | 308 | 300 308 Aerosole Duct Sealing / College | 0 | 0 | 384.05 | 0 | 0 | 0 | 0 | 0 | 0 | 0 | 0 | 0 | 0 | 0 | 0 | 0 | 0 | 0 | 0 | 0 | 0 | 0 | 0 | 0 | 0 | 0 | 0 | 0 | 0 | 0 | 384.05 | 384.05
6 | 300 | 309 | 300 309 Duct/Pipe Insulation / College | 0 | 0 | 30756 | 0 | 0 | 0 | 0 | 0 | 0 | 0 | 0 | 0 | 0 | 0 | 0 | 0 | 0 | 0 | 0 | 0 | 0 | 0 | 0 | 0 | 0 | 0 | 0 | 0 | 0 | 0 | 30756 | 30756
6 | 300 | 311 | 300 311 Window Film (Standard) / College | 0 | 0 | 1304.75 | 0 | 0 | 0 | 0 | 0 | 0 | 0 | 0 | 0 | 0 | 0 | 0 | 0 | 0 | 0 | 0 | 0 | 0 | 0 | 0 | 0 | 0 | 0 | 0 | 0 | 0 | 0 | 1304.75 | 1304.75
6 | 300 | 313 | 300 313 Ceiling Insulation / College | 0 | 0 | 3843 | 0 | 0 | 0 | 0 | 0 | 0 | 0 | 0 | 0 | 0 | 0 | 0 | 0 | 0 | 0 | 0 | 0 | 0 | 0 | 0 | 0 | 0 | 0 | 0 | 0 | 0 | 0 | 3843 | 3843
6 | 300 | 314 | 300 314 Roof Insulation / College | 0 | 0 | 1505.52 | 0 | 0 | 0 | 0 | 0 | 0 | 0 | 0 | 0 | 0 | 0 | 0 | 0 | 0 | 0 | 0 | 0 | 0 | 0 | 0 | 0 | 0 | 0 | 0 | 0 | 0 | 0 | 1505.52 | 1505.52
6 | 300 | 317 | 300 317 Thermal Energy Storage (TES) Positive / College | 0 | 0 | 7365.58 | 0 | 0 | 0 | 0 | 0 | 0 | 0 | 0 | 0 | 0 | 0 | 0 | 0 | 0 | 0 | 0 | 0 | 0 | 0 | 0 | 0 | 0 | 0 | 0 | 0 | 0 | 0 | 7365.58 | 7365.58
6 | 300 | 317 | 300 317 Thermal Energy Storage (TES) Negative / College | 0 | 0 | 0 | 0 | 0 | 0 | 0 | 0 | 0 | 0 | 0 | 0 | 0 | 0 | 0 | 0 | 0 | 0 | 0 | 0 | 0 | 0 | 0 | 0 | 0 | 0 | 0 | 0 | 0 | 0 | 0 | 0
6 | 320 | 321 | 320 321 DX Packaged System, EER=10.9, 10 tons / College | 0 | 0 | 2583.82 | 0 | 0 | 0 | 0 | 0 | 0 | 0 | 0 | 0 | 0 | 0 | 0 | 0 | 0 | 0 | 0 | 0 | 0 | 0 | 0 | 0 | 0 | 0 | 0 | 0 | 0 | 0 | 2583.82 | 2583.82
6 | 320 | 322 | 320 322 Hybrid Dessicant-DX System (Trane CDQ) / College | 0 | 0 | 9655.48 | 0 | 0 | 0 | 0 | 0 | 0 | 0 | 0 | 0 | 0 | 0 | 0 | 0 | 0 | 0 | 0 | 0 | 0 | 0 | 0 | 0 | 0 | 0 | 0 | 0 | 0 | 0 | 9655.48 | 9655.48
6 | 320 | 323 | 320 323 Geothermal Heat Pump, EER=13, 10 tons / College | 0 | 0 | 23190.6 | 0 | 0 | 0 | 0 | 0 | 0 | 0 | 0 | 0 | 0 | 0 | 0 | 0 | 0 | 0 | 0 | 0 | 0 | 0 | 0 | 0 | 0 | 0 | 0 | 0 | 0 | 0 | 23190.6 | 23190.6
6 | 320 | 326 | 320 326 DX Tune Up/ Advanced Diagnostics / College | 0 | 0 | 1250 | 0 | 0 | 0 | 0 | 0 | 0 | 0 | 0 | 0 | 0 | 0 | 0 | 0 | 0 | 0 | 0 | 0 | 0 | 0 | 0 | 0 | 0 | 0 | 0 | 0 | 0 | 0 | 1250 | 1250
6 | 320 | 327 | 320 327 DX Coil Cleaning / College | 0 | 0 | 193.73 | 0 | 0 | 0 | 0 | 0 | 0 | 0 | 0 | 0 | 0 | 0 | 0 | 0 | 0 | 0 | 0 | 0 | 0 | 0 | 0 | 0 | 0 | 0 | 0 | 0 | 0 | 0 | 193.73 | 193.73
6 | 320 | 329 | 320 329 Aerosole Duct Sealing / College | 0 | 0 | 384.05 | 0 | 0 | 0 | 0 | 0 | 0 | 0 | 0 | 0 | 0 | 0 | 0 | 0 | 0 | 0 | 0 | 0 | 0 | 0 | 0 | 0 | 0 | 0 | 0 | 0 | 0 | 0 | 384.05 | 384.05
6 | 320 | 330 | 320 330 Duct/Pipe Insulation / College | 0 | 0 | 30756 | 0 | 0 | 0 | 0 | 0 | 0 | 0 | 0 | 0 | 0 | 0 | 0 | 0 | 0 | 0 | 0 | 0 | 0 | 0 | 0 | 0 | 0 | 0 | 0 | 0 | 0 | 0 | 30756 | 30756
6 | 320 | 334 | 320 334 Ceiling Insulation / College | 0 | 0 | 3843 | 0 | 0 | 0 | 0 | 0 | 0 | 0 | 0 | 0 | 0 | 0 | 0 | 0 | 0 | 0 | 0 | 0 | 0 | 0 | 0 | 0 | 0 | 0 | 0 | 0 | 0 | 0 | 3843 | 3843
6 | 320 | 335 | 320 335 Roof Insulation / College | 0 | 0 | 1505.52 | 0 | 0 | 0 | 0 | 0 | 0 | 0 | 0 | 0 | 0 | 0 | 0 | 0 | 0 | 0 | 0 | 0 | 0 | 0 | 0 | 0 | 0 | 0 | 0 | 0 | 0 | 0 | 1505.52 | 1505.52
6 | 340 | 344 | 340 344 Aerosole Duct Sealing / College | 0 | 0 | 384.05 | 0 | 0 | 0 | 0 | 0 | 0 | 0 | 0 | 0 | 0 | 0 | 0 | 0 | 0 | 0 | 0 | 0 | 0 | 0 | 0 | 0 | 0 | 0 | 0 | 0 | 0 | 0 | 384.05 | 384.05
6 | 340 | 345 | 340 345 Duct/Pipe Insulation / College | 0 | 0 | 30756 | 0 | 0 | 0 | 0 | 0 | 0 | 0 | 0 | 0 | 0 | 0 | 0 | 0 | 0 | 0 | 0 | 0 | 0 | 0 | 0 | 0 | 0 | 0 | 0 | 0 | 0 | 0 | 30756 | 30756
6 | 340 | 349 | 340 349 Ceiling Insulation / College | 0 | 0 | 3843 | 0 | 0 | 0 | 0 | 0 | 0 | 0 | 0 | 0 | 0 | 0 | 0 | 0 | 0 | 0 | 0 | 0 | 0 | 0 | 0 | 0 | 0 | 0 | 0 | 0 | 0 | 0 | 3843 | 3843
6 | 340 | 351 | 340 351 Cool Roof - DX / College | 0 | 0 | 13606.8 | 0 | 0 | 0 | 0 | 0 | 0 | 0 | 0 | 0 | 0 | 0 | 0 | 0 | 0 | 0 | 0 | 0 | 0 | 0 | 0 | 0 | 0 | 0 | 0 | 0 | 0 | 0 | 13606.8 | 13606.8
6 | 360 | 361 | 360 361 HE PTAC, EER=9.6, 1 ton / College | 0 | 0 | 2976.88 | 0 | 0 | 0 | 0 | 0 | 0 | 0 | 0 | 0 | 0 | 0 | 0 | 0 | 0 | 0 | 0 | 0 | 0 | 0 | 0 | 0 | 0 | 0 | 0 | 0 | 0 | 0 | 2976.88 | 2976.88
6 | 400 | 402 | 400 402 Variable Speed Drive Control / College | 0 | 0 | 2366.73 | 0 | 0 | 0 | 0 | 0 | 0 | 0 | 0 | 0 | 0 | 0 | 0 | 0 | 0 | 0 | 0 | 0 | 0 | 0 | 0 | 0 | 0 | 0 | 0 | 0 | 0 | 0 | 2366.73 | 2366.73
6 | 400 | 403 | 400 403 Air Handler Optimization / College | 0 | 0 | 300 | 0 | 0 | 0 | 0 | 0 | 0 | 0 | 0 | 0 | 0 | 0 | 0 | 0 | 0 | 0 | 0 | 0 | 0 | 0 | 0 | 0 | 0 | 0 | 0 | 0 | 0 | 0 | 300 | 300
6 | 400 | 404 | 400 404 Electronically Commutated Motors (ECM) on an Air Handler Unit / College | 0 | 0 | 563.49 | 0 | 0 | 0 | 0 | 0 | 0 | 0 | 0 | 0 | 0 | 0 | 0 | 0 | 0 | 0 | 0 | 0 | 0 | 0 | 0 | 0 | 0 | 0 | 0 | 0 | 0 | 0 | 563.49 | 563.49
6 | 400 | 405 | 400 405 Demand Control Ventilation (DCV) / College | 0 | 0 | 23594 | 0 | 0 | 0 | 0 | 0 | 0 | 0 | 0 | 0 | 0 | 0 | 0 | 0 | 0 | 0 | 0 | 0 | 0 | 0 | 0 | 0 | 0 | 0 | 0 | 0 | 0 | 0 | 23594 | 23594
6 | 400 | 406 | 400 406 Energy Recovery Ventilation (ERV) / College | 0 | 0 | 2563.37 | 0 | 0 | 0 | 0 | 0 | 0 | 0 | 0 | 0 | 0 | 0 | 0 | 0 | 0 | 0 | 0 | 0 | 0 | 0 | 0 | 0 | 0 | 0 | 0 | 0 | 0 | 0 | 2563.37 | 2563.37
6 | 600 | 603 | 600 603 Heat Pump Water Heater (air source) / College | 0 | 0 | 458.74 | 0 | 0 | 0 | 0 | 0 | 0 | 0 | 0 | 0 | 0 | 0 | 0 | 0 | 0 | 0 | 0 | 0 | 0 | 0 | 0 | 0 | 0 | 0 | 0 | 0 | 0 | 0 | 458.74 | 458.74
6 | 600 | 606 | 600 606 Demand controlled circulating systems / College | 0 | 0 | 26.76 | 0 | 0 | 0 | 0 | 0 | 0 | 0 | 0 | 0 | 0 | 0 | 0 | 0 | 0 | 0 | 0 | 0 | 0 | 0 | 0 | 0 | 0 | 0 | 0 | 0 | 0 | 0 | 26.76 | 26.76
6 | 600 | 608 | 600 608 Heat Recovery Unit / College | 0 | 0 | 818 | 0 | 0 | 0 | 0 | 0 | 0 | 0 | 0 | 0 | 0 | 0 | 0 | 0 | 0 | 0 | 0 | 0 | 0 | 0 | 0 | 0 | 0 | 0 | 0 | 0 | 0 | 0 | 818 | 818
6 | 600 | 609 | 600 609 Heat Trap / College | 0 | 0 | 1.24 | 0 | 0 | 0 | 0 | 0 | 0 | 0 | 0 | 0 | 0 | 0 | 0 | 0 | 0 | 0 | 0 | 0 | 0 | 0 | 0 | 0 | 0 | 0 | 0 | 0 | 0 | 0 | 1.24 | 1.24
6 | 600 | 610 | 600 610 Hot Water Pipe Insulation / College | 0 | 0 | 33.1 | 0 | 0 | 0 | 0 | 0 | 0 | 0 | 0 | 0 | 0 | 0 | 0 | 0 | 0 | 0 | 0 | 0 | 0 | 0 | 0 | 0 | 0 | 0 | 0 | 0 | 0 | 0 | 33.1 | 33.1
6 | 700 | 701 | 700 701 PC Manual Power Management Enabling / College | 0 | 0 | 199 | 0 | 0 | 0 | 0 | 0 | 0 | 0 | 0 | 0 | 0 | 0 | 0 | 0 | 0 | 0 | 0 | 0 | 0 | 0 | 0 | 0 | 0 | 0 | 0 | 0 | 0 | 0 | 199 | 199
6 | 700 | 702 | 700 702 PC Network Power Management Enabling / College | 0 | 0 | 99.5 | 0 | 0 | 0 | 0 | 0 | 0 | 0 | 0 | 0 | 0 | 0 | 0 | 0 | 0 | 0 | 0 | 0 | 0 | 0 | 0 | 0 | 0 | 0 | 0 | 0 | 0 | 0 | 99.5 | 99.5
6 | 710 | 711 | 710 711 Energy Star or Better Monitor / College | 0 | 0 | 0 | 0 | 0 | 0 | 0 | 0 | 0 | 0 | 0 | 0 | 0 | 0 | 0 | 0 | 0 | 0 | 0 | 0 | 0 | 0 | 0 | 0 | 0 | 0 | 0 | 0 | 0 | 0 | 0 | 0
6 | 710 | 712 | 710 712 Monitor Power Management Enabling / College | 0 | 0 | 189.05 | 0 | 0 | 0 | 0 | 0 | 0 | 0 | 0 | 0 | 0 | 0 | 0 | 0 | 0 | 0 | 0 | 0 | 0 | 0 | 0 | 0 | 0 | 0 | 0 | 0 | 0 | 0 | 189.05 | 189.05
6 | 720 | 721 | 720 721 Energy Star or Better Monitor / College | 0 | 0 | 0 | 0 | 0 | 0 | 0 | 0 | 0 | 0 | 0 | 0 | 0 | 0 | 0 | 0 | 0 | 0 | 0 | 0 | 0 | 0 | 0 | 0 | 0 | 0 | 0 | 0 | 0 | 0 | 0 | 0
6 | 720 | 722 | 720 722 Monitor Power Management Enabling / College | 0 | 0 | 9.95 | 0 | 0 | 0 | 0 | 0 | 0 | 0 | 0 | 0 | 0 | 0 | 0 | 0 | 0 | 0 | 0 | 0 | 0 | 0 | 0 | 0 | 0 | 0 | 0 | 0 | 0 | 0 | 9.95 | 9.95
6 | 730 | 732 | 730 732 Copier Power Management Enabling / College | 0 | 0 | 51.93 | 0 | 0 | 0 | 0 | 0 | 0 | 0 | 0 | 0 | 0 | 0 | 0 | 0 | 0 | 0 | 0 | 0 | 0 | 0 | 0 | 0 | 0 | 0 | 0 | 0 | 0 | 0 | 51.93 | 51.93
6 | 740 | 741 | 740 741 Printer Power Management Enabling / College | 0 | 0 | 374.69 | 0 | 0 | 0 | 0 | 0 | 0 | 0 | 0 | 0 | 0 | 0 | 0 | 0 | 0 | 0 | 0 | 0 | 0 | 0 | 0 | 0 | 0 | 0 | 0 | 0 | 0 | 0 | 374.69 | 374.69
6 | 800 | 801 | 800 801 Convection Oven / College | 0 | 0 | 130061.8 | 0 | 0 | 0 | 0 | 0 | 0 | 0 | 0 | 0 | 0 | 0 | 0 | 0 | 0 | 0 | 0 | 0 | 0 | 0 | 0 | 0 | 0 | 0 | 0 | 0 | 0 | 0 | 130061.8 | 130061.8
6 | 810 | 811 | 810 811 Efficient Fryer / College | 0 | 0 | 41819.53 | 0 | 0 | 0 | 0 | 0 | 0 | 0 | 0 | 0 | 0 | 0 | 0 | 0 | 0 | 0 | 0 | 0 | 0 | 0 | 0 | 0 | 0 | 0 | 0 | 0 | 0 | 0 | 41819.53 | 41819.53
6 | 900 | 901 | 900 901 Vending Misers (cooled machines only) / College | 0 | 0 | 62.09 | 0 | 0 | 0 | 0 | 0 | 0 | 0 | 0 | 0 | 0 | 0 | 0 | 0 | 0 | 0 | 0 | 0 | 0 | 0 | 0 | 0 | 0 | 0 | 0 | 0 | 0 | 0 | 62.09 | 62.09
7 | 110 | 111 | 110 111 Premium T8, Elecctronic Ballast / Hospital | 0 | 0 | 7462.27 | 0 | 0 | 0 | 0 | 0 | 0 | 0 | 0 | 0 | 0 | 0 | 0 | 0 | 0 | 0 | 0 | 0 | 0 | 0 | 0 | 0 | 0 | 0 | 0 | 0 | 0 | 0 | 7462.27 | 7462.27
7 | 110 | 114 | 110 114 Continuous Dimming / Hospital | 0 | 0 | 42968.42 | 0 | 0 | 0 | 0 | 0 | 0 | 0 | 0 | 0 | 0 | 0 | 0 | 0 | 0 | 0 | 0 | 0 | 0 | 0 | 0 | 0 | 0 | 0 | 0 | 0 | 0 | 0 | 42968.42 | 42968.42
7 | 110 | 115 | 110 115 Lighting Control Tuneup / Hospital | 0 | 0 | 144 | 0 | 0 | 0 | 0 | 0 | 0 | 0 | 0 | 0 | 0 | 0 | 0 | 0 | 0 | 0 | 0 | 0 | 0 | 0 | 0 | 0 | 0 | 0 | 0 | 0 | 0 | 0 | 144 | 144
7 | 120 | 121 | 120 121 ROB Premium T8, 1EB / Hospital | 0 | 0 | 720.86 | 0 | 0 | 0 | 0 | 0 | 0 | 0 | 0 | 0 | 0 | 0 | 0 | 0 | 0 | 0 | 0 | 0 | 0 | 0 | 0 | 0 | 0 | 0 | 0 | 0 | 0 | 0 | 720.86 | 720.86
7 | 120 | 122 | 120 122 ROB Premium T8, EB, Reflector / Hospital | 0 | 0 | 2471.53 | 0 | 0 | 0 | 0 | 0 | 0 | 0 | 0 | 0 | 0 | 0 | 0 | 0 | 0 | 0 | 0 | 0 | 0 | 0 | 0 | 0 | 0 | 0 | 0 | 0 | 0 | 0 | 2471.53 | 2471.53
7 | 120 | 123 | 120 123 Occupancy Sensor / Hospital | 0 | 0 | 4634.12 | 0 | 0 | 0 | 0 | 0 | 0 | 0 | 0 | 0 | 0 | 0 | 0 | 0 | 0 | 0 | 0 | 0 | 0 | 0 | 0 | 0 | 0 | 0 | 0 | 0 | 0 | 0 | 4634.12 | 4634.12
7 | 120 | 124 | 120 124 Lighting Control Tuneup / Hospital | 0 | 0 | 144 | 0 | 0 | 0 | 0 | 0 | 0 | 0 | 0 | 0 | 0 | 0 | 0 | 0 | 0 | 0 | 0 | 0 | 0 | 0 | 0 | 0 | 0 | 0 | 0 | 0 | 0 | 0 | 144 | 144
7 | 130 | 131 | 130 131 CFL Screw-in 18W / Hospital | 0 | 0 | 4815.51 | 0 | 0 | 0 | 0 | 0 | 0 | 0 | 0 | 0 | 0 | 0 | 0 | 0 | 0 | 0 | 0 | 0 | 0 | 0 | 0 | 0 | 0 | 0 | 0 | 0 | 0 | 0 | 4815.51 | 4815.51
7 | 150 | 151 | 150 151 PSMH, 250W, magnetic ballast / Hospital | 0 | 0 | 570.1 | 0 | 0 | 0 | 0 | 0 | 0 | 0 | 0 | 0 | 0 | 0 | 0 | 0 | 0 | 0 | 0 | 0 | 0 | 0 | 0 | 0 | 0 | 0 | 0 | 0 | 0 | 0 | 570.1 | 570.1
7 | 150 | 152 | 150 152 PSMH, 250 W, electronic ballast / Hospital | 0 | 0 | 2925.2 | 0 | 0 | 0 | 0 | 0 | 0 | 0 | 0 | 0 | 0 | 0 | 0 | 0 | 0 | 0 | 0 | 0 | 0 | 0 | 0 | 0 | 0 | 0 | 0 | 0 | 0 | 0 | 2925.2 | 2925.2
7 | 150 | 153 | 150 153 High Bay T5 / Hospital | 0 | 0 | 1300.1 | 0 | 0 | 0 | 0 | 0 | 0 | 0 | 0 | 0 | 0 | 0 | 0 | 0 | 0 | 0 | 0 | 0 | 0 | 0 | 0 | 0 | 0 | 0 | 0 | 0 | 0 | 0 | 1300.1 | 1300.1
7 | 160 | 161 | 160 161 LED Exit Sign / Hospital | 0 | 0 | 42.53 | 0 | 0 | 0 | 0 | 0 | 0 | 0 | 0 | 0 | 0 | 0 | 0 | 0 | 0 | 0 | 0 | 0 | 0 | 0 | 0 | 0 | 0 | 0 | 0 | 0 | 0 | 0 | 42.53 | 42.53
7 | 200 | 201 | 200 201 High Pressure Sodium 250W Lamp / Hospital | 0 | 0 | 83.81 | 0 | 0 | 0 | 0 | 0 | 0 | 0 | 0 | 0 | 0 | 0 | 0 | 0 | 0 | 0 | 0 | 0 | 0 | 0 | 0 | 0 | 0 | 0 | 0 | 0 | 0 | 0 | 83.81 | 83.81
7 | 200 | 202 | 200 202 Outdoor Lighting Controls (Photocell/Timeclock) / Hospital | 0 | 0 | 15.19 | 0 | 0 | 0 | 0 | 0 | 0 | 0 | 0 | 0 | 0 | 0 | 0 | 0 | 0 | 0 | 0 | 0 | 0 | 0 | 0 | 0 | 0 | 0 | 0 | 0 | 0 | 0 | 15.19 | 15.19
7 | 210 | 211 | 210 211 Outdoor Lighting Controls (Photocell/Timeclock) / Hospital | 0 | 0 | 303.82 | 0 | 0 | 0 | 0 | 0 | 0 | 0 | 0 | 0 | 0 | 0 | 0 | 0 | 0 | 0 | 0 | 0 | 0 | 0 | 0 | 0 | 0 | 0 | 0 | 0 | 0 | 0 | 303.82 | 303.82
7 | 300 | 301 | 300 301 Centrifugal Chiller, 0.51 kW/ton, 500 tons / Hospital | 0 | 0 | 2284.58 | 0 | 0 | 0 | 0 | 0 | 0 | 0 | 0 | 0 | 0 | 0 | 0 | 0 | 0 | 0 | 0 | 0 | 0 | 0 | 0 | 0 | 0 | 0 | 0 | 0 | 0 | 0 | 2284.58 | 2284.58
7 | 300 | 302 | 300 302 High Efficiency Chiller Motors / Hospital | 0 | 0 | 809.63 | 0 | 0 | 0 | 0 | 0 | 0 | 0 | 0 | 0 | 0 | 0 | 0 | 0 | 0 | 0 | 0 | 0 | 0 | 0 | 0 | 0 | 0 | 0 | 0 | 0 | 0 | 0 | 809.63 | 809.63
7 | 300 | 304 | 300 304 EMS - Chiller / Hospital | 0 | 0 | 2492.26 | 0 | 0 | 0 | 0 | 0 | 0 | 0 | 0 | 0 | 0 | 0 | 0 | 0 | 0 | 0 | 0 | 0 | 0 | 0 | 0 | 0 | 0 | 0 | 0 | 0 | 0 | 0 | 2492.26 | 2492.26
7 | 300 | 305 | 300 305 Chiller Tune Up/Diagnostics / Hospital | 0 | 0 | 1000 | 0 | 0 | 0 | 0 | 0 | 0 | 0 | 0 | 0 | 0 | 0 | 0 | 0 | 0 | 0 | 0 | 0 | 0 | 0 | 0 | 0 | 0 | 0 | 0 | 0 | 0 | 0 | 1000 | 1000
7 | 300 | 306 | 300 306 VSD for Chiller Pumps and Towers / Hospital | 0 | 0 | 1744.59 | 0 | 0 | 0 | 0 | 0 | 0 | 0 | 0 | 0 | 0 | 0 | 0 | 0 | 0 | 0 | 0 | 0 | 0 | 0 | 0 | 0 | 0 | 0 | 0 | 0 | 0 | 0 | 1744.59 | 1744.59
7 | 300 | 307 | 300 307 EMS Optimization / Hospital | 0 | 0 | 300 | 0 | 0 | 0 | 0 | 0 | 0 | 0 | 0 | 0 | 0 | 0 | 0 | 0 | 0 | 0 | 0 | 0 | 0 | 0 | 0 | 0 | 0 | 0 | 0 | 0 | 0 | 0 | 300 | 300
7 | 300 | 308 | 300 308 Aerosole Duct Sealing / Hospital | 0 | 0 | 814.97 | 0 | 0 | 0 | 0 | 0 | 0 | 0 | 0 | 0 | 0 | 0 | 0 | 0 | 0 | 0 | 0 | 0 | 0 | 0 | 0 | 0 | 0 | 0 | 0 | 0 | 0 | 0 | 814.97 | 814.97
7 | 300 | 309 | 300 309 Duct/Pipe Insulation / Hospital | 0 | 0 | 30756 | 0 | 0 | 0 | 0 | 0 | 0 | 0 | 0 | 0 | 0 | 0 | 0 | 0 | 0 | 0 | 0 | 0 | 0 | 0 | 0 | 0 | 0 | 0 | 0 | 0 | 0 | 0 | 30756 | 30756
7 | 300 | 311 | 300 311 Window Film (Standard) / Hospital | 0 | 0 | 1304.75 | 0 | 0 | 0 | 0 | 0 | 0 | 0 | 0 | 0 | 0 | 0 | 0 | 0 | 0 | 0 | 0 | 0 | 0 | 0 | 0 | 0 | 0 | 0 | 0 | 0 | 0 | 0 | 1304.75 | 1304.75
7 | 300 | 313 | 300 313 Ceiling Insulation / Hospital | 0 | 0 | 3843 | 0 | 0 | 0 | 0 | 0 | 0 | 0 | 0 | 0 | 0 | 0 | 0 | 0 | 0 | 0 | 0 | 0 | 0 | 0 | 0 | 0 | 0 | 0 | 0 | 0 | 0 | 0 | 3843 | 3843
7 | 300 | 314 | 300 314 Roof Insulation / Hospital | 0 | 0 | 1505.52 | 0 | 0 | 0 | 0 | 0 | 0 | 0 | 0 | 0 | 0 | 0 | 0 | 0 | 0 | 0 | 0 | 0 | 0 | 0 | 0 | 0 | 0 | 0 | 0 | 0 | 0 | 0 | 1505.52 | 1505.52
7 | 300 | 317 | 300 317 Thermal Energy Storage (TES) Positive / Hospital | 0 | 0 | 15630.07 | 0 | 0 | 0 | 0 | 0 | 0 | 0 | 0 | 0 | 0 | 0 | 0 | 0 | 0 | 0 | 0 | 0 | 0 | 0 | 0 | 0 | 0 | 0 | 0 | 0 | 0 | 0 | 15630.07 | 15630.07
7 | 300 | 317 | 300 317 Thermal Energy Storage (TES) Negative / Hospital | 0 | 0 | 0 | 0 | 0 | 0 | 0 | 0 | 0 | 0 | 0 | 0 | 0 | 0 | 0 | 0 | 0 | 0 | 0 | 0 | 0 | 0 | 0 | 0 | 0 | 0 | 0 | 0 | 0 | 0 | 0 | 0
7 | 320 | 321 | 320 321 DX Packaged System, EER=10.9, 10 tons / Hospital | 0 | 0 | 5482.98 | 0 | 0 | 0 | 0 | 0 | 0 | 0 | 0 | 0 | 0 | 0 | 0 | 0 | 0 | 0 | 0 | 0 | 0 | 0 | 0 | 0 | 0 | 0 | 0 | 0 | 0 | 0 | 5482.98 | 5482.98
7 | 320 | 322 | 320 322 Hybrid Dessicant-DX System (Trane CDQ) / Hospital | 0 | 0 | 20489.32 | 0 | 0 | 0 | 0 | 0 | 0 | 0 | 0 | 0 | 0 | 0 | 0 | 0 | 0 | 0 | 0 | 0 | 0 | 0 | 0 | 0 | 0 | 0 | 0 | 0 | 0 | 0 | 20489.32 | 20489.32
7 | 320 | 323 | 320 323 Geothermal Heat Pump, EER=13, 10 tons / Hospital | 0 | 0 | 49211.43 | 0 | 0 | 0 | 0 | 0 | 0 | 0 | 0 | 0 | 0 | 0 | 0 | 0 | 0 | 0 | 0 | 0 | 0 | 0 | 0 | 0 | 0 | 0 | 0 | 0 | 0 | 0 | 49211.43 | 49211.43
7 | 320 | 326 | 320 326 DX Tune Up/ Advanced Diagnostics / Hospital | 0 | 0 | 1250 | 0 | 0 | 0 | 0 | 0 | 0 | 0 | 0 | 0 | 0 | 0 | 0 | 0 | 0 | 0 | 0 | 0 | 0 | 0 | 0 | 0 | 0 | 0 | 0 | 0 | 0 | 0 | 1250 | 1250
7 | 320 | 327 | 320 327 DX Coil Cleaning / Hospital | 0 | 0 | 411.1 | 0 | 0 | 0 | 0 | 0 | 0 | 0 | 0 | 0 | 0 | 0 | 0 | 0 | 0 | 0 | 0 | 0 | 0 | 0 | 0 | 0 | 0 | 0 | 0 | 0 | 0 | 0 | 411.1 | 411.1
7 | 320 | 329 | 320 329 Aerosole Duct Sealing / Hospital | 0 | 0 | 814.97 | 0 | 0 | 0 | 0 | 0 | 0 | 0 | 0 | 0 | 0 | 0 | 0 | 0 | 0 | 0 | 0 | 0 | 0 | 0 | 0 | 0 | 0 | 0 | 0 | 0 | 0 | 0 | 814.97 | 814.97
7 | 320 | 330 | 320 330 Duct/Pipe Insulation / Hospital | 0 | 0 | 30756 | 0 | 0 | 0 | 0 | 0 | 0 | 0 | 0 | 0 | 0 | 0 | 0 | 0 | 0 | 0 | 0 | 0 | 0 | 0 | 0 | 0 | 0 | 0 | 0 | 0 | 0 | 0 | 30756 | 30756
7 | 320 | 334 | 320 334 Ceiling Insulation / Hospital | 0 | 0 | 3843 | 0 | 0 | 0 | 0 | 0 | 0 | 0 | 0 | 0 | 0 | 0 | 0 | 0 | 0 | 0 | 0 | 0 | 0 | 0 | 0 | 0 | 0 | 0 | 0 | 0 | 0 | 0 | 3843 | 3843
7 | 320 | 335 | 320 335 Roof Insulation / Hospital | 0 | 0 | 1505.52 | 0 | 0 | 0 | 0 | 0 | 0 | 0 | 0 | 0 | 0 | 0 | 0 | 0 | 0 | 0 | 0 | 0 | 0 | 0 | 0 | 0 | 0 | 0 | 0 | 0 | 0 | 0 | 1505.52 | 1505.52
7 | 340 | 344 | 340 344 Aerosole Duct Sealing / Hospital | 0 | 0 | 814.97 | 0 | 0 | 0 | 0 | 0 | 0 | 0 | 0 | 0 | 0 | 0 | 0 | 0 | 0 | 0 | 0 | 0 | 0 | 0 | 0 | 0 | 0 | 0 | 0 | 0 | 0 | 0 | 814.97 | 814.97
7 | 340 | 345 | 340 345 Duct/Pipe Insulation / Hospital | 0 | 0 | 30756 | 0 | 0 | 0 | 0 | 0 | 0 | 0 | 0 | 0 | 0 | 0 | 0 | 0 | 0 | 0 | 0 | 0 | 0 | 0 | 0 | 0 | 0 | 0 | 0 | 0 | 0 | 0 | 30756 | 30756
7 | 340 | 349 | 340 349 Ceiling Insulation / Hospital | 0 | 0 | 3843 | 0 | 0 | 0 | 0 | 0 | 0 | 0 | 0 | 0 | 0 | 0 | 0 | 0 | 0 | 0 | 0 | 0 | 0 | 0 | 0 | 0 | 0 | 0 | 0 | 0 | 0 | 0 | 3843 | 3843
7 | 340 | 351 | 340 351 Cool Roof - DX / Hospital | 0 | 0 | 13606.8 | 0 | 0 | 0 | 0 | 0 | 0 | 0 | 0 | 0 | 0 | 0 | 0 | 0 | 0 | 0 | 0 | 0 | 0 | 0 | 0 | 0 | 0 | 0 | 0 | 0 | 0 | 0 | 13606.8 | 13606.8
7 | 360 | 361 | 360 361 HE PTAC, EER=9.6, 1 ton / Hospital | 0 | 0 | 6317.06 | 0 | 0 | 0 | 0 | 0 | 0 | 0 | 0 | 0 | 0 | 0 | 0 | 0 | 0 | 0 | 0 | 0 | 0 | 0 | 0 | 0 | 0 | 0 | 0 | 0 | 0 | 0 | 6317.06 | 6317.06
7 | 400 | 402 | 400 402 Variable Speed Drive Control / Hospital | 0 | 0 | 3129.63 | 0 | 0 | 0 | 0 | 0 | 0 | 0 | 0 | 0 | 0 | 0 | 0 | 0 | 0 | 0 | 0 | 0 | 0 | 0 | 0 | 0 | 0 | 0 | 0 | 0 | 0 | 0 | 3129.63 | 3129.63
7 | 400 | 403 | 400 403 Air Handler Optimization / Hospital | 0 | 0 | 300 | 0 | 0 | 0 | 0 | 0 | 0 | 0 | 0 | 0 | 0 | 0 | 0 | 0 | 0 | 0 | 0 | 0 | 0 | 0 | 0 | 0 | 0 | 0 | 0 | 0 | 0 | 0 | 300 | 300
7 | 400 | 404 | 400 404 Electronically Commutated Motors (ECM) on an Air Handler Unit / Hospital | 0 | 0 | 1195.76 | 0 | 0 | 0 | 0 | 0 | 0 | 0 | 0 | 0 | 0 | 0 | 0 | 0 | 0 | 0 | 0 | 0 | 0 | 0 | 0 | 0 | 0 | 0 | 0 | 0 | 0 | 0 | 1195.76 | 1195.76
7 | 400 | 405 | 400 405 Demand Control Ventilation (DCV) / Hospital | 0 | 0 | 23594 | 0 | 0 | 0 | 0 | 0 | 0 | 0 | 0 | 0 | 0 | 0 | 0 | 0 | 0 | 0 | 0 | 0 | 0 | 0 | 0 | 0 | 0 | 0 | 0 | 0 | 0 | 0 | 23594 | 23594
7 | 400 | 406 | 400 406 Energy Recovery Ventilation (ERV) / Hospital | 0 | 0 | 5439.57 | 0 | 0 | 0 | 0 | 0 | 0 | 0 | 0 | 0 | 0 | 0 | 0 | 0 | 0 | 0 | 0 | 0 | 0 | 0 | 0 | 0 | 0 | 0 | 0 | 0 | 0 | 0 | 5439.57 | 5439.57
7 | 600 | 603 | 600 603 Heat Pump Water Heater (air source) / Hospital | 0 | 0 | 504.95 | 0 | 0 | 0 | 0 | 0 | 0 | 0 | 0 | 0 | 0 | 0 | 0 | 0 | 0 | 0 | 0 | 0 | 0 | 0 | 0 | 0 | 0 | 0 | 0 | 0 | 0 | 0 | 504.95 | 504.95
7 | 600 | 606 | 600 606 Demand controlled circulating systems / Hospital | 0 | 0 | 28.27 | 0 | 0 | 0 | 0 | 0 | 0 | 0 | 0 | 0 | 0 | 0 | 0 | 0 | 0 | 0 | 0 | 0 | 0 | 0 | 0 | 0 | 0 | 0 | 0 | 0 | 0 | 0 | 28.27 | 28.27
7 | 600 | 608 | 600 608 Heat Recovery Unit / Hospital | 0 | 0 | 818 | 0 | 0 | 0 | 0 | 0 | 0 | 0 | 0 | 0 | 0 | 0 | 0 | 0 | 0 | 0 | 0 | 0 | 0 | 0 | 0 | 0 | 0 | 0 | 0 | 0 | 0 | 0 | 818 | 818
7 | 600 | 609 | 600 609 Heat Trap / Hospital | 0 | 0 | 1.37 | 0 | 0 | 0 | 0 | 0 | 0 | 0 | 0 | 0 | 0 | 0 | 0 | 0 | 0 | 0 | 0 | 0 | 0 | 0 | 0 | 0 | 0 | 0 | 0 | 0 | 0 | 0 | 1.37 | 1.37
7 | 600 | 610 | 600 610 Hot Water Pipe Insulation / Hospital | 0 | 0 | 36.44 | 0 | 0 | 0 | 0 | 0 | 0 | 0 | 0 | 0 | 0 | 0 | 0 | 0 | 0 | 0 | 0 | 0 | 0 | 0 | 0 | 0 | 0 | 0 | 0 | 0 | 0 | 0 | 36.44 | 36.44
7 | 700 | 701 | 700 701 PC Manual Power Management Enabling / Hospital | 0 | 0 | 67.51 | 0 | 0 | 0 | 0 | 0 | 0 | 0 | 0 | 0 | 0 | 0 | 0 | 0 | 0 | 0 | 0 | 0 | 0 | 0 | 0 | 0 | 0 | 0 | 0 | 0 | 0 | 0 | 67.51 | 67.51
7 | 700 | 702 | 700 702 PC Network Power Management Enabling / Hospital | 0 | 0 | 33.76 | 0 | 0 | 0 | 0 | 0 | 0 | 0 | 0 | 0 | 0 | 0 | 0 | 0 | 0 | 0 | 0 | 0 | 0 | 0 | 0 | 0 | 0 | 0 | 0 | 0 | 0 | 0 | 33.76 | 33.76
7 | 710 | 711 | 710 711 Energy Star or Better Monitor / Hospital | 0 | 0 | 0 | 0 | 0 | 0 | 0 | 0 | 0 | 0 | 0 | 0 | 0 | 0 | 0 | 0 | 0 | 0 | 0 | 0 | 0 | 0 | 0 | 0 | 0 | 0 | 0 | 0 | 0 | 0 | 0 | 0
7 | 710 | 712 | 710 712 Monitor Power Management Enabling / Hospital | 0 | 0 | 64.14 | 0 | 0 | 0 | 0 | 0 | 0 | 0 | 0 | 0 | 0 | 0 | 0 | 0 | 0 | 0 | 0 | 0 | 0 | 0 | 0 | 0 | 0 | 0 | 0 | 0 | 0 | 0 | 64.14 | 64.14
7 | 720 | 722 | 720 722 Monitor Power Management Enabling / Hospital | 0 | 0 | 3.38 | 0 | 0 | 0 | 0 | 0 | 0 | 0 | 0 | 0 | 0 | 0 | 0 | 0 | 0 | 0 | 0 | 0 | 0 | 0 | 0 | 0 | 0 | 0 | 0 | 0 | 0 | 0 | 3.38 | 3.38
7 | 730 | 732 | 730 732 Copier Power Management Enabling / Hospital | 0 | 0 | 31.6 | 0 | 0 | 0 | 0 | 0 | 0 | 0 | 0 | 0 | 0 | 0 | 0 | 0 | 0 | 0 | 0 | 0 | 0 | 0 | 0 | 0 | 0 | 0 | 0 | 0 | 0 | 0 | 31.6 | 31.6
7 | 740 | 741 | 740 741 Printer Power Management Enabling / Hospital | 0 | 0 | 197.11 | 0 | 0 | 0 | 0 | 0 | 0 | 0 | 0 | 0 | 0 | 0 | 0 | 0 | 0 | 0 | 0 | 0 | 0 | 0 | 0 | 0 | 0 | 0 | 0 | 0 | 0 | 0 | 197.11 | 197.11
7 | 800 | 801 | 800 801 Convection Oven / Hospital | 0 | 0 | 339638.2 | 0 | 0 | 0 | 0 | 0 | 0 | 0 | 0 | 0 | 0 | 0 | 0 | 0 | 0 | 0 | 0 | 0 | 0 | 0 | 0 | 0 | 0 | 0 | 0 | 0 | 0 | 0 | 339638.2 | 339638.2
7 | 810 | 811 | 810 811 Efficient Fryer / Hospital | 0 | 0 | 141340.7 | 0 | 0 | 0 | 0 | 0 | 0 | 0 | 0 | 0 | 0 | 0 | 0 | 0 | 0 | 0 | 0 | 0 | 0 | 0 | 0 | 0 | 0 | 0 | 0 | 0 | 0 | 0 | 141340.7 | 141340.7
7 | 900 | 901 | 900 901 Vending Misers (cooled machines only) / Hospital | 0 | 0 | 52.38 | 0 | 0 | 0 | 0 | 0 | 0 | 0 | 0 | 0 | 0 | 0 | 0 | 0 | 0 | 0 | 0 | 0 | 0 | 0 | 0 | 0 | 0 | 0 | 0 | 0 | 0 | 0 | 52.38 | 52.38
8 | 110 | 111 | 110 111 Premium T8, Elecctronic Ballast / Other Healthcare | 0 | 0 | 21311.26 | 0 | 0 | 0 | 0 | 0 | 0 | 0 | 0 | 0 | 0 | 0 | 0 | 0 | 0 | 0 | 0 | 0 | 0 | 0 | 0 | 0 | 0 | 0 | 0 | 0 | 0 | 0 | 21311.26 | 21311.26
8 | 110 | 114 | 110 114 Continuous Dimming / Other Healthcare | 0 | 0 | 122712.1 | 0 | 0 | 0 | 0 | 0 | 0 | 0 | 0 | 0 | 0 | 0 | 0 | 0 | 0 | 0 | 0 | 0 | 0 | 0 | 0 | 0 | 0 | 0 | 0 | 0 | 0 | 0 | 122712.1 | 122712.1
8 | 110 | 115 | 110 115 Lighting Control Tuneup / Other Healthcare | 0 | 0 | 144 | 0 | 0 | 0 | 0 | 0 | 0 | 0 | 0 | 0 | 0 | 0 | 0 | 0 | 0 | 0 | 0 | 0 | 0 | 0 | 0 | 0 | 0 | 0 | 0 | 0 | 0 | 0 | 144 | 144
8 | 120 | 121 | 120 121 ROB Premium T8, 1EB / Other Healthcare | 0 | 0 | 2058.69 | 0 | 0 | 0 | 0 | 0 | 0 | 0 | 0 | 0 | 0 | 0 | 0 | 0 | 0 | 0 | 0 | 0 | 0 | 0 | 0 | 0 | 0 | 0 | 0 | 0 | 0 | 0 | 2058.69 | 2058.69
8 | 120 | 122 | 120 122 ROB Premium T8, EB, Reflector / Other Healthcare | 0 | 0 | 7058.37 | 0 | 0 | 0 | 0 | 0 | 0 | 0 | 0 | 0 | 0 | 0 | 0 | 0 | 0 | 0 | 0 | 0 | 0 | 0 | 0 | 0 | 0 | 0 | 0 | 0 | 0 | 0 | 7058.37 | 7058.37
8 | 120 | 123 | 120 123 Occupancy Sensor / Other Healthcare | 0 | 0 | 13234.45 | 0 | 0 | 0 | 0 | 0 | 0 | 0 | 0 | 0 | 0 | 0 | 0 | 0 | 0 | 0 | 0 | 0 | 0 | 0 | 0 | 0 | 0 | 0 | 0 | 0 | 0 | 0 | 13234.45 | 13234.45
8 | 120 | 124 | 120 124 Lighting Control Tuneup / Other Healthcare | 0 | 0 | 144 | 0 | 0 | 0 | 0 | 0 | 0 | 0 | 0 | 0 | 0 | 0 | 0 | 0 | 0 | 0 | 0 | 0 | 0 | 0 | 0 | 0 | 0 | 0 | 0 | 0 | 0 | 0 | 144 | 144
8 | 130 | 131 | 130 131 CFL Screw-in 18W / Other Healthcare | 0 | 0 | 13752.45 | 0 | 0 | 0 | 0 | 0 | 0 | 0 | 0 | 0 | 0 | 0 | 0 | 0 | 0 | 0 | 0 | 0 | 0 | 0 | 0 | 0 | 0 | 0 | 0 | 0 | 0 | 0 | 13752.45 | 13752.45
8 | 150 | 151 | 150 151 PSMH, 250W, magnetic ballast / Other Healthcare | 0 | 0 | 1078.69 | 0 | 0 | 0 | 0 | 0 | 0 | 0 | 0 | 0 | 0 | 0 | 0 | 0 | 0 | 0 | 0 | 0 | 0 | 0 | 0 | 0 | 0 | 0 | 0 | 0 | 0 | 0 | 1078.69 | 1078.69
8 | 150 | 152 | 150 152 PSMH, 250 W, electronic ballast / Other Healthcare | 0 | 0 | 5534.81 | 0 | 0 | 0 | 0 | 0 | 0 | 0 | 0 | 0 | 0 | 0 | 0 | 0 | 0 | 0 | 0 | 0 | 0 | 0 | 0 | 0 | 0 | 0 | 0 | 0 | 0 | 0 | 5534.81 | 5534.81
8 | 150 | 153 | 150 153 High Bay T5 / Other Healthcare | 0 | 0 | 2459.93 | 0 | 0 | 0 | 0 | 0 | 0 | 0 | 0 | 0 | 0 | 0 | 0 | 0 | 0 | 0 | 0 | 0 | 0 | 0 | 0 | 0 | 0 | 0 | 0 | 0 | 0 | 0 | 2459.93 | 2459.93
8 | 160 | 161 | 160 161 LED Exit Sign / Other Healthcare | 0 | 0 | 176.41 | 0 | 0 | 0 | 0 | 0 | 0 | 0 | 0 | 0 | 0 | 0 | 0 | 0 | 0 | 0 | 0 | 0 | 0 | 0 | 0 | 0 | 0 | 0 | 0 | 0 | 0 | 0 | 176.41 | 176.41
8 | 200 | 201 | 200 201 High Pressure Sodium 250W Lamp / Other Healthcare | 0 | 0 | 564.56 | 0 | 0 | 0 | 0 | 0 | 0 | 0 | 0 | 0 | 0 | 0 | 0 | 0 | 0 | 0 | 0 | 0 | 0 | 0 | 0 | 0 | 0 | 0 | 0 | 0 | 0 | 0 | 564.56 | 564.56
8 | 200 | 202 | 200 202 Outdoor Lighting Controls (Photocell/Timeclock) / Other Healthcare | 0 | 0 | 102.3 | 0 | 0 | 0 | 0 | 0 | 0 | 0 | 0 | 0 | 0 | 0 | 0 | 0 | 0 | 0 | 0 | 0 | 0 | 0 | 0 | 0 | 0 | 0 | 0 | 0 | 0 | 0 | 102.3 | 102.3
8 | 210 | 211 | 210 211 Outdoor Lighting Controls (Photocell/Timeclock) / Other Healthcare | 0 | 0 | 263.49 | 0 | 0 | 0 | 0 | 0 | 0 | 0 | 0 | 0 | 0 | 0 | 0 | 0 | 0 | 0 | 0 | 0 | 0 | 0 | 0 | 0 | 0 | 0 | 0 | 0 | 0 | 0 | 263.49 | 263.49
8 | 300 | 301 | 300 301 Centrifugal Chiller, 0.51 kW/ton, 500 tons / Other Healthcare | 0 | 0 | 2146.66 | 0 | 0 | 0 | 0 | 0 | 0 | 0 | 0 | 0 | 0 | 0 | 0 | 0 | 0 | 0 | 0 | 0 | 0 | 0 | 0 | 0 | 0 | 0 | 0 | 0 | 0 | 0 | 2146.66 | 2146.66
8 | 300 | 302 | 300 302 High Efficiency Chiller Motors / Other Healthcare | 0 | 0 | 760.75 | 0 | 0 | 0 | 0 | 0 | 0 | 0 | 0 | 0 | 0 | 0 | 0 | 0 | 0 | 0 | 0 | 0 | 0 | 0 | 0 | 0 | 0 | 0 | 0 | 0 | 0 | 0 | 760.75 | 760.75
8 | 300 | 304 | 300 304 EMS - Chiller / Other Healthcare | 0 | 0 | 2341.81 | 0 | 0 | 0 | 0 | 0 | 0 | 0 | 0 | 0 | 0 | 0 | 0 | 0 | 0 | 0 | 0 | 0 | 0 | 0 | 0 | 0 | 0 | 0 | 0 | 0 | 0 | 0 | 2341.81 | 2341.81
8 | 300 | 305 | 300 305 Chiller Tune Up/Diagnostics / Other Healthcare | 0 | 0 | 1000 | 0 | 0 | 0 | 0 | 0 | 0 | 0 | 0 | 0 | 0 | 0 | 0 | 0 | 0 | 0 | 0 | 0 | 0 | 0 | 0 | 0 | 0 | 0 | 0 | 0 | 0 | 0 | 1000 | 1000
8 | 300 | 306 | 300 306 VSD for Chiller Pumps and Towers / Other Healthcare | 0 | 0 | 1639.26 | 0 | 0 | 0 | 0 | 0 | 0 | 0 | 0 | 0 | 0 | 0 | 0 | 0 | 0 | 0 | 0 | 0 | 0 | 0 | 0 | 0 | 0 | 0 | 0 | 0 | 0 | 0 | 1639.26 | 1639.26
8 | 300 | 307 | 300 307 EMS Optimization / Other Healthcare | 0 | 0 | 300 | 0 | 0 | 0 | 0 | 0 | 0 | 0 | 0 | 0 | 0 | 0 | 0 | 0 | 0 | 0 | 0 | 0 | 0 | 0 | 0 | 0 | 0 | 0 | 0 | 0 | 0 | 0 | 300 | 300
8 | 300 | 308 | 300 308 Aerosole Duct Sealing / Other Healthcare | 0 | 0 | 765.77 | 0 | 0 | 0 | 0 | 0 | 0 | 0 | 0 | 0 | 0 | 0 | 0 | 0 | 0 | 0 | 0 | 0 | 0 | 0 | 0 | 0 | 0 | 0 | 0 | 0 | 0 | 0 | 765.77 | 765.77
8 | 300 | 309 | 300 309 Duct/Pipe Insulation / Other Healthcare | 0 | 0 | 30756 | 0 | 0 | 0 | 0 | 0 | 0 | 0 | 0 | 0 | 0 | 0 | 0 | 0 | 0 | 0 | 0 | 0 | 0 | 0 | 0 | 0 | 0 | 0 | 0 | 0 | 0 | 0 | 30756 | 30756
8 | 300 | 311 | 300 311 Window Film (Standard) / Other Healthcare | 0 | 0 | 1304.75 | 0 | 0 | 0 | 0 | 0 | 0 | 0 | 0 | 0 | 0 | 0 | 0 | 0 | 0 | 0 | 0 | 0 | 0 | 0 | 0 | 0 | 0 | 0 | 0 | 0 | 0 | 0 | 1304.75 | 1304.75
8 | 300 | 313 | 300 313 Ceiling Insulation / Other Healthcare | 0 | 0 | 3843 | 0 | 0 | 0 | 0 | 0 | 0 | 0 | 0 | 0 | 0 | 0 | 0 | 0 | 0 | 0 | 0 | 0 | 0 | 0 | 0 | 0 | 0 | 0 | 0 | 0 | 0 | 0 | 3843 | 3843
8 | 300 | 314 | 300 314 Roof Insulation / Other Healthcare | 0 | 0 | 1505.52 | 0 | 0 | 0 | 0 | 0 | 0 | 0 | 0 | 0 | 0 | 0 | 0 | 0 | 0 | 0 | 0 | 0 | 0 | 0 | 0 | 0 | 0 | 0 | 0 | 0 | 0 | 0 | 1505.52 | 1505.52
8 | 300 | 317 | 300 317 Thermal Energy Storage (TES) Positive / Other Healthcare | 0 | 0 | 14686.48 | 0 | 0 | 0 | 0 | 0 | 0 | 0 | 0 | 0 | 0 | 0 | 0 | 0 | 0 | 0 | 0 | 0 | 0 | 0 | 0 | 0 | 0 | 0 | 0 | 0 | 0 | 0 | 14686.48 | 14686.48
8 | 300 | 317 | 300 317 Thermal Energy Storage (TES) Negative / Other Healthcare | 0 | 0 | 0 | 0 | 0 | 0 | 0 | 0 | 0 | 0 | 0 | 0 | 0 | 0 | 0 | 0 | 0 | 0 | 0 | 0 | 0 | 0 | 0 | 0 | 0 | 0 | 0 | 0 | 0 | 0 | 0 | 0
8 | 320 | 321 | 320 321 DX Packaged System, EER=10.9, 10 tons / Other Healthcare | 0 | 0 | 5151.97 | 0 | 0 | 0 | 0 | 0 | 0 | 0 | 0 | 0 | 0 | 0 | 0 | 0 | 0 | 0 | 0 | 0 | 0 | 0 | 0 | 0 | 0 | 0 | 0 | 0 | 0 | 0 | 5151.97 | 5151.97
8 | 320 | 322 | 320 322 Hybrid Dessicant-DX System (Trane CDQ) / Other Healthcare | 0 | 0 | 19252.38 | 0 | 0 | 0 | 0 | 0 | 0 | 0 | 0 | 0 | 0 | 0 | 0 | 0 | 0 | 0 | 0 | 0 | 0 | 0 | 0 | 0 | 0 | 0 | 0 | 0 | 0 | 0 | 19252.38 | 19252.38
8 | 320 | 323 | 320 323 Geothermal Heat Pump, EER=13, 10 tons / Other Healthcare | 0 | 0 | 46240.52 | 0 | 0 | 0 | 0 | 0 | 0 | 0 | 0 | 0 | 0 | 0 | 0 | 0 | 0 | 0 | 0 | 0 | 0 | 0 | 0 | 0 | 0 | 0 | 0 | 0 | 0 | 0 | 46240.52 | 46240.52
8 | 320 | 326 | 320 326 DX Tune Up/ Advanced Diagnostics / Other Healthcare | 0 | 0 | 1250 | 0 | 0 | 0 | 0 | 0 | 0 | 0 | 0 | 0 | 0 | 0 | 0 | 0 | 0 | 0 | 0 | 0 | 0 | 0 | 0 | 0 | 0 | 0 | 0 | 0 | 0 | 0 | 1250 | 1250
8 | 320 | 327 | 320 327 DX Coil Cleaning / Other Healthcare | 0 | 0 | 386.28 | 0 | 0 | 0 | 0 | 0 | 0 | 0 | 0 | 0 | 0 | 0 | 0 | 0 | 0 | 0 | 0 | 0 | 0 | 0 | 0 | 0 | 0 | 0 | 0 | 0 | 0 | 0 | 386.28 | 386.28
8 | 320 | 329 | 320 329 Aerosole Duct Sealing / Other Healthcare | 0 | 0 | 765.77 | 0 | 0 | 0 | 0 | 0 | 0 | 0 | 0 | 0 | 0 | 0 | 0 | 0 | 0 | 0 | 0 | 0 | 0 | 0 | 0 | 0 | 0 | 0 | 0 | 0 | 0 | 0 | 765.77 | 765.77
8 | 320 | 330 | 320 330 Duct/Pipe Insulation / Other Healthcare | 0 | 0 | 30756 | 0 | 0 | 0 | 0 | 0 | 0 | 0 | 0 | 0 | 0 | 0 | 0 | 0 | 0 | 0 | 0 | 0 | 0 | 0 | 0 | 0 | 0 | 0 | 0 | 0 | 0 | 0 | 30756 | 30756
8 | 320 | 334 | 320 334 Ceiling Insulation / Other Healthcare | 0 | 0 | 3843 | 0 | 0 | 0 | 0 | 0 | 0 | 0 | 0 | 0 | 0 | 0 | 0 | 0 | 0 | 0 | 0 | 0 | 0 | 0 | 0 | 0 | 0 | 0 | 0 | 0 | 0 | 0 | 3843 | 3843
8 | 320 | 335 | 320 335 Roof Insulation / Other Healthcare | 0 | 0 | 1505.52 | 0 | 0 | 0 | 0 | 0 | 0 | 0 | 0 | 0 | 0 | 0 | 0 | 0 | 0 | 0 | 0 | 0 | 0 | 0 | 0 | 0 | 0 | 0 | 0 | 0 | 0 | 0 | 1505.52 | 1505.52
8 | 340 | 344 | 340 344 Aerosole Duct Sealing / Other Healthcare | 0 | 0 | 765.77 | 0 | 0 | 0 | 0 | 0 | 0 | 0 | 0 | 0 | 0 | 0 | 0 | 0 | 0 | 0 | 0 | 0 | 0 | 0 | 0 | 0 | 0 | 0 | 0 | 0 | 0 | 0 | 765.77 | 765.77
8 | 340 | 345 | 340 345 Duct/Pipe Insulation / Other Healthcare | 0 | 0 | 30756 | 0 | 0 | 0 | 0 | 0 | 0 | 0 | 0 | 0 | 0 | 0 | 0 | 0 | 0 | 0 | 0 | 0 | 0 | 0 | 0 | 0 | 0 | 0 | 0 | 0 | 0 | 0 | 30756 | 30756
8 | 340 | 349 | 340 349 Ceiling Insulation / Other Healthcare | 0 | 0 | 3843 | 0 | 0 | 0 | 0 | 0 | 0 | 0 | 0 | 0 | 0 | 0 | 0 | 0 | 0 | 0 | 0 | 0 | 0 | 0 | 0 | 0 | 0 | 0 | 0 | 0 | 0 | 0 | 3843 | 3843
8 | 340 | 351 | 340 351 Cool Roof - DX / Other Healthcare | 0 | 0 | 13606.8 | 0 | 0 | 0 | 0 | 0 | 0 | 0 | 0 | 0 | 0 | 0 | 0 | 0 | 0 | 0 | 0 | 0 | 0 | 0 | 0 | 0 | 0 | 0 | 0 | 0 | 0 | 0 | 13606.8 | 13606.8
8 | 360 | 361 | 360 361 HE PTAC, EER=9.6, 1 ton / Other Healthcare | 0 | 0 | 5935.7 | 0 | 0 | 0 | 0 | 0 | 0 | 0 | 0 | 0 | 0 | 0 | 0 | 0 | 0 | 0 | 0 | 0 | 0 | 0 | 0 | 0 | 0 | 0 | 0 | 0 | 0 | 0 | 5935.7 | 5935.7
8 | 400 | 402 | 400 402 Variable Speed Drive Control / Other Healthcare | 0 | 0 | 3252.23 | 0 | 0 | 0 | 0 | 0 | 0 | 0 | 0 | 0 | 0 | 0 | 0 | 0 | 0 | 0 | 0 | 0 | 0 | 0 | 0 | 0 | 0 | 0 | 0 | 0 | 0 | 0 | 3252.23 | 3252.23
8 | 400 | 403 | 400 403 Air Handler Optimization / Other Healthcare | 0 | 0 | 300 | 0 | 0 | 0 | 0 | 0 | 0 | 0 | 0 | 0 | 0 | 0 | 0 | 0 | 0 | 0 | 0 | 0 | 0 | 0 | 0 | 0 | 0 | 0 | 0 | 0 | 0 | 0 | 300 | 300
8 | 400 | 404 | 400 404 Electronically Commutated Motors (ECM) on an Air Handler Unit / Other Healthcare | 0 | 0 | 1123.57 | 0 | 0 | 0 | 0 | 0 | 0 | 0 | 0 | 0 | 0 | 0 | 0 | 0 | 0 | 0 | 0 | 0 | 0 | 0 | 0 | 0 | 0 | 0 | 0 | 0 | 0 | 0 | 1123.57 | 1123.57
8 | 400 | 405 | 400 405 Demand Control Ventilation (DCV) / Other Healthcare | 0 | 0 | 23594 | 0 | 0 | 0 | 0 | 0 | 0 | 0 | 0 | 0 | 0 | 0 | 0 | 0 | 0 | 0 | 0 | 0 | 0 | 0 | 0 | 0 | 0 | 0 | 0 | 0 | 0 | 0 | 23594 | 23594
8 | 400 | 406 | 400 406 Energy Recovery Ventilation (ERV) / Other Healthcare | 0 | 0 | 5111.18 | 0 | 0 | 0 | 0 | 0 | 0 | 0 | 0 | 0 | 0 | 0 | 0 | 0 | 0 | 0 | 0 | 0 | 0 | 0 | 0 | 0 | 0 | 0 | 0 | 0 | 0 | 0 | 5111.18 | 5111.18
8 | 600 | 603 | 600 603 Heat Pump Water Heater (air source) / Other Healthcare | 0 | 0 | 4131.21 | 0 | 0 | 0 | 0 | 0 | 0 | 0 | 0 | 0 | 0 | 0 | 0 | 0 | 0 | 0 | 0 | 0 | 0 | 0 | 0 | 0 | 0 | 0 | 0 | 0 | 0 | 0 | 4131.21 | 4131.21
8 | 600 | 606 | 600 606 Demand controlled circulating systems / Other Healthcare | 0 | 0 | 231.28 | 0 | 0 | 0 | 0 | 0 | 0 | 0 | 0 | 0 | 0 | 0 | 0 | 0 | 0 | 0 | 0 | 0 | 0 | 0 | 0 | 0 | 0 | 0 | 0 | 0 | 0 | 0 | 231.28 | 231.28
8 | 600 | 608 | 600 608 Heat Recovery Unit / Other Healthcare | 0 | 0 | 818 | 0 | 0 | 0 | 0 | 0 | 0 | 0 | 0 | 0 | 0 | 0 | 0 | 0 | 0 | 0 | 0 | 0 | 0 | 0 | 0 | 0 | 0 | 0 | 0 | 0 | 0 | 0 | 818 | 818
8 | 600 | 609 | 600 609 Heat Trap / Other Healthcare | 0 | 0 | 11.18 | 0 | 0 | 0 | 0 | 0 | 0 | 0 | 0 | 0 | 0 | 0 | 0 | 0 | 0 | 0 | 0 | 0 | 0 | 0 | 0 | 0 | 0 | 0 | 0 | 0 | 0 | 0 | 11.18 | 11.18
8 | 600 | 610 | 600 610 Hot Water Pipe Insulation / Other Healthcare | 0 | 0 | 298.09 | 0 | 0 | 0 | 0 | 0 | 0 | 0 | 0 | 0 | 0 | 0 | 0 | 0 | 0 | 0 | 0 | 0 | 0 | 0 | 0 | 0 | 0 | 0 | 0 | 0 | 0 | 0 | 298.09 | 298.09
8 | 700 | 701 | 700 701 PC Manual Power Management Enabling / Other Healthcare | 0 | 0 | 14.44 | 0 | 0 | 0 | 0 | 0 | 0 | 0 | 0 | 0 | 0 | 0 | 0 | 0 | 0 | 0 | 0 | 0 | 0 | 0 | 0 | 0 | 0 | 0 | 0 | 0 | 0 | 0 | 14.44 | 14.44
8 | 700 | 702 | 700 702 PC Network Power Management Enabling / Other Healthcare | 0 | 0 | 7.22 | 0 | 0 | 0 | 0 | 0 | 0 | 0 | 0 | 0 | 0 | 0 | 0 | 0 | 0 | 0 | 0 | 0 | 0 | 0 | 0 | 0 | 0 | 0 | 0 | 0 | 0 | 0 | 7.22 | 7.22
8 | 710 | 711 | 710 711 Energy Star or Better Monitor / Other Healthcare | 0 | 0 | 0 | 0 | 0 | 0 | 0 | 0 | 0 | 0 | 0 | 0 | 0 | 0 | 0 | 0 | 0 | 0 | 0 | 0 | 0 | 0 | 0 | 0 | 0 | 0 | 0 | 0 | 0 | 0 | 0 | 0
8 | 710 | 712 | 710 712 Monitor Power Management Enabling / Other Healthcare | 0 | 0 | 13.71 | 0 | 0 | 0 | 0 | 0 | 0 | 0 | 0 | 0 | 0 | 0 | 0 | 0 | 0 | 0 | 0 | 0 | 0 | 0 | 0 | 0 | 0 | 0 | 0 | 0 | 0 | 0 | 13.71 | 13.71
8 | 720 | 722 | 720 722 Monitor Power Management Enabling / Other Healthcare | 0 | 0 | 0.72 | 0 | 0 | 0 | 0 | 0 | 0 | 0 | 0 | 0 | 0 | 0 | 0 | 0 | 0 | 0 | 0 | 0 | 0 | 0 | 0 | 0 | 0 | 0 | 0 | 0 | 0 | 0 | 0.72 | 0.72
8 | 730 | 732 | 730 732 Copier Power Management Enabling / Other Healthcare | 0 | 0 | 20.71 | 0 | 0 | 0 | 0 | 0 | 0 | 0 | 0 | 0 | 0 | 0 | 0 | 0 | 0 | 0 | 0 | 0 | 0 | 0 | 0 | 0 | 0 | 0 | 0 | 0 | 0 | 0 | 20.71 | 20.71
8 | 740 | 741 | 740 741 Printer Power Management Enabling / Other Healthcare | 0 | 0 | 60.72 | 0 | 0 | 0 | 0 | 0 | 0 | 0 | 0 | 0 | 0 | 0 | 0 | 0 | 0 | 0 | 0 | 0 | 0 | 0 | 0 | 0 | 0 | 0 | 0 | 0 | 0 | 0 | 60.72 | 60.72
8 | 800 | 801 | 800 801 Convection Oven / Other Healthcare | 0 | 0 | 253207.2 | 0 | 0 | 0 | 0 | 0 | 0 | 0 | 0 | 0 | 0 | 0 | 0 | 0 | 0 | 0 | 0 | 0 | 0 | 0 | 0 | 0 | 0 | 0 | 0 | 0 | 0 | 0 | 253207.2 | 253207.2
8 | 810 | 811 | 810 811 Efficient Fryer / Other Healthcare | 0 | 0 | 10804.98 | 0 | 0 | 0 | 0 | 0 | 0 | 0 | 0 | 0 | 0 | 0 | 0 | 0 | 0 | 0 | 0 | 0 | 0 | 0 | 0 | 0 | 0 | 0 | 0 | 0 | 0 | 0 | 10804.98 | 10804.98
8 | 900 | 901 | 900 901 Vending Misers (cooled machines only) / Other Healthcare | 0 | 0 | 52.38 | 0 | 0 | 0 | 0 | 0 | 0 | 0 | 0 | 0 | 0 | 0 | 0 | 0 | 0 | 0 | 0 | 0 | 0 | 0 | 0 | 0 | 0 | 0 | 0 | 0 | 0 | 0 | 52.38 | 52.38
9 | 110 | 111 | 110 111 Premium T8, Elecctronic Ballast / Warehouse | 0 | 0 | 2558.54 | 0 | 0 | 0 | 0 | 0 | 0 | 0 | 0 | 0 | 0 | 0 | 0 | 0 | 0 | 0 | 0 | 0 | 0 | 0 | 0 | 0 | 0 | 0 | 0 | 0 | 0 | 0 | 2558.54 | 2558.54
9 | 110 | 114 | 110 114 Continuous Dimming / Warehouse | 0 | 0 | 14732.27 | 0 | 0 | 0 | 0 | 0 | 0 | 0 | 0 | 0 | 0 | 0 | 0 | 0 | 0 | 0 | 0 | 0 | 0 | 0 | 0 | 0 | 0 | 0 | 0 | 0 | 0 | 0 | 14732.27 | 14732.27
9 | 110 | 115 | 110 115 Lighting Control Tuneup / Warehouse | 0 | 0 | 144 | 0 | 0 | 0 | 0 | 0 | 0 | 0 | 0 | 0 | 0 | 0 | 0 | 0 | 0 | 0 | 0 | 0 | 0 | 0 | 0 | 0 | 0 | 0 | 0 | 0 | 0 | 0 | 144 | 144
9 | 120 | 121 | 120 121 ROB Premium T8, 1EB / Warehouse | 0 | 0 | 247.16 | 0 | 0 | 0 | 0 | 0 | 0 | 0 | 0 | 0 | 0 | 0 | 0 | 0 | 0 | 0 | 0 | 0 | 0 | 0 | 0 | 0 | 0 | 0 | 0 | 0 | 0 | 0 | 247.16 | 247.16
9 | 120 | 122 | 120 122 ROB Premium T8, EB, Reflector / Warehouse | 0 | 0 | 847.4 | 0 | 0 | 0 | 0 | 0 | 0 | 0 | 0 | 0 | 0 | 0 | 0 | 0 | 0 | 0 | 0 | 0 | 0 | 0 | 0 | 0 | 0 | 0 | 0 | 0 | 0 | 0 | 847.4 | 847.4
9 | 120 | 123 | 120 123 Occupancy Sensor / Warehouse | 0 | 0 | 1588.87 | 0 | 0 | 0 | 0 | 0 | 0 | 0 | 0 | 0 | 0 | 0 | 0 | 0 | 0 | 0 | 0 | 0 | 0 | 0 | 0 | 0 | 0 | 0 | 0 | 0 | 0 | 0 | 1588.87 | 1588.87
9 | 120 | 124 | 120 124 Lighting Control Tuneup / Warehouse | 0 | 0 | 144 | 0 | 0 | 0 | 0 | 0 | 0 | 0 | 0 | 0 | 0 | 0 | 0 | 0 | 0 | 0 | 0 | 0 | 0 | 0 | 0 | 0 | 0 | 0 | 0 | 0 | 0 | 0 | 144 | 144
9 | 130 | 131 | 130 131 CFL Screw-in 18W / Warehouse | 0 | 0 | 1651.06 | 0 | 0 | 0 | 0 | 0 | 0 | 0 | 0 | 0 | 0 | 0 | 0 | 0 | 0 | 0 | 0 | 0 | 0 | 0 | 0 | 0 | 0 | 0 | 0 | 0 | 0 | 0 | 1651.06 | 1651.06
9 | 150 | 151 | 150 151 PSMH, 250W, magnetic ballast / Warehouse | 0 | 0 | 269.08 | 0 | 0 | 0 | 0 | 0 | 0 | 0 | 0 | 0 | 0 | 0 | 0 | 0 | 0 | 0 | 0 | 0 | 0 | 0 | 0 | 0 | 0 | 0 | 0 | 0 | 0 | 0 | 269.08 | 269.08
9 | 150 | 152 | 150 152 PSMH, 250 W, electronic ballast / Warehouse | 0 | 0 | 1380.66 | 0 | 0 | 0 | 0 | 0 | 0 | 0 | 0 | 0 | 0 | 0 | 0 | 0 | 0 | 0 | 0 | 0 | 0 | 0 | 0 | 0 | 0 | 0 | 0 | 0 | 0 | 0 | 1380.66 | 1380.66
9 | 150 | 153 | 150 153 High Bay T5 / Warehouse | 0 | 0 | 613.63 | 0 | 0 | 0 | 0 | 0 | 0 | 0 | 0 | 0 | 0 | 0 | 0 | 0 | 0 | 0 | 0 | 0 | 0 | 0 | 0 | 0 | 0 | 0 | 0 | 0 | 0 | 0 | 613.63 | 613.63
9 | 160 | 161 | 160 161 LED Exit Sign / Warehouse | 0 | 0 | 35.68 | 0 | 0 | 0 | 0 | 0 | 0 | 0 | 0 | 0 | 0 | 0 | 0 | 0 | 0 | 0 | 0 | 0 | 0 | 0 | 0 | 0 | 0 | 0 | 0 | 0 | 0 | 0 | 35.68 | 35.68
9 | 200 | 201 | 200 201 High Pressure Sodium 250W Lamp / Warehouse | 0 | 0 | 261.76 | 0 | 0 | 0 | 0 | 0 | 0 | 0 | 0 | 0 | 0 | 0 | 0 | 0 | 0 | 0 | 0 | 0 | 0 | 0 | 0 | 0 | 0 | 0 | 0 | 0 | 0 | 0 | 261.76 | 261.76
9 | 200 | 202 | 200 202 Outdoor Lighting Controls (Photocell/Timeclock) / Warehouse | 0 | 0 | 47.43 | 0 | 0 | 0 | 0 | 0 | 0 | 0 | 0 | 0 | 0 | 0 | 0 | 0 | 0 | 0 | 0 | 0 | 0 | 0 | 0 | 0 | 0 | 0 | 0 | 0 | 0 | 0 | 47.43 | 47.43
9 | 210 | 211 | 210 211 Outdoor Lighting Controls (Photocell/Timeclock) / Warehouse | 0 | 0 | 154.88 | 0 | 0 | 0 | 0 | 0 | 0 | 0 | 0 | 0 | 0 | 0 | 0 | 0 | 0 | 0 | 0 | 0 | 0 | 0 | 0 | 0 | 0 | 0 | 0 | 0 | 0 | 0 | 154.88 | 154.88
9 | 300 | 301 | 300 301 Centrifugal Chiller, 0.51 kW/ton, 500 tons / Warehouse | 0 | 0 | 199.83 | 0 | 0 | 0 | 0 | 0 | 0 | 0 | 0 | 0 | 0 | 0 | 0 | 0 | 0 | 0 | 0 | 0 | 0 | 0 | 0 | 0 | 0 | 0 | 0 | 0 | 0 | 0 | 199.83 | 199.83
9 | 300 | 302 | 300 302 High Efficiency Chiller Motors / Warehouse | 0 | 0 | 70.82 | 0 | 0 | 0 | 0 | 0 | 0 | 0 | 0 | 0 | 0 | 0 | 0 | 0 | 0 | 0 | 0 | 0 | 0 | 0 | 0 | 0 | 0 | 0 | 0 | 0 | 0 | 0 | 70.82 | 70.82
9 | 300 | 304 | 300 304 EMS - Chiller / Warehouse | 0 | 0 | 218 | 0 | 0 | 0 | 0 | 0 | 0 | 0 | 0 | 0 | 0 | 0 | 0 | 0 | 0 | 0 | 0 | 0 | 0 | 0 | 0 | 0 | 0 | 0 | 0 | 0 | 0 | 0 | 218 | 218
9 | 300 | 305 | 300 305 Chiller Tune Up/Diagnostics / Warehouse | 0 | 0 | 1000 | 0 | 0 | 0 | 0 | 0 | 0 | 0 | 0 | 0 | 0 | 0 | 0 | 0 | 0 | 0 | 0 | 0 | 0 | 0 | 0 | 0 | 0 | 0 | 0 | 0 | 0 | 0 | 1000 | 1000
9 | 300 | 306 | 300 306 VSD for Chiller Pumps and Towers / Warehouse | 0 | 0 | 152.6 | 0 | 0 | 0 | 0 | 0 | 0 | 0 | 0 | 0 | 0 | 0 | 0 | 0 | 0 | 0 | 0 | 0 | 0 | 0 | 0 | 0 | 0 | 0 | 0 | 0 | 0 | 0 | 152.6 | 152.6
9 | 300 | 307 | 300 307 EMS Optimization / Warehouse | 0 | 0 | 300 | 0 | 0 | 0 | 0 | 0 | 0 | 0 | 0 | 0 | 0 | 0 | 0 | 0 | 0 | 0 | 0 | 0 | 0 | 0 | 0 | 0 | 0 | 0 | 0 | 0 | 0 | 0 | 300 | 300
9 | 300 | 308 | 300 308 Aerosole Duct Sealing / Warehouse | 0 | 0 | 71.29 | 0 | 0 | 0 | 0 | 0 | 0 | 0 | 0 | 0 | 0 | 0 | 0 | 0 | 0 | 0 | 0 | 0 | 0 | 0 | 0 | 0 | 0 | 0 | 0 | 0 | 0 | 0 | 71.29 | 71.29
9 | 300 | 309 | 300 309 Duct/Pipe Insulation / Warehouse | 0 | 0 | 30756 | 0 | 0 | 0 | 0 | 0 | 0 | 0 | 0 | 0 | 0 | 0 | 0 | 0 | 0 | 0 | 0 | 0 | 0 | 0 | 0 | 0 | 0 | 0 | 0 | 0 | 0 | 0 | 30756 | 30756
9 | 300 | 311 | 300 311 Window Film (Standard) / Warehouse | 0 | 0 | 1304.75 | 0 | 0 | 0 | 0 | 0 | 0 | 0 | 0 | 0 | 0 | 0 | 0 | 0 | 0 | 0 | 0 | 0 | 0 | 0 | 0 | 0 | 0 | 0 | 0 | 0 | 0 | 0 | 1304.75 | 1304.75
9 | 300 | 313 | 300 313 Ceiling Insulation / Warehouse | 0 | 0 | 3843 | 0 | 0 | 0 | 0 | 0 | 0 | 0 | 0 | 0 | 0 | 0 | 0 | 0 | 0 | 0 | 0 | 0 | 0 | 0 | 0 | 0 | 0 | 0 | 0 | 0 | 0 | 0 | 3843 | 3843
9 | 300 | 314 | 300 314 Roof Insulation / Warehouse | 0 | 0 | 1505.52 | 0 | 0 | 0 | 0 | 0 | 0 | 0 | 0 | 0 | 0 | 0 | 0 | 0 | 0 | 0 | 0 | 0 | 0 | 0 | 0 | 0 | 0 | 0 | 0 | 0 | 0 | 0 | 1505.52 | 1505.52
9 | 300 | 317 | 300 317 Thermal Energy Storage (TES) Positive / Warehouse | 0 | 0 | 1367.16 | 0 | 0 | 0 | 0 | 0 | 0 | 0 | 0 | 0 | 0 | 0 | 0 | 0 | 0 | 0 | 0 | 0 | 0 | 0 | 0 | 0 | 0 | 0 | 0 | 0 | 0 | 0 | 1367.16 | 1367.16
9 | 300 | 317 | 300 317 Thermal Energy Storage (TES) Negative / Warehouse | 0 | 0 | 0 | 0 | 0 | 0 | 0 | 0 | 0 | 0 | 0 | 0 | 0 | 0 | 0 | 0 | 0 | 0 | 0 | 0 | 0 | 0 | 0 | 0 | 0 | 0 | 0 | 0 | 0 | 0 | 0 | 0
9 | 320 | 321 | 320 321 DX Packaged System, EER=10.9, 10 tons / Warehouse | 0 | 0 | 479.59 | 0 | 0 | 0 | 0 | 0 | 0 | 0 | 0 | 0 | 0 | 0 | 0 | 0 | 0 | 0 | 0 | 0 | 0 | 0 | 0 | 0 | 0 | 0 | 0 | 0 | 0 | 0 | 479.59 | 479.59
9 | 320 | 322 | 320 322 Hybrid Dessicant-DX System (Trane CDQ) / Warehouse | 0 | 0 | 1792.2 | 0 | 0 | 0 | 0 | 0 | 0 | 0 | 0 | 0 | 0 | 0 | 0 | 0 | 0 | 0 | 0 | 0 | 0 | 0 | 0 | 0 | 0 | 0 | 0 | 0 | 0 | 0 | 1792.2 | 1792.2
9 | 320 | 323 | 320 323 Geothermal Heat Pump, EER=13, 10 tons / Warehouse | 0 | 0 | 4304.51 | 0 | 0 | 0 | 0 | 0 | 0 | 0 | 0 | 0 | 0 | 0 | 0 | 0 | 0 | 0 | 0 | 0 | 0 | 0 | 0 | 0 | 0 | 0 | 0 | 0 | 0 | 0 | 4304.51 | 4304.51
9 | 320 | 326 | 320 326 DX Tune Up/ Advanced Diagnostics / Warehouse | 0 | 0 | 1250 | 0 | 0 | 0 | 0 | 0 | 0 | 0 | 0 | 0 | 0 | 0 | 0 | 0 | 0 | 0 | 0 | 0 | 0 | 0 | 0 | 0 | 0 | 0 | 0 | 0 | 0 | 0 | 1250 | 1250
9 | 320 | 327 | 320 327 DX Coil Cleaning / Warehouse | 0 | 0 | 35.96 | 0 | 0 | 0 | 0 | 0 | 0 | 0 | 0 | 0 | 0 | 0 | 0 | 0 | 0 | 0 | 0 | 0 | 0 | 0 | 0 | 0 | 0 | 0 | 0 | 0 | 0 | 0 | 35.96 | 35.96
9 | 320 | 329 | 320 329 Aerosole Duct Sealing / Warehouse | 0 | 0 | 71.29 | 0 | 0 | 0 | 0 | 0 | 0 | 0 | 0 | 0 | 0 | 0 | 0 | 0 | 0 | 0 | 0 | 0 | 0 | 0 | 0 | 0 | 0 | 0 | 0 | 0 | 0 | 0 | 71.29 | 71.29
9 | 320 | 330 | 320 330 Duct/Pipe Insulation / Warehouse | 0 | 0 | 30756 | 0 | 0 | 0 | 0 | 0 | 0 | 0 | 0 | 0 | 0 | 0 | 0 | 0 | 0 | 0 | 0 | 0 | 0 | 0 | 0 | 0 | 0 | 0 | 0 | 0 | 0 | 0 | 30756 | 30756
9 | 320 | 334 | 320 334 Ceiling Insulation / Warehouse | 0 | 0 | 3843 | 0 | 0 | 0 | 0 | 0 | 0 | 0 | 0 | 0 | 0 | 0 | 0 | 0 | 0 | 0 | 0 | 0 | 0 | 0 | 0 | 0 | 0 | 0 | 0 | 0 | 0 | 0 | 3843 | 3843
9 | 320 | 335 | 320 335 Roof Insulation / Warehouse | 0 | 0 | 1505.52 | 0 | 0 | 0 | 0 | 0 | 0 | 0 | 0 | 0 | 0 | 0 | 0 | 0 | 0 | 0 | 0 | 0 | 0 | 0 | 0 | 0 | 0 | 0 | 0 | 0 | 0 | 0 | 1505.52 | 1505.52
9 | 340 | 344 | 340 344 Aerosole Duct Sealing / Warehouse | 0 | 0 | 71.29 | 0 | 0 | 0 | 0 | 0 | 0 | 0 | 0 | 0 | 0 | 0 | 0 | 0 | 0 | 0 | 0 | 0 | 0 | 0 | 0 | 0 | 0 | 0 | 0 | 0 | 0 | 0 | 71.29 | 71.29
9 | 340 | 345 | 340 345 Duct/Pipe Insulation / Warehouse | 0 | 0 | 30756 | 0 | 0 | 0 | 0 | 0 | 0 | 0 | 0 | 0 | 0 | 0 | 0 | 0 | 0 | 0 | 0 | 0 | 0 | 0 | 0 | 0 | 0 | 0 | 0 | 0 | 0 | 0 | 30756 | 30756
9 | 340 | 349 | 340 349 Ceiling Insulation / Warehouse | 0 | 0 | 3843 | 0 | 0 | 0 | 0 | 0 | 0 | 0 | 0 | 0 | 0 | 0 | 0 | 0 | 0 | 0 | 0 | 0 | 0 | 0 | 0 | 0 | 0 | 0 | 0 | 0 | 0 | 0 | 3843 | 3843
9 | 340 | 351 | 340 351 Cool Roof - DX / Warehouse | 0 | 0 | 13606.8 | 0 | 0 | 0 | 0 | 0 | 0 | 0 | 0 | 0 | 0 | 0 | 0 | 0 | 0 | 0 | 0 | 0 | 0 | 0 | 0 | 0 | 0 | 0 | 0 | 0 | 0 | 0 | 13606.8 | 13606.8
9 | 360 | 361 | 360 361 HE PTAC, EER=9.6, 1 ton / Warehouse | 0 | 0 | 552.55 | 0 | 0 | 0 | 0 | 0 | 0 | 0 | 0 | 0 | 0 | 0 | 0 | 0 | 0 | 0 | 0 | 0 | 0 | 0 | 0 | 0 | 0 | 0 | 0 | 0 | 0 | 0 | 552.55 | 552.55
9 | 400 | 402 | 400 402 Variable Speed Drive Control / Warehouse | 0 | 0 | 335.94 | 0 | 0 | 0 | 0 | 0 | 0 | 0 | 0 | 0 | 0 | 0 | 0 | 0 | 0 | 0 | 0 | 0 | 0 | 0 | 0 | 0 | 0 | 0 | 0 | 0 | 0 | 0 | 335.94 | 335.94
9 | 400 | 403 | 400 403 Air Handler Optimization / Warehouse | 0 | 0 | 300 | 0 | 0 | 0 | 0 | 0 | 0 | 0 | 0 | 0 | 0 | 0 | 0 | 0 | 0 | 0 | 0 | 0 | 0 | 0 | 0 | 0 | 0 | 0 | 0 | 0 | 0 | 0 | 300 | 300
9 | 400 | 404 | 400 404 Electronically Commutated Motors (ECM) on an Air Handler Unit / Warehouse | 0 | 0 | 104.59 | 0 | 0 | 0 | 0 | 0 | 0 | 0 | 0 | 0 | 0 | 0 | 0 | 0 | 0 | 0 | 0 | 0 | 0 | 0 | 0 | 0 | 0 | 0 | 0 | 0 | 0 | 0 | 104.59 | 104.59
9 | 400 | 405 | 400 405 Demand Control Ventilation (DCV) / Warehouse | 0 | 0 | 23594 | 0 | 0 | 0 | 0 | 0 | 0 | 0 | 0 | 0 | 0 | 0 | 0 | 0 | 0 | 0 | 0 | 0 | 0 | 0 | 0 | 0 | 0 | 0 | 0 | 0 | 0 | 0 | 23594 | 23594
9 | 400 | 406 | 400 406 Energy Recovery Ventilation (ERV) / Warehouse | 0 | 0 | 475.8 | 0 | 0 | 0 | 0 | 0 | 0 | 0 | 0 | 0 | 0 | 0 | 0 | 0 | 0 | 0 | 0 | 0 | 0 | 0 | 0 | 0 | 0 | 0 | 0 | 0 | 0 | 0 | 475.8 | 475.8
9 | 600 | 603 | 600 603 Heat Pump Water Heater (air source) / Warehouse | 0 | 0 | 120.48 | 0 | 0 | 0 | 0 | 0 | 0 | 0 | 0 | 0 | 0 | 0 | 0 | 0 | 0 | 0 | 0 | 0 | 0 | 0 | 0 | 0 | 0 | 0 | 0 | 0 | 0 | 0 | 120.48 | 120.48
9 | 600 | 606 | 600 606 Demand controlled circulating systems / Warehouse | 0 | 0 | 24.12 | 0 | 0 | 0 | 0 | 0 | 0 | 0 | 0 | 0 | 0 | 0 | 0 | 0 | 0 | 0 | 0 | 0 | 0 | 0 | 0 | 0 | 0 | 0 | 0 | 0 | 0 | 0 | 24.12 | 24.12
9 | 600 | 608 | 600 608 Heat Recovery Unit / Warehouse | 0 | 0 | 818 | 0 | 0 | 0 | 0 | 0 | 0 | 0 | 0 | 0 | 0 | 0 | 0 | 0 | 0 | 0 | 0 | 0 | 0 | 0 | 0 | 0 | 0 | 0 | 0 | 0 | 0 | 0 | 818 | 818
9 | 600 | 609 | 600 609 Heat Trap / Warehouse | 0 | 0 | 0.33 | 0 | 0 | 0 | 0 | 0 | 0 | 0 | 0 | 0 | 0 | 0 | 0 | 0 | 0 | 0 | 0 | 0 | 0 | 0 | 0 | 0 | 0 | 0 | 0 | 0 | 0 | 0 | 0.33 | 0.33
9 | 600 | 610 | 600 610 Hot Water Pipe Insulation / Warehouse | 0 | 0 | 8.69 | 0 | 0 | 0 | 0 | 0 | 0 | 0 | 0 | 0 | 0 | 0 | 0 | 0 | 0 | 0 | 0 | 0 | 0 | 0 | 0 | 0 | 0 | 0 | 0 | 0 | 0 | 0 | 8.69 | 8.69
9 | 700 | 701 | 700 701 PC Manual Power Management Enabling / Warehouse | 0 | 0 | 18.57 | 0 | 0 | 0 | 0 | 0 | 0 | 0 | 0 | 0 | 0 | 0 | 0 | 0 | 0 | 0 | 0 | 0 | 0 | 0 | 0 | 0 | 0 | 0 | 0 | 0 | 0 | 0 | 18.57 | 18.57
9 | 700 | 702 | 700 702 PC Network Power Management Enabling / Warehouse | 0 | 0 | 9.29 | 0 | 0 | 0 | 0 | 0 | 0 | 0 | 0 | 0 | 0 | 0 | 0 | 0 | 0 | 0 | 0 | 0 | 0 | 0 | 0 | 0 | 0 | 0 | 0 | 0 | 0 | 0 | 9.29 | 9.29
9 | 710 | 711 | 710 711 Energy Star or Better Monitor / Warehouse | 0 | 0 | 0 | 0 | 0 | 0 | 0 | 0 | 0 | 0 | 0 | 0 | 0 | 0 | 0 | 0 | 0 | 0 | 0 | 0 | 0 | 0 | 0 | 0 | 0 | 0 | 0 | 0 | 0 | 0 | 0 | 0
9 | 710 | 712 | 710 712 Monitor Power Management Enabling / Warehouse | 0 | 0 | 17.64 | 0 | 0 | 0 | 0 | 0 | 0 | 0 | 0 | 0 | 0 | 0 | 0 | 0 | 0 | 0 | 0 | 0 | 0 | 0 | 0 | 0 | 0 | 0 | 0 | 0 | 0 | 0 | 17.64 | 17.64
9 | 720 | 722 | 720 722 Monitor Power Management Enabling / Warehouse | 0 | 0 | 0.93 | 0 | 0 | 0 | 0 | 0 | 0 | 0 | 0 | 0 | 0 | 0 | 0 | 0 | 0 | 0 | 0 | 0 | 0 | 0 | 0 | 0 | 0 | 0 | 0 | 0 | 0 | 0 | 0.93 | 0.93
9 | 730 | 732 | 730 732 Copier Power Management Enabling / Warehouse | 0 | 0 | 20.88 | 0 | 0 | 0 | 0 | 0 | 0 | 0 | 0 | 0 | 0 | 0 | 0 | 0 | 0 | 0 | 0 | 0 | 0 | 0 | 0 | 0 | 0 | 0 | 0 | 0 | 0 | 0 | 20.88 | 20.88
9 | 740 | 741 | 740 741 Printer Power Management Enabling / Warehouse | 0 | 0 | 64.59 | 0 | 0 | 0 | 0 | 0 | 0 | 0 | 0 | 0 | 0 | 0 | 0 | 0 | 0 | 0 | 0 | 0 | 0 | 0 | 0 | 0 | 0 | 0 | 0 | 0 | 0 | 0 | 64.59 | 64.59
9 | 800 | 801 | 800 801 Convection Oven / Warehouse | 0 | 0 | 10244.25 | 0 | 0 | 0 | 0 | 0 | 0 | 0 | 0 | 0 | 0 | 0 | 0 | 0 | 0 | 0 | 0 | 0 | 0 | 0 | 0 | 0 | 0 | 0 | 0 | 0 | 0 | 0 | 10244.25 | 10244.25
9 | 810 | 811 | 810 811 Efficient Fryer / Warehouse | 0 | 0 | 23598.23 | 0 | 0 | 0 | 0 | 0 | 0 | 0 | 0 | 0 | 0 | 0 | 0 | 0 | 0 | 0 | 0 | 0 | 0 | 0 | 0 | 0 | 0 | 0 | 0 | 0 | 0 | 0 | 23598.23 | 23598.23
9 | 900 | 901 | 900 901 Vending Misers (cooled machines only) / Warehouse | 0 | 0 | 93.52 | 0 | 0 | 0 | 0 | 0 | 0 | 0 | 0 | 0 | 0 | 0 | 0 | 0 | 0 | 0 | 0 | 0 | 0 | 0 | 0 | 0 | 0 | 0 | 0 | 0 | 0 | 0 | 93.52 | 93.52
10 | 110 | 111 | 110 111 Premium T8, Elecctronic Ballast / Hotel or Motel | 0 | 0 | 3188.72 | 0 | 0 | 0 | 0 | 0 | 0 | 0 | 0 | 0 | 0 | 0 | 0 | 0 | 0 | 0 | 0 | 0 | 0 | 0 | 0 | 0 | 0 | 0 | 0 | 0 | 0 | 0 | 3188.72 | 3188.72
10 | 110 | 114 | 110 114 Continuous Dimming / Hotel or Motel | 0 | 0 | 18360.94 | 0 | 0 | 0 | 0 | 0 | 0 | 0 | 0 | 0 | 0 | 0 | 0 | 0 | 0 | 0 | 0 | 0 | 0 | 0 | 0 | 0 | 0 | 0 | 0 | 0 | 0 | 0 | 18360.94 | 18360.94
10 | 110 | 115 | 110 115 Lighting Control Tuneup / Hotel or Motel | 0 | 0 | 144 | 0 | 0 | 0 | 0 | 0 | 0 | 0 | 0 | 0 | 0 | 0 | 0 | 0 | 0 | 0 | 0 | 0 | 0 | 0 | 0 | 0 | 0 | 0 | 0 | 0 | 0 | 0 | 144 | 144
10 | 120 | 121 | 120 121 ROB Premium T8, 1EB / Hotel or Motel | 0 | 0 | 308.03 | 0 | 0 | 0 | 0 | 0 | 0 | 0 | 0 | 0 | 0 | 0 | 0 | 0 | 0 | 0 | 0 | 0 | 0 | 0 | 0 | 0 | 0 | 0 | 0 | 0 | 0 | 0 | 308.03 | 308.03
10 | 120 | 122 | 120 122 ROB Premium T8, EB, Reflector / Hotel or Motel | 0 | 0 | 1056.12 | 0 | 0 | 0 | 0 | 0 | 0 | 0 | 0 | 0 | 0 | 0 | 0 | 0 | 0 | 0 | 0 | 0 | 0 | 0 | 0 | 0 | 0 | 0 | 0 | 0 | 0 | 0 | 1056.12 | 1056.12
10 | 120 | 123 | 120 123 Occupancy Sensor / Hotel or Motel | 0 | 0 | 1980.22 | 0 | 0 | 0 | 0 | 0 | 0 | 0 | 0 | 0 | 0 | 0 | 0 | 0 | 0 | 0 | 0 | 0 | 0 | 0 | 0 | 0 | 0 | 0 | 0 | 0 | 0 | 0 | 1980.22 | 1980.22
10 | 120 | 124 | 120 124 Lighting Control Tuneup / Hotel or Motel | 0 | 0 | 144 | 0 | 0 | 0 | 0 | 0 | 0 | 0 | 0 | 0 | 0 | 0 | 0 | 0 | 0 | 0 | 0 | 0 | 0 | 0 | 0 | 0 | 0 | 0 | 0 | 0 | 0 | 0 | 144 | 144
10 | 130 | 131 | 130 131 CFL Screw-in 18W / Hotel or Motel | 0 | 0 | 2057.73 | 0 | 0 | 0 | 0 | 0 | 0 | 0 | 0 | 0 | 0 | 0 | 0 | 0 | 0 | 0 | 0 | 0 | 0 | 0 | 0 | 0 | 0 | 0 | 0 | 0 | 0 | 0 | 2057.73 | 2057.73
10 | 150 | 151 | 150 151 PSMH, 250W, magnetic ballast / Hotel or Motel | 0 | 0 | 243.61 | 0 | 0 | 0 | 0 | 0 | 0 | 0 | 0 | 0 | 0 | 0 | 0 | 0 | 0 | 0 | 0 | 0 | 0 | 0 | 0 | 0 | 0 | 0 | 0 | 0 | 0 | 0 | 243.61 | 243.61
10 | 150 | 152 | 150 152 PSMH, 250 W, electronic ballast / Hotel or Motel | 0 | 0 | 1249.98 | 0 | 0 | 0 | 0 | 0 | 0 | 0 | 0 | 0 | 0 | 0 | 0 | 0 | 0 | 0 | 0 | 0 | 0 | 0 | 0 | 0 | 0 | 0 | 0 | 0 | 0 | 0 | 1249.98 | 1249.98
10 | 150 | 153 | 150 153 High Bay T5 / Hotel or Motel | 0 | 0 | 555.55 | 0 | 0 | 0 | 0 | 0 | 0 | 0 | 0 | 0 | 0 | 0 | 0 | 0 | 0 | 0 | 0 | 0 | 0 | 0 | 0 | 0 | 0 | 0 | 0 | 0 | 0 | 0 | 555.55 | 555.55
10 | 160 | 161 | 160 161 LED Exit Sign / Hotel or Motel | 0 | 0 | 93.03 | 0 | 0 | 0 | 0 | 0 | 0 | 0 | 0 | 0 | 0 | 0 | 0 | 0 | 0 | 0 | 0 | 0 | 0 | 0 | 0 | 0 | 0 | 0 | 0 | 0 | 0 | 0 | 93.03 | 93.03
10 | 200 | 201 | 200 201 High Pressure Sodium 250W Lamp / Hotel or Motel | 0 | 0 | 2162.86 | 0 | 0 | 0 | 0 | 0 | 0 | 0 | 0 | 0 | 0 | 0 | 0 | 0 | 0 | 0 | 0 | 0 | 0 | 0 | 0 | 0 | 0 | 0 | 0 | 0 | 0 | 0 | 2162.86 | 2162.86
10 | 200 | 202 | 200 202 Outdoor Lighting Controls (Photocell/Timeclock) / Hotel or Motel | 0 | 0 | 391.93 | 0 | 0 | 0 | 0 | 0 | 0 | 0 | 0 | 0 | 0 | 0 | 0 | 0 | 0 | 0 | 0 | 0 | 0 | 0 | 0 | 0 | 0 | 0 | 0 | 0 | 0 | 0 | 391.93 | 391.93
10 | 210 | 211 | 210 211 Outdoor Lighting Controls (Photocell/Timeclock) / Hotel or Motel | 0 | 0 | 1050.3 | 0 | 0 | 0 | 0 | 0 | 0 | 0 | 0 | 0 | 0 | 0 | 0 | 0 | 0 | 0 | 0 | 0 | 0 | 0 | 0 | 0 | 0 | 0 | 0 | 0 | 0 | 0 | 1050.3 | 1050.3
10 | 300 | 301 | 300 301 Centrifugal Chiller, 0.51 kW/ton, 500 tons / Hotel or Motel | 0 | 0 | 941.9 | 0 | 0 | 0 | 0 | 0 | 0 | 0 | 0 | 0 | 0 | 0 | 0 | 0 | 0 | 0 | 0 | 0 | 0 | 0 | 0 | 0 | 0 | 0 | 0 | 0 | 0 | 0 | 941.9 | 941.9
10 | 300 | 302 | 300 302 High Efficiency Chiller Motors / Hotel or Motel | 0 | 0 | 333.8 | 0 | 0 | 0 | 0 | 0 | 0 | 0 | 0 | 0 | 0 | 0 | 0 | 0 | 0 | 0 | 0 | 0 | 0 | 0 | 0 | 0 | 0 | 0 | 0 | 0 | 0 | 0 | 333.8 | 333.8
10 | 300 | 304 | 300 304 EMS - Chiller / Hotel or Motel | 0 | 0 | 1027.53 | 0 | 0 | 0 | 0 | 0 | 0 | 0 | 0 | 0 | 0 | 0 | 0 | 0 | 0 | 0 | 0 | 0 | 0 | 0 | 0 | 0 | 0 | 0 | 0 | 0 | 0 | 0 | 1027.53 | 1027.53
10 | 300 | 305 | 300 305 Chiller Tune Up/Diagnostics / Hotel or Motel | 0 | 0 | 1000 | 0 | 0 | 0 | 0 | 0 | 0 | 0 | 0 | 0 | 0 | 0 | 0 | 0 | 0 | 0 | 0 | 0 | 0 | 0 | 0 | 0 | 0 | 0 | 0 | 0 | 0 | 0 | 1000 | 1000
10 | 300 | 306 | 300 306 VSD for Chiller Pumps and Towers / Hotel or Motel | 0 | 0 | 719.27 | 0 | 0 | 0 | 0 | 0 | 0 | 0 | 0 | 0 | 0 | 0 | 0 | 0 | 0 | 0 | 0 | 0 | 0 | 0 | 0 | 0 | 0 | 0 | 0 | 0 | 0 | 0 | 719.27 | 719.27
10 | 300 | 307 | 300 307 EMS Optimization / Hotel or Motel | 0 | 0 | 300 | 0 | 0 | 0 | 0 | 0 | 0 | 0 | 0 | 0 | 0 | 0 | 0 | 0 | 0 | 0 | 0 | 0 | 0 | 0 | 0 | 0 | 0 | 0 | 0 | 0 | 0 | 0 | 300 | 300
10 | 300 | 308 | 300 308 Aerosole Duct Sealing / Hotel or Motel | 0 | 0 | 336 | 0 | 0 | 0 | 0 | 0 | 0 | 0 | 0 | 0 | 0 | 0 | 0 | 0 | 0 | 0 | 0 | 0 | 0 | 0 | 0 | 0 | 0 | 0 | 0 | 0 | 0 | 0 | 336 | 336
10 | 300 | 309 | 300 309 Duct/Pipe Insulation / Hotel or Motel | 0 | 0 | 30756 | 0 | 0 | 0 | 0 | 0 | 0 | 0 | 0 | 0 | 0 | 0 | 0 | 0 | 0 | 0 | 0 | 0 | 0 | 0 | 0 | 0 | 0 | 0 | 0 | 0 | 0 | 0 | 30756 | 30756
10 | 300 | 311 | 300 311 Window Film (Standard) / Hotel or Motel | 0 | 0 | 1304.75 | 0 | 0 | 0 | 0 | 0 | 0 | 0 | 0 | 0 | 0 | 0 | 0 | 0 | 0 | 0 | 0 | 0 | 0 | 0 | 0 | 0 | 0 | 0 | 0 | 0 | 0 | 0 | 1304.75 | 1304.75
10 | 300 | 313 | 300 313 Ceiling Insulation / Hotel or Motel | 0 | 0 | 3843 | 0 | 0 | 0 | 0 | 0 | 0 | 0 | 0 | 0 | 0 | 0 | 0 | 0 | 0 | 0 | 0 | 0 | 0 | 0 | 0 | 0 | 0 | 0 | 0 | 0 | 0 | 0 | 3843 | 3843
10 | 300 | 314 | 300 314 Roof Insulation / Hotel or Motel | 0 | 0 | 1505.52 | 0 | 0 | 0 | 0 | 0 | 0 | 0 | 0 | 0 | 0 | 0 | 0 | 0 | 0 | 0 | 0 | 0 | 0 | 0 | 0 | 0 | 0 | 0 | 0 | 0 | 0 | 0 | 1505.52 | 1505.52
10 | 300 | 317 | 300 317 Thermal Energy Storage (TES) Positive / Hotel or Motel | 0 | 0 | 6444.06 | 0 | 0 | 0 | 0 | 0 | 0 | 0 | 0 | 0 | 0 | 0 | 0 | 0 | 0 | 0 | 0 | 0 | 0 | 0 | 0 | 0 | 0 | 0 | 0 | 0 | 0 | 0 | 6444.06 | 6444.06
10 | 300 | 317 | 300 317 Thermal Energy Storage (TES) Negative / Hotel or Motel | 0 | 0 | 0 | 0 | 0 | 0 | 0 | 0 | 0 | 0 | 0 | 0 | 0 | 0 | 0 | 0 | 0 | 0 | 0 | 0 | 0 | 0 | 0 | 0 | 0 | 0 | 0 | 0 | 0 | 0 | 0 | 0
10 | 320 | 321 | 320 321 DX Packaged System, EER=10.9, 10 tons / Hotel or Motel | 0 | 0 | 2260.56 | 0 | 0 | 0 | 0 | 0 | 0 | 0 | 0 | 0 | 0 | 0 | 0 | 0 | 0 | 0 | 0 | 0 | 0 | 0 | 0 | 0 | 0 | 0 | 0 | 0 | 0 | 0 | 2260.56 | 2260.56
10 | 320 | 322 | 320 322 Hybrid Dessicant-DX System (Trane CDQ) / Hotel or Motel | 0 | 0 | 8447.46 | 0 | 0 | 0 | 0 | 0 | 0 | 0 | 0 | 0 | 0 | 0 | 0 | 0 | 0 | 0 | 0 | 0 | 0 | 0 | 0 | 0 | 0 | 0 | 0 | 0 | 0 | 0 | 8447.46 | 8447.46
10 | 320 | 323 | 320 323 Geothermal Heat Pump, EER=13, 10 tons / Hotel or Motel | 0 | 0 | 20289.18 | 0 | 0 | 0 | 0 | 0 | 0 | 0 | 0 | 0 | 0 | 0 | 0 | 0 | 0 | 0 | 0 | 0 | 0 | 0 | 0 | 0 | 0 | 0 | 0 | 0 | 0 | 0 | 20289.18 | 20289.18
10 | 320 | 326 | 320 326 DX Tune Up/ Advanced Diagnostics / Hotel or Motel | 0 | 0 | 1250 | 0 | 0 | 0 | 0 | 0 | 0 | 0 | 0 | 0 | 0 | 0 | 0 | 0 | 0 | 0 | 0 | 0 | 0 | 0 | 0 | 0 | 0 | 0 | 0 | 0 | 0 | 0 | 1250 | 1250
10 | 320 | 327 | 320 327 DX Coil Cleaning / Hotel or Motel | 0 | 0 | 169.49 | 0 | 0 | 0 | 0 | 0 | 0 | 0 | 0 | 0 | 0 | 0 | 0 | 0 | 0 | 0 | 0 | 0 | 0 | 0 | 0 | 0 | 0 | 0 | 0 | 0 | 0 | 0 | 169.49 | 169.49
10 | 320 | 329 | 320 329 Aerosole Duct Sealing / Hotel or Motel | 0 | 0 | 336 | 0 | 0 | 0 | 0 | 0 | 0 | 0 | 0 | 0 | 0 | 0 | 0 | 0 | 0 | 0 | 0 | 0 | 0 | 0 | 0 | 0 | 0 | 0 | 0 | 0 | 0 | 0 | 336 | 336
10 | 320 | 330 | 320 330 Duct/Pipe Insulation / Hotel or Motel | 0 | 0 | 30756 | 0 | 0 | 0 | 0 | 0 | 0 | 0 | 0 | 0 | 0 | 0 | 0 | 0 | 0 | 0 | 0 | 0 | 0 | 0 | 0 | 0 | 0 | 0 | 0 | 0 | 0 | 0 | 30756 | 30756
10 | 320 | 334 | 320 334 Ceiling Insulation / Hotel or Motel | 0 | 0 | 3843 | 0 | 0 | 0 | 0 | 0 | 0 | 0 | 0 | 0 | 0 | 0 | 0 | 0 | 0 | 0 | 0 | 0 | 0 | 0 | 0 | 0 | 0 | 0 | 0 | 0 | 0 | 0 | 3843 | 3843
10 | 320 | 335 | 320 335 Roof Insulation / Hotel or Motel | 0 | 0 | 1505.52 | 0 | 0 | 0 | 0 | 0 | 0 | 0 | 0 | 0 | 0 | 0 | 0 | 0 | 0 | 0 | 0 | 0 | 0 | 0 | 0 | 0 | 0 | 0 | 0 | 0 | 0 | 0 | 1505.52 | 1505.52
10 | 340 | 344 | 340 344 Aerosole Duct Sealing / Hotel or Motel | 0 | 0 | 336 | 0 | 0 | 0 | 0 | 0 | 0 | 0 | 0 | 0 | 0 | 0 | 0 | 0 | 0 | 0 | 0 | 0 | 0 | 0 | 0 | 0 | 0 | 0 | 0 | 0 | 0 | 0 | 336 | 336
10 | 340 | 345 | 340 345 Duct/Pipe Insulation / Hotel or Motel | 0 | 0 | 30756 | 0 | 0 | 0 | 0 | 0 | 0 | 0 | 0 | 0 | 0 | 0 | 0 | 0 | 0 | 0 | 0 | 0 | 0 | 0 | 0 | 0 | 0 | 0 | 0 | 0 | 0 | 0 | 30756 | 30756
10 | 340 | 349 | 340 349 Ceiling Insulation / Hotel or Motel | 0 | 0 | 3843 | 0 | 0 | 0 | 0 | 0 | 0 | 0 | 0 | 0 | 0 | 0 | 0 | 0 | 0 | 0 | 0 | 0 | 0 | 0 | 0 | 0 | 0 | 0 | 0 | 0 | 0 | 0 | 3843 | 3843
10 | 340 | 351 | 340 351 Cool Roof - DX / Hotel or Motel | 0 | 0 | 13606.8 | 0 | 0 | 0 | 0 | 0 | 0 | 0 | 0 | 0 | 0 | 0 | 0 | 0 | 0 | 0 | 0 | 0 | 0 | 0 | 0 | 0 | 0 | 0 | 0 | 0 | 0 | 0 | 13606.8 | 13606.8
10 | 360 | 361 | 360 361 HE PTAC, EER=9.6, 1 ton / Hotel or Motel | 0 | 0 | 2604.43 | 0 | 0 | 0 | 0 | 0 | 0 | 0 | 0 | 0 | 0 | 0 | 0 | 0 | 0 | 0 | 0 | 0 | 0 | 0 | 0 | 0 | 0 | 0 | 0 | 0 | 0 | 0 | 2604.43 | 2604.43
10 | 400 | 402 | 400 402 Variable Speed Drive Control / Hotel or Motel | 0 | 0 | 1869.75 | 0 | 0 | 0 | 0 | 0 | 0 | 0 | 0 | 0 | 0 | 0 | 0 | 0 | 0 | 0 | 0 | 0 | 0 | 0 | 0 | 0 | 0 | 0 | 0 | 0 | 0 | 0 | 1869.75 | 1869.75
10 | 400 | 403 | 400 403 Air Handler Optimization / Hotel or Motel | 0 | 0 | 300 | 0 | 0 | 0 | 0 | 0 | 0 | 0 | 0 | 0 | 0 | 0 | 0 | 0 | 0 | 0 | 0 | 0 | 0 | 0 | 0 | 0 | 0 | 0 | 0 | 0 | 0 | 0 | 300 | 300
10 | 400 | 404 | 400 404 Electronically Commutated Motors (ECM) on an Air Handler Unit / Hotel or Motel | 0 | 0 | 492.99 | 0 | 0 | 0 | 0 | 0 | 0 | 0 | 0 | 0 | 0 | 0 | 0 | 0 | 0 | 0 | 0 | 0 | 0 | 0 | 0 | 0 | 0 | 0 | 0 | 0 | 0 | 0 | 492.99 | 492.99
10 | 400 | 405 | 400 405 Demand Control Ventilation (DCV) / Hotel or Motel | 0 | 0 | 23594 | 0 | 0 | 0 | 0 | 0 | 0 | 0 | 0 | 0 | 0 | 0 | 0 | 0 | 0 | 0 | 0 | 0 | 0 | 0 | 0 | 0 | 0 | 0 | 0 | 0 | 0 | 0 | 23594 | 23594
10 | 400 | 406 | 400 406 Energy Recovery Ventilation (ERV) / Hotel or Motel | 0 | 0 | 2242.66 | 0 | 0 | 0 | 0 | 0 | 0 | 0 | 0 | 0 | 0 | 0 | 0 | 0 | 0 | 0 | 0 | 0 | 0 | 0 | 0 | 0 | 0 | 0 | 0 | 0 | 0 | 0 | 2242.66 | 2242.66
10 | 600 | 603 | 600 603 Heat Pump Water Heater (air source) / Hotel or Motel | 0 | 0 | 1893.05 | 0 | 0 | 0 | 0 | 0 | 0 | 0 | 0 | 0 | 0 | 0 | 0 | 0 | 0 | 0 | 0 | 0 | 0 | 0 | 0 | 0 | 0 | 0 | 0 | 0 | 0 | 0 | 1893.05 | 1893.05
10 | 600 | 606 | 600 606 Demand controlled circulating systems / Hotel or Motel | 0 | 0 | 185.49 | 0 | 0 | 0 | 0 | 0 | 0 | 0 | 0 | 0 | 0 | 0 | 0 | 0 | 0 | 0 | 0 | 0 | 0 | 0 | 0 | 0 | 0 | 0 | 0 | 0 | 0 | 0 | 185.49 | 185.49
10 | 600 | 608 | 600 608 Heat Recovery Unit / Hotel or Motel | 0 | 0 | 818 | 0 | 0 | 0 | 0 | 0 | 0 | 0 | 0 | 0 | 0 | 0 | 0 | 0 | 0 | 0 | 0 | 0 | 0 | 0 | 0 | 0 | 0 | 0 | 0 | 0 | 0 | 0 | 818 | 818
10 | 600 | 609 | 600 609 Heat Trap / Hotel or Motel | 0 | 0 | 5.12 | 0 | 0 | 0 | 0 | 0 | 0 | 0 | 0 | 0 | 0 | 0 | 0 | 0 | 0 | 0 | 0 | 0 | 0 | 0 | 0 | 0 | 0 | 0 | 0 | 0 | 0 | 0 | 5.12 | 5.12
10 | 600 | 610 | 600 610 Hot Water Pipe Insulation / Hotel or Motel | 0 | 0 | 136.6 | 0 | 0 | 0 | 0 | 0 | 0 | 0 | 0 | 0 | 0 | 0 | 0 | 0 | 0 | 0 | 0 | 0 | 0 | 0 | 0 | 0 | 0 | 0 | 0 | 0 | 0 | 0 | 136.6 | 136.6
10 | 700 | 701 | 700 701 PC Manual Power Management Enabling / Hotel or Motel | 0 | 0 | 9.06 | 0 | 0 | 0 | 0 | 0 | 0 | 0 | 0 | 0 | 0 | 0 | 0 | 0 | 0 | 0 | 0 | 0 | 0 | 0 | 0 | 0 | 0 | 0 | 0 | 0 | 0 | 0 | 9.06 | 9.06
10 | 700 | 702 | 700 702 PC Network Power Management Enabling / Hotel or Motel | 0 | 0 | 4.53 | 0 | 0 | 0 | 0 | 0 | 0 | 0 | 0 | 0 | 0 | 0 | 0 | 0 | 0 | 0 | 0 | 0 | 0 | 0 | 0 | 0 | 0 | 0 | 0 | 0 | 0 | 0 | 4.53 | 4.53
10 | 710 | 711 | 710 711 Energy Star or Better Monitor / Hotel or Motel | 0 | 0 | 0 | 0 | 0 | 0 | 0 | 0 | 0 | 0 | 0 | 0 | 0 | 0 | 0 | 0 | 0 | 0 | 0 | 0 | 0 | 0 | 0 | 0 | 0 | 0 | 0 | 0 | 0 | 0 | 0 | 0
10 | 710 | 712 | 710 712 Monitor Power Management Enabling / Hotel or Motel | 0 | 0 | 8.61 | 0 | 0 | 0 | 0 | 0 | 0 | 0 | 0 | 0 | 0 | 0 | 0 | 0 | 0 | 0 | 0 | 0 | 0 | 0 | 0 | 0 | 0 | 0 | 0 | 0 | 0 | 0 | 8.61 | 8.61
10 | 730 | 732 | 730 732 Copier Power Management Enabling / Hotel or Motel | 0 | 0 | 11.62 | 0 | 0 | 0 | 0 | 0 | 0 | 0 | 0 | 0 | 0 | 0 | 0 | 0 | 0 | 0 | 0 | 0 | 0 | 0 | 0 | 0 | 0 | 0 | 0 | 0 | 0 | 0 | 11.62 | 11.62
10 | 740 | 741 | 740 741 Printer Power Management Enabling / Hotel or Motel | 0 | 0 | 39.26 | 0 | 0 | 0 | 0 | 0 | 0 | 0 | 0 | 0 | 0 | 0 | 0 | 0 | 0 | 0 | 0 | 0 | 0 | 0 | 0 | 0 | 0 | 0 | 0 | 0 | 0 | 0 | 39.26 | 39.26
10 | 800 | 801 | 800 801 Convection Oven / Hotel or Motel | 0 | 0 | 1956433 | 0 | 0 | 0 | 0 | 0 | 0 | 0 | 0 | 0 | 0 | 0 | 0 | 0 | 0 | 0 | 0 | 0 | 0 | 0 | 0 | 0 | 0 | 0 | 0 | 0 | 0 | 0 | 1956433 | 1956433
10 | 810 | 811 | 810 811 Efficient Fryer / Hotel or Motel | 0 | 0 | 84656.91 | 0 | 0 | 0 | 0 | 0 | 0 | 0 | 0 | 0 | 0 | 0 | 0 | 0 | 0 | 0 | 0 | 0 | 0 | 0 | 0 | 0 | 0 | 0 | 0 | 0 | 0 | 0 | 84656.91 | 84656.91
10 | 900 | 901 | 900 901 Vending Misers (cooled machines only) / Hotel or Motel | 0 | 0 | 92.88 | 0 | 0 | 0 | 0 | 0 | 0 | 0 | 0 | 0 | 0 | 0 | 0 | 0 | 0 | 0 | 0 | 0 | 0 | 0 | 0 | 0 | 0 | 0 | 0 | 0 | 0 | 0 | 92.88 | 92.88
11 | 110 | 111 | 110 111 Premium T8, Elecctronic Ballast / Other | 0 | 0 | 5489.15 | 0 | 0 | 0 | 0 | 0 | 0 | 0 | 0 | 0 | 0 | 0 | 0 | 0 | 0 | 0 | 0 | 0 | 0 | 0 | 0 | 0 | 0 | 0 | 0 | 0 | 0 | 0 | 5489.15 | 5489.15
11 | 110 | 114 | 110 114 Continuous Dimming / Other | 0 | 0 | 31607 | 0 | 0 | 0 | 0 | 0 | 0 | 0 | 0 | 0 | 0 | 0 | 0 | 0 | 0 | 0 | 0 | 0 | 0 | 0 | 0 | 0 | 0 | 0 | 0 | 0 | 0 | 0 | 31607 | 31607
11 | 110 | 115 | 110 115 Lighting Control Tuneup / Other | 0 | 0 | 144 | 0 | 0 | 0 | 0 | 0 | 0 | 0 | 0 | 0 | 0 | 0 | 0 | 0 | 0 | 0 | 0 | 0 | 0 | 0 | 0 | 0 | 0 | 0 | 0 | 0 | 0 | 0 | 144 | 144
11 | 120 | 121 | 120 121 ROB Premium T8, 1EB / Other | 0 | 0 | 530.26 | 0 | 0 | 0 | 0 | 0 | 0 | 0 | 0 | 0 | 0 | 0 | 0 | 0 | 0 | 0 | 0 | 0 | 0 | 0 | 0 | 0 | 0 | 0 | 0 | 0 | 0 | 0 | 530.26 | 530.26
11 | 120 | 122 | 120 122 ROB Premium T8, EB, Reflector / Other | 0 | 0 | 1818.03 | 0 | 0 | 0 | 0 | 0 | 0 | 0 | 0 | 0 | 0 | 0 | 0 | 0 | 0 | 0 | 0 | 0 | 0 | 0 | 0 | 0 | 0 | 0 | 0 | 0 | 0 | 0 | 1818.03 | 1818.03
11 | 120 | 123 | 120 123 Occupancy Sensor / Other | 0 | 0 | 3408.8 | 0 | 0 | 0 | 0 | 0 | 0 | 0 | 0 | 0 | 0 | 0 | 0 | 0 | 0 | 0 | 0 | 0 | 0 | 0 | 0 | 0 | 0 | 0 | 0 | 0 | 0 | 0 | 3408.8 | 3408.8
11 | 120 | 124 | 120 124 Lighting Control Tuneup / Other | 0 | 0 | 144 | 0 | 0 | 0 | 0 | 0 | 0 | 0 | 0 | 0 | 0 | 0 | 0 | 0 | 0 | 0 | 0 | 0 | 0 | 0 | 0 | 0 | 0 | 0 | 0 | 0 | 0 | 0 | 144 | 144
11 | 130 | 131 | 130 131 CFL Screw-in 18W / Other | 0 | 0 | 3542.22 | 0 | 0 | 0 | 0 | 0 | 0 | 0 | 0 | 0 | 0 | 0 | 0 | 0 | 0 | 0 | 0 | 0 | 0 | 0 | 0 | 0 | 0 | 0 | 0 | 0 | 0 | 0 | 3542.22 | 3542.22
11 | 150 | 151 | 150 151 PSMH, 250W, magnetic ballast / Other | 0 | 0 | 419.36 | 0 | 0 | 0 | 0 | 0 | 0 | 0 | 0 | 0 | 0 | 0 | 0 | 0 | 0 | 0 | 0 | 0 | 0 | 0 | 0 | 0 | 0 | 0 | 0 | 0 | 0 | 0 | 419.36 | 419.36
11 | 150 | 152 | 150 152 PSMH, 250 W, electronic ballast / Other | 0 | 0 | 2151.74 | 0 | 0 | 0 | 0 | 0 | 0 | 0 | 0 | 0 | 0 | 0 | 0 | 0 | 0 | 0 | 0 | 0 | 0 | 0 | 0 | 0 | 0 | 0 | 0 | 0 | 0 | 0 | 2151.74 | 2151.74
11 | 150 | 153 | 150 153 High Bay T5 / Other | 0 | 0 | 956.33 | 0 | 0 | 0 | 0 | 0 | 0 | 0 | 0 | 0 | 0 | 0 | 0 | 0 | 0 | 0 | 0 | 0 | 0 | 0 | 0 | 0 | 0 | 0 | 0 | 0 | 0 | 0 | 956.33 | 956.33
11 | 160 | 161 | 160 161 LED Exit Sign / Other | 0 | 0 | 72.02 | 0 | 0 | 0 | 0 | 0 | 0 | 0 | 0 | 0 | 0 | 0 | 0 | 0 | 0 | 0 | 0 | 0 | 0 | 0 | 0 | 0 | 0 | 0 | 0 | 0 | 0 | 0 | 72.02 | 72.02
11 | 200 | 201 | 200 201 High Pressure Sodium 250W Lamp / Other | 0 | 0 | 5949.44 | 0 | 0 | 0 | 0 | 0 | 0 | 0 | 0 | 0 | 0 | 0 | 0 | 0 | 0 | 0 | 0 | 0 | 0 | 0 | 0 | 0 | 0 | 0 | 0 | 0 | 0 | 0 | 5949.44 | 5949.44
11 | 200 | 202 | 200 202 Outdoor Lighting Controls (Photocell/Timeclock) / Other | 0 | 0 | 1078.09 | 0 | 0 | 0 | 0 | 0 | 0 | 0 | 0 | 0 | 0 | 0 | 0 | 0 | 0 | 0 | 0 | 0 | 0 | 0 | 0 | 0 | 0 | 0 | 0 | 0 | 0 | 0 | 1078.09 | 1078.09
11 | 210 | 211 | 210 211 Outdoor Lighting Controls (Photocell/Timeclock) / Other | 0 | 0 | 1632.25 | 0 | 0 | 0 | 0 | 0 | 0 | 0 | 0 | 0 | 0 | 0 | 0 | 0 | 0 | 0 | 0 | 0 | 0 | 0 | 0 | 0 | 0 | 0 | 0 | 0 | 0 | 0 | 1632.25 | 1632.25
11 | 300 | 301 | 300 301 Centrifugal Chiller, 0.51 kW/ton, 500 tons / Other | 0 | 0 | 767.26 | 0 | 0 | 0 | 0 | 0 | 0 | 0 | 0 | 0 | 0 | 0 | 0 | 0 | 0 | 0 | 0 | 0 | 0 | 0 | 0 | 0 | 0 | 0 | 0 | 0 | 0 | 0 | 767.26 | 767.26
11 | 300 | 302 | 300 302 High Efficiency Chiller Motors / Other | 0 | 0 | 271.91 | 0 | 0 | 0 | 0 | 0 | 0 | 0 | 0 | 0 | 0 | 0 | 0 | 0 | 0 | 0 | 0 | 0 | 0 | 0 | 0 | 0 | 0 | 0 | 0 | 0 | 0 | 0 | 271.91 | 271.91
11 | 300 | 304 | 300 304 EMS - Chiller / Other | 0 | 0 | 837.01 | 0 | 0 | 0 | 0 | 0 | 0 | 0 | 0 | 0 | 0 | 0 | 0 | 0 | 0 | 0 | 0 | 0 | 0 | 0 | 0 | 0 | 0 | 0 | 0 | 0 | 0 | 0 | 837.01 | 837.01
11 | 300 | 305 | 300 305 Chiller Tune Up/Diagnostics / Other | 0 | 0 | 1000 | 0 | 0 | 0 | 0 | 0 | 0 | 0 | 0 | 0 | 0 | 0 | 0 | 0 | 0 | 0 | 0 | 0 | 0 | 0 | 0 | 0 | 0 | 0 | 0 | 0 | 0 | 0 | 1000 | 1000
11 | 300 | 306 | 300 306 VSD for Chiller Pumps and Towers / Other | 0 | 0 | 585.91 | 0 | 0 | 0 | 0 | 0 | 0 | 0 | 0 | 0 | 0 | 0 | 0 | 0 | 0 | 0 | 0 | 0 | 0 | 0 | 0 | 0 | 0 | 0 | 0 | 0 | 0 | 0 | 585.91 | 585.91
11 | 300 | 307 | 300 307 EMS Optimization / Other | 0 | 0 | 300 | 0 | 0 | 0 | 0 | 0 | 0 | 0 | 0 | 0 | 0 | 0 | 0 | 0 | 0 | 0 | 0 | 0 | 0 | 0 | 0 | 0 | 0 | 0 | 0 | 0 | 0 | 0 | 300 | 300
11 | 300 | 308 | 300 308 Aerosole Duct Sealing / Other | 0 | 0 | 273.7 | 0 | 0 | 0 | 0 | 0 | 0 | 0 | 0 | 0 | 0 | 0 | 0 | 0 | 0 | 0 | 0 | 0 | 0 | 0 | 0 | 0 | 0 | 0 | 0 | 0 | 0 | 0 | 273.7 | 273.7
11 | 300 | 309 | 300 309 Duct/Pipe Insulation / Other | 0 | 0 | 30756 | 0 | 0 | 0 | 0 | 0 | 0 | 0 | 0 | 0 | 0 | 0 | 0 | 0 | 0 | 0 | 0 | 0 | 0 | 0 | 0 | 0 | 0 | 0 | 0 | 0 | 0 | 0 | 30756 | 30756
11 | 300 | 311 | 300 311 Window Film (Standard) / Other | 0 | 0 | 1304.75 | 0 | 0 | 0 | 0 | 0 | 0 | 0 | 0 | 0 | 0 | 0 | 0 | 0 | 0 | 0 | 0 | 0 | 0 | 0 | 0 | 0 | 0 | 0 | 0 | 0 | 0 | 0 | 1304.75 | 1304.75
11 | 300 | 313 | 300 313 Ceiling Insulation / Other | 0 | 0 | 3843 | 0 | 0 | 0 | 0 | 0 | 0 | 0 | 0 | 0 | 0 | 0 | 0 | 0 | 0 | 0 | 0 | 0 | 0 | 0 | 0 | 0 | 0 | 0 | 0 | 0 | 0 | 0 | 3843 | 3843
11 | 300 | 314 | 300 314 Roof Insulation / Other | 0 | 0 | 1505.52 | 0 | 0 | 0 | 0 | 0 | 0 | 0 | 0 | 0 | 0 | 0 | 0 | 0 | 0 | 0 | 0 | 0 | 0 | 0 | 0 | 0 | 0 | 0 | 0 | 0 | 0 | 0 | 1505.52 | 1505.52
11 | 300 | 317 | 300 317 Thermal Energy Storage (TES) Positive / Other | 0 | 0 | 5249.27 | 0 | 0 | 0 | 0 | 0 | 0 | 0 | 0 | 0 | 0 | 0 | 0 | 0 | 0 | 0 | 0 | 0 | 0 | 0 | 0 | 0 | 0 | 0 | 0 | 0 | 0 | 0 | 5249.27 | 5249.27
11 | 300 | 317 | 300 317 Thermal Energy Storage (TES) Negative / Other | 0 | 0 | 0 | 0 | 0 | 0 | 0 | 0 | 0 | 0 | 0 | 0 | 0 | 0 | 0 | 0 | 0 | 0 | 0 | 0 | 0 | 0 | 0 | 0 | 0 | 0 | 0 | 0 | 0 | 0 | 0 | 0
11 | 320 | 321 | 320 321 DX Packaged System, EER=10.9, 10 tons / Other | 0 | 0 | 1841.43 | 0 | 0 | 0 | 0 | 0 | 0 | 0 | 0 | 0 | 0 | 0 | 0 | 0 | 0 | 0 | 0 | 0 | 0 | 0 | 0 | 0 | 0 | 0 | 0 | 0 | 0 | 0 | 1841.43 | 1841.43
11 | 320 | 322 | 320 322 Hybrid Dessicant-DX System (Trane CDQ) / Other | 0 | 0 | 6881.23 | 0 | 0 | 0 | 0 | 0 | 0 | 0 | 0 | 0 | 0 | 0 | 0 | 0 | 0 | 0 | 0 | 0 | 0 | 0 | 0 | 0 | 0 | 0 | 0 | 0 | 0 | 0 | 6881.23 | 6881.23
11 | 320 | 323 | 320 323 Geothermal Heat Pump, EER=13, 10 tons / Other | 0 | 0 | 16527.38 | 0 | 0 | 0 | 0 | 0 | 0 | 0 | 0 | 0 | 0 | 0 | 0 | 0 | 0 | 0 | 0 | 0 | 0 | 0 | 0 | 0 | 0 | 0 | 0 | 0 | 0 | 0 | 16527.38 | 16527.38
11 | 320 | 326 | 320 326 DX Tune Up/ Advanced Diagnostics / Other | 0 | 0 | 1250 | 0 | 0 | 0 | 0 | 0 | 0 | 0 | 0 | 0 | 0 | 0 | 0 | 0 | 0 | 0 | 0 | 0 | 0 | 0 | 0 | 0 | 0 | 0 | 0 | 0 | 0 | 0 | 1250 | 1250
11 | 320 | 327 | 320 327 DX Coil Cleaning / Other | 0 | 0 | 138.07 | 0 | 0 | 0 | 0 | 0 | 0 | 0 | 0 | 0 | 0 | 0 | 0 | 0 | 0 | 0 | 0 | 0 | 0 | 0 | 0 | 0 | 0 | 0 | 0 | 0 | 0 | 0 | 138.07 | 138.07
11 | 320 | 329 | 320 329 Aerosole Duct Sealing / Other | 0 | 0 | 273.7 | 0 | 0 | 0 | 0 | 0 | 0 | 0 | 0 | 0 | 0 | 0 | 0 | 0 | 0 | 0 | 0 | 0 | 0 | 0 | 0 | 0 | 0 | 0 | 0 | 0 | 0 | 0 | 273.7 | 273.7
11 | 320 | 330 | 320 330 Duct/Pipe Insulation / Other | 0 | 0 | 30756 | 0 | 0 | 0 | 0 | 0 | 0 | 0 | 0 | 0 | 0 | 0 | 0 | 0 | 0 | 0 | 0 | 0 | 0 | 0 | 0 | 0 | 0 | 0 | 0 | 0 | 0 | 0 | 30756 | 30756
11 | 320 | 334 | 320 334 Ceiling Insulation / Other | 0 | 0 | 3843 | 0 | 0 | 0 | 0 | 0 | 0 | 0 | 0 | 0 | 0 | 0 | 0 | 0 | 0 | 0 | 0 | 0 | 0 | 0 | 0 | 0 | 0 | 0 | 0 | 0 | 0 | 0 | 3843 | 3843
11 | 320 | 335 | 320 335 Roof Insulation / Other | 0 | 0 | 1505.52 | 0 | 0 | 0 | 0 | 0 | 0 | 0 | 0 | 0 | 0 | 0 | 0 | 0 | 0 | 0 | 0 | 0 | 0 | 0 | 0 | 0 | 0 | 0 | 0 | 0 | 0 | 0 | 1505.52 | 1505.52
11 | 340 | 344 | 340 344 Aerosole Duct Sealing / Other | 0 | 0 | 273.7 | 0 | 0 | 0 | 0 | 0 | 0 | 0 | 0 | 0 | 0 | 0 | 0 | 0 | 0 | 0 | 0 | 0 | 0 | 0 | 0 | 0 | 0 | 0 | 0 | 0 | 0 | 0 | 273.7 | 273.7
11 | 340 | 345 | 340 345 Duct/Pipe Insulation / Other | 0 | 0 | 30756 | 0 | 0 | 0 | 0 | 0 | 0 | 0 | 0 | 0 | 0 | 0 | 0 | 0 | 0 | 0 | 0 | 0 | 0 | 0 | 0 | 0 | 0 | 0 | 0 | 0 | 0 | 0 | 30756 | 30756
11 | 340 | 349 | 340 349 Ceiling Insulation / Other | 0 | 0 | 3843 | 0 | 0 | 0 | 0 | 0 | 0 | 0 | 0 | 0 | 0 | 0 | 0 | 0 | 0 | 0 | 0 | 0 | 0 | 0 | 0 | 0 | 0 | 0 | 0 | 0 | 0 | 0 | 3843 | 3843
11 | 340 | 351 | 340 351 Cool Roof - DX / Other | 0 | 0 | 13606.8 | 0 | 0 | 0 | 0 | 0 | 0 | 0 | 0 | 0 | 0 | 0 | 0 | 0 | 0 | 0 | 0 | 0 | 0 | 0 | 0 | 0 | 0 | 0 | 0 | 0 | 0 | 0 | 13606.8 | 13606.8
11 | 360 | 361 | 360 361 HE PTAC, EER=9.6, 1 ton / Other | 0 | 0 | 2121.55 | 0 | 0 | 0 | 0 | 0 | 0 | 0 | 0 | 0 | 0 | 0 | 0 | 0 | 0 | 0 | 0 | 0 | 0 | 0 | 0 | 0 | 0 | 0 | 0 | 0 | 0 | 0 | 2121.55 | 2121.55
11 | 400 | 403 | 400 403 Air Handler Optimization / Other | 0 | 0 | 300 | 0 | 0 | 0 | 0 | 0 | 0 | 0 | 0 | 0 | 0 | 0 | 0 | 0 | 0 | 0 | 0 | 0 | 0 | 0 | 0 | 0 | 0 | 0 | 0 | 0 | 0 | 0 | 300 | 300
11 | 400 | 404 | 400 404 Electronically Commutated Motors (ECM) on an Air Handler Unit / Other | 0 | 0 | 401.59 | 0 | 0 | 0 | 0 | 0 | 0 | 0 | 0 | 0 | 0 | 0 | 0 | 0 | 0 | 0 | 0 | 0 | 0 | 0 | 0 | 0 | 0 | 0 | 0 | 0 | 0 | 0 | 401.59 | 401.59
11 | 400 | 405 | 400 405 Demand Control Ventilation (DCV) / Other | 0 | 0 | 23594 | 0 | 0 | 0 | 0 | 0 | 0 | 0 | 0 | 0 | 0 | 0 | 0 | 0 | 0 | 0 | 0 | 0 | 0 | 0 | 0 | 0 | 0 | 0 | 0 | 0 | 0 | 0 | 23594 | 23594
11 | 400 | 406 | 400 406 Energy Recovery Ventilation (ERV) / Other | 0 | 0 | 1826.85 | 0 | 0 | 0 | 0 | 0 | 0 | 0 | 0 | 0 | 0 | 0 | 0 | 0 | 0 | 0 | 0 | 0 | 0 | 0 | 0 | 0 | 0 | 0 | 0 | 0 | 0 | 0 | 1826.85 | 1826.85
11 | 600 | 603 | 600 603 Heat Pump Water Heater (air source) / Other | 0 | 0 | 627.24 | 0 | 0 | 0 | 0 | 0 | 0 | 0 | 0 | 0 | 0 | 0 | 0 | 0 | 0 | 0 | 0 | 0 | 0 | 0 | 0 | 0 | 0 | 0 | 0 | 0 | 0 | 0 | 627.24 | 627.24
11 | 600 | 604 | 600 604 Solar Water Heater / Other | 0 | 0 | 1452.91 | 0 | 0 | 0 | 0 | 0 | 0 | 0 | 0 | 0 | 0 | 0 | 0 | 0 | 0 | 0 | 0 | 0 | 0 | 0 | 0 | 0 | 0 | 0 | 0 | 0 | 0 | 0 | 1452.91 | 1452.91
11 | 600 | 606 | 600 606 Demand controlled circulating systems / Other | 0 | 0 | 295.35 | 0 | 0 | 0 | 0 | 0 | 0 | 0 | 0 | 0 | 0 | 0 | 0 | 0 | 0 | 0 | 0 | 0 | 0 | 0 | 0 | 0 | 0 | 0 | 0 | 0 | 0 | 0 | 295.35 | 295.35
11 | 600 | 608 | 600 608 Heat Recovery Unit / Other | 0 | 0 | 818 | 0 | 0 | 0 | 0 | 0 | 0 | 0 | 0 | 0 | 0 | 0 | 0 | 0 | 0 | 0 | 0 | 0 | 0 | 0 | 0 | 0 | 0 | 0 | 0 | 0 | 0 | 0 | 818 | 818
11 | 600 | 609 | 600 609 Heat Trap / Other | 0 | 0 | 1.7 | 0 | 0 | 0 | 0 | 0 | 0 | 0 | 0 | 0 | 0 | 0 | 0 | 0 | 0 | 0 | 0 | 0 | 0 | 0 | 0 | 0 | 0 | 0 | 0 | 0 | 0 | 0 | 1.7 | 1.7
11 | 600 | 610 | 600 610 Hot Water Pipe Insulation / Other | 0 | 0 | 45.26 | 0 | 0 | 0 | 0 | 0 | 0 | 0 | 0 | 0 | 0 | 0 | 0 | 0 | 0 | 0 | 0 | 0 | 0 | 0 | 0 | 0 | 0 | 0 | 0 | 0 | 0 | 0 | 45.26 | 45.26
11 | 700 | 701 | 700 701 PC Manual Power Management Enabling / Other | 0 | 0 | 25.2 | 0 | 0 | 0 | 0 | 0 | 0 | 0 | 0 | 0 | 0 | 0 | 0 | 0 | 0 | 0 | 0 | 0 | 0 | 0 | 0 | 0 | 0 | 0 | 0 | 0 | 0 | 0 | 25.2 | 25.2
11 | 700 | 702 | 700 702 PC Network Power Management Enabling / Other | 0 | 0 | 12.6 | 0 | 0 | 0 | 0 | 0 | 0 | 0 | 0 | 0 | 0 | 0 | 0 | 0 | 0 | 0 | 0 | 0 | 0 | 0 | 0 | 0 | 0 | 0 | 0 | 0 | 0 | 0 | 12.6 | 12.6
11 | 710 | 711 | 710 711 Energy Star or Better Monitor / Other | 0 | 0 | 0 | 0 | 0 | 0 | 0 | 0 | 0 | 0 | 0 | 0 | 0 | 0 | 0 | 0 | 0 | 0 | 0 | 0 | 0 | 0 | 0 | 0 | 0 | 0 | 0 | 0 | 0 | 0 | 0 | 0
11 | 710 | 712 | 710 712 Monitor Power Management Enabling / Other | 0 | 0 | 23.94 | 0 | 0 | 0 | 0 | 0 | 0 | 0 | 0 | 0 | 0 | 0 | 0 | 0 | 0 | 0 | 0 | 0 | 0 | 0 | 0 | 0 | 0 | 0 | 0 | 0 | 0 | 0 | 23.94 | 23.94
11 | 720 | 721 | 720 721 Energy Star or Better Monitor / Other | 0 | 0 | 0 | 0 | 0 | 0 | 0 | 0 | 0 | 0 | 0 | 0 | 0 | 0 | 0 | 0 | 0 | 0 | 0 | 0 | 0 | 0 | 0 | 0 | 0 | 0 | 0 | 0 | 0 | 0 | 0 | 0
11 | 720 | 722 | 720 722 Monitor Power Management Enabling / Other | 0 | 0 | 1.26 | 0 | 0 | 0 | 0 | 0 | 0 | 0 | 0 | 0 | 0 | 0 | 0 | 0 | 0 | 0 | 0 | 0 | 0 | 0 | 0 | 0 | 0 | 0 | 0 | 0 | 0 | 0 | 1.26 | 1.26
11 | 730 | 731 | 730 731 Energy Star or Better Copier / Other | 0 | 0 | 0 | 0 | 0 | 0 | 0 | 0 | 0 | 0 | 0 | 0 | 0 | 0 | 0 | 0 | 0 | 0 | 0 | 0 | 0 | 0 | 0 | 0 | 0 | 0 | 0 | 0 | 0 | 0 | 0 | 0
11 | 730 | 732 | 730 732 Copier Power Management Enabling / Other | 0 | 0 | 27.94 | 0 | 0 | 0 | 0 | 0 | 0 | 0 | 0 | 0 | 0 | 0 | 0 | 0 | 0 | 0 | 0 | 0 | 0 | 0 | 0 | 0 | 0 | 0 | 0 | 0 | 0 | 0 | 27.94 | 27.94
11 | 740 | 741 | 740 741 Printer Power Management Enabling / Other | 0 | 0 | 77.35 | 0 | 0 | 0 | 0 | 0 | 0 | 0 | 0 | 0 | 0 | 0 | 0 | 0 | 0 | 0 | 0 | 0 | 0 | 0 | 0 | 0 | 0 | 0 | 0 | 0 | 0 | 0 | 77.35 | 77.35
11 | 800 | 801 | 800 801 Convection Oven / Other | 0 | 0 | 291200.6 | 0 | 0 | 0 | 0 | 0 | 0 | 0 | 0 | 0 | 0 | 0 | 0 | 0 | 0 | 0 | 0 | 0 | 0 | 0 | 0 | 0 | 0 | 0 | 0 | 0 | 0 | 0 | 291200.6 | 291200.6
11 | 900 | 901 | 900 901 Vending Misers (cooled machines only) / Other | 0 | 0 | 36.54 | 0 | 0 | 0 | 0 | 0 | 0 | 0 | 0 | 0 | 0 | 0 | 0 | 0 | 0 | 0 | 0 | 0 | 0 | 0 | 0 | 0 | 0 | 0 | 0 | 0 | 0 | 0 | 36.54 | 36.54
12 | 100 | 125 | 100 125 LED Linear Tube 22W / All | 0 | 0 | 188.8 | 0 | 0 | 0 | 0 | 0 | 0 | 0 | 0 | 0 | 0 | 0 | 0 | 0 | 0 | 0 | 0 | 0 | 0 | 0 | 0 | 0 | 0 | 0 | 0 | 0 | 0 | 0 | 188.8 | 188.8
12 | 100 | 132 | 100 132 Flood LED 14W / All | 0 | 0 | 33.64 | 0 | 0 | 0 | 0 | 0 | 0 | 0 | 0 | 0 | 0 | 0 | 0 | 0 | 0 | 0 | 0 | 0 | 0 | 0 | 0 | 0 | 0 | 0 | 0 | 0 | 0 | 0 | 33.64 | 33.64
12 | 100 | 146 | 100 146 LED (12-Watt) / All | 0 | 0 | 18.57 | 0 | 0 | 0 | 0 | 0 | 0 | 0 | 0 | 0 | 0 | 0 | 0 | 0 | 0 | 0 | 0 | 0 | 0 | 0 | 0 | 0 | 0 | 0 | 0 | 0 | 0 | 0 | 18.57 | 18.57
12 | 100 | 154 | 100 154 LED High Bay 83W (400W equivalent) / All | 0 | 0 | 325.17 | 0 | 0 | 0 | 0 | 0 | 0 | 0 | 0 | 0 | 0 | 0 | 0 | 0 | 0 | 0 | 0 | 0 | 0 | 0 | 0 | 0 | 0 | 0 | 0 | 0 | 0 | 0 | 325.17 | 325.17
12 | 200 | 203 | 200 203 Outdoor LED 104W / All | 0 | 0 | 375 | 0 | 0 | 0 | 0 | 0 | 0 | 0 | 0 | 0 | 0 | 0 | 0 | 0 | 0 | 0 | 0 | 0 | 0 | 0 | 0 | 0 | 0 | 0 | 0 | 0 | 0 | 0 | 375 | 375
12 | 300 | 337 | 300 337 Run Time Optimizer / All | 0 | 0 | 3105 | 0 | 0 | 0 | 0 | 0 | 0 | 0 | 0 | 0 | 0 | 0 | 0 | 0 | 0 | 0 | 0 | 0 | 0 | 0 | 0 | 0 | 0 | 0 | 0 | 0 | 0 | 0 | 3105 | 3105
12 | 300 | 338 | 300 338 dehumidification hybrid desiccant heat pump / All | 0 | 0 | 2500 | 0 | 0 | 0 | 0 | 0 | 0 | 0 | 0 | 0 | 0 | 0 | 0 | 0 | 0 | 0 | 0 | 0 | 0 | 0 | 0 | 0 | 0 | 0 | 0 | 0 | 0 | 0 | 2500 | 2500
12 | 800 | 518 | 800 518 Ice Machine / All | 0 | 0 | 699.4 | 0 | 0 | 0 | 0 | 0 | 0 | 0 | 0 | 0 | 0 | 0 | 0 | 0 | 0 | 0 | 0 | 0 | 0 | 0 | 0 | 0 | 0 | 0 | 0 | 0 | 0 | 0 | 699.4 | 699.4
12 | 600 | 611 | 600 611 0.5 Faucet Aerator (DI) - Commercial / All | 0 | 0 | 9 | 0 | 0 | 0 | 0 | 0 | 0 | 0 | 0 | 0 | 0 | 0 | 0 | 0 | 0 | 0 | 0 | 0 | 0 | 0 | 0 | 0 | 0 | 0 | 0 | 0 | 0 | 0 | 9 | 9
12 | 600 | 612 | 600 612 1.0 gpm Faucet Aerator (DI) -Commercial / All | 0 | 0 | 9 | 0 | 0 | 0 | 0 | 0 | 0 | 0 | 0 | 0 | 0 | 0 | 0 | 0 | 0 | 0 | 0 | 0 | 0 | 0 | 0 | 0 | 0 | 0 | 0 | 0 | 0 | 0 | 9 | 9
12 | 600 | 613 | 600 613 1.5 gpm Shower Head (DI) - Commercial / All | 0 | 0 | 25 | 0 | 0 | 0 | 0 | 0 | 0 | 0 | 0 | 0 | 0 | 0 | 0 | 0 | 0 | 0 | 0 | 0 | 0 | 0 | 0 | 0 | 0 | 0 | 0 | 0 | 0 | 0 | 25 | 25
12 | 800 | 812 | 800 812 Griddle / All | 0 | 0 | 700.83 | 0 | 0 | 0 | 0 | 0 | 0 | 0 | 0 | 0 | 0 | 0 | 0 | 0 | 0 | 0 | 0 | 0 | 0 | 0 | 0 | 0 | 0 | 0 | 0 | 0 | 0 | 0 | 700.83 | 700.83
12 | 800 | 813 | 800 813 Steamer / All | 0 | 0 | 16689.17 | 0 | 0 | 0 | 0 | 0 | 0 | 0 | 0 | 0 | 0 | 0 | 0 | 0 | 0 | 0 | 0 | 0 | 0 | 0 | 0 | 0 | 0 | 0 | 0 | 0 | 0 | 0 | 16689.17 | 16689.17
12 | 800 | 814 | 800 814 Holding Cabinet / All | 0 | 0 | 1815 | 0 | 0 | 0 | 0 | 0 | 0 | 0 | 0 | 0 | 0 | 0 | 0 | 0 | 0 | 0 | 0 | 0 | 0 | 0 | 0 | 0 | 0 | 0 | 0 | 0 | 0 | 0 | 1815 | 1815
12 | 700 | 910 | 700 910 Server Virtualization / All | 0 | 0 | 18750 | 0 | 0 | 0 | 0 | 0 | 0 | 0 | 0 | 0 | 0 | 0 | 0 | 0 | 0 | 0 | 0 | 0 | 0 | 0 | 0 | 0 | 0 | 0 | 0 | 0 | 0 | 0 | 18750 | 18750

## TRC Net Benefits (Ach Pot)
[38 empty] | Itron | 10.3185 |  |  |  | Fails RIM | 2-yr |  | 2-yr PB |  |  | Commercial |  |  |  |  | Applicable Households with: |  | CS |  | CS | 3% | 8% | 16% | 30% | 50% | 70% | 84% | 92% | 97% | 100%
[37 empty] | Customer | Annual | Payback | Payback Sensitivity |  |  | and <2-yr | Payback | Verify | Incentive % | Program |  | 2yr PB Max | Savings per 10K SqFt |  |  | Applicable | AC | New | PM Part |  | PM Part | 20.94% | 40.48% | 57.51% | 71.36% | 81.87% | 89.32% | 94.26% | 97.3% | 99.06% | 100%
Building # | Base # | Measure # | Measure Name | 2013 | 2014 | 2015 | 2016 | 2017 | 2018 | 2019 | 2020 | 2021 | 2022 | 2023 | 2024 | 2025 | 2026 | 2027 | 2028 | 2029 | 2030 | 2031 | 2032 | 2033 | 2034 | 2035 | 2036 | 2037 | 2038 | 2039 | 2040 | 2041 | 2042 | Sum | NPV | BC Ratio | Cost | kWh/10k Sqft | (Yrs) | <1-yr | <2-yr | <3-yr | Payback | Incentive | Payback | of Cust Cost | Costs |  | Penetration | kWh | skW | wkW | 10K SqFt | 2-yr PB | Mature | 2 yr PB |  | 2 yr PB | 2015 | 2016 | 2017 | 2018 | 2019 | 2020 | 2021 | 2022 | 2023 | 2024
1 | 110 | 111 | 110 111 Premium T8, Electronic Ballast / Office | 0 | 0 | -8491.4853 | 534.1247 | 579.2497 | 900.3249 | 1004.9157 | 1049.6276 | 1204.8591 | 1300.8903 | 1316.8903 | 1149.4685 | 1223.5935 | 1136.4216 | 1433.9685 | 1181.5935 | 1285.9997 | 1266.8435 | 1475.4372 | 1515.4685 | 1553.6247 | 1581.1872 | 0 | 0 | 0 | 0 | 0 | 0 | 0 | 0 | 14203.0038 | 3438.2769 | 1.3813 | 8626.86 | 9366.732 | 8.9258 | No | No | No | Keep | 6693.8501 | 2 | 77.59% | 390 |  | 30.34% | 9366.732 | 2.9223 | 1.4872 | 4692.5687 | 711.7507 | M | 52 |  | 52 | 10.8862 | 21.0481 | 29.9027 | 37.1048 | 42.5731 | 46.4487 | 49.0126 | 50.5961 | 51.5088 | 52
1 | 110 | 112 | 110 112 Premium T8, EB, Reflector / Office | 0 | 0 | -10862.33 | 1104.045 | 1197.545 | 1862.7672 | 2078.7271 | 2170.2677 | 2491.6544 | 2690.9434 | 2722.9903 | 2377.3263 | 2530.8731 | 2350.2169 | 2965.67 | 2444.4825 | 2661.0763 | 2621.3263 | 3052.4825 | 3134.045 | 3213.1075 | 3270.6075 | 0 | 0 | 0 | 0 | 0 | 0 | 0 | 0 | 36077.824 | 13811.7823 | 2.1558 | 11560 | 19375.6212 | 5.7821 | No | No | No | Keep | 7561.4585 | 2 | 65.41% | 390 |  | 30.34% | 19375.6212 | 6.045 | 3.0763 | 2119.2237 | 321.4357 | M | 152 |  | 152 | 31.8213 | 61.5252 | 87.4079 | 108.4603 | 124.4444 | 135.773 | 143.2677 | 147.8962 | 150.5643 | 152
1 | 110 | 113 | 110 113 Occupancy Sensor / Office | 0 | 0 | -7426.0253 | 739.5297 | 799.7797 | 1267.4506 | 1419.8432 | 1479.9985 | 1705.0375 | 1842.6976 | 1864.5413 | 1618.0882 | 1724.6663 | 0 | 0 | 0 | 0 | 0 | 0 | 0 | 0 | 0 | 0 | 0 | 0 | 0 | 0 | 0 | 0 | 0 | 7035.6073 | 2543.6996 | 1.312 | 7764.18 | 12791.7724 | 5.8823 | No | No | No | Keep | 5124.3455 | 2 | 66% | 390 |  | 30.34% | 12791.7724 | 4.2653 | 1.6189 | 2587.6795 | 392.4892 | M | 316 |  | 316 | 66.1547 | 127.9077 | 181.7165 | 225.4832 | 258.7135 | 282.2649 | 297.8461 | 307.4683 | 313.0152 | 316
1 | 110 | 114 | 110 114 Continuous Dimming / Office | 0 | 0 | -48977.673 | 1103.557 | 1208.057 | 1682.8763 | 1830.807 | 1929.4701 | 2168.057 | 2320.1039 | 2363.1039 | 2141.7133 | 2261.2133 | 2161.0883 | 2594.0883 | 2254.6195 | 0 | 0 | 0 | 0 | 0 | 0 | 0 | 0 | 0 | 0 | 0 | 0 | 0 | 0 | -22958.9181 | -32493.1383 | 0.35097 | 49674.23 | 20812.6878 | 23.1306 | No | No | No | Drop | NA | NA | NA | NA |  | 5.628% | 20812.6878 | 4.1303 | 2.634 | 2825.6315 | NA | N | NA |  | NA | NA | NA | NA | NA | NA | NA | NA | NA | NA | NA
1 | 110 | 115 | 110 115 Lighting Control Tuneup / Office | 0 | 0 | -421.1798 | 114.9452 | 125.4452 | 175.9706 | 192.579 | 201.9745 | 0 | 0 | 0 | 0 | 0 | 0 | 0 | 0 | 0 | 0 | 0 | 0 | 0 | 0 | 0 | 0 | 0 | 0 | 0 | 0 | 0 | 0 | 389.7348 | 240.8544 | 1.451 | 144 | 2157.4136 | 0.64686 | Yes | Yes | Yes | Drop | NA | NA | NA | NA |  | 5.628% | 2157.4136 | 0.44347 | 0.27304 | 706.4079 | NA | N | NA |  | NA | NA | NA | NA | NA | NA | NA | NA | NA | NA | NA
1 | 120 | 121 | 120 121 ROB Premium T8, 1EB / Office | 0 | 0 | -995.8493 | 231.1357 | 249.8857 | 389.4296 | 434.5195 | 452.9306 | 520.9795 | 561.9638 | 569.206 | 496.7138 | 528.6982 | 490.995 | 619.3857 | 510.1669 | 555.9482 | 546.7294 | 637.4795 | 654.4482 | 671.542 | 683.0732 | 0 | 0 | 0 | 0 | 0 | 0 | 0 | 0 | 8809.3808 | 4158.7421 | 4.3994 | 833.36 | 4047.9985 | 1.9952 | No | Yes | Yes | Drop | NA | NA | NA | NA |  | 5.628% | 4047.9985 | 1.2629 | 0.6427 | 6703.6695 | NA | M | NA |  | NA | NA | NA | NA | NA | NA | NA | NA | NA | NA | NA
1 | 120 | 122 | 120 122 ROB Premium T8, EB, Reflector / Office | 0 | 0 | -2329.9298 | 931.4452 | 1009.9452 | 1571.4662 | 1754.6249 | 1831.3104 | 2102.1327 | 2270.5858 | 2297.9218 | 2006.8202 | 2135.3983 | 1983.1483 | 2502.1952 | 2062.1327 | 2244.3515 | 2212.2265 | 2575.1952 | 2644.914 | 2711.2577 | 2760.0077 | 0 | 0 | 0 | 0 | 0 | 0 | 0 | 0 | 37277.1505 | 18489.4113 | 6.6939 | 2857.25 | 16348.3668 | 1.6938 | No | Yes | Yes | Drop | NA | NA | NA | NA |  | 5.628% | 16348.3668 | 5.1005 | 2.5956 | 2119.2237 | NA | M | NA |  | NA | NA | NA | NA | NA | NA | NA | NA | NA | NA | NA
1 | 120 | 123 | 120 123 Occupancy Sensor / Office | 0 | 0 | -5301.8559 | 452.4841 | 489.6091 | 775.406 | 869.0564 | 905.6609 | 1043.2497 | 1127.4372 | 1140.7185 | 990.3435 | 1055.2654 | 0 | 0 | 0 | 0 | 0 | 0 | 0 | 0 | 0 | 0 | 0 | 0 | 0 | 0 | 0 | 0 | 0 | 3547.3746 | 798.7681 | 1.139 | 5357.34 | 7826.9776 | 6.6334 | No | No | No | Keep | 3742.0888 | 2 | 69.85% | 390 |  | 30.34% | 7826.9776 | 2.6098 | 0.99057 | 2587.6795 | 392.4892 | M | 316 |  | 316 | 66.1547 | 127.9077 | 181.7165 | 225.4832 | 258.7135 | 282.2649 | 297.8461 | 307.4683 | 313.0152 | 316
1 | 120 | 124 | 120 124 Lighting Control Tuneup / Office | 0 | 0 | -465.3264 | 70.6736 | 76.9236 | 106.8113 | 115.8181 | 122.7097 | 0 | 0 | 0 | 0 | 0 | 0 | 0 | 0 | 0 | 0 | 0 | 0 | 0 | 0 | 0 | 0 | 0 | 0 | 0 | 0 | 0 | 0 | 27.6101 | -62.6974 | 0.88259 | 144 | 1321.0807 | 1.0564 | No | Yes | Yes | Drop | NA | NA | NA | NA |  | 5.628% | 1321.0807 | 0.26217 | 0.16719 | 706.4079 | NA | N | NA |  | NA | NA | NA | NA | NA | NA | NA | NA | NA | NA | NA
1 | 130 | 131 | 130 131 CFL Screw-in 18W / Office | 0 | 0 | -1640.2475 | 4379.9075 | 4719.1575 | 7880.6045 | 8917.1285 | 9264.5325 | 0 | 0 | 0 | 0 | 0 | 0 | 0 | 0 | 0 | 0 | 0 | 0 | 0 | 0 | 0 | 0 | 0 | 0 | 0 | 0 | 0 | 0 | 33521.083 | 26882.2472 | 5.5127 | 5567.03 | 72863.8158 | 0.74045 | Yes | Yes | Yes | Drop | NA | NA | NA | NA |  | 5.628% | 72863.8158 | 29.1762 | 19.6106 | 552.1852 | NA | M | NA |  | NA | NA | NA | NA | NA | NA | NA | NA | NA | NA | NA
1 | 140 | 141 | 140 141 CFL Hardwired, Modular 18W / Office | 0 | 0 | -21327.9975 | 4379.9075 | 4719.1575 | 7880.6045 | 8917.1285 | 9264.5325 | 0 | 0 | 0 | 0 | 0 | 0 | 0 | 0 | 0 | 0 | 0 | 0 | 0 | 0 | 0 | 0 | 0 | 0 | 0 | 0 | 0 | 0 | 13833.333 | 7194.4972 | 1.2805 | 25254.78 | 72863.8158 | 3.359 | No | No | No | Keep | 10217.8947 | 2 | 40.46% | 390 |  | 30.34% | 72863.8158 | 29.1762 | 19.6106 | 184.0617 | 27.9178 | M | 40 |  | 40 | 8.374 | 16.1909 | 23.0021 | 28.5422 | 32.7485 | 35.7297 | 37.702 | 38.92 | 39.6222 | 40
1 | 150 | 151 | 150 151 PSMH, 250W, magnetic ballast / Office | 0 | 0 | -161.3004 | 902.2696 | 986.8946 | 1375.1085 | 1496.2598 | 1576.1807 | 1771.2227 | 1895.7227 | 1930.9571 | 1749.9884 | 1847.2227 | 1765.1446 | 2119.5821 | 0 | 0 | 0 | 0 | 0 | 0 | 0 | 0 | 0 | 0 | 0 | 0 | 0 | 0 | 0 | 19255.2527 | 12491.6965 | 12.9074 | 659.07 | 17005.4734 | 0.3756 | Yes | Yes | Yes | Drop | NA | NA | NA | NA |  | 5.628% | 17005.4734 | 3.3747 | 2.1522 | 638.2847 | NA | M | NA |  | NA | NA | NA | NA | NA | NA | NA | NA | NA | NA | NA
1 | 150 | 153 | 150 153 High Bay T5 / Office | 0 | 0 | -622.5519 | 1290.0631 | 1399.0631 | 2176.9288 | 2429.212 | 2536.5963 | 2911.2661 | 3144.3251 | 3182.2311 | 2778.4341 | 2957.1372 | 2745.8716 | 3465.9651 | 0 | 0 | 0 | 0 | 0 | 0 | 0 | 0 | 0 | 0 | 0 | 0 | 0 | 0 | 0 | 30394.5417 | 19503.5069 | 11.303 | 1502.99 | 22641.1163 | 0.64334 | Yes | Yes | Yes | Drop | NA | NA | NA | NA |  | 5.628% | 22641.1163 | 7.0638 | 3.5947 | 638.2847 | NA | N | NA |  | NA | NA | NA | NA | NA | NA | NA | NA | NA | NA | NA
1 | 160 | 161 | 160 161 LED Exit Sign / Office | 0 | 0 | -557.3316 | 4.5234 | 4.7734 | 10.4307 | 12.0732 | 12.1426 | 15.5078 | 16.4962 | 16.4181 | 13.8556 | 14.4962 | 12.4181 | 16.9962 | 12.2462 | 14.1212 | 11.59 | 0 | 0 | 0 | 0 | 0 | 0 | 0 | 0 | 0 | 0 | 0 | 0 | -369.2425 | -445.0008 | 0.20745 | 171.48 | 55.3564 | 30.0213 | No | No | No | Drop | NA | NA | NA | NA |  | 5.628% | 55.3564 | 0.056827 | 0.0093071 | 10197.9296 | NA | N | NA |  | NA | NA | NA | NA | NA | NA | NA | NA | NA | NA | NA
1 | 200 | 201 | 200 201 High Pressure Sodium 250W Lamp / Office | 0 | 0 | -1373.4883 | 54.8567 | 60.4817 | 77.5002 | 82.9573 | 0 | 0 | 0 | 0 | 0 | 0 | 0 | 0 | 0 | 0 | 0 | 0 | 0 | 0 | 0 | 0 | 0 | 0 | 0 | 0 | 0 | 0 | 0 | -1097.6925 | -1139.8057 | 0.20138 | 1037.22 | 1084.2897 | 9.2706 | No | No | No | Drop | NA | NA | NA | NA |  | 5.628% | 1084.2897 | 0.11438 | 0.035377 | 14952.4371 | NA | M | NA |  | NA | NA | NA | NA | NA | NA | NA | NA | NA | NA | NA
1 | 200 | 202 | 200 202 Outdoor Lighting Controls (Photocell/Timeclock) / Office | 0 | 0 | -535.4558 | 43.2442 | 47.8692 | 61.2315 | 66.045 | 0 | 0 | 0 | 0 | 0 | 0 | 0 | 0 | 0 | 0 | 0 | 0 | 0 | 0 | 0 | 0 | 0 | 0 | 0 | 0 | 0 | 0 | 0 | -317.0658 | -350.4539 | 0.39363 | 187.95 | 856.5528 | 2.1265 | No | No | Yes | Drop | NA | NA | NA | NA |  | 5.628% | 856.5528 | 0.090359 | 0.027946 | 1480.4191 | NA | N | NA |  | NA | NA | NA | NA | NA | NA | NA | NA | NA | NA | NA
1 | 210 | 211 | 210 211 Outdoor Lighting Controls (Photocell/Timeclock) / Office | 0 | 0 | -869.3971 | 47.7279 | 52.6029 | 67.5902 | 72.2396 | 0 | 0 | 0 | 0 | 0 | 0 | 0 | 0 | 0 | 0 | 0 | 0 | 0 | 0 | 0 | 0 | 0 | 0 | 0 | 0 | 0 | 0 | 0 | -629.2363 | -665.9162 | 0.27322 | 526.25 | 947.0177 | 5.3854 | No | No | No | Drop | NA | NA | NA | NA |  | 5.628% | 947.0177 | 0.099905 | 3.0899e-08 | 1480.4191 | NA | N | NA |  | NA | NA | NA | NA | NA | NA | NA | NA | NA | NA | NA
1 | 300 | 301 | 300 301 Centrifugal Chiller, 0.51 kW/ton, 500 tons / Office | 0 | 0 | -1409.0441 | 306.8359 | 329.2109 | 575.1577 | 656.0332 | 678.58 | 795.6015 | 864.6368 | 870.0587 | 735.3712 | 788.2774 | 712.3087 | 940.7774 | 738.4962 | 815.0274 | 788.9962 | 953.5899 | 976.0899 | 999.7149 | 1010.9024 | 0 | 0 | 0 | 0 | 0 | 0 | 0 | 0 | 13126.6228 | 6217.8779 | 4.6333 | 1321.38 | 4911.3778 | 2.6074 | No | No | Yes | Keep | 307.8203 | 2 | 23.3% | 390 |  | 30.34% | 4911.3778 | 2.2869 | 0.0041023 | 3712.1894 | 563.0506 | M | 670 |  | 670 | 140.2647 | 271.1968 | 385.2849 | 478.0816 | 548.538 | 598.4731 | 631.5091 | 651.9107 | 663.6715 | 670
1 | 300 | 302 | 300 302 High Efficiency Chiller Motors / Office | 0 | 0 | -786.7171 | 72.9379 | 78.6879 | 123.7436 | 138.4506 | 143.6303 | 165.3285 | 178.5082 | 181.477 | 157.5316 | 167.9848 | 155.5004 | 195.8441 | 161.8754 | 175.9218 | 171.953 | 201.8905 | 206.703 | 212.8905 | 216.6093 | 0 | 0 | 0 | 0 | 0 | 0 | 0 | 0 | 2320.7514 | 847.3733 | 1.9873 | 468.28 | 1265.6848 | 3.5856 | No | No | No | Keep | 207.081 | 2 | 44.22% | 390 |  | 30.34% | 1265.6848 | 0.40692 | 0 | 3930.5535 | 596.1712 | N | 24 |  | 24 | 5.0244 | 9.7145 | 13.8013 | 17.1253 | 19.6491 | 21.4378 | 22.6212 | 23.352 | 23.7733 | 24
1 | 300 | 304 | 300 304 EMS - Chiller / Office | 0 | 0 | -1597.6755 | 237.3245 | 259.0745 | 371.3274 | 407.7933 | 427.929 | 484.2776 | 518.8167 | 527.8167 | 473.637 | 0 | 0 | 0 | 0 | 0 | 0 | 0 | 0 | 0 | 0 | 0 | 0 | 0 | 0 | 0 | 0 | 0 | 0 | 2110.3213 | 1048.369 | 1.5724 | 1441.5 | 4402.3921 | 3.1733 | No | No | No | Keep | 532.9796 | 2 | 36.97% | 390 |  | 30.34% | 4402.3921 | 0.99477 | 0.066838 | 329.4241 | 49.9658 | N | 163 |  | 163 | 34.1241 | 65.9777 | 93.7335 | 116.3094 | 133.4503 | 145.5987 | 153.6358 | 158.5992 | 161.4604 | 163
1 | 300 | 305 | 300 305 Chiller Tune Up/Diagnostics / Office | 0 | 0 | -1141.7695 | 252.2305 | 266.2305 | 634.4117 | 770.5616 | 783.8076 | 959.293 | 1055.2305 | 1047.6758 | 823.293 | 0 | 0 | 0 | 0 | 0 | 0 | 0 | 0 | 0 | 0 | 0 | 0 | 0 | 0 | 0 | 0 | 0 | 0 | 5450.9644 | 3471.3358 | 3.4974 | 1000 | 3329.8155 | 2.9105 | No | No | Yes | Keep | 312.8269 | 2 | 31.28% | 390 |  | 30.34% | 3329.8155 | 3.7747 | 0.025275 | 1637.7306 | 248.4047 | N | 420 |  | 420 | 87.9272 | 170.0039 | 241.5219 | 299.6929 | 343.8597 | 375.1623 | 395.8714 | 408.6604 | 416.0329 | 420
1 | 300 | 306 | 300 306 VSD for Chiller Pumps and Towers / Office | 0 | 0 | -1178.4424 | 224.2326 | 244.4826 | 350.8293 | 384.9367 | 403.7423 | 456.7951 | 489.8967 | 498.3889 | 447.0451 | 472.4982 | 448.3107 | 545.4201 | 467.0451 | 503.1388 | 0 | 0 | 0 | 0 | 0 | 0 | 0 | 0 | 0 | 0 | 0 | 0 | 0 | 4758.3195 | 2470.5847 | 2.7659 | 1009.05 | 4154.2935 | 2.354 | No | No | Yes | Keep | 151.7296 | 2 | 15.04% | 390 |  | 30.34% | 4154.2935 | 0.93872 | 0.015768 | 2021.975 | 306.6854 | N | 452 |  | 452 | 94.6264 | 182.9566 | 259.9236 | 322.5267 | 370.0585 | 403.746 | 426.033 | 439.7965 | 447.7306 | 452
1 | 300 | 308 | 300 308 Aerosol Duct Sealing / Office | 0 | 0 | -655.9751 | 209.2698 | 230.3948 | 296.4193 | 316.598 | 336.0326 | 371.2699 | 394.3245 | 403.887 | 377.348 | 395.6292 | 386.0042 | 446.4574 | 403.4574 | 428.5047 | 0 | 0 | 0 | 0 | 0 | 0 | 0 | 0 | 0 | 0 | 0 | 0 | 0 | 4339.6216 | 2423.218 | 3.8132 | 471.37 | 4140.2207 | 1.1034 | No | Yes | Yes | Drop | NA | NA | NA | NA |  | 5.628% | 4140.2207 | 0.25814 | 0.28312 | 2129.0498 | NA | M | NA |  | NA | NA | NA | NA | NA | NA | NA | NA | NA | NA | NA
1 | 300 | 309 | 300 309 Duct/Pipe Insulation / Office | 0 | 0 | -31103.3292 | 43.2958 | 47.7958 | 68.2382 | 74.7645 | 78.371 | 88.3036 | 95.3505 | 96.6395 | 86.7177 | 0 | 0 | 0 | 0 | 0 | 0 | 0 | 0 | 0 | 0 | 0 | 0 | 0 | 0 | 0 | 0 | 0 | 0 | -30423.8527 | -30618.4048 | 0.016939 | 30756 | 805.5069 | 370.0365 | No | No | No | Drop | NA | NA | NA | NA |  | 5.628% | 805.5069 | 0.18201 | 0.0030574 | 1965.2768 | NA | M | NA |  | NA | NA | NA | NA | NA | NA | NA | NA | NA | NA | NA
1 | 300 | 311 | 300 311 Window Film (Standard) / Office | 0 | 0 | -1553.6639 | 143.2111 | 152.9611 | 269.6237 | 307.6057 | 318.2629 | 373.7658 | 405.2777 | 408.0668 | 344.5746 | 0 | 0 | 0 | 0 | 0 | 0 | 0 | 0 | 0 | 0 | 0 | 0 | 0 | 0 | 0 | 0 | 0 | 0 | 1169.6856 | 372.7875 | 1.22 | 1304.75 | 2278.0767 | 5.5506 | No | No | No | Keep | 834.624 | 2 | 63.97% | 390 |  | 30.34% | 2278.0767 | 1.0825 | -0.05302 | 443.6645 | 67.2933 | M | 110 |  | 110 | 23.0285 | 44.5248 | 63.2557 | 78.491 | 90.0585 | 98.2568 | 103.6806 | 107.0301 | 108.961 | 110
1 | 300 | 313 | 300 313 Ceiling Insulation / Office | 0 | 0 | -3866.2137 | 372.1613 | 393.5363 | 892.5011 | 1075.1994 | 1095.6095 | 1332.8957 | 1464.4972 | 1456.7785 | 1156.0988 | 1261.1144 | 1079.8176 | 1566.5051 | 1120.7551 | 1272.9265 | 1056.7702 | 1542.364 | 1574.2077 | 1607.6452 | 1605.9577 | 0 | 0 | 0 | 0 | 0 | 0 | 0 | 0 | 19061.1273 | 8120.9042 | 2.9185 | 3843 | 5084.6672 | 7.3247 | No | No | No | Keep | 2793.6786 | 2 | 72.7% | 390 |  | 30.34% | 5084.6672 | 2.1664 | 4.8808 | 1310.1845 | 198.7237 | M | 30 |  | 30 | 6.2805 | 12.1431 | 17.2516 | 21.4066 | 24.5614 | 26.7973 | 28.2765 | 29.19 | 29.7166 | 30
1 | 300 | 314 | 300 314 Roof Insulation / Office | 0 | 0 | -1775.1719 | 122.0981 | 130.3481 | 245.9975 | 286.0249 | 294.4458 | 349.5356 | 380.5747 | 382.6762 | 316.5825 | 341.1606 | 302.8794 | 412.1294 | 313.8169 | 350.5044 | 322.9731 | 414.2856 | 422.9419 | 433.3481 | 436.7231 | 0 | 0 | 0 | 0 | 0 | 0 | 0 | 0 | 4483.8744 | 1504.7839 | 1.7939 | 1505.52 | 1866.9126 | 7.8153 | No | No | No | Keep | 1120.2458 | 2 | 74.41% | 390 |  | 30.34% | 1866.9126 | 1.1002 | 0.026933 | 1310.1845 | 198.7237 | M | 376 |  | 376 | 78.7157 | 152.194 | 216.2196 | 268.2965 | 307.8363 | 335.8595 | 354.3991 | 365.8484 | 372.4485 | 376
1 | 300 | 315 | 300 315 Cool Roof - Chiller / Office | 0 | 0 | -13311.5027 | 694.6723 | 744.2973 | 1327.1088 | 1522.0786 | 1573.6274 | 1847.0786 | 2012.0004 | 2023.8989 | 1699.4848 | 1825.1254 | 1643.0161 | 2186.1411 | 1702.5473 | 1884.6572 | 0 | 0 | 0 | 0 | 0 | 0 | 0 | 0 | 0 | 0 | 0 | 0 | 0 | 9374.2315 | 562.1723 | 1.0402 | 13606.8 | 10996.7222 | 11.9916 | No | No | No | Keep | 11337.4095 | 2 | 83.32% | 390 |  | 30.34% | 10996.7222 | 5.4499 | 0 | 1058.8343 | 160.5999 | M | 1059 |  | 1059 | 221.702 | 428.6528 | 608.9802 | 755.6543 | 867.0176 | 945.9448 | 998.1614 | 1030.4081 | 1048.9972 | 1059
1 | 300 | 317 | 300 317 Thermal Energy Storage (TES) Positive / Office | 0 | 0 | -13734.8973 | 582.7177 | 618.3427 | 1655.0776 | 2046.8686 | 2071.0229 | 2566.4677 | 2835.9757 | 2805.0147 | 76448.8327 | 2370.4837 | 1973.4833 | 3005.9367 | 2049.6552 | 2367.0776 | 1064.2651 | 2922.8278 | 2981.3278 | 3025.5468 | 3014.9218 | 3085.2338 | 2541.4218 | 2589.2026 | 2207.2651 | 2286.8588 | 2563.8901 | 1311.8276 | 3936.2338 | 123192.8824 | 55382.6237 | 4.8664 | 13933.99 | 9603.9747 | 14.0608 | No | No | No | Keep | 11952.0204 | 2 | 85.78% | 390 |  | 30.34% |  | 10.3611 | 0.020301 | 0 | 0 | M | NA |  | NA | NA | NA | NA | NA | NA | NA | NA | NA | NA | NA
1 | 300 | 317 | 300 317 Thermal Energy Storage (TES) Negative / Office | 0 | 0 | -403.5 | -415 | -464.25 | -477.5 | -486.25 | -523.5 | -559.75 | -579.5 | -603.25 | -619.25 | -637 | -663.5 | -690.5 | -700.5 | -719.25 | -740.5 | -764.25 | -794.5 | -824.5 | -855 | -879.5 | -909.5 | -939.5 | -965.5 | -997 | -1029.5 | -1055 | -1077.5 | -20374.25 | -8618.9954 | 99999 | 0 | 7000 | 0 | Yes | Yes | Yes | Drop | NA | NA | NA | NA |  | 5.628% | -2603.9747 |  |  | 873.4563 | NA | M | NA |  | -1 | NA | NA | NA | NA | NA | NA | NA | NA | NA | NA
1 | 320 | 321 | 320 321 DX Packaged System, EER=10.9, 10 tons / Office | 0 | 0 | -3320.8266 | 243.5984 | 260.9734 | 471.4856 | 541.9548 | 559.6004 | 659.45 | 717.3953 | 721.7625 | 604.3328 | 649.7547 | 582.1922 | 779.1609 | 603.5359 | 669.1297 | 0 | 0 | 0 | 0 | 0 | 0 | 0 | 0 | 0 | 0 | 0 | 0 | 0 | 4743.4997 | 1609.5859 | 1.452 | 3171.3 | 3832.8926 | 8.0185 | No | No | No | Keep | 2380.307 | 2 | 75.06% | 390 |  | 30.34% | 3832.8926 | 1.9713 | 0 | 3008.9031 | 456.3788 | M | 456.3788 |  | -1 | 95.5431 | 184.729 | 262.4416 | 325.6512 | 373.6435 | 407.6574 | 430.1602 | 444.057 | 452.068 | 456.3788
1 | 320 | 322 | 320 322 Hybrid Dessicant-DX System (Trane CDQ) / Office | 0 | 0 | -10931.4495 | 1328.6105 | 1459.3605 | 1954.6076 | 2104.0587 | 2224.9357 | 2475.8527 | 2641.5949 | 2698.4464 | 2482.4543 | 2612.3918 | 2524.4699 | 2969.7043 | 2634.6418 | 2808.173 | 0 | 0 | 0 | 0 | 0 | 0 | 0 | 0 | 0 | 0 | 0 | 0 | 0 | 21987.8521 | 9339.9666 | 1.763 | 11850.81 | 25483.1247 | 4.5069 | No | No | No | Keep | 6591.8647 | 2 | 55.62% | 390 |  | 30.34% | 25483.1247 | 4.1996 | 0 | 3343.2256 | 507.0876 | N | 483 |  | 483 | 101.1162 | 195.5045 | 277.7502 | 344.6469 | 395.4386 | 431.4366 | 455.2521 | 469.9595 | 478.4378 | 483
1 | 320 | 323 | 320 323 Geothermal Heat Pump, EER=13, 10 tons / Office | 0 | 0 | -28171.6829 | 691.4471 | 759.0721 | 1017.4349 | 1095.0643 | 1158.0291 | 1288.8143 | 1374.8143 | 1404.8377 | 1292.1346 | 1358.7909 | 1313.1971 | 1545.3221 | 1371.0409 | 1461.3534 | 0 | 0 | 0 | 0 | 0 | 0 | 0 | 0 | 0 | 0 | 0 | 0 | 0 | -11040.3304 | -17622.1874 | 0.38925 | 28463.38 | 13257.0221 | 20.8077 | No | No | No | Drop | NA | NA | NA | NA |  | 5.628% | 13257.0221 | 2.1873 | 0.07045 | 3309.7934 | NA | N | NA |  | NA | NA | NA | NA | NA | NA | NA | NA | NA | NA | NA
1 | 320 | 327 | 320 327 DX Coil Cleaning / Office | 0 | 0 | -392.1559 | 239.1241 | 252.3741 | 601.8067 | 731.1436 | 0 | 0 | 0 | 0 | 0 | 0 | 0 | 0 | 0 | 0 | 0 | 0 | 0 | 0 | 0 | 0 | 0 | 0 | 0 | 0 | 0 | 0 | 0 | 1432.2924 | 1122.9286 | 2.7887 | 237.78 | 3158.4938 | 0.72959 | Yes | Yes | Yes | Drop | NA | NA | NA | NA |  | 5.628% | 3158.4938 | 3.5805 | 0.9707 | 2507.4192 | NA | M | NA |  | NA | NA | NA | NA | NA | NA | NA | NA | NA | NA | NA
1 | 320 | 328 | 320 328 Optimize Controls / Office | 0 | 0 | -626.9421 | 165.9329 | 182.8079 | 235.7698 | 251.0647 | 0 | 0 | 0 | 0 | 0 | 0 | 0 | 0 | 0 | 0 | 0 | 0 | 0 | 0 | 0 | 0 | 0 | 0 | 0 | 0 | 0 | 0 | 0 | 208.633 | 81.0041 | 1.1025 | 400 | 3286.3239 | 1.1796 | No | Yes | Yes | Drop | NA | NA | NA | NA |  | 5.628% | 3286.3239 | 0.23044 | 0.012476 | 1654.8967 | NA | N | NA |  | NA | NA | NA | NA | NA | NA | NA | NA | NA | NA | NA
1 | 320 | 329 | 320 329 Aerosol Duct Sealing / Office | 0 | 0 | -534.4801 | 332.3899 | 365.6399 | 471.1653 | 503.8284 | 534.1145 | 590.6946 | 627.6321 | 642.6712 | 599.9524 | 628.9993 | 614.343 | 709.7024 | 642.2336 | 682.1711 | 0 | 0 | 0 | 0 | 0 | 0 | 0 | 0 | 0 | 0 | 0 | 0 | 0 | 7411.0575 | 4362.4305 | 6.0645 | 471.37 | 6583.145 | 0.69393 | Yes | Yes | Yes | Drop | NA | NA | NA | NA |  | 5.628% | 6583.145 | 0.41045 | 0.45017 | 3259.645 | NA | M | NA |  | NA | NA | NA | NA | NA | NA | NA | NA | NA | NA | NA
1 | 320 | 330 | 320 330 Duct/Pipe Insulation / Office | 0 | 0 | -31077.8067 | 70.0683 | 76.0683 | 109.8798 | 120.8056 | 126.9081 | 143.7167 | 153.8339 | 156.8964 | 140.2871 | 0 | 0 | 0 | 0 | 0 | 0 | 0 | 0 | 0 | 0 | 0 | 0 | 0 | 0 | 0 | 0 | 0 | 0 | -29979.3423 | -30294.1877 | 0.027349 | 30756 | 1283.6819 | 232.1969 | No | No | No | Drop | NA | NA | NA | NA |  | 5.628% | 1283.6819 | 0.30024 | 0 | 3008.9031 | NA | M | NA |  | NA | NA | NA | NA | NA | NA | NA | NA | NA | NA | NA
1 | 320 | 332 | 320 332 Window Film (Standard) / Office | 0 | 0 | -1546.0684 | 217.0866 | 232.5866 | 409.5436 | 468.2213 | 483.569 | 567.2507 | 616.8054 | 621.0319 | 523.5085 | 0 | 0 | 0 | 0 | 0 | 0 | 0 | 0 | 0 | 0 | 0 | 0 | 0 | 0 | 0 | 0 | 0 | 0 | 2593.535 | 1382.027 | 1.7853 | 1369.78 | 3460.8874 | 3.8357 | No | No | No | Keep | 655.5576 | 2 | 47.86% | 390 |  | 30.34% | 3460.8874 | 1.6446 | -0.32931 | 679.2649 | 103.0283 | M | 169 |  | 169 | 35.3802 | 68.4063 | 97.1838 | 120.5907 | 138.3626 | 150.9581 | 159.2911 | 164.4372 | 167.4037 | 169
1 | 320 | 334 | 320 334 Ceiling Insulation / Office | 0 | 0 | -3650.7033 | 590.2967 | 624.6717 | 1417.6654 | 1706.5794 | 1739.8875 | 2115.3597 | 2326.2967 | 2313.4377 | 1835.0311 | 2002.8748 | 1714.4373 | 2487.2967 | 1780.2655 | 2021.6092 | 1679.3905 | 2450.5777 | 2500.4217 | 2548.2967 | 2550.9847 | 0 | 0 | 0 | 0 | 0 | 0 | 0 | 0 | 32754.6774 | 15382.7745 | 4.634 | 3843 | 8076.4072 | 4.6114 | No | No | No | Keep | 2176.2741 | 2 | 56.63% | 390 |  | 30.34% | 8076.4072 | 3.4411 | 7.7525 | 2005.9354 | 304.2525 | M | 40 |  | 40 | 8.374 | 16.1909 | 23.0021 | 28.5422 | 32.7485 | 35.7297 | 37.702 | 38.92 | 39.6222 | 40
1 | 320 | 335 | 320 335 Roof Insulation / Office | 0 | 0 | -1702.5647 | 195.5804 | 209.0804 | 401.2767 | 468.01 | 481.1653 | 571.7912 | 624.3303 | 625.8695 | 515.8928 | 556.721 | 493.1273 | 674.7678 | 511.0804 | 570.033 | 522.0017 | 675.908 | 690.3142 | 708.0955 | 710.6892 | 0 | 0 | 0 | 0 | 0 | 0 | 0 | 0 | 8503.1702 | 3645.0078 | 2.923 | 1505.52 | 2973.3087 | 4.9072 | No | No | No | Keep | 891.9191 | 2 | 59.24% | 390 |  | 30.34% | 2973.3087 | 1.8272 | 0.63067 | 2005.9354 | 304.2525 | M | 575 |  | 575 | 120.3765 | 232.7435 | 330.655 | 410.2939 | 470.7602 | 513.615 | 541.9668 | 559.4756 | 569.5688 | 575
1 | 340 | 342 | 340 342 Geothermal Heat Pump, EER=13, 10 tons / Office | 0 | 0 | -28047.9305 | 817.4495 | 879.9495 | 1472.302 | 1666.7747 | 1730.3724 | 2011.762 | 2182.9651 | 2201.7464 | 1881.8401 | 2012.0433 | 1836.762 | 2386.1058 | 1906.137 | 2093.6995 | 2039.512 | 2430.1683 | 2491.0433 | 2552.2933 | 2587.262 | 2653.762 | 2402.1995 | 2465.9183 | 2288.9495 | 2342.1995 | 0 | 0 | 0 | 21285.2865 | -5438.9736 | 0.8115 | 28463.38 | 13548.9501 | 20.3594 | No | No | No | Drop | NA | NA | NA | NA |  | 5.628% | 13548.9501 | 5.4683 | 0 | 719.8827 | NA | N | NA |  | NA | NA | NA | NA | NA | NA | NA | NA | NA | NA | NA
1 | 340 | 344 | 340 344 Aerosol Duct Sealing / Office | 0 | 0 | -526.9522 | 339.9178 | 374.0428 | 481.9022 | 515.3758 | 546.1668 | 603.4881 | 641.4881 | 657.0975 | 613.3866 | 643.5116 | 627.6522 | 725.7928 | 657.3866 | 696.6053 | 0 | 0 | 0 | 0 | 0 | 0 | 0 | 0 | 0 | 0 | 0 | 0 | 0 | 7596.8621 | 4479.9955 | 6.201 | 471.37 | 6731.1517 | 0.67867 | Yes | Yes | Yes | Drop | NA | NA | NA | NA |  | 5.628% | 6731.1517 | 0.41968 | 0.4603 | 708.9754 | NA | M | NA |  | NA | NA | NA | NA | NA | NA | NA | NA | NA | NA | NA
1 | 340 | 345 | 340 345 Duct/Pipe Insulation / Office | 0 | 0 | -31076.2301 | 71.3949 | 77.8949 | 112.4115 | 122.5492 | 128.9525 | 146.3558 | 156.2386 | 158.6449 | 142.5042 | 0 | 0 | 0 | 0 | 0 | 0 | 0 | 0 | 0 | 0 | 0 | 0 | 0 | 0 | 0 | 0 | 0 | 0 | -29959.2838 | -30279.1193 | 0.027833 | 30756 | 1311.8045 | 227.2191 | No | No | No | Drop | NA | NA | NA | NA |  | 5.628% | 1311.8045 | 0.30405 | 0.0049791 | 654.4388 | NA | M | NA |  | NA | NA | NA | NA | NA | NA | NA | NA | NA | NA | NA
1 | 340 | 347 | 340 347 Window Film (Standard) / Office | 0 | 0 | -1475.9825 | 222.0175 | 237.7675 | 418.2905 | 479.3398 | 495.4404 | 580.705 | 631.1034 | 635.6816 | 536.0956 | 0 | 0 | 0 | 0 | 0 | 0 | 0 | 0 | 0 | 0 | 0 | 0 | 0 | 0 | 0 | 0 | 0 | 0 | 2760.459 | 1520.3992 | 1.8971 | 1304.75 | 3539.7761 | 3.5722 | No | No | No | Keep | 574.2474 | 2 | 44.01% | 390 |  | 30.34% | 3539.7761 | 1.682 | -0.023094 | 147.7407 | 22.4087 | M | 37 |  | 37 | 7.746 | 14.9765 | 21.2769 | 26.4015 | 30.2924 | 33.05 | 34.8744 | 36.001 | 36.6505 | 37
1 | 340 | 349 | 340 349 Ceiling Insulation / Office | 0 | 0 | -3637.4435 | 603.5565 | 638.8065 | 1449.8207 | 1745.2704 | 1778.8768 | 2163.3065 | 2378.7125 | 2365.1195 | 1876.6971 | 2047.1971 | 1752.9628 | 2543.6195 | 1820.0565 | 2066.7753 | 1716.9628 | 2506.1505 | 2557.4005 | 2604.9315 | 2607.4315 | 0 | 0 | 0 | 0 | 0 | 0 | 0 | 0 | 33586.211 | 15824.2474 | 4.7383 | 3843 | 8258.663 | 4.5097 | No | No | No | Keep | 2138.662 | 2 | 55.65% | 390 |  | 30.34% | 8258.663 | 3.5187 | 7.9275 | 436.2925 | 66.1752 | M | 10 |  | 10 | 2.0935 | 4.0477 | 5.7505 | 7.1355 | 8.1871 | 8.9324 | 9.4255 | 9.73 | 9.9055 | 10
1 | 340 | 350 | 340 350 Roof Insulation / Office | 0 | 0 | -1698.4522 | 199.5678 | 213.4428 | 408.7504 | 477.0766 | 490.2504 | 582.8647 | 637.0131 | 638.1225 | 526.0522 | 567.4272 | 502.6459 | 688.0678 | 520.5678 | 581.6616 | 532.6616 | 689.3178 | 704.3803 | 721.8178 | 725.5678 | 0 | 0 | 0 | 0 | 0 | 0 | 0 | 0 | 8708.8037 | 3754.3218 | 2.9806 | 1505.52 | 3038.4695 | 4.8019 | No | No | No | Keep | 878.4719 | 2 | 58.35% | 390 |  | 30.34% | 3038.4695 | 1.8612 | 0.044204 | 436.2925 | 66.1752 | M | 125 |  | 125 | 26.1688 | 50.5964 | 71.8815 | 89.1943 | 102.3392 | 111.6554 | 117.8189 | 121.6251 | 123.8193 | 125
1 | 340 | 351 | 340 351 Cool Roof - DX / Office | 0 | 0 | -12890.8909 | 1121.5341 | 1202.0341 | 2144.2231 | 2458.3188 | 2541.7148 | 2983.4401 | 3249.9762 | 3268.2802 | 2744.6788 | 2948.007 | 2654.0382 | 3532.1942 | 2750.5695 | 3044.9757 | 0 | 0 | 0 | 0 | 0 | 0 | 0 | 0 | 0 | 0 | 0 | 0 | 0 | 23753.0939 | 9518.5621 | 1.6801 | 13606.8 | 17764.3922 | 7.4232 | No | No | No | Keep | 9940.7673 | 2 | 73.06% | 390 |  | 30.34% | 17764.3922 | 8.804 | 0 | 352.5927 | 53.4799 | M | 353 |  | 353 | 73.9007 | 142.8843 | 202.9934 | 251.8848 | 289.0059 | 315.3149 | 332.7205 | 343.4694 | 349.6657 | 353
1 | 360 | 361 | 360 361 HE PTAC, EER=9.6, 1 ton / Office | 0 | 0 | -3371.8115 | 681.2835 | 730.2835 | 1294.409 | 1482.5862 | 1532.8128 | 1798.4085 | 1957.3226 | 1970.1741 | 1656.6585 | 1778.3773 | 1603.5804 | 2129.1585 | 1661.2835 | 1837.9085 | 0 | 0 | 0 | 0 | 0 | 0 | 0 | 0 | 0 | 0 | 0 | 0 | 0 | 18742.4357 | 10154.2396 | 3.5111 | 3653.72 | 10819.9409 | 3.2726 | No | No | No | Keep | 1420.8118 | 2 | 38.89% | 390 |  | 30.34% | 10819.9409 | 5.268 | 0.37055 | 1110.1036 | 168.3762 | M | 513 |  | 513 | 107.3967 | 207.6477 | 295.0017 | 366.0535 | 420 | 458.2339 | 483.5286 | 499.1495 | 508.1544 | 513
1 | 360 | 362 | 360 362 Occupancy Sensor (hotels) / Office | 0 | 0 | -6424.7698 | 702.9802 | 761.1052 | 1205.0906 | 1350.0466 | 1407.9402 | 1621.699 | 1752.8083 | 1773.1208 | 1538.7615 | 1640.3552 | 1516.5896 | 1928.1052 | 1575.949 | 1720.1365 | 0 | 0 | 0 | 0 | 0 | 0 | 0 | 0 | 0 | 0 | 0 | 0 | 0 | 14069.9178 | 6141.5446 | 1.8629 | 6727 | 12166.3753 | 5.3585 | No | No | No | Keep | 4216.2285 | 2 | 62.68% | 390 |  | 30.34% | 12166.3753 | 4.0567 | 0.046187 | 999.0932 | 151.5386 | M | 122 |  | 122 | 25.5407 | 49.3821 | 70.1564 | 87.0537 | 99.883 | 108.9757 | 114.9912 | 118.7061 | 120.8476 | 122
1 | 400 | 401 | 400 401 High Efficiency Fan Motor, 15hp, 1800rpm, 92.4% / Office | 0 | 0 | -460.7644 | 14.7206 | 15.5956 | 25.3017 | 27.8339 | 28.8554 | 32.9784 | 36.0056 | 36.6619 | 31.6072 | 33.5447 | 30.9978 | 38.7791 | 31.7166 | 34.9041 | 0 | 0 | 0 | 0 | 0 | 0 | 0 | 0 | 0 | 0 | 0 | 0 | 0 | -41.2619 | -203.0222 | 0.57268 | 85.11 | 245.5752 | 3.3588 | No | No | No | Drop | NA | NA | NA | NA |  | 5.628% | 245.5752 | 0.085105 | 0.031255 | 16669.8698 | NA | M | NA |  | NA | NA | NA | NA | NA | NA | NA | NA | NA | NA | NA
1 | 400 | 402 | 400 402 Variable Speed Drive Control / Office | 0 | 0 | -1882.2369 | 300.2581 | 330.3831 | 425.4056 | 454.7571 | 482.5706 | 532.9769 | 566.7034 | 580.344 | 542.1644 | 568.0081 | 554.6956 | 641.0081 | 580.3206 | 615.5706 | 0 | 0 | 0 | 0 | 0 | 0 | 0 | 0 | 0 | 0 | 0 | 0 | 0 | 5292.9295 | 2539.9167 | 2.1665 | 1787.37 | 5944.5405 | 2.9139 | No | No | Yes | Keep | 560.5968 | 2 | 31.36% | 390 |  | 30.34% | 5944.5405 | 0.20632 | 0.18918 | 4627.9045 | 701.9427 | N | 413 |  | 413 | 86.4617 | 167.1705 | 237.4965 | 294.698 | 338.1287 | 368.9096 | 389.2735 | 401.8494 | 409.099 | 413
1 | 400 | 403 | 400 403 Air Handler Optimization / Office | 0 | 0 | -607.5397 | 83.9603 | 92.0853 | 119.2015 | 127.6361 | 134.9642 | 149.1166 | 158.515 | 0 | 0 | 0 | 0 | 0 | 0 | 0 | 0 | 0 | 0 | 0 | 0 | 0 | 0 | 0 | 0 | 0 | 0 | 0 | 0 | 257.9396 | 54.0231 | 1.0783 | 300 | 1662.0152 | 1.7493 | No | Yes | Yes | Drop | NA | NA | NA | NA |  | 5.628% | 1662.0152 | 0.057685 | 0.052893 | 9376.8017 | NA | N | NA |  | NA | NA | NA | NA | NA | NA | NA | NA | NA | NA | NA
1 | 400 | 404 | 400 404 Electronically Commutated Motors (ECM) on an Air Handler Unit / Office | 0 | 0 | -964.6914 | 118.9186 | 130.7936 | 168.9313 | 180.3531 | 191.2526 | 211.4108 | 225.067 | 229.778 | 215.0748 | 225.5748 | 219.403 | 254.2311 | 228.9811 | 243.7784 | 0 | 0 | 0 | 0 | 0 | 0 | 0 | 0 | 0 | 0 | 0 | 0 | 0 | 1878.8567 | 788.0695 | 1.7286 | 691.61 | 2345.3783 | 2.8578 | No | No | Yes | Keep | 207.5949 | 2 | 30.02% | 390 |  | 30.34% | 2345.3783 | 0.31587 | 0 | 16669.8698 | 2528.4215 | M | 66 |  | 66 | 13.8171 | 26.7149 | 37.9534 | 47.0946 | 54.0351 | 58.9541 | 62.2084 | 64.2181 | 65.3766 | 66
1 | 400 | 405 | 400 405 Demand Control Ventilation (DCV) / Office | 0 | 0 | -23795.2218 | 192.4032 | 202.4032 | 482.7709 | 586.2909 | 596.0028 | 728.536 | 801.8485 | 796.6845 | 626.6845 | 684.4188 | 581.5751 | 856.1845 | 603.497 | 688.5595 | 0 | 0 | 0 | 0 | 0 | 0 | 0 | 0 | 0 | 0 | 0 | 0 | 0 | -15367.3623 | -18671.45 | 0.2215 | 23594 | 2529.7952 | 90.3858 | No | No | No | Drop | NA | NA | NA | NA |  | 5.628% | 2529.7952 | 5.7391 | 3.4581 | 9376.8017 | NA | M | NA |  | NA | NA | NA | NA | NA | NA | NA | NA | NA | NA | NA
1 | 400 | 406 | 400 406 Energy Recovery Ventilation (ERV) / Office | 0 | 0 | -3449.6219 | 88.4431 | 92.8181 | 220.8098 | 267.8132 | 271.5368 | 332.8259 | 366.0603 | 363.8728 | 286.0525 | 313.0212 | 265.5212 | 390.3181 | 275.4118 | 314.4431 | 253.3181 | 383.6306 | 390.3181 | 399.8806 | 398.4431 | 0 | 0 | 0 | 0 | 0 | 0 | 0 | 0 | 2224.9165 | -484.0992 | 0.8631 | 3146.19 | 1156.3363 | 26.3685 | No | No | No | Drop | NA | NA | NA | NA |  | 5.628% | 1156.3363 | 2.6233 | 1.5807 | 9376.8017 | NA | M | NA |  | NA | NA | NA | NA | NA | NA | NA | NA | NA | NA | NA
1 | 600 | 603 | 600 603 Heat Pump Water Heater (air source) / Office | 0 | 0 | -936.6798 | 103.6002 | 113.1002 | 150.6803 | 161.5767 | 170.4898 | 189.6236 | 201.5299 | 206.2174 | 191.5689 | 201.0221 | 195.0689 | 227.2877 | 202.3502 | 215.5689 | 0 | 0 | 0 | 0 | 0 | 0 | 0 | 0 | 0 | 0 | 0 | 0 | 0 | 1593.0048 | 621.7845 | 1.5986 | 648.78 | 1999.492 | 3.1446 | No | No | No | Keep | 236.1454 | 2 | 36.4% | 390 |  | 30.34% | 1999.492 | 0.30977 | 0.23487 | 9745.0943 | 1478.0983 | N | 64 |  | 64 | 13.3984 | 25.9054 | 36.8033 | 45.6675 | 52.3977 | 57.1676 | 60.3233 | 62.2721 | 63.3955 | 64
1 | 600 | 604 | 600 604 Solar Water Heater / Office | 0 | 0 | -1790.855 | 103.455 | 113.08 | 150.3564 | 161.3066 | 170.4179 | 188.9628 | 201.3691 | 206.1972 | 191.4238 | 200.4082 | 194.7363 | 226.83 | 202.5175 | 215.205 | 218.9238 | 239.58 | 247.1738 | 254.9238 | 261.7675 | 0 | 0 | 0 | 0 | 0 | 0 | 0 | 0 | 1957.7798 | 186.4015 | 1.0985 | 1502.81 | 1994.7575 | 7.3013 | No | No | No | Keep | 1091.1524 | 2 | 72.61% | 390 |  | 30.34% | 1994.7575 | 0.30885 | 0.23431 | 5077.707 | 770.167 | N | 81 |  | 81 | 16.9574 | 32.7865 | 46.5792 | 57.7979 | 66.3158 | 72.3527 | 76.3466 | 78.8131 | 80.2349 | 81
1 | 600 | 606 | 600 606 Demand controlled circulating systems / Office | 0 | 0 | -712.2237 | 7.8263 | 8.2013 | 11.1456 | 11.9796 | 11.7394 | 13.7169 | 14.0841 | 14.795 | 13.8107 | 14.3575 | 13.795 | 15.67 | 14.42 | 15.7325 | 0 | 0 | 0 | 0 | 0 | 0 | 0 | 0 | 0 | 0 | 0 | 0 | 0 | -530.9497 | -600.2407 | 0.16581 | 329.55 | 141.5575 | 22.5617 | No | No | No | Drop | NA | NA | NA | NA |  | 5.628% | 141.5575 | 0.022149 | 0.016628 | 5077.707 | NA | N | NA |  | NA | NA | NA | NA | NA | NA | NA | NA | NA | NA | NA
1 | 600 | 608 | 600 608 Heat Recovery Unit / Office | 0 | 0 | -1096.0132 | 113.7368 | 124.7368 | 164.8208 | 177.0679 | 187.4839 | 208.4399 | 221.4477 | 226.979 | 210.5181 | 0 | 0 | 0 | 0 | 0 | 0 | 0 | 0 | 0 | 0 | 0 | 0 | 0 | 0 | 0 | 0 | 0 | 0 | 539.2176 | 75.6616 | 1.0626 | 818 | 2190.3986 | 3.6192 | No | No | No | Keep | 365.9681 | 2 | 44.74% | 390 |  | 30.34% | 2190.3986 | 0.34054 | 0.25729 | 5770.1216 | 875.1898 | N | 6 |  | 6 | 1.2561 | 2.4286 | 3.4503 | 4.2813 | 4.9123 | 5.3595 | 5.6553 | 5.838 | 5.9433 | 6
1 | 600 | 609 | 600 609 Heat Trap / Office | 0 | 0 | -378.43 | 13.455 | 14.58 | 19.5595 | 20.9023 | 22.2158 | 24.0957 | 25.4941 | 26.6503 | 24.6582 | 0 | 0 | 0 | 0 | 0 | 0 | 0 | 0 | 0 | 0 | 0 | 0 | 0 | 0 | 0 | 0 | 0 | 0 | -186.819 | -241.036 | 0.38474 | 1.76 | 256.3186 | 0.066545 | Yes | Yes | Yes | Drop | NA | NA | NA | NA |  | 5.628% | 256.3186 | 0.039989 | 0.030108 | 5770.1216 | NA | N | NA |  | NA | NA | NA | NA | NA | NA | NA | NA | NA | NA | NA
1 | 600 | 610 | 600 610 Hot Water Pipe Insulation / Office | 0 | 0 | -433.9674 | 3.3426 | 3.2176 | 4.5408 | 5.0467 | 5.0984 | 5.2957 | 5.8973 | 6.6707 | 6.1551 | 6.1863 | 5.5145 | 6.9676 | 5.5613 | 5.9827 | 0 | 0 | 0 | 0 | 0 | 0 | 0 | 0 | 0 | 0 | 0 | 0 | 0 | -358.4901 | -387.271 | 0.11341 | 46.81 | 55.9876 | 8.1027 | No | No | No | Drop | NA | NA | NA | NA |  | 5.628% | 55.9876 | 0.0087336 | 0.0065765 | 5770.1216 | NA | M | NA |  | NA | NA | NA | NA | NA | NA | NA | NA | NA | NA | NA
1 | 700 | 701 | 700 701 PC Manual Power Management Enabling / Office | 0 | 0 | -314.4293 | 212.6957 | 233.8207 | 312.0629 | 0 | 0 | 0 | 0 | 0 | 0 | 0 | 0 | 0 | 0 | 0 | 0 | 0 | 0 | 0 | 0 | 0 | 0 | 0 | 0 | 0 | 0 | 0 | 0 | 444.1499 | 350.247 | 1.6681 | 134.25 | 4083.2219 | 0.31864 | Yes | Yes | Yes | Drop | NA | NA | NA | NA |  | 5.628% | 4083.2219 | 0.34406 | 0.66496 | 9376.8017 | NA | N | NA |  | NA | NA | NA | NA | NA | NA | NA | NA | NA | NA | NA
1 | 700 | 702 | 700 702 PC Network Power Management Enabling / Office | 0 | 0 | -247.3093 | 212.6957 | 233.8207 | 312.0629 | 0 | 0 | 0 | 0 | 0 | 0 | 0 | 0 | 0 | 0 | 0 | 0 | 0 | 0 | 0 | 0 | 0 | 0 | 0 | 0 | 0 | 0 | 0 | 0 | 511.2699 | 417.367 | 1.913 | 67.13 | 4083.2219 | 0.15933 | Yes | Yes | Yes | Drop | NA | NA | NA | NA |  | 5.628% | 4083.2219 | 0.34406 | 0.66496 | 9376.8017 | NA | N | NA |  | NA | NA | NA | NA | NA | NA | NA | NA | NA | NA | NA
1 | 710 | 711 | 710 711 Energy Star or Better Monitor / Office | 0 | 0 | -88.7321 | 305.8929 | 335.7679 | 448.346 | 0 | 0 | 0 | 0 | 0 | 0 | 0 | 0 | 0 | 0 | 0 | 0 | 0 | 0 | 0 | 0 | 0 | 0 | 0 | 0 | 0 | 0 | 0 | 0 | 1001.2748 | 866.3637 | 3.2214 | 0 | 5869.7079 | 0 | Yes | Yes | Yes | Drop | NA | NA | NA | NA |  | 5.628% | 5869.7079 | 0.75126 | 0.95586 | 833.4935 | NA | M | NA |  | NA | NA | NA | NA | NA | NA | NA | NA | NA | NA | NA
1 | 710 | 712 | 710 712 Monitor Power Management Enabling / Office | 0 | 0 | -321.0655 | 199.8495 | 219.2245 | 292.3866 | 0 | 0 | 0 | 0 | 0 | 0 | 0 | 0 | 0 | 0 | 0 | 0 | 0 | 0 | 0 | 0 | 0 | 0 | 0 | 0 | 0 | 0 | 0 | 0 | 390.3952 | 302.3615 | 1.5842 | 127.54 | 3831.4759 | 0.3226 | Yes | Yes | Yes | Drop | NA | NA | NA | NA |  | 5.628% | 3831.4759 | 0.32285 | 0.62397 | 5000.9609 | NA | N | NA |  | NA | NA | NA | NA | NA | NA | NA | NA | NA | NA | NA
1 | 720 | 722 | 720 722 Monitor Power Management Enabling / Office | 0 | 0 | -396.4439 | 0.39112 | 0.51612 | 0.52295 | 0 | 0 | 0 | 0 | 0 | 0 | 0 | 0 | 0 | 0 | 0 | 0 | 0 | 0 | 0 | 0 | 0 | 0 | 0 | 0 | 0 | 0 | 0 | 0 | -395.0137 | -395.1878 | 0.0038371 | 6.71 | 6.3452 | 10.2486 | No | No | No | Drop | NA | NA | NA | NA |  | 5.628% | 6.3452 | 0.00053465 | 0.0010333 | 5000.9609 | NA | N | NA |  | NA | NA | NA | NA | NA | NA | NA | NA | NA | NA | NA
1 | 730 | 731 | 730 731 Energy Star or Better Copier / Office | 0 | 0 | -356.0258 | 34.9742 | 38.7242 | 51.0337 | 55.3287 | 57.9195 | 0 | 0 | 0 | 0 | 0 | 0 | 0 | 0 | 0 | 0 | 0 | 0 | 0 | 0 | 0 | 0 | 0 | 0 | 0 | 0 | 0 | 0 | -118.0456 | -161.3063 | 0.58639 | 0 | 668.643 | 0 | Yes | Yes | Yes | Drop | NA | NA | NA | NA |  | 5.628% | 668.643 | 0.085579 | 0.10889 | 1666.987 | NA | M | NA |  | NA | NA | NA | NA | NA | NA | NA | NA | NA | NA | NA
1 | 730 | 732 | 730 732 Copier Power Management Enabling / Office | 0 | 0 | -475.1346 | 28.7204 | 31.5954 | 42.114 | 45.9167 | 47.6872 | 0 | 0 | 0 | 0 | 0 | 0 | 0 | 0 | 0 | 0 | 0 | 0 | 0 | 0 | 0 | 0 | 0 | 0 | 0 | 0 | 0 | 0 | -279.1009 | -314.7773 | 0.3748 | 113.48 | 552.4924 | 1.9906 | No | Yes | Yes | Drop | NA | NA | NA | NA |  | 5.628% | 552.4924 | 0.046554 | 0.089975 | 8251.5855 | NA | N | NA |  | NA | NA | NA | NA | NA | NA | NA | NA | NA | NA | NA
1 | 800 | 801 | 800 801 Convection Oven / Office | 0 | 0 | -201754.2147 | 3.3103 | 2.9353 | 4.1502 | 4.6531 | 4.7127 | 5.2635 | 5.5994 | 5.8728 | 5.1697 | 0 | 0 | 0 | 0 | 0 | 0 | 0 | 0 | 0 | 0 | 0 | 0 | 0 | 0 | 0 | 0 | 0 | 0 | -201712.5475 | -201724.2822 | 0.00016167 | 201366.9 | 52.2839 | 37325.3986 | No | No | No | Drop | NA | NA | NA | NA |  | 5.628% | 52.2839 | 0.0078784 | 0.0022044 | 12572.5043 | NA | N | NA |  | NA | NA | NA | NA | NA | NA | NA | NA | NA | NA | NA
1 | 810 | 811 | 810 811 Efficient Fryer / Office | 0 | 0 | -52817.7497 | 0.79029 | 0.79029 | 0.84498 | 1.0754 | 0.37135 | 1.2747 | 1.0753 | 1.091 | 1.2394 | 0 | 0 | 0 | 0 | 0 | 0 | 0 | 0 | 0 | 0 | 0 | 0 | 0 | 0 | 0 | 0 | 0 | 0 | -52809.197 | -52811.566 | 0.0001273 | 52428.29 | 10.6377 | 47764.3226 | No | No | No | Drop | NA | NA | NA | NA |  | 5.628% | 10.6377 | 0.0016029 | 0.00044851 | 12572.5043 | NA | N | NA |  | NA | NA | NA | NA | NA | NA | NA | NA | NA | NA | NA
1 | 900 | 901 | 900 901 Vending Misers (cooled machines only) / Office | 0 | 0 | -498.393 | 67.957 | 74.957 | 96.4443 | 102.5087 | 108.5644 | 120.3945 | 127.6835 | 131.6523 | 122.7538 | 0 | 0 | 0 | 0 | 0 | 0 | 0 | 0 | 0 | 0 | 0 | 0 | 0 | 0 | 0 | 0 | 0 | 0 | 454.5223 | 185.318 | 1.3281 | 174.85 | 1341.8341 | 1.2628 | No | Yes | Yes | Drop | NA | NA | NA | NA |  | 5.628% | 1341.8341 | 0.10571 | 0.099769 | 11085.4634 | NA | N | NA |  | NA | NA | NA | NA | NA | NA | NA | NA | NA | NA | NA
2 | 110 | 111 | 110 111 Premium T8, Electronic Ballast / Restaurant or Services | 0 | 0 | -7697.6776 | 598.4424 | 648.6924 | 1009.8706 | 1126.4776 | 1176.6172 | 1350.7627 | 1458.2393 | 1476.4268 | 1288.5518 | 1371.7862 | 1274.0362 | 1607.5362 | 1324.2862 | 1441.7549 | 1420.9424 | 0 | 0 | 0 | 0 | 0 | 0 | 0 | 0 | 0 | 0 | 0 | 0 | 10876.745 | 3379.6184 | 1.4078 | 7896.87 | 10499.1259 | 7.2893 | No | No | No | Keep | 5730.1683 | 2 | 72.56% | 390 |  | 30.34% | 10499.1259 | 3.2756 | 1.667 | 625.2295 | 94.8324 | M | 7 |  | 7 | 1.4655 | 2.8334 | 4.0254 | 4.9949 | 5.731 | 6.2527 | 6.5979 | 6.811 | 6.9339 | 7
2 | 110 | 112 | 110 112 Premium T8, EB, Reflector / Restaurant or Services | 0 | 0 | -9753.2025 | 1237.4825 | 1342.3575 | 2087.7833 | 2330.2525 | 2432.2325 | 2792.4355 | 3016.1734 | 3053.1034 | 2664.7753 | 2836.3222 | 2633.994 | 3324.6344 | 2739.8222 | 2982.5884 | 2937.9009 | 0 | 0 | 0 | 0 | 0 | 0 | 0 | 0 | 0 | 0 | 0 | 0 | 28658.6555 | 13154.4355 | 2.1989 | 10581.81 | 21718.0396 | 4.722 | No | No | No | Keep | 6099.8642 | 2 | 57.64% | 390 |  | 30.34% | 21718.0396 | 6.7758 | 3.4482 | 188.2411 | 28.5517 | M | 14 |  | 14 | 2.9309 | 5.6668 | 8.0507 | 9.9898 | 11.462 | 12.5054 | 13.1957 | 13.622 | 13.8678 | 14
2 | 110 | 113 | 110 113 Occupancy Sensor / Restaurant or Services | 0 | 0 | -6957.5504 | 548.3796 | 593.0046 | 939.279 | 1052.5368 | 1097.8817 | 1263.9655 | 1365.8953 | 1381.9734 | 0 | 0 | 0 | 0 | 0 | 0 | 0 | 0 | 0 | 0 | 0 | 0 | 0 | 0 | 0 | 0 | 0 | 0 | 0 | 1285.3657 | -932.5924 | 0.87561 | 7107.18 | 9481.8429 | 7.2642 | No | No | No | Drop | NA | NA | NA | NA |  | 5.628% | 9481.8429 | 3.1616 | 0.829 | 86.1945 | NA | M | NA |  | NA | NA | NA | NA | NA | NA | NA | NA | NA | NA | NA
2 | 110 | 114 | 110 114 Continuous Dimming / Restaurant or Services | 0 | 0 | -44642.5624 | 1237.5576 | 1354.4326 | 1887.9028 | 2055.4521 | 2165.4746 | 2432.2529 | 2604.4835 | 2652.6788 | 2404.1242 | 2537.1242 | 0 | 0 | 0 | 0 | 0 | 0 | 0 | 0 | 0 | 0 | 0 | 0 | 0 | 0 | 0 | 0 | 0 | -23311.079 | -29855.7182 | 0.34899 | 45470.87 | 23328.8405 | 18.8897 | No | No | No | Drop | NA | NA | NA | NA |  | 5.628% | 23328.8405 | 4.6459 | 2.0397 | 470.6026 | NA | N | NA |  | NA | NA | NA | NA | NA | NA | NA | NA | NA | NA | NA
2 | 110 | 115 | 110 115 Lighting Control Tuneup / Restaurant or Services | 0 | 0 | -406.8338 | 129.2912 | 140.5412 | 197.9728 | 215.9953 | 227.1603 | 0 | 0 | 0 | 0 | 0 | 0 | 0 | 0 | 0 | 0 | 0 | 0 | 0 | 0 | 0 | 0 | 0 | 0 | 0 | 0 | 0 | 0 | 504.127 | 336.8676 | 1.6308 | 144 | 2418.2356 | 0.5771 | Yes | Yes | Yes | Drop | NA | NA | NA | NA |  | 5.628% | 2418.2356 | 0.49884 | 0.21143 | 23.5301 | NA | N | NA |  | NA | NA | NA | NA | NA | NA | NA | NA | NA | NA | NA
2 | 120 | 121 | 120 121 ROB Premium T8, 1EB / Restaurant or Services | 0 | 0 | -897.8213 | 259.1537 | 280.5287 | 436.4115 | 487.4633 | 507.9262 | 583.4896 | 629.6771 | 638.1146 | 557.3881 | 593.4662 | 550.2475 | 694.6225 | 572.0287 | 623.185 | 613.4662 | 0 | 0 | 0 | 0 | 0 | 0 | 0 | 0 | 0 | 0 | 0 | 0 | 7129.3477 | 3889.7338 | 4.374 | 762.85 | 4537.3823 | 1.6294 | No | Yes | Yes | Drop | NA | NA | NA | NA |  | 5.628% | 4537.3823 | 1.4156 | 0.7204 | 1339.7775 | NA | M | NA |  | NA | NA | NA | NA | NA | NA | NA | NA | NA | NA | NA
2 | 120 | 122 | 120 122 ROB Premium T8, EB, Reflector / Restaurant or Services | 0 | 0 | -1976.8801 | 1043.9649 | 1132.0899 | 1761.9044 | 1965.9249 | 2052.5596 | 2356.8555 | 2544.7462 | 2576.1915 | 2248.7149 | 2393.2305 | 2222.2149 | 2804.7779 | 2312.0587 | 2516.1524 | 2479.1524 | 0 | 0 | 0 | 0 | 0 | 0 | 0 | 0 | 0 | 0 | 0 | 0 | 30433.6585 | 17351.7148 | 6.7734 | 2615.47 | 18324.8049 | 1.3832 | No | Yes | Yes | Drop | NA | NA | NA | NA |  | 5.628% | 18324.8049 | 5.7172 | 2.9094 | 282.3616 | NA | M | NA |  | NA | NA | NA | NA | NA | NA | NA | NA | NA | NA | NA
2 | 120 | 123 | 120 123 Occupancy Sensor / Restaurant or Services | 0 | 0 | -4963.9763 | 335.2837 | 363.1587 | 574.854 | 644.2134 | 671.0952 | 774.1353 | 835.4594 | 844.9438 | 0 | 0 | 0 | 0 | 0 | 0 | 0 | 0 | 0 | 0 | 0 | 0 | 0 | 0 | 0 | 0 | 0 | 0 | 0 | 79.1674 | -1277.7236 | 0.75865 | 4904.01 | 5798.7171 | 8.196 | No | No | No | Drop | NA | NA | NA | NA |  | 5.628% | 5798.7171 | 1.9335 | 0.50699 | 129.2917 | NA | M | NA |  | NA | NA | NA | NA | NA | NA | NA | NA | NA | NA | NA
2 | 120 | 124 | 120 124 Lighting Control Tuneup / Restaurant or Services | 0 | 0 | -456.5527 | 78.8223 | 85.8223 | 120.0714 | 130.4884 | 137.5811 | 0 | 0 | 0 | 0 | 0 | 0 | 0 | 0 | 0 | 0 | 0 | 0 | 0 | 0 | 0 | 0 | 0 | 0 | 0 | 0 | 0 | 0 | 96.2328 | -5.1385 | 0.99038 | 144 | 1480.7937 | 0.94244 | Yes | Yes | Yes | Drop | NA | NA | NA | NA |  | 5.628% | 1480.7937 | 0.2949 | 0.12947 | 35.2952 | NA | N | NA |  | NA | NA | NA | NA | NA | NA | NA | NA | NA | NA | NA
2 | 130 | 131 | 130 131 CFL Screw-in 18W / Restaurant or Services | 0 | 0 | -648.5322 | 4907.9278 | 0 | 0 | 0 | 0 | 0 | 0 | 0 | 0 | 0 | 0 | 0 | 0 | 0 | 0 | 0 | 0 | 0 | 0 | 0 | 0 | 0 | 0 | 0 | 0 | 0 | 0 | 4259.3956 | 3961.4151 | 1.7221 | 5095.96 | 81672.8295 | 0.60469 | Yes | Yes | Yes | Drop | NA | NA | NA | NA |  | 5.628% | 81672.8295 | 32.7035 | 21.9814 | 461.5898 | NA | M | NA |  | NA | NA | NA | NA | NA | NA | NA | NA | NA | NA | NA
2 | 140 | 141 | 140 141 CFL Hardwired, Modular 18W / Restaurant or Services | 0 | 0 | -18670.3322 | 4907.9278 | 5289.3028 | 8831.8488 | 9994.0158 | 0 | 0 | 0 | 0 | 0 | 0 | 0 | 0 | 0 | 0 | 0 | 0 | 0 | 0 | 0 | 0 | 0 | 0 | 0 | 0 | 0 | 0 | 0 | 10352.763 | 5704.1652 | 1.2427 | 23117.76 | 81672.8295 | 2.7432 | No | No | Yes | Keep | 6262.961 | 2 | 27.09% | 390 |  | 30.34% | 81672.8295 | 32.7035 | 21.9814 | 153.8633 | 23.3374 | M | 30 |  | 30 | 6.2805 | 12.1431 | 17.2516 | 21.4066 | 24.5614 | 26.7973 | 28.2765 | 29.19 | 29.7166 | 30
2 | 150 | 151 | 150 151 PSMH, 250W, magnetic ballast / Restaurant or Services | 0 | 0 | 1.9958 | 1011.4207 | 1106.4207 | 1542.7646 | 1679.1971 | 1769.494 | 1988.7646 | 2128.167 | 2166.8936 | 1963.8311 | 0 | 0 | 0 | 0 | 0 | 0 | 0 | 0 | 0 | 0 | 0 | 0 | 0 | 0 | 0 | 0 | 0 | 0 | 15358.9491 | 10976.3529 | 12.0504 | 603.3 | 19061.3571 | 0.30674 | Yes | Yes | Yes | Drop | NA | NA | NA | NA |  | 5.628% | 19061.3571 | 3.796 | 1.6665 | 1.7519 | NA | M | NA |  | NA | NA | NA | NA | NA | NA | NA | NA | NA | NA | NA
2 | 150 | 152 | 150 152 PSMH, 250 W, electronic ballast / Restaurant or Services | 0 | 0 | -2249.226 | 1255.219 | 1361.469 | 2117.9299 | 2364.1394 | 2467.9602 | 2832.805 | 3059.578 | 3097.141 | 2703.6409 | 0 | 0 | 0 | 0 | 0 | 0 | 0 | 0 | 0 | 0 | 0 | 0 | 0 | 0 | 0 | 0 | 0 | 0 | 19010.6564 | 12864.6428 | 4.6908 | 3095.57 | 22033.2599 | 1.3616 | No | Yes | Yes | Drop | NA | NA | NA | NA |  | 5.628% | 22033.2599 | 6.8742 | 3.4982 | 1.8256 | NA | M | NA |  | NA | NA | NA | NA | NA | NA | NA | NA | NA | NA | NA
2 | 150 | 153 | 150 153 High Bay T5 / Restaurant or Services | 0 | 0 | -341.4805 | 1446.2045 | 1567.7045 | 2439.9506 | 2722.8744 | 2842.476 | 3262.5795 | 3523.9705 | 3567.3605 | 3113.8608 | 0 | 0 | 0 | 0 | 0 | 0 | 0 | 0 | 0 | 0 | 0 | 0 | 0 | 0 | 0 | 0 | 0 | 0 | 24145.5008 | 17066.6707 | 10.6651 | 1375.81 | 25378.3255 | 0.52539 | Yes | Yes | Yes | Drop | NA | NA | NA | NA |  | 5.628% | 25378.3255 | 7.9178 | 4.0293 | 1.7519 | NA | N | NA |  | NA | NA | NA | NA | NA | NA | NA | NA | NA | NA | NA
2 | 160 | 161 | 160 161 LED Exit Sign / Restaurant or Services | 0 | 0 | -826.0215 | 11.8535 | 12.3535 | 23.2421 | 26.8193 | 27.1084 | 32.705 | 35.3144 | 35.7441 | 30.1347 | 31.6347 | 28.9629 | 38.541 | 29.041 | 32.2597 | 30.1347 | 0 | 0 | 0 | 0 | 0 | 0 | 0 | 0 | 0 | 0 | 0 | 0 | -400.1725 | -572.2975 | 0.31666 | 447.5 | 177.3735 | 24.4505 | No | No | No | Drop | NA | NA | NA | NA |  | 5.628% | 177.3735 | 0.10113 | 0.020602 | 3532.5754 | NA | N | NA |  | NA | NA | NA | NA | NA | NA | NA | NA | NA | NA | NA
2 | 200 | 201 | 200 201 High Pressure Sodium 250W Lamp / Restaurant or Services | 0 | 0 | -9821.3153 | 248.6997 | 273.8247 | 352.7397 | 377.1802 | 0 | 0 | 0 | 0 | 0 | 0 | 0 | 0 | 0 | 0 | 0 | 0 | 0 | 0 | 0 | 0 | 0 | 0 | 0 | 0 | 0 | 0 | 0 | -8568.871 | -8760.2292 | 0.12971 | 9675.89 | 4928.5008 | 19.0266 | No | No | No | Drop | NA | NA | NA | NA |  | 5.628% | 4928.5008 | 0.4209 | 0.16549 | 3863.6054 | NA | M | NA |  | NA | NA | NA | NA | NA | NA | NA | NA | NA | NA | NA
2 | 200 | 202 | 200 202 Outdoor Lighting Controls (Photocell/Timeclock) / Restaurant or Services | 0 | 0 | -1950.124 | 196.851 | 216.476 | 278.4428 | 297.7807 | 0 | 0 | 0 | 0 | 0 | 0 | 0 | 0 | 0 | 0 | 0 | 0 | 0 | 0 | 0 | 0 | 0 | 0 | 0 | 0 | 0 | 0 | 0 | -960.5736 | -1111.7073 | 0.48132 | 1753.35 | 3893.3518 | 4.3644 | No | No | No | Drop | NA | NA | NA | NA |  | 5.628% | 3893.3518 | 0.3325 | 0.13073 | 382.53 | NA | N | NA |  | NA | NA | NA | NA | NA | NA | NA | NA | NA | NA | NA
2 | 210 | 211 | 210 211 Outdoor Lighting Controls (Photocell/Timeclock) / Restaurant or Services | 0 | 0 | -7813.9186 | 342.9814 | 368.4814 | 642.9345 | 734.4189 | 0 | 0 | 0 | 0 | 0 | 0 | 0 | 0 | 0 | 0 | 0 | 0 | 0 | 0 | 0 | 0 | 0 | 0 | 0 | 0 | 0 | 0 | 0 | -5725.1024 | -6062.214 | 0.25641 | 7762.65 | 5494.972 | 13.6908 | No | No | No | Drop | NA | NA | NA | NA |  | 5.628% | 5494.972 | 2.5586 | 1.8451e-07 | 382.53 | NA | N | NA |  | NA | NA | NA | NA | NA | NA | NA | NA | NA | NA | NA
2 | 300 | 301 | 300 301 Centrifugal Chiller, 0.51 kW/ton, 500 tons / Restaurant or Services | 0 | 0 | -1672.2779 | 766.0171 | 829.5171 | 1301.2905 | 1454.7691 | 1517.6841 | 1745.2905 | 1885.314 | 1908.2046 | 1661.8609 | 1768.5015 | 1639.439 | 2075.6734 | 1705.1734 | 1858.1421 | 1828.0171 | 2134.6421 | 2190.2046 | 2246.2984 | 2286.0171 | 0 | 0 | 0 | 0 | 0 | 0 | 0 | 0 | 31129.7781 | 15567.8236 | 7.4153 | 2036.67 | 13355.3227 | 1.4779 | No | Yes | Yes | Drop | NA | NA | NA | NA |  | 5.628% | 13355.3227 | 4.2937 | 0.0068978 | 63.8693 | NA | M | NA |  | NA | NA | NA | NA | NA | NA | NA | NA | NA | NA | NA
2 | 300 | 302 | 300 302 High Efficiency Chiller Motors / Restaurant or Services | 0 | 0 | -931.1795 | 183.8405 | 200.5905 | 282.8756 | 309.2672 | 324.5582 | 365.8327 | 391.356 | 399.0124 | 360.5748 | 381.0123 | 362.4967 | 437.4968 | 378.4654 | 406.0592 | 405.5592 | 457.9029 | 471.0593 | 483.9654 | 495.6529 | 0 | 0 | 0 | 0 | 0 | 0 | 0 | 0 | 6166.3985 | 2806.6359 | 3.5245 | 721.77 | 3441.7717 | 2.0324 | No | No | Yes | Keep | 11.4925 | 2 | 1.592% | 390 |  | 30.34% | 3441.7717 | 0.7189 | 0 | 67.6263 | 10.2573 | N | 0 |  | 0 | 0 | 0 | 0 | 0 | 0 | 0 | 0 | 0 | 0 | 0
2 | 300 | 304 | 300 304 EMS - Chiller / Restaurant or Services | 0 | 0 | -1718.3425 | 907.4775 | 956.6025 | 2280.1303 | 2768.9614 | 2816.5136 | 3443.2195 | 3792.2585 | 3763.8365 | 2955.2585 | 0 | 0 | 0 | 0 | 0 | 0 | 0 | 0 | 0 | 0 | 0 | 0 | 0 | 0 | 0 | 0 | 0 | 0 | 21965.9158 | 14854.9778 | 6.6876 | 2221.82 | 11971.3542 | 1.7987 | No | Yes | Yes | Drop | NA | NA | NA | NA |  | 5.628% | 11971.3542 | 13.5709 | 0.11239 | 5.6678 | NA | N | NA |  | NA | NA | NA | NA | NA | NA | NA | NA | NA | NA | NA
2 | 300 | 305 | 300 305 Chiller Tune Up/Diagnostics / Restaurant or Services | 0 | 0 | -713.6702 | 686.3298 | 723.7048 | 1725.5461 | 2095.0051 | 2130.549 | 2604.6108 | 2869.2598 | 2847.1188 | 2238.5018 | 0 | 0 | 0 | 0 | 0 | 0 | 0 | 0 | 0 | 0 | 0 | 0 | 0 | 0 | 0 | 0 | 0 | 0 | 17206.9558 | 11826.1762 | 9.508 | 1000 | 9054.6186 | 1.0703 | No | Yes | Yes | Drop | NA | NA | NA | NA |  | 5.628% | 9054.6186 | 10.2644 | 0.042498 | 28.1776 | NA | N | NA |  | NA | NA | NA | NA | NA | NA | NA | NA | NA | NA | NA
2 | 300 | 306 | 300 306 VSD for Chiller Pumps and Towers / Restaurant or Services | 0 | 0 | -1384.6477 | 570.4973 | 627.6223 | 808.7585 | 864.0666 | 917.3127 | 1013.0442 | 1076.9426 | 1102.6145 | 1029.7473 | 1079.2786 | 1053.7473 | 1218.4036 | 1102.5286 | 1169.5911 | 0 | 0 | 0 | 0 | 0 | 0 | 0 | 0 | 0 | 0 | 0 | 0 | 0 | 12249.5074 | 7018.4084 | 4.6079 | 1555.27 | 11296.7546 | 1.3342 | No | Yes | Yes | Drop | NA | NA | NA | NA |  | 5.628% | 11296.7546 | 0.70434 | 0.77251 | 34.7887 | NA | N | NA |  | NA | NA | NA | NA | NA | NA | NA | NA | NA | NA | NA
2 | 300 | 308 | 300 308 Aerosol Duct Sealing / Restaurant or Services | 0 | 0 | -557.5305 | 568.0095 | 625.2595 | 805.8376 | 861.3815 | 913.8688 | 1009.8376 | 1072.9548 | 1098.1423 | 1026.0408 | 1075.572 | 1049.9783 | 1214.2908 | 1098.5095 | 1165.9006 | 0 | 0 | 0 | 0 | 0 | 0 | 0 | 0 | 0 | 0 | 0 | 0 | 0 | 13028.0529 | 7815.3533 | 7.9996 | 726.54 | 11258.4864 | 0.62541 | Yes | Yes | Yes | Drop | NA | NA | NA | NA |  | 5.628% | 11258.4864 | 0.70196 | 0.76989 | 36.6309 | NA | M | NA |  | NA | NA | NA | NA | NA | NA | NA | NA | NA | NA | NA
2 | 300 | 309 | 300 309 Duct/Pipe Insulation / Restaurant or Services | 0 | 0 | -31010.4294 | 137.4456 | 146.9456 | 258.783 | 296.2014 | 306.2893 | 358.7972 | 389.4496 | 392.9887 | 331.9027 | 0 | 0 | 0 | 0 | 0 | 0 | 0 | 0 | 0 | 0 | 0 | 0 | 0 | 0 | 0 | 0 | 0 | 0 | -28391.6264 | -29158.1514 | 0.063824 | 30756 | 2190.4116 | 136.0781 | No | No | No | Drop | NA | NA | NA | NA |  | 5.628% | 2190.4116 | 1.0408 | 0.0051409 | 33.8131 | NA | M | NA |  | NA | NA | NA | NA | NA | NA | NA | NA | NA | NA | NA
2 | 300 | 311 | 300 311 Window Film (Standard) / Restaurant or Services | 0 | 0 | -1329.1711 | 370.9538 | 397.3288 | 698.8958 | 799.1042 | 827.5749 | 969.5163 | 1053.993 | 1061.5007 | 894.9383 | 0 | 0 | 0 | 0 | 0 | 0 | 0 | 0 | 0 | 0 | 0 | 0 | 0 | 0 | 0 | 0 | 0 | 0 | 5744.6348 | 3674.1369 | 3.168 | 1304.75 | 5913.7701 | 2.1382 | No | No | Yes | Keep | 84.3269 | 2 | 6.463% | 390 |  | 30.34% | 5913.7701 | 2.8101 | -0.085108 | 54.6049 | 8.2823 | M | 14 |  | 14 | 2.9309 | 5.6668 | 8.0507 | 9.9898 | 11.462 | 12.5054 | 13.1957 | 13.622 | 13.8678 | 14
2 | 300 | 313 | 300 313 Ceiling Insulation / Restaurant or Services | 0 | 0 | -3236.3528 | 1010.5222 | 1068.8972 | 2425.3244 | 2920.094 | 2978.2683 | 3619.4052 | 3980.0962 | 3957.3072 | 3136.9322 | 3425.8392 | 2934.3387 | 4258.3072 | 3046.8702 | 3459.8702 | 2874.6825 | 4195.0892 | 4279.8072 | 4355.0892 | 4365.5262 | 0 | 0 | 0 | 0 | 0 | 0 | 0 | 0 | 59055.9139 | 29331.278 | 7.9292 | 3843 | 13825.5946 | 2.6938 | No | No | Yes | Keep | 989.8159 | 2 | 25.76% | 390 |  | 30.34% | 13825.5946 | 5.8906 | 13.2712 | 22.5421 | 3.4191 | M | 0.043909 |  | 0.043909 | 0.0091923 | 0.017773 | 0.02525 | 0.031331 | 0.035949 | 0.039221 | 0.041386 | 0.042723 | 0.043494 | 0.043909
2 | 300 | 314 | 300 314 Roof Insulation / Restaurant or Services | 0 | 0 | -1579.3484 | 320.5466 | 343.7966 | 612.8171 | 702.9294 | 726.2624 | 853.1091 | 928.031 | 933.8044 | 784.7497 | 842.7029 | 758.9841 | 1008.7966 | 785.7341 | 870.1252 | 834.5002 | 1019.6252 | 1044.0315 | 1070.594 | 1079.8127 | 0 | 0 | 0 | 0 | 0 | 0 | 0 | 0 | 13941.6049 | 6560.8216 | 4.4612 | 1505.52 | 5076.4412 | 2.8742 | No | No | Yes | Keep | 457.8963 | 2 | 30.41% | 390 |  | 30.34% | 5076.4412 | 2.5159 | 0.045286 | 22.5421 | 3.4191 | M | 6 |  | 6 | 1.2561 | 2.4286 | 3.4503 | 4.2813 | 4.9123 | 5.3595 | 5.6553 | 5.838 | 5.9433 | 6
2 | 300 | 315 | 300 315 Cool Roof - Chiller / Restaurant or Services | 0 | 0 | -12145.7575 | 1876.5425 | 2013.0425 | 3588.6548 | 4114.666 | 4255.0117 | 4991.8005 | 5440.0345 | 5471.5655 | 4591.6205 | 4934.9955 | 4442.5895 | 5914.6055 | 4605.2615 | 5097.4805 | 0 | 0 | 0 | 0 | 0 | 0 | 0 | 0 | 0 | 0 | 0 | 0 | 0 | 49192.1135 | 25364.3499 | 2.8122 | 13606.8 | 29742.0594 | 4.4337 | No | No | No | Keep | 7468.9395 | 2 | 54.89% | 390 |  | 30.34% | 29742.0594 | 14.7401 | 0 | 18.9531 | 2.8747 | M | 19 |  | 19 | 3.9777 | 7.6907 | 10.926 | 13.5575 | 15.5556 | 16.9716 | 17.9085 | 18.487 | 18.8205 | 19
2 | 300 | 317 | 300 317 Thermal Energy Storage (TES) Positive / Restaurant or Services | 0 | 0 | -12915.6633 | 1393.3267 | 1476.3267 | 3955.8387 | 4892.8667 | 4951.0927 | 6134.6937 | 6784.7717 | 6702.3577 | 77929.6367 | 5664.2647 | 4721.2797 | 7190.0767 | 4902.0767 | 5660.4517 | 2544.7955 | 6986.8267 | 7124.7647 | 7221.8267 | 7194.4517 | 7375.6397 | 6078.6397 | 6185.2327 | 5277.7647 | 5471.7017 | 6131.8267 | 3137.858 | 9412.7647 | 209587.4907 | 92656.2736 | 7.4686 | 13933.99 | 23833.2187 | 5.666 | No | No | No | Keep | 9015.5353 | 2 | 64.7% | 390 |  | 30.34% |  | -3.6436 | 0.034136 | 0 | 0 | M | NA |  | NA | NA | NA | NA | NA | NA | NA | NA | NA | NA | NA
2 | 300 | 317 | 300 317 Thermal Energy Storage (TES) Negative / Restaurant or Services | 0 | 0 | -1002 | -1031.5 | -1153 | -1185.25 | -1207.75 | -1314.25 | -1391.75 | -1433.25 | -1495.75 | -1536.25 | -1579.5 | -1647 | -1711.5 | -1737.75 | -1783.25 | -1836.25 | -1897 | -1970.5 | -2053.5 | -2123 | -2181 | -2254.5 | -2331.5 | -2398.5 | -2475.5 | -2554 | -2621.5 | -2671.5 | -50578 | -21401.1998 | 99999 | 0 | 16748.6805 | 0 | Yes | Yes | Yes | Drop | NA | NA | NA | NA |  | 5.628% | -7084.5382 |  |  | 15.0281 | NA | M | NA |  | -1 | NA | NA | NA | NA | NA | NA | NA | NA | NA | NA
2 | 320 | 321 | 320 321 DX Packaged System, EER=10.9, 10 tons / Restaurant or Services | 0 | 0 | -4624.2659 | 662.1091 | 710.2341 | 1281.2834 | 1473.6843 | 1521.4968 | 1790.1638 | 1951.0779 | 1961.8044 | 1642.1716 | 1764.8591 | 1584.4529 | 2119.0779 | 1641.4841 | 1820.5466 | 0 | 0 | 0 | 0 | 0 | 0 | 0 | 0 | 0 | 0 | 0 | 0 | 0 | 17300.1796 | 8779.4231 | 2.6634 | 4888 | 10422.8609 | 4.5449 | No | No | No | Keep | 2737.0371 | 2 | 56% | 390 |  | 30.34% | 10422.8609 | 5.3605 | 0 | 1070.7421 | 162.406 | M | 162.406 |  | -1 | 33.9998 | 65.7373 | 93.3919 | 115.8856 | 132.964 | 145.0681 | 153.076 | 158.0212 | 160.872 | 162.406
2 | 320 | 326 | 320 326 DX Tune Up/ Advanced Diagnostics / Restaurant or Services | 0 | 0 | -1140.2155 | 507.7845 | 550.7845 | 851.8607 | 950.639 | 992.5365 | 1138.4173 | 1227.9446 | 1243.8743 | 1087.8274 | 0 | 0 | 0 | 0 | 0 | 0 | 0 | 0 | 0 | 0 | 0 | 0 | 0 | 0 | 0 | 0 | 0 | 0 | 7411.4534 | 4940.7837 | 4.0127 | 1250 | 8938.9065 | 1.3552 | No | Yes | Yes | Drop | NA | NA | NA | NA |  | 5.628% | 8938.9065 | 2.7346 | 0 | 588.9082 | NA | N | NA |  | NA | NA | NA | NA | NA | NA | NA | NA | NA | NA | NA
2 | 320 | 327 | 320 327 DX Coil Cleaning / Restaurant or Services | 0 | 0 | -114.3793 | 651.1107 | 686.6107 | 1636.7596 | 1987.2416 | 0 | 0 | 0 | 0 | 0 | 0 | 0 | 0 | 0 | 0 | 0 | 0 | 0 | 0 | 0 | 0 | 0 | 0 | 0 | 0 | 0 | 0 | 0 | 4847.3433 | 4006.1654 | 6.2957 | 366.49 | 8588.7781 | 0.41354 | Yes | Yes | Yes | Drop | NA | NA | NA | NA |  | 5.628% | 8588.7781 | 9.7363 | 2.6396 | 892.2851 | NA | M | NA |  | NA | NA | NA | NA | NA | NA | NA | NA | NA | NA | NA
2 | 320 | 328 | 320 328 Optimize Controls / Restaurant or Services | 0 | 0 | -346.256 | 451.119 | 496.619 | 639.9227 | 683.4823 | 0 | 0 | 0 | 0 | 0 | 0 | 0 | 0 | 0 | 0 | 0 | 0 | 0 | 0 | 0 | 0 | 0 | 0 | 0 | 0 | 0 | 0 | 0 | 1924.887 | 1577.9273 | 2.9974 | 400 | 8936.6755 | 0.43378 | Yes | Yes | Yes | Drop | NA | NA | NA | NA |  | 5.628% | 8936.6755 | 0.55138 | 0.020978 | 588.9082 | NA | N | NA |  | NA | NA | NA | NA | NA | NA | NA | NA | NA | NA | NA
2 | 320 | 329 | 320 329 Aerosol Duct Sealing / Restaurant or Services | 0 | 0 | -228.5964 | 903.4436 | 994.3186 | 1281.9392 | 1369.3332 | 1453.4211 | 1606.2327 | 1706.5452 | 1746.4592 | 1631.0374 | 1710.1624 | 1669.3499 | 1931.3811 | 1747.0686 | 1853.5686 | 0 | 0 | 0 | 0 | 0 | 0 | 0 | 0 | 0 | 0 | 0 | 0 | 0 | 21375.6644 | 13086.4859 | 12.7206 | 726.54 | 17901.5475 | 0.39333 | Yes | Yes | Yes | Drop | NA | NA | NA | NA |  | 5.628% | 17901.5475 | 1.1161 | 1.2242 | 1159.9706 | NA | M | NA |  | NA | NA | NA | NA | NA | NA | NA | NA | NA | NA | NA
2 | 320 | 330 | 320 330 Duct/Pipe Insulation / Restaurant or Services | 0 | 0 | -30963.0386 | 186.2114 | 203.3364 | 285.519 | 311.4575 | 326.9458 | 368.2973 | 394.067 | 401.8952 | 363.6217 | 0 | 0 | 0 | 0 | 0 | 0 | 0 | 0 | 0 | 0 | 0 | 0 | 0 | 0 | 0 | 0 | 0 | 0 | -28121.6872 | -28933.1213 | 0.071049 | 30756 | 3490.716 | 85.3885 | No | No | No | Drop | NA | NA | NA | NA |  | 5.628% | 3490.716 | 0.71837 | 0 | 1070.7421 | NA | M | NA |  | NA | NA | NA | NA | NA | NA | NA | NA | NA | NA | NA
2 | 320 | 332 | 320 332 Window Film (Standard) / Restaurant or Services | 0 | 0 | -1201.2293 | 566.8007 | 607.6757 | 1067.8949 | 1221.0663 | 1263.2861 | 1480.3398 | 1610.5701 | 1621.0936 | 1367.1716 | 0 | 0 | 0 | 0 | 0 | 0 | 0 | 0 | 0 | 0 | 0 | 0 | 0 | 0 | 0 | 0 | 0 | 0 | 9604.6693 | 6442.0025 | 4.6607 | 1369.78 | 9035.1765 | 1.4693 | No | Yes | Yes | Drop | NA | NA | NA | NA |  | 5.628% | 9035.1765 | 4.2934 | -0.53158 | 1729.1432 | NA | M | NA |  | NA | NA | NA | NA | NA | NA | NA | NA | NA | NA | NA
2 | 320 | 334 | 320 334 Ceiling Insulation / Restaurant or Services | 0 | 0 | -2650.3068 | 1604.3182 | 1698.0682 | 3851.3882 | 4636.9692 | 4728.7192 | 5744.8652 | 6323.0682 | 6283.9272 | 80246.9982 | 5439.2402 | 4659.5372 | 6762.0062 | 4839.0062 | 5493.9432 | 4565.5062 | 6659.4742 | 6796.3492 | 6911.6622 | 6931.0992 | 0 | 0 | 0 | 0 | 0 | 0 | 0 | 0 | 171525.839 | 91896.0515 | 22.7094 | 3843 | 21959.1438 | 1.6961 | No | Yes | Yes | Drop | NA | NA | NA | NA |  | 5.628% | 21959.1438 | 9.356 | 21.0786 | 713.8281 | NA | M | NA |  | NA | NA | NA | NA | NA | NA | NA | NA | NA | NA | NA
2 | 320 | 335 | 320 335 Roof Insulation / Restaurant or Services | 0 | 0 | -1383.9821 | 518.9129 | 555.9129 | 1019.3275 | 1177.24 | 1215.2342 | 1432.9129 | 1562.6395 | 1569.6317 | 1307.8348 | 1407.9285 | 1258.5379 | 1694.3504 | 1304.4754 | 1449.0217 | 1364.4592 | 1705.6155 | 1744.5842 | 1786.5217 | 1802.5217 | 0 | 0 | 0 | 0 | 0 | 0 | 0 | 0 | 24493.6802 | 12182.7371 | 7.4271 | 1505.52 | 8084.2763 | 1.8048 | No | Yes | Yes | Drop | NA | NA | NA | NA |  | 5.628% | 8084.2763 | 4.3719 | 1.0605 | 713.8281 | NA | M | NA |  | NA | NA | NA | NA | NA | NA | NA | NA | NA | NA | NA
2 | 320 | 336 | 320 336 Cool Roof - DX / Restaurant or Services | 0 | 0 | -11277.289 | 2760.136 | 2982.011 | 4843.532 | 5451.815 | 5675.496 | 6559.324 | 7108.675 | 7178.933 | 6184.699 | 6604.886 | 6071.308 | 7799.542 | 6307.042 | 6903.699 | 0 | 0 | 0 | 0 | 0 | 0 | 0 | 0 | 0 | 0 | 0 | 0 | 0 | 71153.809 | 39235.42 | 3.8032 | 13606.8 | 46915.3289 | 2.8108 | No | No | Yes | Keep | 3924.8967 | 2 | 28.85% | 390 |  | 30.34% | 46915.3289 | 17.0877 | 0 | 600.1759 | 91.0324 | M | 600 |  | 600 | 125.6102 | 242.8628 | 345.0313 | 428.1327 | 491.2281 | 535.9461 | 565.5305 | 583.8006 | 594.3327 | 600
2 | 340 | 342 | 340 342 Geothermal Heat Pump, EER=13, 10 tons / Restaurant or Services | 0 | 0 | -42434.179 | 1858.756 | 2046.506 | 2637.2907 | 2817.5353 | 2992.2101 | 3304.0841 | 3512.9748 | 3594.3029 | 3355.3654 | 3519.7091 | 3436.5998 | 3975.131 | 3596.631 | 3814.4123 | 3856.5998 | 4227.5685 | 4360.2248 | 4481.256 | 4616.131 | 4740.881 | 4583.006 | 4720.0998 | 4622.631 | 4739.9435 | 0 | 0 | 0 | 46975.6709 | -1691.1925 | 0.96179 | 43871.31 | 36842.8689 | 11.5401 | No | No | No | Drop | NA | NA | NA | NA |  | 5.628% | 36842.8689 | 2.2971 | 2.5194 | 81.2953 | NA | N | NA |  | NA | NA | NA | NA | NA | NA | NA | NA | NA | NA | NA
2 | 340 | 344 | 340 344 Aerosol Duct Sealing / Restaurant or Services | 0 | 0 | -208.3593 | 923.5557 | 1017.1807 | 1310.795 | 1399.8604 | 1486.2061 | 1641.837 | 1744.5401 | 1785.6416 | 1667.5713 | 1748.5713 | 1706.837 | 1975.087 | 1786.6182 | 1894.9932 | 0 | 0 | 0 | 0 | 0 | 0 | 0 | 0 | 0 | 0 | 0 | 0 | 0 | 21880.935 | 13405.6367 | 13.0064 | 726.54 | 18303.995 | 0.38468 | Yes | Yes | Yes | Drop | NA | NA | NA | NA |  | 5.628% | 18303.995 | 1.1412 | 1.2517 | 80.0635 | NA | M | NA |  | NA | NA | NA | NA | NA | NA | NA | NA | NA | NA | NA
2 | 340 | 345 | 340 345 Duct/Pipe Insulation / Restaurant or Services | 0 | 0 | -30925.4948 | 223.5052 | 239.5052 | 421.7509 | 482.6381 | 498.9438 | 584.8803 | 635.5678 | 641.0756 | 539.7083 | 0 | 0 | 0 | 0 | 0 | 0 | 0 | 0 | 0 | 0 | 0 | 0 | 0 | 0 | 0 | 0 | 0 | 0 | -26657.9197 | -27907.1154 | 0.10399 | 30756 | 3567.1846 | 83.558 | No | No | No | Drop | NA | NA | NA | NA |  | 5.628% | 3567.1846 | 1.6951 | 0.0083722 | 73.9048 | NA | M | NA |  | NA | NA | NA | NA | NA | NA | NA | NA | NA | NA | NA
2 | 340 | 347 | 340 347 Window Film (Standard) / Restaurant or Services | 0 | 0 | -1123.7167 | 578.9083 | 620.9083 | 1091.4039 | 1247.9181 | 1291.1104 | 1513.1271 | 1646.3692 | 1656.5802 | 1396.6583 | 0 | 0 | 0 | 0 | 0 | 0 | 0 | 0 | 0 | 0 | 0 | 0 | 0 | 0 | 0 | 0 | 0 | 0 | 9919.2669 | 6687.1765 | 4.9458 | 1304.75 | 9232.3992 | 1.3696 | No | Yes | Yes | Drop | NA | NA | NA | NA |  | 5.628% | 9232.3992 | 4.3871 | -0.037246 | 119.349 | NA | M | NA |  | NA | NA | NA | NA | NA | NA | NA | NA | NA | NA | NA
2 | 340 | 349 | 340 349 Ceiling Insulation / Restaurant or Services | 0 | 0 | -2614.7204 | 1640.2796 | 1736.1546 | 3939.0106 | 4742.2876 | 4835.6886 | 5874.8816 | 6466.1466 | 6425.4436 | 80357.1646 | 5561.9986 | 4764.5136 | 6915.2486 | 4948.2796 | 5618.0296 | 4668.6546 | 6811.0606 | 6950.3736 | 7067.5926 | 7088.1546 | 0 | 0 | 0 | 0 | 0 | 0 | 0 | 0 | 173796.243 | 93099.796 | 22.9938 | 3843 | 22456.4391 | 1.6585 | No | Yes | Yes | Drop | NA | NA | NA | NA |  | 5.628% | 22456.4391 | 9.5679 | 21.5559 | 49.2699 | NA | M | NA |  | NA | NA | NA | NA | NA | NA | NA | NA | NA | NA | NA
2 | 340 | 351 | 340 351 Cool Roof - DX / Restaurant or Services | 0 | 0 | -11006.7553 | 3031.9197 | 3250.9197 | 5797.5287 | 6648.1857 | 6875.5347 | 8065.2717 | 8793.9427 | 8835.0057 | 7412.0287 | 7969.1697 | 7178.5287 | 9559.6387 | 7439.3577 | 8236.6077 | 0 | 0 | 0 | 0 | 0 | 0 | 0 | 0 | 0 | 0 | 0 | 0 | 0 | 88086.8845 | 49592.133 | 4.5431 | 13606.8 | 48064.2168 | 2.7436 | No | No | Yes | Keep | 3687.801 | 2 | 27.1% | 390 |  | 30.34% | 48064.2168 | 23.8205 | 0 | 41.4254 | 6.2832 | M | 41 |  | 41 | 8.5834 | 16.5956 | 23.5771 | 29.2557 | 33.5673 | 36.623 | 38.6446 | 39.893 | 40.6127 | 41
2 | 360 | 361 | 360 361 HE PTAC, EER=9.6, 1 ton / Restaurant or Services | 0 | 0 | -4195.9413 | 1851.3787 | 1985.1287 | 3519.4676 | 4029.6634 | 4168.6878 | 4886.3627 | 5323.1946 | 5354.8276 | 4501.5776 | 4835.9836 | 4359.8126 | 5789.9996 | 4518.7806 | 4999.3746 | 0 | 0 | 0 | 0 | 0 | 0 | 0 | 0 | 0 | 0 | 0 | 0 | 0 | 55928.2984 | 32577.1683 | 6.4101 | 5631.57 | 29422.8779 | 1.8549 | No | Yes | Yes | Drop | NA | NA | NA | NA |  | 5.628% | 29422.8779 | 14.3254 | 1.0076 | 414.0842 | NA | M | NA |  | NA | NA | NA | NA | NA | NA | NA | NA | NA | NA | NA
2 | 360 | 362 | 360 362 Occupancy Sensor (hotels) / Restaurant or Services | 0 | 0 | -8876.6224 | 1910.6176 | 2068.6176 | 3277.4985 | 3670.4975 | 3828.1957 | 4406.3756 | 4766.2266 | 4819.6406 | 4183.8676 | 4459.2266 | 4123.4457 | 5243.3056 | 4285.3051 | 4677.6176 | 0 | 0 | 0 | 0 | 0 | 0 | 0 | 0 | 0 | 0 | 0 | 0 | 0 | 46843.8155 | 25287.6303 | 3.3505 | 10368.49 | 33084.6586 | 3.0372 | No | No | No | Keep | 3540.8182 | 2 | 34.15% | 390 |  | 30.34% | 33084.6586 | 11.0317 | 0.077661 | 372.6757 | 56.526 | M | 46 |  | 46 | 9.6301 | 18.6195 | 26.4524 | 32.8235 | 37.6608 | 41.0892 | 43.3573 | 44.758 | 45.5655 | 46
2 | 400 | 401 | 400 401 High Efficiency Fan Motor, 15hp, 1800rpm, 92.4% / Restaurant or Services | 0 | 0 | -547.417 | 26.018 | 27.893 | 45.228 | 49.9126 | 52.2641 | 60.6274 | 64.8499 | 65.7953 | 57.5296 | 61.3734 | 55.7953 | 71.7015 | 57.9515 | 64.0453 | 0 | 0 | 0 | 0 | 0 | 0 | 0 | 0 | 0 | 0 | 0 | 0 | 0 | 213.568 | -80.8061 | 0.85893 | 182.81 | 444.2093 | 3.9884 | No | No | No | Drop | NA | NA | NA | NA |  | 5.628% | 444.2093 | 0.15394 | 0.034093 | 4543.135 | NA | M | NA |  | NA | NA | NA | NA | NA | NA | NA | NA | NA | NA | NA
2 | 400 | 402 | 400 402 Variable Speed Drive Control / Restaurant or Services | 0 | 0 | -3785.8471 | 450.7279 | 496.1029 | 639.3578 | 682.6605 | 725.1029 | 800.7279 | 850.5404 | 871.3685 | 813.5404 | 853.1029 | 832.6654 | 962.6342 | 871.8841 | 924.0091 | 0 | 0 | 0 | 0 | 0 | 0 | 0 | 0 | 0 | 0 | 0 | 0 | 0 | 6988.5778 | 2854.7063 | 1.675 | 3838.95 | 8927.8635 | 4.1672 | No | No | No | Keep | 1996.5093 | 2 | 52.01% | 390 |  | 30.34% | 8927.8635 | 0.29491 | 0.17133 | 0.004316 | 0.00065463 | N | 0 |  | 0 | 0 | 0 | 0 | 0 | 0 | 0 | 0 | 0 | 0 | 0
2 | 400 | 403 | 400 403 Air Handler Optimization / Restaurant or Services | 0 | 0 | -540.7077 | 151.9173 | 166.7923 | 215.4378 | 230.1107 | 244.0442 | 269.5892 | 286.4876 | 0 | 0 | 0 | 0 | 0 | 0 | 0 | 0 | 0 | 0 | 0 | 0 | 0 | 0 | 0 | 0 | 0 | 0 | 0 | 0 | 1023.6714 | 655.1411 | 1.9495 | 300 | 3006.4722 | 0.96705 | Yes | Yes | Yes | Drop | NA | NA | NA | NA |  | 5.628% | 3006.4722 | 0.09931 | 0.057696 | 2555.5134 | NA | N | NA |  | NA | NA | NA | NA | NA | NA | NA | NA | NA | NA | NA
2 | 400 | 404 | 400 404 Electronically Commutated Motors (ECM) on an Air Handler Unit / Restaurant or Services | 0 | 0 | -1245.303 | 214.447 | 236.197 | 303.7967 | 324.4724 | 344.7088 | 380.7595 | 404.3611 | 414.5564 | 387.447 | 405.7908 | 396.3689 | 457.8845 | 414.1658 | 438.6658 | 0 | 0 | 0 | 0 | 0 | 0 | 0 | 0 | 0 | 0 | 0 | 0 | 0 | 3878.319 | 1912.6568 | 2.3136 | 1066 | 4242.6578 | 2.435 | No | No | Yes | Keep | 190.4439 | 2 | 17.87% | 390 |  | 30.34% | 4242.6578 | 0.54379 | 0 | 4543.135 | 689.0852 | M | 18 |  | 18 | 3.7683 | 7.2859 | 10.3509 | 12.844 | 14.7368 | 16.0784 | 16.9659 | 17.514 | 17.83 | 18
2 | 400 | 405 | 400 405 Demand Control Ventilation (DCV) / Restaurant or Services | 0 | 0 | -23641.9366 | 347.8134 | 365.8134 | 872.4018 | 1059.3905 | 1076.5878 | 1318.0087 | 1450.1532 | 1440.2078 | 1132.2938 | 1238.0907 | 1051.0282 | 1547.4344 | 1091.3094 | 1245.2782 | 0 | 0 | 0 | 0 | 0 | 0 | 0 | 0 | 0 | 0 | 0 | 0 | 0 | -8406.1257 | -14379.5229 | 0.40045 | 23594 | 4573.9245 | 49.9915 | No | No | No | Drop | NA | NA | NA | NA |  | 5.628% | 4573.9245 | 10.3764 | 6.2523 | 2555.5134 | NA | M | NA |  | NA | NA | NA | NA | NA | NA | NA | NA | NA | NA | NA
2 | 400 | 406 | 400 406 Energy Recovery Ventilation (ERV) / Restaurant or Services | 0 | 0 | -5082.8421 | 159.0829 | 167.3329 | 398.9144 | 484.7392 | 492.5507 | 602.5673 | 662.5751 | 658.4735 | 517.8173 | 566.4423 | 480.6142 | 707.9267 | 498.7392 | 569.0204 | 459.7704 | 694.1454 | 707.5829 | 722.6767 | 719.8329 | 0 | 0 | 0 | 0 | 0 | 0 | 0 | 0 | 5187.9621 | 284.1534 | 1.0542 | 4849.3 | 2090.9678 | 22.4758 | No | No | No | Keep | 4417.7876 | 2 | 91.1% | 390 |  | 30.34% | 2090.9678 | 4.7436 | 2.8583 | 2555.5134 | 387.6104 | M | 22 |  | 22 | 4.6057 | 8.905 | 12.6511 | 15.6982 | 18.0117 | 19.6514 | 20.7361 | 21.406 | 21.7922 | 22
2 | 400 | 407 | 400 407 Separate Makeup Air / Exhaust Hoods AC / Restaurant or Services | 0 | 0 | -75.387 | 370.723 | 407.973 | 526.0336 | 561.7426 | 595.8139 | 658.2855 | 699.2464 | 716.5746 | 668.7543 | 701.3011 | 685.3324 | 791.1918 | 716.2855 | 760.6918 | 0 | 0 | 0 | 0 | 0 | 0 | 0 | 0 | 0 | 0 | 0 | 0 | 0 | 8784.5628 | 5385.2712 | 13.2431 | 49.86 | 7329.0316 | 0.065931 | Yes | Yes | Yes | Drop | NA | NA | NA | NA |  | 5.628% | 7329.0316 | 0.96828 | 0.14063 | 4543.135 | NA | N | NA |  | NA | NA | NA | NA | NA | NA | NA | NA | NA | NA | NA
2 | 600 | 603 | 600 603 Heat Pump Water Heater (air source) / Restaurant or Services | 0 | 0 | -2962.968 | 883.862 | 970.862 | 1295.4162 | 1393.6774 | 1474.1296 | 1639.9323 | 1748.4988 | 1786.0301 | 1645.2879 | 1731.5379 | 1674.1316 | 1966.1473 | 1747.8035 | 1862.3348 | 0 | 0 | 0 | 0 | 0 | 0 | 0 | 0 | 0 | 0 | 0 | 0 | 0 | 18856.6834 | 10474.7689 | 3.732 | 3444.08 | 16989.4107 | 1.9646 | No | Yes | Yes | Drop | NA | NA | NA | NA |  | 5.628% | 16989.4107 | 2.7476 | 0.98158 | 1794.6141 | NA | N | NA |  | NA | NA | NA | NA | NA | NA | NA | NA | NA | NA | NA
2 | 600 | 604 | 600 604 Solar Water Heater / Restaurant or Services | 0 | 0 | -7498.8743 | 881.6807 | 968.4307 | 1292.2173 | 1389.9522 | 1470.1495 | 1635.626 | 1743.8995 | 1781.4385 | 1640.8838 | 1726.8526 | 1669.7901 | 1961.337 | 1742.8682 | 1857.4307 | 1888.3682 | 2072.6807 | 2133.9932 | 2192.4307 | 2253.6182 | 0 | 0 | 0 | 0 | 0 | 0 | 0 | 0 | 24804.7729 | 9534.0462 | 2.1394 | 7977.68 | 16949.1823 | 4.5615 | No | No | No | Keep | 4479.882 | 2 | 56.16% | 390 |  | 30.34% | 16949.1823 | 2.7394 | 0.97926 | 935.0884 | 141.8306 | N | 15 |  | 15 | 3.1403 | 6.0716 | 8.6258 | 10.7033 | 12.2807 | 13.3987 | 14.1383 | 14.595 | 14.8583 | 15
2 | 600 | 606 | 600 606 Demand controlled circulating systems / Restaurant or Services | 0 | 0 | -2214.141 | 63.114 | 68.739 | 91.654 | 98.7126 | 104.3298 | 116.4031 | 123.5165 | 126.5868 | 116.5399 | 122.743 | 118.6649 | 139.2118 | 123.5243 | 131.8217 | 0 | 0 | 0 | 0 | 0 | 0 | 0 | 0 | 0 | 0 | 0 | 0 | 0 | -668.5796 | -1262.112 | 0.44538 | 1885.63 | 1202.7949 | 15.1932 | No | No | No | Drop | NA | NA | NA | NA |  | 5.628% | 1202.7949 | 0.19645 | 0.069493 | 935.0884 | NA | N | NA |  | NA | NA | NA | NA | NA | NA | NA | NA | NA | NA | NA
2 | 600 | 608 | 600 608 Heat Recovery Unit / Restaurant or Services | 0 | 0 | -252.9526 | 968.4224 | 1063.9224 | 1421.2828 | 1528.4195 | 1617.1617 | 1799.0396 | 1918.0943 | 1959.6333 | 1804.8599 | 0 | 0 | 0 | 0 | 0 | 0 | 0 | 0 | 0 | 0 | 0 | 0 | 0 | 0 | 0 | 0 | 0 | 0 | 13827.8835 | 9832.279 | 9.1393 | 818 | 18611.5173 | 0.42595 | Yes | Yes | Yes | Drop | NA | NA | NA | NA |  | 5.628% | 18611.5173 | 3.0206 | 1.0753 | 1062.6004 | NA | N | NA |  | NA | NA | NA | NA | NA | NA | NA | NA | NA | NA | NA
2 | 600 | 609 | 600 609 Heat Trap / Restaurant or Services | 0 | 0 | -287.2003 | 113.7447 | 124.7447 | 166.105 | 178.9527 | 189.0708 | 210.7837 | 224.7916 | 229.7603 | 211.5103 | 0 | 0 | 0 | 0 | 0 | 0 | 0 | 0 | 0 | 0 | 0 | 0 | 0 | 0 | 0 | 0 | 0 | 0 | 1362.2635 | 894.1967 | 3.2393 | 9.32 | 2177.9039 | 0.041473 | Yes | Yes | Yes | Drop | NA | NA | NA | NA |  | 5.628% | 2177.9039 | 0.3547 | 0.12583 | 1062.6004 | NA | N | NA |  | NA | NA | NA | NA | NA | NA | NA | NA | NA | NA | NA
2 | 600 | 610 | 600 610 Hot Water Pipe Insulation / Restaurant or Services | 0 | 0 | -614.0555 | 24.8295 | 27.3295 | 36.6254 | 39.0785 | 40.6547 | 46.1185 | 49.142 | 49.8607 | 46.3295 | 48.7514 | 46.9389 | 54.7045 | 48.3607 | 52.5482 | 0 | 0 | 0 | 0 | 0 | 0 | 0 | 0 | 0 | 0 | 0 | 0 | 0 | -2.7836 | -237.4736 | 0.62808 | 248.51 | 475.7191 | 5.0626 | No | No | No | Drop | NA | NA | NA | NA |  | 5.628% | 475.7191 | 0.077466 | 0.027485 | 1062.6004 | NA | M | NA |  | NA | NA | NA | NA | NA | NA | NA | NA | NA | NA | NA
2 | 700 | 701 | 700 701 PC Manual Power Management Enabling / Restaurant or Services | 0 | 0 | -382.2298 | 23.3902 | 25.5152 | 33.3834 | 0 | 0 | 0 | 0 | 0 | 0 | 0 | 0 | 0 | 0 | 0 | 0 | 0 | 0 | 0 | 0 | 0 | 0 | 0 | 0 | 0 | 0 | 0 | 0 | -299.941 | -310.0842 | 0.23459 | 15.12 | 459.946 | 0.31859 | Yes | Yes | Yes | Drop | NA | NA | NA | NA |  | 5.628% | 459.946 | 0.041896 | 0.042816 | 2555.5134 | NA | N | NA |  | NA | NA | NA | NA | NA | NA | NA | NA | NA | NA | NA
2 | 700 | 702 | 700 702 PC Network Power Management Enabling / Restaurant or Services | 0 | 0 | -374.6698 | 23.3902 | 25.5152 | 33.3834 | 0 | 0 | 0 | 0 | 0 | 0 | 0 | 0 | 0 | 0 | 0 | 0 | 0 | 0 | 0 | 0 | 0 | 0 | 0 | 0 | 0 | 0 | 0 | 0 | -292.381 | -302.5242 | 0.23905 | 7.56 | 459.946 | 0.15929 | Yes | Yes | Yes | Drop | NA | NA | NA | NA |  | 5.628% | 459.946 | 0.041896 | 0.042816 | 2555.5134 | NA | N | NA |  | NA | NA | NA | NA | NA | NA | NA | NA | NA | NA | NA
2 | 710 | 711 | 710 711 Energy Star or Better Monitor / Restaurant or Services | 0 | 0 | -357.2514 | 33.6236 | 37.1236 | 47.8922 | 0 | 0 | 0 | 0 | 0 | 0 | 0 | 0 | 0 | 0 | 0 | 0 | 0 | 0 | 0 | 0 | 0 | 0 | 0 | 0 | 0 | 0 | 0 | 0 | -238.612 | -253.2287 | 0.3507 | 0 | 661.1838 | 0 | Yes | Yes | Yes | Drop | NA | NA | NA | NA |  | 5.628% | 661.1838 | 0.09148 | 0.061546 | 227.1567 | NA | M | NA |  | NA | NA | NA | NA | NA | NA | NA | NA | NA | NA | NA
2 | 710 | 712 | 710 712 Monitor Power Management Enabling / Restaurant or Services | 0 | 0 | -382.9354 | 21.9346 | 23.9346 | 30.8418 | 0 | 0 | 0 | 0 | 0 | 0 | 0 | 0 | 0 | 0 | 0 | 0 | 0 | 0 | 0 | 0 | 0 | 0 | 0 | 0 | 0 | 0 | 0 | 0 | -306.2243 | -315.6576 | 0.21938 | 14.37 | 431.5882 | 0.32268 | Yes | Yes | Yes | Drop | NA | NA | NA | NA |  | 5.628% | 431.5882 | 0.039313 | 0.040176 | 1362.9405 | NA | N | NA |  | NA | NA | NA | NA | NA | NA | NA | NA | NA | NA | NA
2 | 720 | 722 | 720 722 Monitor Power Management Enabling / Restaurant or Services | 0 | 0 | -390.76 | 0 | 0 | 0 | 0 | 0 | 0 | 0 | 0 | 0 | 0 | 0 | 0 | 0 | 0 | 0 | 0 | 0 | 0 | 0 | 0 | 0 | 0 | 0 | 0 | 0 | 0 | 0 | -390.76 | -390.76 | 0 | 0.76 | 0.71474 | 10.3051 | No | No | No | Drop | NA | NA | NA | NA |  | 5.628% | 0.71474 | 6.5104e-05 | 6.6534e-05 | 1362.9405 | NA | N | NA |  | NA | NA | NA | NA | NA | NA | NA | NA | NA | NA | NA
2 | 730 | 731 | 730 731 Energy Star or Better Copier / Restaurant or Services | 0 | 0 | -382.0407 | 8.2093 | 8.7093 | 11.9037 | 12.7377 | 12.2474 | 0 | 0 | 0 | 0 | 0 | 0 | 0 | 0 | 0 | 0 | 0 | 0 | 0 | 0 | 0 | 0 | 0 | 0 | 0 | 0 | 0 | 0 | -328.2332 | -337.9123 | 0.13356 | 0 | 156.0194 | 0 | Yes | Yes | Yes | Drop | NA | NA | NA | NA |  | 5.628% | 156.0194 | 0.021586 | 0.014523 | 454.3135 | NA | M | NA |  | NA | NA | NA | NA | NA | NA | NA | NA | NA | NA | NA
2 | 730 | 732 | 730 732 Copier Power Management Enabling / Restaurant or Services | 0 | 0 | -410.0085 | 6.8465 | 7.0965 | 9.7323 | 10.4969 | 10.3084 | 0 | 0 | 0 | 0 | 0 | 0 | 0 | 0 | 0 | 0 | 0 | 0 | 0 | 0 | 0 | 0 | 0 | 0 | 0 | 0 | 0 | 0 | -365.5278 | -373.5443 | 0.10309 | 26.48 | 128.9167 | 1.9906 | No | Yes | Yes | Drop | NA | NA | NA | NA |  | 5.628% | 128.9167 | 0.011743 | 0.012001 | 2248.8518 | NA | N | NA |  | NA | NA | NA | NA | NA | NA | NA | NA | NA | NA | NA
2 | 800 | 801 | 800 801 Convection Oven / Restaurant or Services | 0 | 0 | -3884384.5518 | 170.9481 | 188.1981 | 247.2226 | 264.7362 | 280.9013 | 311.581 | 330.9872 | 338.87 | 314.1981 | 0 | 0 | 0 | 0 | 0 | 0 | 0 | 0 | 0 | 0 | 0 | 0 | 0 | 0 | 0 | 0 | 0 | 0 | -3881936.9091 | -3882630.0433 | 0.00049503 | 3884163 | 3322.6133 | 11329.2631 | No | No | No | Drop | NA | NA | NA | NA |  | 5.628% | 3322.6133 | 0.49565 | 0.071721 | 2393.4635 | NA | N | NA |  | NA | NA | NA | NA | NA | NA | NA | NA | NA | NA | NA
2 | 810 | 811 | 810 811 Efficient Fryer / Restaurant or Services | 0 | 0 | -6366443.2915 | 302.9585 | 333.3335 | 437.8735 | 469.7329 | 497.5884 | 551.5601 | 587.521 | 601.1773 | 557.1304 | 0 | 0 | 0 | 0 | 0 | 0 | 0 | 0 | 0 | 0 | 0 | 0 | 0 | 0 | 0 | 0 | 0 | 0 | -6362104.4161 | -6363333.3101 | 0.00053539 | 6366352 | 5895.3702 | 10465.5869 | No | No | No | Drop | NA | NA | NA | NA |  | 5.628% | 5895.3702 | 0.87945 | 0.12726 | 2393.4635 | NA | N | NA |  | NA | NA | NA | NA | NA | NA | NA | NA | NA | NA | NA
2 | 900 | 901 | 900 901 Vending Misers (cooled machines only) / Restaurant or Services | 0 | 0 | -536.9757 | 89.1093 | 98.3593 | 126.4492 | 135.1211 | 143.0048 | 158.0781 | 168.0116 | 172.4959 | 160.7616 | 0 | 0 | 0 | 0 | 0 | 0 | 0 | 0 | 0 | 0 | 0 | 0 | 0 | 0 | 0 | 0 | 0 | 0 | 714.4152 | 360.9477 | 1.5778 | 234.71 | 1765.1912 | 1.2886 | No | Yes | Yes | Drop | NA | NA | NA | NA |  | 5.628% | 1765.1912 | 0.13624 | 0.16439 | 3180.1945 | NA | N | NA |  | NA | NA | NA | NA | NA | NA | NA | NA | NA | NA | NA
3 | 110 | 111 | 110 111 Premium T8, Electronic Ballast / Retail | 0 | 0 | -9180.5308 | 632.1092 | 684.8592 | 1065.4246 | 1189.078 | 1241.5164 | 1425.1951 | 1538.6717 | 1557.1717 | 1359.9217 | 1447.1092 | 1343.8123 | 1695.7655 | 1397.1092 | 1521.0155 | 1498.9842 | 1745.328 | 1791.328 | 0 | 0 | 0 | 0 | 0 | 0 | 0 | 0 | 0 | 0 | 13953.8691 | 3766.0095 | 1.3842 | 9412.89 | 11079.277 | 8.2337 | No | No | No | Keep | 7126.4627 | 2 | 75.71% | 390 |  | 30.34% | 11079.277 | 3.4566 | 1.7591 | 1574.3125 | 238.7856 | M | 17 |  | 17 | 3.559 | 6.8811 | 9.7759 | 12.1304 | 13.9181 | 15.1851 | 16.0234 | 16.541 | 16.8394 | 17
3 | 110 | 112 | 110 112 Premium T8, EB, Reflector / Retail | 0 | 0 | -11717.2121 | 1305.6829 | 1415.9329 | 2203.3558 | 2458.6458 | 2567.0608 | 2946.4489 | 3182.7609 | 3221.1749 | 2812.1673 | 2993.3235 | 2779.2142 | 3507.9329 | 2891.2454 | 3147.4954 | 3099.6829 | 3610.9959 | 3706.5269 | 0 | 0 | 0 | 0 | 0 | 0 | 0 | 0 | 0 | 0 | 36132.4352 | 15058.3446 | 2.158 | 12613.27 | 22918.113 | 5.3338 | No | No | No | Keep | 7883.6654 | 2 | 62.5% | 390 |  | 30.34% | 22918.113 | 7.1502 | 3.6387 | 473.9864 | 71.8924 | M | 34 |  | 34 | 7.1179 | 13.7622 | 19.5518 | 24.2609 | 27.8363 | 30.3703 | 32.0467 | 33.082 | 33.6789 | 34
3 | 110 | 113 | 110 113 Occupancy Sensor / Retail | 0 | 0 | -8292.0655 | 578.2845 | 625.7845 | 991.5794 | 1110.4173 | 1158.0218 | 1333.5579 | 1441.2064 | 1458.4564 | 1266.0189 | 0 | 0 | 0 | 0 | 0 | 0 | 0 | 0 | 0 | 0 | 0 | 0 | 0 | 0 | 0 | 0 | 0 | 0 | 1671.2616 | -1214.5483 | 0.86294 | 8471.6 | 10005.7824 | 8.2054 | No | No | No | Drop | NA | NA | NA | NA |  | 5.628% | 10005.7824 | 3.3363 | 0.80321 | 217.0355 | NA | M | NA |  | NA | NA | NA | NA | NA | NA | NA | NA | NA | NA | NA
3 | 110 | 114 | 110 114 Continuous Dimming / Retail | 0 | 0 | -53286.5328 | 1325.3122 | 1446.4372 | 2072.6452 | 2272.0554 | 2388.1716 | 2699.195 | 2896.8237 | 2944.5659 | 2642.1987 | 2795.5269 | 2650.5894 | 3226.0581 | 0 | 0 | 0 | 0 | 0 | 0 | 0 | 0 | 0 | 0 | 0 | 0 | 0 | 0 | 0 | -23926.9535 | -34177.0067 | 0.37394 | 54200.22 | 24617.9219 | 21.337 | No | No | No | Drop | NA | NA | NA | NA |  | 5.628% | 24617.9219 | 5.5283 | 1.9762 | 284.3918 | NA | N | NA |  | NA | NA | NA | NA | NA | NA | NA | NA | NA | NA | NA
3 | 120 | 121 | 120 121 ROB Premium T8, 1EB / Retail | 0 | 0 | -1030.1796 | 273.3704 | 295.7454 | 459.9714 | 514.2454 | 536.2405 | 616.0501 | 664.4288 | 672.8507 | 587.8194 | 625.6007 | 580.8194 | 732.4913 | 603.5851 | 657.3663 | 647.2101 | 754.6788 | 773.3351 | 0 | 0 | 0 | 0 | 0 | 0 | 0 | 0 | 0 | 0 | 8965.6296 | 4563.8127 | 4.5125 | 909.3 | 4788.1048 | 1.8405 | No | Yes | Yes | Drop | NA | NA | NA | NA |  | 5.628% | 4788.1048 | 1.4938 | 0.76021 | 2249.0178 | NA | M | NA |  | NA | NA | NA | NA | NA | NA | NA | NA | NA | NA | NA
3 | 120 | 122 | 120 122 ROB Premium T8, EB, Reflector / Retail | 0 | 0 | -2422.1356 | 1102.0694 | 1195.3194 | 1859.1226 | 2074.7901 | 2166.088 | 2486.3819 | 2685.3663 | 2718.1553 | 2372.5694 | 2525.6007 | 2345.3819 | 2960.0694 | 2439.3194 | 2655.1319 | 2615.6944 | 3045.8194 | 3127.5694 | 0 | 0 | 0 | 0 | 0 | 0 | 0 | 0 | 0 | 0 | 37952.3133 | 20171.1141 | 6.7507 | 3117.58 | 19337.3783 | 1.5624 | No | Yes | Yes | Drop | NA | NA | NA | NA |  | 5.628% | 19337.3783 | 6.0331 | 3.0702 | 473.9864 | NA | M | NA |  | NA | NA | NA | NA | NA | NA | NA | NA | NA | NA | NA
3 | 120 | 123 | 120 123 Occupancy Sensor / Retail | 0 | 0 | -5887.0829 | 353.3871 | 382.6371 | 606.724 | 679.1059 | 707.8236 | 815.8012 | 881.1762 | 890.8637 | 774.0121 | 0 | 0 | 0 | 0 | 0 | 0 | 0 | 0 | 0 | 0 | 0 | 0 | 0 | 0 | 0 | 0 | 0 | 0 | 204.4481 | -1559.8124 | 0.74985 | 5845.47 | 6119.1376 | 9.2579 | No | No | No | Drop | NA | NA | NA | NA |  | 5.628% | 6119.1376 | 2.0404 | 0.49121 | 217.0355 | NA | M | NA |  | NA | NA | NA | NA | NA | NA | NA | NA | NA | NA | NA
3 | 120 | 124 | 120 124 Lighting Control Tuneup / Retail | 0 | 0 | -451.0655 | 84.3095 | 92.0595 | 131.4111 | 144.4902 | 151.8564 | 0 | 0 | 0 | 0 | 0 | 0 | 0 | 0 | 0 | 0 | 0 | 0 | 0 | 0 | 0 | 0 | 0 | 0 | 0 | 0 | 0 | 0 | 153.0612 | 41.7383 | 1.0782 | 144 | 1562.6184 | 0.89309 | Yes | Yes | Yes | Drop | NA | NA | NA | NA |  | 5.628% | 1562.6184 | 0.35091 | 0.12544 | 236.9932 | NA | N | NA |  | NA | NA | NA | NA | NA | NA | NA | NA | NA | NA | NA
3 | 130 | 131 | 130 131 CFL Screw-in 18W / Retail | 0 | 0 | -1359.4537 | 5178.0563 | 0 | 0 | 0 | 0 | 0 | 0 | 0 | 0 | 0 | 0 | 0 | 0 | 0 | 0 | 0 | 0 | 0 | 0 | 0 | 0 | 0 | 0 | 0 | 0 | 0 | 0 | 3818.6026 | 3504.2215 | 1.5421 | 6074.26 | 86185.921 | 0.68303 | Yes | Yes | Yes | Drop | NA | NA | NA | NA |  | 5.628% | 86185.921 | 34.5107 | 23.1961 | 384.2899 | NA | M | NA |  | NA | NA | NA | NA | NA | NA | NA | NA | NA | NA | NA
3 | 140 | 141 | 140 141 CFL Hardwired, Modular 18W / Retail | 0 | 0 | -22841.0237 | 5178.0563 | 5580.6813 | 9319.5773 | 10545.7013 | 0 | 0 | 0 | 0 | 0 | 0 | 0 | 0 | 0 | 0 | 0 | 0 | 0 | 0 | 0 | 0 | 0 | 0 | 0 | 0 | 0 | 0 | 0 | 7782.9925 | 2877.87 | 1.103 | 27555.83 | 86185.921 | 3.0986 | No | No | No | Keep | 9769.6655 | 2 | 35.45% | 390 |  | 30.34% | 86185.921 | 34.5107 | 23.1961 | 128.0966 | 19.4292 | M | 30 |  | 30 | 6.2805 | 12.1431 | 17.2516 | 21.4066 | 24.5614 | 26.7973 | 28.2765 | 29.19 | 29.7166 | 30
3 | 150 | 151 | 150 151 PSMH, 250W, magnetic ballast / Retail | 0 | 0 | -43.5958 | 1082.6492 | 1181.7742 | 1693.7596 | 1855.8592 | 1951.1492 | 2205.2898 | 2366.1532 | 2405.5673 | 2158.497 | 2283.7001 | 2164.8251 | 0 | 0 | 0 | 0 | 0 | 0 | 0 | 0 | 0 | 0 | 0 | 0 | 0 | 0 | 0 | 0 | 21305.6283 | 14324.8354 | 13.9155 | 719.12 | 20114.6336 | 0.34648 | Yes | Yes | Yes | Drop | NA | NA | NA | NA |  | 5.628% | 20114.6336 | 4.5171 | 1.6147 | 603.9665 | NA | M | NA |  | NA | NA | NA | NA | NA | NA | NA | NA | NA | NA | NA
3 | 150 | 152 | 150 152 PSMH, 250 W, electronic ballast / Retail | 0 | 0 | -2848.2492 | 1251.2158 | 1366.7158 | 1957.959 | 2145.437 | 2255.7051 | 2549.0517 | 2735.8252 | 2781.6533 | 2495.5908 | 2640.2002 | 2503.3408 | 0 | 0 | 0 | 0 | 0 | 0 | 0 | 0 | 0 | 0 | 0 | 0 | 0 | 0 | 0 | 0 | 21834.4455 | 13763.4358 | 4.3735 | 3689.84 | 23250.7523 | 1.538 | No | Yes | Yes | Drop | NA | NA | NA | NA |  | 5.628% | 23250.7523 | 5.2213 | 1.8665 | 629.3966 | NA | M | NA |  | NA | NA | NA | NA | NA | NA | NA | NA | NA | NA | NA
3 | 150 | 153 | 150 153 High Bay T5 / Retail | 0 | 0 | -527.3464 | 1525.9686 | 1654.4686 | 2574.9793 | 2872.971 | 2999.7147 | 3442.4686 | 3719.0156 | 3763.7106 | 3285.8592 | 3497.8592 | 3248.1561 | 0 | 0 | 0 | 0 | 0 | 0 | 0 | 0 | 0 | 0 | 0 | 0 | 0 | 0 | 0 | 0 | 32057.8251 | 21342.738 | 11.514 | 1639.94 | 26780.6612 | 0.59346 | Yes | Yes | Yes | Drop | NA | NA | NA | NA |  | 5.628% | 26780.6612 | 8.3553 | 4.252 | 603.9665 | NA | N | NA |  | NA | NA | NA | NA | NA | NA | NA | NA | NA | NA | NA
3 | 160 | 161 | 160 161 LED Exit Sign / Retail | 0 | 0 | -515.4394 | 4.0156 | 4.2656 | 8.8535 | 9.9931 | 9.7656 | 12.5624 | 13.2265 | 13.4999 | 11.2656 | 11.6093 | 10.3437 | 14.1406 | 10.0468 | 11.4218 | 9.8281 | 0 | 0 | 0 | 0 | 0 | 0 | 0 | 0 | 0 | 0 | 0 | 0 | -360.6014 | -422.789 | 0.1859 | 129.33 | 54.6559 | 22.9322 | No | No | No | Drop | NA | NA | NA | NA |  | 5.628% | 54.6559 | 0.041804 | 0.0058289 | 5275.9025 | NA | N | NA |  | NA | NA | NA | NA | NA | NA | NA | NA | NA | NA | NA
3 | 200 | 201 | 200 201 High Pressure Sodium 250W Lamp / Retail | 0 | 0 | -1053.7635 | 54.4615 | 59.9615 | 76.9313 | 82.3815 | 0 | 0 | 0 | 0 | 0 | 0 | 0 | 0 | 0 | 0 | 0 | 0 | 0 | 0 | 0 | 0 | 0 | 0 | 0 | 0 | 0 | 0 | 0 | -780.0277 | -821.8306 | 0.25784 | 717.35 | 1074.3944 | 6.4707 | No | No | No | Drop | NA | NA | NA | NA |  | 5.628% | 1074.3944 | 0.094598 | 0.027609 | 6201.2552 | NA | M | NA |  | NA | NA | NA | NA | NA | NA | NA | NA | NA | NA | NA
3 | 200 | 202 | 200 202 Outdoor Lighting Controls (Photocell/Timeclock) / Retail | 0 | 0 | -478.157 | 42.833 | 47.083 | 61.0976 | 64.9648 | 0 | 0 | 0 | 0 | 0 | 0 | 0 | 0 | 0 | 0 | 0 | 0 | 0 | 0 | 0 | 0 | 0 | 0 | 0 | 0 | 0 | 0 | 0 | -262.1787 | -295.1869 | 0.43232 | 129.99 | 848.7359 | 1.4843 | No | Yes | Yes | Drop | NA | NA | NA | NA |  | 5.628% | 848.7359 | 0.074729 | 0.02181 | 613.9773 | NA | N | NA |  | NA | NA | NA | NA | NA | NA | NA | NA | NA | NA | NA
3 | 210 | 211 | 210 211 Outdoor Lighting Controls (Photocell/Timeclock) / Retail | 0 | 0 | -1875.3029 | 184.3071 | 203.0571 | 261.7114 | 278.9507 | 0 | 0 | 0 | 0 | 0 | 0 | 0 | 0 | 0 | 0 | 0 | 0 | 0 | 0 | 0 | 0 | 0 | 0 | 0 | 0 | 0 | 0 | 0 | -947.2766 | -1089.0294 | 0.47047 | 1666.61 | 3650.8468 | 4.4241 | No | No | No | Drop | NA | NA | NA | NA |  | 5.628% | 3650.8468 | 0.32146 | 9.3818e-08 | 613.9773 | NA | N | NA |  | NA | NA | NA | NA | NA | NA | NA | NA | NA | NA | NA
3 | 300 | 301 | 300 301 Centrifugal Chiller, 0.51 kW/ton, 500 tons / Retail | 0 | 0 | -971.4951 | 290.5299 | 314.4049 | 492.4733 | 550.8512 | 574.1813 | 660.5377 | 713.5221 | 721.6862 | 628.6549 | 669.5143 | 620.483 | 785.8112 | 645.2799 | 702.8737 | 691.0924 | 808.1549 | 828.7487 | 850.2799 | 864.9674 | 0 | 0 | 0 | 0 | 0 | 0 | 0 | 0 | 11442.5515 | 5553.6086 | 5.4176 | 867.15 | 5055.7348 | 1.6622 | No | Yes | Yes | Drop | NA | NA | NA | NA |  | 5.628% | 5055.7348 | 1.6254 | 0.0033537 | 873.2777 | NA | M | NA |  | NA | NA | NA | NA | NA | NA | NA | NA | NA | NA | NA
3 | 300 | 302 | 300 302 High Efficiency Chiller Motors / Retail | 0 | 0 | -627.109 | 71.951 | 78.076 | 114.7459 | 126.5018 | 132.6141 | 150.7401 | 162.2128 | 164.3378 | 146.33 | 155.3457 | 145.705 | 179.9863 | 151.3613 | 164.33 | 162.4238 | 186.9238 | 191.1113 | 197.455 | 201.8925 | 0 | 0 | 0 | 0 | 0 | 0 | 0 | 0 | 2256.9351 | 890.7119 | 2.2774 | 307.31 | 1302.8779 | 2.2859 | No | No | Yes | Keep | 38.4354 | 2 | 12.51% | 390 |  | 30.34% | 1302.8779 | 0.32904 | 0 | 924.6469 | 140.2469 | N | 6 |  | 6 | 1.2561 | 2.4286 | 3.4503 | 4.2813 | 4.9123 | 5.3595 | 5.6553 | 5.838 | 5.9433 | 6
3 | 300 | 304 | 300 304 EMS - Chiller / Retail | 0 | 0 | -1093.4471 | 246.6579 | 268.5329 | 391.3069 | 431.0661 | 451.7234 | 512.572 | 549.8336 | 558.6539 | 499.5914 | 0 | 0 | 0 | 0 | 0 | 0 | 0 | 0 | 0 | 0 | 0 | 0 | 0 | 0 | 0 | 0 | 0 | 0 | 2816.4911 | 1694.6689 | 2.2685 | 945.98 | 4531.7422 | 2.023 | No | No | Yes | Keep | 10.7656 | 2 | 1.138% | 390 |  | 30.34% | 4531.7422 | 1.0894 | 0.054641 | 77.4957 | 11.7542 | N | 38 |  | 38 | 7.9553 | 15.3813 | 21.852 | 27.1151 | 31.1111 | 33.9433 | 35.8169 | 36.974 | 37.6411 | 38
3 | 300 | 305 | 300 305 Chiller Tune Up/Diagnostics / Retail | 0 | 0 | -1134.3516 | 260.0234 | 274.3984 | 653.0786 | 794.3545 | 806.5888 | 986.9531 | 1086.6718 | 1079.3437 | 847.5859 | 0 | 0 | 0 | 0 | 0 | 0 | 0 | 0 | 0 | 0 | 0 | 0 | 0 | 0 | 0 | 0 | 0 | 0 | 5654.6467 | 3616.2122 | 3.6016 | 1000 | 3427.6816 | 2.8274 | No | No | Yes | Keep | 292.6303 | 2 | 29.26% | 390 |  | 30.34% | 3427.6816 | 3.8857 | 0.020662 | 385.2696 | 58.4362 | N | 100 |  | 100 | 20.935 | 40.4771 | 57.5052 | 71.3555 | 81.8713 | 89.3243 | 94.2551 | 97.3001 | 99.0554 | 100
3 | 300 | 306 | 300 306 VSD for Chiller Pumps and Towers / Retail | 0 | 0 | -822.8336 | 233.1064 | 253.6064 | 369.4701 | 407.0966 | 426.4335 | 483.7783 | 518.8836 | 527.4148 | 470.9304 | 498.8523 | 470.6648 | 577.5086 | 490.9461 | 529.7273 | 0 | 0 | 0 | 0 | 0 | 0 | 0 | 0 | 0 | 0 | 0 | 0 | 0 | 5435.5858 | 3022.3653 | 3.8725 | 662.19 | 4276.3644 | 1.5007 | No | Yes | Yes | Drop | NA | NA | NA | NA |  | 5.628% | 4276.3644 | 1.028 | 0.012891 | 475.6615 | NA | N | NA |  | NA | NA | NA | NA | NA | NA | NA | NA | NA | NA | NA
3 | 300 | 307 | 300 307 EMS Optimization / Retail | 0 | 0 | -585.5648 | 106.8102 | 117.5602 | 151.2341 | 160.8591 | 0 | 0 | 0 | 0 | 0 | 0 | 0 | 0 | 0 | 0 | 0 | 0 | 0 | 0 | 0 | 0 | 0 | 0 | 0 | 0 | 0 | 0 | 0 | -49.1011 | -130.985 | 0.81017 | 300 | 2108.6935 | 1.3788 | No | Yes | Yes | Drop | NA | NA | NA | NA |  | 5.628% | 2108.6935 | 0.12675 | 0.0063576 | 385.2696 | NA | N | NA |  | NA | NA | NA | NA | NA | NA | NA | NA | NA | NA | NA
3 | 300 | 308 | 300 308 Aerosol Duct Sealing / Retail | 0 | 0 | -487.7277 | 215.4873 | 236.9873 | 304.9454 | 326.168 | 345.8584 | 382.3389 | 406.4405 | 416.0498 | 388.4405 | 407.2686 | 397.5342 | 459.5498 | 415.6123 | 440.6123 | 0 | 0 | 0 | 0 | 0 | 0 | 0 | 0 | 0 | 0 | 0 | 0 | 0 | 4655.5658 | 2682.5257 | 4.8358 | 309.34 | 4261.8781 | 0.70343 | Yes | Yes | Yes | Drop | NA | NA | NA | NA |  | 5.628% | 4261.8781 | 0.26572 | 0.29144 | 500.8504 | NA | M | NA |  | NA | NA | NA | NA | NA | NA | NA | NA | NA | NA | NA
3 | 300 | 309 | 300 309 Duct/Pipe Insulation / Retail | 0 | 0 | -31101.5311 | 45.3439 | 49.5939 | 71.4641 | 79.0402 | 82.4025 | 93.3439 | 100.4495 | 102.0433 | 91.2855 | 0 | 0 | 0 | 0 | 0 | 0 | 0 | 0 | 0 | 0 | 0 | 0 | 0 | 0 | 0 | 0 | 0 | 0 | -30386.5641 | -30591.5234 | 0.017802 | 30756 | 829.1761 | 359.4737 | No | No | No | Drop | NA | NA | NA | NA |  | 5.628% | 829.1761 | 0.19933 | 0.0024995 | 462.3235 | NA | M | NA |  | NA | NA | NA | NA | NA | NA | NA | NA | NA | NA | NA
3 | 300 | 311 | 300 311 Window Film (Standard) / Retail | 0 | 0 | -1556.1112 | 140.6388 | 150.8888 | 265.0695 | 303.3058 | 313.4064 | 367.8341 | 399.3185 | 402.1701 | 339.3888 | 0 | 0 | 0 | 0 | 0 | 0 | 0 | 0 | 0 | 0 | 0 | 0 | 0 | 0 | 0 | 0 | 0 | 0 | 1125.9094 | 340.9827 | 1.2012 | 1304.75 | 2242.1526 | 5.6396 | No | No | No | Keep | 842.0376 | 2 | 64.54% | 390 |  | 30.34% | 2242.1526 | 1.0654 | -0.041443 | 482.9636 | 73.2541 | M | 120 |  | 120 | 25.122 | 48.5726 | 69.0063 | 85.6265 | 98.2456 | 107.1892 | 113.1061 | 116.7601 | 118.8665 | 120
3 | 300 | 313 | 300 313 Ceiling Insulation / Retail | 0 | 0 | -3855.4132 | 383.0868 | 405.0868 | 918.7645 | 1106.1903 | 1127.3495 | 1371.4384 | 1507.6925 | 1499.5362 | 1189.7472 | 1297.3722 | 1110.669 | 1612.2159 | 1153.4347 | 1310.107 | 1088.2008 | 1588.1383 | 1620.7008 | 1654.232 | 1653.6695 | 0 | 0 | 0 | 0 | 0 | 0 | 0 | 0 | 19742.2191 | 8481.7288 | 3.0037 | 3843 | 5234.1814 | 7.1155 | No | No | No | Keep | 2762.8234 | 2 | 71.89% | 390 |  | 30.34% | 5234.1814 | 2.2301 | 5.0243 | 308.2156 | 46.749 | M | 10 |  | 10 | 2.0935 | 4.0477 | 5.7505 | 7.1355 | 8.1871 | 8.9324 | 9.4255 | 9.73 | 9.9055 | 10
3 | 300 | 314 | 300 314 Roof Insulation / Retail | 0 | 0 | -1770.3063 | 126.8387 | 135.7137 | 261.7547 | 306.6102 | 314.5614 | 374.8621 | 409.2137 | 410.0965 | 337.12 | 363.9481 | 321.8543 | 441.3387 | 333.9325 | 372.0887 | 339.6825 | 441.9012 | 451.5887 | 462.4325 | 465.2137 | 0 | 0 | 0 | 0 | 0 | 0 | 0 | 0 | 4900.4455 | 1724.7954 | 1.9099 | 1505.52 | 1921.8116 | 7.5921 | No | No | No | Keep | 1108.9163 | 2 | 73.66% | 390 |  | 30.34% | 1921.8116 | 1.2049 | 0.022018 | 308.2156 | 46.749 | M | 88 |  | 88 | 18.4228 | 35.6199 | 50.6046 | 62.7928 | 72.0468 | 78.6054 | 82.9445 | 85.6241 | 87.1688 | 88
3 | 300 | 315 | 300 315 Cool Roof - Chiller / Retail | 0 | 0 | -13318.1875 | 688.2375 | 737.6125 | 1314.5861 | 1507.8952 | 1559.174 | 1829.8234 | 1993.3313 | 2005.3469 | 1683.6594 | 1808.1906 | 1627.3938 | 2166.1438 | 1686.8938 | 1866.8 | 0 | 0 | 0 | 0 | 0 | 0 | 0 | 0 | 0 | 0 | 0 | 0 | 0 | 9156.9002 | 426.7318 | 1.0305 | 13606.8 | 10893.5512 | 12.1052 | No | No | No | Keep | 11358.7009 | 2 | 83.48% | 390 |  | 30.34% | 10893.5512 | 5.3988 | 0 | 322.1619 | 48.8643 | M | 322 |  | 322 | 67.4108 | 130.3364 | 185.1668 | 229.7646 | 263.6257 | 287.6244 | 303.5014 | 313.3063 | 318.9585 | 322
3 | 300 | 317 | 300 317 Thermal Energy Storage (TES) Positive / Retail | 0 | 0 | -5866.9268 | 451.1182 | 490.9932 | 651.146 | 678.6572 | 716.2891 | 785.8526 | 841.087 | 873.7276 | 818.3995 | 853.1338 | 838.4776 | 946.9307 | 862.0244 | 912.8369 | 974.087 | 999.087 | 1029.5557 | 1060.1807 | 1092.7432 | 1131.2432 | 1094.2432 | 1138.3682 | 1111.0244 | 1112.0557 | 1186.6494 | 1245.4307 | 1348.7432 | 19377.1586 | 4677.4007 | 1.7398 | 5932.67 | 10349.7858 | 5.5552 | No | No | No | Keep | 3796.7876 | 2 | 64% | 390 |  | 30.34% |  | 11.3468 | 0.016597 | 0 | 0 | M | NA |  | NA | NA | NA | NA | NA | NA | NA | NA | NA | NA | NA
3 | 300 | 317 | 300 317 Thermal Energy Storage (TES) Negative / Retail | 0 | 0 | -435.125 | -447.625 | -500.75 | -514.5 | -524.5 | -565 | -603 | -624.25 | -649.75 | -667 | -685.75 | -714.5 | -744 | -754.75 | -774.5 | -798 | -823.75 | -856 | -889.5 | -921 | -947 | -980 | -1013.5 | -1041 | -1074.5 | -1109.5 | -1137.5 | -1160.5 | -21956.75 | -9288.8913 | 99999 | 0 | 7670 | 0 | Yes | Yes | Yes | Drop | NA | NA | NA | NA |  | 5.628% | -2679.7858 |  |  | 205.4771 | NA | M | NA |  | NA | NA | NA | NA | NA | NA | NA | NA | NA | NA | NA
3 | 320 | 321 | 320 321 DX Packaged System, EER=10.9, 10 tons / Retail | 0 | 0 | -2223.514 | 250.896 | 269.021 | 485.2427 | 558.0728 | 575.3003 | 678.5523 | 738.6422 | 742.7672 | 621.9625 | 669.025 | 600.1344 | 802.1813 | 621.3063 | 689.275 | 0 | 0 | 0 | 0 | 0 | 0 | 0 | 0 | 0 | 0 | 0 | 0 | 0 | 6078.8652 | 2852.2797 | 2.1542 | 2081.16 | 3945.5066 | 5.112 | No | No | No | Keep | 1266.9269 | 2 | 60.88% | 390 |  | 30.34% | 3945.5066 | 2.0292 | 0 | 1812.7235 | 274.9469 | M | 274.9469 |  | -1 | 57.5602 | 111.2906 | 158.1088 | 196.1896 | 225.1027 | 245.5945 | 259.1514 | 267.5236 | 272.3499 | 274.9469
3 | 320 | 322 | 320 322 Hybrid Dessicant-DX System (Trane CDQ) / Retail | 0 | 0 | -6811.8659 | 1374.8391 | 1508.4641 | 2046.3503 | 2210.4465 | 2335.0178 | 2606.386 | 2783.4719 | 2840.6516 | 2601.011 | 2739.886 | 2638.0266 | 3123.9954 | 2752.5579 | 2939.1829 | 0 | 0 | 0 | 0 | 0 | 0 | 0 | 0 | 0 | 0 | 0 | 0 | 0 | 27688.4215 | 14425.071 | 2.7662 | 7777.08 | 26231.8434 | 2.8732 | No | No | Yes | Keep | 2363.6218 | 2 | 30.39% | 390 |  | 30.34% | 26231.8434 | 4.5991 | 0 | 2014.1372 | 305.4966 | N | 291 |  | 291 | 60.921 | 117.7884 | 167.3402 | 207.6444 | 238.2456 | 259.9338 | 274.2823 | 283.1433 | 288.2513 | 291
3 | 320 | 323 | 320 323 Geothermal Heat Pump, EER=13, 10 tons / Retail | 0 | 0 | -18363.656 | 715.529 | 784.779 | 1064.5773 | 1150.5319 | 1214.8649 | 1357.4431 | 1449.0212 | 1478.7712 | 1353.0134 | 1425.6696 | 1372.5134 | 1626.0603 | 1431.5915 | 1529.7629 | 0 | 0 | 0 | 0 | 0 | 0 | 0 | 0 | 0 | 0 | 0 | 0 | 0 | -409.5269 | -7311.7371 | 0.61657 | 18679.06 | 13646.5112 | 13.2653 | No | No | No | Drop | NA | NA | NA | NA |  | 5.628% | 13646.5112 | 2.3954 | 0.057594 | 1993.9958 | NA | N | NA |  | NA | NA | NA | NA | NA | NA | NA | NA | NA | NA | NA
3 | 320 | 326 | 320 326 DX Tune Up/ Advanced Diagnostics / Retail | 0 | 0 | -1443.0898 | 199.9102 | 215.9102 | 352.3394 | 397.1387 | 413.0479 | 477.8243 | 517.3165 | 522.7461 | 450.3165 | 0 | 0 | 0 | 0 | 0 | 0 | 0 | 0 | 0 | 0 | 0 | 0 | 0 | 0 | 0 | 0 | 0 | 0 | 2103.4601 | 1073.0786 | 1.6543 | 1250 | 3383.8728 | 3.58 | No | No | No | Keep | 551.6711 | 2 | 44.13% | 390 |  | 30.34% | 3383.8728 | 1.2516 | 0 | 996.9979 | 151.2208 | N | 380 |  | 380 | 79.5531 | 153.8131 | 218.5198 | 271.1507 | 311.1111 | 339.4325 | 358.1693 | 369.7404 | 376.4107 | 380
3 | 320 | 327 | 320 327 DX Coil Cleaning / Retail | 0 | 0 | -303.3447 | 246.5703 | 259.6953 | 619.314 | 752.7119 | 0 | 0 | 0 | 0 | 0 | 0 | 0 | 0 | 0 | 0 | 0 | 0 | 0 | 0 | 0 | 0 | 0 | 0 | 0 | 0 | 0 | 0 | 0 | 1574.9469 | 1256.4897 | 3.3011 | 156.04 | 3251.3292 | 0.46511 | Yes | Yes | Yes | Drop | NA | NA | NA | NA |  | 5.628% | 3251.3292 | 3.6857 | 0.99923 | 1510.6029 | NA | M | NA |  | NA | NA | NA | NA | NA | NA | NA | NA | NA | NA | NA
3 | 320 | 329 | 320 329 Aerosol Duct Sealing / Retail | 0 | 0 | -362.7892 | 341.6758 | 376.9258 | 485.4024 | 518.8858 | 550.4385 | 608.0742 | 646.3555 | 661.7149 | 617.457 | 647.5977 | 631.7539 | 730.6133 | 661.5508 | 701.5195 | 0 | 0 | 0 | 0 | 0 | 0 | 0 | 0 | 0 | 0 | 0 | 0 | 0 | 7817.1758 | 4678.9181 | 7.6905 | 309.34 | 6776.5913 | 0.44239 | Yes | Yes | Yes | Drop | NA | NA | NA | NA |  | 5.628% | 6776.5913 | 0.42251 | 0.4634 | 1963.7838 | NA | M | NA |  | NA | NA | NA | NA | NA | NA | NA | NA | NA | NA | NA
3 | 320 | 330 | 320 330 Duct/Pipe Insulation / Retail | 0 | 0 | -31075.1659 | 72.5841 | 78.8341 | 116.004 | 127.5098 | 133.6221 | 151.9981 | 163.2209 | 166.0959 | 147.5881 | 0 | 0 | 0 | 0 | 0 | 0 | 0 | 0 | 0 | 0 | 0 | 0 | 0 | 0 | 0 | 0 | 0 | 0 | -29917.7089 | -30250.071 | 0.028765 | 30756 | 1321.4029 | 225.5686 | No | No | No | Drop | NA | NA | NA | NA |  | 5.628% | 1321.4029 | 0.3288 | 0 | 1812.7235 | NA | M | NA |  | NA | NA | NA | NA | NA | NA | NA | NA | NA | NA | NA
3 | 320 | 334 | 320 334 Ceiling Insulation / Retail | 0 | 0 | -3633.6256 | 607.8744 | 642.9994 | 1459.2147 | 1757.0731 | 1790.9418 | 2177.3584 | 2394.4334 | 2381.7374 | 1888.7378 | 2061.1128 | 1764.9722 | 2560.1914 | 1832.1284 | 2080.9722 | 1728.4097 | 2522.9724 | 2573.9724 | 2622.2224 | 2624.9414 | 0 | 0 | 0 | 0 | 0 | 0 | 0 | 0 | 33838.6401 | 15958.1507 | 4.7699 | 3843 | 8313.5969 | 4.4799 | No | No | No | Keep | 2127.3253 | 2 | 55.36% | 390 |  | 30.34% | 8313.5969 | 3.5421 | 7.9802 | 1208.4823 | 183.2979 | M | 20 |  | 20 | 4.187 | 8.0954 | 11.501 | 14.2711 | 16.3743 | 17.8649 | 18.851 | 19.46 | 19.8111 | 20
3 | 320 | 335 | 320 335 Roof Insulation / Retail | 0 | 0 | -1694.2363 | 203.9087 | 217.6587 | 426.5767 | 500.3276 | 513.7905 | 613.0415 | 669.8228 | 670.6275 | 549.1587 | 594.1431 | 523.2681 | 723.1275 | 542.7525 | 607.19 | 548.8775 | 722.19 | 738.2212 | 755.2212 | 759.5962 | 0 | 0 | 0 | 0 | 0 | 0 | 0 | 0 | 9185.2643 | 4004.0062 | 3.1124 | 1505.52 | 3060.6193 | 4.7672 | No | No | No | Keep | 873.9009 | 2 | 58.05% | 390 |  | 30.34% | 3060.6193 | 2.001 | 0.51558 | 1208.4823 | 183.2979 | M | 347 |  | 347 | 72.6446 | 140.4556 | 199.5431 | 247.6034 | 284.0936 | 309.9555 | 327.0652 | 337.6314 | 343.7224 | 347
3 | 340 | 344 | 340 344 Aerosol Duct Sealing / Retail | 0 | 0 | -355.1322 | 349.8327 | 385.0827 | 495.8943 | 530.1423 | 562.7449 | 621.6453 | 660.4615 | 675.9615 | 631.6881 | 661.61 | 645.8131 | 747.4537 | 676.7037 | 717.3448 | 0 | 0 | 0 | 0 | 0 | 0 | 0 | 0 | 0 | 0 | 0 | 0 | 0 | 8007.2465 | 4798.8239 | 7.8619 | 309.34 | 6928.9417 | 0.43267 | Yes | Yes | Yes | Drop | NA | NA | NA | NA |  | 5.628% | 6928.9417 | 0.43201 | 0.47382 | 37.2144 | NA | M | NA |  | NA | NA | NA | NA | NA | NA | NA | NA | NA | NA | NA
3 | 340 | 345 | 340 345 Duct/Pipe Insulation / Retail | 0 | 0 | -31073.5854 | 74.0396 | 80.4146 | 118.0396 | 129.7574 | 135.9205 | 154.6412 | 165.8521 | 168.6256 | 150.5709 | 0 | 0 | 0 | 0 | 0 | 0 | 0 | 0 | 0 | 0 | 0 | 0 | 0 | 0 | 0 | 0 | 0 | 0 | -29895.7237 | -30233.8694 | 0.029286 | 30756 | 1350.3509 | 220.733 | No | No | No | Drop | NA | NA | NA | NA |  | 5.628% | 1350.3509 | 0.33298 | 0.0040705 | 34.3518 | NA | M | NA |  | NA | NA | NA | NA | NA | NA | NA | NA | NA | NA | NA
3 | 340 | 349 | 340 349 Ceiling Insulation / Retail | 0 | 0 | -3620.124 | 621.501 | 658.001 | 1492.1031 | 1796.9424 | 1831.4365 | 2226.399 | 2448.446 | 2434.899 | 1932.1885 | 2107.501 | 1804.3291 | 2618.532 | 1874.5635 | 2128.3921 | 1768.0484 | 2580.4231 | 2632.1731 | 2681.6421 | 2685.1421 | 0 | 0 | 0 | 0 | 0 | 0 | 0 | 0 | 34702.539 | 16415.8378 | 4.8781 | 3843 | 8501.5642 | 4.3808 | No | No | No | Keep | 2088.5346 | 2 | 54.35% | 390 |  | 30.34% | 8501.5642 | 3.6222 | 8.1606 | 34.3518 | 5.2103 | M | 0.066912 |  | 0.066912 | 0.014008 | 0.027084 | 0.038478 | 0.047746 | 0.054782 | 0.059769 | 0.063068 | 0.065106 | 0.06628 | 0.066912
3 | 340 | 351 | 340 351 Cool Roof - DX / Retail | 0 | 0 | -12898.6159 | 1114.0591 | 1193.6841 | 2129.5176 | 2441.4258 | 2523.8023 | 2962.6141 | 3227.9731 | 3246.6221 | 2725.9497 | 2927.6216 | 2635.5904 | 3508.3721 | 2732.2466 | 3024.0279 | 0 | 0 | 0 | 0 | 0 | 0 | 0 | 0 | 0 | 0 | 0 | 0 | 0 | 23494.8906 | 9357.5163 | 1.6685 | 13606.8 | 17642.8338 | 7.4743 | No | No | No | Keep | 9965.8533 | 2 | 73.24% | 390 |  | 30.34% | 17642.8338 | 8.7437 | 0 | 35.9061 | 5.4461 | M | 36 |  | 36 | 7.5366 | 14.5718 | 20.7019 | 25.688 | 29.4737 | 32.1568 | 33.9318 | 35.028 | 35.66 | 36
3 | 360 | 361 | 360 361 HE PTAC, EER=9.6, 1 ton / Retail | 0 | 0 | -2096.2226 | 701.0274 | 751.6524 | 1332.7735 | 1526.3565 | 1578.2003 | 1851.5899 | 2015.668 | 2028.8477 | 1706.3555 | 1831.1837 | 1650.9962 | 2192.1212 | 1710.6212 | 1892.4801 | 0 | 0 | 0 | 0 | 0 | 0 | 0 | 0 | 0 | 0 | 0 | 0 | 0 | 20673.6507 | 11830.5469 | 5.2438 | 2397.75 | 11137.8411 | 2.0863 | No | No | Yes | Keep | 99.2368 | 2 | 4.139% | 390 |  | 30.34% | 11137.8411 | 5.4228 | 0.38143 | 674.4061 | 102.2913 | M | 312 |  | 312 | 65.3173 | 126.2886 | 179.4163 | 222.629 | 255.4386 | 278.692 | 294.0759 | 303.5763 | 309.053 | 312
3 | 400 | 402 | 400 402 Variable Speed Drive Control / Retail | 0 | 0 | -1923.9043 | 231.2407 | 254.3657 | 327.6968 | 350.0562 | 371.7583 | 410.8032 | 436.272 | 446.2642 | 416.8345 | 437.0064 | 426.7407 | 493.2407 | 446.5532 | 473.3184 | 0 | 0 | 0 | 0 | 0 | 0 | 0 | 0 | 0 | 0 | 0 | 0 | 0 | 3598.2467 | 1479.8793 | 1.6881 | 1760.77 | 4575.3698 | 3.7296 | No | No | No | Keep | 816.5522 | 2 | 46.37% | 390 |  | 30.34% | 4575.3698 | 0.15836 | 0.12716 | 1003.9424 | 152.2741 | N | 90 |  | 90 | 18.8415 | 36.4294 | 51.7547 | 64.2199 | 73.6842 | 80.3919 | 84.8296 | 87.5701 | 89.1499 | 90
3 | 400 | 403 | 400 403 Air Handler Optimization / Retail | 0 | 0 | -618.5231 | 73.2269 | 80.4769 | 103.9369 | 110.7289 | 117.1009 | 129.1019 | 137.6722 | 0 | 0 | 0 | 0 | 0 | 0 | 0 | 0 | 0 | 0 | 0 | 0 | 0 | 0 | 0 | 0 | 0 | 0 | 0 | 0 | 133.7216 | -43.343 | 0.93718 | 300 | 1446.9268 | 2.0094 | No | No | Yes | Drop | NA | NA | NA | NA |  | 5.628% | 1446.9268 | 0.050082 | 0.040213 | 4048.5581 | NA | N | NA |  | NA | NA | NA | NA | NA | NA | NA | NA | NA | NA | NA
3 | 400 | 404 | 400 404 Electronically Commutated Motors (ECM) on an Air Handler Unit / Retail | 0 | 0 | -742.0597 | 103.5603 | 113.9353 | 147.2478 | 157.2898 | 165.9363 | 184.326 | 195.1463 | 200.7088 | 187.076 | 195.951 | 190.7947 | 220.6853 | 199.6228 | 211.4978 | 0 | 0 | 0 | 0 | 0 | 0 | 0 | 0 | 0 | 0 | 0 | 0 | 0 | 1731.7187 | 783.0712 | 1.928 | 453.87 | 2041.86 | 2.1542 | No | No | Yes | Keep | 32.4919 | 2 | 7.159% | 390 |  | 30.34% | 2041.86 | 0.27423 | 0 | 7197.4365 | 1091.6794 | M | 28 |  | 28 | 5.8618 | 11.3336 | 16.1015 | 19.9795 | 22.924 | 25.0108 | 26.3914 | 27.244 | 27.7355 | 28
3 | 400 | 405 | 400 405 Demand Control Ventilation (DCV) / Retail | 0 | 0 | -23819.4993 | 167.6257 | 176.2507 | 420.0974 | 510.6042 | 518.3943 | 634.3054 | 698.1335 | 693.2663 | 545.3132 | 596.2351 | 506.3132 | 744.9695 | 524.8757 | 599.657 | 0 | 0 | 0 | 0 | 0 | 0 | 0 | 0 | 0 | 0 | 0 | 0 | 0 | -16483.4587 | -19359.4333 | 0.19282 | 23594 | 2202.065 | 103.8378 | No | No | No | Drop | NA | NA | NA | NA |  | 5.628% | 2202.065 | 4.9956 | 3.0101 | 4048.5581 | NA | M | NA |  | NA | NA | NA | NA | NA | NA | NA | NA | NA | NA | NA
3 | 400 | 406 | 400 406 Energy Recovery Ventilation (ERV) / Retail | 0 | 0 | -2379.9001 | 76.6549 | 80.9049 | 192.0402 | 233.6207 | 237.2291 | 289.8893 | 318.9362 | 317.4127 | 248.6237 | 272.4674 | 231.0924 | 339.8737 | 239.5299 | 273.9362 | 220.9362 | 334.4362 | 339.8424 | 347.7487 | 346.5299 | 0 | 0 | 0 | 0 | 0 | 0 | 0 | 0 | 2561.8047 | 202.8743 | 1.0826 | 2064.68 | 1006.5816 | 19.8787 | No | No | No | Keep | 1856.952 | 2 | 89.94% | 390 |  | 30.34% | 1006.5816 | 2.2835 | 1.3759 | 4048.5581 | 614.0697 | M | 35 |  | 35 | 7.3273 | 14.167 | 20.1268 | 24.9744 | 28.655 | 31.2635 | 32.9893 | 34.055 | 34.6694 | 35
3 | 600 | 603 | 600 603 Heat Pump Water Heater (air source) / Retail | 0 | 0 | -625.1176 | 43.1874 | 47.3124 | 63.2734 | 68.705 | 72.0078 | 80.6953 | 85.6171 | 88.2031 | 80.7656 | 84.8437 | 81.5937 | 95.8124 | 85.1249 | 90.9374 | 0 | 0 | 0 | 0 | 0 | 0 | 0 | 0 | 0 | 0 | 0 | 0 | 0 | 442.9618 | 32.8419 | 1.0492 | 277.18 | 825.2722 | 3.255 | No | No | No | Keep | 106.8688 | 2 | 38.56% | 390 |  | 30.34% | 825.2722 | 0.13849 | 0.057519 | 4011.5149 | 608.4511 | N | 26 |  | 26 | 5.4431 | 10.5241 | 14.9514 | 18.5524 | 21.2865 | 23.2243 | 24.5063 | 25.298 | 25.7544 | 26
3 | 600 | 606 | 600 606 Demand controlled circulating systems / Retail | 0 | 0 | -465.7485 | 3.3265 | 3.4515 | 4.4759 | 5.2806 | 5.0306 | 5.6702 | 6.018 | 6.4086 | 5.5336 | 5.5492 | 5.6899 | 6.518 | 5.9555 | 6.2367 | 0 | 0 | 0 | 0 | 0 | 0 | 0 | 0 | 0 | 0 | 0 | 0 | 0 | -390.6038 | -419.1439 | 0.10573 | 78.7 | 58.4266 | 13.0541 | No | No | No | Drop | NA | NA | NA | NA |  | 5.628% | 58.4266 | 0.0099019 | 0.0040721 | 2090.2104 | NA | N | NA |  | NA | NA | NA | NA | NA | NA | NA | NA | NA | NA | NA
3 | 600 | 608 | 600 608 Heat Recovery Unit / Retail | 0 | 0 | -1161.5345 | 47.2155 | 51.8405 | 69.8288 | 75.3043 | 78.609 | 88.5202 | 94.0124 | 96.3795 | 88.778 | 0 | 0 | 0 | 0 | 0 | 0 | 0 | 0 | 0 | 0 | 0 | 0 | 0 | 0 | 0 | 0 | 0 | 0 | -471.0465 | -667.147 | 0.44773 | 818 | 904.0671 | 8.7687 | No | No | No | Drop | NA | NA | NA | NA |  | 5.628% | 904.0671 | 0.15224 | 0.063011 | 2375.2391 | NA | N | NA |  | NA | NA | NA | NA | NA | NA | NA | NA | NA | NA | NA
3 | 600 | 609 | 600 609 Heat Trap / Retail | 0 | 0 | -385.1293 | 5.6207 | 6.3707 | 8.61 | 9.6334 | 9.192 | 10.5738 | 10.7066 | 11.4957 | 10.5894 | 0 | 0 | 0 | 0 | 0 | 0 | 0 | 0 | 0 | 0 | 0 | 0 | 0 | 0 | 0 | 0 | 0 | 0 | -302.337 | -325.7166 | 0.16643 | 0.75 | 105.7932 | 0.068705 | Yes | Yes | Yes | Drop | NA | NA | NA | NA |  | 5.628% | 105.7932 | 0.017878 | 0.0073734 | 2375.2391 | NA | N | NA |  | NA | NA | NA | NA | NA | NA | NA | NA | NA | NA | NA
3 | 600 | 610 | 600 610 Hot Water Pipe Insulation / Retail | 0 | 0 | -408.5525 | 1.4475 | 1.5725 | 1.4856 | 2.0237 | 2.0188 | 2.0647 | 1.6547 | 2.5453 | 2.2328 | 2.2172 | 2.0922 | 2.4828 | 2.1078 | 2.4364 | 0 | 0 | 0 | 0 | 0 | 0 | 0 | 0 | 0 | 0 | 0 | 0 | 0 | -380.1704 | -390.8712 | 0.046656 | 20 | 23.1084 | 8.3877 | No | No | No | Drop | NA | NA | NA | NA |  | 5.628% | 23.1084 | 0.0039045 | 0.0016106 | 2375.2391 | NA | M | NA |  | NA | NA | NA | NA | NA | NA | NA | NA | NA | NA | NA
3 | 700 | 701 | 700 701 PC Manual Power Management Enabling / Retail | 0 | 0 | -381.5809 | 25.3941 | 28.1441 | 36.3736 | 0 | 0 | 0 | 0 | 0 | 0 | 0 | 0 | 0 | 0 | 0 | 0 | 0 | 0 | 0 | 0 | 0 | 0 | 0 | 0 | 0 | 0 | 0 | 0 | -291.669 | -302.7556 | 0.2554 | 16.6 | 504.8448 | 0.31866 | Yes | Yes | Yes | Drop | NA | NA | NA | NA |  | 5.628% | 504.8448 | 0.048688 | 0.062573 | 4048.5581 | NA | N | NA |  | NA | NA | NA | NA | NA | NA | NA | NA | NA | NA | NA
3 | 700 | 702 | 700 702 PC Network Power Management Enabling / Retail | 0 | 0 | -373.2809 | 25.3941 | 28.1441 | 36.3736 | 0 | 0 | 0 | 0 | 0 | 0 | 0 | 0 | 0 | 0 | 0 | 0 | 0 | 0 | 0 | 0 | 0 | 0 | 0 | 0 | 0 | 0 | 0 | 0 | -283.369 | -294.4556 | 0.26072 | 8.3 | 504.8448 | 0.15933 | Yes | Yes | Yes | Drop | NA | NA | NA | NA |  | 5.628% | 504.8448 | 0.048688 | 0.062573 | 4048.5581 | NA | N | NA |  | NA | NA | NA | NA | NA | NA | NA | NA | NA | NA | NA
3 | 710 | 711 | 710 711 Energy Star or Better Monitor / Retail | 0 | 0 | -353.4411 | 37.6839 | 40.9339 | 53.5872 | 0 | 0 | 0 | 0 | 0 | 0 | 0 | 0 | 0 | 0 | 0 | 0 | 0 | 0 | 0 | 0 | 0 | 0 | 0 | 0 | 0 | 0 | 0 | 0 | -221.2362 | -237.5236 | 0.39097 | 0 | 725.7294 | 0 | Yes | Yes | Yes | Drop | NA | NA | NA | NA |  | 5.628% | 725.7294 | 0.10631 | 0.089946 | 359.8718 | NA | M | NA |  | NA | NA | NA | NA | NA | NA | NA | NA | NA | NA | NA
3 | 710 | 712 | 710 712 Monitor Power Management Enabling / Retail | 0 | 0 | -382.3435 | 23.9265 | 26.3015 | 34.2722 | 0 | 0 | 0 | 0 | 0 | 0 | 0 | 0 | 0 | 0 | 0 | 0 | 0 | 0 | 0 | 0 | 0 | 0 | 0 | 0 | 0 | 0 | 0 | 0 | -297.8434 | -308.264 | 0.2403 | 15.77 | 473.7184 | 0.32262 | Yes | Yes | Yes | Drop | NA | NA | NA | NA |  | 5.628% | 473.7184 | 0.045686 | 0.058715 | 2159.231 | NA | N | NA |  | NA | NA | NA | NA | NA | NA | NA | NA | NA | NA | NA
3 | 720 | 722 | 720 722 Monitor Power Management Enabling / Retail | 0 | 0 | -390.83 | 0 | 0 | 0 | 0 | 0 | 0 | 0 | 0 | 0 | 0 | 0 | 0 | 0 | 0 | 0 | 0 | 0 | 0 | 0 | 0 | 0 | 0 | 0 | 0 | 0 | 0 | 0 | -390.83 | -390.83 | 0 | 0.83 | 0.78451 | 10.2533 | No | No | No | Drop | NA | NA | NA | NA |  | 5.628% | 0.78451 | 7.5659e-05 | 9.7236e-05 | 2159.231 | NA | N | NA |  | NA | NA | NA | NA | NA | NA | NA | NA | NA | NA | NA
3 | 730 | 732 | 730 732 Copier Power Management Enabling / Retail | 0 | 0 | -408.1427 | 6.1973 | 6.5723 | 8.6544 | 9.7227 | 9.2266 | 0 | 0 | 0 | 0 | 0 | 0 | 0 | 0 | 0 | 0 | 0 | 0 | 0 | 0 | 0 | 0 | 0 | 0 | 0 | 0 | 0 | 0 | -367.7692 | -375.0375 | 0.094309 | 24.09 | 117.2877 | 1.9905 | No | Yes | Yes | Drop | NA | NA | NA | NA |  | 5.628% | 117.2877 | 0.011311 | 0.014537 | 3562.7311 | NA | N | NA |  | NA | NA | NA | NA | NA | NA | NA | NA | NA | NA | NA
3 | 740 | 741 | 740 741 Printer Power Management Enabling / Retail | 0 | 0 | -428.4117 | 38.7283 | 42.6033 | 54.742 | 59.0691 | 0 | 0 | 0 | 0 | 0 | 0 | 0 | 0 | 0 | 0 | 0 | 0 | 0 | 0 | 0 | 0 | 0 | 0 | 0 | 0 | 0 | 0 | 0 | -233.269 | -263.1053 | 0.43557 | 76.14 | 763.1818 | 0.96687 | Yes | Yes | Yes | Drop | NA | NA | NA | NA |  | 5.628% | 763.1818 | 0.073602 | 0.094593 | 2483.1156 | NA | N | NA |  | NA | NA | NA | NA | NA | NA | NA | NA | NA | NA | NA
3 | 800 | 801 | 800 801 Convection Oven / Retail | 0 | 0 | -96445.0109 | 2.8991 | 2.6491 | 3.2672 | 3.5055 | 3.5622 | 3.946 | 4.0241 | 4.5397 | 4.696 | 0 | 0 | 0 | 0 | 0 | 0 | 0 | 0 | 0 | 0 | 0 | 0 | 0 | 0 | 0 | 0 | 0 | 0 | -96411.9221 | -96421.1817 | 0.00026935 | 96057.16 | 43.0591 | 21619.6531 | No | No | No | Drop | NA | NA | NA | NA |  | 5.628% | 43.0591 | 0.0059398 | 0.0012014 | 4810.4533 | NA | N | NA |  | NA | NA | NA | NA | NA | NA | NA | NA | NA | NA | NA
3 | 810 | 811 | 810 811 Efficient Fryer / Retail | 0 | 0 | -90922.6014 | 1.3386 | 1.5886 | 2.0506 | 2.0398 | 2.0857 | 2.4949 | 2.3114 | 2.5614 | 2.3427 | 0 | 0 | 0 | 0 | 0 | 0 | 0 | 0 | 0 | 0 | 0 | 0 | 0 | 0 | 0 | 0 | 0 | 0 | -90903.7876 | -90909.0411 | 0.00016661 | 90534.19 | 24.2984 | 36109.2881 | No | No | No | Drop | NA | NA | NA | NA |  | 5.628% | 24.2984 | 0.0033519 | 0.00067795 | 4810.4533 | NA | N | NA |  | NA | NA | NA | NA | NA | NA | NA | NA | NA | NA | NA
3 | 900 | 901 | 900 901 Vending Misers (cooled machines only) / Retail | 0 | 0 | -405.7278 | 10.9472 | 11.3222 | 15.079 | 15.8788 | 16.9413 | 18.6815 | 19.2987 | 20.1347 | 19.2753 | 0 | 0 | 0 | 0 | 0 | 0 | 0 | 0 | 0 | 0 | 0 | 0 | 0 | 0 | 0 | 0 | 0 | 0 | -258.1692 | -299.7685 | 0.27949 | 26.05 | 206.4741 | 1.2227 | No | Yes | Yes | Drop | NA | NA | NA | NA |  | 5.628% | 206.4741 | 0.016035 | 0.019907 | 4395.9855 | NA | N | NA |  | NA | NA | NA | NA | NA | NA | NA | NA | NA | NA | NA
4 | 110 | 111 | 110 111 Premium T8, Electronic Ballast / Food Store | 0 | 0 | -11196.0099 | 1489.3101 | 1614.6851 | 2512.7247 | 2803.8038 | 2928.2886 | 3359.9981 | 3629.7631 | 3673.7161 | 3207.0289 | 0 | 0 | 0 | 0 | 0 | 0 | 0 | 0 | 0 | 0 | 0 | 0 | 0 | 0 | 0 | 0 | 0 | 0 | 14023.3086 | 6732.7189 | 1.5317 | 12272.82 | 26137.2471 | 4.5506 | No | No | No | Keep | 6878.8836 | 2 | 56.05% | 390 |  | 30.34% | 26137.2471 | 8.1546 | 4.1498 | 751.8765 | 114.0417 | M | 8 |  | 8 | 1.6748 | 3.2382 | 4.6004 | 5.7084 | 6.5497 | 7.1459 | 7.5404 | 7.784 | 7.9244 | 8
4 | 110 | 114 | 110 114 Continuous Dimming / Food Store | 0 | 0 | -68064.3484 | 3037.8916 | 3334.8916 | 4508.4673 | 4864.1494 | 5141.498 | 5732.1106 | 0 | 0 | 0 | 0 | 0 | 0 | 0 | 0 | 0 | 0 | 0 | 0 | 0 | 0 | 0 | 0 | 0 | 0 | 0 | 0 | 0 | -41445.3399 | -47050.9051 | 0.33785 | 70667.99 | 58076.4277 | 11.7925 | No | No | No | Drop | NA | NA | NA | NA |  | 5.628% | 58076.4277 | 10.0102 | 5.3337 | 294.2827 | NA | N | NA |  | NA | NA | NA | NA | NA | NA | NA | NA | NA | NA | NA
4 | 110 | 115 | 110 115 Lighting Control Tuneup / Food Store | 0 | 0 | -222.1449 | 316.4801 | 346.8551 | 471.8522 | 510.066 | 539.2223 | 0 | 0 | 0 | 0 | 0 | 0 | 0 | 0 | 0 | 0 | 0 | 0 | 0 | 0 | 0 | 0 | 0 | 0 | 0 | 0 | 0 | 0 | 1962.3307 | 1563.4177 | 3.9277 | 144 | 6020.1209 | 0.23181 | Yes | Yes | Yes | Drop | NA | NA | NA | NA |  | 5.628% | 6020.1209 | 1.0748 | 0.55288 | 70.5996 | NA | N | NA |  | NA | NA | NA | NA | NA | NA | NA | NA | NA | NA | NA
4 | 120 | 121 | 120 121 ROB Premium T8, 1EB / Food Store | 0 | 0 | -941.1875 | 644.2575 | 697.8825 | 1086.2297 | 1212.1325 | 1266.0475 | 1453.5466 | 1568.4528 | 1587.9997 | 1386.6169 | 0 | 0 | 0 | 0 | 0 | 0 | 0 | 0 | 0 | 0 | 0 | 0 | 0 | 0 | 0 | 0 | 0 | 0 | 9961.978 | 6810.0914 | 5.3223 | 1185.57 | 11295.6724 | 1.0172 | No | Yes | Yes | Drop | NA | NA | NA | NA |  | 5.628% | 11295.6724 | 3.5241 | 1.7934 | 358.0364 | NA | M | NA |  | NA | NA | NA | NA | NA | NA | NA | NA | NA | NA | NA
4 | 120 | 122 | 120 122 ROB Premium T8, EB, Reflector / Food Store | 0 | 0 | -1896.4513 | 2598.7337 | 2817.3587 | 4384.7786 | 4892.9407 | 5109.6902 | 5863.0617 | 6334.6247 | 6410.7257 | 5596.5147 | 0 | 0 | 0 | 0 | 0 | 0 | 0 | 0 | 0 | 0 | 0 | 0 | 0 | 0 | 0 | 0 | 0 | 0 | 42111.9774 | 29389.558 | 7.5973 | 4064.81 | 45619.0356 | 0.86353 | Yes | Yes | Yes | Drop | NA | NA | NA | NA |  | 5.628% | 45619.0356 | 14.2327 | 7.243 | 75.4571 | NA | M | NA |  | NA | NA | NA | NA | NA | NA | NA | NA | NA | NA | NA
4 | 120 | 123 | 120 123 Occupancy Sensor / Food Store | 0 | 0 | -7189.9234 | 833.5866 | 902.8366 | 1429.9709 | 1601.7741 | 1670.1003 | 0 | 0 | 0 | 0 | 0 | 0 | 0 | 0 | 0 | 0 | 0 | 0 | 0 | 0 | 0 | 0 | 0 | 0 | 0 | 0 | 0 | 0 | -751.6546 | -1957.5738 | 0.75565 | 7621.51 | 14435.7249 | 5.1167 | No | No | No | Drop | NA | NA | NA | NA |  | 5.628% | 14435.7249 | 4.8134 | 1.3258 | 34.5514 | NA | M | NA |  | NA | NA | NA | NA | NA | NA | NA | NA | NA | NA | NA
4 | 120 | 124 | 120 124 Lighting Control Tuneup / Food Store | 0 | 0 | -343.7957 | 193.4543 | 211.8293 | 286.3566 | 308.7912 | 325.7541 | 0 | 0 | 0 | 0 | 0 | 0 | 0 | 0 | 0 | 0 | 0 | 0 | 0 | 0 | 0 | 0 | 0 | 0 | 0 | 0 | 0 | 0 | 982.3897 | 740.6249 | 2.3869 | 144 | 3686.3889 | 0.37857 | Yes | Yes | Yes | Drop | NA | NA | NA | NA |  | 5.628% | 3686.3889 | 0.6354 | 0.33855 | 23.5332 | NA | N | NA |  | NA | NA | NA | NA | NA | NA | NA | NA | NA | NA | NA
4 | 130 | 131 | 130 131 CFL Screw-in 18W / Food Store | 0 | 0 | 3707.741 | 0 | 0 | 0 | 0 | 0 | 0 | 0 | 0 | 0 | 0 | 0 | 0 | 0 | 0 | 0 | 0 | 0 | 0 | 0 | 0 | 0 | 0 | 0 | 0 | 0 | 0 | 0 | 3707.741 | 3707.741 | 1.4462 | 7919.82 | 203321.7699 | 0.3775 | Yes | Yes | Yes | Drop | NA | NA | NA | NA |  | 5.628% | 203321.7699 | 81.4143 | 54.722 | 27.4939 | NA | M | NA |  | NA | NA | NA | NA | NA | NA | NA | NA | NA | NA | NA
4 | 150 | 151 | 150 151 PSMH, 250W, magnetic ballast / Food Store | 0 | 0 | 1119.0004 | 2482.6204 | 2724.8704 | 3683.5032 | 3974.4554 | 4200.8977 | 0 | 0 | 0 | 0 | 0 | 0 | 0 | 0 | 0 | 0 | 0 | 0 | 0 | 0 | 0 | 0 | 0 | 0 | 0 | 0 | 0 | 0 | 18185.3475 | 15072.4168 | 12.353 | 937.62 | 47452.652 | 0.19149 | Yes | Yes | Yes | Drop | NA | NA | NA | NA |  | 5.628% | 47452.652 | 8.1791 | 4.358 | 143.5567 | NA | M | NA |  | NA | NA | NA | NA | NA | NA | NA | NA | NA | NA | NA
4 | 150 | 152 | 150 152 PSMH, 250 W, electronic ballast / Food Store | 0 | 0 | -2373.4011 | 2869.4039 | 3149.9039 | 4257.7965 | 4594.2989 | 4855.9742 | 0 | 0 | 0 | 0 | 0 | 0 | 0 | 0 | 0 | 0 | 0 | 0 | 0 | 0 | 0 | 0 | 0 | 0 | 0 | 0 | 0 | 0 | 17353.9763 | 13755.6305 | 3.6448 | 4810.93 | 54851.1177 | 0.85002 | Yes | Yes | Yes | Drop | NA | NA | NA | NA |  | 5.628% | 54851.1177 | 9.4543 | 5.0374 | 149.6012 | NA | M | NA |  | NA | NA | NA | NA | NA | NA | NA | NA | NA | NA | NA
4 | 150 | 153 | 150 153 High Bay T5 / Food Store | 0 | 0 | 1014.2197 | 3597.1697 | 3901.4197 | 6072.0017 | 6774.7637 | 7075.7497 | 0 | 0 | 0 | 0 | 0 | 0 | 0 | 0 | 0 | 0 | 0 | 0 | 0 | 0 | 0 | 0 | 0 | 0 | 0 | 0 | 0 | 0 | 28435.3242 | 23313.4323 | 10.2214 | 2138.2 | 63178.5438 | 0.32799 | Yes | Yes | Yes | Drop | NA | NA | NA | NA |  | 5.628% | 63178.5438 | 19.7111 | 10.0309 | 143.5567 | NA | N | NA |  | NA | NA | NA | NA | NA | NA | NA | NA | NA | NA | NA
4 | 160 | 161 | 160 161 LED Exit Sign / Food Store | 0 | 0 | -485.6621 | 2.5079 | 2.2579 | 3.7374 | 3.7979 | 3.5538 | 5.0157 | 4.8632 | 5.5585 | 4.9882 | 4.7538 | 4.5038 | 5.2226 | 4.0663 | 4.8476 | 4.9413 | 0 | 0 | 0 | 0 | 0 | 0 | 0 | 0 | 0 | 0 | 0 | 0 | -421.0461 | -446.8603 | 0.083683 | 97.67 | 30.4598 | 31.0756 | No | No | No | Drop | NA | NA | NA | NA |  | 5.628% | 30.4598 | 0.013687 | 0.0037163 | 1402.6844 | NA | N | NA |  | NA | NA | NA | NA | NA | NA | NA | NA | NA | NA | NA
4 | 200 | 201 | 200 201 High Pressure Sodium 250W Lamp / Food Store | 0 | 0 | -1465.2667 | 119.6283 | 131.2533 | 169.0384 | 180.7572 | 0 | 0 | 0 | 0 | 0 | 0 | 0 | 0 | 0 | 0 | 0 | 0 | 0 | 0 | 0 | 0 | 0 | 0 | 0 | 0 | 0 | 0 | 0 | -864.5895 | -956.3238 | 0.39579 | 1192.77 | 2363.5008 | 4.8909 | No | No | No | Drop | NA | NA | NA | NA |  | 5.628% | 2363.5008 | 0.21873 | 0.09938 | 1580.8429 | NA | M | NA |  | NA | NA | NA | NA | NA | NA | NA | NA | NA | NA | NA
4 | 200 | 202 | 200 202 Outdoor Lighting Controls (Photocell/Timeclock) / Food Store | 0 | 0 | -513.4986 | 94.5164 | 103.6414 | 134.0076 | 142.781 | 0 | 0 | 0 | 0 | 0 | 0 | 0 | 0 | 0 | 0 | 0 | 0 | 0 | 0 | 0 | 0 | 0 | 0 | 0 | 0 | 0 | 0 | 0 | -38.5522 | -111.0934 | 0.81672 | 216.14 | 1867.087 | 1.1219 | No | Yes | Yes | Drop | NA | NA | NA | NA |  | 5.628% | 1867.087 | 0.17279 | 0.078507 | 156.517 | NA | N | NA |  | NA | NA | NA | NA | NA | NA | NA | NA | NA | NA | NA
4 | 210 | 211 | 210 211 Outdoor Lighting Controls (Photocell/Timeclock) / Food Store | 0 | 0 | -2297.7594 | 178.2106 | 195.9606 | 252.9362 | 269.3659 | 0 | 0 | 0 | 0 | 0 | 0 | 0 | 0 | 0 | 0 | 0 | 0 | 0 | 0 | 0 | 0 | 0 | 0 | 0 | 0 | 0 | 0 | 0 | -1401.2861 | -1538.2058 | 0.37793 | 2082.72 | 3526.9123 | 5.723 | No | No | No | Drop | NA | NA | NA | NA |  | 5.628% | 3526.9123 | 0.32641 | 1.483e-07 | 156.517 | NA | N | NA |  | NA | NA | NA | NA | NA | NA | NA | NA | NA | NA | NA
4 | 300 | 301 | 300 301 Centrifugal Chiller, 0.51 kW/ton, 500 tons / Food Store | 0 | 0 | -1683.1342 | 644.8208 | 698.1958 | 1095.3536 | 1224.983 | 1277.9742 | 1469.8755 | 1586.774 | 1605.4771 | 1399.0396 | 1489.0865 | 1380.0865 | 1748.0709 | 1435.3209 | 1563.961 | 1538.961 | 1796.1172 | 1843.9297 | 1890.336 | 1923.4297 | 0 | 0 | 0 | 0 | 0 | 0 | 0 | 0 | 25928.6589 | 12829.5885 | 6.5346 | 1928.08 | 11240.8486 | 1.6623 | No | Yes | Yes | Drop | NA | NA | NA | NA |  | 5.628% | 11240.8486 | 3.6139 | 0.0096508 | 99.1259 | NA | M | NA |  | NA | NA | NA | NA | NA | NA | NA | NA | NA | NA | NA
4 | 300 | 302 | 300 302 High Efficiency Chiller Motors / Food Store | 0 | 0 | -922.6689 | 152.6211 | 167.4961 | 229.8995 | 249.544 | 262.4707 | 294.4649 | 314.2461 | 321.0274 | 292.2618 | 307.7774 | 295.293 | 351.8711 | 308.4336 | 330.231 | 332.9497 | 370.3247 | 380.6372 | 392.7935 | 402.1372 | 0 | 0 | 0 | 0 | 0 | 0 | 0 | 0 | 4833.8114 | 2110.4504 | 2.9663 | 683.29 | 2896.8829 | 2.2859 | No | No | Yes | Keep | 85.4611 | 2 | 12.51% | 390 |  | 30.34% | 2896.8829 | 0.53887 | 0 | 104.9568 | 15.9194 | N | 1 |  | 1 | 0.20935 | 0.40477 | 0.57505 | 0.71355 | 0.81871 | 0.89324 | 0.94255 | 0.973 | 0.99055 | 1
4 | 300 | 304 | 300 304 EMS - Chiller / Food Store | 0 | 0 | -1972.5799 | 528.6551 | 579.6551 | 788.4183 | 851.5194 | 898.9168 | 1005.6395 | 1073.077 | 1095.2098 | 1001.6239 | 0 | 0 | 0 | 0 | 0 | 0 | 0 | 0 | 0 | 0 | 0 | 0 | 0 | 0 | 0 | 0 | 0 | 0 | 5850.1346 | 3625.1121 | 2.4539 | 2103.36 | 10076.1669 | 2.023 | No | No | Yes | Keep | 23.9442 | 2 | 1.138% | 390 |  | 30.34% | 10076.1669 | 1.7841 | 0.15724 | 8.7965 | 1.3342 | N | 4 |  | 4 | 0.8374 | 1.6191 | 2.3002 | 2.8542 | 3.2749 | 3.573 | 3.7702 | 3.892 | 3.9622 | 4
4 | 300 | 305 | 300 305 Chiller Tune Up/Diagnostics / Food Store | 0 | 0 | -821.0367 | 577.4633 | 609.2133 | 1452.0048 | 1763.0063 | 1793.0385 | 2192.4473 | 2414.8543 | 2396.9793 | 1884.2758 | 0 | 0 | 0 | 0 | 0 | 0 | 0 | 0 | 0 | 0 | 0 | 0 | 0 | 0 | 0 | 0 | 0 | 0 | 14262.2462 | 9733.2106 | 8.0023 | 1000 | 7621.0729 | 1.2717 | No | Yes | Yes | Drop | NA | NA | NA | NA |  | 5.628% | 7621.0729 | 8.6393 | 0.05946 | 43.732 | NA | N | NA |  | NA | NA | NA | NA | NA | NA | NA | NA | NA | NA | NA
4 | 300 | 306 | 300 306 VSD for Chiller Pumps and Towers / Food Store | 0 | 0 | -1370.5927 | 498.8823 | 546.8823 | 743.5132 | 803.8609 | 848.6694 | 948.8276 | 1012.734 | 1033.9917 | 945.6636 | 996.1323 | 958.2418 | 1135.1011 | 999.8823 | 1068.5699 | 0 | 0 | 0 | 0 | 0 | 0 | 0 | 0 | 0 | 0 | 0 | 0 | 0 | 11170.36 | 6348.7181 | 4.409 | 1472.35 | 9508.3172 | 1.5007 | No | Yes | Yes | Drop | NA | NA | NA | NA |  | 5.628% | 9508.3172 | 1.6836 | 0.037095 | 53.9924 | NA | N | NA |  | NA | NA | NA | NA | NA | NA | NA | NA | NA | NA | NA
4 | 300 | 307 | 300 307 EMS Optimization / Food Store | 0 | 0 | -457.328 | 236.922 | 260.922 | 335.5841 | 358.9893 | 0 | 0 | 0 | 0 | 0 | 0 | 0 | 0 | 0 | 0 | 0 | 0 | 0 | 0 | 0 | 0 | 0 | 0 | 0 | 0 | 0 | 0 | 0 | 735.0893 | 552.9357 | 1.8014 | 300 | 4688.8202 | 0.62007 | Yes | Yes | Yes | Drop | NA | NA | NA | NA |  | 5.628% | 4688.8202 | 0.20758 | 0.018295 | 43.732 | NA | N | NA |  | NA | NA | NA | NA | NA | NA | NA | NA | NA | NA | NA
4 | 300 | 308 | 300 308 Aerosol Duct Sealing / Food Store | 0 | 0 | -607.8152 | 478.1098 | 526.3598 | 678.9487 | 724.977 | 769.438 | 849.8989 | 903.1452 | 924.9655 | 863.8014 | 905.2702 | 883.4576 | 1022.2077 | 924.8639 | 980.8639 | 0 | 0 | 0 | 0 | 0 | 0 | 0 | 0 | 0 | 0 | 0 | 0 | 0 | 10828.4924 | 6440.6949 | 6.9758 | 687.8 | 9476.1076 | 0.70342 | Yes | Yes | Yes | Drop | NA | NA | NA | NA |  | 5.628% | 9476.1076 | 0.59083 | 0.648 | 56.8516 | NA | M | NA |  | NA | NA | NA | NA | NA | NA | NA | NA | NA | NA | NA
4 | 300 | 309 | 300 309 Duct/Pipe Insulation / Food Store | 0 | 0 | -31050.4322 | 96.6928 | 105.8178 | 144.0814 | 156.3383 | 164.4408 | 183.8099 | 196.2709 | 200.1615 | 184.0365 | 0 | 0 | 0 | 0 | 0 | 0 | 0 | 0 | 0 | 0 | 0 | 0 | 0 | 0 | 0 | 0 | 0 | 0 | -29618.7824 | -30026.1 | 0.035956 | 30756 | 1843.6385 | 161.6732 | No | No | No | Drop | NA | NA | NA | NA |  | 5.628% | 1843.6385 | 0.32644 | 0.0071927 | 52.4784 | NA | M | NA |  | NA | NA | NA | NA | NA | NA | NA | NA | NA | NA | NA
4 | 300 | 311 | 300 311 Window Film (Standard) / Food Store | 0 | 0 | -1379.1337 | 320.3663 | 343.4913 | 603.7442 | 690.2823 | 713.8839 | 836.9444 | 910.6123 | 916.7139 | 772.4561 | 0 | 0 | 0 | 0 | 0 | 0 | 0 | 0 | 0 | 0 | 0 | 0 | 0 | 0 | 0 | 0 | 0 | 0 | 4729.361 | 2941.5286 | 2.7357 | 1304.75 | 5104.5281 | 2.4772 | No | No | Yes | Keep | 251.33 | 2 | 19.26% | 390 |  | 30.34% | 5104.5281 | 2.4256 | -0.12211 | 44.7514 | 6.7877 | M | 11 |  | 11 | 2.3029 | 4.4525 | 6.3256 | 7.8491 | 9.0058 | 9.8257 | 10.3681 | 10.703 | 10.8961 | 11
4 | 300 | 313 | 300 313 Ceiling Insulation / Food Store | 0 | 0 | -3394.1234 | 850.8766 | 900.1266 | 2041.7604 | 2458.2355 | 2507.1705 | 3046.3146 | 3351.0406 | 3332.2516 | 2643.5646 | 2884.7676 | 2469.736 | 3583.7826 | 2564.9079 | 2912.7516 | 2419.7204 | 3531.2516 | 3602.6896 | 3667.5956 | 3675.5956 | 0 | 0 | 0 | 0 | 0 | 0 | 0 | 0 | 49050.0161 | 24024.8522 | 6.6756 | 3843 | 11636.5193 | 3.2006 | No | No | No | Keep | 1441.5748 | 2 | 37.51% | 390 |  | 30.34% | 11636.5193 | 4.9579 | 11.1699 | 34.9856 | 5.3065 | M | 0 |  | 0 | 0 | 0 | 0 | 0 | 0 | 0 | 0 | 0 | 0 | 0
4 | 300 | 314 | 300 314 Roof Insulation / Food Store | 0 | 0 | -1632.954 | 266.691 | 285.691 | 498.0553 | 568.0328 | 588.6822 | 688.6988 | 748.1285 | 753.7457 | 637.2535 | 682.4098 | 618.0504 | 814.691 | 640.1285 | 706.4723 | 683.691 | 825.3473 | 845.2223 | 866.0973 | 875.8785 | 0 | 0 | 0 | 0 | 0 | 0 | 0 | 0 | 10960.0124 | 4975.0524 | 3.6246 | 1505.52 | 4272.6352 | 3.4149 | No | No | No | Keep | 623.7775 | 2 | 41.43% | 390 |  | 30.34% | 4272.6352 | 1.9732 | 0.063361 | 34.9856 | 5.3065 | M | 10 |  | 10 | 2.0935 | 4.0477 | 5.7505 | 7.1355 | 8.1871 | 8.9324 | 9.4255 | 9.73 | 9.9055 | 10
4 | 300 | 317 | 300 317 Thermal Energy Storage (TES) Positive / Food Store | 0 | 0 | -12835.4331 | 738.2619 | 802.6369 | 1065.6584 | 1110.8478 | 1172.7756 | 1284.0588 | 1367.7775 | 1420.801 | 1333.715 | 1396.715 | 1372.8713 | 1550.2932 | 1403.4807 | 1491.1994 | 1594.0119 | 1634.4494 | 1685.1682 | 1729.7619 | 1780.6369 | 1849.7619 | 1789.6994 | 1862.6369 | 1817.4807 | 1815.9807 | 1932.4494 | 2037.6369 | 2209.3869 | 28414.7216 | 4393.6067 | 1.3235 | 13191.07 | 18519.6371 | 6.9029 | No | No | No | Keep | 9369.1777 | 2 | 71.03% | 390 |  | 30.34% |  | 18.5824 | 0.04776 | 0 | 0 | M | NA |  | NA | NA | NA | NA | NA | NA | NA | NA | NA | NA | NA
4 | 300 | 317 | 300 317 Thermal Energy Storage (TES) Negative / Food Store | 0 | 0 | -778.75 | -801.25 | -896 | -921 | -938.5 | -1019 | -1080.75 | -1116 | -1162.25 | -1194 | -1227.5 | -1279.75 | -1331.25 | -1349.5 | -1386 | -1427.5 | -1474.5 | -1532 | -1594 | -1649.5 | -1695 | -1751.5 | -1812.5 | -1863.5 | -1923.5 | -1984 | -2036 | -2077 | -39302 | -16629.7778 | 99999 | 0 | 12554.3267 | 0 | Yes | Yes | Yes | Drop | NA | NA | NA | NA |  | 5.628% | -5965.3105 |  |  | 23.3237 | NA | M | NA |  | NA | NA | NA | NA | NA | NA | NA | NA | NA | NA | NA
4 | 320 | 321 | 320 321 DX Packaged System, EER=10.9, 10 tons / Food Store | 0 | 0 | -4467.1001 | 557.2899 | 597.9149 | 1078.9457 | 1241.0829 | 1281.3172 | 1507.618 | 1643.2118 | 1652.0399 | 1381.993 | 1486.1649 | 1333.6962 | 1783.6649 | 1382.1962 | 1532.305 | 0 | 0 | 0 | 0 | 0 | 0 | 0 | 0 | 0 | 0 | 0 | 0 | 0 | 13992.3399 | 6818.5106 | 2.359 | 4627.39 | 8772.813 | 5.1119 | No | No | No | Keep | 2816.947 | 2 | 60.88% | 390 |  | 30.34% | 8772.813 | 4.5119 | 0 | 641.6914 | 97.3293 | M | 97.3293 |  | -1 | 20.3759 | 39.3961 | 55.9694 | 69.4497 | 79.6848 | 86.9387 | 91.7378 | 94.7015 | 96.4099 | 97.3293
4 | 320 | 322 | 320 322 Hybrid Dessicant-DX System (Trane CDQ) / Food Store | 0 | 0 | -14786.922 | 2944.148 | 3242.023 | 4179.9629 | 4463.6251 | 4739.6812 | 5233.601 | 5565.031 | 5694.882 | 5317.273 | 5576.3668 | 5445.4761 | 6298.711 | 5699.5543 | 6044.8668 | 0 | 0 | 0 | 0 | 0 | 0 | 0 | 0 | 0 | 0 | 0 | 0 | 0 | 55658.2802 | 28627.6096 | 2.619 | 17292.07 | 58326.3601 | 2.8732 | No | No | Yes | Keep | 5255.2754 | 2 | 30.39% | 390 |  | 30.34% | 58326.3601 | 7.5319 | 0 | 712.9905 | 108.1436 | N | 103 |  | 103 | 21.5631 | 41.6914 | 59.2304 | 73.4961 | 84.3275 | 92.0041 | 97.0827 | 100.2191 | 102.0271 | 103
4 | 320 | 323 | 320 323 Geothermal Heat Pump, EER=13, 10 tons / Food Store | 0 | 0 | -40415.5778 | 1532.0272 | 1686.9022 | 2174.7889 | 2322.4335 | 2466.3075 | 2722.9256 | 2894.9569 | 2962.9256 | 2766.496 | 2901.5272 | 2833.6522 | 3275.871 | 2965.3397 | 3144.746 | 0 | 0 | 0 | 0 | 0 | 0 | 0 | 0 | 0 | 0 | 0 | 0 | 0 | -3764.6779 | -17827.7405 | 0.57474 | 41532.23 | 30342.9813 | 13.2651 | No | No | No | Drop | NA | NA | NA | NA |  | 5.628% | 30342.9813 | 3.923 | 0.16574 | 705.8605 | NA | N | NA |  | NA | NA | NA | NA | NA | NA | NA | NA | NA | NA | NA
4 | 320 | 326 | 320 326 DX Tune Up/ Advanced Diagnostics / Food Store | 0 | 0 | -1228.3433 | 418.4067 | 454.6567 | 683.0654 | 756.269 | 791.6938 | 903.6098 | 972.5201 | 986.5904 | 870.8638 | 0 | 0 | 0 | 0 | 0 | 0 | 0 | 0 | 0 | 0 | 0 | 0 | 0 | 0 | 0 | 0 | 0 | 0 | 5609.3325 | 3640.5207 | 3.2198 | 1250 | 7523.6575 | 1.6101 | No | Yes | Yes | Drop | NA | NA | NA | NA |  | 5.628% | 7523.6575 | 2.0498 | 0 | 352.9303 | NA | N | NA |  | NA | NA | NA | NA | NA | NA | NA | NA | NA | NA | NA
4 | 320 | 327 | 320 327 DX Coil Cleaning / Food Store | 0 | 0 | -197.1263 | 548.0737 | 577.8237 | 1377.4819 | 1672.6894 | 0 | 0 | 0 | 0 | 0 | 0 | 0 | 0 | 0 | 0 | 0 | 0 | 0 | 0 | 0 | 0 | 0 | 0 | 0 | 0 | 0 | 0 | 0 | 3978.9424 | 3270.9566 | 5.4385 | 346.95 | 7228.9641 | 0.46513 | Yes | Yes | Yes | Drop | NA | NA | NA | NA |  | 5.628% | 7228.9641 | 8.1948 | 2.2217 | 534.7428 | NA | M | NA |  | NA | NA | NA | NA | NA | NA | NA | NA | NA | NA | NA
4 | 320 | 329 | 320 329 Aerosol Duct Sealing / Food Store | 0 | 0 | -330.4071 | 760.1429 | 837.0179 | 1079.0384 | 1152.7982 | 1223.514 | 1351.182 | 1436.1898 | 1470.0023 | 1372.721 | 1439.4554 | 1405.0179 | 1626.2992 | 1470.7679 | 1559.9242 | 0 | 0 | 0 | 0 | 0 | 0 | 0 | 0 | 0 | 0 | 0 | 0 | 0 | 17853.6637 | 10876.607 | 11.0915 | 687.8 | 15067.4535 | 0.44239 | Yes | Yes | Yes | Drop | NA | NA | NA | NA |  | 5.628% | 15067.4535 | 0.93944 | 1.0304 | 695.1657 | NA | M | NA |  | NA | NA | NA | NA | NA | NA | NA | NA | NA | NA | NA
4 | 320 | 330 | 320 330 Duct/Pipe Insulation / Food Store | 0 | 0 | -30993.3507 | 154.7743 | 169.5243 | 231.9277 | 251.7665 | 264.9989 | 296.7431 | 317.0243 | 323.4072 | 295.54 | 0 | 0 | 0 | 0 | 0 | 0 | 0 | 0 | 0 | 0 | 0 | 0 | 0 | 0 | 0 | 0 | 0 | 0 | -28687.6443 | -29344.0887 | 0.057854 | 30756 | 2938.0818 | 101.4495 | No | No | No | Drop | NA | NA | NA | NA |  | 5.628% | 2938.0818 | 0.53847 | 0 | 641.6914 | NA | M | NA |  | NA | NA | NA | NA | NA | NA | NA | NA | NA | NA | NA
4 | 320 | 334 | 320 334 Ceiling Insulation / Food Store | 0 | 0 | -2900.678 | 1350.697 | 1429.322 | 3242.3005 | 3903.57 | 3980.459 | 4837.017 | 5321.908 | 5289.916 | 4189.369 | 4579.869 | 3922.353 | 5691.947 | 4074.197 | 4625.6808 | 3842.8996 | 5606.7438 | 5720.7118 | 5819.2438 | 5834.7438 | 0 | 0 | 0 | 0 | 0 | 0 | 0 | 0 | 80362.2701 | 40631.4356 | 10.5987 | 3843 | 18483.5288 | 2.015 | No | No | Yes | Keep | 28.5593 | 2 | 0.7432% | 390 |  | 30.34% | 18483.5288 | 7.8752 | 17.7423 | 427.7943 | 64.8862 | M | 10 |  | 10 | 2.0935 | 4.0477 | 5.7505 | 7.1355 | 8.1871 | 8.9324 | 9.4255 | 9.73 | 9.9055 | 10
4 | 320 | 335 | 320 335 Roof Insulation / Food Store | 0 | 0 | -1473.6249 | 427.3951 | 458.8951 | 809.8829 | 927.0406 | 958.6217 | 1124.606 | 1222.5826 | 1231.4029 | 1036.5982 | 1112.3482 | 1003.067 | 1330.3639 | 1039.8326 | 1150.3014 | 1108.8014 | 1345.8951 | 1377.7076 | 1411.8014 | 1425.8951 | 0 | 0 | 0 | 0 | 0 | 0 | 0 | 0 | 19029.4145 | 9281.4278 | 5.8965 | 1505.52 | 6804.7576 | 2.1442 | No | No | Yes | Keep | 101.2241 | 2 | 6.724% | 390 |  | 30.34% | 6804.7576 | 3.2771 | 1.4837 | 427.7943 | 64.8862 | M | 123 |  | 123 | 25.7501 | 49.7869 | 70.7314 | 87.7672 | 100.7018 | 109.8689 | 115.9338 | 119.6791 | 121.8382 | 123
4 | 340 | 344 | 340 344 Aerosol Duct Sealing / Food Store | 0 | 0 | -313.4885 | 777.6866 | 855.9366 | 1102.9386 | 1178.8818 | 1250.8076 | 1381.4678 | 1468.3625 | 1503.2062 | 1403.3625 | 1471.6906 | 1436.8937 | 1662.1281 | 1504.4094 | 1595.2692 | 0 | 0 | 0 | 0 | 0 | 0 | 0 | 0 | 0 | 0 | 0 | 0 | 0 | 18279.5526 | 11145.6054 | 11.3411 | 687.8 | 15406.2119 | 0.43266 | Yes | Yes | Yes | Drop | NA | NA | NA | NA |  | 5.628% | 15406.2119 | 0.96056 | 1.0535 | 25.1483 | NA | M | NA |  | NA | NA | NA | NA | NA | NA | NA | NA | NA | NA | NA
4 | 340 | 345 | 340 345 Duct/Pipe Insulation / Food Store | 0 | 0 | -30990.3306 | 157.9194 | 173.6694 | 236.185 | 256.6059 | 269.2768 | 302.0991 | 322.6538 | 328.9428 | 301.3725 | 0 | 0 | 0 | 0 | 0 | 0 | 0 | 0 | 0 | 0 | 0 | 0 | 0 | 0 | 0 | 0 | 0 | 0 | -28641.6059 | -29310.0525 | 0.058946 | 30756 | 3002.4488 | 99.2746 | No | No | No | Drop | NA | NA | NA | NA |  | 5.628% | 3002.4488 | 0.54531 | 0.011714 | 23.2139 | NA | M | NA |  | NA | NA | NA | NA | NA | NA | NA | NA | NA | NA | NA
4 | 340 | 349 | 340 349 Ceiling Insulation / Food Store | 0 | 0 | -2870.8567 | 1380.7683 | 1461.7683 | 3315.4393 | 3991.4663 | 4070.4413 | 4945.8073 | 5442.0183 | 5409.6273 | 4284.3773 | 4682.5653 | 4010.3153 | 5820.2683 | 4165.7683 | 4728.9873 | 3930.6123 | 5733.4563 | 5850.2373 | 5950.8623 | 5966.6433 | 0 | 0 | 0 | 0 | 0 | 0 | 0 | 0 | 82270.573 | 41643.0509 | 10.8377 | 3843 | 18900.526 | 1.9705 | No | Yes | Yes | Drop | NA | NA | NA | NA |  | 5.628% | 18900.526 | 8.0529 | 18.1426 | 15.4759 | NA | M | NA |  | NA | NA | NA | NA | NA | NA | NA | NA | NA | NA | NA
4 | 340 | 351 | 340 351 Cool Roof - DX / Food Store | 0 | 0 | -11451.9291 | 2580.6209 | 2767.3709 | 4934.7469 | 5658.7049 | 5851.8759 | 6864.8939 | 7483.4219 | 7522.2109 | 6309.2109 | 6783.4449 | 6109.3829 | 8136.3669 | 6334.1169 | 7010.5229 | 0 | 0 | 0 | 0 | 0 | 0 | 0 | 0 | 0 | 0 | 0 | 0 | 0 | 72894.9625 | 40128.6399 | 3.867 | 13606.8 | 40906.2872 | 3.2237 | No | No | No | Keep | 5164.9809 | 2 | 37.96% | 390 |  | 30.34% | 40906.2872 | 20.2731 | 0 | 11.8948 | 1.8042 | M | 12 |  | 12 | 2.5122 | 4.8573 | 6.9006 | 8.5627 | 9.8246 | 10.7189 | 11.3106 | 11.676 | 11.8867 | 12
4 | 360 | 361 | 360 361 HE PTAC, EER=9.6, 1 ton / Food Store | 0 | 0 | -4184.3241 | 1558.1109 | 1671.6109 | 2962.5401 | 3391.9019 | 3509.1729 | 4113.5799 | 4480.4629 | 4507.5019 | 3791.2199 | 4071.0169 | 3669.3609 | 4873.3609 | 3803.7672 | 4208.5797 | 0 | 0 | 0 | 0 | 0 | 0 | 0 | 0 | 0 | 0 | 0 | 0 | 0 | 46427.8628 | 26771.0665 | 5.6792 | 5331.31 | 24764.9287 | 2.0863 | No | No | Yes | Keep | 220.5786 | 2 | 4.137% | 390 |  | 30.34% | 24764.9287 | 12.0575 | 0.84811 | 1.7534e-07 | 2.6594e-08 | M | 0 |  | 0 | 0 | 0 | 0 | 0 | 0 | 0 | 0 | 0 | 0 | 0
4 | 400 | 402 | 400 402 Variable Speed Drive Control / Food Store | 0 | 0 | -1972.4853 | 513.1447 | 565.0197 | 727.7824 | 778.385 | 825.8254 | 911.6056 | 969.1019 | 991.8285 | 926.5082 | 970.9613 | 948.555 | 1096.8676 | 992.2426 | 1052.1326 | 0 | 0 | 0 | 0 | 0 | 0 | 0 | 0 | 0 | 0 | 0 | 0 | 0 | 10297.4751 | 5589.9308 | 3.2566 | 2087.13 | 10165.7632 | 1.9897 | No | Yes | Yes | Drop | NA | NA | NA | NA |  | 5.628% | 10165.7632 | 0.28051 | 0.2758 | 0.001315 | NA | N | NA |  | NA | NA | NA | NA | NA | NA | NA | NA | NA | NA | NA
4 | 400 | 403 | 400 403 Air Handler Optimization / Food Store | 0 | 0 | -530.6315 | 162.4935 | 178.6185 | 230.5677 | 245.5697 | 261.0228 | 288.2904 | 307.0091 | 0 | 0 | 0 | 0 | 0 | 0 | 0 | 0 | 0 | 0 | 0 | 0 | 0 | 0 | 0 | 0 | 0 | 0 | 0 | 0 | 1142.9401 | 748.6493 | 2.085 | 300 | 3214.8433 | 0.90437 | Yes | Yes | Yes | Drop | NA | NA | NA | NA |  | 5.628% | 3214.8433 | 0.088709 | 0.08722 | 986.2625 | NA | N | NA |  | NA | NA | NA | NA | NA | NA | NA | NA | NA | NA | NA
4 | 400 | 404 | 400 404 Electronically Commutated Motors (ECM) on an Air Handler Unit / Food Store | 0 | 0 | -1173.7861 | 229.1239 | 252.4989 | 324.7723 | 346.8006 | 368.0594 | 407.3739 | 432.5732 | 442.917 | 413.6279 | 433.5342 | 423.2373 | 488.8779 | 443.0342 | 469.3467 | 0 | 0 | 0 | 0 | 0 | 0 | 0 | 0 | 0 | 0 | 0 | 0 | 0 | 4301.9912 | 2201.2227 | 2.5732 | 1009.16 | 4536.5996 | 2.1558 | No | No | Yes | Keep | 72.9432 | 2 | 7.228% | 390 |  | 30.34% | 4536.5996 | 0.48574 | 0 | 1753.3556 | 265.9422 | M | 7 |  | 7 | 1.4655 | 2.8334 | 4.0254 | 4.9949 | 5.731 | 6.2527 | 6.5979 | 6.811 | 6.9339 | 7
4 | 400 | 405 | 400 405 Demand Control Ventilation (DCV) / Food Store | 0 | 0 | -23618.9654 | 372.0346 | 391.5346 | 933.0663 | 1133.353 | 1152.1596 | 1409.3315 | 1551.8978 | 1539.7494 | 1211.14 | 1324.7337 | 1124.1556 | 1655.6869 | 1167.4369 | 1330.9369 | 0 | 0 | 0 | 0 | 0 | 0 | 0 | 0 | 0 | 0 | 0 | 0 | 0 | -7321.7485 | -13711.0453 | 0.42833 | 23594 | 4891.9892 | 46.7412 | No | No | No | Drop | NA | NA | NA | NA |  | 5.628% | 4891.9892 | 11.0979 | 6.6871 | 986.2625 | NA | M | NA |  | NA | NA | NA | NA | NA | NA | NA | NA | NA | NA | NA
4 | 400 | 406 | 400 406 Energy Recovery Ventilation (ERV) / Food Store | 0 | 0 | -4813.9635 | 169.9115 | 178.9115 | 426.8353 | 517.9418 | 526.7504 | 644.4584 | 708.9193 | 703.9271 | 553.6459 | 605.1615 | 513.6459 | 756.4428 | 532.9115 | 608.5365 | 491.4428 | 742.349 | 756.8178 | 772.5365 | 769.9115 | 0 | 0 | 0 | 0 | 0 | 0 | 0 | 0 | 6167.0927 | 924.1655 | 1.1855 | 4590.75 | 2236.0972 | 19.8965 | No | No | No | Keep | 4129.2873 | 2 | 89.95% | 390 |  | 30.34% | 2236.0972 | 5.0728 | 3.0566 | 986.2625 | 149.5925 | M | 8 |  | 8 | 1.6748 | 3.2382 | 4.6004 | 5.7084 | 6.5497 | 7.1459 | 7.5404 | 7.784 | 7.9244 | 8
4 | 500 | 501 | 500 501 High-efficiency fan motors / Food Store | 0 | 0 | -10210.5504 | 1816.9996 | 2000.9996 | 2579.6827 | 2755.4049 | 2925.731 | 3230.5543 | 3434.6559 | 3514.5387 | 3281.0465 | 3441.359 | 3359.7027 | 3887.6871 | 3516.8434 | 3729.6559 | 3770.4996 | 0 | 0 | 0 | 0 | 0 | 0 | 0 | 0 | 0 | 0 | 0 | 0 | 37034.811 | 18056.7084 | 2.5051 | 11607.3 | 36019.364 | 3.1231 | No | No | No | Keep | 4173.9939 | 2 | 35.96% | 390 |  | 30.34% | 36019.364 | 4.4653 | 3.6661 | 1665.6878 | 252.6451 | M | NA |  | NA | NA | NA | NA | NA | NA | NA | NA | NA | NA | NA
4 | 500 | 502 | 500 502 Strip curtains for walk-ins / Food Store | 0 | 0 | -285.0932 | 614.7818 | 676.2818 | 871.4405 | 0 | 0 | 0 | 0 | 0 | 0 | 0 | 0 | 0 | 0 | 0 | 0 | 0 | 0 | 0 | 0 | 0 | 0 | 0 | 0 | 0 | 0 | 0 | 0 | 1877.4109 | 1611.1739 | 2.8129 | 498.75 | 12171.8231 | 0.39711 | Yes | Yes | Yes | Drop | NA | NA | NA | NA |  | 5.628% | 12171.8231 | 1.5089 | 1.2389 | 1227.3489 | NA | N | NA |  | NA | NA | NA | NA | NA | NA | NA | NA | NA | NA | NA
4 | 500 | 503 | 500 503 Night covers for display cases / Food Store | 0 | 0 | -665.6158 | 877.1342 | 965.3842 | 1243.8754 | 1329.6176 | 0 | 0 | 0 | 0 | 0 | 0 | 0 | 0 | 0 | 0 | 0 | 0 | 0 | 0 | 0 | 0 | 0 | 0 | 0 | 0 | 0 | 0 | 0 | 3750.3954 | 3075.7186 | 3.0132 | 1137.75 | 17377.9771 | 0.6345 | Yes | Yes | Yes | Drop | NA | NA | NA | NA |  | 5.628% | 17377.9771 | 0 | 1.769 | 832.8439 | NA | N | NA |  | NA | NA | NA | NA | NA | NA | NA | NA | NA | NA | NA
4 | 500 | 505 | 500 505 Efficient compressor motor / Food Store | 0 | 0 | -233.4656 | 1051.1594 | 1157.6594 | 1492.4006 | 1593.7297 | 1692.4465 | 1868.9016 | 1986.257 | 2032.6398 | 1897.8273 | 0 | 0 | 0 | 0 | 0 | 0 | 0 | 0 | 0 | 0 | 0 | 0 | 0 | 0 | 0 | 0 | 0 | 0 | 14539.5558 | 10366.0763 | 9.1784 | 877.5 | 20836.1548 | 0.40814 | Yes | Yes | Yes | Drop | NA | NA | NA | NA |  | 5.628% | 20836.1548 | 2.583 | 2.1207 | 1227.3489 | NA | N | NA |  | NA | NA | NA | NA | NA | NA | NA | NA | NA | NA | NA
4 | 500 | 507 | 500 507 Floating head pressure controls / Food Store | 0 | 0 | -571.1121 | 1085.5129 | 1195.5129 | 1540.5217 | 1645.3586 | 1746.8615 | 1929.3879 | 2050.9738 | 2098.6301 | 1959.9504 | 2054.7004 | 2006.5598 | 2321.3567 | 2099.8567 | 2227.4978 | 2251.4665 | 0 | 0 | 0 | 0 | 0 | 0 | 0 | 0 | 0 | 0 | 0 | 0 | 27643.0356 | 16309.9525 | 10.9527 | 1248.75 | 21510.9368 | 0.5626 | Yes | Yes | Yes | Drop | NA | NA | NA | NA |  | 5.628% | 21510.9368 | 2.6667 | 2.1894 | 438.3389 | NA | N | NA |  | NA | NA | NA | NA | NA | NA | NA | NA | NA | NA | NA
4 | 500 | 510 | 500 510 Demand Defrost Electric / Food Store | 0 | 0 | 441.6407 | 1175.9407 | 1294.1907 | 1668.0413 | 1782.1634 | 1892.4241 | 2088.8548 | 2220.8626 | 2272.9173 | 2121.9251 | 0 | 0 | 0 | 0 | 0 | 0 | 0 | 0 | 0 | 0 | 0 | 0 | 0 | 0 | 0 | 0 | 0 | 0 | 16958.961 | 12292.7642 | 18.2156 | 324.05 | 23292.5172 | 0.13483 | Yes | Yes | Yes | Drop | NA | NA | NA | NA |  | 5.628% | 23292.5172 | 2.8875 | 2.3707 | 1665.6878 | NA | N | NA |  | NA | NA | NA | NA | NA | NA | NA | NA | NA | NA | NA
4 | 500 | 513 | 500 513 High R-Value Glass Doors / Food Store | 0 | 0 | -1448.9073 | 246.5627 | 270.9377 | 348.9914 | 373.1662 | 395.6857 | 437.3205 | 464.9065 | 475.844 | 444.8752 | 0 | 0 | 0 | 0 | 0 | 0 | 0 | 0 | 0 | 0 | 0 | 0 | 0 | 0 | 0 | 0 | 0 | 0 | 2009.3826 | 1032.3665 | 1.6106 | 1300.72 | 4876.8851 | 2.5848 | No | No | Yes | Keep | 294.2786 | 2 | 22.62% | 390 |  | 30.34% | 4876.8851 | 0.60458 | 0.49638 | 1665.6878 | 252.6451 | N | 500 |  | 500 | 104.6752 | 202.3857 | 287.5261 | 356.7773 | 409.3567 | 446.6217 | 471.2755 | 486.5005 | 495.2772 | 500
4 | 500 | 515 | 500 515 Oversized Air Cooled Condenser / Food Store | 0 | 0 | -4565.4825 | 1270.6426 | 1398.8926 | 1803.3081 | 1926.6807 | 2045.2812 | 2258.3535 | 2401.2635 | 2457.7869 | 2294.5448 | 2405.951 | 2349.3885 | 2717.3885 | 2458.5448 | 2607.701 | 2634.9198 | 0 | 0 | 0 | 0 | 0 | 0 | 0 | 0 | 0 | 0 | 0 | 0 | 28465.165 | 15197.2995 | 3.6135 | 5425 | 25182.4347 | 2.0878 | No | No | Yes | Keep | 228.108 | 2 | 4.205% | 390 |  | 30.34% | 25182.4347 | 3.1218 | 2.5631 | 876.6778 | 132.9711 | N | 200 |  | 200 | 41.8701 | 80.9543 | 115.0104 | 142.7109 | 163.7427 | 178.6487 | 188.5102 | 194.6002 | 198.1109 | 200
4 | 500 | 517 | 500 517 LED Display Lighting / Food Store | 0 | 0 | -1563.5442 | 126.0958 | 138.0958 | 177.8145 | 190.2716 | 202.1856 | 222.6505 | 236.3536 | 242.8536 | 227.2052 | 0 | 0 | 0 | 0 | 0 | 0 | 0 | 0 | 0 | 0 | 0 | 0 | 0 | 0 | 0 | 0 | 0 | 0 | 199.9818 | -298.1926 | 0.82326 | 1297.14 | 2487.293 | 5.0541 | No | No | No | Drop | NA | NA | NA | NA |  | 5.628% | 2487.293 | 0.30834 | 0.25316 | 1665.6878 | NA | N | NA |  | NA | NA | NA | NA | NA | NA | NA | NA | NA | NA | NA
4 | 600 | 603 | 600 603 Heat Pump Water Heater (air source) / Food Store | 0 | 0 | -1368.0564 | 171.6986 | 188.5736 | 244.183 | 261.1009 | 276.7523 | 306.347 | 325.9017 | 333.9799 | 311.4642 | 326.5424 | 318.0736 | 368.2299 | 331.7924 | 352.2924 | 0 | 0 | 0 | 0 | 0 | 0 | 0 | 0 | 0 | 0 | 0 | 0 | 0 | 2748.8755 | 1169.171 | 1.7607 | 1146.88 | 3375.9865 | 3.2923 | No | No | No | Keep | 450.1786 | 2 | 39.25% | 390 |  | 30.34% | 3375.9865 | 0.46249 | 0.23169 | 945.0946 | 143.3483 | N | 6 |  | 6 | 1.2561 | 2.4286 | 3.4503 | 4.2813 | 4.9123 | 5.3595 | 5.6553 | 5.838 | 5.9433 | 6
4 | 600 | 606 | 600 606 Demand controlled circulating systems / Food Store | 0 | 0 | -578.025 | 12.435 | 13.435 | 17.5043 | 18.8803 | 19.3862 | 21.8569 | 23.0053 | 23.9819 | 22.7162 | 22.7787 | 22.8412 | 25.8725 | 23.2475 | 24.8412 | 0 | 0 | 0 | 0 | 0 | 0 | 0 | 0 | 0 | 0 | 0 | 0 | 0 | -285.2429 | -397.3306 | 0.3268 | 200.21 | 239.0088 | 8.1181 | No | No | No | Drop | NA | NA | NA | NA |  | 5.628% | 239.0088 | 0.033068 | 0.016403 | 492.444 | NA | N | NA |  | NA | NA | NA | NA | NA | NA | NA | NA | NA | NA | NA
4 | 600 | 608 | 600 608 Heat Recovery Unit / Food Store | 0 | 0 | -1022.7255 | 188.3995 | 206.7745 | 267.9737 | 286.2735 | 303.9425 | 335.923 | 357.1417 | 366.5792 | 341.5558 | 0 | 0 | 0 | 0 | 0 | 0 | 0 | 0 | 0 | 0 | 0 | 0 | 0 | 0 | 0 | 0 | 0 | 0 | 1631.838 | 881.3147 | 1.7296 | 818 | 3698.3173 | 2.1435 | No | No | Yes | Keep | 54.7793 | 2 | 6.697% | 390 |  | 30.34% | 3698.3173 | 0.50843 | 0.25381 | 559.5955 | 84.8773 | N | 1 |  | 1 | 0.20935 | 0.40477 | 0.57505 | 0.71355 | 0.81871 | 0.89324 | 0.94255 | 0.973 | 0.99055 | 1
4 | 600 | 609 | 600 609 Heat Trap / Food Store | 0 | 0 | -371.484 | 22.366 | 24.241 | 31.5555 | 34.1961 | 35.2762 | 38.8895 | 41.616 | 42.7957 | 40.1316 | 0 | 0 | 0 | 0 | 0 | 0 | 0 | 0 | 0 | 0 | 0 | 0 | 0 | 0 | 0 | 0 | 0 | 0 | -60.4163 | -148.2128 | 0.62296 | 3.1 | 432.7739 | 0.06942 | Yes | Yes | Yes | Drop | NA | NA | NA | NA |  | 5.628% | 432.7739 | 0.059704 | 0.029701 | 559.5955 | NA | N | NA |  | NA | NA | NA | NA | NA | NA | NA | NA | NA | NA | NA
4 | 600 | 610 | 600 610 Hot Water Pipe Insulation / Food Store | 0 | 0 | -467.9841 | 5.0159 | 5.5159 | 6.9466 | 7.5003 | 7.5111 | 8.6566 | 8.7347 | 9.4222 | 8.8909 | 8.9222 | 9.2034 | 9.6097 | 8.7659 | 9.7972 | 0 | 0 | 0 | 0 | 0 | 0 | 0 | 0 | 0 | 0 | 0 | 0 | 0 | -353.4915 | -397.0913 | 0.16004 | 82.75 | 94.5307 | 8.4836 | No | No | No | Drop | NA | NA | NA | NA |  | 5.628% | 94.5307 | 0.013039 | 0.0064876 | 559.5955 | NA | M | NA |  | NA | NA | NA | NA | NA | NA | NA | NA | NA | NA | NA
4 | 700 | 701 | 700 701 PC Manual Power Management Enabling / Food Store | 0 | 0 | -384.9991 | 14.9309 | 16.5559 | 20.9279 | 0 | 0 | 0 | 0 | 0 | 0 | 0 | 0 | 0 | 0 | 0 | 0 | 0 | 0 | 0 | 0 | 0 | 0 | 0 | 0 | 0 | 0 | 0 | 0 | -332.5845 | -339.0254 | 0.15176 | 9.68 | 294.3178 | 0.31874 | Yes | Yes | Yes | Drop | NA | NA | NA | NA |  | 5.628% | 294.3178 | 0.024662 | 0.035838 | 986.2625 | NA | N | NA |  | NA | NA | NA | NA | NA | NA | NA | NA | NA | NA | NA
4 | 700 | 702 | 700 702 PC Network Power Management Enabling / Food Store | 0 | 0 | -380.1591 | 14.9309 | 16.5559 | 20.9279 | 0 | 0 | 0 | 0 | 0 | 0 | 0 | 0 | 0 | 0 | 0 | 0 | 0 | 0 | 0 | 0 | 0 | 0 | 0 | 0 | 0 | 0 | 0 | 0 | -327.7445 | -334.1854 | 0.15362 | 4.84 | 294.3178 | 0.15937 | Yes | Yes | Yes | Drop | NA | NA | NA | NA |  | 5.628% | 294.3178 | 0.024662 | 0.035838 | 986.2625 | NA | N | NA |  | NA | NA | NA | NA | NA | NA | NA | NA | NA | NA | NA
4 | 710 | 711 | 710 711 Energy Star or Better Monitor / Food Store | 0 | 0 | -368.8315 | 21.6685 | 23.4185 | 30.2779 | 0 | 0 | 0 | 0 | 0 | 0 | 0 | 0 | 0 | 0 | 0 | 0 | 0 | 0 | 0 | 0 | 0 | 0 | 0 | 0 | 0 | 0 | 0 | 0 | -293.4666 | -302.7264 | 0.22378 | 0 | 423.0873 | 0 | Yes | Yes | Yes | Drop | NA | NA | NA | NA |  | 5.628% | 423.0873 | 0.053851 | 0.051515 | 87.6678 | NA | M | NA |  | NA | NA | NA | NA | NA | NA | NA | NA | NA | NA | NA
4 | 710 | 712 | 710 712 Monitor Power Management Enabling / Food Store | 0 | 0 | -385.4244 | 13.8906 | 15.5156 | 20.29 | 0 | 0 | 0 | 0 | 0 | 0 | 0 | 0 | 0 | 0 | 0 | 0 | 0 | 0 | 0 | 0 | 0 | 0 | 0 | 0 | 0 | 0 | 0 | 0 | -335.7283 | -341.8743 | 0.14358 | 9.19 | 276.172 | 0.32249 | Yes | Yes | Yes | Drop | NA | NA | NA | NA |  | 5.628% | 276.172 | 0.023142 | 0.033628 | 526.0067 | NA | N | NA |  | NA | NA | NA | NA | NA | NA | NA | NA | NA | NA | NA
4 | 730 | 732 | 730 732 Copier Power Management Enabling / Food Store | 0 | 0 | -405.005 | 5.02 | 5.52 | 7.2006 | 7.7543 | 7.5151 | 0 | 0 | 0 | 0 | 0 | 0 | 0 | 0 | 0 | 0 | 0 | 0 | 0 | 0 | 0 | 0 | 0 | 0 | 0 | 0 | 0 | 0 | -371.9951 | -377.9225 | 0.078013 | 19.9 | 96.8674 | 1.9909 | No | Yes | Yes | Drop | NA | NA | NA | NA |  | 5.628% | 96.8674 | 0.008117 | 0.011795 | 867.911 | NA | N | NA |  | NA | NA | NA | NA | NA | NA | NA | NA | NA | NA | NA
4 | 740 | 741 | 740 741 Printer Power Management Enabling / Food Store | 0 | 0 | -409.6332 | 20.0718 | 21.8218 | 28.4214 | 30.0493 | 0 | 0 | 0 | 0 | 0 | 0 | 0 | 0 | 0 | 0 | 0 | 0 | 0 | 0 | 0 | 0 | 0 | 0 | 0 | 0 | 0 | 0 | 0 | -309.2689 | -324.5852 | 0.24309 | 38.83 | 389.222 | 0.96684 | Yes | Yes | Yes | Drop | NA | NA | NA | NA |  | 5.628% | 389.222 | 0.032615 | 0.047394 | 604.9077 | NA | N | NA |  | NA | NA | NA | NA | NA | NA | NA | NA | NA | NA | NA
4 | 800 | 801 | 800 801 Convection Oven / Food Store | 0 | 0 | -1461905.3476 | 122.0274 | 133.9024 | 172.8526 | 184.5899 | 195.4434 | 215.8321 | 230.0117 | 235.8711 | 220.293 | 0 | 0 | 0 | 0 | 0 | 0 | 0 | 0 | 0 | 0 | 0 | 0 | 0 | 0 | 0 | 0 | 0 | 0 | -1460194.5241 | -1460677.9182 | 0.00092138 | 1461635 | 2412.8865 | 5870.6482 | No | No | No | Drop | NA | NA | NA | NA |  | 5.628% | 2412.8865 | 0.27669 | 0.093188 | 922.7244 | NA | N | NA |  | NA | NA | NA | NA | NA | NA | NA | NA | NA | NA | NA
4 | 810 | 811 | 810 811 Efficient Fryer / Food Store | 0 | 0 | -1195733.3808 | 43.4942 | 47.8692 | 61.9815 | 66.295 | 69.6349 | 77.1583 | 82.3108 | 84.6467 | 78.7795 | 0 | 0 | 0 | 0 | 0 | 0 | 0 | 0 | 0 | 0 | 0 | 0 | 0 | 0 | 0 | 0 | 0 | 0 | -1195121.2107 | -1195294.2182 | 0.0004029 | 1195386 | 862.6737 | 13429.061 | No | No | No | Drop | NA | NA | NA | NA |  | 5.628% | 862.6737 | 0.098924 | 0.033317 | 922.7244 | NA | N | NA |  | NA | NA | NA | NA | NA | NA | NA | NA | NA | NA | NA
4 | 900 | 901 | 900 901 Vending Misers (cooled machines only) / Food Store | 0 | 0 | -417.1203 | 16.6647 | 18.6647 | 23.5992 | 25.4479 | 27.0172 | 29.4928 | 31.1568 | 32.5475 | 30.3678 | 0 | 0 | 0 | 0 | 0 | 0 | 0 | 0 | 0 | 0 | 0 | 0 | 0 | 0 | 0 | 0 | 0 | 0 | -182.1619 | -248.5305 | 0.4269 | 43.66 | 328.344 | 1.2887 | No | Yes | Yes | Drop | NA | NA | NA | NA |  | 5.628% | 328.344 | 0.026798 | 0.033421 | 1227.3489 | NA | N | NA |  | NA | NA | NA | NA | NA | NA | NA | NA | NA | NA | NA
5 | 110 | 111 | 110 111 Premium T8, Electronic Ballast / School | 0 | 0 | -8514.622 | 407.848 | 442.223 | 687.9198 | 768.1302 | 801.4193 | 921.0824 | 994.0043 | 1006.5199 | 878.1918 | 934.973 | 867.9418 | 1095.223 | 902.3168 | 982.723 | 967.848 | 1127.8168 | 1157.3168 | 1186.7543 | 1208.1605 | 1238.598 | 1141.1605 | 1172.1605 | 1103.848 | 1129.8793 | 0 | 0 | 0 | 14609.437 | 2067.9444 | 1.2319 | 8526.47 | 7155.7966 | 11.5477 | No | No | No | Keep | 7049.7302 | 2 | 82.68% | 390 |  | 30.34% | 7155.7966 | 2.2325 | 1.1361 | 2214.8829 | 335.9449 | M | 24 |  | 24 | 5.0244 | 9.7145 | 13.8013 | 17.1253 | 19.6491 | 21.4378 | 22.6212 | 23.352 | 23.7733 | 24
5 | 110 | 114 | 110 114 Continuous Dimming / School | 0 | 0 | -48656.2783 | 842.7367 | 922.2367 | 1283.3099 | 1395.7367 | 1470.8256 | 1652.1039 | 1768.1898 | 1801.6976 | 1633.2055 | 1723.5961 | 1647.6586 | 1976.9867 | 1719.1117 | 1842.9867 | 1853.768 | 2073.4242 | 2133.7992 | 0 | 0 | 0 | 0 | 0 | 0 | 0 | 0 | 0 | 0 | -20914.9047 | -33099.104 | 0.33114 | 49096.14 | 15900.0414 | 29.9249 | No | No | No | Drop | NA | NA | NA | NA |  | 5.628% | 15900.0414 | 2.0867 | 3.1361 | 875.2356 | NA | N | NA |  | NA | NA | NA | NA | NA | NA | NA | NA | NA | NA | NA
5 | 110 | 115 | 110 115 Lighting Control Tuneup / School | 0 | 0 | -447.9604 | 87.5396 | 95.4146 | 133.0699 | 144.5182 | 151.9283 | 0 | 0 | 0 | 0 | 0 | 0 | 0 | 0 | 0 | 0 | 0 | 0 | 0 | 0 | 0 | 0 | 0 | 0 | 0 | 0 | 0 | 0 | 164.5103 | 52.2866 | 1.0979 | 144 | 1648.1732 | 0.84673 | Yes | Yes | Yes | Drop | NA | NA | NA | NA |  | 5.628% | 1648.1732 | 0.22405 | 0.32509 | 181.9761 | NA | N | NA |  | NA | NA | NA | NA | NA | NA | NA | NA | NA | NA | NA
5 | 120 | 121 | 120 121 ROB Premium T8, 1EB / School | 0 | 0 | -1040.0584 | 176.2366 | 190.9866 | 297.2844 | 332.4622 | 345.7844 | 397.8929 | 428.846 | 434.9007 | 379.7835 | 403.5647 | 374.9397 | 473.0491 | 389.8304 | 424.784 | 417.5965 | 487.534 | 499.5027 | 512.909 | 522.6277 | 535.0652 | 493.6277 | 507.1277 | 477.6902 | 487.5027 | 0 | 0 | 0 | 8951.4703 | 3532.1304 | 3.9103 | 823.67 | 3092.5041 | 2.5812 | No | No | Yes | Keep | 185.4708 | 2 | 22.52% | 390 |  | 30.34% | 3092.5041 | 0.96483 | 0.491 | 922.8679 | 139.977 | M | 50 |  | 50 | 10.4675 | 20.2386 | 28.7526 | 35.6777 | 40.9357 | 44.6622 | 47.1275 | 48.6501 | 49.5277 | 50
5 | 120 | 122 | 120 122 ROB Premium T8, EB, Reflector / School | 0 | 0 | -2512.3243 | 711.9257 | 771.4257 | 1200.912 | 1340.6327 | 1399.2236 | 1606.5273 | 1734.207 | 1756.0195 | 1532.5195 | 1631.457 | 1514.7851 | 1912.2382 | 1575.1757 | 1715.2695 | 1689.832 | 1968.3007 | 2020.082 | 2071.6132 | 2108.4882 | 2162.8007 | 1992.4257 | 2046.6132 | 1927.4257 | 1972.6132 | 0 | 0 | 0 | 37850.1885 | 15957.9987 | 5.9652 | 2824 | 12489.483 | 2.1913 | No | No | Yes | Keep | 246.5489 | 2 | 8.73% | 390 |  | 30.34% | 12489.483 | 3.8966 | 1.983 | 194.4968 | 29.5005 | M | 86 |  | 86 | 18.0041 | 34.8103 | 49.4545 | 61.3657 | 70.4094 | 76.8189 | 81.0594 | 83.6781 | 85.1877 | 86
5 | 120 | 123 | 120 123 Occupancy Sensor / School | 0 | 0 | -5460.0626 | 228.5624 | 247.3124 | 391.2143 | 438.9169 | 457.6454 | 526.9374 | 569.3202 | 575.8202 | 500.0312 | 532.8905 | 492.4374 | 626.6874 | 511.6874 | 558.7338 | 0 | 0 | 0 | 0 | 0 | 0 | 0 | 0 | 0 | 0 | 0 | 0 | 0 | 1198.1344 | -1377.4413 | 0.75771 | 5295 | 3952.1791 | 12.9841 | No | No | No | Drop | NA | NA | NA | NA |  | 5.628% | 3952.1791 | 1.3178 | 0.77953 | 445.2946 | NA | M | NA |  | NA | NA | NA | NA | NA | NA | NA | NA | NA | NA | NA
5 | 120 | 124 | 120 124 Lighting Control Tuneup / School | 0 | 0 | -481.3134 | 53.5616 | 58.6866 | 81.5567 | 88.6329 | 92.9952 | 0 | 0 | 0 | 0 | 0 | 0 | 0 | 0 | 0 | 0 | 0 | 0 | 0 | 0 | 0 | 0 | 0 | 0 | 0 | 0 | 0 | 0 | -105.8803 | -174.6608 | 0.67292 | 144 | 1009.25 | 1.3828 | No | Yes | Yes | Drop | NA | NA | NA | NA |  | 5.628% | 1009.25 | 0.13245 | 0.19906 | 60.6587 | NA | N | NA |  | NA | NA | NA | NA | NA | NA | NA | NA | NA | NA | NA
5 | 130 | 131 | 130 131 CFL Screw-in 18W / School | 0 | 0 | -2594.1354 | 3347.3646 | 3606.4896 | 0 | 0 | 0 | 0 | 0 | 0 | 0 | 0 | 0 | 0 | 0 | 0 | 0 | 0 | 0 | 0 | 0 | 0 | 0 | 0 | 0 | 0 | 0 | 0 | 0 | 4359.7188 | 3731.8512 | 1.6333 | 5502.25 | 55664.6891 | 0.95795 | Yes | Yes | Yes | Drop | NA | NA | NA | NA |  | 5.628% | 55664.6891 | 22.2893 | 14.9816 | 108.4462 | NA | M | NA |  | NA | NA | NA | NA | NA | NA | NA | NA | NA | NA | NA
5 | 150 | 151 | 150 151 PSMH, 250W, magnetic ballast / School | 0 | 0 | -363.5179 | 688.7571 | 753.8821 | 1048.4866 | 1140.6917 | 1201.8372 | 1349.843 | 1444.1362 | 1471.644 | 1334.2456 | 1407.7925 | 1345.9175 | 1615.355 | 1404.6987 | 1505.9336 | 1514.5273 | 0 | 0 | 0 | 0 | 0 | 0 | 0 | 0 | 0 | 0 | 0 | 0 | 18864.2303 | 11124.2168 | 11.682 | 651.4 | 12991.4755 | 0.48593 | Yes | Yes | Yes | Drop | NA | NA | NA | NA |  | 5.628% | 12991.4755 | 1.705 | 2.5624 | 161.5443 | NA | M | NA |  | NA | NA | NA | NA | NA | NA | NA | NA | NA | NA | NA
5 | 150 | 152 | 150 152 PSMH, 250 W, electronic ballast / School | 0 | 0 | -2948.8243 | 796.2957 | 871.0457 | 1211.8431 | 1318.5555 | 1389.0301 | 1560.6004 | 1669.7058 | 1701.3464 | 1542.7135 | 1627.7291 | 1556.0885 | 1867.8541 | 1623.2291 | 1740.5104 | 1750.9479 | 0 | 0 | 0 | 0 | 0 | 0 | 0 | 0 | 0 | 0 | 0 | 0 | 19278.6711 | 10330.9734 | 3.7679 | 3342.37 | 15017.0199 | 2.157 | No | No | Yes | Keep | 243.3118 | 2 | 7.28% | 390 |  | 30.34% | 15017.0199 | 1.9708 | 2.962 | 168.3462 | 25.5341 | M | 6 |  | 6 | 1.2561 | 2.4286 | 3.4503 | 4.2813 | 4.9123 | 5.3595 | 5.6553 | 5.838 | 5.9433 | 6
5 | 150 | 153 | 150 153 High Bay T5 / School | 0 | 0 | -904.4782 | 985.6468 | 1068.5218 | 1663.0892 | 1855.3988 | 1937.1732 | 2224.0921 | 2401.8421 | 2431.0609 | 2122.5374 | 2259.2874 | 2097.8656 | 2647.3031 | 2182.3343 | 2374.4593 | 2338.9906 | 0 | 0 | 0 | 0 | 0 | 0 | 0 | 0 | 0 | 0 | 0 | 0 | 29685.1244 | 17338.3961 | 10.2447 | 1485.5 | 17296.8683 | 0.83232 | Yes | Yes | Yes | Drop | NA | NA | NA | NA |  | 5.628% | 17296.8683 | 5.3964 | 2.7462 | 161.5443 | NA | N | NA |  | NA | NA | NA | NA | NA | NA | NA | NA | NA | NA | NA
5 | 160 | 161 | 160 161 LED Exit Sign / School | 0 | 0 | -615.2531 | 5.1769 | 4.9269 | 9.2013 | 10.5275 | 10.3449 | 12.88 | 13.2941 | 13.6769 | 11.6144 | 12.4269 | 11.0988 | 13.7707 | 11.0519 | 12.3644 | 11.4894 | 0 | 0 | 0 | 0 | 0 | 0 | 0 | 0 | 0 | 0 | 0 | 0 | -451.4078 | -517.1046 | 0.16587 | 229.93 | 73.2287 | 30.4297 | No | No | No | Drop | NA | NA | NA | NA |  | 5.628% | 73.2287 | 0.037067 | 0.019187 | 3094.1032 | NA | N | NA |  | NA | NA | NA | NA | NA | NA | NA | NA | NA | NA | NA
5 | 200 | 201 | 200 201 High Pressure Sodium 250W Lamp / School | 0 | 0 | -874.5954 | 39.2646 | 43.1396 | 55.3866 | 59.6718 | 0 | 0 | 0 | 0 | 0 | 0 | 0 | 0 | 0 | 0 | 0 | 0 | 0 | 0 | 0 | 0 | 0 | 0 | 0 | 0 | 0 | 0 | 0 | -677.1329 | -707.3088 | 0.22517 | 522.86 | 775.0865 | 6.5376 | No | No | No | Drop | NA | NA | NA | NA |  | 5.628% | 775.0865 | 0.031033 | 0.027918 | 4304.9283 | NA | M | NA |  | NA | NA | NA | NA | NA | NA | NA | NA | NA | NA | NA
5 | 200 | 202 | 200 202 Outdoor Lighting Controls (Photocell/Timeclock) / School | 0 | 0 | -454.3158 | 30.9342 | 33.9342 | 43.6852 | 46.9059 | 0 | 0 | 0 | 0 | 0 | 0 | 0 | 0 | 0 | 0 | 0 | 0 | 0 | 0 | 0 | 0 | 0 | 0 | 0 | 0 | 0 | 0 | 0 | -298.8561 | -322.6087 | 0.33448 | 94.75 | 612.2926 | 1.4997 | No | Yes | Yes | Drop | NA | NA | NA | NA |  | 5.628% | 612.2926 | 0.024515 | 0.022055 | 426.2247 | NA | N | NA |  | NA | NA | NA | NA | NA | NA | NA | NA | NA | NA | NA
5 | 210 | 211 | 210 211 Outdoor Lighting Controls (Photocell/Timeclock) / School | 0 | 0 | -970.0818 | 56.3082 | 61.8082 | 79.2819 | 85.1998 | 0 | 0 | 0 | 0 | 0 | 0 | 0 | 0 | 0 | 0 | 0 | 0 | 0 | 0 | 0 | 0 | 0 | 0 | 0 | 0 | 0 | 0 | 0 | -687.4836 | -730.6434 | 0.28727 | 635.14 | 1108.3267 | 5.5537 | No | No | No | Drop | NA | NA | NA | NA |  | 5.628% | 1108.3267 | 0.044377 | 3.9923e-08 | 426.2247 | NA | N | NA |  | NA | NA | NA | NA | NA | NA | NA | NA | NA | NA | NA
5 | 300 | 301 | 300 301 Centrifugal Chiller, 0.51 kW/ton, 500 tons / School | 0 | 0 | -1529.0384 | 311.4516 | 337.2016 | 529.3447 | 591.6391 | 617.2104 | 710.2641 | 766.8539 | 775.7835 | 675.4164 | 719.5101 | 666.6039 | 844.1039 | 692.8539 | 755.1976 | 742.8539 | 868.5101 | 890.2601 | 914.2601 | 929.5101 | 0 | 0 | 0 | 0 | 0 | 0 | 0 | 0 | 11809.79 | 5481.6936 | 3.9861 | 1445.74 | 5430.6585 | 2.58 | No | No | Yes | Keep | 325.0165 | 2 | 22.48% | 390 |  | 30.34% | 5430.6585 | 1.746 | 0.0029448 | 1945.0812 | 295.0224 | M | 350 |  | 350 | 73.2726 | 141.67 | 201.2682 | 249.7441 | 286.5497 | 312.6352 | 329.8928 | 340.5504 | 346.6941 | 350
5 | 300 | 302 | 300 302 High Efficiency Chiller Motors / School | 0 | 0 | -828.4167 | 74.9433 | 81.8183 | 115.9736 | 126.1503 | 132.9931 | 150.0449 | 160.6777 | 163.4824 | 147.4902 | 155.6933 | 147.6621 | 178.8496 | 154.6621 | 165.8183 | 165.4433 | 187.0058 | 192.5371 | 198.2558 | 202.5058 | 0 | 0 | 0 | 0 | 0 | 0 | 0 | 0 | 2073.5901 | 700.0731 | 1.7758 | 512.36 | 1399.5207 | 3.548 | No | No | No | Keep | 223.5413 | 2 | 43.63% | 390 |  | 30.34% | 1399.5207 | 0.29842 | 0 | 2059.4977 | 312.3767 | N | 13 |  | 13 | 2.7216 | 5.262 | 7.4757 | 9.2762 | 10.6433 | 11.6122 | 12.2532 | 12.649 | 12.8772 | 13
5 | 300 | 304 | 300 304 EMS - Chiller / School | 0 | 0 | -1712.4706 | 259.4494 | 282.6994 | 396.341 | 432.0959 | 454.6711 | 511.4494 | 547.4494 | 558.5744 | 505.3088 | 0 | 0 | 0 | 0 | 0 | 0 | 0 | 0 | 0 | 0 | 0 | 0 | 0 | 0 | 0 | 0 | 0 | 0 | 2235.5684 | 1108.184 | 1.5633 | 1577.17 | 4867.889 | 3.1399 | No | No | No | Keep | 572.5851 | 2 | 36.3% | 390 |  | 30.34% | 4867.889 | 0.98803 | 0.047979 | 172.6088 | 26.1806 | N | 85 |  | 85 | 17.7948 | 34.4056 | 48.8794 | 60.6521 | 69.5906 | 75.9257 | 80.1168 | 82.7051 | 84.1971 | 85
5 | 300 | 305 | 300 305 Chiller Tune Up/Diagnostics / School | 0 | 0 | -1115.0165 | 279.1085 | 294.1085 | 701.5548 | 852.1065 | 866.4874 | 1060.2648 | 1166.4991 | 1159.1241 | 910.7023 | 0 | 0 | 0 | 0 | 0 | 0 | 0 | 0 | 0 | 0 | 0 | 0 | 0 | 0 | 0 | 0 | 0 | 0 | 6174.9393 | 3985.8734 | 3.8675 | 1000 | 3681.8691 | 2.6322 | No | No | Yes | Keep | 240.1737 | 2 | 24.02% | 390 |  | 30.34% | 3681.8691 | 4.1738 | 0.018143 | 858.1241 | 130.1569 | N | 220 |  | 220 | 46.0571 | 89.0497 | 126.5115 | 156.982 | 180.117 | 196.5136 | 207.3612 | 214.0602 | 217.922 | 220
5 | 300 | 306 | 300 306 VSD for Chiller Pumps and Towers / School | 0 | 0 | -1253.4246 | 244.3454 | 267.5954 | 374.3307 | 407.3552 | 428.7214 | 482.6735 | 516.7751 | 526.361 | 476.9704 | 502.6735 | 479.9548 | 577.1267 | 500.4079 | 536.4704 | 0 | 0 | 0 | 0 | 0 | 0 | 0 | 0 | 0 | 0 | 0 | 0 | 0 | 5068.3366 | 2634.7784 | 2.7635 | 1104.02 | 4593.5762 | 2.3292 | No | No | Yes | Keep | 156.045 | 2 | 14.13% | 390 |  | 30.34% | 4593.5762 | 0.93236 | 0.011319 | 1059.4571 | 160.6944 | N | 237 |  | 237 | 49.616 | 95.9308 | 136.2874 | 169.1124 | 194.0351 | 211.6987 | 223.3846 | 230.6012 | 234.7614 | 237
5 | 300 | 307 | 300 307 EMS Optimization / School | 0 | 0 | -577.7667 | 114.4833 | 126.2333 | 162.0448 | 173.165 | 0 | 0 | 0 | 0 | 0 | 0 | 0 | 0 | 0 | 0 | 0 | 0 | 0 | 0 | 0 | 0 | 0 | 0 | 0 | 0 | 0 | 0 | 0 | -1.8402 | -89.7904 | 0.86987 | 300 | 2265.1771 | 1.2835 | No | Yes | Yes | Drop | NA | NA | NA | NA |  | 5.628% | 2265.1771 | 0.11496 | 0.0055824 | 858.1241 | NA | N | NA |  | NA | NA | NA | NA | NA | NA | NA | NA | NA | NA | NA
5 | 300 | 308 | 300 308 Aerosol Duct Sealing / School | 0 | 0 | -678.8743 | 231.3657 | 254.6157 | 327.9468 | 350.3062 | 372.0083 | 410.8032 | 436.522 | 446.5142 | 417.0845 | 437.0064 | 426.7407 | 493.2407 | 446.5532 | 473.397 | 0 | 0 | 0 | 0 | 0 | 0 | 0 | 0 | 0 | 0 | 0 | 0 | 0 | 4845.2303 | 2726.3196 | 4.01 | 515.74 | 4578.0153 | 1.0918 | No | Yes | Yes | Drop | NA | NA | NA | NA |  | 5.628% | 4578.0153 | 0.28544 | 0.31306 | 1115.5613 | NA | M | NA |  | NA | NA | NA | NA | NA | NA | NA | NA | NA | NA | NA
5 | 300 | 309 | 300 309 Duct/Pipe Insulation / School | 0 | 0 | -31099.0712 | 47.4288 | 52.0538 | 72.1437 | 78.9562 | 83.2697 | 93.0226 | 99.8235 | 102.0266 | 92.7766 | 0 | 0 | 0 | 0 | 0 | 0 | 0 | 0 | 0 | 0 | 0 | 0 | 0 | 0 | 0 | 0 | 0 | 0 | -30377.5696 | -30583.5893 | 0.018057 | 30756 | 890.6826 | 334.6501 | No | No | No | Drop | NA | NA | NA | NA |  | 5.628% | 890.6826 | 0.18078 | 0.0021947 | 1029.7489 | NA | M | NA |  | NA | NA | NA | NA | NA | NA | NA | NA | NA | NA | NA
5 | 300 | 311 | 300 311 Window Film (Standard) / School | 0 | 0 | -1544.9027 | 152.3473 | 162.7223 | 286.4596 | 327.1588 | 338.5836 | 397.4879 | 431.1911 | 434.4176 | 366.3317 | 0 | 0 | 0 | 0 | 0 | 0 | 0 | 0 | 0 | 0 | 0 | 0 | 0 | 0 | 0 | 0 | 0 | 0 | 1351.7974 | 504.1234 | 1.2975 | 1304.75 | 2423.0196 | 5.2186 | No | No | No | Keep | 804.7121 | 2 | 61.68% | 390 |  | 30.34% | 2423.0196 | 1.1514 | -0.03661 | 1424.5941 | 216.0769 | M | 355 |  | 355 | 74.3194 | 143.6938 | 204.1435 | 253.3119 | 290.6433 | 317.1014 | 334.6056 | 345.4154 | 351.6468 | 355
5 | 300 | 313 | 300 313 Ceiling Insulation / School | 0 | 0 | -3827.3334 | 411.4166 | 435.0416 | 986.859 | 1188.4186 | 1210.943 | 1472.6119 | 1619.1079 | 1611.0766 | 1277.8031 | 1393.8031 | 1193.8814 | 1731.8189 | 1239.1001 | 1406.4751 | 1169.0376 | 1705.6626 | 1741.4126 | 1776.4126 | 1775.4751 | 0 | 0 | 0 | 0 | 0 | 0 | 0 | 0 | 21519.0236 | 9424.1847 | 3.2264 | 3843 | 5621.9342 | 6.6247 | No | No | No | Keep | 2682.803 | 2 | 69.81% | 390 |  | 30.34% | 5621.9342 | 2.3953 | 5.3965 | 686.4992 | 104.1256 | M | 10 |  | 10 | 2.0935 | 4.0477 | 5.7505 | 7.1355 | 8.1871 | 8.9324 | 9.4255 | 9.73 | 9.9055 | 10
5 | 300 | 314 | 300 314 Roof Insulation / School | 0 | 0 | -1765.2041 | 131.9409 | 141.0659 | 257.5986 | 297.6714 | 306.2807 | 362.0268 | 393.5659 | 395.5268 | 330.1128 | 355.4409 | 318.1284 | 426.9409 | 329.5346 | 366.3623 | 345.0185 | 430.4561 | 438.8311 | 451.2061 | 454.0498 | 0 | 0 | 0 | 0 | 0 | 0 | 0 | 0 | 4766.5544 | 1660.1476 | 1.8758 | 1505.52 | 2064.2376 | 7.0682 | No | No | No | Keep | 1079.5239 | 2 | 71.7% | 390 |  | 30.34% | 2064.2376 | 1.0928 | 0.019333 | 686.4992 | 104.1256 | M | 197 |  | 197 | 41.242 | 79.7399 | 113.2853 | 140.5702 | 161.2866 | 175.969 | 185.6825 | 191.6812 | 195.1392 | 197
5 | 300 | 317 | 300 317 Thermal Energy Storage (TES) Positive / School | 0 | 0 | -9867.6636 | 408.5914 | 445.0914 | 590.6421 | 614.7808 | 649.6705 | 711.7086 | 761.8648 | 791.0523 | 740.6695 | 773.3883 | 760.6851 | 857.8414 | 781.8414 | 827.7325 | 882.8575 | 905.545 | 932.4513 | 962.2013 | 991.795 | 1024.67 | 992.545 | 1031.7637 | 1006.3887 | 1006.2325 | 1074.67 | 1128.3263 | 1223.2325 | 13010.5747 | -311.6627 | 0.96969 | 9891.13 | 9833.0893 | 9.7485 | No | No | No | Drop | NA | NA | NA | NA |  | 5.628% |  | 10.2908 | 0.014573 | 0 | NA | M | NA |  | NA | NA | NA | NA | NA | NA | NA | NA | NA | NA | NA
5 | 300 | 317 | 300 317 Thermal Energy Storage (TES) Negative / School | 0 | 0 | -413.375 | -425.125 | -475.5 | -489.25 | -498.5 | -537 | -573.25 | -593.75 | -617.25 | -634 | -652 | -680 | -706.75 | -716.75 | -736.5 | -758 | -782 | -813 | -844.5 | -875.5 | -900.5 | -931 | -961.5 | -989.5 | -1021.5 | -1055 | -1081 | -1102.5 | -20864.5 | -8827.0605 | 99999 | 0 | 6952.5383 | 0 | Yes | Yes | Yes | Drop | NA | NA | NA | NA |  | 5.628% | -2880.551 |  |  | 457.6662 | NA | M | NA |  | NA | NA | NA | NA | NA | NA | NA | NA | NA | NA | NA
5 | 320 | 321 | 320 321 DX Packaged System, EER=10.9, 10 tons / School | 0 | 0 | -3593.8538 | 269.4262 | 288.8012 | 521.2538 | 599.8491 | 619.0678 | 728.4496 | 793.1918 | 797.684 | 668.3325 | 717.7231 | 644.395 | 861.7387 | 667.4262 | 739.9887 | 0 | 0 | 0 | 0 | 0 | 0 | 0 | 0 | 0 | 0 | 0 | 0 | 0 | 5323.474 | 1858.1403 | 1.4814 | 3469.78 | 4238.2214 | 7.9342 | No | No | No | Keep | 2595.1394 | 2 | 74.79% | 390 |  | 30.34% | 4238.2214 | 2.1797 | 0 | 471.3724 | 71.4959 | M | 71.4959 |  | -1 | 14.9677 | 28.9395 | 41.1139 | 51.0163 | 58.5347 | 63.8633 | 67.3886 | 69.5656 | 70.8206 | 71.4959
5 | 320 | 322 | 320 322 Hybrid Dessicant-DX System (Trane CDQ) / School | 0 | 0 | -11932.63 | 1445.445 | 1590.07 | 2088.4645 | 2238.5251 | 2372.447 | 2629.7731 | 2800.6794 | 2863.5778 | 2654.6169 | 2788.4919 | 2709.3513 | 3159.0388 | 2830.6325 | 3009.7102 | 0 | 0 | 0 | 0 | 0 | 0 | 0 | 0 | 0 | 0 | 0 | 0 | 0 | 23248.1933 | 9740.549 | 1.7293 | 12966.2 | 28177.9663 | 4.4595 | No | No | No | Keep | 7151.121 | 2 | 55.15% | 390 |  | 30.34% | 28177.9663 | 4.1711 | 0 | 523.7471 | 79.4399 | N | 76 |  | 76 | 15.9106 | 30.7626 | 43.704 | 54.2301 | 62.2222 | 67.8865 | 71.6339 | 73.9481 | 75.2821 | 76
5 | 320 | 323 | 320 323 Geothermal Heat Pump, EER=13, 10 tons / School | 0 | 0 | -30791.0261 | 752.5639 | 827.9389 | 1086.7206 | 1165.4985 | 1234.766 | 1369.4623 | 1457.2045 | 1490.5327 | 1380.9233 | 1450.8139 | 1409.7358 | 1643.8452 | 1473.0014 | 1567.1113 | 0 | 0 | 0 | 0 | 0 | 0 | 0 | 0 | 0 | 0 | 0 | 0 | 0 | -12480.9073 | -19510.7517 | 0.38125 | 31142.34 | 14658.9257 | 20.5889 | No | No | No | Drop | NA | NA | NA | NA |  | 5.628% | 14658.9257 | 2.1725 | 0.050572 | 518.5096 | NA | N | NA |  | NA | NA | NA | NA | NA | NA | NA | NA | NA | NA | NA
5 | 320 | 326 | 320 326 DX Tune Up/ Advanced Diagnostics / School | 0 | 0 | -1435.915 | 207.71 | 224.46 | 349.5679 | 390.5196 | 407.3897 | 467.6475 | 504.7959 | 511.1006 | 446.4131 | 0 | 0 | 0 | 0 | 0 | 0 | 0 | 0 | 0 | 0 | 0 | 0 | 0 | 0 | 0 | 0 | 0 | 0 | 2073.6897 | 1059.1952 | 1.6459 | 1250 | 3634.8163 | 3.3328 | No | No | No | Keep | 499.884 | 2 | 39.99% | 390 |  | 30.34% | 3634.8163 | 1.1352 | 0 | 259.2548 | 39.3228 | N | 99 |  | 99 | 20.7257 | 40.0724 | 56.9302 | 70.6419 | 81.0526 | 88.4311 | 93.3125 | 96.3271 | 98.0649 | 99
5 | 320 | 327 | 320 327 DX Coil Cleaning / School | 0 | 0 | -389.4944 | 265.0306 | 279.1556 | 665.513 | 808.4486 | 0 | 0 | 0 | 0 | 0 | 0 | 0 | 0 | 0 | 0 | 0 | 0 | 0 | 0 | 0 | 0 | 0 | 0 | 0 | 0 | 0 | 0 | 0 | 1628.6532 | 1286.5173 | 2.9788 | 260.15 | 3492.444 | 0.7219 | Yes | Yes | Yes | Drop | NA | NA | NA | NA |  | 5.628% | 3492.444 | 3.9591 | 1.0733 | 392.8103 | NA | M | NA |  | NA | NA | NA | NA | NA | NA | NA | NA | NA | NA | NA
5 | 320 | 329 | 320 329 Aerosol Duct Sealing / School | 0 | 0 | -544.6862 | 367.6788 | 404.0538 | 521.2472 | 557.4454 | 591.006 | 652.6319 | 693.3429 | 710.4132 | 663.6476 | 694.9444 | 678.7101 | 785.0851 | 710.1163 | 753.9913 | 0 | 0 | 0 | 0 | 0 | 0 | 0 | 0 | 0 | 0 | 0 | 0 | 0 | 8239.6278 | 4869.3752 | 6.3761 | 515.74 | 7279.2688 | 0.68664 | Yes | Yes | Yes | Drop | NA | NA | NA | NA |  | 5.628% | 7279.2688 | 0.45386 | 0.49778 | 510.6534 | NA | M | NA |  | NA | NA | NA | NA | NA | NA | NA | NA | NA | NA | NA
5 | 320 | 330 | 320 330 Duct/Pipe Insulation / School | 0 | 0 | -31071.4196 | 75.9554 | 82.8304 | 117.2357 | 127.1624 | 134.0052 | 151.057 | 161.9398 | 164.4945 | 149.0023 | 0 | 0 | 0 | 0 | 0 | 0 | 0 | 0 | 0 | 0 | 0 | 0 | 0 | 0 | 0 | 0 | 0 | 0 | -29907.7371 | -30240.24 | 0.029081 | 30756 | 1419.4226 | 209.9917 | No | No | No | Drop | NA | NA | NA | NA |  | 5.628% | 1419.4226 | 0.2982 | 0 | 471.3724 | NA | M | NA |  | NA | NA | NA | NA | NA | NA | NA | NA | NA | NA | NA
5 | 320 | 334 | 320 334 Ceiling Insulation / School | 0 | 0 | -3589.1052 | 652.3948 | 690.6448 | 1567.0603 | 1886.9417 | 1924.2727 | 2338.5428 | 2571.9418 | 2557.0508 | 2029.3011 | 2213.8479 | 1895.5511 | 2749.7388 | 1968.1761 | 2234.5037 | 1856.66 | 2709.9727 | 2764.5347 | 2815.6287 | 2820.5037 | 0 | 0 | 0 | 0 | 0 | 0 | 0 | 0 | 36658.163 | 17453.2016 | 5.1231 | 3843 | 8929.3352 | 4.171 | No | No | No | Keep | 2000.2556 | 2 | 52.05% | 390 |  | 30.34% | 8929.3352 | 3.8045 | 8.5713 | 314.2482 | 47.664 | M | 10 |  | 10 | 2.0935 | 4.0477 | 5.7505 | 7.1355 | 8.1871 | 8.9324 | 9.4255 | 9.73 | 9.9055 | 10
5 | 320 | 335 | 320 335 Roof Insulation / School | 0 | 0 | -1686.6533 | 211.6167 | 226.7417 | 418.7148 | 484.4048 | 499.5601 | 590.5151 | 644.273 | 646.773 | 537.9448 | 578.9761 | 517.1011 | 697.1167 | 535.4917 | 595.4917 | 557.5542 | 701.6167 | 717.9605 | 735.2417 | 740.8042 | 0 | 0 | 0 | 0 | 0 | 0 | 0 | 0 | 8951.2453 | 3889.8564 | 3.0521 | 1505.52 | 3287.3377 | 4.4384 | No | No | No | Keep | 827.113 | 2 | 54.94% | 390 |  | 30.34% | 3287.3377 | 1.8148 | 0.45272 | 314.2482 | 47.664 | M | 90 |  | 90 | 18.8415 | 36.4294 | 51.7547 | 64.2199 | 73.6842 | 80.3919 | 84.8296 | 87.5701 | 89.1499 | 90
5 | 340 | 344 | 340 344 Aerosol Duct Sealing / School | 0 | 0 | -536.3559 | 376.1341 | 413.5091 | 533.4496 | 569.4613 | 604.2826 | 667.8997 | 709.4075 | 726.5638 | 678.4779 | 710.806 | 693.7591 | 802.7279 | 726.2904 | 770.5091 | 0 | 0 | 0 | 0 | 0 | 0 | 0 | 0 | 0 | 0 | 0 | 0 | 0 | 8446.9223 | 5000.6254 | 6.521 | 515.74 | 7442.9161 | 0.67154 | Yes | Yes | Yes | Drop | NA | NA | NA | NA |  | 5.628% | 7442.9161 | 0.46406 | 0.50897 | 124.3381 | NA | M | NA |  | NA | NA | NA | NA | NA | NA | NA | NA | NA | NA | NA
5 | 340 | 345 | 340 345 Duct/Pipe Insulation / School | 0 | 0 | -31069.9479 | 77.5521 | 84.6771 | 119.3363 | 129.9701 | 137.3763 | 154.1068 | 164.9818 | 167.4115 | 152.5833 | 0 | 0 | 0 | 0 | 0 | 0 | 0 | 0 | 0 | 0 | 0 | 0 | 0 | 0 | 0 | 0 | 0 | 0 | -29881.9527 | -30221.3865 | 0.029686 | 30756 | 1450.517 | 205.4902 | No | No | No | Drop | NA | NA | NA | NA |  | 5.628% | 1450.517 | 0.30199 | 0.0035742 | 114.7736 | NA | M | NA |  | NA | NA | NA | NA | NA | NA | NA | NA | NA | NA | NA
5 | 340 | 349 | 340 349 Ceiling Insulation / School | 0 | 0 | -3574.7489 | 667.7511 | 706.6261 | 1602.1466 | 1929.6232 | 1967.5021 | 2391.2281 | 2629.4111 | 2615.1071 | 2074.8957 | 2263.8645 | 1938.3176 | 2812.3801 | 2012.6301 | 2285.4426 | 1899.0364 | 2770.7551 | 2827.8181 | 2879.6931 | 2883.3801 | 0 | 0 | 0 | 0 | 0 | 0 | 0 | 0 | 37582.8599 | 17943.5621 | 5.239 | 3843 | 9131.4947 | 4.0786 | No | No | No | Keep | 1958.536 | 2 | 50.96% | 390 |  | 30.34% | 9131.4947 | 3.8906 | 8.7653 | 76.5158 | 11.6056 | M | 0 |  | 0 | 0 | 0 | 0 | 0 | 0 | 0 | 0 | 0 | 0 | 0
5 | 340 | 351 | 340 351 Cool Roof - DX / School | 0 | 0 | -12864.805 | 1147.87 | 1230.62 | 2194.2445 | 2516.4711 | 2601.9354 | 3053.417 | 3326.776 | 3345.956 | 2809.4013 | 3017.745 | 2717.245 | 3616.339 | 2816.2138 | 3117.3388 | 0 | 0 | 0 | 0 | 0 | 0 | 0 | 0 | 0 | 0 | 0 | 0 | 0 | 24646.7679 | 10074.721 | 1.7198 | 13606.8 | 18185.1057 | 7.2514 | No | No | No | Keep | 9853.9448 | 2 | 72.42% | 390 |  | 30.34% | 18185.1057 | 9.0125 | 0 | 101.6791 | 15.4223 | M | 102 |  | 102 | 21.3537 | 41.2867 | 58.6553 | 72.7826 | 83.5088 | 91.1108 | 96.1402 | 99.2461 | 101.0366 | 102
5 | 360 | 361 | 360 361 HE PTAC, EER=9.6, 1 ton / School | 0 | 0 | -3644.9429 | 753.2921 | 807.2921 | 1431.1549 | 1639.5021 | 1695.171 | 1987.964 | 2164.8702 | 2178.4015 | 1831.8859 | 1966.9171 | 1772.7296 | 2354.2611 | 1837.7296 | 2033.0421 | 0 | 0 | 0 | 0 | 0 | 0 | 0 | 0 | 0 | 0 | 0 | 0 | 0 | 20809.2704 | 11311.9955 | 3.5782 | 3997.61 | 11964.1501 | 3.2382 | No | No | No | Keep | 1528.5717 | 2 | 38.24% | 390 |  | 30.34% | 11964.1501 | 5.8251 | 0.40973 | 500.9795 | 75.9866 | M | 232 |  | 232 | 48.5693 | 93.9069 | 133.4121 | 165.5447 | 189.9415 | 207.2325 | 218.6718 | 225.7362 | 229.8086 | 232
5 | 400 | 402 | 400 402 Variable Speed Drive Control / School | 0 | 0 | -1998.7609 | 287.6941 | 316.4441 | 407.6052 | 435.658 | 462.159 | 510.8504 | 542.9754 | 555.6316 | 519.1941 | 544.2254 | 531.1004 | 614.3816 | 556.0379 | 589.4441 | 0 | 0 | 0 | 0 | 0 | 0 | 0 | 0 | 0 | 0 | 0 | 0 | 0 | 4874.6403 | 2237.4641 | 1.9808 | 1891.33 | 5695.1246 | 3.2185 | No | No | No | Keep | 716.0287 | 2 | 37.86% | 390 |  | 30.34% | 5695.1246 | 0.16384 | 0.21752 | 1479.4865 | 224.4028 | N | 132 |  | 132 | 27.6342 | 53.4298 | 75.9069 | 94.1892 | 108.0702 | 117.9081 | 124.4167 | 128.4361 | 130.7532 | 132
5 | 400 | 403 | 400 403 Air Handler Optimization / School | 0 | 0 | -607.9469 | 83.6781 | 91.5531 | 118.8119 | 126.9926 | 134.0678 | 148.0844 | 157.225 | 0 | 0 | 0 | 0 | 0 | 0 | 0 | 0 | 0 | 0 | 0 | 0 | 0 | 0 | 0 | 0 | 0 | 0 | 0 | 0 | 252.4659 | 49.8609 | 1.0723 | 300 | 1655.0436 | 1.7567 | No | Yes | Yes | Drop | NA | NA | NA | NA |  | 5.628% | 1655.0436 | 0.047612 | 0.063211 | 2490.3044 | NA | N | NA |  | NA | NA | NA | NA | NA | NA | NA | NA | NA | NA | NA
5 | 400 | 404 | 400 404 Electronically Commutated Motors (ECM) on an Air Handler Unit / School | 0 | 0 | -1030.7873 | 118.0477 | 129.9227 | 167.2528 | 178.4657 | 189.5623 | 209.1961 | 221.8524 | 227.9383 | 212.6414 | 222.8446 | 217.6414 | 251.1102 | 227.1727 | 241.2201 | 0 | 0 | 0 | 0 | 0 | 0 | 0 | 0 | 0 | 0 | 0 | 0 | 0 | 1784.0812 | 704.5164 | 1.6144 | 756.71 | 2335.4854 | 3.14 | No | No | No | Keep | 274.7365 | 2 | 36.31% | 390 |  | 30.34% | 2335.4854 | 0.26071 | 0 | 4427.2078 | 671.5018 | M | 17 |  | 17 | 3.559 | 6.8811 | 9.7759 | 12.1304 | 13.9181 | 15.1851 | 16.0234 | 16.541 | 16.8394 | 17
5 | 400 | 405 | 400 405 Demand Control Ventilation (DCV) / School | 0 | 0 | -23795.7942 | 192.0808 | 201.4558 | 480.6975 | 584.1882 | 593.1482 | 725.4636 | 799.2214 | 793.2839 | 623.7839 | 682.0339 | 578.8464 | 852.2683 | 601.2058 | 685.4871 | 0 | 0 | 0 | 0 | 0 | 0 | 0 | 0 | 0 | 0 | 0 | 0 | 0 | -15402.6298 | -18692.9039 | 0.22061 | 23594 | 2519.5589 | 90.753 | No | No | No | Drop | NA | NA | NA | NA |  | 5.628% | 2519.5589 | 5.7158 | 3.4441 | 2490.3044 | NA | M | NA |  | NA | NA | NA | NA | NA | NA | NA | NA | NA | NA | NA
5 | 400 | 406 | 400 406 Energy Recovery Ventilation (ERV) / School | 0 | 0 | -3746.0604 | 87.9996 | 92.4996 | 220.026 | 266.8394 | 270.7515 | 331.4449 | 364.9371 | 363.3824 | 285.0934 | 312.0621 | 264.4527 | 389.3434 | 274.2808 | 313.5621 | 252.4371 | 382.2809 | 389.2184 | 398.7809 | 396.3121 | 0 | 0 | 0 | 0 | 0 | 0 | 0 | 0 | 1909.6439 | -790.3324 | 0.79377 | 3442.31 | 1151.5343 | 28.9706 | No | No | No | Drop | NA | NA | NA | NA |  | 5.628% | 1151.5343 | 2.6124 | 1.5741 | 2490.3044 | NA | M | NA |  | NA | NA | NA | NA | NA | NA | NA | NA | NA | NA | NA
5 | 600 | 603 | 600 603 Heat Pump Water Heater (air source) / School | 0 | 0 | -813.8834 | 299.0566 | 329.0566 | 423.6191 | 452.7646 | 481.0273 | 530.8691 | 564.08 | 577.6035 | 539.9472 | 565.2909 | 552.3534 | 638.2754 | 577.9316 | 612.9316 | 0 | 0 | 0 | 0 | 0 | 0 | 0 | 0 | 0 | 0 | 0 | 0 | 0 | 6330.9231 | 3589.6759 | 4.2414 | 717.44 | 5918.3632 | 1.1748 | No | Yes | Yes | Drop | NA | NA | NA | NA |  | 5.628% | 5918.3632 | 0.63849 | 0.75019 | 1801.785 | NA | N | NA |  | NA | NA | NA | NA | NA | NA | NA | NA | NA | NA | NA
5 | 600 | 606 | 600 606 Demand controlled circulating systems / School | 0 | 0 | -473.8467 | 21.3984 | 23.3984 | 30.203 | 32.5878 | 33.665 | 37.3749 | 39.828 | 40.7343 | 38.5234 | 39.6484 | 38.914 | 44.5546 | 40.4609 | 43.3359 | 0 | 0 | 0 | 0 | 0 | 0 | 0 | 0 | 0 | 0 | 0 | 0 | 0 | 30.7801 | -162.4389 | 0.67159 | 104.62 | 419.0008 | 2.4198 | No | No | Yes | Drop | NA | NA | NA | NA |  | 5.628% | 419.0008 | 0.045652 | 0.053111 | 938.8248 | NA | N | NA |  | NA | NA | NA | NA | NA | NA | NA | NA | NA | NA | NA
5 | 600 | 608 | 600 608 Heat Recovery Unit / School | 0 | 0 | -886.1422 | 327.6078 | 360.1078 | 464.3559 | 495.975 | 525.7592 | 581.5844 | 617.9788 | 632.4788 | 591.4319 | 0 | 0 | 0 | 0 | 0 | 0 | 0 | 0 | 0 | 0 | 0 | 0 | 0 | 0 | 0 | 0 | 0 | 0 | 3711.1377 | 2412.3328 | 2.997 | 818 | 6483.4338 | 1.2227 | No | Yes | Yes | Drop | NA | NA | NA | NA |  | 5.628% | 6483.4338 | 0.70192 | 0.82181 | 1066.8464 | NA | N | NA |  | NA | NA | NA | NA | NA | NA | NA | NA | NA | NA | NA
5 | 600 | 609 | 600 609 Heat Trap / School | 0 | 0 | -354.2117 | 38.8533 | 42.6033 | 54.492 | 58.5134 | 60.8582 | 68.2049 | 72.0602 | 74.6227 | 69.3805 | 0 | 0 | 0 | 0 | 0 | 0 | 0 | 0 | 0 | 0 | 0 | 0 | 0 | 0 | 0 | 0 | 0 | 0 | 185.3767 | 33.0827 | 1.0844 | 1.94 | 758.6859 | 0.024781 | Yes | Yes | Yes | Drop | NA | NA | NA | NA |  | 5.628% | 758.6859 | 0.082425 | 0.096168 | 1066.8464 | NA | N | NA |  | NA | NA | NA | NA | NA | NA | NA | NA | NA | NA | NA
5 | 600 | 610 | 600 610 Hot Water Pipe Insulation / School | 0 | 0 | -433.4357 | 8.8343 | 9.2093 | 12.4037 | 12.9877 | 13.2474 | 14.475 | 15.5922 | 16.8031 | 15.5687 | 15.6156 | 15.3031 | 17.6781 | 16.1781 | 16.9906 | 0 | 0 | 0 | 0 | 0 | 0 | 0 | 0 | 0 | 0 | 0 | 0 | 0 | -232.5488 | -309.2974 | 0.29987 | 51.77 | 165.7196 | 3.0275 | No | No | No | Drop | NA | NA | NA | NA |  | 5.628% | 165.7196 | 0.018002 | 0.021006 | 1066.8464 | NA | M | NA |  | NA | NA | NA | NA | NA | NA | NA | NA | NA | NA | NA
5 | 700 | 701 | 700 701 PC Manual Power Management Enabling / School | 0 | 0 | -341.7827 | 134.1223 | 146.8723 | 200.2678 | 0 | 0 | 0 | 0 | 0 | 0 | 0 | 0 | 0 | 0 | 0 | 0 | 0 | 0 | 0 | 0 | 0 | 0 | 0 | 0 | 0 | 0 | 0 | 0 | 139.4798 | 79.7363 | 1.1682 | 84.03 | 2555.8457 | 0.31863 | Yes | Yes | Yes | Drop | NA | NA | NA | NA |  | 5.628% | 2555.8457 | 0.14751 | 0.45428 | 2490.3044 | NA | N | NA |  | NA | NA | NA | NA | NA | NA | NA | NA | NA | NA | NA
5 | 700 | 702 | 700 702 PC Network Power Management Enabling / School | 0 | 0 | -299.7727 | 134.1223 | 146.8723 | 200.2678 | 0 | 0 | 0 | 0 | 0 | 0 | 0 | 0 | 0 | 0 | 0 | 0 | 0 | 0 | 0 | 0 | 0 | 0 | 0 | 0 | 0 | 0 | 0 | 0 | 181.4898 | 121.7463 | 1.2818 | 42.02 | 2555.8457 | 0.15933 | Yes | Yes | Yes | Drop | NA | NA | NA | NA |  | 5.628% | 2555.8457 | 0.14751 | 0.45428 | 2490.3044 | NA | N | NA |  | NA | NA | NA | NA | NA | NA | NA | NA | NA | NA | NA
5 | 710 | 711 | 710 711 Energy Star or Better Monitor / School | 0 | 0 | -200.2475 | 193.1275 | 211.6275 | 287.6958 | 0 | 0 | 0 | 0 | 0 | 0 | 0 | 0 | 0 | 0 | 0 | 0 | 0 | 0 | 0 | 0 | 0 | 0 | 0 | 0 | 0 | 0 | 0 | 0 | 492.2032 | 406.2757 | 2.0417 | 0 | 3674.0149 | 0 | Yes | Yes | Yes | Drop | NA | NA | NA | NA |  | 5.628% | 3674.0149 | 0.32209 | 0.653 | 221.3604 | NA | M | NA |  | NA | NA | NA | NA | NA | NA | NA | NA | NA | NA | NA
5 | 710 | 712 | 710 712 Monitor Power Management Enabling / School | 0 | 0 | -345.3887 | 126.3163 | 137.8163 | 187.6581 | 0 | 0 | 0 | 0 | 0 | 0 | 0 | 0 | 0 | 0 | 0 | 0 | 0 | 0 | 0 | 0 | 0 | 0 | 0 | 0 | 0 | 0 | 0 | 0 | 106.4019 | 50.3588 | 1.1072 | 79.83 | 2398.277 | 0.32259 | Yes | Yes | Yes | Drop | NA | NA | NA | NA |  | 5.628% | 2398.277 | 0.13842 | 0.42627 | 1328.1623 | NA | N | NA |  | NA | NA | NA | NA | NA | NA | NA | NA | NA | NA | NA
5 | 720 | 722 | 720 722 Monitor Power Management Enabling / School | 0 | 0 | -394.1839 | 0.26612 | 0.26612 | 0.52295 | 0 | 0 | 0 | 0 | 0 | 0 | 0 | 0 | 0 | 0 | 0 | 0 | 0 | 0 | 0 | 0 | 0 | 0 | 0 | 0 | 0 | 0 | 0 | 0 | -393.1287 | -393.2658 | 0.0023699 | 4.2 | 3.9717 | 10.2485 | No | No | No | Drop | NA | NA | NA | NA |  | 5.628% | 3.9717 | 0.00022922 | 0.00070593 | 1328.1623 | NA | N | NA |  | NA | NA | NA | NA | NA | NA | NA | NA | NA | NA | NA
5 | 730 | 732 | 730 732 Copier Power Management Enabling / School | 0 | 0 | -414.244 | 8.556 | 9.056 | 12.8129 | 13.4183 | 13.6752 | 0 | 0 | 0 | 0 | 0 | 0 | 0 | 0 | 0 | 0 | 0 | 0 | 0 | 0 | 0 | 0 | 0 | 0 | 0 | 0 | 0 | 0 | -356.7255 | -367.1569 | 0.13109 | 32.55 | 158.4566 | 1.9908 | No | Yes | Yes | Drop | NA | NA | NA | NA |  | 5.628% | 158.4566 | 0.0091453 | 0.028164 | 2191.4679 | NA | N | NA |  | NA | NA | NA | NA | NA | NA | NA | NA | NA | NA | NA
5 | 740 | 741 | 740 741 Printer Power Management Enabling / School | 0 | 0 | -464.7246 | 81.5604 | 89.5604 | 122.0292 | 131.5819 | 0 | 0 | 0 | 0 | 0 | 0 | 0 | 0 | 0 | 0 | 0 | 0 | 0 | 0 | 0 | 0 | 0 | 0 | 0 | 0 | 0 | 0 | 0 | -39.9926 | -105.5553 | 0.80629 | 154.91 | 1552.6291 | 0.96693 | Yes | Yes | Yes | Drop | NA | NA | NA | NA |  | 5.628% | 1552.6291 | 0.08961 | 0.27597 | 1527.3867 | NA | N | NA |  | NA | NA | NA | NA | NA | NA | NA | NA | NA | NA | NA
5 | 800 | 801 | 800 801 Convection Oven / School | 0 | 0 | -602702.9497 | 13.7253 | 14.7253 | 19.1423 | 20.5202 | 21.28 | 23.1784 | 25.0846 | 26.0768 | 24.7096 | 0 | 0 | 0 | 0 | 0 | 0 | 0 | 0 | 0 | 0 | 0 | 0 | 0 | 0 | 0 | 0 | 0 | 0 | -602514.5072 | -602567.7134 | 0.00024653 | 602326.3 | 264.485 | 22070.6321 | No | No | No | Drop | NA | NA | NA | NA |  | 5.628% | 264.485 | 0.010996 | 0.01761 | 2193.1391 | NA | N | NA |  | NA | NA | NA | NA | NA | NA | NA | NA | NA | NA | NA
5 | 810 | 811 | 810 811 Efficient Fryer / School | 0 | 0 | -275529.6034 | 3.5966 | 3.7216 | 5.0449 | 5.8007 | 5.3525 | 6.2997 | 6.4013 | 6.9247 | 6.4091 | 0 | 0 | 0 | 0 | 0 | 0 | 0 | 0 | 0 | 0 | 0 | 0 | 0 | 0 | 0 | 0 | 0 | 0 | -275480.0522 | -275494.0345 | 0.00014033 | 275142.7 | 61.7369 | 43191.3633 | No | No | No | Drop | NA | NA | NA | NA |  | 5.628% | 61.7369 | 0.0025667 | 0.0041106 | 2193.1391 | NA | N | NA |  | NA | NA | NA | NA | NA | NA | NA | NA | NA | NA | NA
5 | 900 | 901 | 900 901 Vending Misers (cooled machines only) / School | 0 | 0 | -459.0243 | 49.7157 | 54.7157 | 70.2616 | 75.6747 | 79.4706 | 88.0048 | 93.1648 | 96.1805 | 89.8836 | 0 | 0 | 0 | 0 | 0 | 0 | 0 | 0 | 0 | 0 | 0 | 0 | 0 | 0 | 0 | 0 | 0 | 0 | 238.048 | 41.1334 | 1.0811 | 117.49 | 981.7751 | 1.1598 | No | Yes | Yes | Drop | NA | NA | NA | NA |  | 5.628% | 981.7751 | 0.058152 | 0.11604 | 2324.2841 | NA | N | NA |  | NA | NA | NA | NA | NA | NA | NA | NA | NA | NA | NA
6 | 110 | 111 | 110 111 Premium T8, Electronic Ballast / College | 0 | 0 | -10500.803 | 413.267 | 448.517 | 697.0663 | 778.3627 | 812.1615 | 932.4233 | 1006.3998 | 1019.2514 | 889.767 | 947.1108 | 880.0483 | 1109.892 | 914.0795 | 995.3295 | 980.4858 | 1142.3608 | 1172.517 | 1202.0483 | 1223.0795 | 1254.767 | 1156.392 | 1186.892 | 1118.4233 | 1143.2045 | 1227.2983 | 1222.0483 | 1552.3295 | 16924.7183 | 1001.9564 | 1.0919 | 10518.07 | 7248.8464 | 14.0621 | No | No | No | Keep | 9022.1276 | 2 | 85.78% | 390 |  | 30.34% | 7248.8464 | 2.2616 | 1.1509 | 2936.6302 | 445.4167 | M | 32 |  | 32 | 6.6992 | 12.9527 | 18.4017 | 22.8337 | 26.1988 | 28.5838 | 30.1616 | 31.136 | 31.6977 | 32
6 | 110 | 114 | 110 114 Continuous Dimming / College | 0 | 0 | -60101.6827 | 866.3923 | 945.7673 | 1352.1267 | 1481.4773 | 1557.904 | 1759.5486 | 1887.6189 | 1920.1423 | 1723.6736 | 1823.3923 | 1729.1423 | 2103.4236 | 1803.4861 | 1940.8923 | 1939.6736 | 2194.7048 | 2257.6111 | 2316.4236 | 2369.9548 | 2432.4548 | 2287.7048 | 0 | 0 | 0 | 0 | 0 | 0 | -21408.1683 | -40907.1054 | 0.32889 | 60563.95 | 16106.7866 | 36.4409 | No | No | No | Drop | NA | NA | NA | NA |  | 5.628% | 16106.7866 | 3.5869 | 1.6572 | 1160.4421 | NA | N | NA |  | NA | NA | NA | NA | NA | NA | NA | NA | NA | NA | NA
6 | 110 | 115 | 110 115 Lighting Control Tuneup / College | 0 | 0 | -445.1547 | 90.2203 | 98.4703 | 142.0406 | 155.9781 | 163.3541 | 0 | 0 | 0 | 0 | 0 | 0 | 0 | 0 | 0 | 0 | 0 | 0 | 0 | 0 | 0 | 0 | 0 | 0 | 0 | 0 | 0 | 0 | 204.9088 | 85.0139 | 1.1592 | 144 | 1669.6075 | 0.83586 | Yes | Yes | Yes | Drop | NA | NA | NA | NA |  | 5.628% | 1669.6075 | 0.38513 | 0.17178 | 386.814 | NA | N | NA |  | NA | NA | NA | NA | NA | NA | NA | NA | NA | NA | NA
6 | 120 | 121 | 120 121 ROB Premium T8, 1EB / College | 0 | 0 | -1230.2066 | 178.6034 | 193.2284 | 300.994 | 336.2196 | 350.5418 | 403.3222 | 434.0565 | 440.6503 | 384.6503 | 408.9628 | 379.869 | 479.0722 | 395.0721 | 431.0096 | 423.1971 | 494.2284 | 505.5097 | 519.9159 | 528.7284 | 541.6659 | 500.2284 | 513.0096 | 484.2596 | 493.6971 | 529.4471 | 529.1971 | 671.5409 | 10620.6702 | 3739.2429 | 3.6594 | 1016.06 | 3132.7168 | 3.1433 | No | No | No | Keep | 369.5621 | 2 | 36.37% | 390 |  | 30.34% | 3132.7168 | 0.97738 | 0.49738 | 1223.5959 | 185.5903 | M | 66 |  | 66 | 13.8171 | 26.7149 | 37.9534 | 47.0946 | 54.0351 | 58.9541 | 62.2084 | 64.2181 | 65.3766 | 66
6 | 120 | 122 | 120 122 ROB Premium T8, EB, Reflector / College | 0 | 0 | -3162.8765 | 721.3686 | 781.6186 | 1216.6445 | 1357.5737 | 1417.1283 | 1627.181 | 1756.7358 | 1779.0794 | 1553.0092 | 1652.8529 | 1534.5874 | 1936.5874 | 1595.7749 | 1737.5722 | 1711.291 | 1992.8847 | 2046.416 | 2098.1347 | 2135.7597 | 2190.3222 | 2017.4472 | 2074.3847 | 1952.0097 | 1998.041 | 2144.2597 | 2134.5722 | 2711.3847 | 44711.7443 | 16913.1831 | 5.3662 | 3483.62 | 12651.8813 | 2.6685 | No | No | Yes | Keep | 872.6548 | 2 | 25.05% | 390 |  | 30.34% | 12651.8813 | 3.9473 | 2.0087 | 257.876 | 39.1136 | M | 114 |  | 114 | 23.8659 | 46.1439 | 65.5559 | 81.3452 | 93.3333 | 101.8298 | 107.4508 | 110.9221 | 112.9232 | 114
6 | 120 | 123 | 120 123 Occupancy Sensor / College | 0 | 0 | -6693.9133 | 231.5017 | 250.6267 | 396.4563 | 444.7087 | 463.699 | 533.4705 | 576.4392 | 583.2126 | 506.8455 | 540.0017 | 498.9548 | 634.7205 | 518.533 | 566.2517 | 555.1892 | 651.5642 | 667.6267 | 0 | 0 | 0 | 0 | 0 | 0 | 0 | 0 | 0 | 0 | 1925.8885 | -1871.5238 | 0.72962 | 6531.79 | 4003.5723 | 15.8113 | No | No | No | Drop | NA | NA | NA | NA |  | 5.628% | 4003.5723 | 1.3349 | 0.41192 | 590.3994 | NA | M | NA |  | NA | NA | NA | NA | NA | NA | NA | NA | NA | NA | NA
6 | 120 | 124 | 120 124 Lighting Control Tuneup / College | 0 | 0 | -479.8017 | 55.0733 | 60.1983 | 86.2247 | 94.1378 | 99.0118 | 0 | 0 | 0 | 0 | 0 | 0 | 0 | 0 | 0 | 0 | 0 | 0 | 0 | 0 | 0 | 0 | 0 | 0 | 0 | 0 | 0 | 0 | -85.1556 | -157.8433 | 0.70441 | 144 | 1022.3753 | 1.365 | No | Yes | Yes | Drop | NA | NA | NA | NA |  | 5.628% | 1022.3753 | 0.22768 | 0.10519 | 128.938 | NA | N | NA |  | NA | NA | NA | NA | NA | NA | NA | NA | NA | NA | NA
6 | 130 | 131 | 130 131 CFL Screw-in 18W / College | 0 | 0 | -3835.8072 | 3390.8928 | 3653.8928 | 6099.8478 | 0 | 0 | 0 | 0 | 0 | 0 | 0 | 0 | 0 | 0 | 0 | 0 | 0 | 0 | 0 | 0 | 0 | 0 | 0 | 0 | 0 | 0 | 0 | 0 | 9308.8262 | 7627.7847 | 2.0627 | 6787.45 | 56388.873 | 1.1665 | No | Yes | Yes | Drop | NA | NA | NA | NA |  | 5.628% | 56388.873 | 22.5793 | 15.1765 | 109.9822 | NA | M | NA |  | NA | NA | NA | NA | NA | NA | NA | NA | NA | NA | NA
6 | 150 | 151 | 150 151 PSMH, 250W, magnetic ballast / College | 0 | 0 | -497.1866 | 707.7484 | 772.4984 | 1105.537 | 1210.4037 | 1272.1244 | 1437.6156 | 1542.4125 | 1568.6781 | 1408.0765 | 1489.764 | 1413.014 | 1718.4672 | 1472.9672 | 1585.7646 | 1584.3583 | 1793.0146 | 1845.0771 | 1893.2958 | 1937.3271 | 0 | 0 | 0 | 0 | 0 | 0 | 0 | 0 | 27260.9582 | 14115.9556 | 12.8268 | 803.56 | 13160.4148 | 0.59174 | Yes | Yes | Yes | Drop | NA | NA | NA | NA |  | 5.628% | 13160.4148 | 2.9308 | 1.354 | 767.9437 | NA | M | NA |  | NA | NA | NA | NA | NA | NA | NA | NA | NA | NA | NA
6 | 150 | 152 | 150 152 PSMH, 250 W, electronic ballast / College | 0 | 0 | -3707.9249 | 817.8951 | 892.8951 | 1276.8316 | 1399.5826 | 1471.441 | 1662.4107 | 1782.6998 | 1812.5826 | 1628.1139 | 1721.6295 | 1633.5982 | 1986.6764 | 1703.2389 | 1833.2076 | 1831.9889 | 2072.8951 | 2131.8326 | 2188.3326 | 2238.4576 | 0 | 0 | 0 | 0 | 0 | 0 | 0 | 0 | 28378.3853 | 13183.8701 | 3.9213 | 4123.07 | 15212.287 | 2.6267 | No | No | Yes | Keep | 983.7146 | 2 | 23.86% | 390 |  | 30.34% | 15212.287 | 3.3877 | 1.5651 | 800.2781 | 121.3831 | M | 29 |  | 29 | 6.0712 | 11.7384 | 16.6765 | 20.6931 | 23.7427 | 25.9041 | 27.334 | 28.217 | 28.7261 | 29
6 | 150 | 153 | 150 153 High Bay T5 / College | 0 | 0 | -1238.8624 | 998.7426 | 1082.3676 | 1684.4164 | 1880.4428 | 1962.9887 | 2253.2895 | 2433.4807 | 2462.6604 | 2150.176 | 2288.3479 | 2125.0979 | 2682.0823 | 2210.7385 | 2406.0198 | 2370.9573 | 2760.7073 | 2833.551 | 2906.3323 | 2957.7385 | 0 | 0 | 0 | 0 | 0 | 0 | 0 | 0 | 41211.2751 | 21075.1193 | 10.4827 | 1832.48 | 17521.8003 | 1.0135 | No | Yes | Yes | Drop | NA | NA | NA | NA |  | 5.628% | 17521.8003 | 5.4666 | 2.7819 | 767.9437 | NA | N | NA |  | NA | NA | NA | NA | NA | NA | NA | NA | NA | NA | NA
6 | 160 | 161 | 160 161 LED Exit Sign / College | 0 | 0 | -493.3338 | 3.9712 | 3.5962 | 8.437 | 10.352 | 9.6147 | 12.5649 | 13.7484 | 13.7952 | 10.8577 | 12.2015 | 9.9984 | 13.9984 | 9.4984 | 11.6234 | 9.9046 | 0 | 0 | 0 | 0 | 0 | 0 | 0 | 0 | 0 | 0 | 0 | 0 | -339.172 | -401.2597 | 0.19171 | 106.43 | 44.0383 | 23.4216 | No | No | No | Drop | NA | NA | NA | NA |  | 5.628% | 44.0383 | 0.046508 | 0.0060194 | 4046.6432 | NA | N | NA |  | NA | NA | NA | NA | NA | NA | NA | NA | NA | NA | NA
6 | 200 | 201 | 200 201 High Pressure Sodium 250W Lamp / College | 0 | 0 | -1002.0463 | 87.4037 | 96.2787 | 123.9135 | 133.3735 | 0 | 0 | 0 | 0 | 0 | 0 | 0 | 0 | 0 | 0 | 0 | 0 | 0 | 0 | 0 | 0 | 0 | 0 | 0 | 0 | 0 | 0 | 0 | -561.0768 | -628.5051 | 0.4223 | 697.95 | 1731.3476 | 3.9068 | No | No | No | Drop | NA | NA | NA | NA |  | 5.628% | 1731.3476 | 0.018532 | 0.060648 | 5706.3794 | NA | M | NA |  | NA | NA | NA | NA | NA | NA | NA | NA | NA | NA | NA
6 | 200 | 202 | 200 202 Outdoor Lighting Controls (Photocell/Timeclock) / College | 0 | 0 | -448.5776 | 69.2674 | 76.0174 | 98.1609 | 104.7361 | 0 | 0 | 0 | 0 | 0 | 0 | 0 | 0 | 0 | 0 | 0 | 0 | 0 | 0 | 0 | 0 | 0 | 0 | 0 | 0 | 0 | 0 | 0 | -100.3957 | -153.5791 | 0.70264 | 126.47 | 1367.7071 | 0.89615 | Yes | Yes | Yes | Drop | NA | NA | NA | NA |  | 5.628% | 1367.7071 | 0.01464 | 0.04791 | 564.9804 | NA | N | NA |  | NA | NA | NA | NA | NA | NA | NA | NA | NA | NA | NA
6 | 210 | 211 | 210 211 Outdoor Lighting Controls (Photocell/Timeclock) / College | 0 | 0 | -660.5976 | 116.6324 | 128.6324 | 165.8541 | 177.5084 | 0 | 0 | 0 | 0 | 0 | 0 | 0 | 0 | 0 | 0 | 0 | 0 | 0 | 0 | 0 | 0 | 0 | 0 | 0 | 0 | 0 | 0 | 0 | -71.9703 | -161.9486 | 0.79116 | 385.48 | 2314.4801 | 1.6141 | No | Yes | Yes | Drop | NA | NA | NA | NA |  | 5.628% | 2314.4801 | 0.024775 | 8.1077e-08 | 564.9804 | NA | N | NA |  | NA | NA | NA | NA | NA | NA | NA | NA | NA | NA | NA
6 | 300 | 301 | 300 301 Centrifugal Chiller, 0.51 kW/ton, 500 tons / College | 0 | 0 | -1242.2972 | 227.4178 | 246.5428 | 385.9627 | 431.8211 | 450.5018 | 518.2694 | 558.8084 | 566.3241 | 493.2928 | 525.0428 | 486.4647 | 616.2303 | 505.6678 | 551.5902 | 541.6527 | 633.8089 | 650.3714 | 666.4652 | 678.1214 | 0 | 0 | 0 | 0 | 0 | 0 | 0 | 0 | 8492.0594 | 3874.1042 | 3.6416 | 1076.59 | 3965.2125 | 2.6313 | No | No | Yes | Keep | 258.2902 | 2 | 23.99% | 390 |  | 30.34% | 3965.2125 | 1.2748 | 0.0049607 | 2248.7299 | 341.0787 | M | 410 |  | 410 | 85.8337 | 165.9562 | 235.7714 | 292.5574 | 335.6725 | 366.2298 | 386.4459 | 398.9304 | 406.1273 | 410
6 | 300 | 302 | 300 302 High Efficiency Chiller Motors / College | 0 | 0 | -717.8718 | 54.6582 | 59.9082 | 84.0069 | 91.9151 | 95.9883 | 108.3145 | 115.9864 | 118.002 | 107.2207 | 112.7051 | 107.5332 | 129.0957 | 111.002 | 119.7207 | 120.0645 | 135.8457 | 139.4082 | 143.7832 | 146.6582 | 0 | 0 | 0 | 0 | 0 | 0 | 0 | 0 | 1383.9452 | 389.5091 | 1.5049 | 381.53 | 1021.8664 | 3.6184 | No | No | No | Keep | 170.6477 | 2 | 44.73% | 390 |  | 30.34% | 1021.8664 | 0.21214 | 0 | 2381.0081 | 361.1421 | N | 15 |  | 15 | 3.1403 | 6.0716 | 8.6258 | 10.7033 | 12.2807 | 13.3987 | 14.1383 | 14.595 | 14.8583 | 15
6 | 300 | 304 | 300 304 EMS - Chiller / College | 0 | 0 | -1379.21 | 188.385 | 206.385 | 286.9924 | 312.5842 | 328.6135 | 369.6272 | 394.8538 | 402.7366 | 365.8537 | 0 | 0 | 0 | 0 | 0 | 0 | 0 | 0 | 0 | 0 | 0 | 0 | 0 | 0 | 0 | 0 | 0 | 0 | 1476.8211 | 661.9564 | 1.4231 | 1174.47 | 3554.3583 | 3.2023 | No | No | No | Keep | 440.9581 | 2 | 37.55% | 390 |  | 30.34% | 3554.3583 | 0.70236 | 0.080825 | 199.5549 | 30.2677 | N | 99 |  | 99 | 20.7257 | 40.0724 | 56.9302 | 70.6419 | 81.0526 | 88.4311 | 93.3125 | 96.3271 | 98.0649 | 99
6 | 300 | 305 | 300 305 Chiller Tune Up/Diagnostics / College | 0 | 0 | -1189.5547 | 203.5703 | 214.9453 | 511.9267 | 622.2783 | 631.9892 | 773.9687 | 851.7697 | 846.0119 | 664.965 | 0 | 0 | 0 | 0 | 0 | 0 | 0 | 0 | 0 | 0 | 0 | 0 | 0 | 0 | 0 | 0 | 0 | 0 | 4131.8705 | 2533.8843 | 2.8229 | 1000 | 2688.3438 | 3.6049 | No | No | No | Keep | 445.2072 | 2 | 44.52% | 390 |  | 30.34% | 2688.3438 | 3.0475 | 0.030564 | 992.0867 | 150.4759 | N | 250 |  | 250 | 52.3376 | 101.1928 | 143.763 | 178.3886 | 204.6784 | 223.3109 | 235.6377 | 243.2503 | 247.6386 | 250
6 | 300 | 306 | 300 306 VSD for Chiller Pumps and Towers / College | 0 | 0 | -1037.4058 | 178.0992 | 194.8492 | 271.234 | 294.9547 | 309.9723 | 348.4196 | 372.7945 | 380.5367 | 344.8649 | 363.3961 | 347.9274 | 416.7242 | 362.818 | 388.2555 | 0 | 0 | 0 | 0 | 0 | 0 | 0 | 0 | 0 | 0 | 0 | 0 | 0 | 3537.4406 | 1777.0472 | 2.4661 | 822.13 | 3354.0312 | 2.3755 | No | No | Yes | Keep | 129.9595 | 2 | 15.81% | 390 |  | 30.34% | 3354.0312 | 0.66279 | 0.019068 | 1224.8501 | 185.7805 | N | 274 |  | 274 | 57.362 | 110.9073 | 157.5643 | 195.5139 | 224.3275 | 244.7487 | 258.2589 | 266.6023 | 271.4119 | 274
6 | 300 | 307 | 300 307 EMS Optimization / College | 0 | 0 | -607.9469 | 83.6781 | 91.5531 | 118.5619 | 126.9486 | 0 | 0 | 0 | 0 | 0 | 0 | 0 | 0 | 0 | 0 | 0 | 0 | 0 | 0 | 0 | 0 | 0 | 0 | 0 | 0 | 0 | 0 | 0 | -187.2052 | -251.5103 | 0.63549 | 300 | 1653.9417 | 1.7579 | No | Yes | Yes | Drop | NA | NA | NA | NA |  | 5.628% | 1653.9417 | 0.081721 | 0.0094041 | 992.0867 | NA | N | NA |  | NA | NA | NA | NA | NA | NA | NA | NA | NA | NA | NA
6 | 300 | 308 | 300 308 Aerosol Duct Sealing / College | 0 | 0 | -607.839 | 168.961 | 185.961 | 239.5938 | 255.9444 | 271.0987 | 299.3516 | 318.8791 | 326.3634 | 305.215 | 319.0275 | 311.6994 | 360.7463 | 326.0275 | 345.7775 | 0 | 0 | 0 | 0 | 0 | 0 | 0 | 0 | 0 | 0 | 0 | 0 | 0 | 3426.807 | 1879.0459 | 3.4276 | 384.05 | 3342.6694 | 1.1135 | No | Yes | Yes | Drop | NA | NA | NA | NA |  | 5.628% | 3342.6694 | 0.20841 | 0.22858 | 1289.7127 | NA | M | NA |  | NA | NA | NA | NA | NA | NA | NA | NA | NA | NA | NA
6 | 300 | 309 | 300 309 Duct/Pipe Insulation / College | 0 | 0 | -31112.0785 | 34.4215 | 37.7965 | 52.7389 | 57.5895 | 59.692 | 67.3043 | 72.7146 | 73.6052 | 67.2849 | 0 | 0 | 0 | 0 | 0 | 0 | 0 | 0 | 0 | 0 | 0 | 0 | 0 | 0 | 0 | 0 | 0 | 0 | -30588.931 | -30738.2175 | 0.013093 | 30756 | 650.3382 | 458.3261 | No | No | No | Drop | NA | NA | NA | NA |  | 5.628% | 650.3382 | 0.12851 | 0.0036972 | 1190.5041 | NA | M | NA |  | NA | NA | NA | NA | NA | NA | NA | NA | NA | NA | NA
6 | 300 | 311 | 300 311 Window Film (Standard) / College | 0 | 0 | -1585.9347 | 110.5653 | 118.1903 | 208.1004 | 238.1463 | 246.4237 | 289.0809 | 313.4169 | 316.1044 | 266.2215 | 0 | 0 | 0 | 0 | 0 | 0 | 0 | 0 | 0 | 0 | 0 | 0 | 0 | 0 | 0 | 0 | 0 | 0 | 520.3149 | -96.1137 | 0.94329 | 1304.75 | 1760.7679 | 7.1814 | No | No | No | Drop | NA | NA | NA | NA |  | 5.628% | 1760.7679 | 0.83669 | -0.061381 | 1819.0743 | NA | M | NA |  | NA | NA | NA | NA | NA | NA | NA | NA | NA | NA | NA
6 | 300 | 313 | 300 313 Ceiling Insulation / College | 0 | 0 | -3936.6448 | 299.9802 | 317.3552 | 720.7698 | 868.1277 | 884.2322 | 1075.7146 | 1181.9958 | 1175.9255 | 933.0583 | 1017.6208 | 871.3396 | 1264.1677 | 905.0115 | 1027.949 | 853.1365 | 1245.574 | 1270.5427 | 1297.2615 | 1297.3552 | 0 | 0 | 0 | 0 | 0 | 0 | 0 | 0 | 14570.4728 | 5738.9609 | 2.3558 | 3843 | 4105.0424 | 9.0727 | No | No | No | Keep | 2995.8436 | 2 | 77.96% | 390 |  | 30.34% | 4105.0424 | 1.749 | 3.9404 | 793.6694 | 120.3807 | M | 20 |  | 20 | 4.187 | 8.0954 | 11.501 | 14.2711 | 16.3743 | 17.8649 | 18.851 | 19.46 | 19.8111 | 20
6 | 300 | 314 | 300 314 Roof Insulation / College | 0 | 0 | -1800.8813 | 96.1387 | 103.0137 | 185.2539 | 213.6221 | 219.8721 | 259.3106 | 281.7246 | 283.9746 | 237.8106 | 255.4043 | 229.0762 | 305.92 | 237.6075 | 263.4361 | 249.4048 | 309.4673 | 316.2173 | 324.8423 | 327.7173 | 0 | 0 | 0 | 0 | 0 | 0 | 0 | 0 | 2898.933 | 663.7112 | 1.3501 | 1505.52 | 1507.2182 | 9.6804 | No | No | No | Keep | 1194.4758 | 2 | 79.34% | 390 |  | 30.34% | 1507.2182 | 0.77682 | 0.032568 | 793.6694 | 120.3807 | M | 228 |  | 228 | 47.7319 | 92.2879 | 131.1119 | 162.6904 | 186.6667 | 203.6595 | 214.9016 | 221.8442 | 225.8464 | 228
6 | 300 | 317 | 300 317 Thermal Energy Storage (TES) Positive / College | 0 | 0 | -7461.6501 | 290.9299 | 316.5549 | 419.8938 | 437.8635 | 461.9192 | 507.1955 | 541.7737 | 563.7893 | 527.4612 | 549.9768 | 540.7112 | 610.4299 | 555.8362 | 588.4924 | 627.2112 | 643.4924 | 663.0549 | 684.0549 | 709.8674 | 728.4924 | 705.0549 | 735.2424 | 715.7424 | 715.7737 | 763.6487 | 802.6174 | 870.2424 | 8815.6727 | -662.4146 | 0.91459 | 7365.58 | 7048.387 | 10.1275 | No | No | No | Drop | NA | NA | NA | NA |  | 5.628% |  | 7.3155 | 0.02455 | 0 | NA | M | NA |  | NA | NA | NA | NA | NA | NA | NA | NA | NA | NA | NA
6 | 300 | 317 | 300 317 Thermal Energy Storage (TES) Negative / College | 0 | 0 | -296 | -304.875 | -340.75 | -350.5 | -357.25 | -384 | -410.5 | -425.25 | -442 | -454.5 | -467.25 | -486.75 | -508 | -513.5 | -527.75 | -543.5 | -560.5 | -582.5 | -605 | -627 | -645.5 | -668 | -690 | -709 | -732.5 | -756.5 | -774 | -791 | -14953.875 | -6325.5153 | 99999 | 0 | 4944.9452 | 0 | Yes | Yes | Yes | Drop | NA | NA | NA | NA |  | 5.628% | -2103.4417 |  |  | 529.1129 | NA | M | NA |  | NA | NA | NA | NA | NA | NA | NA | NA | NA | NA | NA
6 | 320 | 321 | 320 321 DX Packaged System, EER=10.9, 10 tons / College | 0 | 0 | -2779.5754 | 196.7446 | 211.2446 | 380.2017 | 437.9634 | 452.2983 | 532.6665 | 579.2953 | 582.3734 | 487.725 | 524.225 | 470.1625 | 628.7094 | 487.2406 | 540.1005 | 0 | 0 | 0 | 0 | 0 | 0 | 0 | 0 | 0 | 0 | 0 | 0 | 0 | 3731.3756 | 1201.4527 | 1.404 | 2583.82 | 3094.5619 | 8.0918 | No | No | No | Keep | 1945.1961 | 2 | 75.28% | 390 |  | 30.34% | 3094.5619 | 1.5915 | 0 | 707.6957 | 107.3405 | M | 107.3405 |  | -1 | 22.4718 | 43.4484 | 61.7264 | 76.5933 | 87.8811 | 95.8812 | 101.1739 | 104.4425 | 106.3267 | 107.3405
6 | 320 | 322 | 320 322 Hybrid Dessicant-DX System (Trane CDQ) / College | 0 | 0 | -9010.3314 | 1051.5236 | 1157.1486 | 1512.1564 | 1619.631 | 1717.0998 | 1902.0158 | 2024.1448 | 2069.7776 | 1922.2151 | 2018.4807 | 1963.9495 | 2285.1214 | 2052.4026 | 2180.9339 | 0 | 0 | 0 | 0 | 0 | 0 | 0 | 0 | 0 | 0 | 0 | 0 | 0 | 16466.2698 | 6686.4743 | 1.6656 | 9655.48 | 20574.3069 | 4.5481 | No | No | No | Keep | 5409.566 | 2 | 56.03% | 390 |  | 30.34% | 20574.3069 | 2.9651 | 0 | 786.3285 | 119.2673 | N | 114 |  | 114 | 23.8659 | 46.1439 | 65.5559 | 81.3452 | 93.3333 | 101.8298 | 107.4508 | 110.9221 | 112.9232 | 114
6 | 320 | 323 | 320 323 Geothermal Heat Pump, EER=13, 10 tons / College | 0 | 0 | -23041.8936 | 547.4564 | 601.5814 | 787.0961 | 843.0238 | 893.0316 | 990.097 | 1053.1127 | 1077.4095 | 1000.472 | 1050.597 | 1022.2845 | 1188.2377 | 1067.8314 | 1135.2377 | 0 | 0 | 0 | 0 | 0 | 0 | 0 | 0 | 0 | 0 | 0 | 0 | 0 | -9784.4243 | -14873.6159 | 0.36924 | 23190.6 | 10703.3484 | 20.9979 | No | No | No | Drop | NA | NA | NA | NA |  | 5.628% | 10703.3484 | 1.5444 | 0.085193 | 778.4652 | NA | N | NA |  | NA | NA | NA | NA | NA | NA | NA | NA | NA | NA | NA
6 | 320 | 326 | 320 326 DX Tune Up/ Advanced Diagnostics / College | 0 | 0 | -1491.7169 | 150.5331 | 163.0331 | 251.9892 | 281.1347 | 293.4599 | 336.6269 | 362.8769 | 368.0722 | 321.5644 | 0 | 0 | 0 | 0 | 0 | 0 | 0 | 0 | 0 | 0 | 0 | 0 | 0 | 0 | 0 | 0 | 0 | 0 | 1037.5735 | 306.9649 | 1.1872 | 1250 | 2653.9704 | 4.5645 | No | No | No | Keep | 702.3009 | 2 | 56.18% | 390 |  | 30.34% | 2653.9704 | 0.80696 | 0 | 389.2326 | 59.0373 | N | 148 |  | 148 | 30.9839 | 59.9062 | 85.1077 | 105.6061 | 121.1696 | 132.2 | 139.4975 | 144.0042 | 146.6021 | 148
6 | 320 | 327 | 320 327 DX Coil Cleaning / College | 0 | 0 | -393.2101 | 193.2699 | 204.0199 | 486.1229 | 590.7738 | 0 | 0 | 0 | 0 | 0 | 0 | 0 | 0 | 0 | 0 | 0 | 0 | 0 | 0 | 0 | 0 | 0 | 0 | 0 | 0 | 0 | 0 | 0 | 1080.9762 | 831.0161 | 2.4236 | 193.73 | 2550.0173 | 0.73627 | Yes | Yes | Yes | Drop | NA | NA | NA | NA |  | 5.628% | 2550.0173 | 2.8907 | 0.78369 | 589.7464 | NA | M | NA |  | NA | NA | NA | NA | NA | NA | NA | NA | NA | NA | NA
6 | 320 | 329 | 320 329 Aerosol Duct Sealing / College | 0 | 0 | -510.1575 | 268.1425 | 295.3925 | 380.705 | 406.8026 | 431.5888 | 476.7206 | 506.6894 | 518.3378 | 484.7518 | 507.6737 | 495.3612 | 573.0175 | 518.4862 | 550.33 | 0 | 0 | 0 | 0 | 0 | 0 | 0 | 0 | 0 | 0 | 0 | 0 | 0 | 5903.8418 | 3443.0889 | 5.4481 | 384.05 | 5314.9907 | 0.70028 | Yes | Yes | Yes | Drop | NA | NA | NA | NA |  | 5.628% | 5314.9907 | 0.33139 | 0.36345 | 766.6703 | NA | M | NA |  | NA | NA | NA | NA | NA | NA | NA | NA | NA | NA | NA
6 | 320 | 330 | 320 330 Duct/Pipe Insulation / College | 0 | 0 | -31091.7087 | 55.4163 | 60.6663 | 85.2649 | 92.6731 | 96.7464 | 109.0725 | 116.7444 | 119.26 | 107.9788 | 0 | 0 | 0 | 0 | 0 | 0 | 0 | 0 | 0 | 0 | 0 | 0 | 0 | 0 | 0 | 0 | 0 | 0 | -30247.8859 | -30488.693 | 0.021104 | 30756 | 1036.3981 | 287.5989 | No | No | No | Drop | NA | NA | NA | NA |  | 5.628% | 1036.3981 | 0.21198 | 0 | 707.6957 | NA | M | NA |  | NA | NA | NA | NA | NA | NA | NA | NA | NA | NA | NA
6 | 320 | 334 | 320 334 Ceiling Insulation / College | 0 | 0 | -3762.8166 | 477.1834 | 504.5584 | 1144.7737 | 1378.1844 | 1404.4969 | 1708.1522 | 1878.0193 | 1867.8631 | 1482.3397 | 1616.1365 | 1383.9959 | 2008.9964 | 1437.5272 | 1632.0897 | 1355.9022 | 1978.7459 | 2019.4334 | 2058.8397 | 2059.8084 | 0 | 0 | 0 | 0 | 0 | 0 | 0 | 0 | 25634.2298 | 11606.5106 | 3.7419 | 3843 | 6520.9399 | 5.7114 | No | No | No | Keep | 2497.2755 | 2 | 64.98% | 390 |  | 30.34% | 6520.9399 | 2.7783 | 6.2594 | 471.7971 | 71.5604 | M | 10 |  | 10 | 2.0935 | 4.0477 | 5.7505 | 7.1355 | 8.1871 | 8.9324 | 9.4255 | 9.73 | 9.9055 | 10
6 | 320 | 335 | 320 335 Roof Insulation / College | 0 | 0 | -1743.614 | 154.406 | 164.656 | 301.7 | 348.5613 | 358.7908 | 424.4919 | 462.3279 | 464.4841 | 386.8279 | 416.6248 | 372.7185 | 500.656 | 386.031 | 428.8748 | 402.9685 | 504.4998 | 516.1248 | 528.3123 | 534.031 | 0 | 0 | 0 | 0 | 0 | 0 | 0 | 0 | 5913.4733 | 2271.2008 | 2.1982 | 1505.52 | 2400.6823 | 6.0777 | No | No | No | Keep | 1010.0919 | 2 | 67.09% | 390 |  | 30.34% | 2400.6823 | 1.2901 | 0.76265 | 471.7971 | 71.5604 | M | 135 |  | 135 | 28.2623 | 54.6441 | 77.632 | 96.3299 | 110.5263 | 120.5879 | 127.2444 | 131.3551 | 133.7248 | 135
6 | 340 | 344 | 340 344 Aerosol Duct Sealing / College | 0 | 0 | -504.0812 | 274.2188 | 301.9688 | 388.9112 | 416.1173 | 440.8526 | 487.8751 | 517.3907 | 530.2422 | 495.2501 | 519.4376 | 507.0782 | 585.6251 | 530.3126 | 562.4063 | 0 | 0 | 0 | 0 | 0 | 0 | 0 | 0 | 0 | 0 | 0 | 0 | 0 | 6053.6057 | 3537.629 | 5.5703 | 384.05 | 5434.4965 | 0.68488 | Yes | Yes | Yes | Drop | NA | NA | NA | NA |  | 5.628% | 5434.4965 | 0.33884 | 0.37163 | 46.9025 | NA | M | NA |  | NA | NA | NA | NA | NA | NA | NA | NA | NA | NA | NA
6 | 340 | 345 | 340 345 Duct/Pipe Insulation / College | 0 | 0 | -31090.5192 | 56.7308 | 61.9808 | 86.4856 | 94.1546 | 98.471 | 110.8089 | 118.9299 | 120.9924 | 110.3361 | 0 | 0 | 0 | 0 | 0 | 0 | 0 | 0 | 0 | 0 | 0 | 0 | 0 | 0 | 0 | 0 | 0 | 0 | -30231.6293 | -30476.6904 | 0.021489 | 30756 | 1059.1053 | 281.4328 | No | No | No | Drop | NA | NA | NA | NA |  | 5.628% | 1059.1053 | 0.21467 | 0.006021 | 43.2946 | NA | M | NA |  | NA | NA | NA | NA | NA | NA | NA | NA | NA | NA | NA
6 | 340 | 349 | 340 349 Ceiling Insulation / College | 0 | 0 | -3752.0281 | 487.5969 | 515.8469 | 1170.2268 | 1408.758 | 1436.6731 | 1746.5344 | 1920.05 | 1910.4328 | 1515.6282 | 1652.5188 | 1416.0032 | 2053.7529 | 1469.3782 | 1668.7532 | 1385.8157 | 2022.8157 | 2064.4407 | 2104.4407 | 2105.0344 | 0 | 0 | 0 | 0 | 0 | 0 | 0 | 0 | 26302.6725 | 11961.5618 | 3.8258 | 3843 | 6667.4134 | 5.5859 | No | No | No | Keep | 2467.0478 | 2 | 64.2% | 390 |  | 30.34% | 6667.4134 | 2.8408 | 6.4 | 28.8631 | 4.3778 | M | 0 |  | 0 | 0 | 0 | 0 | 0 | 0 | 0 | 0 | 0 | 0 | 0
6 | 340 | 351 | 340 351 Cool Roof - DX / College | 0 | 0 | -13197.2006 | 810.8494 | 868.8494 | 1549.8645 | 1776.7781 | 1836.9285 | 2156.1463 | 2348.7869 | 2362.0447 | 1984.3494 | 2131.3963 | 1918.2713 | 2553.0054 | 1987.9119 | 2201.0218 | 0 | 0 | 0 | 0 | 0 | 0 | 0 | 0 | 0 | 0 | 0 | 0 | 0 | 13289.0033 | 3000.2771 | 1.2144 | 13606.8 | 12839.1046 | 10.2708 | No | No | No | Keep | 10957.1976 | 2 | 80.53% | 390 |  | 30.34% | 12839.1046 | 6.363 | 0 | 45.2778 | 6.8676 | M | 45 |  | 45 | 9.4208 | 18.2147 | 25.8773 | 32.11 | 36.8421 | 40.196 | 42.4148 | 43.785 | 44.5749 | 45
6 | 360 | 361 | 360 361 HE PTAC, EER=9.6, 1 ton / College | 0 | 0 | -2824.4174 | 550.0876 | 589.8376 | 1045.5358 | 1196.8405 | 1238.0407 | 1452.4079 | 1580.818 | 1590.193 | 1337.7711 | 1436.568 | 1294.7555 | 1718.3024 | 1342.2399 | 1484.3649 | 0 | 0 | 0 | 0 | 0 | 0 | 0 | 0 | 0 | 0 | 0 | 0 | 0 | 15033.3451 | 8098.2058 | 3.4053 | 2976.88 | 8735.6942 | 3.3025 | No | No | No | Keep | 1174.0972 | 2 | 39.44% | 390 |  | 30.34% | 8735.6942 | 4.2532 | 0.29917 | 641.872 | 97.3567 | M | 297 |  | 297 | 62.1771 | 120.2171 | 170.7905 | 211.9257 | 243.1579 | 265.2933 | 279.9376 | 288.9813 | 294.1947 | 297
6 | 400 | 402 | 400 402 Variable Speed Drive Control / College | 0 | 0 | -2437.9043 | 324.0757 | 356.7007 | 460.0396 | 491.3286 | 521.1675 | 576.0523 | 612.1929 | 626.5366 | 585.5132 | 613.4819 | 598.6226 | 692.2007 | 626.6069 | 665.0132 | 0 | 0 | 0 | 0 | 0 | 0 | 0 | 0 | 0 | 0 | 0 | 0 | 0 | 5311.6282 | 2338.3858 | 1.8482 | 2366.73 | 6422.2795 | 3.5714 | No | No | No | Keep | 1041.366 | 2 | 44% | 390 |  | 30.34% | 6422.2795 | 0.18974 | 0.16444 | 2791.1953 | 423.3577 | N | 249 |  | 249 | 52.1282 | 100.7881 | 143.188 | 177.6751 | 203.8597 | 222.4176 | 234.6952 | 242.2773 | 246.6481 | 249
6 | 400 | 403 | 400 403 Air Handler Optimization / College | 0 | 0 | -597.6086 | 94.5164 | 103.6414 | 134.0076 | 142.7254 | 151.3543 | 167.407 | 177.6648 | 0 | 0 | 0 | 0 | 0 | 0 | 0 | 0 | 0 | 0 | 0 | 0 | 0 | 0 | 0 | 0 | 0 | 0 | 0 | 0 | 373.7082 | 144.9755 | 1.2101 | 300 | 1866.35 | 1.5578 | No | Yes | Yes | Drop | NA | NA | NA | NA |  | 5.628% | 1866.35 | 0.05514 | 0.047789 | 3565.2987 | NA | N | NA |  | NA | NA | NA | NA | NA | NA | NA | NA | NA | NA | NA
6 | 400 | 404 | 400 404 Electronically Commutated Motors (ECM) on an Air Handler Unit / College | 0 | 0 | -822.7292 | 132.7608 | 146.5108 | 188.6124 | 201.3975 | 213.8077 | 235.878 | 250.8664 | 256.9211 | 240.2961 | 251.3586 | 245.1711 | 283.6711 | 256.4523 | 272.2648 | 0 | 0 | 0 | 0 | 0 | 0 | 0 | 0 | 0 | 0 | 0 | 0 | 0 | 2353.2393 | 1134.9484 | 2.1903 | 563.49 | 2633.7034 | 2.0735 | No | No | Yes | Keep | 19.9734 | 2 | 3.545% | 390 |  | 30.34% | 2633.7034 | 0.30193 | 0 | 6338.3087 | 961.3702 | M | 25 |  | 25 | 5.2338 | 10.1193 | 14.3763 | 17.8389 | 20.4678 | 22.3311 | 23.5638 | 24.325 | 24.7639 | 25
6 | 400 | 405 | 400 405 Demand Control Ventilation (DCV) / College | 0 | 0 | -23771.6658 | 215.8342 | 227.4592 | 541.9968 | 657.7932 | 668.6164 | 818.0686 | 900.5373 | 893.9123 | 703.3498 | 768.9123 | 652.3655 | 960.6467 | 677.7717 | 773.0842 | 0 | 0 | 0 | 0 | 0 | 0 | 0 | 0 | 0 | 0 | 0 | 0 | 0 | -14311.317 | -18020.2326 | 0.24866 | 23594 | 2839.9246 | 80.5154 | No | No | No | Drop | NA | NA | NA | NA |  | 5.628% | 2839.9246 | 6.4426 | 3.882 | 3565.2987 | NA | M | NA |  | NA | NA | NA | NA | NA | NA | NA | NA | NA | NA | NA
6 | 400 | 406 | 400 406 Energy Recovery Ventilation (ERV) / College | 0 | 0 | -2856.4007 | 98.9693 | 104.0943 | 248.272 | 301.0464 | 305.2691 | 374.274 | 410.9186 | 409.1061 | 321.5671 | 351.8796 | 298.0514 | 439.0358 | 309.0671 | 352.6921 | 284.3795 | 430.5983 | 438.6296 | 448.2858 | 447.5358 | 0 | 0 | 0 | 0 | 0 | 0 | 0 | 0 | 3517.2712 | 474.8118 | 1.1608 | 2563.37 | 1298.1486 | 19.1369 | No | No | No | Keep | 2295.4714 | 2 | 89.55% | 390 |  | 30.34% | 1298.1486 | 2.945 | 1.7745 | 3565.2987 | 540.7707 | M | 30 |  | 30 | 6.2805 | 12.1431 | 17.2516 | 21.4066 | 24.5614 | 26.7973 | 28.2765 | 29.19 | 29.7166 | 30
6 | 600 | 603 | 600 603 Heat Pump Water Heater (air source) / College | 0 | 0 | -699.6655 | 151.5745 | 166.5745 | 215.2689 | 230.1985 | 243.64 | 269.512 | 286.4105 | 293.3714 | 273.7308 | 286.9183 | 280.1683 | 323.3558 | 292.4808 | 310.637 | 0 | 0 | 0 | 0 | 0 | 0 | 0 | 0 | 0 | 0 | 0 | 0 | 0 | 2924.1758 | 1534.0604 | 2.8075 | 458.74 | 2988.7543 | 1.4875 | No | Yes | Yes | Drop | NA | NA | NA | NA |  | 5.628% | 2988.7543 | 0.3607 | 0.40125 | 4294.1566 | NA | N | NA |  | NA | NA | NA | NA | NA | NA | NA | NA | NA | NA | NA
6 | 600 | 606 | 600 606 Demand controlled circulating systems / College | 0 | 0 | -406.0588 | 11.2012 | 12.0762 | 15.333 | 16.4385 | 16.9453 | 19.1856 | 19.8028 | 20.2871 | 19.5293 | 20.3418 | 19.3262 | 22.5137 | 20.7012 | 21.6236 | 0 | 0 | 0 | 0 | 0 | 0 | 0 | 0 | 0 | 0 | 0 | 0 | 0 | -150.7534 | -248.2772 | 0.40427 | 26.76 | 211.5941 | 1.2257 | No | Yes | Yes | Drop | NA | NA | NA | NA |  | 5.628% | 211.5941 | 0.02579 | 0.028408 | 2237.4816 | NA | N | NA |  | NA | NA | NA | NA | NA | NA | NA | NA | NA | NA | NA
6 | 600 | 608 | 600 608 Heat Recovery Unit / College | 0 | 0 | -1044.6196 | 165.7554 | 182.6304 | 235.4985 | 251.5982 | 266.7446 | 295.0913 | 313.3491 | 321.8413 | 300.646 | 0 | 0 | 0 | 0 | 0 | 0 | 0 | 0 | 0 | 0 | 0 | 0 | 0 | 0 | 0 | 0 | 0 | 0 | 1288.5353 | 629.0762 | 1.5208 | 818 | 3274.1131 | 2.4213 | No | No | Yes | Keep | 142.3222 | 2 | 17.4% | 390 |  | 30.34% | 3274.1131 | 0.39653 | 0.43957 | 2542.5927 | 385.6507 | N | 3 |  | 3 | 0.62805 | 1.2143 | 1.7252 | 2.1407 | 2.4561 | 2.6797 | 2.8277 | 2.919 | 2.9717 | 3
6 | 600 | 609 | 600 609 Heat Trap / College | 0 | 0 | -372.1682 | 19.6968 | 21.3218 | 27.9214 | 29.8443 | 31.1148 | 34.4937 | 36.4468 | 37.7437 | 35.3218 | 0 | 0 | 0 | 0 | 0 | 0 | 0 | 0 | 0 | 0 | 0 | 0 | 0 | 0 | 0 | 0 | 0 | 0 | -98.2633 | -175.5724 | 0.55124 | 1.24 | 383.1339 | 0.031366 | Yes | Yes | Yes | Drop | NA | NA | NA | NA |  | 5.628% | 383.1339 | 0.046564 | 0.051438 | 2542.5927 | NA | N | NA |  | NA | NA | NA | NA | NA | NA | NA | NA | NA | NA | NA
6 | 600 | 610 | 600 610 Hot Water Pipe Insulation / College | 0 | 0 | -418.8663 | 4.3587 | 4.9837 | 6.5569 | 6.8685 | 6.6146 | 7.3118 | 7.4134 | 8.3665 | 7.9212 | 7.9524 | 8.2806 | 8.2337 | 8.0774 | 8.1087 | 0 | 0 | 0 | 0 | 0 | 0 | 0 | 0 | 0 | 0 | 0 | 0 | 0 | -317.8181 | -356.136 | 0.15827 | 33.1 | 83.6879 | 3.8331 | No | No | No | Drop | NA | NA | NA | NA |  | 5.628% | 83.6879 | 0.01017 | 0.011236 | 2542.5927 | NA | M | NA |  | NA | NA | NA | NA | NA | NA | NA | NA | NA | NA | NA
6 | 700 | 701 | 700 701 PC Manual Power Management Enabling / College | 0 | 0 | -288.4518 | 305.5482 | 336.6732 | 432.973 | 0 | 0 | 0 | 0 | 0 | 0 | 0 | 0 | 0 | 0 | 0 | 0 | 0 | 0 | 0 | 0 | 0 | 0 | 0 | 0 | 0 | 0 | 0 | 0 | 786.7427 | 654.3795 | 2.111 | 199 | 6052.5259 | 0.31864 | Yes | Yes | Yes | Drop | NA | NA | NA | NA |  | 5.628% | 6052.5259 | 0.54706 | 0.70901 | 3565.2987 | NA | N | NA |  | NA | NA | NA | NA | NA | NA | NA | NA | NA | NA | NA
6 | 700 | 702 | 700 702 PC Network Power Management Enabling / College | 0 | 0 | -188.9518 | 305.5482 | 336.6732 | 432.973 | 0 | 0 | 0 | 0 | 0 | 0 | 0 | 0 | 0 | 0 | 0 | 0 | 0 | 0 | 0 | 0 | 0 | 0 | 0 | 0 | 0 | 0 | 0 | 0 | 886.2427 | 753.8795 | 2.5401 | 99.5 | 6052.5259 | 0.15932 | Yes | Yes | Yes | Drop | NA | NA | NA | NA |  | 5.628% | 6052.5259 | 0.54706 | 0.70901 | 3565.2987 | NA | N | NA |  | NA | NA | NA | NA | NA | NA | NA | NA | NA | NA | NA
6 | 710 | 711 | 710 711 Energy Star or Better Monitor / College | 0 | 0 | 44.627 | 442.127 | 486.252 | 630.4766 | 0 | 0 | 0 | 0 | 0 | 0 | 0 | 0 | 0 | 0 | 0 | 0 | 0 | 0 | 0 | 0 | 0 | 0 | 0 | 0 | 0 | 0 | 0 | 0 | 1603.4825 | 1411.3815 | 4.6189 | 0 | 8700.6522 | 0 | Yes | Yes | Yes | Drop | NA | NA | NA | NA |  | 5.628% | 8700.6522 | 1.1945 | 1.0192 | 316.9154 | NA | M | NA |  | NA | NA | NA | NA | NA | NA | NA | NA | NA | NA | NA
6 | 710 | 712 | 710 712 Monitor Power Management Enabling / College | 0 | 0 | -297.1623 | 286.5127 | 315.6377 | 406.6426 | 0 | 0 | 0 | 0 | 0 | 0 | 0 | 0 | 0 | 0 | 0 | 0 | 0 | 0 | 0 | 0 | 0 | 0 | 0 | 0 | 0 | 0 | 0 | 0 | 711.6307 | 587.4106 | 2.0144 | 189.05 | 5679.36 | 0.3226 | Yes | Yes | Yes | Drop | NA | NA | NA | NA |  | 5.628% | 5679.36 | 0.51333 | 0.6653 | 1901.4926 | NA | N | NA |  | NA | NA | NA | NA | NA | NA | NA | NA | NA | NA | NA
6 | 720 | 721 | 720 721 Energy Star or Better Monitor / College | 0 | 0 | -390 | 0 | 0 | 0 | 0 | 0 | 0 | 0 | 0 | 0 | 0 | 0 | 0 | 0 | 0 | 0 | 0 | 0 | 0 | 0 | 0 | 0 | 0 | 0 | 0 | 0 | 0 | 0 | -390 | -390 | 0 | 0 | 0.66316 | 0 | Yes | Yes | Yes | Drop | NA | NA | NA | NA |  | 5.628% | 0.66316 | 9.1046e-05 | 7.7682e-05 | 316.9154 | NA | M | NA |  | NA | NA | NA | NA | NA | NA | NA | NA | NA | NA | NA
6 | 720 | 722 | 720 722 Monitor Power Management Enabling / College | 0 | 0 | -399.4137 | 0.53626 | 0.53626 | 0.84095 | 0 | 0 | 0 | 0 | 0 | 0 | 0 | 0 | 0 | 0 | 0 | 0 | 0 | 0 | 0 | 0 | 0 | 0 | 0 | 0 | 0 | 0 | 0 | 0 | -397.5003 | -397.74 | 0.0055256 | 9.95 | 9.4054 | 10.2525 | No | No | No | Drop | NA | NA | NA | NA |  | 5.628% | 9.4054 | 0.00085011 | 0.0011018 | 1901.4926 | NA | N | NA |  | NA | NA | NA | NA | NA | NA | NA | NA | NA | NA | NA
6 | 730 | 732 | 730 732 Copier Power Management Enabling / College | 0 | 0 | -428.991 | 13.189 | 13.939 | 18.5083 | 19.3169 | 20.6402 | 0 | 0 | 0 | 0 | 0 | 0 | 0 | 0 | 0 | 0 | 0 | 0 | 0 | 0 | 0 | 0 | 0 | 0 | 0 | 0 | 0 | 0 | -343.3975 | -358.8408 | 0.18801 | 51.93 | 252.8494 | 1.9904 | No | Yes | Yes | Drop | NA | NA | NA | NA |  | 5.628% | 252.8494 | 0.022854 | 0.02962 | 3137.4628 | NA | N | NA |  | NA | NA | NA | NA | NA | NA | NA | NA | NA | NA | NA
6 | 740 | 741 | 740 741 Printer Power Management Enabling / College | 0 | 0 | -578.2218 | 189.8432 | 208.5932 | 269.0249 | 287.2973 | 0 | 0 | 0 | 0 | 0 | 0 | 0 | 0 | 0 | 0 | 0 | 0 | 0 | 0 | 0 | 0 | 0 | 0 | 0 | 0 | 0 | 0 | 0 | 376.5368 | 230.6934 | 1.3017 | 374.69 | 3755.4399 | 0.96693 | Yes | Yes | Yes | Drop | NA | NA | NA | NA |  | 5.628% | 3755.4399 | 0.33944 | 0.43993 | 2186.7165 | NA | N | NA |  | NA | NA | NA | NA | NA | NA | NA | NA | NA | NA | NA
6 | 800 | 801 | 800 801 Convection Oven / College | 0 | 0 | -130446.5865 | 5.4635 | 6.0885 | 7.7242 | 8.7955 | 7.8004 | 10.0103 | 9.8813 | 10.811 | 9.8657 | 0 | 0 | 0 | 0 | 0 | 0 | 0 | 0 | 0 | 0 | 0 | 0 | 0 | 0 | 0 | 0 | 0 | 0 | -130370.1462 | -130391.7202 | 0.00046055 | 130061.8 | 98.4311 | 12805.6494 | No | No | No | Drop | NA | NA | NA | NA |  | 5.628% | 98.4311 | 0.017273 | 0.0036567 | 5223.3781 | NA | N | NA |  | NA | NA | NA | NA | NA | NA | NA | NA | NA | NA | NA
6 | 810 | 811 | 810 811 Efficient Fryer / College | 0 | 0 | -42208.2075 | 1.3225 | 1.5725 | 1.2356 | 2.0237 | 1.7688 | 2.0647 | 1.9007 | 2.5413 | 1.9788 | 0 | 0 | 0 | 0 | 0 | 0 | 0 | 0 | 0 | 0 | 0 | 0 | 0 | 0 | 0 | 0 | 0 | 0 | -42191.7989 | -42196.3758 | 0.00031164 | 41819.53 | 20.826 | 19460.6223 | No | No | No | Drop | NA | NA | NA | NA |  | 5.628% | 20.826 | 0.0036546 | 0.00077368 | 5223.3781 | NA | N | NA |  | NA | NA | NA | NA | NA | NA | NA | NA | NA | NA | NA
6 | 900 | 901 | 900 901 Vending Misers (cooled machines only) / College | 0 | 0 | -426.1556 | 26.3094 | 28.6844 | 37.2665 | 39.9891 | 42.0184 | 46.4579 | 49.2235 | 50.8251 | 47.7938 | 0 | 0 | 0 | 0 | 0 | 0 | 0 | 0 | 0 | 0 | 0 | 0 | 0 | 0 | 0 | 0 | 0 | 0 | -57.5875 | -161.7592 | 0.6422 | 62.09 | 518.8492 | 1.1598 | No | Yes | Yes | Drop | NA | NA | NA | NA |  | 5.628% | 518.8492 | 0.039718 | 0.053875 | 3327.6121 | NA | N | NA |  | NA | NA | NA | NA | NA | NA | NA | NA | NA | NA | NA
7 | 110 | 111 | 110 111 Premium T8, Electronic Ballast / Hospital | 0 | 0 | -7128.0638 | 734.8312 | 796.8312 | 1239.7052 | 1383.8625 | 1444.9435 | 1658.9796 | 1790.4953 | 1813.3156 | 1582.6906 | 1684.7062 | 1564.1593 | 0 | 0 | 0 | 0 | 0 | 0 | 0 | 0 | 0 | 0 | 0 | 0 | 0 | 0 | 0 | 0 | 8566.4562 | 3405.5135 | 1.4337 | 7462.27 | 12896.3712 | 5.6077 | No | No | No | Keep | 4800.8495 | 2 | 64.33% | 390 |  | 30.34% | 12896.3712 | 4.0235 | 2.0476 | 499.278 | 75.7286 | M | 6 |  | 6 | 1.2561 | 2.4286 | 3.4503 | 4.2813 | 4.9123 | 5.3595 | 5.6553 | 5.838 | 5.9433 | 6
7 | 110 | 114 | 110 114 Continuous Dimming / Hospital | 0 | 0 | -41882.5892 | 1497.3308 | 1643.8308 | 2215.4558 | 2388.156 | 2525.0046 | 2812.7996 | 3003.1239 | 3066.2411 | 0 | 0 | 0 | 0 | 0 | 0 | 0 | 0 | 0 | 0 | 0 | 0 | 0 | 0 | 0 | 0 | 0 | 0 | 0 | -22730.6468 | -27758.4602 | 0.35979 | 42968.42 | 28655.4738 | 14.532 | No | No | No | Drop | NA | NA | NA | NA |  | 5.628% | 28655.4738 | 4.8623 | 2.8625 | 65.7651 | NA | N | NA |  | NA | NA | NA | NA | NA | NA | NA | NA | NA | NA | NA
7 | 110 | 115 | 110 115 Lighting Control Tuneup / Hospital | 0 | 0 | -380.4835 | 156.0165 | 170.7665 | 231.4872 | 250.8368 | 264.2577 | 0 | 0 | 0 | 0 | 0 | 0 | 0 | 0 | 0 | 0 | 0 | 0 | 0 | 0 | 0 | 0 | 0 | 0 | 0 | 0 | 0 | 0 | 692.881 | 497.0026 | 1.9307 | 144 | 2970.3858 | 0.46982 | Yes | Yes | Yes | Drop | NA | NA | NA | NA |  | 5.628% | 2970.3858 | 0.52208 | 0.29673 | 65.7651 | NA | N | NA |  | NA | NA | NA | NA | NA | NA | NA | NA | NA | NA | NA
7 | 120 | 121 | 120 121 ROB Premium T8, 1EB / Hospital | 0 | 0 | -797.6059 | 317.7541 | 344.6291 | 535.862 | 598.5773 | 623.9533 | 717.3479 | 774.1604 | 783.4338 | 684.051 | 728.3947 | 676.0041 | 0 | 0 | 0 | 0 | 0 | 0 | 0 | 0 | 0 | 0 | 0 | 0 | 0 | 0 | 0 | 0 | 5986.5613 | 3755.7774 | 4.381 | 720.86 | 5573.3944 | 1.2535 | No | Yes | Yes | Drop | NA | NA | NA | NA |  | 5.628% | 5573.3944 | 1.7388 | 0.88489 | 208.0325 | NA | M | NA |  | NA | NA | NA | NA | NA | NA | NA | NA | NA | NA | NA
7 | 120 | 122 | 120 122 ROB Premium T8, EB, Reflector / Hospital | 0 | 0 | -1598.3776 | 1282.6524 | 1390.7774 | 2164.0626 | 2415.0274 | 2521.3409 | 2893.8004 | 3125.9804 | 3164.3864 | 2761.9962 | 2939.8555 | 2730.0743 | 0 | 0 | 0 | 0 | 0 | 0 | 0 | 0 | 0 | 0 | 0 | 0 | 0 | 0 | 0 | 0 | 25791.5763 | 16784.8425 | 6.8657 | 2471.53 | 22508.8755 | 1.0641 | No | Yes | Yes | Drop | NA | NA | NA | NA |  | 5.628% | 22508.8755 | 7.0225 | 3.5738 | 43.8434 | NA | M | NA |  | NA | NA | NA | NA | NA | NA | NA | NA | NA | NA | NA
7 | 120 | 123 | 120 123 Occupancy Sensor / Hospital | 0 | 0 | -4618.419 | 411.701 | 445.951 | 706.3612 | 790.494 | 824.3358 | 950.0526 | 0 | 0 | 0 | 0 | 0 | 0 | 0 | 0 | 0 | 0 | 0 | 0 | 0 | 0 | 0 | 0 | 0 | 0 | 0 | 0 | 0 | -489.5233 | -1382.4902 | 0.72483 | 4634.12 | 7122.7265 | 6.3053 | No | No | No | Drop | NA | NA | NA | NA |  | 5.628% | 7122.7265 | 2.375 | 0.71152 | 100.3781 | NA | M | NA |  | NA | NA | NA | NA | NA | NA | NA | NA | NA | NA | NA
7 | 120 | 124 | 120 124 Lighting Control Tuneup / Hospital | 0 | 0 | -440.2385 | 95.2615 | 104.2615 | 140.7879 | 151.4881 | 160.3494 | 0 | 0 | 0 | 0 | 0 | 0 | 0 | 0 | 0 | 0 | 0 | 0 | 0 | 0 | 0 | 0 | 0 | 0 | 0 | 0 | 0 | 0 | 211.91 | 93.0447 | 1.1742 | 144 | 1818.8999 | 0.76725 | Yes | Yes | Yes | Drop | NA | NA | NA | NA |  | 5.628% | 1818.8999 | 0.30864 | 0.1817 | 21.9217 | NA | N | NA |  | NA | NA | NA | NA | NA | NA | NA | NA | NA | NA | NA
7 | 130 | 131 | 130 131 CFL Screw-in 18W / Hospital | 0 | 0 | 735.235 | 0 | 0 | 0 | 0 | 0 | 0 | 0 | 0 | 0 | 0 | 0 | 0 | 0 | 0 | 0 | 0 | 0 | 0 | 0 | 0 | 0 | 0 | 0 | 0 | 0 | 0 | 0 | 735.235 | 735.235 | 1.1412 | 4815.51 | 100320.8956 | 0.46519 | Yes | Yes | Yes | Drop | NA | NA | NA | NA |  | 5.628% | 100320.8956 | 40.1706 | 27.0004 | 21.5433 | NA | M | NA |  | NA | NA | NA | NA | NA | NA | NA | NA | NA | NA | NA
7 | 150 | 151 | 150 151 PSMH, 250W, magnetic ballast / Hospital | 0 | 0 | 246.1956 | 1223.0456 | 1343.5456 | 1809.7727 | 1951.2839 | 2062.5876 | 2298.4519 | 2453.8229 | 0 | 0 | 0 | 0 | 0 | 0 | 0 | 0 | 0 | 0 | 0 | 0 | 0 | 0 | 0 | 0 | 0 | 0 | 0 | 0 | 13388.7061 | 10268.1483 | 11.6949 | 570.1 | 23413.5982 | 0.23598 | Yes | Yes | Yes | Drop | NA | NA | NA | NA |  | 5.628% | 23413.5982 | 3.9729 | 2.3389 | 12.9366 | NA | M | NA |  | NA | NA | NA | NA | NA | NA | NA | NA | NA | NA | NA
7 | 150 | 152 | 150 152 PSMH, 250 W, electronic ballast / Hospital | 0 | 0 | -1920.966 | 1414.109 | 1552.859 | 2092.3351 | 2255.4635 | 2384.7223 | 2657.4293 | 2836.5113 | 0 | 0 | 0 | 0 | 0 | 0 | 0 | 0 | 0 | 0 | 0 | 0 | 0 | 0 | 0 | 0 | 0 | 0 | 0 | 0 | 13272.4634 | 9664.9308 | 3.9153 | 2925.2 | 27064.0741 | 1.0475 | No | Yes | Yes | Drop | NA | NA | NA | NA |  | 5.628% | 27064.0741 | 4.5923 | 2.7036 | 13.4813 | NA | M | NA |  | NA | NA | NA | NA | NA | NA | NA | NA | NA | NA | NA
7 | 150 | 153 | 150 153 High Bay T5 / Hospital | 0 | 0 | 58.914 | 1776.139 | 1925.639 | 2997.0443 | 3343.3651 | 3492.3675 | 4006.912 | 4328.4561 | 0 | 0 | 0 | 0 | 0 | 0 | 0 | 0 | 0 | 0 | 0 | 0 | 0 | 0 | 0 | 0 | 0 | 0 | 0 | 0 | 21928.837 | 16609.188 | 10.8273 | 1300.1 | 31172.9049 | 0.40419 | Yes | Yes | Yes | Drop | NA | NA | NA | NA |  | 5.628% | 31172.9049 | 9.7256 | 4.9493 | 12.9366 | NA | N | NA |  | NA | NA | NA | NA | NA | NA | NA | NA | NA | NA | NA
7 | 160 | 161 | 160 161 LED Exit Sign / Hospital | 0 | 0 | -431.7397 | 0.91529 | 0.79029 | 0.84498 | 1.3694 | 0.37135 | 1.2747 | 1.0753 | 1.7316 | 1.2394 | 0.98939 | 0.91126 | 1.13 | 1.4113 | 1.2399 | 1.1774 | 0 | 0 | 0 | 0 | 0 | 0 | 0 | 0 | 0 | 0 | 0 | 0 | -415.2682 | -421.7012 | 0.025036 | 42.53 | 13.4897 | 30.5547 | No | No | No | Drop | NA | NA | NA | NA |  | 5.628% | 13.4897 | 0.0073803 | 0.0017902 | 720.1471 | NA | N | NA |  | NA | NA | NA | NA | NA | NA | NA | NA | NA | NA | NA
7 | 200 | 201 | 200 201 High Pressure Sodium 250W Lamp / Hospital | 0 | 0 | -464.8104 | 9.6246 | 9.9996 | 13.5455 | 14.3336 | 0 | 0 | 0 | 0 | 0 | 0 | 0 | 0 | 0 | 0 | 0 | 0 | 0 | 0 | 0 | 0 | 0 | 0 | 0 | 0 | 0 | 0 | 0 | -417.307 | -424.5658 | 0.10393 | 83.81 | 179.9436 | 4.5138 | No | No | No | Drop | NA | NA | NA | NA |  | 5.628% | 179.9436 | 0.0098825 | 0.0059449 | 910.3988 | NA | M | NA |  | NA | NA | NA | NA | NA | NA | NA | NA | NA | NA | NA
7 | 200 | 202 | 200 202 Outdoor Lighting Controls (Photocell/Timeclock) / Hospital | 0 | 0 | -397.9322 | 7.7578 | 7.8828 | 10.622 | 11.1455 | 0 | 0 | 0 | 0 | 0 | 0 | 0 | 0 | 0 | 0 | 0 | 0 | 0 | 0 | 0 | 0 | 0 | 0 | 0 | 0 | 0 | 0 | 0 | -360.5241 | -366.213 | 0.096194 | 15.19 | 142.1495 | 1.0356 | No | Yes | Yes | Drop | NA | NA | NA | NA |  | 5.628% | 142.1495 | 0.0078069 | 0.0046962 | 90.1373 | NA | N | NA |  | NA | NA | NA | NA | NA | NA | NA | NA | NA | NA | NA
7 | 210 | 211 | 210 211 Outdoor Lighting Controls (Photocell/Timeclock) / Hospital | 0 | 0 | -646.6848 | 48.1352 | 53.1352 | 68.476 | 73.3275 | 0 | 0 | 0 | 0 | 0 | 0 | 0 | 0 | 0 | 0 | 0 | 0 | 0 | 0 | 0 | 0 | 0 | 0 | 0 | 0 | 0 | 0 | 0 | -403.611 | -440.7711 | 0.36472 | 303.82 | 954.9135 | 3.0834 | No | No | No | Drop | NA | NA | NA | NA |  | 5.628% | 954.9135 | 0.052446 | 3.1549e-08 | 90.1373 | NA | N | NA |  | NA | NA | NA | NA | NA | NA | NA | NA | NA | NA | NA
7 | 300 | 301 | 300 301 Centrifugal Chiller, 0.51 kW/ton, 500 tons / Hospital | 0 | 0 | -1670.4859 | 1019.5941 | 1104.3441 | 1732.8548 | 1937.0682 | 2020.7562 | 2323.4925 | 2510.1019 | 2539.18 | 2211.8597 | 2355.141 | 2182.891 | 2763.5941 | 2270.0004 | 2473.5941 | 2433.5941 | 2841.5941 | 2916.7504 | 2990.0004 | 3043.0316 | 0 | 0 | 0 | 0 | 0 | 0 | 0 | 0 | 41998.9568 | 21281.4501 | 8.9569 | 2284.58 | 17779.9999 | 1.2453 | No | Yes | Yes | Drop | NA | NA | NA | NA |  | 5.628% | 17779.9999 | 5.7163 | 0.018571 | 627.364 | NA | M | NA |  | NA | NA | NA | NA | NA | NA | NA | NA | NA | NA | NA
7 | 300 | 302 | 300 302 High Efficiency Chiller Motors / Hospital | 0 | 0 | -962.8878 | 240.4922 | 263.6172 | 356.8535 | 385.7861 | 406.0459 | 454.7266 | 484.957 | 495.2616 | 453.785 | 477.66 | 460.0194 | 543.7382 | 479.9257 | 511.8783 | 518.9095 | 573.1283 | 589.972 | 606.6908 | 622.6595 | 0 | 0 | 0 | 0 | 0 | 0 | 0 | 0 | 7963.2191 | 3742.6505 | 4.1198 | 809.63 | 4582.1126 | 1.7124 | No | Yes | Yes | Drop | NA | NA | NA | NA |  | 5.628% | 4582.1126 | 0.79811 | 0 | 664.2678 | NA | N | NA |  | NA | NA | NA | NA | NA | NA | NA | NA | NA | NA | NA
7 | 300 | 304 | 300 304 EMS - Chiller / Hospital | 0 | 0 | -2062.7028 | 831.6822 | 913.0572 | 1224.4649 | 1318.4146 | 1394.0816 | 1552.9166 | 1655.9244 | 1691.4478 | 1555.3072 | 0 | 0 | 0 | 0 | 0 | 0 | 0 | 0 | 0 | 0 | 0 | 0 | 0 | 0 | 0 | 0 | 0 | 0 | 10074.594 | 6628.6913 | 3.2998 | 2492.26 | 15937.9289 | 1.5155 | No | Yes | Yes | Drop | NA | NA | NA | NA |  | 5.628% | 15937.9289 | 2.6424 | 0.30258 | 55.673 | NA | N | NA |  | NA | NA | NA | NA | NA | NA | NA | NA | NA | NA | NA
7 | 300 | 305 | 300 305 Chiller Tune Up/Diagnostics / Hospital | 0 | 0 | -490.2455 | 913.6295 | 963.0045 | 2296.2008 | 2788.3165 | 2836.1432 | 3467.6525 | 3818.7075 | 3790.8245 | 2975.9735 | 0 | 0 | 0 | 0 | 0 | 0 | 0 | 0 | 0 | 0 | 0 | 0 | 0 | 0 | 0 | 0 | 0 | 0 | 23360.207 | 16199.2157 | 12.6541 | 1000 | 12054.5068 | 0.80396 | Yes | Yes | Yes | Drop | NA | NA | NA | NA |  | 5.628% | 12054.5068 | 13.6651 | 0.11442 | 276.7782 | NA | N | NA |  | NA | NA | NA | NA | NA | NA | NA | NA | NA | NA | NA
7 | 300 | 306 | 300 306 VSD for Chiller Pumps and Towers / Hospital | 0 | 0 | -1361.1797 | 785.0353 | 861.7853 | 1155.8688 | 1244.3693 | 1315.4874 | 1465.2072 | 1562.8046 | 1596.3437 | 1467.75 | 1544.3906 | 1491.6718 | 1756.7187 | 1556.8125 | 1660.3125 | 0 | 0 | 0 | 0 | 0 | 0 | 0 | 0 | 0 | 0 | 0 | 0 | 0 | 18103.378 | 10624.8479 | 5.9775 | 1744.59 | 15039.6958 | 1.1242 | No | Yes | Yes | Drop | NA | NA | NA | NA |  | 5.628% | 15039.6958 | 2.4935 | 0.071382 | 341.716 | NA | N | NA |  | NA | NA | NA | NA | NA | NA | NA | NA | NA | NA | NA
7 | 300 | 307 | 300 307 EMS Optimization / Hospital | 0 | 0 | -321.6884 | 374.6866 | 412.1866 | 531.4219 | 567.4171 | 0 | 0 | 0 | 0 | 0 | 0 | 0 | 0 | 0 | 0 | 0 | 0 | 0 | 0 | 0 | 0 | 0 | 0 | 0 | 0 | 0 | 0 | 0 | 1564.0238 | 1275.9553 | 2.8492 | 300 | 7416.564 | 0.39201 | Yes | Yes | Yes | Drop | NA | NA | NA | NA |  | 5.628% | 7416.564 | 0.30745 | 0.035205 | 276.7782 | NA | N | NA |  | NA | NA | NA | NA | NA | NA | NA | NA | NA | NA | NA
7 | 300 | 308 | 300 308 Aerosol Duct Sealing / Hospital | 0 | 0 | -461.5528 | 756.2922 | 832.7922 | 1073.4372 | 1146.4172 | 1216.8811 | 1344.55 | 1428.7922 | 1462.0735 | 1365.5735 | 1431.7766 | 1397.2297 | 1617.3235 | 1463.4172 | 1552.5735 | 0 | 0 | 0 | 0 | 0 | 0 | 0 | 0 | 0 | 0 | 0 | 0 | 0 | 17627.5774 | 10686.8989 | 9.869 | 814.97 | 14988.7486 | 0.52694 | Yes | Yes | Yes | Drop | NA | NA | NA | NA |  | 5.628% | 14988.7486 | 0.93454 | 1.025 | 359.8117 | NA | M | NA |  | NA | NA | NA | NA | NA | NA | NA | NA | NA | NA | NA
7 | 300 | 309 | 300 309 Duct/Pipe Insulation / Hospital | 0 | 0 | -30995.5355 | 152.2145 | 167.3395 | 224.1354 | 241.5671 | 254.7761 | 283.7849 | 302.9099 | 309.1364 | 285.2145 | 0 | 0 | 0 | 0 | 0 | 0 | 0 | 0 | 0 | 0 | 0 | 0 | 0 | 0 | 0 | 0 | 0 | 0 | -28774.4571 | -29405.0015 | 0.055898 | 30756 | 2916.1589 | 102.2122 | No | No | No | Drop | NA | NA | NA | NA |  | 5.628% | 2916.1589 | 0.48349 | 0.013841 | 332.1339 | NA | M | NA |  | NA | NA | NA | NA | NA | NA | NA | NA | NA | NA | NA
7 | 300 | 311 | 300 311 Window Film (Standard) / Hospital | 0 | 0 | -1190.9759 | 511.0241 | 547.8991 | 962.9885 | 1101.3903 | 1139.7165 | 1335.2975 | 1452.6376 | 1462.1376 | 1232.5907 | 0 | 0 | 0 | 0 | 0 | 0 | 0 | 0 | 0 | 0 | 0 | 0 | 0 | 0 | 0 | 0 | 0 | 0 | 8554.7062 | 5702.3217 | 4.3647 | 1304.75 | 8148.452 | 1.5518 | No | Yes | Yes | Drop | NA | NA | NA | NA |  | 5.628% | 8148.452 | 3.872 | -0.23715 | 192.6022 | NA | M | NA |  | NA | NA | NA | NA | NA | NA | NA | NA | NA | NA | NA
7 | 300 | 313 | 300 313 Ceiling Insulation / Hospital | 0 | 0 | -2906.5198 | 1344.7302 | 1422.7302 | 3228.7722 | 3887.5572 | 3963.9312 | 4816.7692 | 5299.4332 | 5267.4642 | 4172.3392 | 4560.6682 | 3905.5892 | 5667.9802 | 4056.7302 | 4605.6682 | 3826.8552 | 5583.3242 | 5696.6362 | 5795.4182 | 5810.5432 | 0 | 0 | 0 | 0 | 0 | 0 | 0 | 0 | 80006.62 | 40442.4251 | 10.5541 | 3843 | 18405.7366 | 2.0235 | No | No | Yes | Keep | 44.6133 | 2 | 1.161% | 390 |  | 30.34% | 18405.7366 | 7.842 | 17.6677 | 221.4226 | 33.5845 | M | 0 |  | 0 | 0 | 0 | 0 | 0 | 0 | 0 | 0 | 0 | 0 | 0
7 | 300 | 314 | 300 314 Roof Insulation / Hospital | 0 | 0 | -1486.4832 | 414.5368 | 445.9118 | 761.0402 | 865.0778 | 897.0915 | 1046.4352 | 1135.6931 | 1145.0524 | 972.7243 | 1041.6306 | 946.6462 | 1239.5681 | 981.8181 | 1081.5056 | 1049.7556 | 1259.0056 | 1290.0368 | 1321.6931 | 1338.1618 | 0 | 0 | 0 | 0 | 0 | 0 | 0 | 0 | 17746.9016 | 8608.6061 | 5.5416 | 1505.52 | 6758.0943 | 2.159 | No | No | Yes | Keep | 110.854 | 2 | 7.363% | 390 |  | 30.34% | 6758.0943 | 2.9225 | 0.12192 | 221.4226 | 33.5845 | M | 64 |  | 64 | 13.3984 | 25.9054 | 36.8033 | 45.6675 | 52.3977 | 57.1676 | 60.3233 | 62.2721 | 63.3955 | 64
7 | 300 | 317 | 300 317 Thermal Energy Storage (TES) Positive / Hospital | 0 | 0 | -14915.227 | 1092.8429 | 1186.5929 | 1579.5627 | 1645.052 | 1737.2356 | 1902.257 | 2018.4679 | 2097.6163 | 1960.7335 | 2068.3899 | 2034.296 | 2296.5305 | 2071.0305 | 2198.468 | 2362.1555 | 2421.4055 | 2497.8117 | 2551.5305 | 2632.093 | 2727.218 | 2652.468 | 2759.0305 | 2692.0617 | 2680.6555 | 2854.3117 | 3017.6555 | 3273.968 | 46096.2134 | 10567.3082 | 1.6596 | 15630.07 | 28041.2751 | 5.4019 | No | No | No | Keep | 9843.1999 | 2 | 62.98% | 390 |  | 30.34% |  | 27.522 | 0.091903 | 0 | 0 | M | NA |  | NA | NA | NA | NA | NA | NA | NA | NA | NA | NA | NA
7 | 300 | 317 | 300 317 Thermal Energy Storage (TES) Negative / Hospital | 0 | 0 | -1179 | -1213.625 | -1356.5 | -1394.75 | -1420.75 | -1548.5 | -1637.25 | -1685.5 | -1759.5 | -1807 | -1858.75 | -1936.5 | -2013.5 | -2046.5 | -2098.25 | -2160.25 | -2231.75 | -2318.5 | -2416 | -2497 | -2566.5 | -2652 | -2743.5 | -2821.5 | -2911.5 | -3004.5 | -3084.5 | -3143 | -59506.375 | -25179.8797 | 99999 | 0 | 18603.7702 | 0 | Yes | Yes | Yes | Drop | NA | NA | NA | NA |  | 5.628% | -9437.505 |  |  | 147.6151 | NA | M | NA |  | NA | NA | NA | NA | NA | NA | NA | NA | NA | NA | NA
7 | 320 | 321 | 320 321 DX Packaged System, EER=10.9, 10 tons / Hospital | 0 | 0 | -5003.1006 | 882.0044 | 944.6294 | 1706.0791 | 1961.8926 | 2026.9907 | 2383.4884 | 2597.9925 | 2612.2665 | 2185.4929 | 2349.3679 | 2109.4773 | 2820.6025 | 2186.446 | 2423.4148 | 0 | 0 | 0 | 0 | 0 | 0 | 0 | 0 | 0 | 0 | 0 | 0 | 0 | 24187.0444 | 12842.702 | 3.1867 | 5482.98 | 13876.3505 | 3.8294 | No | No | No | Keep | 2619.3214 | 2 | 47.77% | 390 |  | 30.34% | 13876.3505 | 7.1366 | 0 | 23.4712 | 3.56 | M | 3.56 |  | -1 | 0.74529 | 1.441 | 2.0472 | 2.5403 | 2.9146 | 3.18 | 3.3555 | 3.4639 | 3.5264 | 3.56
7 | 320 | 322 | 320 322 Hybrid Dessicant-DX System (Trane CDQ) / Hospital | 0 | 0 | -16307.1157 | 4653.4543 | 5122.4543 | 6603.5656 | 7053.0339 | 7490.6262 | 8272.6343 | 8796.0713 | 8999.7203 | 8401.9853 | 8813.0173 | 8603.4856 | 9955.6423 | 9007.3293 | 9566.6106 | 0 | 0 | 0 | 0 | 0 | 0 | 0 | 0 | 0 | 0 | 0 | 0 | 0 | 95032.5149 | 52306.9747 | 3.5052 | 20489.32 | 92257.4114 | 2.1523 | No | No | Yes | Keep | 1450.1838 | 2 | 7.078% | 390 |  | 30.34% | 92257.4114 | 11.1555 | 0 | 26.0792 | 3.9556 | N | 4 |  | 4 | 0.8374 | 1.6191 | 2.3002 | 2.8542 | 3.2749 | 3.573 | 3.7702 | 3.892 | 3.9622 | 4
7 | 320 | 323 | 320 323 Geothermal Heat Pump, EER=13, 10 tons / Hospital | 0 | 0 | -47221.6845 | 2420.7455 | 2666.2455 | 3436.1884 | 3670.4682 | 3897.5639 | 4304.2689 | 4575.9486 | 4683.1674 | 4371.0268 | 4585.0893 | 4476.3861 | 5179.3395 | 4685.8705 | 4968.933 | 0 | 0 | 0 | 0 | 0 | 0 | 0 | 0 | 0 | 0 | 0 | 0 | 0 | 10699.5571 | -11524.8835 | 0.76765 | 49211.43 | 47994.907 | 9.937 | No | No | No | Drop | NA | NA | NA | NA |  | 5.628% | 47994.907 | 5.8103 | 0.31893 | 25.8184 | NA | N | NA |  | NA | NA | NA | NA | NA | NA | NA | NA | NA | NA | NA
7 | 320 | 326 | 320 326 DX Tune Up/ Advanced Diagnostics / Hospital | 0 | 0 | -996.438 | 653.812 | 712.062 | 1051.4971 | 1160.9253 | 1216.9253 | 1383.8901 | 1487.9683 | 1510.5464 | 1341.062 | 0 | 0 | 0 | 0 | 0 | 0 | 0 | 0 | 0 | 0 | 0 | 0 | 0 | 0 | 0 | 0 | 0 | 0 | 9522.2504 | 6499.1673 | 4.9629 | 1250 | 11900.4016 | 1.018 | No | Yes | Yes | Drop | NA | NA | NA | NA |  | 5.628% | 11900.4016 | 3.0359 | 0 | 12.9092 | NA | N | NA |  | NA | NA | NA | NA | NA | NA | NA | NA | NA | NA | NA
7 | 320 | 327 | 320 327 DX Coil Cleaning / Hospital | 0 | 0 | 51.8933 | 866.7433 | 914.1183 | 2177.861 | 2644.382 | 0 | 0 | 0 | 0 | 0 | 0 | 0 | 0 | 0 | 0 | 0 | 0 | 0 | 0 | 0 | 0 | 0 | 0 | 0 | 0 | 0 | 0 | 0 | 6654.9979 | 5535.6101 | 7.91 | 411.1 | 11434.277 | 0.34844 | Yes | Yes | Yes | Drop | NA | NA | NA | NA |  | 5.628% | 11434.277 | 12.962 | 3.5141 | 19.5594 | NA | M | NA |  | NA | NA | NA | NA | NA | NA | NA | NA | NA | NA | NA
7 | 320 | 329 | 320 329 Aerosol Duct Sealing / Hospital | 0 | 0 | -22.6796 | 1202.7904 | 1324.1654 | 1706.4922 | 1823.0756 | 1935.6235 | 2137.4702 | 2272.642 | 2324.8998 | 2170.9468 | 2276.4311 | 2222.6186 | 2571.2904 | 2325.9779 | 2466.9779 | 0 | 0 | 0 | 0 | 0 | 0 | 0 | 0 | 0 | 0 | 0 | 0 | 0 | 28738.7224 | 17703.7504 | 15.6923 | 814.97 | 23832.7894 | 0.3314 | Yes | Yes | Yes | Drop | NA | NA | NA | NA |  | 5.628% | 23832.7894 | 1.486 | 1.6298 | 25.4272 | NA | M | NA |  | NA | NA | NA | NA | NA | NA | NA | NA | NA | NA | NA
7 | 320 | 330 | 320 330 Duct/Pipe Insulation / Hospital | 0 | 0 | -30906.0925 | 243.4075 | 266.9075 | 360.1438 | 389.3264 | 410.5862 | 458.7669 | 489.2473 | 500.0519 | 458.3253 | 0 | 0 | 0 | 0 | 0 | 0 | 0 | 0 | 0 | 0 | 0 | 0 | 0 | 0 | 0 | 0 | 0 | 0 | -27329.3298 | -28345.8735 | 0.089903 | 30756 | 4647.281 | 64.1379 | No | No | No | Drop | NA | NA | NA | NA |  | 5.628% | 4647.281 | 0.79753 | 0 | 23.4712 | NA | M | NA |  | NA | NA | NA | NA | NA | NA | NA | NA | NA | NA | NA
7 | 320 | 334 | 320 334 Ceiling Insulation / Hospital | 0 | 0 | -2126.5564 | 2135.3186 | 2259.9436 | 5126.2796 | 6171.4946 | 6293.7396 | 7646.5376 | 8418.0296 | 8362.1626 | 81854.9136 | 7238.1776 | 6201.8026 | 9001.7566 | 6441.8496 | 7313.6936 | 6077.2566 | 8865.2566 | 9046.0066 | 9197.0996 | 9213.3496 | 0 | 0 | 0 | 0 | 0 | 0 | 0 | 0 | 204738.112 | 109510.8783 | 26.8707 | 3843 | 29236.9031 | 1.2739 | No | Yes | Yes | Drop | NA | NA | NA | NA |  | 5.628% | 29236.9031 | 12.4568 | 28.0645 | 15.6475 | NA | M | NA |  | NA | NA | NA | NA | NA | NA | NA | NA | NA | NA | NA
7 | 320 | 335 | 320 335 Roof Insulation / Hospital | 0 | 0 | -1237.6505 | 666.9945 | 716.2445 | 1238.661 | 1411.0697 | 1462.1771 | 1708.4789 | 1857.0023 | 1870.8226 | 1584.0883 | 1697.5883 | 1538.5101 | 2023.0258 | 1595.0258 | 1758.4945 | 1704.307 | 2051.8695 | 2101.7758 | 2153.6508 | 2178.307 | 0 | 0 | 0 | 0 | 0 | 0 | 0 | 0 | 30080.4436 | 15196.9043 | 9.0173 | 1505.52 | 10763.6649 | 1.3555 | No | Yes | Yes | Drop | NA | NA | NA | NA |  | 5.628% | 10763.6649 | 4.8537 | 2.855 | 15.6475 | NA | M | NA |  | NA | NA | NA | NA | NA | NA | NA | NA | NA | NA | NA
7 | 340 | 344 | 340 344 Aerosol Duct Sealing / Hospital | 0 | 0 | 3.7911 | 1229.6361 | 1353.8861 | 1744.4496 | 1863.9388 | 1979.058 | 2184.7924 | 2323.9174 | 2377.7299 | 2219.9642 | 2327.3705 | 2272.7455 | 2629.6674 | 2379.2611 | 2522.9174 | 0 | 0 | 0 | 0 | 0 | 0 | 0 | 0 | 0 | 0 | 0 | 0 | 0 | 29413.1261 | 18128.9573 | 16.0452 | 814.97 | 24368.6383 | 0.32411 | Yes | Yes | Yes | Drop | NA | NA | NA | NA |  | 5.628% | 24368.6383 | 1.5194 | 1.6664 | 1.8381 | NA | M | NA |  | NA | NA | NA | NA | NA | NA | NA | NA | NA | NA | NA
7 | 340 | 345 | 340 345 Duct/Pipe Insulation / Hospital | 0 | 0 | -30900.754 | 248.371 | 272.621 | 367.3759 | 396.5283 | 419.0996 | 467.1054 | 497.8554 | 509.0585 | 467.2617 | 0 | 0 | 0 | 0 | 0 | 0 | 0 | 0 | 0 | 0 | 0 | 0 | 0 | 0 | 0 | 0 | 0 | 0 | -27255.4771 | -28291.1873 | 0.091659 | 30756 | 4749.097 | 62.7629 | No | No | No | Drop | NA | NA | NA | NA |  | 5.628% | 4749.097 | 0.80765 | 0.02254 | 1.6967 | NA | M | NA |  | NA | NA | NA | NA | NA | NA | NA | NA | NA | NA | NA
7 | 340 | 349 | 340 349 Ceiling Insulation / Hospital | 0 | 0 | -2079.0768 | 2183.6732 | 2310.7982 | 5241.3082 | 6310.6202 | 6435.3812 | 7818.5792 | 8607.5602 | 8550.2082 | 81999.9022 | 7399.9432 | 6341.2242 | 9204.3332 | 6585.9582 | 7478.2082 | 6214.6152 | 9063.9272 | 9248.7082 | 9403.8022 | 9419.3652 | 0 | 0 | 0 | 0 | 0 | 0 | 0 | 0 | 207739.039 | 111103.0656 | 27.2469 | 3843 | 29895.1364 | 1.2458 | No | Yes | Yes | Drop | NA | NA | NA | NA |  | 5.628% | 29895.1364 | 12.7373 | 28.6963 | 1.1312 | NA | M | NA |  | NA | NA | NA | NA | NA | NA | NA | NA | NA | NA | NA
7 | 340 | 351 | 340 351 Cool Roof - DX / Hospital | 0 | 0 | -10152.4966 | 3897.8034 | 4179.5534 | 7454.4564 | 8547.6174 | 8840.0154 | 10369.4984 | 11308.9914 | 11353.0454 | 9525.5224 | 10243.5064 | 9228.4594 | 12293.6164 | 9560.3664 | 10591.9755 | 0 | 0 | 0 | 0 | 0 | 0 | 0 | 0 | 0 | 0 | 0 | 0 | 0 | 117241.9311 | 67753.7355 | 5.8407 | 13606.8 | 61812.5089 | 2.1334 | No | No | Yes | Keep | 850.5698 | 2 | 6.251% | 390 |  | 30.34% | 61812.5089 | 30.6341 | 0 | 1.2109 | 0.18367 | M | 0 |  | 0 | 0 | 0 | 0 | 0 | 0 | 0 | 0 | 0 | 0 | 0
7 | 360 | 361 | 360 361 HE PTAC, EER=9.6, 1 ton / Hospital | 0 | 0 | -4277.4956 | 2464.4394 | 2642.5644 | 4685.1114 | 5363.9424 | 5549.9694 | 6504.5954 | 7087.5954 | 7127.9944 | 5988.7524 | 6437.1584 | 5802.7674 | 7710.8144 | 6016.1894 | 6654.4704 | 0 | 0 | 0 | 0 | 0 | 0 | 0 | 0 | 0 | 0 | 0 | 0 | 0 | 75758.869 | 44674.115 | 7.6608 | 6317.06 | 39171.7949 | 1.5629 | No | Yes | Yes | Drop | NA | NA | NA | NA |  | 5.628% | 39171.7949 | 19.0719 | 1.3415 | 17.6617 | NA | M | NA |  | NA | NA | NA | NA | NA | NA | NA | NA | NA | NA | NA
7 | 400 | 402 | 400 402 Variable Speed Drive Control / Hospital | 0 | 0 | -2243.2305 | 1298.0245 | 1429.3995 | 1842.3985 | 1967.9972 | 2089.6163 | 2307.7433 | 2453.6301 | 2510.6144 | 2344.0598 | 2458.3879 | 2400.4191 | 2776.6848 | 2512.5285 | 2664.091 | 0 | 0 | 0 | 0 | 0 | 0 | 0 | 0 | 0 | 0 | 0 | 0 | 0 | 28812.3647 | 16896.2698 | 5.8006 | 3129.63 | 25733.5398 | 1.1786 | No | Yes | Yes | Drop | NA | NA | NA | NA |  | 5.628% | 25733.5398 | 0.74393 | 0.74805 | 618.9924 | NA | N | NA |  | NA | NA | NA | NA | NA | NA | NA | NA | NA | NA | NA
7 | 400 | 403 | 400 403 Air Handler Optimization / Hospital | 0 | 0 | -286.327 | 411.048 | 451.923 | 582.7814 | 623.0676 | 660.673 | 730.1105 | 775.3761 | 0 | 0 | 0 | 0 | 0 | 0 | 0 | 0 | 0 | 0 | 0 | 0 | 0 | 0 | 0 | 0 | 0 | 0 | 0 | 0 | 3948.6528 | 2950.9744 | 5.2768 | 300 | 8138.0355 | 0.35726 | Yes | Yes | Yes | Drop | NA | NA | NA | NA |  | 5.628% | 8138.0355 | 0.23526 | 0.23656 | 541.9327 | NA | N | NA |  | NA | NA | NA | NA | NA | NA | NA | NA | NA | NA | NA
7 | 400 | 404 | 400 404 Electronically Commutated Motors (ECM) on an Air Handler Unit / Hospital | 0 | 0 | -1015.6058 | 579.9042 | 637.9042 | 822.2411 | 878.3143 | 931.871 | 1030.1698 | 1094.162 | 1120.7636 | 1046.5136 | 1097.623 | 1071.1386 | 1239.0605 | 1120.8417 | 1189.138 | 0 | 0 | 0 | 0 | 0 | 0 | 0 | 0 | 0 | 0 | 0 | 0 | 0 | 12844.0393 | 7526.1938 | 5.7461 | 1195.76 | 11483.946 | 1.0091 | No | Yes | Yes | Drop | NA | NA | NA | NA |  | 5.628% | 11483.946 | 1.2882 | 0 | 963.436 | NA | M | NA |  | NA | NA | NA | NA | NA | NA | NA | NA | NA | NA | NA
7 | 400 | 405 | 400 405 Demand Control Ventilation (DCV) / Hospital | 0 | 0 | -23059.2826 | 941.0924 | 991.0924 | 2361.1564 | 2867.2999 | 2916.0406 | 3564.8814 | 3925.1474 | 3896.2254 | 3060.1864 | 3351.1084 | 2844.5924 | 4189.6234 | 2954.5614 | 3370.2804 | 0 | 0 | 0 | 0 | 0 | 0 | 0 | 0 | 0 | 0 | 0 | 0 | 0 | 18174.0057 | 2008.084 | 1.0837 | 23594 | 12384.7113 | 18.4629 | No | No | No | Keep | 21038.1706 | 2 | 89.17% | 390 |  | 30.34% | 12384.7113 | 28.0958 | 16.9293 | 541.9327 | 82.1983 | M | 500 |  | 500 | 104.6752 | 202.3857 | 287.5261 | 356.7773 | 409.3567 | 446.6217 | 471.2755 | 486.5005 | 495.2772 | 500
7 | 400 | 406 | 400 406 Energy Recovery Ventilation (ERV) / Hospital | 0 | 0 | -5406.6553 | 430.5397 | 453.2897 | 1079.4752 | 1311.3351 | 1332.862 | 1629.8991 | 1794.9928 | 1781.7741 | 1400.821 | 1532.3991 | 1300.8053 | 1915.5707 | 1350.2897 | 1540.6022 | 1243.821 | 1878.6335 | 1916.5397 | 1952.071 | 1950.1022 | 0 | 0 | 0 | 0 | 0 | 0 | 0 | 0 | 22389.1678 | 9117.985 | 2.5641 | 5439.57 | 5660.8872 | 9.3125 | No | No | No | Keep | 4271.3343 | 2 | 78.52% | 390 |  | 30.34% | 5660.8872 | 12.8422 | 7.7382 | 541.9327 | 82.1983 | M | 5 |  | 5 | 1.0468 | 2.0239 | 2.8753 | 3.5678 | 4.0936 | 4.4662 | 4.7128 | 4.865 | 4.9528 | 5
7 | 600 | 603 | 600 603 Heat Pump Water Heater (air source) / Hospital | 0 | 0 | -137.5545 | 769.6455 | 846.8955 | 1099.937 | 1175.9902 | 1247.2285 | 1379.3643 | 1466.6611 | 1500.5127 | 1398.3486 | 1467.0518 | 1429.708 | 1657.9893 | 1495.2705 | 1587.8955 | 0 | 0 | 0 | 0 | 0 | 0 | 0 | 0 | 0 | 0 | 0 | 0 | 0 | 18384.9443 | 11276.4725 | 13.6001 | 504.95 | 15136.7236 | 0.3233 | Yes | Yes | Yes | Drop | NA | NA | NA | NA |  | 5.628% | 15136.7236 | 2.0968 | 1.8191 | 74.5483 | NA | N | NA |  | NA | NA | NA | NA | NA | NA | NA | NA | NA | NA | NA
7 | 600 | 606 | 600 606 Demand controlled circulating systems / Hospital | 0 | 0 | -364.3045 | 54.8405 | 60.3405 | 77.9215 | 83.8991 | 87.943 | 97.3717 | 103.8249 | 106.1842 | 99.9967 | 104.0749 | 101.6686 | 117.0592 | 105.278 | 111.9503 | 0 | 0 | 0 | 0 | 0 | 0 | 0 | 0 | 0 | 0 | 0 | 0 | 0 | 948.0485 | 444.795 | 2.0634 | 28.27 | 1071.6307 | 0.25566 | Yes | Yes | Yes | Drop | NA | NA | NA | NA |  | 5.628% | 1071.6307 | 0.14992 | 0.12878 | 38.8436 | NA | N | NA |  | NA | NA | NA | NA | NA | NA | NA | NA | NA | NA | NA
7 | 600 | 608 | 600 608 Heat Recovery Unit / Hospital | 0 | 0 | -378.0592 | 843.3158 | 928.1908 | 1205.6732 | 1289.3959 | 1368.1635 | 1513.0814 | 1609.1674 | 1646.808 | 1533.0502 | 0 | 0 | 0 | 0 | 0 | 0 | 0 | 0 | 0 | 0 | 0 | 0 | 0 | 0 | 0 | 0 | 0 | 0 | 11558.7866 | 8183.2756 | 7.7742 | 818 | 16581.9403 | 0.47808 | Yes | Yes | Yes | Drop | NA | NA | NA | NA |  | 5.628% | 16581.9403 | 2.3051 | 1.9927 | 44.1404 | NA | N | NA |  | NA | NA | NA | NA | NA | NA | NA | NA | NA | NA | NA
7 | 600 | 609 | 600 609 Heat Trap / Hospital | 0 | 0 | -294.0112 | 98.8588 | 108.6088 | 141.765 | 151.308 | 159.9437 | 177.0697 | 188.1282 | 193.2063 | 180.6829 | 0 | 0 | 0 | 0 | 0 | 0 | 0 | 0 | 0 | 0 | 0 | 0 | 0 | 0 | 0 | 0 | 0 | 0 | 1105.5602 | 709.6915 | 2.8134 | 1.37 | 1940.4045 | 0.0068425 | Yes | Yes | Yes | Drop | NA | NA | NA | NA |  | 5.628% | 1940.4045 | 0.27068 | 0.23319 | 44.1404 | NA | N | NA |  | NA | NA | NA | NA | NA | NA | NA | NA | NA | NA | NA
7 | 600 | 610 | 600 610 Hot Water Pipe Insulation / Hospital | 0 | 0 | -405.3441 | 21.8459 | 23.2209 | 30.9865 | 33.676 | 34.7043 | 38.4865 | 40.9709 | 43.0256 | 39.2365 | 40.8771 | 40.2365 | 46.0334 | 41.5646 | 44.4709 | 0 | 0 | 0 | 0 | 0 | 0 | 0 | 0 | 0 | 0 | 0 | 0 | 0 | 113.9913 | -85.1425 | 0.80034 | 36.44 | 423.8421 | 0.83322 | Yes | Yes | Yes | Drop | NA | NA | NA | NA |  | 5.628% | 423.8421 | 0.059116 | 0.050935 | 44.1404 | NA | M | NA |  | NA | NA | NA | NA | NA | NA | NA | NA | NA | NA | NA
7 | 700 | 701 | 700 701 PC Manual Power Management Enabling / Hospital | 0 | 0 | -352.8132 | 106.4468 | 116.5718 | 155.022 | 0 | 0 | 0 | 0 | 0 | 0 | 0 | 0 | 0 | 0 | 0 | 0 | 0 | 0 | 0 | 0 | 0 | 0 | 0 | 0 | 0 | 0 | 0 | 0 | 25.2273 | -21.5173 | 0.95297 | 67.51 | 2053.2842 | 0.31864 | Yes | Yes | Yes | Drop | NA | NA | NA | NA |  | 5.628% | 2053.2842 | 0.15023 | 0.3215 | 541.9327 | NA | N | NA |  | NA | NA | NA | NA | NA | NA | NA | NA | NA | NA | NA
7 | 700 | 702 | 700 702 PC Network Power Management Enabling / Hospital | 0 | 0 | -319.0632 | 106.4468 | 116.5718 | 155.022 | 0 | 0 | 0 | 0 | 0 | 0 | 0 | 0 | 0 | 0 | 0 | 0 | 0 | 0 | 0 | 0 | 0 | 0 | 0 | 0 | 0 | 0 | 0 | 0 | 58.9773 | 12.2327 | 1.0289 | 33.76 | 2053.2842 | 0.15934 | Yes | Yes | Yes | Drop | NA | NA | NA | NA |  | 5.628% | 2053.2842 | 0.15023 | 0.3215 | 541.9327 | NA | N | NA |  | NA | NA | NA | NA | NA | NA | NA | NA | NA | NA | NA
7 | 710 | 711 | 710 711 Energy Star or Better Monitor / Hospital | 0 | 0 | -239.2892 | 152.8358 | 167.7108 | 222.3202 | 0 | 0 | 0 | 0 | 0 | 0 | 0 | 0 | 0 | 0 | 0 | 0 | 0 | 0 | 0 | 0 | 0 | 0 | 0 | 0 | 0 | 0 | 0 | 0 | 303.5775 | 236.4665 | 1.6063 | 0 | 2951.6139 | 0 | Yes | Yes | Yes | Drop | NA | NA | NA | NA |  | 5.628% | 2951.6139 | 0.32803 | 0.46214 | 48.1718 | NA | M | NA |  | NA | NA | NA | NA | NA | NA | NA | NA | NA | NA | NA
7 | 710 | 712 | 710 712 Monitor Power Management Enabling / Hospital | 0 | 0 | -355.701 | 100.064 | 110.189 | 145.5982 | 0 | 0 | 0 | 0 | 0 | 0 | 0 | 0 | 0 | 0 | 0 | 0 | 0 | 0 | 0 | 0 | 0 | 0 | 0 | 0 | 0 | 0 | 0 | 0 | 0.15018 | -43.8411 | 0.90346 | 64.14 | 1926.6944 | 0.32263 | Yes | Yes | Yes | Drop | NA | NA | NA | NA |  | 5.628% | 1926.6944 | 0.14097 | 0.30168 | 289.0308 | NA | N | NA |  | NA | NA | NA | NA | NA | NA | NA | NA | NA | NA | NA
7 | 720 | 722 | 720 722 Monitor Power Management Enabling / Hospital | 0 | 0 | -393.38 | 0.25 | 0.25 | 0.25 | 0 | 0 | 0 | 0 | 0 | 0 | 0 | 0 | 0 | 0 | 0 | 0 | 0 | 0 | 0 | 0 | 0 | 0 | 0 | 0 | 0 | 0 | 0 | 0 | -392.63 | -392.7174 | 0.0016843 | 3.38 | 3.1907 | 10.2663 | No | No | No | Drop | NA | NA | NA | NA |  | 5.628% | 3.1907 | 0.00023345 | 0.0004996 | 289.0308 | NA | N | NA |  | NA | NA | NA | NA | NA | NA | NA | NA | NA | NA | NA
7 | 730 | 732 | 730 732 Copier Power Management Enabling / Hospital | 0 | 0 | -413.4834 | 8.3666 | 8.4916 | 12.0375 | 12.8256 | 12.6439 | 0 | 0 | 0 | 0 | 0 | 0 | 0 | 0 | 0 | 0 | 0 | 0 | 0 | 0 | 0 | 0 | 0 | 0 | 0 | 0 | 0 | 0 | -359.1183 | -368.9303 | 0.12493 | 31.6 | 153.8596 | 1.9904 | No | Yes | Yes | Drop | NA | NA | NA | NA |  | 5.628% | 153.8596 | 0.011257 | 0.024091 | 476.9008 | NA | N | NA |  | NA | NA | NA | NA | NA | NA | NA | NA | NA | NA | NA
7 | 740 | 741 | 740 741 Printer Power Management Enabling / Hospital | 0 | 0 | -486.409 | 102.576 | 112.076 | 149.6024 | 160.5526 | 0 | 0 | 0 | 0 | 0 | 0 | 0 | 0 | 0 | 0 | 0 | 0 | 0 | 0 | 0 | 0 | 0 | 0 | 0 | 0 | 0 | 0 | 0 | 38.3979 | -42.2358 | 0.92806 | 197.11 | 1975.6191 | 0.96692 | Yes | Yes | Yes | Drop | NA | NA | NA | NA |  | 5.628% | 1975.6191 | 0.14455 | 0.30934 | 332.3854 | NA | N | NA |  | NA | NA | NA | NA | NA | NA | NA | NA | NA | NA | NA
7 | 800 | 801 | 800 801 Convection Oven / Hospital | 0 | 0 | -339999.6248 | 28.9502 | 31.7002 | 43.0859 | 46.5937 | 48.4306 | 54.6299 | 57.4658 | 59.7236 | 54.4971 | 0 | 0 | 0 | 0 | 0 | 0 | 0 | 0 | 0 | 0 | 0 | 0 | 0 | 0 | 0 | 0 | 0 | 0 | -339574.5478 | -339695.3011 | 0.00097903 | 339638.2 | 549.0701 | 5994.7731 | No | No | No | Drop | NA | NA | NA | NA |  | 5.628% | 549.0701 | 0.096941 | 0.021648 | 506.3882 | NA | N | NA |  | NA | NA | NA | NA | NA | NA | NA | NA | NA | NA | NA
7 | 810 | 811 | 810 811 Efficient Fryer / Hospital | 0 | 0 | -141725.9946 | 4.9554 | 5.5804 | 7.4661 | 7.7874 | 7.5423 | 9.0023 | 9.3773 | 10.307 | 8.8617 | 0 | 0 | 0 | 0 | 0 | 0 | 0 | 0 | 0 | 0 | 0 | 0 | 0 | 0 | 0 | 0 | 0 | 0 | -141655.1147 | -141675.135 | 0.00039205 | 141340.7 | 90.3002 | 15169.1951 | No | No | No | Drop | NA | NA | NA | NA |  | 5.628% | 90.3002 | 0.015943 | 0.0035602 | 506.3882 | NA | N | NA |  | NA | NA | NA | NA | NA | NA | NA | NA | NA | NA | NA
7 | 900 | 901 | 900 901 Vending Misers (cooled machines only) / Hospital | 0 | 0 | -422.6671 | 20.2129 | 22.0879 | 28.9922 | 30.166 | 31.6885 | 35.4004 | 37.1113 | 38.9082 | 36.4317 | 0 | 0 | 0 | 0 | 0 | 0 | 0 | 0 | 0 | 0 | 0 | 0 | 0 | 0 | 0 | 0 | 0 | 0 | -141.6679 | -220.9647 | 0.50051 | 52.38 | 393.904 | 1.2887 | No | Yes | Yes | Drop | NA | NA | NA | NA |  | 5.628% | 393.904 | 0.029432 | 0.045502 | 674.4052 | NA | N | NA |  | NA | NA | NA | NA | NA | NA | NA | NA | NA | NA | NA
8 | 110 | 111 | 110 111 Premium T8, Electronic Ballast / Other Healthcare | 0 | 0 | -20329.8659 | 1392.3941 | 1509.6441 | 2349.6475 | 2621.6163 | 2737.1871 | 3141.3081 | 3393.3781 | 3434.7071 | 2998.5191 | 3191.8004 | 2964.0504 | 3740.9251 | 3081.8629 | 3355.4254 | 3306.2379 | 3849.6751 | 3952.3941 | 4052.7071 | 0 | 0 | 0 | 0 | 0 | 0 | 0 | 0 | 0 | 34743.614 | 9532.7367 | 1.4393 | 21311.26 | 24437.3469 | 8.4516 | No | No | No | Keep | 16268.1316 | 2 | 76.34% | 390 |  | 30.34% | 24437.3469 | 7.6242 | 3.8799 | 325.4836 | 49.3681 | M | 4 |  | 4 | 0.8374 | 1.6191 | 2.3002 | 2.8542 | 3.2749 | 3.573 | 3.7702 | 3.892 | 3.9622 | 4
8 | 110 | 114 | 110 114 Continuous Dimming / Other Healthcare | 0 | 0 | -120241.2775 | 2908.3225 | 3177.3225 | 4521.8738 | 4947.0417 | 5204.4919 | 5871.6975 | 6299.9555 | 6406.2915 | 5762.0255 | 6093.0255 | 5788.6819 | 7025.5105 | 0 | 0 | 0 | 0 | 0 | 0 | 0 | 0 | 0 | 0 | 0 | 0 | 0 | 0 | 0 | -56235.0372 | -78570.2119 | 0.36175 | 122712.1 | 54299.2843 | 21.9017 | No | No | No | Drop | NA | NA | NA | NA |  | 5.628% | 54299.2843 | 11.8278 | 6.9632 | 42.8728 | NA | N | NA |  | NA | NA | NA | NA | NA | NA | NA | NA | NA | NA | NA
8 | 110 | 115 | 110 115 Lighting Control Tuneup / Other Healthcare | 0 | 0 | -235.3165 | 303.5585 | 330.9335 | 474.8929 | 520.6952 | 546.6747 | 0 | 0 | 0 | 0 | 0 | 0 | 0 | 0 | 0 | 0 | 0 | 0 | 0 | 0 | 0 | 0 | 0 | 0 | 0 | 0 | 0 | 0 | 1941.4382 | 1540.304 | 3.8845 | 144 | 5628.5875 | 0.24794 | Yes | Yes | Yes | Drop | NA | NA | NA | NA |  | 5.628% | 5628.5875 | 1.27 | 0.7218 | 42.8728 | NA | N | NA |  | NA | NA | NA | NA | NA | NA | NA | NA | NA | NA | NA
8 | 120 | 121 | 120 121 ROB Premium T8, 1EB / Other Healthcare | 0 | 0 | -1855.756 | 601.809 | 652.809 | 1015.5771 | 1133.4877 | 1184.1274 | 1358.7699 | 1466.309 | 1484.5434 | 1296.2309 | 1379.7621 | 1281.059 | 1616.5903 | 1332.184 | 1450.3554 | 1428.9179 | 1663.7617 | 1708.1679 | 1750.8242 | 0 | 0 | 0 | 0 | 0 | 0 | 0 | 0 | 0 | 21949.5306 | 11052.9913 | 5.5138 | 2058.69 | 10561.0305 | 1.8892 | No | Yes | Yes | Drop | NA | NA | NA | NA |  | 5.628% | 10561.0305 | 3.2949 | 1.6768 | 610.2817 | NA | M | NA |  | NA | NA | NA | NA | NA | NA | NA | NA | NA | NA | NA
8 | 120 | 122 | 120 122 ROB Premium T8, EB, Reflector / Other Healthcare | 0 | 0 | -5056.1396 | 2429.6054 | 2634.3554 | 4100.1098 | 4574.4789 | 4778.1718 | 5482.3634 | 5922.6754 | 5994.4804 | 5232.5744 | 5569.8244 | 5172.9648 | 6528.8554 | 5380.2304 | 5858.2934 | 5770.2304 | 6718.4804 | 6898.6054 | 7068.0434 | 0 | 0 | 0 | 0 | 0 | 0 | 0 | 0 | 0 | 91058.2033 | 47060.2059 | 7.3182 | 7058.37 | 42652.0893 | 1.6038 | No | Yes | Yes | Drop | NA | NA | NA | NA |  | 5.628% | 42652.0893 | 13.307 | 6.7719 | 128.6185 | NA | M | NA |  | NA | NA | NA | NA | NA | NA | NA | NA | NA | NA | NA
8 | 120 | 123 | 120 123 Occupancy Sensor / Other Healthcare | 0 | 0 | -12856.0122 | 779.9378 | 843.9378 | 1336.99 | 1498.0452 | 1561.3235 | 1798.4847 | 1944.2894 | 1966.4066 | 1707.3909 | 1819.0316 | 0 | 0 | 0 | 0 | 0 | 0 | 0 | 0 | 0 | 0 | 0 | 0 | 0 | 0 | 0 | 0 | 0 | 2399.8249 | -2338.734 | 0.82834 | 13234.45 | 13496.862 | 9.5029 | No | No | No | Drop | NA | NA | NA | NA |  | 5.628% | 13496.862 | 4.5004 | 1.7308 | 294.4681 | NA | M | NA |  | NA | NA | NA | NA | NA | NA | NA | NA | NA | NA | NA
8 | 120 | 124 | 120 124 Lighting Control Tuneup / Other Healthcare | 0 | 0 | -352.1156 | 185.0094 | 201.8844 | 286.6842 | 314.4157 | 329.9664 | 0 | 0 | 0 | 0 | 0 | 0 | 0 | 0 | 0 | 0 | 0 | 0 | 0 | 0 | 0 | 0 | 0 | 0 | 0 | 0 | 0 | 0 | 965.8445 | 723.3282 | 2.3545 | 144 | 3446.6356 | 0.4049 | Yes | Yes | Yes | Drop | NA | NA | NA | NA |  | 5.628% | 3446.6356 | 0.75077 | 0.44199 | 64.3092 | NA | N | NA |  | NA | NA | NA | NA | NA | NA | NA | NA | NA | NA | NA
8 | 130 | 131 | 130 131 CFL Screw-in 18W / Other Healthcare | 0 | 0 | -2903.789 | 11390.286 | 0 | 0 | 0 | 0 | 0 | 0 | 0 | 0 | 0 | 0 | 0 | 0 | 0 | 0 | 0 | 0 | 0 | 0 | 0 | 0 | 0 | 0 | 0 | 0 | 0 | 0 | 8486.497 | 7794.946 | 1.5512 | 13752.45 | 190098.24 | 0.70111 | Yes | Yes | Yes | Drop | NA | NA | NA | NA |  | 5.628% | 190098.24 | 76.1193 | 51.1631 | 116.9834 | NA | M | NA |  | NA | NA | NA | NA | NA | NA | NA | NA | NA | NA | NA
8 | 150 | 151 | 150 151 PSMH, 250W, magnetic ballast / Other Healthcare | 0 | 0 | 869.0546 | 2376.8696 | 2596.3696 | 3694.0073 | 4041.6362 | 4252.8701 | 4798.5176 | 5147.6547 | 5234.8897 | 4708.3737 | 4978.2487 | 4730.2018 | 0 | 0 | 0 | 0 | 0 | 0 | 0 | 0 | 0 | 0 | 0 | 0 | 0 | 0 | 0 | 0 | 47428.6936 | 32211.6671 | 22.9322 | 1078.69 | 44366.452 | 0.23563 | Yes | Yes | Yes | Drop | NA | NA | NA | NA |  | 5.628% | 44366.452 | 9.6642 | 5.6895 | 1.1597 | NA | M | NA |  | NA | NA | NA | NA | NA | NA | NA | NA | NA | NA | NA
8 | 150 | 152 | 150 152 PSMH, 250 W, electronic ballast / Other Healthcare | 0 | 0 | -3222.5507 | 2747.0093 | 3001.2593 | 4270.1968 | 4672.4351 | 4915.6104 | 5546.0483 | 5950.0403 | 6051.0323 | 5442.5723 | 5754.4783 | 5467.4312 | 0 | 0 | 0 | 0 | 0 | 0 | 0 | 0 | 0 | 0 | 0 | 0 | 0 | 0 | 0 | 0 | 50595.5629 | 33006.273 | 6.5709 | 5534.81 | 51283.7403 | 1.0459 | No | Yes | Yes | Drop | NA | NA | NA | NA |  | 5.628% | 51283.7403 | 11.1709 | 6.5765 | 1.2085 | NA | M | NA |  | NA | NA | NA | NA | NA | NA | NA | NA | NA | NA | NA
8 | 150 | 153 | 150 153 High Bay T5 / Other Healthcare | 0 | 0 | 462.2534 | 3363.5584 | 3647.9334 | 5676.8884 | 6334.9684 | 6615.5934 | 7590.4494 | 8201.7144 | 8299.8004 | 7245.4494 | 7712.5424 | 7163.4644 | 0 | 0 | 0 | 0 | 0 | 0 | 0 | 0 | 0 | 0 | 0 | 0 | 0 | 0 | 0 | 0 | 72314.6158 | 48686.4583 | 18.0834 | 2459.93 | 59069.5717 | 0.40359 | Yes | Yes | Yes | Drop | NA | NA | NA | NA |  | 5.628% | 59069.5717 | 18.4291 | 9.3785 | 1.1597 | NA | N | NA |  | NA | NA | NA | NA | NA | NA | NA | NA | NA | NA | NA
8 | 160 | 161 | 160 161 LED Exit Sign / Other Healthcare | 0 | 0 | -562.2291 | 4.6809 | 4.8059 | 9.4904 | 10.5891 | 10.4084 | 13.384 | 14.294 | 14.4346 | 12.005 | 12.6143 | 11.255 | 14.4893 | 10.7393 | 12.8643 | 10.7706 | 0 | 0 | 0 | 0 | 0 | 0 | 0 | 0 | 0 | 0 | 0 | 0 | -395.4041 | -462.341 | 0.18373 | 176.41 | 62.1489 | 27.5089 | No | No | No | Drop | NA | NA | NA | NA |  | 5.628% | 62.1489 | 0.043649 | 0.010588 | 1098.1762 | NA | N | NA |  | NA | NA | NA | NA | NA | NA | NA | NA | NA | NA | NA
8 | 200 | 201 | 200 201 High Pressure Sodium 250W Lamp / Other Healthcare | 0 | 0 | -913.9125 | 41.8975 | 46.0225 | 59.1309 | 62.9874 | 0 | 0 | 0 | 0 | 0 | 0 | 0 | 0 | 0 | 0 | 0 | 0 | 0 | 0 | 0 | 0 | 0 | 0 | 0 | 0 | 0 | 0 | 0 | -703.8741 | -735.9256 | 0.22904 | 564.56 | 824.9675 | 6.6322 | No | No | No | Drop | NA | NA | NA | NA |  | 5.628% | 824.9675 | 0.034959 | 0.02103 | 1453.749 | NA | M | NA |  | NA | NA | NA | NA | NA | NA | NA | NA | NA | NA | NA
8 | 200 | 202 | 200 202 Outdoor Lighting Controls (Photocell/Timeclock) / Other Healthcare | 0 | 0 | -460.1279 | 32.9221 | 36.2971 | 46.8605 | 50.1457 | 0 | 0 | 0 | 0 | 0 | 0 | 0 | 0 | 0 | 0 | 0 | 0 | 0 | 0 | 0 | 0 | 0 | 0 | 0 | 0 | 0 | 0 | 0 | -293.9026 | -319.316 | 0.35138 | 102.3 | 651.6969 | 1.5213 | No | Yes | Yes | Drop | NA | NA | NA | NA |  | 5.628% | 651.6969 | 0.027617 | 0.016613 | 143.9336 | NA | N | NA |  | NA | NA | NA | NA | NA | NA | NA | NA | NA | NA | NA
8 | 210 | 211 | 210 211 Outdoor Lighting Controls (Photocell/Timeclock) / Other Healthcare | 0 | 0 | -618.2898 | 35.7002 | 39.2002 | 50.6797 | 54.4824 | 0 | 0 | 0 | 0 | 0 | 0 | 0 | 0 | 0 | 0 | 0 | 0 | 0 | 0 | 0 | 0 | 0 | 0 | 0 | 0 | 0 | 0 | 0 | -438.2274 | -465.7666 | 0.28726 | 263.49 | 708.1548 | 3.606 | No | No | No | Drop | NA | NA | NA | NA |  | 5.628% | 708.1548 | 0.03001 | 1.8053e-08 | 143.9336 | NA | N | NA |  | NA | NA | NA | NA | NA | NA | NA | NA | NA | NA | NA
8 | 300 | 301 | 300 301 Centrifugal Chiller, 0.51 kW/ton, 500 tons / Other Healthcare | 0 | 0 | -2096.8197 | 446.4653 | 483.7153 | 758.768 | 848.0815 | 884.6645 | 1017.8716 | 1098.9887 | 1112.4653 | 968.2934 | 1030.7309 | 955.4497 | 1209.6528 | 993.6528 | 1082.8242 | 1064.6055 | 1243.9492 | 1275.793 | 1309.793 | 1331.3867 | 0 | 0 | 0 | 0 | 0 | 0 | 0 | 0 | 17020.3316 | 7951.5844 | 4.1347 | 2146.66 | 7783.4814 | 2.6728 | No | No | Yes | Keep | 540.3851 | 2 | 25.17% | 390 |  | 30.34% | 7783.4814 | 2.5024 | 0.011705 | 132.7689 | 20.1379 | M | 20 |  | 20 | 4.187 | 8.0954 | 11.501 | 14.2711 | 16.3743 | 17.8649 | 18.851 | 19.46 | 19.8111 | 20
8 | 300 | 302 | 300 302 High Efficiency Chiller Motors / Other Healthcare | 0 | 0 | -1042.4386 | 110.3114 | 119.4364 | 176.1259 | 194.6132 | 203.5849 | 231.663 | 248.3583 | 253.1239 | 224.9677 | 237.6552 | 224.2021 | 275.7802 | 233.1239 | 252.2489 | 251.1552 | 286.2177 | 294.3114 | 302.3427 | 308.4989 | 0 | 0 | 0 | 0 | 0 | 0 | 0 | 0 | 3385.2823 | 1287.8514 | 2.1191 | 760.75 | 2005.8266 | 3.6756 | No | No | No | Keep | 346.8081 | 2 | 45.59% | 390 |  | 30.34% | 2005.8266 | 0.50303 | 0 | 140.5788 | 21.3225 | N | 1 |  | 1 | 0.20935 | 0.40477 | 0.57505 | 0.71355 | 0.81871 | 0.89324 | 0.94255 | 0.973 | 0.99055 | 1
8 | 300 | 304 | 300 304 EMS - Chiller / Other Healthcare | 0 | 0 | -2358.382 | 379.303 | 413.178 | 600.7678 | 661.2619 | 693.3674 | 786.3733 | 845.2483 | 857.7718 | 766.4905 | 0 | 0 | 0 | 0 | 0 | 0 | 0 | 0 | 0 | 0 | 0 | 0 | 0 | 0 | 0 | 0 | 0 | 0 | 3645.3798 | 1923.0673 | 1.704 | 2341.81 | 6976.8848 | 3.2529 | No | No | No | Keep | 901.9922 | 2 | 38.52% | 390 |  | 30.34% | 6976.8848 | 1.6655 | 0.19071 | 11.7821 | 1.7871 | N | 6 |  | 6 | 1.2561 | 2.4286 | 3.4503 | 4.2813 | 4.9123 | 5.3595 | 5.6553 | 5.838 | 5.9433 | 6
8 | 300 | 305 | 300 305 Chiller Tune Up/Diagnostics / Other Healthcare | 0 | 0 | -996.0233 | 400.4767 | 421.9767 | 1005.7321 | 1221.7892 | 1242.2345 | 1519.1173 | 1672.0705 | 1660.4767 | 1305.3517 | 0 | 0 | 0 | 0 | 0 | 0 | 0 | 0 | 0 | 0 | 0 | 0 | 0 | 0 | 0 | 0 | 0 | 0 | 9453.2021 | 6315.7859 | 5.5437 | 1000 | 5277.0719 | 1.8365 | No | Yes | Yes | Drop | NA | NA | NA | NA |  | 5.628% | 5277.0719 | 5.9822 | 0.072115 | 58.5745 | NA | N | NA |  | NA | NA | NA | NA | NA | NA | NA | NA | NA | NA | NA
8 | 300 | 306 | 300 306 VSD for Chiller Pumps and Towers / Other Healthcare | 0 | 0 | -1676.8791 | 358.0059 | 390.3809 | 567.0035 | 623.9678 | 655.2852 | 742.6622 | 797.2519 | 810.0175 | 723.5488 | 765.5175 | 723.3925 | 886.0957 | 753.3769 | 813.8457 | 0 | 0 | 0 | 0 | 0 | 0 | 0 | 0 | 0 | 0 | 0 | 0 | 0 | 7933.4726 | 4227.877 | 3.0835 | 1639.26 | 6583.6372 | 2.413 | No | No | Yes | Keep | 280.5966 | 2 | 17.12% | 390 |  | 30.34% | 6583.6372 | 1.5716 | 0.04499 | 72.3173 | 10.9688 | N | 16 |  | 16 | 3.3496 | 6.4763 | 9.2008 | 11.4169 | 13.0994 | 14.2919 | 15.0808 | 15.568 | 15.8489 | 16
8 | 300 | 307 | 300 307 EMS Optimization / Other Healthcare | 0 | 0 | -528.805 | 164.07 | 180.445 | 232.5993 | 248.1736 | 0 | 0 | 0 | 0 | 0 | 0 | 0 | 0 | 0 | 0 | 0 | 0 | 0 | 0 | 0 | 0 | 0 | 0 | 0 | 0 | 0 | 0 | 0 | 296.483 | 170.4292 | 1.247 | 300 | 3246.4242 | 0.89557 | Yes | Yes | Yes | Drop | NA | NA | NA | NA |  | 5.628% | 3246.4242 | 0.19378 | 0.022189 | 58.5745 | NA | N | NA |  | NA | NA | NA | NA | NA | NA | NA | NA | NA | NA | NA
8 | 300 | 308 | 300 308 Aerosol Duct Sealing / Other Healthcare | 0 | 0 | -830.0615 | 330.9585 | 364.5835 | 469.9575 | 502.3559 | 532.3979 | 588.4663 | 625.3882 | 639.9429 | 597.5835 | 627.146 | 611.5991 | 707.3648 | 640.4585 | 679.3647 | 0 | 0 | 0 | 0 | 0 | 0 | 0 | 0 | 0 | 0 | 0 | 0 | 0 | 7087.5057 | 4049.767 | 4.504 | 765.77 | 6561.3352 | 1.1311 | No | Yes | Yes | Drop | NA | NA | NA | NA |  | 5.628% | 6561.3352 | 0.40909 | 0.44868 | 76.1469 | NA | M | NA |  | NA | NA | NA | NA | NA | NA | NA | NA | NA | NA | NA
8 | 300 | 309 | 300 309 Duct/Pipe Insulation / Other Healthcare | 0 | 0 | -31077.9761 | 69.7739 | 75.8989 | 110.2143 | 120.8589 | 127.2583 | 144.0005 | 154.6333 | 157.0473 | 140.602 | 0 | 0 | 0 | 0 | 0 | 0 | 0 | 0 | 0 | 0 | 0 | 0 | 0 | 0 | 0 | 0 | 0 | 0 | -29977.6888 | -30293.2274 | 0.02738 | 30756 | 1276.5508 | 233.494 | No | No | No | Drop | NA | NA | NA | NA |  | 5.628% | 1276.5508 | 0.30473 | 0.0087235 | 70.2894 | NA | M | NA |  | NA | NA | NA | NA | NA | NA | NA | NA | NA | NA | NA
8 | 300 | 311 | 300 311 Window Film (Standard) / Other Healthcare | 0 | 0 | -1474.2448 | 223.5052 | 239.5052 | 421.7509 | 482.6381 | 498.9438 | 584.8803 | 635.5678 | 641.0756 | 539.7083 | 0 | 0 | 0 | 0 | 0 | 0 | 0 | 0 | 0 | 0 | 0 | 0 | 0 | 0 | 0 | 0 | 0 | 0 | 2793.3303 | 1544.1346 | 1.9111 | 1304.75 | 3566.9552 | 3.545 | No | No | No | Keep | 568.6384 | 2 | 43.58% | 390 |  | 30.34% | 3566.9552 | 1.695 | -0.14947 | 40.7604 | 6.1824 | M | 10 |  | 10 | 2.0935 | 4.0477 | 5.7505 | 7.1355 | 8.1871 | 8.9324 | 9.4255 | 9.73 | 9.9055 | 10
8 | 300 | 313 | 300 313 Ceiling Insulation / Other Healthcare | 0 | 0 | -3651.8764 | 589.1236 | 623.1236 | 1414.4341 | 1703.0538 | 1736.6002 | 2110.5926 | 2321.4756 | 2308.0616 | 1831.4674 | 1998.4986 | 1710.6861 | 2481.7486 | 1775.9049 | 2016.9674 | 1675.5924 | 2445.9366 | 2494.7176 | 2542.4986 | 2545.6236 | 0 | 0 | 0 | 0 | 0 | 0 | 0 | 0 | 32674.2305 | 15340.274 | 4.624 | 3843 | 8058.664 | 4.6216 | No | No | No | Keep | 2179.9358 | 2 | 56.72% | 390 |  | 30.34% | 8058.664 | 3.4335 | 7.7355 | 46.8596 | 7.1075 | M | 0 |  | 0 | 0 | 0 | 0 | 0 | 0 | 0 | 0 | 0 | 0 | 0
8 | 300 | 314 | 300 314 Roof Insulation / Other Healthcare | 0 | 0 | -1702.9358 | 195.0842 | 208.3342 | 402.1057 | 469.4358 | 482.5432 | 574.0139 | 626.592 | 628.5686 | 517.2248 | 557.8342 | 493.9436 | 676.8967 | 511.2405 | 571.3342 | 521.6155 | 678.1155 | 693.303 | 709.678 | 713.8967 | 0 | 0 | 0 | 0 | 0 | 0 | 0 | 0 | 8528.8243 | 3657.4943 | 2.9295 | 1505.52 | 2958.732 | 4.9313 | No | No | No | Keep | 894.9273 | 2 | 59.44% | 390 |  | 30.34% | 2958.732 | 1.842 | 0.076846 | 46.8596 | 7.1075 | M | 13 |  | 13 | 2.7216 | 5.262 | 7.4757 | 9.2762 | 10.6433 | 11.6122 | 12.2532 | 12.649 | 12.8772 | 13
8 | 300 | 317 | 300 317 Thermal Energy Storage (TES) Positive / Other Healthcare | 0 | 0 | -14379.91 | 689.32 | 749.695 | 995.9313 | 1036.9987 | 1094.6276 | 1199.6325 | 1278.9997 | 1328.1247 | 1246.945 | 1304.3669 | 1282.3356 | 1447.1638 | 1312.2263 | 1393.6325 | 1487.945 | 1527.1638 | 1574.2575 | 1616.32 | 1663.695 | 1728.07 | 1672.32 | 1739.0388 | 1697.7888 | 1698.0075 | 1806.7888 | 1903.0388 | 2062.82 | 24157.3436 | 1715.7287 | 1.1138 | 14686.48 | 15851.4973 | 8.9791 | No | No | No | Keep | 11415.2109 | 2 | 77.73% | 390 |  | 30.34% |  | 17.3469 | 0.057926 | 0 | 0 | M | NA |  | NA | NA | NA | NA | NA | NA | NA | NA | NA | NA | NA
8 | 300 | 317 | 300 317 Thermal Energy Storage (TES) Negative / Other Healthcare | 0 | 0 | -666 | -686 | -766.75 | -788.25 | -803.5 | -870.75 | -925.25 | -955.5 | -994.5 | -1021.5 | -1049.75 | -1094.75 | -1139 | -1155 | -1186.25 | -1221.75 | -1261.75 | -1311 | -1363 | -1412 | -1450.5 | -1500 | -1550.5 | -1594.5 | -1647 | -1698 | -1742.5 | -1777 | -33632.25 | -14230.3234 | 99999 | 0 | 11725.7756 | 0 | Yes | Yes | Yes | Drop | NA | NA | NA | NA |  | 5.628% | -4125.7217 |  |  | 31.2397 | NA | M | NA |  | NA | NA | NA | NA | NA | NA | NA | NA | NA | NA | NA
8 | 320 | 321 | 320 321 DX Packaged System, EER=10.9, 10 tons / Other Healthcare | 0 | 0 | -5160.6936 | 386.2764 | 414.1514 | 747.0503 | 858.7461 | 887.2754 | 1044.4717 | 1137.0498 | 1143.4092 | 956.8389 | 1028.7139 | 923.4639 | 1235.2764 | 956.5889 | 1060.9639 | 0 | 0 | 0 | 0 | 0 | 0 | 0 | 0 | 0 | 0 | 0 | 0 | 0 | 7619.582 | 2653.001 | 1.4787 | 5151.97 | 6074.25 | 8.2199 | No | No | No | Keep | 3898.4287 | 2 | 75.67% | 390 |  | 30.34% | 6074.25 | 3.124 | 0 | 376.4866 | 57.104 | M | 57.104 |  | -1 | 11.9547 | 23.1141 | 32.8378 | 40.7468 | 46.7518 | 51.0078 | 53.8235 | 55.5623 | 56.5647 | 57.104
8 | 320 | 322 | 320 322 Hybrid Dessicant-DX System (Trane CDQ) / Other Healthcare | 0 | 0 | -17558.6012 | 2114.9038 | 2320.9038 | 3143.4082 | 3394.3369 | 3586.4643 | 4001.1618 | 4273.8488 | 4361.6458 | 3995.2319 | 4208.3882 | 4053.8101 | 4797.1228 | 4230.1226 | 4517.1226 | 0 | 0 | 0 | 0 | 0 | 0 | 0 | 0 | 0 | 0 | 0 | 0 | 0 | 35439.8704 | 15065.9049 | 1.767 | 19252.38 | 40384.8742 | 4.6201 | No | No | No | Keep | 10918.1648 | 2 | 56.71% | 390 |  | 30.34% | 40384.8742 | 7.0311 | 0 | 418.3184 | 63.4489 | N | 60 |  | 60 | 12.561 | 24.2863 | 34.5031 | 42.8133 | 49.1228 | 53.5946 | 56.5531 | 58.3801 | 59.4333 | 60
8 | 320 | 323 | 320 323 Geothermal Heat Pump, EER=13, 10 tons / Other Healthcare | 0 | 0 | -45545.4896 | 1100.6554 | 1207.9054 | 1636.0055 | 1766.7736 | 1866.5363 | 2083.4992 | 2224.7804 | 2270.3585 | 2079.3429 | 2189.7335 | 2110.0148 | 2496.0929 | 2201.3117 | 2350.5455 | 0 | 0 | 0 | 0 | 0 | 0 | 0 | 0 | 0 | 0 | 0 | 0 | 0 | -17961.9345 | -28565.4346 | 0.38741 | 46240.52 | 21009.4108 | 21.3301 | No | No | No | Drop | NA | NA | NA | NA |  | 5.628% | 21009.4108 | 3.6621 | 0.20101 | 414.1352 | NA | N | NA |  | NA | NA | NA | NA | NA | NA | NA | NA | NA | NA | NA
8 | 320 | 326 | 320 326 DX Tune Up/ Advanced Diagnostics / Other Healthcare | 0 | 0 | -1337.2319 | 307.3931 | 331.5181 | 540.2173 | 608.7622 | 633.6402 | 732.9087 | 792.9322 | 801.3697 | 689.8619 | 0 | 0 | 0 | 0 | 0 | 0 | 0 | 0 | 0 | 0 | 0 | 0 | 0 | 0 | 0 | 0 | 0 | 0 | 4101.3712 | 2521.6754 | 2.5376 | 1250 | 5209.5856 | 2.3254 | No | No | Yes | Keep | 174.8993 | 2 | 13.99% | 390 |  | 30.34% | 5209.5856 | 1.9135 | 0 | 207.0676 | 31.4072 | N | 79 |  | 79 | 16.5387 | 31.9769 | 45.4291 | 56.3708 | 64.6784 | 70.5662 | 74.4615 | 76.8671 | 78.2538 | 79
8 | 320 | 327 | 320 327 DX Coil Cleaning / Other Healthcare | 0 | 0 | -402.4687 | 379.8113 | 400.1863 | 953.9007 | 1158.3679 | 0 | 0 | 0 | 0 | 0 | 0 | 0 | 0 | 0 | 0 | 0 | 0 | 0 | 0 | 0 | 0 | 0 | 0 | 0 | 0 | 0 | 0 | 0 | 2489.7973 | 1999.4899 | 3.5757 | 386.28 | 5005.5311 | 0.74789 | Yes | Yes | Yes | Drop | NA | NA | NA | NA |  | 5.628% | 5005.5311 | 5.6743 | 1.5383 | 313.7388 | NA | M | NA |  | NA | NA | NA | NA | NA | NA | NA | NA | NA | NA | NA
8 | 320 | 329 | 320 329 Aerosol Duct Sealing / Other Healthcare | 0 | 0 | -638.271 | 526.249 | 579.749 | 746.7256 | 798.374 | 847.1416 | 935.8037 | 994.4131 | 1018.3506 | 950.9834 | 996.7334 | 973.0771 | 1125.3115 | 1018.4678 | 1080.5303 | 0 | 0 | 0 | 0 | 0 | 0 | 0 | 0 | 0 | 0 | 0 | 0 | 0 | 11953.6395 | 7122.1676 | 7.1623 | 765.77 | 10432.798 | 0.71135 | Yes | Yes | Yes | Drop | NA | NA | NA | NA |  | 5.628% | 10432.798 | 0.65048 | 0.71343 | 407.8605 | NA | M | NA |  | NA | NA | NA | NA | NA | NA | NA | NA | NA | NA | NA
8 | 320 | 330 | 320 330 Duct/Pipe Insulation / Other Healthcare | 0 | 0 | -31036.5555 | 111.5695 | 120.9445 | 177.6339 | 196.1212 | 205.0929 | 233.171 | 250.1204 | 254.636 | 226.9798 | 0 | 0 | 0 | 0 | 0 | 0 | 0 | 0 | 0 | 0 | 0 | 0 | 0 | 0 | 0 | 0 | 0 | 0 | -29260.2862 | -29770.3356 | 0.044168 | 30756 | 2034.3466 | 146.5173 | No | No | No | Drop | NA | NA | NA | NA |  | 5.628% | 2034.3466 | 0.50266 | 0 | 376.4866 | NA | M | NA |  | NA | NA | NA | NA | NA | NA | NA | NA | NA | NA | NA
8 | 320 | 334 | 320 334 Ceiling Insulation / Other Healthcare | 0 | 0 | -3310.2431 | 936.1319 | 990.2569 | 2245.9166 | 2704.7745 | 2757.8253 | 3351.8199 | 3686.3589 | 3665.9449 | 2906.4759 | 3173.5699 | 2717.0538 | 3943.1629 | 2822.0382 | 3203.8033 | 2662.1158 | 3884.2098 | 3964.3658 | 4033.2718 | 4042.7408 | 0 | 0 | 0 | 0 | 0 | 0 | 0 | 0 | 54381.5938 | 26852.7079 | 7.3437 | 3843 | 12801.8582 | 2.9093 | No | No | Yes | Keep | 1201.0841 | 2 | 31.25% | 390 |  | 30.34% | 12801.8582 | 5.4544 | 12.2885 | 250.991 | 38.0694 | M | 0 |  | 0 | 0 | 0 | 0 | 0 | 0 | 0 | 0 | 0 | 0 | 0
8 | 320 | 335 | 320 335 Roof Insulation / Other Healthcare | 0 | 0 | -1586.5851 | 313.8099 | 334.9349 | 654.4691 | 766.4701 | 787.7279 | 939.3568 | 1026.4896 | 1028.1615 | 842.013 | 911.4818 | 803.3255 | 1107.7474 | 833.5287 | 931.7001 | 843.2626 | 1107.7626 | 1131.7313 | 1158.4501 | 1164.5438 | 0 | 0 | 0 | 0 | 0 | 0 | 0 | 0 | 15100.3811 | 7153.5768 | 4.7739 | 1505.52 | 4712.9404 | 3.0958 | No | No | No | Keep | 532.9118 | 2 | 35.4% | 390 |  | 30.34% | 4712.9404 | 3.0592 | 1.7995 | 250.991 | 38.0694 | M | 72 |  | 72 | 15.0732 | 29.1435 | 41.4038 | 51.3759 | 58.9474 | 64.3135 | 67.8637 | 70.0561 | 71.3199 | 72
8 | 340 | 344 | 340 344 Aerosol Duct Sealing / Other Healthcare | 0 | 0 | -626.4973 | 538.3977 | 592.8977 | 763.8831 | 816.4329 | 866.3987 | 956.8899 | 1016.5852 | 1041.2494 | 972.1947 | 1019.0384 | 995.2415 | 1150.5853 | 1041.054 | 1104.3504 | 0 | 0 | 0 | 0 | 0 | 0 | 0 | 0 | 0 | 0 | 0 | 0 | 0 | 12248.7018 | 7308.9206 | 7.3239 | 765.77 | 10667.3887 | 0.6957 | Yes | Yes | Yes | Drop | NA | NA | NA | NA |  | 5.628% | 10667.3887 | 0.6651 | 0.72947 | 15.2864 | NA | M | NA |  | NA | NA | NA | NA | NA | NA | NA | NA | NA | NA | NA
8 | 340 | 345 | 340 345 Duct/Pipe Insulation / Other Healthcare | 0 | 0 | -31034.0596 | 113.8154 | 123.8154 | 181.0634 | 199.5644 | 208.5351 | 236.6279 | 254.327 | 258.866 | 230.952 | 0 | 0 | 0 | 0 | 0 | 0 | 0 | 0 | 0 | 0 | 0 | 0 | 0 | 0 | 0 | 0 | 0 | 0 | -29226.4932 | -29745.2479 | 0.044974 | 30756 | 2078.9209 | 143.3758 | No | No | No | Drop | NA | NA | NA | NA |  | 5.628% | 2078.9209 | 0.50905 | 0.014207 | 14.1106 | NA | M | NA |  | NA | NA | NA | NA | NA | NA | NA | NA | NA | NA | NA
8 | 340 | 349 | 340 349 Ceiling Insulation / Other Healthcare | 0 | 0 | -3289.4281 | 956.9469 | 1012.1969 | 2296.2697 | 2764.8961 | 2819.3448 | 3427.0799 | 3768.6269 | 3747.6659 | 2971.8999 | 3243.6189 | 2778.15 | 4031.4779 | 2884.5407 | 3275.2279 | 2721.2907 | 3970.8219 | 4052.9159 | 4123.8849 | 4133.6349 | 0 | 0 | 0 | 0 | 0 | 0 | 0 | 0 | 55691.0626 | 27547.0485 | 7.5077 | 3843 | 13088.6032 | 2.8455 | No | No | Yes | Keep | 1141.9086 | 2 | 29.71% | 390 |  | 30.34% | 13088.6032 | 5.5766 | 12.5637 | 9.407 | 1.4268 | M | 0 |  | 0 | 0 | 0 | 0 | 0 | 0 | 0 | 0 | 0 | 0 | 0
8 | 340 | 351 | 340 351 Cool Roof - DX / Other Healthcare | 0 | 0 | -12312.8524 | 1707.8226 | 1831.8226 | 3265.3656 | 3744.1102 | 3871.7738 | 4542.2836 | 4950.3696 | 4977.8856 | 4178.5256 | 4490.2606 | 4042.4164 | 5380.5416 | 4190.5416 | 4638.0726 | 0 | 0 | 0 | 0 | 0 | 0 | 0 | 0 | 0 | 0 | 0 | 0 | 0 | 43498.9396 | 21818.2515 | 2.5588 | 13606.8 | 27060.0803 | 4.8732 | No | No | No | Keep | 8022.4188 | 2 | 58.96% | 390 |  | 30.34% | 27060.0803 | 13.4109 | 0 | 10.0706 | 1.5275 | M | 10 |  | 10 | 2.0935 | 4.0477 | 5.7505 | 7.1355 | 8.1871 | 8.9324 | 9.4255 | 9.73 | 9.9055 | 10
8 | 360 | 361 | 360 361 HE PTAC, EER=9.6, 1 ton / Other Healthcare | 0 | 0 | -5260.9178 | 1079.2822 | 1157.5322 | 2051.6816 | 2349.0903 | 2429.3955 | 2848.7982 | 3102.8522 | 3121.8912 | 2625.4853 | 2819.2197 | 2541.001 | 3374.4702 | 2633.5947 | 2913.3296 | 0 | 0 | 0 | 0 | 0 | 0 | 0 | 0 | 0 | 0 | 0 | 0 | 0 | 29786.7061 | 16175.301 | 3.5571 | 5935.7 | 17147.1103 | 3.3548 | No | No | No | Keep | 2397.0556 | 2 | 40.38% | 390 |  | 30.34% | 17147.1103 | 8.3486 | 0.58723 | 274.1032 | 41.5749 | M | 127 |  | 127 | 26.5875 | 51.406 | 73.0316 | 90.6214 | 103.9766 | 113.4419 | 119.704 | 123.5711 | 125.8004 | 127
8 | 400 | 402 | 400 402 Variable Speed Drive Control / Other Healthcare | 0 | 0 | -3314.2797 | 333.4503 | 366.9503 | 473.132 | 505.5001 | 536.091 | 592.6769 | 630.1222 | 644.2784 | 602.2941 | 631.6066 | 615.8566 | 712.0128 | 645.0128 | 684.2003 | 0 | 0 | 0 | 0 | 0 | 0 | 0 | 0 | 0 | 0 | 0 | 0 | 0 | 4658.9049 | 1599.7518 | 1.4392 | 3252.23 | 6608.1343 | 4.7696 | No | No | No | Keep | 1888.5112 | 2 | 58.07% | 390 |  | 30.34% | 6608.1343 | 0.7439 | 0.74802 | 943.922 | 143.1704 | N | 84 |  | 84 | 17.5854 | 34.0008 | 48.3044 | 59.9386 | 68.7719 | 75.0325 | 79.1743 | 81.7321 | 83.2066 | 84
8 | 400 | 403 | 400 403 Air Handler Optimization / Other Healthcare | 0 | 0 | -586.1212 | 105.7538 | 116.0038 | 149.5214 | 159.8866 | 169.2216 | 187.4491 | 198.5116 | 0 | 0 | 0 | 0 | 0 | 0 | 0 | 0 | 0 | 0 | 0 | 0 | 0 | 0 | 0 | 0 | 0 | 0 | 0 | 0 | 500.227 | 244.4129 | 1.3542 | 300 | 2089.8303 | 1.3912 | No | Yes | Yes | Drop | NA | NA | NA | NA |  | 5.628% | 2089.8303 | 0.23526 | 0.23656 | 826.4111 | NA | N | NA |  | NA | NA | NA | NA | NA | NA | NA | NA | NA | NA | NA
8 | 400 | 404 | 400 404 Electronically Commutated Motors (ECM) on an Air Handler Unit / Other Healthcare | 0 | 0 | -1334.3375 | 181.4825 | 194.6075 | 333.5543 | 380.1514 | 393.8838 | 459.1622 | 498.2325 | 502.6388 | 426.8263 | 457.1231 | 414.7794 | 543.795 | 429.8263 | 474.67 | 0 | 0 | 0 | 0 | 0 | 0 | 0 | 0 | 0 | 0 | 0 | 0 | 0 | 4356.3952 | 2149.2029 | 2.42 | 1123.57 | 2949.5536 | 3.6917 | No | No | No | Keep | 514.8714 | 2 | 45.82% | 390 |  | 30.34% | 2949.5536 | 1.2882 | 0 | 1469.1754 | 222.8388 | M | 6 |  | 6 | 1.2561 | 2.4286 | 3.4503 | 4.2813 | 4.9123 | 5.3595 | 5.6553 | 5.838 | 5.9433 | 6
8 | 400 | 405 | 400 405 Demand Control Ventilation (DCV) / Other Healthcare | 0 | 0 | -23745.2354 | 242.8896 | 255.8896 | 609.5991 | 740.3632 | 752.2587 | 920.7568 | 1013.0578 | 1006.214 | 791.8781 | 865.0968 | 734.5812 | 1080.925 | 761.9875 | 869.425 | 0 | 0 | 0 | 0 | 0 | 0 | 0 | 0 | 0 | 0 | 0 | 0 | 0 | -13100.3131 | -17273.5356 | 0.27979 | 23594 | 3194.5838 | 71.5766 | No | No | No | Drop | NA | NA | NA | NA |  | 5.628% | 3194.5838 | 7.2472 | 4.3668 | 826.4111 | NA | M | NA |  | NA | NA | NA | NA | NA | NA | NA | NA | NA | NA | NA
8 | 400 | 406 | 400 406 Energy Recovery Ventilation (ERV) / Other Healthcare | 0 | 0 | -5392.0638 | 110.9912 | 116.9912 | 278.4931 | 337.999 | 343.8271 | 420.3428 | 462.4912 | 459.3037 | 361.085 | 394.8193 | 334.8818 | 493.5225 | 348.21 | 396.71 | 319.8349 | 484.085 | 493.2412 | 504.585 | 502.1162 | 0 | 0 | 0 | 0 | 0 | 0 | 0 | 0 | 1771.4658 | -1648.4266 | 0.70035 | 5111.18 | 1459.4627 | 33.94 | No | No | No | Drop | NA | NA | NA | NA |  | 5.628% | 1459.4627 | 3.3109 | 1.995 | 826.4111 | NA | M | NA |  | NA | NA | NA | NA | NA | NA | NA | NA | NA | NA | NA
8 | 600 | 603 | 600 603 Heat Pump Water Heater (air source) / Other Healthcare | 0 | 0 | -3231.9763 | 1311.4837 | 1444.1087 | 1861.0228 | 1987.9661 | 2110.3548 | 2331.0306 | 2478.269 | 2535.8705 | 2367.894 | 2482.8002 | 2424.1127 | 2804.7377 | 2537.4252 | 2691.1288 | 0 | 0 | 0 | 0 | 0 | 0 | 0 | 0 | 0 | 0 | 0 | 0 | 0 | 28136.2282 | 16100.4866 | 4.5611 | 4131.21 | 25993.9213 | 1.5402 | No | Yes | Yes | Drop | NA | NA | NA | NA |  | 5.628% | 25993.9213 | 0.50864 | 0.44127 | 468.6258 | NA | N | NA |  | NA | NA | NA | NA | NA | NA | NA | NA | NA | NA | NA
8 | 600 | 606 | 600 606 Demand controlled circulating systems / Other Healthcare | 0 | 0 | -530.2111 | 93.3189 | 102.3189 | 131.7251 | 140.9302 | 148.8149 | 164.5532 | 175.5336 | 179.7601 | 168.0648 | 175.6273 | 171.2836 | 198.2836 | 179.2211 | 189.7523 | 0 | 0 | 0 | 0 | 0 | 0 | 0 | 0 | 0 | 0 | 0 | 0 | 0 | 1688.9765 | 837.8856 | 2.3486 | 231.28 | 1840.2849 | 1.218 | No | Yes | Yes | Drop | NA | NA | NA | NA |  | 5.628% | 1840.2849 | 0.036368 | 0.031241 | 244.1787 | NA | N | NA |  | NA | NA | NA | NA | NA | NA | NA | NA | NA | NA | NA
8 | 600 | 608 | 600 608 Heat Recovery Unit / Other Healthcare | 0 | 0 | 204.7044 | 1437.0794 | 1581.7044 | 2038.8841 | 2177.7698 | 2312.3187 | 2553.5013 | 2715.1185 | 2777.5638 | 2593.8294 | 0 | 0 | 0 | 0 | 0 | 0 | 0 | 0 | 0 | 0 | 0 | 0 | 0 | 0 | 0 | 0 | 0 | 0 | 20392.4742 | 14689.2215 | 13.16 | 818 | 28475.7561 | 0.2784 | Yes | Yes | Yes | Drop | NA | NA | NA | NA |  | 5.628% | 28475.7561 | 0.55917 | 0.48341 | 277.4758 | NA | N | NA |  | NA | NA | NA | NA | NA | NA | NA | NA | NA | NA | NA
8 | 600 | 609 | 600 609 Heat Trap / Other Healthcare | 0 | 0 | -235.6263 | 168.5537 | 185.1787 | 238.9541 | 254.5069 | 269.958 | 298.5694 | 317.581 | 324.9091 | 304.5028 | 0 | 0 | 0 | 0 | 0 | 0 | 0 | 0 | 0 | 0 | 0 | 0 | 0 | 0 | 0 | 0 | 0 | 0 | 2127.0875 | 1459.5951 | 4.6383 | 11.18 | 3332.2087 | 0.032516 | Yes | Yes | Yes | Drop | NA | NA | NA | NA |  | 5.628% | 3332.2087 | 0.065662 | 0.056568 | 277.4758 | NA | N | NA |  | NA | NA | NA | NA | NA | NA | NA | NA | NA | NA | NA
8 | 600 | 610 | 600 610 Hot Water Pipe Insulation / Other Healthcare | 0 | 0 | -651.8334 | 36.8816 | 40.7566 | 52.1423 | 55.7058 | 58.7371 | 64.9363 | 69.2722 | 70.9597 | 66.5535 | 69.5378 | 68.0222 | 78.0691 | 70.0691 | 75.2878 | 0 | 0 | 0 | 0 | 0 | 0 | 0 | 0 | 0 | 0 | 0 | 0 | 0 | 225.0977 | -111.0705 | 0.83858 | 298.09 | 727.8536 | 3.9691 | No | No | No | Drop | NA | NA | NA | NA |  | 5.628% | 727.8536 | 0.014341 | 0.012356 | 277.4758 | NA | M | NA |  | NA | NA | NA | NA | NA | NA | NA | NA | NA | NA | NA
8 | 700 | 701 | 700 701 PC Manual Power Management Enabling / Other Healthcare | 0 | 0 | -375.1378 | 30.4272 | 32.0522 | 65.1987 | 0 | 0 | 0 | 0 | 0 | 0 | 0 | 0 | 0 | 0 | 0 | 0 | 0 | 0 | 0 | 0 | 0 | 0 | 0 | 0 | 0 | 0 | 0 | 0 | -247.4598 | -264.25 | 0.34663 | 14.44 | 438.9634 | 0.3188 | Yes | Yes | Yes | Drop | NA | NA | NA | NA |  | 5.628% | 438.9634 | 0.14943 | 0.31978 | 826.4111 | NA | N | NA |  | NA | NA | NA | NA | NA | NA | NA | NA | NA | NA | NA
8 | 700 | 702 | 700 702 PC Network Power Management Enabling / Other Healthcare | 0 | 0 | -367.9178 | 30.4272 | 32.0522 | 65.1987 | 0 | 0 | 0 | 0 | 0 | 0 | 0 | 0 | 0 | 0 | 0 | 0 | 0 | 0 | 0 | 0 | 0 | 0 | 0 | 0 | 0 | 0 | 0 | 0 | -240.2398 | -257.03 | 0.35293 | 7.22 | 438.9634 | 0.1594 | Yes | Yes | Yes | Drop | NA | NA | NA | NA |  | 5.628% | 438.9634 | 0.14943 | 0.31978 | 826.4111 | NA | N | NA |  | NA | NA | NA | NA | NA | NA | NA | NA | NA | NA | NA
8 | 710 | 711 | 710 711 Energy Star or Better Monitor / Other Healthcare | 0 | 0 | -347.4094 | 43.3406 | 45.8406 | 93.8475 | 0 | 0 | 0 | 0 | 0 | 0 | 0 | 0 | 0 | 0 | 0 | 0 | 0 | 0 | 0 | 0 | 0 | 0 | 0 | 0 | 0 | 0 | 0 | 0 | -164.3806 | -188.4861 | 0.5167 | 0 | 631.1191 | 0 | Yes | Yes | Yes | Drop | NA | NA | NA | NA |  | 5.628% | 631.1191 | 0.32629 | 0.45969 | 73.4588 | NA | M | NA |  | NA | NA | NA | NA | NA | NA | NA | NA | NA | NA | NA
8 | 710 | 712 | 710 712 Monitor Power Management Enabling / Other Healthcare | 0 | 0 | -376.1374 | 28.3226 | 30.1976 | 61.0091 | 0 | 0 | 0 | 0 | 0 | 0 | 0 | 0 | 0 | 0 | 0 | 0 | 0 | 0 | 0 | 0 | 0 | 0 | 0 | 0 | 0 | 0 | 0 | 0 | -256.608 | -272.3345 | 0.32542 | 13.71 | 411.8851 | 0.32259 | Yes | Yes | Yes | Drop | NA | NA | NA | NA |  | 5.628% | 411.8851 | 0.14021 | 0.30006 | 440.7526 | NA | N | NA |  | NA | NA | NA | NA | NA | NA | NA | NA | NA | NA | NA
8 | 720 | 722 | 720 722 Monitor Power Management Enabling / Other Healthcare | 0 | 0 | -390.72 | 0 | 0 | 0 | 0 | 0 | 0 | 0 | 0 | 0 | 0 | 0 | 0 | 0 | 0 | 0 | 0 | 0 | 0 | 0 | 0 | 0 | 0 | 0 | 0 | 0 | 0 | 0 | -390.72 | -390.72 | 0 | 0.72 | 0.68213 | 10.2294 | No | No | No | Drop | NA | NA | NA | NA |  | 5.628% | 0.68213 | 0.00023221 | 0.00049693 | 440.7526 | NA | N | NA |  | NA | NA | NA | NA | NA | NA | NA | NA | NA | NA | NA
8 | 730 | 732 | 730 732 Copier Power Management Enabling / Other Healthcare | 0 | 0 | -403.7634 | 7.0716 | 7.5716 | 15.3636 | 18.1097 | 17.8783 | 0 | 0 | 0 | 0 | 0 | 0 | 0 | 0 | 0 | 0 | 0 | 0 | 0 | 0 | 0 | 0 | 0 | 0 | 0 | 0 | 0 | 0 | -337.7686 | -350.5419 | 0.1465 | 20.71 | 100.8394 | 1.9904 | No | Yes | Yes | Drop | NA | NA | NA | NA |  | 5.628% | 100.8394 | 0.034327 | 0.073461 | 727.2418 | NA | N | NA |  | NA | NA | NA | NA | NA | NA | NA | NA | NA | NA | NA
8 | 740 | 741 | 740 741 Printer Power Management Enabling / Other Healthcare | 0 | 0 | -409.9436 | 41.7764 | 44.2764 | 90.3017 | 107.4102 | 0 | 0 | 0 | 0 | 0 | 0 | 0 | 0 | 0 | 0 | 0 | 0 | 0 | 0 | 0 | 0 | 0 | 0 | 0 | 0 | 0 | 0 | 0 | -126.179 | -173.2023 | 0.61572 | 60.72 | 608.4856 | 0.96709 | Yes | Yes | Yes | Drop | NA | NA | NA | NA |  | 5.628% | 608.4856 | 0.20714 | 0.44328 | 506.8655 | NA | N | NA |  | NA | NA | NA | NA | NA | NA | NA | NA | NA | NA | NA
8 | 800 | 801 | 800 801 Convection Oven / Other Healthcare | 0 | 0 | -253590.0471 | 7.7779 | 8.1529 | 10.9449 | 11.7652 | 11.5309 | 12.9967 | 13.8561 | 14.2936 | 13.4654 | 0 | 0 | 0 | 0 | 0 | 0 | 0 | 0 | 0 | 0 | 0 | 0 | 0 | 0 | 0 | 0 | 0 | 0 | -253485.2635 | -253514.7041 | 0.0003253 | 253207.2 | 146.2816 | 16775.2995 | No | No | No | Drop | NA | NA | NA | NA |  | 5.628% | 146.2816 | 0.015337 | 0.0034249 | 775.823 | NA | N | NA |  | NA | NA | NA | NA | NA | NA | NA | NA | NA | NA | NA
8 | 810 | 811 | 810 811 Efficient Fryer / Other Healthcare | 0 | 0 | -11194.8187 | 0.41126 | 0.53626 | 0.59095 | 0.36537 | 0.36732 | 1.0206 | 0.57533 | 1.2316 | 0.98939 | 0 | 0 | 0 | 0 | 0 | 0 | 0 | 0 | 0 | 0 | 0 | 0 | 0 | 0 | 0 | 0 | 0 | 0 | -11188.7306 | -11190.5354 | 0.00039702 | 10804.98 | 6.9233 | 15124.9367 | No | No | No | Drop | NA | NA | NA | NA |  | 5.628% | 6.9233 | 0.0007259 | 0.0001621 | 775.823 | NA | N | NA |  | NA | NA | NA | NA | NA | NA | NA | NA | NA | NA | NA
8 | 900 | 901 | 900 901 Vending Misers (cooled machines only) / Other Healthcare | 0 | 0 | -422.6671 | 20.2129 | 22.0879 | 28.9922 | 30.166 | 31.6885 | 35.4004 | 37.1113 | 38.9082 | 36.4317 | 0 | 0 | 0 | 0 | 0 | 0 | 0 | 0 | 0 | 0 | 0 | 0 | 0 | 0 | 0 | 0 | 0 | 0 | -141.6679 | -220.9647 | 0.50051 | 52.38 | 393.9076 | 1.2887 | No | Yes | Yes | Drop | NA | NA | NA | NA |  | 5.628% | 393.9076 | 0.022465 | 0.034731 | 1028.4227 | NA | N | NA |  | NA | NA | NA | NA | NA | NA | NA | NA | NA | NA | NA
9 | 110 | 111 | 110 111 Premium T8, Electronic Ballast / Warehouse | 0 | 0 | -2796.0679 | 154.5971 | 167.7221 | 260.0424 | 291.3618 | 302.8901 | 348.2299 | 375.5737 | 380.7768 | 332.7846 | 354.0346 | 328.7221 | 413.5659 | 342.1596 | 371.7846 | 365.9721 | 426.8471 | 436.6596 | 450.0971 | 456.7846 | 0 | 0 | 0 | 0 | 0 | 0 | 0 | 0 | 3764.5384 | 652.917 | 1.2214 | 2558.54 | 2709.6371 | 9.1509 | No | No | No | Keep | 1999.3529 | 2 | 78.14% | 390 |  | 30.34% | 2709.6371 | 0.84538 | 0.43021 | 3693.2129 | 560.1723 | M | 41 |  | 41 | 8.5834 | 16.5956 | 23.5771 | 29.2557 | 33.5673 | 36.623 | 38.6446 | 39.893 | 40.6127 | 41
9 | 110 | 114 | 110 114 Continuous Dimming / Warehouse | 0 | 0 | -14809.4316 | 317.5884 | 347.8384 | 477.3223 | 517.9097 | 546.0914 | 611.9243 | 654.0181 | 666.6587 | 608.354 | 640.7603 | 614.2759 | 731.8384 | 640.8384 | 0 | 0 | 0 | 0 | 0 | 0 | 0 | 0 | 0 | 0 | 0 | 0 | 0 | 0 | -7434.0131 | -10134.1545 | 0.32985 | 14732.27 | 6020.7579 | 23.7139 | No | No | No | Drop | NA | NA | NA | NA |  | 5.628% | 6020.7579 | 1.1198 | 0.53653 | 486.4714 | NA | N | NA |  | NA | NA | NA | NA | NA | NA | NA | NA | NA | NA | NA
9 | 110 | 115 | 110 115 Lighting Control Tuneup / Warehouse | 0 | 0 | -501.6227 | 32.7523 | 36.1273 | 50.0521 | 54.6361 | 56.474 | 0 | 0 | 0 | 0 | 0 | 0 | 0 | 0 | 0 | 0 | 0 | 0 | 0 | 0 | 0 | 0 | 0 | 0 | 0 | 0 | 0 | 0 | -271.581 | -313.6907 | 0.41256 | 144 | 624.1034 | 2.2361 | No | No | Yes | Drop | NA | NA | NA | NA |  | 5.628% | 624.1034 | 0.12023 | 0.055616 | 486.4714 | NA | N | NA |  | NA | NA | NA | NA | NA | NA | NA | NA | NA | NA | NA
9 | 120 | 121 | 120 121 ROB Premium T8, 1EB / Warehouse | 0 | 0 | -571.1288 | 67.0312 | 72.4062 | 112.8388 | 125.7031 | 131.083 | 150.7109 | 162.2694 | 164.7537 | 143.9803 | 152.8397 | 141.8866 | 178.2459 | 146.9959 | 161.0584 | 157.9334 | 184.0272 | 188.9022 | 194.4022 | 197.9647 | 0 | 0 | 0 | 0 | 0 | 0 | 0 | 0 | 2263.9041 | 919.5428 | 2.4432 | 247.16 | 1171.0175 | 2.0455 | No | No | Yes | Keep | 5.4975 | 2 | 2.224% | 390 |  | 30.34% | 1171.0175 | 0.36535 | 0.18592 | 1538.8387 | 233.4051 | M | 84 |  | 84 | 17.5854 | 34.0008 | 48.3044 | 59.9386 | 68.7719 | 75.0325 | 79.1743 | 81.7321 | 83.2066 | 84
9 | 120 | 122 | 120 122 ROB Premium T8, EB, Reflector / Warehouse | 0 | 0 | -971.6302 | 269.5198 | 292.3948 | 454.5901 | 507.7503 | 530.0472 | 608.9417 | 656.5276 | 664.7307 | 580.5198 | 617.2542 | 573.8792 | 723.5511 | 596.0511 | 649.5511 | 638.6448 | 744.7386 | 764.3011 | 783.7073 | 797.7698 | 0 | 0 | 0 | 0 | 0 | 0 | 0 | 0 | 10482.8404 | 5050.326 | 5.0814 | 847.4 | 4729.3055 | 1.7365 | No | Yes | Yes | Drop | NA | NA | NA | NA |  | 5.628% | 4729.3055 | 1.4755 | 0.75088 | 324.3143 | NA | M | NA |  | NA | NA | NA | NA | NA | NA | NA | NA | NA | NA | NA
9 | 120 | 123 | 120 123 Occupancy Sensor / Warehouse | 0 | 0 | -1893.7317 | 86.7633 | 93.6383 | 148.3199 | 166.3424 | 173.0074 | 199.4351 | 215.6148 | 218.2555 | 189.6851 | 202.1226 | 186.0601 | 0 | 0 | 0 | 0 | 0 | 0 | 0 | 0 | 0 | 0 | 0 | 0 | 0 | 0 | 0 | 0 | -14.4872 | -633.0641 | 0.68009 | 1588.87 | 1496.5454 | 10.2892 | No | No | No | Drop | NA | NA | NA | NA |  | 5.628% | 1496.5454 | 0.49901 | 0.13336 | 742.5078 | NA | M | NA |  | NA | NA | NA | NA | NA | NA | NA | NA | NA | NA | NA
9 | 120 | 124 | 120 124 Lighting Control Tuneup / Warehouse | 0 | 0 | -514.3317 | 20.4183 | 22.1683 | 30.6029 | 33.3343 | 34.6107 | 0 | 0 | 0 | 0 | 0 | 0 | 0 | 0 | 0 | 0 | 0 | 0 | 0 | 0 | 0 | 0 | 0 | 0 | 0 | 0 | 0 | 0 | -373.1972 | -398.9832 | 0.25284 | 144 | 382.1664 | 3.6517 | No | No | No | Drop | NA | NA | NA | NA |  | 5.628% | 382.1664 | 0.071077 | 0.034056 | 162.1571 | NA | N | NA |  | NA | NA | NA | NA | NA | NA | NA | NA | NA | NA | NA
9 | 130 | 131 | 130 131 CFL Screw-in 18W / Warehouse | 0 | 0 | -790.8891 | 1268.2959 | 0 | 0 | 0 | 0 | 0 | 0 | 0 | 0 | 0 | 0 | 0 | 0 | 0 | 0 | 0 | 0 | 0 | 0 | 0 | 0 | 0 | 0 | 0 | 0 | 0 | 0 | 477.4068 | 400.4033 | 1.1962 | 1651.06 | 21078.2908 | 0.75912 | Yes | Yes | Yes | Drop | NA | NA | NA | NA |  | 5.628% | 21078.2908 | 8.4402 | 5.673 | 710.6465 | NA | M | NA |  | NA | NA | NA | NA | NA | NA | NA | NA | NA | NA | NA
9 | 150 | 151 | 150 151 PSMH, 250W, magnetic ballast / Warehouse | 0 | 0 | -403.4523 | 259.1277 | 283.7527 | 390.5008 | 422.9793 | 446.0828 | 499.9715 | 533.7683 | 545.0418 | 496.5183 | 523.4246 | 501.8465 | 598.159 | 0 | 0 | 0 | 0 | 0 | 0 | 0 | 0 | 0 | 0 | 0 | 0 | 0 | 0 | 0 | 5097.721 | 3183.556 | 5.8303 | 269.08 | 4919.3961 | 0.53009 | Yes | Yes | Yes | Drop | NA | NA | NA | NA |  | 5.628% | 4919.3961 | 0.91493 | 0.43838 | 1718.2108 | NA | M | NA |  | NA | NA | NA | NA | NA | NA | NA | NA | NA | NA | NA
9 | 150 | 152 | 150 152 PSMH, 250 W, electronic ballast / Warehouse | 0 | 0 | -1475.1634 | 299.9966 | 328.3716 | 451.1909 | 489.355 | 515.5054 | 578.1138 | 617.3169 | 629.9888 | 574.1841 | 604.9341 | 580.6372 | 691.4654 | 0 | 0 | 0 | 0 | 0 | 0 | 0 | 0 | 0 | 0 | 0 | 0 | 0 | 0 | 0 | 4885.8961 | 2672.6661 | 2.5094 | 1380.66 | 5686.3915 | 2.3531 | No | No | Yes | Keep | 207.161 | 2 | 15% | 390 |  | 30.34% | 5686.3915 | 1.0576 | 0.50673 | 1790.5565 | 271.5847 | M | 65 |  | 65 | 13.6078 | 26.3101 | 37.3784 | 46.381 | 53.2164 | 58.0608 | 61.2658 | 63.2451 | 64.386 | 65
9 | 150 | 153 | 150 153 High Bay T5 / Warehouse | 0 | 0 | -635.8721 | 373.6329 | 404.8829 | 629.9303 | 702.8126 | 734.0372 | 842.8829 | 909.2579 | 920.6798 | 803.6485 | 855.7423 | 794.5704 | 1002.1642 | 0 | 0 | 0 | 0 | 0 | 0 | 0 | 0 | 0 | 0 | 0 | 0 | 0 | 0 | 0 | 8338.3698 | 5187.5198 | 6.1688 | 613.63 | 6549.6927 | 0.90797 | Yes | Yes | Yes | Drop | NA | NA | NA | NA |  | 5.628% | 6549.6927 | 2.0434 | 1.0399 | 1718.2108 | NA | N | NA |  | NA | NA | NA | NA | NA | NA | NA | NA | NA | NA | NA
9 | 160 | 161 | 160 161 LED Exit Sign / Warehouse | 0 | 0 | -425.1397 | 0.79029 | 0.79029 | 0.84498 | 1.0754 | 0.37135 | 1.2747 | 1.0753 | 1.091 | 1.2394 | 1.2394 | 0.91126 | 0.88001 | 1.4113 | 0.91126 | 0.91126 | 0 | 0 | 0 | 0 | 0 | 0 | 0 | 0 | 0 | 0 | 0 | 0 | -410.3226 | -416.0606 | 0.022598 | 35.68 | 11.1483 | 31.0169 | No | No | No | Drop | NA | NA | NA | NA |  | 5.628% | 11.1483 | 0.0066854 | 0.0013198 | 7999.0229 | NA | N | NA |  | NA | NA | NA | NA | NA | NA | NA | NA | NA | NA | NA
9 | 200 | 201 | 200 201 High Pressure Sodium 250W Lamp / Warehouse | 0 | 0 | -628.1723 | 24.3377 | 26.8377 | 34.66 | 37.1268 | 0 | 0 | 0 | 0 | 0 | 0 | 0 | 0 | 0 | 0 | 0 | 0 | 0 | 0 | 0 | 0 | 0 | 0 | 0 | 0 | 0 | 0 | 0 | -505.21 | -524.0132 | 0.196 | 261.76 | 482.3789 | 5.2589 | No | No | No | Drop | NA | NA | NA | NA |  | 5.628% | 482.3789 | 0.030826 | 0.017413 | 9993.5654 | NA | M | NA |  | NA | NA | NA | NA | NA | NA | NA | NA | NA | NA | NA
9 | 200 | 202 | 200 202 Outdoor Lighting Controls (Photocell/Timeclock) / Warehouse | 0 | 0 | -418.2534 | 19.5516 | 21.3016 | 27.5975 | 29.5292 | 0 | 0 | 0 | 0 | 0 | 0 | 0 | 0 | 0 | 0 | 0 | 0 | 0 | 0 | 0 | 0 | 0 | 0 | 0 | 0 | 0 | 0 | 0 | -320.2733 | -335.2404 | 0.23361 | 47.43 | 381.0633 | 1.2063 | No | Yes | Yes | Drop | NA | NA | NA | NA |  | 5.628% | 381.0633 | 0.024351 | 0.013756 | 989.4484 | NA | N | NA |  | NA | NA | NA | NA | NA | NA | NA | NA | NA | NA | NA
9 | 210 | 211 | 210 211 Outdoor Lighting Controls (Photocell/Timeclock) / Warehouse | 0 | 0 | -516.6916 | 28.5634 | 31.3134 | 40.7616 | 43.5067 | 0 | 0 | 0 | 0 | 0 | 0 | 0 | 0 | 0 | 0 | 0 | 0 | 0 | 0 | 0 | 0 | 0 | 0 | 0 | 0 | 0 | 0 | 0 | -372.5466 | -394.5924 | 0.27582 | 154.88 | 563.7202 | 2.6627 | No | No | Yes | Drop | NA | NA | NA | NA |  | 5.628% | 563.7202 | 0.036025 | 2.035e-08 | 989.4484 | NA | N | NA |  | NA | NA | NA | NA | NA | NA | NA | NA | NA | NA | NA
9 | 300 | 301 | 300 301 Centrifugal Chiller, 0.51 kW/ton, 500 tons / Warehouse | 0 | 0 | -547.1116 | 43.8434 | 47.0934 | 74.2008 | 82.7047 | 85.7877 | 98.6871 | 106.9215 | 108.5387 | 93.9684 | 100.7965 | 92.9996 | 117.4059 | 95.9059 | 105.297 | 103.047 | 121.547 | 124.0783 | 127.547 | 129.547 | 0 | 0 | 0 | 0 | 0 | 0 | 0 | 0 | 1312.8056 | 430.8053 | 1.7304 | 199.83 | 757.524 | 2.5565 | No | No | Yes | Keep | 43.5 | 2 | 21.77% | 390 |  | 30.34% | 757.524 | 0.24354 | 0.0039409 | 53.8314 | 8.1649 | M | 10 |  | 10 | 2.0935 | 4.0477 | 5.7505 | 7.1355 | 8.1871 | 8.9324 | 9.4255 | 9.73 | 9.9055 | 10
9 | 300 | 302 | 300 302 High Efficiency Chiller Motors / Warehouse | 0 | 0 | -450.369 | 10.826 | 11.576 | 16.9139 | 17.4989 | 18.576 | 21.3729 | 22.0369 | 22.9119 | 20.826 | 22.1698 | 20.4041 | 24.451 | 21.1073 | 23.0609 | 23.2796 | 26.8421 | 27.0609 | 29.2796 | 28.9046 | 0 | 0 | 0 | 0 | 0 | 0 | 0 | 0 | -41.2706 | -235.015 | 0.49001 | 70.82 | 195.2183 | 3.5158 | No | No | No | Drop | NA | NA | NA | NA |  | 5.628% | 195.2183 | 0.04295 | 0 | 56.998 | NA | N | NA |  | NA | NA | NA | NA | NA | NA | NA | NA | NA | NA | NA
9 | 300 | 304 | 300 304 EMS - Chiller / Warehouse | 0 | 0 | -572.5948 | 36.2802 | 39.7802 | 55.9511 | 60.9052 | 63.4423 | 72.1943 | 77.1708 | 78.7333 | 71.1396 | 0 | 0 | 0 | 0 | 0 | 0 | 0 | 0 | 0 | 0 | 0 | 0 | 0 | 0 | 0 | 0 | 0 | 0 | -16.9976 | -175.7199 | 0.71099 | 218 | 679.0763 | 3.1112 | No | No | No | Drop | NA | NA | NA | NA |  | 5.628% | 679.0763 | 0.1422 | 0.064209 | 4.7771 | NA | N | NA |  | NA | NA | NA | NA | NA | NA | NA | NA | NA | NA | NA
9 | 300 | 305 | 300 305 Chiller Tune Up/Diagnostics / Warehouse | 0 | 0 | -1351.8541 | 39.5209 | 41.5209 | 98.058 | 118.7123 | 120.7015 | 147.7709 | 162.1224 | 161.8021 | 127.4427 | 0 | 0 | 0 | 0 | 0 | 0 | 0 | 0 | 0 | 0 | 0 | 0 | 0 | 0 | 0 | 0 | 0 | 0 | -334.2025 | -639.5784 | 0.53987 | 1000 | 513.6041 | 18.8693 | No | No | No | Drop | NA | NA | NA | NA |  | 5.628% | 513.6041 | 0.58223 | 0.02428 | 23.7492 | NA | N | NA |  | NA | NA | NA | NA | NA | NA | NA | NA | NA | NA | NA
9 | 300 | 306 | 300 306 VSD for Chiller Pumps and Towers / Warehouse | 0 | 0 | -509.0898 | 34.3852 | 37.3852 | 53.141 | 57.5111 | 59.8627 | 68.2055 | 73.143 | 74.057 | 67.7133 | 71.0102 | 67.4008 | 80.7289 | 69.9164 | 75.1503 | 0 | 0 | 0 | 0 | 0 | 0 | 0 | 0 | 0 | 0 | 0 | 0 | 0 | 380.5207 | 38.2925 | 1.0706 | 152.6 | 640.767 | 2.308 | No | No | Yes | Keep | 20.3651 | 2 | 13.35% | 390 |  | 30.34% | 640.767 | 0.13419 | 0.015148 | 29.3212 | 4.4473 | N | 7 |  | 7 | 1.4655 | 2.8334 | 4.0254 | 4.9949 | 5.731 | 6.2527 | 6.5979 | 6.811 | 6.9339 | 7
9 | 300 | 307 | 300 307 EMS Optimization / Warehouse | 0 | 0 | -674.1216 | 16.0034 | 17.8784 | 22.7163 | 24.1059 | 0 | 0 | 0 | 0 | 0 | 0 | 0 | 0 | 0 | 0 | 0 | 0 | 0 | 0 | 0 | 0 | 0 | 0 | 0 | 0 | 0 | 0 | 0 | -593.4176 | -605.7281 | 0.12213 | 300 | 315.9727 | 9.2014 | No | No | No | Drop | NA | NA | NA | NA |  | 5.628% | 315.9727 | 0.016545 | 0.0074708 | 23.7492 | NA | N | NA |  | NA | NA | NA | NA | NA | NA | NA | NA | NA | NA | NA
9 | 300 | 308 | 300 308 Aerosol Duct Sealing / Warehouse | 0 | 0 | -429.9082 | 32.5068 | 35.5068 | 45.9628 | 49.2451 | 51.5165 | 57.1396 | 60.6749 | 62.8311 | 58.2764 | 60.7139 | 60.1671 | 67.9483 | 61.6358 | 65.8233 | 0 | 0 | 0 | 0 | 0 | 0 | 0 | 0 | 0 | 0 | 0 | 0 | 0 | 340.0401 | 45.0426 | 1.0976 | 71.29 | 638.5965 | 1.0819 | No | Yes | Yes | Drop | NA | NA | NA | NA |  | 5.628% | 638.5965 | 0.039816 | 0.043669 | 30.8739 | NA | M | NA |  | NA | NA | NA | NA | NA | NA | NA | NA | NA | NA | NA
9 | 300 | 309 | 300 309 Duct/Pipe Insulation / Warehouse | 0 | 0 | -31139.4923 | 7.0077 | 7.2577 | 10.9061 | 11.703 | 11.7684 | 13.5546 | 13.6952 | 14.2655 | 12.7577 | 0 | 0 | 0 | 0 | 0 | 0 | 0 | 0 | 0 | 0 | 0 | 0 | 0 | 0 | 0 | 0 | 0 | 0 | -31036.5764 | -31065.71 | 0.0025779 | 30756 | 124.2433 | 2399.0584 | No | No | No | Drop | NA | NA | NA | NA |  | 5.628% | 124.2433 | 0.026019 | 0.0029371 | 28.499 | NA | M | NA |  | NA | NA | NA | NA | NA | NA | NA | NA | NA | NA | NA
9 | 300 | 311 | 300 311 Window Film (Standard) / Warehouse | 0 | 0 | -1673.4539 | 22.1711 | 23.7961 | 40.7571 | 46.971 | 48.3303 | 56.9133 | 61.4327 | 62.1906 | 53.1046 | 0 | 0 | 0 | 0 | 0 | 0 | 0 | 0 | 0 | 0 | 0 | 0 | 0 | 0 | 0 | 0 | 0 | 0 | -1257.7869 | -1379.3514 | 0.1861 | 1304.75 | 347.1179 | 36.4279 | No | No | No | Drop | NA | NA | NA | NA |  | 5.628% | 347.1179 | 0.16494 | -0.050325 | 11.0176 | NA | M | NA |  | NA | NA | NA | NA | NA | NA | NA | NA | NA | NA | NA
9 | 300 | 313 | 300 313 Ceiling Insulation / Warehouse | 0 | 0 | -4175.9696 | 57.4054 | 60.5304 | 137.4269 | 165.923 | 168.7208 | 205.7335 | 225.1163 | 225.132 | 178.296 | 194.0616 | 166.5929 | 240.4054 | 171.9991 | 196.0153 | 162.7965 | 238.1403 | 242.484 | 248.5465 | 248.359 | 0 | 0 | 0 | 0 | 0 | 0 | 0 | 0 | -642.2849 | -2328.704 | 0.44987 | 3843 | 784.473 | 47.4762 | No | No | No | Drop | NA | NA | NA | NA |  | 5.628% | 784.473 | 0.33424 | 0.75302 | 18.9993 | NA | M | NA |  | NA | NA | NA | NA | NA | NA | NA | NA | NA | NA | NA
9 | 300 | 314 | 300 314 Roof Insulation / Warehouse | 0 | 0 | -1877.1471 | 18.8729 | 20.1229 | 36.3641 | 42.3084 | 43.66 | 51.7557 | 55.5135 | 55.7323 | 47.2948 | 50.4041 | 44.7323 | 60.4354 | 46.3729 | 51.7479 | 48.0291 | 61.2791 | 62.0916 | 64.2791 | 64.3729 | 0 | 0 | 0 | 0 | 0 | 0 | 0 | 0 | -951.778 | -1391.5972 | 0.26585 | 1505.52 | 287.9654 | 50.6676 | No | No | No | Drop | NA | NA | NA | NA |  | 5.628% | 287.9654 | 0.15728 | 0.025873 | 18.9993 | NA | M | NA |  | NA | NA | NA | NA | NA | NA | NA | NA | NA | NA | NA
9 | 300 | 317 | 300 317 Thermal Energy Storage (TES) Positive / Warehouse | 0 | 0 | -1697.3918 | 59.1432 | 63.8932 | 84.8327 | 88.7458 | 93.86 | 102.7135 | 109.6667 | 113.8854 | 106.9713 | 111.3151 | 109.112 | 122.9557 | 111.4557 | 118.7995 | 126.5807 | 130.2682 | 134.0495 | 139.1745 | 144.2682 | 147.1432 | 142.5807 | 148.9245 | 145.487 | 145.3932 | 154.1745 | 162.987 | 174.8307 | 1595.8199 | -321.7286 | 0.8169 | 1367.16 | 1402.9154 | 9.4443 | No | No | No | Drop | NA | NA | NA | NA |  | 5.628% |  | 1.4811 | 0.019503 | 0 | NA | M | NA |  | NA | NA | NA | NA | NA | NA | NA | NA | NA | NA | NA
9 | 300 | 317 | 300 317 Thermal Energy Storage (TES) Negative / Warehouse | 0 | 0 | -58.875 | -60.5 | -67.75 | -69.75 | -71.25 | -76.75 | -81.75 | -84.5 | -87.75 | -89.75 | -92.75 | -97.25 | -101.75 | -103 | -104.5 | -108.5 | -111 | -117 | -120 | -125 | -129 | -132.5 | -137 | -141 | -146 | -151 | -154 | -158 | -2977.875 | -1259.3076 | 99999 | 0 | 1001.1736 | 0 | Yes | Yes | Yes | Drop | NA | NA | NA | NA |  | 5.628% | -401.7418 |  |  | 12.6662 | NA | M | NA |  | NA | NA | NA | NA | NA | NA | NA | NA | NA | NA | NA
9 | 320 | 321 | 320 321 DX Packaged System, EER=10.9, 10 tons / Warehouse | 0 | 0 | -832.6223 | 37.8427 | 40.3427 | 72.8593 | 83.747 | 86.4003 | 101.5536 | 110.4324 | 111.5886 | 92.948 | 100.1511 | 89.6511 | 119.5261 | 92.6511 | 103.3386 | 0 | 0 | 0 | 0 | 0 | 0 | 0 | 0 | 0 | 0 | 0 | 0 | 0 | 410.4103 | -72.3203 | 0.91683 | 479.59 | 591.1855 | 7.862 | No | No | No | Drop | NA | NA | NA | NA |  | 5.628% | 591.1855 | 0.30405 | 0 | 711.1546 | NA | M | NA |  | NA | NA | NA | NA | NA | NA | NA | NA | NA | NA | NA
9 | 320 | 322 | 320 322 Hybrid Dessicant-DX System (Trane CDQ) / Warehouse | 0 | 0 | -1982.5276 | 203.2974 | 223.0474 | 293.8658 | 315.1382 | 334.1412 | 371.1099 | 395.0671 | 404.1452 | 374.0358 | 393.4421 | 380.7702 | 445.0202 | 397.2702 | 423.6926 | 0 | 0 | 0 | 0 | 0 | 0 | 0 | 0 | 0 | 0 | 0 | 0 | 0 | 2971.5156 | 1069.3612 | 1.49 | 1792.2 | 3930.5199 | 4.419 | No | No | No | Keep | 981.0597 | 2 | 54.74% | 390 |  | 30.34% | 3930.5199 | 0.60033 | 0 | 790.1718 | 119.8502 | N | 114 |  | 114 | 23.8659 | 46.1439 | 65.5559 | 81.3452 | 93.3333 | 101.8298 | 107.4508 | 110.9221 | 112.9232 | 114
9 | 320 | 323 | 320 323 Geothermal Heat Pump, EER=13, 10 tons / Warehouse | 0 | 0 | -4590.4542 | 105.9308 | 115.6808 | 153.7159 | 164.879 | 174.2872 | 192.9854 | 205.4151 | 210.1183 | 195.0245 | 204.5089 | 198.4151 | 231.7745 | 206.4933 | 220.6021 | 0 | 0 | 0 | 0 | 0 | 0 | 0 | 0 | 0 | 0 | 0 | 0 | 0 | -2010.6233 | -3000.9275 | 0.36076 | 4304.51 | 2044.8211 | 20.401 | No | No | No | Drop | NA | NA | NA | NA |  | 5.628% | 2044.8211 | 0.31268 | 0.067679 | 782.2701 | NA | N | NA |  | NA | NA | NA | NA | NA | NA | NA | NA | NA | NA | NA
9 | 320 | 326 | 320 326 DX Tune Up/ Advanced Diagnostics / Warehouse | 0 | 0 | -1611.2966 | 29.7034 | 31.5784 | 49.6809 | 54.8919 | 57.2483 | 66.4456 | 71.2112 | 72.1721 | 63.6878 | 0 | 0 | 0 | 0 | 0 | 0 | 0 | 0 | 0 | 0 | 0 | 0 | 0 | 0 | 0 | 0 | 0 | 0 | -1114.6771 | -1258.2487 | 0.23278 | 1250 | 507.0185 | 23.893 | No | No | No | Drop | NA | NA | NA | NA |  | 5.628% | 507.0185 | 0.16338 | 0 | 391.135 | NA | N | NA |  | NA | NA | NA | NA | NA | NA | NA | NA | NA | NA | NA
9 | 320 | 327 | 320 327 DX Coil Cleaning / Warehouse | 0 | 0 | -389.5759 | 37.3841 | 39.2591 | 92.9486 | 112.7631 | 0 | 0 | 0 | 0 | 0 | 0 | 0 | 0 | 0 | 0 | 0 | 0 | 0 | 0 | 0 | 0 | 0 | 0 | 0 | 0 | 0 | 0 | 0 | -107.2209 | -155.0266 | 0.63605 | 35.96 | 487.1594 | 0.71537 | Yes | Yes | Yes | Drop | NA | NA | NA | NA |  | 5.628% | 487.1594 | 0.55225 | 0.14972 | 592.6289 | NA | M | NA |  | NA | NA | NA | NA | NA | NA | NA | NA | NA | NA | NA
9 | 320 | 329 | 320 329 Aerosol Duct Sealing / Warehouse | 0 | 0 | -411.1227 | 51.4173 | 56.2923 | 72.7982 | 77.9739 | 81.7698 | 90.6126 | 96.0501 | 99.6048 | 93.1204 | 96.9173 | 95.0579 | 108.8861 | 98.8236 | 104.8861 | 0 | 0 | 0 | 0 | 0 | 0 | 0 | 0 | 0 | 0 | 0 | 0 | 0 | 813.0877 | 343.4649 | 1.7446 | 71.29 | 1015.3778 | 0.68043 | Yes | Yes | Yes | Drop | NA | NA | NA | NA |  | 5.628% | 1015.3778 | 0.063308 | 0.069435 | 770.4175 | NA | M | NA |  | NA | NA | NA | NA | NA | NA | NA | NA | NA | NA | NA
9 | 320 | 330 | 320 330 Duct/Pipe Insulation / Warehouse | 0 | 0 | -31135.42 | 10.955 | 11.58 | 16.9179 | 17.7529 | 18.58 | 21.6269 | 22.041 | 22.916 | 20.83 | 0 | 0 | 0 | 0 | 0 | 0 | 0 | 0 | 0 | 0 | 0 | 0 | 0 | 0 | 0 | 0 | 0 | 0 | -30972.2202 | -31018.6835 | 0.0040877 | 30756 | 197.9942 | 1505.4326 | No | No | No | Drop | NA | NA | NA | NA |  | 5.628% | 197.9942 | 0.042919 | 0 | 711.1546 | NA | M | NA |  | NA | NA | NA | NA | NA | NA | NA | NA | NA | NA | NA
9 | 320 | 334 | 320 334 Ceiling Insulation / Warehouse | 0 | 0 | -4143.1005 | 91.3995 | 96.7745 | 219.1012 | 263.9327 | 268.6241 | 326.9464 | 358.7823 | 357.3683 | 283.2901 | 309.6183 | 264.5714 | 383.8683 | 274.087 | 311.9932 | 258.8995 | 378.5558 | 384.9308 | 394.2433 | 393.0245 | 0 | 0 | 0 | 0 | 0 | 0 | 0 | 0 | 1476.9107 | -1204.0783 | 0.71555 | 3843 | 1247.0868 | 29.8647 | No | No | No | Drop | NA | NA | NA | NA |  | 5.628% | 1247.0868 | 0.53134 | 1.1971 | 474.1031 | NA | M | NA |  | NA | NA | NA | NA | NA | NA | NA | NA | NA | NA | NA
9 | 320 | 335 | 320 335 Roof Insulation / Warehouse | 0 | 0 | -1861.0548 | 35.3402 | 36.9652 | 87.4447 | 106.725 | 108.1351 | 132.3792 | 145.0511 | 145.2074 | 113.6058 | 124.0277 | 105.6996 | 154.6214 | 109.3714 | 125.4652 | 100.4964 | 152.2152 | 154.5277 | 158.5902 | 158.2152 | 0 | 0 | 0 | 0 | 0 | 0 | 0 | 0 | 393.0288 | -682.6898 | 0.63984 | 1505.52 | 459.1051 | 31.7803 | No | No | No | Drop | NA | NA | NA | NA |  | 5.628% | 459.1051 | 0.26121 | 0.60587 | 474.1031 | NA | M | NA |  | NA | NA | NA | NA | NA | NA | NA | NA | NA | NA | NA
9 | 340 | 344 | 340 344 Aerosol Duct Sealing / Warehouse | 0 | 0 | -409.5461 | 52.8689 | 57.8689 | 74.5798 | 79.5114 | 83.8142 | 92.7517 | 98.6695 | 101.5055 | 94.818 | 99.1461 | 96.8961 | 112.1148 | 100.6773 | 107.2398 | 0 | 0 | 0 | 0 | 0 | 0 | 0 | 0 | 0 | 0 | 0 | 0 | 0 | 842.9157 | 362.6773 | 1.7862 | 71.29 | 1038.2274 | 0.66546 | Yes | Yes | Yes | Drop | NA | NA | NA | NA |  | 5.628% | 1038.2274 | 0.064733 | 0.070997 | 23.2366 | NA | M | NA |  | NA | NA | NA | NA | NA | NA | NA | NA | NA | NA | NA
9 | 340 | 345 | 340 345 Duct/Pipe Insulation / Warehouse | 0 | 0 | -31135.17 | 10.955 | 12.08 | 16.9179 | 17.7529 | 19.08 | 21.6269 | 22.541 | 23.416 | 20.83 | 0 | 0 | 0 | 0 | 0 | 0 | 0 | 0 | 0 | 0 | 0 | 0 | 0 | 0 | 0 | 0 | 0 | 0 | -30969.9702 | -31017.0014 | 0.0041417 | 30756 | 202.3359 | 1473.1296 | No | No | No | Drop | NA | NA | NA | NA |  | 5.628% | 202.3359 | 0.043464 | 0.0047832 | 21.4491 | NA | M | NA |  | NA | NA | NA | NA | NA | NA | NA | NA | NA | NA | NA
9 | 340 | 349 | 340 349 Ceiling Insulation / Warehouse | 0 | 0 | -4141.2621 | 93.2379 | 98.7379 | 223.7608 | 269.7222 | 273.8765 | 333.9957 | 366.402 | 365.2457 | 289.2535 | 316.1285 | 270.3941 | 391.7067 | 280.5816 | 318.7691 | 264.5504 | 386.8629 | 394.1442 | 403.0504 | 401.4879 | 0 | 0 | 0 | 0 | 0 | 0 | 0 | 0 | 1600.6456 | -1138.9931 | 0.73093 | 3843 | 1273.8637 | 29.2369 | No | No | No | Drop | NA | NA | NA | NA |  | 5.628% | 1273.8637 | 0.54275 | 1.2228 | 14.2994 | NA | M | NA |  | NA | NA | NA | NA | NA | NA | NA | NA | NA | NA | NA
9 | 340 | 351 | 340 351 Cool Roof - DX / Warehouse | 0 | 0 | -13832.2693 | 166.6557 | 178.5307 | 318.2041 | 365.1196 | 377.0971 | 442.7182 | 481.5698 | 485.0385 | 407.3745 | 437.2026 | 393.4682 | 523.0932 | 407.6245 | 451.4209 | 0 | 0 | 0 | 0 | 0 | 0 | 0 | 0 | 0 | 0 | 0 | 0 | 0 | -8397.1514 | -10507.9263 | 0.24926 | 13606.8 | 2633.5616 | 50.0722 | No | No | No | Drop | NA | NA | NA | NA |  | 5.628% | 2633.5616 | 1.3052 | 0 | 15.3081 | NA | M | NA |  | NA | NA | NA | NA | NA | NA | NA | NA | NA | NA | NA
9 | 360 | 361 | 360 361 HE PTAC, EER=9.6, 1 ton / Warehouse | 0 | 0 | -838.9441 | 105.6059 | 112.4809 | 199.7983 | 229.2104 | 236.5405 | 277.5278 | 301.559 | 303.7856 | 255.4653 | 274.6216 | 247.2153 | 327.9497 | 255.9497 | 283.5122 | 0 | 0 | 0 | 0 | 0 | 0 | 0 | 0 | 0 | 0 | 0 | 0 | 0 | 2572.2783 | 1247.8711 | 2.3239 | 552.55 | 1668.8688 | 3.2087 | No | No | No | Keep | 208.146 | 2 | 37.67% | 390 |  | 30.34% | 1668.8688 | 0.81254 | 0.057153 | 1.0701e-06 | 1.6231e-07 | M | 0 |  | 0 | 0 | 0 | 0 | 0 | 0 | 0 | 0 | 0 | 0 | 0
9 | 400 | 402 | 400 402 Variable Speed Drive Control / Warehouse | 0 | 0 | -686.1357 | 40.8043 | 44.6793 | 61.4029 | 67.0709 | 69.9234 | 79.1871 | 84.4059 | 86.1012 | 78.8824 | 82.2105 | 79.1324 | 94.0855 | 81.7105 | 88.6329 | 0 | 0 | 0 | 0 | 0 | 0 | 0 | 0 | 0 | 0 | 0 | 0 | 0 | 352.0937 | -47.175 | 0.93502 | 335.94 | 770.4542 | 4.2257 | No | No | No | Drop | NA | NA | NA | NA |  | 5.628% | 770.4542 | 0.020836 | 0.14783 | 6875.4484 | NA | N | NA |  | NA | NA | NA | NA | NA | NA | NA | NA | NA | NA | NA
9 | 400 | 403 | 400 403 Air Handler Optimization / Warehouse | 0 | 0 | -677.0652 | 13.1848 | 14.1848 | 19.7756 | 21.1907 | 22.4534 | 25.1535 | 26.341 | 0 | 0 | 0 | 0 | 0 | 0 | 0 | 0 | 0 | 0 | 0 | 0 | 0 | 0 | 0 | 0 | 0 | 0 | 0 | 0 | -534.7814 | -568.6032 | 0.17594 | 300 | 243.6568 | 11.9324 | No | No | No | Drop | NA | NA | NA | NA |  | 5.628% | 243.6568 | 0.0065894 | 0.046751 | 6019.5094 | NA | N | NA |  | NA | NA | NA | NA | NA | NA | NA | NA | NA | NA | NA
9 | 400 | 404 | 400 404 Electronically Commutated Motors (ECM) on an Air Handler Unit / Warehouse | 0 | 0 | -477.3851 | 17.4549 | 19.2049 | 24.9979 | 26.3495 | 27.9217 | 30.7831 | 32.494 | 33.6034 | 31.8612 | 32.4549 | 31.5487 | 36.4862 | 33.2987 | 35.6424 | 0 | 0 | 0 | 0 | 0 | 0 | 0 | 0 | 0 | 0 | 0 | 0 | 0 | -63.2834 | -221.8403 | 0.55147 | 104.59 | 343.7814 | 2.9484 | No | No | Yes | Drop | NA | NA | NA | NA |  | 5.628% | 343.7814 | 0.036082 | 0 | 10701.35 | NA | M | NA |  | NA | NA | NA | NA | NA | NA | NA | NA | NA | NA | NA
9 | 400 | 405 | 400 405 Demand Control Ventilation (DCV) / Warehouse | 0 | 0 | -23956.2191 | 28.6559 | 30.0309 | 70.9899 | 86.988 | 87.6149 | 107.6403 | 117.5622 | 117.195 | 92.1716 | 100.6091 | 85.4528 | 125.8434 | 88.8122 | 101.2184 | 0 | 0 | 0 | 0 | 0 | 0 | 0 | 0 | 0 | 0 | 0 | 0 | 0 | -22715.4343 | -23201.5147 | 0.032625 | 23594 | 373.0752 | 612.8995 | No | No | No | Drop | NA | NA | NA | NA |  | 5.628% | 373.0752 | 0.84635 | 0.50998 | 6019.5094 | NA | M | NA |  | NA | NA | NA | NA | NA | NA | NA | NA | NA | NA | NA
9 | 400 | 406 | 400 406 Energy Recovery Ventilation (ERV) / Warehouse | 0 | 0 | -852.8629 | 13.1871 | 13.5621 | 32.3619 | 39.3804 | 39.9957 | 48.5933 | 53.1518 | 53.4409 | 42.1674 | 45.8393 | 38.9331 | 56.5893 | 40.2456 | 45.9804 | 36.8242 | 56.2304 | 56.6992 | 58.9804 | 58.1992 | 0 | 0 | 0 | 0 | 0 | 0 | 0 | 0 | -22.5013 | -418.6832 | 0.51642 | 475.8 | 170.2059 | 27.0915 | No | No | No | Drop | NA | NA | NA | NA |  | 5.628% | 170.2059 | 0.38613 | 0.23266 | 6019.5094 | NA | M | NA |  | NA | NA | NA | NA | NA | NA | NA | NA | NA | NA | NA
9 | 600 | 603 | 600 603 Heat Pump Water Heater (air source) / Warehouse | 0 | 0 | -505.5206 | 5.0844 | 5.5844 | 7.7202 | 8.5415 | 7.5463 | 9.5063 | 9.8813 | 10.811 | 9.3657 | 9.6313 | 9.2876 | 10.5844 | 9.8657 | 10.3183 | 0 | 0 | 0 | 0 | 0 | 0 | 0 | 0 | 0 | 0 | 0 | 0 | 0 | -381.7921 | -429.006 | 0.1596 | 120.48 | 95.4155 | 12.2371 | No | No | No | Drop | NA | NA | NA | NA |  | 5.628% | 95.4155 | 0.015873 | 0.010659 | 5080.4897 | NA | N | NA |  | NA | NA | NA | NA | NA | NA | NA | NA | NA | NA | NA
9 | 600 | 606 | 600 606 Demand controlled circulating systems / Warehouse | 0 | 0 | -413.9587 | 0.41126 | 0.53626 | 0.59095 | 0.36537 | 0.36732 | 1.0206 | 0.57533 | 1.2316 | 0.98939 | 0.98939 | 0.66126 | 0.63001 | 0.66126 | 1.0514 | 0 | 0 | 0 | 0 | 0 | 0 | 0 | 0 | 0 | 0 | 0 | 0 | 0 | -403.8773 | -407.7871 | 0.015293 | 24.12 | 6.7551 | 34.6042 | No | No | No | Drop | NA | NA | NA | NA |  | 5.628% | 6.7551 | 0.0011349 | 0.00075462 | 2647.2025 | NA | N | NA |  | NA | NA | NA | NA | NA | NA | NA | NA | NA | NA | NA
9 | 600 | 608 | 600 608 Heat Recovery Unit / Warehouse | 0 | 0 | -1202.4115 | 5.5885 | 6.3385 | 8.4742 | 9.5455 | 8.3004 | 10.2603 | 10.3853 | 11.065 | 10.1197 | 0 | 0 | 0 | 0 | 0 | 0 | 0 | 0 | 0 | 0 | 0 | 0 | 0 | 0 | 0 | 0 | 0 | 0 | -1122.3341 | -1144.8411 | 0.052284 | 818 | 104.5256 | 75.8429 | No | No | No | Drop | NA | NA | NA | NA |  | 5.628% | 104.5256 | 0.01745 | 0.011677 | 3008.1847 | NA | N | NA |  | NA | NA | NA | NA | NA | NA | NA | NA | NA | NA | NA
9 | 600 | 609 | 600 609 Heat Trap / Warehouse | 0 | 0 | -389.6647 | 0.79029 | 0.79029 | 0.84498 | 1.1194 | 0.37135 | 1.5247 | 1.0753 | 1.4816 | 1.2394 | 0 | 0 | 0 | 0 | 0 | 0 | 0 | 0 | 0 | 0 | 0 | 0 | 0 | 0 | 0 | 0 | 0 | 0 | -380.4274 | -383.0385 | 0.01868 | 0.33 | 12.2315 | 0.26147 | Yes | Yes | Yes | Drop | NA | NA | NA | NA |  | 5.628% | 12.2315 | 0.0020491 | 0.0013664 | 3008.1847 | NA | N | NA |  | NA | NA | NA | NA | NA | NA | NA | NA | NA | NA | NA
9 | 600 | 610 | 600 610 Hot Water Pipe Insulation / Warehouse | 0 | 0 | -398.69 | 0.25 | 0.25 | 0.25 | 0.25 | 0.25 | 0.5 | 0.25 | 0.40625 | 0.25 | 0.25 | 0.5 | 0.25 | 0.25 | 0.54737 | 0 | 0 | 0 | 0 | 0 | 0 | 0 | 0 | 0 | 0 | 0 | 0 | 0 | -394.2364 | -395.916 | 0.0069579 | 8.69 | 2.6717 | 31.5219 | No | No | No | Drop | NA | NA | NA | NA |  | 5.628% | 2.6717 | 0.00044753 | 0.00029846 | 3008.1847 | NA | M | NA |  | NA | NA | NA | NA | NA | NA | NA | NA | NA | NA | NA
9 | 700 | 701 | 700 701 PC Manual Power Management Enabling / Warehouse | 0 | 0 | -380.3816 | 28.5634 | 31.3134 | 41.0116 | 0 | 0 | 0 | 0 | 0 | 0 | 0 | 0 | 0 | 0 | 0 | 0 | 0 | 0 | 0 | 0 | 0 | 0 | 0 | 0 | 0 | 0 | 0 | 0 | -279.4933 | -291.94 | 0.28546 | 18.57 | 564.8006 | 0.31864 | Yes | Yes | Yes | Drop | NA | NA | NA | NA |  | 5.628% | 564.8006 | 0.049591 | 0.071193 | 6019.5094 | NA | N | NA |  | NA | NA | NA | NA | NA | NA | NA | NA | NA | NA | NA
9 | 700 | 702 | 700 702 PC Network Power Management Enabling / Warehouse | 0 | 0 | -371.1016 | 28.5634 | 31.3134 | 41.0116 | 0 | 0 | 0 | 0 | 0 | 0 | 0 | 0 | 0 | 0 | 0 | 0 | 0 | 0 | 0 | 0 | 0 | 0 | 0 | 0 | 0 | 0 | 0 | 0 | -270.2133 | -282.66 | 0.29209 | 9.29 | 564.8006 | 0.15941 | Yes | Yes | Yes | Drop | NA | NA | NA | NA |  | 5.628% | 564.8006 | 0.049591 | 0.071193 | 6019.5094 | NA | N | NA |  | NA | NA | NA | NA | NA | NA | NA | NA | NA | NA | NA
9 | 710 | 711 | 710 711 Energy Star or Better Monitor / Warehouse | 0 | 0 | -349.8847 | 41.1153 | 45.4903 | 58.4913 | 0 | 0 | 0 | 0 | 0 | 0 | 0 | 0 | 0 | 0 | 0 | 0 | 0 | 0 | 0 | 0 | 0 | 0 | 0 | 0 | 0 | 0 | 0 | 0 | -204.7879 | -222.6603 | 0.42908 | 0 | 811.9132 | 0 | Yes | Yes | Yes | Drop | NA | NA | NA | NA |  | 5.628% | 811.9132 | 0.10828 | 0.10234 | 535.0675 | NA | M | NA |  | NA | NA | NA | NA | NA | NA | NA | NA | NA | NA | NA
9 | 710 | 712 | 710 712 Monitor Power Management Enabling / Warehouse | 0 | 0 | -381.3104 | 26.9546 | 29.2046 | 38.0903 | 0 | 0 | 0 | 0 | 0 | 0 | 0 | 0 | 0 | 0 | 0 | 0 | 0 | 0 | 0 | 0 | 0 | 0 | 0 | 0 | 0 | 0 | 0 | 0 | -287.061 | -298.6612 | 0.26734 | 17.64 | 529.9782 | 0.32257 | Yes | Yes | Yes | Drop | NA | NA | NA | NA |  | 5.628% | 529.9782 | 0.046533 | 0.066804 | 3210.405 | NA | N | NA |  | NA | NA | NA | NA | NA | NA | NA | NA | NA | NA | NA
9 | 720 | 722 | 720 722 Monitor Power Management Enabling / Warehouse | 0 | 0 | -390.93 | 0 | 0 | 0 | 0 | 0 | 0 | 0 | 0 | 0 | 0 | 0 | 0 | 0 | 0 | 0 | 0 | 0 | 0 | 0 | 0 | 0 | 0 | 0 | 0 | 0 | 0 | 0 | -390.93 | -390.93 | 0 | 0.93 | 0.87768 | 10.2691 | No | No | No | Drop | NA | NA | NA | NA |  | 5.628% | 0.87768 | 7.7062e-05 | 0.00011063 | 3210.405 | NA | N | NA |  | NA | NA | NA | NA | NA | NA | NA | NA | NA | NA | NA
9 | 730 | 732 | 730 732 Copier Power Management Enabling / Warehouse | 0 | 0 | -405.61 | 5.27 | 6.27 | 7.4506 | 7.9487 | 7.7651 | 0 | 0 | 0 | 0 | 0 | 0 | 0 | 0 | 0 | 0 | 0 | 0 | 0 | 0 | 0 | 0 | 0 | 0 | 0 | 0 | 0 | 0 | -370.9057 | -377.0897 | 0.082239 | 20.88 | 101.6589 | 1.9905 | No | Yes | Yes | Drop | NA | NA | NA | NA |  | 5.628% | 101.6589 | 0.0089259 | 0.012814 | 5297.1683 | NA | N | NA |  | NA | NA | NA | NA | NA | NA | NA | NA | NA | NA | NA
9 | 740 | 741 | 740 741 Printer Power Management Enabling / Warehouse | 0 | 0 | -422.7929 | 32.9221 | 36.0471 | 46.3605 | 50.09 | 0 | 0 | 0 | 0 | 0 | 0 | 0 | 0 | 0 | 0 | 0 | 0 | 0 | 0 | 0 | 0 | 0 | 0 | 0 | 0 | 0 | 0 | 0 | -257.3732 | -282.6592 | 0.37821 | 64.59 | 647.3922 | 0.9669 | Yes | Yes | Yes | Drop | NA | NA | NA | NA |  | 5.628% | 647.3922 | 0.056842 | 0.081604 | 3691.9658 | NA | N | NA |  | NA | NA | NA | NA | NA | NA | NA | NA | NA | NA | NA
9 | 800 | 801 | 800 801 Convection Oven / Warehouse | 0 | 0 | -10634.25 | 0 | 0 | 0 | 0 | 0 | 0.25 | 0 | 0 | 0 | 0 | 0 | 0 | 0 | 0 | 0 | 0 | 0 | 0 | 0 | 0 | 0 | 0 | 0 | 0 | 0 | 0 | 0 | -10634 | -10634.0783 | 1.6144e-05 | 10244.25 | 0.7664 | 129542.083 | No | No | No | Drop | NA | NA | NA | NA |  | 5.628% | 0.7664 | 9.5075e-05 | 3.0895e-05 | 8454.9622 | NA | N | NA |  | NA | NA | NA | NA | NA | NA | NA | NA | NA | NA | NA
9 | 810 | 811 | 810 811 Efficient Fryer / Warehouse | 0 | 0 | -23988.23 | 0 | 0 | 0 | 0 | 0 | 0.25 | 0 | 0 | 0 | 0 | 0 | 0 | 0 | 0 | 0 | 0 | 0 | 0 | 0 | 0 | 0 | 0 | 0 | 0 | 0 | 0 | 0 | -23987.98 | -23988.0583 | 7.157e-06 | 23598.23 | 0.87485 | 261415.0564 | No | No | No | Drop | NA | NA | NA | NA |  | 5.628% | 0.87485 | 0.00010853 | 3.5267e-05 | 8454.9622 | NA | N | NA |  | NA | NA | NA | NA | NA | NA | NA | NA | NA | NA | NA
9 | 900 | 901 | 900 901 Vending Misers (cooled machines only) / Warehouse | 0 | 0 | -448.965 | 35.43 | 38.68 | 49.8548 | 53.1009 | 56.1878 | 62.555 | 66.3675 | 68.1332 | 64.0863 | 0 | 0 | 0 | 0 | 0 | 0 | 0 | 0 | 0 | 0 | 0 | 0 | 0 | 0 | 0 | 0 | 0 | 0 | 45.4307 | -94.3143 | 0.80494 | 93.52 | 698.5013 | 1.2975 | No | Yes | Yes | Drop | NA | NA | NA | NA |  | 5.628% | 698.5013 | 0.059791 | 0.073374 | 7490.945 | NA | N | NA |  | NA | NA | NA | NA | NA | NA | NA | NA | NA | NA | NA
10 | 110 | 111 | 110 111 Premium T8, Electronic Ballast / Hotel or Motel | 0 | 0 | -3379.5499 | 202.4201 | 219.4201 | 340.9313 | 380.7355 | 397.1506 | 456.3107 | 491.881 | 498.4904 | 435.8107 | 463.7014 | 430.1701 | 542.3889 | 447.3889 | 486.7477 | 478.6852 | 558.6228 | 572.5603 | 588.4978 | 0 | 0 | 0 | 0 | 0 | 0 | 0 | 0 | 0 | 4612.3638 | 954.5802 | 1.2667 | 3188.72 | 3546.1253 | 8.7146 | No | No | No | Keep | 2456.9071 | 2 | 77.05% | 390 |  | 30.34% | 3546.1253 | 1.1064 | 0.56302 | 637.4265 | 96.6824 | M | 7 |  | 7 | 1.4655 | 2.8334 | 4.0254 | 4.9949 | 5.731 | 6.2527 | 6.5979 | 6.811 | 6.9339 | 7
10 | 110 | 114 | 110 114 Continuous Dimming / Hotel or Motel | 0 | 0 | -18347.7332 | 409.0818 | 449.8318 | 599.6853 | 644.4656 | 681.1844 | 758.5427 | 808.0584 | 825.6521 | 761.0037 | 800.9724 | 775.2693 | 908.7693 | 808.6756 | 0 | 0 | 0 | 0 | 0 | 0 | 0 | 0 | 0 | 0 | 0 | 0 | 0 | 0 | -9116.5406 | -12490.3454 | 0.33388 | 18360.94 | 7879.4186 | 22.5832 | No | No | No | Drop | NA | NA | NA | NA |  | 5.628% | 7879.4186 | 1.2642 | 0.91393 | 251.8862 | NA | N | NA |  | NA | NA | NA | NA | NA | NA | NA | NA | NA | NA | NA
10 | 110 | 115 | 110 115 Lighting Control Tuneup / Hotel or Motel | 0 | 0 | -492.4738 | 42.5262 | 47.0262 | 62.3846 | 68.0682 | 71.3621 | 0 | 0 | 0 | 0 | 0 | 0 | 0 | 0 | 0 | 0 | 0 | 0 | 0 | 0 | 0 | 0 | 0 | 0 | 0 | 0 | 0 | 0 | -201.1066 | -254.1855 | 0.524 | 144 | 816.7691 | 1.7086 | No | Yes | Yes | Drop | NA | NA | NA | NA |  | 5.628% | 816.7691 | 0.13574 | 0.094737 | 83.9621 | NA | N | NA |  | NA | NA | NA | NA | NA | NA | NA | NA | NA | NA | NA
10 | 120 | 121 | 120 121 ROB Premium T8, 1EB / Hotel or Motel | 0 | 0 | -612.2463 | 87.5337 | 94.5337 | 147.2778 | 164.9282 | 170.895 | 196.8931 | 212.5062 | 215.4593 | 188.3265 | 200.1859 | 185.4203 | 233.4984 | 192.9359 | 210.4984 | 206.5609 | 241.4359 | 247.3734 | 254.3422 | 0 | 0 | 0 | 0 | 0 | 0 | 0 | 0 | 0 | 2838.3585 | 1259.0349 | 2.8037 | 308.03 | 1532.5206 | 1.9479 | No | Yes | Yes | Drop | NA | NA | NA | NA |  | 5.628% | 1532.5206 | 0.47813 | 0.24332 | 1195.1748 | NA | M | NA |  | NA | NA | NA | NA | NA | NA | NA | NA | NA | NA | NA
10 | 120 | 122 | 120 122 ROB Premium T8, EB, Reflector / Hotel or Motel | 0 | 0 | -1098.7396 | 352.8804 | 382.5054 | 594.7403 | 664.8374 | 692.9751 | 796.146 | 858.982 | 870.4742 | 759.0523 | 808.3648 | 751.2867 | 946.6304 | 780.6304 | 849.3804 | 836.7867 | 975.1929 | 1000.6304 | 1026.3492 | 0 | 0 | 0 | 0 | 0 | 0 | 0 | 0 | 0 | 12849.106 | 6464.7152 | 5.4704 | 1056.12 | 6189.2836 | 1.6537 | No | Yes | Yes | Drop | NA | NA | NA | NA |  | 5.628% | 6189.2836 | 1.931 | 0.98268 | 251.8862 | NA | M | NA |  | NA | NA | NA | NA | NA | NA | NA | NA | NA | NA | NA
10 | 120 | 123 | 120 123 Occupancy Sensor / Hotel or Motel | 0 | 0 | -2258.6806 | 113.4144 | 122.5394 | 194.3577 | 218.1009 | 226.5618 | 261.094 | 281.9494 | 285.5666 | 248.2228 | 264.2385 | 0 | 0 | 0 | 0 | 0 | 0 | 0 | 0 | 0 | 0 | 0 | 0 | 0 | 0 | 0 | 0 | 0 | -42.6351 | -730.876 | 0.69164 | 1980.22 | 1958.5416 | 9.7986 | No | No | No | Drop | NA | NA | NA | NA |  | 5.628% | 1958.5416 | 0.65305 | 0.22717 | 230.6743 | NA | M | NA |  | NA | NA | NA | NA | NA | NA | NA | NA | NA | NA | NA
10 | 120 | 124 | 120 124 Lighting Control Tuneup / Hotel or Motel | 0 | 0 | -508.2351 | 26.1399 | 28.6399 | 38.3421 | 41.0559 | 42.6311 | 0 | 0 | 0 | 0 | 0 | 0 | 0 | 0 | 0 | 0 | 0 | 0 | 0 | 0 | 0 | 0 | 0 | 0 | 0 | 0 | 0 | 0 | -331.4261 | -363.515 | 0.31926 | 144 | 500.1442 | 2.7903 | No | No | Yes | Drop | NA | NA | NA | NA |  | 5.628% | 500.1442 | 0.080245 | 0.058012 | 125.9431 | NA | N | NA |  | NA | NA | NA | NA | NA | NA | NA | NA | NA | NA | NA
10 | 130 | 131 | 130 131 CFL Screw-in 18W / Hotel or Motel | 0 | 0 | -811.8044 | 1659.9256 | 0 | 0 | 0 | 0 | 0 | 0 | 0 | 0 | 0 | 0 | 0 | 0 | 0 | 0 | 0 | 0 | 0 | 0 | 0 | 0 | 0 | 0 | 0 | 0 | 0 | 0 | 848.1212 | 747.3403 | 1.3053 | 2057.73 | 27585.2906 | 0.72293 | Yes | Yes | Yes | Drop | NA | NA | NA | NA |  | 5.628% | 27585.2906 | 11.0457 | 7.4243 | 1599.2475 | NA | M | NA |  | NA | NA | NA | NA | NA | NA | NA | NA | NA | NA | NA
10 | 150 | 151 | 150 151 PSMH, 250W, magnetic ballast / Hotel or Motel | 0 | 0 | -303.6295 | 334.4805 | 367.6055 | 489.7231 | 526.6123 | 556.9512 | 619.9727 | 660.1133 | 674.6133 | 621.918 | 654.3555 | 632.9961 | 0 | 0 | 0 | 0 | 0 | 0 | 0 | 0 | 0 | 0 | 0 | 0 | 0 | 0 | 0 | 0 | 5835.7117 | 3839.6021 | 7.0599 | 243.61 | 6438.055 | 0.36671 | Yes | Yes | Yes | Drop | NA | NA | NA | NA |  | 5.628% | 6438.055 | 1.0329 | 0.74675 | 17.419 | NA | M | NA |  | NA | NA | NA | NA | NA | NA | NA | NA | NA | NA | NA
10 | 150 | 152 | 150 152 PSMH, 250 W, electronic ballast / Hotel or Motel | 0 | 0 | -1258.8286 | 386.6514 | 424.9014 | 566.3218 | 608.6426 | 643.836 | 716.8936 | 763.2217 | 780.3311 | 718.8702 | 756.4483 | 731.9952 | 0 | 0 | 0 | 0 | 0 | 0 | 0 | 0 | 0 | 0 | 0 | 0 | 0 | 0 | 0 | 0 | 5839.2849 | 3531.3789 | 3.1533 | 1249.98 | 7441.8299 | 1.6278 | No | Yes | Yes | Drop | NA | NA | NA | NA |  | 5.628% | 7441.8299 | 1.194 | 0.86318 | 18.1525 | NA | M | NA |  | NA | NA | NA | NA | NA | NA | NA | NA | NA | NA | NA
10 | 150 | 153 | 150 153 High Bay T5 / Hotel or Motel | 0 | 0 | -464.1154 | 488.5596 | 529.5596 | 824.2261 | 920.2608 | 960.1983 | 1103.1065 | 1189.9268 | 1205.294 | 1052.3721 | 1119.9659 | 1038.9815 | 0 | 0 | 0 | 0 | 0 | 0 | 0 | 0 | 0 | 0 | 0 | 0 | 0 | 0 | 0 | 0 | 9968.336 | 6537.9057 | 7.9144 | 555.55 | 8571.637 | 0.62812 | Yes | Yes | Yes | Drop | NA | NA | NA | NA |  | 5.628% | 8571.637 | 2.6743 | 1.3609 | 17.419 | NA | N | NA |  | NA | NA | NA | NA | NA | NA | NA | NA | NA | NA | NA
10 | 160 | 161 | 160 161 LED Exit Sign / Hotel or Motel | 0 | 0 | -480.6271 | 2.6529 | 2.4029 | 5.0973 | 5.6812 | 5.191 | 6.9186 | 7.0357 | 7.7467 | 6.0123 | 6.5592 | 5.4967 | 7.3717 | 5.6217 | 6.6842 | 5.7467 | 0 | 0 | 0 | 0 | 0 | 0 | 0 | 0 | 0 | 0 | 0 | 0 | -394.4083 | -428.9096 | 0.11204 | 93.03 | 31.7168 | 28.4261 | No | No | No | Drop | NA | NA | NA | NA |  | 5.628% | 31.7168 | 0.022044 | 0.0048872 | 5012.7718 | NA | N | NA |  | NA | NA | NA | NA | NA | NA | NA | NA | NA | NA | NA
10 | 200 | 201 | 200 201 High Pressure Sodium 250W Lamp / Hotel or Motel | 0 | 0 | -2463.9281 | 90.6819 | 99.4319 | 128.4768 | 137.7209 | 0 | 0 | 0 | 0 | 0 | 0 | 0 | 0 | 0 | 0 | 0 | 0 | 0 | 0 | 0 | 0 | 0 | 0 | 0 | 0 | 0 | 0 | 0 | -2007.6167 | -2077.3606 | 0.18626 | 2162.86 | 1793.0167 | 11.6904 | No | No | No | Drop | NA | NA | NA | NA |  | 5.628% | 1793.0167 | 0.15712 | 0.024857 | 7361.7433 | NA | M | NA |  | NA | NA | NA | NA | NA | NA | NA | NA | NA | NA | NA
10 | 200 | 202 | 200 202 Outdoor Lighting Controls (Photocell/Timeclock) / Hotel or Motel | 0 | 0 | -711.7796 | 71.9004 | 78.9004 | 101.6552 | 108.247 | 0 | 0 | 0 | 0 | 0 | 0 | 0 | 0 | 0 | 0 | 0 | 0 | 0 | 0 | 0 | 0 | 0 | 0 | 0 | 0 | 0 | 0 | 0 | -351.0766 | -406.136 | 0.4806 | 391.93 | 1416.4236 | 2.6816 | No | No | Yes | Drop | NA | NA | NA | NA |  | 5.628% | 1416.4236 | 0.12412 | 0.019636 | 728.8755 | NA | N | NA |  | NA | NA | NA | NA | NA | NA | NA | NA | NA | NA | NA
10 | 210 | 211 | 210 211 Outdoor Lighting Controls (Photocell/Timeclock) / Hotel or Motel | 0 | 0 | -1407.3215 | 34.1035 | 37.3535 | 48.0732 | 51.6191 | 0 | 0 | 0 | 0 | 0 | 0 | 0 | 0 | 0 | 0 | 0 | 0 | 0 | 0 | 0 | 0 | 0 | 0 | 0 | 0 | 0 | 0 | 0 | -1236.1723 | -1262.3161 | 0.12357 | 1050.3 | 672.0415 | 15.1461 | No | No | No | Drop | NA | NA | NA | NA |  | 5.628% | 672.0415 | 0.058889 | 9.3169e-09 | 728.8755 | NA | N | NA |  | NA | NA | NA | NA | NA | NA | NA | NA | NA | NA | NA
10 | 300 | 301 | 300 301 Centrifugal Chiller, 0.51 kW/ton, 500 tons / Hotel or Motel | 0 | 0 | -917.6827 | 420.4673 | 455.4673 | 714.5913 | 799.4771 | 832.7544 | 958.3189 | 1034.7954 | 1047.1001 | 911.8111 | 971.1548 | 900.1392 | 1139.3423 | 934.9986 | 1019.4361 | 1002.9048 | 1171.6548 | 1202.5298 | 1232.4361 | 1254.4048 | 0 | 0 | 0 | 0 | 0 | 0 | 0 | 0 | 17086.1019 | 8545.4221 | 7.416 | 941.9 | 7330.4575 | 1.2453 | No | Yes | Yes | Drop | NA | NA | NA | NA |  | 5.628% | 7330.4575 | 2.3567 | 0.0062526 | 1559.2897 | NA | M | NA |  | NA | NA | NA | NA | NA | NA | NA | NA | NA | NA | NA
10 | 300 | 302 | 300 302 High Efficiency Chiller Motors / Hotel or Motel | 0 | 0 | -626.2645 | 98.9105 | 108.2855 | 146.3382 | 158.3344 | 166.1908 | 185.9965 | 198.4418 | 202.809 | 186.6137 | 196.3637 | 188.9418 | 222.5043 | 196.3168 | 209.7855 | 213.2543 | 234.973 | 241.3793 | 249.1918 | 255.0355 | 0 | 0 | 0 | 0 | 0 | 0 | 0 | 0 | 3033.4016 | 1303.122 | 2.8004 | 333.8 | 1889.1468 | 1.7124 | No | Yes | Yes | Drop | NA | NA | NA | NA |  | 5.628% | 1889.1468 | 0.32342 | 0 | 1651.0126 | NA | N | NA |  | NA | NA | NA | NA | NA | NA | NA | NA | NA | NA | NA
10 | 300 | 304 | 300 304 EMS - Chiller / Hotel or Motel | 0 | 0 | -1080.042 | 342.113 | 375.863 | 502.1549 | 540.613 | 571.7633 | 636.7614 | 678.2576 | 693.492 | 638.0545 | 0 | 0 | 0 | 0 | 0 | 0 | 0 | 0 | 0 | 0 | 0 | 0 | 0 | 0 | 0 | 0 | 0 | 0 | 3899.0306 | 2485.9336 | 2.7537 | 1027.53 | 6570.9835 | 1.5155 | No | Yes | Yes | Drop | NA | NA | NA | NA |  | 5.628% | 6570.9835 | 1.0708 | 0.10187 | 138.3732 | NA | N | NA |  | NA | NA | NA | NA | NA | NA | NA | NA | NA | NA | NA
10 | 300 | 305 | 300 305 Chiller Tune Up/Diagnostics / Hotel or Motel | 0 | 0 | -1018.7568 | 376.7432 | 397.4932 | 947.0332 | 1150.0811 | 1169.6602 | 1430.9698 | 1575.2823 | 1564.1651 | 1229.6182 | 0 | 0 | 0 | 0 | 0 | 0 | 0 | 0 | 0 | 0 | 0 | 0 | 0 | 0 | 0 | 0 | 0 | 0 | 8822.2898 | 5867.222 | 5.221 | 1000 | 4969.9053 | 1.95 | No | Yes | Yes | Drop | NA | NA | NA | NA |  | 5.628% | 4969.9053 | 5.6339 | 0.038523 | 687.9219 | NA | N | NA |  | NA | NA | NA | NA | NA | NA | NA | NA | NA | NA | NA
10 | 300 | 306 | 300 306 VSD for Chiller Pumps and Towers / Hotel or Motel | 0 | 0 | -790.3981 | 322.9969 | 354.8719 | 473.7538 | 510.0682 | 539.4081 | 600.9344 | 639.7432 | 653.6885 | 602.3448 | 633.7198 | 612.4229 | 719.4073 | 638.8447 | 680.9849 | 0 | 0 | 0 | 0 | 0 | 0 | 0 | 0 | 0 | 0 | 0 | 0 | 0 | 7192.7912 | 4126.084 | 4.7196 | 719.27 | 6200.6715 | 1.1242 | No | Yes | Yes | Drop | NA | NA | NA | NA |  | 5.628% | 6200.6715 | 1.0105 | 0.024033 | 849.3222 | NA | N | NA |  | NA | NA | NA | NA | NA | NA | NA | NA | NA | NA | NA
10 | 300 | 307 | 300 307 EMS Optimization / Hotel or Motel | 0 | 0 | -538.1957 | 154.3043 | 169.6793 | 218.9371 | 234.1363 | 0 | 0 | 0 | 0 | 0 | 0 | 0 | 0 | 0 | 0 | 0 | 0 | 0 | 0 | 0 | 0 | 0 | 0 | 0 | 0 | 0 | 0 | 0 | 238.8613 | 120.1194 | 1.1741 | 300 | 3057.7597 | 0.95083 | Yes | Yes | Yes | Drop | NA | NA | NA | NA |  | 5.628% | 3057.7597 | 0.12459 | 0.011853 | 687.9219 | NA | N | NA |  | NA | NA | NA | NA | NA | NA | NA | NA | NA | NA | NA
10 | 300 | 308 | 300 308 Aerosol Duct Sealing / Hotel or Motel | 0 | 0 | -418.9682 | 311.9068 | 343.2818 | 442.5582 | 472.5113 | 501.8277 | 554.0865 | 589.3834 | 602.8677 | 563.6412 | 590.8287 | 576.86 | 666.7818 | 603.4068 | 640.0006 | 0 | 0 | 0 | 0 | 0 | 0 | 0 | 0 | 0 | 0 | 0 | 0 | 0 | 7040.9747 | 4178.4875 | 6.7555 | 336 | 6179.6665 | 0.52694 | Yes | Yes | Yes | Drop | NA | NA | NA | NA |  | 5.628% | 6179.6665 | 0.3853 | 0.42258 | 894.2985 | NA | M | NA |  | NA | NA | NA | NA | NA | NA | NA | NA | NA | NA | NA
10 | 300 | 309 | 300 309 Duct/Pipe Insulation / Hotel or Motel | 0 | 0 | -31084.386 | 62.989 | 68.739 | 91.904 | 98.7126 | 104.3298 | 116.1531 | 123.5124 | 126.5828 | 116.7859 | 0 | 0 | 0 | 0 | 0 | 0 | 0 | 0 | 0 | 0 | 0 | 0 | 0 | 0 | 0 | 0 | 0 | 0 | -30174.6773 | -30432.7112 | 0.022901 | 30756 | 1202.2944 | 247.9151 | No | No | No | Drop | NA | NA | NA | NA |  | 5.628% | 1202.2944 | 0.19593 | 0.00466 | 825.5063 | NA | M | NA |  | NA | NA | NA | NA | NA | NA | NA | NA | NA | NA | NA
10 | 300 | 311 | 300 311 Window Film (Standard) / Hotel or Motel | 0 | 0 | -1490.8438 | 207.0312 | 221.9062 | 390.0199 | 446.2148 | 461.286 | 541.2343 | 588.0899 | 591.8321 | 499.3321 | 0 | 0 | 0 | 0 | 0 | 0 | 0 | 0 | 0 | 0 | 0 | 0 | 0 | 0 | 0 | 0 | 0 | 0 | 2456.1026 | 1300.9451 | 1.7676 | 1304.75 | 3300.2557 | 3.8315 | No | No | No | Keep | 623.6772 | 2 | 47.8% | 390 |  | 30.34% | 3300.2557 | 1.5682 | -0.078437 | 917.2861 | 139.1304 | M | 228 |  | 228 | 47.7319 | 92.2879 | 131.1119 | 162.6904 | 186.6667 | 203.6595 | 214.9016 | 221.8442 | 225.8464 | 228
10 | 300 | 313 | 300 313 Ceiling Insulation / Hotel or Motel | 0 | 0 | -3685.6245 | 554.5005 | 587.0005 | 1331.4761 | 1603.6763 | 1635.1265 | 1987.6645 | 2185.3095 | 2173.3715 | 1724.0434 | 1881.5121 | 1610.7934 | 2337.3405 | 1672.3715 | 1899.4028 | 1577.0278 | 2302.9655 | 2349.9025 | 2394.9025 | 2396.4965 | 0 | 0 | 0 | 0 | 0 | 0 | 0 | 0 | 30519.2594 | 14197.1881 | 4.3539 | 3843 | 7588.3009 | 4.9081 | No | No | No | Keep | 2277.0045 | 2 | 59.25% | 390 |  | 30.34% | 7588.3009 | 3.2331 | 7.284 | 550.3375 | 83.4731 | M | 10 |  | 10 | 2.0935 | 4.0477 | 5.7505 | 7.1355 | 8.1871 | 8.9324 | 9.4255 | 9.73 | 9.9055 | 10
10 | 300 | 314 | 300 314 Roof Insulation / Hotel or Motel | 0 | 0 | -1727.8103 | 170.3347 | 182.9597 | 310.5583 | 353.1569 | 366.0437 | 426.4363 | 462.9988 | 467.2019 | 397.616 | 425.6472 | 386.5691 | 505.0222 | 401.2722 | 442.1159 | 428.4597 | 513.9285 | 526.491 | 539.241 | 546.9597 | 0 | 0 | 0 | 0 | 0 | 0 | 0 | 0 | 6125.202 | 2394.4558 | 2.2632 | 1505.52 | 2786.2546 | 5.2366 | No | No | No | Keep | 930.5214 | 2 | 61.81% | 390 |  | 30.34% | 2786.2546 | 1.1843 | 0.04105 | 550.3375 | 83.4731 | M | 158 |  | 158 | 33.0774 | 63.9539 | 90.8582 | 112.7416 | 129.3567 | 141.1325 | 148.923 | 153.7342 | 156.5076 | 158
10 | 300 | 317 | 300 317 Thermal Energy Storage (TES) Positive / Hotel or Motel | 0 | 0 | -6385.5464 | 443.5136 | 483.1386 | 640.4028 | 667.3095 | 704.4833 | 771.9667 | 826.1308 | 858.0839 | 803.873 | 838.3261 | 824.6542 | 930.7324 | 847.8261 | 897.5761 | 956.9824 | 981.8886 | 1011.7011 | 1042.3261 | 1074.8261 | 1111.1386 | 1076.1386 | 1119.1074 | 1092.2011 | 1092.6074 | 1166.2011 | 1224.1074 | 1326.6386 | 18428.3354 | 3979.1214 | 1.5822 | 6444.06 | 11429.9708 | 5.4638 | No | No | No | Keep | 4085.2601 | 2 | 63.4% | 390 |  | 30.34% |  | 11.1527 | 0.030942 | 0 | 0 | M | NA |  | NA | NA | NA | NA | NA | NA | NA | NA | NA | NA | NA
10 | 300 | 317 | 300 317 Thermal Energy Storage (TES) Negative / Hotel or Motel | 0 | 0 | -480.25 | -494.625 | -552.75 | -568.25 | -579.25 | -625.75 | -666.75 | -689.5 | -717.25 | -736.5 | -757.5 | -789.5 | -822 | -833.25 | -855.75 | -881.5 | -910 | -945 | -982 | -1018.5 | -1046 | -1082.5 | -1118.5 | -1150 | -1187 | -1225.5 | -1256.5 | -1281 | -24252.875 | -10260.7878 | 99999 | 0 | 7538.7976 | 0 | Yes | Yes | Yes | Drop | NA | NA | NA | NA |  | 5.628% | -3891.1732 |  |  | 366.8917 | NA | M | NA |  | NA | NA | NA | NA | NA | NA | NA | NA | NA | NA | NA
10 | 320 | 321 | 320 321 DX Packaged System, EER=10.9, 10 tons / Hotel or Motel | 0 | 0 | -2291.761 | 363.799 | 389.799 | 703.4636 | 809.1095 | 836.0763 | 983.0724 | 1070.8888 | 1077.2091 | 901.5763 | 968.7638 | 869.1231 | 1162.7325 | 901.3888 | 998.9674 | 0 | 0 | 0 | 0 | 0 | 0 | 0 | 0 | 0 | 0 | 0 | 0 | 0 | 9744.2082 | 5066.96 | 2.9117 | 2260.56 | 5721.0482 | 3.8293 | No | No | No | Keep | 1079.9089 | 2 | 47.77% | 390 |  | 30.34% | 5721.0482 | 2.9423 | 0 | 1407.739 | 213.5204 | M | 213.5204 |  | -1 | 44.7006 | 86.4269 | 122.7854 | 152.3585 | 174.812 | 190.7257 | 201.2539 | 207.7556 | 211.5036 | 213.5204
10 | 320 | 322 | 320 322 Hybrid Dessicant-DX System (Trane CDQ) / Hotel or Motel | 0 | 0 | -6951.0411 | 1919.0439 | 2113.0439 | 2723.4804 | 2909.0029 | 3088.9209 | 3410.5752 | 3626.8996 | 3711.1183 | 3464.2668 | 3633.2355 | 3547.6418 | 4104.298 | 3713.3605 | 3937.9855 | 0 | 0 | 0 | 0 | 0 | 0 | 0 | 0 | 0 | 0 | 0 | 0 | 0 | 38951.8321 | 21339.2099 | 3.4146 | 8447.46 | 38036.5923 | 2.1523 | No | No | Yes | Keep | 597.8591 | 2 | 7.077% | 390 |  | 30.34% | 38036.5923 | 4.5205 | 0 | 1564.1545 | 237.2449 | N | 226 |  | 226 | 47.3132 | 91.4783 | 129.9618 | 161.2633 | 185.0292 | 201.873 | 213.0165 | 219.8982 | 223.8653 | 226
10 | 320 | 323 | 320 323 Geothermal Heat Pump, EER=13, 10 tons / Hotel or Motel | 0 | 0 | -19697.6596 | 998.5204 | 1099.5204 | 1417.2055 | 1512.8622 | 1606.7792 | 1774.6923 | 1886.4188 | 1930.1532 | 1802.3954 | 1890.3642 | 1845.2392 | 2135.4579 | 1931.9267 | 2048.7392 | 0 | 0 | 0 | 0 | 0 | 0 | 0 | 0 | 0 | 0 | 0 | 0 | 0 | 4182.6153 | -4980.0259 | 0.75918 | 20289.18 | 19787.6839 | 9.937 | No | No | No | Drop | NA | NA | NA | NA |  | 5.628% | 19787.6839 | 2.3545 | 0.10738 | 1548.5129 | NA | N | NA |  | NA | NA | NA | NA | NA | NA | NA | NA | NA | NA | NA
10 | 320 | 326 | 320 326 DX Tune Up/ Advanced Diagnostics / Hotel or Motel | 0 | 0 | -1375.3359 | 268.6641 | 292.9141 | 430.8472 | 475.0264 | 497.9863 | 566.0469 | 607.461 | 617.6875 | 548.961 | 0 | 0 | 0 | 0 | 0 | 0 | 0 | 0 | 0 | 0 | 0 | 0 | 0 | 0 | 0 | 0 | 0 | 0 | 2930.2583 | 1693.526 | 2.0326 | 1250 | 4906.3786 | 2.4691 | No | No | Yes | Keep | 237.472 | 2 | 19% | 390 |  | 30.34% | 4906.3786 | 1.2303 | 0 | 774.2565 | 117.4362 | N | 295 |  | 295 | 61.7584 | 119.4075 | 169.6404 | 210.4986 | 241.5205 | 263.5068 | 278.0525 | 287.0353 | 292.2136 | 295
10 | 320 | 327 | 320 327 DX Coil Cleaning / Hotel or Motel | 0 | 0 | -207.2431 | 357.6219 | 377.2469 | 898.4241 | 1091.1702 | 0 | 0 | 0 | 0 | 0 | 0 | 0 | 0 | 0 | 0 | 0 | 0 | 0 | 0 | 0 | 0 | 0 | 0 | 0 | 0 | 0 | 0 | 0 | 2517.22 | 2055.3566 | 4.6736 | 169.49 | 4714.2015 | 0.34843 | Yes | Yes | Yes | Drop | NA | NA | NA | NA |  | 5.628% | 4714.2015 | 5.3441 | 1.4488 | 1173.1159 | NA | M | NA |  | NA | NA | NA | NA | NA | NA | NA | NA | NA | NA | NA
10 | 320 | 329 | 320 329 Aerosol Duct Sealing / Hotel or Motel | 0 | 0 | -238.6812 | 495.5688 | 545.8188 | 703.2422 | 751.6577 | 797.1352 | 881.2563 | 936.3579 | 958.8266 | 894.9126 | 938.9907 | 916.2563 | 1059.8813 | 959.1626 | 1017.3188 | 0 | 0 | 0 | 0 | 0 | 0 | 0 | 0 | 0 | 0 | 0 | 0 | 0 | 11617.7048 | 7068.344 | 10.736 | 336 | 9825.9586 | 0.3314 | Yes | Yes | Yes | Drop | NA | NA | NA | NA |  | 5.628% | 9825.9586 | 0.61264 | 0.67193 | 1525.0506 | NA | M | NA |  | NA | NA | NA | NA | NA | NA | NA | NA | NA | NA | NA
10 | 320 | 330 | 320 330 Duct/Pipe Insulation / Hotel or Motel | 0 | 0 | -31047.1984 | 100.4266 | 109.8016 | 148.3544 | 159.3505 | 168.2069 | 187.7626 | 199.7079 | 204.5751 | 188.8798 | 0 | 0 | 0 | 0 | 0 | 0 | 0 | 0 | 0 | 0 | 0 | 0 | 0 | 0 | 0 | 0 | 0 | 0 | -29580.133 | -29996.8434 | 0.036896 | 30756 | 1916.0152 | 155.5661 | No | No | No | Drop | NA | NA | NA | NA |  | 5.628% | 1916.0152 | 0.32318 | 0 | 1407.739 | NA | M | NA |  | NA | NA | NA | NA | NA | NA | NA | NA | NA | NA | NA
10 | 320 | 334 | 320 334 Ceiling Insulation / Hotel or Motel | 0 | 0 | -3364.5521 | 880.9479 | 932.0729 | 2115.1496 | 2546.2824 | 2596.6466 | 3155.8459 | 3470.9319 | 3451.4479 | 2737.5729 | 2986.9639 | 2558.4479 | 3712.5729 | 2656.4792 | 3015.9792 | 2506.3854 | 3657.8229 | 3732.0109 | 3798.5419 | 3806.3539 | 0 | 0 | 0 | 0 | 0 | 0 | 0 | 0 | 50953.904 | 25034.4184 | 6.9141 | 3843 | 12053.3309 | 3.0899 | No | No | No | Keep | 1355.5575 | 2 | 35.27% | 390 |  | 30.34% | 12053.3309 | 5.1355 | 11.57 | 938.4927 | 142.3469 | M | 20 |  | 20 | 4.187 | 8.0954 | 11.501 | 14.2711 | 16.3743 | 17.8649 | 18.851 | 19.46 | 19.8111 | 20
10 | 320 | 335 | 320 335 Roof Insulation / Hotel or Motel | 0 | 0 | -1625.4984 | 274.2716 | 294.3966 | 506.3995 | 575.8614 | 596.755 | 697.6779 | 757.3497 | 763.7169 | 647.2716 | 692.9279 | 629.0216 | 825.2404 | 651.3341 | 718.1466 | 696.8966 | 837.8654 | 857.2404 | 879.1154 | 889.8341 | 0 | 0 | 0 | 0 | 0 | 0 | 0 | 0 | 11165.8251 | 5088.3654 | 3.6844 | 1505.52 | 4437.482 | 3.288 | No | No | No | Keep | 589.7581 | 2 | 39.17% | 390 |  | 30.34% | 4437.482 | 1.9669 | 0.96125 | 938.4927 | 142.3469 | M | 269 |  | 269 | 56.3152 | 108.8835 | 154.689 | 191.9462 | 220.2339 | 240.2825 | 253.5462 | 261.7373 | 266.4591 | 269
10 | 340 | 344 | 340 344 Aerosol Duct Sealing / Hotel or Motel | 0 | 0 | -227.1937 | 507.3063 | 558.1813 | 719.2609 | 768.2633 | 815.7535 | 901.2751 | 957.2438 | 980.5172 | 915.4001 | 959.5563 | 937.2594 | 1083.7751 | 980.8376 | 1040.3063 | 0 | 0 | 0 | 0 | 0 | 0 | 0 | 0 | 0 | 0 | 0 | 0 | 0 | 11897.7422 | 7245.5684 | 10.9801 | 336 | 10046.8733 | 0.32411 | Yes | Yes | Yes | Drop | NA | NA | NA | NA |  | 5.628% | 10046.8733 | 0.62641 | 0.68703 | 9.0415 | NA | M | NA |  | NA | NA | NA | NA | NA | NA | NA | NA | NA | NA | NA
10 | 340 | 345 | 340 345 Duct/Pipe Insulation / Hotel or Motel | 0 | 0 | -31045.2347 | 102.3903 | 111.8903 | 150.654 | 162.3444 | 171.2633 | 191.1325 | 203.5934 | 208.0778 | 192.609 | 0 | 0 | 0 | 0 | 0 | 0 | 0 | 0 | 0 | 0 | 0 | 0 | 0 | 0 | 0 | 0 | 0 | 0 | -29551.2798 | -29975.6569 | 0.037576 | 30756 | 1957.9909 | 152.231 | No | No | No | Drop | NA | NA | NA | NA |  | 5.628% | 1957.9909 | 0.32729 | 0.007589 | 8.346 | NA | M | NA |  | NA | NA | NA | NA | NA | NA | NA | NA | NA | NA | NA
10 | 340 | 349 | 340 349 Ceiling Insulation / Hotel or Motel | 0 | 0 | -3344.612 | 901.013 | 953.513 | 2162.7205 | 2603.6487 | 2654.8431 | 3227.06 | 3549.083 | 3529.427 | 2798.763 | 3055.263 | 2615.5599 | 3795.951 | 2716.3568 | 3084.9505 | 2562.7005 | 3740.607 | 3816.669 | 3883.732 | 3892.701 | 0 | 0 | 0 | 0 | 0 | 0 | 0 | 0 | 52199.95 | 25695.2965 | 7.0702 | 3843 | 12325.2763 | 3.0217 | No | No | No | Keep | 1299.4362 | 2 | 33.81% | 390 |  | 30.34% | 12325.2763 | 5.2514 | 11.831 | 5.564 | 0.84393 | M | 0 |  | 0 | 0 | 0 | 0 | 0 | 0 | 0 | 0 | 0 | 0 | 0
10 | 340 | 351 | 340 351 Cool Roof - DX / Hotel or Motel | 0 | 0 | -12539.4247 | 1478.0003 | 1585.3753 | 2825.7684 | 3241.0672 | 3350.889 | 3931.1483 | 4285.0703 | 4308.6173 | 3618.3133 | 3886.5313 | 3498.1722 | 4657.4693 | 3626.6878 | 4014.2503 | 0 | 0 | 0 | 0 | 0 | 0 | 0 | 0 | 0 | 0 | 0 | 0 | 0 | 35767.9356 | 17002.2737 | 2.2147 | 13606.8 | 23419.2653 | 5.6308 | No | No | No | Keep | 8773.7728 | 2 | 64.48% | 390 |  | 30.34% | 23419.2653 | 11.6065 | 0 | 9.2733 | 1.4065 | M | 9 |  | 9 | 1.8842 | 3.6429 | 5.1755 | 6.422 | 7.3684 | 8.0392 | 8.483 | 8.757 | 8.915 | 9
10 | 360 | 361 | 360 361 HE PTAC, EER=9.6, 1 ton / Hotel or Motel | 0 | 0 | -1991.9598 | 1016.3452 | 1089.5952 | 1931.7881 | 2212.2388 | 2288.6362 | 2683.5872 | 2922.8222 | 2940.1342 | 2472.4546 | 2654.814 | 2393.6421 | 3177.5332 | 2480.3452 | 2743.3603 | 0 | 0 | 0 | 0 | 0 | 0 | 0 | 0 | 0 | 0 | 0 | 0 | 0 | 31015.3367 | 18196.2775 | 7.0767 | 2604.43 | 16150.0477 | 1.5629 | No | Yes | Yes | Drop | NA | NA | NA | NA |  | 5.628% | 16150.0477 | 7.8631 | 0.55308 | 429.1167 | NA | M | NA |  | NA | NA | NA | NA | NA | NA | NA | NA | NA | NA | NA
10 | 400 | 402 | 400 402 Variable Speed Drive Control / Hotel or Motel | 0 | 0 | -2041.2549 | 222.2451 | 244.6201 | 315.1084 | 336.5947 | 356.833 | 394.7451 | 419.3779 | 429.1592 | 400.542 | 420.417 | 410.0107 | 474.2139 | 429.1826 | 455.2139 | 0 | 0 | 0 | 0 | 0 | 0 | 0 | 0 | 0 | 0 | 0 | 0 | 0 | 3267.0089 | 1230.6308 | 1.5446 | 1869.75 | 4399.6722 | 4.1186 | No | No | No | Keep | 961.7909 | 2 | 51.44% | 390 |  | 30.34% | 4399.6722 | 0.10947 | 0.1716 | 369.1505 | 55.9913 | N | 33 |  | 33 | 6.9086 | 13.3575 | 18.9767 | 23.5473 | 27.0175 | 29.477 | 31.1042 | 32.109 | 32.6883 | 33
10 | 400 | 403 | 400 403 Air Handler Optimization / Hotel or Motel | 0 | 0 | -620.9262 | 70.3238 | 77.3238 | 99.6236 | 106.4478 | 112.5074 | 124.3551 | 132.4176 | 0 | 0 | 0 | 0 | 0 | 0 | 0 | 0 | 0 | 0 | 0 | 0 | 0 | 0 | 0 | 0 | 0 | 0 | 0 | 0 | 102.0728 | -68.1692 | 0.9012 | 300 | 1391.3641 | 2.0896 | No | No | Yes | Drop | NA | NA | NA | NA |  | 5.628% | 1391.3641 | 0.03462 | 0.054268 | 4237.2162 | NA | N | NA |  | NA | NA | NA | NA | NA | NA | NA | NA | NA | NA | NA
10 | 400 | 404 | 400 404 Electronically Commutated Motors (ECM) on an Air Handler Unit / Hotel or Motel | 0 | 0 | -785.7077 | 99.5323 | 109.4073 | 140.7472 | 150.2462 | 158.8917 | 175.8604 | 186.6535 | 191.677 | 179.427 | 187.5207 | 183.3332 | 211.3488 | 191.0988 | 202.9113 | 0 | 0 | 0 | 0 | 0 | 0 | 0 | 0 | 0 | 0 | 0 | 0 | 0 | 1582.9479 | 674.5038 | 1.7639 | 492.99 | 1963.3747 | 2.4334 | No | No | Yes | Keep | 87.8089 | 2 | 17.81% | 390 |  | 30.34% | 1963.3747 | 0.18957 | 0 | 7532.8287 | 1142.5504 | M | 30 |  | 30 | 6.2805 | 12.1431 | 17.2516 | 21.4066 | 24.5614 | 26.7973 | 28.2765 | 29.19 | 29.7166 | 30
10 | 400 | 405 | 400 405 Demand Control Ventilation (DCV) / Hotel or Motel | 0 | 0 | -23825.6352 | 160.8648 | 169.6148 | 403.8472 | 490.5142 | 499.0875 | 609.7554 | 671.3414 | 667.3257 | 524.7242 | 573.4117 | 486.5523 | 716.2398 | 505.8336 | 576.4273 | 0 | 0 | 0 | 0 | 0 | 0 | 0 | 0 | 0 | 0 | 0 | 0 | 0 | -16770.0959 | -19536.3395 | 0.18544 | 23594 | 2118.0838 | 107.9549 | No | No | No | Drop | NA | NA | NA | NA |  | 5.628% | 2118.0838 | 4.8051 | 2.8953 | 4237.2162 | NA | M | NA |  | NA | NA | NA | NA | NA | NA | NA | NA | NA | NA | NA
10 | 400 | 406 | 400 406 Energy Recovery Ventilation (ERV) / Hotel or Motel | 0 | 0 | -2560.6376 | 74.1474 | 77.8974 | 184.1533 | 224.2978 | 227.9492 | 278.5458 | 306.7215 | 305.1747 | 239.6278 | 261.8465 | 222.5184 | 326.5497 | 230.4246 | 263.7684 | 212.5496 | 321.2372 | 326.8934 | 334.6434 | 333.2684 | 0 | 0 | 0 | 0 | 0 | 0 | 0 | 0 | 2191.5765 | -77.048 | 0.97073 | 2242.66 | 968.0148 | 22.4525 | No | No | No | Drop | NA | NA | NA | NA |  | 5.628% | 968.0148 | 2.196 | 1.3232 | 4237.2162 | NA | M | NA |  | NA | NA | NA | NA | NA | NA | NA | NA | NA | NA | NA
10 | 600 | 603 | 600 603 Heat Pump Water Heater (air source) / Hotel or Motel | 0 | 0 | -1758.5239 | 532.9011 | 586.7761 | 762.8455 | 816.4881 | 865.2654 | 957.6745 | 1017.9792 | 1041.9089 | 970.4792 | 1017.948 | 992.2136 | 1150.7136 | 1036.8074 | 1100.5261 | 0 | 0 | 0 | 0 | 0 | 0 | 0 | 0 | 0 | 0 | 0 | 0 | 0 | 11092.0032 | 6160.0313 | 3.6982 | 1893.05 | 10469.8738 | 1.7523 | No | Yes | Yes | Drop | NA | NA | NA | NA |  | 5.628% | 10469.8738 | 1.464 | 1.0866 | 2653.3711 | NA | N | NA |  | NA | NA | NA | NA | NA | NA | NA | NA | NA | NA | NA
10 | 600 | 606 | 600 606 Demand controlled circulating systems / Hotel or Motel | 0 | 0 | -538.3222 | 38.0428 | 41.4178 | 54.0174 | 58.6053 | 61.3894 | 67.8318 | 72.4374 | 74.3827 | 69.1093 | 72.0937 | 70.5468 | 80.9843 | 73.3905 | 77.8593 | 0 | 0 | 0 | 0 | 0 | 0 | 0 | 0 | 0 | 0 | 0 | 0 | 0 | 373.7862 | 23.9729 | 1.0417 | 185.49 | 741.2329 | 2.4252 | No | No | Yes | Keep | 32.522 | 2 | 17.53% | 390 |  | 30.34% | 741.2329 | 0.10468 | 0.076926 | 1382.546 | 209.6992 | N | 500 |  | 500 | 104.6752 | 202.3857 | 287.5261 | 356.7773 | 409.3567 | 446.6217 | 471.2755 | 486.5005 | 495.2772 | 500
10 | 600 | 608 | 600 608 Heat Recovery Unit / Hotel or Motel | 0 | 0 | -632.968 | 584.282 | 642.782 | 836.2752 | 895.3953 | 948.6834 | 1050.4461 | 1116.9186 | 1143.4343 | 1063.6999 | 0 | 0 | 0 | 0 | 0 | 0 | 0 | 0 | 0 | 0 | 0 | 0 | 0 | 0 | 0 | 0 | 0 | 0 | 7648.9485 | 5306.4583 | 5.3928 | 818 | 11469.5113 | 0.69118 | Yes | Yes | Yes | Drop | NA | NA | NA | NA |  | 5.628% | 11469.5113 | 1.6095 | 1.1903 | 1571.075 | NA | N | NA |  | NA | NA | NA | NA | NA | NA | NA | NA | NA | NA | NA
10 | 600 | 609 | 600 609 Heat Trap / Hotel or Motel | 0 | 0 | -327.8366 | 68.7834 | 75.1584 | 98.2121 | 104.5598 | 110.6164 | 122.8928 | 130.6934 | 134.1622 | 124.5138 | 0 | 0 | 0 | 0 | 0 | 0 | 0 | 0 | 0 | 0 | 0 | 0 | 0 | 0 | 0 | 0 | 0 | 0 | 641.7558 | 367.5698 | 1.9303 | 5.12 | 1342.1524 | 0.03697 | Yes | Yes | Yes | Drop | NA | NA | NA | NA |  | 5.628% | 1342.1524 | 0.189 | 0.13929 | 1571.075 | NA | N | NA |  | NA | NA | NA | NA | NA | NA | NA | NA | NA | NA | NA
10 | 600 | 610 | 600 610 Hot Water Pipe Insulation / Hotel or Motel | 0 | 0 | -511.6369 | 14.9631 | 16.5881 | 21.3176 | 22.6604 | 23.9738 | 26.6037 | 28.2562 | 29.1624 | 27.6702 | 27.9827 | 27.7796 | 32.1234 | 28.4984 | 30.3421 | 0 | 0 | 0 | 0 | 0 | 0 | 0 | 0 | 0 | 0 | 0 | 0 | 0 | -153.7151 | -290.9007 | 0.44759 | 136.6 | 293.1661 | 4.5157 | No | No | No | Drop | NA | NA | NA | NA |  | 5.628% | 293.1661 | 0.041278 | 0.030425 | 1571.075 | NA | M | NA |  | NA | NA | NA | NA | NA | NA | NA | NA | NA | NA | NA
10 | 700 | 701 | 700 701 PC Manual Power Management Enabling / Hotel or Motel | 0 | 0 | -384.8832 | 14.3018 | 15.5518 | 20.4239 | 0 | 0 | 0 | 0 | 0 | 0 | 0 | 0 | 0 | 0 | 0 | 0 | 0 | 0 | 0 | 0 | 0 | 0 | 0 | 0 | 0 | 0 | 0 | 0 | -334.6056 | -340.8038 | 0.14598 | 9.06 | 275.5834 | 0.31861 | Yes | Yes | Yes | Drop | NA | NA | NA | NA |  | 5.628% | 275.5834 | 0.022988 | 0.039144 | 4237.2162 | NA | N | NA |  | NA | NA | NA | NA | NA | NA | NA | NA | NA | NA | NA
10 | 700 | 702 | 700 702 PC Network Power Management Enabling / Hotel or Motel | 0 | 0 | -380.3532 | 14.3018 | 15.5518 | 20.4239 | 0 | 0 | 0 | 0 | 0 | 0 | 0 | 0 | 0 | 0 | 0 | 0 | 0 | 0 | 0 | 0 | 0 | 0 | 0 | 0 | 0 | 0 | 0 | 0 | -330.0756 | -336.2738 | 0.14766 | 4.53 | 275.5834 | 0.1593 | Yes | Yes | Yes | Drop | NA | NA | NA | NA |  | 5.628% | 275.5834 | 0.022988 | 0.039144 | 4237.2162 | NA | N | NA |  | NA | NA | NA | NA | NA | NA | NA | NA | NA | NA | NA
10 | 710 | 711 | 710 711 Energy Star or Better Monitor / Hotel or Motel | 0 | 0 | -370.2307 | 20.3943 | 22.3943 | 29.199 | 0 | 0 | 0 | 0 | 0 | 0 | 0 | 0 | 0 | 0 | 0 | 0 | 0 | 0 | 0 | 0 | 0 | 0 | 0 | 0 | 0 | 0 | 0 | 0 | -298.243 | -307.12 | 0.21251 | 0 | 396.1561 | 0 | Yes | Yes | Yes | Drop | NA | NA | NA | NA |  | 5.628% | 396.1561 | 0.050195 | 0.056267 | 376.6414 | NA | M | NA |  | NA | NA | NA | NA | NA | NA | NA | NA | NA | NA | NA
10 | 710 | 712 | 710 712 Monitor Power Management Enabling / Hotel or Motel | 0 | 0 | -385.3485 | 13.2615 | 14.5115 | 19.286 | 0 | 0 | 0 | 0 | 0 | 0 | 0 | 0 | 0 | 0 | 0 | 0 | 0 | 0 | 0 | 0 | 0 | 0 | 0 | 0 | 0 | 0 | 0 | 0 | -338.2894 | -344.107 | 0.13673 | 8.61 | 258.5927 | 0.32268 | Yes | Yes | Yes | Drop | NA | NA | NA | NA |  | 5.628% | 258.5927 | 0.021571 | 0.03673 | 2259.8486 | NA | N | NA |  | NA | NA | NA | NA | NA | NA | NA | NA | NA | NA | NA
10 | 730 | 732 | 730 732 Copier Power Management Enabling / Hotel or Motel | 0 | 0 | -398.7774 | 3.4676 | 3.4676 | 4.5408 | 5.0467 | 4.8484 | 0 | 0 | 0 | 0 | 0 | 0 | 0 | 0 | 0 | 0 | 0 | 0 | 0 | 0 | 0 | 0 | 0 | 0 | 0 | 0 | 0 | 0 | -377.4063 | -381.2251 | 0.050782 | 11.62 | 56.58 | 1.9903 | No | Yes | Yes | Drop | NA | NA | NA | NA |  | 5.628% | 56.58 | 0.0047198 | 0.0080366 | 3728.7502 | NA | N | NA |  | NA | NA | NA | NA | NA | NA | NA | NA | NA | NA | NA
10 | 740 | 741 | 740 741 Printer Power Management Enabling / Hotel or Motel | 0 | 0 | -409.7407 | 20.2693 | 22.3943 | 29.199 | 31.1385 | 0 | 0 | 0 | 0 | 0 | 0 | 0 | 0 | 0 | 0 | 0 | 0 | 0 | 0 | 0 | 0 | 0 | 0 | 0 | 0 | 0 | 0 | 0 | -306.7396 | -322.5099 | 0.24868 | 39.26 | 393.5007 | 0.96692 | Yes | Yes | Yes | Drop | NA | NA | NA | NA |  | 5.628% | 393.5007 | 0.032825 | 0.055893 | 2598.8259 | NA | N | NA |  | NA | NA | NA | NA | NA | NA | NA | NA | NA | NA | NA
10 | 800 | 801 | 800 801 Convection Oven / Hotel or Motel | 0 | 0 | -1956808.5691 | 14.5559 | 16.0559 | 20.6779 | 21.8225 | 23.3273 | 25.7902 | 27.2081 | 28.4659 | 26.6768 | 0 | 0 | 0 | 0 | 0 | 0 | 0 | 0 | 0 | 0 | 0 | 0 | 0 | 0 | 0 | 0 | 0 | 0 | -1956603.9887 | -1956661.8653 | 8.2345e-05 | 1956433 | 285.6836 | 66368.767 | No | No | No | Drop | NA | NA | NA | NA |  | 5.628% | 285.6836 | 0.038673 | 0.012554 | 5145.0252 | NA | N | NA |  | NA | NA | NA | NA | NA | NA | NA | NA | NA | NA | NA
10 | 810 | 811 | 810 811 Efficient Fryer / Hotel or Motel | 0 | 0 | -85045.9786 | 1.0564 | 1.0564 | 1.4099 | 1.6355 | 1.2009 | 1.6814 | 1.7361 | 1.7517 | 1.8533 | 0 | 0 | 0 | 0 | 0 | 0 | 0 | 0 | 0 | 0 | 0 | 0 | 0 | 0 | 0 | 0 | 0 | 0 | -85032.5969 | -85036.3443 | 0.00012423 | 84656.91 | 15.7563 | 52070.5034 | No | No | No | Drop | NA | NA | NA | NA |  | 5.628% | 15.7563 | 0.0021329 | 0.0006924 | 5145.0252 | NA | N | NA |  | NA | NA | NA | NA | NA | NA | NA | NA | NA | NA | NA
10 | 900 | 901 | 900 901 Vending Misers (cooled machines only) / Hotel or Motel | 0 | 0 | -437.8945 | 45.6105 | 50.2355 | 68.7902 | 74.7433 | 78.6047 | 88.1808 | 94.1887 | 95.6808 | 87.7355 | 0 | 0 | 0 | 0 | 0 | 0 | 0 | 0 | 0 | 0 | 0 | 0 | 0 | 0 | 0 | 0 | 0 | 0 | 245.8756 | 51.1332 | 1.1059 | 92.88 | 866.3877 | 1.0389 | No | Yes | Yes | Drop | NA | NA | NA | NA |  | 5.628% | 866.3877 | 0.066648 | 0.16202 | 2792.449 | NA | N | NA |  | NA | NA | NA | NA | NA | NA | NA | NA | NA | NA | NA
11 | 110 | 111 | 110 111 Premium T8, Electronic Ballast / Other | 0 | 0 | -5536.1321 | 347.6429 | 377.2679 | 587.0575 | 655.3294 | 683.9554 | 785.8148 | 847.8304 | 858.2288 | 749.346 | 798.096 | 741.1742 | 934.2992 | 769.8617 | 838.0492 | 825.1742 | 962.8304 | 987.3929 | 1012.0179 | 1030.4554 | 1057.0804 | 974.0804 | 1000.3617 | 942.5179 | 963.5492 | 1034.0804 | 0 | 0 | 15227.3616 | 3708.6424 | 1.6308 | 5489.15 | 6105.4014 | 8.7131 | No | No | No | Keep | 4229.18 | 2 | 77.05% | 390 |  | 30.34% | 6105.4014 | 1.9048 | 0.96936 | 151.528 | 22.9832 | M | 2 |  | 2 | 0.4187 | 0.80954 | 1.1501 | 1.4271 | 1.6374 | 1.7865 | 1.8851 | 1.946 | 1.9811 | 2
11 | 110 | 114 | 110 114 Continuous Dimming / Other | 0 | 0 | -31293.9798 | 713.6451 | 782.3951 | 1069.1212 | 1157.53 | 1220.8932 | 1366.7702 | 1459.0436 | 1488.5358 | 1359.3171 | 1432.9108 | 1376.4577 | 1636.2389 | 1435.9577 | 1536.1139 | 1551.7389 | 1721.0827 | 1771.7702 | 1820.1139 | 0 | 0 | 0 | 0 | 0 | 0 | 0 | 0 | 0 | -6394.344 | -17756.1286 | 0.44507 | 31607 | 13566.0758 | 22.5794 | No | No | No | Drop | NA | NA | NA | NA |  | 5.628% | 13566.0758 | 2.4664 | 1.0408 | 59.878 | NA | N | NA |  | NA | NA | NA | NA | NA | NA | NA | NA | NA | NA | NA
11 | 110 | 115 | 110 115 Lighting Control Tuneup / Other | 0 | 0 | -460.7136 | 74.4114 | 81.5364 | 112.1292 | 121.1526 | 127.7903 | 0 | 0 | 0 | 0 | 0 | 0 | 0 | 0 | 0 | 0 | 0 | 0 | 0 | 0 | 0 | 0 | 0 | 0 | 0 | 0 | 0 | 0 | 56.3065 | -38.2303 | 0.92841 | 144 | 1406.2407 | 0.9924 | Yes | Yes | Yes | Drop | NA | NA | NA | NA |  | 5.628% | 1406.2407 | 0.26483 | 0.10788 | 12.4496 | NA | N | NA |  | NA | NA | NA | NA | NA | NA | NA | NA | NA | NA | NA
11 | 120 | 121 | 120 121 ROB Premium T8, 1EB / Other | 0 | 0 | -771.9569 | 150.6781 | 163.0531 | 253.3822 | 282.6322 | 295.6556 | 338.9984 | 365.7953 | 370.6625 | 324.0218 | 344.4593 | 319.9437 | 403.2094 | 333.2718 | 362.163 | 355.9442 | 416.4442 | 426.1942 | 438.5067 | 445.6317 | 456.1942 | 420.9442 | 432.5067 | 407.288 | 415.7255 | 446.788 | 0 | 0 | 8198.137 | 3221.6053 | 4.5008 | 530.26 | 2638.5569 | 1.9476 | No | Yes | Yes | Drop | NA | NA | NA | NA |  | 5.628% | 2638.5569 | 0.8232 | 0.41893 | 284.1149 | NA | M | NA |  | NA | NA | NA | NA | NA | NA | NA | NA | NA | NA | NA
11 | 120 | 122 | 120 122 ROB Premium T8, EB, Reflector / Other | 0 | 0 | -1609.6649 | 607.2401 | 658.3651 | 1025.0394 | 1143.3426 | 1194.4383 | 1371.0135 | 1479.6073 | 1498.326 | 1307.6776 | 1392.0214 | 1293.0057 | 1631.1776 | 1344.0214 | 1463.1151 | 1441.5214 | 1678.8339 | 1722.6776 | 1767.9589 | 1799.2401 | 1845.3026 | 1699.6776 | 1745.6776 | 1643.9901 | 1683.2089 | 1805.8026 | 0 | 0 | 34632.6172 | 14526.6555 | 7.579 | 1818.03 | 10656.153 | 1.6534 | No | Yes | Yes | Drop | NA | NA | NA | NA |  | 5.628% | 10656.153 | 3.3246 | 1.6919 | 59.878 | NA | M | NA |  | NA | NA | NA | NA | NA | NA | NA | NA | NA | NA | NA
11 | 120 | 123 | 120 123 Occupancy Sensor / Other | 0 | 0 | -3606.7712 | 195.1538 | 210.4038 | 333.6411 | 374.0581 | 389.9253 | 449.9038 | 485.2788 | 491.5913 | 426.1851 | 454.3101 | 419.9194 | 533.9976 | 436.7788 | 476.4976 | 0 | 0 | 0 | 0 | 0 | 0 | 0 | 0 | 0 | 0 | 0 | 0 | 0 | 2070.8735 | -125.4931 | 0.96697 | 3408.8 | 3372.0422 | 9.797 | No | No | No | Drop | NA | NA | NA | NA |  | 5.628% | 3372.0422 | 1.1244 | 0.25869 | 54.8355 | NA | M | NA |  | NA | NA | NA | NA | NA | NA | NA | NA | NA | NA | NA
11 | 120 | 124 | 120 124 Lighting Control Tuneup / Other | 0 | 0 | -489.3612 | 45.2638 | 49.8888 | 67.88 | 73.5744 | 77.4259 | 0 | 0 | 0 | 0 | 0 | 0 | 0 | 0 | 0 | 0 | 0 | 0 | 0 | 0 | 0 | 0 | 0 | 0 | 0 | 0 | 0 | 0 | -175.3282 | -232.7026 | 0.56423 | 144 | 861.104 | 1.6207 | No | Yes | Yes | Drop | NA | NA | NA | NA |  | 5.628% | 861.104 | 0.15656 | 0.066062 | 18.6744 | NA | N | NA |  | NA | NA | NA | NA | NA | NA | NA | NA | NA | NA | NA
11 | 130 | 131 | 130 131 CFL Screw-in 18W / Other | 0 | 0 | -1117.468 | 2856.627 | 3078.127 | 0 | 0 | 0 | 0 | 0 | 0 | 0 | 0 | 0 | 0 | 0 | 0 | 0 | 0 | 0 | 0 | 0 | 0 | 0 | 0 | 0 | 0 | 0 | 0 | 0 | 4817.286 | 4281.4236 | 2.0888 | 3542.22 | 47493.9873 | 0.7228 | Yes | Yes | Yes | Drop | NA | NA | NA | NA |  | 5.628% | 47493.9873 | 19.0176 | 12.7825 | 32.9655 | NA | M | NA |  | NA | NA | NA | NA | NA | NA | NA | NA | NA | NA | NA
11 | 150 | 151 | 150 151 PSMH, 250W, magnetic ballast / Other | 0 | 0 | -235.1074 | 583.0026 | 639.1276 | 873.6266 | 945.4245 | 997.6403 | 1116.7292 | 1192.526 | 1216.862 | 1110.4557 | 1170.9714 | 1124.3151 | 1336.9401 | 1173.1276 | 1254.9865 | 1267.2365 | 1406.5803 | 0 | 0 | 0 | 0 | 0 | 0 | 0 | 0 | 0 | 0 | 0 | 17174.4442 | 9845.2987 | 13.1643 | 419.36 | 11084.4691 | 0.36665 | Yes | Yes | Yes | Drop | NA | NA | NA | NA |  | 5.628% | 11084.4691 | 2.0153 | 0.85037 | 338.4764 | NA | M | NA |  | NA | NA | NA | NA | NA | NA | NA | NA | NA | NA | NA
11 | 150 | 152 | 150 152 PSMH, 250 W, electronic ballast / Other | 0 | 0 | -1877.7057 | 674.4093 | 738.6593 | 1008.985 | 1092.7863 | 1153.5499 | 1290.6124 | 1378.7921 | 1406.2296 | 1284.3156 | 1353.8312 | 1299.5812 | 1545.3156 | 1356.2531 | 1450.8781 | 1465.8156 | 1625.9406 | 0 | 0 | 0 | 0 | 0 | 0 | 0 | 0 | 0 | 0 | 0 | 18248.2485 | 9775.2342 | 4.8459 | 2151.74 | 12812.6759 | 1.6275 | No | Yes | Yes | Drop | NA | NA | NA | NA |  | 5.628% | 12812.6759 | 2.3295 | 0.98295 | 352.7281 | NA | M | NA |  | NA | NA | NA | NA | NA | NA | NA | NA | NA | NA | NA
11 | 150 | 153 | 150 153 High Bay T5 / Other | 0 | 0 | -518.0311 | 841.0489 | 911.7989 | 1418.6993 | 1583.8643 | 1653.3829 | 1897.9161 | 2049.502 | 2074.8536 | 1810.5958 | 1927.9708 | 1790.2052 | 2258.6427 | 1861.9864 | 2026.3927 | 1996.5489 | 2324.1114 | 0 | 0 | 0 | 0 | 0 | 0 | 0 | 0 | 0 | 0 | 0 | 27909.4893 | 15902.5058 | 12.8117 | 956.33 | 14757.8821 | 0.62801 | Yes | Yes | Yes | Drop | NA | NA | NA | NA |  | 5.628% | 14757.8821 | 4.6043 | 2.3431 | 338.4764 | NA | N | NA |  | NA | NA | NA | NA | NA | NA | NA | NA | NA | NA | NA
11 | 160 | 161 | 160 161 LED Exit Sign / Other | 0 | 0 | -459.8388 | 2.4312 | 2.0562 | 3.942 | 4.5133 | 3.7681 | 5.2281 | 4.8491 | 6.0288 | 4.8334 | 5.3491 | 4.5053 | 5.8022 | 4.5834 | 5.3647 | 5.1459 | 0 | 0 | 0 | 0 | 0 | 0 | 0 | 0 | 0 | 0 | 0 | 0 | -391.4379 | -418.9537 | 0.093213 | 72.02 | 29.1055 | 23.9807 | No | No | No | Drop | NA | NA | NA | NA |  | 5.628% | 29.1055 | 0.016645 | 0.0029664 | 728.9316 | NA | N | NA |  | NA | NA | NA | NA | NA | NA | NA | NA | NA | NA | NA
11 | 200 | 201 | 200 201 High Pressure Sodium 250W Lamp / Other | 0 | 0 | -6134.0451 | 209.0198 | 230.1448 | 296.4193 | 316.2923 | 0 | 0 | 0 | 0 | 0 | 0 | 0 | 0 | 0 | 0 | 0 | 0 | 0 | 0 | 0 | 0 | 0 | 0 | 0 | 0 | 0 | 0 | 0 | -5082.1689 | -5242.8329 | 0.17298 | 5949.44 | 4139.1977 | 13.9298 | No | No | No | Drop | NA | NA | NA | NA |  | 5.628% | 4139.1977 | 0.33226 | 0.17209 | 942.1503 | NA | M | NA |  | NA | NA | NA | NA | NA | NA | NA | NA | NA | NA | NA
11 | 200 | 202 | 200 202 Outdoor Lighting Controls (Photocell/Timeclock) / Other | 0 | 0 | -1305.8184 | 165.2716 | 182.0216 | 234.6368 | 249.9054 | 0 | 0 | 0 | 0 | 0 | 0 | 0 | 0 | 0 | 0 | 0 | 0 | 0 | 0 | 0 | 0 | 0 | 0 | 0 | 0 | 0 | 0 | 0 | -473.983 | -601.0282 | 0.59061 | 1078.09 | 3269.8286 | 3.1953 | No | No | No | Drop | NA | NA | NA | NA |  | 5.628% | 3269.8286 | 0.26247 | 0.13594 | 93.2809 | NA | N | NA |  | NA | NA | NA | NA | NA | NA | NA | NA | NA | NA | NA
11 | 210 | 211 | 210 211 Outdoor Lighting Controls (Photocell/Timeclock) / Other | 0 | 0 | -1933.9794 | 89.7706 | 98.8956 | 127.088 | 136.5733 | 0 | 0 | 0 | 0 | 0 | 0 | 0 | 0 | 0 | 0 | 0 | 0 | 0 | 0 | 0 | 0 | 0 | 0 | 0 | 0 | 0 | 0 | 0 | -1481.6519 | -1550.785 | 0.23314 | 1632.25 | 1778.9295 | 8.8923 | No | No | No | Drop | NA | NA | NA | NA |  | 5.628% | 1778.9295 | 0.1428 | 7.3962e-08 | 93.2809 | NA | N | NA |  | NA | NA | NA | NA | NA | NA | NA | NA | NA | NA | NA
11 | 300 | 301 | 300 301 Centrifugal Chiller, 0.51 kW/ton, 500 tons / Other | 0 | 0 | -985.8864 | 173.6236 | 188.3736 | 294.9341 | 330.6431 | 343.9644 | 395.9361 | 427.143 | 432.4712 | 377.1509 | 401.1977 | 371.9789 | 470.0884 | 386.6821 | 421.0883 | 413.5258 | 484.1196 | 495.8384 | 509.7759 | 519.0571 | 0 | 0 | 0 | 0 | 0 | 0 | 0 | 0 | 6451.7055 | 2923.4088 | 3.5261 | 767.26 | 3028.047 | 2.4556 | No | No | Yes | Keep | 142.3628 | 2 | 18.55% | 390 |  | 30.34% | 3028.047 | 0.97352 | 0.013858 | 115.3429 | 17.4948 | M | 20 |  | 20 | 4.187 | 8.0954 | 11.501 | 14.2711 | 16.3743 | 17.8649 | 18.851 | 19.46 | 19.8111 | 20
11 | 300 | 302 | 300 302 High Efficiency Chiller Motors / Other | 0 | 0 | -621.38 | 41.53 | 45.78 | 62.8162 | 68.5496 | 71.3494 | 80.8816 | 86.5925 | 88.4363 | 80.3113 | 84.1707 | 80.8738 | 95.9363 | 83.2488 | 89.8425 | 90.0613 | 101.4363 | 103.6863 | 107.8425 | 109.9675 | 0 | 0 | 0 | 0 | 0 | 0 | 0 | 0 | 951.9328 | 207.9412 | 1.3142 | 271.91 | 780.3537 | 3.3769 | No | No | No | Keep | 110.8686 | 2 | 40.77% | 390 |  | 30.34% | 780.3537 | 0.15255 | 0 | 122.1278 | 18.5239 | N | 1 |  | 1 | 0.20935 | 0.40477 | 0.57505 | 0.71355 | 0.81871 | 0.89324 | 0.94255 | 0.973 | 0.99055 | 1
11 | 300 | 304 | 300 304 EMS - Chiller / Other | 0 | 0 | -1085.8037 | 142.9563 | 157.0813 | 215.3743 | 233.4241 | 246.0832 | 275.8391 | 295.0422 | 300.9329 | 274.3157 | 0 | 0 | 0 | 0 | 0 | 0 | 0 | 0 | 0 | 0 | 0 | 0 | 0 | 0 | 0 | 0 | 0 | 0 | 1055.2454 | 445.3253 | 1.3629 | 837.01 | 2714.4706 | 2.9883 | No | No | Yes | Keep | 276.8255 | 2 | 33.07% | 390 |  | 30.34% | 2714.4706 | 0.50506 | 0.22578 | 10.2357 | 1.5525 | N | 5 |  | 5 | 1.0468 | 2.0239 | 2.8753 | 3.5678 | 4.0936 | 4.4662 | 4.7128 | 4.865 | 4.9528 | 5
11 | 300 | 305 | 300 305 Chiller Tune Up/Diagnostics / Other | 0 | 0 | -1236.5617 | 155.9383 | 164.3133 | 391.5643 | 475.8319 | 483.5604 | 591.5946 | 649.993 | 645.8836 | 507.6258 | 0 | 0 | 0 | 0 | 0 | 0 | 0 | 0 | 0 | 0 | 0 | 0 | 0 | 0 | 0 | 0 | 0 | 0 | 2829.7435 | 1609.0251 | 2.1576 | 1000 | 2053.0171 | 4.7205 | No | No | No | Keep | 576.3194 | 2 | 57.63% | 390 |  | 30.34% | 2053.0171 | 2.3273 | 0.085379 | 50.8866 | 7.7183 | N | 10 |  | 10 | 2.0935 | 4.0477 | 5.7505 | 7.1355 | 8.1871 | 8.9324 | 9.4255 | 9.73 | 9.9055 | 10
11 | 300 | 306 | 300 306 VSD for Chiller Pumps and Towers / Other | 0 | 0 | -842.7597 | 135.2753 | 147.7753 | 203.0194 | 220.4862 | 232.6366 | 260.8846 | 278.0058 | 283.584 | 259.3262 | 273.1855 | 261.4199 | 311.248 | 272.4355 | 291.9194 | 0 | 0 | 0 | 0 | 0 | 0 | 0 | 0 | 0 | 0 | 0 | 0 | 0 | 2588.442 | 1268.7103 | 2.3 | 585.91 | 2561.3596 | 2.2169 | No | No | Yes | Keep | 57.3229 | 2 | 9.784% | 390 |  | 30.34% | 2561.3596 | 0.4766 | 0.053266 | 62.8256 | 9.5291 | N | 14 |  | 14 | 2.9309 | 5.6668 | 8.0507 | 9.9898 | 11.462 | 12.5054 | 13.1957 | 13.622 | 13.8678 | 14
11 | 300 | 307 | 300 307 EMS Optimization / Other | 0 | 0 | -627.3937 | 64.3563 | 70.2313 | 90.3485 | 96.3671 | 0 | 0 | 0 | 0 | 0 | 0 | 0 | 0 | 0 | 0 | 0 | 0 | 0 | 0 | 0 | 0 | 0 | 0 | 0 | 0 | 0 | 0 | 0 | -306.0905 | -355.1013 | 0.48536 | 300 | 1263.0711 | 2.3019 | No | No | Yes | Drop | NA | NA | NA | NA |  | 5.628% | 1263.0711 | 0.058765 | 0.02627 | 50.8866 | NA | N | NA |  | NA | NA | NA | NA | NA | NA | NA | NA | NA | NA | NA
11 | 300 | 308 | 300 308 Aerosol Duct Sealing / Other | 0 | 0 | -537.1648 | 129.1602 | 142.0352 | 182.2715 | 195.0723 | 206.9297 | 228.7148 | 242.957 | 249.6289 | 232.6289 | 243.4102 | 238.1445 | 275.2539 | 248.8789 | 263.6289 | 0 | 0 | 0 | 0 | 0 | 0 | 0 | 0 | 0 | 0 | 0 | 0 | 0 | 2541.55 | 1360.4788 | 3.0498 | 273.7 | 2552.6834 | 1.0391 | No | Yes | Yes | Drop | NA | NA | NA | NA |  | 5.628% | 2552.6834 | 0.15916 | 0.17456 | 66.1526 | NA | M | NA |  | NA | NA | NA | NA | NA | NA | NA | NA | NA | NA | NA
11 | 300 | 309 | 300 309 Duct/Pipe Insulation / Other | 0 | 0 | -31120.0336 | 26.3414 | 28.8414 | 39.4683 | 42.4576 | 44.5474 | 50.8179 | 53.6383 | 55.4273 | 50.9039 | 0 | 0 | 0 | 0 | 0 | 0 | 0 | 0 | 0 | 0 | 0 | 0 | 0 | 0 | 0 | 0 | 0 | 0 | -30727.59 | -30839.4734 | 0.0098416 | 30756 | 496.6419 | 600.1648 | No | No | No | Drop | NA | NA | NA | NA |  | 5.628% | 496.6419 | 0.092412 | 0.010328 | 61.0639 | NA | M | NA |  | NA | NA | NA | NA | NA | NA | NA | NA | NA | NA | NA
11 | 300 | 311 | 300 311 Window Film (Standard) / Other | 0 | 0 | -1611.2869 | 84.7131 | 90.8381 | 160.0363 | 182.6887 | 188.9533 | 221.4865 | 240.8106 | 242.7559 | 204.0684 | 0 | 0 | 0 | 0 | 0 | 0 | 0 | 0 | 0 | 0 | 0 | 0 | 0 | 0 | 0 | 0 | 0 | 0 | 5.064 | -467.9589 | 0.72388 | 1304.75 | 1351.1157 | 9.3588 | No | No | No | Drop | NA | NA | NA | NA |  | 5.628% | 1351.1157 | 0.64203 | -0.17231 | 84.1657 | NA | M | NA |  | NA | NA | NA | NA | NA | NA | NA | NA | NA | NA | NA
11 | 300 | 313 | 300 313 Ceiling Insulation / Other | 0 | 0 | -4006.7535 | 229.6215 | 242.6215 | 550.1112 | 662.9633 | 675.4584 | 821.3559 | 903.3677 | 898.3521 | 712.6411 | 776.7505 | 665.6411 | 964.7818 | 690.813 | 784.7193 | 651.6568 | 951.6255 | 971.063 | 991.563 | 991.5005 | 0 | 0 | 0 | 0 | 0 | 0 | 0 | 0 | 10129.8543 | 3383.8052 | 1.7994 | 3843 | 3135.5072 | 11.8781 | No | No | No | Keep | 3195.9263 | 2 | 83.16% | 390 |  | 30.34% | 3135.5072 | 1.3359 | 3.0098 | 40.7093 | 6.1746 | M | 0 |  | 0 | 0 | 0 | 0 | 0 | 0 | 0 | 0 | 0 | 0 | 0
11 | 300 | 314 | 300 314 Roof Insulation / Other | 0 | 0 | -1823.9751 | 72.7948 | 78.0448 | 137.332 | 157.5419 | 162.4755 | 191.5448 | 207.3964 | 209.4667 | 175.9667 | 189.0292 | 170.3105 | 225.5136 | 176.3261 | 195.5761 | 186.9511 | 228.3573 | 233.9511 | 239.7323 | 242.6698 | 0 | 0 | 0 | 0 | 0 | 0 | 0 | 0 | 1657.0059 | 2.248 | 1.0012 | 1505.52 | 1151.0403 | 12.6759 | No | No | No | Keep | 1267.9801 | 2 | 84.22% | 390 |  | 30.34% | 1151.0403 | 0.5586 | 0.09098 | 40.7093 | 6.1746 | M | 12 |  | 12 | 2.5122 | 4.8573 | 6.9006 | 8.5627 | 9.8246 | 10.7189 | 11.3106 | 11.676 | 11.8867 | 12
11 | 300 | 317 | 300 317 Thermal Energy Storage (TES) Positive / Other | 0 | 0 | -5427.3898 | 210.0052 | 227.3802 | 301.932 | 315.3167 | 331.7513 | 364.8255 | 389.5911 | 405.3646 | 379.1927 | 395.4583 | 388.5521 | 438.9115 | 399.6615 | 423.099 | 451.6927 | 463.0677 | 476.3177 | 491.5052 | 510.3177 | 524.3177 | 507.9427 | 528.6615 | 514.4427 | 515.1927 | 550.1927 | 576.2552 | 624.9427 | 6278.5007 | -537.4089 | 0.9047 | 5249.27 | 5162.4638 | 9.8543 | No | No | No | Drop | NA | NA | NA | NA |  | 5.628% |  | 5.2605 | 0.068579 | 0 | NA | M | NA |  | NA | NA | NA | NA | NA | NA | NA | NA | NA | NA | NA
11 | 300 | 317 | 300 317 Thermal Energy Storage (TES) Negative / Other | 0 | 0 | -217 | -223 | -249.25 | -256.5 | -261.25 | -281.25 | -300.5 | -311.5 | -324 | -332.5 | -342.25 | -356.75 | -372.75 | -376.75 | -386.25 | -398.25 | -410.75 | -427.5 | -443.5 | -459 | -472.5 | -489 | -504.5 | -519.5 | -536.5 | -554 | -567.5 | -580 | -10954 | -4632.9876 | 99999 | 0 | 3555.866 | 0 | Yes | Yes | Yes | Drop | NA | NA | NA | NA |  | 5.628% | -1606.5978 |  |  | 27.1395 | NA | M | NA |  | NA | NA | NA | NA | NA | NA | NA | NA | NA | NA | NA
11 | 320 | 321 | 320 321 DX Packaged System, EER=10.9, 10 tons / Other | 0 | 0 | -2082.9746 | 150.7054 | 160.8304 | 290.4432 | 334.3821 | 345.0286 | 406.4945 | 442.1195 | 444.7054 | 372.3304 | 400.6742 | 359.221 | 480.2367 | 372.0804 | 412.2679 | 0 | 0 | 0 | 0 | 0 | 0 | 0 | 0 | 0 | 0 | 0 | 0 | 0 | 2888.5446 | 956.7231 | 1.4287 | 1841.43 | 2363.187 | 7.5516 | No | No | No | Keep | 1353.7398 | 2 | 73.52% | 390 |  | 30.34% | 2363.187 | 1.2154 | 0 | 63.6027 | 9.647 | M | 9.647 |  | -1 | 2.0196 | 3.9048 | 5.5475 | 6.8837 | 7.8981 | 8.6171 | 9.0928 | 9.3865 | 9.5559 | 9.647
11 | 320 | 322 | 320 322 Hybrid Dessicant-DX System (Trane CDQ) / Other | 0 | 0 | -6487.6496 | 796.5804 | 876.7054 | 1134.4661 | 1212.1712 | 1286.1195 | 1421.6742 | 1511.0179 | 1546.3851 | 1442.3773 | 1513.1742 | 1476.2992 | 1709.5492 | 1544.5804 | 1639.0492 | 0 | 0 | 0 | 0 | 0 | 0 | 0 | 0 | 0 | 0 | 0 | 0 | 0 | 12622.4999 | 5289.1926 | 1.7274 | 6881.23 | 15711.7388 | 4.2445 | No | No | No | Keep | 3638.8028 | 2 | 52.88% | 390 |  | 30.34% | 15711.7388 | 2.1322 | 0 | 70.6696 | 10.7189 | N | 10 |  | 10 | 2.0935 | 4.0477 | 5.7505 | 7.1355 | 8.1871 | 8.9324 | 9.4255 | 9.73 | 9.9055 | 10
11 | 320 | 323 | 320 323 Geothermal Heat Pump, EER=13, 10 tons / Other | 0 | 0 | -16509.4695 | 414.6605 | 456.2855 | 590.0501 | 631.3792 | 669.7913 | 740.1293 | 786.223 | 804.8246 | 751.1918 | 787.5668 | 768.1136 | 889.5355 | 803.1292 | 853.3167 | 0 | 0 | 0 | 0 | 0 | 0 | 0 | 0 | 0 | 0 | 0 | 0 | 0 | -6563.2723 | -10379.8251 | 0.38644 | 16527.38 | 8173.8725 | 19.5957 | No | No | No | Drop | NA | NA | NA | NA |  | 5.628% | 8173.8725 | 1.1106 | 0.23799 | 69.9629 | NA | N | NA |  | NA | NA | NA | NA | NA | NA | NA | NA | NA | NA | NA
11 | 320 | 326 | 320 326 DX Tune Up/ Advanced Diagnostics / Other | 0 | 0 | -1527.9638 | 113.7862 | 123.5362 | 187.7657 | 208.7325 | 217.9806 | 248.9581 | 268.5987 | 272.3566 | 239.7237 | 0 | 0 | 0 | 0 | 0 | 0 | 0 | 0 | 0 | 0 | 0 | 0 | 0 | 0 | 0 | 0 | 0 | 0 | 353.4747 | -188.9906 | 0.88476 | 1250 | 2026.7046 | 5.9773 | No | No | No | Drop | NA | NA | NA | NA |  | 5.628% | 2026.7046 | 0.58027 | 0 | 34.9815 | NA | N | NA |  | NA | NA | NA | NA | NA | NA | NA | NA | NA | NA | NA
11 | 320 | 327 | 320 327 DX Coil Cleaning / Other | 0 | 0 | -382.4487 | 147.8713 | 155.4963 | 371.2844 | 450.9016 | 0 | 0 | 0 | 0 | 0 | 0 | 0 | 0 | 0 | 0 | 0 | 0 | 0 | 0 | 0 | 0 | 0 | 0 | 0 | 0 | 0 | 0 | 0 | 743.1047 | 552.2854 | 2.0459 | 138.07 | 1947.3219 | 0.68714 | Yes | Yes | Yes | Drop | NA | NA | NA | NA |  | 5.628% | 1947.3219 | 2.2075 | 0.59847 | 53.0022 | NA | M | NA |  | NA | NA | NA | NA | NA | NA | NA | NA | NA | NA | NA
11 | 320 | 329 | 320 329 Aerosol Duct Sealing / Other | 0 | 0 | -462.0147 | 205.0603 | 225.9353 | 290.8875 | 310.5389 | 329.9724 | 364.2947 | 386.8297 | 396.5876 | 370.5407 | 387.8063 | 378.8063 | 437.6813 | 395.9626 | 420.9001 | 0 | 0 | 0 | 0 | 0 | 0 | 0 | 0 | 0 | 0 | 0 | 0 | 0 | 4439.7889 | 2559.2196 | 4.856 | 273.7 | 4058.8156 | 0.65352 | Yes | Yes | Yes | Drop | NA | NA | NA | NA |  | 5.628% | 4058.8156 | 0.25306 | 0.27755 | 68.9029 | NA | M | NA |  | NA | NA | NA | NA | NA | NA | NA | NA | NA | NA | NA
11 | 320 | 330 | 320 330 Duct/Pipe Insulation / Other | 0 | 0 | -31105.228 | 41.897 | 46.272 | 63.2603 | 68.9858 | 72.0405 | 81.2017 | 86.9398 | 88.557 | 80.7054 | 0 | 0 | 0 | 0 | 0 | 0 | 0 | 0 | 0 | 0 | 0 | 0 | 0 | 0 | 0 | 0 | 0 | 0 | -30475.3685 | -30654.8341 | 0.01577 | 30756 | 791.4511 | 376.6082 | No | No | No | Drop | NA | NA | NA | NA |  | 5.628% | 791.4511 | 0.15244 | 0 | 63.6027 | NA | M | NA |  | NA | NA | NA | NA | NA | NA | NA | NA | NA | NA | NA
11 | 320 | 334 | 320 334 Ceiling Insulation / Other | 0 | 0 | -3873.3495 | 364.6505 | 385.7755 | 875.0035 | 1053.1642 | 1073.5401 | 1306.0177 | 1434.8811 | 1428.1076 | 1132.4358 | 1235.7483 | 1057.9514 | 1534.7795 | 1098.092 | 1246.8733 | 1035.9358 | 1512.0608 | 1542.4045 | 1575.467 | 1574.342 | 0 | 0 | 0 | 0 | 0 | 0 | 0 | 0 | 18593.8813 | 7873.0317 | 2.8599 | 3843 | 4983.9847 | 7.4727 | No | No | No | Keep | 2814.4565 | 2 | 73.24% | 390 |  | 30.34% | 4983.9847 | 2.1235 | 4.7841 | 42.4018 | 6.4313 | M | 0 |  | 0 | 0 | 0 | 0 | 0 | 0 | 0 | 0 | 0 | 0 | 0
11 | 320 | 335 | 320 335 Roof Insulation / Other | 0 | 0 | -1758.5786 | 139.3164 | 146.8164 | 349.5239 | 424.7744 | 432.2314 | 528.918 | 581.4023 | 577.9648 | 454.4414 | 496.8945 | 420.9102 | 620.0977 | 437.3789 | 499.0352 | 403.0039 | 609.0977 | 620.0664 | 633.5977 | 630.9414 | 0 | 0 | 0 | 0 | 0 | 0 | 0 | 0 | 7247.8344 | 2947.9211 | 2.5552 | 1505.52 | 1834.8316 | 7.952 | No | No | No | Keep | 1126.8663 | 2 | 74.85% | 390 |  | 30.34% | 1834.8316 | 0.92773 | 2.1305 | 42.4018 | 6.4313 | M | 12 |  | 12 | 2.5122 | 4.8573 | 6.9006 | 8.5627 | 9.8246 | 10.7189 | 11.3106 | 11.676 | 11.8867 | 12
11 | 340 | 344 | 340 344 Aerosol Duct Sealing / Other | 0 | 0 | -457.5189 | 209.5561 | 230.9311 | 297.0581 | 317.4956 | 336.9214 | 372.0874 | 395.3999 | 404.9702 | 378.8374 | 396.353 | 387.1655 | 447.5561 | 404.6499 | 429.3686 | 0 | 0 | 0 | 0 | 0 | 0 | 0 | 0 | 0 | 0 | 0 | 0 | 0 | 4550.8313 | 2629.4289 | 4.9618 | 273.7 | 4150.1414 | 0.63914 | Yes | Yes | Yes | Drop | NA | NA | NA | NA |  | 5.628% | 4150.1414 | 0.25876 | 0.2838 | 1.829 | NA | M | NA |  | NA | NA | NA | NA | NA | NA | NA | NA | NA | NA | NA
11 | 340 | 345 | 340 345 Duct/Pipe Insulation / Other | 0 | 0 | -31104.3127 | 43.1873 | 47.3123 | 64.1472 | 70.0818 | 73.4334 | 82.7966 | 88.7732 | 89.9685 | 81.9529 | 0 | 0 | 0 | 0 | 0 | 0 | 0 | 0 | 0 | 0 | 0 | 0 | 0 | 0 | 0 | 0 | 0 | 0 | -30462.6596 | -30645.3396 | 0.016075 | 30756 | 808.8039 | 368.5281 | No | No | No | Drop | NA | NA | NA | NA |  | 5.628% | 808.8039 | 0.15437 | 0.01682 | 1.6883 | NA | M | NA |  | NA | NA | NA | NA | NA | NA | NA | NA | NA | NA | NA
11 | 340 | 349 | 340 349 Ceiling Insulation / Other | 0 | 0 | -3865.7219 | 372.5281 | 393.9031 | 893.7298 | 1076.4998 | 1097.3601 | 1334.7156 | 1466.0984 | 1458.5672 | 1157.4031 | 1262.45 | 1081.1375 | 1568.7781 | 1122.1219 | 1274.4031 | 1058.6531 | 1544.5594 | 1576.9344 | 1609.3719 | 1608.2156 | 0 | 0 | 0 | 0 | 0 | 0 | 0 | 0 | 19091.7091 | 8136.8801 | 2.9222 | 3843 | 5091.7793 | 7.3145 | No | No | No | Keep | 2792.2109 | 2 | 72.66% | 390 |  | 30.34% | 5091.7793 | 2.1694 | 4.8876 | 1.1255 | 0.17072 | M | 0 |  | 0 | 0 | 0 | 0 | 0 | 0 | 0 | 0 | 0 | 0 | 0
11 | 340 | 351 | 340 351 Cool Roof - DX / Other | 0 | 0 | -13383.241 | 621.434 | 666.309 | 1187.9159 | 1362.9164 | 1408.768 | 1654.1449 | 1801.5121 | 1812.684 | 1521.6684 | 1633.9496 | 1470.9496 | 1957.7153 | 1524.6215 | 1687.2929 | 0 | 0 | 0 | 0 | 0 | 0 | 0 | 0 | 0 | 0 | 0 | 0 | 0 | 6928.6404 | -961.6027 | 0.9313 | 13606.8 | 9843.8542 | 13.396 | No | No | No | Drop | NA | NA | NA | NA |  | 5.628% | 9843.8542 | 4.8786 | 0 | 1.733 | NA | M | NA |  | NA | NA | NA | NA | NA | NA | NA | NA | NA | NA | NA
11 | 360 | 361 | 360 361 HE PTAC, EER=9.6, 1 ton / Other | 0 | 0 | -2097.4811 | 420.0689 | 450.5689 | 798.1504 | 914.2212 | 945.7906 | 1109.6002 | 1207.022 | 1214.2564 | 1021.647 | 1096.3189 | 988.1002 | 1312.7564 | 1023.9127 | 1133.8189 | 0 | 0 | 0 | 0 | 0 | 0 | 0 | 0 | 0 | 0 | 0 | 0 | 0 | 11538.7522 | 6243.3248 | 3.4858 | 2121.55 | 6671.0848 | 3.0821 | No | No | No | Keep | 744.8401 | 2 | 35.11% | 390 |  | 30.34% | 6671.0848 | 3.248 | 0.22846 | 9.669e-08 | 1.4666e-08 | M | 0 |  | 0 | 0 | 0 | 0 | 0 | 0 | 0 | 0 | 0 | 0 | 0
11 | 400 | 403 | 400 403 Air Handler Optimization / Other | 0 | 0 | -633.7402 | 57.6348 | 63.1348 | 81.3242 | 87.043 | 91.8516 | 101.7051 | 108.1582 | 0 | 0 | 0 | 0 | 0 | 0 | 0 | 0 | 0 | 0 | 0 | 0 | 0 | 0 | 0 | 0 | 0 | 0 | 0 | 0 | -42.8885 | -181.9935 | 0.73624 | 300 | 1134.8872 | 2.5618 | No | No | Yes | Drop | NA | NA | NA | NA |  | 5.628% | 1134.8872 | 0.03322 | 0.12843 | 543.883 | NA | N | NA |  | NA | NA | NA | NA | NA | NA | NA | NA | NA | NA | NA
11 | 400 | 404 | 400 404 Electronically Commutated Motors (ECM) on an Air Handler Unit / Other | 0 | 0 | -712.4239 | 80.7911 | 89.1661 | 114.5636 | 122.4229 | 129.5479 | 143.463 | 152.6036 | 156.5099 | 146.5724 | 153.0724 | 149.1036 | 172.7911 | 156.1036 | 165.3224 | 0 | 0 | 0 | 0 | 0 | 0 | 0 | 0 | 0 | 0 | 0 | 0 | 0 | 1219.6097 | 478.3761 | 1.6043 | 401.59 | 1601.3675 | 2.4304 | No | No | Yes | Keep | 71.1162 | 2 | 17.71% | 390 |  | 30.34% | 1601.3675 | 0.1819 | 0 | 966.903 | 146.6561 | M | 4 |  | 4 | 0.8374 | 1.6191 | 2.3002 | 2.8542 | 3.2749 | 3.573 | 3.7702 | 3.892 | 3.9622 | 4
11 | 400 | 405 | 400 405 Demand Control Ventilation (DCV) / Other | 0 | 0 | -23854.7709 | 131.8542 | 138.8542 | 330.863 | 401.7711 | 407.9499 | 499.651 | 549.1001 | 546.0767 | 429.7095 | 469.647 | 397.4282 | 586.3501 | 413.7251 | 470.834 | 0 | 0 | 0 | 0 | 0 | 0 | 0 | 0 | 0 | 0 | 0 | 0 | 0 | -18080.9567 | -20344.2536 | 0.15176 | 23594 | 1732.6047 | 131.9733 | No | No | No | Drop | NA | NA | NA | NA |  | 5.628% | 1732.6047 | 3.9306 | 2.3684 | 543.883 | NA | M | NA |  | NA | NA | NA | NA | NA | NA | NA | NA | NA | NA | NA
11 | 400 | 406 | 400 406 Energy Recovery Ventilation (ERV) / Other | 0 | 0 | -2157.6476 | 60.4524 | 63.4524 | 150.7004 | 183.5695 | 186.3537 | 228.1789 | 250.5773 | 249.3273 | 196.2805 | 213.8117 | 181.6555 | 267.2962 | 187.9523 | 214.6086 | 173.4211 | 263.1712 | 267.0774 | 273.5462 | 272.3274 | 0 | 0 | 0 | 0 | 0 | 0 | 0 | 0 | 1726.1122 | -127.7711 | 0.94236 | 1826.85 | 791.1824 | 22.3774 | No | No | No | Drop | NA | NA | NA | NA |  | 5.628% | 791.1824 | 1.7949 | 1.0815 | 543.883 | NA | M | NA |  | NA | NA | NA | NA | NA | NA | NA | NA | NA | NA | NA
11 | 600 | 603 | 600 603 Heat Pump Water Heater (air source) / Other | 0 | 0 | -887.7056 | 131.4094 | 144.0344 | 191.2161 | 204.6135 | 216.801 | 241.0657 | 256.2063 | 262.6438 | 242.7063 | 255.1282 | 247.2063 | 288.6282 | 257.2219 | 275.0969 | 0 | 0 | 0 | 0 | 0 | 0 | 0 | 0 | 0 | 0 | 0 | 0 | 0 | 2326.2724 | 1092.1071 | 2.0736 | 627.24 | 2543.9567 | 2.3895 | No | No | Yes | Keep | 102.2444 | 2 | 16.3% | 390 |  | 30.34% | 2543.9567 | 0.39167 | 0.027298 | 487.9196 | 74.0058 | N | 3 |  | 3 | 0.62805 | 1.2143 | 1.7252 | 2.1407 | 2.4561 | 2.6797 | 2.8277 | 2.919 | 2.9717 | 3
11 | 600 | 604 | 600 604 Solar Water Heater / Other | 0 | 0 | -1713.7667 | 131.2683 | 143.7683 | 190.1462 | 204.3474 | 215.9714 | 240.6902 | 256.069 | 261.8737 | 242.3424 | 254.7487 | 247.108 | 288.233 | 256.6393 | 274.0143 | 279.233 | 304.7643 | 314.2643 | 323.858 | 332.0768 | 0 | 0 | 0 | 0 | 0 | 0 | 0 | 0 | 3047.6498 | 797.0725 | 1.4325 | 1452.91 | 2537.9329 | 5.5481 | No | No | No | Keep | 929.1575 | 2 | 63.95% | 390 |  | 30.34% | 2537.9329 | 0.39051 | 0.027234 | 254.2318 | 38.5609 | N | 4 |  | 4 | 0.8374 | 1.6191 | 2.3002 | 2.8542 | 3.2749 | 3.573 | 3.7702 | 3.892 | 3.9622 | 4
11 | 600 | 606 | 600 606 Demand controlled circulating systems / Other | 0 | 0 | -676.0319 | 9.5681 | 10.3181 | 14.075 | 14.9304 | 15.1873 | 16.9275 | 17.7947 | 19.0291 | 17.5213 | 17.5838 | 17.0681 | 19.7556 | 17.9431 | 19.5369 | 0 | 0 | 0 | 0 | 0 | 0 | 0 | 0 | 0 | 0 | 0 | 0 | 0 | -448.7929 | -535.5865 | 0.21852 | 295.35 | 180.1038 | 15.8927 | No | No | No | Drop | NA | NA | NA | NA |  | 5.628% | 180.1038 | 0.028005 | 0.0019326 | 254.2318 | NA | N | NA |  | NA | NA | NA | NA | NA | NA | NA | NA | NA | NA | NA
11 | 600 | 608 | 600 608 Heat Recovery Unit / Other | 0 | 0 | -1066.1557 | 144.0943 | 158.3443 | 209.4986 | 225.0728 | 238.4664 | 264.8287 | 281.5631 | 288.7427 | 266.4849 | 0 | 0 | 0 | 0 | 0 | 0 | 0 | 0 | 0 | 0 | 0 | 0 | 0 | 0 | 0 | 0 | 0 | 0 | 1010.9402 | 422.1203 | 1.3494 | 818 | 2786.8473 | 2.8446 | No | No | Yes | Keep | 242.8791 | 2 | 29.69% | 390 |  | 30.34% | 2786.8473 | 0.43059 | 0.029905 | 288.8998 | 43.8192 | N | 0 |  | 0 | 0 | 0 | 0 | 0 | 0 | 0 | 0 | 0 | 0 | 0
11 | 600 | 609 | 600 609 Heat Trap / Other | 0 | 0 | -374.7693 | 16.6807 | 18.8057 | 24.9053 | 26.8281 | 27.8486 | 31.2276 | 33.1807 | 34.2276 | 31.3057 | 0 | 0 | 0 | 0 | 0 | 0 | 0 | 0 | 0 | 0 | 0 | 0 | 0 | 0 | 0 | 0 | 0 | 0 | -129.7595 | -199.2269 | 0.49138 | 1.7 | 326.1145 | 0.05052 | Yes | Yes | Yes | Drop | NA | NA | NA | NA |  | 5.628% | 326.1145 | 0.050563 | 0.0034994 | 288.8998 | NA | N | NA |  | NA | NA | NA | NA | NA | NA | NA | NA | NA | NA | NA
11 | 600 | 610 | 600 610 Hot Water Pipe Insulation / Other | 0 | 0 | -431.7844 | 4.1006 | 3.9756 | 5.7989 | 6.3604 | 5.8565 | 6.8038 | 6.9053 | 7.6085 | 6.9131 | 6.9444 | 6.7725 | 7.7256 | 7.0694 | 7.3506 | 0 | 0 | 0 | 0 | 0 | 0 | 0 | 0 | 0 | 0 | 0 | 0 | 0 | -341.599 | -375.7708 | 0.13668 | 45.26 | 71.2331 | 6.1577 | No | No | No | Drop | NA | NA | NA | NA |  | 5.628% | 71.2331 | 0.011043 | 0.00076437 | 288.8998 | NA | M | NA |  | NA | NA | NA | NA | NA | NA | NA | NA | NA | NA | NA
11 | 700 | 701 | 700 701 PC Manual Power Management Enabling / Other | 0 | 0 | -361.2532 | 55.0718 | 57.8218 | 126.5679 | 0 | 0 | 0 | 0 | 0 | 0 | 0 | 0 | 0 | 0 | 0 | 0 | 0 | 0 | 0 | 0 | 0 | 0 | 0 | 0 | 0 | 0 | 0 | 0 | -121.7918 | -153.6255 | 0.63 | 25.2 | 766.5866 | 0.31858 | Yes | Yes | Yes | Drop | NA | NA | NA | NA |  | 5.628% | 766.5866 | 0.054001 | 0.66967 | 543.883 | NA | N | NA |  | NA | NA | NA | NA | NA | NA | NA | NA | NA | NA | NA
11 | 700 | 702 | 700 702 PC Network Power Management Enabling / Other | 0 | 0 | -348.6532 | 55.0718 | 57.8218 | 126.5679 | 0 | 0 | 0 | 0 | 0 | 0 | 0 | 0 | 0 | 0 | 0 | 0 | 0 | 0 | 0 | 0 | 0 | 0 | 0 | 0 | 0 | 0 | 0 | 0 | -109.1918 | -141.0255 | 0.64971 | 12.6 | 766.5866 | 0.15929 | Yes | Yes | Yes | Drop | NA | NA | NA | NA |  | 5.628% | 766.5866 | 0.054001 | 0.66967 | 543.883 | NA | N | NA |  | NA | NA | NA | NA | NA | NA | NA | NA | NA | NA | NA
11 | 710 | 711 | 710 711 Energy Star or Better Monitor / Other | 0 | 0 | -312.6458 | 78.8542 | 83.6042 | 182.2946 | 0 | 0 | 0 | 0 | 0 | 0 | 0 | 0 | 0 | 0 | 0 | 0 | 0 | 0 | 0 | 0 | 0 | 0 | 0 | 0 | 0 | 0 | 0 | 0 | 32.1071 | -13.7526 | 0.96474 | 0 | 1101.973 | 0 | Yes | Yes | Yes | Drop | NA | NA | NA | NA |  | 5.628% | 1101.973 | 0.11791 | 0.96262 | 48.3452 | NA | M | NA |  | NA | NA | NA | NA | NA | NA | NA | NA | NA | NA | NA
11 | 710 | 712 | 710 712 Monitor Power Management Enabling / Other | 0 | 0 | -363.2427 | 51.5723 | 54.3223 | 118.7383 | 0 | 0 | 0 | 0 | 0 | 0 | 0 | 0 | 0 | 0 | 0 | 0 | 0 | 0 | 0 | 0 | 0 | 0 | 0 | 0 | 0 | 0 | 0 | 0 | -138.6097 | -168.4777 | 0.59299 | 23.94 | 719.325 | 0.32254 | Yes | Yes | Yes | Drop | NA | NA | NA | NA |  | 5.628% | 719.325 | 0.050672 | 0.62838 | 290.0709 | NA | N | NA |  | NA | NA | NA | NA | NA | NA | NA | NA | NA | NA | NA
11 | 720 | 721 | 720 721 Energy Star or Better Monitor / Other | 0 | 0 | -390 | 0 | 0 | 0 | 0 | 0 | 0 | 0 | 0 | 0 | 0 | 0 | 0 | 0 | 0 | 0 | 0 | 0 | 0 | 0 | 0 | 0 | 0 | 0 | 0 | 0 | 0 | 0 | -390 | -390 | 0 | 0 | 0.083992 | 0 | Yes | Yes | Yes | Drop | NA | NA | NA | NA |  | 5.628% | 0.083992 | 8.9872e-06 | 7.3371e-05 | 48.3452 | NA | M | NA |  | NA | NA | NA | NA | NA | NA | NA | NA | NA | NA | NA
11 | 720 | 722 | 720 722 Monitor Power Management Enabling / Other | 0 | 0 | -391.26 | 0 | 0 | 0 | 0 | 0 | 0 | 0 | 0 | 0 | 0 | 0 | 0 | 0 | 0 | 0 | 0 | 0 | 0 | 0 | 0 | 0 | 0 | 0 | 0 | 0 | 0 | 0 | -391.26 | -391.26 | 0 | 1.26 | 1.1912 | 10.2507 | No | No | No | Drop | NA | NA | NA | NA |  | 5.628% | 1.1912 | 8.3915e-05 | 0.0010406 | 290.0709 | NA | N | NA |  | NA | NA | NA | NA | NA | NA | NA | NA | NA | NA | NA
11 | 730 | 731 | 730 731 Energy Star or Better Copier / Other | 0 | 0 | -378.1551 | 11.9699 | 12.5949 | 27.3634 | 33.0705 | 33.3654 | 0 | 0 | 0 | 0 | 0 | 0 | 0 | 0 | 0 | 0 | 0 | 0 | 0 | 0 | 0 | 0 | 0 | 0 | 0 | 0 | 0 | 0 | -259.7911 | -282.9888 | 0.27439 | 0 | 164.6312 | 0 | Yes | Yes | Yes | Drop | NA | NA | NA | NA |  | 5.628% | 164.6312 | 0.017616 | 0.14381 | 96.6903 | NA | M | NA |  | NA | NA | NA | NA | NA | NA | NA | NA | NA | NA | NA
11 | 730 | 732 | 730 732 Copier Power Management Enabling / Other | 0 | 0 | -408.1714 | 10.0186 | 10.6436 | 23.0196 | 27.4024 | 27.1895 | 0 | 0 | 0 | 0 | 0 | 0 | 0 | 0 | 0 | 0 | 0 | 0 | 0 | 0 | 0 | 0 | 0 | 0 | 0 | 0 | 0 | 0 | -309.8978 | -329.0863 | 0.2126 | 27.94 | 136.034 | 1.9905 | No | Yes | Yes | Drop | NA | NA | NA | NA |  | 5.628% | 136.034 | 0.0095827 | 0.11884 | 478.617 | NA | N | NA |  | NA | NA | NA | NA | NA | NA | NA | NA | NA | NA | NA
11 | 740 | 741 | 740 741 Printer Power Management Enabling / Other | 0 | 0 | -412.2743 | 55.3257 | 58.4507 | 128.357 | 153.6167 | 0 | 0 | 0 | 0 | 0 | 0 | 0 | 0 | 0 | 0 | 0 | 0 | 0 | 0 | 0 | 0 | 0 | 0 | 0 | 0 | 0 | 0 | 0 | -16.5242 | -82.7985 | 0.82283 | 77.35 | 775.2401 | 0.96696 | Yes | Yes | Yes | Drop | NA | NA | NA | NA |  | 5.628% | 775.2401 | 0.054611 | 0.67723 | 333.5815 | NA | N | NA |  | NA | NA | NA | NA | NA | NA | NA | NA | NA | NA | NA
11 | 800 | 801 | 800 801 Convection Oven / Other | 0 | 0 | -291586.3542 | 4.2458 | 4.4958 | 6.3679 | 6.3806 | 6.1774 | 7.7458 | 7.5974 | 7.8786 | 7.7927 | 0 | 0 | 0 | 0 | 0 | 0 | 0 | 0 | 0 | 0 | 0 | 0 | 0 | 0 | 0 | 0 | 0 | 0 | -291527.6724 | -291544.2118 | 0.00015909 | 291200.6 | 76.9712 | 36664.678 | No | No | No | Drop | NA | NA | NA | NA |  | 5.628% | 76.9712 | 0.011586 | 0.0021712 | 612.0259 | NA | N | NA |  | NA | NA | NA | NA | NA | NA | NA | NA | NA | NA | NA
11 | 900 | 901 | 900 901 Vending Misers (cooled machines only) / Other | 0 | 0 | -412.8994 | 13.8906 | 15.5156 | 20.04 | 21.1162 | 21.9335 | 24.2187 | 26.1328 | 26.7656 | 25.7031 | 0 | 0 | 0 | 0 | 0 | 0 | 0 | 0 | 0 | 0 | 0 | 0 | 0 | 0 | 0 | 0 | 0 | 0 | -217.5836 | -272.7519 | 0.36055 | 36.54 | 274.8103 | 1.2886 | No | Yes | Yes | Drop | NA | NA | NA | NA |  | 5.628% | 274.8103 | 0.024144 | 0.02934 | 676.8321 | NA | N | NA |  | NA | NA | NA | NA | NA | NA | NA | NA | NA | NA | NA
12 | 100 | 125 | 100 125 LED Linear Tube 22W / All | 0 | 0 | -571.0344 | 7.7656 | 8.2656 | 12.9951 | 14.5878 | 14.6513 | 17.5312 | 17.6837 | 18.3399 | 16.5977 | 17.1602 | 15.9571 | 19.0508 | 16.4258 | 17.4097 | 17.6285 | 20.2535 | 20.441 | 22.1285 | 22.7535 | 21.941 | 20.441 | 21.9722 | 20.0972 | 20.2847 | 21.8785 | 21.566 | 27.066 | -78.1614 | -363.1054 | 0.37266 | 188.8 | 132.4 | 13.8197 | No | No | No | Drop | NA | NA | NA | NA |  | 5.628% | 132.4 | 0.04 | 0.026 | 18102.4293 | NA | N | NA |  | NA | NA | NA | NA | NA | NA | NA | NA | NA | NA | NA
12 | 100 | 132 | 100 132 Flood LED 14W / All | 0 | 0 | -416.1567 | 7.6083 | 7.9833 | 12.8554 | 14.2499 | 14.0048 | 16.7177 | 17.1396 | 17.8974 | 15.8583 | 16.6865 | 15.5458 | 18.4208 | 16.2333 | 17.3271 | 17.3583 | 20.0771 | 19.7958 | 21.9833 | 22.1083 | 21.2958 | 19.8583 | 21.3896 | 20.0146 | 20.7021 | 21.2958 | 21.4833 | 26.2958 | 66.03 | -213.281 | 0.49655 | 33.64 | 129.1 | 2.5253 | No | No | Yes | Drop | NA | NA | NA | NA |  | 5.628% | 129.1 | 0.039 | 0.025 | 5670.3242 | NA | N | NA |  | NA | NA | NA | NA | NA | NA | NA | NA | NA | NA | NA
12 | 100 | 146 | 100 146 LED (12-Watt) / All | 0 | 0 | -406.397 | 2.548 | 2.548 | 5.4611 | 6.5763 | 6.3331 | 8.548 | 8.4268 | 8.9268 | 7.294 | 7.3408 | 6.4971 | 8.5127 | 6.669 | 7.4815 | 6.1377 | 9.4815 | 9.3877 | 10.544 | 9.6065 | 10.294 | 8.2315 | 8.8877 | 7.2315 | 6.8565 | 7.919 | 7.044 | 0 | -211.6128 | -320.2306 | 0.21622 | 18.57 | 28 | 6.4274 | No | No | No | Drop | NA | NA | NA | NA |  | 5.628% | 28 | 0.031 | 0.019809 | 4125.3733 | NA | N | NA |  | NA | NA | NA | NA | NA | NA | NA | NA | NA | NA | NA
12 | 100 | 154 | 100 154 LED High Bay 83W (400W equivalent) / All | 0 | 0 | -656.7672 | 59.6528 | 64.7778 | 100.0718 | 111.2983 | 115.6528 | 133.0356 | 143.2388 | 145.0825 | 127.356 | 135.356 | 126.0903 | 158.2153 | 130.4341 | 142.4028 | 140.0591 | 162.8403 | 166.7153 | 172.5278 | 175.3403 | 179.1528 | 165.7153 | 170.6216 | 161.4028 | 163.8091 | 175.9028 | 175.5278 | 221.7153 | 3267.2283 | 988.5543 | 2.3823 | 325.17 | 1051.2 | 2.9978 | No | No | Yes | Keep | 108.2341 | 2 | 33.29% | 390 |  | 30.34% | 1051.2 | 0.3175 | 0.20288 | 4405.2503 | 668.1714 | N | 200 |  | 200 | 41.8701 | 80.9543 | 115.0104 | 142.7109 | 163.7427 | 178.6487 | 188.5102 | 194.6002 | 198.1109 | 200
12 | 200 | 203 | 200 203 Outdoor LED 104W / All | 0 | 0 | -714.1236 | 51.8764 | 56.6264 | 78.0199 | 84.0287 | 88.3998 | 99.4857 | 106.0404 | 108.3451 | 98.7045 | 104.1107 | 99.7982 | 118.3764 | 104.0951 | 111.0014 | 112.4389 | 124.7826 | 127.9389 | 132.7201 | 135.4389 | 139.0014 | 132.8764 | 136.3139 | 0 | 0 | 0 | 0 | 0 | 1636.2961 | 419.4545 | 1.5483 | 375 | 980.1 | 3.708 | No | No | No | Keep | 172.737 | 2 | 46.06% | 390 |  | 30.34% | 980.1 | 0 | 0 | 5670.3242 | 860.0529 | N | 500 |  | 500 | 104.6752 | 202.3857 | 287.5261 | 356.7773 | 409.3567 | 446.6217 | 471.2755 | 486.5005 | 495.2772 | 500
12 | 300 | 337 | 300 337 Run Time Optimizer / All | 0 | 0 | -2938.6708 | 564.2042 | 620.0792 | 822.3883 | 882.796 | 934.5997 | 1038.5167 | 1106.1964 | 1131.0089 | 1045.1261 | 1098.1417 | 1063.8917 | 1245.9855 | 1111.1417 | 1183.1105 | 0 | 0 | 0 | 0 | 0 | 0 | 0 | 0 | 0 | 0 | 0 | 0 | 0 | 10908.5164 | 5590.2743 | 2.5995 | 3105 | 10915 | 2.7569 | No | No | Yes | Keep | 852.4745 | 2 | 27.45% | 390 |  | 30.34% | 10915 | 1.7 | 0 | 2243.8048 | 340.3317 | N | 10 |  | 10 | 2.0935 | 4.0477 | 5.7505 | 7.1355 | 8.1871 | 8.9324 | 9.4255 | 9.73 | 9.9055 | 10
12 | 300 | 338 | 300 338 dehumidification hybrid desiccant heat pump / All | 0 | 0 | -2477.9498 | 418.6752 | 452.4252 | 725.37 | 815.3861 | 848.5102 | 979.519 | 1059.9018 | 1071.2299 | 926.8315 | 988.2533 | 911.0346 | 1163.7377 | 946.4565 | 1034.1279 | 0 | 0 | 0 | 0 | 0 | 0 | 0 | 0 | 0 | 0 | 0 | 0 | 0 | 9863.5089 | 5087.4486 | 2.7604 | 2500 | 7172 | 3.3782 | No | No | No | Keep | 1019.9164 | 2 | 40.8% | 390 |  | 30.34% | 7172 | 1.78 | 2.5 | 10295.5822 | 1561.5942 | N | 40 |  | 40 | 8.374 | 16.1909 | 23.0021 | 28.5422 | 32.7485 | 35.7297 | 37.702 | 38.92 | 39.6222 | 40
12 | 800 | 518 | 800 518 Ice Machine / All | 0 | 0 | -1000.198 | 90.827 | 99.702 | 128.8006 | 137.7411 | 145.6161 | 161.3661 | 170.8348 | 176.0614 | 164.3426 | 0 | 0 | 0 | 0 | 0 | 0 | 0 | 0 | 0 | 0 | 0 | 0 | 0 | 0 | 0 | 0 | 0 | 0 | 275.0937 | -85.3023 | 0.9217 | 699.4 | 1797 | 3.7719 | No | No | No | Drop | NA | NA | NA | NA |  | 5.628% | 1797 | 0.2 | 0.2 | 38203.9425 | NA | N | NA |  | 685 | NA | NA | NA | NA | NA | NA | NA | NA | NA | NA
12 | 600 | 611 | 600 611 0.5 Faucet Aerator (DI) - Commercial / All | 0 | 0 | -390.1092 | 9.5158 | 9.7658 | 13.3663 | 14.2111 | 14.4699 | 15.9533 | 16.5861 | 17.5236 | 16.6564 | 0 | 0 | 0 | 0 | 0 | 0 | 0 | 0 | 0 | 0 | 0 | 0 | 0 | 0 | 0 | 0 | 0 | 0 | -262.0612 | -298.0877 | 0.25291 | 9 | 174.125 | 0.50092 | Yes | Yes | Yes | Drop | NA | NA | NA | NA |  | 5.628% | 174.125 | 0.025375 | 0.019877 | 18566.7714 | NA | N | NA |  | NA | NA | NA | NA | NA | NA | NA | NA | NA | NA | NA
12 | 600 | 612 | 600 612 1.0 gpm Faucet Aerator (DI) -Commercial / All | 0 | 0 | -392.6212 | 6.7538 | 7.1288 | 9.868 | 10.3914 | 10.2 | 11.0819 | 11.7147 | 12.5038 | 11.5975 | 0 | 0 | 0 | 0 | 0 | 0 | 0 | 0 | 0 | 0 | 0 | 0 | 0 | 0 | 0 | 0 | 0 | 0 | -301.3814 | -326.9223 | 0.18065 | 9 | 123.375 | 0.70697 | Yes | Yes | Yes | Drop | NA | NA | NA | NA |  | 5.628% | 123.375 | 0.0175 | 0.014084 | 18566.7714 | NA | N | NA |  | NA | NA | NA | NA | NA | NA | NA | NA | NA | NA | NA
12 | 600 | 613 | 600 613 1.5 gpm Shower Head (DI) - Commercial / All | 0 | 0 | -383.9045 | 31.9705 | 35.2205 | 45.0789 | 48.0975 | 49.8777 | 56.3299 | 59.3455 | 61.2674 | 57.0486 | 0 | 0 | 0 | 0 | 0 | 0 | 0 | 0 | 0 | 0 | 0 | 0 | 0 | 0 | 0 | 0 | 0 | 0 | 60.3321 | -64.9906 | 0.8434 | 25 | 625.625 | 0.38727 | Yes | Yes | Yes | Drop | NA | NA | NA | NA |  | 5.628% | 625.625 | 0.023625 | 0.023625 | 5502.1304 | NA | N | NA |  | NA | NA | NA | NA | NA | NA | NA | NA | NA | NA | NA
12 | 800 | 812 | 800 812 Griddle / All | 0 | 0 | -958.9582 | 134.1218 | 146.6218 | 203.6013 | 221.8259 | 233.7917 | 262.7858 | 280.7077 | 286.239 | 259.5124 | 0 | 0 | 0 | 0 | 0 | 0 | 0 | 0 | 0 | 0 | 0 | 0 | 0 | 0 | 0 | 0 | 0 | 0 | 1070.2491 | 491.3366 | 1.4504 | 700.83 | 2523 | 2.692 | No | No | Yes | Keep | 180.1592 | 2 | 25.71% | 390 |  | 30.34% | 2523 | 0.5 | 0.5 | 922.7244 | 139.9553 | N | 10 |  | 10 | 2.0935 | 4.0477 | 5.7505 | 7.1355 | 8.1871 | 8.9324 | 9.4255 | 9.73 | 9.9055 | 10
12 | 800 | 813 | 800 813 Steamer / All | 0 | 0 | -13888.5883 | 3242.8317 | 3539.4567 | 5098.549 | 5593.8839 | 5879.4816 | 6648.7297 | 7141.6047 | 7256.6207 | 6499.5347 | 0 | 0 | 0 | 0 | 0 | 0 | 0 | 0 | 0 | 0 | 0 | 0 | 0 | 0 | 0 | 0 | 0 | 0 | 37012.1044 | 22425.8753 | 2.3131 | 16689.17 | 60081 | 2.692 | No | No | Yes | Keep | 4290.2708 | 2 | 25.71% | 390 |  | 30.34% | 60081 | 13.79 | 13.79 | 922.7244 | 139.9553 | N | 100 |  | 100 | 20.935 | 40.4771 | 57.5052 | 71.3555 | 81.8713 | 89.3243 | 94.2551 | 97.3001 | 99.0554 | 100
12 | 800 | 814 | 800 814 Holding Cabinet / All | 0 | 0 | -1865.8684 | 343.7566 | 377.2566 | 516.7883 | 558.8757 | 590.0739 | 660.7332 | 705.8112 | 720.2097 | 656.6784 | 0 | 0 | 0 | 0 | 0 | 0 | 0 | 0 | 0 | 0 | 0 | 0 | 0 | 0 | 0 | 0 | 0 | 0 | 3264.3151 | 1803.6311 | 1.818 | 1815 | 6534 | 2.692 | No | No | Yes | Keep | 466.5802 | 2 | 25.71% | 390 |  | 30.34% | 6534 | 1.2 | 1.2 | 922.7244 | 139.9553 | N | 500 |  | 500 | 104.6752 | 202.3857 | 287.5261 | 356.7773 | 409.3567 | 446.6217 | 471.2755 | 486.5005 | 495.2772 | 500
12 | 700 | 910 | 700 910 Server Virtualization / All | 0 | 0 | -18108.9776 | 1048.3974 | 1154.5224 | 1487.9077 | 0 | 0 | 0 | 0 | 0 | 0 | 0 | 0 | 0 | 0 | 0 | 0 | 0 | 0 | 0 | 0 | 0 | 0 | 0 | 0 | 0 | 0 | 0 | 0 | -14418.15 | -14872.6281 | 0.22296 | 18750 | 116724.7989 | 1.5568 | No | Yes | Yes | Drop | NA | NA | NA | NA |  | 5.628% | 20781 | 2.37 | 2.37 | 937.6802 | NA | N | NA |  | NA | NA | NA | NA | NA | NA | NA | NA | NA | NA | NA
[37 empty] | 105078871.5831 | with 2-yr PB |  |  |  | 57.79% | 211 | 60719843.7012 | with 2-yr PB |  | 8771427.5181 | with 2-yr PB | [5 empty] | 240.2746 |  | 214.9493 | GWh |  | 44.9997 | 87.0053 | 123.6071 | 153.3781 | 175.9819 | 192.0021 | 202.6007 | 209.1459 | 212.919 | 214.9493
[54 empty] | 70.6707 |  | 85.531 | smW |  | 17.906 | 34.6205 | 49.1848 | 61.0311 | 70.0254 | 76.4 | 80.6174 | 83.2218 | 84.7232 | 85.531
[54 empty] | 36.0521 |  | 19.7263 | wmW |  | 4.1297 | 7.9847 | 11.3437 | 14.0758 | 16.1502 | 17.6204 | 18.5931 | 19.1938 | 19.54 | 19.7263
Note on D32: TES measures modeled using a positive and negative load shapes. All program costs, customer costs, and net benefits were assigned to positive load shape.
Note on D33: TES measures modeled using a positive and negative load shapes. All program costs, customer costs, and net benefits were assigned to positive load shape.
Note on D72: ITRON Customer Cost appears to be to high. However, even with a reasonable customer cost the measure still fails.
Note on D73: ITRON Customer Cost appears to be to high. However, even with a reasonable customer cost the measure still fails.
Note on D104: TES measures modeled using a positive and negative load shapes. All program costs, customer costs, and net benefits were assigned to positive load shape.
Note on D105: TES measures modeled using a positive and negative load shapes. All program costs, customer costs, and net benefits were assigned to positive load shape.
Note on D144: ITRON Customer Cost appears to be to high. However, even with a reasonable customer cost the measure still fails.
Note on D145: ITRON Customer Cost appears to be to high. However, even with a reasonable customer cost the measure still fails.
Note on D176: TES measures modeled using a positive and negative load shapes. All program costs, customer costs, and net benefits were assigned to positive load shape.
Note on D177: TES measures modeled using a positive and negative load shapes. All program costs, customer costs, and net benefits were assigned to positive load shape.
Note on D209: ITRON Customer Cost appears to be to high. However, even with a reasonable customer cost the measure still fails.
Note on D210: ITRON Customer Cost appears to be to high. However, even with a reasonable customer cost the measure still fails.
Note on D238: TES measures modeled using a positive and negative load shapes. All program costs, customer costs, and net benefits were assigned to positive load shape.
Note on D239: TES measures modeled using a positive and negative load shapes. All program costs, customer costs, and net benefits were assigned to positive load shape.
Note on D279: ITRON Customer Cost appears to be to high. However, even with a reasonable customer cost the measure still fails.
Note on D280: ITRON Customer Cost appears to be to high. However, even with a reasonable customer cost the measure still fails.
Note on D308: TES measures modeled using a positive and negative load shapes. All program costs, customer costs, and net benefits were assigned to positive load shape.
Note on D309: TES measures modeled using a positive and negative load shapes. All program costs, customer costs, and net benefits were assigned to positive load shape.
Note on D341: ITRON Customer Cost appears to be to high. However, even with a reasonable customer cost the measure still fails.
Note on D342: ITRON Customer Cost appears to be to high. However, even with a reasonable customer cost the measure still fails.
Note on D370: TES measures modeled using a positive and negative load shapes. All program costs, customer costs, and net benefits were assigned to positive load shape.
Note on D371: TES measures modeled using a positive and negative load shapes. All program costs, customer costs, and net benefits were assigned to positive load shape.
Note on D404: ITRON Customer Cost appears to be to high. However, even with a reasonable customer cost the measure still fails.
Note on D405: ITRON Customer Cost appears to be to high. However, even with a reasonable customer cost the measure still fails.
Note on D433: TES measures modeled using a positive and negative load shapes. All program costs, customer costs, and net benefits were assigned to positive load shape.
Note on D434: TES measures modeled using a positive and negative load shapes. All program costs, customer costs, and net benefits were assigned to positive load shape.
Note on D466: ITRON Customer Cost appears to be to high. However, even with a reasonable customer cost the measure still fails.
Note on D467: ITRON Customer Cost appears to be to high. However, even with a reasonable customer cost the measure still fails.
Note on D495: TES measures modeled using a positive and negative load shapes. All program costs, customer costs, and net benefits were assigned to positive load shape.
Note on D496: TES measures modeled using a positive and negative load shapes. All program costs, customer costs, and net benefits were assigned to positive load shape.
Note on D528: ITRON Customer Cost appears to be to high. However, even with a reasonable customer cost the measure still fails.
Note on D529: ITRON Customer Cost appears to be to high. However, even with a reasonable customer cost the measure still fails.
Note on D557: TES measures modeled using a positive and negative load shapes. All program costs, customer costs, and net benefits were assigned to positive load shape.
Note on D558: TES measures modeled using a positive and negative load shapes. All program costs, customer costs, and net benefits were assigned to positive load shape.
Note on D590: ITRON Customer Cost appears to be to high. However, even with a reasonable customer cost the measure still fails.
Note on D591: ITRON Customer Cost appears to be to high. However, even with a reasonable customer cost the measure still fails.
Note on D619: TES measures modeled using a positive and negative load shapes. All program costs, customer costs, and net benefits were assigned to positive load shape.
Note on D620: TES measures modeled using a positive and negative load shapes. All program costs, customer costs, and net benefits were assigned to positive load shape.
Note on D651: ITRON Customer Cost appears to be to high. However, even with a reasonable customer cost the measure still fails.
Note on D652: ITRON Customer Cost appears to be to high. However, even with a reasonable customer cost the measure still fails.
Note on D680: TES measures modeled using a positive and negative load shapes. All program costs, customer costs, and net benefits were assigned to positive load shape.
Note on D681: TES measures modeled using a positive and negative load shapes. All program costs, customer costs, and net benefits were assigned to positive load shape.
Note on D715: ITRON Customer Cost appears to be to high. However, even with a reasonable customer cost the measure still fails.
Note on BK33: Toledo, Oscar: ITRON Part
Note on BK34: Toledo, Oscar: PM part blank used ICF Adoption
Note on BK105: Toledo, Oscar: ITRON Part
Note on BK106: Toledo, Oscar: PM part blank used ICF Adoption
Note on BK178: Toledo, Oscar: PM part blank used ICF Adoption
Note on BK240: Toledo, Oscar: PM part blank used ICF Adoption
Note on BK310: Toledo, Oscar: PM part blank used ICF Adoption
Note on BK372: Toledo, Oscar: PM part blank used ICF Adoption
Note on BK435: Toledo, Oscar: PM part blank used ICF Adoption
Note on BK497: Toledo, Oscar: PM part blank used ICF Adoption
Note on BK621: Toledo, Oscar: PM part blank used ICF Adoption
Note on BK682: Toledo, Oscar: PM part blank used ICF Adoption
Note on BM33: Toledo, Oscar: -1 use ICF
Note on BM34: Toledo, Oscar: -1 use ICF
Note on BM105: Toledo, Oscar: -1 use ICF
Note on BM106: Toledo, Oscar: -1 use ICF
Note on BM178: Toledo, Oscar: -1 use ICF
Note on BM240: Toledo, Oscar: -1 use ICF
Note on BM310: Toledo, Oscar: -1 use ICF
Note on BM372: Toledo, Oscar: -1 use ICF
Note on BM435: Toledo, Oscar: -1 use ICF
Note on BM497: Toledo, Oscar: -1 use ICF
Note on BM621: Toledo, Oscar: -1 use ICF
Note on BM682: Toledo, Oscar: -1 use ICF

## Payback-Acceptance
Payback | Max Adoption Rate
Year | Residential | Commercial
0 | 60% | 90%
0.05 | 59.62% | 88.49%
0.1 | 59.23% | 86.98%
0.15 | 58.85% | 85.48%
0.2 | 58.47% | 83.97%
0.25 | 58.08% | 82.46%
0.3 | 57.63% | 80.89%
0.35 | 57.17% | 79.32%
0.4 | 56.71% | 77.75%
0.45 | 56.26% | 76.18%
0.5 | 55.8% | 74.61%
0.55 | 55.31% | 73.23%
0.6 | 54.82% | 71.84%
0.65 | 54.33% | 70.45%
0.7 | 53.84% | 69.07%
0.75 | 53.35% | 67.68%
0.8 | 52.88% | 66.15%
0.85 | 52.41% | 64.62%
0.9 | 51.94% | 63.09%
0.95 | 51.47% | 61.56%
1 | 51% | 60.03%
1.05 | 50.56% | 58.49%
1.1 | 50.13% | 56.94%
1.15 | 49.69% | 55.4%
1.2 | 49.25% | 53.86%
1.25 | 48.82% | 52.32%
1.3 | 48.35% | 50.86%
1.35 | 47.89% | 49.4%
1.4 | 47.42% | 47.94%
1.45 | 46.96% | 46.49%
1.5 | 46.49% | 45.03%
1.55 | 46.02% | 43.58%
1.6 | 45.54% | 42.14%
1.65 | 45.07% | 40.69%
1.7 | 44.59% | 39.25%
1.75 | 44.12% | 37.8%
1.8 | 43.64% | 36.31%
1.85 | 43.17% | 34.81%
1.9 | 42.7% | 33.32%
1.95 | 42.23% | 31.83%
2 | 41.76% | 30.34%
2.05 | 41.3% | 29.01%
2.1 | 40.84% | 27.67%
2.15 | 40.39% | 26.34%
2.2 | 39.93% | 25.01%
2.25 | 39.47% | 23.68%
2.3 | 39.04% | 22.92%
2.35 | 38.61% | 22.16%
2.4 | 38.18% | 21.4%
2.45 | 37.74% | 20.64%
2.5 | 37.31% | 19.88%
2.55 | 36.91% | 19.47%
2.6 | 36.51% | 19.05%
2.65 | 36.12% | 18.64%
2.7 | 35.72% | 18.23%
2.75 | 35.32% | 17.81%
2.8 | 34.96% | 17.5%
2.85 | 34.59% | 17.2%
2.9 | 34.23% | 16.89%
2.95 | 33.87% | 16.58%
3 | 33.51% | 16.28%
3.05 | 33.19% | 16.07%
3.1 | 32.87% | 15.87%
3.15 | 32.55% | 15.66%
3.2 | 32.23% | 15.46%
3.25 | 31.92% | 15.25%
3.3 | 31.64% | 15.08%
3.35 | 31.37% | 14.9%
3.4 | 31.1% | 14.72%
3.45 | 30.82% | 14.55%
3.5 | 30.55% | 14.37%
3.55 | 30.33% | 14.21%
3.6 | 30.11% | 14.04%
3.65 | 29.89% | 13.87%
3.7 | 29.67% | 13.7%
3.75 | 29.45% | 13.54%
3.8 | 29.24% | 13.38%
3.85 | 29.04% | 13.22%
3.9 | 28.83% | 13.06%
3.95 | 28.62% | 12.9%
4 | 28.41% | 12.75%
4.05 | 28.22% | 12.6%
4.1 | 28.03% | 12.45%
4.15 | 27.84% | 12.31%
4.2 | 27.65% | 12.16%
4.25 | 27.46% | 12.01%
4.3 | 27.28% | 11.87%
4.35 | 27.1% | 11.74%
4.4 | 26.91% | 11.6%
4.45 | 26.73% | 11.46%
4.5 | 26.55% | 11.33%
4.55 | 26.4% | 11.2%
4.6 | 26.25% | 11.07%
4.65 | 26.1% | 10.94%
4.7 | 25.95% | 10.81%
4.75 | 25.8% | 10.68%
4.8 | 25.68% | 10.56%
4.85 | 25.55% | 10.44%
4.9 | 25.42% | 10.32%
4.95 | 25.29% | 10.2%
5 | 25.17% | 10.08%
5.05 | 25.04% | 9.976%
5.1 | 24.91% | 9.873%
5.15 | 24.78% | 9.77%
5.2 | 24.65% | 9.666%
5.25 | 24.51% | 9.563%
5.3 | 24.38% | 9.471%
5.35 | 24.25% | 9.379%
5.4 | 24.12% | 9.286%
5.45 | 23.98% | 9.194%
5.5 | 23.85% | 9.101%
5.55 | 23.71% | 9.02%
5.6 | 23.58% | 8.938%
5.65 | 23.44% | 8.856%
5.7 | 23.31% | 8.774%
5.75 | 23.17% | 8.692%
5.8 | 23.04% | 8.621%
5.85 | 22.9% | 8.549%
5.9 | 22.76% | 8.478%
5.95 | 22.63% | 8.406%
6 | 22.49% | 8.335%
6.05 | 22.35% | 8.273%
6.1 | 22.21% | 8.212%
6.15 | 22.07% | 8.151%
6.2 | 21.94% | 8.089%
6.25 | 21.8% | 8.028%
6.3 | 21.67% | 7.967%
6.35 | 21.55% | 7.905%
6.4 | 21.42% | 7.844%
6.45 | 21.29% | 7.782%
6.5 | 21.17% | 7.721%
6.55 | 21.04% | 7.67%
6.6 | 20.92% | 7.618%
6.65 | 20.79% | 7.567%
6.7 | 20.66% | 7.516%
6.75 | 20.54% | 7.465%
6.8 | 20.41% | 7.413%
6.85 | 20.28% | 7.362%
6.9 | 20.15% | 7.311%
6.95 | 20.03% | 7.259%
7 | 19.9% | 7.208%
7.05 | 19.78% | 7.167%
7.1 | 19.67% | 7.126%
7.15 | 19.56% | 7.084%
7.2 | 19.44% | 7.043%
7.25 | 19.33% | 7.002%
7.3 | 19.22% | 6.961%
7.35 | 19.1% | 6.919%
7.4 | 18.99% | 6.878%
7.45 | 18.87% | 6.836%
7.5 | 18.76% | 6.795%
7.55 | 18.64% | 6.754%
7.6 | 18.53% | 6.712%
7.65 | 18.42% | 6.671%
7.7 | 18.3% | 6.629%
7.75 | 18.19% | 6.588%
7.8 | 18.09% | 6.556%
7.85 | 17.99% | 6.525%
7.9 | 17.88% | 6.494%
7.95 | 17.78% | 6.463%
8 | 17.68% | 6.431%
8.05 | 17.58% | 6.4%
8.1 | 17.48% | 6.368%
8.15 | 17.38% | 6.337%
8.2 | 17.28% | 6.306%
8.25 | 17.18% | 6.274%
8.3 | 17.08% | 6.243%
8.35 | 16.98% | 6.211%
8.4 | 16.88% | 6.179%
8.45 | 16.78% | 6.148%
8.5 | 16.68% | 6.116%
8.55 | 16.59% | 6.095%
8.6 | 16.5% | 6.074%
8.65 | 16.42% | 6.053%
8.7 | 16.33% | 6.031%
8.75 | 16.24% | 6.01%
8.8 | 16.16% | 5.989%
8.85 | 16.07% | 5.967%
8.9 | 15.99% | 5.946%
8.95 | 15.9% | 5.924%
9 | 15.81% | 5.903%
9.05 | 15.73% | 5.881%
9.1 | 15.64% | 5.86%
9.15 | 15.55% | 5.838%
9.2 | 15.47% | 5.816%
9.25 | 15.38% | 5.795%
9.3 | 15.31% | 5.784%
9.35 | 15.24% | 5.773%
9.4 | 15.16% | 5.762%
9.45 | 15.09% | 5.751%
9.5 | 15.02% | 5.74%
9.55 | 14.95% | 5.729%
9.6 | 14.87% | 5.718%
9.65 | 14.8% | 5.706%
9.7 | 14.73% | 5.695%
9.75 | 14.66% | 5.684%
9.8 | 14.58% | 5.673%
9.85 | 14.51% | 5.662%
9.9 | 14.44% | 5.65%
9.95 | 14.37% | 5.639%
10 | 14.29% | 5.628%

## Assumptions
Assumptions
1 | Started with updated Technical Potential completed on 9/30/13
2 | Used unstacked Impacts from ITRON, except where measure matched existing DEF measure, DEF impacts were applied.
3 | Impacts are adjusted for Codes and Standards 2015
4 | Included new measures provided by stakeholders and adjusted for FL specific conditions
5 | Used commission prescribed cost effectiveness test for RIM and TRC
6 | RIM and TRC Benefits are equal see tab: RIM & TRC Benefits
7 | RIM Economic Potential uses only lost revenue on cost side of equation
8 | TRC Economic Potential uses only incremental customer cost on cost side of equation
9 | Participation is from Program Managers where available or ICF Adoption curve
10 | Where Program Managers' projections exceeded Applicable Participants from ITRON, Participation set to Applicable Participants
11 | Base Case provided by DEF IRP group on 11/11/13
12 | DEF Retail rates provided by DEF Regulatory Planning on 12/23
13 | Program Costs based on Florida experience as filed in ECCR
14 | Incentive projections were calculated as either the inentive level that brought measure to two year payback or the residual net benefit
15 | For Achievable Potential all measures screened at 2 year payback