## Deferrable Capacity
Building # | Base # | Measure # | Measure Name | 2013 | 2014 | 2015 | 2016 | 2017 | 2018 | 2019 | 2020 | 2021 | 2022 | 2023 | 2024 | 2025 | 2026 | 2027 | 2028 | 2029 | 2030 | 2031 | 2032 | 2033 | 2034 | 2035 | 2036 | 2037 | 2038 | 2039 | 2040 | 2041 | 2042
1 | 100 | 102 | 100 102 15 SEER Split-System Air Conditioner / Single Detached | 0 | 0 | 0 | 0 | 0 | -1.5727 | -1.6106 | -1.5729 | -1.6133 | -1.5915 | -1.5724 | -1.5908 | -1.5723 | -1.5779 | -1.5803 | -1.5857 | -1.5701 | -1.572 | -1.6328 | -1.6274 | 0 | 0 | 0 | 0 | 0 | 0 | 0 | 0 | 0 | 0
1 | 100 | 103 | 100 103 17 SEER Split-System Air Conditioner / Single Detached | 0 | 0 | 0 | 0 | 0 | -0.58743 | -0.60184 | -0.58804 | -0.60315 | -0.59515 | -0.58887 | -0.59497 | -0.58789 | -0.59009 | -0.59106 | -0.59277 | -0.58691 | -0.58716 | -0.61011 | -0.60815 | 0 | 0 | 0 | 0 | 0 | 0 | 0 | 0 | 0 | 0
1 | 100 | 104 | 100 104 19 SEER Split-System Air Conditioner / Single Detached | 0 | 0 | 0 | 0 | 0 | -0.84134 | -0.86185 | -0.84171 | -0.8634 | -0.85199 | -0.84229 | -0.85156 | -0.8418 | -0.84448 | -0.84595 | -0.84863 | -0.84033 | -0.84058 | -0.87378 | -0.87085 | 0 | 0 | 0 | 0 | 0 | 0 | 0 | 0 | 0 | 0
1 | 100 | 105 | 100 105 14 SEER Split-System Heat Pump / Single Detached | 0 | 0 | 0 | 0 | 0 | -0.7161 | -0.73268 | -0.71658 | -0.73499 | -0.72559 | -0.71625 | -0.7251 | -0.71655 | -0.71899 | -0.72021 | -0.72241 | -0.71533 | 0 | 0 | 0 | 0 | 0 | 0 | 0 | 0 | 0 | 0 | 0 | 0 | 0
1 | 100 | 106 | 100 106 15 SEER Split-System Heat Pump / Single Detached | 0 | 0 | 0 | 0 | 0 | -1.9622 | -2.0096 | -1.9627 | -2.0128 | -1.9855 | -1.9614 | -1.9846 | -1.9614 | -1.9685 | -1.9714 | -1.9783 | -1.959 | 0 | 0 | 0 | 0 | 0 | 0 | 0 | 0 | 0 | 0 | 0 | 0 | 0
1 | 100 | 107 | 100 107 17 SEER Split-System Heat Pump / Single Detached | 0 | 0 | 0 | 0 | 0 | -1.3678 | -1.4009 | -1.3682 | -1.4034 | -1.3845 | -1.3682 | -1.3838 | -1.3677 | -1.3726 | -1.3748 | -1.3794 | -1.3657 | 0 | 0 | 0 | 0 | 0 | 0 | 0 | 0 | 0 | 0 | 0 | 0 | 0
1 | 100 | 108 | 100 108 13 EER Geothermal Heat Pump / Single Detached | 0 | 0 | 0 | 0 | 0 | -1.3656 | -1.3987 | -1.366 | -1.4009 | -1.382 | -1.3657 | -1.3816 | -1.3652 | -1.3701 | -1.3723 | -1.377 | -1.3633 | 0 | 0 | 0 | 0 | 0 | 0 | 0 | 0 | 0 | 0 | 0 | 0 | 0
1 | 100 | 110 | 100 110 Attic Venting / Single Detached | 0 | 0 | 0 | 0 | 0 | -0.16983 | -0.17435 | -0.17032 | -0.17462 | -0.17279 | -0.17181 | -0.17285 | 0 | 0 | 0 | 0 | 0 | 0 | 0 | 0 | 0 | 0 | 0 | 0 | 0 | 0 | 0 | 0 | 0 | 0
1 | 100 | 111 | 100 111 Sealed Attic w/Sprayed Foam Insulated Roof Deck / Single Detached | 0 | 0 | 0 | 0 | 0 | -0.62369 | -0.63919 | -0.62418 | -0.64026 | -0.63202 | -0.62494 | -0.63159 | -0.62427 | -0.62646 | -0.62744 | -0.62939 | -0.62183 | -0.6228 | -0.64648 | -0.64429 | -0.63599 | -0.62769 | -0.62329 | -0.62646 | -0.62207 | -0.62451 | -0.62793 | -0.62305 | -0.62109 | -0.65088
1 | 100 | 112 | 100 112 AC Maintenance (Outdoor Coil Cleaning) / Single Detached | 0 | 0 | 0 | 0 | 0 | -0.78531 | 0 | 0 | 0 | 0 | 0 | 0 | 0 | 0 | 0 | 0 | 0 | 0 | 0 | 0 | 0 | 0 | 0 | 0 | 0 | 0 | 0 | 0 | 0 | 0
1 | 100 | 113 | 100 113 AC Maintenance (Indoor Coil Cleaning) / Single Detached | 0 | 0 | 0 | 0 | 0 | -0.78531 | 0 | 0 | 0 | 0 | 0 | 0 | 0 | 0 | 0 | 0 | 0 | 0 | 0 | 0 | 0 | 0 | 0 | 0 | 0 | 0 | 0 | 0 | 0 | 0
1 | 100 | 114 | 100 114 Proper Refrigerant Charging and Air Flow / Single Detached | 0 | 0 | 0 | 0 | 0 | -0.5231 | -0.53616 | -0.52359 | -0.53723 | -0.53021 | -0.5246 | -0.53003 | 0 | 0 | 0 | 0 | 0 | 0 | 0 | 0 | 0 | 0 | 0 | 0 | 0 | 0 | 0 | 0 | 0 | 0
1 | 100 | 115 | 100 115 Electronically Commutated Motors (ECM) on an Air Handler Unit / Single Detached | 0 | 0 | 0 | 0 | 0 | -0.15689 | -0.15994 | -0.1575 | -0.16144 | -0.15985 | -0.15771 | -0.15967 | -0.15771 | -0.15845 | -0.15869 | -0.15869 | -0.15723 | 0 | 0 | 0 | 0 | 0 | 0 | 0 | 0 | 0 | 0 | 0 | 0 | 0
1 | 100 | 116 | 100 116 Duct Repair / Single Detached | 0 | 0 | 0 | 0 | 0 | -0.94437 | -0.96732 | -0.94473 | -0.96881 | -0.95605 | -0.94525 | -0.95581 | -0.94458 | -0.94775 | -0.94922 | -0.95239 | -0.94409 | -1.05 | -0.98193 | -0.97852 | 0 | 0 | 0 | 0 | 0 | 0 | 0 | 0 | 0 | 0
1 | 100 | 117 | 100 117 Reflective Roof / Single Detached | 0 | 0 | 0 | 0 | 0 | -0.41788 | -0.42703 | -0.41824 | -0.42908 | -0.42358 | -0.41815 | -0.42358 | -0.41846 | -0.41992 | -0.42065 | -0.42188 | -0.41748 | 0 | 0 | 0 | 0 | 0 | 0 | 0 | 0 | 0 | 0 | 0 | 0 | 0
1 | 100 | 118 | 100 118 Radient Barrier / Single Detached | 0 | 0 | 0 | 0 | 0 | -0.53482 | -0.54691 | -0.53531 | -0.54895 | -0.54193 | -0.53516 | -0.54199 | 0 | 0 | 0 | 0 | 0 | 0 | 0 | 0 | 0 | 0 | 0 | 0 | 0 | 0 | 0 | 0 | 0 | 0
1 | 100 | 119 | 100 119 Window Film / Single Detached | 0 | 0 | 0 | 0 | 0 | -0.6459 | -0.6619 | -0.64651 | -0.6629 | -0.65448 | -0.64716 | -0.65405 | 0 | 0 | 0 | 0 | 0 | 0 | 0 | 0 | 0 | 0 | 0 | 0 | 0 | 0 | 0 | 0 | 0 | 0
1 | 100 | 120 | 100 120 Window Tinting / Single Detached | 0 | 0 | 0 | 0 | 0 | -0.14859 | -0.15164 | -0.14931 | -0.1532 | -0.15161 | -0.1496 | -0.15161 | -0.14966 | -0.15015 | -0.15039 | -0.15039 | -0.14893 | -0.14893 | -0.15479 | -0.15405 | -0.15234 | -0.15015 | -0.14917 | -0.14966 | -0.14917 | -0.1499 | -0.15039 | -0.14941 | -0.14844 | -0.15576
1 | 100 | 121 | 100 121 Default Window With Sunscreen / Single Detached | 0 | 0 | 0 | 0 | 0 | -0.58279 | -0.5972 | -0.58316 | -0.59821 | -0.59052 | -0.58423 | -0.59033 | 0 | 0 | 0 | 0 | 0 | 0 | 0 | 0 | 0 | 0 | 0 | 0 | 0 | 0 | 0 | 0 | 0 | 0
1 | 100 | 122 | 100 122 Single Pane Clear Windows to Double Pane Low-E Windows / Single Detached | 0 | 0 | 0 | 0 | 0 | -0.6459 | -0.6619 | -0.64651 | -0.6629 | -0.65448 | -0.64716 | -0.65405 | -0.64648 | -0.64868 | -0.64966 | -0.65161 | -0.64526 | -0.646 | -0.6709 | -0.6687 | -0.65991 | -0.65137 | -0.64648 | -0.6499 | -0.64526 | -0.64844 | -0.65137 | -0.64648 | -0.64453 | -0.6748
1 | 100 | 124 | 100 124 Ceiling R-0 to R-19 Insulation / Single Detached | 0 | 0 | 0 | 0 | 0 | -0.88345 | -0.90506 | -0.88382 | -0.90656 | -0.89471 | -0.88446 | -0.89429 | -0.88379 | -0.88672 | -0.88818 | -0.89111 | -0.8833 | -0.88354 | -0.9187 | -0.91553 | -0.90356 | -0.89209 | 0 | 0 | 0 | 0 | 0 | 0 | 0 | 0
1 | 100 | 125 | 100 125 Ceiling R-19 to R-38 Insulation / Single Detached | 0 | 0 | 0 | 0 | 0 | -0.034088 | -0.03421 | -0.034576 | -0.035706 | -0.035583 | -0.035156 | -0.035645 | -0.035156 | -0.035156 | -0.035156 | -0.034912 | -0.034668 | -0.033936 | -0.035889 | -0.0354 | -0.0354 | -0.034424 | 0 | 0 | 0 | 0 | 0 | 0 | 0 | 0
1 | 100 | 126 | 100 126 Wall 2x4 R-0 to Blow-In R-13 Insulation / Single Detached | 0 | 0 | 0 | 0 | 0 | -0.083282 | -0.084503 | -0.083771 | -0.085815 | -0.085205 | -0.084229 | -0.085449 | -0.083984 | -0.084473 | -0.084473 | -0.084473 | -0.083496 | -0.082764 | -0.08667 | -0.086426 | -0.085449 | -0.083984 | 0 | 0 | 0 | 0 | 0 | 0 | 0 | 0
1 | 100 | 127 | 100 127 Weather Strip/Caulk w/Blower Door / Single Detached | 0 | 0 | 0 | 0 | 0 | -0.022369 | -0.023468 | 0 | 0 | 0 | 0 | 0 | 0 | 0 | 0 | 0 | 0 | 0 | 0 | 0 | 0 | 0 | 0 | 0 | 0 | 0 | 0 | 0 | 0 | 0
1 | 130 | 132 | 130 132 15 SEER Split-System Heat Pump / Single Detached | 0 | 0 | 0 | 0 | 0 | -0.62149 | -0.63553 | -0.62186 | -0.63776 | -0.62964 | -0.62152 | -0.62939 | -0.62183 | -0.62402 | -0.625 | -0.62695 | -0.62183 | 0 | 0 | 0 | 0 | 0 | 0 | 0 | 0 | 0 | 0 | 0 | 0 | 0
1 | 130 | 133 | 130 133 17 SEER Split-System Heat Pump / Single Detached | 0 | 0 | 0 | 0 | 0 | -1.162 | -1.189 | -1.1624 | -1.192 | -1.1763 | -1.1611 | -1.1758 | -1.1619 | -1.166 | -1.1677 | -1.1719 | -1.1602 | 0 | 0 | 0 | 0 | 0 | 0 | 0 | 0 | 0 | 0 | 0 | 0 | 0
1 | 130 | 134 | 130 134 13 EER Geothermal Heat Pump / Single Detached | 0 | 0 | 0 | 0 | 0 | -1.1596 | -1.1866 | -1.1599 | -1.1898 | -1.1738 | -1.1589 | -1.1733 | -1.1597 | -1.1638 | -1.1655 | -1.1694 | -1.1589 | 0 | 0 | 0 | 0 | 0 | 0 | 0 | 0 | 0 | 0 | 0 | 0 | 0
1 | 130 | 136 | 130 136 Attic Venting / Single Detached | 0 | 0 | 0 | 0 | 0 | -0.15103 | -0.1553 | -0.15152 | -0.15558 | -0.15399 | -0.15308 | -0.15405 | 0 | 0 | 0 | 0 | 0 | 0 | 0 | 0 | 0 | 0 | 0 | 0 | 0 | 0 | 0 | 0 | 0 | 0
1 | 130 | 137 | 130 137 Sealed Attics / Single Detached | 0 | 0 | 0 | 0 | 0 | -0.81094 | -0.82962 | -0.81143 | -0.83215 | -0.82123 | -0.81073 | -0.82104 | -0.81128 | -0.81421 | -0.81543 | -0.81812 | -0.80981 | -0.90063 | -0.84204 | -0.83936 | -0.82837 | -0.81763 | -0.81177 | -0.81592 | -0.81006 | -0.81396 | -0.81738 | -0.81152 | -0.89844 | -0.84717
1 | 130 | 138 | 130 138 AC Maintenance (Outdoor Coil Cleaning) / Single Detached | 0 | 0 | 0 | 0 | 0 | -0.33585 | 0 | 0 | 0 | 0 | 0 | 0 | 0 | 0 | 0 | 0 | 0 | 0 | 0 | 0 | 0 | 0 | 0 | 0 | 0 | 0 | 0 | 0 | 0 | 0
1 | 130 | 139 | 130 139 AC Maintenance (Indoor Coil Cleaning) / Single Detached | 0 | 0 | 0 | 0 | 0 | -0.33121 | 0 | 0 | 0 | 0 | 0 | 0 | 0 | 0 | 0 | 0 | 0 | 0 | 0 | 0 | 0 | 0 | 0 | 0 | 0 | 0 | 0 | 0 | 0 | 0
1 | 130 | 140 | 130 140 Proper Refrigerant Charging and Air Flow / Single Detached | 0 | 0 | 0 | 0 | 0 | -0.25162 | -0.25833 | -0.25211 | -0.25885 | -0.2558 | -0.25366 | -0.25562 | 0 | 0 | 0 | 0 | 0 | 0 | 0 | 0 | 0 | 0 | 0 | 0 | 0 | 0 | 0 | 0 | 0 | 0
1 | 130 | 141 | 130 141 Electronically Commutated Motors (ECM) on an Air Handler Unit / Single Detached | 0 | 0 | 0 | 0 | 0 | -0.49747 | -0.50858 | -0.49783 | -0.51062 | -0.50415 | -0.4975 | -0.50391 | -0.4978 | -0.49976 | -0.50049 | -0.50195 | -0.49683 | 0 | 0 | 0 | 0 | 0 | 0 | 0 | 0 | 0 | 0 | 0 | 0 | 0
1 | 130 | 142 | 130 142 Duct Repair / Single Detached | 0 | 0 | 0 | 0 | 0 | -0.94437 | -0.96732 | -0.94473 | -0.96881 | -0.95605 | -0.94525 | -0.95581 | -0.94458 | -0.94775 | -0.94922 | -0.95239 | -0.94409 | -1.05 | -0.98193 | -0.97852 | 0 | 0 | 0 | 0 | 0 | 0 | 0 | 0 | 0 | 0
1 | 130 | 143 | 130 143 Reflective Roof / Single Detached | 0 | 0 | 0 | 0 | 0 | -0.41788 | -0.42703 | -0.41824 | -0.42908 | -0.42358 | -0.41815 | -0.42358 | -0.41846 | -0.41992 | -0.42065 | -0.42188 | -0.41748 | 0 | 0 | 0 | 0 | 0 | 0 | 0 | 0 | 0 | 0 | 0 | 0 | 0
1 | 130 | 144 | 130 144 Radient Barrier / Single Detached | 0 | 0 | 0 | 0 | 0 | -0.47391 | -0.48465 | -0.4744 | -0.48669 | -0.48041 | -0.4743 | -0.48022 | 0 | 0 | 0 | 0 | 0 | 0 | 0 | 0 | 0 | 0 | 0 | 0 | 0 | 0 | 0 | 0 | 0 | 0
1 | 130 | 145 | 130 145 Window Film / Single Detached | 0 | 0 | 0 | 0 | 0 | -0.6459 | -0.6619 | -0.64651 | -0.6629 | -0.65448 | -0.64716 | -0.65405 | 0 | 0 | 0 | 0 | 0 | 0 | 0 | 0 | 0 | 0 | 0 | 0 | 0 | 0 | 0 | 0 | 0 | 0
1 | 130 | 146 | 130 146 Window Tinting / Single Detached | 0 | 0 | 0 | 0 | 0 | -0.14639 | -0.14919 | -0.14688 | -0.15076 | -0.14917 | -0.14722 | -0.14917 | -0.14722 | -0.14771 | -0.14795 | -0.14819 | -0.14551 | -0.14648 | -0.15112 | -0.15039 | -0.14893 | -0.14648 | -0.14551 | -0.14624 | -0.14551 | -0.146 | -0.14648 | -0.14551 | -0.14551 | -0.15234
1 | 130 | 147 | 130 147 Default Window With Sunscreen / Single Detached | 0 | 0 | 0 | 0 | 0 | -0.58279 | -0.5972 | -0.58316 | -0.59821 | -0.59052 | -0.58423 | -0.59033 | 0 | 0 | 0 | 0 | 0 | 0 | 0 | 0 | 0 | 0 | 0 | 0 | 0 | 0 | 0 | 0 | 0 | 0
1 | 130 | 148 | 130 148 Single Pane Clear Windows to Double Pane Low-E Windows / Single Detached | 0 | 0 | 0 | 0 | 0 | -0.6459 | -0.6619 | -0.64651 | -0.6629 | -0.65448 | -0.64716 | -0.65405 | -0.64648 | -0.64868 | -0.64966 | -0.65161 | -0.64526 | -0.646 | -0.6709 | -0.6687 | -0.65991 | -0.65137 | -0.64648 | -0.6499 | -0.64526 | -0.64844 | -0.65137 | -0.64648 | -0.64453 | -0.6748
1 | 130 | 150 | 130 150 Ceiling R-0 to R-19 Insulation / Single Detached | 0 | 0 | 0 | 0 | 0 | -0.81339 | -0.83206 | -0.81375 | -0.83453 | -0.82367 | -0.81323 | -0.82324 | -0.81348 | -0.81641 | -0.81763 | -0.82031 | -0.81226 | -0.8125 | -0.84473 | -0.8418 | -0.83081 | -0.82007 | 0 | 0 | 0 | 0 | 0 | 0 | 0 | 0
1 | 130 | 151 | 130 151 Ceiling R-19 to R-38 Insulation / Single Detached | 0 | 0 | 0 | 0 | 0 | -0.031631 | -0.032989 | -0.032257 | -0.03302 | -0.033142 | -0.033936 | -0.033203 | -0.032715 | -0.032959 | -0.032959 | -0.032471 | -0.031006 | -0.03125 | -0.032227 | -0.031738 | -0.031982 | -0.030762 | 0 | 0 | 0 | 0 | 0 | 0 | 0 | 0
1 | 130 | 152 | 130 152 Wall 2x4 R-0 to Blow-In R-13 Insulation / Single Detached | 0 | 0 | 0 | 0 | 0 | -0.073883 | -0.075958 | -0.074371 | -0.076294 | -0.075867 | -0.075867 | -0.075684 | -0.074707 | -0.074951 | -0.075195 | -0.074951 | -0.072998 | -0.072998 | -0.075928 | -0.075439 | -0.074951 | -0.073242 | 0 | 0 | 0 | 0 | 0 | 0 | 0 | 0
1 | 130 | 153 | 130 153 Weather Strip/Caulk w/Blower Door / Single Detached | 0 | 0 | 0 | 0 | 0 | -0.02005 | -0.021027 | 0 | 0 | 0 | 0 | 0 | 0 | 0 | 0 | 0 | 0 | 0 | 0 | 0 | 0 | 0 | 0 | 0 | 0 | 0 | 0 | 0 | 0 | 0
1 | 190 | 191 | 190 191 HE Room Air Conditioner - EER 11 / Single Detached | 0 | 0 | 0 | 0 | 0 | -0.13821 | -0.14212 | -0.1387 | -0.14215 | -0.14081 | -0.14032 | -0.14087 | -0.13892 | -0.1394 | -0.13989 | -0.13989 | -0.13843 | 0 | 0 | 0 | 0 | 0 | 0 | 0 | 0 | 0 | 0 | 0 | 0 | 0
1 | 190 | 192 | 190 192 HE Room Air Conditioner - EER 12 / Single Detached | 0 | 0 | 0 | 0 | 0 | -0.25406 | -0.26077 | -0.25455 | -0.26111 | -0.25806 | -0.2558 | -0.25806 | -0.25488 | -0.25562 | -0.2561 | -0.25659 | -0.25391 | 0 | 0 | 0 | 0 | 0 | 0 | 0 | 0 | 0 | 0 | 0 | 0 | 0
1 | 190 | 196 | 190 196 Reflective Roof / Single Detached | 0 | 0 | 0 | 0 | 0 | -0.24454 | -0.24979 | -0.24527 | -0.25153 | -0.24847 | -0.2453 | -0.24854 | -0.24536 | -0.24634 | -0.24683 | -0.24731 | -0.24463 | 0 | 0 | 0 | 0 | 0 | 0 | 0 | 0 | 0 | 0 | 0 | 0 | 0
1 | 190 | 197 | 190 197 Window Film / Single Detached | 0 | 0 | 0 | 0 | 0 | -0.063263 | -0.06424 | -0.063751 | -0.065491 | -0.065125 | -0.064148 | -0.065186 | 0 | 0 | 0 | 0 | 0 | 0 | 0 | 0 | 0 | 0 | 0 | 0 | 0 | 0 | 0 | 0 | 0 | 0
1 | 190 | 198 | 190 198 Window Tinting / Single Detached | 0 | 0 | 0 | 0 | 0 | -0.063263 | -0.06424 | -0.063751 | -0.065491 | -0.065125 | -0.064148 | -0.065186 | -0.064453 | -0.064453 | -0.064697 | -0.064453 | -0.063721 | -0.063232 | -0.066162 | -0.065674 | -0.065186 | -0.063965 | -0.063721 | -0.063721 | -0.063721 | -0.063965 | -0.063965 | -0.063965 | -0.063965 | -0.066895
1 | 190 | 199 | 190 199 Default Window With Sunscreen / Single Detached | 0 | 0 | 0 | 0 | 0 | -0.13004 | -0.1326 | -0.13052 | -0.13391 | -0.13257 | -0.13086 | -0.13257 | 0 | 0 | 0 | 0 | 0 | 0 | 0 | 0 | 0 | 0 | 0 | 0 | 0 | 0 | 0 | 0 | 0 | 0
1 | 190 | 200 | 190 200 Single Pane Clear Windows to Double Pane Low-E Windows / Single Detached | 0 | 0 | 0 | 0 | 0 | -0.27274 | -0.2798 | -0.27322 | -0.2804 | -0.2771 | -0.2746 | -0.27686 | -0.27368 | -0.27441 | -0.2749 | -0.27563 | -0.27148 | -0.27124 | -0.28223 | -0.28125 | -0.27783 | -0.27393 | -0.27197 | -0.27319 | -0.27173 | -0.27295 | -0.27393 | -0.27246 | -0.27148 | -0.28418
1 | 190 | 202 | 190 202 Ceiling R-0 to R-19 Insulation / Single Detached | 0 | 0 | 0 | 0 | 0 | -0.92557 | -0.94827 | -0.92593 | -0.94977 | -0.93726 | -0.92651 | -0.93677 | -0.92578 | -0.9292 | -0.93042 | -0.93359 | -0.92432 | -0.92529 | -0.96118 | -0.95801 | -0.94531 | -0.93335 | 0 | 0 | 0 | 0 | 0 | 0 | 0 | 0
1 | 190 | 203 | 190 203 Ceiling R-19 to R-38 Insulation / Single Detached | 0 | 0 | 0 | 0 | 0 | -0.031631 | -0.031769 | -0.032257 | -0.03302 | -0.033142 | -0.032654 | -0.033203 | -0.032715 | -0.032959 | -0.032959 | -0.032471 | -0.032227 | -0.032715 | -0.033203 | -0.033203 | -0.032959 | -0.031982 | 0 | 0 | 0 | 0 | 0 | 0 | 0 | 0
1 | 190 | 204 | 190 204 Wall 2x4 R-0 to Blow-In R-13 Insulation / Single Detached | 0 | 0 | 0 | 0 | 0 | -0.035187 | -0.036652 | -0.035675 | -0.036743 | -0.036865 | -0.037292 | -0.036865 | -0.036133 | -0.036133 | -0.036377 | -0.036133 | -0.035645 | -0.036133 | -0.036865 | -0.036865 | -0.036621 | -0.0354 | 0 | 0 | 0 | 0 | 0 | 0 | 0 | 0
1 | 190 | 205 | 190 205 Weather Strip/Caulk w/Blower Door / Single Detached | 0 | 0 | 0 | 0 | 0 | -0.015411 | -0.016144 | 0 | 0 | 0 | 0 | 0 | 0 | 0 | 0 | 0 | 0 | 0 | 0 | 0 | 0 | 0 | 0 | 0 | 0 | 0 | 0 | 0 | 0 | 0
1 | 220 | 221 | 220 221 CFL (18-Watt integral ballast), 0.5 hr/day / Single Detached | 0 | 0 | 0 | 0 | 0 | -0.010529 | -0.011261 | -0.011261 | -0.011597 | -0.011902 | -0.012939 | -0.011963 | -0.011719 | -0.011719 | -0.011719 | -0.01123 | -0.01123 | -0.011719 | -0.011475 | -0.01123 | -0.011475 | -0.010742 | -0.010986 | -0.010742 | -0.011475 | -0.01123 | -0.010742 | -0.01123 | -0.01123 | 0
1 | 230 | 231 | 230 231 CFL (18-Watt integral ballast), 2.5 hr/day / Single Detached | 0 | 0 | 0 | 0 | 0 | -0.062149 | -0.06424 | 0 | 0 | 0 | 0 | 0 | 0 | 0 | 0 | 0 | 0 | 0 | 0 | 0 | 0 | 0 | 0 | 0 | 0 | 0 | 0 | 0 | 0 | 0
1 | 240 | 241 | 240 241 CFL (18-Watt integral ballast), 6.0 hr/day / Single Detached | 0 | 0 | 0 | 0 | 0 | 0 | 0 | 0 | 0 | 0 | 0 | 0 | 0 | 0 | 0 | 0 | 0 | 0 | 0 | 0 | 0 | 0 | 0 | 0 | 0 | 0 | 0 | 0 | 0 | 0
1 | 250 | 251 | 250 251 ROB 2L4'T8, 1EB / Single Detached | 0 | 0 | 0 | 0 | 0 | -0.0036926 | -0.0029602 | -0.0041809 | -0.0042725 | -0.0048218 | -0.0045776 | -0.0048828 | -0.0046387 | -0.0046387 | -0.0046387 | -0.0043945 | -0.0029297 | -0.0031738 | -0.0029297 | -0.0029297 | -0.0031738 | -0.0026855 | -0.0026855 | -0.0024414 | -0.0031738 | -0.003418 | -0.0029297 | -0.0029297 | -0.0029297 | -0.003418
1 | 250 | 252 | 250 252 RET 2L4'T8, 1EB / Single Detached | 0 | 0 | 0 | 0 | 0 | -0.0036926 | -0.0029602 | -0.0041809 | -0.0042725 | -0.0048218 | -0.0045776 | -0.0048828 | -0.0046387 | -0.0046387 | -0.0046387 | -0.0043945 | -0.0029297 | -0.0031738 | -0.0029297 | -0.0029297 | -0.0031738 | -0.0026855 | -0.0026855 | -0.0024414 | -0.0031738 | -0.003418 | -0.0029297 | -0.0029297 | -0.0029297 | -0.003418
1 | 260 | 261 | 260 261 CFL - medium screw based <30 Watts / Single Detached | 0 | 0 | 0 | 0 | 0 | 0 | 0 | 0 | 0 | 0 | 0 | 0 | 0 | 0 | 0 | 0 | 0 | 0 | 0 | 0 | 0 | 0 | 0 | 0 | 0 | 0 | 0 | 0 | 0 | 0
1 | 260 | 262 | 260 262 Photocell/timeclock / Single Detached | 0 | 0 | 0 | 0 | 0 | -0.0036926 | -0.004425 | -0.0041809 | -0.0042725 | -0.0048218 | -0.0058594 | -0.0048828 | -0.0046387 | -0.0046387 | -0.0046387 | -0.0043945 | -0.0041504 | -0.0043945 | -0.0041504 | -0.0039062 | -0.0043945 | -0.0036621 | -0.0041504 | -0.0036621 | -0.0043945 | -0.0043945 | -0.0039062 | -0.0039062 | -0.0039062 | -0.0043945
1 | 300 | 301 | 300 301 HE Refrigerator - Energy Star version of above / Single Detached | 0 | 0 | 0 | 0 | 0 | -0.041168 | -0.042755 | -0.041656 | -0.042847 | -0.042725 | -0.043152 | -0.042725 | -0.041992 | -0.042236 | -0.042236 | -0.041992 | 0 | 0 | 0 | 0 | 0 | 0 | 0 | 0 | 0 | 0 | 0 | 0 | 0 | 0
1 | 350 | 351 | 350 351 HE Freezer / Single Detached | 0 | 0 | 0 | 0 | 0 | -0.01651 | -0.017365 | -0.016998 | -0.017456 | -0.017761 | -0.018799 | -0.018066 | -0.017578 | 0 | 0 | 0 | 0 | 0 | 0 | 0 | 0 | 0 | 0 | 0 | 0 | 0 | 0 | 0 | 0 | 0
1 | 400 | 401 | 400 401 Heat Pump Water Heater (EF=2.9) / Single Detached | 0 | 0 | 0 | 0 | 0 | -0.47391 | -0.48587 | -0.4744 | -0.48669 | -0.48041 | -0.47552 | -0.48022 | 0 | 0 | 0 | 0 | 0 | 0 | 0 | 0 | 0 | 0 | 0 | 0 | 0 | 0 | 0 | 0 | 0 | 0
1 | 400 | 403 | 400 403 Solar Water Heat / Single Detached | 0 | 0 | 0 | 0 | 0 | -0.35001 | -0.35867 | -0.35049 | -0.35944 | -0.35492 | -0.3515 | -0.35498 | -0.35059 | -0.35181 | -0.35254 | -0.35327 | -0.34985 | 0 | 0 | 0 | 0 | 0 | 0 | 0 | 0 | 0 | 0 | 0 | 0 | 0
1 | 400 | 404 | 400 404 AC Heat Recovery Units / Single Detached | 0 | 0 | 0 | 0 | 0 | -0.1254 | -0.12894 | -0.12576 | -0.12897 | -0.12793 | -0.12738 | -0.12793 | 0 | 0 | 0 | 0 | 0 | 0 | 0 | 0 | 0 | 0 | 0 | 0 | 0 | 0 | 0 | 0 | 0 | 0
1 | 400 | 405 | 400 405 Low Flow Showerhead / Single Detached | 0 | 0 | 0 | 0 | 0 | -0.050446 | -0.051056 | -0.050934 | -0.052307 | -0.051941 | -0.051514 | -0.052246 | 0 | 0 | 0 | 0 | 0 | 0 | 0 | 0 | 0 | 0 | 0 | 0 | 0 | 0 | 0 | 0 | 0 | 0
1 | 400 | 406 | 400 406 Pipe Wrap / Single Detached | 0 | 0 | 0 | 0 | 0 | -0.01297 | -0.013947 | -0.013458 | -0.013733 | -0.01416 | -0.01532 | -0.014404 | -0.01416 | -0.013916 | -0.01416 | 0 | 0 | 0 | 0 | 0 | 0 | 0 | 0 | 0 | 0 | 0 | 0 | 0 | 0 | 0
1 | 400 | 407 | 400 407 Faucet Aerators / Single Detached | 0 | 0 | 0 | 0 | 0 | -0.018829 | -0.01857 | -0.019318 | -0.019836 | -0.020264 | -0.02002 | -0.020264 | 0 | 0 | 0 | 0 | 0 | 0 | 0 | 0 | 0 | 0 | 0 | 0 | 0 | 0 | 0 | 0 | 0 | 0
1 | 400 | 408 | 400 408 Water Heater Blanket / Single Detached | 0 | 0 | 0 | 0 | 0 | -0.066803 | -0.067657 | -0.067291 | -0.069214 | 0 | 0 | 0 | 0 | 0 | 0 | 0 | 0 | 0 | 0 | 0 | 0 | 0 | 0 | 0 | 0 | 0 | 0 | 0 | 0 | 0
1 | 400 | 409 | 400 409 Water Heater Temperature Check and Adjustment / Single Detached | 0 | 0 | 0 | 0 | 0 | -0.0072327 | -0.0066223 | 0 | 0 | 0 | 0 | 0 | 0 | 0 | 0 | 0 | 0 | 0 | 0 | 0 | 0 | 0 | 0 | 0 | 0 | 0 | 0 | 0 | 0 | 0
1 | 400 | 410 | 400 410 Water Heater Timeclock / Single Detached | 0 | 0 | 0 | 0 | 0 | -0.031631 | -0.031769 | -0.032257 | -0.03302 | -0.033142 | -0.032654 | -0.033203 | 0 | 0 | 0 | 0 | 0 | 0 | 0 | 0 | 0 | 0 | 0 | 0 | 0 | 0 | 0 | 0 | 0 | 0
1 | 400 | 411 | 400 411 Heat Trap / Single Detached | 0 | 0 | 0 | 0 | 0 | -0.059723 | -0.061798 | -0.060211 | -0.062134 | -0.061768 | -0.062012 | -0.061768 | 0 | 0 | 0 | 0 | 0 | 0 | 0 | 0 | 0 | 0 | 0 | 0 | 0 | 0 | 0 | 0 | 0 | 0
1 | 500 | 502 | 500 502 Energy Star CW CEE Tier 2 (MEF=2.0) / Single Detached | 0 | 0 | 0 | 0 | 0 | -0.034088 | -0.035431 | -0.034576 | -0.035706 | -0.035583 | -0.036377 | -0.035645 | -0.035156 | 0 | 0 | 0 | 0 | 0 | 0 | 0 | 0 | 0 | 0 | 0 | 0 | 0 | 0 | 0 | 0 | 0
1 | 500 | 503 | 500 503 Energy Star CW CEE Tier 3 (MEF=2.2) / Single Detached | 0 | 0 | 0 | 0 | 0 | -0.045807 | -0.047394 | -0.046295 | -0.047424 | -0.047302 | -0.048096 | -0.047607 | -0.046631 | 0 | 0 | 0 | 0 | 0 | 0 | 0 | 0 | 0 | 0 | 0 | 0 | 0 | 0 | 0 | 0 | 0
1 | 700 | 701 | 700 701 Energy Star DW (EF=0.68) / Single Detached | 0 | 0 | 0 | 0 | 0 | -0.043365 | -0.044952 | -0.043854 | -0.045288 | -0.045166 | -0.045654 | -0.045166 | -0.044434 | -0.044434 | -0.044678 | 0 | 0 | 0 | 0 | 0 | 0 | 0 | 0 | 0 | 0 | 0 | 0 | 0 | 0 | 0
1 | 800 | 801 | 800 801 Two Speed Pool Pump (1.5 hp) / Single Detached | 0 | 0 | 0 | 0 | 0 | -0.4236 | -0.43436 | 0 | 0 | 0 | 0 | 0 | 0 | 0 | 0 | 0 | 0 | 0 | 0 | 0 | 0 | 0 | 0 | 0 | 0 | 0 | 0 | 0 | 0 | 0
1 | 800 | 802 | 800 802 High Efficiency One Speed Pool Pump (1.5 hp) / Single Detached | 0 | 0 | 0 | 0 | 0 | -0.21304 | -0.21732 | 0 | 0 | 0 | 0 | 0 | 0 | 0 | 0 | 0 | 0 | 0 | 0 | 0 | 0 | 0 | 0 | 0 | 0 | 0 | 0 | 0 | 0 | 0
1 | 800 | 803 | 800 803 Variable-Speed Pool Pump (<1 hp) / Single Detached | 0 | 0 | 0 | 0 | 0 | -0.63785 | -0.65237 | -0.63834 | -0.6546 | -0.64624 | -0.63788 | -0.64575 | 0 | 0 | 0 | 0 | 0 | 0 | 0 | 0 | 0 | 0 | 0 | 0 | 0 | 0 | 0 | 0 | 0 | 0
1 | 800 | 804 | 800 804 PV-Powered Pool Pumps / Single Detached | 0 | 0 | 0 | 0 | 0 | -0.85306 | -0.87283 | -0.85342 | -0.87555 | -0.86395 | -0.85278 | -0.86353 | 0 | 0 | 0 | 0 | 0 | 0 | 0 | 0 | 0 | 0 | 0 | 0 | 0 | 0 | 0 | 0 | 0 | 0
1 | 900 | 901 | 900 901 Energy Star TV / Single Detached | 0 | 0 | 0 | 0 | 0 | -0.0023499 | -0.0017395 | -0.0030823 | -0.0032349 | 0 | 0 | 0 | 0 | 0 | 0 | 0 | 0 | 0 | 0 | 0 | 0 | 0 | 0 | 0 | 0 | 0 | 0 | 0 | 0 | 0
1 | 910 | 911 | 910 911 Energy Star TV / Single Detached | 0 | 0 | 0 | 0 | 0 | -0.01297 | -0.013947 | -0.013458 | -0.013733 | 0 | 0 | 0 | 0 | 0 | 0 | 0 | 0 | 0 | 0 | 0 | 0 | 0 | 0 | 0 | 0 | 0 | 0 | 0 | 0 | 0
1 | 920 | 921 | 920 921 Energy Star Set-Top Box / Single Detached | 0 | 0 | 0 | 0 | 0 | -0.015411 | -0.014923 | -0.0159 | -0.016418 | 0 | 0 | 0 | 0 | 0 | 0 | 0 | 0 | 0 | 0 | 0 | 0 | 0 | 0 | 0 | 0 | 0 | 0 | 0 | 0 | 0
1 | 930 | 931 | 930 931 Energy Star DVD Player / Single Detached | 0 | 0 | 0 | 0 | 0 | -0.0083313 | -0.0090637 | -0.0088196 | -0.0090942 | 0 | 0 | 0 | 0 | 0 | 0 | 0 | 0 | 0 | 0 | 0 | 0 | 0 | 0 | 0 | 0 | 0 | 0 | 0 | 0 | 0
1 | 940 | 941 | 940 941 Energy Star VCR / Single Detached | 0 | 0 | 0 | 0 | 0 | -0.017609 | -0.017365 | -0.018097 | -0.018921 | 0 | 0 | 0 | 0 | 0 | 0 | 0 | 0 | 0 | 0 | 0 | 0 | 0 | 0 | 0 | 0 | 0 | 0 | 0 | 0 | 0
1 | 950 | 951 | 950 951 Energy Star Desktop PC / Single Detached | 0 | 0 | 0 | 0 | 0 | -0.0094299 | -0.0090637 | -0.009903 | -0.010376 | 0 | 0 | 0 | 0 | 0 | 0 | 0 | 0 | 0 | 0 | 0 | 0 | 0 | 0 | 0 | 0 | 0 | 0 | 0 | 0 | 0
1 | 960 | 961 | 960 961 Energy Star Laptop PC / Single Detached | 0 | 0 | 0 | 0 | 0 | -0.0036926 | -0.0029602 | -0.0041809 | -0.0042725 | 0 | 0 | 0 | 0 | 0 | 0 | 0 | 0 | 0 | 0 | 0 | 0 | 0 | 0 | 0 | 0 | 0 | 0 | 0 | 0 | 0
2 | 100 | 102 | 100 102 15 SEER Split-System Air Conditioner / Multi Attached | 0 | 0 | 0 | 0 | 0 | -0.12064 | -0.12283 | -0.12112 | -0.12433 | -0.12299 | -0.12152 | -0.12329 | -0.12158 | -0.12207 | -0.12231 | -0.12231 | -0.11963 | -0.11938 | -0.12427 | -0.12378 | 0 | 0 | 0 | 0 | 0 | 0 | 0 | 0 | 0 | 0
2 | 100 | 103 | 100 103 17 SEER Split-System Air Conditioner / Multi Attached | 0 | 0 | 0 | 0 | 0 | -0.30545 | -0.31229 | -0.30592 | -0.31384 | -0.31 | -0.30609 | -0.31006 | -0.3064 | -0.30737 | -0.30786 | -0.30859 | -0.30542 | -0.30566 | -0.31738 | -0.31641 | 0 | 0 | 0 | 0 | 0 | 0 | 0 | 0 | 0 | 0
2 | 100 | 104 | 100 104 19 SEER Split-System Air Conditioner / Multi Attached | 0 | 0 | 0 | 0 | 0 | -0.43654 | -0.44754 | -0.43692 | -0.44836 | -0.44263 | -0.43823 | -0.44238 | -0.43726 | -0.43872 | -0.43945 | -0.44067 | -0.43628 | -0.43677 | -0.45361 | -0.4519 | 0 | 0 | 0 | 0 | 0 | 0 | 0 | 0 | 0 | 0
2 | 100 | 105 | 100 105 14 SEER Split-System Heat Pump / Multi Attached | 0 | 0 | 0 | 0 | 0 | -0.45291 | -0.46414 | -0.45328 | -0.46515 | -0.45917 | -0.45459 | -0.45898 | -0.45361 | -0.45508 | -0.45581 | -0.45703 | -0.45142 | 0 | 0 | 0 | 0 | 0 | 0 | 0 | 0 | 0 | 0 | 0 | 0 | 0
2 | 100 | 106 | 100 106 15 SEER Split-System Heat Pump / Multi Attached | 0 | 0 | 0 | 0 | 0 | -0.51602 | -0.52884 | -0.51651 | -0.52991 | -0.52313 | -0.51758 | -0.52295 | -0.5166 | -0.51855 | -0.51929 | -0.52075 | -0.51562 | 0 | 0 | 0 | 0 | 0 | 0 | 0 | 0 | 0 | 0 | 0 | 0 | 0
2 | 100 | 107 | 100 107 17 SEER Split-System Heat Pump / Multi Attached | 0 | 0 | 0 | 0 | 0 | -0.60269 | -0.61771 | -0.60306 | -0.61871 | -0.61084 | -0.60394 | -0.61035 | -0.60327 | -0.60522 | -0.6062 | -0.60815 | -0.60083 | 0 | 0 | 0 | 0 | 0 | 0 | 0 | 0 | 0 | 0 | 0 | 0 | 0
2 | 100 | 108 | 100 108 13 EER Geothermal Heat Pump / Multi Attached | 0 | 0 | 0 | 0 | 0 | -0.60269 | -0.61649 | -0.60306 | -0.61871 | -0.61084 | -0.60303 | -0.61035 | -0.60327 | -0.60522 | -0.6062 | -0.60815 | -0.60327 | 0 | 0 | 0 | 0 | 0 | 0 | 0 | 0 | 0 | 0 | 0 | 0 | 0
2 | 100 | 109 | 100 109 HVAC Proper Sizing / Multi Attached | 0 | 0 | 0 | 0 | 0 | -0.11832 | -0.12039 | -0.11879 | -0.12189 | -0.12085 | -0.11938 | -0.12085 | -0.11914 | -0.11963 | -0.11987 | -0.11987 | -0.11963 | 0 | 0 | 0 | 0 | 0 | 0 | 0 | 0 | 0 | 0 | 0 | 0 | 0
2 | 100 | 110 | 100 110 Attic Venting / Multi Attached | 0 | 0 | 0 | 0 | 0 | -0.092545 | -0.094269 | -0.093048 | -0.095581 | -0.09491 | -0.093445 | -0.094727 | 0 | 0 | 0 | 0 | 0 | 0 | 0 | 0 | 0 | 0 | 0 | 0 | 0 | 0 | 0 | 0 | 0 | 0
2 | 100 | 111 | 100 111 Sealed Attic w/Sprayed Foam Insulated Roof Deck / Multi Attached | 0 | 0 | 0 | 0 | 0 | -0.33719 | -0.34549 | -0.33768 | -0.34631 | -0.34204 | -0.33887 | -0.3418 | -0.33789 | -0.33911 | -0.3396 | -0.34033 | -0.33691 | -0.3374 | -0.35034 | -0.34912 | -0.34473 | -0.33984 | -0.33765 | -0.33911 | -0.33716 | -0.33838 | -0.33984 | -0.33789 | -0.33643 | -0.35254
2 | 100 | 112 | 100 112 AC Maintenance (Outdoor Coil Cleaning) / Multi Attached | 0 | 0 | 0 | 0 | 0 | -0.58865 | 0 | 0 | 0 | 0 | 0 | 0 | 0 | 0 | 0 | 0 | 0 | 0 | 0 | 0 | 0 | 0 | 0 | 0 | 0 | 0 | 0 | 0 | 0 | 0
2 | 100 | 113 | 100 113 AC Maintenance (Indoor Coil Cleaning) / Multi Attached | 0 | 0 | 0 | 0 | 0 | -0.58865 | 0 | 0 | 0 | 0 | 0 | 0 | 0 | 0 | 0 | 0 | 0 | 0 | 0 | 0 | 0 | 0 | 0 | 0 | 0 | 0 | 0 | 0 | 0 | 0
2 | 100 | 114 | 100 114 Proper Refrigerant Charging and Air Flow / Multi Attached | 0 | 0 | 0 | 0 | 0 | -0.17447 | -0.17899 | -0.17496 | -0.17957 | -0.17743 | -0.17651 | -0.17749 | 0 | 0 | 0 | 0 | 0 | 0 | 0 | 0 | 0 | 0 | 0 | 0 | 0 | 0 | 0 | 0 | 0 | 0
2 | 100 | 115 | 100 115 Electronically Commutated Motors (ECM) on an Air Handler Unit / Multi Attached | 0 | 0 | 0 | 0 | 0 | -0.09964 | -0.1011 | -0.10013 | -0.1026 | -0.10181 | -0.10052 | -0.10205 | -0.10059 | -0.10083 | -0.10107 | -0.10083 | -0.099854 | 0 | 0 | 0 | 0 | 0 | 0 | 0 | 0 | 0 | 0 | 0 | 0 | 0
2 | 100 | 116 | 100 116 Duct Repair / Multi Attached | 0 | 0 | 0 | 0 | 0 | -0.70792 | -0.72415 | -0.7084 | -0.72662 | -0.71729 | -0.70801 | -0.7168 | -0.7085 | -0.71069 | -0.71191 | -0.71411 | -0.70703 | -0.78564 | -0.73535 | -0.73291 | 0 | 0 | 0 | 0 | 0 | 0 | 0 | 0 | 0 | 0
2 | 100 | 117 | 100 117 Reflective Roof / Multi Attached | 0 | 0 | 0 | 0 | 0 | -0.39212 | -0.40067 | -0.39261 | -0.40271 | -0.39764 | -0.39258 | -0.39771 | -0.39282 | -0.39404 | -0.39478 | -0.39575 | -0.39185 | 0 | 0 | 0 | 0 | 0 | 0 | 0 | 0 | 0 | 0 | 0 | 0 | 0
2 | 100 | 118 | 100 118 Radient Barrier / Multi Attached | 0 | 0 | 0 | 0 | 0 | -0.21658 | -0.22098 | -0.21707 | -0.22278 | -0.22015 | -0.21722 | -0.22021 | 0 | 0 | 0 | 0 | 0 | 0 | 0 | 0 | 0 | 0 | 0 | 0 | 0 | 0 | 0 | 0 | 0 | 0
2 | 100 | 119 | 100 119 Window Film / Multi Attached | 0 | 0 | 0 | 0 | 0 | -0.48099 | -0.49295 | -0.48148 | -0.49371 | -0.48749 | -0.48267 | -0.48755 | 0 | 0 | 0 | 0 | 0 | 0 | 0 | 0 | 0 | 0 | 0 | 0 | 0 | 0 | 0 | 0 | 0 | 0
2 | 100 | 120 | 100 120 Window Tinting / Multi Attached | 0 | 0 | 0 | 0 | 0 | -0.062149 | -0.062775 | -0.062653 | -0.06427 | -0.063904 | -0.063232 | -0.064209 | -0.062988 | -0.063232 | -0.063477 | -0.063232 | -0.0625 | -0.063232 | -0.064697 | -0.064453 | -0.063965 | -0.062744 | -0.0625 | -0.0625 | -0.062744 | -0.062988 | -0.062988 | -0.0625 | -0.0625 | -0.065918
2 | 100 | 121 | 100 121 Default Window With Sunscreen / Multi Attached | 0 | 0 | 0 | 0 | 0 | -0.13577 | -0.13846 | -0.13625 | -0.14001 | -0.13867 | -0.13672 | -0.13843 | 0 | 0 | 0 | 0 | 0 | 0 | 0 | 0 | 0 | 0 | 0 | 0 | 0 | 0 | 0 | 0 | 0 | 0
2 | 100 | 122 | 100 122 Single Pane Clear Windows to Double Pane Low-E Windows / Multi Attached | 0 | 0 | 0 | 0 | 0 | -0.29849 | -0.30618 | -0.29886 | -0.30676 | -0.30292 | -0.30023 | -0.30298 | -0.29932 | -0.30029 | -0.30078 | -0.30151 | -0.29834 | -0.29834 | -0.3103 | -0.30908 | -0.30542 | -0.30103 | -0.29883 | -0.30029 | -0.29858 | -0.30029 | -0.30078 | -0.29883 | -0.29688 | -0.31201
2 | 100 | 124 | 100 124 Ceiling R-0 to R-19 Insulation / Multi Attached | 0 | 0 | 0 | 0 | 0 | -0.30899 | -0.31693 | -0.30948 | -0.3175 | -0.31372 | -0.31079 | -0.31372 | -0.30981 | -0.31079 | -0.31128 | -0.31226 | -0.30884 | -0.30933 | -0.32104 | -0.32007 | -0.31592 | -0.31152 | 0 | 0 | 0 | 0 | 0 | 0 | 0 | 0
2 | 100 | 125 | 100 125 Ceiling R-19 to R-38 Insulation / Multi Attached | 0 | 0 | 0 | 0 | 0 | -0.01297 | -0.013947 | -0.013458 | -0.013733 | -0.01416 | -0.01532 | -0.014404 | -0.01416 | -0.013916 | -0.01416 | -0.013672 | -0.013672 | -0.01416 | -0.013672 | -0.013672 | -0.013916 | -0.013184 | 0 | 0 | 0 | 0 | 0 | 0 | 0 | 0
2 | 100 | 126 | 100 126 Wall 2x4 R-0 to Blow-In R-13 Insulation / Multi Attached | 0 | 0 | 0 | 0 | 0 | -0.036407 | -0.036652 | -0.036896 | -0.037964 | -0.038086 | -0.037292 | -0.037842 | -0.037354 | -0.037598 | -0.037598 | -0.037354 | -0.036865 | -0.036133 | -0.038086 | -0.037842 | -0.037842 | -0.036865 | 0 | 0 | 0 | 0 | 0 | 0 | 0 | 0
2 | 100 | 127 | 100 127 Weather Strip/Caulk w/Blower Door / Multi Attached | 0 | 0 | 0 | 0 | 0 | -0.01297 | -0.013947 | 0 | 0 | 0 | 0 | 0 | 0 | 0 | 0 | 0 | 0 | 0 | 0 | 0 | 0 | 0 | 0 | 0 | 0 | 0 | 0 | 0 | 0 | 0
2 | 130 | 132 | 130 132 15 SEER Split-System Heat Pump / Multi Attached | 0 | 0 | 0 | 0 | 0 | -0.11 | -0.11209 | -0.1105 | -0.11365 | -0.11249 | -0.11102 | -0.11255 | -0.11108 | -0.11133 | -0.11182 | -0.11157 | -0.11035 | 0 | 0 | 0 | 0 | 0 | 0 | 0 | 0 | 0 | 0 | 0 | 0 | 0
2 | 130 | 133 | 130 133 17 SEER Split-System Heat Pump / Multi Attached | 0 | 0 | 0 | 0 | 0 | -0.28091 | -0.28812 | -0.2814 | -0.28864 | -0.28534 | -0.28265 | -0.28516 | -0.28174 | -0.28271 | -0.2832 | -0.28369 | -0.28101 | 0 | 0 | 0 | 0 | 0 | 0 | 0 | 0 | 0 | 0 | 0 | 0 | 0
2 | 130 | 134 | 130 134 13 EER Geothermal Heat Pump / Multi Attached | 0 | 0 | 0 | 0 | 0 | -0.28201 | -0.28934 | -0.2825 | -0.28986 | -0.28638 | -0.28387 | -0.28638 | -0.28296 | -0.28394 | -0.28442 | -0.28491 | -0.28101 | 0 | 0 | 0 | 0 | 0 | 0 | 0 | 0 | 0 | 0 | 0 | 0 | 0
2 | 130 | 136 | 130 136 Attic Venting / Multi Attached | 0 | 0 | 0 | 0 | 0 | -0.080841 | -0.083282 | -0.081329 | -0.083618 | -0.082947 | -0.082947 | -0.083008 | 0 | 0 | 0 | 0 | 0 | 0 | 0 | 0 | 0 | 0 | 0 | 0 | 0 | 0 | 0 | 0 | 0 | 0
2 | 130 | 137 | 130 137 Sealed Attics / Multi Attached | 0 | 0 | 0 | 0 | 0 | -0.48209 | -0.49295 | -0.48257 | -0.49518 | -0.48871 | -0.48267 | -0.48853 | -0.48291 | -0.48438 | -0.48535 | -0.48657 | -0.48169 | -0.48438 | -0.50098 | -0.49927 | -0.49292 | -0.48608 | -0.48267 | -0.48511 | -0.48169 | -0.48389 | -0.48633 | -0.48242 | -0.4834 | -0.50391
2 | 130 | 138 | 130 138 AC Maintenance (Outdoor Coil Cleaning) / Multi Attached | 0 | 0 | 0 | 0 | 0 | -0.58865 | 0 | 0 | 0 | 0 | 0 | 0 | 0 | 0 | 0 | 0 | 0 | 0 | 0 | 0 | 0 | 0 | 0 | 0 | 0 | 0 | 0 | 0 | 0 | 0
2 | 130 | 139 | 130 139 AC Maintenance (Indoor Coil Cleaning) / Multi Attached | 0 | 0 | 0 | 0 | 0 | -0.58865 | 0 | 0 | 0 | 0 | 0 | 0 | 0 | 0 | 0 | 0 | 0 | 0 | 0 | 0 | 0 | 0 | 0 | 0 | 0 | 0 | 0 | 0 | 0 | 0
2 | 130 | 140 | 130 140 Proper Refrigerant Charging and Air Flow / Multi Attached | 0 | 0 | 0 | 0 | 0 | -0.15811 | -0.16237 | -0.1586 | -0.16266 | -0.16089 | -0.1601 | -0.16113 | 0 | 0 | 0 | 0 | 0 | 0 | 0 | 0 | 0 | 0 | 0 | 0 | 0 | 0 | 0 | 0 | 0 | 0
2 | 130 | 141 | 130 141 Electronically Commutated Motors (ECM) on an Air Handler Unit / Multi Attached | 0 | 0 | 0 | 0 | 0 | -0.26566 | -0.27249 | -0.26627 | -0.27307 | -0.27002 | -0.26752 | -0.26978 | -0.2666 | -0.26758 | -0.26782 | -0.26831 | -0.26562 | 0 | 0 | 0 | 0 | 0 | 0 | 0 | 0 | 0 | 0 | 0 | 0 | 0
2 | 130 | 142 | 130 142 Duct Repair / Multi Attached | 0 | 0 | 0 | 0 | 0 | -0.70792 | -0.72415 | -0.7084 | -0.72662 | -0.71729 | -0.70801 | -0.7168 | -0.7085 | -0.71069 | -0.71191 | -0.71411 | -0.70703 | -0.78564 | -0.73535 | -0.73291 | 0 | 0 | 0 | 0 | 0 | 0 | 0 | 0 | 0 | 0
2 | 130 | 143 | 130 143 Reflective Roof / Multi Attached | 0 | 0 | 0 | 0 | 0 | -0.39212 | -0.40067 | -0.39261 | -0.40271 | -0.39764 | -0.39258 | -0.39771 | -0.39282 | -0.39404 | -0.39478 | -0.39575 | -0.39185 | 0 | 0 | 0 | 0 | 0 | 0 | 0 | 0 | 0 | 0 | 0 | 0 | 0
2 | 130 | 144 | 130 144 Radient Barrier / Multi Attached | 0 | 0 | 0 | 0 | 0 | -0.18961 | -0.19363 | -0.19009 | -0.19513 | -0.19312 | -0.19043 | -0.19287 | 0 | 0 | 0 | 0 | 0 | 0 | 0 | 0 | 0 | 0 | 0 | 0 | 0 | 0 | 0 | 0 | 0 | 0
2 | 130 | 145 | 130 145 Window Film / Multi Attached | 0 | 0 | 0 | 0 | 0 | -0.48099 | -0.49295 | -0.48148 | -0.49371 | -0.48749 | -0.48267 | -0.48755 | 0 | 0 | 0 | 0 | 0 | 0 | 0 | 0 | 0 | 0 | 0 | 0 | 0 | 0 | 0 | 0 | 0 | 0
2 | 130 | 146 | 130 146 Window Tinting / Multi Attached | 0 | 0 | 0 | 0 | 0 | -0.060944 | -0.062775 | -0.061554 | -0.06311 | -0.062683 | -0.063232 | -0.062744 | -0.062012 | -0.062256 | -0.062256 | -0.062012 | -0.061279 | -0.060791 | -0.063721 | -0.063477 | -0.062744 | -0.061523 | -0.061279 | -0.061523 | -0.061523 | -0.062012 | -0.061523 | -0.061523 | -0.060547 | -0.063965
2 | 130 | 147 | 130 147 Default Window With Sunscreen / Multi Attached | 0 | 0 | 0 | 0 | 0 | -0.11832 | -0.12039 | -0.11879 | -0.12189 | -0.12085 | -0.11938 | -0.12085 | 0 | 0 | 0 | 0 | 0 | 0 | 0 | 0 | 0 | 0 | 0 | 0 | 0 | 0 | 0 | 0 | 0 | 0
2 | 130 | 148 | 130 148 Single Pane Clear Windows to Double Pane Low-E Windows / Multi Attached | 0 | 0 | 0 | 0 | 0 | -0.26102 | -0.26785 | -0.26151 | -0.26843 | -0.26514 | -0.26288 | -0.26514 | -0.26196 | -0.2627 | -0.26318 | -0.26367 | -0.26099 | -0.26147 | -0.27124 | -0.27051 | -0.26709 | -0.26343 | -0.26147 | -0.2627 | -0.26123 | -0.26221 | -0.26367 | -0.26172 | -0.26074 | -0.27295
2 | 130 | 150 | 130 150 Ceiling R-0 to R-19 Insulation / Multi Attached | 0 | 0 | 0 | 0 | 0 | -0.45535 | -0.46536 | -0.45572 | -0.46741 | -0.46143 | -0.45557 | -0.46143 | -0.45581 | -0.45752 | -0.45825 | -0.45947 | -0.45605 | -0.45874 | -0.47412 | -0.47241 | -0.46655 | -0.46021 | 0 | 0 | 0 | 0 | 0 | 0 | 0 | 0
2 | 130 | 151 | 130 151 Ceiling R-19 to R-38 Insulation / Multi Attached | 0 | 0 | 0 | 0 | 0 | -0.02005 | -0.021027 | -0.020538 | -0.021057 | -0.021423 | -0.022217 | -0.021484 | -0.020996 | -0.020996 | -0.02124 | -0.020752 | -0.020508 | -0.021484 | -0.020996 | -0.020996 | -0.020996 | -0.020264 | 0 | 0 | 0 | 0 | 0 | 0 | 0 | 0
2 | 130 | 152 | 130 152 Wall 2x4 R-0 to Blow-In R-13 Insulation / Multi Attached | 0 | 0 | 0 | 0 | 0 | -0.052887 | -0.053253 | -0.05336 | -0.05481 | -0.054443 | -0.05365 | -0.054443 | -0.053711 | -0.053955 | -0.054199 | -0.053711 | -0.053223 | -0.053223 | -0.055176 | -0.054932 | -0.054443 | -0.053223 | 0 | 0 | 0 | 0 | 0 | 0 | 0 | 0
2 | 130 | 153 | 130 153 Weather Strip/Caulk w/Blower Door / Multi Attached | 0 | 0 | 0 | 0 | 0 | -0.02005 | -0.021027 | 0 | 0 | 0 | 0 | 0 | 0 | 0 | 0 | 0 | 0 | 0 | 0 | 0 | 0 | 0 | 0 | 0 | 0 | 0 | 0 | 0 | 0 | 0
2 | 190 | 191 | 190 191 HE Room Air Conditioner - EER 11 / Multi Attached | 0 | 0 | 0 | 0 | 0 | -0.1265 | -0.12894 | -0.12698 | -0.13043 | -0.12909 | -0.12738 | -0.12915 | -0.12744 | -0.12769 | -0.12817 | -0.12817 | -0.12671 | 0 | 0 | 0 | 0 | 0 | 0 | 0 | 0 | 0 | 0 | 0 | 0 | 0
2 | 190 | 192 | 190 192 HE Room Air Conditioner - EER 12 / Multi Attached | 0 | 0 | 0 | 0 | 0 | -0.23306 | -0.23782 | -0.23343 | -0.23956 | -0.23676 | -0.23358 | -0.23657 | -0.23364 | -0.23462 | -0.23511 | -0.23535 | -0.23291 | 0 | 0 | 0 | 0 | 0 | 0 | 0 | 0 | 0 | 0 | 0 | 0 | 0
2 | 190 | 196 | 190 196 Reflective Roof / Multi Attached | 0 | 0 | 0 | 0 | 0 | -0.16043 | -0.1636 | -0.1608 | -0.16516 | -0.16333 | -0.16132 | -0.16333 | -0.16138 | -0.16187 | -0.16211 | -0.16235 | -0.16064 | 0 | 0 | 0 | 0 | 0 | 0 | 0 | 0 | 0 | 0 | 0 | 0 | 0
2 | 190 | 197 | 190 197 Window Film / Multi Attached | 0 | 0 | 0 | 0 | 0 | -0.02359 | -0.024445 | -0.024078 | -0.02478 | -0.024902 | -0.025574 | -0.024902 | 0 | 0 | 0 | 0 | 0 | 0 | 0 | 0 | 0 | 0 | 0 | 0 | 0 | 0 | 0 | 0 | 0 | 0
2 | 190 | 198 | 190 198 Window Tinting / Multi Attached | 0 | 0 | 0 | 0 | 0 | -0.038727 | -0.039093 | -0.039215 | -0.040344 | -0.040222 | -0.039795 | -0.040283 | -0.039795 | -0.039795 | -0.040039 | -0.039795 | -0.039307 | -0.038574 | -0.040527 | -0.040283 | -0.040283 | -0.039062 | -0.039062 | -0.039062 | -0.039307 | -0.039551 | -0.039062 | -0.039062 | -0.038086 | -0.041016
2 | 190 | 199 | 190 199 Default Window With Sunscreen / Multi Attached | 0 | 0 | 0 | 0 | 0 | -0.083282 | -0.085724 | -0.083771 | -0.085815 | -0.085205 | -0.085205 | -0.085449 | 0 | 0 | 0 | 0 | 0 | 0 | 0 | 0 | 0 | 0 | 0 | 0 | 0 | 0 | 0 | 0 | 0 | 0
2 | 190 | 200 | 190 200 Single Pane Clear Windows to Double Pane Low-E Windows / Multi Attached | 0 | 0 | 0 | 0 | 0 | -0.18497 | -0.18997 | -0.18546 | -0.19031 | -0.18817 | -0.18701 | -0.18823 | -0.18579 | -0.18652 | -0.18701 | -0.18701 | -0.1853 | -0.18579 | -0.19238 | -0.19165 | -0.18945 | -0.18652 | -0.1853 | -0.18628 | -0.1853 | -0.18604 | -0.18652 | -0.18555 | -0.18457 | -0.19385
2 | 190 | 202 | 190 202 Ceiling R-0 to R-19 Insulation / Multi Attached | 0 | 0 | 0 | 0 | 0 | -0.12759 | -0.13113 | -0.1282 | -0.13147 | -0.13031 | -0.12964 | -0.13013 | -0.12866 | -0.12915 | -0.12939 | -0.12939 | -0.12671 | -0.12671 | -0.13184 | -0.1311 | -0.12988 | -0.12744 | 0 | 0 | 0 | 0 | 0 | 0 | 0 | 0
2 | 190 | 203 | 190 203 Ceiling R-19 to R-38 Insulation / Multi Attached | 0 | 0 | 0 | 0 | 0 | -0.0036926 | -0.004425 | -0.0041809 | -0.0042725 | -0.0048218 | -0.0058594 | -0.0048828 | -0.0046387 | -0.0046387 | -0.0046387 | -0.0043945 | -0.0041504 | -0.0043945 | -0.0041504 | -0.0039062 | -0.0043945 | -0.0036621 | 0 | 0 | 0 | 0 | 0 | 0 | 0 | 0
2 | 190 | 204 | 190 204 Wall 2x4 R-0 to Blow-In R-13 Insulation / Multi Attached | 0 | 0 | 0 | 0 | 0 | -0.0058899 | -0.0066223 | -0.0063782 | -0.0066528 | -0.0073242 | -0.0083008 | -0.0073242 | -0.0070801 | -0.0068359 | -0.0070801 | -0.0065918 | -0.0065918 | -0.0068359 | -0.0065918 | -0.0065918 | -0.0068359 | -0.0061035 | 0 | 0 | 0 | 0 | 0 | 0 | 0 | 0
2 | 190 | 205 | 190 205 Weather Strip/Caulk w/Blower Door / Multi Attached | 0 | 0 | 0 | 0 | 0 | -0.01297 | -0.012726 | 0 | 0 | 0 | 0 | 0 | 0 | 0 | 0 | 0 | 0 | 0 | 0 | 0 | 0 | 0 | 0 | 0 | 0 | 0 | 0 | 0 | 0 | 0
2 | 220 | 221 | 220 221 CFL (18-Watt integral ballast), 0.5 hr/day / Multi Attached | 0 | 0 | 0 | 0 | 0 | -0.010529 | -0.011261 | -0.011261 | -0.011597 | -0.011902 | -0.012939 | -0.011963 | -0.011719 | -0.011719 | -0.011719 | -0.01123 | -0.01123 | -0.011719 | -0.011475 | -0.01123 | -0.011475 | -0.010742 | -0.010986 | -0.010742 | -0.011475 | -0.01123 | -0.010742 | -0.01123 | -0.01123 | 0
2 | 230 | 231 | 230 231 CFL (18-Watt integral ballast), 2.5 hr/day / Multi Attached | 0 | 0 | 0 | 0 | 0 | -0.060944 | -0.062775 | 0 | 0 | 0 | 0 | 0 | 0 | 0 | 0 | 0 | 0 | 0 | 0 | 0 | 0 | 0 | 0 | 0 | 0 | 0 | 0 | 0 | 0 | 0
2 | 240 | 241 | 240 241 CFL (18-Watt integral ballast), 6.0 hr/day / Multi Attached | 0 | 0 | 0 | 0 | 0 | 0 | 0 | 0 | 0 | 0 | 0 | 0 | 0 | 0 | 0 | 0 | 0 | 0 | 0 | 0 | 0 | 0 | 0 | 0 | 0 | 0 | 0 | 0 | 0 | 0
2 | 250 | 251 | 250 251 ROB 2L4'T8, 1EB / Multi Attached | 0 | 0 | 0 | 0 | 0 | -0.0036926 | -0.0029602 | -0.0041809 | -0.0042725 | -0.0048218 | -0.0045776 | -0.0048828 | -0.0046387 | -0.0046387 | -0.0046387 | -0.0043945 | -0.0029297 | -0.0031738 | -0.0029297 | -0.0029297 | -0.0031738 | -0.0026855 | -0.0026855 | -0.0024414 | -0.0031738 | -0.003418 | -0.0029297 | -0.0029297 | -0.0029297 | -0.003418
2 | 250 | 252 | 250 252 RET 2L4'T8, 1EB / Multi Attached | 0 | 0 | 0 | 0 | 0 | -0.0036926 | -0.0029602 | -0.0041809 | -0.0042725 | -0.0048218 | -0.0045776 | -0.0048828 | -0.0046387 | -0.0046387 | -0.0046387 | -0.0043945 | -0.0029297 | -0.0031738 | -0.0029297 | -0.0029297 | -0.0031738 | -0.0026855 | -0.0026855 | -0.0024414 | -0.0031738 | -0.003418 | -0.0029297 | -0.0029297 | -0.0029297 | -0.003418
2 | 260 | 261 | 260 261 CFL - medium screw based <30 Watts / Multi Attached | 0 | 0 | 0 | 0 | 0 | 0 | 0 | 0 | 0 | 0 | 0 | 0 | 0 | 0 | 0 | 0 | 0 | 0 | 0 | 0 | 0 | 0 | 0 | 0 | 0 | 0 | 0 | 0 | 0 | 0
2 | 260 | 262 | 260 262 Photocell/timeclock / Multi Attached | 0 | 0 | 0 | 0 | 0 | -0.0036926 | -0.004425 | -0.0041809 | -0.0042725 | -0.0048218 | -0.0058594 | -0.0048828 | -0.0046387 | -0.0046387 | -0.0046387 | -0.0043945 | -0.0041504 | -0.0043945 | -0.0041504 | -0.0039062 | -0.0043945 | -0.0036621 | -0.0041504 | -0.0036621 | -0.0043945 | -0.0043945 | -0.0039062 | -0.0039062 | -0.0039062 | -0.0043945
2 | 300 | 301 | 300 301 HE Refrigerator - Energy Star version of above / Multi Attached | 0 | 0 | 0 | 0 | 0 | -0.041168 | -0.042755 | -0.041656 | -0.042847 | -0.042725 | -0.043152 | -0.042725 | -0.041992 | -0.042236 | -0.042236 | -0.041992 | 0 | 0 | 0 | 0 | 0 | 0 | 0 | 0 | 0 | 0 | 0 | 0 | 0 | 0
2 | 350 | 351 | 350 351 HE Freezer / Multi Attached | 0 | 0 | 0 | 0 | 0 | -0.01651 | -0.017365 | -0.016998 | -0.017456 | -0.017761 | -0.018799 | -0.018066 | -0.017578 | 0 | 0 | 0 | 0 | 0 | 0 | 0 | 0 | 0 | 0 | 0 | 0 | 0 | 0 | 0 | 0 | 0
2 | 400 | 401 | 400 401 Heat Pump Water Heater (EF=2.9) / Multi Attached | 0 | 0 | 0 | 0 | 0 | -0.32547 | -0.33377 | -0.32584 | -0.33429 | -0.33032 | -0.32715 | -0.33032 | 0 | 0 | 0 | 0 | 0 | 0 | 0 | 0 | 0 | 0 | 0 | 0 | 0 | 0 | 0 | 0 | 0 | 0
2 | 400 | 403 | 400 403 Solar Water Heat / Multi Attached | 0 | 0 | 0 | 0 | 0 | -0.22598 | -0.23074 | -0.22647 | -0.23224 | -0.22943 | -0.2265 | -0.22974 | -0.22681 | -0.22754 | -0.22778 | -0.22852 | -0.22485 | 0 | 0 | 0 | 0 | 0 | 0 | 0 | 0 | 0 | 0 | 0 | 0 | 0
2 | 400 | 404 | 400 404 AC Heat Recovery Units / Multi Attached | 0 | 0 | 0 | 0 | 0 | -0.0961 | -0.097687 | -0.096588 | -0.098999 | -0.098084 | -0.096924 | -0.098389 | 0 | 0 | 0 | 0 | 0 | 0 | 0 | 0 | 0 | 0 | 0 | 0 | 0 | 0 | 0 | 0 | 0 | 0
2 | 400 | 405 | 400 405 Low Flow Showerhead / Multi Attached | 0 | 0 | 0 | 0 | 0 | -0.034088 | -0.03421 | -0.034576 | -0.035706 | -0.035583 | -0.035156 | -0.035645 | 0 | 0 | 0 | 0 | 0 | 0 | 0 | 0 | 0 | 0 | 0 | 0 | 0 | 0 | 0 | 0 | 0 | 0
2 | 400 | 406 | 400 406 Pipe Wrap / Multi Attached | 0 | 0 | 0 | 0 | 0 | -0.0094299 | -0.010284 | -0.009903 | -0.010376 | -0.010681 | -0.011719 | -0.010742 | -0.010498 | -0.010498 | -0.010742 | 0 | 0 | 0 | 0 | 0 | 0 | 0 | 0 | 0 | 0 | 0 | 0 | 0 | 0 | 0
2 | 400 | 407 | 400 407 Faucet Aerators / Multi Attached | 0 | 0 | 0 | 0 | 0 | -0.01297 | -0.013947 | -0.013458 | -0.013733 | -0.01416 | -0.01532 | -0.014404 | 0 | 0 | 0 | 0 | 0 | 0 | 0 | 0 | 0 | 0 | 0 | 0 | 0 | 0 | 0 | 0 | 0 | 0
2 | 400 | 408 | 400 408 Water Heater Blanket / Multi Attached | 0 | 0 | 0 | 0 | 0 | -0.045807 | -0.047394 | -0.046295 | -0.047424 | 0 | 0 | 0 | 0 | 0 | 0 | 0 | 0 | 0 | 0 | 0 | 0 | 0 | 0 | 0 | 0 | 0 | 0 | 0 | 0 | 0
2 | 400 | 409 | 400 409 Water Heater Temperature Check and Adjustment / Multi Attached | 0 | 0 | 0 | 0 | 0 | -0.0036926 | -0.0029602 | 0 | 0 | 0 | 0 | 0 | 0 | 0 | 0 | 0 | 0 | 0 | 0 | 0 | 0 | 0 | 0 | 0 | 0 | 0 | 0 | 0 | 0 | 0
2 | 400 | 410 | 400 410 Water Heater Timeclock / Multi Attached | 0 | 0 | 0 | 0 | 0 | -0.022369 | -0.023468 | -0.022858 | -0.02356 | -0.023865 | -0.024658 | -0.023926 | 0 | 0 | 0 | 0 | 0 | 0 | 0 | 0 | 0 | 0 | 0 | 0 | 0 | 0 | 0 | 0 | 0 | 0
2 | 400 | 411 | 400 411 Heat Trap / Multi Attached | 0 | 0 | 0 | 0 | 0 | -0.041168 | -0.042755 | -0.041656 | -0.042847 | -0.042725 | -0.043152 | -0.042725 | 0 | 0 | 0 | 0 | 0 | 0 | 0 | 0 | 0 | 0 | 0 | 0 | 0 | 0 | 0 | 0 | 0 | 0
2 | 500 | 502 | 500 502 Energy Star CW CEE Tier 2 (MEF=2.0) / Multi Attached | 0 | 0 | 0 | 0 | 0 | -0.034088 | -0.035431 | -0.034576 | -0.035706 | -0.035583 | -0.036377 | -0.035645 | -0.035156 | 0 | 0 | 0 | 0 | 0 | 0 | 0 | 0 | 0 | 0 | 0 | 0 | 0 | 0 | 0 | 0 | 0
2 | 500 | 503 | 500 503 Energy Star CW CEE Tier 3 (MEF=2.2) / Multi Attached | 0 | 0 | 0 | 0 | 0 | -0.045807 | -0.047394 | -0.046295 | -0.047424 | -0.047302 | -0.048096 | -0.047607 | -0.046631 | 0 | 0 | 0 | 0 | 0 | 0 | 0 | 0 | 0 | 0 | 0 | 0 | 0 | 0 | 0 | 0 | 0
2 | 700 | 701 | 700 701 Energy Star DW (EF=0.68) / Multi Attached | 0 | 0 | 0 | 0 | 0 | -0.031631 | -0.031769 | -0.032257 | -0.03302 | -0.033142 | -0.032654 | -0.033203 | -0.032715 | -0.032959 | -0.032959 | 0 | 0 | 0 | 0 | 0 | 0 | 0 | 0 | 0 | 0 | 0 | 0 | 0 | 0 | 0
2 | 800 | 801 | 800 801 Two Speed Pool Pump (1.5 hp) / Multi Attached | 0 | 0 | 0 | 0 | 0 | -0.4236 | -0.43436 | 0 | 0 | 0 | 0 | 0 | 0 | 0 | 0 | 0 | 0 | 0 | 0 | 0 | 0 | 0 | 0 | 0 | 0 | 0 | 0 | 0 | 0 | 0
2 | 800 | 802 | 800 802 High Efficiency One Speed Pool Pump (1.5 hp) / Multi Attached | 0 | 0 | 0 | 0 | 0 | -0.21304 | -0.21732 | 0 | 0 | 0 | 0 | 0 | 0 | 0 | 0 | 0 | 0 | 0 | 0 | 0 | 0 | 0 | 0 | 0 | 0 | 0 | 0 | 0 | 0 | 0
2 | 800 | 803 | 800 803 Variable-Speed Pool Pump (<1 hp) / Multi Attached | 0 | 0 | 0 | 0 | 0 | -0.63785 | -0.65237 | -0.63834 | -0.6546 | -0.64624 | -0.63788 | -0.64575 | 0 | 0 | 0 | 0 | 0 | 0 | 0 | 0 | 0 | 0 | 0 | 0 | 0 | 0 | 0 | 0 | 0 | 0
2 | 800 | 804 | 800 804 PV-Powered Pool Pumps / Multi Attached | 0 | 0 | 0 | 0 | 0 | -0.85306 | -0.87283 | -0.85342 | -0.87555 | -0.86395 | -0.85278 | -0.86353 | 0 | 0 | 0 | 0 | 0 | 0 | 0 | 0 | 0 | 0 | 0 | 0 | 0 | 0 | 0 | 0 | 0 | 0
2 | 900 | 901 | 900 901 Energy Star TV / Multi Attached | 0 | 0 | 0 | 0 | 0 | -0.0023499 | -0.0017395 | -0.0030823 | -0.0032349 | 0 | 0 | 0 | 0 | 0 | 0 | 0 | 0 | 0 | 0 | 0 | 0 | 0 | 0 | 0 | 0 | 0 | 0 | 0 | 0 | 0
2 | 910 | 911 | 910 911 Energy Star TV / Multi Attached | 0 | 0 | 0 | 0 | 0 | -0.01297 | -0.013947 | -0.013458 | -0.013733 | 0 | 0 | 0 | 0 | 0 | 0 | 0 | 0 | 0 | 0 | 0 | 0 | 0 | 0 | 0 | 0 | 0 | 0 | 0 | 0 | 0
2 | 920 | 921 | 920 921 Energy Star Set-Top Box / Multi Attached | 0 | 0 | 0 | 0 | 0 | -0.015411 | -0.014923 | -0.0159 | -0.016418 | 0 | 0 | 0 | 0 | 0 | 0 | 0 | 0 | 0 | 0 | 0 | 0 | 0 | 0 | 0 | 0 | 0 | 0 | 0 | 0 | 0
2 | 930 | 931 | 930 931 Energy Star DVD Player / Multi Attached | 0 | 0 | 0 | 0 | 0 | -0.0083313 | -0.0090637 | -0.0088196 | -0.0090942 | 0 | 0 | 0 | 0 | 0 | 0 | 0 | 0 | 0 | 0 | 0 | 0 | 0 | 0 | 0 | 0 | 0 | 0 | 0 | 0 | 0
2 | 940 | 941 | 940 941 Energy Star VCR / Multi Attached | 0 | 0 | 0 | 0 | 0 | -0.017609 | -0.017365 | -0.018097 | -0.018921 | 0 | 0 | 0 | 0 | 0 | 0 | 0 | 0 | 0 | 0 | 0 | 0 | 0 | 0 | 0 | 0 | 0 | 0 | 0 | 0 | 0
2 | 950 | 951 | 950 951 Energy Star Desktop PC / Multi Attached | 0 | 0 | 0 | 0 | 0 | -0.0094299 | -0.0090637 | -0.009903 | -0.010376 | 0 | 0 | 0 | 0 | 0 | 0 | 0 | 0 | 0 | 0 | 0 | 0 | 0 | 0 | 0 | 0 | 0 | 0 | 0 | 0 | 0
2 | 960 | 961 | 960 961 Energy Star Laptop PC / Multi Attached | 0 | 0 | 0 | 0 | 0 | -0.0036926 | -0.0029602 | -0.0041809 | -0.0042725 | 0 | 0 | 0 | 0 | 0 | 0 | 0 | 0 | 0 | 0 | 0 | 0 | 0 | 0 | 0 | 0 | 0 | 0 | 0 | 0 | 0
3 | 100 | 102 | 100 102 15 SEER Split-System Air Conditioner / Single Detached - Manufactured | 0 | 0 | 0 | 0 | 0 | -0.15811 | -0.16116 | -0.1586 | -0.16266 | -0.16089 | -0.15894 | -0.16113 | -0.15894 | -0.15942 | -0.15991 | -0.15991 | -0.1582 | -0.15869 | -0.16431 | -0.16382 | 0 | 0 | 0 | 0 | 0 | 0 | 0 | 0 | 0 | 0
3 | 100 | 103 | 100 103 17 SEER Split-System Air Conditioner / Single Detached - Manufactured | 0 | 0 | 0 | 0 | 0 | -0.4014 | -0.41042 | -0.40187 | -0.41217 | -0.40698 | -0.40179 | -0.40698 | -0.4021 | -0.40356 | -0.40405 | -0.40527 | -0.40112 | -0.40112 | -0.41699 | -0.41553 | 0 | 0 | 0 | 0 | 0 | 0 | 0 | 0 | 0 | 0
3 | 100 | 104 | 100 104 19 SEER Split-System Air Conditioner / Single Detached - Manufactured | 0 | 0 | 0 | 0 | 0 | -0.57462 | -0.58768 | -0.57498 | -0.58997 | -0.58221 | -0.57495 | -0.58203 | -0.5752 | -0.57715 | -0.57812 | -0.57983 | -0.5752 | -0.5752 | -0.5979 | -0.59595 | 0 | 0 | 0 | 0 | 0 | 0 | 0 | 0 | 0 | 0
3 | 100 | 105 | 100 105 14 SEER Split-System Heat Pump / Single Detached - Manufactured | 0 | 0 | 0 | 0 | 0 | -0.63309 | -0.64871 | -0.63345 | -0.64972 | -0.6413 | -0.63428 | -0.64111 | -0.63354 | -0.63574 | -0.63672 | -0.63867 | -0.63135 | 0 | 0 | 0 | 0 | 0 | 0 | 0 | 0 | 0 | 0 | 0 | 0 | 0
3 | 100 | 106 | 100 106 15 SEER Split-System Heat Pump / Single Detached - Manufactured | 0 | 0 | 0 | 0 | 0 | -0.63553 | -0.64992 | -0.63589 | -0.65222 | -0.64374 | -0.6355 | -0.64355 | -0.63574 | -0.63818 | -0.63916 | -0.64111 | -0.63354 | 0 | 0 | 0 | 0 | 0 | 0 | 0 | 0 | 0 | 0 | 0 | 0 | 0
3 | 100 | 107 | 100 107 17 SEER Split-System Heat Pump / Single Detached - Manufactured | 0 | 0 | 0 | 0 | 0 | -0.85892 | -0.87991 | -0.85941 | -0.88141 | -0.86981 | -0.85986 | -0.86938 | -0.85913 | -0.8623 | -0.86353 | -0.86621 | -0.85767 | 0 | 0 | 0 | 0 | 0 | 0 | 0 | 0 | 0 | 0 | 0 | 0 | 0
3 | 100 | 108 | 100 108 13 EER Geothermal Heat Pump / Single Detached - Manufactured | 0 | 0 | 0 | 0 | 0 | -0.8566 | -0.87747 | -0.85696 | -0.87897 | -0.86743 | -0.8576 | -0.86719 | -0.85669 | -0.85986 | -0.86108 | -0.86401 | -0.85522 | 0 | 0 | 0 | 0 | 0 | 0 | 0 | 0 | 0 | 0 | 0 | 0 | 0
3 | 100 | 109 | 100 109 HVAC Proper Sizing / Single Detached - Manufactured | 0 | 0 | 0 | 0 | 0 | -0.13821 | -0.14212 | -0.1387 | -0.14215 | -0.14081 | -0.14032 | -0.14087 | -0.13892 | -0.1394 | -0.13989 | -0.13989 | -0.13843 | 0 | 0 | 0 | 0 | 0 | 0 | 0 | 0 | 0 | 0 | 0 | 0 | 0
3 | 100 | 110 | 100 110 Attic Venting / Single Detached - Manufactured | 0 | 0 | 0 | 0 | 0 | -0.13712 | -0.1409 | -0.1376 | -0.14124 | -0.13965 | -0.13886 | -0.13989 | 0 | 0 | 0 | 0 | 0 | 0 | 0 | 0 | 0 | 0 | 0 | 0 | 0 | 0 | 0 | 0 | 0 | 0
3 | 100 | 111 | 100 111 Sealed Attic w/Sprayed Foam Insulated Roof Deck / Single Detached - Manufactured | 0 | 0 | 0 | 0 | 0 | -0.49966 | -0.51102 | -0.50027 | -0.513 | -0.50653 | -0.5 | -0.50635 | -0.50024 | -0.5022 | -0.50293 | -0.50439 | -0.49927 | -0.49902 | -0.51904 | -0.51733 | -0.51074 | -0.50391 | -0.50024 | -0.50293 | -0.49951 | -0.50146 | -0.50391 | -0.5 | -0.49756 | -0.52197
3 | 100 | 112 | 100 112 AC Maintenance (Outdoor Coil Cleaning) / Single Detached - Manufactured | 0 | 0 | 0 | 0 | 0 | -0.16043 | 0 | 0 | 0 | 0 | 0 | 0 | 0 | 0 | 0 | 0 | 0 | 0 | 0 | 0 | 0 | 0 | 0 | 0 | 0 | 0 | 0 | 0 | 0 | 0
3 | 100 | 113 | 100 113 AC Maintenance (Indoor Coil Cleaning) / Single Detached - Manufactured | 0 | 0 | 0 | 0 | 0 | -0.15811 | 0 | 0 | 0 | 0 | 0 | 0 | 0 | 0 | 0 | 0 | 0 | 0 | 0 | 0 | 0 | 0 | 0 | 0 | 0 | 0 | 0 | 0 | 0 | 0
3 | 100 | 114 | 100 114 Proper Refrigerant Charging and Air Flow / Single Detached - Manufactured | 0 | 0 | 0 | 0 | 0 | -0.2283 | -0.23416 | -0.22879 | -0.23474 | -0.23187 | -0.23022 | -0.23193 | 0 | 0 | 0 | 0 | 0 | 0 | 0 | 0 | 0 | 0 | 0 | 0 | 0 | 0 | 0 | 0 | 0 | 0
3 | 100 | 115 | 100 115 Electronically Commutated Motors (ECM) on an Air Handler Unit / Single Detached - Manufactured | 0 | 0 | 0 | 0 | 0 | -0.13004 | -0.1326 | -0.13052 | -0.13391 | -0.13257 | -0.13086 | -0.13257 | -0.13086 | -0.13135 | -0.13159 | -0.13159 | -0.13037 | 0 | 0 | 0 | 0 | 0 | 0 | 0 | 0 | 0 | 0 | 0 | 0 | 0
3 | 100 | 116 | 100 116 Duct Repair / Single Detached - Manufactured | 0 | 0 | 0 | 0 | 0 | -0.20377 | -0.20779 | -0.20425 | -0.20959 | -0.20721 | -0.20459 | -0.20703 | -0.20459 | -0.20532 | -0.20557 | -0.20581 | -0.20386 | -0.2041 | -0.21191 | -0.21094 | 0 | 0 | 0 | 0 | 0 | 0 | 0 | 0 | 0 | 0
3 | 100 | 117 | 100 117 Reflective Roof / Single Detached - Manufactured | 0 | 0 | 0 | 0 | 0 | -0.32657 | -0.33499 | -0.32706 | -0.33551 | -0.33154 | -0.32831 | -0.3313 | -0.32739 | -0.32837 | -0.32886 | -0.32983 | -0.32764 | 0 | 0 | 0 | 0 | 0 | 0 | 0 | 0 | 0 | 0 | 0 | 0 | 0
3 | 100 | 118 | 100 118 Radient Barrier / Single Detached - Manufactured | 0 | 0 | 0 | 0 | 0 | -0.35464 | -0.36234 | -0.35513 | -0.36438 | -0.35986 | -0.35522 | -0.35986 | 0 | 0 | 0 | 0 | 0 | 0 | 0 | 0 | 0 | 0 | 0 | 0 | 0 | 0 | 0 | 0 | 0 | 0
3 | 100 | 119 | 100 119 Window Film / Single Detached - Manufactured | 0 | 0 | 0 | 0 | 0 | -0.069122 | -0.070099 | -0.069733 | -0.071594 | -0.070984 | -0.070007 | -0.071045 | 0 | 0 | 0 | 0 | 0 | 0 | 0 | 0 | 0 | 0 | 0 | 0 | 0 | 0 | 0 | 0 | 0 | 0
3 | 100 | 120 | 100 120 Window Tinting / Single Detached - Manufactured | 0 | 0 | 0 | 0 | 0 | -0.093658 | -0.095245 | -0.094147 | -0.096741 | -0.095947 | -0.094666 | -0.095947 | -0.094727 | -0.094971 | -0.095215 | -0.095215 | -0.093994 | -0.094971 | -0.097656 | -0.097412 | -0.096436 | -0.094482 | -0.093994 | -0.094482 | -0.094238 | -0.094727 | -0.094727 | -0.094238 | -0.093262 | -0.098145
3 | 100 | 121 | 100 121 Default Window With Sunscreen / Single Detached - Manufactured | 0 | 0 | 0 | 0 | 0 | -0.58279 | -0.5972 | -0.58316 | -0.59821 | -0.59052 | -0.58423 | -0.59033 | 0 | 0 | 0 | 0 | 0 | 0 | 0 | 0 | 0 | 0 | 0 | 0 | 0 | 0 | 0 | 0 | 0 | 0
3 | 100 | 122 | 100 122 Single Pane Clear Windows to Double Pane Low-E Windows / Single Detached - Manufactured | 0 | 0 | 0 | 0 | 0 | -1.2884 | -1.3196 | -1.2887 | -1.3219 | -1.3042 | -1.2885 | -1.3035 | -1.2883 | -1.2927 | -1.2947 | -1.2991 | -1.2874 | -1.2878 | -1.3389 | -1.3345 | -1.3169 | -1.3003 | -1.2903 | -1.2974 | -1.2876 | -1.2935 | -1.2998 | -1.29 | -1.2852 | -1.3467
3 | 100 | 124 | 100 124 Ceiling R-0 to R-19 Insulation / Single Detached - Manufactured | 0 | 0 | 0 | 0 | 0 | -0.38968 | -0.39944 | -0.39017 | -0.40021 | -0.39526 | -0.3913 | -0.39526 | -0.39038 | -0.3916 | -0.39258 | -0.39355 | -0.39062 | -0.39136 | -0.40625 | -0.40479 | -0.39966 | -0.39429 | 0 | 0 | 0 | 0 | 0 | 0 | 0 | 0
3 | 100 | 125 | 100 125 Ceiling R-19 to R-38 Insulation / Single Detached - Manufactured | 0 | 0 | 0 | 0 | 0 | -0.017609 | -0.01857 | -0.018097 | -0.018921 | -0.019043 | -0.02002 | -0.019043 | -0.018799 | -0.018555 | -0.018799 | -0.018555 | -0.018311 | -0.019043 | -0.018799 | -0.018555 | -0.018799 | -0.017822 | 0 | 0 | 0 | 0 | 0 | 0 | 0 | 0
3 | 100 | 126 | 100 126 Wall 2x4 R-0 to Blow-In R-13 Insulation / Single Detached - Manufactured | 0 | 0 | 0 | 0 | 0 | -0.055084 | -0.056915 | -0.055573 | -0.057251 | -0.056824 | -0.057373 | -0.056885 | -0.056152 | -0.056152 | -0.056396 | -0.056152 | -0.055664 | -0.055908 | -0.057617 | -0.057129 | -0.056885 | -0.055664 | 0 | 0 | 0 | 0 | 0 | 0 | 0 | 0
3 | 100 | 127 | 100 127 Weather Strip/Caulk w/Blower Door / Single Detached - Manufactured | 0 | 0 | 0 | 0 | 0 | -0.015411 | -0.016144 | 0 | 0 | 0 | 0 | 0 | 0 | 0 | 0 | 0 | 0 | 0 | 0 | 0 | 0 | 0 | 0 | 0 | 0 | 0 | 0 | 0 | 0 | 0
3 | 130 | 132 | 130 132 15 SEER Split-System Heat Pump / Single Detached - Manufactured | 0 | 0 | 0 | 0 | 0 | -0.93375 | -0.95657 | -0.93411 | -0.95831 | -0.94556 | -0.93451 | -0.94507 | -0.93408 | -0.93726 | -0.93872 | -0.94189 | -0.93237 | 0 | 0 | 0 | 0 | 0 | 0 | 0 | 0 | 0 | 0 | 0 | 0 | 0
3 | 130 | 133 | 130 133 17 SEER Split-System Heat Pump / Single Detached - Manufactured | 0 | 0 | 0 | 0 | 0 | -0.36636 | -0.37552 | -0.36685 | -0.37634 | -0.37158 | -0.36786 | -0.37158 | -0.36694 | -0.36841 | -0.3689 | -0.36987 | -0.36499 | 0 | 0 | 0 | 0 | 0 | 0 | 0 | 0 | 0 | 0 | 0 | 0 | 0
3 | 130 | 134 | 130 134 13 EER Geothermal Heat Pump / Single Detached - Manufactured | 0 | 0 | 0 | 0 | 0 | -0.36404 | -0.3721 | -0.36441 | -0.37384 | -0.36908 | -0.3645 | -0.36914 | -0.36475 | -0.36597 | -0.36646 | -0.36768 | -0.36499 | 0 | 0 | 0 | 0 | 0 | 0 | 0 | 0 | 0 | 0 | 0 | 0 | 0
3 | 130 | 136 | 130 136 Attic Venting / Single Detached - Manufactured | 0 | 0 | 0 | 0 | 0 | -0.12064 | -0.12405 | -0.12112 | -0.12433 | -0.12299 | -0.12256 | -0.12329 | 0 | 0 | 0 | 0 | 0 | 0 | 0 | 0 | 0 | 0 | 0 | 0 | 0 | 0 | 0 | 0 | 0 | 0
3 | 130 | 137 | 130 137 Sealed Attics / Single Detached - Manufactured | 0 | 0 | 0 | 0 | 0 | -0.56412 | -0.57669 | -0.56448 | -0.57892 | -0.57147 | -0.56415 | -0.57153 | -0.56445 | -0.56665 | -0.56738 | -0.56934 | -0.56348 | -0.62646 | -0.58594 | -0.58374 | -0.57642 | -0.56885 | -0.5647 | -0.56738 | -0.56348 | -0.56592 | -0.56836 | -0.56445 | -0.625 | -0.58936
3 | 130 | 138 | 130 138 AC Maintenance (Outdoor Coil Cleaning) / Single Detached - Manufactured | 0 | 0 | 0 | 0 | 0 | -0.14749 | 0 | 0 | 0 | 0 | 0 | 0 | 0 | 0 | 0 | 0 | 0 | 0 | 0 | 0 | 0 | 0 | 0 | 0 | 0 | 0 | 0 | 0 | 0 | 0
3 | 130 | 139 | 130 139 AC Maintenance (Indoor Coil Cleaning) / Single Detached - Manufactured | 0 | 0 | 0 | 0 | 0 | -0.14639 | 0 | 0 | 0 | 0 | 0 | 0 | 0 | 0 | 0 | 0 | 0 | 0 | 0 | 0 | 0 | 0 | 0 | 0 | 0 | 0 | 0 | 0 | 0 | 0
3 | 130 | 140 | 130 140 Proper Refrigerant Charging and Air Flow / Single Detached - Manufactured | 0 | 0 | 0 | 0 | 0 | -0.2095 | -0.2139 | -0.20999 | -0.2157 | -0.21307 | -0.21014 | -0.21313 | 0 | 0 | 0 | 0 | 0 | 0 | 0 | 0 | 0 | 0 | 0 | 0 | 0 | 0 | 0 | 0 | 0 | 0
3 | 130 | 141 | 130 141 Electronically Commutated Motors (ECM) on an Air Handler Unit / Single Detached - Manufactured | 0 | 0 | 0 | 0 | 0 | -0.39798 | -0.40799 | -0.39835 | -0.40881 | -0.4035 | -0.39966 | -0.40356 | -0.39868 | -0.3999 | -0.40063 | -0.40186 | -0.39771 | 0 | 0 | 0 | 0 | 0 | 0 | 0 | 0 | 0 | 0 | 0 | 0 | 0
3 | 130 | 142 | 130 142 Duct Repair / Single Detached - Manufactured | 0 | 0 | 0 | 0 | 0 | -0.18741 | -0.19119 | -0.1879 | -0.19269 | -0.19061 | -0.18817 | -0.19067 | -0.18823 | -0.18872 | -0.18921 | -0.18945 | -0.1875 | -0.18799 | -0.19482 | -0.19409 | 0 | 0 | 0 | 0 | 0 | 0 | 0 | 0 | 0 | 0
3 | 130 | 143 | 130 143 Reflective Roof / Single Detached - Manufactured | 0 | 0 | 0 | 0 | 0 | -0.29019 | -0.29764 | -0.29068 | -0.2984 | -0.29468 | -0.29199 | -0.29468 | -0.29102 | -0.29224 | -0.29272 | -0.29321 | -0.29028 | 0 | 0 | 0 | 0 | 0 | 0 | 0 | 0 | 0 | 0 | 0 | 0 | 0
3 | 130 | 144 | 130 144 Radient Barrier / Single Detached - Manufactured | 0 | 0 | 0 | 0 | 0 | -0.31485 | -0.32278 | -0.31534 | -0.32355 | -0.31952 | -0.31659 | -0.31958 | 0 | 0 | 0 | 0 | 0 | 0 | 0 | 0 | 0 | 0 | 0 | 0 | 0 | 0 | 0 | 0 | 0 | 0
3 | 130 | 145 | 130 145 Window Film / Single Detached - Manufactured | 0 | 0 | 0 | 0 | 0 | -0.057526 | -0.058136 | -0.058014 | -0.059387 | -0.059265 | -0.058289 | -0.059326 | 0 | 0 | 0 | 0 | 0 | 0 | 0 | 0 | 0 | 0 | 0 | 0 | 0 | 0 | 0 | 0 | 0 | 0
3 | 130 | 146 | 130 146 Window Tinting / Single Detached - Manufactured | 0 | 0 | 0 | 0 | 0 | -0.092545 | -0.094269 | -0.093048 | -0.095581 | -0.09491 | -0.093445 | -0.094727 | -0.093506 | -0.09375 | -0.093994 | -0.093994 | -0.093018 | -0.092529 | -0.096436 | -0.095947 | -0.094971 | -0.093262 | -0.093018 | -0.093018 | -0.093018 | -0.093262 | -0.09375 | -0.092773 | -0.091797 | -0.097168
3 | 130 | 147 | 130 147 Default Window With Sunscreen / Single Detached - Manufactured | 0 | 0 | 0 | 0 | 0 | -0.58279 | -0.5972 | -0.58316 | -0.59821 | -0.59052 | -0.58423 | -0.59033 | 0 | 0 | 0 | 0 | 0 | 0 | 0 | 0 | 0 | 0 | 0 | 0 | 0 | 0 | 0 | 0 | 0 | 0
3 | 130 | 148 | 130 148 Single Pane Clear Windows to Double Pane Low-E Windows / Single Detached - Manufactured | 0 | 0 | 0 | 0 | 0 | -1.2884 | -1.3196 | -1.2887 | -1.3219 | -1.3042 | -1.2885 | -1.3035 | -1.2883 | -1.2927 | -1.2947 | -1.2991 | -1.2874 | -1.2878 | -1.3389 | -1.3345 | -1.3169 | -1.3003 | -1.2903 | -1.2974 | -1.2876 | -1.2935 | -1.2998 | -1.29 | -1.2852 | -1.3467
3 | 130 | 150 | 130 150 Ceiling R-0 to R-19 Insulation / Single Detached - Manufactured | 0 | 0 | 0 | 0 | 0 | -0.46463 | -0.47635 | -0.46512 | -0.47711 | -0.47113 | -0.46631 | -0.47095 | -0.46533 | -0.4668 | -0.46753 | -0.46899 | -0.46533 | -0.51733 | -0.48389 | -0.48218 | -0.47607 | -0.46973 | 0 | 0 | 0 | 0 | 0 | 0 | 0 | 0
3 | 130 | 151 | 130 151 Ceiling R-19 to R-38 Insulation / Single Detached - Manufactured | 0 | 0 | 0 | 0 | 0 | -0.021149 | -0.021027 | -0.021637 | -0.022339 | -0.0224 | -0.022217 | -0.022705 | -0.022217 | -0.022217 | -0.022217 | -0.021973 | -0.021484 | -0.02417 | -0.022217 | -0.022217 | -0.022217 | -0.021484 | 0 | 0 | 0 | 0 | 0 | 0 | 0 | 0
3 | 130 | 152 | 130 152 Wall 2x4 R-0 to Blow-In R-13 Insulation / Single Detached - Manufactured | 0 | 0 | 0 | 0 | 0 | -0.062149 | -0.06424 | -0.062653 | -0.06427 | -0.063904 | -0.064148 | -0.064209 | -0.062988 | -0.063232 | -0.063477 | -0.063232 | -0.0625 | -0.069336 | -0.064697 | -0.064453 | -0.063965 | -0.062744 | 0 | 0 | 0 | 0 | 0 | 0 | 0 | 0
3 | 130 | 153 | 130 153 Weather Strip/Caulk w/Blower Door / Single Detached - Manufactured | 0 | 0 | 0 | 0 | 0 | -0.01297 | -0.013947 | 0 | 0 | 0 | 0 | 0 | 0 | 0 | 0 | 0 | 0 | 0 | 0 | 0 | 0 | 0 | 0 | 0 | 0 | 0 | 0 | 0 | 0 | 0
3 | 190 | 191 | 190 191 HE Room Air Conditioner - EER 11 / Single Detached - Manufactured | 0 | 0 | 0 | 0 | 0 | -0.13931 | -0.14212 | -0.1398 | -0.14362 | -0.14203 | -0.14032 | -0.14209 | -0.14038 | -0.14062 | -0.14111 | -0.14111 | -0.13843 | 0 | 0 | 0 | 0 | 0 | 0 | 0 | 0 | 0 | 0 | 0 | 0 | 0
3 | 190 | 192 | 190 192 HE Room Air Conditioner - EER 12 / Single Detached - Manufactured | 0 | 0 | 0 | 0 | 0 | -0.25406 | -0.25931 | -0.25455 | -0.26111 | -0.25806 | -0.25458 | -0.25806 | -0.25488 | -0.25562 | -0.2561 | -0.25659 | -0.25513 | 0 | 0 | 0 | 0 | 0 | 0 | 0 | 0 | 0 | 0 | 0 | 0 | 0
3 | 190 | 196 | 190 196 Reflective Roof / Single Detached - Manufactured | 0 | 0 | 0 | 0 | 0 | -0.16397 | -0.16849 | -0.16434 | -0.16876 | -0.16693 | -0.16595 | -0.16699 | -0.16479 | -0.16528 | -0.16577 | -0.16577 | -0.16406 | 0 | 0 | 0 | 0 | 0 | 0 | 0 | 0 | 0 | 0 | 0 | 0 | 0
3 | 190 | 197 | 190 197 Window Film / Single Detached - Manufactured | 0 | 0 | 0 | 0 | 0 | -0.029327 | -0.029327 | -0.029938 | -0.03064 | -0.030762 | -0.030212 | -0.031006 | 0 | 0 | 0 | 0 | 0 | 0 | 0 | 0 | 0 | 0 | 0 | 0 | 0 | 0 | 0 | 0 | 0 | 0
3 | 190 | 198 | 190 198 Window Tinting / Single Detached - Manufactured | 0 | 0 | 0 | 0 | 0 | -0.048004 | -0.048614 | -0.048492 | -0.049927 | -0.049805 | -0.049011 | -0.049805 | -0.049072 | -0.049316 | -0.049316 | -0.049072 | -0.048584 | -0.04834 | -0.050293 | -0.050049 | -0.049805 | -0.048584 | -0.04834 | -0.048584 | -0.048828 | -0.048828 | -0.048828 | -0.048828 | -0.047852 | -0.050781
3 | 190 | 199 | 190 199 Default Window With Sunscreen / Single Detached - Manufactured | 0 | 0 | 0 | 0 | 0 | -0.092545 | -0.094269 | -0.093048 | -0.095581 | -0.09491 | -0.093445 | -0.094727 | 0 | 0 | 0 | 0 | 0 | 0 | 0 | 0 | 0 | 0 | 0 | 0 | 0 | 0 | 0 | 0 | 0 | 0
3 | 190 | 200 | 190 200 Single Pane Clear Windows to Double Pane Low-E Windows / Single Detached - Manufactured | 0 | 0 | 0 | 0 | 0 | -0.20255 | -0.20682 | -0.20291 | -0.20831 | -0.20605 | -0.20337 | -0.20581 | -0.20337 | -0.2041 | -0.20459 | -0.20483 | -0.20264 | -0.20264 | -0.21069 | -0.20996 | -0.20728 | -0.20435 | -0.20288 | -0.20386 | -0.20288 | -0.20361 | -0.2041 | -0.20312 | -0.20215 | -0.2124
3 | 190 | 202 | 190 202 Ceiling R-0 to R-19 Insulation / Single Detached - Manufactured | 0 | 0 | 0 | 0 | 0 | -0.14175 | -0.14432 | -0.14224 | -0.14587 | -0.14453 | -0.14258 | -0.14453 | -0.14258 | -0.14307 | -0.14331 | -0.14355 | -0.14307 | -0.14282 | -0.14868 | -0.14795 | -0.14624 | -0.14404 | 0 | 0 | 0 | 0 | 0 | 0 | 0 | 0
3 | 190 | 203 | 190 203 Ceiling R-19 to R-38 Insulation / Single Detached - Manufactured | 0 | 0 | 0 | 0 | 0 | -0.0036926 | -0.0029602 | -0.0041809 | -0.0042725 | -0.0048218 | -0.0045776 | -0.0048828 | -0.0046387 | -0.0046387 | -0.0046387 | -0.0043945 | -0.0041504 | -0.0043945 | -0.0041504 | -0.0039062 | -0.0043945 | -0.0036621 | 0 | 0 | 0 | 0 | 0 | 0 | 0 | 0
3 | 190 | 204 | 190 204 Wall 2x4 R-0 to Blow-In R-13 Insulation / Single Detached - Manufactured | 0 | 0 | 0 | 0 | 0 | -0.0058899 | -0.0066223 | -0.0063782 | -0.0066528 | -0.0073242 | -0.0083008 | -0.0073242 | -0.0070801 | -0.0068359 | -0.0070801 | -0.0065918 | -0.0065918 | -0.0068359 | -0.0065918 | -0.0065918 | -0.0068359 | -0.0061035 | 0 | 0 | 0 | 0 | 0 | 0 | 0 | 0
3 | 190 | 205 | 190 205 Weather Strip/Caulk w/Blower Door / Single Detached - Manufactured | 0 | 0 | 0 | 0 | 0 | -0.01297 | -0.012726 | 0 | 0 | 0 | 0 | 0 | 0 | 0 | 0 | 0 | 0 | 0 | 0 | 0 | 0 | 0 | 0 | 0 | 0 | 0 | 0 | 0 | 0 | 0
3 | 220 | 221 | 220 221 CFL (18-Watt integral ballast), 0.5 hr/day / Single Detached - Manufactured | 0 | 0 | 0 | 0 | 0 | -0.010529 | -0.010284 | -0.011261 | -0.011597 | -0.011902 | -0.011719 | -0.011963 | -0.011719 | -0.011719 | -0.011719 | -0.01123 | -0.01123 | -0.011719 | -0.011475 | -0.01123 | -0.011475 | -0.010742 | -0.010986 | -0.010742 | -0.011475 | -0.01123 | -0.010742 | -0.01123 | -0.01123 | 0
3 | 230 | 231 | 230 231 CFL (18-Watt integral ballast), 2.5 hr/day / Single Detached - Manufactured | 0 | 0 | 0 | 0 | 0 | -0.062149 | -0.062775 | 0 | 0 | 0 | 0 | 0 | 0 | 0 | 0 | 0 | 0 | 0 | 0 | 0 | 0 | 0 | 0 | 0 | 0 | 0 | 0 | 0 | 0 | 0
3 | 240 | 241 | 240 241 CFL (18-Watt integral ballast), 6.0 hr/day / Single Detached - Manufactured | 0 | 0 | 0 | 0 | 0 | 0 | 0 | 0 | 0 | 0 | 0 | 0 | 0 | 0 | 0 | 0 | 0 | 0 | 0 | 0 | 0 | 0 | 0 | 0 | 0 | 0 | 0 | 0 | 0 | 0
3 | 250 | 251 | 250 251 ROB 2L4'T8, 1EB / Single Detached - Manufactured | 0 | 0 | 0 | 0 | 0 | -0.0036926 | -0.0029602 | -0.0041809 | -0.0042725 | -0.0048218 | -0.0045776 | -0.0048828 | -0.0046387 | -0.0046387 | -0.0046387 | -0.0043945 | -0.0029297 | -0.0031738 | -0.0029297 | -0.0029297 | -0.0031738 | -0.0026855 | -0.0026855 | -0.0024414 | -0.0031738 | -0.003418 | -0.0029297 | -0.0029297 | -0.0029297 | -0.003418
3 | 250 | 252 | 250 252 RET 2L4'T8, 1EB / Single Detached - Manufactured | 0 | 0 | 0 | 0 | 0 | -0.0036926 | -0.0029602 | -0.0041809 | -0.0042725 | -0.0048218 | -0.0045776 | -0.0048828 | -0.0046387 | -0.0046387 | -0.0046387 | -0.0043945 | -0.0029297 | -0.0031738 | -0.0029297 | -0.0029297 | -0.0031738 | -0.0026855 | -0.0026855 | -0.0024414 | -0.0031738 | -0.003418 | -0.0029297 | -0.0029297 | -0.0029297 | -0.003418
3 | 260 | 261 | 260 261 CFL - medium screw based <30 Watts / Single Detached - Manufactured | 0 | 0 | 0 | 0 | 0 | 0 | 0 | 0 | 0 | 0 | 0 | 0 | 0 | 0 | 0 | 0 | 0 | 0 | 0 | 0 | 0 | 0 | 0 | 0 | 0 | 0 | 0 | 0 | 0 | 0
3 | 260 | 262 | 260 262 Photocell/timeclock / Single Detached - Manufactured | 0 | 0 | 0 | 0 | 0 | -0.0036926 | -0.004425 | -0.0041809 | -0.0042725 | -0.0048218 | -0.0058594 | -0.0048828 | -0.0046387 | -0.0046387 | -0.0046387 | -0.0043945 | -0.0041504 | -0.0043945 | -0.0041504 | -0.0039062 | -0.0043945 | -0.0036621 | -0.0041504 | -0.0036621 | -0.0043945 | -0.0043945 | -0.0039062 | -0.0039062 | -0.0039062 | -0.0043945
3 | 300 | 301 | 300 301 HE Refrigerator - Energy Star version of above / Single Detached - Manufactured | 0 | 0 | 0 | 0 | 0 | -0.041168 | -0.042755 | -0.041656 | -0.042847 | -0.042725 | -0.043152 | -0.042725 | -0.041992 | -0.042236 | -0.042236 | -0.041992 | 0 | 0 | 0 | 0 | 0 | 0 | 0 | 0 | 0 | 0 | 0 | 0 | 0 | 0
3 | 350 | 351 | 350 351 HE Freezer / Single Detached - Manufactured | 0 | 0 | 0 | 0 | 0 | -0.01651 | -0.017365 | -0.016998 | -0.017456 | -0.017761 | -0.018799 | -0.018066 | -0.017578 | 0 | 0 | 0 | 0 | 0 | 0 | 0 | 0 | 0 | 0 | 0 | 0 | 0 | 0 | 0 | 0 | 0
3 | 400 | 401 | 400 401 Heat Pump Water Heater (EF=2.9) / Single Detached - Manufactured | 0 | 0 | 0 | 0 | 0 | -0.32547 | -0.33377 | -0.32584 | -0.33429 | -0.33032 | -0.32715 | -0.33032 | 0 | 0 | 0 | 0 | 0 | 0 | 0 | 0 | 0 | 0 | 0 | 0 | 0 | 0 | 0 | 0 | 0 | 0
3 | 400 | 403 | 400 403 Solar Water Heat / Single Detached - Manufactured | 0 | 0 | 0 | 0 | 0 | -0.26102 | -0.26785 | -0.26151 | -0.26843 | -0.26514 | -0.26288 | -0.26514 | -0.26196 | -0.2627 | -0.26318 | -0.26367 | -0.26099 | 0 | 0 | 0 | 0 | 0 | 0 | 0 | 0 | 0 | 0 | 0 | 0 | 0
3 | 400 | 404 | 400 404 AC Heat Recovery Units / Single Detached - Manufactured | 0 | 0 | 0 | 0 | 0 | -0.0961 | -0.097687 | -0.096588 | -0.098999 | -0.098084 | -0.096924 | -0.098389 | 0 | 0 | 0 | 0 | 0 | 0 | 0 | 0 | 0 | 0 | 0 | 0 | 0 | 0 | 0 | 0 | 0 | 0
3 | 400 | 405 | 400 405 Low Flow Showerhead / Single Detached - Manufactured | 0 | 0 | 0 | 0 | 0 | -0.034088 | -0.03421 | -0.034576 | -0.035706 | -0.035583 | -0.035156 | -0.035645 | 0 | 0 | 0 | 0 | 0 | 0 | 0 | 0 | 0 | 0 | 0 | 0 | 0 | 0 | 0 | 0 | 0 | 0
3 | 400 | 406 | 400 406 Pipe Wrap / Single Detached - Manufactured | 0 | 0 | 0 | 0 | 0 | -0.010529 | -0.010284 | -0.011261 | -0.011597 | -0.011902 | -0.011719 | -0.011963 | -0.011719 | -0.011719 | -0.011719 | 0 | 0 | 0 | 0 | 0 | 0 | 0 | 0 | 0 | 0 | 0 | 0 | 0 | 0 | 0
3 | 400 | 407 | 400 407 Faucet Aerators / Single Detached - Manufactured | 0 | 0 | 0 | 0 | 0 | -0.01297 | -0.012726 | -0.013458 | -0.013733 | -0.01416 | -0.013855 | -0.014404 | 0 | 0 | 0 | 0 | 0 | 0 | 0 | 0 | 0 | 0 | 0 | 0 | 0 | 0 | 0 | 0 | 0 | 0
3 | 400 | 408 | 400 408 Water Heater Blanket / Single Detached - Manufactured | 0 | 0 | 0 | 0 | 0 | -0.045807 | -0.047394 | -0.046295 | -0.047424 | 0 | 0 | 0 | 0 | 0 | 0 | 0 | 0 | 0 | 0 | 0 | 0 | 0 | 0 | 0 | 0 | 0 | 0 | 0 | 0 | 0
3 | 400 | 409 | 400 409 Water Heater Temperature Check and Adjustment / Single Detached - Manufactured | 0 | 0 | 0 | 0 | 0 | -0.0047913 | -0.0054016 | 0 | 0 | 0 | 0 | 0 | 0 | 0 | 0 | 0 | 0 | 0 | 0 | 0 | 0 | 0 | 0 | 0 | 0 | 0 | 0 | 0 | 0 | 0
3 | 400 | 410 | 400 410 Water Heater Timeclock / Single Detached - Manufactured | 0 | 0 | 0 | 0 | 0 | -0.022369 | -0.023468 | -0.022858 | -0.02356 | -0.023865 | -0.024658 | -0.023926 | 0 | 0 | 0 | 0 | 0 | 0 | 0 | 0 | 0 | 0 | 0 | 0 | 0 | 0 | 0 | 0 | 0 | 0
3 | 400 | 411 | 400 411 Heat Trap / Single Detached - Manufactured | 0 | 0 | 0 | 0 | 0 | -0.041168 | -0.042755 | -0.041656 | -0.042847 | -0.042725 | -0.043152 | -0.042725 | 0 | 0 | 0 | 0 | 0 | 0 | 0 | 0 | 0 | 0 | 0 | 0 | 0 | 0 | 0 | 0 | 0 | 0
3 | 500 | 502 | 500 502 Energy Star CW CEE Tier 2 (MEF=2.0) / Single Detached - Manufactured | 0 | 0 | 0 | 0 | 0 | -0.034088 | -0.035431 | -0.034576 | -0.035706 | -0.035583 | -0.036377 | -0.035645 | -0.035156 | 0 | 0 | 0 | 0 | 0 | 0 | 0 | 0 | 0 | 0 | 0 | 0 | 0 | 0 | 0 | 0 | 0
3 | 500 | 503 | 500 503 Energy Star CW CEE Tier 3 (MEF=2.2) / Single Detached - Manufactured | 0 | 0 | 0 | 0 | 0 | -0.045807 | -0.047394 | -0.046295 | -0.047424 | -0.047302 | -0.048096 | -0.047607 | -0.046631 | 0 | 0 | 0 | 0 | 0 | 0 | 0 | 0 | 0 | 0 | 0 | 0 | 0 | 0 | 0 | 0 | 0
3 | 700 | 701 | 700 701 Energy Star DW (EF=0.68) / Single Detached - Manufactured | 0 | 0 | 0 | 0 | 0 | -0.031631 | -0.031769 | -0.032257 | -0.03302 | -0.033142 | -0.032654 | -0.033203 | -0.032715 | -0.032959 | -0.032959 | 0 | 0 | 0 | 0 | 0 | 0 | 0 | 0 | 0 | 0 | 0 | 0 | 0 | 0 | 0
3 | 800 | 801 | 800 801 Two Speed Pool Pump (1.5 hp) / Single Detached - Manufactured | 0 | 0 | 0 | 0 | 0 | -0.4236 | -0.43436 | 0 | 0 | 0 | 0 | 0 | 0 | 0 | 0 | 0 | 0 | 0 | 0 | 0 | 0 | 0 | 0 | 0 | 0 | 0 | 0 | 0 | 0 | 0
3 | 800 | 802 | 800 802 High Efficiency One Speed Pool Pump (1.5 hp) / Single Detached - Manufactured | 0 | 0 | 0 | 0 | 0 | -0.21304 | -0.21732 | 0 | 0 | 0 | 0 | 0 | 0 | 0 | 0 | 0 | 0 | 0 | 0 | 0 | 0 | 0 | 0 | 0 | 0 | 0 | 0 | 0 | 0 | 0
3 | 800 | 803 | 800 803 Variable-Speed Pool Pump (<1 hp) / Single Detached - Manufactured | 0 | 0 | 0 | 0 | 0 | -0.63785 | -0.65237 | -0.63834 | -0.6546 | -0.64624 | -0.63788 | -0.64575 | 0 | 0 | 0 | 0 | 0 | 0 | 0 | 0 | 0 | 0 | 0 | 0 | 0 | 0 | 0 | 0 | 0 | 0
3 | 800 | 804 | 800 804 PV-Powered Pool Pumps / Single Detached - Manufactured | 0 | 0 | 0 | 0 | 0 | -0.85306 | -0.87283 | -0.85342 | -0.87555 | -0.86395 | -0.85278 | -0.86353 | 0 | 0 | 0 | 0 | 0 | 0 | 0 | 0 | 0 | 0 | 0 | 0 | 0 | 0 | 0 | 0 | 0 | 0
3 | 900 | 901 | 900 901 Energy Star TV / Single Detached - Manufactured | 0 | 0 | 0 | 0 | 0 | -0.0023499 | -0.0017395 | -0.0030823 | -0.0032349 | 0 | 0 | 0 | 0 | 0 | 0 | 0 | 0 | 0 | 0 | 0 | 0 | 0 | 0 | 0 | 0 | 0 | 0 | 0 | 0 | 0
3 | 910 | 911 | 910 911 Energy Star TV / Single Detached - Manufactured | 0 | 0 | 0 | 0 | 0 | -0.01297 | -0.013947 | -0.013458 | -0.013733 | 0 | 0 | 0 | 0 | 0 | 0 | 0 | 0 | 0 | 0 | 0 | 0 | 0 | 0 | 0 | 0 | 0 | 0 | 0 | 0 | 0
3 | 920 | 921 | 920 921 Energy Star Set-Top Box / Single Detached - Manufactured | 0 | 0 | 0 | 0 | 0 | -0.015411 | -0.014923 | -0.0159 | -0.016418 | 0 | 0 | 0 | 0 | 0 | 0 | 0 | 0 | 0 | 0 | 0 | 0 | 0 | 0 | 0 | 0 | 0 | 0 | 0 | 0 | 0
3 | 930 | 931 | 930 931 Energy Star DVD Player / Single Detached - Manufactured | 0 | 0 | 0 | 0 | 0 | -0.0083313 | -0.0090637 | -0.0088196 | -0.0090942 | 0 | 0 | 0 | 0 | 0 | 0 | 0 | 0 | 0 | 0 | 0 | 0 | 0 | 0 | 0 | 0 | 0 | 0 | 0 | 0 | 0
3 | 940 | 941 | 940 941 Energy Star VCR / Single Detached - Manufactured | 0 | 0 | 0 | 0 | 0 | -0.017609 | -0.017365 | -0.018097 | -0.018921 | 0 | 0 | 0 | 0 | 0 | 0 | 0 | 0 | 0 | 0 | 0 | 0 | 0 | 0 | 0 | 0 | 0 | 0 | 0 | 0 | 0
3 | 950 | 951 | 950 951 Energy Star Desktop PC / Single Detached - Manufactured | 0 | 0 | 0 | 0 | 0 | -0.0094299 | -0.0090637 | -0.009903 | -0.010376 | 0 | 0 | 0 | 0 | 0 | 0 | 0 | 0 | 0 | 0 | 0 | 0 | 0 | 0 | 0 | 0 | 0 | 0 | 0 | 0 | 0
3 | 960 | 961 | 960 961 Energy Star Laptop PC / Single Detached - Manufactured | 0 | 0 | 0 | 0 | 0 | -0.0036926 | -0.0029602 | -0.0041809 | -0.0042725 | 0 | 0 | 0 | 0 | 0 | 0 | 0 | 0 | 0 | 0 | 0 | 0 | 0 | 0 | 0 | 0 | 0 | 0 | 0 | 0 | 0
5 | 200 | 211 | 200 211 LED 12W Blend / All | 0 | 0 | 0 | 0 | 0 | 0 | 0 | 0 | 0 | 0 | 0 | 0 | 0 | 0 | 0 | 0 | 0 | 0 | 0 | 0 | 0 | 0 | 0 | 0 | 0 | 0 | 0 | 0 | 0 | 0
5 | 200 | 222 | 200 222 LED 12W, 0.5hr/hday / All | 0 | 0 | 0 | 0 | 0 | -0.001236 | -0.00076294 | -0.0017395 | -0.0020142 | -0.0024414 | -0.0024414 | -0.0024414 | -0.0024414 | -0.0021973 | -0.0024414 | -0.0019531 | -0.0019531 | -0.0019531 | -0.001709 | -0.0014648 | -0.0019531 | -0.0012207 | -0.001709 | -0.0014648 | -0.0019531 | -0.0019531 | -0.0019531 | -0.0019531 | 0 | -0.0019531
5 | 200 | 232 | 200 232 LED 12W, 2.5hr/hday / All | 0 | 0 | 0 | 0 | 0 | -0.0083313 | -0.007843 | -0.0088196 | -0.0090942 | -0.0094604 | -0.0092163 | -0.0097656 | -0.0092773 | -0.0092773 | -0.0092773 | -0.0090332 | -0.0087891 | -0.0080566 | -0.0090332 | -0.0087891 | -0.0090332 | -0.0085449 | -0.0087891 | -0.0083008 | -0.0090332 | -0.0092773 | -0.0087891 | -0.0087891 | -0.0078125 | 0
5 | 200 | 242 | 200 242 LED 12W, 6.0hr/hday / All | 0 | 0 | 0 | 0 | 0 | -0.011871 | -0.011261 | -0.01236 | -0.012817 | -0.013184 | -0.012939 | -0.013184 | -0.012695 | 0 | 0 | 0 | 0 | 0 | 0 | 0 | 0 | 0 | 0 | 0 | 0 | 0 | 0 | 0 | 0 | 0
5 | 260 | 263 | 260 263 LED Directional 13W (Flood, Outdoor) / All | 0 | 0 | 0 | 0 | 0 | -0.027008 | -0.02713 | -0.027496 | -0.028381 | -0.028503 | -0.028076 | 0 | 0 | 0 | 0 | 0 | 0 | 0 | 0 | 0 | 0 | 0 | 0 | 0 | 0 | 0 | 0 | 0 | 0 | 0
5 | 999 | 302 | 999 302 Refrigerator recycling / All | 0 | 0 | 0 | 0 | 0 | -0.19095 | -0.19461 | -0.19144 | -0.19641 | 0 | 0 | 0 | 0 | 0 | 0 | 0 | 0 | 0 | 0 | 0 | 0 | 0 | 0 | 0 | 0 | 0 | 0 | 0 | 0 | 0
5 | 999 | 352 | 999 352 Freezer recycling / All | 0 | 0 | 0 | 0 | 0 | -0.15347 | -0.1575 | -0.15396 | -0.15784 | 0 | 0 | 0 | 0 | 0 | 0 | 0 | 0 | 0 | 0 | 0 | 0 | 0 | 0 | 0 | 0 | 0 | 0 | 0 | 0 | 0
5 | 999 | 962 | 999 962 Smart Plug / All | 0 | 0 | 0 | 0 | 0 | -0.046906 | -0.048614 | -0.047394 | -0.048889 | -0.048584 | -0.049011 | -0.048584 | 0 | 0 | 0 | 0 | 0 | 0 | 0 | 0 | 0 | 0 | 0 | 0 | 0 | 0 | 0 | 0 | 0 | 0

## Avoided Prod Cost
Building # | Base # | Measure # | Measure Name | 2013 | 2014 | 2015 | 2016 | 2017 | 2018 | 2019 | 2020 | 2021 | 2022 | 2023 | 2024 | 2025 | 2026 | 2027 | 2028 | 2029 | 2030 | 2031 | 2032 | 2033 | 2034 | 2035 | 2036 | 2037 | 2038 | 2039 | 2040 | 2041 | 2042
1 | 100 | 102 | 100 102 15 SEER Split-System Air Conditioner / Single Detached | 0 | 0 | -118.5 | -116.625 | -126.25 | -185.75 | -226.25 | -233.75 | -184.25 | -216.75 | -215.25 | -200.75 | -223.5 | -225 | -216.5 | -230.75 | -267.5 | -272 | -265 | -268.5 | 0 | 0 | 0 | 0 | 0 | 0 | 0 | 0 | 0 | 0
1 | 100 | 103 | 100 103 17 SEER Split-System Air Conditioner / Single Detached | 0 | 0 | -44.125 | -44.125 | -47.5 | -69.25 | -84.75 | -87.25 | -69 | -81 | -80.5 | -75.25 | -82.75 | -84 | -80.25 | -86 | -100.25 | -100.75 | -99.5 | -100.5 | 0 | 0 | 0 | 0 | 0 | 0 | 0 | 0 | 0 | 0
1 | 100 | 104 | 100 104 19 SEER Split-System Air Conditioner / Single Detached | 0 | 0 | -63.75 | -62.75 | -67.5 | -99.25 | -121 | -125 | -98.75 | -116.25 | -114.75 | -107.5 | -119.75 | -120.25 | -115.25 | -123.25 | -143.5 | -144.25 | -142 | -143.5 | 0 | 0 | 0 | 0 | 0 | 0 | 0 | 0 | 0 | 0
1 | 100 | 105 | 100 105 14 SEER Split-System Heat Pump / Single Detached | 0 | 0 | -53.625 | -52.875 | -57.5 | -84.5 | -103 | -105.75 | -84 | -98.5 | -98 | -91 | -101.5 | -102.75 | -98 | -105 | -121.5 | 0 | 0 | 0 | 0 | 0 | 0 | 0 | 0 | 0 | 0 | 0 | 0 | 0
1 | 100 | 106 | 100 106 15 SEER Split-System Heat Pump / Single Detached | 0 | 0 | -73.375 | -73.125 | -77.75 | -146.5 | -199 | -202.25 | -137.75 | -174 | -166.5 | -143.25 | -172 | -168.75 | -157.75 | -171.25 | -214.25 | 0 | 0 | 0 | 0 | 0 | 0 | 0 | 0 | 0 | 0 | 0 | 0 | 0
1 | 100 | 107 | 100 107 17 SEER Split-System Heat Pump / Single Detached | 0 | 0 | -102.875 | -101.125 | -109.75 | -160.75 | -196 | -203 | -160 | -188.25 | -187 | -173.5 | -194.25 | -195.5 | -187.75 | -199.75 | -232.75 | 0 | 0 | 0 | 0 | 0 | 0 | 0 | 0 | 0 | 0 | 0 | 0 | 0
1 | 100 | 108 | 100 108 13 EER Geothermal Heat Pump / Single Detached | 0 | 0 | -102.75 | -101.125 | -109.75 | -160.5 | -195.5 | -202.75 | -160.5 | -187.75 | -187 | -173 | -194.25 | -195.25 | -187.5 | -199.75 | -232.25 | 0 | 0 | 0 | 0 | 0 | 0 | 0 | 0 | 0 | 0 | 0 | 0 | 0
1 | 100 | 110 | 100 110 Attic Venting / Single Detached | 0 | 0 | -16.875 | -16.625 | -18.75 | -25.25 | -29.25 | -30.25 | -26 | -28.5 | -29.25 | -28.25 | 0 | 0 | 0 | 0 | 0 | 0 | 0 | 0 | 0 | 0 | 0 | 0 | 0 | 0 | 0 | 0 | 0 | 0
1 | 100 | 111 | 100 111 Sealed Attic w/Sprayed Foam Insulated Roof Deck / Single Detached | 0 | 0 | -33.5 | -33.25 | -36 | -57.5 | -74.5 | -76 | -56 | -67.25 | -66 | -59.25 | -69.25 | -68.25 | -64.75 | -70 | -84.5 | -83.75 | -82 | -82.5 | -86 | -83 | -83 | -84 | -94.5 | -88 | -89.5 | -100.5 | -104.5 | -103
1 | 100 | 112 | 100 112 AC Maintenance (Outdoor Coil Cleaning) / Single Detached | 0 | 0 | -29.125 | -29.375 | -31 | -58 | 0 | 0 | 0 | 0 | 0 | 0 | 0 | 0 | 0 | 0 | 0 | 0 | 0 | 0 | 0 | 0 | 0 | 0 | 0 | 0 | 0 | 0 | 0 | 0
1 | 100 | 113 | 100 113 AC Maintenance (Indoor Coil Cleaning) / Single Detached | 0 | 0 | -29.125 | -29.375 | -31 | -58 | 0 | 0 | 0 | 0 | 0 | 0 | 0 | 0 | 0 | 0 | 0 | 0 | 0 | 0 | 0 | 0 | 0 | 0 | 0 | 0 | 0 | 0 | 0 | 0
1 | 100 | 114 | 100 114 Proper Refrigerant Charging and Air Flow / Single Detached | 0 | 0 | -33.75 | -33.75 | -36.25 | -55 | -68.75 | -70.75 | -54 | -64.75 | -63.25 | -58.25 | 0 | 0 | 0 | 0 | 0 | 0 | 0 | 0 | 0 | 0 | 0 | 0 | 0 | 0 | 0 | 0 | 0 | 0
1 | 100 | 115 | 100 115 Electronically Commutated Motors (ECM) on an Air Handler Unit / Single Detached | 0 | 0 | -19.75 | -19.75 | -22 | -28 | -32 | -33.5 | -29.25 | -32.75 | -33.25 | -32.25 | -34.75 | -35.5 | -34.5 | -36 | -40.25 | 0 | 0 | 0 | 0 | 0 | 0 | 0 | 0 | 0 | 0 | 0 | 0 | 0
1 | 100 | 116 | 100 116 Duct Repair / Single Detached | 0 | 0 | -35.25 | -35.25 | -37.75 | -70.25 | -96.25 | -97 | -66.75 | -83.25 | -80.25 | -69 | -82.75 | -80.75 | -75.25 | -82.25 | -103 | -108.25 | -99.5 | -99 | 0 | 0 | 0 | 0 | 0 | 0 | 0 | 0 | 0 | 0
1 | 100 | 117 | 100 117 Reflective Roof / Single Detached | 0 | 0 | -33.875 | -33.25 | -36.25 | -51.75 | -62.25 | -64.25 | -52.25 | -60.25 | -60.25 | -55.75 | -63 | -63 | -60.25 | -64.75 | -74.75 | 0 | 0 | 0 | 0 | 0 | 0 | 0 | 0 | 0 | 0 | 0 | 0 | 0
1 | 100 | 118 | 100 118 Radient Barrier / Single Detached | 0 | 0 | -43.25 | -42.625 | -46 | -66.5 | -80.25 | -83 | -66.75 | -77.25 | -77.25 | -72.25 | 0 | 0 | 0 | 0 | 0 | 0 | 0 | 0 | 0 | 0 | 0 | 0 | 0 | 0 | 0 | 0 | 0 | 0
1 | 100 | 119 | 100 119 Window Film / Single Detached | 0 | 0 | -30.25 | -30.5 | -32.25 | -54.5 | -72.25 | -74.25 | -52.5 | -65 | -62.5 | -55.75 | 0 | 0 | 0 | 0 | 0 | 0 | 0 | 0 | 0 | 0 | 0 | 0 | 0 | 0 | 0 | 0 | 0 | 0
1 | 100 | 120 | 100 120 Window Tinting / Single Detached | 0 | 0 | -7.125 | -7 | -7.75 | -13.25 | -17 | -17 | -12.25 | -14.25 | -14.75 | -14 | -14.75 | -14.75 | -13.5 | -14.5 | -18.75 | -18 | -18 | -17.5 | -18 | -18 | -17.5 | -17.5 | -21 | -18.5 | -19.5 | -21 | -22.5 | -22.5
1 | 100 | 121 | 100 121 Default Window With Sunscreen / Single Detached | 0 | 0 | -31.5 | -31.5 | -33.75 | -54.5 | -70 | -71.75 | -52.5 | -64 | -63 | -56.25 | 0 | 0 | 0 | 0 | 0 | 0 | 0 | 0 | 0 | 0 | 0 | 0 | 0 | 0 | 0 | 0 | 0 | 0
1 | 100 | 122 | 100 122 Single Pane Clear Windows to Double Pane Low-E Windows / Single Detached | 0 | 0 | -55.75 | -55.25 | -60.25 | -84.75 | -101.75 | -105.75 | -85.25 | -99 | -99.5 | -92.75 | -103 | -104.5 | -100.25 | -107 | -122 | -123.75 | -122.5 | -123.5 | -128 | -128 | -129.5 | -132 | -144 | -138.5 | -140 | -154.5 | -160 | -158
1 | 100 | 124 | 100 124 Ceiling R-0 to R-19 Insulation / Single Detached | 0 | 0 | -33.5 | -33.75 | -36 | -65.75 | -91 | -91.75 | -62.5 | -78.75 | -75.5 | -65.75 | -77.5 | -76.25 | -71.5 | -78 | -97 | -97.25 | -93.75 | -94 | -96 | -92.5 | 0 | 0 | 0 | 0 | 0 | 0 | 0 | 0
1 | 100 | 125 | 100 125 Ceiling R-19 to R-38 Insulation / Single Detached | 0 | 0 | -1.625 | -1.75 | -1.75 | -3.5 | -4.25 | -3.75 | -3.25 | -3.25 | -3.5 | -2.75 | -3.25 | -3.5 | -2.5 | -3.25 | -4.25 | -4 | -3.75 | -3.5 | -5 | -4.5 | 0 | 0 | 0 | 0 | 0 | 0 | 0 | 0
1 | 100 | 126 | 100 126 Wall 2x4 R-0 to Blow-In R-13 Insulation / Single Detached | 0 | 0 | -4 | -3.875 | -4 | -7.5 | -9.25 | -8.75 | -6.25 | -8 | -7.75 | -7.75 | -8.75 | -8.5 | -6.75 | -7.75 | -9.75 | -9.5 | -9.5 | -9 | -10.5 | -9.5 | 0 | 0 | 0 | 0 | 0 | 0 | 0 | 0
1 | 100 | 127 | 100 127 Weather Strip/Caulk w/Blower Door / Single Detached | 0 | 0 | -6.125 | -6.375 | -6.75 | -8.5 | -9.25 | 0 | 0 | 0 | 0 | 0 | 0 | 0 | 0 | 0 | 0 | 0 | 0 | 0 | 0 | 0 | 0 | 0 | 0 | 0 | 0 | 0 | 0 | 0
1 | 130 | 132 | 130 132 15 SEER Split-System Heat Pump / Single Detached | 0 | 0 | -23.25 | -23 | -25 | -46.25 | -63 | -63.5 | -43.75 | -54.5 | -52.5 | -45.5 | -54 | -53.25 | -49.5 | -54.25 | -67.75 | 0 | 0 | 0 | 0 | 0 | 0 | 0 | 0 | 0 | 0 | 0 | 0 | 0
1 | 130 | 133 | 130 133 17 SEER Split-System Heat Pump / Single Detached | 0 | 0 | -52.25 | -52 | -56 | -96.25 | -128 | -130.25 | -92.25 | -114 | -109.75 | -97.5 | -114.5 | -112.75 | -106.75 | -114.5 | -141 | 0 | 0 | 0 | 0 | 0 | 0 | 0 | 0 | 0 | 0 | 0 | 0 | 0
1 | 130 | 134 | 130 134 13 EER Geothermal Heat Pump / Single Detached | 0 | 0 | -52.25 | -51.875 | -56 | -96.25 | -127.75 | -130.5 | -92.25 | -114 | -110 | -98 | -114.25 | -112.5 | -106.75 | -114.5 | -141 | 0 | 0 | 0 | 0 | 0 | 0 | 0 | 0 | 0 | 0 | 0 | 0 | 0
1 | 130 | 136 | 130 136 Attic Venting / Single Detached | 0 | 0 | -15.125 | -15 | -16.25 | -22.75 | -26 | -26.75 | -22.75 | -25.5 | -26.25 | -24.75 | 0 | 0 | 0 | 0 | 0 | 0 | 0 | 0 | 0 | 0 | 0 | 0 | 0 | 0 | 0 | 0 | 0 | 0
1 | 130 | 137 | 130 137 Sealed Attics / Single Detached | 0 | 0 | -30.5 | -30.375 | -32 | -60 | -82.25 | -83.75 | -56.25 | -72 | -69 | -59.25 | -70.5 | -69 | -65.25 | -71.25 | -88.75 | -93 | -85.25 | -84.5 | -87 | -83 | -83.5 | -83 | -95.5 | -87 | -89 | -103 | -110 | -105
1 | 130 | 138 | 130 138 AC Maintenance (Outdoor Coil Cleaning) / Single Detached | 0 | 0 | -21.375 | -21.375 | -22.75 | -35.75 | 0 | 0 | 0 | 0 | 0 | 0 | 0 | 0 | 0 | 0 | 0 | 0 | 0 | 0 | 0 | 0 | 0 | 0 | 0 | 0 | 0 | 0 | 0 | 0
1 | 130 | 139 | 130 139 AC Maintenance (Indoor Coil Cleaning) / Single Detached | 0 | 0 | -21 | -21.25 | -22.75 | -34.75 | 0 | 0 | 0 | 0 | 0 | 0 | 0 | 0 | 0 | 0 | 0 | 0 | 0 | 0 | 0 | 0 | 0 | 0 | 0 | 0 | 0 | 0 | 0 | 0
1 | 130 | 140 | 130 140 Proper Refrigerant Charging and Air Flow / Single Detached | 0 | 0 | -27.75 | -28 | -30.75 | -40.75 | -47 | -49 | -41.5 | -47 | -47 | -46.5 | 0 | 0 | 0 | 0 | 0 | 0 | 0 | 0 | 0 | 0 | 0 | 0 | 0 | 0 | 0 | 0 | 0 | 0
1 | 130 | 141 | 130 141 Electronically Commutated Motors (ECM) on an Air Handler Unit / Single Detached | 0 | 0 | -40.375 | -40.25 | -43.25 | -62.5 | -75.25 | -77.75 | -62.25 | -72.25 | -72 | -67.5 | -75.25 | -75.5 | -72.5 | -78 | -89.5 | 0 | 0 | 0 | 0 | 0 | 0 | 0 | 0 | 0 | 0 | 0 | 0 | 0
1 | 130 | 142 | 130 142 Duct Repair / Single Detached | 0 | 0 | -35.25 | -35.25 | -37.75 | -70.25 | -96.25 | -97 | -66.75 | -83.25 | -80.25 | -69 | -82.75 | -80.75 | -75.25 | -82.25 | -103 | -108.25 | -99.5 | -99 | 0 | 0 | 0 | 0 | 0 | 0 | 0 | 0 | 0 | 0
1 | 130 | 143 | 130 143 Reflective Roof / Single Detached | 0 | 0 | -33.875 | -33.25 | -36.25 | -51.75 | -62.25 | -64.25 | -52.25 | -60.25 | -60.25 | -55.75 | -63 | -63 | -60.25 | -64.75 | -74.75 | 0 | 0 | 0 | 0 | 0 | 0 | 0 | 0 | 0 | 0 | 0 | 0 | 0
1 | 130 | 144 | 130 144 Radient Barrier / Single Detached | 0 | 0 | -38 | -37.75 | -40.75 | -58.5 | -71.5 | -73.25 | -58.25 | -68.25 | -68.25 | -64.25 | 0 | 0 | 0 | 0 | 0 | 0 | 0 | 0 | 0 | 0 | 0 | 0 | 0 | 0 | 0 | 0 | 0 | 0
1 | 130 | 145 | 130 145 Window Film / Single Detached | 0 | 0 | -30.25 | -30.5 | -32.25 | -54.5 | -72.25 | -74.25 | -52.5 | -65 | -62.5 | -55.75 | 0 | 0 | 0 | 0 | 0 | 0 | 0 | 0 | 0 | 0 | 0 | 0 | 0 | 0 | 0 | 0 | 0 | 0
1 | 130 | 146 | 130 146 Window Tinting / Single Detached | 0 | 0 | -7 | -7 | -7.25 | -13 | -16.75 | -16.75 | -12.25 | -13.75 | -14.25 | -13 | -14.25 | -14.5 | -13.25 | -13.75 | -18.25 | -17.5 | -18.25 | -17.5 | -18 | -17.5 | -17 | -17.5 | -20.5 | -18 | -19.5 | -20.5 | -22 | -22
1 | 130 | 147 | 130 147 Default Window With Sunscreen / Single Detached | 0 | 0 | -31.5 | -31.5 | -33.75 | -54.5 | -70 | -71.75 | -52.5 | -64 | -63 | -56.25 | 0 | 0 | 0 | 0 | 0 | 0 | 0 | 0 | 0 | 0 | 0 | 0 | 0 | 0 | 0 | 0 | 0 | 0
1 | 130 | 148 | 130 148 Single Pane Clear Windows to Double Pane Low-E Windows / Single Detached | 0 | 0 | -55.75 | -55.25 | -60.25 | -84.75 | -101.75 | -105.75 | -85.25 | -99 | -99.5 | -92.75 | -103 | -104.5 | -100.25 | -107 | -122 | -123.75 | -122.5 | -123.5 | -128 | -128 | -129.5 | -132 | -144 | -138.5 | -140 | -154.5 | -160 | -158
1 | 130 | 150 | 130 150 Ceiling R-0 to R-19 Insulation / Single Detached | 0 | 0 | -31 | -30.75 | -33 | -60.5 | -83 | -84.75 | -57.5 | -72.5 | -69.5 | -60.25 | -71.5 | -70 | -66 | -72.25 | -90 | -89.5 | -86.75 | -86 | -88.5 | -84 | 0 | 0 | 0 | 0 | 0 | 0 | 0 | 0
1 | 130 | 151 | 130 151 Ceiling R-19 to R-38 Insulation / Single Detached | 0 | 0 | -1.375 | -1.625 | -1.75 | -3 | -3.75 | -3.5 | -3.25 | -3.25 | -3.25 | -2.75 | -3 | -3 | -2 | -2.75 | -3.75 | -3.5 | -3.25 | -3 | -4.5 | -4 | 0 | 0 | 0 | 0 | 0 | 0 | 0 | 0
1 | 130 | 152 | 130 152 Wall 2x4 R-0 to Blow-In R-13 Insulation / Single Detached | 0 | 0 | -3.5 | -3.875 | -4 | -6.5 | -8 | -7.75 | -6.25 | -7 | -7.25 | -6.75 | -7 | -8.25 | -6 | -7 | -8.75 | -8.5 | -8.5 | -8 | -9.5 | -8 | 0 | 0 | 0 | 0 | 0 | 0 | 0 | 0
1 | 130 | 153 | 130 153 Weather Strip/Caulk w/Blower Door / Single Detached | 0 | 0 | -5.25 | -5.25 | -6.25 | -7.25 | -8.25 | 0 | 0 | 0 | 0 | 0 | 0 | 0 | 0 | 0 | 0 | 0 | 0 | 0 | 0 | 0 | 0 | 0 | 0 | 0 | 0 | 0 | 0 | 0
1 | 190 | 191 | 190 191 HE Room Air Conditioner - EER 11 / Single Detached | 0 | 0 | -12.375 | -12.375 | -13.5 | -19.5 | -22.25 | -23 | -19.25 | -21.5 | -21.75 | -20.75 | -22.75 | -23.5 | -22.25 | -23.25 | -27 | 0 | 0 | 0 | 0 | 0 | 0 | 0 | 0 | 0 | 0 | 0 | 0 | 0
1 | 190 | 192 | 190 192 HE Room Air Conditioner - EER 12 / Single Detached | 0 | 0 | -22.5 | -22.625 | -24.5 | -34 | -41.25 | -42.75 | -35 | -40 | -40 | -38.25 | -41.5 | -42.25 | -40.5 | -42.75 | -49.25 | 0 | 0 | 0 | 0 | 0 | 0 | 0 | 0 | 0 | 0 | 0 | 0 | 0
1 | 190 | 196 | 190 196 Reflective Roof / Single Detached | 0 | 0 | -19.375 | -19.625 | -21.5 | -31 | -36.5 | -38 | -30.25 | -35.25 | -35.5 | -33.5 | -36.75 | -37.25 | -35.25 | -37.75 | -43.25 | 0 | 0 | 0 | 0 | 0 | 0 | 0 | 0 | 0 | 0 | 0 | 0 | 0
1 | 190 | 197 | 190 197 Window Film / Single Detached | 0 | 0 | -3.25 | -3.375 | -3.25 | -5.75 | -7.25 | -6.75 | -5.25 | -6 | -6.25 | -6.25 | 0 | 0 | 0 | 0 | 0 | 0 | 0 | 0 | 0 | 0 | 0 | 0 | 0 | 0 | 0 | 0 | 0 | 0
1 | 190 | 198 | 190 198 Window Tinting / Single Detached | 0 | 0 | -3.25 | -3.375 | -3.25 | -5.75 | -7.25 | -6.75 | -5.25 | -6 | -6.25 | -6.25 | -6.75 | -6.75 | -5.5 | -6.25 | -7.5 | -7.75 | -8 | -7.5 | -8.5 | -8 | -7.5 | -7.5 | -9.5 | -7.5 | -8 | -9 | -9.5 | -8.5
1 | 190 | 199 | 190 199 Default Window With Sunscreen / Single Detached | 0 | 0 | -6.25 | -5.875 | -6.5 | -11.5 | -14.75 | -14.5 | -10.75 | -12.75 | -12.25 | -12 | 0 | 0 | 0 | 0 | 0 | 0 | 0 | 0 | 0 | 0 | 0 | 0 | 0 | 0 | 0 | 0 | 0 | 0
1 | 190 | 200 | 190 200 Single Pane Clear Windows to Double Pane Low-E Windows / Single Detached | 0 | 0 | -22.625 | -23 | -24.75 | -35.25 | -42.25 | -43.75 | -35.25 | -40.75 | -40.75 | -38.75 | -42 | -42.75 | -40.75 | -43.75 | -50.75 | -50.5 | -50.5 | -50.5 | -53 | -52.5 | -52.5 | -55 | -59 | -56.5 | -57.5 | -64 | -66 | -65
1 | 190 | 202 | 190 202 Ceiling R-0 to R-19 Insulation / Single Detached | 0 | 0 | -34.875 | -35 | -37.25 | -69.25 | -94.75 | -96 | -66 | -82.25 | -78.75 | -68.5 | -81.5 | -80.75 | -75 | -82 | -102 | -101.75 | -98 | -98.5 | -101 | -96 | 0 | 0 | 0 | 0 | 0 | 0 | 0 | 0
1 | 190 | 203 | 190 203 Ceiling R-19 to R-38 Insulation / Single Detached | 0 | 0 | -1.5 | -1.75 | -1.75 | -3 | -3.75 | -3.75 | -3.25 | -3.25 | -3.5 | -3 | -3.5 | -3 | -2 | -3 | -4 | -3.75 | -3.75 | -3 | -5 | -4 | 0 | 0 | 0 | 0 | 0 | 0 | 0 | 0
1 | 190 | 204 | 190 204 Wall 2x4 R-0 to Blow-In R-13 Insulation / Single Detached | 0 | 0 | -1.875 | -1.875 | -2 | -3.5 | -4.25 | -4 | -3.5 | -3.25 | -3.25 | -3.5 | -3.75 | -3.5 | -2 | -3.5 | -4.25 | -4 | -4 | -3.5 | -4.5 | -4.5 | 0 | 0 | 0 | 0 | 0 | 0 | 0 | 0
1 | 190 | 205 | 190 205 Weather Strip/Caulk w/Blower Door / Single Detached | 0 | 0 | -2.75 | -2.875 | -3.25 | -3.75 | -4.25 | 0 | 0 | 0 | 0 | 0 | 0 | 0 | 0 | 0 | 0 | 0 | 0 | 0 | 0 | 0 | 0 | 0 | 0 | 0 | 0 | 0 | 0 | 0
1 | 220 | 221 | 220 221 CFL (18-Watt integral ballast), 0.5 hr/day / Single Detached | 0 | 0 | -2.125 | -2.25 | -2.25 | -2.5 | -3 | -2.75 | -3 | -2.75 | -3.25 | -3 | -3.25 | -3.25 | -3 | -3.25 | -3.75 | -4 | -3.75 | -4 | -4.5 | -4 | -4 | -4 | -4.5 | -5 | -4 | -5 | -4 | 0
1 | 230 | 231 | 230 231 CFL (18-Watt integral ballast), 2.5 hr/day / Single Detached | 0 | 0 | -15.75 | -15.75 | -17.25 | -20.75 | -22 | 0 | 0 | 0 | 0 | 0 | 0 | 0 | 0 | 0 | 0 | 0 | 0 | 0 | 0 | 0 | 0 | 0 | 0 | 0 | 0 | 0 | 0 | 0
1 | 240 | 241 | 240 241 CFL (18-Watt integral ballast), 6.0 hr/day / Single Detached | 0 | 0 | -8.25 | -8.625 | 0 | 0 | 0 | 0 | 0 | 0 | 0 | 0 | 0 | 0 | 0 | 0 | 0 | 0 | 0 | 0 | 0 | 0 | 0 | 0 | 0 | 0 | 0 | 0 | 0 | 0
1 | 250 | 251 | 250 251 ROB 2L4'T8, 1EB / Single Detached | 0 | 0 | -0.625 | -0.875 | -0.75 | -1 | -1.25 | -0.5 | -0.75 | -1 | -1.25 | -1 | -0.75 | -0.75 | -0.5 | -1.25 | -0.75 | -0.75 | -1.5 | -1 | -2 | -1.5 | -1 | -1.5 | -0.5 | -1.5 | -1.5 | -2 | -1.5 | -1
1 | 250 | 252 | 250 252 RET 2L4'T8, 1EB / Single Detached | 0 | 0 | -0.625 | -0.875 | -0.75 | -1 | -1.25 | -0.5 | -0.75 | -1 | -1.25 | -1 | -0.75 | -0.75 | -0.5 | -1.25 | -0.75 | -0.75 | -1.5 | -1 | -2 | -1.5 | -1 | -1.5 | -0.5 | -1.5 | -1.5 | -2 | -1.5 | -1
1 | 260 | 261 | 260 261 CFL - medium screw based <30 Watts / Single Detached | 0 | 0 | -3.5 | -3.875 | 0 | 0 | 0 | 0 | 0 | 0 | 0 | 0 | 0 | 0 | 0 | 0 | 0 | 0 | 0 | 0 | 0 | 0 | 0 | 0 | 0 | 0 | 0 | 0 | 0 | 0
1 | 260 | 262 | 260 262 Photocell/timeclock / Single Detached | 0 | 0 | -1.125 | -1 | -1 | -1 | -1.25 | -1 | -1.25 | -1 | -1.5 | -1.25 | -1 | -1 | -0.75 | -1.5 | -1.25 | -1 | -1.5 | -1 | -2 | -1.5 | -1 | -1.5 | -1.5 | -1 | -1.5 | -2.5 | -2 | -1
1 | 300 | 301 | 300 301 HE Refrigerator - Energy Star version of above / Single Detached | 0 | 0 | -10.625 | -10.875 | -12.25 | -14.25 | -15.5 | -15.75 | -15.25 | -16 | -16.25 | -17 | -17.5 | -18 | -17.5 | -18.75 | 0 | 0 | 0 | 0 | 0 | 0 | 0 | 0 | 0 | 0 | 0 | 0 | 0 | 0
1 | 350 | 351 | 350 351 HE Freezer / Single Detached | 0 | 0 | -2.625 | -3.125 | -3.25 | -4 | -4.75 | -4.5 | -4.5 | -4.5 | -5 | -5 | -4.75 | 0 | 0 | 0 | 0 | 0 | 0 | 0 | 0 | 0 | 0 | 0 | 0 | 0 | 0 | 0 | 0 | 0
1 | 400 | 401 | 400 401 Heat Pump Water Heater (EF=2.9) / Single Detached | 0 | 0 | -91.75 | -92 | -102 | -122.5 | -134.75 | -143 | -131.5 | -144 | -147 | -145.25 | 0 | 0 | 0 | 0 | 0 | 0 | 0 | 0 | 0 | 0 | 0 | 0 | 0 | 0 | 0 | 0 | 0 | 0
1 | 400 | 403 | 400 403 Solar Water Heat / Single Detached | 0 | 0 | -86.625 | -88.375 | -97.5 | -114.25 | -124 | -132.5 | -124.5 | -134.25 | -137.75 | -137.75 | -145.75 | -149.75 | -150.5 | -156.25 | -168 | 0 | 0 | 0 | 0 | 0 | 0 | 0 | 0 | 0 | 0 | 0 | 0 | 0
1 | 400 | 404 | 400 404 AC Heat Recovery Units / Single Detached | 0 | 0 | -15.5 | -15.75 | -16.75 | -22.25 | -25.25 | -26.25 | -23 | -25.5 | -26.25 | -25.75 | 0 | 0 | 0 | 0 | 0 | 0 | 0 | 0 | 0 | 0 | 0 | 0 | 0 | 0 | 0 | 0 | 0 | 0
1 | 400 | 405 | 400 405 Low Flow Showerhead / Single Detached | 0 | 0 | -10.125 | -10.25 | -11 | -13.75 | -15 | -15.5 | -14.25 | -15 | -16 | -16.25 | 0 | 0 | 0 | 0 | 0 | 0 | 0 | 0 | 0 | 0 | 0 | 0 | 0 | 0 | 0 | 0 | 0 | 0
1 | 400 | 406 | 400 406 Pipe Wrap / Single Detached | 0 | 0 | -2.625 | -3 | -3.25 | -3.5 | -4.25 | -3.5 | -3.25 | -4 | -4.25 | -4.25 | -4.25 | -4.5 | -3.75 | 0 | 0 | 0 | 0 | 0 | 0 | 0 | 0 | 0 | 0 | 0 | 0 | 0 | 0 | 0
1 | 400 | 407 | 400 407 Faucet Aerators / Single Detached | 0 | 0 | -4.125 | -4.375 | -4.5 | -5.5 | -6.25 | -5.75 | -5.5 | -6 | -6 | -6.75 | 0 | 0 | 0 | 0 | 0 | 0 | 0 | 0 | 0 | 0 | 0 | 0 | 0 | 0 | 0 | 0 | 0 | 0
1 | 400 | 408 | 400 408 Water Heater Blanket / Single Detached | 0 | 0 | -13.25 | -13.375 | -14.75 | -17.75 | -19.75 | -20.25 | -18.75 | 0 | 0 | 0 | 0 | 0 | 0 | 0 | 0 | 0 | 0 | 0 | 0 | 0 | 0 | 0 | 0 | 0 | 0 | 0 | 0 | 0
1 | 400 | 409 | 400 409 Water Heater Temperature Check and Adjustment / Single Detached | 0 | 0 | -1.25 | -1.75 | -1.5 | -1.75 | -2.25 | 0 | 0 | 0 | 0 | 0 | 0 | 0 | 0 | 0 | 0 | 0 | 0 | 0 | 0 | 0 | 0 | 0 | 0 | 0 | 0 | 0 | 0 | 0
1 | 400 | 410 | 400 410 Water Heater Timeclock / Single Detached | 0 | 0 | -6.5 | -7 | -7 | -9.25 | -9.75 | -10 | -9.25 | -9.5 | -10.5 | -10.5 | 0 | 0 | 0 | 0 | 0 | 0 | 0 | 0 | 0 | 0 | 0 | 0 | 0 | 0 | 0 | 0 | 0 | 0
1 | 400 | 411 | 400 411 Heat Trap / Single Detached | 0 | 0 | -11.75 | -11.875 | -13 | -16 | -16.75 | -17.75 | -16.5 | -17.5 | -19 | -18.5 | 0 | 0 | 0 | 0 | 0 | 0 | 0 | 0 | 0 | 0 | 0 | 0 | 0 | 0 | 0 | 0 | 0 | 0
1 | 500 | 502 | 500 502 Energy Star CW CEE Tier 2 (MEF=2.0) / Single Detached | 0 | 0 | -8.75 | -9 | -9.5 | -12 | -12.75 | -12.75 | -12.25 | -13 | -13.75 | -14 | -14.25 | 0 | 0 | 0 | 0 | 0 | 0 | 0 | 0 | 0 | 0 | 0 | 0 | 0 | 0 | 0 | 0 | 0
1 | 500 | 503 | 500 503 Energy Star CW CEE Tier 3 (MEF=2.2) / Single Detached | 0 | 0 | -11.75 | -11.75 | -13 | -15.5 | -16.5 | -17.25 | -17 | -17.5 | -18.25 | -18.25 | -19 | 0 | 0 | 0 | 0 | 0 | 0 | 0 | 0 | 0 | 0 | 0 | 0 | 0 | 0 | 0 | 0 | 0
1 | 700 | 701 | 700 701 Energy Star DW (EF=0.68) / Single Detached | 0 | 0 | -11.125 | -11.125 | -12.25 | -14.5 | -15.75 | -16.25 | -15.5 | -16.5 | -17 | -17.5 | -18 | -19.25 | -17.75 | 0 | 0 | 0 | 0 | 0 | 0 | 0 | 0 | 0 | 0 | 0 | 0 | 0 | 0 | 0
1 | 800 | 801 | 800 801 Two Speed Pool Pump (1.5 hp) / Single Detached | 0 | 0 | -79 | -79.375 | -87.5 | -106 | -117.5 | 0 | 0 | 0 | 0 | 0 | 0 | 0 | 0 | 0 | 0 | 0 | 0 | 0 | 0 | 0 | 0 | 0 | 0 | 0 | 0 | 0 | 0 | 0
1 | 800 | 802 | 800 802 High Efficiency One Speed Pool Pump (1.5 hp) / Single Detached | 0 | 0 | -39.75 | -40.125 | -44.5 | -53.5 | -59 | 0 | 0 | 0 | 0 | 0 | 0 | 0 | 0 | 0 | 0 | 0 | 0 | 0 | 0 | 0 | 0 | 0 | 0 | 0 | 0 | 0 | 0 | 0
1 | 800 | 803 | 800 803 Variable-Speed Pool Pump (<1 hp) / Single Detached | 0 | 0 | -118.875 | -119.25 | -132 | -160 | -176.25 | -186.75 | -170 | -187 | -191.75 | -188.25 | 0 | 0 | 0 | 0 | 0 | 0 | 0 | 0 | 0 | 0 | 0 | 0 | 0 | 0 | 0 | 0 | 0 | 0
1 | 800 | 804 | 800 804 PV-Powered Pool Pumps / Single Detached | 0 | 0 | -158.5 | -159.5 | -176.25 | -214.5 | -235.25 | -249.25 | -228 | -250 | -254.5 | -251.5 | 0 | 0 | 0 | 0 | 0 | 0 | 0 | 0 | 0 | 0 | 0 | 0 | 0 | 0 | 0 | 0 | 0 | 0
1 | 900 | 901 | 900 901 Energy Star TV / Single Detached | 0 | 0 | -0.625 | -0.875 | -1 | -0.75 | -1 | -0.5 | -1.25 | 0 | 0 | 0 | 0 | 0 | 0 | 0 | 0 | 0 | 0 | 0 | 0 | 0 | 0 | 0 | 0 | 0 | 0 | 0 | 0 | 0
1 | 910 | 911 | 910 911 Energy Star TV / Single Detached | 0 | 0 | -2.5 | -2.625 | -2.5 | -3.25 | -3.5 | -3.75 | -3.5 | 0 | 0 | 0 | 0 | 0 | 0 | 0 | 0 | 0 | 0 | 0 | 0 | 0 | 0 | 0 | 0 | 0 | 0 | 0 | 0 | 0
1 | 920 | 921 | 920 921 Energy Star Set-Top Box / Single Detached | 0 | 0 | -2.75 | -3 | -3.25 | -3.75 | -4.25 | -3.5 | -3.5 | 0 | 0 | 0 | 0 | 0 | 0 | 0 | 0 | 0 | 0 | 0 | 0 | 0 | 0 | 0 | 0 | 0 | 0 | 0 | 0 | 0
1 | 930 | 931 | 930 931 Energy Star DVD Player / Single Detached | 0 | 0 | -1.375 | -1.875 | -1.75 | -2 | -2.5 | -2 | -2.5 | 0 | 0 | 0 | 0 | 0 | 0 | 0 | 0 | 0 | 0 | 0 | 0 | 0 | 0 | 0 | 0 | 0 | 0 | 0 | 0 | 0
1 | 940 | 941 | 940 941 Energy Star VCR / Single Detached | 0 | 0 | -2.75 | -3.125 | -3.5 | -4 | -5.25 | -4.25 | -4.5 | 0 | 0 | 0 | 0 | 0 | 0 | 0 | 0 | 0 | 0 | 0 | 0 | 0 | 0 | 0 | 0 | 0 | 0 | 0 | 0 | 0
1 | 950 | 951 | 950 951 Energy Star Desktop PC / Single Detached | 0 | 0 | -1.875 | -2.125 | -2 | -2.5 | -2.5 | -2.5 | -2.5 | 0 | 0 | 0 | 0 | 0 | 0 | 0 | 0 | 0 | 0 | 0 | 0 | 0 | 0 | 0 | 0 | 0 | 0 | 0 | 0 | 0
1 | 960 | 961 | 960 961 Energy Star Laptop PC / Single Detached | 0 | 0 | -0.875 | -0.875 | -1 | -1 | -1.25 | -0.75 | -1 | 0 | 0 | 0 | 0 | 0 | 0 | 0 | 0 | 0 | 0 | 0 | 0 | 0 | 0 | 0 | 0 | 0 | 0 | 0 | 0 | 0
2 | 100 | 102 | 100 102 15 SEER Split-System Air Conditioner / Multi Attached | 0 | 0 | -10.375 | -10.25 | -11 | -16 | -18.75 | -19 | -15.5 | -17.75 | -17.75 | -17.5 | -19 | -19.5 | -17.75 | -19 | -22.5 | -22 | -22 | -22 | 0 | 0 | 0 | 0 | 0 | 0 | 0 | 0 | 0 | 0
2 | 100 | 103 | 100 103 17 SEER Split-System Air Conditioner / Multi Attached | 0 | 0 | -23.75 | -24.25 | -26.25 | -37.25 | -45.75 | -47.25 | -37.75 | -43.75 | -43.25 | -41.5 | -45.5 | -46 | -43.75 | -46.5 | -53.75 | -54.5 | -53.5 | -54 | 0 | 0 | 0 | 0 | 0 | 0 | 0 | 0 | 0 | 0
2 | 100 | 104 | 100 104 19 SEER Split-System Air Conditioner / Multi Attached | 0 | 0 | -34.625 | -34.25 | -37.25 | -53.5 | -65 | -67 | -53.75 | -62 | -62.5 | -58.25 | -65 | -65.25 | -61.75 | -66.5 | -77.25 | -77.5 | -76.75 | -77 | 0 | 0 | 0 | 0 | 0 | 0 | 0 | 0 | 0 | 0
2 | 100 | 105 | 100 105 14 SEER Split-System Heat Pump / Multi Attached | 0 | 0 | -33.5 | -33.25 | -36 | -52.75 | -65 | -66.5 | -52.5 | -61.25 | -61.5 | -57 | -64 | -63.5 | -61 | -65.5 | -76.25 | 0 | 0 | 0 | 0 | 0 | 0 | 0 | 0 | 0 | 0 | 0 | 0 | 0
2 | 100 | 106 | 100 106 15 SEER Split-System Heat Pump / Multi Attached | 0 | 0 | -44 | -43.75 | -47.25 | -67 | -80.75 | -83.25 | -67.5 | -77.75 | -78.25 | -73.25 | -81.25 | -82 | -79.5 | -84.75 | -97 | 0 | 0 | 0 | 0 | 0 | 0 | 0 | 0 | 0 | 0 | 0 | 0 | 0
2 | 100 | 107 | 100 107 17 SEER Split-System Heat Pump / Multi Attached | 0 | 0 | -58.25 | -57.625 | -62.5 | -86.5 | -101.75 | -106.25 | -87.75 | -100.5 | -101 | -96 | -105.5 | -106.75 | -104 | -110 | -125 | 0 | 0 | 0 | 0 | 0 | 0 | 0 | 0 | 0 | 0 | 0 | 0 | 0
2 | 100 | 108 | 100 108 13 EER Geothermal Heat Pump / Multi Attached | 0 | 0 | -58.5 | -57.5 | -62.75 | -86.5 | -101.5 | -106.25 | -88 | -100.5 | -101.25 | -95.75 | -105.5 | -107.25 | -104 | -110.5 | -125.25 | 0 | 0 | 0 | 0 | 0 | 0 | 0 | 0 | 0 | 0 | 0 | 0 | 0
2 | 100 | 109 | 100 109 HVAC Proper Sizing / Multi Attached | 0 | 0 | -4.625 | -4.75 | -4.75 | -9.25 | -12 | -12.25 | -8.5 | -10 | -10.25 | -9.25 | -10.5 | -10.5 | -8.75 | -9.75 | -13 | 0 | 0 | 0 | 0 | 0 | 0 | 0 | 0 | 0 | 0 | 0 | 0 | 0
2 | 100 | 110 | 100 110 Attic Venting / Multi Attached | 0 | 0 | -10.125 | -10 | -11 | -14.75 | -16.75 | -17.5 | -15.5 | -17 | -17.25 | -16.75 | 0 | 0 | 0 | 0 | 0 | 0 | 0 | 0 | 0 | 0 | 0 | 0 | 0 | 0 | 0 | 0 | 0 | 0
2 | 100 | 111 | 100 111 Sealed Attic w/Sprayed Foam Insulated Roof Deck / Multi Attached | 0 | 0 | -19.5 | -20 | -21.5 | -33.5 | -42.5 | -43.5 | -32.75 | -38.75 | -38.25 | -35.25 | -40 | -39.75 | -37 | -40.5 | -47.75 | -48.25 | -48.25 | -47.5 | -49.5 | -48.5 | -49 | -49.5 | -55 | -52 | -51.5 | -58.5 | -62 | -60
2 | 100 | 112 | 100 112 AC Maintenance (Outdoor Coil Cleaning) / Multi Attached | 0 | 0 | -21.875 | -21.75 | -23.5 | -43.75 | 0 | 0 | 0 | 0 | 0 | 0 | 0 | 0 | 0 | 0 | 0 | 0 | 0 | 0 | 0 | 0 | 0 | 0 | 0 | 0 | 0 | 0 | 0 | 0
2 | 100 | 113 | 100 113 AC Maintenance (Indoor Coil Cleaning) / Multi Attached | 0 | 0 | -21.875 | -21.75 | -23.5 | -43.75 | 0 | 0 | 0 | 0 | 0 | 0 | 0 | 0 | 0 | 0 | 0 | 0 | 0 | 0 | 0 | 0 | 0 | 0 | 0 | 0 | 0 | 0 | 0 | 0
2 | 100 | 114 | 100 114 Proper Refrigerant Charging and Air Flow / Multi Attached | 0 | 0 | -18.125 | -18.375 | -20 | -27.25 | -31.25 | -33.25 | -27.75 | -31 | -32 | -31 | 0 | 0 | 0 | 0 | 0 | 0 | 0 | 0 | 0 | 0 | 0 | 0 | 0 | 0 | 0 | 0 | 0 | 0
2 | 100 | 115 | 100 115 Electronically Commutated Motors (ECM) on an Air Handler Unit / Multi Attached | 0 | 0 | -12 | -12.25 | -13.5 | -17.75 | -20 | -20 | -18.5 | -20 | -20.5 | -19.75 | -21.25 | -21.75 | -20.5 | -21.75 | -24.75 | 0 | 0 | 0 | 0 | 0 | 0 | 0 | 0 | 0 | 0 | 0 | 0 | 0
2 | 100 | 116 | 100 116 Duct Repair / Multi Attached | 0 | 0 | -26.5 | -26.5 | -28.25 | -52.75 | -72.25 | -72.75 | -50 | -62.25 | -59.75 | -52 | -62 | -60.75 | -56.75 | -61.75 | -78.25 | -80.75 | -74.25 | -74 | 0 | 0 | 0 | 0 | 0 | 0 | 0 | 0 | 0 | 0
2 | 100 | 117 | 100 117 Reflective Roof / Multi Attached | 0 | 0 | -32.25 | -32.125 | -34.75 | -49.5 | -59.5 | -61 | -49.75 | -57.75 | -57.75 | -54 | -60.25 | -60.5 | -57.75 | -61.75 | -71.25 | 0 | 0 | 0 | 0 | 0 | 0 | 0 | 0 | 0 | 0 | 0 | 0 | 0
2 | 100 | 118 | 100 118 Radient Barrier / Multi Attached | 0 | 0 | -17.125 | -17 | -18.75 | -27 | -32 | -33.5 | -26.5 | -30.75 | -30.5 | -29.5 | 0 | 0 | 0 | 0 | 0 | 0 | 0 | 0 | 0 | 0 | 0 | 0 | 0 | 0 | 0 | 0 | 0 | 0
2 | 100 | 119 | 100 119 Window Film / Multi Attached | 0 | 0 | -22.375 | -22.5 | -24.5 | -41 | -54.5 | -55.25 | -39.75 | -48.25 | -46.75 | -42 | 0 | 0 | 0 | 0 | 0 | 0 | 0 | 0 | 0 | 0 | 0 | 0 | 0 | 0 | 0 | 0 | 0 | 0
2 | 100 | 120 | 100 120 Window Tinting / Multi Attached | 0 | 0 | -6.25 | -6.125 | -6.25 | -9.25 | -10.75 | -10.5 | -9.25 | -10.5 | -10.75 | -10.5 | -11 | -11.25 | -9.75 | -11.25 | -12.25 | -12.75 | -12.75 | -12.5 | -14 | -14 | -13.5 | -13 | -16.5 | -14.5 | -14.5 | -16.5 | -15.5 | -16
2 | 100 | 121 | 100 121 Default Window With Sunscreen / Multi Attached | 0 | 0 | -8.75 | -8.125 | -9.25 | -14.5 | -17.75 | -18 | -14 | -16 | -15.5 | -15.5 | 0 | 0 | 0 | 0 | 0 | 0 | 0 | 0 | 0 | 0 | 0 | 0 | 0 | 0 | 0 | 0 | 0 | 0
2 | 100 | 122 | 100 122 Single Pane Clear Windows to Double Pane Low-E Windows / Multi Attached | 0 | 0 | -30.25 | -30.75 | -33.5 | -45.25 | -53 | -55 | -45.5 | -52.25 | -53 | -50.5 | -54.75 | -56 | -54 | -57.25 | -65.5 | -65.5 | -65.5 | -66.5 | -69 | -69.5 | -70 | -71 | -77 | -75 | -76.5 | -83 | -86.5 | -85.5
2 | 100 | 124 | 100 124 Ceiling R-0 to R-19 Insulation / Multi Attached | 0 | 0 | -18.125 | -18 | -19.5 | -31 | -38.5 | -39.75 | -29.75 | -35.5 | -35.5 | -32.75 | -36.75 | -36.5 | -34.25 | -37.25 | -44 | -44 | -44 | -44 | -45.5 | -45 | 0 | 0 | 0 | 0 | 0 | 0 | 0 | 0
2 | 100 | 125 | 100 125 Ceiling R-19 to R-38 Insulation / Multi Attached | 0 | 0 | -1 | -1 | -1 | -1.5 | -2 | -1.75 | -1.75 | -1 | -2 | -1.75 | -1.75 | -2 | -1.25 | -1.25 | -2.25 | -1.75 | -2.5 | -1.5 | -3 | -2.5 | 0 | 0 | 0 | 0 | 0 | 0 | 0 | 0
2 | 100 | 126 | 100 126 Wall 2x4 R-0 to Blow-In R-13 Insulation / Multi Attached | 0 | 0 | -2.25 | -2.5 | -2.5 | -4.25 | -5 | -4.5 | -4.25 | -4.25 | -4.5 | -4 | -4.25 | -4.75 | -3.5 | -3.75 | -5.5 | -5.25 | -5.25 | -5 | -6.5 | -5.5 | 0 | 0 | 0 | 0 | 0 | 0 | 0 | 0
2 | 100 | 127 | 100 127 Weather Strip/Caulk w/Blower Door / Multi Attached | 0 | 0 | -3.875 | -4.125 | -4.25 | -5.25 | -5.5 | 0 | 0 | 0 | 0 | 0 | 0 | 0 | 0 | 0 | 0 | 0 | 0 | 0 | 0 | 0 | 0 | 0 | 0 | 0 | 0 | 0 | 0 | 0
2 | 130 | 132 | 130 132 15 SEER Split-System Heat Pump / Multi Attached | 0 | 0 | -11.25 | -11.25 | -12.25 | -16.75 | -19.25 | -20 | -16.75 | -19 | -19.25 | -19 | -20.25 | -20.5 | -19.5 | -20.75 | -23.5 | 0 | 0 | 0 | 0 | 0 | 0 | 0 | 0 | 0 | 0 | 0 | 0 | 0
2 | 130 | 133 | 130 133 17 SEER Split-System Heat Pump / Multi Attached | 0 | 0 | -26.5 | -26.875 | -29 | -40 | -48 | -49 | -40.75 | -46.5 | -47 | -45 | -48.5 | -49 | -47.25 | -50.75 | -57.5 | 0 | 0 | 0 | 0 | 0 | 0 | 0 | 0 | 0 | 0 | 0 | 0 | 0
2 | 130 | 134 | 130 134 13 EER Geothermal Heat Pump / Multi Attached | 0 | 0 | -26.625 | -26.875 | -29 | -40.25 | -48 | -49.25 | -41 | -46.75 | -47.25 | -45 | -48.25 | -49.25 | -47.5 | -50.75 | -57.5 | 0 | 0 | 0 | 0 | 0 | 0 | 0 | 0 | 0 | 0 | 0 | 0 | 0
2 | 130 | 136 | 130 136 Attic Venting / Multi Attached | 0 | 0 | -8.75 | -9.125 | -9.5 | -13 | -15 | -15.25 | -13.5 | -14.5 | -14.75 | -14.5 | 0 | 0 | 0 | 0 | 0 | 0 | 0 | 0 | 0 | 0 | 0 | 0 | 0 | 0 | 0 | 0 | 0 | 0
2 | 130 | 137 | 130 137 Sealed Attics / Multi Attached | 0 | 0 | -17.625 | -17.625 | -19.25 | -35.5 | -48.5 | -49.75 | -34 | -42.25 | -40.5 | -35 | -41.75 | -40.75 | -38.25 | -42 | -52 | -51.25 | -50.5 | -49.5 | -52 | -49.5 | -49 | -50.5 | -57 | -51.5 | -52 | -60 | -64 | -61.5
2 | 130 | 138 | 130 138 AC Maintenance (Outdoor Coil Cleaning) / Multi Attached | 0 | 0 | -21.875 | -21.75 | -23.5 | -43.75 | 0 | 0 | 0 | 0 | 0 | 0 | 0 | 0 | 0 | 0 | 0 | 0 | 0 | 0 | 0 | 0 | 0 | 0 | 0 | 0 | 0 | 0 | 0 | 0
2 | 130 | 139 | 130 139 AC Maintenance (Indoor Coil Cleaning) / Multi Attached | 0 | 0 | -21.875 | -21.75 | -23.5 | -43.75 | 0 | 0 | 0 | 0 | 0 | 0 | 0 | 0 | 0 | 0 | 0 | 0 | 0 | 0 | 0 | 0 | 0 | 0 | 0 | 0 | 0 | 0 | 0 | 0
2 | 130 | 140 | 130 140 Proper Refrigerant Charging and Air Flow / Multi Attached | 0 | 0 | -16.75 | -16.375 | -18.5 | -24.75 | -28.5 | -29.75 | -25.5 | -28.25 | -28.75 | -28.5 | 0 | 0 | 0 | 0 | 0 | 0 | 0 | 0 | 0 | 0 | 0 | 0 | 0 | 0 | 0 | 0 | 0 | 0
2 | 130 | 141 | 130 141 Electronically Commutated Motors (ECM) on an Air Handler Unit / Multi Attached | 0 | 0 | -23.125 | -23.5 | -25.5 | -35.5 | -42.5 | -44 | -36 | -41.5 | -41.75 | -39.5 | -43.25 | -44 | -42.25 | -44 | -51.5 | 0 | 0 | 0 | 0 | 0 | 0 | 0 | 0 | 0 | 0 | 0 | 0 | 0
2 | 130 | 142 | 130 142 Duct Repair / Multi Attached | 0 | 0 | -26.5 | -26.5 | -28.25 | -52.75 | -72.25 | -72.75 | -50 | -62.25 | -59.75 | -52 | -62 | -60.75 | -56.75 | -61.75 | -78.25 | -80.75 | -74.25 | -74 | 0 | 0 | 0 | 0 | 0 | 0 | 0 | 0 | 0 | 0
2 | 130 | 143 | 130 143 Reflective Roof / Multi Attached | 0 | 0 | -32.25 | -32.125 | -34.75 | -49.5 | -59.5 | -61 | -49.75 | -57.75 | -57.75 | -54 | -60.25 | -60.5 | -57.75 | -61.75 | -71.25 | 0 | 0 | 0 | 0 | 0 | 0 | 0 | 0 | 0 | 0 | 0 | 0 | 0
2 | 130 | 144 | 130 144 Radient Barrier / Multi Attached | 0 | 0 | -15 | -15.125 | -16.75 | -24 | -28.25 | -29 | -23.25 | -26.75 | -27.25 | -26 | 0 | 0 | 0 | 0 | 0 | 0 | 0 | 0 | 0 | 0 | 0 | 0 | 0 | 0 | 0 | 0 | 0 | 0
2 | 130 | 145 | 130 145 Window Film / Multi Attached | 0 | 0 | -22.375 | -22.5 | -24.5 | -41 | -54.5 | -55.25 | -39.75 | -48.25 | -46.75 | -42 | 0 | 0 | 0 | 0 | 0 | 0 | 0 | 0 | 0 | 0 | 0 | 0 | 0 | 0 | 0 | 0 | 0 | 0
2 | 130 | 146 | 130 146 Window Tinting / Multi Attached | 0 | 0 | -5.875 | -6.125 | -6.25 | -9 | -10.25 | -10.5 | -9.25 | -10 | -10.5 | -9.75 | -10.5 | -10.5 | -9.5 | -10.75 | -12.25 | -12.25 | -12.5 | -12.5 | -14 | -13.5 | -13.5 | -13.5 | -15.5 | -14 | -14.5 | -16 | -15.5 | -15.5
2 | 130 | 147 | 130 147 Default Window With Sunscreen / Multi Attached | 0 | 0 | -7.5 | -7 | -8 | -12.75 | -15.25 | -15.25 | -12.25 | -13.5 | -14.25 | -13.5 | 0 | 0 | 0 | 0 | 0 | 0 | 0 | 0 | 0 | 0 | 0 | 0 | 0 | 0 | 0 | 0 | 0 | 0
2 | 130 | 148 | 130 148 Single Pane Clear Windows to Double Pane Low-E Windows / Multi Attached | 0 | 0 | -26.375 | -27.125 | -29.25 | -39.5 | -47 | -48 | -40.25 | -46.25 | -46 | -44.75 | -48.25 | -49.25 | -47.25 | -50.5 | -57 | -57.5 | -57.25 | -58 | -60 | -61 | -61 | -62.5 | -67.5 | -65 | -67 | -72 | -74.5 | -75
2 | 130 | 150 | 130 150 Ceiling R-0 to R-19 Insulation / Multi Attached | 0 | 0 | -16.5 | -16.625 | -18.25 | -33.75 | -46.25 | -47.25 | -32.25 | -39.75 | -37.75 | -33 | -40 | -38.75 | -36.25 | -39.75 | -49.5 | -49.25 | -48 | -47.5 | -49 | -47.5 | 0 | 0 | 0 | 0 | 0 | 0 | 0 | 0
2 | 130 | 151 | 130 151 Ceiling R-19 to R-38 Insulation / Multi Attached | 0 | 0 | -0.75 | -1 | -1 | -1.75 | -2.25 | -2 | -1.75 | -1.5 | -2 | -2 | -2.25 | -1.5 | -1 | -1.75 | -2.75 | -2.25 | -2.5 | -1.5 | -3 | -2.5 | 0 | 0 | 0 | 0 | 0 | 0 | 0 | 0
2 | 130 | 152 | 130 152 Wall 2x4 R-0 to Blow-In R-13 Insulation / Multi Attached | 0 | 0 | -2.25 | -2.375 | -2.5 | -4.25 | -5.5 | -5.25 | -3.75 | -4.75 | -4.25 | -4.5 | -4.25 | -4.5 | -3.25 | -4.25 | -6 | -5.75 | -6 | -5 | -6.5 | -6 | 0 | 0 | 0 | 0 | 0 | 0 | 0 | 0
2 | 130 | 153 | 130 153 Weather Strip/Caulk w/Blower Door / Multi Attached | 0 | 0 | -3.25 | -3.5 | -3.75 | -5.25 | -5.5 | 0 | 0 | 0 | 0 | 0 | 0 | 0 | 0 | 0 | 0 | 0 | 0 | 0 | 0 | 0 | 0 | 0 | 0 | 0 | 0 | 0 | 0 | 0
2 | 190 | 191 | 190 191 HE Room Air Conditioner - EER 11 / Multi Attached | 0 | 0 | -10.875 | -11 | -11.75 | -16.75 | -20 | -20.75 | -17.25 | -19 | -19.5 | -18.5 | -20 | -20.5 | -19 | -20.5 | -24 | 0 | 0 | 0 | 0 | 0 | 0 | 0 | 0 | 0 | 0 | 0 | 0 | 0
2 | 190 | 192 | 190 192 HE Room Air Conditioner - EER 12 / Multi Attached | 0 | 0 | -20 | -19.875 | -22 | -30.75 | -36.25 | -38 | -30.5 | -35.5 | -35.25 | -34 | -37.25 | -37.75 | -35.5 | -37.75 | -43.75 | 0 | 0 | 0 | 0 | 0 | 0 | 0 | 0 | 0 | 0 | 0 | 0 | 0
2 | 190 | 196 | 190 196 Reflective Roof / Multi Attached | 0 | 0 | -17 | -17 | -19 | -25.25 | -29 | -30.25 | -26.25 | -28.75 | -29.75 | -28.5 | -31.25 | -31.75 | -30.5 | -31.75 | -35.75 | 0 | 0 | 0 | 0 | 0 | 0 | 0 | 0 | 0 | 0 | 0 | 0 | 0
2 | 190 | 197 | 190 197 Window Film / Multi Attached | 0 | 0 | -3.375 | -3.75 | -3.75 | -5.25 | -5.5 | -5.25 | -5 | -4.75 | -5.75 | -5.5 | 0 | 0 | 0 | 0 | 0 | 0 | 0 | 0 | 0 | 0 | 0 | 0 | 0 | 0 | 0 | 0 | 0 | 0
2 | 190 | 198 | 190 198 Window Tinting / Multi Attached | 0 | 0 | -3.875 | -4.125 | -4 | -5.75 | -7 | -6.25 | -5.75 | -6.5 | -7 | -6.25 | -6.5 | -7 | -5.75 | -6.25 | -7.5 | -8 | -7.75 | -8 | -9 | -9 | -8.5 | -8.5 | -10 | -9.5 | -9 | -10 | -10 | -9.5
2 | 190 | 199 | 190 199 Default Window With Sunscreen / Multi Attached | 0 | 0 | -5.375 | -5.375 | -5.5 | -9 | -11.25 | -11 | -9 | -9.5 | -10.25 | -9.5 | 0 | 0 | 0 | 0 | 0 | 0 | 0 | 0 | 0 | 0 | 0 | 0 | 0 | 0 | 0 | 0 | 0 | 0
2 | 190 | 200 | 190 200 Single Pane Clear Windows to Double Pane Low-E Windows / Multi Attached | 0 | 0 | -18.875 | -18.875 | -21 | -28.5 | -32.75 | -34.25 | -29 | -32.5 | -32.5 | -31.5 | -34.25 | -34.25 | -33.75 | -35.25 | -40.25 | -40.75 | -41 | -41.5 | -43 | -43 | -43 | -44 | -48 | -46.5 | -48 | -51.5 | -53 | -52.5
2 | 190 | 202 | 190 202 Ceiling R-0 to R-19 Insulation / Multi Attached | 0 | 0 | -15.625 | -15.875 | -17 | -22.5 | -25.75 | -26.5 | -23.25 | -25.75 | -26.5 | -26.25 | -28.25 | -28.25 | -26.75 | -28.5 | -32 | -32.5 | -33 | -32.5 | -34.5 | -35 | 0 | 0 | 0 | 0 | 0 | 0 | 0 | 0
2 | 190 | 203 | 190 203 Ceiling R-19 to R-38 Insulation / Multi Attached | 0 | 0 | -0.75 | -0.875 | -1 | -1 | -1.5 | -1 | -1 | -1 | -1.5 | -1.25 | -1.25 | -0.75 | -0.5 | -1.5 | -1.25 | -1 | -1.25 | -1 | -1.5 | -2 | 0 | 0 | 0 | 0 | 0 | 0 | 0 | 0
2 | 190 | 204 | 190 204 Wall 2x4 R-0 to Blow-In R-13 Insulation / Multi Attached | 0 | 0 | -1.25 | -1.25 | -1.5 | -1.75 | -2.25 | -1.75 | -1.75 | -1.5 | -2 | -2 | -2 | -1.75 | -1.5 | -1.75 | -2.25 | -2 | -2.25 | -2 | -2 | -2.5 | 0 | 0 | 0 | 0 | 0 | 0 | 0 | 0
2 | 190 | 205 | 190 205 Weather Strip/Caulk w/Blower Door / Multi Attached | 0 | 0 | -2.5 | -2.75 | -2.75 | -3.5 | -3.75 | 0 | 0 | 0 | 0 | 0 | 0 | 0 | 0 | 0 | 0 | 0 | 0 | 0 | 0 | 0 | 0 | 0 | 0 | 0 | 0 | 0 | 0 | 0
2 | 220 | 221 | 220 221 CFL (18-Watt integral ballast), 0.5 hr/day / Multi Attached | 0 | 0 | -2.125 | -2.25 | -2.25 | -2.5 | -3 | -2.75 | -3 | -2.75 | -3.25 | -3.25 | -3.25 | -3.5 | -3 | -3 | -3.75 | -3.75 | -4 | -3.5 | -4.5 | -4 | -4 | -4 | -4.5 | -5 | -4 | -5 | -4 | 0
2 | 230 | 231 | 230 231 CFL (18-Watt integral ballast), 2.5 hr/day / Multi Attached | 0 | 0 | -15.5 | -15.5 | -17.25 | -20.5 | -21.75 | 0 | 0 | 0 | 0 | 0 | 0 | 0 | 0 | 0 | 0 | 0 | 0 | 0 | 0 | 0 | 0 | 0 | 0 | 0 | 0 | 0 | 0 | 0
2 | 240 | 241 | 240 241 CFL (18-Watt integral ballast), 6.0 hr/day / Multi Attached | 0 | 0 | -8.125 | -8.375 | 0 | 0 | 0 | 0 | 0 | 0 | 0 | 0 | 0 | 0 | 0 | 0 | 0 | 0 | 0 | 0 | 0 | 0 | 0 | 0 | 0 | 0 | 0 | 0 | 0 | 0
2 | 250 | 251 | 250 251 ROB 2L4'T8, 1EB / Multi Attached | 0 | 0 | -0.625 | -0.875 | -0.75 | -1 | -1.25 | -0.5 | -0.75 | -1 | -1.25 | -1 | -0.75 | -0.75 | -0.5 | -1.25 | -0.75 | -0.75 | -1.5 | -1 | -2 | -1.5 | -1 | -1.5 | -0.5 | -1.5 | -1.5 | -2 | -1.5 | -1
2 | 250 | 252 | 250 252 RET 2L4'T8, 1EB / Multi Attached | 0 | 0 | -0.625 | -0.875 | -0.75 | -1 | -1.25 | -0.5 | -0.75 | -1 | -1.25 | -1 | -0.75 | -0.75 | -0.5 | -1.25 | -0.75 | -0.75 | -1.5 | -1 | -2 | -1.5 | -1 | -1.5 | -0.5 | -1.5 | -1.5 | -2 | -1.5 | -1
2 | 260 | 261 | 260 261 CFL - medium screw based <30 Watts / Multi Attached | 0 | 0 | -3.5 | -3.875 | 0 | 0 | 0 | 0 | 0 | 0 | 0 | 0 | 0 | 0 | 0 | 0 | 0 | 0 | 0 | 0 | 0 | 0 | 0 | 0 | 0 | 0 | 0 | 0 | 0 | 0
2 | 260 | 262 | 260 262 Photocell/timeclock / Multi Attached | 0 | 0 | -1.125 | -1 | -1 | -1 | -1.25 | -1 | -1.25 | -1 | -1.5 | -1.25 | -1 | -1 | -0.75 | -1.5 | -1.25 | -1 | -1.5 | -1 | -2 | -1.5 | -1 | -1.5 | -1.5 | -1 | -1.5 | -2.5 | -2 | -1
2 | 300 | 301 | 300 301 HE Refrigerator - Energy Star version of above / Multi Attached | 0 | 0 | -10.625 | -10.875 | -12.25 | -14.25 | -15.5 | -15.75 | -15.25 | -16 | -16.25 | -17 | -17.5 | -18 | -17.5 | -18.75 | 0 | 0 | 0 | 0 | 0 | 0 | 0 | 0 | 0 | 0 | 0 | 0 | 0 | 0
2 | 350 | 351 | 350 351 HE Freezer / Multi Attached | 0 | 0 | -2.625 | -3.125 | -3.25 | -4 | -4.75 | -4.5 | -4.5 | -4.5 | -5 | -5 | -4.75 | 0 | 0 | 0 | 0 | 0 | 0 | 0 | 0 | 0 | 0 | 0 | 0 | 0 | 0 | 0 | 0 | 0
2 | 400 | 401 | 400 401 Heat Pump Water Heater (EF=2.9) / Multi Attached | 0 | 0 | -59.75 | -60.375 | -66.5 | -81.25 | -89.25 | -94.5 | -85.5 | -94.5 | -96.75 | -95 | 0 | 0 | 0 | 0 | 0 | 0 | 0 | 0 | 0 | 0 | 0 | 0 | 0 | 0 | 0 | 0 | 0 | 0
2 | 400 | 403 | 400 403 Solar Water Heat / Multi Attached | 0 | 0 | -55.375 | -57 | -63.25 | -73.75 | -79.75 | -85 | -80.5 | -86.5 | -89.25 | -88.75 | -94.5 | -96.75 | -96.75 | -100.75 | -107.75 | 0 | 0 | 0 | 0 | 0 | 0 | 0 | 0 | 0 | 0 | 0 | 0 | 0
2 | 400 | 404 | 400 404 AC Heat Recovery Units / Multi Attached | 0 | 0 | -10.625 | -10.25 | -11.25 | -15.25 | -17.25 | -18.25 | -16 | -17.25 | -18 | -17 | 0 | 0 | 0 | 0 | 0 | 0 | 0 | 0 | 0 | 0 | 0 | 0 | 0 | 0 | 0 | 0 | 0 | 0
2 | 400 | 405 | 400 405 Low Flow Showerhead / Multi Attached | 0 | 0 | -6.75 | -6.875 | -7 | -9 | -9.75 | -10.25 | -9 | -9.5 | -10.75 | -10.5 | 0 | 0 | 0 | 0 | 0 | 0 | 0 | 0 | 0 | 0 | 0 | 0 | 0 | 0 | 0 | 0 | 0 | 0
2 | 400 | 406 | 400 406 Pipe Wrap / Multi Attached | 0 | 0 | -2 | -2.125 | -2.25 | -2.5 | -2.5 | -2.5 | -2.5 | -2.5 | -3 | -2.75 | -2.75 | -3.25 | -2.75 | 0 | 0 | 0 | 0 | 0 | 0 | 0 | 0 | 0 | 0 | 0 | 0 | 0 | 0 | 0
2 | 400 | 407 | 400 407 Faucet Aerators / Multi Attached | 0 | 0 | -2.625 | -3 | -3.25 | -3.5 | -3.75 | -3.75 | -3.5 | -4 | -4.25 | -4 | 0 | 0 | 0 | 0 | 0 | 0 | 0 | 0 | 0 | 0 | 0 | 0 | 0 | 0 | 0 | 0 | 0 | 0
2 | 400 | 408 | 400 408 Water Heater Blanket / Multi Attached | 0 | 0 | -8.875 | -8.75 | -9.5 | -12.25 | -13 | -13.5 | -12.5 | 0 | 0 | 0 | 0 | 0 | 0 | 0 | 0 | 0 | 0 | 0 | 0 | 0 | 0 | 0 | 0 | 0 | 0 | 0 | 0 | 0
2 | 400 | 409 | 400 409 Water Heater Temperature Check and Adjustment / Multi Attached | 0 | 0 | -0.875 | -1.25 | -1.25 | -1 | -1.5 | 0 | 0 | 0 | 0 | 0 | 0 | 0 | 0 | 0 | 0 | 0 | 0 | 0 | 0 | 0 | 0 | 0 | 0 | 0 | 0 | 0 | 0 | 0
2 | 400 | 410 | 400 410 Water Heater Timeclock / Multi Attached | 0 | 0 | -4.25 | -4.625 | -4.75 | -6.25 | -7 | -6 | -6.25 | -6.25 | -6.75 | -7.25 | 0 | 0 | 0 | 0 | 0 | 0 | 0 | 0 | 0 | 0 | 0 | 0 | 0 | 0 | 0 | 0 | 0 | 0
2 | 400 | 411 | 400 411 Heat Trap / Multi Attached | 0 | 0 | -7.75 | -8 | -8.5 | -11 | -11.75 | -12 | -11 | -11.75 | -12.25 | -12.25 | 0 | 0 | 0 | 0 | 0 | 0 | 0 | 0 | 0 | 0 | 0 | 0 | 0 | 0 | 0 | 0 | 0 | 0
2 | 500 | 502 | 500 502 Energy Star CW CEE Tier 2 (MEF=2.0) / Multi Attached | 0 | 0 | -8.75 | -9 | -9.5 | -12 | -12.75 | -12.75 | -12.25 | -13 | -13.75 | -14 | -14.25 | 0 | 0 | 0 | 0 | 0 | 0 | 0 | 0 | 0 | 0 | 0 | 0 | 0 | 0 | 0 | 0 | 0
2 | 500 | 503 | 500 503 Energy Star CW CEE Tier 3 (MEF=2.2) / Multi Attached | 0 | 0 | -11.75 | -11.75 | -13 | -15.5 | -16.5 | -17.25 | -17 | -17.5 | -18.25 | -18.25 | -19 | 0 | 0 | 0 | 0 | 0 | 0 | 0 | 0 | 0 | 0 | 0 | 0 | 0 | 0 | 0 | 0 | 0
2 | 700 | 701 | 700 701 Energy Star DW (EF=0.68) / Multi Attached | 0 | 0 | -8.375 | -8.875 | -9.25 | -11.5 | -12 | -12.25 | -12.25 | -12.5 | -13.25 | -13.75 | -13.75 | -14.25 | -13.5 | 0 | 0 | 0 | 0 | 0 | 0 | 0 | 0 | 0 | 0 | 0 | 0 | 0 | 0 | 0
2 | 800 | 801 | 800 801 Two Speed Pool Pump (1.5 hp) / Multi Attached | 0 | 0 | -79 | -79.375 | -87.5 | -106 | -117.5 | 0 | 0 | 0 | 0 | 0 | 0 | 0 | 0 | 0 | 0 | 0 | 0 | 0 | 0 | 0 | 0 | 0 | 0 | 0 | 0 | 0 | 0 | 0
2 | 800 | 802 | 800 802 High Efficiency One Speed Pool Pump (1.5 hp) / Multi Attached | 0 | 0 | -39.75 | -40.125 | -44.5 | -53.5 | -59 | 0 | 0 | 0 | 0 | 0 | 0 | 0 | 0 | 0 | 0 | 0 | 0 | 0 | 0 | 0 | 0 | 0 | 0 | 0 | 0 | 0 | 0 | 0
2 | 800 | 803 | 800 803 Variable-Speed Pool Pump (<1 hp) / Multi Attached | 0 | 0 | -118.875 | -119.25 | -132 | -160 | -176.25 | -186.75 | -170 | -187 | -191.75 | -188.25 | 0 | 0 | 0 | 0 | 0 | 0 | 0 | 0 | 0 | 0 | 0 | 0 | 0 | 0 | 0 | 0 | 0 | 0
2 | 800 | 804 | 800 804 PV-Powered Pool Pumps / Multi Attached | 0 | 0 | -158.5 | -159.5 | -176.25 | -214.5 | -235.25 | -249.25 | -228 | -250 | -254.5 | -251.5 | 0 | 0 | 0 | 0 | 0 | 0 | 0 | 0 | 0 | 0 | 0 | 0 | 0 | 0 | 0 | 0 | 0 | 0
2 | 900 | 901 | 900 901 Energy Star TV / Multi Attached | 0 | 0 | -0.625 | -0.875 | -1 | -0.75 | -1 | -0.5 | -1.25 | 0 | 0 | 0 | 0 | 0 | 0 | 0 | 0 | 0 | 0 | 0 | 0 | 0 | 0 | 0 | 0 | 0 | 0 | 0 | 0 | 0
2 | 910 | 911 | 910 911 Energy Star TV / Multi Attached | 0 | 0 | -2.5 | -2.625 | -2.5 | -3.25 | -3.5 | -3.75 | -3.5 | 0 | 0 | 0 | 0 | 0 | 0 | 0 | 0 | 0 | 0 | 0 | 0 | 0 | 0 | 0 | 0 | 0 | 0 | 0 | 0 | 0
2 | 920 | 921 | 920 921 Energy Star Set-Top Box / Multi Attached | 0 | 0 | -2.75 | -3 | -3.25 | -3.75 | -4.25 | -3.5 | -3.5 | 0 | 0 | 0 | 0 | 0 | 0 | 0 | 0 | 0 | 0 | 0 | 0 | 0 | 0 | 0 | 0 | 0 | 0 | 0 | 0 | 0
2 | 930 | 931 | 930 931 Energy Star DVD Player / Multi Attached | 0 | 0 | -1.375 | -1.875 | -1.75 | -2 | -2.5 | -2 | -2.5 | 0 | 0 | 0 | 0 | 0 | 0 | 0 | 0 | 0 | 0 | 0 | 0 | 0 | 0 | 0 | 0 | 0 | 0 | 0 | 0 | 0
2 | 940 | 941 | 940 941 Energy Star VCR / Multi Attached | 0 | 0 | -2.75 | -3.125 | -3.5 | -4 | -5.25 | -4.25 | -4.5 | 0 | 0 | 0 | 0 | 0 | 0 | 0 | 0 | 0 | 0 | 0 | 0 | 0 | 0 | 0 | 0 | 0 | 0 | 0 | 0 | 0
2 | 950 | 951 | 950 951 Energy Star Desktop PC / Multi Attached | 0 | 0 | -1.875 | -2.125 | -2 | -2.5 | -2.5 | -2.5 | -2.5 | 0 | 0 | 0 | 0 | 0 | 0 | 0 | 0 | 0 | 0 | 0 | 0 | 0 | 0 | 0 | 0 | 0 | 0 | 0 | 0 | 0
2 | 960 | 961 | 960 961 Energy Star Laptop PC / Multi Attached | 0 | 0 | -0.875 | -0.875 | -1 | -1 | -1.25 | -0.75 | -1 | 0 | 0 | 0 | 0 | 0 | 0 | 0 | 0 | 0 | 0 | 0 | 0 | 0 | 0 | 0 | 0 | 0 | 0 | 0 | 0 | 0
3 | 100 | 102 | 100 102 15 SEER Split-System Air Conditioner / Single Detached - Manufactured | 0 | 0 | -12.125 | -12.125 | -12.75 | -19.5 | -22.75 | -23.75 | -18.75 | -21 | -22.25 | -20.75 | -22.25 | -23.5 | -22 | -22.5 | -27.5 | -27 | -27 | -27 | 0 | 0 | 0 | 0 | 0 | 0 | 0 | 0 | 0 | 0
3 | 100 | 103 | 100 103 17 SEER Split-System Air Conditioner / Single Detached - Manufactured | 0 | 0 | -28.125 | -28.5 | -30.5 | -45.5 | -55.5 | -57.25 | -44.5 | -53.25 | -52.75 | -48.25 | -54.75 | -54.5 | -52 | -56.25 | -65.5 | -66 | -64.75 | -66 | 0 | 0 | 0 | 0 | 0 | 0 | 0 | 0 | 0 | 0
3 | 100 | 104 | 100 104 19 SEER Split-System Air Conditioner / Single Detached - Manufactured | 0 | 0 | -41.125 | -40.5 | -43.5 | -65 | -80.25 | -82.75 | -64.25 | -75.75 | -75 | -70 | -77.5 | -78.75 | -74.5 | -80.5 | -94.5 | -94.75 | -93 | -94 | 0 | 0 | 0 | 0 | 0 | 0 | 0 | 0 | 0 | 0
3 | 100 | 105 | 100 105 14 SEER Split-System Heat Pump / Single Detached - Manufactured | 0 | 0 | -37.625 | -36.625 | -40 | -62.5 | -79.5 | -81.25 | -61 | -73.5 | -72.25 | -65.25 | -75 | -74.5 | -71 | -76.75 | -91 | 0 | 0 | 0 | 0 | 0 | 0 | 0 | 0 | 0 | 0 | 0 | 0 | 0
3 | 100 | 106 | 100 106 15 SEER Split-System Heat Pump / Single Detached - Manufactured | 0 | 0 | -49.875 | -49.125 | -53.5 | -77.25 | -94 | -97 | -77.25 | -90 | -90.25 | -83.75 | -93.25 | -93.75 | -90.25 | -96.25 | -111.5 | 0 | 0 | 0 | 0 | 0 | 0 | 0 | 0 | 0 | 0 | 0 | 0 | 0
3 | 100 | 107 | 100 107 17 SEER Split-System Heat Pump / Single Detached - Manufactured | 0 | 0 | -68.25 | -67.5 | -73 | -105.5 | -128 | -131.75 | -104.75 | -123.25 | -122.5 | -114.25 | -127.5 | -128.5 | -123.5 | -131.5 | -151.5 | 0 | 0 | 0 | 0 | 0 | 0 | 0 | 0 | 0 | 0 | 0 | 0 | 0
3 | 100 | 108 | 100 108 13 EER Geothermal Heat Pump / Single Detached - Manufactured | 0 | 0 | -68.25 | -67.375 | -72.75 | -105.25 | -127.5 | -131.75 | -105.25 | -122.75 | -122.25 | -114 | -127 | -128.5 | -123.25 | -131.5 | -151.5 | 0 | 0 | 0 | 0 | 0 | 0 | 0 | 0 | 0 | 0 | 0 | 0 | 0
3 | 100 | 109 | 100 109 HVAC Proper Sizing / Single Detached - Manufactured | 0 | 0 | -5.25 | -5.5 | -5.5 | -10.75 | -14 | -13.75 | -9.75 | -11.5 | -12 | -10.5 | -11.5 | -12.25 | -11 | -11 | -15.25 | 0 | 0 | 0 | 0 | 0 | 0 | 0 | 0 | 0 | 0 | 0 | 0 | 0
3 | 100 | 110 | 100 110 Attic Venting / Single Detached - Manufactured | 0 | 0 | -12.375 | -12.125 | -13.5 | -19 | -22 | -22.5 | -18.75 | -21 | -21.5 | -20.75 | 0 | 0 | 0 | 0 | 0 | 0 | 0 | 0 | 0 | 0 | 0 | 0 | 0 | 0 | 0 | 0 | 0 | 0
3 | 100 | 111 | 100 111 Sealed Attic w/Sprayed Foam Insulated Roof Deck / Single Detached - Manufactured | 0 | 0 | -23.125 | -23.125 | -25.25 | -42.25 | -56.25 | -56.5 | -41.25 | -50 | -48.5 | -43.5 | -50.5 | -50.25 | -47.5 | -50.5 | -62.25 | -61.75 | -60.5 | -59.5 | -62 | -60.5 | -60 | -61.5 | -69 | -63.5 | -65 | -73 | -77 | -75
3 | 100 | 112 | 100 112 AC Maintenance (Outdoor Coil Cleaning) / Single Detached - Manufactured | 0 | 0 | -15.375 | -15.375 | -16.75 | -23.25 | 0 | 0 | 0 | 0 | 0 | 0 | 0 | 0 | 0 | 0 | 0 | 0 | 0 | 0 | 0 | 0 | 0 | 0 | 0 | 0 | 0 | 0 | 0 | 0
3 | 100 | 113 | 100 113 AC Maintenance (Indoor Coil Cleaning) / Single Detached - Manufactured | 0 | 0 | -15.125 | -15.125 | -16.75 | -23.25 | 0 | 0 | 0 | 0 | 0 | 0 | 0 | 0 | 0 | 0 | 0 | 0 | 0 | 0 | 0 | 0 | 0 | 0 | 0 | 0 | 0 | 0 | 0 | 0
3 | 100 | 114 | 100 114 Proper Refrigerant Charging and Air Flow / Single Detached - Manufactured | 0 | 0 | -21.75 | -21.625 | -23.75 | -32.75 | -38.75 | -40.5 | -33.5 | -37.5 | -37.75 | -36.5 | 0 | 0 | 0 | 0 | 0 | 0 | 0 | 0 | 0 | 0 | 0 | 0 | 0 | 0 | 0 | 0 | 0 | 0
3 | 100 | 115 | 100 115 Electronically Commutated Motors (ECM) on an Air Handler Unit / Single Detached - Manufactured | 0 | 0 | -14 | -14.5 | -15.5 | -21 | -24.25 | -25 | -21.5 | -24 | -24.25 | -23.5 | -25.75 | -26.25 | -24.25 | -26 | -30 | 0 | 0 | 0 | 0 | 0 | 0 | 0 | 0 | 0 | 0 | 0 | 0 | 0
3 | 100 | 116 | 100 116 Duct Repair / Single Detached - Manufactured | 0 | 0 | -15.375 | -15.375 | -16.75 | -24.5 | -29.25 | -30.5 | -23.75 | -27.5 | -27.75 | -26.25 | -29.25 | -29.25 | -27.75 | -29.5 | -34.25 | -34.75 | -34.25 | -34 | 0 | 0 | 0 | 0 | 0 | 0 | 0 | 0 | 0 | 0
3 | 100 | 117 | 100 117 Reflective Roof / Single Detached - Manufactured | 0 | 0 | -30.75 | -30.625 | -33.5 | -45.75 | -54.5 | -56.75 | -46.25 | -53.25 | -53.25 | -51.25 | -55.75 | -57 | -54.75 | -57.75 | -66 | 0 | 0 | 0 | 0 | 0 | 0 | 0 | 0 | 0 | 0 | 0 | 0 | 0
3 | 100 | 118 | 100 118 Radient Barrier / Single Detached - Manufactured | 0 | 0 | -25 | -25.125 | -27 | -40 | -49.25 | -51 | -40 | -46.75 | -46.5 | -43.5 | 0 | 0 | 0 | 0 | 0 | 0 | 0 | 0 | 0 | 0 | 0 | 0 | 0 | 0 | 0 | 0 | 0 | 0
3 | 100 | 119 | 100 119 Window Film / Single Detached - Manufactured | 0 | 0 | -7.75 | -7.75 | -8.25 | -11.75 | -13.25 | -13.25 | -11.5 | -12.75 | -13.25 | -12.5 | 0 | 0 | 0 | 0 | 0 | 0 | 0 | 0 | 0 | 0 | 0 | 0 | 0 | 0 | 0 | 0 | 0 | 0
3 | 100 | 120 | 100 120 Window Tinting / Single Detached - Manufactured | 0 | 0 | -8.125 | -8.25 | -8.75 | -12.5 | -14.75 | -15 | -12.5 | -14 | -14.5 | -14.25 | -15.25 | -14.75 | -14 | -15.75 | -17.5 | -17.75 | -17.75 | -17 | -19.5 | -19 | -18 | -18.5 | -21.5 | -19 | -20.5 | -22 | -22 | -22
3 | 100 | 121 | 100 121 Default Window With Sunscreen / Single Detached - Manufactured | 0 | 0 | -31.5 | -31.5 | -33.75 | -54.5 | -70 | -71.75 | -52.5 | -64 | -63 | -56.25 | 0 | 0 | 0 | 0 | 0 | 0 | 0 | 0 | 0 | 0 | 0 | 0 | 0 | 0 | 0 | 0 | 0 | 0
3 | 100 | 122 | 100 122 Single Pane Clear Windows to Double Pane Low-E Windows / Single Detached - Manufactured | 0 | 0 | -59.75 | -59.25 | -63.5 | -108.5 | -142.75 | -146.25 | -104 | -128.5 | -124.5 | -110.5 | -128.75 | -127.75 | -120.5 | -130 | -158.5 | -160 | -154 | -154.5 | -159 | -153 | -153.5 | -154.5 | -175 | -161.5 | -163.5 | -188.5 | -195 | -192.5
3 | 100 | 124 | 100 124 Ceiling R-0 to R-19 Insulation / Single Detached - Manufactured | 0 | 0 | -18 | -18.125 | -19.5 | -33 | -43.5 | -44.75 | -32 | -38.5 | -38 | -34 | -39 | -39 | -36.75 | -39.75 | -48.25 | -48.5 | -47.75 | -47 | -49.5 | -47.5 | 0 | 0 | 0 | 0 | 0 | 0 | 0 | 0
3 | 100 | 125 | 100 125 Ceiling R-19 to R-38 Insulation / Single Detached - Manufactured | 0 | 0 | -0.875 | -1 | -1.25 | -1.75 | -2.25 | -1.75 | -1.75 | -1.5 | -2 | -1.75 | -2.25 | -1.75 | -1 | -1.5 | -2.5 | -1.75 | -2.25 | -1.5 | -2.5 | -2.5 | 0 | 0 | 0 | 0 | 0 | 0 | 0 | 0
3 | 100 | 126 | 100 126 Wall 2x4 R-0 to Blow-In R-13 Insulation / Single Detached - Manufactured | 0 | 0 | -2.75 | -3 | -3 | -5 | -6.25 | -6.25 | -5 | -5.5 | -5.75 | -5.5 | -5.75 | -6 | -4.25 | -5.25 | -7 | -6.5 | -6.75 | -6.5 | -7.5 | -7.5 | 0 | 0 | 0 | 0 | 0 | 0 | 0 | 0
3 | 100 | 127 | 100 127 Weather Strip/Caulk w/Blower Door / Single Detached - Manufactured | 0 | 0 | -4.375 | -4.625 | -4.75 | -6 | -6.5 | 0 | 0 | 0 | 0 | 0 | 0 | 0 | 0 | 0 | 0 | 0 | 0 | 0 | 0 | 0 | 0 | 0 | 0 | 0 | 0 | 0 | 0 | 0
3 | 130 | 132 | 130 132 15 SEER Split-System Heat Pump / Single Detached - Manufactured | 0 | 0 | -39 | -38.375 | -41.5 | -73.75 | -99.5 | -101 | -70.75 | -87.25 | -84.75 | -74 | -86.75 | -86.25 | -80.75 | -87 | -108.75 | 0 | 0 | 0 | 0 | 0 | 0 | 0 | 0 | 0 | 0 | 0 | 0 | 0
3 | 130 | 133 | 130 133 17 SEER Split-System Heat Pump / Single Detached - Manufactured | 0 | 0 | -31.875 | -31.375 | -34.25 | -48 | -57.5 | -59.75 | -48.5 | -56.25 | -56 | -53.25 | -58.75 | -58.75 | -57.25 | -60.5 | -69.5 | 0 | 0 | 0 | 0 | 0 | 0 | 0 | 0 | 0 | 0 | 0 | 0 | 0
3 | 130 | 134 | 130 134 13 EER Geothermal Heat Pump / Single Detached - Manufactured | 0 | 0 | -31.75 | -31.25 | -34.25 | -48 | -57.5 | -59.5 | -48 | -55.75 | -55.75 | -53.25 | -57.75 | -58.5 | -57 | -60.25 | -69.25 | 0 | 0 | 0 | 0 | 0 | 0 | 0 | 0 | 0 | 0 | 0 | 0 | 0
3 | 130 | 136 | 130 136 Attic Venting / Single Detached - Manufactured | 0 | 0 | -10.875 | -10.875 | -11.75 | -16.5 | -19.5 | -20 | -16.5 | -18.5 | -19 | -18.25 | 0 | 0 | 0 | 0 | 0 | 0 | 0 | 0 | 0 | 0 | 0 | 0 | 0 | 0 | 0 | 0 | 0 | 0
3 | 130 | 137 | 130 137 Sealed Attics / Single Detached - Manufactured | 0 | 0 | -20.625 | -21.25 | -22.75 | -42 | -57.25 | -58 | -39.75 | -49.75 | -47.25 | -41.5 | -49.5 | -48.5 | -44.75 | -49 | -61.25 | -64.25 | -59.75 | -58.5 | -61.5 | -58 | -57.5 | -59 | -66.5 | -60.5 | -61 | -71.5 | -77 | -73
3 | 130 | 138 | 130 138 AC Maintenance (Outdoor Coil Cleaning) / Single Detached - Manufactured | 0 | 0 | -14.125 | -14.5 | -15.25 | -21.5 | 0 | 0 | 0 | 0 | 0 | 0 | 0 | 0 | 0 | 0 | 0 | 0 | 0 | 0 | 0 | 0 | 0 | 0 | 0 | 0 | 0 | 0 | 0 | 0
3 | 130 | 139 | 130 139 AC Maintenance (Indoor Coil Cleaning) / Single Detached - Manufactured | 0 | 0 | -14 | -14.25 | -14.75 | -21.5 | 0 | 0 | 0 | 0 | 0 | 0 | 0 | 0 | 0 | 0 | 0 | 0 | 0 | 0 | 0 | 0 | 0 | 0 | 0 | 0 | 0 | 0 | 0 | 0
3 | 130 | 140 | 130 140 Proper Refrigerant Charging and Air Flow / Single Detached - Manufactured | 0 | 0 | -19.75 | -19.875 | -21.75 | -30.25 | -35.75 | -36.75 | -30.25 | -34.25 | -34.75 | -33.5 | 0 | 0 | 0 | 0 | 0 | 0 | 0 | 0 | 0 | 0 | 0 | 0 | 0 | 0 | 0 | 0 | 0 | 0
3 | 130 | 141 | 130 141 Electronically Commutated Motors (ECM) on an Air Handler Unit / Single Detached - Manufactured | 0 | 0 | -28.5 | -28.5 | -30.5 | -45.5 | -56 | -57 | -44.75 | -52.5 | -52.75 | -48.5 | -54.75 | -54.5 | -52 | -55.75 | -65.75 | 0 | 0 | 0 | 0 | 0 | 0 | 0 | 0 | 0 | 0 | 0 | 0 | 0
3 | 130 | 142 | 130 142 Duct Repair / Single Detached - Manufactured | 0 | 0 | -11.5 | -11.375 | -12 | -19.5 | -24 | -24.75 | -18.5 | -21.75 | -21.75 | -20.5 | -23.25 | -23.5 | -21.5 | -22.75 | -27.5 | -28 | -27.25 | -27 | 0 | 0 | 0 | 0 | 0 | 0 | 0 | 0 | 0 | 0
3 | 130 | 143 | 130 143 Reflective Roof / Single Detached - Manufactured | 0 | 0 | -27.5 | -28 | -30.25 | -41.75 | -49.25 | -51 | -42.5 | -48.5 | -48.5 | -47 | -50.5 | -51.25 | -49.5 | -53 | -60.25 | 0 | 0 | 0 | 0 | 0 | 0 | 0 | 0 | 0 | 0 | 0 | 0 | 0
3 | 130 | 144 | 130 144 Radient Barrier / Single Detached - Manufactured | 0 | 0 | -22.125 | -22.375 | -24 | -35.5 | -44 | -44.75 | -35.5 | -41.5 | -41.75 | -38.25 | 0 | 0 | 0 | 0 | 0 | 0 | 0 | 0 | 0 | 0 | 0 | 0 | 0 | 0 | 0 | 0 | 0 | 0
3 | 130 | 145 | 130 145 Window Film / Single Detached - Manufactured | 0 | 0 | -7.5 | -7.5 | -7.75 | -11.25 | -12.5 | -12.25 | -11 | -11.75 | -12.25 | -12.25 | 0 | 0 | 0 | 0 | 0 | 0 | 0 | 0 | 0 | 0 | 0 | 0 | 0 | 0 | 0 | 0 | 0 | 0
3 | 130 | 146 | 130 146 Window Tinting / Single Detached - Manufactured | 0 | 0 | -8.375 | -8.25 | -8.5 | -12.25 | -14.75 | -14.75 | -12.5 | -13.75 | -14.5 | -14 | -14.5 | -14.75 | -14 | -15.5 | -17.5 | -17 | -17.75 | -17 | -19 | -18.5 | -18 | -18.5 | -20.5 | -19 | -20.5 | -21.5 | -22 | -22.5
3 | 130 | 147 | 130 147 Default Window With Sunscreen / Single Detached - Manufactured | 0 | 0 | -31.5 | -31.5 | -33.75 | -54.5 | -70 | -71.75 | -52.5 | -64 | -63 | -56.25 | 0 | 0 | 0 | 0 | 0 | 0 | 0 | 0 | 0 | 0 | 0 | 0 | 0 | 0 | 0 | 0 | 0 | 0
3 | 130 | 148 | 130 148 Single Pane Clear Windows to Double Pane Low-E Windows / Single Detached - Manufactured | 0 | 0 | -59.75 | -59.25 | -63.5 | -108.5 | -142.75 | -146.25 | -104 | -128.5 | -124.5 | -110.5 | -128.75 | -127.75 | -120.5 | -130 | -158.5 | -160 | -154 | -154.5 | -159 | -153 | -153.5 | -154.5 | -175 | -161.5 | -163.5 | -188.5 | -195 | -192.5
3 | 130 | 150 | 130 150 Ceiling R-0 to R-19 Insulation / Single Detached - Manufactured | 0 | 0 | -17.25 | -17.375 | -18.5 | -34.5 | -47.25 | -48.25 | -32.75 | -40.25 | -39 | -34 | -40.5 | -39.5 | -37.25 | -40.75 | -51.25 | -52.25 | -49 | -49 | -50.5 | -48.5 | 0 | 0 | 0 | 0 | 0 | 0 | 0 | 0
3 | 130 | 151 | 130 151 Ceiling R-19 to R-38 Insulation / Single Detached - Manufactured | 0 | 0 | -0.875 | -1 | -1 | -2 | -2.25 | -1.75 | -2 | -1.5 | -2 | -2 | -2.5 | -2 | -0.75 | -1.75 | -2.75 | -2.25 | -2.25 | -1.5 | -2.5 | -2.5 | 0 | 0 | 0 | 0 | 0 | 0 | 0 | 0
3 | 130 | 152 | 130 152 Wall 2x4 R-0 to Blow-In R-13 Insulation / Single Detached - Manufactured | 0 | 0 | -2.375 | -2.75 | -2.75 | -4.75 | -6.75 | -6.25 | -5 | -5.25 | -5.5 | -5.5 | -6 | -5.75 | -4.5 | -5 | -7 | -7 | -6.5 | -6 | -7.5 | -6.5 | 0 | 0 | 0 | 0 | 0 | 0 | 0 | 0
3 | 130 | 153 | 130 153 Weather Strip/Caulk w/Blower Door / Single Detached - Manufactured | 0 | 0 | -4.125 | -4.25 | -4.25 | -5.5 | -5.5 | 0 | 0 | 0 | 0 | 0 | 0 | 0 | 0 | 0 | 0 | 0 | 0 | 0 | 0 | 0 | 0 | 0 | 0 | 0 | 0 | 0 | 0 | 0
3 | 190 | 191 | 190 191 HE Room Air Conditioner - EER 11 / Single Detached - Manufactured | 0 | 0 | -11.125 | -11.125 | -11.75 | -17 | -20.5 | -21.25 | -17 | -19.5 | -19.5 | -19 | -21 | -20.25 | -19.5 | -20.5 | -24.5 | 0 | 0 | 0 | 0 | 0 | 0 | 0 | 0 | 0 | 0 | 0 | 0 | 0
3 | 190 | 192 | 190 192 HE Room Air Conditioner - EER 12 / Single Detached - Manufactured | 0 | 0 | -19.375 | -19.875 | -21.5 | -31.25 | -37.25 | -38.5 | -30.5 | -35.75 | -36 | -33.5 | -36.75 | -37.5 | -35.75 | -38 | -44.25 | 0 | 0 | 0 | 0 | 0 | 0 | 0 | 0 | 0 | 0 | 0 | 0 | 0
3 | 190 | 196 | 190 196 Reflective Roof / Single Detached - Manufactured | 0 | 0 | -16 | -15.75 | -17.25 | -24 | -27.75 | -28.75 | -24.25 | -27.25 | -27.5 | -26.5 | -29 | -29.25 | -28.5 | -29.5 | -33.75 | 0 | 0 | 0 | 0 | 0 | 0 | 0 | 0 | 0 | 0 | 0 | 0 | 0
3 | 190 | 197 | 190 197 Window Film / Single Detached - Manufactured | 0 | 0 | -3.875 | -4.125 | -4.25 | -5.75 | -6.5 | -6.25 | -5.75 | -5.75 | -6.5 | -6.25 | 0 | 0 | 0 | 0 | 0 | 0 | 0 | 0 | 0 | 0 | 0 | 0 | 0 | 0 | 0 | 0 | 0 | 0
3 | 190 | 198 | 190 198 Window Tinting / Single Detached - Manufactured | 0 | 0 | -4.25 | -4.5 | -4.5 | -6.75 | -7.75 | -8 | -6.75 | -7.25 | -7.25 | -7.5 | -7.75 | -8.25 | -6.25 | -6.75 | -9 | -9.5 | -9.25 | -9 | -10.5 | -10 | -9 | -9.5 | -11.5 | -11 | -10 | -11.5 | -11.5 | -10.5
3 | 190 | 199 | 190 199 Default Window With Sunscreen / Single Detached - Manufactured | 0 | 0 | -5 | -5.125 | -5.25 | -9 | -11.5 | -11.25 | -8.5 | -9.75 | -9.75 | -9.75 | 0 | 0 | 0 | 0 | 0 | 0 | 0 | 0 | 0 | 0 | 0 | 0 | 0 | 0 | 0 | 0 | 0 | 0
3 | 190 | 200 | 190 200 Single Pane Clear Windows to Double Pane Low-E Windows / Single Detached - Manufactured | 0 | 0 | -18.75 | -18.875 | -20.25 | -28.25 | -33.5 | -34.75 | -29.25 | -32.75 | -32.5 | -32 | -34.75 | -34.75 | -33.25 | -35.25 | -40.25 | -40.75 | -41 | -41 | -42.5 | -42.5 | -42.5 | -44.5 | -48 | -46.5 | -47.5 | -52 | -53.5 | -53
3 | 190 | 202 | 190 202 Ceiling R-0 to R-19 Insulation / Single Detached - Manufactured | 0 | 0 | -16.25 | -16 | -17.5 | -23.5 | -26.75 | -28 | -24.25 | -26.75 | -27.25 | -26.5 | -29 | -29.25 | -28.5 | -29.25 | -34 | -33.75 | -33.25 | -34 | -36.5 | -36 | 0 | 0 | 0 | 0 | 0 | 0 | 0 | 0
3 | 190 | 203 | 190 203 Ceiling R-19 to R-38 Insulation / Single Detached - Manufactured | 0 | 0 | -1 | -0.875 | -1 | -1 | -1.25 | -1 | -1.25 | -1 | -1.25 | -1.25 | -1 | -1 | -0.75 | -1.5 | -1.25 | -1 | -1.25 | -1 | -1.5 | -2 | 0 | 0 | 0 | 0 | 0 | 0 | 0 | 0
3 | 190 | 204 | 190 204 Wall 2x4 R-0 to Blow-In R-13 Insulation / Single Detached - Manufactured | 0 | 0 | -1.25 | -1.375 | -1.5 | -1.5 | -2 | -1.75 | -1.75 | -1.5 | -2 | -1.75 | -2 | -1.75 | -1.5 | -1.75 | -2.5 | -2.25 | -2.25 | -2 | -2.5 | -2.5 | 0 | 0 | 0 | 0 | 0 | 0 | 0 | 0
3 | 190 | 205 | 190 205 Weather Strip/Caulk w/Blower Door / Single Detached - Manufactured | 0 | 0 | -2.5 | -2.5 | -2.5 | -3.5 | -3.5 | 0 | 0 | 0 | 0 | 0 | 0 | 0 | 0 | 0 | 0 | 0 | 0 | 0 | 0 | 0 | 0 | 0 | 0 | 0 | 0 | 0 | 0 | 0
3 | 220 | 221 | 220 221 CFL (18-Watt integral ballast), 0.5 hr/day / Single Detached - Manufactured | 0 | 0 | -2.125 | -2.25 | -2.25 | -2.5 | -2.75 | -2.75 | -3 | -3 | -3 | -3 | -3.25 | -3.25 | -3 | -3.25 | -4 | -3.75 | -3.75 | -4 | -4.5 | -4 | -4 | -4 | -4.5 | -5 | -4 | -5 | -4 | 0
3 | 230 | 231 | 230 231 CFL (18-Watt integral ballast), 2.5 hr/day / Single Detached - Manufactured | 0 | 0 | -15.875 | -15.75 | -17.25 | -20.75 | -22 | 0 | 0 | 0 | 0 | 0 | 0 | 0 | 0 | 0 | 0 | 0 | 0 | 0 | 0 | 0 | 0 | 0 | 0 | 0 | 0 | 0 | 0 | 0
3 | 240 | 241 | 240 241 CFL (18-Watt integral ballast), 6.0 hr/day / Single Detached - Manufactured | 0 | 0 | -8.25 | -8.625 | 0 | 0 | 0 | 0 | 0 | 0 | 0 | 0 | 0 | 0 | 0 | 0 | 0 | 0 | 0 | 0 | 0 | 0 | 0 | 0 | 0 | 0 | 0 | 0 | 0 | 0
3 | 250 | 251 | 250 251 ROB 2L4'T8, 1EB / Single Detached - Manufactured | 0 | 0 | -0.625 | -0.875 | -0.75 | -1 | -1.25 | -0.5 | -0.75 | -1 | -1.25 | -1 | -0.75 | -0.75 | -0.5 | -1.25 | -0.75 | -0.75 | -1.5 | -1 | -2 | -1.5 | -1 | -1.5 | -0.5 | -1.5 | -1.5 | -2 | -1.5 | -1
3 | 250 | 252 | 250 252 RET 2L4'T8, 1EB / Single Detached - Manufactured | 0 | 0 | -0.625 | -0.875 | -0.75 | -1 | -1.25 | -0.5 | -0.75 | -1 | -1.25 | -1 | -0.75 | -0.75 | -0.5 | -1.25 | -0.75 | -0.75 | -1.5 | -1 | -2 | -1.5 | -1 | -1.5 | -0.5 | -1.5 | -1.5 | -2 | -1.5 | -1
3 | 260 | 261 | 260 261 CFL - medium screw based <30 Watts / Single Detached - Manufactured | 0 | 0 | -3.5 | -3.625 | 0 | 0 | 0 | 0 | 0 | 0 | 0 | 0 | 0 | 0 | 0 | 0 | 0 | 0 | 0 | 0 | 0 | 0 | 0 | 0 | 0 | 0 | 0 | 0 | 0 | 0
3 | 260 | 262 | 260 262 Photocell/timeclock / Single Detached - Manufactured | 0 | 0 | -1.125 | -1 | -1 | -1 | -1.25 | -1 | -1.25 | -1 | -1.5 | -1.25 | -1 | -1 | -0.75 | -1.5 | -1.25 | -1 | -1.5 | -1 | -2 | -1.5 | -1 | -1.5 | -1.5 | -1 | -1.5 | -2.5 | -2 | -1
3 | 300 | 301 | 300 301 HE Refrigerator - Energy Star version of above / Single Detached - Manufactured | 0 | 0 | -10.625 | -10.875 | -12.25 | -14.25 | -15.5 | -15.75 | -15.25 | -16 | -16.25 | -17 | -17.5 | -18 | -17.5 | -18.75 | 0 | 0 | 0 | 0 | 0 | 0 | 0 | 0 | 0 | 0 | 0 | 0 | 0 | 0
3 | 350 | 351 | 350 351 HE Freezer / Single Detached - Manufactured | 0 | 0 | -2.625 | -3.125 | -3.25 | -4 | -4.75 | -4.5 | -4.5 | -4.5 | -5 | -5 | -4.75 | 0 | 0 | 0 | 0 | 0 | 0 | 0 | 0 | 0 | 0 | 0 | 0 | 0 | 0 | 0 | 0 | 0
3 | 400 | 401 | 400 401 Heat Pump Water Heater (EF=2.9) / Single Detached - Manufactured | 0 | 0 | -68 | -69.25 | -76.5 | -91.5 | -99.25 | -106 | -98 | -106.75 | -109 | -108.25 | 0 | 0 | 0 | 0 | 0 | 0 | 0 | 0 | 0 | 0 | 0 | 0 | 0 | 0 | 0 | 0 | 0 | 0
3 | 400 | 403 | 400 403 Solar Water Heat / Single Detached - Manufactured | 0 | 0 | -64.75 | -66.375 | -73 | -85.25 | -92.75 | -98.5 | -93 | -100.5 | -103 | -103.25 | -108.75 | -112 | -112.25 | -116.75 | -125.25 | 0 | 0 | 0 | 0 | 0 | 0 | 0 | 0 | 0 | 0 | 0 | 0 | 0
3 | 400 | 404 | 400 404 AC Heat Recovery Units / Single Detached - Manufactured | 0 | 0 | -12 | -11.875 | -13 | -17 | -19.25 | -19.75 | -17.75 | -19.25 | -19.5 | -19.25 | 0 | 0 | 0 | 0 | 0 | 0 | 0 | 0 | 0 | 0 | 0 | 0 | 0 | 0 | 0 | 0 | 0 | 0
3 | 400 | 405 | 400 405 Low Flow Showerhead / Single Detached - Manufactured | 0 | 0 | -7.5 | -8 | -8.25 | -10.75 | -11 | -11.25 | -10.75 | -11 | -12.25 | -12 | 0 | 0 | 0 | 0 | 0 | 0 | 0 | 0 | 0 | 0 | 0 | 0 | 0 | 0 | 0 | 0 | 0 | 0
3 | 400 | 406 | 400 406 Pipe Wrap / Single Detached - Manufactured | 0 | 0 | -2 | -2.25 | -2.25 | -2.75 | -3 | -2.75 | -3 | -3.25 | -3 | -3 | -3 | -3.25 | -3 | 0 | 0 | 0 | 0 | 0 | 0 | 0 | 0 | 0 | 0 | 0 | 0 | 0 | 0 | 0
3 | 400 | 407 | 400 407 Faucet Aerators / Single Detached - Manufactured | 0 | 0 | -2.875 | -3.25 | -3.25 | -3.75 | -4.5 | -4 | -4 | -4.25 | -4.75 | -4.75 | 0 | 0 | 0 | 0 | 0 | 0 | 0 | 0 | 0 | 0 | 0 | 0 | 0 | 0 | 0 | 0 | 0 | 0
3 | 400 | 408 | 400 408 Water Heater Blanket / Single Detached - Manufactured | 0 | 0 | -10.125 | -10.25 | -11 | -13.5 | -14.75 | -14.75 | -14.25 | 0 | 0 | 0 | 0 | 0 | 0 | 0 | 0 | 0 | 0 | 0 | 0 | 0 | 0 | 0 | 0 | 0 | 0 | 0 | 0 | 0
3 | 400 | 409 | 400 409 Water Heater Temperature Check and Adjustment / Single Detached - Manufactured | 0 | 0 | -1.125 | -1.125 | -1.25 | -1.25 | -1.75 | 0 | 0 | 0 | 0 | 0 | 0 | 0 | 0 | 0 | 0 | 0 | 0 | 0 | 0 | 0 | 0 | 0 | 0 | 0 | 0 | 0 | 0 | 0
3 | 400 | 410 | 400 410 Water Heater Timeclock / Single Detached - Manufactured | 0 | 0 | -4.75 | -5.125 | -5.25 | -7 | -7.75 | -7.25 | -7 | -7.25 | -8 | -7.75 | 0 | 0 | 0 | 0 | 0 | 0 | 0 | 0 | 0 | 0 | 0 | 0 | 0 | 0 | 0 | 0 | 0 | 0
3 | 400 | 411 | 400 411 Heat Trap / Single Detached - Manufactured | 0 | 0 | -9 | -8.625 | -9.75 | -12.25 | -13 | -13.25 | -12.25 | -13 | -13.75 | -14.25 | 0 | 0 | 0 | 0 | 0 | 0 | 0 | 0 | 0 | 0 | 0 | 0 | 0 | 0 | 0 | 0 | 0 | 0
3 | 500 | 502 | 500 502 Energy Star CW CEE Tier 2 (MEF=2.0) / Single Detached - Manufactured | 0 | 0 | -8.75 | -9 | -9.5 | -12 | -12.75 | -12.75 | -12.25 | -13 | -13.75 | -14 | -14.25 | 0 | 0 | 0 | 0 | 0 | 0 | 0 | 0 | 0 | 0 | 0 | 0 | 0 | 0 | 0 | 0 | 0
3 | 500 | 503 | 500 503 Energy Star CW CEE Tier 3 (MEF=2.2) / Single Detached - Manufactured | 0 | 0 | -11.75 | -11.75 | -13 | -15.5 | -16.5 | -17.25 | -17 | -17.5 | -18.25 | -18.25 | -19 | 0 | 0 | 0 | 0 | 0 | 0 | 0 | 0 | 0 | 0 | 0 | 0 | 0 | 0 | 0 | 0 | 0
3 | 700 | 701 | 700 701 Energy Star DW (EF=0.68) / Single Detached - Manufactured | 0 | 0 | -8.375 | -8.875 | -9.25 | -11.5 | -12 | -12.25 | -12.25 | -12.5 | -13.25 | -13.75 | -13.75 | -14.25 | -13.5 | 0 | 0 | 0 | 0 | 0 | 0 | 0 | 0 | 0 | 0 | 0 | 0 | 0 | 0 | 0
3 | 800 | 801 | 800 801 Two Speed Pool Pump (1.5 hp) / Single Detached - Manufactured | 0 | 0 | -79 | -79.375 | -87.5 | -106 | -117.5 | 0 | 0 | 0 | 0 | 0 | 0 | 0 | 0 | 0 | 0 | 0 | 0 | 0 | 0 | 0 | 0 | 0 | 0 | 0 | 0 | 0 | 0 | 0
3 | 800 | 802 | 800 802 High Efficiency One Speed Pool Pump (1.5 hp) / Single Detached - Manufactured | 0 | 0 | -39.75 | -40.125 | -44.5 | -53.5 | -59 | 0 | 0 | 0 | 0 | 0 | 0 | 0 | 0 | 0 | 0 | 0 | 0 | 0 | 0 | 0 | 0 | 0 | 0 | 0 | 0 | 0 | 0 | 0
3 | 800 | 803 | 800 803 Variable-Speed Pool Pump (<1 hp) / Single Detached - Manufactured | 0 | 0 | -118.875 | -119.25 | -132 | -160 | -176.25 | -186.75 | -170 | -187 | -191.75 | -188.25 | 0 | 0 | 0 | 0 | 0 | 0 | 0 | 0 | 0 | 0 | 0 | 0 | 0 | 0 | 0 | 0 | 0 | 0
3 | 800 | 804 | 800 804 PV-Powered Pool Pumps / Single Detached - Manufactured | 0 | 0 | -158.5 | -159.5 | -176.25 | -214.5 | -235.25 | -249.25 | -228 | -250 | -254.5 | -251.5 | 0 | 0 | 0 | 0 | 0 | 0 | 0 | 0 | 0 | 0 | 0 | 0 | 0 | 0 | 0 | 0 | 0 | 0
3 | 900 | 901 | 900 901 Energy Star TV / Single Detached - Manufactured | 0 | 0 | -0.625 | -0.875 | -1 | -0.75 | -1 | -0.5 | -1.25 | 0 | 0 | 0 | 0 | 0 | 0 | 0 | 0 | 0 | 0 | 0 | 0 | 0 | 0 | 0 | 0 | 0 | 0 | 0 | 0 | 0
3 | 910 | 911 | 910 911 Energy Star TV / Single Detached - Manufactured | 0 | 0 | -2.5 | -2.625 | -2.5 | -3.25 | -3.5 | -3.75 | -3.5 | 0 | 0 | 0 | 0 | 0 | 0 | 0 | 0 | 0 | 0 | 0 | 0 | 0 | 0 | 0 | 0 | 0 | 0 | 0 | 0 | 0
3 | 920 | 921 | 920 921 Energy Star Set-Top Box / Single Detached - Manufactured | 0 | 0 | -2.75 | -3 | -3.25 | -3.75 | -4.25 | -3.5 | -3.5 | 0 | 0 | 0 | 0 | 0 | 0 | 0 | 0 | 0 | 0 | 0 | 0 | 0 | 0 | 0 | 0 | 0 | 0 | 0 | 0 | 0
3 | 930 | 931 | 930 931 Energy Star DVD Player / Single Detached - Manufactured | 0 | 0 | -1.375 | -1.875 | -1.75 | -2 | -2.5 | -2 | -2.5 | 0 | 0 | 0 | 0 | 0 | 0 | 0 | 0 | 0 | 0 | 0 | 0 | 0 | 0 | 0 | 0 | 0 | 0 | 0 | 0 | 0
3 | 940 | 941 | 940 941 Energy Star VCR / Single Detached - Manufactured | 0 | 0 | -2.75 | -3.125 | -3.5 | -4 | -5.25 | -4.25 | -4.5 | 0 | 0 | 0 | 0 | 0 | 0 | 0 | 0 | 0 | 0 | 0 | 0 | 0 | 0 | 0 | 0 | 0 | 0 | 0 | 0 | 0
3 | 950 | 951 | 950 951 Energy Star Desktop PC / Single Detached - Manufactured | 0 | 0 | -1.875 | -2.125 | -2 | -2.5 | -2.5 | -2.5 | -2.5 | 0 | 0 | 0 | 0 | 0 | 0 | 0 | 0 | 0 | 0 | 0 | 0 | 0 | 0 | 0 | 0 | 0 | 0 | 0 | 0 | 0
3 | 960 | 961 | 960 961 Energy Star Laptop PC / Single Detached - Manufactured | 0 | 0 | -0.875 | -0.875 | -1 | -1 | -1.25 | -0.75 | -1 | 0 | 0 | 0 | 0 | 0 | 0 | 0 | 0 | 0 | 0 | 0 | 0 | 0 | 0 | 0 | 0 | 0 | 0 | 0 | 0 | 0
5 | 200 | 211 | 200 211 LED 12W Blend / All | 0 | 0 | 0 | 0 | 0 | 0 | 0 | 0 | 0 | 0 | 0 | 0 | 0 | 0 | 0 | 0 | 0 | 0 | 0 | 0 | 0 | 0 | 0 | 0 | 0 | 0 | 0 | 0 | 0 | 0
5 | 200 | 222 | 200 222 LED 12W, 0.5hr/hday / All | 0 | 0 | -0.125 | -0.375 | -0.25 | -0.5 | -0.5 | -0.25 | -1 | -0.25 | -0.5 | -0.75 | -0.25 | -0.5 | -0.25 | -0.5 | -0.5 | -0.25 | 0 | -0.5 | -1 | -0.5 | -0.5 | -0.5 | -0.5 | -0.5 | -0.5 | -0.5 | -0.5 | 0 | -12.25
5 | 200 | 232 | 200 232 LED 12W, 2.5hr/hday / All | 0 | 0 | -1.375 | -1.875 | -1.75 | -2 | -2.25 | -2 | -2.5 | -1.75 | -2.25 | -2.75 | -2.5 | -2.25 | -2.25 | -2 | -2.75 | -2.75 | -2.5 | -2.5 | -3 | -3 | -3 | -2.5 | -4 | -4 | -3 | -3.5 | -3.5 | 0 | -69.5
5 | 200 | 242 | 200 242 LED 12W, 6.0hr/hday / All | 0 | 0 | -3.375 | -3.5 | -4 | -4.75 | -5 | -4.75 | -4.75 | -4.5 | -5 | -5.25 | -5.5 | 0 | 0 | 0 | 0 | 0 | 0 | 0 | 0 | 0 | 0 | 0 | 0 | 0 | 0 | 0 | 0 | 0 | -50.375
5 | 260 | 263 | 260 263 LED Directional 13W (Flood, Outdoor) / All | 0 | 0 | -4.625 | -5 | -5 | -6.5 | -7.25 | -7 | -6.75 | -6.5 | -7.5 | 0 | 0 | 0 | 0 | 0 | 0 | 0 | 0 | 0 | 0 | 0 | 0 | 0 | 0 | 0 | 0 | 0 | 0 | 0
5 | 999 | 302 | 999 302 Refrigerator recycling / All | 0 | 0 | -47.5 | -48.625 | -54.25 | -62.75 | -68.25 | -72 | -69.25 | 0 | 0 | 0 | 0 | 0 | 0 | 0 | 0 | 0 | 0 | 0 | 0 | 0 | 0 | 0 | 0 | 0 | 0 | 0 | 0 | 0
5 | 999 | 352 | 999 352 Freezer recycling / All | 0 | 0 | -38.375 | -39.125 | -43.75 | -51 | -55.25 | -58.25 | -55 | 0 | 0 | 0 | 0 | 0 | 0 | 0 | 0 | 0 | 0 | 0 | 0 | 0 | 0 | 0 | 0 | 0 | 0 | 0 | 0 | 0
5 | 999 | 962 | 999 962 Smart Plug / All | 0 | 0 | -12 | -12.5 | -13.25 | -16.25 | -17.25 | -18.25 | -17.25 | -18 | -18.5 | -19 | 0 | 0 | 0 | 0 | 0 | 0 | 0 | 0 | 0 | 0 | 0 | 0 | 0 | 0 | 0 | 0 | 0 | 0

## Avoided T&D Capacity
Building # | Base # | Measure # | Measure Name | 2013 | 2014 | 2015 | 2016 | 2017 | 2018 | 2019 | 2020 | 2021 | 2022 | 2023 | 2024 | 2025 | 2026 | 2027 | 2028 | 2029 | 2030 | 2031 | 2032 | 2033 | 2034 | 2035 | 2036 | 2037 | 2038 | 2039 | 2040 | 2041 | 2042
1 | 100 | 102 | 100 102 15 SEER Split-System Air Conditioner / Single Detached | 0 | 0 | -27.4879 | -27.4879 | -27.4879 | -27.4879 | -27.4879 | -27.4879 | -27.4879 | -27.4879 | -27.4879 | -27.4879 | -27.4879 | -27.4879 | -27.4879 | -27.4879 | -27.4879 | -27.4879 | -27.4879 | -27.4879 | 0 | 0 | 0 | 0 | 0 | 0 | 0 | 0 | 0 | 0
1 | 100 | 103 | 100 103 17 SEER Split-System Air Conditioner / Single Detached | 0 | 0 | -10.2787 | -10.2787 | -10.2787 | -10.2787 | -10.2787 | -10.2787 | -10.2787 | -10.2787 | -10.2787 | -10.2787 | -10.2787 | -10.2787 | -10.2787 | -10.2787 | -10.2787 | -10.2787 | -10.2787 | -10.2787 | 0 | 0 | 0 | 0 | 0 | 0 | 0 | 0 | 0 | 0
1 | 100 | 104 | 100 104 19 SEER Split-System Air Conditioner / Single Detached | 0 | 0 | -14.715 | -14.715 | -14.715 | -14.715 | -14.715 | -14.715 | -14.715 | -14.715 | -14.715 | -14.715 | -14.715 | -14.715 | -14.715 | -14.715 | -14.715 | -14.715 | -14.715 | -14.715 | 0 | 0 | 0 | 0 | 0 | 0 | 0 | 0 | 0 | 0
1 | 100 | 105 | 100 105 14 SEER Split-System Heat Pump / Single Detached | 0 | 0 | -12.5311 | -12.5311 | -12.5311 | -12.5311 | -12.5311 | -12.5311 | -12.5311 | -12.5271 | -12.5271 | -12.5271 | -12.5271 | -12.5271 | -12.5271 | -12.5271 | -12.5271 | 0 | 0 | 0 | 0 | 0 | 0 | 0 | 0 | 0 | 0 | 0 | 0 | 0
1 | 100 | 106 | 100 106 15 SEER Split-System Heat Pump / Single Detached | 0 | 0 | -35.9333 | -35.9333 | -35.9333 | -35.9333 | -35.9333 | -35.9333 | -35.9333 | -35.9292 | -35.9292 | -35.9292 | -35.9292 | -35.9292 | -35.9292 | -35.9292 | -35.9292 | 0 | 0 | 0 | 0 | 0 | 0 | 0 | 0 | 0 | 0 | 0 | 0 | 0
1 | 100 | 107 | 100 107 17 SEER Split-System Heat Pump / Single Detached | 0 | 0 | -23.9098 | -23.9098 | -23.9098 | -23.9098 | -23.9098 | -23.9098 | -23.9098 | -23.9098 | -23.9098 | -23.9098 | -23.9098 | -23.9098 | -23.9098 | -23.9098 | -23.9098 | 0 | 0 | 0 | 0 | 0 | 0 | 0 | 0 | 0 | 0 | 0 | 0 | 0
1 | 100 | 108 | 100 108 13 EER Geothermal Heat Pump / Single Detached | 0 | 0 | -23.8696 | -23.8696 | -23.8696 | -23.8696 | -23.8696 | -23.8696 | -23.8696 | -23.8696 | -23.8696 | -23.8696 | -23.8696 | -23.8696 | -23.8696 | -23.8696 | -23.8696 | 0 | 0 | 0 | 0 | 0 | 0 | 0 | 0 | 0 | 0 | 0 | 0 | 0
1 | 100 | 110 | 100 110 Attic Venting / Single Detached | 0 | 0 | -2.9857 | -2.9857 | -2.9857 | -2.9857 | -2.9857 | -2.9857 | -2.9857 | -2.9857 | -2.9857 | -2.9857 | 0 | 0 | 0 | 0 | 0 | 0 | 0 | 0 | 0 | 0 | 0 | 0 | 0 | 0 | 0 | 0 | 0 | 0
1 | 100 | 111 | 100 111 Sealed Attic w/Sprayed Foam Insulated Roof Deck / Single Detached | 0 | 0 | -10.9113 | -10.9113 | -10.9113 | -10.9113 | -10.9113 | -10.9113 | -10.9113 | -10.9113 | -10.9113 | -10.9113 | -10.9113 | -10.9113 | -10.9113 | -10.9113 | -10.8952 | -10.8952 | -10.8952 | -10.8952 | -10.8952 | -10.8952 | -10.8952 | -10.8952 | -10.8952 | -10.8952 | -10.8952 | -10.8952 | -10.8952 | -10.8952
1 | 100 | 112 | 100 112 AC Maintenance (Outdoor Coil Cleaning) / Single Detached | 0 | 0 | -13.9333 | -13.9333 | -13.9333 | -13.9333 | 0 | 0 | 0 | 0 | 0 | 0 | 0 | 0 | 0 | 0 | 0 | 0 | 0 | 0 | 0 | 0 | 0 | 0 | 0 | 0 | 0 | 0 | 0 | 0
1 | 100 | 113 | 100 113 AC Maintenance (Indoor Coil Cleaning) / Single Detached | 0 | 0 | -13.9333 | -13.9333 | -13.9333 | -13.9333 | 0 | 0 | 0 | 0 | 0 | 0 | 0 | 0 | 0 | 0 | 0 | 0 | 0 | 0 | 0 | 0 | 0 | 0 | 0 | 0 | 0 | 0 | 0 | 0
1 | 100 | 114 | 100 114 Proper Refrigerant Charging and Air Flow / Single Detached | 0 | 0 | -9.1586 | -9.1586 | -9.1586 | -9.1586 | -9.1586 | -9.1586 | -9.1586 | -9.1586 | -9.1586 | -9.1586 | 0 | 0 | 0 | 0 | 0 | 0 | 0 | 0 | 0 | 0 | 0 | 0 | 0 | 0 | 0 | 0 | 0 | 0
1 | 100 | 115 | 100 115 Electronically Commutated Motors (ECM) on an Air Handler Unit / Single Detached | 0 | 0 | -2.756 | -2.756 | -2.756 | -2.756 | -2.756 | -2.756 | -2.756 | -2.756 | -2.756 | -2.756 | -2.756 | -2.756 | -2.756 | -2.756 | -2.756 | 0 | 0 | 0 | 0 | 0 | 0 | 0 | 0 | 0 | 0 | 0 | 0 | 0
1 | 100 | 116 | 100 116 Duct Repair / Single Detached | 0 | 0 | -17.3058 | -17.3058 | -17.3058 | -17.3058 | -17.3058 | -17.3058 | -17.3058 | -17.3058 | -17.3058 | -17.3058 | -17.3058 | -17.3058 | -17.3058 | -17.3058 | -17.322 | -17.322 | -17.322 | -17.322 | 0 | 0 | 0 | 0 | 0 | 0 | 0 | 0 | 0 | 0
1 | 100 | 117 | 100 117 Reflective Roof / Single Detached | 0 | 0 | -7.3172 | -7.3172 | -7.3172 | -7.3172 | -7.3172 | -7.3172 | -7.3172 | -7.3172 | -7.3172 | -7.3172 | -7.3172 | -7.3172 | -7.3172 | -7.3172 | -7.3172 | 0 | 0 | 0 | 0 | 0 | 0 | 0 | 0 | 0 | 0 | 0 | 0 | 0
1 | 100 | 118 | 100 118 Radient Barrier / Single Detached | 0 | 0 | -9.3601 | -9.3601 | -9.3601 | -9.3601 | -9.3601 | -9.3601 | -9.3601 | -9.3601 | -9.3601 | -9.3601 | 0 | 0 | 0 | 0 | 0 | 0 | 0 | 0 | 0 | 0 | 0 | 0 | 0 | 0 | 0 | 0 | 0 | 0
1 | 100 | 119 | 100 119 Window Film / Single Detached | 0 | 0 | -11.3022 | -11.3022 | -11.3022 | -11.3022 | -11.3022 | -11.3022 | -11.3022 | -11.3022 | -11.3022 | -11.3022 | 0 | 0 | 0 | 0 | 0 | 0 | 0 | 0 | 0 | 0 | 0 | 0 | 0 | 0 | 0 | 0 | 0 | 0
1 | 100 | 120 | 100 120 Window Tinting / Single Detached | 0 | 0 | -2.619 | -2.619 | -2.619 | -2.619 | -2.619 | -2.619 | -2.619 | -2.615 | -2.615 | -2.615 | -2.615 | -2.615 | -2.615 | -2.615 | -2.615 | -2.615 | -2.615 | -2.615 | -2.615 | -2.615 | -2.615 | -2.615 | -2.615 | -2.615 | -2.615 | -2.615 | -2.615 | -2.615
1 | 100 | 121 | 100 121 Default Window With Sunscreen / Single Detached | 0 | 0 | -10.1982 | -10.1982 | -10.1982 | -10.1982 | -10.1982 | -10.1982 | -10.1982 | -10.1982 | -10.1982 | -10.1982 | 0 | 0 | 0 | 0 | 0 | 0 | 0 | 0 | 0 | 0 | 0 | 0 | 0 | 0 | 0 | 0 | 0 | 0
1 | 100 | 122 | 100 122 Single Pane Clear Windows to Double Pane Low-E Windows / Single Detached | 0 | 0 | -11.3022 | -11.3022 | -11.3022 | -11.3022 | -11.3022 | -11.3022 | -11.3022 | -11.3022 | -11.3022 | -11.3022 | -11.3022 | -11.3022 | -11.3022 | -11.3022 | -11.3022 | -11.3022 | -11.3022 | -11.3022 | -11.3022 | -11.3022 | -11.3022 | -11.3022 | -11.3022 | -11.3022 | -11.3022 | -11.3022 | -11.3022 | -11.3022
1 | 100 | 124 | 100 124 Ceiling R-0 to R-19 Insulation / Single Detached | 0 | 0 | -15.4523 | -15.4523 | -15.4523 | -15.4523 | -15.4523 | -15.4523 | -15.4523 | -15.4523 | -15.4523 | -15.4523 | -15.4523 | -15.4523 | -15.4523 | -15.4523 | -15.4685 | -15.4685 | -15.4685 | -15.4685 | -15.4685 | -15.4685 | 0 | 0 | 0 | 0 | 0 | 0 | 0 | 0
1 | 100 | 125 | 100 125 Ceiling R-19 to R-38 Insulation / Single Detached | 0 | 0 | -0.61245 | -0.61245 | -0.61245 | -0.61245 | -0.61245 | -0.61245 | -0.61245 | -0.61245 | -0.61245 | -0.61245 | -0.61245 | -0.61245 | -0.61245 | -0.61245 | -0.61245 | -0.61245 | -0.61245 | -0.61245 | -0.61245 | -0.61245 | 0 | 0 | 0 | 0 | 0 | 0 | 0 | 0
1 | 100 | 126 | 100 126 Wall 2x4 R-0 to Blow-In R-13 Insulation / Single Detached | 0 | 0 | -1.4707 | -1.4707 | -1.4707 | -1.4707 | -1.4707 | -1.4707 | -1.4707 | -1.4707 | -1.4707 | -1.4707 | -1.4707 | -1.4707 | -1.4707 | -1.4707 | -1.4707 | -1.4707 | -1.4707 | -1.4707 | -1.4707 | -1.4707 | 0 | 0 | 0 | 0 | 0 | 0 | 0 | 0
1 | 100 | 127 | 100 127 Weather Strip/Caulk w/Blower Door / Single Detached | 0 | 0 | -0.37875 | -0.37875 | -0.37875 | -0.37875 | -0.37875 | 0 | 0 | 0 | 0 | 0 | 0 | 0 | 0 | 0 | 0 | 0 | 0 | 0 | 0 | 0 | 0 | 0 | 0 | 0 | 0 | 0 | 0 | 0
1 | 130 | 132 | 130 132 15 SEER Split-System Heat Pump / Single Detached | 0 | 0 | -11.0242 | -11.0242 | -11.0242 | -11.0242 | -11.0242 | -11.0242 | -11.0242 | -11.0201 | -11.0201 | -11.0201 | -11.0201 | -11.0201 | -11.0201 | -11.0201 | -11.0362 | 0 | 0 | 0 | 0 | 0 | 0 | 0 | 0 | 0 | 0 | 0 | 0 | 0
1 | 130 | 133 | 130 133 17 SEER Split-System Heat Pump / Single Detached | 0 | 0 | -20.3117 | -20.3117 | -20.3117 | -20.3117 | -20.3117 | -20.3117 | -20.3117 | -20.3117 | -20.3117 | -20.3117 | -20.3117 | -20.3117 | -20.3117 | -20.3117 | -20.3117 | 0 | 0 | 0 | 0 | 0 | 0 | 0 | 0 | 0 | 0 | 0 | 0 | 0
1 | 130 | 134 | 130 134 13 EER Geothermal Heat Pump / Single Detached | 0 | 0 | -20.2754 | -20.2754 | -20.2754 | -20.2754 | -20.2754 | -20.2754 | -20.2754 | -20.2754 | -20.2754 | -20.2754 | -20.2754 | -20.2754 | -20.2754 | -20.2754 | -20.2915 | 0 | 0 | 0 | 0 | 0 | 0 | 0 | 0 | 0 | 0 | 0 | 0 | 0
1 | 130 | 136 | 130 136 Attic Venting / Single Detached | 0 | 0 | -2.6553 | -2.6553 | -2.6553 | -2.6553 | -2.6553 | -2.6553 | -2.6553 | -2.6553 | -2.6553 | -2.6553 | 0 | 0 | 0 | 0 | 0 | 0 | 0 | 0 | 0 | 0 | 0 | 0 | 0 | 0 | 0 | 0 | 0 | 0
1 | 130 | 137 | 130 137 Sealed Attics / Single Detached | 0 | 0 | -14.5377 | -14.5377 | -14.5377 | -14.5377 | -14.5377 | -14.5377 | -14.5377 | -14.5337 | -14.5337 | -14.5337 | -14.5337 | -14.5337 | -14.5337 | -14.5337 | -14.5337 | -14.5337 | -14.5337 | -14.5337 | -14.5337 | -14.5337 | -14.5337 | -14.5337 | -14.5337 | -14.5337 | -14.5337 | -14.5337 | -14.5337 | -14.5337
1 | 130 | 138 | 130 138 AC Maintenance (Outdoor Coil Cleaning) / Single Detached | 0 | 0 | -5.8828 | -5.8828 | -5.8828 | -5.8828 | 0 | 0 | 0 | 0 | 0 | 0 | 0 | 0 | 0 | 0 | 0 | 0 | 0 | 0 | 0 | 0 | 0 | 0 | 0 | 0 | 0 | 0 | 0 | 0
1 | 130 | 139 | 130 139 AC Maintenance (Indoor Coil Cleaning) / Single Detached | 0 | 0 | -5.8022 | -5.8022 | -5.8022 | -5.8022 | 0 | 0 | 0 | 0 | 0 | 0 | 0 | 0 | 0 | 0 | 0 | 0 | 0 | 0 | 0 | 0 | 0 | 0 | 0 | 0 | 0 | 0 | 0 | 0
1 | 130 | 140 | 130 140 Proper Refrigerant Charging and Air Flow / Single Detached | 0 | 0 | -4.4161 | -4.4161 | -4.4161 | -4.4161 | -4.4161 | -4.4161 | -4.4161 | -4.4161 | -4.4161 | -4.4161 | 0 | 0 | 0 | 0 | 0 | 0 | 0 | 0 | 0 | 0 | 0 | 0 | 0 | 0 | 0 | 0 | 0 | 0
1 | 130 | 141 | 130 141 Electronically Commutated Motors (ECM) on an Air Handler Unit / Single Detached | 0 | 0 | -8.7033 | -8.7033 | -8.7033 | -8.7033 | -8.7033 | -8.7033 | -8.7033 | -8.7073 | -8.7073 | -8.7073 | -8.7073 | -8.7073 | -8.7073 | -8.7073 | -8.7073 | 0 | 0 | 0 | 0 | 0 | 0 | 0 | 0 | 0 | 0 | 0 | 0 | 0
1 | 130 | 142 | 130 142 Duct Repair / Single Detached | 0 | 0 | -17.3058 | -17.3058 | -17.3058 | -17.3058 | -17.3058 | -17.3058 | -17.3058 | -17.3058 | -17.3058 | -17.3058 | -17.3058 | -17.3058 | -17.3058 | -17.3058 | -17.322 | -17.322 | -17.322 | -17.322 | 0 | 0 | 0 | 0 | 0 | 0 | 0 | 0 | 0 | 0
1 | 130 | 143 | 130 143 Reflective Roof / Single Detached | 0 | 0 | -7.3172 | -7.3172 | -7.3172 | -7.3172 | -7.3172 | -7.3172 | -7.3172 | -7.3172 | -7.3172 | -7.3172 | -7.3172 | -7.3172 | -7.3172 | -7.3172 | -7.3172 | 0 | 0 | 0 | 0 | 0 | 0 | 0 | 0 | 0 | 0 | 0 | 0 | 0
1 | 130 | 144 | 130 144 Radient Barrier / Single Detached | 0 | 0 | -8.2963 | -8.2963 | -8.2963 | -8.2963 | -8.2963 | -8.2963 | -8.2963 | -8.2963 | -8.2963 | -8.2963 | 0 | 0 | 0 | 0 | 0 | 0 | 0 | 0 | 0 | 0 | 0 | 0 | 0 | 0 | 0 | 0 | 0 | 0
1 | 130 | 145 | 130 145 Window Film / Single Detached | 0 | 0 | -11.3022 | -11.3022 | -11.3022 | -11.3022 | -11.3022 | -11.3022 | -11.3022 | -11.3022 | -11.3022 | -11.3022 | 0 | 0 | 0 | 0 | 0 | 0 | 0 | 0 | 0 | 0 | 0 | 0 | 0 | 0 | 0 | 0 | 0 | 0
1 | 130 | 146 | 130 146 Window Tinting / Single Detached | 0 | 0 | -2.5707 | -2.5707 | -2.5707 | -2.5707 | -2.5707 | -2.5707 | -2.5707 | -2.5707 | -2.5707 | -2.5707 | -2.5707 | -2.5707 | -2.5707 | -2.5707 | -2.5546 | -2.5546 | -2.5546 | -2.5546 | -2.5546 | -2.5546 | -2.5546 | -2.5546 | -2.5546 | -2.5546 | -2.5546 | -2.5546 | -2.5546 | -2.5546
1 | 130 | 147 | 130 147 Default Window With Sunscreen / Single Detached | 0 | 0 | -10.1982 | -10.1982 | -10.1982 | -10.1982 | -10.1982 | -10.1982 | -10.1982 | -10.1982 | -10.1982 | -10.1982 | 0 | 0 | 0 | 0 | 0 | 0 | 0 | 0 | 0 | 0 | 0 | 0 | 0 | 0 | 0 | 0 | 0 | 0
1 | 130 | 148 | 130 148 Single Pane Clear Windows to Double Pane Low-E Windows / Single Detached | 0 | 0 | -11.3022 | -11.3022 | -11.3022 | -11.3022 | -11.3022 | -11.3022 | -11.3022 | -11.3022 | -11.3022 | -11.3022 | -11.3022 | -11.3022 | -11.3022 | -11.3022 | -11.3022 | -11.3022 | -11.3022 | -11.3022 | -11.3022 | -11.3022 | -11.3022 | -11.3022 | -11.3022 | -11.3022 | -11.3022 | -11.3022 | -11.3022 | -11.3022
1 | 130 | 150 | 130 150 Ceiling R-0 to R-19 Insulation / Single Detached | 0 | 0 | -14.2234 | -14.2234 | -14.2234 | -14.2234 | -14.2234 | -14.2234 | -14.2234 | -14.2234 | -14.2234 | -14.2234 | -14.2234 | -14.2234 | -14.2234 | -14.2234 | -14.2234 | -14.2234 | -14.2234 | -14.2234 | -14.2234 | -14.2234 | 0 | 0 | 0 | 0 | 0 | 0 | 0 | 0
1 | 130 | 151 | 130 151 Ceiling R-19 to R-38 Insulation / Single Detached | 0 | 0 | -0.57216 | -0.57216 | -0.57216 | -0.57216 | -0.57216 | -0.57216 | -0.57216 | -0.56813 | -0.56813 | -0.56813 | -0.56813 | -0.56813 | -0.56813 | -0.56813 | -0.55201 | -0.55201 | -0.55201 | -0.55201 | -0.55201 | -0.55201 | 0 | 0 | 0 | 0 | 0 | 0 | 0 | 0
1 | 130 | 152 | 130 152 Wall 2x4 R-0 to Blow-In R-13 Insulation / Single Detached | 0 | 0 | -1.3055 | -1.3055 | -1.3055 | -1.3055 | -1.3055 | -1.3055 | -1.3055 | -1.3055 | -1.3055 | -1.3055 | -1.3055 | -1.3055 | -1.3055 | -1.3055 | -1.2894 | -1.2894 | -1.2894 | -1.2894 | -1.2894 | -1.2894 | 0 | 0 | 0 | 0 | 0 | 0 | 0 | 0
1 | 130 | 153 | 130 153 Weather Strip/Caulk w/Blower Door / Single Detached | 0 | 0 | -0.33846 | -0.33846 | -0.33846 | -0.33846 | -0.33846 | 0 | 0 | 0 | 0 | 0 | 0 | 0 | 0 | 0 | 0 | 0 | 0 | 0 | 0 | 0 | 0 | 0 | 0 | 0 | 0 | 0 | 0 | 0
1 | 190 | 191 | 190 191 HE Room Air Conditioner - EER 11 / Single Detached | 0 | 0 | -2.4337 | -2.4337 | -2.4337 | -2.4337 | -2.4337 | -2.4337 | -2.4337 | -2.4297 | -2.4297 | -2.4297 | -2.4297 | -2.4297 | -2.4297 | -2.4297 | -2.4297 | 0 | 0 | 0 | 0 | 0 | 0 | 0 | 0 | 0 | 0 | 0 | 0 | 0
1 | 190 | 192 | 190 192 HE Room Air Conditioner - EER 12 / Single Detached | 0 | 0 | -4.4564 | -4.4564 | -4.4564 | -4.4564 | -4.4564 | -4.4564 | -4.4564 | -4.4524 | -4.4524 | -4.4524 | -4.4524 | -4.4524 | -4.4524 | -4.4524 | -4.4524 | 0 | 0 | 0 | 0 | 0 | 0 | 0 | 0 | 0 | 0 | 0 | 0 | 0
1 | 190 | 196 | 190 196 Reflective Roof / Single Detached | 0 | 0 | -4.2952 | -4.2952 | -4.2952 | -4.2952 | -4.2952 | -4.2952 | -4.2952 | -4.2952 | -4.2952 | -4.2952 | -4.2952 | -4.2952 | -4.2952 | -4.2952 | -4.2952 | 0 | 0 | 0 | 0 | 0 | 0 | 0 | 0 | 0 | 0 | 0 | 0 | 0
1 | 190 | 197 | 190 197 Window Film / Single Detached | 0 | 0 | -1.1242 | -1.1242 | -1.1242 | -1.1242 | -1.1242 | -1.1242 | -1.1242 | -1.1242 | -1.1242 | -1.1242 | 0 | 0 | 0 | 0 | 0 | 0 | 0 | 0 | 0 | 0 | 0 | 0 | 0 | 0 | 0 | 0 | 0 | 0
1 | 190 | 198 | 190 198 Window Tinting / Single Detached | 0 | 0 | -1.1242 | -1.1242 | -1.1242 | -1.1242 | -1.1242 | -1.1242 | -1.1242 | -1.1242 | -1.1242 | -1.1242 | -1.1242 | -1.1242 | -1.1242 | -1.1242 | -1.1242 | -1.1242 | -1.1242 | -1.1242 | -1.1242 | -1.1242 | -1.1242 | -1.1242 | -1.1242 | -1.1242 | -1.1242 | -1.1242 | -1.1242 | -1.1242
1 | 190 | 199 | 190 199 Default Window With Sunscreen / Single Detached | 0 | 0 | -2.2886 | -2.2886 | -2.2886 | -2.2886 | -2.2886 | -2.2886 | -2.2886 | -2.2886 | -2.2886 | -2.2886 | 0 | 0 | 0 | 0 | 0 | 0 | 0 | 0 | 0 | 0 | 0 | 0 | 0 | 0 | 0 | 0 | 0 | 0
1 | 190 | 200 | 190 200 Single Pane Clear Windows to Double Pane Low-E Windows / Single Detached | 0 | 0 | -4.7787 | -4.7787 | -4.7787 | -4.7787 | -4.7787 | -4.7787 | -4.7787 | -4.7787 | -4.7787 | -4.7787 | -4.7787 | -4.7787 | -4.7787 | -4.7787 | -4.7626 | -4.7626 | -4.7626 | -4.7626 | -4.7626 | -4.7626 | -4.7626 | -4.7626 | -4.7626 | -4.7626 | -4.7626 | -4.7626 | -4.7626 | -4.7626
1 | 190 | 202 | 190 202 Ceiling R-0 to R-19 Insulation / Single Detached | 0 | 0 | -16.1857 | -16.1857 | -16.1857 | -16.1857 | -16.1857 | -16.1857 | -16.1857 | -16.1857 | -16.1857 | -16.1857 | -16.1857 | -16.1857 | -16.1857 | -16.1857 | -16.1857 | -16.1857 | -16.1857 | -16.1857 | -16.1857 | -16.1857 | 0 | 0 | 0 | 0 | 0 | 0 | 0 | 0
1 | 190 | 203 | 190 203 Ceiling R-19 to R-38 Insulation / Single Detached | 0 | 0 | -0.57216 | -0.57216 | -0.57216 | -0.57216 | -0.57216 | -0.57216 | -0.57216 | -0.57216 | -0.57216 | -0.57216 | -0.57216 | -0.57216 | -0.57216 | -0.57216 | -0.57216 | -0.57216 | -0.57216 | -0.57216 | -0.57216 | -0.57216 | 0 | 0 | 0 | 0 | 0 | 0 | 0 | 0
1 | 190 | 204 | 190 204 Wall 2x4 R-0 to Blow-In R-13 Insulation / Single Detached | 0 | 0 | -0.6326 | -0.6326 | -0.6326 | -0.6326 | -0.6326 | -0.6326 | -0.6326 | -0.6326 | -0.6326 | -0.6326 | -0.6326 | -0.6326 | -0.6326 | -0.6326 | -0.6326 | -0.6326 | -0.6326 | -0.6326 | -0.6326 | -0.6326 | 0 | 0 | 0 | 0 | 0 | 0 | 0 | 0
1 | 190 | 205 | 190 205 Weather Strip/Caulk w/Blower Door / Single Detached | 0 | 0 | -0.29011 | -0.29011 | -0.29011 | -0.29011 | -0.29011 | 0 | 0 | 0 | 0 | 0 | 0 | 0 | 0 | 0 | 0 | 0 | 0 | 0 | 0 | 0 | 0 | 0 | 0 | 0 | 0 | 0 | 0 | 0
1 | 220 | 221 | 220 221 CFL (18-Watt integral ballast), 0.5 hr/day / Single Detached | 0 | 0 | -0.20549 | -0.20549 | -0.20549 | -0.20549 | -0.20549 | -0.20549 | -0.20549 | -0.20549 | -0.20549 | -0.20549 | -0.20549 | -0.20549 | -0.20549 | -0.20549 | -0.20549 | -0.20549 | -0.20549 | -0.20549 | -0.20549 | -0.20549 | -0.20549 | -0.20549 | -0.20549 | -0.20549 | -0.20549 | -0.20549 | -0.20549 | 0
1 | 230 | 231 | 230 231 CFL (18-Watt integral ballast), 2.5 hr/day / Single Detached | 0 | 0 | -1.0194 | -1.0194 | -1.0194 | -1.0194 | -1.0194 | 0 | 0 | 0 | 0 | 0 | 0 | 0 | 0 | 0 | 0 | 0 | 0 | 0 | 0 | 0 | 0 | 0 | 0 | 0 | 0 | 0 | 0 | 0
1 | 240 | 241 | 240 241 CFL (18-Watt integral ballast), 6.0 hr/day / Single Detached | 0 | 0 | -0.52784 | -0.52784 | 0 | 0 | 0 | 0 | 0 | 0 | 0 | 0 | 0 | 0 | 0 | 0 | 0 | 0 | 0 | 0 | 0 | 0 | 0 | 0 | 0 | 0 | 0 | 0 | 0 | 0
1 | 250 | 251 | 250 251 ROB 2L4'T8, 1EB / Single Detached | 0 | 0 | -0.080586 | -0.080586 | -0.080586 | -0.080586 | -0.080586 | -0.080586 | -0.080586 | -0.080586 | -0.080586 | -0.080586 | -0.080586 | -0.080586 | -0.080586 | -0.080586 | -0.064469 | -0.064469 | -0.064469 | -0.064469 | -0.064469 | -0.064469 | -0.064469 | -0.064469 | -0.064469 | -0.064469 | -0.064469 | -0.064469 | -0.064469 | -0.064469
1 | 250 | 252 | 250 252 RET 2L4'T8, 1EB / Single Detached | 0 | 0 | -0.080586 | -0.080586 | -0.080586 | -0.080586 | -0.080586 | -0.080586 | -0.080586 | -0.080586 | -0.080586 | -0.080586 | -0.080586 | -0.080586 | -0.080586 | -0.080586 | -0.064469 | -0.064469 | -0.064469 | -0.064469 | -0.064469 | -0.064469 | -0.064469 | -0.064469 | -0.064469 | -0.064469 | -0.064469 | -0.064469 | -0.064469 | -0.064469
1 | 260 | 261 | 260 261 CFL - medium screw based <30 Watts / Single Detached | 0 | 0 | -0.27399 | -0.27399 | 0 | 0 | 0 | 0 | 0 | 0 | 0 | 0 | 0 | 0 | 0 | 0 | 0 | 0 | 0 | 0 | 0 | 0 | 0 | 0 | 0 | 0 | 0 | 0 | 0 | 0
1 | 260 | 262 | 260 262 Photocell/timeclock / Single Detached | 0 | 0 | -0.080586 | -0.080586 | -0.080586 | -0.080586 | -0.080586 | -0.080586 | -0.080586 | -0.080586 | -0.080586 | -0.080586 | -0.080586 | -0.080586 | -0.080586 | -0.080586 | -0.080586 | -0.080586 | -0.080586 | -0.080586 | -0.080586 | -0.080586 | -0.080586 | -0.080586 | -0.080586 | -0.080586 | -0.080586 | -0.080586 | -0.080586 | -0.080586
1 | 300 | 301 | 300 301 HE Refrigerator - Energy Star version of above / Single Detached | 0 | 0 | -0.71721 | -0.71721 | -0.71721 | -0.71721 | -0.71721 | -0.71721 | -0.71721 | -0.71721 | -0.71721 | -0.71721 | -0.71721 | -0.71721 | -0.71721 | -0.71721 | 0 | 0 | 0 | 0 | 0 | 0 | 0 | 0 | 0 | 0 | 0 | 0 | 0 | 0
1 | 350 | 351 | 350 351 HE Freezer / Single Detached | 0 | 0 | -0.30623 | -0.30623 | -0.30623 | -0.30623 | -0.30623 | -0.30623 | -0.30623 | -0.30623 | -0.30623 | -0.30623 | -0.30623 | 0 | 0 | 0 | 0 | 0 | 0 | 0 | 0 | 0 | 0 | 0 | 0 | 0 | 0 | 0 | 0 | 0
1 | 400 | 401 | 400 401 Heat Pump Water Heater (EF=2.9) / Single Detached | 0 | 0 | -8.3004 | -8.3004 | -8.3004 | -8.3004 | -8.3004 | -8.3004 | -8.3004 | -8.3004 | -8.3004 | -8.3004 | 0 | 0 | 0 | 0 | 0 | 0 | 0 | 0 | 0 | 0 | 0 | 0 | 0 | 0 | 0 | 0 | 0 | 0
1 | 400 | 403 | 400 403 Solar Water Heat / Single Detached | 0 | 0 | -5.77 | -5.77 | -5.77 | -5.77 | -5.77 | -5.77 | -5.77 | -5.77 | -5.77 | -5.77 | -5.77 | -5.77 | -5.77 | -5.77 | -5.77 | 0 | 0 | 0 | 0 | 0 | 0 | 0 | 0 | 0 | 0 | 0 | 0 | 0
1 | 400 | 404 | 400 404 AC Heat Recovery Units / Single Detached | 0 | 0 | -2.204 | -2.204 | -2.204 | -2.204 | -2.204 | -2.204 | -2.204 | -2.204 | -2.204 | -2.204 | 0 | 0 | 0 | 0 | 0 | 0 | 0 | 0 | 0 | 0 | 0 | 0 | 0 | 0 | 0 | 0 | 0 | 0
1 | 400 | 405 | 400 405 Low Flow Showerhead / Single Detached | 0 | 0 | -0.89853 | -0.89853 | -0.89853 | -0.89853 | -0.89853 | -0.89853 | -0.89853 | -0.89853 | -0.89853 | -0.89853 | 0 | 0 | 0 | 0 | 0 | 0 | 0 | 0 | 0 | 0 | 0 | 0 | 0 | 0 | 0 | 0 | 0 | 0
1 | 400 | 406 | 400 406 Pipe Wrap / Single Detached | 0 | 0 | -0.24176 | -0.24176 | -0.24176 | -0.24176 | -0.24176 | -0.24176 | -0.24176 | -0.24176 | -0.24176 | -0.24176 | -0.24176 | -0.24176 | -0.24176 | 0 | 0 | 0 | 0 | 0 | 0 | 0 | 0 | 0 | 0 | 0 | 0 | 0 | 0 | 0
1 | 400 | 407 | 400 407 Faucet Aerators / Single Detached | 0 | 0 | -0.34652 | -0.34652 | -0.34652 | -0.34652 | -0.34652 | -0.34652 | -0.34652 | -0.34652 | -0.34652 | -0.34652 | 0 | 0 | 0 | 0 | 0 | 0 | 0 | 0 | 0 | 0 | 0 | 0 | 0 | 0 | 0 | 0 | 0 | 0
1 | 400 | 408 | 400 408 Water Heater Blanket / Single Detached | 0 | 0 | -1.1846 | -1.1846 | -1.1846 | -1.1846 | -1.1846 | -1.1846 | -1.1846 | 0 | 0 | 0 | 0 | 0 | 0 | 0 | 0 | 0 | 0 | 0 | 0 | 0 | 0 | 0 | 0 | 0 | 0 | 0 | 0 | 0
1 | 400 | 409 | 400 409 Water Heater Temperature Check and Adjustment / Single Detached | 0 | 0 | -0.14505 | -0.14505 | -0.14505 | -0.14505 | -0.14505 | 0 | 0 | 0 | 0 | 0 | 0 | 0 | 0 | 0 | 0 | 0 | 0 | 0 | 0 | 0 | 0 | 0 | 0 | 0 | 0 | 0 | 0 | 0
1 | 400 | 410 | 400 410 Water Heater Timeclock / Single Detached | 0 | 0 | -0.57216 | -0.57216 | -0.57216 | -0.57216 | -0.57216 | -0.57216 | -0.57216 | -0.57619 | -0.57619 | -0.57619 | 0 | 0 | 0 | 0 | 0 | 0 | 0 | 0 | 0 | 0 | 0 | 0 | 0 | 0 | 0 | 0 | 0 | 0
1 | 400 | 411 | 400 411 Heat Trap / Single Detached | 0 | 0 | -1.0597 | -1.0597 | -1.0597 | -1.0597 | -1.0597 | -1.0597 | -1.0597 | -1.0597 | -1.0597 | -1.0597 | 0 | 0 | 0 | 0 | 0 | 0 | 0 | 0 | 0 | 0 | 0 | 0 | 0 | 0 | 0 | 0 | 0 | 0
1 | 500 | 502 | 500 502 Energy Star CW CEE Tier 2 (MEF=2.0) / Single Detached | 0 | 0 | -0.60037 | -0.60037 | -0.60037 | -0.60037 | -0.60037 | -0.60037 | -0.60037 | -0.60037 | -0.60037 | -0.60037 | -0.60037 | 0 | 0 | 0 | 0 | 0 | 0 | 0 | 0 | 0 | 0 | 0 | 0 | 0 | 0 | 0 | 0 | 0
1 | 500 | 503 | 500 503 Energy Star CW CEE Tier 3 (MEF=2.2) / Single Detached | 0 | 0 | -0.80586 | -0.80586 | -0.80586 | -0.80586 | -0.80586 | -0.80586 | -0.80586 | -0.80586 | -0.80586 | -0.80586 | -0.80586 | 0 | 0 | 0 | 0 | 0 | 0 | 0 | 0 | 0 | 0 | 0 | 0 | 0 | 0 | 0 | 0 | 0
1 | 700 | 701 | 700 701 Energy Star DW (EF=0.68) / Single Detached | 0 | 0 | -0.71721 | -0.71721 | -0.71721 | -0.71721 | -0.71721 | -0.71721 | -0.71721 | -0.71721 | -0.71721 | -0.71721 | -0.71721 | -0.71721 | -0.71721 | 0 | 0 | 0 | 0 | 0 | 0 | 0 | 0 | 0 | 0 | 0 | 0 | 0 | 0 | 0
1 | 800 | 801 | 800 801 Two Speed Pool Pump (1.5 hp) / Single Detached | 0 | 0 | -7.4179 | -7.4179 | -7.4179 | -7.4179 | -7.4179 | 0 | 0 | 0 | 0 | 0 | 0 | 0 | 0 | 0 | 0 | 0 | 0 | 0 | 0 | 0 | 0 | 0 | 0 | 0 | 0 | 0 | 0 | 0
1 | 800 | 802 | 800 802 High Efficiency One Speed Pool Pump (1.5 hp) / Single Detached | 0 | 0 | -3.7392 | -3.7392 | -3.7392 | -3.7392 | -3.7392 | 0 | 0 | 0 | 0 | 0 | 0 | 0 | 0 | 0 | 0 | 0 | 0 | 0 | 0 | 0 | 0 | 0 | 0 | 0 | 0 | 0 | 0 | 0
1 | 800 | 803 | 800 803 Variable-Speed Pool Pump (<1 hp) / Single Detached | 0 | 0 | -11.1611 | -11.1611 | -11.1611 | -11.1611 | -11.1611 | -11.1611 | -11.1611 | -11.1571 | -11.1571 | -11.1571 | 0 | 0 | 0 | 0 | 0 | 0 | 0 | 0 | 0 | 0 | 0 | 0 | 0 | 0 | 0 | 0 | 0 | 0
1 | 800 | 804 | 800 804 PV-Powered Pool Pumps / Single Detached | 0 | 0 | -14.9165 | -14.9165 | -14.9165 | -14.9165 | -14.9165 | -14.9165 | -14.9165 | -14.9205 | -14.9205 | -14.9205 | 0 | 0 | 0 | 0 | 0 | 0 | 0 | 0 | 0 | 0 | 0 | 0 | 0 | 0 | 0 | 0 | 0 | 0
1 | 900 | 901 | 900 901 Energy Star TV / Single Detached | 0 | 0 | -0.064469 | -0.064469 | -0.064469 | -0.064469 | -0.064469 | -0.064469 | -0.064469 | 0 | 0 | 0 | 0 | 0 | 0 | 0 | 0 | 0 | 0 | 0 | 0 | 0 | 0 | 0 | 0 | 0 | 0 | 0 | 0 | 0
1 | 910 | 911 | 910 911 Energy Star TV / Single Detached | 0 | 0 | -0.24579 | -0.24579 | -0.24579 | -0.24579 | -0.24579 | -0.24579 | -0.24579 | 0 | 0 | 0 | 0 | 0 | 0 | 0 | 0 | 0 | 0 | 0 | 0 | 0 | 0 | 0 | 0 | 0 | 0 | 0 | 0 | 0
1 | 920 | 921 | 920 921 Energy Star Set-Top Box / Single Detached | 0 | 0 | -0.28608 | -0.28608 | -0.28608 | -0.28608 | -0.28608 | -0.28608 | -0.28608 | 0 | 0 | 0 | 0 | 0 | 0 | 0 | 0 | 0 | 0 | 0 | 0 | 0 | 0 | 0 | 0 | 0 | 0 | 0 | 0 | 0
1 | 930 | 931 | 930 931 Energy Star DVD Player / Single Detached | 0 | 0 | -0.16117 | -0.16117 | -0.16117 | -0.16117 | -0.16117 | -0.16117 | -0.16117 | 0 | 0 | 0 | 0 | 0 | 0 | 0 | 0 | 0 | 0 | 0 | 0 | 0 | 0 | 0 | 0 | 0 | 0 | 0 | 0 | 0
1 | 940 | 941 | 940 941 Energy Star VCR / Single Detached | 0 | 0 | -0.32637 | -0.32637 | -0.32637 | -0.32637 | -0.32637 | -0.32637 | -0.32637 | 0 | 0 | 0 | 0 | 0 | 0 | 0 | 0 | 0 | 0 | 0 | 0 | 0 | 0 | 0 | 0 | 0 | 0 | 0 | 0 | 0
1 | 950 | 951 | 950 951 Energy Star Desktop PC / Single Detached | 0 | 0 | -0.18535 | -0.18535 | -0.18535 | -0.18535 | -0.18535 | -0.18535 | -0.18535 | 0 | 0 | 0 | 0 | 0 | 0 | 0 | 0 | 0 | 0 | 0 | 0 | 0 | 0 | 0 | 0 | 0 | 0 | 0 | 0 | 0
1 | 960 | 961 | 960 961 Energy Star Laptop PC / Single Detached | 0 | 0 | -0.080586 | -0.080586 | -0.080586 | -0.080586 | -0.080586 | -0.080586 | -0.080586 | 0 | 0 | 0 | 0 | 0 | 0 | 0 | 0 | 0 | 0 | 0 | 0 | 0 | 0 | 0 | 0 | 0 | 0 | 0 | 0 | 0
2 | 100 | 102 | 100 102 15 SEER Split-System Air Conditioner / Multi Attached | 0 | 0 | -2.1234 | -2.1234 | -2.1234 | -2.1234 | -2.1234 | -2.1234 | -2.1234 | -2.1234 | -2.1234 | -2.1234 | -2.1234 | -2.1234 | -2.1234 | -2.1234 | -2.1073 | -2.1073 | -2.1073 | -2.1073 | 0 | 0 | 0 | 0 | 0 | 0 | 0 | 0 | 0 | 0
2 | 100 | 103 | 100 103 17 SEER Split-System Air Conditioner / Multi Attached | 0 | 0 | -5.3509 | -5.3509 | -5.3509 | -5.3509 | -5.3509 | -5.3509 | -5.3509 | -5.3509 | -5.3509 | -5.3509 | -5.3509 | -5.3509 | -5.3509 | -5.3509 | -5.3509 | -5.3509 | -5.3509 | -5.3509 | 0 | 0 | 0 | 0 | 0 | 0 | 0 | 0 | 0 | 0
2 | 100 | 104 | 100 104 19 SEER Split-System Air Conditioner / Multi Attached | 0 | 0 | -7.6436 | -7.6436 | -7.6436 | -7.6436 | -7.6436 | -7.6436 | -7.6436 | -7.6436 | -7.6436 | -7.6436 | -7.6436 | -7.6436 | -7.6436 | -7.6436 | -7.6436 | -7.6436 | -7.6436 | -7.6436 | 0 | 0 | 0 | 0 | 0 | 0 | 0 | 0 | 0 | 0
2 | 100 | 105 | 100 105 14 SEER Split-System Heat Pump / Multi Attached | 0 | 0 | -7.9297 | -7.9297 | -7.9297 | -7.9297 | -7.9297 | -7.9297 | -7.9297 | -7.9256 | -7.9256 | -7.9256 | -7.9256 | -7.9256 | -7.9256 | -7.9256 | -7.9095 | 0 | 0 | 0 | 0 | 0 | 0 | 0 | 0 | 0 | 0 | 0 | 0 | 0
2 | 100 | 106 | 100 106 15 SEER Split-System Heat Pump / Multi Attached | 0 | 0 | -9.0337 | -9.0337 | -9.0337 | -9.0337 | -9.0337 | -9.0337 | -9.0337 | -9.0337 | -9.0337 | -9.0337 | -9.0337 | -9.0337 | -9.0337 | -9.0337 | -9.0337 | 0 | 0 | 0 | 0 | 0 | 0 | 0 | 0 | 0 | 0 | 0 | 0 | 0
2 | 100 | 107 | 100 107 17 SEER Split-System Heat Pump / Multi Attached | 0 | 0 | -10.5406 | -10.5406 | -10.5406 | -10.5406 | -10.5406 | -10.5406 | -10.5406 | -10.5447 | -10.5447 | -10.5447 | -10.5447 | -10.5447 | -10.5447 | -10.5447 | -10.5285 | 0 | 0 | 0 | 0 | 0 | 0 | 0 | 0 | 0 | 0 | 0 | 0 | 0
2 | 100 | 108 | 100 108 13 EER Geothermal Heat Pump / Multi Attached | 0 | 0 | -10.5487 | -10.5487 | -10.5487 | -10.5487 | -10.5487 | -10.5487 | -10.5487 | -10.5487 | -10.5487 | -10.5487 | -10.5487 | -10.5487 | -10.5487 | -10.5487 | -10.5648 | 0 | 0 | 0 | 0 | 0 | 0 | 0 | 0 | 0 | 0 | 0 | 0 | 0
2 | 100 | 109 | 100 109 HVAC Proper Sizing / Multi Attached | 0 | 0 | -2.1114 | -2.1114 | -2.1114 | -2.1114 | -2.1114 | -2.1114 | -2.1114 | -2.1114 | -2.1114 | -2.1114 | -2.1114 | -2.1114 | -2.1114 | -2.1114 | -2.1275 | 0 | 0 | 0 | 0 | 0 | 0 | 0 | 0 | 0 | 0 | 0 | 0 | 0
2 | 100 | 110 | 100 110 Attic Venting / Multi Attached | 0 | 0 | -1.6319 | -1.6319 | -1.6319 | -1.6319 | -1.6319 | -1.6319 | -1.6319 | -1.6319 | -1.6319 | -1.6319 | 0 | 0 | 0 | 0 | 0 | 0 | 0 | 0 | 0 | 0 | 0 | 0 | 0 | 0 | 0 | 0 | 0 | 0
2 | 100 | 111 | 100 111 Sealed Attic w/Sprayed Foam Insulated Roof Deck / Multi Attached | 0 | 0 | -5.9069 | -5.9069 | -5.9069 | -5.9069 | -5.9069 | -5.9069 | -5.9069 | -5.9069 | -5.9069 | -5.9069 | -5.9069 | -5.9069 | -5.9069 | -5.9069 | -5.9069 | -5.9069 | -5.9069 | -5.9069 | -5.9069 | -5.9069 | -5.9069 | -5.9069 | -5.9069 | -5.9069 | -5.9069 | -5.9069 | -5.9069 | -5.9069
2 | 100 | 112 | 100 112 AC Maintenance (Outdoor Coil Cleaning) / Multi Attached | 0 | 0 | -10.4399 | -10.4399 | -10.4399 | -10.4399 | 0 | 0 | 0 | 0 | 0 | 0 | 0 | 0 | 0 | 0 | 0 | 0 | 0 | 0 | 0 | 0 | 0 | 0 | 0 | 0 | 0 | 0 | 0 | 0
2 | 100 | 113 | 100 113 AC Maintenance (Indoor Coil Cleaning) / Multi Attached | 0 | 0 | -10.4399 | -10.4399 | -10.4399 | -10.4399 | 0 | 0 | 0 | 0 | 0 | 0 | 0 | 0 | 0 | 0 | 0 | 0 | 0 | 0 | 0 | 0 | 0 | 0 | 0 | 0 | 0 | 0 | 0 | 0
2 | 100 | 114 | 100 114 Proper Refrigerant Charging and Air Flow / Multi Attached | 0 | 0 | -3.0623 | -3.0623 | -3.0623 | -3.0623 | -3.0623 | -3.0623 | -3.0623 | -3.0623 | -3.0623 | -3.0623 | 0 | 0 | 0 | 0 | 0 | 0 | 0 | 0 | 0 | 0 | 0 | 0 | 0 | 0 | 0 | 0 | 0 | 0
2 | 100 | 115 | 100 115 Electronically Commutated Motors (ECM) on an Air Handler Unit / Multi Attached | 0 | 0 | -1.7568 | -1.7568 | -1.7568 | -1.7568 | -1.7568 | -1.7568 | -1.7568 | -1.7568 | -1.7568 | -1.7568 | -1.7568 | -1.7568 | -1.7568 | -1.7568 | -1.7568 | 0 | 0 | 0 | 0 | 0 | 0 | 0 | 0 | 0 | 0 | 0 | 0 | 0
2 | 100 | 116 | 100 116 Duct Repair / Multi Attached | 0 | 0 | -12.9743 | -12.9743 | -12.9743 | -12.9743 | -12.9743 | -12.9743 | -12.9743 | -12.9743 | -12.9743 | -12.9743 | -12.9743 | -12.9743 | -12.9743 | -12.9743 | -12.9743 | -12.9743 | -12.9743 | -12.9743 | 0 | 0 | 0 | 0 | 0 | 0 | 0 | 0 | 0 | 0
2 | 100 | 117 | 100 117 Reflective Roof / Multi Attached | 0 | 0 | -6.8659 | -6.8659 | -6.8659 | -6.8659 | -6.8659 | -6.8659 | -6.8659 | -6.8659 | -6.8659 | -6.8659 | -6.8659 | -6.8659 | -6.8659 | -6.8659 | -6.8659 | 0 | 0 | 0 | 0 | 0 | 0 | 0 | 0 | 0 | 0 | 0 | 0 | 0
2 | 100 | 118 | 100 118 Radient Barrier / Multi Attached | 0 | 0 | -3.7996 | -3.7996 | -3.7996 | -3.7996 | -3.7996 | -3.7996 | -3.7996 | -3.7996 | -3.7996 | -3.7996 | 0 | 0 | 0 | 0 | 0 | 0 | 0 | 0 | 0 | 0 | 0 | 0 | 0 | 0 | 0 | 0 | 0 | 0
2 | 100 | 119 | 100 119 Window Film / Multi Attached | 0 | 0 | -8.4212 | -8.4212 | -8.4212 | -8.4212 | -8.4212 | -8.4212 | -8.4212 | -8.4212 | -8.4212 | -8.4212 | 0 | 0 | 0 | 0 | 0 | 0 | 0 | 0 | 0 | 0 | 0 | 0 | 0 | 0 | 0 | 0 | 0 | 0
2 | 100 | 120 | 100 120 Window Tinting / Multi Attached | 0 | 0 | -1.104 | -1.104 | -1.104 | -1.104 | -1.104 | -1.104 | -1.104 | -1.104 | -1.104 | -1.104 | -1.104 | -1.104 | -1.104 | -1.104 | -1.104 | -1.104 | -1.104 | -1.104 | -1.104 | -1.104 | -1.104 | -1.104 | -1.104 | -1.104 | -1.104 | -1.104 | -1.104 | -1.104
2 | 100 | 121 | 100 121 Default Window With Sunscreen / Multi Attached | 0 | 0 | -2.3934 | -2.3934 | -2.3934 | -2.3934 | -2.3934 | -2.3934 | -2.3934 | -2.3894 | -2.3894 | -2.3894 | 0 | 0 | 0 | 0 | 0 | 0 | 0 | 0 | 0 | 0 | 0 | 0 | 0 | 0 | 0 | 0 | 0 | 0
2 | 100 | 122 | 100 122 Single Pane Clear Windows to Double Pane Low-E Windows / Multi Attached | 0 | 0 | -5.23 | -5.23 | -5.23 | -5.23 | -5.23 | -5.23 | -5.23 | -5.23 | -5.23 | -5.23 | -5.23 | -5.23 | -5.23 | -5.23 | -5.23 | -5.23 | -5.23 | -5.23 | -5.23 | -5.23 | -5.23 | -5.23 | -5.23 | -5.23 | -5.23 | -5.23 | -5.23 | -5.23
2 | 100 | 124 | 100 124 Ceiling R-0 to R-19 Insulation / Multi Attached | 0 | 0 | -5.4154 | -5.4154 | -5.4154 | -5.4154 | -5.4154 | -5.4154 | -5.4154 | -5.4154 | -5.4154 | -5.4154 | -5.4154 | -5.4154 | -5.4154 | -5.4154 | -5.4154 | -5.4154 | -5.4154 | -5.4154 | -5.4154 | -5.4154 | 0 | 0 | 0 | 0 | 0 | 0 | 0 | 0
2 | 100 | 125 | 100 125 Ceiling R-19 to R-38 Insulation / Multi Attached | 0 | 0 | -0.24982 | -0.24982 | -0.24982 | -0.24982 | -0.24982 | -0.24982 | -0.24982 | -0.24579 | -0.24579 | -0.24579 | -0.24579 | -0.24579 | -0.24579 | -0.24579 | -0.24579 | -0.24579 | -0.24579 | -0.24579 | -0.24579 | -0.24579 | 0 | 0 | 0 | 0 | 0 | 0 | 0 | 0
2 | 100 | 126 | 100 126 Wall 2x4 R-0 to Blow-In R-13 Insulation / Multi Attached | 0 | 0 | -0.65275 | -0.65275 | -0.65275 | -0.65275 | -0.65275 | -0.65275 | -0.65275 | -0.65275 | -0.65275 | -0.65275 | -0.65275 | -0.65275 | -0.65275 | -0.65275 | -0.65275 | -0.65275 | -0.65275 | -0.65275 | -0.65275 | -0.65275 | 0 | 0 | 0 | 0 | 0 | 0 | 0 | 0
2 | 100 | 127 | 100 127 Weather Strip/Caulk w/Blower Door / Multi Attached | 0 | 0 | -0.28205 | -0.28205 | -0.28205 | -0.28205 | -0.28205 | 0 | 0 | 0 | 0 | 0 | 0 | 0 | 0 | 0 | 0 | 0 | 0 | 0 | 0 | 0 | 0 | 0 | 0 | 0 | 0 | 0 | 0 | 0
2 | 130 | 132 | 130 132 15 SEER Split-System Heat Pump / Multi Attached | 0 | 0 | -1.9421 | -1.9421 | -1.9421 | -1.9421 | -1.9421 | -1.9421 | -1.9421 | -1.9421 | -1.9421 | -1.9421 | -1.9421 | -1.9421 | -1.9421 | -1.9421 | -1.9421 | 0 | 0 | 0 | 0 | 0 | 0 | 0 | 0 | 0 | 0 | 0 | 0 | 0
2 | 130 | 133 | 130 133 17 SEER Split-System Heat Pump / Multi Attached | 0 | 0 | -4.9238 | -4.9238 | -4.9238 | -4.9238 | -4.9238 | -4.9238 | -4.9238 | -4.9238 | -4.9238 | -4.9238 | -4.9238 | -4.9238 | -4.9238 | -4.9238 | -4.9238 | 0 | 0 | 0 | 0 | 0 | 0 | 0 | 0 | 0 | 0 | 0 | 0 | 0
2 | 130 | 134 | 130 134 13 EER Geothermal Heat Pump / Multi Attached | 0 | 0 | -4.9399 | -4.9399 | -4.9399 | -4.9399 | -4.9399 | -4.9399 | -4.9399 | -4.9439 | -4.9439 | -4.9439 | -4.9439 | -4.9439 | -4.9439 | -4.9439 | -4.9278 | 0 | 0 | 0 | 0 | 0 | 0 | 0 | 0 | 0 | 0 | 0 | 0 | 0
2 | 130 | 136 | 130 136 Attic Venting / Multi Attached | 0 | 0 | -1.4264 | -1.4264 | -1.4264 | -1.4264 | -1.4264 | -1.4264 | -1.4264 | -1.4304 | -1.4304 | -1.4304 | 0 | 0 | 0 | 0 | 0 | 0 | 0 | 0 | 0 | 0 | 0 | 0 | 0 | 0 | 0 | 0 | 0 | 0
2 | 130 | 137 | 130 137 Sealed Attics / Multi Attached | 0 | 0 | -8.4535 | -8.4535 | -8.4535 | -8.4535 | -8.4535 | -8.4535 | -8.4535 | -8.4494 | -8.4494 | -8.4494 | -8.4494 | -8.4494 | -8.4494 | -8.4494 | -8.4494 | -8.4494 | -8.4494 | -8.4494 | -8.4494 | -8.4494 | -8.4494 | -8.4494 | -8.4494 | -8.4494 | -8.4494 | -8.4494 | -8.4494 | -8.4494
2 | 130 | 138 | 130 138 AC Maintenance (Outdoor Coil Cleaning) / Multi Attached | 0 | 0 | -10.4399 | -10.4399 | -10.4399 | -10.4399 | 0 | 0 | 0 | 0 | 0 | 0 | 0 | 0 | 0 | 0 | 0 | 0 | 0 | 0 | 0 | 0 | 0 | 0 | 0 | 0 | 0 | 0 | 0 | 0
2 | 130 | 139 | 130 139 AC Maintenance (Indoor Coil Cleaning) / Multi Attached | 0 | 0 | -10.4399 | -10.4399 | -10.4399 | -10.4399 | 0 | 0 | 0 | 0 | 0 | 0 | 0 | 0 | 0 | 0 | 0 | 0 | 0 | 0 | 0 | 0 | 0 | 0 | 0 | 0 | 0 | 0 | 0 | 0
2 | 130 | 140 | 130 140 Proper Refrigerant Charging and Air Flow / Multi Attached | 0 | 0 | -2.7802 | -2.7802 | -2.7802 | -2.7802 | -2.7802 | -2.7802 | -2.7802 | -2.7802 | -2.7802 | -2.7802 | 0 | 0 | 0 | 0 | 0 | 0 | 0 | 0 | 0 | 0 | 0 | 0 | 0 | 0 | 0 | 0 | 0 | 0
2 | 130 | 141 | 130 141 Electronically Commutated Motors (ECM) on an Air Handler Unit / Multi Attached | 0 | 0 | -4.6579 | -4.6579 | -4.6579 | -4.6579 | -4.6579 | -4.6579 | -4.6579 | -4.6619 | -4.6619 | -4.6619 | -4.6619 | -4.6619 | -4.6619 | -4.6619 | -4.6619 | 0 | 0 | 0 | 0 | 0 | 0 | 0 | 0 | 0 | 0 | 0 | 0 | 0
2 | 130 | 142 | 130 142 Duct Repair / Multi Attached | 0 | 0 | -12.9743 | -12.9743 | -12.9743 | -12.9743 | -12.9743 | -12.9743 | -12.9743 | -12.9743 | -12.9743 | -12.9743 | -12.9743 | -12.9743 | -12.9743 | -12.9743 | -12.9743 | -12.9743 | -12.9743 | -12.9743 | 0 | 0 | 0 | 0 | 0 | 0 | 0 | 0 | 0 | 0
2 | 130 | 143 | 130 143 Reflective Roof / Multi Attached | 0 | 0 | -6.8659 | -6.8659 | -6.8659 | -6.8659 | -6.8659 | -6.8659 | -6.8659 | -6.8659 | -6.8659 | -6.8659 | -6.8659 | -6.8659 | -6.8659 | -6.8659 | -6.8659 | 0 | 0 | 0 | 0 | 0 | 0 | 0 | 0 | 0 | 0 | 0 | 0 | 0
2 | 130 | 144 | 130 144 Radient Barrier / Multi Attached | 0 | 0 | -3.3282 | -3.3282 | -3.3282 | -3.3282 | -3.3282 | -3.3282 | -3.3282 | -3.3322 | -3.3322 | -3.3322 | 0 | 0 | 0 | 0 | 0 | 0 | 0 | 0 | 0 | 0 | 0 | 0 | 0 | 0 | 0 | 0 | 0 | 0
2 | 130 | 145 | 130 145 Window Film / Multi Attached | 0 | 0 | -8.4212 | -8.4212 | -8.4212 | -8.4212 | -8.4212 | -8.4212 | -8.4212 | -8.4212 | -8.4212 | -8.4212 | 0 | 0 | 0 | 0 | 0 | 0 | 0 | 0 | 0 | 0 | 0 | 0 | 0 | 0 | 0 | 0 | 0 | 0
2 | 130 | 146 | 130 146 Window Tinting / Multi Attached | 0 | 0 | -1.0799 | -1.0799 | -1.0799 | -1.0799 | -1.0799 | -1.0799 | -1.0799 | -1.0839 | -1.0839 | -1.0839 | -1.0839 | -1.0839 | -1.0839 | -1.0839 | -1.0839 | -1.0839 | -1.0839 | -1.0839 | -1.0839 | -1.0839 | -1.0839 | -1.0839 | -1.0839 | -1.0839 | -1.0839 | -1.0839 | -1.0839 | -1.0839
2 | 130 | 147 | 130 147 Default Window With Sunscreen / Multi Attached | 0 | 0 | -2.0872 | -2.0872 | -2.0872 | -2.0872 | -2.0872 | -2.0872 | -2.0872 | -2.0872 | -2.0872 | -2.0872 | 0 | 0 | 0 | 0 | 0 | 0 | 0 | 0 | 0 | 0 | 0 | 0 | 0 | 0 | 0 | 0 | 0 | 0
2 | 130 | 148 | 130 148 Single Pane Clear Windows to Double Pane Low-E Windows / Multi Attached | 0 | 0 | -4.5773 | -4.5773 | -4.5773 | -4.5773 | -4.5773 | -4.5773 | -4.5773 | -4.5773 | -4.5773 | -4.5773 | -4.5773 | -4.5773 | -4.5773 | -4.5773 | -4.5773 | -4.5773 | -4.5773 | -4.5773 | -4.5773 | -4.5773 | -4.5773 | -4.5773 | -4.5773 | -4.5773 | -4.5773 | -4.5773 | -4.5773 | -4.5773
2 | 130 | 150 | 130 150 Ceiling R-0 to R-19 Insulation / Multi Attached | 0 | 0 | -7.982 | -7.982 | -7.982 | -7.982 | -7.982 | -7.982 | -7.982 | -7.982 | -7.982 | -7.982 | -7.982 | -7.982 | -7.982 | -7.982 | -7.9982 | -7.9982 | -7.9982 | -7.9982 | -7.9982 | -7.9982 | 0 | 0 | 0 | 0 | 0 | 0 | 0 | 0
2 | 130 | 151 | 130 151 Ceiling R-19 to R-38 Insulation / Multi Attached | 0 | 0 | -0.3707 | -0.3707 | -0.3707 | -0.3707 | -0.3707 | -0.3707 | -0.3707 | -0.3707 | -0.3707 | -0.3707 | -0.3707 | -0.3707 | -0.3707 | -0.3707 | -0.3707 | -0.3707 | -0.3707 | -0.3707 | -0.3707 | -0.3707 | 0 | 0 | 0 | 0 | 0 | 0 | 0 | 0
2 | 130 | 152 | 130 152 Wall 2x4 R-0 to Blow-In R-13 Insulation / Multi Attached | 0 | 0 | -0.94286 | -0.94286 | -0.94286 | -0.94286 | -0.94286 | -0.94286 | -0.94286 | -0.93883 | -0.93883 | -0.93883 | -0.93883 | -0.93883 | -0.93883 | -0.93883 | -0.93883 | -0.93883 | -0.93883 | -0.93883 | -0.93883 | -0.93883 | 0 | 0 | 0 | 0 | 0 | 0 | 0 | 0
2 | 130 | 153 | 130 153 Weather Strip/Caulk w/Blower Door / Multi Attached | 0 | 0 | -0.36667 | -0.36667 | -0.36667 | -0.36667 | -0.36667 | 0 | 0 | 0 | 0 | 0 | 0 | 0 | 0 | 0 | 0 | 0 | 0 | 0 | 0 | 0 | 0 | 0 | 0 | 0 | 0 | 0 | 0 | 0
2 | 190 | 191 | 190 191 HE Room Air Conditioner - EER 11 / Multi Attached | 0 | 0 | -2.2282 | -2.2282 | -2.2282 | -2.2282 | -2.2282 | -2.2282 | -2.2282 | -2.2282 | -2.2282 | -2.2282 | -2.2282 | -2.2282 | -2.2282 | -2.2282 | -2.2282 | 0 | 0 | 0 | 0 | 0 | 0 | 0 | 0 | 0 | 0 | 0 | 0 | 0
2 | 190 | 192 | 190 192 HE Room Air Conditioner - EER 12 / Multi Attached | 0 | 0 | -4.0857 | -4.0857 | -4.0857 | -4.0857 | -4.0857 | -4.0857 | -4.0857 | -4.0857 | -4.0857 | -4.0857 | -4.0857 | -4.0857 | -4.0857 | -4.0857 | -4.0857 | 0 | 0 | 0 | 0 | 0 | 0 | 0 | 0 | 0 | 0 | 0 | 0 | 0
2 | 190 | 196 | 190 196 Reflective Roof / Multi Attached | 0 | 0 | -2.8205 | -2.8205 | -2.8205 | -2.8205 | -2.8205 | -2.8205 | -2.8205 | -2.8205 | -2.8205 | -2.8205 | -2.8205 | -2.8205 | -2.8205 | -2.8205 | -2.8205 | 0 | 0 | 0 | 0 | 0 | 0 | 0 | 0 | 0 | 0 | 0 | 0 | 0
2 | 190 | 197 | 190 197 Window Film / Multi Attached | 0 | 0 | -0.42711 | -0.42711 | -0.42711 | -0.42711 | -0.42711 | -0.42711 | -0.42711 | -0.42711 | -0.42711 | -0.42711 | 0 | 0 | 0 | 0 | 0 | 0 | 0 | 0 | 0 | 0 | 0 | 0 | 0 | 0 | 0 | 0 | 0 | 0
2 | 190 | 198 | 190 198 Window Tinting / Multi Attached | 0 | 0 | -0.69304 | -0.69304 | -0.69304 | -0.69304 | -0.69304 | -0.69304 | -0.69304 | -0.69304 | -0.69304 | -0.69304 | -0.69304 | -0.69304 | -0.69304 | -0.69304 | -0.69304 | -0.69304 | -0.69304 | -0.69304 | -0.69304 | -0.69304 | -0.69304 | -0.69304 | -0.69304 | -0.69304 | -0.69304 | -0.69304 | -0.69304 | -0.69304
2 | 190 | 199 | 190 199 Default Window With Sunscreen / Multi Attached | 0 | 0 | -1.4747 | -1.4747 | -1.4747 | -1.4747 | -1.4747 | -1.4747 | -1.4747 | -1.4747 | -1.4747 | -1.4747 | 0 | 0 | 0 | 0 | 0 | 0 | 0 | 0 | 0 | 0 | 0 | 0 | 0 | 0 | 0 | 0 | 0 | 0
2 | 190 | 200 | 190 200 Single Pane Clear Windows to Double Pane Low-E Windows / Multi Attached | 0 | 0 | -3.2476 | -3.2476 | -3.2476 | -3.2476 | -3.2476 | -3.2476 | -3.2476 | -3.2516 | -3.2516 | -3.2516 | -3.2516 | -3.2516 | -3.2516 | -3.2516 | -3.2516 | -3.2516 | -3.2516 | -3.2516 | -3.2516 | -3.2516 | -3.2516 | -3.2516 | -3.2516 | -3.2516 | -3.2516 | -3.2516 | -3.2516 | -3.2516
2 | 190 | 202 | 190 202 Ceiling R-0 to R-19 Insulation / Multi Attached | 0 | 0 | -2.2483 | -2.2483 | -2.2483 | -2.2483 | -2.2483 | -2.2483 | -2.2483 | -2.2443 | -2.2443 | -2.2443 | -2.2443 | -2.2443 | -2.2443 | -2.2443 | -2.2282 | -2.2282 | -2.2282 | -2.2282 | -2.2282 | -2.2282 | 0 | 0 | 0 | 0 | 0 | 0 | 0 | 0
2 | 190 | 203 | 190 203 Ceiling R-19 to R-38 Insulation / Multi Attached | 0 | 0 | -0.080586 | -0.080586 | -0.080586 | -0.080586 | -0.080586 | -0.080586 | -0.080586 | -0.080586 | -0.080586 | -0.080586 | -0.080586 | -0.080586 | -0.080586 | -0.080586 | -0.080586 | -0.080586 | -0.080586 | -0.080586 | -0.080586 | -0.080586 | 0 | 0 | 0 | 0 | 0 | 0 | 0 | 0
2 | 190 | 204 | 190 204 Wall 2x4 R-0 to Blow-In R-13 Insulation / Multi Attached | 0 | 0 | -0.12088 | -0.12088 | -0.12088 | -0.12088 | -0.12088 | -0.12088 | -0.12088 | -0.12491 | -0.12491 | -0.12491 | -0.12491 | -0.12491 | -0.12491 | -0.12491 | -0.12491 | -0.12491 | -0.12491 | -0.12491 | -0.12491 | -0.12491 | 0 | 0 | 0 | 0 | 0 | 0 | 0 | 0
2 | 190 | 205 | 190 205 Weather Strip/Caulk w/Blower Door / Multi Attached | 0 | 0 | -0.24982 | -0.24982 | -0.24982 | -0.24982 | -0.24982 | 0 | 0 | 0 | 0 | 0 | 0 | 0 | 0 | 0 | 0 | 0 | 0 | 0 | 0 | 0 | 0 | 0 | 0 | 0 | 0 | 0 | 0 | 0
2 | 220 | 221 | 220 221 CFL (18-Watt integral ballast), 0.5 hr/day / Multi Attached | 0 | 0 | -0.20146 | -0.20146 | -0.20146 | -0.20146 | -0.20146 | -0.20146 | -0.20146 | -0.20549 | -0.20549 | -0.20549 | -0.20549 | -0.20549 | -0.20549 | -0.20549 | -0.20549 | -0.20549 | -0.20549 | -0.20549 | -0.20549 | -0.20549 | -0.20549 | -0.20549 | -0.20549 | -0.20549 | -0.20549 | -0.20549 | -0.20549 | 0
2 | 230 | 231 | 230 231 CFL (18-Watt integral ballast), 2.5 hr/day / Multi Attached | 0 | 0 | -1.0033 | -1.0033 | -1.0033 | -1.0033 | -1.0033 | 0 | 0 | 0 | 0 | 0 | 0 | 0 | 0 | 0 | 0 | 0 | 0 | 0 | 0 | 0 | 0 | 0 | 0 | 0 | 0 | 0 | 0 | 0
2 | 240 | 241 | 240 241 CFL (18-Watt integral ballast), 6.0 hr/day / Multi Attached | 0 | 0 | -0.52784 | -0.52784 | 0 | 0 | 0 | 0 | 0 | 0 | 0 | 0 | 0 | 0 | 0 | 0 | 0 | 0 | 0 | 0 | 0 | 0 | 0 | 0 | 0 | 0 | 0 | 0 | 0 | 0
2 | 250 | 251 | 250 251 ROB 2L4'T8, 1EB / Multi Attached | 0 | 0 | -0.080586 | -0.080586 | -0.080586 | -0.080586 | -0.080586 | -0.080586 | -0.080586 | -0.080586 | -0.080586 | -0.080586 | -0.080586 | -0.080586 | -0.080586 | -0.080586 | -0.064469 | -0.064469 | -0.064469 | -0.064469 | -0.064469 | -0.064469 | -0.064469 | -0.064469 | -0.064469 | -0.064469 | -0.064469 | -0.064469 | -0.064469 | -0.064469
2 | 250 | 252 | 250 252 RET 2L4'T8, 1EB / Multi Attached | 0 | 0 | -0.080586 | -0.080586 | -0.080586 | -0.080586 | -0.080586 | -0.080586 | -0.080586 | -0.080586 | -0.080586 | -0.080586 | -0.080586 | -0.080586 | -0.080586 | -0.080586 | -0.064469 | -0.064469 | -0.064469 | -0.064469 | -0.064469 | -0.064469 | -0.064469 | -0.064469 | -0.064469 | -0.064469 | -0.064469 | -0.064469 | -0.064469 | -0.064469
2 | 260 | 261 | 260 261 CFL - medium screw based <30 Watts / Multi Attached | 0 | 0 | -0.27399 | -0.27399 | 0 | 0 | 0 | 0 | 0 | 0 | 0 | 0 | 0 | 0 | 0 | 0 | 0 | 0 | 0 | 0 | 0 | 0 | 0 | 0 | 0 | 0 | 0 | 0 | 0 | 0
2 | 260 | 262 | 260 262 Photocell/timeclock / Multi Attached | 0 | 0 | -0.080586 | -0.080586 | -0.080586 | -0.080586 | -0.080586 | -0.080586 | -0.080586 | -0.080586 | -0.080586 | -0.080586 | -0.080586 | -0.080586 | -0.080586 | -0.080586 | -0.080586 | -0.080586 | -0.080586 | -0.080586 | -0.080586 | -0.080586 | -0.080586 | -0.080586 | -0.080586 | -0.080586 | -0.080586 | -0.080586 | -0.080586 | -0.080586
2 | 300 | 301 | 300 301 HE Refrigerator - Energy Star version of above / Multi Attached | 0 | 0 | -0.71721 | -0.71721 | -0.71721 | -0.71721 | -0.71721 | -0.71721 | -0.71721 | -0.71721 | -0.71721 | -0.71721 | -0.71721 | -0.71721 | -0.71721 | -0.71721 | 0 | 0 | 0 | 0 | 0 | 0 | 0 | 0 | 0 | 0 | 0 | 0 | 0 | 0
2 | 350 | 351 | 350 351 HE Freezer / Multi Attached | 0 | 0 | -0.30623 | -0.30623 | -0.30623 | -0.30623 | -0.30623 | -0.30623 | -0.30623 | -0.30623 | -0.30623 | -0.30623 | -0.30623 | 0 | 0 | 0 | 0 | 0 | 0 | 0 | 0 | 0 | 0 | 0 | 0 | 0 | 0 | 0 | 0 | 0
2 | 400 | 401 | 400 401 Heat Pump Water Heater (EF=2.9) / Multi Attached | 0 | 0 | -5.7015 | -5.7015 | -5.7015 | -5.7015 | -5.7015 | -5.7015 | -5.7015 | -5.7015 | -5.7015 | -5.7015 | 0 | 0 | 0 | 0 | 0 | 0 | 0 | 0 | 0 | 0 | 0 | 0 | 0 | 0 | 0 | 0 | 0 | 0
2 | 400 | 403 | 400 403 Solar Water Heat / Multi Attached | 0 | 0 | -3.8359 | -3.8359 | -3.8359 | -3.8359 | -3.8359 | -3.8359 | -3.8359 | -3.8399 | -3.8399 | -3.8399 | -3.8399 | -3.8399 | -3.8399 | -3.8399 | -3.8238 | 0 | 0 | 0 | 0 | 0 | 0 | 0 | 0 | 0 | 0 | 0 | 0 | 0
2 | 400 | 404 | 400 404 AC Heat Recovery Units / Multi Attached | 0 | 0 | -1.6963 | -1.6963 | -1.6963 | -1.6963 | -1.6963 | -1.6963 | -1.6963 | -1.6963 | -1.6963 | -1.6963 | 0 | 0 | 0 | 0 | 0 | 0 | 0 | 0 | 0 | 0 | 0 | 0 | 0 | 0 | 0 | 0 | 0 | 0
2 | 400 | 405 | 400 405 Low Flow Showerhead / Multi Attached | 0 | 0 | -0.61245 | -0.61245 | -0.61245 | -0.61245 | -0.61245 | -0.61245 | -0.61245 | -0.61245 | -0.61245 | -0.61245 | 0 | 0 | 0 | 0 | 0 | 0 | 0 | 0 | 0 | 0 | 0 | 0 | 0 | 0 | 0 | 0 | 0 | 0
2 | 400 | 406 | 400 406 Pipe Wrap / Multi Attached | 0 | 0 | -0.18535 | -0.18535 | -0.18535 | -0.18535 | -0.18535 | -0.18535 | -0.18535 | -0.18535 | -0.18535 | -0.18535 | -0.18535 | -0.18535 | -0.18535 | 0 | 0 | 0 | 0 | 0 | 0 | 0 | 0 | 0 | 0 | 0 | 0 | 0 | 0 | 0
2 | 400 | 407 | 400 407 Faucet Aerators / Multi Attached | 0 | 0 | -0.24176 | -0.24176 | -0.24176 | -0.24176 | -0.24176 | -0.24176 | -0.24176 | -0.24579 | -0.24579 | -0.24579 | 0 | 0 | 0 | 0 | 0 | 0 | 0 | 0 | 0 | 0 | 0 | 0 | 0 | 0 | 0 | 0 | 0 | 0
2 | 400 | 408 | 400 408 Water Heater Blanket / Multi Attached | 0 | 0 | -0.81795 | -0.81795 | -0.81795 | -0.81795 | -0.81795 | -0.81795 | -0.81795 | 0 | 0 | 0 | 0 | 0 | 0 | 0 | 0 | 0 | 0 | 0 | 0 | 0 | 0 | 0 | 0 | 0 | 0 | 0 | 0 | 0
2 | 400 | 409 | 400 409 Water Heater Temperature Check and Adjustment / Multi Attached | 0 | 0 | -0.084615 | -0.084615 | -0.084615 | -0.084615 | -0.084615 | 0 | 0 | 0 | 0 | 0 | 0 | 0 | 0 | 0 | 0 | 0 | 0 | 0 | 0 | 0 | 0 | 0 | 0 | 0 | 0 | 0 | 0 | 0
2 | 400 | 410 | 400 410 Water Heater Timeclock / Multi Attached | 0 | 0 | -0.40696 | -0.40696 | -0.40696 | -0.40696 | -0.40696 | -0.40696 | -0.40696 | -0.40696 | -0.40696 | -0.40696 | 0 | 0 | 0 | 0 | 0 | 0 | 0 | 0 | 0 | 0 | 0 | 0 | 0 | 0 | 0 | 0 | 0 | 0
2 | 400 | 411 | 400 411 Heat Trap / Multi Attached | 0 | 0 | -0.73333 | -0.73333 | -0.73333 | -0.73333 | -0.73333 | -0.73333 | -0.73333 | -0.73333 | -0.73333 | -0.73333 | 0 | 0 | 0 | 0 | 0 | 0 | 0 | 0 | 0 | 0 | 0 | 0 | 0 | 0 | 0 | 0 | 0 | 0
2 | 500 | 502 | 500 502 Energy Star CW CEE Tier 2 (MEF=2.0) / Multi Attached | 0 | 0 | -0.60037 | -0.60037 | -0.60037 | -0.60037 | -0.60037 | -0.60037 | -0.60037 | -0.60037 | -0.60037 | -0.60037 | -0.60037 | 0 | 0 | 0 | 0 | 0 | 0 | 0 | 0 | 0 | 0 | 0 | 0 | 0 | 0 | 0 | 0 | 0
2 | 500 | 503 | 500 503 Energy Star CW CEE Tier 3 (MEF=2.2) / Multi Attached | 0 | 0 | -0.80586 | -0.80586 | -0.80586 | -0.80586 | -0.80586 | -0.80586 | -0.80586 | -0.80586 | -0.80586 | -0.80586 | -0.80586 | 0 | 0 | 0 | 0 | 0 | 0 | 0 | 0 | 0 | 0 | 0 | 0 | 0 | 0 | 0 | 0 | 0
2 | 700 | 701 | 700 701 Energy Star DW (EF=0.68) / Multi Attached | 0 | 0 | -0.53187 | -0.53187 | -0.53187 | -0.53187 | -0.53187 | -0.53187 | -0.53187 | -0.53187 | -0.53187 | -0.53187 | -0.53187 | -0.53187 | -0.53187 | 0 | 0 | 0 | 0 | 0 | 0 | 0 | 0 | 0 | 0 | 0 | 0 | 0 | 0 | 0
2 | 800 | 801 | 800 801 Two Speed Pool Pump (1.5 hp) / Multi Attached | 0 | 0 | -7.4179 | -7.4179 | -7.4179 | -7.4179 | -7.4179 | 0 | 0 | 0 | 0 | 0 | 0 | 0 | 0 | 0 | 0 | 0 | 0 | 0 | 0 | 0 | 0 | 0 | 0 | 0 | 0 | 0 | 0 | 0
2 | 800 | 802 | 800 802 High Efficiency One Speed Pool Pump (1.5 hp) / Multi Attached | 0 | 0 | -3.7392 | -3.7392 | -3.7392 | -3.7392 | -3.7392 | 0 | 0 | 0 | 0 | 0 | 0 | 0 | 0 | 0 | 0 | 0 | 0 | 0 | 0 | 0 | 0 | 0 | 0 | 0 | 0 | 0 | 0 | 0
2 | 800 | 803 | 800 803 Variable-Speed Pool Pump (<1 hp) / Multi Attached | 0 | 0 | -11.1611 | -11.1611 | -11.1611 | -11.1611 | -11.1611 | -11.1611 | -11.1611 | -11.1571 | -11.1571 | -11.1571 | 0 | 0 | 0 | 0 | 0 | 0 | 0 | 0 | 0 | 0 | 0 | 0 | 0 | 0 | 0 | 0 | 0 | 0
2 | 800 | 804 | 800 804 PV-Powered Pool Pumps / Multi Attached | 0 | 0 | -14.9165 | -14.9165 | -14.9165 | -14.9165 | -14.9165 | -14.9165 | -14.9165 | -14.9205 | -14.9205 | -14.9205 | 0 | 0 | 0 | 0 | 0 | 0 | 0 | 0 | 0 | 0 | 0 | 0 | 0 | 0 | 0 | 0 | 0 | 0
2 | 900 | 901 | 900 901 Energy Star TV / Multi Attached | 0 | 0 | -0.064469 | -0.064469 | -0.064469 | -0.064469 | -0.064469 | -0.064469 | -0.064469 | 0 | 0 | 0 | 0 | 0 | 0 | 0 | 0 | 0 | 0 | 0 | 0 | 0 | 0 | 0 | 0 | 0 | 0 | 0 | 0 | 0
2 | 910 | 911 | 910 911 Energy Star TV / Multi Attached | 0 | 0 | -0.24579 | -0.24579 | -0.24579 | -0.24579 | -0.24579 | -0.24579 | -0.24579 | 0 | 0 | 0 | 0 | 0 | 0 | 0 | 0 | 0 | 0 | 0 | 0 | 0 | 0 | 0 | 0 | 0 | 0 | 0 | 0 | 0
2 | 920 | 921 | 920 921 Energy Star Set-Top Box / Multi Attached | 0 | 0 | -0.28608 | -0.28608 | -0.28608 | -0.28608 | -0.28608 | -0.28608 | -0.28608 | 0 | 0 | 0 | 0 | 0 | 0 | 0 | 0 | 0 | 0 | 0 | 0 | 0 | 0 | 0 | 0 | 0 | 0 | 0 | 0 | 0
2 | 930 | 931 | 930 931 Energy Star DVD Player / Multi Attached | 0 | 0 | -0.16117 | -0.16117 | -0.16117 | -0.16117 | -0.16117 | -0.16117 | -0.16117 | 0 | 0 | 0 | 0 | 0 | 0 | 0 | 0 | 0 | 0 | 0 | 0 | 0 | 0 | 0 | 0 | 0 | 0 | 0 | 0 | 0
2 | 940 | 941 | 940 941 Energy Star VCR / Multi Attached | 0 | 0 | -0.32637 | -0.32637 | -0.32637 | -0.32637 | -0.32637 | -0.32637 | -0.32637 | 0 | 0 | 0 | 0 | 0 | 0 | 0 | 0 | 0 | 0 | 0 | 0 | 0 | 0 | 0 | 0 | 0 | 0 | 0 | 0 | 0
2 | 950 | 951 | 950 951 Energy Star Desktop PC / Multi Attached | 0 | 0 | -0.18535 | -0.18535 | -0.18535 | -0.18535 | -0.18535 | -0.18535 | -0.18535 | 0 | 0 | 0 | 0 | 0 | 0 | 0 | 0 | 0 | 0 | 0 | 0 | 0 | 0 | 0 | 0 | 0 | 0 | 0 | 0 | 0
2 | 960 | 961 | 960 961 Energy Star Laptop PC / Multi Attached | 0 | 0 | -0.080586 | -0.080586 | -0.080586 | -0.080586 | -0.080586 | -0.080586 | -0.080586 | 0 | 0 | 0 | 0 | 0 | 0 | 0 | 0 | 0 | 0 | 0 | 0 | 0 | 0 | 0 | 0 | 0 | 0 | 0 | 0 | 0
3 | 100 | 102 | 100 102 15 SEER Split-System Air Conditioner / Single Detached - Manufactured | 0 | 0 | -2.7802 | -2.7802 | -2.7802 | -2.7802 | -2.7802 | -2.7802 | -2.7802 | -2.7802 | -2.7802 | -2.7802 | -2.7802 | -2.7802 | -2.7802 | -2.7802 | -2.7802 | -2.7802 | -2.7802 | -2.7802 | 0 | 0 | 0 | 0 | 0 | 0 | 0 | 0 | 0 | 0
3 | 100 | 103 | 100 103 17 SEER Split-System Air Conditioner / Single Detached - Manufactured | 0 | 0 | -7.0311 | -7.0311 | -7.0311 | -7.0311 | -7.0311 | -7.0311 | -7.0311 | -7.0311 | -7.0311 | -7.0311 | -7.0311 | -7.0311 | -7.0311 | -7.0311 | -7.0311 | -7.0311 | -7.0311 | -7.0311 | 0 | 0 | 0 | 0 | 0 | 0 | 0 | 0 | 0 | 0
3 | 100 | 104 | 100 104 19 SEER Split-System Air Conditioner / Single Detached - Manufactured | 0 | 0 | -10.0571 | -10.0571 | -10.0571 | -10.0571 | -10.0571 | -10.0571 | -10.0571 | -10.0571 | -10.0571 | -10.0571 | -10.0571 | -10.0571 | -10.0571 | -10.0571 | -10.0732 | -10.0732 | -10.0732 | -10.0732 | 0 | 0 | 0 | 0 | 0 | 0 | 0 | 0 | 0 | 0
3 | 100 | 105 | 100 105 14 SEER Split-System Heat Pump / Single Detached - Manufactured | 0 | 0 | -11.0725 | -11.0725 | -11.0725 | -11.0725 | -11.0725 | -11.0725 | -11.0725 | -11.0725 | -11.0725 | -11.0725 | -11.0725 | -11.0725 | -11.0725 | -11.0725 | -11.0564 | 0 | 0 | 0 | 0 | 0 | 0 | 0 | 0 | 0 | 0 | 0 | 0 | 0
3 | 100 | 106 | 100 106 15 SEER Split-System Heat Pump / Single Detached - Manufactured | 0 | 0 | -11.1128 | -11.1128 | -11.1128 | -11.1128 | -11.1128 | -11.1128 | -11.1128 | -11.1128 | -11.1128 | -11.1128 | -11.1128 | -11.1128 | -11.1128 | -11.1128 | -11.0967 | 0 | 0 | 0 | 0 | 0 | 0 | 0 | 0 | 0 | 0 | 0 | 0 | 0
3 | 100 | 107 | 100 107 17 SEER Split-System Heat Pump / Single Detached - Manufactured | 0 | 0 | -15.0212 | -15.0212 | -15.0212 | -15.0212 | -15.0212 | -15.0212 | -15.0212 | -15.0212 | -15.0212 | -15.0212 | -15.0212 | -15.0212 | -15.0212 | -15.0212 | -15.0212 | 0 | 0 | 0 | 0 | 0 | 0 | 0 | 0 | 0 | 0 | 0 | 0 | 0
3 | 100 | 108 | 100 108 13 EER Geothermal Heat Pump / Single Detached - Manufactured | 0 | 0 | -14.9809 | -14.9809 | -14.9809 | -14.9809 | -14.9809 | -14.9809 | -14.9809 | -14.9809 | -14.9809 | -14.9809 | -14.9809 | -14.9809 | -14.9809 | -14.9809 | -14.9809 | 0 | 0 | 0 | 0 | 0 | 0 | 0 | 0 | 0 | 0 | 0 | 0 | 0
3 | 100 | 109 | 100 109 HVAC Proper Sizing / Single Detached - Manufactured | 0 | 0 | -2.5304 | -2.5304 | -2.5304 | -2.5304 | -2.5304 | -2.5304 | -2.5304 | -2.5264 | -2.5264 | -2.5264 | -2.5264 | -2.5264 | -2.5264 | -2.5264 | -2.5264 | 0 | 0 | 0 | 0 | 0 | 0 | 0 | 0 | 0 | 0 | 0 | 0 | 0
3 | 100 | 110 | 100 110 Attic Venting / Single Detached - Manufactured | 0 | 0 | -2.4095 | -2.4095 | -2.4095 | -2.4095 | -2.4095 | -2.4095 | -2.4095 | -2.4095 | -2.4095 | -2.4095 | 0 | 0 | 0 | 0 | 0 | 0 | 0 | 0 | 0 | 0 | 0 | 0 | 0 | 0 | 0 | 0 | 0 | 0
3 | 100 | 111 | 100 111 Sealed Attic w/Sprayed Foam Insulated Roof Deck / Single Detached - Manufactured | 0 | 0 | -8.7436 | -8.7436 | -8.7436 | -8.7436 | -8.7436 | -8.7436 | -8.7436 | -8.7436 | -8.7436 | -8.7436 | -8.7436 | -8.7436 | -8.7436 | -8.7436 | -8.7436 | -8.7436 | -8.7436 | -8.7436 | -8.7436 | -8.7436 | -8.7436 | -8.7436 | -8.7436 | -8.7436 | -8.7436 | -8.7436 | -8.7436 | -8.7436
3 | 100 | 112 | 100 112 AC Maintenance (Outdoor Coil Cleaning) / Single Detached - Manufactured | 0 | 0 | -2.8205 | -2.8205 | -2.8205 | -2.8205 | 0 | 0 | 0 | 0 | 0 | 0 | 0 | 0 | 0 | 0 | 0 | 0 | 0 | 0 | 0 | 0 | 0 | 0 | 0 | 0 | 0 | 0 | 0 | 0
3 | 100 | 113 | 100 113 AC Maintenance (Indoor Coil Cleaning) / Single Detached - Manufactured | 0 | 0 | -2.7802 | -2.7802 | -2.7802 | -2.7802 | 0 | 0 | 0 | 0 | 0 | 0 | 0 | 0 | 0 | 0 | 0 | 0 | 0 | 0 | 0 | 0 | 0 | 0 | 0 | 0 | 0 | 0 | 0 | 0
3 | 100 | 114 | 100 114 Proper Refrigerant Charging and Air Flow / Single Detached - Manufactured | 0 | 0 | -4.0051 | -4.0051 | -4.0051 | -4.0051 | -4.0051 | -4.0051 | -4.0051 | -4.0051 | -4.0051 | -4.0051 | 0 | 0 | 0 | 0 | 0 | 0 | 0 | 0 | 0 | 0 | 0 | 0 | 0 | 0 | 0 | 0 | 0 | 0
3 | 100 | 115 | 100 115 Electronically Commutated Motors (ECM) on an Air Handler Unit / Single Detached - Manufactured | 0 | 0 | -2.2886 | -2.2886 | -2.2886 | -2.2886 | -2.2886 | -2.2886 | -2.2886 | -2.2886 | -2.2886 | -2.2886 | -2.2886 | -2.2886 | -2.2886 | -2.2886 | -2.2886 | 0 | 0 | 0 | 0 | 0 | 0 | 0 | 0 | 0 | 0 | 0 | 0 | 0
3 | 100 | 116 | 100 116 Duct Repair / Single Detached - Manufactured | 0 | 0 | -3.578 | -3.578 | -3.578 | -3.578 | -3.578 | -3.578 | -3.578 | -3.578 | -3.578 | -3.578 | -3.578 | -3.578 | -3.578 | -3.578 | -3.578 | -3.578 | -3.578 | -3.578 | 0 | 0 | 0 | 0 | 0 | 0 | 0 | 0 | 0 | 0
3 | 100 | 117 | 100 117 Reflective Roof / Single Detached - Manufactured | 0 | 0 | -5.7256 | -5.7256 | -5.7256 | -5.7256 | -5.7256 | -5.7256 | -5.7256 | -5.7256 | -5.7256 | -5.7256 | -5.7256 | -5.7256 | -5.7256 | -5.7256 | -5.7417 | 0 | 0 | 0 | 0 | 0 | 0 | 0 | 0 | 0 | 0 | 0 | 0 | 0
3 | 100 | 118 | 100 118 Radient Barrier / Single Detached - Manufactured | 0 | 0 | -6.2132 | -6.2132 | -6.2132 | -6.2132 | -6.2132 | -6.2132 | -6.2132 | -6.2132 | -6.2132 | -6.2132 | 0 | 0 | 0 | 0 | 0 | 0 | 0 | 0 | 0 | 0 | 0 | 0 | 0 | 0 | 0 | 0 | 0 | 0
3 | 100 | 119 | 100 119 Window Film / Single Detached - Manufactured | 0 | 0 | -1.2249 | -1.2249 | -1.2249 | -1.2249 | -1.2249 | -1.2249 | -1.2249 | -1.2249 | -1.2249 | -1.2249 | 0 | 0 | 0 | 0 | 0 | 0 | 0 | 0 | 0 | 0 | 0 | 0 | 0 | 0 | 0 | 0 | 0 | 0
3 | 100 | 120 | 100 120 Window Tinting / Single Detached - Manufactured | 0 | 0 | -1.656 | -1.656 | -1.656 | -1.656 | -1.656 | -1.656 | -1.656 | -1.656 | -1.656 | -1.656 | -1.656 | -1.656 | -1.656 | -1.656 | -1.656 | -1.656 | -1.656 | -1.656 | -1.656 | -1.656 | -1.656 | -1.656 | -1.656 | -1.656 | -1.656 | -1.656 | -1.656 | -1.656
3 | 100 | 121 | 100 121 Default Window With Sunscreen / Single Detached - Manufactured | 0 | 0 | -10.1982 | -10.1982 | -10.1982 | -10.1982 | -10.1982 | -10.1982 | -10.1982 | -10.1982 | -10.1982 | -10.1982 | 0 | 0 | 0 | 0 | 0 | 0 | 0 | 0 | 0 | 0 | 0 | 0 | 0 | 0 | 0 | 0 | 0 | 0
3 | 100 | 122 | 100 122 Single Pane Clear Windows to Double Pane Low-E Windows / Single Detached - Manufactured | 0 | 0 | -22.5238 | -22.5238 | -22.5238 | -22.5238 | -22.5238 | -22.5238 | -22.5238 | -22.5238 | -22.5238 | -22.5238 | -22.5238 | -22.5238 | -22.5238 | -22.5238 | -22.5399 | -22.5399 | -22.5399 | -22.5399 | -22.5399 | -22.5399 | -22.5399 | -22.5399 | -22.5399 | -22.5399 | -22.5399 | -22.5399 | -22.5399 | -22.5399
3 | 100 | 124 | 100 124 Ceiling R-0 to R-19 Insulation / Single Detached - Manufactured | 0 | 0 | -6.8297 | -6.8297 | -6.8297 | -6.8297 | -6.8297 | -6.8297 | -6.8297 | -6.8297 | -6.8297 | -6.8297 | -6.8297 | -6.8297 | -6.8297 | -6.8297 | -6.8458 | -6.8458 | -6.8458 | -6.8458 | -6.8458 | -6.8458 | 0 | 0 | 0 | 0 | 0 | 0 | 0 | 0
3 | 100 | 125 | 100 125 Ceiling R-19 to R-38 Insulation / Single Detached - Manufactured | 0 | 0 | -0.32637 | -0.32637 | -0.32637 | -0.32637 | -0.32637 | -0.32637 | -0.32637 | -0.32637 | -0.32637 | -0.32637 | -0.32637 | -0.32637 | -0.32637 | -0.32637 | -0.32637 | -0.32637 | -0.32637 | -0.32637 | -0.32637 | -0.32637 | 0 | 0 | 0 | 0 | 0 | 0 | 0 | 0
3 | 100 | 126 | 100 126 Wall 2x4 R-0 to Blow-In R-13 Insulation / Single Detached - Manufactured | 0 | 0 | -0.97912 | -0.97912 | -0.97912 | -0.97912 | -0.97912 | -0.97912 | -0.97912 | -0.97912 | -0.97912 | -0.97912 | -0.97912 | -0.97912 | -0.97912 | -0.97912 | -0.97912 | -0.97912 | -0.97912 | -0.97912 | -0.97912 | -0.97912 | 0 | 0 | 0 | 0 | 0 | 0 | 0 | 0
3 | 100 | 127 | 100 127 Weather Strip/Caulk w/Blower Door / Single Detached - Manufactured | 0 | 0 | -0.32637 | -0.32637 | -0.32637 | -0.32637 | -0.32637 | 0 | 0 | 0 | 0 | 0 | 0 | 0 | 0 | 0 | 0 | 0 | 0 | 0 | 0 | 0 | 0 | 0 | 0 | 0 | 0 | 0 | 0 | 0
3 | 130 | 132 | 130 132 15 SEER Split-System Heat Pump / Single Detached - Manufactured | 0 | 0 | -16.3307 | -16.3307 | -16.3307 | -16.3307 | -16.3307 | -16.3307 | -16.3307 | -16.3307 | -16.3307 | -16.3307 | -16.3307 | -16.3307 | -16.3307 | -16.3307 | -16.3307 | 0 | 0 | 0 | 0 | 0 | 0 | 0 | 0 | 0 | 0 | 0 | 0 | 0
3 | 130 | 133 | 130 133 17 SEER Split-System Heat Pump / Single Detached - Manufactured | 0 | 0 | -6.4146 | -6.4146 | -6.4146 | -6.4146 | -6.4146 | -6.4146 | -6.4146 | -6.4146 | -6.4146 | -6.4146 | -6.4146 | -6.4146 | -6.4146 | -6.4146 | -6.3985 | 0 | 0 | 0 | 0 | 0 | 0 | 0 | 0 | 0 | 0 | 0 | 0 | 0
3 | 130 | 134 | 130 134 13 EER Geothermal Heat Pump / Single Detached - Manufactured | 0 | 0 | -6.3784 | -6.3784 | -6.3784 | -6.3784 | -6.3784 | -6.3784 | -6.3784 | -6.3784 | -6.3784 | -6.3784 | -6.3784 | -6.3784 | -6.3784 | -6.3784 | -6.3945 | 0 | 0 | 0 | 0 | 0 | 0 | 0 | 0 | 0 | 0 | 0 | 0 | 0
3 | 130 | 136 | 130 136 Attic Venting / Single Detached - Manufactured | 0 | 0 | -2.1275 | -2.1275 | -2.1275 | -2.1275 | -2.1275 | -2.1275 | -2.1275 | -2.1234 | -2.1234 | -2.1234 | 0 | 0 | 0 | 0 | 0 | 0 | 0 | 0 | 0 | 0 | 0 | 0 | 0 | 0 | 0 | 0 | 0 | 0
3 | 130 | 137 | 130 137 Sealed Attics / Single Detached - Manufactured | 0 | 0 | -10.3432 | -10.3432 | -10.3432 | -10.3432 | -10.3432 | -10.3432 | -10.3432 | -10.3432 | -10.3432 | -10.3432 | -10.3432 | -10.3432 | -10.3432 | -10.3432 | -10.3432 | -10.3432 | -10.3432 | -10.3432 | -10.3432 | -10.3432 | -10.3432 | -10.3432 | -10.3432 | -10.3432 | -10.3432 | -10.3432 | -10.3432 | -10.3432
3 | 130 | 138 | 130 138 AC Maintenance (Outdoor Coil Cleaning) / Single Detached - Manufactured | 0 | 0 | -2.5949 | -2.5949 | -2.5949 | -2.5949 | 0 | 0 | 0 | 0 | 0 | 0 | 0 | 0 | 0 | 0 | 0 | 0 | 0 | 0 | 0 | 0 | 0 | 0 | 0 | 0 | 0 | 0 | 0 | 0
3 | 130 | 139 | 130 139 AC Maintenance (Indoor Coil Cleaning) / Single Detached - Manufactured | 0 | 0 | -2.5707 | -2.5707 | -2.5707 | -2.5707 | 0 | 0 | 0 | 0 | 0 | 0 | 0 | 0 | 0 | 0 | 0 | 0 | 0 | 0 | 0 | 0 | 0 | 0 | 0 | 0 | 0 | 0 | 0 | 0
3 | 130 | 140 | 130 140 Proper Refrigerant Charging and Air Flow / Single Detached - Manufactured | 0 | 0 | -3.6787 | -3.6787 | -3.6787 | -3.6787 | -3.6787 | -3.6787 | -3.6787 | -3.6787 | -3.6787 | -3.6787 | 0 | 0 | 0 | 0 | 0 | 0 | 0 | 0 | 0 | 0 | 0 | 0 | 0 | 0 | 0 | 0 | 0 | 0
3 | 130 | 141 | 130 141 Electronically Commutated Motors (ECM) on an Air Handler Unit / Single Detached - Manufactured | 0 | 0 | -6.9707 | -6.9707 | -6.9707 | -6.9707 | -6.9707 | -6.9707 | -6.9707 | -6.9707 | -6.9707 | -6.9707 | -6.9707 | -6.9707 | -6.9707 | -6.9707 | -6.9707 | 0 | 0 | 0 | 0 | 0 | 0 | 0 | 0 | 0 | 0 | 0 | 0 | 0
3 | 130 | 142 | 130 142 Duct Repair / Single Detached - Manufactured | 0 | 0 | -3.2879 | -3.2879 | -3.2879 | -3.2879 | -3.2879 | -3.2879 | -3.2879 | -3.2919 | -3.2919 | -3.2919 | -3.2919 | -3.2919 | -3.2919 | -3.2919 | -3.2919 | -3.2919 | -3.2919 | -3.2919 | 0 | 0 | 0 | 0 | 0 | 0 | 0 | 0 | 0 | 0
3 | 130 | 143 | 130 143 Reflective Roof / Single Detached - Manufactured | 0 | 0 | -5.085 | -5.085 | -5.085 | -5.085 | -5.085 | -5.085 | -5.085 | -5.089 | -5.089 | -5.089 | -5.089 | -5.089 | -5.089 | -5.089 | -5.089 | 0 | 0 | 0 | 0 | 0 | 0 | 0 | 0 | 0 | 0 | 0 | 0 | 0
3 | 130 | 144 | 130 144 Radient Barrier / Single Detached - Manufactured | 0 | 0 | -5.5161 | -5.5161 | -5.5161 | -5.5161 | -5.5161 | -5.5161 | -5.5161 | -5.5161 | -5.5161 | -5.5161 | 0 | 0 | 0 | 0 | 0 | 0 | 0 | 0 | 0 | 0 | 0 | 0 | 0 | 0 | 0 | 0 | 0 | 0
3 | 130 | 145 | 130 145 Window Film / Single Detached - Manufactured | 0 | 0 | -1.0194 | -1.0194 | -1.0194 | -1.0194 | -1.0194 | -1.0194 | -1.0194 | -1.0194 | -1.0194 | -1.0194 | 0 | 0 | 0 | 0 | 0 | 0 | 0 | 0 | 0 | 0 | 0 | 0 | 0 | 0 | 0 | 0 | 0 | 0
3 | 130 | 146 | 130 146 Window Tinting / Single Detached - Manufactured | 0 | 0 | -1.6359 | -1.6359 | -1.6359 | -1.6359 | -1.6359 | -1.6359 | -1.6359 | -1.6359 | -1.6359 | -1.6359 | -1.6359 | -1.6359 | -1.6359 | -1.6359 | -1.6359 | -1.6359 | -1.6359 | -1.6359 | -1.6359 | -1.6359 | -1.6359 | -1.6359 | -1.6359 | -1.6359 | -1.6359 | -1.6359 | -1.6359 | -1.6359
3 | 130 | 147 | 130 147 Default Window With Sunscreen / Single Detached - Manufactured | 0 | 0 | -10.1982 | -10.1982 | -10.1982 | -10.1982 | -10.1982 | -10.1982 | -10.1982 | -10.1982 | -10.1982 | -10.1982 | 0 | 0 | 0 | 0 | 0 | 0 | 0 | 0 | 0 | 0 | 0 | 0 | 0 | 0 | 0 | 0 | 0 | 0
3 | 130 | 148 | 130 148 Single Pane Clear Windows to Double Pane Low-E Windows / Single Detached - Manufactured | 0 | 0 | -22.5238 | -22.5238 | -22.5238 | -22.5238 | -22.5238 | -22.5238 | -22.5238 | -22.5238 | -22.5238 | -22.5238 | -22.5238 | -22.5238 | -22.5238 | -22.5238 | -22.5399 | -22.5399 | -22.5399 | -22.5399 | -22.5399 | -22.5399 | -22.5399 | -22.5399 | -22.5399 | -22.5399 | -22.5399 | -22.5399 | -22.5399 | -22.5399
3 | 130 | 150 | 130 150 Ceiling R-0 to R-19 Insulation / Single Detached - Manufactured | 0 | 0 | -8.526 | -8.526 | -8.526 | -8.526 | -8.526 | -8.526 | -8.526 | -8.526 | -8.526 | -8.526 | -8.526 | -8.526 | -8.526 | -8.526 | -8.5421 | -8.5421 | -8.5421 | -8.5421 | -8.5421 | -8.5421 | 0 | 0 | 0 | 0 | 0 | 0 | 0 | 0
3 | 130 | 151 | 130 151 Ceiling R-19 to R-38 Insulation / Single Detached - Manufactured | 0 | 0 | -0.40696 | -0.40696 | -0.40696 | -0.40696 | -0.40696 | -0.40696 | -0.40696 | -0.40696 | -0.40696 | -0.40696 | -0.40696 | -0.40696 | -0.40696 | -0.40696 | -0.40696 | -0.40696 | -0.40696 | -0.40696 | -0.40696 | -0.40696 | 0 | 0 | 0 | 0 | 0 | 0 | 0 | 0
3 | 130 | 152 | 130 152 Wall 2x4 R-0 to Blow-In R-13 Insulation / Single Detached - Manufactured | 0 | 0 | -1.1564 | -1.1564 | -1.1564 | -1.1564 | -1.1564 | -1.1564 | -1.1564 | -1.1564 | -1.1564 | -1.1564 | -1.1564 | -1.1564 | -1.1564 | -1.1564 | -1.1564 | -1.1564 | -1.1564 | -1.1564 | -1.1564 | -1.1564 | 0 | 0 | 0 | 0 | 0 | 0 | 0 | 0
3 | 130 | 153 | 130 153 Weather Strip/Caulk w/Blower Door / Single Detached - Manufactured | 0 | 0 | -0.28205 | -0.28205 | -0.28205 | -0.28205 | -0.28205 | 0 | 0 | 0 | 0 | 0 | 0 | 0 | 0 | 0 | 0 | 0 | 0 | 0 | 0 | 0 | 0 | 0 | 0 | 0 | 0 | 0 | 0 | 0
3 | 190 | 191 | 190 191 HE Room Air Conditioner - EER 11 / Single Detached - Manufactured | 0 | 0 | -2.4498 | -2.4498 | -2.4498 | -2.4498 | -2.4498 | -2.4498 | -2.4498 | -2.4498 | -2.4498 | -2.4498 | -2.4498 | -2.4498 | -2.4498 | -2.4498 | -2.4337 | 0 | 0 | 0 | 0 | 0 | 0 | 0 | 0 | 0 | 0 | 0 | 0 | 0
3 | 190 | 192 | 190 192 HE Room Air Conditioner - EER 12 / Single Detached - Manufactured | 0 | 0 | -4.4564 | -4.4564 | -4.4564 | -4.4564 | -4.4564 | -4.4564 | -4.4564 | -4.4564 | -4.4564 | -4.4564 | -4.4564 | -4.4564 | -4.4564 | -4.4564 | -4.4725 | 0 | 0 | 0 | 0 | 0 | 0 | 0 | 0 | 0 | 0 | 0 | 0 | 0
3 | 190 | 196 | 190 196 Reflective Roof / Single Detached - Manufactured | 0 | 0 | -2.8809 | -2.8809 | -2.8809 | -2.8809 | -2.8809 | -2.8809 | -2.8809 | -2.8809 | -2.8809 | -2.8809 | -2.8809 | -2.8809 | -2.8809 | -2.8809 | -2.8809 | 0 | 0 | 0 | 0 | 0 | 0 | 0 | 0 | 0 | 0 | 0 | 0 | 0
3 | 190 | 197 | 190 197 Window Film / Single Detached - Manufactured | 0 | 0 | -0.53187 | -0.53187 | -0.53187 | -0.53187 | -0.53187 | -0.53187 | -0.53187 | -0.53187 | -0.53187 | -0.53187 | 0 | 0 | 0 | 0 | 0 | 0 | 0 | 0 | 0 | 0 | 0 | 0 | 0 | 0 | 0 | 0 | 0 | 0
3 | 190 | 198 | 190 198 Window Tinting / Single Detached - Manufactured | 0 | 0 | -0.85824 | -0.85824 | -0.85824 | -0.85824 | -0.85824 | -0.85824 | -0.85824 | -0.85824 | -0.85824 | -0.85824 | -0.85824 | -0.85824 | -0.85824 | -0.85824 | -0.85824 | -0.85824 | -0.85824 | -0.85824 | -0.85824 | -0.85824 | -0.85824 | -0.85824 | -0.85824 | -0.85824 | -0.85824 | -0.85824 | -0.85824 | -0.85824
3 | 190 | 199 | 190 199 Default Window With Sunscreen / Single Detached - Manufactured | 0 | 0 | -1.6319 | -1.6319 | -1.6319 | -1.6319 | -1.6319 | -1.6319 | -1.6319 | -1.6319 | -1.6319 | -1.6319 | 0 | 0 | 0 | 0 | 0 | 0 | 0 | 0 | 0 | 0 | 0 | 0 | 0 | 0 | 0 | 0 | 0 | 0
3 | 190 | 200 | 190 200 Single Pane Clear Windows to Double Pane Low-E Windows / Single Detached - Manufactured | 0 | 0 | -3.5538 | -3.5538 | -3.5538 | -3.5538 | -3.5538 | -3.5538 | -3.5538 | -3.5579 | -3.5579 | -3.5579 | -3.5579 | -3.5579 | -3.5579 | -3.5579 | -3.5579 | -3.5579 | -3.5579 | -3.5579 | -3.5579 | -3.5579 | -3.5579 | -3.5579 | -3.5579 | -3.5579 | -3.5579 | -3.5579 | -3.5579 | -3.5579
3 | 190 | 202 | 190 202 Ceiling R-0 to R-19 Insulation / Single Detached - Manufactured | 0 | 0 | -2.4982 | -2.4982 | -2.4982 | -2.4982 | -2.4982 | -2.4982 | -2.4982 | -2.4941 | -2.4941 | -2.4941 | -2.4941 | -2.4941 | -2.4941 | -2.4941 | -2.5103 | -2.5103 | -2.5103 | -2.5103 | -2.5103 | -2.5103 | 0 | 0 | 0 | 0 | 0 | 0 | 0 | 0
3 | 190 | 203 | 190 203 Ceiling R-19 to R-38 Insulation / Single Detached - Manufactured | 0 | 0 | -0.080586 | -0.080586 | -0.080586 | -0.080586 | -0.080586 | -0.080586 | -0.080586 | -0.080586 | -0.080586 | -0.080586 | -0.080586 | -0.080586 | -0.080586 | -0.080586 | -0.080586 | -0.080586 | -0.080586 | -0.080586 | -0.080586 | -0.080586 | 0 | 0 | 0 | 0 | 0 | 0 | 0 | 0
3 | 190 | 204 | 190 204 Wall 2x4 R-0 to Blow-In R-13 Insulation / Single Detached - Manufactured | 0 | 0 | -0.12088 | -0.12088 | -0.12088 | -0.12088 | -0.12088 | -0.12088 | -0.12088 | -0.12088 | -0.12088 | -0.12088 | -0.12088 | -0.12088 | -0.12088 | -0.12088 | -0.12088 | -0.12088 | -0.12088 | -0.12088 | -0.12088 | -0.12088 | 0 | 0 | 0 | 0 | 0 | 0 | 0 | 0
3 | 190 | 205 | 190 205 Weather Strip/Caulk w/Blower Door / Single Detached - Manufactured | 0 | 0 | -0.24579 | -0.24579 | -0.24579 | -0.24579 | -0.24579 | 0 | 0 | 0 | 0 | 0 | 0 | 0 | 0 | 0 | 0 | 0 | 0 | 0 | 0 | 0 | 0 | 0 | 0 | 0 | 0 | 0 | 0 | 0
3 | 220 | 221 | 220 221 CFL (18-Watt integral ballast), 0.5 hr/day / Single Detached - Manufactured | 0 | 0 | -0.20549 | -0.20549 | -0.20549 | -0.20549 | -0.20549 | -0.20549 | -0.20549 | -0.20549 | -0.20549 | -0.20549 | -0.20549 | -0.20549 | -0.20549 | -0.20549 | -0.20549 | -0.20549 | -0.20549 | -0.20549 | -0.20549 | -0.20549 | -0.20549 | -0.20549 | -0.20549 | -0.20549 | -0.20549 | -0.20549 | -0.20549 | 0
3 | 230 | 231 | 230 231 CFL (18-Watt integral ballast), 2.5 hr/day / Single Detached - Manufactured | 0 | 0 | -1.0234 | -1.0234 | -1.0234 | -1.0234 | -1.0234 | 0 | 0 | 0 | 0 | 0 | 0 | 0 | 0 | 0 | 0 | 0 | 0 | 0 | 0 | 0 | 0 | 0 | 0 | 0 | 0 | 0 | 0 | 0
3 | 240 | 241 | 240 241 CFL (18-Watt integral ballast), 6.0 hr/day / Single Detached - Manufactured | 0 | 0 | -0.52784 | -0.52784 | 0 | 0 | 0 | 0 | 0 | 0 | 0 | 0 | 0 | 0 | 0 | 0 | 0 | 0 | 0 | 0 | 0 | 0 | 0 | 0 | 0 | 0 | 0 | 0 | 0 | 0
3 | 250 | 251 | 250 251 ROB 2L4'T8, 1EB / Single Detached - Manufactured | 0 | 0 | -0.080586 | -0.080586 | -0.080586 | -0.080586 | -0.080586 | -0.080586 | -0.080586 | -0.080586 | -0.080586 | -0.080586 | -0.080586 | -0.080586 | -0.080586 | -0.080586 | -0.064469 | -0.064469 | -0.064469 | -0.064469 | -0.064469 | -0.064469 | -0.064469 | -0.064469 | -0.064469 | -0.064469 | -0.064469 | -0.064469 | -0.064469 | -0.064469
3 | 250 | 252 | 250 252 RET 2L4'T8, 1EB / Single Detached - Manufactured | 0 | 0 | -0.080586 | -0.080586 | -0.080586 | -0.080586 | -0.080586 | -0.080586 | -0.080586 | -0.080586 | -0.080586 | -0.080586 | -0.080586 | -0.080586 | -0.080586 | -0.080586 | -0.064469 | -0.064469 | -0.064469 | -0.064469 | -0.064469 | -0.064469 | -0.064469 | -0.064469 | -0.064469 | -0.064469 | -0.064469 | -0.064469 | -0.064469 | -0.064469
3 | 260 | 261 | 260 261 CFL - medium screw based <30 Watts / Single Detached - Manufactured | 0 | 0 | -0.27399 | -0.27399 | 0 | 0 | 0 | 0 | 0 | 0 | 0 | 0 | 0 | 0 | 0 | 0 | 0 | 0 | 0 | 0 | 0 | 0 | 0 | 0 | 0 | 0 | 0 | 0 | 0 | 0
3 | 260 | 262 | 260 262 Photocell/timeclock / Single Detached - Manufactured | 0 | 0 | -0.080586 | -0.080586 | -0.080586 | -0.080586 | -0.080586 | -0.080586 | -0.080586 | -0.080586 | -0.080586 | -0.080586 | -0.080586 | -0.080586 | -0.080586 | -0.080586 | -0.080586 | -0.080586 | -0.080586 | -0.080586 | -0.080586 | -0.080586 | -0.080586 | -0.080586 | -0.080586 | -0.080586 | -0.080586 | -0.080586 | -0.080586 | -0.080586
3 | 300 | 301 | 300 301 HE Refrigerator - Energy Star version of above / Single Detached - Manufactured | 0 | 0 | -0.71721 | -0.71721 | -0.71721 | -0.71721 | -0.71721 | -0.71721 | -0.71721 | -0.71721 | -0.71721 | -0.71721 | -0.71721 | -0.71721 | -0.71721 | -0.71721 | 0 | 0 | 0 | 0 | 0 | 0 | 0 | 0 | 0 | 0 | 0 | 0 | 0 | 0
3 | 350 | 351 | 350 351 HE Freezer / Single Detached - Manufactured | 0 | 0 | -0.30623 | -0.30623 | -0.30623 | -0.30623 | -0.30623 | -0.30623 | -0.30623 | -0.30623 | -0.30623 | -0.30623 | -0.30623 | 0 | 0 | 0 | 0 | 0 | 0 | 0 | 0 | 0 | 0 | 0 | 0 | 0 | 0 | 0 | 0 | 0
3 | 400 | 401 | 400 401 Heat Pump Water Heater (EF=2.9) / Single Detached - Manufactured | 0 | 0 | -5.7015 | -5.7015 | -5.7015 | -5.7015 | -5.7015 | -5.7015 | -5.7015 | -5.7015 | -5.7015 | -5.7015 | 0 | 0 | 0 | 0 | 0 | 0 | 0 | 0 | 0 | 0 | 0 | 0 | 0 | 0 | 0 | 0 | 0 | 0
3 | 400 | 403 | 400 403 Solar Water Heat / Single Detached - Manufactured | 0 | 0 | -4.3194 | -4.3194 | -4.3194 | -4.3194 | -4.3194 | -4.3194 | -4.3194 | -4.3234 | -4.3234 | -4.3234 | -4.3234 | -4.3234 | -4.3234 | -4.3234 | -4.3234 | 0 | 0 | 0 | 0 | 0 | 0 | 0 | 0 | 0 | 0 | 0 | 0 | 0
3 | 400 | 404 | 400 404 AC Heat Recovery Units / Single Detached - Manufactured | 0 | 0 | -1.6963 | -1.6963 | -1.6963 | -1.6963 | -1.6963 | -1.6963 | -1.6963 | -1.6963 | -1.6963 | -1.6963 | 0 | 0 | 0 | 0 | 0 | 0 | 0 | 0 | 0 | 0 | 0 | 0 | 0 | 0 | 0 | 0 | 0 | 0
3 | 400 | 405 | 400 405 Low Flow Showerhead / Single Detached - Manufactured | 0 | 0 | -0.61245 | -0.61245 | -0.61245 | -0.61245 | -0.61245 | -0.61245 | -0.61245 | -0.61245 | -0.61245 | -0.61245 | 0 | 0 | 0 | 0 | 0 | 0 | 0 | 0 | 0 | 0 | 0 | 0 | 0 | 0 | 0 | 0 | 0 | 0
3 | 400 | 406 | 400 406 Pipe Wrap / Single Detached - Manufactured | 0 | 0 | -0.20549 | -0.20549 | -0.20549 | -0.20549 | -0.20549 | -0.20549 | -0.20549 | -0.20549 | -0.20549 | -0.20549 | -0.20549 | -0.20549 | -0.20549 | 0 | 0 | 0 | 0 | 0 | 0 | 0 | 0 | 0 | 0 | 0 | 0 | 0 | 0 | 0
3 | 400 | 407 | 400 407 Faucet Aerators / Single Detached - Manufactured | 0 | 0 | -0.24176 | -0.24176 | -0.24176 | -0.24176 | -0.24176 | -0.24176 | -0.24176 | -0.24579 | -0.24579 | -0.24579 | 0 | 0 | 0 | 0 | 0 | 0 | 0 | 0 | 0 | 0 | 0 | 0 | 0 | 0 | 0 | 0 | 0 | 0
3 | 400 | 408 | 400 408 Water Heater Blanket / Single Detached - Manufactured | 0 | 0 | -0.81795 | -0.81795 | -0.81795 | -0.81795 | -0.81795 | -0.81795 | -0.81795 | 0 | 0 | 0 | 0 | 0 | 0 | 0 | 0 | 0 | 0 | 0 | 0 | 0 | 0 | 0 | 0 | 0 | 0 | 0 | 0 | 0
3 | 400 | 409 | 400 409 Water Heater Temperature Check and Adjustment / Single Detached - Manufactured | 0 | 0 | -0.10476 | -0.10476 | -0.10476 | -0.10476 | -0.10476 | 0 | 0 | 0 | 0 | 0 | 0 | 0 | 0 | 0 | 0 | 0 | 0 | 0 | 0 | 0 | 0 | 0 | 0 | 0 | 0 | 0 | 0 | 0
3 | 400 | 410 | 400 410 Water Heater Timeclock / Single Detached - Manufactured | 0 | 0 | -0.40696 | -0.40696 | -0.40696 | -0.40696 | -0.40696 | -0.40696 | -0.40696 | -0.40696 | -0.40696 | -0.40696 | 0 | 0 | 0 | 0 | 0 | 0 | 0 | 0 | 0 | 0 | 0 | 0 | 0 | 0 | 0 | 0 | 0 | 0
3 | 400 | 411 | 400 411 Heat Trap / Single Detached - Manufactured | 0 | 0 | -0.73333 | -0.73333 | -0.73333 | -0.73333 | -0.73333 | -0.73333 | -0.73333 | -0.73333 | -0.73333 | -0.73333 | 0 | 0 | 0 | 0 | 0 | 0 | 0 | 0 | 0 | 0 | 0 | 0 | 0 | 0 | 0 | 0 | 0 | 0
3 | 500 | 502 | 500 502 Energy Star CW CEE Tier 2 (MEF=2.0) / Single Detached - Manufactured | 0 | 0 | -0.60037 | -0.60037 | -0.60037 | -0.60037 | -0.60037 | -0.60037 | -0.60037 | -0.60037 | -0.60037 | -0.60037 | -0.60037 | 0 | 0 | 0 | 0 | 0 | 0 | 0 | 0 | 0 | 0 | 0 | 0 | 0 | 0 | 0 | 0 | 0
3 | 500 | 503 | 500 503 Energy Star CW CEE Tier 3 (MEF=2.2) / Single Detached - Manufactured | 0 | 0 | -0.80586 | -0.80586 | -0.80586 | -0.80586 | -0.80586 | -0.80586 | -0.80586 | -0.80586 | -0.80586 | -0.80586 | -0.80586 | 0 | 0 | 0 | 0 | 0 | 0 | 0 | 0 | 0 | 0 | 0 | 0 | 0 | 0 | 0 | 0 | 0
3 | 700 | 701 | 700 701 Energy Star DW (EF=0.68) / Single Detached - Manufactured | 0 | 0 | -0.53187 | -0.53187 | -0.53187 | -0.53187 | -0.53187 | -0.53187 | -0.53187 | -0.53187 | -0.53187 | -0.53187 | -0.53187 | -0.53187 | -0.53187 | 0 | 0 | 0 | 0 | 0 | 0 | 0 | 0 | 0 | 0 | 0 | 0 | 0 | 0 | 0
3 | 800 | 801 | 800 801 Two Speed Pool Pump (1.5 hp) / Single Detached - Manufactured | 0 | 0 | -7.4179 | -7.4179 | -7.4179 | -7.4179 | -7.4179 | 0 | 0 | 0 | 0 | 0 | 0 | 0 | 0 | 0 | 0 | 0 | 0 | 0 | 0 | 0 | 0 | 0 | 0 | 0 | 0 | 0 | 0 | 0
3 | 800 | 802 | 800 802 High Efficiency One Speed Pool Pump (1.5 hp) / Single Detached - Manufactured | 0 | 0 | -3.7392 | -3.7392 | -3.7392 | -3.7392 | -3.7392 | 0 | 0 | 0 | 0 | 0 | 0 | 0 | 0 | 0 | 0 | 0 | 0 | 0 | 0 | 0 | 0 | 0 | 0 | 0 | 0 | 0 | 0 | 0
3 | 800 | 803 | 800 803 Variable-Speed Pool Pump (<1 hp) / Single Detached - Manufactured | 0 | 0 | -11.1611 | -11.1611 | -11.1611 | -11.1611 | -11.1611 | -11.1611 | -11.1611 | -11.1571 | -11.1571 | -11.1571 | 0 | 0 | 0 | 0 | 0 | 0 | 0 | 0 | 0 | 0 | 0 | 0 | 0 | 0 | 0 | 0 | 0 | 0
3 | 800 | 804 | 800 804 PV-Powered Pool Pumps / Single Detached - Manufactured | 0 | 0 | -14.9165 | -14.9165 | -14.9165 | -14.9165 | -14.9165 | -14.9165 | -14.9165 | -14.9205 | -14.9205 | -14.9205 | 0 | 0 | 0 | 0 | 0 | 0 | 0 | 0 | 0 | 0 | 0 | 0 | 0 | 0 | 0 | 0 | 0 | 0
3 | 900 | 901 | 900 901 Energy Star TV / Single Detached - Manufactured | 0 | 0 | -0.064469 | -0.064469 | -0.064469 | -0.064469 | -0.064469 | -0.064469 | -0.064469 | 0 | 0 | 0 | 0 | 0 | 0 | 0 | 0 | 0 | 0 | 0 | 0 | 0 | 0 | 0 | 0 | 0 | 0 | 0 | 0 | 0
3 | 910 | 911 | 910 911 Energy Star TV / Single Detached - Manufactured | 0 | 0 | -0.24579 | -0.24579 | -0.24579 | -0.24579 | -0.24579 | -0.24579 | -0.24579 | 0 | 0 | 0 | 0 | 0 | 0 | 0 | 0 | 0 | 0 | 0 | 0 | 0 | 0 | 0 | 0 | 0 | 0 | 0 | 0 | 0
3 | 920 | 921 | 920 921 Energy Star Set-Top Box / Single Detached - Manufactured | 0 | 0 | -0.28608 | -0.28608 | -0.28608 | -0.28608 | -0.28608 | -0.28608 | -0.28608 | 0 | 0 | 0 | 0 | 0 | 0 | 0 | 0 | 0 | 0 | 0 | 0 | 0 | 0 | 0 | 0 | 0 | 0 | 0 | 0 | 0
3 | 930 | 931 | 930 931 Energy Star DVD Player / Single Detached - Manufactured | 0 | 0 | -0.16117 | -0.16117 | -0.16117 | -0.16117 | -0.16117 | -0.16117 | -0.16117 | 0 | 0 | 0 | 0 | 0 | 0 | 0 | 0 | 0 | 0 | 0 | 0 | 0 | 0 | 0 | 0 | 0 | 0 | 0 | 0 | 0
3 | 940 | 941 | 940 941 Energy Star VCR / Single Detached - Manufactured | 0 | 0 | -0.32637 | -0.32637 | -0.32637 | -0.32637 | -0.32637 | -0.32637 | -0.32637 | 0 | 0 | 0 | 0 | 0 | 0 | 0 | 0 | 0 | 0 | 0 | 0 | 0 | 0 | 0 | 0 | 0 | 0 | 0 | 0 | 0
3 | 950 | 951 | 950 951 Energy Star Desktop PC / Single Detached - Manufactured | 0 | 0 | -0.18535 | -0.18535 | -0.18535 | -0.18535 | -0.18535 | -0.18535 | -0.18535 | 0 | 0 | 0 | 0 | 0 | 0 | 0 | 0 | 0 | 0 | 0 | 0 | 0 | 0 | 0 | 0 | 0 | 0 | 0 | 0 | 0
3 | 960 | 961 | 960 961 Energy Star Laptop PC / Single Detached - Manufactured | 0 | 0 | -0.080586 | -0.080586 | -0.080586 | -0.080586 | -0.080586 | -0.080586 | -0.080586 | 0 | 0 | 0 | 0 | 0 | 0 | 0 | 0 | 0 | 0 | 0 | 0 | 0 | 0 | 0 | 0 | 0 | 0 | 0 | 0 | 0
5 | 200 | 211 | 200 211 LED 12W Blend / All | 0 | 0 | 0 | 0 | 0 | 0 | 0 | 0 | 0 | 0 | 0 | 0 | 0 | 0 | 0 | 0 | 0 | 0 | 0 | 0 | 0 | 0 | 0 | 0 | 0 | 0 | 0 | 0 | 0 | 0
5 | 200 | 222 | 200 222 LED 12W, 0.5hr/hday / All | 0 | 0 | -0.040293 | -0.040293 | -0.040293 | -0.040293 | -0.040293 | -0.040293 | -0.040293 | -0.040293 | -0.040293 | -0.040293 | -0.040293 | -0.040293 | -0.040293 | -0.040293 | -0.040293 | -0.040293 | -0.040293 | -0.040293 | -0.040293 | -0.040293 | -0.040293 | -0.040293 | -0.040293 | -0.040293 | -0.040293 | -0.040293 | -0.040293 | -0.040293
5 | 200 | 232 | 200 232 LED 12W, 2.5hr/hday / All | 0 | 0 | -0.16117 | -0.16117 | -0.16117 | -0.16117 | -0.16117 | -0.16117 | -0.16117 | -0.16117 | -0.16117 | -0.16117 | -0.16117 | -0.16117 | -0.16117 | -0.16117 | -0.16117 | -0.16117 | -0.16117 | -0.16117 | -0.16117 | -0.16117 | -0.16117 | -0.16117 | -0.16117 | -0.16117 | -0.16117 | -0.16117 | -0.16117 | 0
5 | 200 | 242 | 200 242 LED 12W, 6.0hr/hday / All | 0 | 0 | -0.25788 | -0.25788 | -0.25788 | -0.25788 | -0.25788 | -0.25788 | -0.25788 | -0.25385 | -0.25385 | -0.25385 | -0.25385 | 0 | 0 | 0 | 0 | 0 | 0 | 0 | 0 | 0 | 0 | 0 | 0 | 0 | 0 | 0 | 0 | 0
5 | 260 | 263 | 260 263 LED Directional 13W (Flood, Outdoor) / All | 0 | 0 | -0.49157 | -0.49157 | -0.49157 | -0.49157 | -0.49157 | -0.49157 | -0.49157 | -0.48754 | -0.48754 | 0 | 0 | 0 | 0 | 0 | 0 | 0 | 0 | 0 | 0 | 0 | 0 | 0 | 0 | 0 | 0 | 0 | 0 | 0
5 | 999 | 302 | 999 302 Refrigerator recycling / All | 0 | 0 | -3.3282 | -3.3282 | -3.3282 | -3.3282 | -3.3282 | -3.3282 | -3.3282 | 0 | 0 | 0 | 0 | 0 | 0 | 0 | 0 | 0 | 0 | 0 | 0 | 0 | 0 | 0 | 0 | 0 | 0 | 0 | 0 | 0
5 | 999 | 352 | 999 352 Freezer recycling / All | 0 | 0 | -2.6755 | -2.6755 | -2.6755 | -2.6755 | -2.6755 | -2.6755 | -2.6755 | 0 | 0 | 0 | 0 | 0 | 0 | 0 | 0 | 0 | 0 | 0 | 0 | 0 | 0 | 0 | 0 | 0 | 0 | 0 | 0 | 0
5 | 999 | 962 | 999 962 Smart Plug / All | 0 | 0 | -0.78571 | -0.78571 | -0.78571 | -0.78571 | -0.78571 | -0.78571 | -0.78571 | -0.78571 | -0.78571 | -0.78571 | 0 | 0 | 0 | 0 | 0 | 0 | 0 | 0 | 0 | 0 | 0 | 0 | 0 | 0 | 0 | 0 | 0 | 0

## Avoided Gen Capacity Cost
Building # | Base # | Measure # | Measure Name | 2013 | 2014 | 2015 | 2016 | 2017 | 2018 | 2019 | 2020 | 2021 | 2022 | 2023 | 2024 | 2025 | 2026 | 2027 | 2028 | 2029 | 2030 | 2031 | 2032 | 2033 | 2034 | 2035 | 2036 | 2037 | 2038 | 2039 | 2040 | 2041 | 2042
1 | 100 | 102 | 100 102 15 SEER Split-System Air Conditioner / Single Detached | 0 | 0 | 0 | 0 | 0 | -69.5049 | -73.2676 | -73.6728 | -185.3984 | -188.8281 | -192.7266 | -131.875 | -134.7969 | -89.9375 | -221.875 | -97.2188 | -99.9688 | -104 | -173.8438 | -180.2188 | 0 | 0 | 0 | 0 | 0 | 0 | 0 | 0 | 0 | 0
1 | 100 | 103 | 100 103 17 SEER Split-System Air Conditioner / Single Detached | 0 | 0 | 0 | 0 | 0 | -25.9619 | -27.3779 | -27.543 | -69.3125 | -70.6172 | -72.1719 | -49.3125 | -50.4062 | -33.6406 | -83 | -36.3438 | -37.375 | -38.8438 | -64.9688 | -67.3438 | 0 | 0 | 0 | 0 | 0 | 0 | 0 | 0 | 0 | 0
1 | 100 | 104 | 100 104 19 SEER Split-System Air Conditioner / Single Detached | 0 | 0 | 0 | 0 | 0 | -37.1836 | -39.206 | -39.4238 | -99.2109 | -101.0859 | -103.2344 | -70.5938 | -72.1719 | -48.1406 | -118.7813 | -52.0312 | -53.5 | -55.5938 | -93.0312 | -96.4375 | 0 | 0 | 0 | 0 | 0 | 0 | 0 | 0 | 0 | 0
1 | 100 | 105 | 100 105 14 SEER Split-System Heat Pump / Single Detached | 0 | 0 | 0 | 0 | 0 | -31.6484 | -33.3301 | -33.5635 | -84.4531 | -86.0859 | -87.7891 | -60.1094 | -61.4375 | -40.9844 | -101.125 | -44.2812 | -45.5625 | 0 | 0 | 0 | 0 | 0 | 0 | 0 | 0 | 0 | 0 | 0 | 0 | 0
1 | 100 | 106 | 100 106 15 SEER Split-System Heat Pump / Single Detached | 0 | 0 | 0 | 0 | 0 | -86.7197 | -91.415 | -91.9297 | -231.2969 | -235.5781 | -240.3984 | -164.5156 | -168.1719 | -112.2031 | -276.8125 | -121.2813 | -124.7188 | 0 | 0 | 0 | 0 | 0 | 0 | 0 | 0 | 0 | 0 | 0 | 0 | 0
1 | 100 | 107 | 100 107 17 SEER Split-System Heat Pump / Single Detached | 0 | 0 | 0 | 0 | 0 | -60.4522 | -63.7275 | -64.085 | -161.2734 | -164.2656 | -167.6875 | -114.7188 | -117.2656 | -78.2344 | -193.0313 | -84.5625 | -86.9375 | 0 | 0 | 0 | 0 | 0 | 0 | 0 | 0 | 0 | 0 | 0 | 0 | 0
1 | 100 | 108 | 100 108 13 EER Geothermal Heat Pump / Single Detached | 0 | 0 | 0 | 0 | 0 | -60.355 | -63.6279 | -63.9815 | -160.9922 | -163.9766 | -167.3828 | -114.5313 | -117.0469 | -78.0938 | -192.6875 | -84.4062 | -86.7812 | 0 | 0 | 0 | 0 | 0 | 0 | 0 | 0 | 0 | 0 | 0 | 0 | 0
1 | 100 | 110 | 100 110 Attic Venting / Single Detached | 0 | 0 | 0 | 0 | 0 | -7.5059 | -7.9316 | -7.9775 | -20.0703 | -20.5078 | -21.0625 | -14.3281 | 0 | 0 | 0 | 0 | 0 | 0 | 0 | 0 | 0 | 0 | 0 | 0 | 0 | 0 | 0 | 0 | 0 | 0
1 | 100 | 111 | 100 111 Sealed Attic w/Sprayed Foam Insulated Roof Deck / Single Detached | 0 | 0 | 0 | 0 | 0 | -27.5645 | -29.0771 | -29.2354 | -73.5703 | -74.9922 | -76.6016 | -52.3594 | -53.5156 | -35.7031 | -88.0938 | -38.5938 | -39.5938 | -41.1875 | -68.8438 | -71.3438 | -73.3438 | -75.5 | -78.25 | -53.625 | -46.5 | -35.3125 | -38.3125 | -39.1875 | -40.3125 | -103.125
1 | 100 | 112 | 100 112 AC Maintenance (Outdoor Coil Cleaning) / Single Detached | 0 | 0 | 0 | 0 | 0 | -34.707 | 0 | 0 | 0 | 0 | 0 | 0 | 0 | 0 | 0 | 0 | 0 | 0 | 0 | 0 | 0 | 0 | 0 | 0 | 0 | 0 | 0 | 0 | 0 | 0
1 | 100 | 113 | 100 113 AC Maintenance (Indoor Coil Cleaning) / Single Detached | 0 | 0 | 0 | 0 | 0 | -34.707 | 0 | 0 | 0 | 0 | 0 | 0 | 0 | 0 | 0 | 0 | 0 | 0 | 0 | 0 | 0 | 0 | 0 | 0 | 0 | 0 | 0 | 0 | 0 | 0
1 | 100 | 114 | 100 114 Proper Refrigerant Charging and Air Flow / Single Detached | 0 | 0 | 0 | 0 | 0 | -23.1191 | -24.3906 | -24.5244 | -61.7344 | -62.9141 | -64.3047 | -43.9375 | 0 | 0 | 0 | 0 | 0 | 0 | 0 | 0 | 0 | 0 | 0 | 0 | 0 | 0 | 0 | 0 | 0 | 0
1 | 100 | 115 | 100 115 Electronically Commutated Motors (ECM) on an Air Handler Unit / Single Detached | 0 | 0 | 0 | 0 | 0 | -6.9336 | -7.2754 | -7.377 | -18.5547 | -18.9688 | -19.3359 | -13.2344 | -13.5156 | -9.0312 | -22.2812 | -9.7188 | -10.0312 | 0 | 0 | 0 | 0 | 0 | 0 | 0 | 0 | 0 | 0 | 0 | 0 | 0
1 | 100 | 116 | 100 116 Duct Repair / Single Detached | 0 | 0 | 0 | 0 | 0 | -41.7373 | -44.0039 | -44.25 | -111.3281 | -113.4297 | -115.8594 | -79.2344 | -80.9844 | -54.0312 | -133.2813 | -58.375 | -60.0938 | -69.4688 | -104.5625 | -108.375 | 0 | 0 | 0 | 0 | 0 | 0 | 0 | 0 | 0 | 0
1 | 100 | 117 | 100 117 Reflective Roof / Single Detached | 0 | 0 | 0 | 0 | 0 | -18.4688 | -19.4258 | -19.5898 | -49.3047 | -50.2578 | -51.2578 | -35.1094 | -35.875 | -23.9375 | -59.0625 | -25.875 | -26.5938 | 0 | 0 | 0 | 0 | 0 | 0 | 0 | 0 | 0 | 0 | 0 | 0 | 0
1 | 100 | 118 | 100 118 Radient Barrier / Single Detached | 0 | 0 | 0 | 0 | 0 | -23.6367 | -24.8789 | -25.0732 | -63.0781 | -64.3047 | -65.5938 | -44.9219 | 0 | 0 | 0 | 0 | 0 | 0 | 0 | 0 | 0 | 0 | 0 | 0 | 0 | 0 | 0 | 0 | 0 | 0
1 | 100 | 119 | 100 119 Window Film / Single Detached | 0 | 0 | 0 | 0 | 0 | -28.5459 | -30.1104 | -30.2822 | -76.1797 | -77.6562 | -79.3203 | -54.2188 | 0 | 0 | 0 | 0 | 0 | 0 | 0 | 0 | 0 | 0 | 0 | 0 | 0 | 0 | 0 | 0 | 0 | 0
1 | 100 | 120 | 100 120 Window Tinting / Single Detached | 0 | 0 | 0 | 0 | 0 | -6.5674 | -6.8984 | -6.9941 | -17.6016 | -17.9844 | -18.3438 | -12.5625 | -12.8281 | -8.5625 | -21.125 | -9.2188 | -9.5 | -9.8438 | -16.5 | -17.0625 | -17.5938 | -18.0625 | -18.75 | -12.8125 | -11.1562 | -8.4688 | -9.1875 | -9.375 | -9.625 | -24.6875
1 | 100 | 121 | 100 121 Default Window With Sunscreen / Single Detached | 0 | 0 | 0 | 0 | 0 | -25.7568 | -27.167 | -27.3145 | -68.7422 | -70.0625 | -71.6094 | -48.9375 | 0 | 0 | 0 | 0 | 0 | 0 | 0 | 0 | 0 | 0 | 0 | 0 | 0 | 0 | 0 | 0 | 0 | 0
1 | 100 | 122 | 100 122 Single Pane Clear Windows to Double Pane Low-E Windows / Single Detached | 0 | 0 | 0 | 0 | 0 | -28.5459 | -30.1104 | -30.2822 | -76.1797 | -77.6562 | -79.3203 | -54.2188 | -55.4219 | -36.9844 | -91.2188 | -39.9375 | -41.0938 | -42.7188 | -71.4375 | -74.0625 | -76.125 | -78.3125 | -81.1875 | -55.625 | -48.25 | -36.6562 | -39.75 | -40.6562 | -41.8438 | -106.9375
1 | 100 | 124 | 100 124 Ceiling R-0 to R-19 Insulation / Single Detached | 0 | 0 | 0 | 0 | 0 | -39.0449 | -41.1719 | -41.3975 | -104.1797 | -106.1563 | -108.4063 | -74.125 | -75.7656 | -50.5469 | -124.7188 | -54.625 | -56.25 | -58.4375 | -97.8125 | -101.4063 | -104.2188 | -107.25 | 0 | 0 | 0 | 0 | 0 | 0 | 0 | 0
1 | 100 | 125 | 100 125 Ceiling R-19 to R-38 Insulation / Single Detached | 0 | 0 | 0 | 0 | 0 | -1.5068 | -1.5566 | -1.6191 | -4.1094 | -4.2266 | -4.3125 | -2.9531 | -3.0156 | -2 | -4.9375 | -2.125 | -2.2188 | -2.25 | -3.8438 | -3.9375 | -4.0938 | -4.125 | 0 | 0 | 0 | 0 | 0 | 0 | 0 | 0
1 | 100 | 126 | 100 126 Wall 2x4 R-0 to Blow-In R-13 Insulation / Single Detached | 0 | 0 | 0 | 0 | 0 | -3.6807 | -3.8438 | -3.9238 | -9.8594 | -10.1094 | -10.3281 | -7.0781 | -7.2031 | -4.8125 | -11.875 | -5.1875 | -5.3438 | -5.4688 | -9.2188 | -9.5938 | -9.875 | -10.125 | 0 | 0 | 0 | 0 | 0 | 0 | 0 | 0
1 | 100 | 127 | 100 127 Weather Strip/Caulk w/Blower Door / Single Detached | 0 | 0 | 0 | 0 | 0 | -0.98926 | -1.0674 | 0 | 0 | 0 | 0 | 0 | 0 | 0 | 0 | 0 | 0 | 0 | 0 | 0 | 0 | 0 | 0 | 0 | 0 | 0 | 0 | 0 | 0 | 0
1 | 130 | 132 | 130 132 15 SEER Split-System Heat Pump / Single Detached | 0 | 0 | 0 | 0 | 0 | -27.4668 | -28.9102 | -29.127 | -73.2891 | -74.7031 | -76.1875 | -52.1719 | -53.3125 | -35.5781 | -87.75 | -38.4375 | -39.5938 | 0 | 0 | 0 | 0 | 0 | 0 | 0 | 0 | 0 | 0 | 0 | 0 | 0
1 | 130 | 133 | 130 133 17 SEER Split-System Heat Pump / Single Detached | 0 | 0 | 0 | 0 | 0 | -51.3565 | -54.0879 | -54.4443 | -136.9766 | -139.5547 | -142.3125 | -97.4688 | -99.6094 | -66.4688 | -163.9688 | -71.8438 | -73.875 | 0 | 0 | 0 | 0 | 0 | 0 | 0 | 0 | 0 | 0 | 0 | 0 | 0
1 | 130 | 134 | 130 134 13 EER Geothermal Heat Pump / Single Detached | 0 | 0 | 0 | 0 | 0 | -51.248 | -53.9766 | -54.3301 | -136.7188 | -139.2656 | -142.0391 | -97.2656 | -99.4219 | -66.3438 | -163.6563 | -71.6875 | -73.7812 | 0 | 0 | 0 | 0 | 0 | 0 | 0 | 0 | 0 | 0 | 0 | 0 | 0
1 | 130 | 136 | 130 136 Attic Venting / Single Detached | 0 | 0 | 0 | 0 | 0 | -6.6748 | -7.0645 | -7.0967 | -17.8828 | -18.2734 | -18.7656 | -12.7656 | 0 | 0 | 0 | 0 | 0 | 0 | 0 | 0 | 0 | 0 | 0 | 0 | 0 | 0 | 0 | 0 | 0 | 0
1 | 130 | 137 | 130 137 Sealed Attics / Single Detached | 0 | 0 | 0 | 0 | 0 | -35.8398 | -37.7393 | -38.0059 | -95.625 | -97.4375 | -99.375 | -68.0625 | -69.5625 | -46.4062 | -114.5 | -50.1562 | -51.5625 | -59.5625 | -89.6562 | -92.9688 | -95.5625 | -98.3125 | -101.9375 | -69.8125 | -60.5625 | -46.0312 | -49.875 | -51.0625 | -58.3125 | -134.25
1 | 130 | 138 | 130 138 AC Maintenance (Outdoor Coil Cleaning) / Single Detached | 0 | 0 | 0 | 0 | 0 | -14.8428 | 0 | 0 | 0 | 0 | 0 | 0 | 0 | 0 | 0 | 0 | 0 | 0 | 0 | 0 | 0 | 0 | 0 | 0 | 0 | 0 | 0 | 0 | 0 | 0
1 | 130 | 139 | 130 139 AC Maintenance (Indoor Coil Cleaning) / Single Detached | 0 | 0 | 0 | 0 | 0 | -14.6377 | 0 | 0 | 0 | 0 | 0 | 0 | 0 | 0 | 0 | 0 | 0 | 0 | 0 | 0 | 0 | 0 | 0 | 0 | 0 | 0 | 0 | 0 | 0 | 0
1 | 130 | 140 | 130 140 Proper Refrigerant Charging and Air Flow / Single Detached | 0 | 0 | 0 | 0 | 0 | -11.1201 | -11.751 | -11.8086 | -29.75 | -30.3516 | -31.0938 | -21.1875 | 0 | 0 | 0 | 0 | 0 | 0 | 0 | 0 | 0 | 0 | 0 | 0 | 0 | 0 | 0 | 0 | 0 | 0
1 | 130 | 141 | 130 141 Electronically Commutated Motors (ECM) on an Air Handler Unit / Single Detached | 0 | 0 | 0 | 0 | 0 | -21.9863 | -23.1348 | -23.3174 | -58.6719 | -59.8125 | -60.9844 | -41.7656 | -42.6719 | -28.4844 | -70.2812 | -30.7812 | -31.625 | 0 | 0 | 0 | 0 | 0 | 0 | 0 | 0 | 0 | 0 | 0 | 0 | 0
1 | 130 | 142 | 130 142 Duct Repair / Single Detached | 0 | 0 | 0 | 0 | 0 | -41.7373 | -44.0039 | -44.25 | -111.3281 | -113.4297 | -115.8594 | -79.2344 | -80.9844 | -54.0312 | -133.2813 | -58.375 | -60.0938 | -69.4688 | -104.5625 | -108.375 | 0 | 0 | 0 | 0 | 0 | 0 | 0 | 0 | 0 | 0
1 | 130 | 143 | 130 143 Reflective Roof / Single Detached | 0 | 0 | 0 | 0 | 0 | -18.4688 | -19.4258 | -19.5898 | -49.3047 | -50.2578 | -51.2578 | -35.1094 | -35.875 | -23.9375 | -59.0625 | -25.875 | -26.5938 | 0 | 0 | 0 | 0 | 0 | 0 | 0 | 0 | 0 | 0 | 0 | 0 | 0
1 | 130 | 144 | 130 144 Radient Barrier / Single Detached | 0 | 0 | 0 | 0 | 0 | -20.9443 | -22.0469 | -22.2197 | -55.9297 | -57 | -58.1406 | -39.8125 | 0 | 0 | 0 | 0 | 0 | 0 | 0 | 0 | 0 | 0 | 0 | 0 | 0 | 0 | 0 | 0 | 0 | 0
1 | 130 | 145 | 130 145 Window Film / Single Detached | 0 | 0 | 0 | 0 | 0 | -28.5459 | -30.1104 | -30.2822 | -76.1797 | -77.6562 | -79.3203 | -54.2188 | 0 | 0 | 0 | 0 | 0 | 0 | 0 | 0 | 0 | 0 | 0 | 0 | 0 | 0 | 0 | 0 | 0 | 0
1 | 130 | 146 | 130 146 Window Tinting / Single Detached | 0 | 0 | 0 | 0 | 0 | -6.4697 | -6.7871 | -6.8799 | -17.3203 | -17.6953 | -18.0469 | -12.3594 | -12.625 | -8.4219 | -20.7812 | -9.0938 | -9.2812 | -9.6875 | -16.0938 | -16.6562 | -17.1875 | -17.625 | -18.25 | -12.5 | -10.875 | -8.25 | -8.9375 | -9.125 | -9.4375 | -24.1875
1 | 130 | 147 | 130 147 Default Window With Sunscreen / Single Detached | 0 | 0 | 0 | 0 | 0 | -25.7568 | -27.167 | -27.3145 | -68.7422 | -70.0625 | -71.6094 | -48.9375 | 0 | 0 | 0 | 0 | 0 | 0 | 0 | 0 | 0 | 0 | 0 | 0 | 0 | 0 | 0 | 0 | 0 | 0
1 | 130 | 148 | 130 148 Single Pane Clear Windows to Double Pane Low-E Windows / Single Detached | 0 | 0 | 0 | 0 | 0 | -28.5459 | -30.1104 | -30.2822 | -76.1797 | -77.6562 | -79.3203 | -54.2188 | -55.4219 | -36.9844 | -91.2188 | -39.9375 | -41.0938 | -42.7188 | -71.4375 | -74.0625 | -76.125 | -78.3125 | -81.1875 | -55.625 | -48.25 | -36.6562 | -39.75 | -40.6562 | -41.8438 | -106.9375
1 | 130 | 150 | 130 150 Ceiling R-0 to R-19 Insulation / Single Detached | 0 | 0 | 0 | 0 | 0 | -35.9482 | -37.8506 | -38.1152 | -95.8984 | -97.7266 | -99.6719 | -68.2344 | -69.75 | -46.5312 | -114.8125 | -50.2812 | -51.7188 | -53.75 | -89.9375 | -93.2188 | -95.8125 | -98.625 | 0 | 0 | 0 | 0 | 0 | 0 | 0 | 0
1 | 130 | 151 | 130 151 Ceiling R-19 to R-38 Insulation / Single Detached | 0 | 0 | 0 | 0 | 0 | -1.3984 | -1.501 | -1.5107 | -3.7969 | -3.9375 | -4.1641 | -2.75 | -2.7969 | -1.875 | -4.625 | -2 | -2 | -2.0625 | -3.4375 | -3.5312 | -3.7188 | -3.6875 | 0 | 0 | 0 | 0 | 0 | 0 | 0 | 0
1 | 130 | 152 | 130 152 Wall 2x4 R-0 to Blow-In R-13 Insulation / Single Detached | 0 | 0 | 0 | 0 | 0 | -3.2656 | -3.4551 | -3.4834 | -8.7656 | -9 | -9.3047 | -6.2656 | -6.4062 | -4.2656 | -10.5625 | -4.5938 | -4.6562 | -4.8125 | -8.0938 | -8.375 | -8.6562 | -8.8125 | 0 | 0 | 0 | 0 | 0 | 0 | 0 | 0
1 | 130 | 153 | 130 153 Weather Strip/Caulk w/Blower Door / Single Detached | 0 | 0 | 0 | 0 | 0 | -0.88574 | -0.95703 | 0 | 0 | 0 | 0 | 0 | 0 | 0 | 0 | 0 | 0 | 0 | 0 | 0 | 0 | 0 | 0 | 0 | 0 | 0 | 0 | 0 | 0 | 0
1 | 190 | 191 | 190 191 HE Room Air Conditioner - EER 11 / Single Detached | 0 | 0 | 0 | 0 | 0 | -6.1084 | -6.4648 | -6.4971 | -16.3359 | -16.7109 | -17.2109 | -11.6719 | -11.9062 | -7.9531 | -19.6562 | -8.5625 | -8.8125 | 0 | 0 | 0 | 0 | 0 | 0 | 0 | 0 | 0 | 0 | 0 | 0 | 0
1 | 190 | 192 | 190 192 HE Room Air Conditioner - EER 12 / Single Detached | 0 | 0 | 0 | 0 | 0 | -11.2285 | -11.8623 | -11.9229 | -30 | -30.6172 | -31.3594 | -21.3906 | -21.8594 | -14.5781 | -35.9688 | -15.7188 | -16.1875 | 0 | 0 | 0 | 0 | 0 | 0 | 0 | 0 | 0 | 0 | 0 | 0 | 0
1 | 190 | 196 | 190 196 Reflective Roof / Single Detached | 0 | 0 | 0 | 0 | 0 | -10.8076 | -11.3623 | -11.4883 | -28.9062 | -29.4844 | -30.0703 | -20.5938 | -21.0312 | -14.0469 | -34.6562 | -15.1562 | -15.5938 | 0 | 0 | 0 | 0 | 0 | 0 | 0 | 0 | 0 | 0 | 0 | 0 | 0
1 | 190 | 197 | 190 197 Window Film / Single Detached | 0 | 0 | 0 | 0 | 0 | -2.7959 | -2.9219 | -2.9863 | -7.5312 | -7.7344 | -7.8672 | -5.3906 | 0 | 0 | 0 | 0 | 0 | 0 | 0 | 0 | 0 | 0 | 0 | 0 | 0 | 0 | 0 | 0 | 0 | 0
1 | 190 | 198 | 190 198 Window Tinting / Single Detached | 0 | 0 | 0 | 0 | 0 | -2.7959 | -2.9219 | -2.9863 | -7.5312 | -7.7344 | -7.8672 | -5.3906 | -5.5312 | -3.6719 | -9.0938 | -3.9375 | -4.0625 | -4.1875 | -7.0625 | -7.2812 | -7.5312 | -7.6875 | -8 | -5.4375 | -4.75 | -3.625 | -3.9062 | -4 | -4.125 | -10.625
1 | 190 | 199 | 190 199 Default Window With Sunscreen / Single Detached | 0 | 0 | 0 | 0 | 0 | -5.7471 | -6.0322 | -6.1133 | -15.3906 | -15.7266 | -16.0469 | -10.9844 | 0 | 0 | 0 | 0 | 0 | 0 | 0 | 0 | 0 | 0 | 0 | 0 | 0 | 0 | 0 | 0 | 0 | 0
1 | 190 | 200 | 190 200 Single Pane Clear Windows to Double Pane Low-E Windows / Single Detached | 0 | 0 | 0 | 0 | 0 | -12.0537 | -12.7285 | -12.7979 | -32.2188 | -32.875 | -33.6641 | -22.9531 | -23.4531 | -15.6406 | -38.5938 | -16.9062 | -17.2812 | -17.9375 | -30.0625 | -31.1562 | -32.0625 | -32.9375 | -34.125 | -23.375 | -20.3125 | -15.4375 | -16.7188 | -17.125 | -17.5938 | -45.0625
1 | 190 | 202 | 190 202 Ceiling R-0 to R-19 Insulation / Single Detached | 0 | 0 | 0 | 0 | 0 | -40.9062 | -43.1367 | -43.3691 | -109.1406 | -111.1953 | -113.5625 | -77.6562 | -79.375 | -52.9688 | -130.6563 | -57.2188 | -58.8438 | -61.2188 | -102.3438 | -106.0938 | -109.0313 | -112.25 | 0 | 0 | 0 | 0 | 0 | 0 | 0 | 0
1 | 190 | 203 | 190 203 Ceiling R-19 to R-38 Insulation / Single Detached | 0 | 0 | 0 | 0 | 0 | -1.3984 | -1.4453 | -1.5107 | -3.7969 | -3.9375 | -4.0078 | -2.75 | -2.7969 | -1.875 | -4.625 | -2 | -2.0625 | -2.1562 | -3.5312 | -3.6875 | -3.8125 | -3.875 | 0 | 0 | 0 | 0 | 0 | 0 | 0 | 0
1 | 190 | 204 | 190 204 Wall 2x4 R-0 to Blow-In R-13 Insulation / Single Detached | 0 | 0 | 0 | 0 | 0 | -1.5557 | -1.667 | -1.6709 | -4.2188 | -4.375 | -4.5781 | -3.0469 | -3.0938 | -2.0625 | -5.125 | -2.2188 | -2.2812 | -2.375 | -3.9375 | -4.0938 | -4.25 | -4.25 | 0 | 0 | 0 | 0 | 0 | 0 | 0 | 0
1 | 190 | 205 | 190 205 Weather Strip/Caulk w/Blower Door / Single Detached | 0 | 0 | 0 | 0 | 0 | -0.68066 | -0.73438 | 0 | 0 | 0 | 0 | 0 | 0 | 0 | 0 | 0 | 0 | 0 | 0 | 0 | 0 | 0 | 0 | 0 | 0 | 0 | 0 | 0 | 0 | 0
1 | 220 | 221 | 220 221 CFL (18-Watt integral ballast), 0.5 hr/day / Single Detached | 0 | 0 | 0 | 0 | 0 | -0.46484 | -0.51172 | -0.52734 | -1.3281 | -1.4141 | -1.5938 | -0.98438 | -1 | -0.67188 | -1.6562 | -0.6875 | -0.71875 | -0.78125 | -1.2188 | -1.25 | -1.3438 | -1.3125 | -1.375 | -0.875 | -0.84375 | -0.65625 | -0.65625 | -0.6875 | -0.6875 | 0
1 | 230 | 231 | 230 231 CFL (18-Watt integral ballast), 2.5 hr/day / Single Detached | 0 | 0 | 0 | 0 | 0 | -2.7471 | -2.9219 | 0 | 0 | 0 | 0 | 0 | 0 | 0 | 0 | 0 | 0 | 0 | 0 | 0 | 0 | 0 | 0 | 0 | 0 | 0 | 0 | 0 | 0 | 0
1 | 240 | 241 | 240 241 CFL (18-Watt integral ballast), 6.0 hr/day / Single Detached | 0 | 0 | 0 | 0 | 0 | 0 | 0 | 0 | 0 | 0 | 0 | 0 | 0 | 0 | 0 | 0 | 0 | 0 | 0 | 0 | 0 | 0 | 0 | 0 | 0 | 0 | 0 | 0 | 0 | 0
1 | 250 | 251 | 250 251 ROB 2L4'T8, 1EB / Single Detached | 0 | 0 | 0 | 0 | 0 | -0.16309 | -0.13477 | -0.19629 | -0.49219 | -0.57812 | -0.57031 | -0.40625 | -0.39062 | -0.26562 | -0.65625 | -0.28125 | -0.1875 | -0.21875 | -0.3125 | -0.34375 | -0.375 | -0.3125 | -0.3125 | -0.1875 | -0.21875 | -0.1875 | -0.1875 | -0.15625 | -0.15625 | -0.5625
1 | 250 | 252 | 250 252 RET 2L4'T8, 1EB / Single Detached | 0 | 0 | 0 | 0 | 0 | -0.16309 | -0.13477 | -0.19629 | -0.49219 | -0.57812 | -0.57031 | -0.40625 | -0.39062 | -0.26562 | -0.65625 | -0.28125 | -0.1875 | -0.21875 | -0.3125 | -0.34375 | -0.375 | -0.3125 | -0.3125 | -0.1875 | -0.21875 | -0.1875 | -0.1875 | -0.15625 | -0.15625 | -0.5625
1 | 260 | 261 | 260 261 CFL - medium screw based <30 Watts / Single Detached | 0 | 0 | 0 | 0 | 0 | 0 | 0 | 0 | 0 | 0 | 0 | 0 | 0 | 0 | 0 | 0 | 0 | 0 | 0 | 0 | 0 | 0 | 0 | 0 | 0 | 0 | 0 | 0 | 0 | 0
1 | 260 | 262 | 260 262 Photocell/timeclock / Single Detached | 0 | 0 | 0 | 0 | 0 | -0.16309 | -0.20117 | -0.19629 | -0.49219 | -0.57812 | -0.71875 | -0.40625 | -0.39062 | -0.26562 | -0.65625 | -0.28125 | -0.28125 | -0.28125 | -0.4375 | -0.4375 | -0.53125 | -0.4375 | -0.5 | -0.3125 | -0.3125 | -0.25 | -0.25 | -0.21875 | -0.21875 | -0.75
1 | 300 | 301 | 300 301 HE Refrigerator - Energy Star version of above / Single Detached | 0 | 0 | 0 | 0 | 0 | -1.8193 | -1.9453 | -1.9512 | -4.9219 | -5.0703 | -5.2969 | -3.5312 | -3.5938 | -2.4062 | -5.9375 | -2.5625 | 0 | 0 | 0 | 0 | 0 | 0 | 0 | 0 | 0 | 0 | 0 | 0 | 0 | 0
1 | 350 | 351 | 350 351 HE Freezer / Single Detached | 0 | 0 | 0 | 0 | 0 | -0.72949 | -0.79004 | -0.7959 | -2.0078 | -2.1094 | -2.3047 | -1.4844 | -1.5 | 0 | 0 | 0 | 0 | 0 | 0 | 0 | 0 | 0 | 0 | 0 | 0 | 0 | 0 | 0 | 0 | 0
1 | 400 | 401 | 400 401 Heat Pump Water Heater (EF=2.9) / Single Detached | 0 | 0 | 0 | 0 | 0 | -20.9443 | -22.1025 | -22.2197 | -55.9297 | -57 | -58.2891 | -39.8125 | 0 | 0 | 0 | 0 | 0 | 0 | 0 | 0 | 0 | 0 | 0 | 0 | 0 | 0 | 0 | 0 | 0 | 0
1 | 400 | 403 | 400 403 Solar Water Heat / Single Detached | 0 | 0 | 0 | 0 | 0 | -15.4688 | -16.3164 | -16.417 | -41.3047 | -42.1094 | -43.0859 | -29.4219 | -30.0625 | -20.0469 | -49.5 | -21.6562 | -22.2812 | 0 | 0 | 0 | 0 | 0 | 0 | 0 | 0 | 0 | 0 | 0 | 0 | 0
1 | 400 | 404 | 400 404 AC Heat Recovery Units / Single Detached | 0 | 0 | 0 | 0 | 0 | -5.542 | -5.8652 | -5.8906 | -14.8203 | -15.1797 | -15.6172 | -10.5938 | 0 | 0 | 0 | 0 | 0 | 0 | 0 | 0 | 0 | 0 | 0 | 0 | 0 | 0 | 0 | 0 | 0 | 0
1 | 400 | 405 | 400 405 Low Flow Showerhead / Single Detached | 0 | 0 | 0 | 0 | 0 | -2.2295 | -2.3223 | -2.3857 | -6.0156 | -6.1641 | -6.3203 | -4.3281 | 0 | 0 | 0 | 0 | 0 | 0 | 0 | 0 | 0 | 0 | 0 | 0 | 0 | 0 | 0 | 0 | 0 | 0
1 | 400 | 406 | 400 406 Pipe Wrap / Single Detached | 0 | 0 | 0 | 0 | 0 | -0.57324 | -0.63477 | -0.63086 | -1.5781 | -1.6797 | -1.8828 | -1.1875 | -1.2188 | -0.79688 | -2 | 0 | 0 | 0 | 0 | 0 | 0 | 0 | 0 | 0 | 0 | 0 | 0 | 0 | 0 | 0
1 | 400 | 407 | 400 407 Faucet Aerators / Single Detached | 0 | 0 | 0 | 0 | 0 | -0.83203 | -0.84473 | -0.9043 | -2.2812 | -2.4062 | -2.4609 | -1.6719 | 0 | 0 | 0 | 0 | 0 | 0 | 0 | 0 | 0 | 0 | 0 | 0 | 0 | 0 | 0 | 0 | 0 | 0
1 | 400 | 408 | 400 408 Water Heater Blanket / Single Detached | 0 | 0 | 0 | 0 | 0 | -2.9521 | -3.0781 | -3.1514 | -7.9531 | 0 | 0 | 0 | 0 | 0 | 0 | 0 | 0 | 0 | 0 | 0 | 0 | 0 | 0 | 0 | 0 | 0 | 0 | 0 | 0 | 0
1 | 400 | 409 | 400 409 Water Heater Temperature Check and Adjustment / Single Detached | 0 | 0 | 0 | 0 | 0 | -0.31934 | -0.30078 | 0 | 0 | 0 | 0 | 0 | 0 | 0 | 0 | 0 | 0 | 0 | 0 | 0 | 0 | 0 | 0 | 0 | 0 | 0 | 0 | 0 | 0 | 0
1 | 400 | 410 | 400 410 Water Heater Timeclock / Single Detached | 0 | 0 | 0 | 0 | 0 | -1.3984 | -1.4453 | -1.5107 | -3.7969 | -3.9375 | -4.0078 | -2.75 | 0 | 0 | 0 | 0 | 0 | 0 | 0 | 0 | 0 | 0 | 0 | 0 | 0 | 0 | 0 | 0 | 0 | 0
1 | 400 | 411 | 400 411 Heat Trap / Single Detached | 0 | 0 | 0 | 0 | 0 | -2.6396 | -2.8115 | -2.8203 | -7.1406 | -7.3281 | -7.6016 | -5.1094 | 0 | 0 | 0 | 0 | 0 | 0 | 0 | 0 | 0 | 0 | 0 | 0 | 0 | 0 | 0 | 0 | 0 | 0
1 | 500 | 502 | 500 502 Energy Star CW CEE Tier 2 (MEF=2.0) / Single Detached | 0 | 0 | 0 | 0 | 0 | -1.5068 | -1.6123 | -1.6191 | -4.1094 | -4.2266 | -4.4609 | -2.9531 | -3.0156 | 0 | 0 | 0 | 0 | 0 | 0 | 0 | 0 | 0 | 0 | 0 | 0 | 0 | 0 | 0 | 0 | 0
1 | 500 | 503 | 500 503 Energy Star CW CEE Tier 3 (MEF=2.2) / Single Detached | 0 | 0 | 0 | 0 | 0 | -2.0244 | -2.1562 | -2.168 | -5.4531 | -5.6172 | -5.8984 | -3.9375 | -4 | 0 | 0 | 0 | 0 | 0 | 0 | 0 | 0 | 0 | 0 | 0 | 0 | 0 | 0 | 0 | 0 | 0
1 | 700 | 701 | 700 701 Energy Star DW (EF=0.68) / Single Detached | 0 | 0 | 0 | 0 | 0 | -1.917 | -2.0449 | -2.0547 | -5.2031 | -5.3594 | -5.6016 | -3.7344 | -3.8125 | -2.5312 | -6.2812 | 0 | 0 | 0 | 0 | 0 | 0 | 0 | 0 | 0 | 0 | 0 | 0 | 0 | 0 | 0
1 | 800 | 801 | 800 801 Two Speed Pool Pump (1.5 hp) / Single Detached | 0 | 0 | 0 | 0 | 0 | -18.7217 | -19.7588 | 0 | 0 | 0 | 0 | 0 | 0 | 0 | 0 | 0 | 0 | 0 | 0 | 0 | 0 | 0 | 0 | 0 | 0 | 0 | 0 | 0 | 0 | 0
1 | 800 | 802 | 800 802 High Efficiency One Speed Pool Pump (1.5 hp) / Single Detached | 0 | 0 | 0 | 0 | 0 | -9.416 | -9.8857 | 0 | 0 | 0 | 0 | 0 | 0 | 0 | 0 | 0 | 0 | 0 | 0 | 0 | 0 | 0 | 0 | 0 | 0 | 0 | 0 | 0 | 0 | 0
1 | 800 | 803 | 800 803 Variable-Speed Pool Pump (<1 hp) / Single Detached | 0 | 0 | 0 | 0 | 0 | -28.1895 | -29.6768 | -29.8984 | -75.2266 | -76.6719 | -78.1875 | -53.5312 | 0 | 0 | 0 | 0 | 0 | 0 | 0 | 0 | 0 | 0 | 0 | 0 | 0 | 0 | 0 | 0 | 0 | 0
1 | 800 | 804 | 800 804 PV-Powered Pool Pumps / Single Detached | 0 | 0 | 0 | 0 | 0 | -37.7012 | -39.7051 | -39.9736 | -100.6172 | -102.5078 | -104.5234 | -71.5781 | 0 | 0 | 0 | 0 | 0 | 0 | 0 | 0 | 0 | 0 | 0 | 0 | 0 | 0 | 0 | 0 | 0 | 0
1 | 900 | 901 | 900 901 Energy Star TV / Single Detached | 0 | 0 | 0 | 0 | 0 | -0.10352 | -0.079102 | -0.14453 | -0.375 | 0 | 0 | 0 | 0 | 0 | 0 | 0 | 0 | 0 | 0 | 0 | 0 | 0 | 0 | 0 | 0 | 0 | 0 | 0 | 0 | 0
1 | 910 | 911 | 910 911 Energy Star TV / Single Detached | 0 | 0 | 0 | 0 | 0 | -0.57324 | -0.63477 | -0.63086 | -1.5781 | 0 | 0 | 0 | 0 | 0 | 0 | 0 | 0 | 0 | 0 | 0 | 0 | 0 | 0 | 0 | 0 | 0 | 0 | 0 | 0 | 0
1 | 920 | 921 | 920 921 Energy Star Set-Top Box / Single Detached | 0 | 0 | 0 | 0 | 0 | -0.68066 | -0.67871 | -0.74512 | -1.8906 | 0 | 0 | 0 | 0 | 0 | 0 | 0 | 0 | 0 | 0 | 0 | 0 | 0 | 0 | 0 | 0 | 0 | 0 | 0 | 0 | 0
1 | 930 | 931 | 930 931 Energy Star DVD Player / Single Detached | 0 | 0 | 0 | 0 | 0 | -0.36816 | -0.41211 | -0.41309 | -1.0469 | 0 | 0 | 0 | 0 | 0 | 0 | 0 | 0 | 0 | 0 | 0 | 0 | 0 | 0 | 0 | 0 | 0 | 0 | 0 | 0 | 0
1 | 940 | 941 | 940 941 Energy Star VCR / Single Detached | 0 | 0 | 0 | 0 | 0 | -0.77832 | -0.79004 | -0.84766 | -2.1719 | 0 | 0 | 0 | 0 | 0 | 0 | 0 | 0 | 0 | 0 | 0 | 0 | 0 | 0 | 0 | 0 | 0 | 0 | 0 | 0 | 0
1 | 950 | 951 | 950 951 Energy Star Desktop PC / Single Detached | 0 | 0 | 0 | 0 | 0 | -0.41699 | -0.41211 | -0.46387 | -1.1875 | 0 | 0 | 0 | 0 | 0 | 0 | 0 | 0 | 0 | 0 | 0 | 0 | 0 | 0 | 0 | 0 | 0 | 0 | 0 | 0 | 0
1 | 960 | 961 | 960 961 Energy Star Laptop PC / Single Detached | 0 | 0 | 0 | 0 | 0 | -0.16309 | -0.13477 | -0.19629 | -0.49219 | 0 | 0 | 0 | 0 | 0 | 0 | 0 | 0 | 0 | 0 | 0 | 0 | 0 | 0 | 0 | 0 | 0 | 0 | 0 | 0 | 0
2 | 100 | 102 | 100 102 15 SEER Split-System Air Conditioner / Multi Attached | 0 | 0 | 0 | 0 | 0 | -5.332 | -5.5879 | -5.6738 | -14.2891 | -14.5938 | -14.8984 | -10.2188 | -10.4219 | -6.9531 | -17.1875 | -7.5 | -7.625 | -7.9062 | -13.2188 | -13.7188 | 0 | 0 | 0 | 0 | 0 | 0 | 0 | 0 | 0 | 0
2 | 100 | 103 | 100 103 17 SEER Split-System Air Conditioner / Multi Attached | 0 | 0 | 0 | 0 | 0 | -13.5 | -14.206 | -14.3291 | -36.0625 | -36.7812 | -37.5234 | -25.7031 | -26.2656 | -17.5156 | -43.2188 | -18.9062 | -19.4688 | -20.2188 | -33.7812 | -35.0625 | 0 | 0 | 0 | 0 | 0 | 0 | 0 | 0 | 0 | 0
2 | 100 | 104 | 100 104 19 SEER Split-System Air Conditioner / Multi Attached | 0 | 0 | 0 | 0 | 0 | -19.2939 | -20.3584 | -20.4648 | -51.5234 | -52.5156 | -53.7109 | -36.6719 | -37.4844 | -25.0156 | -61.7188 | -27 | -27.7812 | -28.875 | -48.3125 | -50.0625 | 0 | 0 | 0 | 0 | 0 | 0 | 0 | 0 | 0 | 0
2 | 100 | 105 | 100 105 14 SEER Split-System Heat Pump / Multi Attached | 0 | 0 | 0 | 0 | 0 | -20.0166 | -21.1143 | -21.2314 | -53.4531 | -54.4844 | -55.7188 | -38.0469 | -38.8906 | -25.9375 | -64 | -28.0312 | -28.75 | 0 | 0 | 0 | 0 | 0 | 0 | 0 | 0 | 0 | 0 | 0 | 0 | 0
2 | 100 | 106 | 100 106 15 SEER Split-System Heat Pump / Multi Attached | 0 | 0 | 0 | 0 | 0 | -22.8057 | -24.0566 | -24.1924 | -60.8906 | -62.0703 | -63.4375 | -43.3438 | -44.2969 | -29.5625 | -72.9062 | -31.9375 | -32.8438 | 0 | 0 | 0 | 0 | 0 | 0 | 0 | 0 | 0 | 0 | 0 | 0 | 0
2 | 100 | 107 | 100 107 17 SEER Split-System Heat Pump / Multi Attached | 0 | 0 | 0 | 0 | 0 | -26.6357 | -28.0996 | -28.2461 | -71.1016 | -72.4688 | -74.0312 | -50.5938 | -51.7188 | -34.5 | -85.125 | -37.2812 | -38.25 | 0 | 0 | 0 | 0 | 0 | 0 | 0 | 0 | 0 | 0 | 0 | 0 | 0
2 | 100 | 108 | 100 108 13 EER Geothermal Heat Pump / Multi Attached | 0 | 0 | 0 | 0 | 0 | -26.6357 | -28.0439 | -28.2461 | -71.1016 | -72.4688 | -73.9141 | -50.5938 | -51.7188 | -34.5 | -85.125 | -37.2812 | -38.4062 | 0 | 0 | 0 | 0 | 0 | 0 | 0 | 0 | 0 | 0 | 0 | 0 | 0
2 | 100 | 109 | 100 109 HVAC Proper Sizing / Multi Attached | 0 | 0 | 0 | 0 | 0 | -5.2295 | -5.4766 | -5.5645 | -14.0078 | -14.3359 | -14.6328 | -10.0156 | -10.2188 | -6.8125 | -16.8438 | -7.3438 | -7.625 | 0 | 0 | 0 | 0 | 0 | 0 | 0 | 0 | 0 | 0 | 0 | 0 | 0
2 | 100 | 110 | 100 110 Attic Venting / Multi Attached | 0 | 0 | 0 | 0 | 0 | -4.0908 | -4.2881 | -4.3584 | -10.9844 | -11.2656 | -11.4609 | -7.8438 | 0 | 0 | 0 | 0 | 0 | 0 | 0 | 0 | 0 | 0 | 0 | 0 | 0 | 0 | 0 | 0 | 0 | 0
2 | 100 | 111 | 100 111 Sealed Attic w/Sprayed Foam Insulated Roof Deck / Multi Attached | 0 | 0 | 0 | 0 | 0 | -14.9023 | -15.7158 | -15.8164 | -39.7969 | -40.5781 | -41.5391 | -28.3281 | -28.9688 | -19.3281 | -47.6875 | -20.875 | -21.4688 | -22.3125 | -37.3125 | -38.6875 | -39.7812 | -40.875 | -42.375 | -29 | -25.2188 | -19.125 | -20.75 | -21.25 | -21.8125 | -55.875
2 | 100 | 112 | 100 112 AC Maintenance (Outdoor Coil Cleaning) / Multi Attached | 0 | 0 | 0 | 0 | 0 | -26.0156 | 0 | 0 | 0 | 0 | 0 | 0 | 0 | 0 | 0 | 0 | 0 | 0 | 0 | 0 | 0 | 0 | 0 | 0 | 0 | 0 | 0 | 0 | 0 | 0
2 | 100 | 113 | 100 113 AC Maintenance (Indoor Coil Cleaning) / Multi Attached | 0 | 0 | 0 | 0 | 0 | -26.0156 | 0 | 0 | 0 | 0 | 0 | 0 | 0 | 0 | 0 | 0 | 0 | 0 | 0 | 0 | 0 | 0 | 0 | 0 | 0 | 0 | 0 | 0 | 0 | 0
2 | 100 | 114 | 100 114 Proper Refrigerant Charging and Air Flow / Multi Attached | 0 | 0 | 0 | 0 | 0 | -7.7109 | -8.1426 | -8.1953 | -20.6328 | -21.0547 | -21.6406 | -14.7031 | 0 | 0 | 0 | 0 | 0 | 0 | 0 | 0 | 0 | 0 | 0 | 0 | 0 | 0 | 0 | 0 | 0 | 0
2 | 100 | 115 | 100 115 Electronically Commutated Motors (ECM) on an Air Handler Unit / Multi Attached | 0 | 0 | 0 | 0 | 0 | -4.4033 | -4.5996 | -4.6904 | -11.7891 | -12.0781 | -12.3281 | -8.4531 | -8.625 | -5.75 | -14.1875 | -6.1875 | -6.375 | 0 | 0 | 0 | 0 | 0 | 0 | 0 | 0 | 0 | 0 | 0 | 0 | 0
2 | 100 | 116 | 100 116 Duct Repair / Multi Attached | 0 | 0 | 0 | 0 | 0 | -31.2871 | -32.9414 | -33.1807 | -83.5 | -85.1016 | -86.7812 | -59.4219 | -60.7344 | -40.5156 | -99.9688 | -43.7812 | -45.0312 | -51.9688 | -78.3125 | -81.1562 | 0 | 0 | 0 | 0 | 0 | 0 | 0 | 0 | 0 | 0
2 | 100 | 117 | 100 117 Reflective Roof / Multi Attached | 0 | 0 | 0 | 0 | 0 | -17.3301 | -18.2266 | -18.3896 | -46.2734 | -47.1797 | -48.1172 | -32.9688 | -33.6719 | -22.4688 | -55.4375 | -24.25 | -24.9688 | 0 | 0 | 0 | 0 | 0 | 0 | 0 | 0 | 0 | 0 | 0 | 0 | 0
2 | 100 | 118 | 100 118 Radient Barrier / Multi Attached | 0 | 0 | 0 | 0 | 0 | -9.5723 | -10.0527 | -10.167 | -25.6016 | -26.125 | -26.6328 | -18.25 | 0 | 0 | 0 | 0 | 0 | 0 | 0 | 0 | 0 | 0 | 0 | 0 | 0 | 0 | 0 | 0 | 0 | 0
2 | 100 | 119 | 100 119 Window Film / Multi Attached | 0 | 0 | 0 | 0 | 0 | -21.2578 | -22.4248 | -22.5518 | -56.7344 | -57.8438 | -59.1562 | -40.4062 | 0 | 0 | 0 | 0 | 0 | 0 | 0 | 0 | 0 | 0 | 0 | 0 | 0 | 0 | 0 | 0 | 0 | 0
2 | 100 | 120 | 100 120 Window Tinting / Multi Attached | 0 | 0 | 0 | 0 | 0 | -2.7471 | -2.8555 | -2.9346 | -7.3828 | -7.5859 | -7.75 | -5.3125 | -5.4062 | -3.6094 | -8.9062 | -3.875 | -4 | -4.1875 | -6.9062 | -7.1562 | -7.4062 | -7.5625 | -7.8125 | -5.3125 | -4.6875 | -3.5625 | -3.8438 | -3.9062 | -4.0312 | -10.4375
2 | 100 | 121 | 100 121 Default Window With Sunscreen / Multi Attached | 0 | 0 | 0 | 0 | 0 | -6.001 | -6.2988 | -6.3818 | -16.0859 | -16.4531 | -16.7578 | -11.4688 | 0 | 0 | 0 | 0 | 0 | 0 | 0 | 0 | 0 | 0 | 0 | 0 | 0 | 0 | 0 | 0 | 0 | 0
2 | 100 | 122 | 100 122 Single Pane Clear Windows to Double Pane Low-E Windows / Multi Attached | 0 | 0 | 0 | 0 | 0 | -13.1924 | -13.9277 | -13.998 | -35.25 | -35.9453 | -36.8047 | -25.1094 | -25.6562 | -17.125 | -42.25 | -18.4688 | -19 | -19.7188 | -33.0312 | -34.25 | -35.25 | -36.1875 | -37.5 | -25.6875 | -22.3125 | -16.9688 | -18.3438 | -18.7812 | -19.25 | -49.4375
2 | 100 | 124 | 100 124 Ceiling R-0 to R-19 Insulation / Multi Attached | 0 | 0 | 0 | 0 | 0 | -13.6562 | -14.417 | -14.4961 | -36.4844 | -37.2188 | -38.0938 | -26 | -26.5625 | -17.7188 | -43.7188 | -19.1562 | -19.6875 | -20.4688 | -34.1875 | -35.4688 | -36.4375 | -37.4375 | 0 | 0 | 0 | 0 | 0 | 0 | 0 | 0
2 | 100 | 125 | 100 125 Ceiling R-19 to R-38 Insulation / Multi Attached | 0 | 0 | 0 | 0 | 0 | -0.57324 | -0.63477 | -0.63086 | -1.5781 | -1.6797 | -1.8828 | -1.1875 | -1.2188 | -0.79688 | -2 | -0.84375 | -0.875 | -0.9375 | -1.4688 | -1.5312 | -1.625 | -1.5625 | 0 | 0 | 0 | 0 | 0 | 0 | 0 | 0
2 | 100 | 126 | 100 126 Wall 2x4 R-0 to Blow-In R-13 Insulation / Multi Attached | 0 | 0 | 0 | 0 | 0 | -1.6084 | -1.667 | -1.7275 | -4.3594 | -4.5156 | -4.5781 | -3.125 | -3.2031 | -2.1406 | -5.2812 | -2.2812 | -2.375 | -2.375 | -4.0625 | -4.2188 | -4.375 | -4.4375 | 0 | 0 | 0 | 0 | 0 | 0 | 0 | 0
2 | 100 | 127 | 100 127 Weather Strip/Caulk w/Blower Door / Multi Attached | 0 | 0 | 0 | 0 | 0 | -0.57324 | -0.63477 | 0 | 0 | 0 | 0 | 0 | 0 | 0 | 0 | 0 | 0 | 0 | 0 | 0 | 0 | 0 | 0 | 0 | 0 | 0 | 0 | 0 | 0 | 0
2 | 130 | 132 | 130 132 15 SEER Split-System Heat Pump / Multi Attached | 0 | 0 | 0 | 0 | 0 | -4.8623 | -5.0986 | -5.1758 | -13.0547 | -13.3516 | -13.6172 | -9.3281 | -9.5156 | -6.3438 | -15.7188 | -6.8438 | -7.0312 | 0 | 0 | 0 | 0 | 0 | 0 | 0 | 0 | 0 | 0 | 0 | 0 | 0
2 | 130 | 133 | 130 133 17 SEER Split-System Heat Pump / Multi Attached | 0 | 0 | 0 | 0 | 0 | -12.415 | -13.1065 | -13.1807 | -33.1719 | -33.8594 | -34.6484 | -23.625 | -24.1562 | -16.1094 | -39.7812 | -17.4062 | -17.9062 | 0 | 0 | 0 | 0 | 0 | 0 | 0 | 0 | 0 | 0 | 0 | 0 | 0
2 | 130 | 134 | 130 134 13 EER Geothermal Heat Pump / Multi Attached | 0 | 0 | 0 | 0 | 0 | -12.4639 | -13.1621 | -13.2324 | -33.3125 | -33.9766 | -34.7969 | -23.7344 | -24.2656 | -16.1875 | -39.9375 | -17.4688 | -17.9062 | 0 | 0 | 0 | 0 | 0 | 0 | 0 | 0 | 0 | 0 | 0 | 0 | 0
2 | 130 | 136 | 130 136 Attic Venting / Multi Attached | 0 | 0 | 0 | 0 | 0 | -3.5723 | -3.7891 | -3.8096 | -9.6094 | -9.8438 | -10.1719 | -6.875 | 0 | 0 | 0 | 0 | 0 | 0 | 0 | 0 | 0 | 0 | 0 | 0 | 0 | 0 | 0 | 0 | 0 | 0
2 | 130 | 137 | 130 137 Sealed Attics / Multi Attached | 0 | 0 | 0 | 0 | 0 | -21.3057 | -22.4248 | -22.6035 | -56.9062 | -57.9844 | -59.1562 | -40.4844 | -41.4062 | -27.6094 | -68.1562 | -29.8438 | -30.6875 | -32.0312 | -53.3438 | -55.3125 | -56.875 | -58.4375 | -60.625 | -41.5 | -36 | -27.375 | -29.6875 | -30.3438 | -31.375 | -79.875
2 | 130 | 138 | 130 138 AC Maintenance (Outdoor Coil Cleaning) / Multi Attached | 0 | 0 | 0 | 0 | 0 | -26.0156 | 0 | 0 | 0 | 0 | 0 | 0 | 0 | 0 | 0 | 0 | 0 | 0 | 0 | 0 | 0 | 0 | 0 | 0 | 0 | 0 | 0 | 0 | 0 | 0
2 | 130 | 139 | 130 139 AC Maintenance (Indoor Coil Cleaning) / Multi Attached | 0 | 0 | 0 | 0 | 0 | -26.0156 | 0 | 0 | 0 | 0 | 0 | 0 | 0 | 0 | 0 | 0 | 0 | 0 | 0 | 0 | 0 | 0 | 0 | 0 | 0 | 0 | 0 | 0 | 0 | 0
2 | 130 | 140 | 130 140 Proper Refrigerant Charging and Air Flow / Multi Attached | 0 | 0 | 0 | 0 | 0 | -6.9873 | -7.3867 | -7.4287 | -18.6953 | -19.0859 | -19.625 | -13.3438 | 0 | 0 | 0 | 0 | 0 | 0 | 0 | 0 | 0 | 0 | 0 | 0 | 0 | 0 | 0 | 0 | 0 | 0
2 | 130 | 141 | 130 141 Electronically Commutated Motors (ECM) on an Air Handler Unit / Multi Attached | 0 | 0 | 0 | 0 | 0 | -11.7412 | -12.3955 | -12.4717 | -31.375 | -32.0312 | -32.7969 | -22.3594 | -22.8594 | -15.25 | -37.625 | -16.4375 | -16.9375 | 0 | 0 | 0 | 0 | 0 | 0 | 0 | 0 | 0 | 0 | 0 | 0 | 0
2 | 130 | 142 | 130 142 Duct Repair / Multi Attached | 0 | 0 | 0 | 0 | 0 | -31.2871 | -32.9414 | -33.1807 | -83.5 | -85.1016 | -86.7812 | -59.4219 | -60.7344 | -40.5156 | -99.9688 | -43.7812 | -45.0312 | -51.9688 | -78.3125 | -81.1562 | 0 | 0 | 0 | 0 | 0 | 0 | 0 | 0 | 0 | 0
2 | 130 | 143 | 130 143 Reflective Roof / Multi Attached | 0 | 0 | 0 | 0 | 0 | -17.3301 | -18.2266 | -18.3896 | -46.2734 | -47.1797 | -48.1172 | -32.9688 | -33.6719 | -22.4688 | -55.4375 | -24.25 | -24.9688 | 0 | 0 | 0 | 0 | 0 | 0 | 0 | 0 | 0 | 0 | 0 | 0 | 0
2 | 130 | 144 | 130 144 Radient Barrier / Multi Attached | 0 | 0 | 0 | 0 | 0 | -8.3799 | -8.8086 | -8.9033 | -22.4297 | -22.9141 | -23.3438 | -15.9844 | 0 | 0 | 0 | 0 | 0 | 0 | 0 | 0 | 0 | 0 | 0 | 0 | 0 | 0 | 0 | 0 | 0 | 0
2 | 130 | 145 | 130 145 Window Film / Multi Attached | 0 | 0 | 0 | 0 | 0 | -21.2578 | -22.4248 | -22.5518 | -56.7344 | -57.8438 | -59.1562 | -40.4062 | 0 | 0 | 0 | 0 | 0 | 0 | 0 | 0 | 0 | 0 | 0 | 0 | 0 | 0 | 0 | 0 | 0 | 0
2 | 130 | 146 | 130 146 Window Tinting / Multi Attached | 0 | 0 | 0 | 0 | 0 | -2.6934 | -2.8555 | -2.8838 | -7.25 | -7.4375 | -7.75 | -5.2031 | -5.3125 | -3.5469 | -8.75 | -3.8125 | -3.9062 | -4.0312 | -6.7812 | -7.0312 | -7.25 | -7.375 | -7.6875 | -5.25 | -4.5938 | -3.5 | -3.75 | -3.8438 | -3.9062 | -10.1875
2 | 130 | 147 | 130 147 Default Window With Sunscreen / Multi Attached | 0 | 0 | 0 | 0 | 0 | -5.2295 | -5.4766 | -5.5645 | -14.0078 | -14.3359 | -14.6328 | -10.0156 | 0 | 0 | 0 | 0 | 0 | 0 | 0 | 0 | 0 | 0 | 0 | 0 | 0 | 0 | 0 | 0 | 0 | 0
2 | 130 | 148 | 130 148 Single Pane Clear Windows to Double Pane Low-E Windows / Multi Attached | 0 | 0 | 0 | 0 | 0 | -11.5361 | -12.1846 | -12.249 | -30.8438 | -31.4531 | -32.2266 | -21.9688 | -22.4531 | -14.9688 | -36.9688 | -16.1562 | -16.625 | -17.2812 | -28.875 | -29.9688 | -30.8125 | -31.6875 | -32.8125 | -22.4375 | -19.5312 | -14.8438 | -16.0938 | -16.4375 | -16.9062 | -43.25
2 | 130 | 150 | 130 150 Ceiling R-0 to R-19 Insulation / Multi Attached | 0 | 0 | 0 | 0 | 0 | -20.124 | -21.1699 | -21.3457 | -53.7109 | -54.7422 | -55.8359 | -38.25 | -39.0781 | -26.0781 | -64.3438 | -28.1562 | -29.0312 | -30.3438 | -50.5 | -52.3125 | -53.8125 | -55.375 | 0 | 0 | 0 | 0 | 0 | 0 | 0 | 0
2 | 130 | 151 | 130 151 Ceiling R-19 to R-38 Insulation / Multi Attached | 0 | 0 | 0 | 0 | 0 | -0.88574 | -0.95703 | -0.96191 | -2.4219 | -2.5469 | -2.7266 | -1.7812 | -1.7969 | -1.2031 | -3 | -1.2812 | -1.3125 | -1.4062 | -2.25 | -2.3438 | -2.4375 | -2.4375 | 0 | 0 | 0 | 0 | 0 | 0 | 0 | 0
2 | 130 | 152 | 130 152 Wall 2x4 R-0 to Blow-In R-13 Insulation / Multi Attached | 0 | 0 | 0 | 0 | 0 | -2.3379 | -2.4229 | -2.5 | -6.2969 | -6.4609 | -6.5859 | -4.5 | -4.5938 | -3.0781 | -7.625 | -3.2812 | -3.4062 | -3.5312 | -5.875 | -6.0938 | -6.3125 | -6.375 | 0 | 0 | 0 | 0 | 0 | 0 | 0 | 0
2 | 130 | 153 | 130 153 Weather Strip/Caulk w/Blower Door / Multi Attached | 0 | 0 | 0 | 0 | 0 | -0.88574 | -0.95703 | 0 | 0 | 0 | 0 | 0 | 0 | 0 | 0 | 0 | 0 | 0 | 0 | 0 | 0 | 0 | 0 | 0 | 0 | 0 | 0 | 0 | 0 | 0
2 | 190 | 191 | 190 191 HE Room Air Conditioner - EER 11 / Multi Attached | 0 | 0 | 0 | 0 | 0 | -5.5908 | -5.8652 | -5.9482 | -14.9922 | -15.3203 | -15.6172 | -10.7031 | -10.9219 | -7.2812 | -18 | -7.8438 | -8.0938 | 0 | 0 | 0 | 0 | 0 | 0 | 0 | 0 | 0 | 0 | 0 | 0 | 0
2 | 190 | 192 | 190 192 HE Room Air Conditioner - EER 12 / Multi Attached | 0 | 0 | 0 | 0 | 0 | -10.2998 | -10.8184 | -10.9336 | -27.5312 | -28.0938 | -28.6328 | -19.6094 | -20.0312 | -13.375 | -33.0312 | -14.4375 | -14.8438 | 0 | 0 | 0 | 0 | 0 | 0 | 0 | 0 | 0 | 0 | 0 | 0 | 0
2 | 190 | 196 | 190 196 Reflective Roof / Multi Attached | 0 | 0 | 0 | 0 | 0 | -7.0908 | -7.4424 | -7.5312 | -18.9766 | -19.375 | -19.7812 | -13.5312 | -13.8281 | -9.2344 | -22.7812 | -9.9375 | -10.25 | 0 | 0 | 0 | 0 | 0 | 0 | 0 | 0 | 0 | 0 | 0 | 0 | 0
2 | 190 | 197 | 190 197 Window Film / Multi Attached | 0 | 0 | 0 | 0 | 0 | -1.042 | -1.1123 | -1.1279 | -2.8438 | -2.9531 | -3.1406 | -2.0625 | 0 | 0 | 0 | 0 | 0 | 0 | 0 | 0 | 0 | 0 | 0 | 0 | 0 | 0 | 0 | 0 | 0 | 0
2 | 190 | 198 | 190 198 Window Tinting / Multi Attached | 0 | 0 | 0 | 0 | 0 | -1.7119 | -1.7783 | -1.8369 | -4.6406 | -4.7734 | -4.8828 | -3.3281 | -3.4062 | -2.2656 | -5.625 | -2.4375 | -2.5312 | -2.5625 | -4.3125 | -4.4688 | -4.6562 | -4.6875 | -4.875 | -3.3125 | -2.9375 | -2.25 | -2.375 | -2.4375 | -2.4375 | -6.5
2 | 190 | 199 | 190 199 Default Window With Sunscreen / Multi Attached | 0 | 0 | 0 | 0 | 0 | -3.6807 | -3.8994 | -3.9238 | -9.8594 | -10.1094 | -10.4453 | -7.0781 | 0 | 0 | 0 | 0 | 0 | 0 | 0 | 0 | 0 | 0 | 0 | 0 | 0 | 0 | 0 | 0 | 0 | 0
2 | 190 | 200 | 190 200 Single Pane Clear Windows to Double Pane Low-E Windows / Multi Attached | 0 | 0 | 0 | 0 | 0 | -8.1748 | -8.6416 | -8.6865 | -21.8672 | -22.3281 | -22.9219 | -15.5938 | -15.9219 | -10.625 | -26.25 | -11.4688 | -11.8125 | -12.2812 | -20.5 | -21.25 | -21.875 | -22.4375 | -23.25 | -15.9375 | -13.8438 | -10.5312 | -11.375 | -11.6562 | -11.9688 | -30.75
2 | 190 | 202 | 190 202 Ceiling R-0 to R-19 Insulation / Multi Attached | 0 | 0 | 0 | 0 | 0 | -5.6387 | -5.9658 | -6.0049 | -15.1016 | -15.4609 | -15.8906 | -10.7812 | -11.0312 | -7.3594 | -18.1875 | -7.9375 | -8.0938 | -8.375 | -14.0312 | -14.5312 | -15 | -15.3125 | 0 | 0 | 0 | 0 | 0 | 0 | 0 | 0
2 | 190 | 203 | 190 203 Ceiling R-19 to R-38 Insulation / Multi Attached | 0 | 0 | 0 | 0 | 0 | -0.16309 | -0.20117 | -0.19629 | -0.49219 | -0.57812 | -0.71875 | -0.40625 | -0.39062 | -0.26562 | -0.65625 | -0.28125 | -0.28125 | -0.28125 | -0.4375 | -0.4375 | -0.53125 | -0.4375 | 0 | 0 | 0 | 0 | 0 | 0 | 0 | 0
2 | 190 | 204 | 190 204 Wall 2x4 R-0 to Blow-In R-13 Insulation / Multi Attached | 0 | 0 | 0 | 0 | 0 | -0.25977 | -0.30078 | -0.29883 | -0.76562 | -0.86719 | -1.0234 | -0.59375 | -0.60938 | -0.39062 | -1 | -0.40625 | -0.4375 | -0.4375 | -0.71875 | -0.75 | -0.8125 | -0.75 | 0 | 0 | 0 | 0 | 0 | 0 | 0 | 0
2 | 190 | 205 | 190 205 Weather Strip/Caulk w/Blower Door / Multi Attached | 0 | 0 | 0 | 0 | 0 | -0.57324 | -0.5791 | 0 | 0 | 0 | 0 | 0 | 0 | 0 | 0 | 0 | 0 | 0 | 0 | 0 | 0 | 0 | 0 | 0 | 0 | 0 | 0 | 0 | 0 | 0
2 | 220 | 221 | 220 221 CFL (18-Watt integral ballast), 0.5 hr/day / Multi Attached | 0 | 0 | 0 | 0 | 0 | -0.46484 | -0.51172 | -0.52734 | -1.3281 | -1.4141 | -1.5938 | -0.98438 | -1 | -0.67188 | -1.6562 | -0.6875 | -0.71875 | -0.78125 | -1.2188 | -1.25 | -1.3438 | -1.3125 | -1.375 | -0.875 | -0.84375 | -0.65625 | -0.65625 | -0.6875 | -0.6875 | 0
2 | 230 | 231 | 230 231 CFL (18-Watt integral ballast), 2.5 hr/day / Multi Attached | 0 | 0 | 0 | 0 | 0 | -2.6934 | -2.8555 | 0 | 0 | 0 | 0 | 0 | 0 | 0 | 0 | 0 | 0 | 0 | 0 | 0 | 0 | 0 | 0 | 0 | 0 | 0 | 0 | 0 | 0 | 0
2 | 240 | 241 | 240 241 CFL (18-Watt integral ballast), 6.0 hr/day / Multi Attached | 0 | 0 | 0 | 0 | 0 | 0 | 0 | 0 | 0 | 0 | 0 | 0 | 0 | 0 | 0 | 0 | 0 | 0 | 0 | 0 | 0 | 0 | 0 | 0 | 0 | 0 | 0 | 0 | 0 | 0
2 | 250 | 251 | 250 251 ROB 2L4'T8, 1EB / Multi Attached | 0 | 0 | 0 | 0 | 0 | -0.16309 | -0.13477 | -0.19629 | -0.49219 | -0.57812 | -0.57031 | -0.40625 | -0.39062 | -0.26562 | -0.65625 | -0.28125 | -0.1875 | -0.21875 | -0.3125 | -0.34375 | -0.375 | -0.3125 | -0.3125 | -0.1875 | -0.21875 | -0.1875 | -0.1875 | -0.15625 | -0.15625 | -0.5625
2 | 250 | 252 | 250 252 RET 2L4'T8, 1EB / Multi Attached | 0 | 0 | 0 | 0 | 0 | -0.16309 | -0.13477 | -0.19629 | -0.49219 | -0.57812 | -0.57031 | -0.40625 | -0.39062 | -0.26562 | -0.65625 | -0.28125 | -0.1875 | -0.21875 | -0.3125 | -0.34375 | -0.375 | -0.3125 | -0.3125 | -0.1875 | -0.21875 | -0.1875 | -0.1875 | -0.15625 | -0.15625 | -0.5625
2 | 260 | 261 | 260 261 CFL - medium screw based <30 Watts / Multi Attached | 0 | 0 | 0 | 0 | 0 | 0 | 0 | 0 | 0 | 0 | 0 | 0 | 0 | 0 | 0 | 0 | 0 | 0 | 0 | 0 | 0 | 0 | 0 | 0 | 0 | 0 | 0 | 0 | 0 | 0
2 | 260 | 262 | 260 262 Photocell/timeclock / Multi Attached | 0 | 0 | 0 | 0 | 0 | -0.16309 | -0.20117 | -0.19629 | -0.49219 | -0.57812 | -0.71875 | -0.40625 | -0.39062 | -0.26562 | -0.65625 | -0.28125 | -0.28125 | -0.28125 | -0.4375 | -0.4375 | -0.53125 | -0.4375 | -0.5 | -0.3125 | -0.3125 | -0.25 | -0.25 | -0.21875 | -0.21875 | -0.75
2 | 300 | 301 | 300 301 HE Refrigerator - Energy Star version of above / Multi Attached | 0 | 0 | 0 | 0 | 0 | -1.8193 | -1.9453 | -1.9512 | -4.9219 | -5.0703 | -5.2969 | -3.5312 | -3.5938 | -2.4062 | -5.9375 | -2.5625 | 0 | 0 | 0 | 0 | 0 | 0 | 0 | 0 | 0 | 0 | 0 | 0 | 0 | 0
2 | 350 | 351 | 350 351 HE Freezer / Multi Attached | 0 | 0 | 0 | 0 | 0 | -0.72949 | -0.79004 | -0.7959 | -2.0078 | -2.1094 | -2.3047 | -1.4844 | -1.5 | 0 | 0 | 0 | 0 | 0 | 0 | 0 | 0 | 0 | 0 | 0 | 0 | 0 | 0 | 0 | 0 | 0
2 | 400 | 401 | 400 401 Heat Pump Water Heater (EF=2.9) / Multi Attached | 0 | 0 | 0 | 0 | 0 | -14.3848 | -15.1836 | -15.2617 | -38.4141 | -39.1875 | -40.1016 | -27.375 | 0 | 0 | 0 | 0 | 0 | 0 | 0 | 0 | 0 | 0 | 0 | 0 | 0 | 0 | 0 | 0 | 0 | 0
2 | 400 | 403 | 400 403 Solar Water Heat / Multi Attached | 0 | 0 | 0 | 0 | 0 | -9.9873 | -10.4971 | -10.6074 | -26.6875 | -27.2266 | -27.7656 | -19.0469 | -19.4375 | -12.9688 | -32 | -14 | -14.3125 | 0 | 0 | 0 | 0 | 0 | 0 | 0 | 0 | 0 | 0 | 0 | 0 | 0
2 | 400 | 404 | 400 404 AC Heat Recovery Units / Multi Attached | 0 | 0 | 0 | 0 | 0 | -4.2471 | -4.4434 | -4.5244 | -11.375 | -11.6406 | -11.8828 | -8.1562 | 0 | 0 | 0 | 0 | 0 | 0 | 0 | 0 | 0 | 0 | 0 | 0 | 0 | 0 | 0 | 0 | 0 | 0
2 | 400 | 405 | 400 405 Low Flow Showerhead / Multi Attached | 0 | 0 | 0 | 0 | 0 | -1.5068 | -1.5566 | -1.6191 | -4.1094 | -4.2266 | -4.3125 | -2.9531 | 0 | 0 | 0 | 0 | 0 | 0 | 0 | 0 | 0 | 0 | 0 | 0 | 0 | 0 | 0 | 0 | 0 | 0
2 | 400 | 406 | 400 406 Pipe Wrap / Multi Attached | 0 | 0 | 0 | 0 | 0 | -0.41699 | -0.46777 | -0.46387 | -1.1875 | -1.2734 | -1.4375 | -0.875 | -0.89062 | -0.59375 | -1.5312 | 0 | 0 | 0 | 0 | 0 | 0 | 0 | 0 | 0 | 0 | 0 | 0 | 0 | 0 | 0
2 | 400 | 407 | 400 407 Faucet Aerators / Multi Attached | 0 | 0 | 0 | 0 | 0 | -0.57324 | -0.63477 | -0.63086 | -1.5781 | -1.6797 | -1.8828 | -1.1875 | 0 | 0 | 0 | 0 | 0 | 0 | 0 | 0 | 0 | 0 | 0 | 0 | 0 | 0 | 0 | 0 | 0 | 0
2 | 400 | 408 | 400 408 Water Heater Blanket / Multi Attached | 0 | 0 | 0 | 0 | 0 | -2.0244 | -2.1562 | -2.168 | -5.4531 | 0 | 0 | 0 | 0 | 0 | 0 | 0 | 0 | 0 | 0 | 0 | 0 | 0 | 0 | 0 | 0 | 0 | 0 | 0 | 0 | 0
2 | 400 | 409 | 400 409 Water Heater Temperature Check and Adjustment / Multi Attached | 0 | 0 | 0 | 0 | 0 | -0.16309 | -0.13477 | 0 | 0 | 0 | 0 | 0 | 0 | 0 | 0 | 0 | 0 | 0 | 0 | 0 | 0 | 0 | 0 | 0 | 0 | 0 | 0 | 0 | 0 | 0
2 | 400 | 410 | 400 410 Water Heater Timeclock / Multi Attached | 0 | 0 | 0 | 0 | 0 | -0.98926 | -1.0674 | -1.0713 | -2.7031 | -2.8359 | -3.0234 | -1.9688 | 0 | 0 | 0 | 0 | 0 | 0 | 0 | 0 | 0 | 0 | 0 | 0 | 0 | 0 | 0 | 0 | 0 | 0
2 | 400 | 411 | 400 411 Heat Trap / Multi Attached | 0 | 0 | 0 | 0 | 0 | -1.8193 | -1.9453 | -1.9512 | -4.9219 | -5.0703 | -5.2969 | -3.5312 | 0 | 0 | 0 | 0 | 0 | 0 | 0 | 0 | 0 | 0 | 0 | 0 | 0 | 0 | 0 | 0 | 0 | 0
2 | 500 | 502 | 500 502 Energy Star CW CEE Tier 2 (MEF=2.0) / Multi Attached | 0 | 0 | 0 | 0 | 0 | -1.5068 | -1.6123 | -1.6191 | -4.1094 | -4.2266 | -4.4609 | -2.9531 | -3.0156 | 0 | 0 | 0 | 0 | 0 | 0 | 0 | 0 | 0 | 0 | 0 | 0 | 0 | 0 | 0 | 0 | 0
2 | 500 | 503 | 500 503 Energy Star CW CEE Tier 3 (MEF=2.2) / Multi Attached | 0 | 0 | 0 | 0 | 0 | -2.0244 | -2.1562 | -2.168 | -5.4531 | -5.6172 | -5.8984 | -3.9375 | -4 | 0 | 0 | 0 | 0 | 0 | 0 | 0 | 0 | 0 | 0 | 0 | 0 | 0 | 0 | 0 | 0 | 0
2 | 700 | 701 | 700 701 Energy Star DW (EF=0.68) / Multi Attached | 0 | 0 | 0 | 0 | 0 | -1.3984 | -1.4453 | -1.5107 | -3.7969 | -3.9375 | -4.0078 | -2.75 | -2.7969 | -1.875 | -4.625 | 0 | 0 | 0 | 0 | 0 | 0 | 0 | 0 | 0 | 0 | 0 | 0 | 0 | 0 | 0
2 | 800 | 801 | 800 801 Two Speed Pool Pump (1.5 hp) / Multi Attached | 0 | 0 | 0 | 0 | 0 | -18.7217 | -19.7588 | 0 | 0 | 0 | 0 | 0 | 0 | 0 | 0 | 0 | 0 | 0 | 0 | 0 | 0 | 0 | 0 | 0 | 0 | 0 | 0 | 0 | 0 | 0
2 | 800 | 802 | 800 802 High Efficiency One Speed Pool Pump (1.5 hp) / Multi Attached | 0 | 0 | 0 | 0 | 0 | -9.416 | -9.8857 | 0 | 0 | 0 | 0 | 0 | 0 | 0 | 0 | 0 | 0 | 0 | 0 | 0 | 0 | 0 | 0 | 0 | 0 | 0 | 0 | 0 | 0 | 0
2 | 800 | 803 | 800 803 Variable-Speed Pool Pump (<1 hp) / Multi Attached | 0 | 0 | 0 | 0 | 0 | -28.1895 | -29.6768 | -29.8984 | -75.2266 | -76.6719 | -78.1875 | -53.5312 | 0 | 0 | 0 | 0 | 0 | 0 | 0 | 0 | 0 | 0 | 0 | 0 | 0 | 0 | 0 | 0 | 0 | 0
2 | 800 | 804 | 800 804 PV-Powered Pool Pumps / Multi Attached | 0 | 0 | 0 | 0 | 0 | -37.7012 | -39.7051 | -39.9736 | -100.6172 | -102.5078 | -104.5234 | -71.5781 | 0 | 0 | 0 | 0 | 0 | 0 | 0 | 0 | 0 | 0 | 0 | 0 | 0 | 0 | 0 | 0 | 0 | 0
2 | 900 | 901 | 900 901 Energy Star TV / Multi Attached | 0 | 0 | 0 | 0 | 0 | -0.10352 | -0.079102 | -0.14453 | -0.375 | 0 | 0 | 0 | 0 | 0 | 0 | 0 | 0 | 0 | 0 | 0 | 0 | 0 | 0 | 0 | 0 | 0 | 0 | 0 | 0 | 0
2 | 910 | 911 | 910 911 Energy Star TV / Multi Attached | 0 | 0 | 0 | 0 | 0 | -0.57324 | -0.63477 | -0.63086 | -1.5781 | 0 | 0 | 0 | 0 | 0 | 0 | 0 | 0 | 0 | 0 | 0 | 0 | 0 | 0 | 0 | 0 | 0 | 0 | 0 | 0 | 0
2 | 920 | 921 | 920 921 Energy Star Set-Top Box / Multi Attached | 0 | 0 | 0 | 0 | 0 | -0.68066 | -0.67871 | -0.74512 | -1.8906 | 0 | 0 | 0 | 0 | 0 | 0 | 0 | 0 | 0 | 0 | 0 | 0 | 0 | 0 | 0 | 0 | 0 | 0 | 0 | 0 | 0
2 | 930 | 931 | 930 931 Energy Star DVD Player / Multi Attached | 0 | 0 | 0 | 0 | 0 | -0.36816 | -0.41211 | -0.41309 | -1.0469 | 0 | 0 | 0 | 0 | 0 | 0 | 0 | 0 | 0 | 0 | 0 | 0 | 0 | 0 | 0 | 0 | 0 | 0 | 0 | 0 | 0
2 | 940 | 941 | 940 941 Energy Star VCR / Multi Attached | 0 | 0 | 0 | 0 | 0 | -0.77832 | -0.79004 | -0.84766 | -2.1719 | 0 | 0 | 0 | 0 | 0 | 0 | 0 | 0 | 0 | 0 | 0 | 0 | 0 | 0 | 0 | 0 | 0 | 0 | 0 | 0 | 0
2 | 950 | 951 | 950 951 Energy Star Desktop PC / Multi Attached | 0 | 0 | 0 | 0 | 0 | -0.41699 | -0.41211 | -0.46387 | -1.1875 | 0 | 0 | 0 | 0 | 0 | 0 | 0 | 0 | 0 | 0 | 0 | 0 | 0 | 0 | 0 | 0 | 0 | 0 | 0 | 0 | 0
2 | 960 | 961 | 960 961 Energy Star Laptop PC / Multi Attached | 0 | 0 | 0 | 0 | 0 | -0.16309 | -0.13477 | -0.19629 | -0.49219 | 0 | 0 | 0 | 0 | 0 | 0 | 0 | 0 | 0 | 0 | 0 | 0 | 0 | 0 | 0 | 0 | 0 | 0 | 0 | 0 | 0
3 | 100 | 102 | 100 102 15 SEER Split-System Air Conditioner / Single Detached - Manufactured | 0 | 0 | 0 | 0 | 0 | -6.9873 | -7.3311 | -7.4287 | -18.6953 | -19.0859 | -19.4844 | -13.3438 | -13.625 | -9.0938 | -22.4688 | -9.8125 | -10.0938 | -10.5 | -17.5 | -18.1562 | 0 | 0 | 0 | 0 | 0 | 0 | 0 | 0 | 0 | 0
3 | 100 | 103 | 100 103 17 SEER Split-System Air Conditioner / Single Detached - Manufactured | 0 | 0 | 0 | 0 | 0 | -17.7402 | -18.6699 | -18.8232 | -47.3672 | -48.2891 | -49.25 | -33.7344 | -34.4688 | -23 | -56.75 | -24.8438 | -25.5625 | -26.5312 | -44.4062 | -46.0312 | 0 | 0 | 0 | 0 | 0 | 0 | 0 | 0 | 0 | 0
3 | 100 | 104 | 100 104 19 SEER Split-System Air Conditioner / Single Detached - Manufactured | 0 | 0 | 0 | 0 | 0 | -25.3955 | -26.7334 | -26.9316 | -67.7969 | -69.0781 | -70.4688 | -48.25 | -49.3125 | -32.9062 | -81.1875 | -35.5312 | -36.625 | -38.0312 | -63.6562 | -66 | 0 | 0 | 0 | 0 | 0 | 0 | 0 | 0 | 0 | 0
3 | 100 | 105 | 100 105 14 SEER Split-System Heat Pump / Single Detached - Manufactured | 0 | 0 | 0 | 0 | 0 | -27.9795 | -29.5098 | -29.6699 | -74.6641 | -76.0859 | -77.7422 | -53.1406 | -54.3125 | -36.2344 | -89.4062 | -39.1562 | -40.1875 | 0 | 0 | 0 | 0 | 0 | 0 | 0 | 0 | 0 | 0 | 0 | 0 | 0
3 | 100 | 106 | 100 106 15 SEER Split-System Heat Pump / Single Detached - Manufactured | 0 | 0 | 0 | 0 | 0 | -28.0879 | -29.5654 | -29.7842 | -74.9453 | -76.3828 | -77.8906 | -53.3438 | -54.5 | -36.375 | -89.75 | -39.3125 | -40.3438 | 0 | 0 | 0 | 0 | 0 | 0 | 0 | 0 | 0 | 0 | 0 | 0 | 0
3 | 100 | 107 | 100 107 17 SEER Split-System Heat Pump / Single Detached - Manufactured | 0 | 0 | 0 | 0 | 0 | -37.9609 | -40.0273 | -40.2529 | -101.2891 | -103.2031 | -105.3906 | -72.0625 | -73.6562 | -49.1562 | -121.25 | -53.0938 | -54.5938 | 0 | 0 | 0 | 0 | 0 | 0 | 0 | 0 | 0 | 0 | 0 | 0 | 0
3 | 100 | 108 | 100 108 13 EER Geothermal Heat Pump / Single Detached - Manufactured | 0 | 0 | 0 | 0 | 0 | -37.8574 | -39.916 | -40.1387 | -101.0078 | -102.9141 | -105.1172 | -71.8906 | -73.4531 | -49.0156 | -120.9063 | -52.9688 | -54.4375 | 0 | 0 | 0 | 0 | 0 | 0 | 0 | 0 | 0 | 0 | 0 | 0 | 0
3 | 100 | 109 | 100 109 HVAC Proper Sizing / Single Detached - Manufactured | 0 | 0 | 0 | 0 | 0 | -6.1084 | -6.4648 | -6.4971 | -16.3359 | -16.7109 | -17.2109 | -11.6719 | -11.9062 | -7.9531 | -19.6562 | -8.5625 | -8.8125 | 0 | 0 | 0 | 0 | 0 | 0 | 0 | 0 | 0 | 0 | 0 | 0 | 0
3 | 100 | 110 | 100 110 Attic Venting / Single Detached - Manufactured | 0 | 0 | 0 | 0 | 0 | -6.0596 | -6.4092 | -6.4453 | -16.2266 | -16.5703 | -17.0312 | -11.5938 | 0 | 0 | 0 | 0 | 0 | 0 | 0 | 0 | 0 | 0 | 0 | 0 | 0 | 0 | 0 | 0 | 0 | 0
3 | 100 | 111 | 100 111 Sealed Attic w/Sprayed Foam Insulated Roof Deck / Single Detached - Manufactured | 0 | 0 | 0 | 0 | 0 | -22.083 | -23.2461 | -23.4326 | -58.9531 | -60.1016 | -61.2812 | -41.9688 | -42.8906 | -28.625 | -70.625 | -30.9062 | -31.7812 | -33 | -55.2812 | -57.3125 | -58.9062 | -60.625 | -62.8125 | -43.0625 | -37.3438 | -28.3438 | -30.75 | -31.4375 | -32.2812 | -82.6875
3 | 100 | 112 | 100 112 AC Maintenance (Outdoor Coil Cleaning) / Single Detached - Manufactured | 0 | 0 | 0 | 0 | 0 | -7.0908 | 0 | 0 | 0 | 0 | 0 | 0 | 0 | 0 | 0 | 0 | 0 | 0 | 0 | 0 | 0 | 0 | 0 | 0 | 0 | 0 | 0 | 0 | 0 | 0
3 | 100 | 113 | 100 113 AC Maintenance (Indoor Coil Cleaning) / Single Detached - Manufactured | 0 | 0 | 0 | 0 | 0 | -6.9873 | 0 | 0 | 0 | 0 | 0 | 0 | 0 | 0 | 0 | 0 | 0 | 0 | 0 | 0 | 0 | 0 | 0 | 0 | 0 | 0 | 0 | 0 | 0 | 0
3 | 100 | 114 | 100 114 Proper Refrigerant Charging and Air Flow / Single Detached - Manufactured | 0 | 0 | 0 | 0 | 0 | -10.0898 | -10.6523 | -10.7158 | -26.9688 | -27.5156 | -28.2188 | -19.2188 | 0 | 0 | 0 | 0 | 0 | 0 | 0 | 0 | 0 | 0 | 0 | 0 | 0 | 0 | 0 | 0 | 0 | 0
3 | 100 | 115 | 100 115 Electronically Commutated Motors (ECM) on an Air Handler Unit / Single Detached - Manufactured | 0 | 0 | 0 | 0 | 0 | -5.7471 | -6.0322 | -6.1133 | -15.3906 | -15.7266 | -16.0469 | -10.9844 | -11.2188 | -7.4844 | -18.4688 | -8.0625 | -8.3125 | 0 | 0 | 0 | 0 | 0 | 0 | 0 | 0 | 0 | 0 | 0 | 0 | 0
3 | 100 | 116 | 100 116 Duct Repair / Single Detached - Manufactured | 0 | 0 | 0 | 0 | 0 | -9.0059 | -9.4521 | -9.5674 | -24.0859 | -24.5859 | -25.0781 | -17.1562 | -17.5469 | -11.7031 | -28.875 | -12.625 | -13 | -13.5 | -22.5625 | -23.375 | 0 | 0 | 0 | 0 | 0 | 0 | 0 | 0 | 0 | 0
3 | 100 | 117 | 100 117 Reflective Roof / Single Detached - Manufactured | 0 | 0 | 0 | 0 | 0 | -14.4326 | -15.2393 | -15.3193 | -38.5547 | -39.3359 | -40.2422 | -27.4531 | -28.0625 | -18.7188 | -46.1875 | -20.2188 | -20.875 | 0 | 0 | 0 | 0 | 0 | 0 | 0 | 0 | 0 | 0 | 0 | 0 | 0
3 | 100 | 118 | 100 118 Radient Barrier / Single Detached - Manufactured | 0 | 0 | 0 | 0 | 0 | -15.6738 | -16.4834 | -16.6338 | -41.8672 | -42.6953 | -43.5391 | -29.8281 | 0 | 0 | 0 | 0 | 0 | 0 | 0 | 0 | 0 | 0 | 0 | 0 | 0 | 0 | 0 | 0 | 0 | 0
3 | 100 | 119 | 100 119 Window Film / Single Detached - Manufactured | 0 | 0 | 0 | 0 | 0 | -3.0547 | -3.1895 | -3.2666 | -8.2266 | -8.4297 | -8.5859 | -5.875 | 0 | 0 | 0 | 0 | 0 | 0 | 0 | 0 | 0 | 0 | 0 | 0 | 0 | 0 | 0 | 0 | 0 | 0
3 | 100 | 120 | 100 120 Window Tinting / Single Detached - Manufactured | 0 | 0 | 0 | 0 | 0 | -4.1396 | -4.333 | -4.4092 | -11.1172 | -11.3828 | -11.6094 | -7.9531 | -8.125 | -5.4062 | -13.375 | -5.8438 | -6 | -6.2812 | -10.4062 | -10.8125 | -11.1562 | -11.375 | -11.8125 | -8.0625 | -7.0312 | -5.375 | -5.7812 | -5.9062 | -6.0312 | -15.5625
3 | 100 | 121 | 100 121 Default Window With Sunscreen / Single Detached - Manufactured | 0 | 0 | 0 | 0 | 0 | -25.7568 | -27.167 | -27.3145 | -68.7422 | -70.0625 | -71.6094 | -48.9375 | 0 | 0 | 0 | 0 | 0 | 0 | 0 | 0 | 0 | 0 | 0 | 0 | 0 | 0 | 0 | 0 | 0 | 0
3 | 100 | 122 | 100 122 Single Pane Clear Windows to Double Pane Low-E Windows / Single Detached - Manufactured | 0 | 0 | 0 | 0 | 0 | -56.9395 | -60.0293 | -60.3623 | -151.9063 | -154.7344 | -157.9297 | -108.0469 | -110.4531 | -73.6875 | -181.7813 | -79.625 | -81.9688 | -85.1875 | -142.5313 | -147.7813 | -151.875 | -156.375 | -162 | -111.0625 | -96.2812 | -73.125 | -79.3125 | -81.1562 | -83.4375 | -213.375
3 | 100 | 124 | 100 124 Ceiling R-0 to R-19 Insulation / Single Detached - Manufactured | 0 | 0 | 0 | 0 | 0 | -17.2217 | -18.1709 | -18.2744 | -45.9922 | -46.8984 | -47.9688 | -32.7656 | -33.4688 | -22.3281 | -55.125 | -24.125 | -24.875 | -25.875 | -43.25 | -44.8438 | -46.0938 | -47.4375 | 0 | 0 | 0 | 0 | 0 | 0 | 0 | 0
3 | 100 | 125 | 100 125 Ceiling R-19 to R-38 Insulation / Single Detached - Manufactured | 0 | 0 | 0 | 0 | 0 | -0.77832 | -0.84473 | -0.84766 | -2.1719 | -2.2578 | -2.4609 | -1.5781 | -1.6094 | -1.0625 | -2.6562 | -1.125 | -1.1875 | -1.25 | -2 | -2.0625 | -2.1875 | -2.125 | 0 | 0 | 0 | 0 | 0 | 0 | 0 | 0
3 | 100 | 126 | 100 126 Wall 2x4 R-0 to Blow-In R-13 Insulation / Single Detached - Manufactured | 0 | 0 | 0 | 0 | 0 | -2.4346 | -2.5889 | -2.6025 | -6.5781 | -6.7422 | -7.0391 | -4.7031 | -4.8125 | -3.2031 | -7.9375 | -3.4375 | -3.5625 | -3.6875 | -6.125 | -6.3438 | -6.5938 | -6.6875 | 0 | 0 | 0 | 0 | 0 | 0 | 0 | 0
3 | 100 | 127 | 100 127 Weather Strip/Caulk w/Blower Door / Single Detached - Manufactured | 0 | 0 | 0 | 0 | 0 | -0.68066 | -0.73438 | 0 | 0 | 0 | 0 | 0 | 0 | 0 | 0 | 0 | 0 | 0 | 0 | 0 | 0 | 0 | 0 | 0 | 0 | 0 | 0 | 0 | 0 | 0
3 | 130 | 132 | 130 132 15 SEER Split-System Heat Pump / Single Detached - Manufactured | 0 | 0 | 0 | 0 | 0 | -41.2676 | -43.5147 | -43.7529 | -110.125 | -112.1875 | -114.5469 | -78.3438 | -80.0781 | -53.4219 | -131.8125 | -57.75 | -59.375 | 0 | 0 | 0 | 0 | 0 | 0 | 0 | 0 | 0 | 0 | 0 | 0 | 0
3 | 130 | 133 | 130 133 17 SEER Split-System Heat Pump / Single Detached - Manufactured | 0 | 0 | 0 | 0 | 0 | -16.1914 | -17.083 | -17.1836 | -43.2422 | -44.0859 | -45.0938 | -30.7969 | -31.4531 | -21 | -51.8125 | -22.6875 | -23.25 | 0 | 0 | 0 | 0 | 0 | 0 | 0 | 0 | 0 | 0 | 0 | 0 | 0
3 | 130 | 134 | 130 134 13 EER Geothermal Heat Pump / Single Detached - Manufactured | 0 | 0 | 0 | 0 | 0 | -16.0889 | -16.9268 | -17.0684 | -42.9609 | -43.7969 | -44.6797 | -30.5938 | -31.2656 | -20.8594 | -51.4688 | -22.5312 | -23.25 | 0 | 0 | 0 | 0 | 0 | 0 | 0 | 0 | 0 | 0 | 0 | 0 | 0
3 | 130 | 136 | 130 136 Attic Venting / Single Detached - Manufactured | 0 | 0 | 0 | 0 | 0 | -5.332 | -5.6436 | -5.6738 | -14.2891 | -14.5938 | -15.0234 | -10.2188 | 0 | 0 | 0 | 0 | 0 | 0 | 0 | 0 | 0 | 0 | 0 | 0 | 0 | 0 | 0 | 0 | 0 | 0
3 | 130 | 137 | 130 137 Sealed Attics / Single Detached - Manufactured | 0 | 0 | 0 | 0 | 0 | -24.9316 | -26.2334 | -26.4395 | -66.5312 | -67.8047 | -69.1484 | -47.375 | -48.3906 | -32.2969 | -79.6562 | -34.9062 | -35.875 | -41.4375 | -62.375 | -64.6562 | -66.5 | -68.4375 | -70.875 | -48.5625 | -42.125 | -32 | -34.6875 | -35.5 | -40.5625 | -93.375
3 | 130 | 138 | 130 138 AC Maintenance (Outdoor Coil Cleaning) / Single Detached - Manufactured | 0 | 0 | 0 | 0 | 0 | -6.5186 | 0 | 0 | 0 | 0 | 0 | 0 | 0 | 0 | 0 | 0 | 0 | 0 | 0 | 0 | 0 | 0 | 0 | 0 | 0 | 0 | 0 | 0 | 0 | 0
3 | 130 | 139 | 130 139 AC Maintenance (Indoor Coil Cleaning) / Single Detached - Manufactured | 0 | 0 | 0 | 0 | 0 | -6.4697 | 0 | 0 | 0 | 0 | 0 | 0 | 0 | 0 | 0 | 0 | 0 | 0 | 0 | 0 | 0 | 0 | 0 | 0 | 0 | 0 | 0 | 0 | 0 | 0
3 | 130 | 140 | 130 140 Proper Refrigerant Charging and Air Flow / Single Detached - Manufactured | 0 | 0 | 0 | 0 | 0 | -9.2598 | -9.7305 | -9.8359 | -24.7812 | -25.2812 | -25.7656 | -17.6562 | 0 | 0 | 0 | 0 | 0 | 0 | 0 | 0 | 0 | 0 | 0 | 0 | 0 | 0 | 0 | 0 | 0 | 0
3 | 130 | 141 | 130 141 Electronically Commutated Motors (ECM) on an Air Handler Unit / Single Detached - Manufactured | 0 | 0 | 0 | 0 | 0 | -17.5889 | -18.5596 | -18.6582 | -46.9766 | -47.875 | -48.9844 | -33.4531 | -34.1719 | -22.7969 | -56.25 | -24.625 | -25.3438 | 0 | 0 | 0 | 0 | 0 | 0 | 0 | 0 | 0 | 0 | 0 | 0 | 0
3 | 130 | 142 | 130 142 Duct Repair / Single Detached - Manufactured | 0 | 0 | 0 | 0 | 0 | -8.2832 | -8.6973 | -8.8008 | -22.1406 | -22.6172 | -23.0703 | -15.7969 | -16.1406 | -10.75 | -26.5625 | -11.625 | -11.9375 | -12.4375 | -20.75 | -21.5 | 0 | 0 | 0 | 0 | 0 | 0 | 0 | 0 | 0 | 0
3 | 130 | 143 | 130 143 Reflective Roof / Single Detached - Manufactured | 0 | 0 | 0 | 0 | 0 | -12.8252 | -13.5391 | -13.6152 | -34.2969 | -34.9609 | -35.7891 | -24.4219 | -24.9531 | -16.6562 | -41.125 | -17.9688 | -18.5 | 0 | 0 | 0 | 0 | 0 | 0 | 0 | 0 | 0 | 0 | 0 | 0 | 0
3 | 130 | 144 | 130 144 Radient Barrier / Single Detached - Manufactured | 0 | 0 | 0 | 0 | 0 | -13.915 | -14.6836 | -14.7695 | -37.1797 | -37.9141 | -38.8125 | -26.4844 | 0 | 0 | 0 | 0 | 0 | 0 | 0 | 0 | 0 | 0 | 0 | 0 | 0 | 0 | 0 | 0 | 0 | 0
3 | 130 | 145 | 130 145 Window Film / Single Detached - Manufactured | 0 | 0 | 0 | 0 | 0 | -2.543 | -2.6445 | -2.7168 | -6.8281 | -7.0391 | -7.1484 | -4.9062 | 0 | 0 | 0 | 0 | 0 | 0 | 0 | 0 | 0 | 0 | 0 | 0 | 0 | 0 | 0 | 0 | 0 | 0
3 | 130 | 146 | 130 146 Window Tinting / Single Detached - Manufactured | 0 | 0 | 0 | 0 | 0 | -4.0908 | -4.2881 | -4.3584 | -10.9844 | -11.2656 | -11.4609 | -7.8438 | -8.0156 | -5.3438 | -13.2188 | -5.75 | -5.9375 | -6.125 | -10.2812 | -10.625 | -10.9688 | -11.25 | -11.6875 | -7.9375 | -6.9375 | -5.2812 | -5.7188 | -5.8125 | -5.9375 | -15.4375
3 | 130 | 147 | 130 147 Default Window With Sunscreen / Single Detached - Manufactured | 0 | 0 | 0 | 0 | 0 | -25.7568 | -27.167 | -27.3145 | -68.7422 | -70.0625 | -71.6094 | -48.9375 | 0 | 0 | 0 | 0 | 0 | 0 | 0 | 0 | 0 | 0 | 0 | 0 | 0 | 0 | 0 | 0 | 0 | 0
3 | 130 | 148 | 130 148 Single Pane Clear Windows to Double Pane Low-E Windows / Single Detached - Manufactured | 0 | 0 | 0 | 0 | 0 | -56.9395 | -60.0293 | -60.3623 | -151.9063 | -154.7344 | -157.9297 | -108.0469 | -110.4531 | -73.6875 | -181.7813 | -79.625 | -81.9688 | -85.1875 | -142.5313 | -147.7813 | -151.875 | -156.375 | -162 | -111.0625 | -96.2812 | -73.125 | -79.3125 | -81.1562 | -83.4375 | -213.375
3 | 130 | 150 | 130 150 Ceiling R-0 to R-19 Insulation / Single Detached - Manufactured | 0 | 0 | 0 | 0 | 0 | -20.5342 | -21.6689 | -21.7852 | -54.8281 | -55.8984 | -57.1562 | -39.0312 | -39.8906 | -26.6094 | -65.6562 | -28.75 | -29.625 | -34.2188 | -51.5312 | -53.4062 | -54.9062 | -56.5 | 0 | 0 | 0 | 0 | 0 | 0 | 0 | 0
3 | 130 | 151 | 130 151 Ceiling R-19 to R-38 Insulation / Single Detached - Manufactured | 0 | 0 | 0 | 0 | 0 | -0.93457 | -0.95703 | -1.0137 | -2.5625 | -2.6641 | -2.7266 | -1.875 | -1.9062 | -1.2656 | -3.125 | -1.3438 | -1.375 | -1.5938 | -2.375 | -2.4688 | -2.5938 | -2.5625 | 0 | 0 | 0 | 0 | 0 | 0 | 0 | 0
3 | 130 | 152 | 130 152 Wall 2x4 R-0 to Blow-In R-13 Insulation / Single Detached - Manufactured | 0 | 0 | 0 | 0 | 0 | -2.7471 | -2.9219 | -2.9346 | -7.3828 | -7.5859 | -7.8672 | -5.3125 | -5.4062 | -3.6094 | -8.9062 | -3.875 | -4 | -4.5938 | -6.9062 | -7.1562 | -7.4062 | -7.5625 | 0 | 0 | 0 | 0 | 0 | 0 | 0 | 0
3 | 130 | 153 | 130 153 Weather Strip/Caulk w/Blower Door / Single Detached - Manufactured | 0 | 0 | 0 | 0 | 0 | -0.57324 | -0.63477 | 0 | 0 | 0 | 0 | 0 | 0 | 0 | 0 | 0 | 0 | 0 | 0 | 0 | 0 | 0 | 0 | 0 | 0 | 0 | 0 | 0 | 0 | 0
3 | 190 | 191 | 190 191 HE Room Air Conditioner - EER 11 / Single Detached - Manufactured | 0 | 0 | 0 | 0 | 0 | -6.1572 | -6.4648 | -6.5479 | -16.5078 | -16.8516 | -17.2109 | -11.7656 | -12.0312 | -8.0156 | -19.8125 | -8.6562 | -8.8125 | 0 | 0 | 0 | 0 | 0 | 0 | 0 | 0 | 0 | 0 | 0 | 0 | 0
3 | 190 | 192 | 190 192 HE Room Air Conditioner - EER 12 / Single Detached - Manufactured | 0 | 0 | 0 | 0 | 0 | -11.2285 | -11.7959 | -11.9229 | -30 | -30.6172 | -31.2109 | -21.3906 | -21.8594 | -14.5781 | -35.9688 | -15.7188 | -16.25 | 0 | 0 | 0 | 0 | 0 | 0 | 0 | 0 | 0 | 0 | 0 | 0 | 0
3 | 190 | 196 | 190 196 Reflective Roof / Single Detached - Manufactured | 0 | 0 | 0 | 0 | 0 | -7.2471 | -7.6641 | -7.6973 | -19.3984 | -19.8125 | -20.3438 | -13.8281 | -14.125 | -9.4219 | -23.2812 | -10.1562 | -10.4688 | 0 | 0 | 0 | 0 | 0 | 0 | 0 | 0 | 0 | 0 | 0 | 0 | 0
3 | 190 | 197 | 190 197 Window Film / Single Detached - Manufactured | 0 | 0 | 0 | 0 | 0 | -1.2959 | -1.334 | -1.4023 | -3.5156 | -3.6484 | -3.7109 | -2.5625 | 0 | 0 | 0 | 0 | 0 | 0 | 0 | 0 | 0 | 0 | 0 | 0 | 0 | 0 | 0 | 0 | 0 | 0
3 | 190 | 198 | 190 198 Window Tinting / Single Detached - Manufactured | 0 | 0 | 0 | 0 | 0 | -2.1221 | -2.2119 | -2.2715 | -5.7344 | -5.9062 | -6.0156 | -4.125 | -4.2031 | -2.8125 | -6.9375 | -3 | -3.0938 | -3.1875 | -5.3438 | -5.5625 | -5.75 | -5.875 | -6.0625 | -4.125 | -3.6562 | -2.7812 | -2.9688 | -3.0625 | -3.0938 | -8.0625
3 | 190 | 199 | 190 199 Default Window With Sunscreen / Single Detached - Manufactured | 0 | 0 | 0 | 0 | 0 | -4.0908 | -4.2881 | -4.3584 | -10.9844 | -11.2656 | -11.4609 | -7.8438 | 0 | 0 | 0 | 0 | 0 | 0 | 0 | 0 | 0 | 0 | 0 | 0 | 0 | 0 | 0 | 0 | 0 | 0
3 | 190 | 200 | 190 200 Single Pane Clear Windows to Double Pane Low-E Windows / Single Detached - Manufactured | 0 | 0 | 0 | 0 | 0 | -8.9512 | -9.4082 | -9.5039 | -23.9375 | -24.4453 | -24.9297 | -17.0625 | -17.4375 | -11.6406 | -28.7188 | -12.5625 | -12.9062 | -13.4062 | -22.4375 | -23.2812 | -23.9375 | -24.5625 | -25.5 | -17.4375 | -15.1562 | -11.5312 | -12.4375 | -12.75 | -13.0938 | -33.6875
3 | 190 | 202 | 190 202 Ceiling R-0 to R-19 Insulation / Single Detached - Manufactured | 0 | 0 | 0 | 0 | 0 | -6.2646 | -6.5654 | -6.6621 | -16.7578 | -17.1484 | -17.4766 | -11.9688 | -12.2188 | -8.1562 | -20.125 | -8.8125 | -9.125 | -9.4375 | -15.8438 | -16.4062 | -16.875 | -17.3125 | 0 | 0 | 0 | 0 | 0 | 0 | 0 | 0
3 | 190 | 203 | 190 203 Ceiling R-19 to R-38 Insulation / Single Detached - Manufactured | 0 | 0 | 0 | 0 | 0 | -0.16309 | -0.13477 | -0.19629 | -0.49219 | -0.57812 | -0.57031 | -0.40625 | -0.39062 | -0.26562 | -0.65625 | -0.28125 | -0.28125 | -0.28125 | -0.4375 | -0.4375 | -0.53125 | -0.4375 | 0 | 0 | 0 | 0 | 0 | 0 | 0 | 0
3 | 190 | 204 | 190 204 Wall 2x4 R-0 to Blow-In R-13 Insulation / Single Detached - Manufactured | 0 | 0 | 0 | 0 | 0 | -0.25977 | -0.30078 | -0.29883 | -0.76562 | -0.86719 | -1.0234 | -0.59375 | -0.60938 | -0.39062 | -1 | -0.40625 | -0.4375 | -0.4375 | -0.71875 | -0.75 | -0.8125 | -0.75 | 0 | 0 | 0 | 0 | 0 | 0 | 0 | 0
3 | 190 | 205 | 190 205 Weather Strip/Caulk w/Blower Door / Single Detached - Manufactured | 0 | 0 | 0 | 0 | 0 | -0.57324 | -0.5791 | 0 | 0 | 0 | 0 | 0 | 0 | 0 | 0 | 0 | 0 | 0 | 0 | 0 | 0 | 0 | 0 | 0 | 0 | 0 | 0 | 0 | 0 | 0
3 | 220 | 221 | 220 221 CFL (18-Watt integral ballast), 0.5 hr/day / Single Detached - Manufactured | 0 | 0 | 0 | 0 | 0 | -0.46484 | -0.46777 | -0.52734 | -1.3281 | -1.4141 | -1.4375 | -0.98438 | -1 | -0.67188 | -1.6562 | -0.6875 | -0.71875 | -0.78125 | -1.2188 | -1.25 | -1.3438 | -1.3125 | -1.375 | -0.875 | -0.84375 | -0.65625 | -0.65625 | -0.6875 | -0.6875 | 0
3 | 230 | 231 | 230 231 CFL (18-Watt integral ballast), 2.5 hr/day / Single Detached - Manufactured | 0 | 0 | 0 | 0 | 0 | -2.7471 | -2.8555 | 0 | 0 | 0 | 0 | 0 | 0 | 0 | 0 | 0 | 0 | 0 | 0 | 0 | 0 | 0 | 0 | 0 | 0 | 0 | 0 | 0 | 0 | 0
3 | 240 | 241 | 240 241 CFL (18-Watt integral ballast), 6.0 hr/day / Single Detached - Manufactured | 0 | 0 | 0 | 0 | 0 | 0 | 0 | 0 | 0 | 0 | 0 | 0 | 0 | 0 | 0 | 0 | 0 | 0 | 0 | 0 | 0 | 0 | 0 | 0 | 0 | 0 | 0 | 0 | 0 | 0
3 | 250 | 251 | 250 251 ROB 2L4'T8, 1EB / Single Detached - Manufactured | 0 | 0 | 0 | 0 | 0 | -0.16309 | -0.13477 | -0.19629 | -0.49219 | -0.57812 | -0.57031 | -0.40625 | -0.39062 | -0.26562 | -0.65625 | -0.28125 | -0.1875 | -0.21875 | -0.3125 | -0.34375 | -0.375 | -0.3125 | -0.3125 | -0.1875 | -0.21875 | -0.1875 | -0.1875 | -0.15625 | -0.15625 | -0.5625
3 | 250 | 252 | 250 252 RET 2L4'T8, 1EB / Single Detached - Manufactured | 0 | 0 | 0 | 0 | 0 | -0.16309 | -0.13477 | -0.19629 | -0.49219 | -0.57812 | -0.57031 | -0.40625 | -0.39062 | -0.26562 | -0.65625 | -0.28125 | -0.1875 | -0.21875 | -0.3125 | -0.34375 | -0.375 | -0.3125 | -0.3125 | -0.1875 | -0.21875 | -0.1875 | -0.1875 | -0.15625 | -0.15625 | -0.5625
3 | 260 | 261 | 260 261 CFL - medium screw based <30 Watts / Single Detached - Manufactured | 0 | 0 | 0 | 0 | 0 | 0 | 0 | 0 | 0 | 0 | 0 | 0 | 0 | 0 | 0 | 0 | 0 | 0 | 0 | 0 | 0 | 0 | 0 | 0 | 0 | 0 | 0 | 0 | 0 | 0
3 | 260 | 262 | 260 262 Photocell/timeclock / Single Detached - Manufactured | 0 | 0 | 0 | 0 | 0 | -0.16309 | -0.20117 | -0.19629 | -0.49219 | -0.57812 | -0.71875 | -0.40625 | -0.39062 | -0.26562 | -0.65625 | -0.28125 | -0.28125 | -0.28125 | -0.4375 | -0.4375 | -0.53125 | -0.4375 | -0.5 | -0.3125 | -0.3125 | -0.25 | -0.25 | -0.21875 | -0.21875 | -0.75
3 | 300 | 301 | 300 301 HE Refrigerator - Energy Star version of above / Single Detached - Manufactured | 0 | 0 | 0 | 0 | 0 | -1.8193 | -1.9453 | -1.9512 | -4.9219 | -5.0703 | -5.2969 | -3.5312 | -3.5938 | -2.4062 | -5.9375 | -2.5625 | 0 | 0 | 0 | 0 | 0 | 0 | 0 | 0 | 0 | 0 | 0 | 0 | 0 | 0
3 | 350 | 351 | 350 351 HE Freezer / Single Detached - Manufactured | 0 | 0 | 0 | 0 | 0 | -0.72949 | -0.79004 | -0.7959 | -2.0078 | -2.1094 | -2.3047 | -1.4844 | -1.5 | 0 | 0 | 0 | 0 | 0 | 0 | 0 | 0 | 0 | 0 | 0 | 0 | 0 | 0 | 0 | 0 | 0
3 | 400 | 401 | 400 401 Heat Pump Water Heater (EF=2.9) / Single Detached - Manufactured | 0 | 0 | 0 | 0 | 0 | -14.3848 | -15.1836 | -15.2617 | -38.4141 | -39.1875 | -40.1016 | -27.375 | 0 | 0 | 0 | 0 | 0 | 0 | 0 | 0 | 0 | 0 | 0 | 0 | 0 | 0 | 0 | 0 | 0 | 0
3 | 400 | 403 | 400 403 Solar Water Heat / Single Detached - Manufactured | 0 | 0 | 0 | 0 | 0 | -11.5361 | -12.1846 | -12.249 | -30.8438 | -31.4531 | -32.2266 | -21.9688 | -22.4531 | -14.9688 | -36.9688 | -16.1562 | -16.625 | 0 | 0 | 0 | 0 | 0 | 0 | 0 | 0 | 0 | 0 | 0 | 0 | 0
3 | 400 | 404 | 400 404 AC Heat Recovery Units / Single Detached - Manufactured | 0 | 0 | 0 | 0 | 0 | -4.2471 | -4.4434 | -4.5244 | -11.375 | -11.6406 | -11.8828 | -8.1562 | 0 | 0 | 0 | 0 | 0 | 0 | 0 | 0 | 0 | 0 | 0 | 0 | 0 | 0 | 0 | 0 | 0 | 0
3 | 400 | 405 | 400 405 Low Flow Showerhead / Single Detached - Manufactured | 0 | 0 | 0 | 0 | 0 | -1.5068 | -1.5566 | -1.6191 | -4.1094 | -4.2266 | -4.3125 | -2.9531 | 0 | 0 | 0 | 0 | 0 | 0 | 0 | 0 | 0 | 0 | 0 | 0 | 0 | 0 | 0 | 0 | 0 | 0
3 | 400 | 406 | 400 406 Pipe Wrap / Single Detached - Manufactured | 0 | 0 | 0 | 0 | 0 | -0.46484 | -0.46777 | -0.52734 | -1.3281 | -1.4141 | -1.4375 | -0.98438 | -1 | -0.67188 | -1.6562 | 0 | 0 | 0 | 0 | 0 | 0 | 0 | 0 | 0 | 0 | 0 | 0 | 0 | 0 | 0
3 | 400 | 407 | 400 407 Faucet Aerators / Single Detached - Manufactured | 0 | 0 | 0 | 0 | 0 | -0.57324 | -0.5791 | -0.63086 | -1.5781 | -1.6797 | -1.7031 | -1.1875 | 0 | 0 | 0 | 0 | 0 | 0 | 0 | 0 | 0 | 0 | 0 | 0 | 0 | 0 | 0 | 0 | 0 | 0
3 | 400 | 408 | 400 408 Water Heater Blanket / Single Detached - Manufactured | 0 | 0 | 0 | 0 | 0 | -2.0244 | -2.1562 | -2.168 | -5.4531 | 0 | 0 | 0 | 0 | 0 | 0 | 0 | 0 | 0 | 0 | 0 | 0 | 0 | 0 | 0 | 0 | 0 | 0 | 0 | 0 | 0
3 | 400 | 409 | 400 409 Water Heater Temperature Check and Adjustment / Single Detached - Manufactured | 0 | 0 | 0 | 0 | 0 | -0.21191 | -0.24609 | 0 | 0 | 0 | 0 | 0 | 0 | 0 | 0 | 0 | 0 | 0 | 0 | 0 | 0 | 0 | 0 | 0 | 0 | 0 | 0 | 0 | 0 | 0
3 | 400 | 410 | 400 410 Water Heater Timeclock / Single Detached - Manufactured | 0 | 0 | 0 | 0 | 0 | -0.98926 | -1.0674 | -1.0713 | -2.7031 | -2.8359 | -3.0234 | -1.9688 | 0 | 0 | 0 | 0 | 0 | 0 | 0 | 0 | 0 | 0 | 0 | 0 | 0 | 0 | 0 | 0 | 0 | 0
3 | 400 | 411 | 400 411 Heat Trap / Single Detached - Manufactured | 0 | 0 | 0 | 0 | 0 | -1.8193 | -1.9453 | -1.9512 | -4.9219 | -5.0703 | -5.2969 | -3.5312 | 0 | 0 | 0 | 0 | 0 | 0 | 0 | 0 | 0 | 0 | 0 | 0 | 0 | 0 | 0 | 0 | 0 | 0
3 | 500 | 502 | 500 502 Energy Star CW CEE Tier 2 (MEF=2.0) / Single Detached - Manufactured | 0 | 0 | 0 | 0 | 0 | -1.5068 | -1.6123 | -1.6191 | -4.1094 | -4.2266 | -4.4609 | -2.9531 | -3.0156 | 0 | 0 | 0 | 0 | 0 | 0 | 0 | 0 | 0 | 0 | 0 | 0 | 0 | 0 | 0 | 0 | 0
3 | 500 | 503 | 500 503 Energy Star CW CEE Tier 3 (MEF=2.2) / Single Detached - Manufactured | 0 | 0 | 0 | 0 | 0 | -2.0244 | -2.1562 | -2.168 | -5.4531 | -5.6172 | -5.8984 | -3.9375 | -4 | 0 | 0 | 0 | 0 | 0 | 0 | 0 | 0 | 0 | 0 | 0 | 0 | 0 | 0 | 0 | 0 | 0
3 | 700 | 701 | 700 701 Energy Star DW (EF=0.68) / Single Detached - Manufactured | 0 | 0 | 0 | 0 | 0 | -1.3984 | -1.4453 | -1.5107 | -3.7969 | -3.9375 | -4.0078 | -2.75 | -2.7969 | -1.875 | -4.625 | 0 | 0 | 0 | 0 | 0 | 0 | 0 | 0 | 0 | 0 | 0 | 0 | 0 | 0 | 0
3 | 800 | 801 | 800 801 Two Speed Pool Pump (1.5 hp) / Single Detached - Manufactured | 0 | 0 | 0 | 0 | 0 | -18.7217 | -19.7588 | 0 | 0 | 0 | 0 | 0 | 0 | 0 | 0 | 0 | 0 | 0 | 0 | 0 | 0 | 0 | 0 | 0 | 0 | 0 | 0 | 0 | 0 | 0
3 | 800 | 802 | 800 802 High Efficiency One Speed Pool Pump (1.5 hp) / Single Detached - Manufactured | 0 | 0 | 0 | 0 | 0 | -9.416 | -9.8857 | 0 | 0 | 0 | 0 | 0 | 0 | 0 | 0 | 0 | 0 | 0 | 0 | 0 | 0 | 0 | 0 | 0 | 0 | 0 | 0 | 0 | 0 | 0
3 | 800 | 803 | 800 803 Variable-Speed Pool Pump (<1 hp) / Single Detached - Manufactured | 0 | 0 | 0 | 0 | 0 | -28.1895 | -29.6768 | -29.8984 | -75.2266 | -76.6719 | -78.1875 | -53.5312 | 0 | 0 | 0 | 0 | 0 | 0 | 0 | 0 | 0 | 0 | 0 | 0 | 0 | 0 | 0 | 0 | 0 | 0
3 | 800 | 804 | 800 804 PV-Powered Pool Pumps / Single Detached - Manufactured | 0 | 0 | 0 | 0 | 0 | -37.7012 | -39.7051 | -39.9736 | -100.6172 | -102.5078 | -104.5234 | -71.5781 | 0 | 0 | 0 | 0 | 0 | 0 | 0 | 0 | 0 | 0 | 0 | 0 | 0 | 0 | 0 | 0 | 0 | 0
3 | 900 | 901 | 900 901 Energy Star TV / Single Detached - Manufactured | 0 | 0 | 0 | 0 | 0 | -0.10352 | -0.079102 | -0.14453 | -0.375 | 0 | 0 | 0 | 0 | 0 | 0 | 0 | 0 | 0 | 0 | 0 | 0 | 0 | 0 | 0 | 0 | 0 | 0 | 0 | 0 | 0
3 | 910 | 911 | 910 911 Energy Star TV / Single Detached - Manufactured | 0 | 0 | 0 | 0 | 0 | -0.57324 | -0.63477 | -0.63086 | -1.5781 | 0 | 0 | 0 | 0 | 0 | 0 | 0 | 0 | 0 | 0 | 0 | 0 | 0 | 0 | 0 | 0 | 0 | 0 | 0 | 0 | 0
3 | 920 | 921 | 920 921 Energy Star Set-Top Box / Single Detached - Manufactured | 0 | 0 | 0 | 0 | 0 | -0.68066 | -0.67871 | -0.74512 | -1.8906 | 0 | 0 | 0 | 0 | 0 | 0 | 0 | 0 | 0 | 0 | 0 | 0 | 0 | 0 | 0 | 0 | 0 | 0 | 0 | 0 | 0
3 | 930 | 931 | 930 931 Energy Star DVD Player / Single Detached - Manufactured | 0 | 0 | 0 | 0 | 0 | -0.36816 | -0.41211 | -0.41309 | -1.0469 | 0 | 0 | 0 | 0 | 0 | 0 | 0 | 0 | 0 | 0 | 0 | 0 | 0 | 0 | 0 | 0 | 0 | 0 | 0 | 0 | 0
3 | 940 | 941 | 940 941 Energy Star VCR / Single Detached - Manufactured | 0 | 0 | 0 | 0 | 0 | -0.77832 | -0.79004 | -0.84766 | -2.1719 | 0 | 0 | 0 | 0 | 0 | 0 | 0 | 0 | 0 | 0 | 0 | 0 | 0 | 0 | 0 | 0 | 0 | 0 | 0 | 0 | 0
3 | 950 | 951 | 950 951 Energy Star Desktop PC / Single Detached - Manufactured | 0 | 0 | 0 | 0 | 0 | -0.41699 | -0.41211 | -0.46387 | -1.1875 | 0 | 0 | 0 | 0 | 0 | 0 | 0 | 0 | 0 | 0 | 0 | 0 | 0 | 0 | 0 | 0 | 0 | 0 | 0 | 0 | 0
3 | 960 | 961 | 960 961 Energy Star Laptop PC / Single Detached - Manufactured | 0 | 0 | 0 | 0 | 0 | -0.16309 | -0.13477 | -0.19629 | -0.49219 | 0 | 0 | 0 | 0 | 0 | 0 | 0 | 0 | 0 | 0 | 0 | 0 | 0 | 0 | 0 | 0 | 0 | 0 | 0 | 0 | 0
5 | 200 | 211 | 200 211 LED 12W Blend / All | 0 | 0 | 0 | 0 | 0 | 0 | 0 | 0 | 0 | 0 | 0 | 0 | 0 | 0 | 0 | 0 | 0 | 0 | 0 | 0 | 0 | 0 | 0 | 0 | 0 | 0 | 0 | 0 | 0 | 0
5 | 200 | 222 | 200 222 LED 12W, 0.5hr/hday / All | 0 | 0 | 0 | 0 | 0 | -0.054688 | -0.035156 | -0.081055 | -0.23438 | -0.28906 | -0.30469 | -0.20312 | -0.20312 | -0.125 | -0.34375 | -0.125 | -0.125 | -0.125 | -0.1875 | -0.1875 | -0.25 | -0.125 | -0.1875 | -0.125 | -0.125 | -0.125 | -0.125 | -0.09375 | 0 | -0.3125
5 | 200 | 232 | 200 232 LED 12W, 2.5hr/hday / All | 0 | 0 | 0 | 0 | 0 | -0.36816 | -0.35645 | -0.41309 | -1.0469 | -1.125 | -1.1406 | -0.79688 | -0.79688 | -0.53125 | -1.3125 | -0.5625 | -0.5625 | -0.53125 | -0.96875 | -1 | -1.0625 | -1.0625 | -1.125 | -0.6875 | -0.65625 | -0.53125 | -0.53125 | -0.53125 | -0.46875 | 0
5 | 200 | 242 | 200 242 LED 12W, 6.0hr/hday / All | 0 | 0 | 0 | 0 | 0 | -0.52441 | -0.51172 | -0.5791 | -1.4688 | -1.5625 | -1.5938 | -1.0781 | -1.0938 | 0 | 0 | 0 | 0 | 0 | 0 | 0 | 0 | 0 | 0 | 0 | 0 | 0 | 0 | 0 | 0 | 0
5 | 260 | 263 | 260 263 LED Directional 13W (Flood, Outdoor) / All | 0 | 0 | 0 | 0 | 0 | -1.1943 | -1.2344 | -1.2881 | -3.2656 | -3.3828 | -3.4453 | 0 | 0 | 0 | 0 | 0 | 0 | 0 | 0 | 0 | 0 | 0 | 0 | 0 | 0 | 0 | 0 | 0 | 0 | 0
5 | 999 | 302 | 999 302 Refrigerator recycling / All | 0 | 0 | 0 | 0 | 0 | -8.4395 | -8.8525 | -8.9668 | -22.5703 | 0 | 0 | 0 | 0 | 0 | 0 | 0 | 0 | 0 | 0 | 0 | 0 | 0 | 0 | 0 | 0 | 0 | 0 | 0 | 0 | 0
5 | 999 | 352 | 999 352 Freezer recycling / All | 0 | 0 | 0 | 0 | 0 | -6.7832 | -7.165 | -7.2109 | -18.1328 | 0 | 0 | 0 | 0 | 0 | 0 | 0 | 0 | 0 | 0 | 0 | 0 | 0 | 0 | 0 | 0 | 0 | 0 | 0 | 0 | 0
5 | 999 | 962 | 999 962 Smart Plug / All | 0 | 0 | 0 | 0 | 0 | -2.0732 | -2.2119 | -2.2197 | -5.625 | -5.7656 | -6.0156 | -4.0156 | 0 | 0 | 0 | 0 | 0 | 0 | 0 | 0 | 0 | 0 | 0 | 0 | 0 | 0 | 0 | 0 | 0 | 0

## Revenue Change
Building # | Base # | Measure # | Measure Name | 2013 | 2014 | 2015 | 2016 | 2017 | 2018 | 2019 | 2020 | 2021 | 2022 | 2023 | 2024 | 2025 | 2026 | 2027 | 2028 | 2029 | 2030 | 2031 | 2032 | 2033 | 2034 | 2035 | 2036 | 2037 | 2038 | 2039 | 2040 | 2041 | 2042 | total
1 | 100 | 102 | 100 102 15 SEER Split-System Air Conditioner / Single Detached | 0 | 0 | -241.5627 | -239.7509 | -256.0703 | -265.546 | -281.83 | -285.4593 | -293.8488 | -300.3411 | -302.7569 | -301.261 | -300.48 | -299.3368 | -308.8553 | -316.5731 | -319.8254 | -327.8135 | -333.7847 | -336.4809 | 0 | 0 | 0 | 0 | 0 | 0 | 0 | 0 | 0 | 0 | -5311.5767
1 | 100 | 103 | 100 103 17 SEER Split-System Air Conditioner / Single Detached | 0 | 0 | -90.3297 | -89.6522 | -95.7552 | -99.2978 | -105.3871 | -106.7442 | -109.8814 | -112.3091 | -113.2129 | -112.6541 | -112.3611 | -111.9333 | -115.4936 | -118.3802 | -119.5951 | -122.5821 | -124.8143 | -125.8225 | 0 | 0 | 0 | 0 | 0 | 0 | 0 | 0 | 0 | 0 | -1986.2059
1 | 100 | 104 | 100 104 19 SEER Split-System Air Conditioner / Single Detached | 0 | 0 | -129.275 | -128.3053 | -137.0397 | -142.1098 | -150.8247 | -152.7661 | -157.2563 | -160.731 | -162.0239 | -161.2233 | -160.8061 | -160.1932 | -165.2875 | -169.4186 | -171.1589 | -175.4337 | -178.6273 | -180.0721 | 0 | 0 | 0 | 0 | 0 | 0 | 0 | 0 | 0 | 0 | -2842.5525
1 | 100 | 105 | 100 105 14 SEER Split-System Heat Pump / Single Detached | 0 | 0 | -109.7 | -108.8771 | -116.2889 | -120.5917 | -127.987 | -129.635 | -133.4448 | -136.3936 | -137.4908 | -136.8114 | -136.4573 | -135.9366 | -140.2602 | -143.7665 | -145.2438 | 0 | 0 | 0 | 0 | 0 | 0 | 0 | 0 | 0 | 0 | 0 | 0 | 0 | -1958.8847
1 | 100 | 106 | 100 106 15 SEER Split-System Heat Pump / Single Detached | 0 | 0 | -142.1239 | -141.034 | -150.661 | -156.4226 | -166.2623 | -168.3957 | -173.0207 | -177.0563 | -178.6041 | -177.4696 | -177.3851 | -176.4305 | -181.9865 | -186.6115 | -188.9563 | 0 | 0 | 0 | 0 | 0 | 0 | 0 | 0 | 0 | 0 | 0 | 0 | 0 | -2542.4201
1 | 100 | 107 | 100 107 17 SEER Split-System Heat Pump / Single Detached | 0 | 0 | -209.3114 | -207.7415 | -221.8825 | -230.0935 | -244.2051 | -247.3491 | -254.6175 | -260.244 | -262.3382 | -261.0405 | -260.3667 | -259.3735 | -267.6216 | -274.309 | -277.1296 | 0 | 0 | 0 | 0 | 0 | 0 | 0 | 0 | 0 | 0 | 0 | 0 | 0 | -3737.6237
1 | 100 | 108 | 100 108 13 EER Geothermal Heat Pump / Single Detached | 0 | 0 | -208.9735 | -207.4061 | -221.5242 | -229.722 | -243.8106 | -246.9498 | -254.2065 | -259.8238 | -261.9147 | -260.6189 | -259.9459 | -258.955 | -267.189 | -273.8657 | -276.6826 | 0 | 0 | 0 | 0 | 0 | 0 | 0 | 0 | 0 | 0 | 0 | 0 | 0 | -3731.5883
1 | 100 | 110 | 100 110 Attic Venting / Single Detached | 0 | 0 | -36.9106 | -36.6349 | -39.1281 | -40.5671 | -43.0363 | -43.5906 | -44.8933 | -45.8727 | -46.2383 | -46.0343 | 0 | 0 | 0 | 0 | 0 | 0 | 0 | 0 | 0 | 0 | 0 | 0 | 0 | 0 | 0 | 0 | 0 | 0 | -422.9062
1 | 100 | 111 | 100 111 Sealed Attic w/Sprayed Foam Insulated Roof Deck / Single Detached | 0 | 0 | -66.3587 | -65.8586 | -70.3401 | -72.9857 | -77.5029 | -78.5005 | -80.749 | -82.5711 | -83.2595 | -82.801 | -82.657 | -82.2899 | -84.8969 | -87.0327 | -88.0033 | -90.2239 | -91.8052 | -92.5456 | -93.4691 | -94.5446 | -95.2109 | -96.1342 | -98.1296 | -98.7692 | -100.4792 | -102.23 | -106.4213 | -110.0295 | -2455.7989
1 | 100 | 112 | 100 112 AC Maintenance (Outdoor Coil Cleaning) / Single Detached | 0 | 0 | -56.9251 | -56.4915 | -60.3453 | -62.6561 | 0 | 0 | 0 | 0 | 0 | 0 | 0 | 0 | 0 | 0 | 0 | 0 | 0 | 0 | 0 | 0 | 0 | 0 | 0 | 0 | 0 | 0 | 0 | 0 | -236.418
1 | 100 | 113 | 100 113 AC Maintenance (Indoor Coil Cleaning) / Single Detached | 0 | 0 | -56.9251 | -56.4915 | -60.3453 | -62.6561 | 0 | 0 | 0 | 0 | 0 | 0 | 0 | 0 | 0 | 0 | 0 | 0 | 0 | 0 | 0 | 0 | 0 | 0 | 0 | 0 | 0 | 0 | 0 | 0 | -236.418
1 | 100 | 114 | 100 114 Proper Refrigerant Charging and Air Flow / Single Detached | 0 | 0 | -67.9062 | -67.3959 | -71.9835 | -74.6646 | -79.2613 | -80.2817 | -82.6163 | -84.458 | -85.1475 | -84.7065 | 0 | 0 | 0 | 0 | 0 | 0 | 0 | 0 | 0 | 0 | 0 | 0 | 0 | 0 | 0 | 0 | 0 | 0 | -778.4215
1 | 100 | 115 | 100 115 Electronically Commutated Motors (ECM) on an Air Handler Unit / Single Detached | 0 | 0 | -45.2751 | -44.9376 | -47.9951 | -49.755 | -52.7687 | -53.4498 | -55.0623 | -56.2548 | -56.7005 | -56.4669 | -56.2631 | -56.0889 | -57.8755 | -59.3128 | -59.8601 | 0 | 0 | 0 | 0 | 0 | 0 | 0 | 0 | 0 | 0 | 0 | 0 | 0 | -808.0661
1 | 100 | 116 | 100 116 Duct Repair / Single Detached | 0 | 0 | -68.4965 | -67.971 | -72.6122 | -75.3873 | -80.1291 | -81.1574 | -83.3868 | -85.3312 | -86.0776 | -85.5314 | -85.4924 | -85.0302 | -87.7085 | -89.9375 | -91.0668 | -93.4946 | -94.9457 | -95.7084 | 0 | 0 | 0 | 0 | 0 | 0 | 0 | 0 | 0 | 0 | -1509.4648
1 | 100 | 117 | 100 117 Reflective Roof / Single Detached | 0 | 0 | -69.2963 | -68.7771 | -73.4588 | -76.1715 | -80.8343 | -81.8749 | -84.2917 | -86.1476 | -86.8379 | -86.4197 | -86.1834 | -85.8639 | -88.5957 | -90.8088 | -91.7245 | 0 | 0 | 0 | 0 | 0 | 0 | 0 | 0 | 0 | 0 | 0 | 0 | 0 | -1237.286
1 | 100 | 118 | 100 118 Radient Barrier / Single Detached | 0 | 0 | -88.6455 | -87.9814 | -93.9703 | -97.4404 | -103.4054 | -104.7367 | -107.8282 | -110.202 | -111.0859 | -110.5512 | 0 | 0 | 0 | 0 | 0 | 0 | 0 | 0 | 0 | 0 | 0 | 0 | 0 | 0 | 0 | 0 | 0 | 0 | -1015.847
1 | 100 | 119 | 100 119 Window Film / Single Detached | 0 | 0 | -59.8178 | -59.3659 | -63.4076 | -65.808 | -69.8995 | -70.7984 | -72.8009 | -74.4604 | -75.0917 | -74.6575 | 0 | 0 | 0 | 0 | 0 | 0 | 0 | 0 | 0 | 0 | 0 | 0 | 0 | 0 | 0 | 0 | 0 | 0 | -686.1078
1 | 100 | 120 | 100 120 Window Tinting / Single Detached | 0 | 0 | -13.8465 | -13.7418 | -14.6774 | -15.233 | -16.1794 | -16.3877 | -16.8514 | -17.2359 | -17.3817 | -17.2821 | -17.2592 | -17.1774 | -17.7199 | -18.1664 | -18.3769 | -18.8428 | -19.1665 | -19.3221 | -19.5141 | -19.7407 | -19.8791 | -20.0661 | -20.4972 | -20.6167 | -20.972 | -21.3475 | -22.223 | -22.9716 | -512.6758
1 | 100 | 121 | 100 121 Default Window With Sunscreen / Single Detached | 0 | 0 | -62.935 | -62.4607 | -66.7112 | -69.2184 | -73.5008 | -74.4465 | -76.5815 | -78.3079 | -78.9601 | -78.5274 | 0 | 0 | 0 | 0 | 0 | 0 | 0 | 0 | 0 | 0 | 0 | 0 | 0 | 0 | 0 | 0 | 0 | 0 | -721.6496
1 | 100 | 122 | 100 122 Single Pane Clear Windows to Double Pane Low-E Windows / Single Detached | 0 | 0 | -117.5765 | -116.6967 | -124.6396 | -129.2351 | -137.1301 | -138.895 | -143.0142 | -146.1519 | -147.3202 | -146.633 | -146.2036 | -145.681 | -150.3168 | -154.0664 | -155.5947 | -159.4716 | -162.4089 | -163.722 | -165.3698 | -167.2179 | -168.4069 | -170.1887 | -173.3775 | -174.8547 | -177.8992 | -180.7469 | -188.1704 | -194.6897 | -4345.679
1 | 100 | 124 | 100 124 Ceiling R-0 to R-19 Insulation / Single Detached | 0 | 0 | -65.689 | -65.1905 | -69.6347 | -72.3016 | -76.8346 | -77.8222 | -79.9698 | -81.8278 | -82.5434 | -82.0233 | -81.9788 | -81.5427 | -84.1101 | -86.2455 | -87.3201 | -89.554 | -91.0361 | -91.7681 | -92.676 | -93.777 | 0 | 0 | 0 | 0 | 0 | 0 | 0 | 0 | -1633.8453
1 | 100 | 125 | 100 125 Ceiling R-19 to R-38 Insulation / Single Detached | 0 | 0 | -3.0513 | -3.0282 | -3.2345 | -3.3572 | -3.5659 | -3.6119 | -3.7138 | -3.7992 | -3.8315 | -3.8098 | -3.8052 | -3.7858 | -3.9057 | -4.0037 | -4.0509 | -4.1526 | -4.2241 | -4.2587 | -4.3011 | -4.3513 | 0 | 0 | 0 | 0 | 0 | 0 | 0 | 0 | -75.8424
1 | 100 | 126 | 100 126 Wall 2x4 R-0 to Blow-In R-13 Insulation / Single Detached | 0 | 0 | -7.3576 | -7.302 | -7.7993 | -8.0953 | -8.5987 | -8.7101 | -8.9549 | -9.1604 | -9.2382 | -9.1841 | -9.173 | -9.1285 | -9.417 | -9.6544 | -9.7689 | -10.0155 | -10.1873 | -10.2697 | -10.3713 | -10.4926 | 0 | 0 | 0 | 0 | 0 | 0 | 0 | 0 | -182.8789
1 | 100 | 127 | 100 127 Weather Strip/Caulk w/Blower Door / Single Detached | 0 | 0 | -14.9233 | -14.8127 | -15.8204 | -16.3975 | -17.3827 | 0 | 0 | 0 | 0 | 0 | 0 | 0 | 0 | 0 | 0 | 0 | 0 | 0 | 0 | 0 | 0 | 0 | 0 | 0 | 0 | 0 | 0 | 0 | -79.3366
1 | 130 | 132 | 130 132 15 SEER Split-System Heat Pump / Single Detached | 0 | 0 | -45.1107 | -44.7672 | -47.8211 | -49.6522 | -52.7706 | -53.4489 | -54.9191 | -56.1983 | -56.6909 | -56.3315 | -56.306 | -56.0013 | -57.7646 | -59.2321 | -59.9758 | 0 | 0 | 0 | 0 | 0 | 0 | 0 | 0 | 0 | 0 | 0 | 0 | 0 | -806.9904
1 | 130 | 133 | 130 133 17 SEER Split-System Heat Pump / Single Detached | 0 | 0 | -103.1676 | -102.3876 | -109.3596 | -113.5081 | -120.575 | -122.1266 | -125.566 | -128.4385 | -129.5319 | -128.7728 | -128.6179 | -127.996 | -132.0389 | -135.3743 | -136.9669 | 0 | 0 | 0 | 0 | 0 | 0 | 0 | 0 | 0 | 0 | 0 | 0 | 0 | -1844.4277
1 | 130 | 134 | 130 134 13 EER Geothermal Heat Pump / Single Detached | 0 | 0 | -103.0766 | -102.2972 | -109.2631 | -113.4078 | -120.4682 | -122.0181 | -125.4548 | -128.3241 | -129.4171 | -128.6583 | -128.5038 | -127.8828 | -131.9218 | -135.2543 | -136.8458 | 0 | 0 | 0 | 0 | 0 | 0 | 0 | 0 | 0 | 0 | 0 | 0 | 0 | -1842.7938
1 | 130 | 136 | 130 136 Attic Venting / Single Detached | 0 | 0 | -32.7101 | -32.4657 | -34.6752 | -35.9506 | -38.1392 | -38.6303 | -39.7845 | -40.6527 | -40.9768 | -40.7941 | 0 | 0 | 0 | 0 | 0 | 0 | 0 | 0 | 0 | 0 | 0 | 0 | 0 | 0 | 0 | 0 | 0 | 0 | -374.7794
1 | 130 | 137 | 130 137 Sealed Attics / Single Detached | 0 | 0 | -58.7667 | -58.3176 | -62.2973 | -64.6804 | -68.7461 | -69.6289 | -71.5428 | -73.2104 | -73.851 | -73.3825 | -73.3498 | -72.9531 | -75.2504 | -77.1634 | -78.1313 | -80.2148 | -81.4571 | -82.111 | -82.9219 | -83.9095 | -84.4942 | -85.2298 | -87.1988 | -87.5697 | -89.0686 | -90.7645 | -94.5541 | -97.6017 | -2178.3675
1 | 130 | 138 | 130 138 AC Maintenance (Outdoor Coil Cleaning) / Single Detached | 0 | 0 | -43.5457 | -43.2184 | -46.1603 | -47.8799 | 0 | 0 | 0 | 0 | 0 | 0 | 0 | 0 | 0 | 0 | 0 | 0 | 0 | 0 | 0 | 0 | 0 | 0 | 0 | 0 | 0 | 0 | 0 | 0 | -180.8044
1 | 130 | 139 | 130 139 AC Maintenance (Indoor Coil Cleaning) / Single Detached | 0 | 0 | -43.0171 | -42.6938 | -45.5999 | -47.2983 | 0 | 0 | 0 | 0 | 0 | 0 | 0 | 0 | 0 | 0 | 0 | 0 | 0 | 0 | 0 | 0 | 0 | 0 | 0 | 0 | 0 | 0 | 0 | 0 | -178.6091
1 | 130 | 140 | 130 140 Proper Refrigerant Charging and Air Flow / Single Detached | 0 | 0 | -62.4495 | -61.9835 | -66.2015 | -68.6326 | -72.8004 | -73.7384 | -75.9525 | -77.603 | -78.2196 | -77.8857 | 0 | 0 | 0 | 0 | 0 | 0 | 0 | 0 | 0 | 0 | 0 | 0 | 0 | 0 | 0 | 0 | 0 | 0 | -715.4667
1 | 130 | 141 | 130 141 Electronically Commutated Motors (ECM) on an Air Handler Unit / Single Detached | 0 | 0 | -83.4458 | -82.8208 | -88.4584 | -91.7241 | -97.3376 | -98.5905 | -101.5029 | -103.7367 | -104.5676 | -104.0655 | -103.7774 | -103.395 | -106.6851 | -109.3491 | -110.4508 | 0 | 0 | 0 | 0 | 0 | 0 | 0 | 0 | 0 | 0 | 0 | 0 | 0 | -1489.9072
1 | 130 | 142 | 130 142 Duct Repair / Single Detached | 0 | 0 | -68.4965 | -67.971 | -72.6122 | -75.3873 | -80.1291 | -81.1574 | -83.3868 | -85.3312 | -86.0776 | -85.5314 | -85.4924 | -85.0302 | -87.7085 | -89.9375 | -91.0668 | -93.4946 | -94.9457 | -95.7084 | 0 | 0 | 0 | 0 | 0 | 0 | 0 | 0 | 0 | 0 | -1509.4648
1 | 130 | 143 | 130 143 Reflective Roof / Single Detached | 0 | 0 | -69.2963 | -68.7771 | -73.4588 | -76.1715 | -80.8343 | -81.8749 | -84.2917 | -86.1476 | -86.8379 | -86.4197 | -86.1834 | -85.8639 | -88.5957 | -90.8088 | -91.7245 | 0 | 0 | 0 | 0 | 0 | 0 | 0 | 0 | 0 | 0 | 0 | 0 | 0 | -1237.286
1 | 130 | 144 | 130 144 Radient Barrier / Single Detached | 0 | 0 | -78.5563 | -77.9678 | -83.2751 | -86.3501 | -91.6362 | -92.8157 | -95.5557 | -97.6599 | -98.4427 | -97.9687 | 0 | 0 | 0 | 0 | 0 | 0 | 0 | 0 | 0 | 0 | 0 | 0 | 0 | 0 | 0 | 0 | 0 | 0 | -900.2283
1 | 130 | 145 | 130 145 Window Film / Single Detached | 0 | 0 | -59.8178 | -59.3659 | -63.4076 | -65.808 | -69.8995 | -70.7984 | -72.8009 | -74.4604 | -75.0917 | -74.6575 | 0 | 0 | 0 | 0 | 0 | 0 | 0 | 0 | 0 | 0 | 0 | 0 | 0 | 0 | 0 | 0 | 0 | 0 | -686.1078
1 | 130 | 146 | 130 146 Window Tinting / Single Detached | 0 | 0 | -13.5489 | -13.4466 | -14.362 | -14.9058 | -15.832 | -16.036 | -16.4896 | -16.8657 | -17.0082 | -16.9112 | -16.8885 | -16.8087 | -17.3391 | -17.7765 | -17.9818 | -18.4391 | -18.7546 | -18.9067 | -19.0944 | -19.3172 | -19.4517 | -19.6351 | -20.056 | -20.174 | -20.5209 | -20.8886 | -21.7455 | -22.4771 | -501.6615
1 | 130 | 147 | 130 147 Default Window With Sunscreen / Single Detached | 0 | 0 | -62.935 | -62.4607 | -66.7112 | -69.2184 | -73.5008 | -74.4465 | -76.5815 | -78.3079 | -78.9601 | -78.5274 | 0 | 0 | 0 | 0 | 0 | 0 | 0 | 0 | 0 | 0 | 0 | 0 | 0 | 0 | 0 | 0 | 0 | 0 | -721.6496
1 | 130 | 148 | 130 148 Single Pane Clear Windows to Double Pane Low-E Windows / Single Detached | 0 | 0 | -117.5765 | -116.6967 | -124.6396 | -129.2351 | -137.1301 | -138.895 | -143.0142 | -146.1519 | -147.3202 | -146.633 | -146.2036 | -145.681 | -150.3168 | -154.0664 | -155.5947 | -159.4716 | -162.4089 | -163.722 | -165.3698 | -167.2179 | -168.4069 | -170.1887 | -173.3775 | -174.8547 | -177.8992 | -180.7469 | -188.1704 | -194.6897 | -4345.679
1 | 130 | 150 | 130 150 Ceiling R-0 to R-19 Insulation / Single Detached | 0 | 0 | -60.4034 | -59.945 | -64.0316 | -66.4838 | -70.6518 | -71.5605 | -73.5352 | -75.2442 | -75.9019 | -75.4238 | -75.3828 | -74.9818 | -77.3428 | -79.3056 | -80.2939 | -82.3475 | -83.7107 | -84.3834 | -85.2193 | -86.2326 | 0 | 0 | 0 | 0 | 0 | 0 | 0 | 0 | -1502.3817
1 | 130 | 151 | 130 151 Ceiling R-19 to R-38 Insulation / Single Detached | 0 | 0 | -2.8018 | -2.7806 | -2.9699 | -3.0826 | -3.2749 | -3.3167 | -3.41 | -3.4885 | -3.5193 | -3.4982 | -3.494 | -3.4766 | -3.5866 | -3.676 | -3.719 | -3.8135 | -3.8791 | -3.9099 | -3.9495 | -3.9948 | 0 | 0 | 0 | 0 | 0 | 0 | 0 | 0 | -69.6413
1 | 130 | 152 | 130 152 Wall 2x4 R-0 to Blow-In R-13 Insulation / Single Detached | 0 | 0 | -6.5206 | -6.4713 | -6.912 | -7.1742 | -7.6211 | -7.7191 | -7.9363 | -8.1185 | -8.1884 | -8.1395 | -8.1303 | -8.09 | -8.3464 | -8.5558 | -8.6569 | -8.8771 | -9.027 | -9.1009 | -9.1907 | -9.2971 | 0 | 0 | 0 | 0 | 0 | 0 | 0 | 0 | -162.073
1 | 130 | 153 | 130 153 Weather Strip/Caulk w/Blower Door / Single Detached | 0 | 0 | -13.2235 | -13.1255 | -14.0184 | -14.5297 | -15.4025 | 0 | 0 | 0 | 0 | 0 | 0 | 0 | 0 | 0 | 0 | 0 | 0 | 0 | 0 | 0 | 0 | 0 | 0 | 0 | 0 | 0 | 0 | 0 | -70.2996
1 | 190 | 191 | 190 191 HE Room Air Conditioner - EER 11 / Single Detached | 0 | 0 | -26.3624 | -26.1652 | -27.9461 | -28.9757 | -30.7439 | -31.1399 | -32.0653 | -32.7677 | -33.0301 | -32.8783 | -32.7789 | -32.6632 | -33.7034 | -34.5435 | -34.8822 | 0 | 0 | 0 | 0 | 0 | 0 | 0 | 0 | 0 | 0 | 0 | 0 | 0 | -470.6457
1 | 190 | 192 | 190 192 HE Room Air Conditioner - EER 12 / Single Detached | 0 | 0 | -48.3108 | -47.9494 | -51.213 | -53.1001 | -56.341 | -57.0661 | -58.7618 | -60.0493 | -60.5289 | -60.2508 | -60.07 | -59.8586 | -61.7636 | -63.3024 | -63.9254 | 0 | 0 | 0 | 0 | 0 | 0 | 0 | 0 | 0 | 0 | 0 | 0 | 0 | -862.4912
1 | 190 | 196 | 190 196 Reflective Roof / Single Detached | 0 | 0 | -40.7507 | -40.4454 | -43.1986 | -44.7934 | -47.5354 | -48.1475 | -49.569 | -50.6601 | -51.0666 | -50.8208 | -50.6809 | -50.4936 | -52.1004 | -53.4008 | -53.9393 | 0 | 0 | 0 | 0 | 0 | 0 | 0 | 0 | 0 | 0 | 0 | 0 | 0 | -727.6028
1 | 190 | 197 | 190 197 Window Film / Single Detached | 0 | 0 | -5.9504 | -5.9055 | -6.3075 | -6.546 | -6.9526 | -7.0422 | -7.2419 | -7.4072 | -7.4697 | -7.4271 | 0 | 0 | 0 | 0 | 0 | 0 | 0 | 0 | 0 | 0 | 0 | 0 | 0 | 0 | 0 | 0 | 0 | 0 | -68.2501
1 | 190 | 198 | 190 198 Window Tinting / Single Detached | 0 | 0 | -5.9504 | -5.9055 | -6.3075 | -6.546 | -6.9526 | -7.0422 | -7.2419 | -7.4072 | -7.4697 | -7.4271 | -7.417 | -7.3815 | -7.6151 | -7.8065 | -7.8981 | -8.0959 | -8.2361 | -8.3033 | -8.3851 | -8.4828 | -8.5432 | -8.6224 | -8.8078 | -8.8602 | -9.0125 | -9.1732 | -9.5499 | -9.8709 | -220.3114
1 | 190 | 199 | 190 199 Default Window With Sunscreen / Single Detached | 0 | 0 | -12.0596 | -11.9685 | -12.7834 | -13.2672 | -14.0917 | -14.2733 | -14.677 | -15.012 | -15.1397 | -15.0524 | 0 | 0 | 0 | 0 | 0 | 0 | 0 | 0 | 0 | 0 | 0 | 0 | 0 | 0 | 0 | 0 | 0 | 0 | -138.3248
1 | 190 | 200 | 190 200 Single Pane Clear Windows to Double Pane Low-E Windows / Single Detached | 0 | 0 | -48.0053 | -47.6459 | -50.8891 | -52.7665 | -55.9923 | -56.7132 | -58.3922 | -59.6751 | -60.1529 | -59.8698 | -59.6977 | -59.4816 | -61.374 | -62.9058 | -63.5324 | -65.1163 | -66.3132 | -66.85 | -67.5216 | -68.277 | -68.7618 | -69.4881 | -70.7947 | -71.3927 | -72.6356 | -73.8023 | -76.8346 | -79.4938 | -1774.3757
1 | 190 | 202 | 190 202 Ceiling R-0 to R-19 Insulation / Single Detached | 0 | 0 | -68.7605 | -68.2387 | -72.8907 | -75.6821 | -80.4273 | -81.4613 | -83.7091 | -85.6541 | -86.4031 | -85.8596 | -85.8113 | -85.3556 | -88.043 | -90.2784 | -91.4025 | -93.7407 | -95.2924 | -96.0594 | -97.0092 | -98.1616 | 0 | 0 | 0 | 0 | 0 | 0 | 0 | 0 | -1710.2407
1 | 190 | 203 | 190 203 Ceiling R-19 to R-38 Insulation / Single Detached | 0 | 0 | -2.9151 | -2.8931 | -3.0901 | -3.207 | -3.4059 | -3.4504 | -3.5478 | -3.6291 | -3.6596 | -3.6393 | -3.6346 | -3.6166 | -3.7314 | -3.8243 | -3.8698 | -3.9672 | -4.0356 | -4.068 | -4.1092 | -4.1568 | 0 | 0 | 0 | 0 | 0 | 0 | 0 | 0 | -72.4508
1 | 190 | 204 | 190 204 Wall 2x4 R-0 to Blow-In R-13 Insulation / Single Detached | 0 | 0 | -3.1619 | -3.1379 | -3.3516 | -3.4786 | -3.6956 | -3.7427 | -3.8481 | -3.9365 | -3.9709 | -3.9473 | -3.9431 | -3.9229 | -4.0472 | -4.1483 | -4.1976 | -4.3033 | -4.3771 | -4.4125 | -4.4564 | -4.5091 | 0 | 0 | 0 | 0 | 0 | 0 | 0 | 0 | -78.5884
1 | 190 | 205 | 190 205 Weather Strip/Caulk w/Blower Door / Single Detached | 0 | 0 | -6.4093 | -6.3616 | -6.7944 | -7.0426 | -7.4675 | 0 | 0 | 0 | 0 | 0 | 0 | 0 | 0 | 0 | 0 | 0 | 0 | 0 | 0 | 0 | 0 | 0 | 0 | 0 | 0 | 0 | 0 | 0 | -34.0753
1 | 220 | 221 | 220 221 CFL (18-Watt integral ballast), 0.5 hr/day / Single Detached | 0 | 0 | -4.4748 | -4.4415 | -4.7437 | -4.917 | -5.2135 | -5.2809 | -5.4417 | -5.5585 | -5.6032 | -5.5818 | -5.5588 | -5.5427 | -5.7195 | -5.861 | -5.9134 | -6.0599 | -6.1743 | -6.2247 | -6.2874 | -6.3572 | -6.4027 | -6.4751 | -6.5869 | -6.6531 | -6.7681 | -6.8689 | -7.1518 | 0 | -157.8619
1 | 230 | 231 | 230 231 CFL (18-Watt integral ballast), 2.5 hr/day / Single Detached | 0 | 0 | -39.1645 | -38.8744 | -41.5189 | -43.0343 | -45.6201 | 0 | 0 | 0 | 0 | 0 | 0 | 0 | 0 | 0 | 0 | 0 | 0 | 0 | 0 | 0 | 0 | 0 | 0 | 0 | 0 | 0 | 0 | 0 | -208.2122
1 | 240 | 241 | 240 241 CFL (18-Watt integral ballast), 6.0 hr/day / Single Detached | 0 | 0 | -20.1417 | -19.9926 | 0 | 0 | 0 | 0 | 0 | 0 | 0 | 0 | 0 | 0 | 0 | 0 | 0 | 0 | 0 | 0 | 0 | 0 | 0 | 0 | 0 | 0 | 0 | 0 | 0 | 0 | -40.1343
1 | 250 | 251 | 250 251 ROB 2L4'T8, 1EB / Single Detached | 0 | 0 | -1.4764 | -1.4655 | -1.5651 | -1.6221 | -1.72 | -1.7426 | -1.7953 | -1.8343 | -1.8487 | -1.8419 | -1.8349 | -1.8292 | -1.8876 | -1.9339 | -1.951 | -1.9984 | -2.0363 | -2.0526 | -2.0741 | -2.0967 | -2.1116 | -2.136 | -2.1725 | -2.1949 | -2.2334 | -2.2662 | -2.3593 | -2.4428 | -54.5235
1 | 250 | 252 | 250 252 RET 2L4'T8, 1EB / Single Detached | 0 | 0 | -1.4764 | -1.4655 | -1.5651 | -1.6221 | -1.72 | -1.7426 | -1.7953 | -1.8343 | -1.8487 | -1.8419 | -1.8349 | -1.8292 | -1.8876 | -1.9339 | -1.951 | -1.9984 | -2.0363 | -2.0526 | -2.0741 | -2.0967 | -2.1116 | -2.136 | -2.1725 | -2.1949 | -2.2334 | -2.2662 | -2.3593 | -2.4428 | -54.5235
1 | 260 | 261 | 260 261 CFL - medium screw based <30 Watts / Single Detached | 0 | 0 | -8.4315 | -8.3685 | 0 | 0 | 0 | 0 | 0 | 0 | 0 | 0 | 0 | 0 | 0 | 0 | 0 | 0 | 0 | 0 | 0 | 0 | 0 | 0 | 0 | 0 | 0 | 0 | 0 | 0 | -16.8
1 | 260 | 262 | 260 262 Photocell/timeclock / Single Detached | 0 | 0 | -1.7611 | -1.748 | -1.8669 | -1.9347 | -2.052 | -2.0781 | -2.1414 | -2.1876 | -2.2053 | -2.197 | -2.1882 | -2.1815 | -2.2515 | -2.3066 | -2.3269 | -2.3849 | -2.43 | -2.4495 | -2.4741 | -2.5018 | -2.52 | -2.5482 | -2.5932 | -2.6189 | -2.6637 | -2.7028 | -2.8138 | -2.9135 | -65.041
1 | 300 | 301 | 300 301 HE Refrigerator - Energy Star version of above / Single Detached | 0 | 0 | -26.4127 | -26.2167 | -27.9998 | -29.0217 | -30.7659 | -31.1627 | -32.1182 | -32.8055 | -33.0637 | -32.9466 | -32.8052 | -32.7178 | -33.7609 | -34.5963 | 0 | 0 | 0 | 0 | 0 | 0 | 0 | 0 | 0 | 0 | 0 | 0 | 0 | 0 | -436.3938
1 | 350 | 351 | 350 351 HE Freezer / Single Detached | 0 | 0 | -6.6851 | -6.6354 | -7.0868 | -7.3455 | -7.7893 | -7.8899 | -8.1296 | -8.3047 | -8.3708 | -8.3382 | -8.3056 | 0 | 0 | 0 | 0 | 0 | 0 | 0 | 0 | 0 | 0 | 0 | 0 | 0 | 0 | 0 | 0 | 0 | -84.8809
1 | 400 | 401 | 400 401 Heat Pump Water Heater (EF=2.9) / Single Detached | 0 | 0 | -218.104 | -216.481 | -231.2075 | -239.6482 | -254.0941 | -257.3735 | -265.222 | -270.9149 | -273.0405 | -272.0037 | 0 | 0 | 0 | 0 | 0 | 0 | 0 | 0 | 0 | 0 | 0 | 0 | 0 | 0 | 0 | 0 | 0 | 0 | -2498.0894
1 | 400 | 403 | 400 403 Solar Water Heat / Single Detached | 0 | 0 | -219.3939 | -217.7681 | -232.5812 | -241.0715 | -255.556 | -258.8561 | -266.7902 | -272.4951 | -274.6392 | -273.6627 | -272.4967 | -271.7748 | -280.438 | -287.3779 | -289.8363 | 0 | 0 | 0 | 0 | 0 | 0 | 0 | 0 | 0 | 0 | 0 | 0 | 0 | -3914.7377
1 | 400 | 404 | 400 404 AC Heat Recovery Units / Single Detached | 0 | 0 | -35.1476 | -34.8855 | -37.2591 | -38.6258 | -40.967 | -41.4947 | -42.7458 | -43.6722 | -44.0194 | -43.8364 | 0 | 0 | 0 | 0 | 0 | 0 | 0 | 0 | 0 | 0 | 0 | 0 | 0 | 0 | 0 | 0 | 0 | 0 | -402.6534
1 | 400 | 405 | 400 405 Low Flow Showerhead / Single Detached | 0 | 0 | -23.5166 | -23.3415 | -24.9294 | -25.8394 | -27.3964 | -27.7505 | -28.5969 | -29.2106 | -29.4403 | -29.3287 | 0 | 0 | 0 | 0 | 0 | 0 | 0 | 0 | 0 | 0 | 0 | 0 | 0 | 0 | 0 | 0 | 0 | 0 | -269.3503
1 | 400 | 406 | 400 406 Pipe Wrap / Single Detached | 0 | 0 | -6.1008 | -6.0554 | -6.4675 | -6.7035 | -7.1075 | -7.1995 | -7.4188 | -7.5781 | -7.6386 | -7.6095 | -7.5797 | -7.5563 | -7.7982 | 0 | 0 | 0 | 0 | 0 | 0 | 0 | 0 | 0 | 0 | 0 | 0 | 0 | 0 | 0 | -92.8133
1 | 400 | 407 | 400 407 Faucet Aerators / Single Detached | 0 | 0 | -9.1967 | -9.1283 | -9.7493 | -10.105 | -10.7131 | -10.8523 | -11.1835 | -11.4235 | -11.5133 | -11.4703 | 0 | 0 | 0 | 0 | 0 | 0 | 0 | 0 | 0 | 0 | 0 | 0 | 0 | 0 | 0 | 0 | 0 | 0 | -105.3353
1 | 400 | 408 | 400 408 Water Heater Blanket / Single Detached | 0 | 0 | -31.2986 | -31.0657 | -33.1791 | -34.3899 | -36.4624 | -36.9336 | -38.0601 | 0 | 0 | 0 | 0 | 0 | 0 | 0 | 0 | 0 | 0 | 0 | 0 | 0 | 0 | 0 | 0 | 0 | 0 | 0 | 0 | 0 | -241.3895
1 | 400 | 409 | 400 409 Water Heater Temperature Check and Adjustment / Single Detached | 0 | 0 | -3.0533 | -3.0307 | -3.2368 | -3.3549 | -3.5573 | 0 | 0 | 0 | 0 | 0 | 0 | 0 | 0 | 0 | 0 | 0 | 0 | 0 | 0 | 0 | 0 | 0 | 0 | 0 | 0 | 0 | 0 | 0 | -16.233
1 | 400 | 410 | 400 410 Water Heater Timeclock / Single Detached | 0 | 0 | -15.2678 | -15.1542 | -16.1851 | -16.7757 | -17.7861 | -18.0163 | -18.566 | -18.9646 | -19.1131 | -19.042 | 0 | 0 | 0 | 0 | 0 | 0 | 0 | 0 | 0 | 0 | 0 | 0 | 0 | 0 | 0 | 0 | 0 | 0 | -174.8709
1 | 400 | 411 | 400 411 Heat Trap / Single Detached | 0 | 0 | -27.5895 | -27.3843 | -29.2471 | -30.3146 | -32.1422 | -32.5573 | -33.55 | -34.27 | -34.5402 | -34.408 | 0 | 0 | 0 | 0 | 0 | 0 | 0 | 0 | 0 | 0 | 0 | 0 | 0 | 0 | 0 | 0 | 0 | 0 | -316.0032
1 | 500 | 502 | 500 502 Energy Star CW CEE Tier 2 (MEF=2.0) / Single Detached | 0 | 0 | -21.4067 | -21.2479 | -22.693 | -23.5214 | -24.9349 | -25.2568 | -26.0309 | -26.5881 | -26.797 | -26.7014 | -26.588 | 0 | 0 | 0 | 0 | 0 | 0 | 0 | 0 | 0 | 0 | 0 | 0 | 0 | 0 | 0 | 0 | 0 | -271.7662
1 | 500 | 503 | 500 503 Energy Star CW CEE Tier 3 (MEF=2.2) / Single Detached | 0 | 0 | -28.9782 | -28.763 | -30.7194 | -31.8405 | -33.7544 | -34.1899 | -35.2378 | -35.9917 | -36.2748 | -36.1448 | -35.991 | 0 | 0 | 0 | 0 | 0 | 0 | 0 | 0 | 0 | 0 | 0 | 0 | 0 | 0 | 0 | 0 | 0 | -367.8856
1 | 700 | 701 | 700 701 Energy Star DW (EF=0.68) / Single Detached | 0 | 0 | -27.2841 | -27.0819 | -28.9243 | -29.9799 | -31.7813 | -32.1918 | -33.1784 | -33.8881 | -34.1551 | -34.0347 | -33.8884 | -33.7982 | -34.8759 | 0 | 0 | 0 | 0 | 0 | 0 | 0 | 0 | 0 | 0 | 0 | 0 | 0 | 0 | 0 | -415.0622
1 | 800 | 801 | 800 801 Two Speed Pool Pump (1.5 hp) / Single Detached | 0 | 0 | -187.4339 | -186.0389 | -198.6949 | -205.951 | -218.3694 | 0 | 0 | 0 | 0 | 0 | 0 | 0 | 0 | 0 | 0 | 0 | 0 | 0 | 0 | 0 | 0 | 0 | 0 | 0 | 0 | 0 | 0 | 0 | -996.4881
1 | 800 | 802 | 800 802 High Efficiency One Speed Pool Pump (1.5 hp) / Single Detached | 0 | 0 | -94.4675 | -93.7644 | -100.1431 | -103.8002 | -110.0583 | 0 | 0 | 0 | 0 | 0 | 0 | 0 | 0 | 0 | 0 | 0 | 0 | 0 | 0 | 0 | 0 | 0 | 0 | 0 | 0 | 0 | 0 | 0 | -502.2335
1 | 800 | 803 | 800 803 Variable-Speed Pool Pump (<1 hp) / Single Detached | 0 | 0 | -281.9745 | -279.876 | -298.9153 | -309.8311 | -328.5133 | -332.7543 | -342.8936 | -350.2575 | -353.0068 | -351.6589 | 0 | 0 | 0 | 0 | 0 | 0 | 0 | 0 | 0 | 0 | 0 | 0 | 0 | 0 | 0 | 0 | 0 | 0 | -3229.6813
1 | 800 | 804 | 800 804 PV-Powered Pool Pumps / Single Detached | 0 | 0 | -376.9155 | -374.1105 | -399.5604 | -414.1521 | -439.1244 | -444.7927 | -458.3464 | -468.1894 | -471.8643 | -470.0623 | 0 | 0 | 0 | 0 | 0 | 0 | 0 | 0 | 0 | 0 | 0 | 0 | 0 | 0 | 0 | 0 | 0 | 0 | -4317.118
1 | 900 | 901 | 900 901 Energy Star TV / Single Detached | 0 | 0 | -1.4215 | -1.4109 | -1.5069 | -1.5615 | -1.6552 | -1.6772 | -1.7286 | 0 | 0 | 0 | 0 | 0 | 0 | 0 | 0 | 0 | 0 | 0 | 0 | 0 | 0 | 0 | 0 | 0 | 0 | 0 | 0 | 0 | -10.9617
1 | 910 | 911 | 910 911 Energy Star TV / Single Detached | 0 | 0 | -5.4711 | -5.4303 | -5.7998 | -6.0116 | -6.3744 | -6.4567 | -6.6531 | 0 | 0 | 0 | 0 | 0 | 0 | 0 | 0 | 0 | 0 | 0 | 0 | 0 | 0 | 0 | 0 | 0 | 0 | 0 | 0 | 0 | -42.197
1 | 920 | 921 | 920 921 Energy Star Set-Top Box / Single Detached | 0 | 0 | -6.1468 | -6.1011 | -6.5161 | -6.7544 | -7.1615 | -7.2544 | -7.475 | 0 | 0 | 0 | 0 | 0 | 0 | 0 | 0 | 0 | 0 | 0 | 0 | 0 | 0 | 0 | 0 | 0 | 0 | 0 | 0 | 0 | -47.4093
1 | 930 | 931 | 930 931 Energy Star DVD Player / Single Detached | 0 | 0 | -3.3426 | -3.3178 | -3.5434 | -3.6731 | -3.8947 | -3.9451 | -4.065 | 0 | 0 | 0 | 0 | 0 | 0 | 0 | 0 | 0 | 0 | 0 | 0 | 0 | 0 | 0 | 0 | 0 | 0 | 0 | 0 | 0 | -25.7817
1 | 940 | 941 | 940 941 Energy Star VCR / Single Detached | 0 | 0 | -6.9252 | -6.8735 | -7.3412 | -7.6096 | -8.0688 | -8.1729 | -8.4215 | 0 | 0 | 0 | 0 | 0 | 0 | 0 | 0 | 0 | 0 | 0 | 0 | 0 | 0 | 0 | 0 | 0 | 0 | 0 | 0 | 0 | -53.4126
1 | 950 | 951 | 950 951 Energy Star Desktop PC / Single Detached | 0 | 0 | -3.8814 | -3.8525 | -4.1145 | -4.2647 | -4.5219 | -4.5807 | -4.72 | 0 | 0 | 0 | 0 | 0 | 0 | 0 | 0 | 0 | 0 | 0 | 0 | 0 | 0 | 0 | 0 | 0 | 0 | 0 | 0 | 0 | -29.9357
1 | 960 | 961 | 960 961 Energy Star Laptop PC / Single Detached | 0 | 0 | -1.5793 | -1.5676 | -1.6742 | -1.7351 | -1.8398 | -1.8638 | -1.9204 | 0 | 0 | 0 | 0 | 0 | 0 | 0 | 0 | 0 | 0 | 0 | 0 | 0 | 0 | 0 | 0 | 0 | 0 | 0 | 0 | 0 | -12.1803
2 | 100 | 102 | 100 102 15 SEER Split-System Air Conditioner / Multi Attached | 0 | 0 | -21.1354 | -20.9771 | -22.405 | -23.2316 | -24.6519 | -24.9694 | -25.7085 | -26.2737 | -26.484 | -26.3592 | -26.2834 | -26.1882 | -27.0212 | -27.6955 | -27.9715 | -28.6682 | -29.1958 | -29.433 | 0 | 0 | 0 | 0 | 0 | 0 | 0 | 0 | 0 | 0 | -464.6526
2 | 100 | 103 | 100 103 17 SEER Split-System Air Conditioner / Multi Attached | 0 | 0 | -49.8029 | -49.4297 | -52.7945 | -54.7449 | -58.0975 | -58.8451 | -60.5806 | -61.9156 | -62.4124 | -62.1093 | -61.9413 | -61.7111 | -63.6743 | -65.264 | -65.9264 | -67.5714 | -68.8063 | -69.3631 | 0 | 0 | 0 | 0 | 0 | 0 | 0 | 0 | 0 | 0 | -1094.9905
2 | 100 | 104 | 100 104 19 SEER Split-System Air Conditioner / Multi Attached | 0 | 0 | -71.2811 | -70.7469 | -75.5628 | -78.3541 | -83.1525 | -84.2226 | -86.7067 | -88.6172 | -89.3283 | -88.8944 | -88.6538 | -88.324 | -91.1335 | -93.4104 | -94.3569 | -96.7116 | -98.4804 | -99.2758 | 0 | 0 | 0 | 0 | 0 | 0 | 0 | 0 | 0 | 0 | -1567.2132
2 | 100 | 105 | 100 105 14 SEER Split-System Heat Pump / Multi Attached | 0 | 0 | -68.4389 | -67.9253 | -72.5494 | -75.235 | -79.8504 | -80.8785 | -83.2535 | -85.0944 | -85.78 | -85.355 | -85.1368 | -84.8091 | -87.5062 | -89.6942 | -90.617 | 0 | 0 | 0 | 0 | 0 | 0 | 0 | 0 | 0 | 0 | 0 | 0 | 0 | -1222.1238
2 | 100 | 106 | 100 106 15 SEER Split-System Heat Pump / Multi Attached | 0 | 0 | -92.4047 | -91.7132 | -97.9557 | -101.5681 | -107.7755 | -109.1626 | -112.3973 | -114.8647 | -115.7839 | -115.2397 | -114.9064 | -114.4934 | -118.1368 | -121.0845 | -122.2883 | 0 | 0 | 0 | 0 | 0 | 0 | 0 | 0 | 0 | 0 | 0 | 0 | 0 | -1649.7748
2 | 100 | 107 | 100 107 17 SEER Split-System Heat Pump / Multi Attached | 0 | 0 | -125.5885 | -124.6501 | -133.1334 | -138.0329 | -146.4409 | -148.3271 | -152.752 | -156.0882 | -157.3322 | -156.6286 | -156.1331 | -155.6004 | -160.5541 | -164.5533 | -166.144 | 0 | 0 | 0 | 0 | 0 | 0 | 0 | 0 | 0 | 0 | 0 | 0 | 0 | -2241.9588
2 | 100 | 108 | 100 108 13 EER Geothermal Heat Pump / Multi Attached | 0 | 0 | -125.8596 | -124.9192 | -133.4209 | -138.3306 | -146.7562 | -148.6469 | -153.0817 | -156.4248 | -157.6707 | -156.9662 | -156.4689 | -155.936 | -160.9006 | -164.9084 | -166.5037 | 0 | 0 | 0 | 0 | 0 | 0 | 0 | 0 | 0 | 0 | 0 | 0 | 0 | -2246.7944
2 | 100 | 109 | 100 109 HVAC Proper Sizing / Multi Attached | 0 | 0 | -8.6946 | -8.6285 | -9.2171 | -9.5699 | -10.1703 | -10.3011 | -10.585 | -10.8315 | -10.9267 | -10.8574 | -10.8517 | -10.7936 | -11.1339 | -11.4157 | -11.5594 | 0 | 0 | 0 | 0 | 0 | 0 | 0 | 0 | 0 | 0 | 0 | 0 | 0 | -155.5364
2 | 100 | 110 | 100 110 Attic Venting / Multi Attached | 0 | 0 | -22.2146 | -22.0488 | -23.5493 | -24.4146 | -25.8976 | -26.2314 | -27.0182 | -27.606 | -27.8259 | -27.7064 | 0 | 0 | 0 | 0 | 0 | 0 | 0 | 0 | 0 | 0 | 0 | 0 | 0 | 0 | 0 | 0 | 0 | 0 | -254.513
2 | 100 | 111 | 100 111 Sealed Attic w/Sprayed Foam Insulated Roof Deck / Multi Attached | 0 | 0 | -39.9396 | -39.639 | -42.337 | -43.9207 | -46.6307 | -47.2313 | -48.5954 | -49.6845 | -50.0945 | -49.8276 | -49.7262 | -49.5165 | -51.0872 | -52.3693 | -52.9374 | -54.2712 | -55.2322 | -55.6788 | -56.2358 | -56.877 | -57.2801 | -57.8467 | -59.0195 | -59.4336 | -60.4639 | -61.4973 | -64.019 | -66.2022 | -1477.5941
2 | 100 | 112 | 100 112 AC Maintenance (Outdoor Coil Cleaning) / Multi Attached | 0 | 0 | -42.7239 | -42.3985 | -45.2909 | -47.0252 | 0 | 0 | 0 | 0 | 0 | 0 | 0 | 0 | 0 | 0 | 0 | 0 | 0 | 0 | 0 | 0 | 0 | 0 | 0 | 0 | 0 | 0 | 0 | 0 | -177.4386
2 | 100 | 113 | 100 113 AC Maintenance (Indoor Coil Cleaning) / Multi Attached | 0 | 0 | -42.7239 | -42.3985 | -45.2909 | -47.0252 | 0 | 0 | 0 | 0 | 0 | 0 | 0 | 0 | 0 | 0 | 0 | 0 | 0 | 0 | 0 | 0 | 0 | 0 | 0 | 0 | 0 | 0 | 0 | 0 | -177.4386
2 | 100 | 114 | 100 114 Proper Refrigerant Charging and Air Flow / Multi Attached | 0 | 0 | -40.8899 | -40.5847 | -43.3466 | -44.9398 | -47.671 | -48.2853 | -49.7321 | -50.8147 | -51.2197 | -50.9976 | 0 | 0 | 0 | 0 | 0 | 0 | 0 | 0 | 0 | 0 | 0 | 0 | 0 | 0 | 0 | 0 | 0 | 0 | -468.4812
2 | 100 | 115 | 100 115 Electronically Commutated Motors (ECM) on an Air Handler Unit / Multi Attached | 0 | 0 | -27.2455 | -27.0423 | -28.8823 | -29.9419 | -31.757 | -32.1666 | -33.1357 | -33.854 | -34.123 | -33.981 | -33.861 | -33.7544 | -34.8289 | -35.694 | -36.0259 | 0 | 0 | 0 | 0 | 0 | 0 | 0 | 0 | 0 | 0 | 0 | 0 | 0 | -486.2935
2 | 100 | 116 | 100 116 Duct Repair / Multi Attached | 0 | 0 | -51.3126 | -50.919 | -54.3959 | -56.4751 | -60.0271 | -60.7976 | -62.4676 | -63.9243 | -64.4828 | -64.074 | -64.0451 | -63.6982 | -65.7053 | -67.3754 | -68.2211 | -70.0389 | -71.1266 | -71.6968 | 0 | 0 | 0 | 0 | 0 | 0 | 0 | 0 | 0 | 0 | -1130.7836
2 | 100 | 117 | 100 117 Reflective Roof / Multi Attached | 0 | 0 | -66.9087 | -66.4076 | -70.9279 | -73.5454 | -78.0447 | -79.0492 | -81.3867 | -83.1766 | -83.8428 | -83.4426 | -83.2086 | -82.9044 | -85.5424 | -87.6779 | -88.5575 | 0 | 0 | 0 | 0 | 0 | 0 | 0 | 0 | 0 | 0 | 0 | 0 | 0 | -1194.6231
2 | 100 | 118 | 100 118 Radient Barrier / Multi Attached | 0 | 0 | -35.4972 | -35.2311 | -37.6295 | -39.0192 | -41.4084 | -41.9416 | -43.179 | -44.1301 | -44.4845 | -44.2685 | 0 | 0 | 0 | 0 | 0 | 0 | 0 | 0 | 0 | 0 | 0 | 0 | 0 | 0 | 0 | 0 | 0 | 0 | -406.7891
2 | 100 | 119 | 100 119 Window Film / Multi Attached | 0 | 0 | -44.8937 | -44.5545 | -47.5878 | -49.3886 | -52.4581 | -53.1333 | -54.6369 | -55.8824 | -56.356 | -56.0308 | 0 | 0 | 0 | 0 | 0 | 0 | 0 | 0 | 0 | 0 | 0 | 0 | 0 | 0 | 0 | 0 | 0 | 0 | -514.9221
2 | 100 | 120 | 100 120 Window Tinting / Multi Attached | 0 | 0 | -12.9013 | -12.8048 | -13.6763 | -14.1796 | -15.0428 | -15.2371 | -15.6916 | -16.0346 | -16.1622 | -16.0896 | -16.039 | -15.9846 | -16.4934 | -16.9037 | -17.0682 | -17.492 | -17.8166 | -17.9604 | -18.1415 | -18.3423 | -18.4741 | -18.6733 | -19.016 | -19.1857 | -19.5181 | -19.8265 | -20.6415 | -21.3591 | -476.7561
2 | 100 | 121 | 100 121 Default Window With Sunscreen / Multi Attached | 0 | 0 | -16.8941 | -16.767 | -17.9083 | -18.5767 | -19.7209 | -19.9752 | -20.5545 | -21.0142 | -21.1868 | -21.0764 | 0 | 0 | 0 | 0 | 0 | 0 | 0 | 0 | 0 | 0 | 0 | 0 | 0 | 0 | 0 | 0 | 0 | 0 | -193.6741
2 | 100 | 122 | 100 122 Single Pane Clear Windows to Double Pane Low-E Windows / Multi Attached | 0 | 0 | -67.2726 | -66.7703 | -71.3142 | -73.9362 | -78.4332 | -79.4437 | -81.8209 | -83.6041 | -84.2698 | -83.9003 | -83.6255 | -83.347 | -86.0011 | -88.1418 | -88.9823 | -91.1951 | -92.8926 | -93.6449 | -94.5896 | -95.6425 | -96.3226 | -97.3671 | -99.1395 | -100.0387 | -101.7752 | -103.3677 | -107.6141 | -111.3605 | -2485.8128
2 | 100 | 124 | 100 124 Ceiling R-0 to R-19 Insulation / Multi Attached | 0 | 0 | -36.6456 | -36.3699 | -38.8453 | -40.2982 | -42.7846 | -43.3356 | -44.5875 | -45.5868 | -45.9628 | -45.7184 | -45.6261 | -45.4329 | -46.8737 | -48.0508 | -48.5723 | -49.7951 | -50.6768 | -51.0861 | -51.5971 | -52.1863 | 0 | 0 | 0 | 0 | 0 | 0 | 0 | 0 | -910.0317
2 | 100 | 125 | 100 125 Ceiling R-19 to R-38 Insulation / Multi Attached | 0 | 0 | -1.7186 | -1.7057 | -1.8216 | -1.8895 | -2.006 | -2.0317 | -2.0906 | -2.1378 | -2.1558 | -2.1448 | -2.1409 | -2.1306 | -2.1986 | -2.2526 | -2.2777 | -2.3343 | -2.3746 | -2.3948 | -2.4188 | -2.4459 | 0 | 0 | 0 | 0 | 0 | 0 | 0 | 0 | -42.6707
2 | 100 | 126 | 100 126 Wall 2x4 R-0 to Blow-In R-13 Insulation / Multi Attached | 0 | 0 | -4.4269 | -4.3937 | -4.6927 | -4.8679 | -5.1681 | -5.2349 | -5.3865 | -5.5073 | -5.5525 | -5.5239 | -5.5123 | -5.4883 | -5.6629 | -5.8041 | -5.868 | -6.013 | -6.1216 | -6.1707 | -6.2326 | -6.3033 | 0 | 0 | 0 | 0 | 0 | 0 | 0 | 0 | -109.9312
2 | 100 | 127 | 100 127 Weather Strip/Caulk w/Blower Door / Multi Attached | 0 | 0 | -8.98 | -8.9126 | -9.519 | -9.8648 | -10.4584 | 0 | 0 | 0 | 0 | 0 | 0 | 0 | 0 | 0 | 0 | 0 | 0 | 0 | 0 | 0 | 0 | 0 | 0 | 0 | 0 | 0 | 0 | 0 | -47.7347
2 | 130 | 132 | 130 132 15 SEER Split-System Heat Pump / Multi Attached | 0 | 0 | -24.3905 | -24.2083 | -25.8558 | -26.8067 | -28.4374 | -28.804 | -29.6653 | -30.3121 | -30.5534 | -30.419 | -30.3208 | -30.2188 | -31.1813 | -31.9567 | -32.2635 | 0 | 0 | 0 | 0 | 0 | 0 | 0 | 0 | 0 | 0 | 0 | 0 | 0 | -435.3936
2 | 130 | 133 | 130 133 17 SEER Split-System Heat Pump / Multi Attached | 0 | 0 | -58.1085 | -57.6743 | -61.5995 | -63.8664 | -67.7577 | -68.6303 | -70.6769 | -72.221 | -72.7972 | -72.4707 | -72.2424 | -71.995 | -74.287 | -76.1381 | -76.8742 | 0 | 0 | 0 | 0 | 0 | 0 | 0 | 0 | 0 | 0 | 0 | 0 | 0 | -1037.3392
2 | 130 | 134 | 130 134 13 EER Geothermal Heat Pump / Multi Attached | 0 | 0 | -58.1735 | -57.7388 | -61.6683 | -63.9383 | -67.8338 | -68.7074 | -70.7562 | -72.302 | -72.8789 | -72.5521 | -72.3232 | -72.0758 | -74.3702 | -76.223 | -76.96 | 0 | 0 | 0 | 0 | 0 | 0 | 0 | 0 | 0 | 0 | 0 | 0 | 0 | -1038.5015
2 | 130 | 136 | 130 136 Attic Venting / Multi Attached | 0 | 0 | -19.473 | -19.3276 | -20.6429 | -21.4013 | -22.7014 | -22.994 | -23.6837 | -24.1992 | -24.3923 | -24.2872 | 0 | 0 | 0 | 0 | 0 | 0 | 0 | 0 | 0 | 0 | 0 | 0 | 0 | 0 | 0 | 0 | 0 | 0 | -223.1026
2 | 130 | 137 | 130 137 Sealed Attics / Multi Attached | 0 | 0 | -34.9857 | -34.7199 | -37.0874 | -38.5093 | -40.9258 | -41.4526 | -42.593 | -43.5849 | -43.9677 | -43.6878 | -43.6685 | -43.4325 | -44.8001 | -45.9381 | -46.5147 | -47.7083 | -48.4919 | -48.882 | -49.3654 | -49.9522 | -50.3014 | -50.7397 | -51.9103 | -52.1315 | -53.0243 | -54.0335 | -56.2458 | -58.1036 | -1296.7579
2 | 130 | 138 | 130 138 AC Maintenance (Outdoor Coil Cleaning) / Multi Attached | 0 | 0 | -42.7239 | -42.3985 | -45.2909 | -47.0252 | 0 | 0 | 0 | 0 | 0 | 0 | 0 | 0 | 0 | 0 | 0 | 0 | 0 | 0 | 0 | 0 | 0 | 0 | 0 | 0 | 0 | 0 | 0 | 0 | -177.4386
2 | 130 | 139 | 130 139 AC Maintenance (Indoor Coil Cleaning) / Multi Attached | 0 | 0 | -42.7239 | -42.3985 | -45.2909 | -47.0252 | 0 | 0 | 0 | 0 | 0 | 0 | 0 | 0 | 0 | 0 | 0 | 0 | 0 | 0 | 0 | 0 | 0 | 0 | 0 | 0 | 0 | 0 | 0 | 0 | -177.4386
2 | 130 | 140 | 130 140 Proper Refrigerant Charging and Air Flow / Multi Attached | 0 | 0 | -37.1725 | -36.895 | -39.4058 | -40.8535 | -43.337 | -43.8952 | -45.2109 | -46.1947 | -46.5627 | -46.3608 | 0 | 0 | 0 | 0 | 0 | 0 | 0 | 0 | 0 | 0 | 0 | 0 | 0 | 0 | 0 | 0 | 0 | 0 | -425.8883
2 | 130 | 141 | 130 141 Electronically Commutated Motors (ECM) on an Air Handler Unit / Multi Attached | 0 | 0 | -49.678 | -49.3063 | -52.6623 | -54.6029 | -57.9365 | -58.6831 | -60.4252 | -61.7497 | -62.2432 | -61.956 | -61.7714 | -61.5522 | -63.5107 | -65.0948 | -65.7362 | 0 | 0 | 0 | 0 | 0 | 0 | 0 | 0 | 0 | 0 | 0 | 0 | 0 | -886.9085
2 | 130 | 142 | 130 142 Duct Repair / Multi Attached | 0 | 0 | -51.3126 | -50.919 | -54.3959 | -56.4751 | -60.0271 | -60.7976 | -62.4676 | -63.9243 | -64.4828 | -64.074 | -64.0451 | -63.6982 | -65.7053 | -67.3754 | -68.2211 | -70.0389 | -71.1266 | -71.6968 | 0 | 0 | 0 | 0 | 0 | 0 | 0 | 0 | 0 | 0 | -1130.7836
2 | 130 | 143 | 130 143 Reflective Roof / Multi Attached | 0 | 0 | -66.9087 | -66.4076 | -70.9279 | -73.5454 | -78.0447 | -79.0492 | -81.3867 | -83.1766 | -83.8428 | -83.4426 | -83.2086 | -82.9044 | -85.5424 | -87.6779 | -88.5575 | 0 | 0 | 0 | 0 | 0 | 0 | 0 | 0 | 0 | 0 | 0 | 0 | 0 | -1194.6231
2 | 130 | 144 | 130 144 Radient Barrier / Multi Attached | 0 | 0 | -31.1167 | -30.8835 | -32.9858 | -34.2042 | -36.2983 | -36.7657 | -37.8503 | -38.6842 | -38.9943 | -38.8063 | 0 | 0 | 0 | 0 | 0 | 0 | 0 | 0 | 0 | 0 | 0 | 0 | 0 | 0 | 0 | 0 | 0 | 0 | -356.5893
2 | 130 | 145 | 130 145 Window Film / Multi Attached | 0 | 0 | -44.8937 | -44.5545 | -47.5878 | -49.3886 | -52.4581 | -53.1333 | -54.6369 | -55.8824 | -56.356 | -56.0308 | 0 | 0 | 0 | 0 | 0 | 0 | 0 | 0 | 0 | 0 | 0 | 0 | 0 | 0 | 0 | 0 | 0 | 0 | -514.9221
2 | 130 | 146 | 130 146 Window Tinting / Multi Attached | 0 | 0 | -12.5029 | -12.4095 | -13.254 | -13.7419 | -14.5792 | -14.7667 | -15.2074 | -15.5395 | -15.6642 | -15.5933 | -15.5447 | -15.4909 | -15.9841 | -16.3824 | -16.5412 | -16.9522 | -17.2669 | -17.407 | -17.5811 | -17.7773 | -17.9045 | -18.0963 | -18.429 | -18.5939 | -18.9153 | -19.2147 | -20.0049 | -20.7 | -462.045
2 | 130 | 147 | 130 147 Default Window With Sunscreen / Multi Attached | 0 | 0 | -14.8098 | -14.6984 | -15.6989 | -16.2846 | -17.2876 | -17.5104 | -18.0184 | -18.4211 | -18.5724 | -18.4756 | 0 | 0 | 0 | 0 | 0 | 0 | 0 | 0 | 0 | 0 | 0 | 0 | 0 | 0 | 0 | 0 | 0 | 0 | -169.7771
2 | 130 | 148 | 130 148 Single Pane Clear Windows to Double Pane Low-E Windows / Multi Attached | 0 | 0 | -58.9602 | -58.5198 | -62.5024 | -64.8 | -68.7414 | -69.6269 | -71.7108 | -73.2733 | -73.8564 | -73.5329 | -73.292 | -73.0482 | -75.3742 | -77.25 | -77.9873 | -79.9262 | -81.4139 | -82.074 | -82.9009 | -83.8239 | -84.4201 | -85.3365 | -86.8889 | -87.677 | -89.1994 | -90.5941 | -94.3174 | -97.6002 | -2178.6481
2 | 130 | 150 | 130 150 Ceiling R-0 to R-19 Insulation / Multi Attached | 0 | 0 | -33.0918 | -32.8405 | -35.0798 | -36.4247 | -38.7104 | -39.2087 | -40.2874 | -41.2255 | -41.5875 | -41.3232 | -41.3047 | -41.0817 | -42.3748 | -43.4511 | -43.997 | -45.1258 | -45.8668 | -46.2352 | -46.6934 | -47.2496 | 0 | 0 | 0 | 0 | 0 | 0 | 0 | 0 | -823.1595
2 | 130 | 151 | 130 151 Ceiling R-19 to R-38 Insulation / Multi Attached | 0 | 0 | -1.5502 | -1.5385 | -1.6433 | -1.706 | -1.8129 | -1.8363 | -1.8869 | -1.9312 | -1.9486 | -1.9359 | -1.9349 | -1.9246 | -1.985 | -2.0344 | -2.0606 | -2.1138 | -2.1476 | -2.1652 | -2.1866 | -2.2121 | 0 | 0 | 0 | 0 | 0 | 0 | 0 | 0 | -38.5546
2 | 130 | 152 | 130 152 Wall 2x4 R-0 to Blow-In R-13 Insulation / Multi Attached | 0 | 0 | -3.878 | -3.8485 | -4.1109 | -4.2684 | -4.5356 | -4.5943 | -4.7212 | -4.8311 | -4.8735 | -4.8432 | -4.8412 | -4.814 | -4.9659 | -5.0916 | -5.1556 | -5.2869 | -5.3747 | -5.4186 | -5.4711 | -5.5362 | 0 | 0 | 0 | 0 | 0 | 0 | 0 | 0 | -96.4604
2 | 130 | 153 | 130 153 Weather Strip/Caulk w/Blower Door / Multi Attached | 0 | 0 | -7.8696 | -7.811 | -8.3424 | -8.6472 | -9.1694 | 0 | 0 | 0 | 0 | 0 | 0 | 0 | 0 | 0 | 0 | 0 | 0 | 0 | 0 | 0 | 0 | 0 | 0 | 0 | 0 | 0 | 0 | 0 | -41.8397
2 | 190 | 191 | 190 191 HE Room Air Conditioner - EER 11 / Multi Attached | 0 | 0 | -22.9708 | -22.7988 | -24.3507 | -25.2488 | -26.7907 | -27.136 | -27.9407 | -28.5538 | -28.7826 | -28.6475 | -28.5647 | -28.4619 | -29.3676 | -30.0997 | -30.3982 | 0 | 0 | 0 | 0 | 0 | 0 | 0 | 0 | 0 | 0 | 0 | 0 | 0 | -410.1125
2 | 190 | 192 | 190 192 HE Room Air Conditioner - EER 12 / Multi Attached | 0 | 0 | -42.0955 | -41.7805 | -44.6243 | -46.2695 | -49.0964 | -49.7284 | -51.2029 | -52.3271 | -52.7452 | -52.4984 | -52.3457 | -52.1577 | -53.8182 | -55.1605 | -55.7076 | 0 | 0 | 0 | 0 | 0 | 0 | 0 | 0 | 0 | 0 | 0 | 0 | 0 | -751.558
2 | 190 | 196 | 190 196 Reflective Roof / Multi Attached | 0 | 0 | -38.0077 | -37.7239 | -40.2911 | -41.7714 | -44.3095 | -44.8807 | -46.2263 | -47.2322 | -47.6081 | -47.4029 | -47.2437 | -47.0885 | -48.5885 | -49.7964 | -50.2686 | 0 | 0 | 0 | 0 | 0 | 0 | 0 | 0 | 0 | 0 | 0 | 0 | 0 | -678.4395
2 | 190 | 197 | 190 197 Window Film / Multi Attached | 0 | 0 | -8.0305 | -7.9706 | -8.5129 | -8.8245 | -9.3581 | -9.4789 | -9.766 | -9.9769 | -10.0563 | -10.0153 | 0 | 0 | 0 | 0 | 0 | 0 | 0 | 0 | 0 | 0 | 0 | 0 | 0 | 0 | 0 | 0 | 0 | 0 | -91.99
2 | 190 | 198 | 190 198 Window Tinting / Multi Attached | 0 | 0 | -8.0276 | -7.9676 | -8.5099 | -8.8232 | -9.3602 | -9.4811 | -9.7639 | -9.9775 | -10.0573 | -10.0122 | -9.9811 | -9.946 | -10.2629 | -10.5174 | -10.62 | -10.8839 | -11.086 | -11.1758 | -11.2888 | -11.4149 | -11.4959 | -11.6186 | -11.8326 | -11.9381 | -12.1448 | -12.337 | -12.843 | -13.2901 | -296.6571
2 | 190 | 199 | 190 199 Default Window With Sunscreen / Multi Attached | 0 | 0 | -10.5126 | -10.4335 | -11.1436 | -11.5592 | -12.2716 | -12.4296 | -12.7901 | -13.0761 | -13.1836 | -13.1147 | 0 | 0 | 0 | 0 | 0 | 0 | 0 | 0 | 0 | 0 | 0 | 0 | 0 | 0 | 0 | 0 | 0 | 0 | -120.5145
2 | 190 | 200 | 190 200 Single Pane Clear Windows to Double Pane Low-E Windows / Multi Attached | 0 | 0 | -41.8415 | -41.529 | -44.3553 | -45.9857 | -48.7827 | -49.4113 | -50.89 | -51.9988 | -52.4128 | -52.1832 | -52.0121 | -51.8395 | -53.4896 | -54.8212 | -55.3447 | -56.72 | -57.7764 | -58.2441 | -58.8317 | -59.4849 | -59.9086 | -60.5585 | -61.6617 | -62.2216 | -63.3003 | -64.2914 | -66.9318 | -69.2618 | -1546.0903
2 | 190 | 202 | 190 202 Ceiling R-0 to R-19 Insulation / Multi Attached | 0 | 0 | -35.59 | -35.3245 | -37.7281 | -39.1119 | -41.4827 | -42.0176 | -43.2839 | -44.2221 | -44.573 | -44.3881 | -44.2294 | -44.091 | -45.4963 | -46.6262 | -47.0574 | -48.2249 | -49.1301 | -49.5282 | -50.0291 | -50.5836 | 0 | 0 | 0 | 0 | 0 | 0 | 0 | 0 | -882.7184
2 | 190 | 203 | 190 203 Ceiling R-19 to R-38 Insulation / Multi Attached | 0 | 0 | -1.6186 | -1.6065 | -1.7158 | -1.7782 | -1.8861 | -1.9101 | -1.9681 | -2.0107 | -2.0271 | -2.0189 | -2.0112 | -2.005 | -2.0693 | -2.1201 | -2.1388 | -2.1923 | -2.2336 | -2.2514 | -2.274 | -2.2998 | 0 | 0 | 0 | 0 | 0 | 0 | 0 | 0 | -40.1356
2 | 190 | 204 | 190 204 Wall 2x4 R-0 to Blow-In R-13 Insulation / Multi Attached | 0 | 0 | -2.7575 | -2.737 | -2.9232 | -3.0295 | -3.2126 | -3.2543 | -3.3531 | -3.4254 | -3.453 | -3.4393 | -3.4261 | -3.4153 | -3.5247 | -3.6115 | -3.6442 | -3.7338 | -3.8043 | -3.835 | -3.8737 | -3.9174 | 0 | 0 | 0 | 0 | 0 | 0 | 0 | 0 | -68.3711
2 | 190 | 205 | 190 205 Weather Strip/Caulk w/Blower Door / Multi Attached | 0 | 0 | -5.585 | -5.5434 | -5.9206 | -6.1367 | -6.5066 | 0 | 0 | 0 | 0 | 0 | 0 | 0 | 0 | 0 | 0 | 0 | 0 | 0 | 0 | 0 | 0 | 0 | 0 | 0 | 0 | 0 | 0 | 0 | -29.6923
2 | 220 | 221 | 220 221 CFL (18-Watt integral ballast), 0.5 hr/day / Multi Attached | 0 | 0 | -4.4375 | -4.4045 | -4.7041 | -4.8761 | -5.17 | -5.2369 | -5.3964 | -5.5121 | -5.5566 | -5.5352 | -5.5125 | -5.4965 | -5.6718 | -5.8121 | -5.8644 | -6.0094 | -6.1229 | -6.1728 | -6.2349 | -6.3042 | -6.3493 | -6.421 | -6.5319 | -6.5977 | -6.7117 | -6.8118 | -7.0923 | 0 | -156.5465
2 | 230 | 231 | 230 231 CFL (18-Watt integral ballast), 2.5 hr/day / Multi Attached | 0 | 0 | -38.8376 | -38.5498 | -41.1723 | -42.6747 | -45.2386 | 0 | 0 | 0 | 0 | 0 | 0 | 0 | 0 | 0 | 0 | 0 | 0 | 0 | 0 | 0 | 0 | 0 | 0 | 0 | 0 | 0 | 0 | 0 | -206.473
2 | 240 | 241 | 240 241 CFL (18-Watt integral ballast), 6.0 hr/day / Multi Attached | 0 | 0 | -19.9736 | -19.8256 | 0 | 0 | 0 | 0 | 0 | 0 | 0 | 0 | 0 | 0 | 0 | 0 | 0 | 0 | 0 | 0 | 0 | 0 | 0 | 0 | 0 | 0 | 0 | 0 | 0 | 0 | -39.7992
2 | 250 | 251 | 250 251 ROB 2L4'T8, 1EB / Multi Attached | 0 | 0 | -1.4764 | -1.4655 | -1.5651 | -1.6221 | -1.72 | -1.7426 | -1.7953 | -1.8343 | -1.8487 | -1.8419 | -1.8349 | -1.8292 | -1.8876 | -1.9339 | -1.951 | -1.9984 | -2.0363 | -2.0526 | -2.0741 | -2.0967 | -2.1116 | -2.136 | -2.1725 | -2.1949 | -2.2334 | -2.2662 | -2.3593 | -2.4428 | -54.5235
2 | 250 | 252 | 250 252 RET 2L4'T8, 1EB / Multi Attached | 0 | 0 | -1.4764 | -1.4655 | -1.5651 | -1.6221 | -1.72 | -1.7426 | -1.7953 | -1.8343 | -1.8487 | -1.8419 | -1.8349 | -1.8292 | -1.8876 | -1.9339 | -1.951 | -1.9984 | -2.0363 | -2.0526 | -2.0741 | -2.0967 | -2.1116 | -2.136 | -2.1725 | -2.1949 | -2.2334 | -2.2662 | -2.3593 | -2.4428 | -54.5235
2 | 260 | 261 | 260 261 CFL - medium screw based <30 Watts / Multi Attached | 0 | 0 | -8.2988 | -8.2369 | 0 | 0 | 0 | 0 | 0 | 0 | 0 | 0 | 0 | 0 | 0 | 0 | 0 | 0 | 0 | 0 | 0 | 0 | 0 | 0 | 0 | 0 | 0 | 0 | 0 | 0 | -16.5357
2 | 260 | 262 | 260 262 Photocell/timeclock / Multi Attached | 0 | 0 | -1.7611 | -1.748 | -1.8669 | -1.9347 | -2.052 | -2.0781 | -2.1414 | -2.1876 | -2.2053 | -2.197 | -2.1882 | -2.1815 | -2.2515 | -2.3066 | -2.3269 | -2.3849 | -2.43 | -2.4495 | -2.4741 | -2.5018 | -2.52 | -2.5482 | -2.5932 | -2.6189 | -2.6637 | -2.7028 | -2.8138 | -2.9135 | -65.041
2 | 300 | 301 | 300 301 HE Refrigerator - Energy Star version of above / Multi Attached | 0 | 0 | -26.4127 | -26.2167 | -27.9998 | -29.0217 | -30.7659 | -31.1627 | -32.1182 | -32.8055 | -33.0637 | -32.9466 | -32.8052 | -32.7178 | -33.7609 | -34.5963 | 0 | 0 | 0 | 0 | 0 | 0 | 0 | 0 | 0 | 0 | 0 | 0 | 0 | 0 | -436.3938
2 | 350 | 351 | 350 351 HE Freezer / Multi Attached | 0 | 0 | -6.6851 | -6.6354 | -7.0868 | -7.3455 | -7.7893 | -7.8899 | -8.1296 | -8.3047 | -8.3708 | -8.3382 | -8.3056 | 0 | 0 | 0 | 0 | 0 | 0 | 0 | 0 | 0 | 0 | 0 | 0 | 0 | 0 | 0 | 0 | 0 | -84.8809
2 | 400 | 401 | 400 401 Heat Pump Water Heater (EF=2.9) / Multi Attached | 0 | 0 | -142.4681 | -141.4078 | -151.0275 | -156.5432 | -165.9835 | -168.1255 | -173.2479 | -176.9696 | -178.3591 | -177.6776 | 0 | 0 | 0 | 0 | 0 | 0 | 0 | 0 | 0 | 0 | 0 | 0 | 0 | 0 | 0 | 0 | 0 | 0 | -1631.8098
2 | 400 | 403 | 400 403 Solar Water Heat / Multi Attached | 0 | 0 | -141.1736 | -140.1268 | -149.6573 | -155.1216 | -164.443 | -166.5666 | -171.6714 | -175.3429 | -176.7219 | -176.0919 | -175.3435 | -174.8787 | -180.4528 | -184.9191 | -186.5007 | 0 | 0 | 0 | 0 | 0 | 0 | 0 | 0 | 0 | 0 | 0 | 0 | 0 | -2519.0118
2 | 400 | 404 | 400 404 AC Heat Recovery Units / Multi Attached | 0 | 0 | -22.9564 | -22.785 | -24.3356 | -25.2297 | -26.7623 | -27.1076 | -27.9204 | -28.528 | -28.7551 | -28.6319 | 0 | 0 | 0 | 0 | 0 | 0 | 0 | 0 | 0 | 0 | 0 | 0 | 0 | 0 | 0 | 0 | 0 | 0 | -263.0121
2 | 400 | 405 | 400 405 Low Flow Showerhead / Multi Attached | 0 | 0 | -15.134 | -15.0214 | -16.0433 | -16.6293 | -17.6315 | -17.8593 | -18.4037 | -18.7995 | -18.947 | -18.8756 | 0 | 0 | 0 | 0 | 0 | 0 | 0 | 0 | 0 | 0 | 0 | 0 | 0 | 0 | 0 | 0 | 0 | 0 | -173.3447
2 | 400 | 406 | 400 406 Pipe Wrap / Multi Attached | 0 | 0 | -3.9804 | -3.9507 | -4.2195 | -4.3734 | -4.6375 | -4.6974 | -4.8404 | -4.9449 | -4.9838 | -4.9648 | -4.9458 | -4.9307 | -5.088 | 0 | 0 | 0 | 0 | 0 | 0 | 0 | 0 | 0 | 0 | 0 | 0 | 0 | 0 | 0 | -60.5574
2 | 400 | 407 | 400 407 Faucet Aerators / Multi Attached | 0 | 0 | -5.9863 | -5.9418 | -6.3461 | -6.5777 | -6.9743 | -7.0645 | -7.2797 | -7.436 | -7.4953 | -7.4669 | 0 | 0 | 0 | 0 | 0 | 0 | 0 | 0 | 0 | 0 | 0 | 0 | 0 | 0 | 0 | 0 | 0 | 0 | -68.5686
2 | 400 | 408 | 400 408 Water Heater Blanket / Multi Attached | 0 | 0 | -20.4447 | -20.2925 | -21.673 | -22.4645 | -23.8193 | -24.1262 | -24.8616 | 0 | 0 | 0 | 0 | 0 | 0 | 0 | 0 | 0 | 0 | 0 | 0 | 0 | 0 | 0 | 0 | 0 | 0 | 0 | 0 | 0 | -157.6817
2 | 400 | 409 | 400 409 Water Heater Temperature Check and Adjustment / Multi Attached | 0 | 0 | -1.9945 | -1.9797 | -2.1143 | -2.1911 | -2.323 | 0 | 0 | 0 | 0 | 0 | 0 | 0 | 0 | 0 | 0 | 0 | 0 | 0 | 0 | 0 | 0 | 0 | 0 | 0 | 0 | 0 | 0 | 0 | -10.6027
2 | 400 | 410 | 400 410 Water Heater Timeclock / Multi Attached | 0 | 0 | -9.973 | -9.8988 | -10.5722 | -10.9584 | -11.6193 | -11.7689 | -12.1277 | -12.3887 | -12.4866 | -12.4379 | 0 | 0 | 0 | 0 | 0 | 0 | 0 | 0 | 0 | 0 | 0 | 0 | 0 | 0 | 0 | 0 | 0 | 0 | -114.2314
2 | 400 | 411 | 400 411 Heat Trap / Multi Attached | 0 | 0 | -18.0219 | -17.8878 | -19.1046 | -19.8023 | -20.9967 | -21.2673 | -21.9155 | -22.3867 | -22.5628 | -22.4762 | 0 | 0 | 0 | 0 | 0 | 0 | 0 | 0 | 0 | 0 | 0 | 0 | 0 | 0 | 0 | 0 | 0 | 0 | -206.4218
2 | 500 | 502 | 500 502 Energy Star CW CEE Tier 2 (MEF=2.0) / Multi Attached | 0 | 0 | -21.4067 | -21.2479 | -22.693 | -23.5214 | -24.9349 | -25.2568 | -26.0309 | -26.5881 | -26.797 | -26.7014 | -26.588 | 0 | 0 | 0 | 0 | 0 | 0 | 0 | 0 | 0 | 0 | 0 | 0 | 0 | 0 | 0 | 0 | 0 | -271.7662
2 | 500 | 503 | 500 503 Energy Star CW CEE Tier 3 (MEF=2.2) / Multi Attached | 0 | 0 | -28.9782 | -28.763 | -30.7194 | -31.8405 | -33.7544 | -34.1899 | -35.2378 | -35.9917 | -36.2748 | -36.1448 | -35.991 | 0 | 0 | 0 | 0 | 0 | 0 | 0 | 0 | 0 | 0 | 0 | 0 | 0 | 0 | 0 | 0 | 0 | -367.8856
2 | 700 | 701 | 700 701 Energy Star DW (EF=0.68) / Multi Attached | 0 | 0 | -20.9546 | -20.7993 | -22.2142 | -23.0247 | -24.4071 | -24.7229 | -25.4812 | -26.026 | -26.2303 | -26.1384 | -26.0259 | -25.9575 | -26.7848 | 0 | 0 | 0 | 0 | 0 | 0 | 0 | 0 | 0 | 0 | 0 | 0 | 0 | 0 | 0 | -318.767
2 | 800 | 801 | 800 801 Two Speed Pool Pump (1.5 hp) / Multi Attached | 0 | 0 | -187.4339 | -186.0389 | -198.6949 | -205.951 | -218.3694 | 0 | 0 | 0 | 0 | 0 | 0 | 0 | 0 | 0 | 0 | 0 | 0 | 0 | 0 | 0 | 0 | 0 | 0 | 0 | 0 | 0 | 0 | 0 | -996.4881
2 | 800 | 802 | 800 802 High Efficiency One Speed Pool Pump (1.5 hp) / Multi Attached | 0 | 0 | -94.4675 | -93.7644 | -100.1431 | -103.8002 | -110.0583 | 0 | 0 | 0 | 0 | 0 | 0 | 0 | 0 | 0 | 0 | 0 | 0 | 0 | 0 | 0 | 0 | 0 | 0 | 0 | 0 | 0 | 0 | 0 | -502.2335
2 | 800 | 803 | 800 803 Variable-Speed Pool Pump (<1 hp) / Multi Attached | 0 | 0 | -281.9745 | -279.876 | -298.9153 | -309.8311 | -328.5133 | -332.7543 | -342.8936 | -350.2575 | -353.0068 | -351.6589 | 0 | 0 | 0 | 0 | 0 | 0 | 0 | 0 | 0 | 0 | 0 | 0 | 0 | 0 | 0 | 0 | 0 | 0 | -3229.6813
2 | 800 | 804 | 800 804 PV-Powered Pool Pumps / Multi Attached | 0 | 0 | -376.9155 | -374.1105 | -399.5604 | -414.1521 | -439.1244 | -444.7927 | -458.3464 | -468.1894 | -471.8643 | -470.0623 | 0 | 0 | 0 | 0 | 0 | 0 | 0 | 0 | 0 | 0 | 0 | 0 | 0 | 0 | 0 | 0 | 0 | 0 | -4317.118
2 | 900 | 901 | 900 901 Energy Star TV / Multi Attached | 0 | 0 | -1.4215 | -1.4109 | -1.5069 | -1.5615 | -1.6552 | -1.6772 | -1.7286 | 0 | 0 | 0 | 0 | 0 | 0 | 0 | 0 | 0 | 0 | 0 | 0 | 0 | 0 | 0 | 0 | 0 | 0 | 0 | 0 | 0 | -10.9617
2 | 910 | 911 | 910 911 Energy Star TV / Multi Attached | 0 | 0 | -5.4711 | -5.4303 | -5.7998 | -6.0116 | -6.3744 | -6.4567 | -6.6531 | 0 | 0 | 0 | 0 | 0 | 0 | 0 | 0 | 0 | 0 | 0 | 0 | 0 | 0 | 0 | 0 | 0 | 0 | 0 | 0 | 0 | -42.197
2 | 920 | 921 | 920 921 Energy Star Set-Top Box / Multi Attached | 0 | 0 | -6.1468 | -6.1011 | -6.5161 | -6.7544 | -7.1615 | -7.2544 | -7.475 | 0 | 0 | 0 | 0 | 0 | 0 | 0 | 0 | 0 | 0 | 0 | 0 | 0 | 0 | 0 | 0 | 0 | 0 | 0 | 0 | 0 | -47.4093
2 | 930 | 931 | 930 931 Energy Star DVD Player / Multi Attached | 0 | 0 | -3.3426 | -3.3178 | -3.5434 | -3.6731 | -3.8947 | -3.9451 | -4.065 | 0 | 0 | 0 | 0 | 0 | 0 | 0 | 0 | 0 | 0 | 0 | 0 | 0 | 0 | 0 | 0 | 0 | 0 | 0 | 0 | 0 | -25.7817
2 | 940 | 941 | 940 941 Energy Star VCR / Multi Attached | 0 | 0 | -6.9252 | -6.8735 | -7.3412 | -7.6096 | -8.0688 | -8.1729 | -8.4215 | 0 | 0 | 0 | 0 | 0 | 0 | 0 | 0 | 0 | 0 | 0 | 0 | 0 | 0 | 0 | 0 | 0 | 0 | 0 | 0 | 0 | -53.4126
2 | 950 | 951 | 950 951 Energy Star Desktop PC / Multi Attached | 0 | 0 | -3.8814 | -3.8525 | -4.1145 | -4.2647 | -4.5219 | -4.5807 | -4.72 | 0 | 0 | 0 | 0 | 0 | 0 | 0 | 0 | 0 | 0 | 0 | 0 | 0 | 0 | 0 | 0 | 0 | 0 | 0 | 0 | 0 | -29.9357
2 | 960 | 961 | 960 961 Energy Star Laptop PC / Multi Attached | 0 | 0 | -1.5793 | -1.5676 | -1.6742 | -1.7351 | -1.8398 | -1.8638 | -1.9204 | 0 | 0 | 0 | 0 | 0 | 0 | 0 | 0 | 0 | 0 | 0 | 0 | 0 | 0 | 0 | 0 | 0 | 0 | 0 | 0 | 0 | -12.1803
3 | 100 | 102 | 100 102 15 SEER Split-System Air Conditioner / Single Detached - Manufactured | 0 | 0 | -24.6157 | -24.431 | -26.0941 | -27.059 | -28.7178 | -29.0878 | -29.9436 | -30.6045 | -30.8505 | -30.6996 | -30.6192 | -30.5022 | -31.4727 | -32.259 | -32.5886 | -33.4023 | -34.0118 | -34.2866 | 0 | 0 | 0 | 0 | 0 | 0 | 0 | 0 | 0 | 0 | -541.246
3 | 100 | 103 | 100 103 17 SEER Split-System Air Conditioner / Single Detached - Manufactured | 0 | 0 | -58.0042 | -57.5688 | -61.4878 | -63.7677 | -67.6831 | -68.5553 | -70.5627 | -72.1266 | -72.7098 | -72.3446 | -72.1653 | -71.8843 | -74.1689 | -76.0254 | -76.8145 | -78.7357 | -80.162 | -80.8095 | 0 | 0 | 0 | 0 | 0 | 0 | 0 | 0 | 0 | 0 | -1275.5762
3 | 100 | 104 | 100 104 19 SEER Split-System Air Conditioner / Single Detached - Manufactured | 0 | 0 | -83.0187 | -82.3956 | -88.0046 | -91.2679 | -96.8716 | -98.1194 | -100.9931 | -103.231 | -104.0654 | -103.5427 | -103.2877 | -102.8839 | -106.1548 | -108.8106 | -109.942 | -112.6917 | -114.7332 | -115.6602 | 0 | 0 | 0 | 0 | 0 | 0 | 0 | 0 | 0 | 0 | -1825.6741
3 | 100 | 105 | 100 105 14 SEER Split-System Heat Pump / Single Detached - Manufactured | 0 | 0 | -74.8256 | -74.2627 | -79.3171 | -82.2843 | -87.3619 | -88.4863 | -91.0425 | -93.0829 | -93.8503 | -93.3506 | -93.1622 | -92.7678 | -95.7099 | -98.113 | -99.1792 | 0 | 0 | 0 | 0 | 0 | 0 | 0 | 0 | 0 | 0 | 0 | 0 | 0 | -1336.7963
3 | 100 | 106 | 100 106 15 SEER Split-System Heat Pump / Single Detached - Manufactured | 0 | 0 | -102.142 | -101.3764 | -108.2774 | -112.278 | -119.1562 | -120.6907 | -124.2469 | -126.9865 | -128.0048 | -127.3821 | -127.0406 | -126.5648 | -130.5906 | -133.8523 | -135.2129 | 0 | 0 | 0 | 0 | 0 | 0 | 0 | 0 | 0 | 0 | 0 | 0 | 0 | -1823.8022
3 | 100 | 107 | 100 107 17 SEER Split-System Heat Pump / Single Detached - Manufactured | 0 | 0 | -140.0496 | -139.0002 | -148.4621 | -153.9461 | -163.3746 | -165.4774 | -170.3575 | -174.1109 | -175.5069 | -174.6564 | -174.1831 | -173.535 | -179.0547 | -183.5259 | -185.3875 | 0 | 0 | 0 | 0 | 0 | 0 | 0 | 0 | 0 | 0 | 0 | 0 | 0 | -2500.6279
3 | 100 | 108 | 100 108 13 EER Geothermal Heat Pump / Single Detached - Manufactured | 0 | 0 | -139.6921 | -138.6454 | -148.0832 | -153.5531 | -162.9572 | -165.0548 | -169.9225 | -173.6664 | -175.0587 | -174.21 | -173.7388 | -173.0919 | -178.5973 | -183.0577 | -184.9147 | 0 | 0 | 0 | 0 | 0 | 0 | 0 | 0 | 0 | 0 | 0 | 0 | 0 | -2494.2438
3 | 100 | 109 | 100 109 HVAC Proper Sizing / Single Detached - Manufactured | 0 | 0 | -10.0668 | -9.9896 | -10.6716 | -11.0794 | -11.7762 | -11.9274 | -12.2552 | -12.541 | -12.6513 | -12.5709 | -12.5653 | -12.497 | -12.8906 | -13.2176 | -13.3834 | 0 | 0 | 0 | 0 | 0 | 0 | 0 | 0 | 0 | 0 | 0 | 0 | 0 | -180.0834
3 | 100 | 110 | 100 110 Attic Venting / Single Detached - Manufactured | 0 | 0 | -25.7169 | -25.5245 | -27.2618 | -28.2665 | -29.9922 | -30.3785 | -31.2804 | -31.9665 | -32.222 | -32.0733 | 0 | 0 | 0 | 0 | 0 | 0 | 0 | 0 | 0 | 0 | 0 | 0 | 0 | 0 | 0 | 0 | 0 | 0 | -294.6826
3 | 100 | 111 | 100 111 Sealed Attic w/Sprayed Foam Insulated Roof Deck / Single Detached - Manufactured | 0 | 0 | -46.232 | -45.8827 | -49.0065 | -50.8617 | -54.0235 | -54.7191 | -56.2664 | -57.5493 | -58.0371 | -57.7021 | -57.6243 | -57.3519 | -59.1645 | -60.6576 | -61.3623 | -62.918 | -63.9982 | -64.5147 | -65.1567 | -65.9144 | -66.3778 | -67.0004 | -68.4411 | -68.8376 | -70.0241 | -71.2816 | -74.2015 | -76.6977 | -1711.8048
3 | 100 | 112 | 100 112 AC Maintenance (Outdoor Coil Cleaning) / Single Detached - Manufactured | 0 | 0 | -33.048 | -32.8009 | -35.0333 | -36.3226 | 0 | 0 | 0 | 0 | 0 | 0 | 0 | 0 | 0 | 0 | 0 | 0 | 0 | 0 | 0 | 0 | 0 | 0 | 0 | 0 | 0 | 0 | 0 | 0 | -137.2048
3 | 100 | 113 | 100 113 AC Maintenance (Indoor Coil Cleaning) / Single Detached - Manufactured | 0 | 0 | -32.654 | -32.41 | -34.6157 | -35.8893 | 0 | 0 | 0 | 0 | 0 | 0 | 0 | 0 | 0 | 0 | 0 | 0 | 0 | 0 | 0 | 0 | 0 | 0 | 0 | 0 | 0 | 0 | 0 | 0 | -135.569
3 | 100 | 114 | 100 114 Proper Refrigerant Charging and Air Flow / Single Detached - Manufactured | 0 | 0 | -47.3415 | -46.9877 | -50.1856 | -52.0328 | -55.2028 | -55.9135 | -57.5811 | -58.8395 | -59.3088 | -59.0422 | 0 | 0 | 0 | 0 | 0 | 0 | 0 | 0 | 0 | 0 | 0 | 0 | 0 | 0 | 0 | 0 | 0 | 0 | -542.4356
3 | 100 | 115 | 100 115 Electronically Commutated Motors (ECM) on an Air Handler Unit / Single Detached - Manufactured | 0 | 0 | -31.5449 | -31.3094 | -33.44 | -34.6684 | -36.7739 | -37.248 | -38.3657 | -39.2004 | -39.5122 | -39.3423 | -39.2086 | -39.0818 | -40.3267 | -41.3292 | -41.7188 | 0 | 0 | 0 | 0 | 0 | 0 | 0 | 0 | 0 | 0 | 0 | 0 | 0 | -563.0702
3 | 100 | 116 | 100 116 Duct Repair / Single Detached - Manufactured | 0 | 0 | -31.3234 | -31.0883 | -33.2047 | -34.4333 | -36.5443 | -37.0154 | -38.1034 | -38.9453 | -39.2585 | -39.065 | -38.9634 | -38.8153 | -40.0497 | -41.0501 | -41.4723 | -42.5081 | -43.2814 | -43.6321 | 0 | 0 | 0 | 0 | 0 | 0 | 0 | 0 | 0 | 0 | -688.754
3 | 100 | 117 | 100 117 Reflective Roof / Single Detached - Manufactured | 0 | 0 | -66.1443 | -65.6498 | -70.1179 | -72.6993 | -77.1303 | -78.1236 | -80.4514 | -82.21 | -82.8659 | -82.4912 | -82.2351 | -81.952 | -84.5606 | -86.6673 | -87.5103 | 0 | 0 | 0 | 0 | 0 | 0 | 0 | 0 | 0 | 0 | 0 | 0 | 0 | -1180.809
3 | 100 | 118 | 100 118 Radient Barrier / Single Detached - Manufactured | 0 | 0 | -51.42 | -51.034 | -54.5082 | -56.5291 | -59.9994 | -60.7723 | -62.5527 | -63.9387 | -64.4551 | -64.1322 | 0 | 0 | 0 | 0 | 0 | 0 | 0 | 0 | 0 | 0 | 0 | 0 | 0 | 0 | 0 | 0 | 0 | 0 | -589.3416
3 | 100 | 119 | 100 119 Window Film / Single Detached - Manufactured | 0 | 0 | -16.9664 | -16.8399 | -17.9858 | -18.6467 | -19.7782 | -20.0338 | -20.635 | -21.0838 | -21.2518 | -21.1611 | 0 | 0 | 0 | 0 | 0 | 0 | 0 | 0 | 0 | 0 | 0 | 0 | 0 | 0 | 0 | 0 | 0 | 0 | -194.3825
3 | 100 | 120 | 100 120 Window Tinting / Single Detached - Manufactured | 0 | 0 | -16.9617 | -16.8347 | -17.9806 | -18.6432 | -19.782 | -20.0372 | -20.6312 | -21.0844 | -21.2531 | -21.1536 | -21.0925 | -21.0164 | -21.6852 | -22.2256 | -22.4468 | -23.0062 | -23.4293 | -23.6188 | -23.8564 | -24.1221 | -24.2948 | -24.552 | -25.0135 | -25.2255 | -25.6635 | -26.0745 | -27.1453 | -28.0865 | -626.9165
3 | 100 | 121 | 100 121 Default Window With Sunscreen / Single Detached - Manufactured | 0 | 0 | -62.935 | -62.4607 | -66.7112 | -69.2184 | -73.5008 | -74.4465 | -76.5815 | -78.3079 | -78.9601 | -78.5274 | 0 | 0 | 0 | 0 | 0 | 0 | 0 | 0 | 0 | 0 | 0 | 0 | 0 | 0 | 0 | 0 | 0 | 0 | -721.6496
3 | 100 | 122 | 100 122 Single Pane Clear Windows to Double Pane Low-E Windows / Single Detached - Manufactured | 0 | 0 | -117.484 | -116.5963 | -124.5342 | -129.2528 | -137.2926 | -139.0588 | -142.9859 | -146.2497 | -147.4908 | -146.6345 | -146.4456 | -145.7466 | -150.3517 | -154.1471 | -155.9472 | -159.9024 | -162.6458 | -163.9564 | -165.5861 | -167.5131 | -168.6916 | -170.2673 | -173.9429 | -174.9336 | -177.9526 | -181.1591 | -188.5795 | -194.9098 | -4350.258
3 | 100 | 124 | 100 124 Ceiling R-0 to R-19 Insulation / Single Detached - Manufactured | 0 | 0 | -36.199 | -35.9254 | -38.3713 | -39.8237 | -42.2996 | -42.8434 | -44.0555 | -45.0597 | -45.4417 | -45.1799 | -45.1185 | -44.9048 | -46.3246 | -47.4938 | -48.0448 | -49.2649 | -50.1101 | -50.5136 | -51.0167 | -51.61 | 0 | 0 | 0 | 0 | 0 | 0 | 0 | 0 | -899.601
3 | 100 | 125 | 100 125 Ceiling R-19 to R-38 Insulation / Single Detached - Manufactured | 0 | 0 | -1.734 | -1.7209 | -1.838 | -1.9073 | -2.0255 | -2.0516 | -2.1101 | -2.1584 | -2.177 | -2.1647 | -2.1617 | -2.1506 | -2.2189 | -2.2739 | -2.3007 | -2.3603 | -2.3995 | -2.4196 | -2.4435 | -2.4718 | 0 | 0 | 0 | 0 | 0 | 0 | 0 | 0 | -43.0882
3 | 100 | 126 | 100 126 Wall 2x4 R-0 to Blow-In R-13 Insulation / Single Detached - Manufactured | 0 | 0 | -5.1547 | -5.1158 | -5.464 | -5.6708 | -6.0233 | -6.1008 | -6.2734 | -6.4169 | -6.4714 | -6.4344 | -6.4258 | -6.3945 | -6.597 | -6.7622 | -6.8416 | -7.0145 | -7.1346 | -7.1931 | -7.2646 | -7.3493 | 0 | 0 | 0 | 0 | 0 | 0 | 0 | 0 | -128.1026
3 | 100 | 127 | 100 127 Weather Strip/Caulk w/Blower Door / Single Detached - Manufactured | 0 | 0 | -10.3979 | -10.3207 | -11.0225 | -11.425 | -12.1112 | 0 | 0 | 0 | 0 | 0 | 0 | 0 | 0 | 0 | 0 | 0 | 0 | 0 | 0 | 0 | 0 | 0 | 0 | 0 | 0 | 0 | 0 | 0 | -55.2773
3 | 130 | 132 | 130 132 15 SEER Split-System Heat Pump / Single Detached - Manufactured | 0 | 0 | -76.3997 | -75.8211 | -80.9868 | -84.0718 | -89.3222 | -90.4709 | -92.9963 | -95.1384 | -95.9587 | -95.3776 | -95.2908 | -94.809 | -97.7991 | -100.2755 | -101.4856 | 0 | 0 | 0 | 0 | 0 | 0 | 0 | 0 | 0 | 0 | 0 | 0 | 0 | -1366.2034
3 | 130 | 133 | 130 133 17 SEER Split-System Heat Pump / Single Detached - Manufactured | 0 | 0 | -66.8637 | -66.3633 | -70.8803 | -73.4937 | -77.9829 | -78.9866 | -81.3296 | -83.1137 | -83.7789 | -83.3876 | -83.1441 | -82.8463 | -85.4825 | -87.6156 | -88.4825 | 0 | 0 | 0 | 0 | 0 | 0 | 0 | 0 | 0 | 0 | 0 | 0 | 0 | -1193.7513
3 | 130 | 134 | 130 134 13 EER Geothermal Heat Pump / Single Detached - Manufactured | 0 | 0 | -66.7733 | -66.2736 | -70.7845 | -73.3938 | -77.8766 | -78.8793 | -81.2195 | -83.0009 | -83.6639 | -83.2747 | -83.03 | -82.7342 | -85.3665 | -87.4964 | -88.3633 | 0 | 0 | 0 | 0 | 0 | 0 | 0 | 0 | 0 | 0 | 0 | 0 | 0 | -1192.1303
3 | 130 | 136 | 130 136 Attic Venting / Single Detached - Manufactured | 0 | 0 | -22.774 | -22.6036 | -24.142 | -25.0317 | -26.5594 | -26.9017 | -27.7007 | -28.3081 | -28.5343 | -28.4028 | 0 | 0 | 0 | 0 | 0 | 0 | 0 | 0 | 0 | 0 | 0 | 0 | 0 | 0 | 0 | 0 | 0 | 0 | -260.9583
3 | 130 | 137 | 130 137 Sealed Attics / Single Detached - Manufactured | 0 | 0 | -40.9195 | -40.6055 | -43.3782 | -45.0361 | -47.8682 | -48.4827 | -49.8149 | -50.9766 | -51.4225 | -51.0956 | -51.0725 | -50.7966 | -52.3966 | -53.7293 | -54.403 | -55.8524 | -56.7188 | -57.175 | -57.739 | -58.426 | -58.8334 | -59.3455 | -60.7169 | -60.9761 | -62.019 | -63.2004 | -65.8377 | -67.9632 | -1516.801
3 | 130 | 138 | 130 138 AC Maintenance (Outdoor Coil Cleaning) / Single Detached - Manufactured | 0 | 0 | -30.3362 | -30.1095 | -32.1587 | -33.3421 | 0 | 0 | 0 | 0 | 0 | 0 | 0 | 0 | 0 | 0 | 0 | 0 | 0 | 0 | 0 | 0 | 0 | 0 | 0 | 0 | 0 | 0 | 0 | 0 | -125.9466
3 | 130 | 139 | 130 139 AC Maintenance (Indoor Coil Cleaning) / Single Detached - Manufactured | 0 | 0 | -29.9679 | -29.7439 | -31.7682 | -32.9378 | 0 | 0 | 0 | 0 | 0 | 0 | 0 | 0 | 0 | 0 | 0 | 0 | 0 | 0 | 0 | 0 | 0 | 0 | 0 | 0 | 0 | 0 | 0 | 0 | -124.4179
3 | 130 | 140 | 130 140 Proper Refrigerant Charging and Air Flow / Single Detached - Manufactured | 0 | 0 | -43.4787 | -43.1537 | -46.0906 | -47.7868 | -50.6978 | -51.3506 | -52.8827 | -54.0383 | -54.4683 | -54.2245 | 0 | 0 | 0 | 0 | 0 | 0 | 0 | 0 | 0 | 0 | 0 | 0 | 0 | 0 | 0 | 0 | 0 | 0 | -498.1719
3 | 130 | 141 | 130 141 Electronically Commutated Motors (ECM) on an Air Handler Unit / Single Detached - Manufactured | 0 | 0 | -58.0971 | -57.6611 | -61.5864 | -63.8691 | -67.7899 | -68.6631 | -70.675 | -72.2403 | -72.825 | -72.4591 | -72.2795 | -71.9976 | -74.2867 | -76.1456 | -76.9347 | 0 | 0 | 0 | 0 | 0 | 0 | 0 | 0 | 0 | 0 | 0 | 0 | 0 | -1037.5101
3 | 130 | 142 | 130 142 Duct Repair / Single Detached - Manufactured | 0 | 0 | -23.079 | -22.9054 | -24.4644 | -25.378 | -26.9422 | -27.289 | -28.0798 | -28.708 | -28.943 | -28.7913 | -28.731 | -28.6113 | -29.5184 | -30.2588 | -30.585 | -31.353 | -31.9111 | -32.1692 | 0 | 0 | 0 | 0 | 0 | 0 | 0 | 0 | 0 | 0 | -507.7179
3 | 130 | 143 | 130 143 Reflective Roof / Single Detached - Manufactured | 0 | 0 | -60.7178 | -60.2641 | -64.3655 | -66.7342 | -70.7987 | -71.7105 | -73.8504 | -75.4632 | -76.0649 | -75.7242 | -75.4853 | -75.2277 | -77.6222 | -79.5561 | -80.325 | 0 | 0 | 0 | 0 | 0 | 0 | 0 | 0 | 0 | 0 | 0 | 0 | 0 | -1083.9097
3 | 130 | 144 | 130 144 Radient Barrier / Single Detached - Manufactured | 0 | 0 | -45.5356 | -45.1937 | -48.2704 | -50.06 | -53.1339 | -53.8179 | -55.3944 | -56.6223 | -57.0802 | -56.7935 | 0 | 0 | 0 | 0 | 0 | 0 | 0 | 0 | 0 | 0 | 0 | 0 | 0 | 0 | 0 | 0 | 0 | 0 | -521.9018
3 | 130 | 145 | 130 145 Window Film / Single Detached - Manufactured | 0 | 0 | -16.77 | -16.645 | -17.7775 | -18.4292 | -19.5455 | -19.7976 | -20.395 | -20.8366 | -21.0026 | -20.9158 | 0 | 0 | 0 | 0 | 0 | 0 | 0 | 0 | 0 | 0 | 0 | 0 | 0 | 0 | 0 | 0 | 0 | 0 | -192.1147
3 | 130 | 146 | 130 146 Window Tinting / Single Detached - Manufactured | 0 | 0 | -16.7634 | -16.6379 | -17.7704 | -18.4257 | -19.5512 | -19.803 | -20.3902 | -20.8379 | -21.0048 | -20.9064 | -20.8449 | -20.7705 | -21.4319 | -21.9659 | -22.1846 | -22.7366 | -23.1548 | -23.3428 | -23.5771 | -23.84 | -24.0107 | -24.2646 | -24.7189 | -24.9304 | -25.3633 | -25.7701 | -26.8272 | -27.7581 | -619.5835
3 | 130 | 147 | 130 147 Default Window With Sunscreen / Single Detached - Manufactured | 0 | 0 | -62.935 | -62.4607 | -66.7112 | -69.2184 | -73.5008 | -74.4465 | -76.5815 | -78.3079 | -78.9601 | -78.5274 | 0 | 0 | 0 | 0 | 0 | 0 | 0 | 0 | 0 | 0 | 0 | 0 | 0 | 0 | 0 | 0 | 0 | 0 | -721.6496
3 | 130 | 148 | 130 148 Single Pane Clear Windows to Double Pane Low-E Windows / Single Detached - Manufactured | 0 | 0 | -117.484 | -116.5963 | -124.5342 | -129.2528 | -137.2926 | -139.0588 | -142.9859 | -146.2497 | -147.4908 | -146.6345 | -146.4456 | -145.7466 | -150.3517 | -154.1471 | -155.9472 | -159.9024 | -162.6458 | -163.9564 | -165.5861 | -167.5131 | -168.6916 | -170.2673 | -173.9429 | -174.9336 | -177.9526 | -181.1591 | -188.5795 | -194.9098 | -4350.258
3 | 130 | 150 | 130 150 Ceiling R-0 to R-19 Insulation / Single Detached - Manufactured | 0 | 0 | -33.7672 | -33.5081 | -35.7962 | -37.1641 | -39.5014 | -40.0084 | -41.1077 | -42.0661 | -42.435 | -42.1653 | -42.1461 | -41.9177 | -43.2382 | -44.3368 | -44.8939 | -46.09 | -46.8052 | -47.1812 | -47.6466 | -48.2149 | 0 | 0 | 0 | 0 | 0 | 0 | 0 | 0 | -839.99
3 | 130 | 151 | 130 151 Ceiling R-19 to R-38 Insulation / Single Detached - Manufactured | 0 | 0 | -1.615 | -1.6027 | -1.7121 | -1.7772 | -1.8884 | -1.9131 | -1.966 | -2.0119 | -2.0295 | -2.0167 | -2.017 | -2.0048 | -2.0682 | -2.1195 | -2.1471 | -2.2037 | -2.2375 | -2.2557 | -2.2781 | -2.3055 | 0 | 0 | 0 | 0 | 0 | 0 | 0 | 0 | -40.1697
3 | 130 | 152 | 130 152 Wall 2x4 R-0 to Blow-In R-13 Insulation / Single Detached - Manufactured | 0 | 0 | -4.5622 | -4.5272 | -4.8363 | -5.0211 | -5.3369 | -5.4052 | -5.5539 | -5.6835 | -5.7339 | -5.6968 | -5.6943 | -5.663 | -5.8422 | -5.9897 | -6.0655 | -6.2266 | -6.3229 | -6.3741 | -6.4367 | -6.5123 | 0 | 0 | 0 | 0 | 0 | 0 | 0 | 0 | -113.4844
3 | 130 | 153 | 130 153 Weather Strip/Caulk w/Blower Door / Single Detached - Manufactured | 0 | 0 | -9.207 | -9.1378 | -9.7596 | -10.1141 | -10.7227 | 0 | 0 | 0 | 0 | 0 | 0 | 0 | 0 | 0 | 0 | 0 | 0 | 0 | 0 | 0 | 0 | 0 | 0 | 0 | 0 | 0 | 0 | 0 | -48.9412
3 | 190 | 191 | 190 191 HE Room Air Conditioner - EER 11 / Single Detached - Manufactured | 0 | 0 | -22.2093 | -22.0427 | -23.5433 | -24.4133 | -25.9089 | -26.2428 | -27.0158 | -27.6119 | -27.8335 | -27.6975 | -27.6237 | -27.52 | -28.3954 | -29.1043 | -29.4002 | 0 | 0 | 0 | 0 | 0 | 0 | 0 | 0 | 0 | 0 | 0 | 0 | 0 | -396.5626
3 | 190 | 192 | 190 192 HE Room Air Conditioner - EER 12 / Single Detached - Manufactured | 0 | 0 | -40.6999 | -40.3948 | -43.1446 | -44.7387 | -47.4795 | -48.091 | -49.5079 | -50.5997 | -51.0057 | -50.7576 | -50.6221 | -50.4319 | -52.0364 | -53.335 | -53.879 | 0 | 0 | 0 | 0 | 0 | 0 | 0 | 0 | 0 | 0 | 0 | 0 | 0 | -726.7239
3 | 190 | 196 | 190 196 Reflective Roof / Single Detached - Manufactured | 0 | 0 | -34.3451 | -34.0884 | -36.4084 | -37.7483 | -40.0473 | -40.5631 | -41.7736 | -42.6858 | -43.0264 | -42.8337 | -42.699 | -42.5527 | -43.9073 | -45.0007 | -45.436 | 0 | 0 | 0 | 0 | 0 | 0 | 0 | 0 | 0 | 0 | 0 | 0 | 0 | -613.1155
3 | 190 | 197 | 190 197 Window Film / Single Detached - Manufactured | 0 | 0 | -8.8172 | -8.7515 | -9.347 | -9.6893 | -10.2755 | -10.4091 | -10.7231 | -10.9553 | -11.0422 | -10.9967 | 0 | 0 | 0 | 0 | 0 | 0 | 0 | 0 | 0 | 0 | 0 | 0 | 0 | 0 | 0 | 0 | 0 | 0 | -101.0069
3 | 190 | 198 | 190 198 Window Tinting / Single Detached - Manufactured | 0 | 0 | -8.8137 | -8.7477 | -9.3431 | -9.6876 | -10.2786 | -10.4114 | -10.7204 | -10.956 | -11.0433 | -10.9924 | -10.9601 | -10.9207 | -11.2685 | -11.5486 | -11.663 | -11.9531 | -12.174 | -12.2727 | -12.3965 | -12.5337 | -12.6234 | -12.7562 | -12.9954 | -13.1077 | -13.3349 | -13.5484 | -14.105 | -14.5944 | -325.7506
3 | 190 | 199 | 190 199 Default Window With Sunscreen / Single Detached - Manufactured | 0 | 0 | -10.1639 | -10.0873 | -10.7738 | -11.1784 | -11.8694 | -12.0223 | -12.3675 | -12.6462 | -12.7516 | -12.6822 | 0 | 0 | 0 | 0 | 0 | 0 | 0 | 0 | 0 | 0 | 0 | 0 | 0 | 0 | 0 | 0 | 0 | 0 | -116.5428
3 | 190 | 200 | 190 200 Single Pane Clear Windows to Double Pane Low-E Windows / Single Detached - Manufactured | 0 | 0 | -40.4551 | -40.1526 | -42.8854 | -44.4644 | -47.1751 | -47.7826 | -49.2057 | -50.2821 | -50.6832 | -50.4535 | -50.2977 | -50.1234 | -51.719 | -53.0078 | -53.5241 | -54.8558 | -55.8724 | -56.3241 | -56.8912 | -57.5261 | -57.9344 | -58.5562 | -59.6375 | -60.1616 | -61.207 | -62.1768 | -64.7319 | -66.9792 | -1495.066
3 | 190 | 202 | 190 202 Ceiling R-0 to R-19 Insulation / Single Detached - Manufactured | 0 | 0 | -35.8791 | -35.6113 | -38.0347 | -39.4312 | -41.8245 | -42.3642 | -43.6367 | -44.5847 | -44.9385 | -44.7479 | -44.5943 | -44.4501 | -45.8666 | -47.0067 | -47.448 | -48.627 | -49.5363 | -49.9377 | -50.4416 | -51.0016 | 0 | 0 | 0 | 0 | 0 | 0 | 0 | 0 | -889.9627
3 | 190 | 203 | 190 203 Ceiling R-19 to R-38 Insulation / Single Detached - Manufactured | 0 | 0 | -1.6611 | -1.6488 | -1.7609 | -1.825 | -1.9349 | -1.9603 | -2.0198 | -2.0635 | -2.0797 | -2.072 | -2.0641 | -2.0577 | -2.1238 | -2.1759 | -2.195 | -2.2498 | -2.2924 | -2.3105 | -2.3337 | -2.3598 | 0 | 0 | 0 | 0 | 0 | 0 | 0 | 0 | -41.1888
3 | 190 | 204 | 190 204 Wall 2x4 R-0 to Blow-In R-13 Insulation / Single Detached - Manufactured | 0 | 0 | -2.6816 | -2.6616 | -2.8427 | -2.946 | -3.1242 | -3.1647 | -3.2608 | -3.3311 | -3.358 | -3.3445 | -3.3321 | -3.3213 | -3.4277 | -3.5122 | -3.5441 | -3.6313 | -3.6994 | -3.7295 | -3.7672 | -3.8098 | 0 | 0 | 0 | 0 | 0 | 0 | 0 | 0 | -66.4898
3 | 190 | 205 | 190 205 Weather Strip/Caulk w/Blower Door / Single Detached - Manufactured | 0 | 0 | -5.4005 | -5.3603 | -5.725 | -5.934 | -6.2919 | 0 | 0 | 0 | 0 | 0 | 0 | 0 | 0 | 0 | 0 | 0 | 0 | 0 | 0 | 0 | 0 | 0 | 0 | 0 | 0 | 0 | 0 | 0 | -28.7117
3 | 220 | 221 | 220 221 CFL (18-Watt integral ballast), 0.5 hr/day / Single Detached - Manufactured | 0 | 0 | -4.4877 | -4.4543 | -4.7574 | -4.9312 | -5.228 | -5.2961 | -5.4574 | -5.5745 | -5.6186 | -5.5978 | -5.5748 | -5.5587 | -5.7359 | -5.8779 | -5.9305 | -6.0773 | -6.1921 | -6.2424 | -6.3054 | -6.3755 | -6.421 | -6.494 | -6.6056 | -6.6719 | -6.7875 | -6.8888 | -7.1723 | 0 | -158.3146
3 | 230 | 231 | 230 231 CFL (18-Watt integral ballast), 2.5 hr/day / Single Detached - Manufactured | 0 | 0 | -39.2766 | -38.9856 | -41.6377 | -43.1574 | -45.7496 | 0 | 0 | 0 | 0 | 0 | 0 | 0 | 0 | 0 | 0 | 0 | 0 | 0 | 0 | 0 | 0 | 0 | 0 | 0 | 0 | 0 | 0 | 0 | -208.8069
3 | 240 | 241 | 240 241 CFL (18-Watt integral ballast), 6.0 hr/day / Single Detached - Manufactured | 0 | 0 | -20.1994 | -20.0497 | 0 | 0 | 0 | 0 | 0 | 0 | 0 | 0 | 0 | 0 | 0 | 0 | 0 | 0 | 0 | 0 | 0 | 0 | 0 | 0 | 0 | 0 | 0 | 0 | 0 | 0 | -40.2491
3 | 250 | 251 | 250 251 ROB 2L4'T8, 1EB / Single Detached - Manufactured | 0 | 0 | -1.4764 | -1.4655 | -1.5651 | -1.6221 | -1.72 | -1.7426 | -1.7953 | -1.8343 | -1.8487 | -1.8419 | -1.8349 | -1.8292 | -1.8876 | -1.9339 | -1.951 | -1.9984 | -2.0363 | -2.0526 | -2.0741 | -2.0967 | -2.1116 | -2.136 | -2.1725 | -2.1949 | -2.2334 | -2.2662 | -2.3593 | -2.4428 | -54.5235
3 | 250 | 252 | 250 252 RET 2L4'T8, 1EB / Single Detached - Manufactured | 0 | 0 | -1.4764 | -1.4655 | -1.5651 | -1.6221 | -1.72 | -1.7426 | -1.7953 | -1.8343 | -1.8487 | -1.8419 | -1.8349 | -1.8292 | -1.8876 | -1.9339 | -1.951 | -1.9984 | -2.0363 | -2.0526 | -2.0741 | -2.0967 | -2.1116 | -2.136 | -2.1725 | -2.1949 | -2.2334 | -2.2662 | -2.3593 | -2.4428 | -54.5235
3 | 260 | 261 | 260 261 CFL - medium screw based <30 Watts / Single Detached - Manufactured | 0 | 0 | -8.239 | -8.1775 | 0 | 0 | 0 | 0 | 0 | 0 | 0 | 0 | 0 | 0 | 0 | 0 | 0 | 0 | 0 | 0 | 0 | 0 | 0 | 0 | 0 | 0 | 0 | 0 | 0 | 0 | -16.4165
3 | 260 | 262 | 260 262 Photocell/timeclock / Single Detached - Manufactured | 0 | 0 | -1.7611 | -1.748 | -1.8669 | -1.9347 | -2.052 | -2.0781 | -2.1414 | -2.1876 | -2.2053 | -2.197 | -2.1882 | -2.1815 | -2.2515 | -2.3066 | -2.3269 | -2.3849 | -2.43 | -2.4495 | -2.4741 | -2.5018 | -2.52 | -2.5482 | -2.5932 | -2.6189 | -2.6637 | -2.7028 | -2.8138 | -2.9135 | -65.041
3 | 300 | 301 | 300 301 HE Refrigerator - Energy Star version of above / Single Detached - Manufactured | 0 | 0 | -26.4127 | -26.2167 | -27.9998 | -29.0217 | -30.7659 | -31.1627 | -32.1182 | -32.8055 | -33.0637 | -32.9466 | -32.8052 | -32.7178 | -33.7609 | -34.5963 | 0 | 0 | 0 | 0 | 0 | 0 | 0 | 0 | 0 | 0 | 0 | 0 | 0 | 0 | -436.3938
3 | 350 | 351 | 350 351 HE Freezer / Single Detached - Manufactured | 0 | 0 | -6.6851 | -6.6354 | -7.0868 | -7.3455 | -7.7893 | -7.8899 | -8.1296 | -8.3047 | -8.3708 | -8.3382 | -8.3056 | 0 | 0 | 0 | 0 | 0 | 0 | 0 | 0 | 0 | 0 | 0 | 0 | 0 | 0 | 0 | 0 | 0 | -84.8809
3 | 400 | 401 | 400 401 Heat Pump Water Heater (EF=2.9) / Single Detached - Manufactured | 0 | 0 | -165.4902 | -164.2591 | -175.4324 | -181.8343 | -192.7852 | -195.2742 | -201.2391 | -205.5531 | -207.1648 | -206.3895 | 0 | 0 | 0 | 0 | 0 | 0 | 0 | 0 | 0 | 0 | 0 | 0 | 0 | 0 | 0 | 0 | 0 | 0 | -1895.4219
3 | 400 | 403 | 400 403 Solar Water Heat / Single Detached - Manufactured | 0 | 0 | -163.9771 | -162.7618 | -173.8332 | -180.1786 | -191.0049 | -193.4708 | -199.4016 | -203.6653 | -205.2675 | -204.5376 | -203.6661 | -203.1269 | -209.6019 | -214.7889 | -216.6263 | 0 | 0 | 0 | 0 | 0 | 0 | 0 | 0 | 0 | 0 | 0 | 0 | 0 | -2925.9085
3 | 400 | 404 | 400 404 AC Heat Recovery Units / Single Detached - Manufactured | 0 | 0 | -26.6674 | -26.4686 | -28.2695 | -29.3065 | -31.0827 | -31.4839 | -32.4325 | -33.1355 | -33.3986 | -33.2602 | 0 | 0 | 0 | 0 | 0 | 0 | 0 | 0 | 0 | 0 | 0 | 0 | 0 | 0 | 0 | 0 | 0 | 0 | -305.5054
3 | 400 | 405 | 400 405 Low Flow Showerhead / Single Detached - Manufactured | 0 | 0 | -17.8437 | -17.711 | -18.9157 | -19.606 | -20.7861 | -21.0546 | -21.6984 | -22.1636 | -22.3373 | -22.2545 | 0 | 0 | 0 | 0 | 0 | 0 | 0 | 0 | 0 | 0 | 0 | 0 | 0 | 0 | 0 | 0 | 0 | 0 | -204.3709
3 | 400 | 406 | 400 406 Pipe Wrap / Single Detached - Manufactured | 0 | 0 | -4.6287 | -4.5943 | -4.9068 | -5.086 | -5.3922 | -5.4623 | -5.6288 | -5.7496 | -5.7947 | -5.7736 | -5.7499 | -5.7333 | -5.9161 | 0 | 0 | 0 | 0 | 0 | 0 | 0 | 0 | 0 | 0 | 0 | 0 | 0 | 0 | 0 | -70.4163
3 | 400 | 407 | 400 407 Faucet Aerators / Single Detached - Manufactured | 0 | 0 | -6.9779 | -6.926 | -7.3973 | -7.667 | -8.1283 | -8.2338 | -8.4853 | -8.6672 | -8.7347 | -8.7032 | 0 | 0 | 0 | 0 | 0 | 0 | 0 | 0 | 0 | 0 | 0 | 0 | 0 | 0 | 0 | 0 | 0 | 0 | -79.9207
3 | 400 | 408 | 400 408 Water Heater Blanket / Single Detached - Manufactured | 0 | 0 | -23.7484 | -23.5717 | -25.1751 | -26.0937 | -27.6653 | -28.0221 | -28.8784 | 0 | 0 | 0 | 0 | 0 | 0 | 0 | 0 | 0 | 0 | 0 | 0 | 0 | 0 | 0 | 0 | 0 | 0 | 0 | 0 | 0 | -183.1547
3 | 400 | 409 | 400 409 Water Heater Temperature Check and Adjustment / Single Detached - Manufactured | 0 | 0 | -2.3167 | -2.2995 | -2.4558 | -2.5453 | -2.6988 | 0 | 0 | 0 | 0 | 0 | 0 | 0 | 0 | 0 | 0 | 0 | 0 | 0 | 0 | 0 | 0 | 0 | 0 | 0 | 0 | 0 | 0 | 0 | -12.3162
3 | 400 | 410 | 400 410 Water Heater Timeclock / Single Detached - Manufactured | 0 | 0 | -11.5847 | -11.4985 | -12.2806 | -12.7289 | -13.4955 | -13.6695 | -14.0872 | -14.3898 | -14.5034 | -14.448 | 0 | 0 | 0 | 0 | 0 | 0 | 0 | 0 | 0 | 0 | 0 | 0 | 0 | 0 | 0 | 0 | 0 | 0 | -132.6861
3 | 400 | 411 | 400 411 Heat Trap / Single Detached - Manufactured | 0 | 0 | -20.9341 | -20.7784 | -22.1917 | -23.0017 | -24.3872 | -24.7016 | -25.4562 | -26.0024 | -26.2068 | -26.1089 | 0 | 0 | 0 | 0 | 0 | 0 | 0 | 0 | 0 | 0 | 0 | 0 | 0 | 0 | 0 | 0 | 0 | 0 | -239.769
3 | 500 | 502 | 500 502 Energy Star CW CEE Tier 2 (MEF=2.0) / Single Detached - Manufactured | 0 | 0 | -21.4067 | -21.2479 | -22.693 | -23.5214 | -24.9349 | -25.2568 | -26.0309 | -26.5881 | -26.797 | -26.7014 | -26.588 | 0 | 0 | 0 | 0 | 0 | 0 | 0 | 0 | 0 | 0 | 0 | 0 | 0 | 0 | 0 | 0 | 0 | -271.7662
3 | 500 | 503 | 500 503 Energy Star CW CEE Tier 3 (MEF=2.2) / Single Detached - Manufactured | 0 | 0 | -28.9782 | -28.763 | -30.7194 | -31.8405 | -33.7544 | -34.1899 | -35.2378 | -35.9917 | -36.2748 | -36.1448 | -35.991 | 0 | 0 | 0 | 0 | 0 | 0 | 0 | 0 | 0 | 0 | 0 | 0 | 0 | 0 | 0 | 0 | 0 | -367.8856
3 | 700 | 701 | 700 701 Energy Star DW (EF=0.68) / Single Detached - Manufactured | 0 | 0 | -20.9546 | -20.7993 | -22.2142 | -23.0247 | -24.4071 | -24.7229 | -25.4812 | -26.026 | -26.2303 | -26.1384 | -26.0259 | -25.9575 | -26.7848 | 0 | 0 | 0 | 0 | 0 | 0 | 0 | 0 | 0 | 0 | 0 | 0 | 0 | 0 | 0 | -318.767
3 | 800 | 801 | 800 801 Two Speed Pool Pump (1.5 hp) / Single Detached - Manufactured | 0 | 0 | -187.4339 | -186.0389 | -198.6949 | -205.951 | -218.3694 | 0 | 0 | 0 | 0 | 0 | 0 | 0 | 0 | 0 | 0 | 0 | 0 | 0 | 0 | 0 | 0 | 0 | 0 | 0 | 0 | 0 | 0 | 0 | -996.4881
3 | 800 | 802 | 800 802 High Efficiency One Speed Pool Pump (1.5 hp) / Single Detached - Manufactured | 0 | 0 | -94.4675 | -93.7644 | -100.1431 | -103.8002 | -110.0583 | 0 | 0 | 0 | 0 | 0 | 0 | 0 | 0 | 0 | 0 | 0 | 0 | 0 | 0 | 0 | 0 | 0 | 0 | 0 | 0 | 0 | 0 | 0 | -502.2335
3 | 800 | 803 | 800 803 Variable-Speed Pool Pump (<1 hp) / Single Detached - Manufactured | 0 | 0 | -281.9745 | -279.876 | -298.9153 | -309.8311 | -328.5133 | -332.7543 | -342.8936 | -350.2575 | -353.0068 | -351.6589 | 0 | 0 | 0 | 0 | 0 | 0 | 0 | 0 | 0 | 0 | 0 | 0 | 0 | 0 | 0 | 0 | 0 | 0 | -3229.6813
3 | 800 | 804 | 800 804 PV-Powered Pool Pumps / Single Detached - Manufactured | 0 | 0 | -376.9155 | -374.1105 | -399.5604 | -414.1521 | -439.1244 | -444.7927 | -458.3464 | -468.1894 | -471.8643 | -470.0623 | 0 | 0 | 0 | 0 | 0 | 0 | 0 | 0 | 0 | 0 | 0 | 0 | 0 | 0 | 0 | 0 | 0 | 0 | -4317.118
3 | 900 | 901 | 900 901 Energy Star TV / Single Detached - Manufactured | 0 | 0 | -1.4215 | -1.4109 | -1.5069 | -1.5615 | -1.6552 | -1.6772 | -1.7286 | 0 | 0 | 0 | 0 | 0 | 0 | 0 | 0 | 0 | 0 | 0 | 0 | 0 | 0 | 0 | 0 | 0 | 0 | 0 | 0 | 0 | -10.9617
3 | 910 | 911 | 910 911 Energy Star TV / Single Detached - Manufactured | 0 | 0 | -5.4711 | -5.4303 | -5.7998 | -6.0116 | -6.3744 | -6.4567 | -6.6531 | 0 | 0 | 0 | 0 | 0 | 0 | 0 | 0 | 0 | 0 | 0 | 0 | 0 | 0 | 0 | 0 | 0 | 0 | 0 | 0 | 0 | -42.197
3 | 920 | 921 | 920 921 Energy Star Set-Top Box / Single Detached - Manufactured | 0 | 0 | -6.1468 | -6.1011 | -6.5161 | -6.7544 | -7.1615 | -7.2544 | -7.475 | 0 | 0 | 0 | 0 | 0 | 0 | 0 | 0 | 0 | 0 | 0 | 0 | 0 | 0 | 0 | 0 | 0 | 0 | 0 | 0 | 0 | -47.4093
3 | 930 | 931 | 930 931 Energy Star DVD Player / Single Detached - Manufactured | 0 | 0 | -3.3426 | -3.3178 | -3.5434 | -3.6731 | -3.8947 | -3.9451 | -4.065 | 0 | 0 | 0 | 0 | 0 | 0 | 0 | 0 | 0 | 0 | 0 | 0 | 0 | 0 | 0 | 0 | 0 | 0 | 0 | 0 | 0 | -25.7817
3 | 940 | 941 | 940 941 Energy Star VCR / Single Detached - Manufactured | 0 | 0 | -6.9252 | -6.8735 | -7.3412 | -7.6096 | -8.0688 | -8.1729 | -8.4215 | 0 | 0 | 0 | 0 | 0 | 0 | 0 | 0 | 0 | 0 | 0 | 0 | 0 | 0 | 0 | 0 | 0 | 0 | 0 | 0 | 0 | -53.4126
3 | 950 | 951 | 950 951 Energy Star Desktop PC / Single Detached - Manufactured | 0 | 0 | -3.8814 | -3.8525 | -4.1145 | -4.2647 | -4.5219 | -4.5807 | -4.72 | 0 | 0 | 0 | 0 | 0 | 0 | 0 | 0 | 0 | 0 | 0 | 0 | 0 | 0 | 0 | 0 | 0 | 0 | 0 | 0 | 0 | -29.9357
3 | 960 | 961 | 960 961 Energy Star Laptop PC / Single Detached - Manufactured | 0 | 0 | -1.5793 | -1.5676 | -1.6742 | -1.7351 | -1.8398 | -1.8638 | -1.9204 | 0 | 0 | 0 | 0 | 0 | 0 | 0 | 0 | 0 | 0 | 0 | 0 | 0 | 0 | 0 | 0 | 0 | 0 | 0 | 0 | 0 | -12.1803
5 | 200 | 211 | 200 211 LED 12W Blend / All | 0 | 0 | 0 | 0 | 0 | 0 | 0 | 0 | 0 | 0 | 0 | 0 | 0 | 0 | 0 | 0 | 0 | 0 | 0 | 0 | 0 | 0 | 0 | 0 | 0 | 0 | 0 | 0 | 0 | 0 | 0
5 | 200 | 222 | 200 222 LED 12W, 0.5hr/hday / All | 0 | 0 | -0.66943 | -0.66444 | -0.70966 | -0.73535 | -0.77965 | -0.78976 | -0.81406 | -0.83166 | -0.83804 | -0.83557 | -0.83264 | -0.8291 | -0.85577 | -0.87671 | -0.88495 | -0.90637 | -0.92407 | -0.93085 | -0.9411 | -0.9505 | -0.95825 | -0.96869 | -0.98657 | -0.99487 | -1.0125 | -1.027 | -1.0691 | -1.1075 | -24.7242
5 | 200 | 232 | 200 232 LED 12W, 2.5hr/hday / All | 0 | 0 | -3.3474 | -3.3225 | -3.5485 | -3.6783 | -3.8995 | -3.9507 | -4.0709 | -4.1584 | -4.1914 | -4.1759 | -4.1592 | -4.1465 | -4.2789 | -4.3842 | -4.4243 | -4.5325 | -4.6196 | -4.657 | -4.7037 | -4.7557 | -4.7905 | -4.8444 | -4.9271 | -4.9772 | -5.0634 | -5.1392 | -5.3488 | 0 | -118.0958
5 | 200 | 242 | 200 242 LED 12W, 6.0hr/hday / All | 0 | 0 | -8.0343 | -7.9744 | -8.5169 | -8.8263 | -9.3571 | -9.4784 | -9.7693 | -9.978 | -10.0557 | -10.0184 | -9.9769 | 0 | 0 | 0 | 0 | 0 | 0 | 0 | 0 | 0 | 0 | 0 | 0 | 0 | 0 | 0 | 0 | 0 | -101.9856
5 | 260 | 263 | 260 263 LED Directional 13W (Flood, Outdoor) / All | 0 | 0 | -10.4847 | -10.4067 | -11.1146 | -11.5209 | -12.2159 | -12.3737 | -12.7503 | -13.0251 | -13.1276 | 0 | 0 | 0 | 0 | 0 | 0 | 0 | 0 | 0 | 0 | 0 | 0 | 0 | 0 | 0 | 0 | 0 | 0 | 0 | -107.0195
5 | 999 | 302 | 999 302 Refrigerator recycling / All | 0 | 0 | -119.9745 | -119.0832 | -127.183 | -131.8234 | -139.7465 | -141.5521 | -145.8894 | 0 | 0 | 0 | 0 | 0 | 0 | 0 | 0 | 0 | 0 | 0 | 0 | 0 | 0 | 0 | 0 | 0 | 0 | 0 | 0 | 0 | -925.2521
5 | 999 | 352 | 999 352 Freezer recycling / All | 0 | 0 | -96.7289 | -96.0104 | -102.5407 | -106.2819 | -112.6703 | -114.1252 | -117.6228 | 0 | 0 | 0 | 0 | 0 | 0 | 0 | 0 | 0 | 0 | 0 | 0 | 0 | 0 | 0 | 0 | 0 | 0 | 0 | 0 | 0 | -745.9801
5 | 999 | 962 | 999 962 Smart Plug / All | 0 | 0 | -29.895 | -29.6735 | -31.692 | -32.8485 | -34.8222 | -35.2722 | -36.3532 | -37.1306 | -37.4237 | -37.2905 | 0 | 0 | 0 | 0 | 0 | 0 | 0 | 0 | 0 | 0 | 0 | 0 | 0 | 0 | 0 | 0 | 0 | 0 | -342.4014

## Program Costs
37
Building # | Base # | Measure # | Measure Name | 2013 | 2014 | 2015 | 2016 | 2017 | 2018 | 2019 | 2020 | 2021 | 2022 | 2023 | 2024 | 2025 | 2026 | 2027 | 2028 | 2029 | 2030 | 2031 | 2032 | 2033 | 2034 | 2035 | 2036 | 2037 | 2038 | 2039 | 2040 | 2041 | 2042
1 | 100 | 102 | 100 102 15 SEER Split-System Air Conditioner / Single Detached | 0 | 0 | 37 | 0 | 0 | 0 | 0 | 0 | 0 | 0 | 0 | 0 | 0 | 0 | 0 | 0 | 0 | 0 | 0 | 0 | 0 | 0 | 0 | 0 | 0 | 0 | 0 | 0 | 0 | 0
1 | 100 | 103 | 100 103 17 SEER Split-System Air Conditioner / Single Detached | 0 | 0 | 37 | 0 | 0 | 0 | 0 | 0 | 0 | 0 | 0 | 0 | 0 | 0 | 0 | 0 | 0 | 0 | 0 | 0 | 0 | 0 | 0 | 0 | 0 | 0 | 0 | 0 | 0 | 0
1 | 100 | 104 | 100 104 19 SEER Split-System Air Conditioner / Single Detached | 0 | 0 | 37 | 0 | 0 | 0 | 0 | 0 | 0 | 0 | 0 | 0 | 0 | 0 | 0 | 0 | 0 | 0 | 0 | 0 | 0 | 0 | 0 | 0 | 0 | 0 | 0 | 0 | 0 | 0
1 | 100 | 105 | 100 105 14 SEER Split-System Heat Pump / Single Detached | 0 | 0 | 37 | 0 | 0 | 0 | 0 | 0 | 0 | 0 | 0 | 0 | 0 | 0 | 0 | 0 | 0 | 0 | 0 | 0 | 0 | 0 | 0 | 0 | 0 | 0 | 0 | 0 | 0 | 0
1 | 100 | 106 | 100 106 15 SEER Split-System Heat Pump / Single Detached | 0 | 0 | 37 | 0 | 0 | 0 | 0 | 0 | 0 | 0 | 0 | 0 | 0 | 0 | 0 | 0 | 0 | 0 | 0 | 0 | 0 | 0 | 0 | 0 | 0 | 0 | 0 | 0 | 0 | 0
1 | 100 | 107 | 100 107 17 SEER Split-System Heat Pump / Single Detached | 0 | 0 | 37 | 0 | 0 | 0 | 0 | 0 | 0 | 0 | 0 | 0 | 0 | 0 | 0 | 0 | 0 | 0 | 0 | 0 | 0 | 0 | 0 | 0 | 0 | 0 | 0 | 0 | 0 | 0
1 | 100 | 108 | 100 108 13 EER Geothermal Heat Pump / Single Detached | 0 | 0 | 37 | 0 | 0 | 0 | 0 | 0 | 0 | 0 | 0 | 0 | 0 | 0 | 0 | 0 | 0 | 0 | 0 | 0 | 0 | 0 | 0 | 0 | 0 | 0 | 0 | 0 | 0 | 0
1 | 100 | 110 | 100 110 Attic Venting / Single Detached | 0 | 0 | 37 | 0 | 0 | 0 | 0 | 0 | 0 | 0 | 0 | 0 | 0 | 0 | 0 | 0 | 0 | 0 | 0 | 0 | 0 | 0 | 0 | 0 | 0 | 0 | 0 | 0 | 0 | 0
1 | 100 | 111 | 100 111 Sealed Attic w/Sprayed Foam Insulated Roof Deck / Single Detached | 0 | 0 | 37 | 0 | 0 | 0 | 0 | 0 | 0 | 0 | 0 | 0 | 0 | 0 | 0 | 0 | 0 | 0 | 0 | 0 | 0 | 0 | 0 | 0 | 0 | 0 | 0 | 0 | 0 | 0
1 | 100 | 112 | 100 112 AC Maintenance (Outdoor Coil Cleaning) / Single Detached | 0 | 0 | 37 | 0 | 0 | 0 | 0 | 0 | 0 | 0 | 0 | 0 | 0 | 0 | 0 | 0 | 0 | 0 | 0 | 0 | 0 | 0 | 0 | 0 | 0 | 0 | 0 | 0 | 0 | 0
1 | 100 | 113 | 100 113 AC Maintenance (Indoor Coil Cleaning) / Single Detached | 0 | 0 | 37 | 0 | 0 | 0 | 0 | 0 | 0 | 0 | 0 | 0 | 0 | 0 | 0 | 0 | 0 | 0 | 0 | 0 | 0 | 0 | 0 | 0 | 0 | 0 | 0 | 0 | 0 | 0
1 | 100 | 114 | 100 114 Proper Refrigerant Charging and Air Flow / Single Detached | 0 | 0 | 37 | 0 | 0 | 0 | 0 | 0 | 0 | 0 | 0 | 0 | 0 | 0 | 0 | 0 | 0 | 0 | 0 | 0 | 0 | 0 | 0 | 0 | 0 | 0 | 0 | 0 | 0 | 0
1 | 100 | 115 | 100 115 Electronically Commutated Motors (ECM) on an Air Handler Unit / Single Detached | 0 | 0 | 37 | 0 | 0 | 0 | 0 | 0 | 0 | 0 | 0 | 0 | 0 | 0 | 0 | 0 | 0 | 0 | 0 | 0 | 0 | 0 | 0 | 0 | 0 | 0 | 0 | 0 | 0 | 0
1 | 100 | 116 | 100 116 Duct Repair / Single Detached | 0 | 0 | 37 | 0 | 0 | 0 | 0 | 0 | 0 | 0 | 0 | 0 | 0 | 0 | 0 | 0 | 0 | 0 | 0 | 0 | 0 | 0 | 0 | 0 | 0 | 0 | 0 | 0 | 0 | 0
1 | 100 | 117 | 100 117 Reflective Roof / Single Detached | 0 | 0 | 37 | 0 | 0 | 0 | 0 | 0 | 0 | 0 | 0 | 0 | 0 | 0 | 0 | 0 | 0 | 0 | 0 | 0 | 0 | 0 | 0 | 0 | 0 | 0 | 0 | 0 | 0 | 0
1 | 100 | 118 | 100 118 Radient Barrier / Single Detached | 0 | 0 | 37 | 0 | 0 | 0 | 0 | 0 | 0 | 0 | 0 | 0 | 0 | 0 | 0 | 0 | 0 | 0 | 0 | 0 | 0 | 0 | 0 | 0 | 0 | 0 | 0 | 0 | 0 | 0
1 | 100 | 119 | 100 119 Window Film / Single Detached | 0 | 0 | 37 | 0 | 0 | 0 | 0 | 0 | 0 | 0 | 0 | 0 | 0 | 0 | 0 | 0 | 0 | 0 | 0 | 0 | 0 | 0 | 0 | 0 | 0 | 0 | 0 | 0 | 0 | 0
1 | 100 | 120 | 100 120 Window Tinting / Single Detached | 0 | 0 | 37 | 0 | 0 | 0 | 0 | 0 | 0 | 0 | 0 | 0 | 0 | 0 | 0 | 0 | 0 | 0 | 0 | 0 | 0 | 0 | 0 | 0 | 0 | 0 | 0 | 0 | 0 | 0
1 | 100 | 121 | 100 121 Default Window With Sunscreen / Single Detached | 0 | 0 | 37 | 0 | 0 | 0 | 0 | 0 | 0 | 0 | 0 | 0 | 0 | 0 | 0 | 0 | 0 | 0 | 0 | 0 | 0 | 0 | 0 | 0 | 0 | 0 | 0 | 0 | 0 | 0
1 | 100 | 122 | 100 122 Single Pane Clear Windows to Double Pane Low-E Windows / Single Detached | 0 | 0 | 37 | 0 | 0 | 0 | 0 | 0 | 0 | 0 | 0 | 0 | 0 | 0 | 0 | 0 | 0 | 0 | 0 | 0 | 0 | 0 | 0 | 0 | 0 | 0 | 0 | 0 | 0 | 0
1 | 100 | 124 | 100 124 Ceiling R-0 to R-19 Insulation / Single Detached | 0 | 0 | 37 | 0 | 0 | 0 | 0 | 0 | 0 | 0 | 0 | 0 | 0 | 0 | 0 | 0 | 0 | 0 | 0 | 0 | 0 | 0 | 0 | 0 | 0 | 0 | 0 | 0 | 0 | 0
1 | 100 | 125 | 100 125 Ceiling R-19 to R-38 Insulation / Single Detached | 0 | 0 | 37 | 0 | 0 | 0 | 0 | 0 | 0 | 0 | 0 | 0 | 0 | 0 | 0 | 0 | 0 | 0 | 0 | 0 | 0 | 0 | 0 | 0 | 0 | 0 | 0 | 0 | 0 | 0
1 | 100 | 126 | 100 126 Wall 2x4 R-0 to Blow-In R-13 Insulation / Single Detached | 0 | 0 | 37 | 0 | 0 | 0 | 0 | 0 | 0 | 0 | 0 | 0 | 0 | 0 | 0 | 0 | 0 | 0 | 0 | 0 | 0 | 0 | 0 | 0 | 0 | 0 | 0 | 0 | 0 | 0
1 | 100 | 127 | 100 127 Weather Strip/Caulk w/Blower Door / Single Detached | 0 | 0 | 37 | 0 | 0 | 0 | 0 | 0 | 0 | 0 | 0 | 0 | 0 | 0 | 0 | 0 | 0 | 0 | 0 | 0 | 0 | 0 | 0 | 0 | 0 | 0 | 0 | 0 | 0 | 0
1 | 130 | 132 | 130 132 15 SEER Split-System Heat Pump / Single Detached | 0 | 0 | 37 | 0 | 0 | 0 | 0 | 0 | 0 | 0 | 0 | 0 | 0 | 0 | 0 | 0 | 0 | 0 | 0 | 0 | 0 | 0 | 0 | 0 | 0 | 0 | 0 | 0 | 0 | 0
1 | 130 | 133 | 130 133 17 SEER Split-System Heat Pump / Single Detached | 0 | 0 | 37 | 0 | 0 | 0 | 0 | 0 | 0 | 0 | 0 | 0 | 0 | 0 | 0 | 0 | 0 | 0 | 0 | 0 | 0 | 0 | 0 | 0 | 0 | 0 | 0 | 0 | 0 | 0
1 | 130 | 134 | 130 134 13 EER Geothermal Heat Pump / Single Detached | 0 | 0 | 37 | 0 | 0 | 0 | 0 | 0 | 0 | 0 | 0 | 0 | 0 | 0 | 0 | 0 | 0 | 0 | 0 | 0 | 0 | 0 | 0 | 0 | 0 | 0 | 0 | 0 | 0 | 0
1 | 130 | 136 | 130 136 Attic Venting / Single Detached | 0 | 0 | 37 | 0 | 0 | 0 | 0 | 0 | 0 | 0 | 0 | 0 | 0 | 0 | 0 | 0 | 0 | 0 | 0 | 0 | 0 | 0 | 0 | 0 | 0 | 0 | 0 | 0 | 0 | 0
1 | 130 | 137 | 130 137 Sealed Attics / Single Detached | 0 | 0 | 37 | 0 | 0 | 0 | 0 | 0 | 0 | 0 | 0 | 0 | 0 | 0 | 0 | 0 | 0 | 0 | 0 | 0 | 0 | 0 | 0 | 0 | 0 | 0 | 0 | 0 | 0 | 0
1 | 130 | 138 | 130 138 AC Maintenance (Outdoor Coil Cleaning) / Single Detached | 0 | 0 | 37 | 0 | 0 | 0 | 0 | 0 | 0 | 0 | 0 | 0 | 0 | 0 | 0 | 0 | 0 | 0 | 0 | 0 | 0 | 0 | 0 | 0 | 0 | 0 | 0 | 0 | 0 | 0
1 | 130 | 139 | 130 139 AC Maintenance (Indoor Coil Cleaning) / Single Detached | 0 | 0 | 37 | 0 | 0 | 0 | 0 | 0 | 0 | 0 | 0 | 0 | 0 | 0 | 0 | 0 | 0 | 0 | 0 | 0 | 0 | 0 | 0 | 0 | 0 | 0 | 0 | 0 | 0 | 0
1 | 130 | 140 | 130 140 Proper Refrigerant Charging and Air Flow / Single Detached | 0 | 0 | 37 | 0 | 0 | 0 | 0 | 0 | 0 | 0 | 0 | 0 | 0 | 0 | 0 | 0 | 0 | 0 | 0 | 0 | 0 | 0 | 0 | 0 | 0 | 0 | 0 | 0 | 0 | 0
1 | 130 | 141 | 130 141 Electronically Commutated Motors (ECM) on an Air Handler Unit / Single Detached | 0 | 0 | 37 | 0 | 0 | 0 | 0 | 0 | 0 | 0 | 0 | 0 | 0 | 0 | 0 | 0 | 0 | 0 | 0 | 0 | 0 | 0 | 0 | 0 | 0 | 0 | 0 | 0 | 0 | 0
1 | 130 | 142 | 130 142 Duct Repair / Single Detached | 0 | 0 | 37 | 0 | 0 | 0 | 0 | 0 | 0 | 0 | 0 | 0 | 0 | 0 | 0 | 0 | 0 | 0 | 0 | 0 | 0 | 0 | 0 | 0 | 0 | 0 | 0 | 0 | 0 | 0
1 | 130 | 143 | 130 143 Reflective Roof / Single Detached | 0 | 0 | 37 | 0 | 0 | 0 | 0 | 0 | 0 | 0 | 0 | 0 | 0 | 0 | 0 | 0 | 0 | 0 | 0 | 0 | 0 | 0 | 0 | 0 | 0 | 0 | 0 | 0 | 0 | 0
1 | 130 | 144 | 130 144 Radient Barrier / Single Detached | 0 | 0 | 37 | 0 | 0 | 0 | 0 | 0 | 0 | 0 | 0 | 0 | 0 | 0 | 0 | 0 | 0 | 0 | 0 | 0 | 0 | 0 | 0 | 0 | 0 | 0 | 0 | 0 | 0 | 0
1 | 130 | 145 | 130 145 Window Film / Single Detached | 0 | 0 | 37 | 0 | 0 | 0 | 0 | 0 | 0 | 0 | 0 | 0 | 0 | 0 | 0 | 0 | 0 | 0 | 0 | 0 | 0 | 0 | 0 | 0 | 0 | 0 | 0 | 0 | 0 | 0
1 | 130 | 146 | 130 146 Window Tinting / Single Detached | 0 | 0 | 37 | 0 | 0 | 0 | 0 | 0 | 0 | 0 | 0 | 0 | 0 | 0 | 0 | 0 | 0 | 0 | 0 | 0 | 0 | 0 | 0 | 0 | 0 | 0 | 0 | 0 | 0 | 0
1 | 130 | 147 | 130 147 Default Window With Sunscreen / Single Detached | 0 | 0 | 37 | 0 | 0 | 0 | 0 | 0 | 0 | 0 | 0 | 0 | 0 | 0 | 0 | 0 | 0 | 0 | 0 | 0 | 0 | 0 | 0 | 0 | 0 | 0 | 0 | 0 | 0 | 0
1 | 130 | 148 | 130 148 Single Pane Clear Windows to Double Pane Low-E Windows / Single Detached | 0 | 0 | 37 | 0 | 0 | 0 | 0 | 0 | 0 | 0 | 0 | 0 | 0 | 0 | 0 | 0 | 0 | 0 | 0 | 0 | 0 | 0 | 0 | 0 | 0 | 0 | 0 | 0 | 0 | 0
1 | 130 | 150 | 130 150 Ceiling R-0 to R-19 Insulation / Single Detached | 0 | 0 | 37 | 0 | 0 | 0 | 0 | 0 | 0 | 0 | 0 | 0 | 0 | 0 | 0 | 0 | 0 | 0 | 0 | 0 | 0 | 0 | 0 | 0 | 0 | 0 | 0 | 0 | 0 | 0
1 | 130 | 151 | 130 151 Ceiling R-19 to R-38 Insulation / Single Detached | 0 | 0 | 37 | 0 | 0 | 0 | 0 | 0 | 0 | 0 | 0 | 0 | 0 | 0 | 0 | 0 | 0 | 0 | 0 | 0 | 0 | 0 | 0 | 0 | 0 | 0 | 0 | 0 | 0 | 0
1 | 130 | 152 | 130 152 Wall 2x4 R-0 to Blow-In R-13 Insulation / Single Detached | 0 | 0 | 37 | 0 | 0 | 0 | 0 | 0 | 0 | 0 | 0 | 0 | 0 | 0 | 0 | 0 | 0 | 0 | 0 | 0 | 0 | 0 | 0 | 0 | 0 | 0 | 0 | 0 | 0 | 0
1 | 130 | 153 | 130 153 Weather Strip/Caulk w/Blower Door / Single Detached | 0 | 0 | 37 | 0 | 0 | 0 | 0 | 0 | 0 | 0 | 0 | 0 | 0 | 0 | 0 | 0 | 0 | 0 | 0 | 0 | 0 | 0 | 0 | 0 | 0 | 0 | 0 | 0 | 0 | 0
1 | 190 | 191 | 190 191 HE Room Air Conditioner - EER 11 / Single Detached | 0 | 0 | 37 | 0 | 0 | 0 | 0 | 0 | 0 | 0 | 0 | 0 | 0 | 0 | 0 | 0 | 0 | 0 | 0 | 0 | 0 | 0 | 0 | 0 | 0 | 0 | 0 | 0 | 0 | 0
1 | 190 | 192 | 190 192 HE Room Air Conditioner - EER 12 / Single Detached | 0 | 0 | 37 | 0 | 0 | 0 | 0 | 0 | 0 | 0 | 0 | 0 | 0 | 0 | 0 | 0 | 0 | 0 | 0 | 0 | 0 | 0 | 0 | 0 | 0 | 0 | 0 | 0 | 0 | 0
1 | 190 | 196 | 190 196 Reflective Roof / Single Detached | 0 | 0 | 37 | 0 | 0 | 0 | 0 | 0 | 0 | 0 | 0 | 0 | 0 | 0 | 0 | 0 | 0 | 0 | 0 | 0 | 0 | 0 | 0 | 0 | 0 | 0 | 0 | 0 | 0 | 0
1 | 190 | 197 | 190 197 Window Film / Single Detached | 0 | 0 | 37 | 0 | 0 | 0 | 0 | 0 | 0 | 0 | 0 | 0 | 0 | 0 | 0 | 0 | 0 | 0 | 0 | 0 | 0 | 0 | 0 | 0 | 0 | 0 | 0 | 0 | 0 | 0
1 | 190 | 198 | 190 198 Window Tinting / Single Detached | 0 | 0 | 37 | 0 | 0 | 0 | 0 | 0 | 0 | 0 | 0 | 0 | 0 | 0 | 0 | 0 | 0 | 0 | 0 | 0 | 0 | 0 | 0 | 0 | 0 | 0 | 0 | 0 | 0 | 0
1 | 190 | 199 | 190 199 Default Window With Sunscreen / Single Detached | 0 | 0 | 37 | 0 | 0 | 0 | 0 | 0 | 0 | 0 | 0 | 0 | 0 | 0 | 0 | 0 | 0 | 0 | 0 | 0 | 0 | 0 | 0 | 0 | 0 | 0 | 0 | 0 | 0 | 0
1 | 190 | 200 | 190 200 Single Pane Clear Windows to Double Pane Low-E Windows / Single Detached | 0 | 0 | 37 | 0 | 0 | 0 | 0 | 0 | 0 | 0 | 0 | 0 | 0 | 0 | 0 | 0 | 0 | 0 | 0 | 0 | 0 | 0 | 0 | 0 | 0 | 0 | 0 | 0 | 0 | 0
1 | 190 | 202 | 190 202 Ceiling R-0 to R-19 Insulation / Single Detached | 0 | 0 | 37 | 0 | 0 | 0 | 0 | 0 | 0 | 0 | 0 | 0 | 0 | 0 | 0 | 0 | 0 | 0 | 0 | 0 | 0 | 0 | 0 | 0 | 0 | 0 | 0 | 0 | 0 | 0
1 | 190 | 203 | 190 203 Ceiling R-19 to R-38 Insulation / Single Detached | 0 | 0 | 37 | 0 | 0 | 0 | 0 | 0 | 0 | 0 | 0 | 0 | 0 | 0 | 0 | 0 | 0 | 0 | 0 | 0 | 0 | 0 | 0 | 0 | 0 | 0 | 0 | 0 | 0 | 0
1 | 190 | 204 | 190 204 Wall 2x4 R-0 to Blow-In R-13 Insulation / Single Detached | 0 | 0 | 37 | 0 | 0 | 0 | 0 | 0 | 0 | 0 | 0 | 0 | 0 | 0 | 0 | 0 | 0 | 0 | 0 | 0 | 0 | 0 | 0 | 0 | 0 | 0 | 0 | 0 | 0 | 0
1 | 190 | 205 | 190 205 Weather Strip/Caulk w/Blower Door / Single Detached | 0 | 0 | 37 | 0 | 0 | 0 | 0 | 0 | 0 | 0 | 0 | 0 | 0 | 0 | 0 | 0 | 0 | 0 | 0 | 0 | 0 | 0 | 0 | 0 | 0 | 0 | 0 | 0 | 0 | 0
1 | 220 | 221 | 220 221 CFL (18-Watt integral ballast), 0.5 hr/day / Single Detached | 0 | 0 | 37 | 0 | 0 | 0 | 0 | 0 | 0 | 0 | 0 | 0 | 0 | 0 | 0 | 0 | 0 | 0 | 0 | 0 | 0 | 0 | 0 | 0 | 0 | 0 | 0 | 0 | 0 | 0
1 | 230 | 231 | 230 231 CFL (18-Watt integral ballast), 2.5 hr/day / Single Detached | 0 | 0 | 37 | 0 | 0 | 0 | 0 | 0 | 0 | 0 | 0 | 0 | 0 | 0 | 0 | 0 | 0 | 0 | 0 | 0 | 0 | 0 | 0 | 0 | 0 | 0 | 0 | 0 | 0 | 0
1 | 240 | 241 | 240 241 CFL (18-Watt integral ballast), 6.0 hr/day / Single Detached | 0 | 0 | 37 | 0 | 0 | 0 | 0 | 0 | 0 | 0 | 0 | 0 | 0 | 0 | 0 | 0 | 0 | 0 | 0 | 0 | 0 | 0 | 0 | 0 | 0 | 0 | 0 | 0 | 0 | 0
1 | 250 | 251 | 250 251 ROB 2L4'T8, 1EB / Single Detached | 0 | 0 | 37 | 0 | 0 | 0 | 0 | 0 | 0 | 0 | 0 | 0 | 0 | 0 | 0 | 0 | 0 | 0 | 0 | 0 | 0 | 0 | 0 | 0 | 0 | 0 | 0 | 0 | 0 | 0
1 | 250 | 252 | 250 252 RET 2L4'T8, 1EB / Single Detached | 0 | 0 | 37 | 0 | 0 | 0 | 0 | 0 | 0 | 0 | 0 | 0 | 0 | 0 | 0 | 0 | 0 | 0 | 0 | 0 | 0 | 0 | 0 | 0 | 0 | 0 | 0 | 0 | 0 | 0
1 | 260 | 261 | 260 261 CFL - medium screw based <30 Watts / Single Detached | 0 | 0 | 37 | 0 | 0 | 0 | 0 | 0 | 0 | 0 | 0 | 0 | 0 | 0 | 0 | 0 | 0 | 0 | 0 | 0 | 0 | 0 | 0 | 0 | 0 | 0 | 0 | 0 | 0 | 0
1 | 260 | 262 | 260 262 Photocell/timeclock / Single Detached | 0 | 0 | 37 | 0 | 0 | 0 | 0 | 0 | 0 | 0 | 0 | 0 | 0 | 0 | 0 | 0 | 0 | 0 | 0 | 0 | 0 | 0 | 0 | 0 | 0 | 0 | 0 | 0 | 0 | 0
1 | 300 | 301 | 300 301 HE Refrigerator - Energy Star version of above / Single Detached | 0 | 0 | 37 | 0 | 0 | 0 | 0 | 0 | 0 | 0 | 0 | 0 | 0 | 0 | 0 | 0 | 0 | 0 | 0 | 0 | 0 | 0 | 0 | 0 | 0 | 0 | 0 | 0 | 0 | 0
1 | 350 | 351 | 350 351 HE Freezer / Single Detached | 0 | 0 | 37 | 0 | 0 | 0 | 0 | 0 | 0 | 0 | 0 | 0 | 0 | 0 | 0 | 0 | 0 | 0 | 0 | 0 | 0 | 0 | 0 | 0 | 0 | 0 | 0 | 0 | 0 | 0
1 | 400 | 401 | 400 401 Heat Pump Water Heater (EF=2.9) / Single Detached | 0 | 0 | 37 | 0 | 0 | 0 | 0 | 0 | 0 | 0 | 0 | 0 | 0 | 0 | 0 | 0 | 0 | 0 | 0 | 0 | 0 | 0 | 0 | 0 | 0 | 0 | 0 | 0 | 0 | 0
1 | 400 | 403 | 400 403 Solar Water Heat / Single Detached | 0 | 0 | 37 | 0 | 0 | 0 | 0 | 0 | 0 | 0 | 0 | 0 | 0 | 0 | 0 | 0 | 0 | 0 | 0 | 0 | 0 | 0 | 0 | 0 | 0 | 0 | 0 | 0 | 0 | 0
1 | 400 | 404 | 400 404 AC Heat Recovery Units / Single Detached | 0 | 0 | 37 | 0 | 0 | 0 | 0 | 0 | 0 | 0 | 0 | 0 | 0 | 0 | 0 | 0 | 0 | 0 | 0 | 0 | 0 | 0 | 0 | 0 | 0 | 0 | 0 | 0 | 0 | 0
1 | 400 | 405 | 400 405 Low Flow Showerhead / Single Detached | 0 | 0 | 37 | 0 | 0 | 0 | 0 | 0 | 0 | 0 | 0 | 0 | 0 | 0 | 0 | 0 | 0 | 0 | 0 | 0 | 0 | 0 | 0 | 0 | 0 | 0 | 0 | 0 | 0 | 0
1 | 400 | 406 | 400 406 Pipe Wrap / Single Detached | 0 | 0 | 37 | 0 | 0 | 0 | 0 | 0 | 0 | 0 | 0 | 0 | 0 | 0 | 0 | 0 | 0 | 0 | 0 | 0 | 0 | 0 | 0 | 0 | 0 | 0 | 0 | 0 | 0 | 0
1 | 400 | 407 | 400 407 Faucet Aerators / Single Detached | 0 | 0 | 37 | 0 | 0 | 0 | 0 | 0 | 0 | 0 | 0 | 0 | 0 | 0 | 0 | 0 | 0 | 0 | 0 | 0 | 0 | 0 | 0 | 0 | 0 | 0 | 0 | 0 | 0 | 0
1 | 400 | 408 | 400 408 Water Heater Blanket / Single Detached | 0 | 0 | 37 | 0 | 0 | 0 | 0 | 0 | 0 | 0 | 0 | 0 | 0 | 0 | 0 | 0 | 0 | 0 | 0 | 0 | 0 | 0 | 0 | 0 | 0 | 0 | 0 | 0 | 0 | 0
1 | 400 | 409 | 400 409 Water Heater Temperature Check and Adjustment / Single Detached | 0 | 0 | 37 | 0 | 0 | 0 | 0 | 0 | 0 | 0 | 0 | 0 | 0 | 0 | 0 | 0 | 0 | 0 | 0 | 0 | 0 | 0 | 0 | 0 | 0 | 0 | 0 | 0 | 0 | 0
1 | 400 | 410 | 400 410 Water Heater Timeclock / Single Detached | 0 | 0 | 37 | 0 | 0 | 0 | 0 | 0 | 0 | 0 | 0 | 0 | 0 | 0 | 0 | 0 | 0 | 0 | 0 | 0 | 0 | 0 | 0 | 0 | 0 | 0 | 0 | 0 | 0 | 0
1 | 400 | 411 | 400 411 Heat Trap / Single Detached | 0 | 0 | 37 | 0 | 0 | 0 | 0 | 0 | 0 | 0 | 0 | 0 | 0 | 0 | 0 | 0 | 0 | 0 | 0 | 0 | 0 | 0 | 0 | 0 | 0 | 0 | 0 | 0 | 0 | 0
1 | 500 | 502 | 500 502 Energy Star CW CEE Tier 2 (MEF=2.0) / Single Detached | 0 | 0 | 37 | 0 | 0 | 0 | 0 | 0 | 0 | 0 | 0 | 0 | 0 | 0 | 0 | 0 | 0 | 0 | 0 | 0 | 0 | 0 | 0 | 0 | 0 | 0 | 0 | 0 | 0 | 0
1 | 500 | 503 | 500 503 Energy Star CW CEE Tier 3 (MEF=2.2) / Single Detached | 0 | 0 | 37 | 0 | 0 | 0 | 0 | 0 | 0 | 0 | 0 | 0 | 0 | 0 | 0 | 0 | 0 | 0 | 0 | 0 | 0 | 0 | 0 | 0 | 0 | 0 | 0 | 0 | 0 | 0
1 | 700 | 701 | 700 701 Energy Star DW (EF=0.68) / Single Detached | 0 | 0 | 37 | 0 | 0 | 0 | 0 | 0 | 0 | 0 | 0 | 0 | 0 | 0 | 0 | 0 | 0 | 0 | 0 | 0 | 0 | 0 | 0 | 0 | 0 | 0 | 0 | 0 | 0 | 0
1 | 800 | 801 | 800 801 Two Speed Pool Pump (1.5 hp) / Single Detached | 0 | 0 | 37 | 0 | 0 | 0 | 0 | 0 | 0 | 0 | 0 | 0 | 0 | 0 | 0 | 0 | 0 | 0 | 0 | 0 | 0 | 0 | 0 | 0 | 0 | 0 | 0 | 0 | 0 | 0
1 | 800 | 802 | 800 802 High Efficiency One Speed Pool Pump (1.5 hp) / Single Detached | 0 | 0 | 37 | 0 | 0 | 0 | 0 | 0 | 0 | 0 | 0 | 0 | 0 | 0 | 0 | 0 | 0 | 0 | 0 | 0 | 0 | 0 | 0 | 0 | 0 | 0 | 0 | 0 | 0 | 0
1 | 800 | 803 | 800 803 Variable-Speed Pool Pump (<1 hp) / Single Detached | 0 | 0 | 37 | 0 | 0 | 0 | 0 | 0 | 0 | 0 | 0 | 0 | 0 | 0 | 0 | 0 | 0 | 0 | 0 | 0 | 0 | 0 | 0 | 0 | 0 | 0 | 0 | 0 | 0 | 0
1 | 800 | 804 | 800 804 PV-Powered Pool Pumps / Single Detached | 0 | 0 | 37 | 0 | 0 | 0 | 0 | 0 | 0 | 0 | 0 | 0 | 0 | 0 | 0 | 0 | 0 | 0 | 0 | 0 | 0 | 0 | 0 | 0 | 0 | 0 | 0 | 0 | 0 | 0
1 | 900 | 901 | 900 901 Energy Star TV / Single Detached | 0 | 0 | 37 | 0 | 0 | 0 | 0 | 0 | 0 | 0 | 0 | 0 | 0 | 0 | 0 | 0 | 0 | 0 | 0 | 0 | 0 | 0 | 0 | 0 | 0 | 0 | 0 | 0 | 0 | 0
1 | 910 | 911 | 910 911 Energy Star TV / Single Detached | 0 | 0 | 37 | 0 | 0 | 0 | 0 | 0 | 0 | 0 | 0 | 0 | 0 | 0 | 0 | 0 | 0 | 0 | 0 | 0 | 0 | 0 | 0 | 0 | 0 | 0 | 0 | 0 | 0 | 0
1 | 920 | 921 | 920 921 Energy Star Set-Top Box / Single Detached | 0 | 0 | 37 | 0 | 0 | 0 | 0 | 0 | 0 | 0 | 0 | 0 | 0 | 0 | 0 | 0 | 0 | 0 | 0 | 0 | 0 | 0 | 0 | 0 | 0 | 0 | 0 | 0 | 0 | 0
1 | 930 | 931 | 930 931 Energy Star DVD Player / Single Detached | 0 | 0 | 37 | 0 | 0 | 0 | 0 | 0 | 0 | 0 | 0 | 0 | 0 | 0 | 0 | 0 | 0 | 0 | 0 | 0 | 0 | 0 | 0 | 0 | 0 | 0 | 0 | 0 | 0 | 0
1 | 940 | 941 | 940 941 Energy Star VCR / Single Detached | 0 | 0 | 37 | 0 | 0 | 0 | 0 | 0 | 0 | 0 | 0 | 0 | 0 | 0 | 0 | 0 | 0 | 0 | 0 | 0 | 0 | 0 | 0 | 0 | 0 | 0 | 0 | 0 | 0 | 0
1 | 950 | 951 | 950 951 Energy Star Desktop PC / Single Detached | 0 | 0 | 37 | 0 | 0 | 0 | 0 | 0 | 0 | 0 | 0 | 0 | 0 | 0 | 0 | 0 | 0 | 0 | 0 | 0 | 0 | 0 | 0 | 0 | 0 | 0 | 0 | 0 | 0 | 0
1 | 960 | 961 | 960 961 Energy Star Laptop PC / Single Detached | 0 | 0 | 37 | 0 | 0 | 0 | 0 | 0 | 0 | 0 | 0 | 0 | 0 | 0 | 0 | 0 | 0 | 0 | 0 | 0 | 0 | 0 | 0 | 0 | 0 | 0 | 0 | 0 | 0 | 0
2 | 100 | 102 | 100 102 15 SEER Split-System Air Conditioner / Multi Attached | 0 | 0 | 37 | 0 | 0 | 0 | 0 | 0 | 0 | 0 | 0 | 0 | 0 | 0 | 0 | 0 | 0 | 0 | 0 | 0 | 0 | 0 | 0 | 0 | 0 | 0 | 0 | 0 | 0 | 0
2 | 100 | 103 | 100 103 17 SEER Split-System Air Conditioner / Multi Attached | 0 | 0 | 37 | 0 | 0 | 0 | 0 | 0 | 0 | 0 | 0 | 0 | 0 | 0 | 0 | 0 | 0 | 0 | 0 | 0 | 0 | 0 | 0 | 0 | 0 | 0 | 0 | 0 | 0 | 0
2 | 100 | 104 | 100 104 19 SEER Split-System Air Conditioner / Multi Attached | 0 | 0 | 37 | 0 | 0 | 0 | 0 | 0 | 0 | 0 | 0 | 0 | 0 | 0 | 0 | 0 | 0 | 0 | 0 | 0 | 0 | 0 | 0 | 0 | 0 | 0 | 0 | 0 | 0 | 0
2 | 100 | 105 | 100 105 14 SEER Split-System Heat Pump / Multi Attached | 0 | 0 | 37 | 0 | 0 | 0 | 0 | 0 | 0 | 0 | 0 | 0 | 0 | 0 | 0 | 0 | 0 | 0 | 0 | 0 | 0 | 0 | 0 | 0 | 0 | 0 | 0 | 0 | 0 | 0
2 | 100 | 106 | 100 106 15 SEER Split-System Heat Pump / Multi Attached | 0 | 0 | 37 | 0 | 0 | 0 | 0 | 0 | 0 | 0 | 0 | 0 | 0 | 0 | 0 | 0 | 0 | 0 | 0 | 0 | 0 | 0 | 0 | 0 | 0 | 0 | 0 | 0 | 0 | 0
2 | 100 | 107 | 100 107 17 SEER Split-System Heat Pump / Multi Attached | 0 | 0 | 37 | 0 | 0 | 0 | 0 | 0 | 0 | 0 | 0 | 0 | 0 | 0 | 0 | 0 | 0 | 0 | 0 | 0 | 0 | 0 | 0 | 0 | 0 | 0 | 0 | 0 | 0 | 0
2 | 100 | 108 | 100 108 13 EER Geothermal Heat Pump / Multi Attached | 0 | 0 | 37 | 0 | 0 | 0 | 0 | 0 | 0 | 0 | 0 | 0 | 0 | 0 | 0 | 0 | 0 | 0 | 0 | 0 | 0 | 0 | 0 | 0 | 0 | 0 | 0 | 0 | 0 | 0
2 | 100 | 109 | 100 109 HVAC Proper Sizing / Multi Attached | 0 | 0 | 37 | 0 | 0 | 0 | 0 | 0 | 0 | 0 | 0 | 0 | 0 | 0 | 0 | 0 | 0 | 0 | 0 | 0 | 0 | 0 | 0 | 0 | 0 | 0 | 0 | 0 | 0 | 0
2 | 100 | 110 | 100 110 Attic Venting / Multi Attached | 0 | 0 | 37 | 0 | 0 | 0 | 0 | 0 | 0 | 0 | 0 | 0 | 0 | 0 | 0 | 0 | 0 | 0 | 0 | 0 | 0 | 0 | 0 | 0 | 0 | 0 | 0 | 0 | 0 | 0
2 | 100 | 111 | 100 111 Sealed Attic w/Sprayed Foam Insulated Roof Deck / Multi Attached | 0 | 0 | 37 | 0 | 0 | 0 | 0 | 0 | 0 | 0 | 0 | 0 | 0 | 0 | 0 | 0 | 0 | 0 | 0 | 0 | 0 | 0 | 0 | 0 | 0 | 0 | 0 | 0 | 0 | 0
2 | 100 | 112 | 100 112 AC Maintenance (Outdoor Coil Cleaning) / Multi Attached | 0 | 0 | 37 | 0 | 0 | 0 | 0 | 0 | 0 | 0 | 0 | 0 | 0 | 0 | 0 | 0 | 0 | 0 | 0 | 0 | 0 | 0 | 0 | 0 | 0 | 0 | 0 | 0 | 0 | 0
2 | 100 | 113 | 100 113 AC Maintenance (Indoor Coil Cleaning) / Multi Attached | 0 | 0 | 37 | 0 | 0 | 0 | 0 | 0 | 0 | 0 | 0 | 0 | 0 | 0 | 0 | 0 | 0 | 0 | 0 | 0 | 0 | 0 | 0 | 0 | 0 | 0 | 0 | 0 | 0 | 0
2 | 100 | 114 | 100 114 Proper Refrigerant Charging and Air Flow / Multi Attached | 0 | 0 | 37 | 0 | 0 | 0 | 0 | 0 | 0 | 0 | 0 | 0 | 0 | 0 | 0 | 0 | 0 | 0 | 0 | 0 | 0 | 0 | 0 | 0 | 0 | 0 | 0 | 0 | 0 | 0
2 | 100 | 115 | 100 115 Electronically Commutated Motors (ECM) on an Air Handler Unit / Multi Attached | 0 | 0 | 37 | 0 | 0 | 0 | 0 | 0 | 0 | 0 | 0 | 0 | 0 | 0 | 0 | 0 | 0 | 0 | 0 | 0 | 0 | 0 | 0 | 0 | 0 | 0 | 0 | 0 | 0 | 0
2 | 100 | 116 | 100 116 Duct Repair / Multi Attached | 0 | 0 | 37 | 0 | 0 | 0 | 0 | 0 | 0 | 0 | 0 | 0 | 0 | 0 | 0 | 0 | 0 | 0 | 0 | 0 | 0 | 0 | 0 | 0 | 0 | 0 | 0 | 0 | 0 | 0
2 | 100 | 117 | 100 117 Reflective Roof / Multi Attached | 0 | 0 | 37 | 0 | 0 | 0 | 0 | 0 | 0 | 0 | 0 | 0 | 0 | 0 | 0 | 0 | 0 | 0 | 0 | 0 | 0 | 0 | 0 | 0 | 0 | 0 | 0 | 0 | 0 | 0
2 | 100 | 118 | 100 118 Radient Barrier / Multi Attached | 0 | 0 | 37 | 0 | 0 | 0 | 0 | 0 | 0 | 0 | 0 | 0 | 0 | 0 | 0 | 0 | 0 | 0 | 0 | 0 | 0 | 0 | 0 | 0 | 0 | 0 | 0 | 0 | 0 | 0
2 | 100 | 119 | 100 119 Window Film / Multi Attached | 0 | 0 | 37 | 0 | 0 | 0 | 0 | 0 | 0 | 0 | 0 | 0 | 0 | 0 | 0 | 0 | 0 | 0 | 0 | 0 | 0 | 0 | 0 | 0 | 0 | 0 | 0 | 0 | 0 | 0
2 | 100 | 120 | 100 120 Window Tinting / Multi Attached | 0 | 0 | 37 | 0 | 0 | 0 | 0 | 0 | 0 | 0 | 0 | 0 | 0 | 0 | 0 | 0 | 0 | 0 | 0 | 0 | 0 | 0 | 0 | 0 | 0 | 0 | 0 | 0 | 0 | 0
2 | 100 | 121 | 100 121 Default Window With Sunscreen / Multi Attached | 0 | 0 | 37 | 0 | 0 | 0 | 0 | 0 | 0 | 0 | 0 | 0 | 0 | 0 | 0 | 0 | 0 | 0 | 0 | 0 | 0 | 0 | 0 | 0 | 0 | 0 | 0 | 0 | 0 | 0
2 | 100 | 122 | 100 122 Single Pane Clear Windows to Double Pane Low-E Windows / Multi Attached | 0 | 0 | 37 | 0 | 0 | 0 | 0 | 0 | 0 | 0 | 0 | 0 | 0 | 0 | 0 | 0 | 0 | 0 | 0 | 0 | 0 | 0 | 0 | 0 | 0 | 0 | 0 | 0 | 0 | 0
2 | 100 | 124 | 100 124 Ceiling R-0 to R-19 Insulation / Multi Attached | 0 | 0 | 37 | 0 | 0 | 0 | 0 | 0 | 0 | 0 | 0 | 0 | 0 | 0 | 0 | 0 | 0 | 0 | 0 | 0 | 0 | 0 | 0 | 0 | 0 | 0 | 0 | 0 | 0 | 0
2 | 100 | 125 | 100 125 Ceiling R-19 to R-38 Insulation / Multi Attached | 0 | 0 | 37 | 0 | 0 | 0 | 0 | 0 | 0 | 0 | 0 | 0 | 0 | 0 | 0 | 0 | 0 | 0 | 0 | 0 | 0 | 0 | 0 | 0 | 0 | 0 | 0 | 0 | 0 | 0
2 | 100 | 126 | 100 126 Wall 2x4 R-0 to Blow-In R-13 Insulation / Multi Attached | 0 | 0 | 37 | 0 | 0 | 0 | 0 | 0 | 0 | 0 | 0 | 0 | 0 | 0 | 0 | 0 | 0 | 0 | 0 | 0 | 0 | 0 | 0 | 0 | 0 | 0 | 0 | 0 | 0 | 0
2 | 100 | 127 | 100 127 Weather Strip/Caulk w/Blower Door / Multi Attached | 0 | 0 | 37 | 0 | 0 | 0 | 0 | 0 | 0 | 0 | 0 | 0 | 0 | 0 | 0 | 0 | 0 | 0 | 0 | 0 | 0 | 0 | 0 | 0 | 0 | 0 | 0 | 0 | 0 | 0
2 | 130 | 132 | 130 132 15 SEER Split-System Heat Pump / Multi Attached | 0 | 0 | 37 | 0 | 0 | 0 | 0 | 0 | 0 | 0 | 0 | 0 | 0 | 0 | 0 | 0 | 0 | 0 | 0 | 0 | 0 | 0 | 0 | 0 | 0 | 0 | 0 | 0 | 0 | 0
2 | 130 | 133 | 130 133 17 SEER Split-System Heat Pump / Multi Attached | 0 | 0 | 37 | 0 | 0 | 0 | 0 | 0 | 0 | 0 | 0 | 0 | 0 | 0 | 0 | 0 | 0 | 0 | 0 | 0 | 0 | 0 | 0 | 0 | 0 | 0 | 0 | 0 | 0 | 0
2 | 130 | 134 | 130 134 13 EER Geothermal Heat Pump / Multi Attached | 0 | 0 | 37 | 0 | 0 | 0 | 0 | 0 | 0 | 0 | 0 | 0 | 0 | 0 | 0 | 0 | 0 | 0 | 0 | 0 | 0 | 0 | 0 | 0 | 0 | 0 | 0 | 0 | 0 | 0
2 | 130 | 136 | 130 136 Attic Venting / Multi Attached | 0 | 0 | 37 | 0 | 0 | 0 | 0 | 0 | 0 | 0 | 0 | 0 | 0 | 0 | 0 | 0 | 0 | 0 | 0 | 0 | 0 | 0 | 0 | 0 | 0 | 0 | 0 | 0 | 0 | 0
2 | 130 | 137 | 130 137 Sealed Attics / Multi Attached | 0 | 0 | 37 | 0 | 0 | 0 | 0 | 0 | 0 | 0 | 0 | 0 | 0 | 0 | 0 | 0 | 0 | 0 | 0 | 0 | 0 | 0 | 0 | 0 | 0 | 0 | 0 | 0 | 0 | 0
2 | 130 | 138 | 130 138 AC Maintenance (Outdoor Coil Cleaning) / Multi Attached | 0 | 0 | 37 | 0 | 0 | 0 | 0 | 0 | 0 | 0 | 0 | 0 | 0 | 0 | 0 | 0 | 0 | 0 | 0 | 0 | 0 | 0 | 0 | 0 | 0 | 0 | 0 | 0 | 0 | 0
2 | 130 | 139 | 130 139 AC Maintenance (Indoor Coil Cleaning) / Multi Attached | 0 | 0 | 37 | 0 | 0 | 0 | 0 | 0 | 0 | 0 | 0 | 0 | 0 | 0 | 0 | 0 | 0 | 0 | 0 | 0 | 0 | 0 | 0 | 0 | 0 | 0 | 0 | 0 | 0 | 0
2 | 130 | 140 | 130 140 Proper Refrigerant Charging and Air Flow / Multi Attached | 0 | 0 | 37 | 0 | 0 | 0 | 0 | 0 | 0 | 0 | 0 | 0 | 0 | 0 | 0 | 0 | 0 | 0 | 0 | 0 | 0 | 0 | 0 | 0 | 0 | 0 | 0 | 0 | 0 | 0
2 | 130 | 141 | 130 141 Electronically Commutated Motors (ECM) on an Air Handler Unit / Multi Attached | 0 | 0 | 37 | 0 | 0 | 0 | 0 | 0 | 0 | 0 | 0 | 0 | 0 | 0 | 0 | 0 | 0 | 0 | 0 | 0 | 0 | 0 | 0 | 0 | 0 | 0 | 0 | 0 | 0 | 0
2 | 130 | 142 | 130 142 Duct Repair / Multi Attached | 0 | 0 | 37 | 0 | 0 | 0 | 0 | 0 | 0 | 0 | 0 | 0 | 0 | 0 | 0 | 0 | 0 | 0 | 0 | 0 | 0 | 0 | 0 | 0 | 0 | 0 | 0 | 0 | 0 | 0
2 | 130 | 143 | 130 143 Reflective Roof / Multi Attached | 0 | 0 | 37 | 0 | 0 | 0 | 0 | 0 | 0 | 0 | 0 | 0 | 0 | 0 | 0 | 0 | 0 | 0 | 0 | 0 | 0 | 0 | 0 | 0 | 0 | 0 | 0 | 0 | 0 | 0
2 | 130 | 144 | 130 144 Radient Barrier / Multi Attached | 0 | 0 | 37 | 0 | 0 | 0 | 0 | 0 | 0 | 0 | 0 | 0 | 0 | 0 | 0 | 0 | 0 | 0 | 0 | 0 | 0 | 0 | 0 | 0 | 0 | 0 | 0 | 0 | 0 | 0
2 | 130 | 145 | 130 145 Window Film / Multi Attached | 0 | 0 | 37 | 0 | 0 | 0 | 0 | 0 | 0 | 0 | 0 | 0 | 0 | 0 | 0 | 0 | 0 | 0 | 0 | 0 | 0 | 0 | 0 | 0 | 0 | 0 | 0 | 0 | 0 | 0
2 | 130 | 146 | 130 146 Window Tinting / Multi Attached | 0 | 0 | 37 | 0 | 0 | 0 | 0 | 0 | 0 | 0 | 0 | 0 | 0 | 0 | 0 | 0 | 0 | 0 | 0 | 0 | 0 | 0 | 0 | 0 | 0 | 0 | 0 | 0 | 0 | 0
2 | 130 | 147 | 130 147 Default Window With Sunscreen / Multi Attached | 0 | 0 | 37 | 0 | 0 | 0 | 0 | 0 | 0 | 0 | 0 | 0 | 0 | 0 | 0 | 0 | 0 | 0 | 0 | 0 | 0 | 0 | 0 | 0 | 0 | 0 | 0 | 0 | 0 | 0
2 | 130 | 148 | 130 148 Single Pane Clear Windows to Double Pane Low-E Windows / Multi Attached | 0 | 0 | 37 | 0 | 0 | 0 | 0 | 0 | 0 | 0 | 0 | 0 | 0 | 0 | 0 | 0 | 0 | 0 | 0 | 0 | 0 | 0 | 0 | 0 | 0 | 0 | 0 | 0 | 0 | 0
2 | 130 | 150 | 130 150 Ceiling R-0 to R-19 Insulation / Multi Attached | 0 | 0 | 37 | 0 | 0 | 0 | 0 | 0 | 0 | 0 | 0 | 0 | 0 | 0 | 0 | 0 | 0 | 0 | 0 | 0 | 0 | 0 | 0 | 0 | 0 | 0 | 0 | 0 | 0 | 0
2 | 130 | 151 | 130 151 Ceiling R-19 to R-38 Insulation / Multi Attached | 0 | 0 | 37 | 0 | 0 | 0 | 0 | 0 | 0 | 0 | 0 | 0 | 0 | 0 | 0 | 0 | 0 | 0 | 0 | 0 | 0 | 0 | 0 | 0 | 0 | 0 | 0 | 0 | 0 | 0
2 | 130 | 152 | 130 152 Wall 2x4 R-0 to Blow-In R-13 Insulation / Multi Attached | 0 | 0 | 37 | 0 | 0 | 0 | 0 | 0 | 0 | 0 | 0 | 0 | 0 | 0 | 0 | 0 | 0 | 0 | 0 | 0 | 0 | 0 | 0 | 0 | 0 | 0 | 0 | 0 | 0 | 0
2 | 130 | 153 | 130 153 Weather Strip/Caulk w/Blower Door / Multi Attached | 0 | 0 | 37 | 0 | 0 | 0 | 0 | 0 | 0 | 0 | 0 | 0 | 0 | 0 | 0 | 0 | 0 | 0 | 0 | 0 | 0 | 0 | 0 | 0 | 0 | 0 | 0 | 0 | 0 | 0
2 | 190 | 191 | 190 191 HE Room Air Conditioner - EER 11 / Multi Attached | 0 | 0 | 37 | 0 | 0 | 0 | 0 | 0 | 0 | 0 | 0 | 0 | 0 | 0 | 0 | 0 | 0 | 0 | 0 | 0 | 0 | 0 | 0 | 0 | 0 | 0 | 0 | 0 | 0 | 0
2 | 190 | 192 | 190 192 HE Room Air Conditioner - EER 12 / Multi Attached | 0 | 0 | 37 | 0 | 0 | 0 | 0 | 0 | 0 | 0 | 0 | 0 | 0 | 0 | 0 | 0 | 0 | 0 | 0 | 0 | 0 | 0 | 0 | 0 | 0 | 0 | 0 | 0 | 0 | 0
2 | 190 | 196 | 190 196 Reflective Roof / Multi Attached | 0 | 0 | 37 | 0 | 0 | 0 | 0 | 0 | 0 | 0 | 0 | 0 | 0 | 0 | 0 | 0 | 0 | 0 | 0 | 0 | 0 | 0 | 0 | 0 | 0 | 0 | 0 | 0 | 0 | 0
2 | 190 | 197 | 190 197 Window Film / Multi Attached | 0 | 0 | 37 | 0 | 0 | 0 | 0 | 0 | 0 | 0 | 0 | 0 | 0 | 0 | 0 | 0 | 0 | 0 | 0 | 0 | 0 | 0 | 0 | 0 | 0 | 0 | 0 | 0 | 0 | 0
2 | 190 | 198 | 190 198 Window Tinting / Multi Attached | 0 | 0 | 37 | 0 | 0 | 0 | 0 | 0 | 0 | 0 | 0 | 0 | 0 | 0 | 0 | 0 | 0 | 0 | 0 | 0 | 0 | 0 | 0 | 0 | 0 | 0 | 0 | 0 | 0 | 0
2 | 190 | 199 | 190 199 Default Window With Sunscreen / Multi Attached | 0 | 0 | 37 | 0 | 0 | 0 | 0 | 0 | 0 | 0 | 0 | 0 | 0 | 0 | 0 | 0 | 0 | 0 | 0 | 0 | 0 | 0 | 0 | 0 | 0 | 0 | 0 | 0 | 0 | 0
2 | 190 | 200 | 190 200 Single Pane Clear Windows to Double Pane Low-E Windows / Multi Attached | 0 | 0 | 37 | 0 | 0 | 0 | 0 | 0 | 0 | 0 | 0 | 0 | 0 | 0 | 0 | 0 | 0 | 0 | 0 | 0 | 0 | 0 | 0 | 0 | 0 | 0 | 0 | 0 | 0 | 0
2 | 190 | 202 | 190 202 Ceiling R-0 to R-19 Insulation / Multi Attached | 0 | 0 | 37 | 0 | 0 | 0 | 0 | 0 | 0 | 0 | 0 | 0 | 0 | 0 | 0 | 0 | 0 | 0 | 0 | 0 | 0 | 0 | 0 | 0 | 0 | 0 | 0 | 0 | 0 | 0
2 | 190 | 203 | 190 203 Ceiling R-19 to R-38 Insulation / Multi Attached | 0 | 0 | 37 | 0 | 0 | 0 | 0 | 0 | 0 | 0 | 0 | 0 | 0 | 0 | 0 | 0 | 0 | 0 | 0 | 0 | 0 | 0 | 0 | 0 | 0 | 0 | 0 | 0 | 0 | 0
2 | 190 | 204 | 190 204 Wall 2x4 R-0 to Blow-In R-13 Insulation / Multi Attached | 0 | 0 | 37 | 0 | 0 | 0 | 0 | 0 | 0 | 0 | 0 | 0 | 0 | 0 | 0 | 0 | 0 | 0 | 0 | 0 | 0 | 0 | 0 | 0 | 0 | 0 | 0 | 0 | 0 | 0
2 | 190 | 205 | 190 205 Weather Strip/Caulk w/Blower Door / Multi Attached | 0 | 0 | 37 | 0 | 0 | 0 | 0 | 0 | 0 | 0 | 0 | 0 | 0 | 0 | 0 | 0 | 0 | 0 | 0 | 0 | 0 | 0 | 0 | 0 | 0 | 0 | 0 | 0 | 0 | 0
2 | 220 | 221 | 220 221 CFL (18-Watt integral ballast), 0.5 hr/day / Multi Attached | 0 | 0 | 37 | 0 | 0 | 0 | 0 | 0 | 0 | 0 | 0 | 0 | 0 | 0 | 0 | 0 | 0 | 0 | 0 | 0 | 0 | 0 | 0 | 0 | 0 | 0 | 0 | 0 | 0 | 0
2 | 230 | 231 | 230 231 CFL (18-Watt integral ballast), 2.5 hr/day / Multi Attached | 0 | 0 | 37 | 0 | 0 | 0 | 0 | 0 | 0 | 0 | 0 | 0 | 0 | 0 | 0 | 0 | 0 | 0 | 0 | 0 | 0 | 0 | 0 | 0 | 0 | 0 | 0 | 0 | 0 | 0
2 | 240 | 241 | 240 241 CFL (18-Watt integral ballast), 6.0 hr/day / Multi Attached | 0 | 0 | 37 | 0 | 0 | 0 | 0 | 0 | 0 | 0 | 0 | 0 | 0 | 0 | 0 | 0 | 0 | 0 | 0 | 0 | 0 | 0 | 0 | 0 | 0 | 0 | 0 | 0 | 0 | 0
2 | 250 | 251 | 250 251 ROB 2L4'T8, 1EB / Multi Attached | 0 | 0 | 37 | 0 | 0 | 0 | 0 | 0 | 0 | 0 | 0 | 0 | 0 | 0 | 0 | 0 | 0 | 0 | 0 | 0 | 0 | 0 | 0 | 0 | 0 | 0 | 0 | 0 | 0 | 0
2 | 250 | 252 | 250 252 RET 2L4'T8, 1EB / Multi Attached | 0 | 0 | 37 | 0 | 0 | 0 | 0 | 0 | 0 | 0 | 0 | 0 | 0 | 0 | 0 | 0 | 0 | 0 | 0 | 0 | 0 | 0 | 0 | 0 | 0 | 0 | 0 | 0 | 0 | 0
2 | 260 | 261 | 260 261 CFL - medium screw based <30 Watts / Multi Attached | 0 | 0 | 37 | 0 | 0 | 0 | 0 | 0 | 0 | 0 | 0 | 0 | 0 | 0 | 0 | 0 | 0 | 0 | 0 | 0 | 0 | 0 | 0 | 0 | 0 | 0 | 0 | 0 | 0 | 0
2 | 260 | 262 | 260 262 Photocell/timeclock / Multi Attached | 0 | 0 | 37 | 0 | 0 | 0 | 0 | 0 | 0 | 0 | 0 | 0 | 0 | 0 | 0 | 0 | 0 | 0 | 0 | 0 | 0 | 0 | 0 | 0 | 0 | 0 | 0 | 0 | 0 | 0
2 | 300 | 301 | 300 301 HE Refrigerator - Energy Star version of above / Multi Attached | 0 | 0 | 37 | 0 | 0 | 0 | 0 | 0 | 0 | 0 | 0 | 0 | 0 | 0 | 0 | 0 | 0 | 0 | 0 | 0 | 0 | 0 | 0 | 0 | 0 | 0 | 0 | 0 | 0 | 0
2 | 350 | 351 | 350 351 HE Freezer / Multi Attached | 0 | 0 | 37 | 0 | 0 | 0 | 0 | 0 | 0 | 0 | 0 | 0 | 0 | 0 | 0 | 0 | 0 | 0 | 0 | 0 | 0 | 0 | 0 | 0 | 0 | 0 | 0 | 0 | 0 | 0
2 | 400 | 401 | 400 401 Heat Pump Water Heater (EF=2.9) / Multi Attached | 0 | 0 | 37 | 0 | 0 | 0 | 0 | 0 | 0 | 0 | 0 | 0 | 0 | 0 | 0 | 0 | 0 | 0 | 0 | 0 | 0 | 0 | 0 | 0 | 0 | 0 | 0 | 0 | 0 | 0
2 | 400 | 403 | 400 403 Solar Water Heat / Multi Attached | 0 | 0 | 37 | 0 | 0 | 0 | 0 | 0 | 0 | 0 | 0 | 0 | 0 | 0 | 0 | 0 | 0 | 0 | 0 | 0 | 0 | 0 | 0 | 0 | 0 | 0 | 0 | 0 | 0 | 0
2 | 400 | 404 | 400 404 AC Heat Recovery Units / Multi Attached | 0 | 0 | 37 | 0 | 0 | 0 | 0 | 0 | 0 | 0 | 0 | 0 | 0 | 0 | 0 | 0 | 0 | 0 | 0 | 0 | 0 | 0 | 0 | 0 | 0 | 0 | 0 | 0 | 0 | 0
2 | 400 | 405 | 400 405 Low Flow Showerhead / Multi Attached | 0 | 0 | 37 | 0 | 0 | 0 | 0 | 0 | 0 | 0 | 0 | 0 | 0 | 0 | 0 | 0 | 0 | 0 | 0 | 0 | 0 | 0 | 0 | 0 | 0 | 0 | 0 | 0 | 0 | 0
2 | 400 | 406 | 400 406 Pipe Wrap / Multi Attached | 0 | 0 | 37 | 0 | 0 | 0 | 0 | 0 | 0 | 0 | 0 | 0 | 0 | 0 | 0 | 0 | 0 | 0 | 0 | 0 | 0 | 0 | 0 | 0 | 0 | 0 | 0 | 0 | 0 | 0
2 | 400 | 407 | 400 407 Faucet Aerators / Multi Attached | 0 | 0 | 37 | 0 | 0 | 0 | 0 | 0 | 0 | 0 | 0 | 0 | 0 | 0 | 0 | 0 | 0 | 0 | 0 | 0 | 0 | 0 | 0 | 0 | 0 | 0 | 0 | 0 | 0 | 0
2 | 400 | 408 | 400 408 Water Heater Blanket / Multi Attached | 0 | 0 | 37 | 0 | 0 | 0 | 0 | 0 | 0 | 0 | 0 | 0 | 0 | 0 | 0 | 0 | 0 | 0 | 0 | 0 | 0 | 0 | 0 | 0 | 0 | 0 | 0 | 0 | 0 | 0
2 | 400 | 409 | 400 409 Water Heater Temperature Check and Adjustment / Multi Attached | 0 | 0 | 37 | 0 | 0 | 0 | 0 | 0 | 0 | 0 | 0 | 0 | 0 | 0 | 0 | 0 | 0 | 0 | 0 | 0 | 0 | 0 | 0 | 0 | 0 | 0 | 0 | 0 | 0 | 0
2 | 400 | 410 | 400 410 Water Heater Timeclock / Multi Attached | 0 | 0 | 37 | 0 | 0 | 0 | 0 | 0 | 0 | 0 | 0 | 0 | 0 | 0 | 0 | 0 | 0 | 0 | 0 | 0 | 0 | 0 | 0 | 0 | 0 | 0 | 0 | 0 | 0 | 0
2 | 400 | 411 | 400 411 Heat Trap / Multi Attached | 0 | 0 | 37 | 0 | 0 | 0 | 0 | 0 | 0 | 0 | 0 | 0 | 0 | 0 | 0 | 0 | 0 | 0 | 0 | 0 | 0 | 0 | 0 | 0 | 0 | 0 | 0 | 0 | 0 | 0
2 | 500 | 502 | 500 502 Energy Star CW CEE Tier 2 (MEF=2.0) / Multi Attached | 0 | 0 | 37 | 0 | 0 | 0 | 0 | 0 | 0 | 0 | 0 | 0 | 0 | 0 | 0 | 0 | 0 | 0 | 0 | 0 | 0 | 0 | 0 | 0 | 0 | 0 | 0 | 0 | 0 | 0
2 | 500 | 503 | 500 503 Energy Star CW CEE Tier 3 (MEF=2.2) / Multi Attached | 0 | 0 | 37 | 0 | 0 | 0 | 0 | 0 | 0 | 0 | 0 | 0 | 0 | 0 | 0 | 0 | 0 | 0 | 0 | 0 | 0 | 0 | 0 | 0 | 0 | 0 | 0 | 0 | 0 | 0
2 | 700 | 701 | 700 701 Energy Star DW (EF=0.68) / Multi Attached | 0 | 0 | 37 | 0 | 0 | 0 | 0 | 0 | 0 | 0 | 0 | 0 | 0 | 0 | 0 | 0 | 0 | 0 | 0 | 0 | 0 | 0 | 0 | 0 | 0 | 0 | 0 | 0 | 0 | 0
2 | 800 | 801 | 800 801 Two Speed Pool Pump (1.5 hp) / Multi Attached | 0 | 0 | 37 | 0 | 0 | 0 | 0 | 0 | 0 | 0 | 0 | 0 | 0 | 0 | 0 | 0 | 0 | 0 | 0 | 0 | 0 | 0 | 0 | 0 | 0 | 0 | 0 | 0 | 0 | 0
2 | 800 | 802 | 800 802 High Efficiency One Speed Pool Pump (1.5 hp) / Multi Attached | 0 | 0 | 37 | 0 | 0 | 0 | 0 | 0 | 0 | 0 | 0 | 0 | 0 | 0 | 0 | 0 | 0 | 0 | 0 | 0 | 0 | 0 | 0 | 0 | 0 | 0 | 0 | 0 | 0 | 0
2 | 800 | 803 | 800 803 Variable-Speed Pool Pump (<1 hp) / Multi Attached | 0 | 0 | 37 | 0 | 0 | 0 | 0 | 0 | 0 | 0 | 0 | 0 | 0 | 0 | 0 | 0 | 0 | 0 | 0 | 0 | 0 | 0 | 0 | 0 | 0 | 0 | 0 | 0 | 0 | 0
2 | 800 | 804 | 800 804 PV-Powered Pool Pumps / Multi Attached | 0 | 0 | 37 | 0 | 0 | 0 | 0 | 0 | 0 | 0 | 0 | 0 | 0 | 0 | 0 | 0 | 0 | 0 | 0 | 0 | 0 | 0 | 0 | 0 | 0 | 0 | 0 | 0 | 0 | 0
2 | 900 | 901 | 900 901 Energy Star TV / Multi Attached | 0 | 0 | 37 | 0 | 0 | 0 | 0 | 0 | 0 | 0 | 0 | 0 | 0 | 0 | 0 | 0 | 0 | 0 | 0 | 0 | 0 | 0 | 0 | 0 | 0 | 0 | 0 | 0 | 0 | 0
2 | 910 | 911 | 910 911 Energy Star TV / Multi Attached | 0 | 0 | 37 | 0 | 0 | 0 | 0 | 0 | 0 | 0 | 0 | 0 | 0 | 0 | 0 | 0 | 0 | 0 | 0 | 0 | 0 | 0 | 0 | 0 | 0 | 0 | 0 | 0 | 0 | 0
2 | 920 | 921 | 920 921 Energy Star Set-Top Box / Multi Attached | 0 | 0 | 37 | 0 | 0 | 0 | 0 | 0 | 0 | 0 | 0 | 0 | 0 | 0 | 0 | 0 | 0 | 0 | 0 | 0 | 0 | 0 | 0 | 0 | 0 | 0 | 0 | 0 | 0 | 0
2 | 930 | 931 | 930 931 Energy Star DVD Player / Multi Attached | 0 | 0 | 37 | 0 | 0 | 0 | 0 | 0 | 0 | 0 | 0 | 0 | 0 | 0 | 0 | 0 | 0 | 0 | 0 | 0 | 0 | 0 | 0 | 0 | 0 | 0 | 0 | 0 | 0 | 0
2 | 940 | 941 | 940 941 Energy Star VCR / Multi Attached | 0 | 0 | 37 | 0 | 0 | 0 | 0 | 0 | 0 | 0 | 0 | 0 | 0 | 0 | 0 | 0 | 0 | 0 | 0 | 0 | 0 | 0 | 0 | 0 | 0 | 0 | 0 | 0 | 0 | 0
2 | 950 | 951 | 950 951 Energy Star Desktop PC / Multi Attached | 0 | 0 | 37 | 0 | 0 | 0 | 0 | 0 | 0 | 0 | 0 | 0 | 0 | 0 | 0 | 0 | 0 | 0 | 0 | 0 | 0 | 0 | 0 | 0 | 0 | 0 | 0 | 0 | 0 | 0
2 | 960 | 961 | 960 961 Energy Star Laptop PC / Multi Attached | 0 | 0 | 37 | 0 | 0 | 0 | 0 | 0 | 0 | 0 | 0 | 0 | 0 | 0 | 0 | 0 | 0 | 0 | 0 | 0 | 0 | 0 | 0 | 0 | 0 | 0 | 0 | 0 | 0 | 0
3 | 100 | 102 | 100 102 15 SEER Split-System Air Conditioner / Single Detached - Manufactured | 0 | 0 | 37 | 0 | 0 | 0 | 0 | 0 | 0 | 0 | 0 | 0 | 0 | 0 | 0 | 0 | 0 | 0 | 0 | 0 | 0 | 0 | 0 | 0 | 0 | 0 | 0 | 0 | 0 | 0
3 | 100 | 103 | 100 103 17 SEER Split-System Air Conditioner / Single Detached - Manufactured | 0 | 0 | 37 | 0 | 0 | 0 | 0 | 0 | 0 | 0 | 0 | 0 | 0 | 0 | 0 | 0 | 0 | 0 | 0 | 0 | 0 | 0 | 0 | 0 | 0 | 0 | 0 | 0 | 0 | 0
3 | 100 | 104 | 100 104 19 SEER Split-System Air Conditioner / Single Detached - Manufactured | 0 | 0 | 37 | 0 | 0 | 0 | 0 | 0 | 0 | 0 | 0 | 0 | 0 | 0 | 0 | 0 | 0 | 0 | 0 | 0 | 0 | 0 | 0 | 0 | 0 | 0 | 0 | 0 | 0 | 0
3 | 100 | 105 | 100 105 14 SEER Split-System Heat Pump / Single Detached - Manufactured | 0 | 0 | 37 | 0 | 0 | 0 | 0 | 0 | 0 | 0 | 0 | 0 | 0 | 0 | 0 | 0 | 0 | 0 | 0 | 0 | 0 | 0 | 0 | 0 | 0 | 0 | 0 | 0 | 0 | 0
3 | 100 | 106 | 100 106 15 SEER Split-System Heat Pump / Single Detached - Manufactured | 0 | 0 | 37 | 0 | 0 | 0 | 0 | 0 | 0 | 0 | 0 | 0 | 0 | 0 | 0 | 0 | 0 | 0 | 0 | 0 | 0 | 0 | 0 | 0 | 0 | 0 | 0 | 0 | 0 | 0
3 | 100 | 107 | 100 107 17 SEER Split-System Heat Pump / Single Detached - Manufactured | 0 | 0 | 37 | 0 | 0 | 0 | 0 | 0 | 0 | 0 | 0 | 0 | 0 | 0 | 0 | 0 | 0 | 0 | 0 | 0 | 0 | 0 | 0 | 0 | 0 | 0 | 0 | 0 | 0 | 0
3 | 100 | 108 | 100 108 13 EER Geothermal Heat Pump / Single Detached - Manufactured | 0 | 0 | 37 | 0 | 0 | 0 | 0 | 0 | 0 | 0 | 0 | 0 | 0 | 0 | 0 | 0 | 0 | 0 | 0 | 0 | 0 | 0 | 0 | 0 | 0 | 0 | 0 | 0 | 0 | 0
3 | 100 | 109 | 100 109 HVAC Proper Sizing / Single Detached - Manufactured | 0 | 0 | 37 | 0 | 0 | 0 | 0 | 0 | 0 | 0 | 0 | 0 | 0 | 0 | 0 | 0 | 0 | 0 | 0 | 0 | 0 | 0 | 0 | 0 | 0 | 0 | 0 | 0 | 0 | 0
3 | 100 | 110 | 100 110 Attic Venting / Single Detached - Manufactured | 0 | 0 | 37 | 0 | 0 | 0 | 0 | 0 | 0 | 0 | 0 | 0 | 0 | 0 | 0 | 0 | 0 | 0 | 0 | 0 | 0 | 0 | 0 | 0 | 0 | 0 | 0 | 0 | 0 | 0
3 | 100 | 111 | 100 111 Sealed Attic w/Sprayed Foam Insulated Roof Deck / Single Detached - Manufactured | 0 | 0 | 37 | 0 | 0 | 0 | 0 | 0 | 0 | 0 | 0 | 0 | 0 | 0 | 0 | 0 | 0 | 0 | 0 | 0 | 0 | 0 | 0 | 0 | 0 | 0 | 0 | 0 | 0 | 0
3 | 100 | 112 | 100 112 AC Maintenance (Outdoor Coil Cleaning) / Single Detached - Manufactured | 0 | 0 | 37 | 0 | 0 | 0 | 0 | 0 | 0 | 0 | 0 | 0 | 0 | 0 | 0 | 0 | 0 | 0 | 0 | 0 | 0 | 0 | 0 | 0 | 0 | 0 | 0 | 0 | 0 | 0
3 | 100 | 113 | 100 113 AC Maintenance (Indoor Coil Cleaning) / Single Detached - Manufactured | 0 | 0 | 37 | 0 | 0 | 0 | 0 | 0 | 0 | 0 | 0 | 0 | 0 | 0 | 0 | 0 | 0 | 0 | 0 | 0 | 0 | 0 | 0 | 0 | 0 | 0 | 0 | 0 | 0 | 0
3 | 100 | 114 | 100 114 Proper Refrigerant Charging and Air Flow / Single Detached - Manufactured | 0 | 0 | 37 | 0 | 0 | 0 | 0 | 0 | 0 | 0 | 0 | 0 | 0 | 0 | 0 | 0 | 0 | 0 | 0 | 0 | 0 | 0 | 0 | 0 | 0 | 0 | 0 | 0 | 0 | 0
3 | 100 | 115 | 100 115 Electronically Commutated Motors (ECM) on an Air Handler Unit / Single Detached - Manufactured | 0 | 0 | 37 | 0 | 0 | 0 | 0 | 0 | 0 | 0 | 0 | 0 | 0 | 0 | 0 | 0 | 0 | 0 | 0 | 0 | 0 | 0 | 0 | 0 | 0 | 0 | 0 | 0 | 0 | 0
3 | 100 | 116 | 100 116 Duct Repair / Single Detached - Manufactured | 0 | 0 | 37 | 0 | 0 | 0 | 0 | 0 | 0 | 0 | 0 | 0 | 0 | 0 | 0 | 0 | 0 | 0 | 0 | 0 | 0 | 0 | 0 | 0 | 0 | 0 | 0 | 0 | 0 | 0
3 | 100 | 117 | 100 117 Reflective Roof / Single Detached - Manufactured | 0 | 0 | 37 | 0 | 0 | 0 | 0 | 0 | 0 | 0 | 0 | 0 | 0 | 0 | 0 | 0 | 0 | 0 | 0 | 0 | 0 | 0 | 0 | 0 | 0 | 0 | 0 | 0 | 0 | 0
3 | 100 | 118 | 100 118 Radient Barrier / Single Detached - Manufactured | 0 | 0 | 37 | 0 | 0 | 0 | 0 | 0 | 0 | 0 | 0 | 0 | 0 | 0 | 0 | 0 | 0 | 0 | 0 | 0 | 0 | 0 | 0 | 0 | 0 | 0 | 0 | 0 | 0 | 0
3 | 100 | 119 | 100 119 Window Film / Single Detached - Manufactured | 0 | 0 | 37 | 0 | 0 | 0 | 0 | 0 | 0 | 0 | 0 | 0 | 0 | 0 | 0 | 0 | 0 | 0 | 0 | 0 | 0 | 0 | 0 | 0 | 0 | 0 | 0 | 0 | 0 | 0
3 | 100 | 120 | 100 120 Window Tinting / Single Detached - Manufactured | 0 | 0 | 37 | 0 | 0 | 0 | 0 | 0 | 0 | 0 | 0 | 0 | 0 | 0 | 0 | 0 | 0 | 0 | 0 | 0 | 0 | 0 | 0 | 0 | 0 | 0 | 0 | 0 | 0 | 0
3 | 100 | 121 | 100 121 Default Window With Sunscreen / Single Detached - Manufactured | 0 | 0 | 37 | 0 | 0 | 0 | 0 | 0 | 0 | 0 | 0 | 0 | 0 | 0 | 0 | 0 | 0 | 0 | 0 | 0 | 0 | 0 | 0 | 0 | 0 | 0 | 0 | 0 | 0 | 0
3 | 100 | 122 | 100 122 Single Pane Clear Windows to Double Pane Low-E Windows / Single Detached - Manufactured | 0 | 0 | 37 | 0 | 0 | 0 | 0 | 0 | 0 | 0 | 0 | 0 | 0 | 0 | 0 | 0 | 0 | 0 | 0 | 0 | 0 | 0 | 0 | 0 | 0 | 0 | 0 | 0 | 0 | 0
3 | 100 | 124 | 100 124 Ceiling R-0 to R-19 Insulation / Single Detached - Manufactured | 0 | 0 | 37 | 0 | 0 | 0 | 0 | 0 | 0 | 0 | 0 | 0 | 0 | 0 | 0 | 0 | 0 | 0 | 0 | 0 | 0 | 0 | 0 | 0 | 0 | 0 | 0 | 0 | 0 | 0
3 | 100 | 125 | 100 125 Ceiling R-19 to R-38 Insulation / Single Detached - Manufactured | 0 | 0 | 37 | 0 | 0 | 0 | 0 | 0 | 0 | 0 | 0 | 0 | 0 | 0 | 0 | 0 | 0 | 0 | 0 | 0 | 0 | 0 | 0 | 0 | 0 | 0 | 0 | 0 | 0 | 0
3 | 100 | 126 | 100 126 Wall 2x4 R-0 to Blow-In R-13 Insulation / Single Detached - Manufactured | 0 | 0 | 37 | 0 | 0 | 0 | 0 | 0 | 0 | 0 | 0 | 0 | 0 | 0 | 0 | 0 | 0 | 0 | 0 | 0 | 0 | 0 | 0 | 0 | 0 | 0 | 0 | 0 | 0 | 0
3 | 100 | 127 | 100 127 Weather Strip/Caulk w/Blower Door / Single Detached - Manufactured | 0 | 0 | 37 | 0 | 0 | 0 | 0 | 0 | 0 | 0 | 0 | 0 | 0 | 0 | 0 | 0 | 0 | 0 | 0 | 0 | 0 | 0 | 0 | 0 | 0 | 0 | 0 | 0 | 0 | 0
3 | 130 | 132 | 130 132 15 SEER Split-System Heat Pump / Single Detached - Manufactured | 0 | 0 | 37 | 0 | 0 | 0 | 0 | 0 | 0 | 0 | 0 | 0 | 0 | 0 | 0 | 0 | 0 | 0 | 0 | 0 | 0 | 0 | 0 | 0 | 0 | 0 | 0 | 0 | 0 | 0
3 | 130 | 133 | 130 133 17 SEER Split-System Heat Pump / Single Detached - Manufactured | 0 | 0 | 37 | 0 | 0 | 0 | 0 | 0 | 0 | 0 | 0 | 0 | 0 | 0 | 0 | 0 | 0 | 0 | 0 | 0 | 0 | 0 | 0 | 0 | 0 | 0 | 0 | 0 | 0 | 0
3 | 130 | 134 | 130 134 13 EER Geothermal Heat Pump / Single Detached - Manufactured | 0 | 0 | 37 | 0 | 0 | 0 | 0 | 0 | 0 | 0 | 0 | 0 | 0 | 0 | 0 | 0 | 0 | 0 | 0 | 0 | 0 | 0 | 0 | 0 | 0 | 0 | 0 | 0 | 0 | 0
3 | 130 | 136 | 130 136 Attic Venting / Single Detached - Manufactured | 0 | 0 | 37 | 0 | 0 | 0 | 0 | 0 | 0 | 0 | 0 | 0 | 0 | 0 | 0 | 0 | 0 | 0 | 0 | 0 | 0 | 0 | 0 | 0 | 0 | 0 | 0 | 0 | 0 | 0
3 | 130 | 137 | 130 137 Sealed Attics / Single Detached - Manufactured | 0 | 0 | 37 | 0 | 0 | 0 | 0 | 0 | 0 | 0 | 0 | 0 | 0 | 0 | 0 | 0 | 0 | 0 | 0 | 0 | 0 | 0 | 0 | 0 | 0 | 0 | 0 | 0 | 0 | 0
3 | 130 | 138 | 130 138 AC Maintenance (Outdoor Coil Cleaning) / Single Detached - Manufactured | 0 | 0 | 37 | 0 | 0 | 0 | 0 | 0 | 0 | 0 | 0 | 0 | 0 | 0 | 0 | 0 | 0 | 0 | 0 | 0 | 0 | 0 | 0 | 0 | 0 | 0 | 0 | 0 | 0 | 0
3 | 130 | 139 | 130 139 AC Maintenance (Indoor Coil Cleaning) / Single Detached - Manufactured | 0 | 0 | 37 | 0 | 0 | 0 | 0 | 0 | 0 | 0 | 0 | 0 | 0 | 0 | 0 | 0 | 0 | 0 | 0 | 0 | 0 | 0 | 0 | 0 | 0 | 0 | 0 | 0 | 0 | 0
3 | 130 | 140 | 130 140 Proper Refrigerant Charging and Air Flow / Single Detached - Manufactured | 0 | 0 | 37 | 0 | 0 | 0 | 0 | 0 | 0 | 0 | 0 | 0 | 0 | 0 | 0 | 0 | 0 | 0 | 0 | 0 | 0 | 0 | 0 | 0 | 0 | 0 | 0 | 0 | 0 | 0
3 | 130 | 141 | 130 141 Electronically Commutated Motors (ECM) on an Air Handler Unit / Single Detached - Manufactured | 0 | 0 | 37 | 0 | 0 | 0 | 0 | 0 | 0 | 0 | 0 | 0 | 0 | 0 | 0 | 0 | 0 | 0 | 0 | 0 | 0 | 0 | 0 | 0 | 0 | 0 | 0 | 0 | 0 | 0
3 | 130 | 142 | 130 142 Duct Repair / Single Detached - Manufactured | 0 | 0 | 37 | 0 | 0 | 0 | 0 | 0 | 0 | 0 | 0 | 0 | 0 | 0 | 0 | 0 | 0 | 0 | 0 | 0 | 0 | 0 | 0 | 0 | 0 | 0 | 0 | 0 | 0 | 0
3 | 130 | 143 | 130 143 Reflective Roof / Single Detached - Manufactured | 0 | 0 | 37 | 0 | 0 | 0 | 0 | 0 | 0 | 0 | 0 | 0 | 0 | 0 | 0 | 0 | 0 | 0 | 0 | 0 | 0 | 0 | 0 | 0 | 0 | 0 | 0 | 0 | 0 | 0
3 | 130 | 144 | 130 144 Radient Barrier / Single Detached - Manufactured | 0 | 0 | 37 | 0 | 0 | 0 | 0 | 0 | 0 | 0 | 0 | 0 | 0 | 0 | 0 | 0 | 0 | 0 | 0 | 0 | 0 | 0 | 0 | 0 | 0 | 0 | 0 | 0 | 0 | 0
3 | 130 | 145 | 130 145 Window Film / Single Detached - Manufactured | 0 | 0 | 37 | 0 | 0 | 0 | 0 | 0 | 0 | 0 | 0 | 0 | 0 | 0 | 0 | 0 | 0 | 0 | 0 | 0 | 0 | 0 | 0 | 0 | 0 | 0 | 0 | 0 | 0 | 0
3 | 130 | 146 | 130 146 Window Tinting / Single Detached - Manufactured | 0 | 0 | 37 | 0 | 0 | 0 | 0 | 0 | 0 | 0 | 0 | 0 | 0 | 0 | 0 | 0 | 0 | 0 | 0 | 0 | 0 | 0 | 0 | 0 | 0 | 0 | 0 | 0 | 0 | 0
3 | 130 | 147 | 130 147 Default Window With Sunscreen / Single Detached - Manufactured | 0 | 0 | 37 | 0 | 0 | 0 | 0 | 0 | 0 | 0 | 0 | 0 | 0 | 0 | 0 | 0 | 0 | 0 | 0 | 0 | 0 | 0 | 0 | 0 | 0 | 0 | 0 | 0 | 0 | 0
3 | 130 | 148 | 130 148 Single Pane Clear Windows to Double Pane Low-E Windows / Single Detached - Manufactured | 0 | 0 | 37 | 0 | 0 | 0 | 0 | 0 | 0 | 0 | 0 | 0 | 0 | 0 | 0 | 0 | 0 | 0 | 0 | 0 | 0 | 0 | 0 | 0 | 0 | 0 | 0 | 0 | 0 | 0
3 | 130 | 150 | 130 150 Ceiling R-0 to R-19 Insulation / Single Detached - Manufactured | 0 | 0 | 37 | 0 | 0 | 0 | 0 | 0 | 0 | 0 | 0 | 0 | 0 | 0 | 0 | 0 | 0 | 0 | 0 | 0 | 0 | 0 | 0 | 0 | 0 | 0 | 0 | 0 | 0 | 0
3 | 130 | 151 | 130 151 Ceiling R-19 to R-38 Insulation / Single Detached - Manufactured | 0 | 0 | 37 | 0 | 0 | 0 | 0 | 0 | 0 | 0 | 0 | 0 | 0 | 0 | 0 | 0 | 0 | 0 | 0 | 0 | 0 | 0 | 0 | 0 | 0 | 0 | 0 | 0 | 0 | 0
3 | 130 | 152 | 130 152 Wall 2x4 R-0 to Blow-In R-13 Insulation / Single Detached - Manufactured | 0 | 0 | 37 | 0 | 0 | 0 | 0 | 0 | 0 | 0 | 0 | 0 | 0 | 0 | 0 | 0 | 0 | 0 | 0 | 0 | 0 | 0 | 0 | 0 | 0 | 0 | 0 | 0 | 0 | 0
3 | 130 | 153 | 130 153 Weather Strip/Caulk w/Blower Door / Single Detached - Manufactured | 0 | 0 | 37 | 0 | 0 | 0 | 0 | 0 | 0 | 0 | 0 | 0 | 0 | 0 | 0 | 0 | 0 | 0 | 0 | 0 | 0 | 0 | 0 | 0 | 0 | 0 | 0 | 0 | 0 | 0
3 | 190 | 191 | 190 191 HE Room Air Conditioner - EER 11 / Single Detached - Manufactured | 0 | 0 | 37 | 0 | 0 | 0 | 0 | 0 | 0 | 0 | 0 | 0 | 0 | 0 | 0 | 0 | 0 | 0 | 0 | 0 | 0 | 0 | 0 | 0 | 0 | 0 | 0 | 0 | 0 | 0
3 | 190 | 192 | 190 192 HE Room Air Conditioner - EER 12 / Single Detached - Manufactured | 0 | 0 | 37 | 0 | 0 | 0 | 0 | 0 | 0 | 0 | 0 | 0 | 0 | 0 | 0 | 0 | 0 | 0 | 0 | 0 | 0 | 0 | 0 | 0 | 0 | 0 | 0 | 0 | 0 | 0
3 | 190 | 196 | 190 196 Reflective Roof / Single Detached - Manufactured | 0 | 0 | 37 | 0 | 0 | 0 | 0 | 0 | 0 | 0 | 0 | 0 | 0 | 0 | 0 | 0 | 0 | 0 | 0 | 0 | 0 | 0 | 0 | 0 | 0 | 0 | 0 | 0 | 0 | 0
3 | 190 | 197 | 190 197 Window Film / Single Detached - Manufactured | 0 | 0 | 37 | 0 | 0 | 0 | 0 | 0 | 0 | 0 | 0 | 0 | 0 | 0 | 0 | 0 | 0 | 0 | 0 | 0 | 0 | 0 | 0 | 0 | 0 | 0 | 0 | 0 | 0 | 0
3 | 190 | 198 | 190 198 Window Tinting / Single Detached - Manufactured | 0 | 0 | 37 | 0 | 0 | 0 | 0 | 0 | 0 | 0 | 0 | 0 | 0 | 0 | 0 | 0 | 0 | 0 | 0 | 0 | 0 | 0 | 0 | 0 | 0 | 0 | 0 | 0 | 0 | 0
3 | 190 | 199 | 190 199 Default Window With Sunscreen / Single Detached - Manufactured | 0 | 0 | 37 | 0 | 0 | 0 | 0 | 0 | 0 | 0 | 0 | 0 | 0 | 0 | 0 | 0 | 0 | 0 | 0 | 0 | 0 | 0 | 0 | 0 | 0 | 0 | 0 | 0 | 0 | 0
3 | 190 | 200 | 190 200 Single Pane Clear Windows to Double Pane Low-E Windows / Single Detached - Manufactured | 0 | 0 | 37 | 0 | 0 | 0 | 0 | 0 | 0 | 0 | 0 | 0 | 0 | 0 | 0 | 0 | 0 | 0 | 0 | 0 | 0 | 0 | 0 | 0 | 0 | 0 | 0 | 0 | 0 | 0
3 | 190 | 202 | 190 202 Ceiling R-0 to R-19 Insulation / Single Detached - Manufactured | 0 | 0 | 37 | 0 | 0 | 0 | 0 | 0 | 0 | 0 | 0 | 0 | 0 | 0 | 0 | 0 | 0 | 0 | 0 | 0 | 0 | 0 | 0 | 0 | 0 | 0 | 0 | 0 | 0 | 0
3 | 190 | 203 | 190 203 Ceiling R-19 to R-38 Insulation / Single Detached - Manufactured | 0 | 0 | 37 | 0 | 0 | 0 | 0 | 0 | 0 | 0 | 0 | 0 | 0 | 0 | 0 | 0 | 0 | 0 | 0 | 0 | 0 | 0 | 0 | 0 | 0 | 0 | 0 | 0 | 0 | 0
3 | 190 | 204 | 190 204 Wall 2x4 R-0 to Blow-In R-13 Insulation / Single Detached - Manufactured | 0 | 0 | 37 | 0 | 0 | 0 | 0 | 0 | 0 | 0 | 0 | 0 | 0 | 0 | 0 | 0 | 0 | 0 | 0 | 0 | 0 | 0 | 0 | 0 | 0 | 0 | 0 | 0 | 0 | 0
3 | 190 | 205 | 190 205 Weather Strip/Caulk w/Blower Door / Single Detached - Manufactured | 0 | 0 | 37 | 0 | 0 | 0 | 0 | 0 | 0 | 0 | 0 | 0 | 0 | 0 | 0 | 0 | 0 | 0 | 0 | 0 | 0 | 0 | 0 | 0 | 0 | 0 | 0 | 0 | 0 | 0
3 | 220 | 221 | 220 221 CFL (18-Watt integral ballast), 0.5 hr/day / Single Detached - Manufactured | 0 | 0 | 37 | 0 | 0 | 0 | 0 | 0 | 0 | 0 | 0 | 0 | 0 | 0 | 0 | 0 | 0 | 0 | 0 | 0 | 0 | 0 | 0 | 0 | 0 | 0 | 0 | 0 | 0 | 0
3 | 230 | 231 | 230 231 CFL (18-Watt integral ballast), 2.5 hr/day / Single Detached - Manufactured | 0 | 0 | 37 | 0 | 0 | 0 | 0 | 0 | 0 | 0 | 0 | 0 | 0 | 0 | 0 | 0 | 0 | 0 | 0 | 0 | 0 | 0 | 0 | 0 | 0 | 0 | 0 | 0 | 0 | 0
3 | 240 | 241 | 240 241 CFL (18-Watt integral ballast), 6.0 hr/day / Single Detached - Manufactured | 0 | 0 | 37 | 0 | 0 | 0 | 0 | 0 | 0 | 0 | 0 | 0 | 0 | 0 | 0 | 0 | 0 | 0 | 0 | 0 | 0 | 0 | 0 | 0 | 0 | 0 | 0 | 0 | 0 | 0
3 | 250 | 251 | 250 251 ROB 2L4'T8, 1EB / Single Detached - Manufactured | 0 | 0 | 37 | 0 | 0 | 0 | 0 | 0 | 0 | 0 | 0 | 0 | 0 | 0 | 0 | 0 | 0 | 0 | 0 | 0 | 0 | 0 | 0 | 0 | 0 | 0 | 0 | 0 | 0 | 0
3 | 250 | 252 | 250 252 RET 2L4'T8, 1EB / Single Detached - Manufactured | 0 | 0 | 37 | 0 | 0 | 0 | 0 | 0 | 0 | 0 | 0 | 0 | 0 | 0 | 0 | 0 | 0 | 0 | 0 | 0 | 0 | 0 | 0 | 0 | 0 | 0 | 0 | 0 | 0 | 0
3 | 260 | 261 | 260 261 CFL - medium screw based <30 Watts / Single Detached - Manufactured | 0 | 0 | 37 | 0 | 0 | 0 | 0 | 0 | 0 | 0 | 0 | 0 | 0 | 0 | 0 | 0 | 0 | 0 | 0 | 0 | 0 | 0 | 0 | 0 | 0 | 0 | 0 | 0 | 0 | 0
3 | 260 | 262 | 260 262 Photocell/timeclock / Single Detached - Manufactured | 0 | 0 | 37 | 0 | 0 | 0 | 0 | 0 | 0 | 0 | 0 | 0 | 0 | 0 | 0 | 0 | 0 | 0 | 0 | 0 | 0 | 0 | 0 | 0 | 0 | 0 | 0 | 0 | 0 | 0
3 | 300 | 301 | 300 301 HE Refrigerator - Energy Star version of above / Single Detached - Manufactured | 0 | 0 | 37 | 0 | 0 | 0 | 0 | 0 | 0 | 0 | 0 | 0 | 0 | 0 | 0 | 0 | 0 | 0 | 0 | 0 | 0 | 0 | 0 | 0 | 0 | 0 | 0 | 0 | 0 | 0
3 | 350 | 351 | 350 351 HE Freezer / Single Detached - Manufactured | 0 | 0 | 37 | 0 | 0 | 0 | 0 | 0 | 0 | 0 | 0 | 0 | 0 | 0 | 0 | 0 | 0 | 0 | 0 | 0 | 0 | 0 | 0 | 0 | 0 | 0 | 0 | 0 | 0 | 0
3 | 400 | 401 | 400 401 Heat Pump Water Heater (EF=2.9) / Single Detached - Manufactured | 0 | 0 | 37 | 0 | 0 | 0 | 0 | 0 | 0 | 0 | 0 | 0 | 0 | 0 | 0 | 0 | 0 | 0 | 0 | 0 | 0 | 0 | 0 | 0 | 0 | 0 | 0 | 0 | 0 | 0
3 | 400 | 403 | 400 403 Solar Water Heat / Single Detached - Manufactured | 0 | 0 | 37 | 0 | 0 | 0 | 0 | 0 | 0 | 0 | 0 | 0 | 0 | 0 | 0 | 0 | 0 | 0 | 0 | 0 | 0 | 0 | 0 | 0 | 0 | 0 | 0 | 0 | 0 | 0
3 | 400 | 404 | 400 404 AC Heat Recovery Units / Single Detached - Manufactured | 0 | 0 | 37 | 0 | 0 | 0 | 0 | 0 | 0 | 0 | 0 | 0 | 0 | 0 | 0 | 0 | 0 | 0 | 0 | 0 | 0 | 0 | 0 | 0 | 0 | 0 | 0 | 0 | 0 | 0
3 | 400 | 405 | 400 405 Low Flow Showerhead / Single Detached - Manufactured | 0 | 0 | 37 | 0 | 0 | 0 | 0 | 0 | 0 | 0 | 0 | 0 | 0 | 0 | 0 | 0 | 0 | 0 | 0 | 0 | 0 | 0 | 0 | 0 | 0 | 0 | 0 | 0 | 0 | 0
3 | 400 | 406 | 400 406 Pipe Wrap / Single Detached - Manufactured | 0 | 0 | 37 | 0 | 0 | 0 | 0 | 0 | 0 | 0 | 0 | 0 | 0 | 0 | 0 | 0 | 0 | 0 | 0 | 0 | 0 | 0 | 0 | 0 | 0 | 0 | 0 | 0 | 0 | 0
3 | 400 | 407 | 400 407 Faucet Aerators / Single Detached - Manufactured | 0 | 0 | 37 | 0 | 0 | 0 | 0 | 0 | 0 | 0 | 0 | 0 | 0 | 0 | 0 | 0 | 0 | 0 | 0 | 0 | 0 | 0 | 0 | 0 | 0 | 0 | 0 | 0 | 0 | 0
3 | 400 | 408 | 400 408 Water Heater Blanket / Single Detached - Manufactured | 0 | 0 | 37 | 0 | 0 | 0 | 0 | 0 | 0 | 0 | 0 | 0 | 0 | 0 | 0 | 0 | 0 | 0 | 0 | 0 | 0 | 0 | 0 | 0 | 0 | 0 | 0 | 0 | 0 | 0
3 | 400 | 409 | 400 409 Water Heater Temperature Check and Adjustment / Single Detached - Manufactured | 0 | 0 | 37 | 0 | 0 | 0 | 0 | 0 | 0 | 0 | 0 | 0 | 0 | 0 | 0 | 0 | 0 | 0 | 0 | 0 | 0 | 0 | 0 | 0 | 0 | 0 | 0 | 0 | 0 | 0
3 | 400 | 410 | 400 410 Water Heater Timeclock / Single Detached - Manufactured | 0 | 0 | 37 | 0 | 0 | 0 | 0 | 0 | 0 | 0 | 0 | 0 | 0 | 0 | 0 | 0 | 0 | 0 | 0 | 0 | 0 | 0 | 0 | 0 | 0 | 0 | 0 | 0 | 0 | 0
3 | 400 | 411 | 400 411 Heat Trap / Single Detached - Manufactured | 0 | 0 | 37 | 0 | 0 | 0 | 0 | 0 | 0 | 0 | 0 | 0 | 0 | 0 | 0 | 0 | 0 | 0 | 0 | 0 | 0 | 0 | 0 | 0 | 0 | 0 | 0 | 0 | 0 | 0
3 | 500 | 502 | 500 502 Energy Star CW CEE Tier 2 (MEF=2.0) / Single Detached - Manufactured | 0 | 0 | 37 | 0 | 0 | 0 | 0 | 0 | 0 | 0 | 0 | 0 | 0 | 0 | 0 | 0 | 0 | 0 | 0 | 0 | 0 | 0 | 0 | 0 | 0 | 0 | 0 | 0 | 0 | 0
3 | 500 | 503 | 500 503 Energy Star CW CEE Tier 3 (MEF=2.2) / Single Detached - Manufactured | 0 | 0 | 37 | 0 | 0 | 0 | 0 | 0 | 0 | 0 | 0 | 0 | 0 | 0 | 0 | 0 | 0 | 0 | 0 | 0 | 0 | 0 | 0 | 0 | 0 | 0 | 0 | 0 | 0 | 0
3 | 700 | 701 | 700 701 Energy Star DW (EF=0.68) / Single Detached - Manufactured | 0 | 0 | 37 | 0 | 0 | 0 | 0 | 0 | 0 | 0 | 0 | 0 | 0 | 0 | 0 | 0 | 0 | 0 | 0 | 0 | 0 | 0 | 0 | 0 | 0 | 0 | 0 | 0 | 0 | 0
3 | 800 | 801 | 800 801 Two Speed Pool Pump (1.5 hp) / Single Detached - Manufactured | 0 | 0 | 37 | 0 | 0 | 0 | 0 | 0 | 0 | 0 | 0 | 0 | 0 | 0 | 0 | 0 | 0 | 0 | 0 | 0 | 0 | 0 | 0 | 0 | 0 | 0 | 0 | 0 | 0 | 0
3 | 800 | 802 | 800 802 High Efficiency One Speed Pool Pump (1.5 hp) / Single Detached - Manufactured | 0 | 0 | 37 | 0 | 0 | 0 | 0 | 0 | 0 | 0 | 0 | 0 | 0 | 0 | 0 | 0 | 0 | 0 | 0 | 0 | 0 | 0 | 0 | 0 | 0 | 0 | 0 | 0 | 0 | 0
3 | 800 | 803 | 800 803 Variable-Speed Pool Pump (<1 hp) / Single Detached - Manufactured | 0 | 0 | 37 | 0 | 0 | 0 | 0 | 0 | 0 | 0 | 0 | 0 | 0 | 0 | 0 | 0 | 0 | 0 | 0 | 0 | 0 | 0 | 0 | 0 | 0 | 0 | 0 | 0 | 0 | 0
3 | 800 | 804 | 800 804 PV-Powered Pool Pumps / Single Detached - Manufactured | 0 | 0 | 37 | 0 | 0 | 0 | 0 | 0 | 0 | 0 | 0 | 0 | 0 | 0 | 0 | 0 | 0 | 0 | 0 | 0 | 0 | 0 | 0 | 0 | 0 | 0 | 0 | 0 | 0 | 0
3 | 900 | 901 | 900 901 Energy Star TV / Single Detached - Manufactured | 0 | 0 | 37 | 0 | 0 | 0 | 0 | 0 | 0 | 0 | 0 | 0 | 0 | 0 | 0 | 0 | 0 | 0 | 0 | 0 | 0 | 0 | 0 | 0 | 0 | 0 | 0 | 0 | 0 | 0
3 | 910 | 911 | 910 911 Energy Star TV / Single Detached - Manufactured | 0 | 0 | 37 | 0 | 0 | 0 | 0 | 0 | 0 | 0 | 0 | 0 | 0 | 0 | 0 | 0 | 0 | 0 | 0 | 0 | 0 | 0 | 0 | 0 | 0 | 0 | 0 | 0 | 0 | 0
3 | 920 | 921 | 920 921 Energy Star Set-Top Box / Single Detached - Manufactured | 0 | 0 | 37 | 0 | 0 | 0 | 0 | 0 | 0 | 0 | 0 | 0 | 0 | 0 | 0 | 0 | 0 | 0 | 0 | 0 | 0 | 0 | 0 | 0 | 0 | 0 | 0 | 0 | 0 | 0
3 | 930 | 931 | 930 931 Energy Star DVD Player / Single Detached - Manufactured | 0 | 0 | 37 | 0 | 0 | 0 | 0 | 0 | 0 | 0 | 0 | 0 | 0 | 0 | 0 | 0 | 0 | 0 | 0 | 0 | 0 | 0 | 0 | 0 | 0 | 0 | 0 | 0 | 0 | 0
3 | 940 | 941 | 940 941 Energy Star VCR / Single Detached - Manufactured | 0 | 0 | 37 | 0 | 0 | 0 | 0 | 0 | 0 | 0 | 0 | 0 | 0 | 0 | 0 | 0 | 0 | 0 | 0 | 0 | 0 | 0 | 0 | 0 | 0 | 0 | 0 | 0 | 0 | 0
3 | 950 | 951 | 950 951 Energy Star Desktop PC / Single Detached - Manufactured | 0 | 0 | 37 | 0 | 0 | 0 | 0 | 0 | 0 | 0 | 0 | 0 | 0 | 0 | 0 | 0 | 0 | 0 | 0 | 0 | 0 | 0 | 0 | 0 | 0 | 0 | 0 | 0 | 0 | 0
3 | 960 | 961 | 960 961 Energy Star Laptop PC / Single Detached - Manufactured | 0 | 0 | 37 | 0 | 0 | 0 | 0 | 0 | 0 | 0 | 0 | 0 | 0 | 0 | 0 | 0 | 0 | 0 | 0 | 0 | 0 | 0 | 0 | 0 | 0 | 0 | 0 | 0 | 0 | 0
5 | 200 | 211 | 200 211 LED 12W Blend / All | 0 | 0 | 37 | 0 | 0 | 0 | 0 | 0 | 0 | 0 | 0 | 0 | 0 | 0 | 0 | 0 | 0 | 0 | 0 | 0 | 0 | 0 | 0 | 0 | 0 | 0 | 0 | 0 | 0 | 0
5 | 200 | 222 | 200 222 LED 12W, 0.5hr/hday / All | 0 | 0 | 4.625 | 0 | 0 | 0 | 0 | 0 | 0 | 0 | 0 | 0 | 0 | 0 | 0 | 0 | 0 | 0 | 0 | 0 | 0 | 0 | 0 | 0 | 0 | 0 | 0 | 0 | 0 | 0
5 | 200 | 232 | 200 232 LED 12W, 2.5hr/hday / All | 0 | 0 | 2.6429 | 0 | 0 | 0 | 0 | 0 | 0 | 0 | 0 | 0 | 0 | 0 | 0 | 0 | 0 | 0 | 0 | 0 | 0 | 0 | 0 | 0 | 0 | 0 | 0 | 0 | 0 | 0
5 | 200 | 242 | 200 242 LED 12W, 6.0hr/hday / All | 0 | 0 | 12.3333 | 0 | 0 | 0 | 0 | 0 | 0 | 0 | 0 | 0 | 0 | 0 | 0 | 0 | 0 | 0 | 0 | 0 | 0 | 0 | 0 | 0 | 0 | 0 | 0 | 0 | 0 | 0
5 | 260 | 263 | 260 263 LED Directional 13W (Flood, Outdoor) / All | 0 | 0 | 37 | 0 | 0 | 0 | 0 | 0 | 0 | 0 | 0 | 0 | 0 | 0 | 0 | 0 | 0 | 0 | 0 | 0 | 0 | 0 | 0 | 0 | 0 | 0 | 0 | 0 | 0 | 0
5 | 999 | 302 | 999 302 Refrigerator recycling / All | 0 | 0 | 37 | 0 | 0 | 0 | 0 | 0 | 0 | 0 | 0 | 0 | 0 | 0 | 0 | 0 | 0 | 0 | 0 | 0 | 0 | 0 | 0 | 0 | 0 | 0 | 0 | 0 | 0 | 0
5 | 999 | 352 | 999 352 Freezer recycling / All | 0 | 0 | 37 | 0 | 0 | 0 | 0 | 0 | 0 | 0 | 0 | 0 | 0 | 0 | 0 | 0 | 0 | 0 | 0 | 0 | 0 | 0 | 0 | 0 | 0 | 0 | 0 | 0 | 0 | 0
5 | 999 | 962 | 999 962 Smart Plug / All | 0 | 0 | 37 | 0 | 0 | 0 | 0 | 0 | 0 | 0 | 0 | 0 | 0 | 0 | 0 | 0 | 0 | 0 | 0 | 0 | 0 | 0 | 0 | 0 | 0 | 0 | 0 | 0 | 0 | 0

## Incentives
Building # | Base # | Measure # | Measure Name | 2013 | 2014 | 2015 | 2016 | 2017 | 2018 | 2019 | 2020 | 2021 | 2022 | 2023 | 2024 | 2025 | 2026 | 2027 | 2028 | 2029 | 2030 | 2031 | 2032 | 2033 | 2034 | 2035 | 2036 | 2037 | 2038 | 2039 | 2040 | 2041 | 2042
1 | 100 | 102 | 100 102 15 SEER Split-System Air Conditioner / Single Detached | 0 | 0 | 0 | 0 | 0 | 0 | 0 | 0 | 0 | 0 | 0 | 0 | 0 | 0 | 0 | 0 | 0 | 0 | 0 | 0 | 0 | 0 | 0 | 0 | 0 | 0 | 0 | 0 | 0 | 0
1 | 100 | 103 | 100 103 17 SEER Split-System Air Conditioner / Single Detached | 0 | 0 | 0 | 0 | 0 | 0 | 0 | 0 | 0 | 0 | 0 | 0 | 0 | 0 | 0 | 0 | 0 | 0 | 0 | 0 | 0 | 0 | 0 | 0 | 0 | 0 | 0 | 0 | 0 | 0
1 | 100 | 104 | 100 104 19 SEER Split-System Air Conditioner / Single Detached | 0 | 0 | 0 | 0 | 0 | 0 | 0 | 0 | 0 | 0 | 0 | 0 | 0 | 0 | 0 | 0 | 0 | 0 | 0 | 0 | 0 | 0 | 0 | 0 | 0 | 0 | 0 | 0 | 0 | 0
1 | 100 | 105 | 100 105 14 SEER Split-System Heat Pump / Single Detached | 0 | 0 | 0 | 0 | 0 | 0 | 0 | 0 | 0 | 0 | 0 | 0 | 0 | 0 | 0 | 0 | 0 | 0 | 0 | 0 | 0 | 0 | 0 | 0 | 0 | 0 | 0 | 0 | 0 | 0
1 | 100 | 106 | 100 106 15 SEER Split-System Heat Pump / Single Detached | 0 | 0 | 0 | 0 | 0 | 0 | 0 | 0 | 0 | 0 | 0 | 0 | 0 | 0 | 0 | 0 | 0 | 0 | 0 | 0 | 0 | 0 | 0 | 0 | 0 | 0 | 0 | 0 | 0 | 0
1 | 100 | 107 | 100 107 17 SEER Split-System Heat Pump / Single Detached | 0 | 0 | 0 | 0 | 0 | 0 | 0 | 0 | 0 | 0 | 0 | 0 | 0 | 0 | 0 | 0 | 0 | 0 | 0 | 0 | 0 | 0 | 0 | 0 | 0 | 0 | 0 | 0 | 0 | 0
1 | 100 | 108 | 100 108 13 EER Geothermal Heat Pump / Single Detached | 0 | 0 | 0 | 0 | 0 | 0 | 0 | 0 | 0 | 0 | 0 | 0 | 0 | 0 | 0 | 0 | 0 | 0 | 0 | 0 | 0 | 0 | 0 | 0 | 0 | 0 | 0 | 0 | 0 | 0
1 | 100 | 110 | 100 110 Attic Venting / Single Detached | 0 | 0 | 0 | 0 | 0 | 0 | 0 | 0 | 0 | 0 | 0 | 0 | 0 | 0 | 0 | 0 | 0 | 0 | 0 | 0 | 0 | 0 | 0 | 0 | 0 | 0 | 0 | 0 | 0 | 0
1 | 100 | 111 | 100 111 Sealed Attic w/Sprayed Foam Insulated Roof Deck / Single Detached | 0 | 0 | 0 | 0 | 0 | 0 | 0 | 0 | 0 | 0 | 0 | 0 | 0 | 0 | 0 | 0 | 0 | 0 | 0 | 0 | 0 | 0 | 0 | 0 | 0 | 0 | 0 | 0 | 0 | 0
1 | 100 | 112 | 100 112 AC Maintenance (Outdoor Coil Cleaning) / Single Detached | 0 | 0 | 0 | 0 | 0 | 0 | 0 | 0 | 0 | 0 | 0 | 0 | 0 | 0 | 0 | 0 | 0 | 0 | 0 | 0 | 0 | 0 | 0 | 0 | 0 | 0 | 0 | 0 | 0 | 0
1 | 100 | 113 | 100 113 AC Maintenance (Indoor Coil Cleaning) / Single Detached | 0 | 0 | 0 | 0 | 0 | 0 | 0 | 0 | 0 | 0 | 0 | 0 | 0 | 0 | 0 | 0 | 0 | 0 | 0 | 0 | 0 | 0 | 0 | 0 | 0 | 0 | 0 | 0 | 0 | 0
1 | 100 | 114 | 100 114 Proper Refrigerant Charging and Air Flow / Single Detached | 0 | 0 | 0 | 0 | 0 | 0 | 0 | 0 | 0 | 0 | 0 | 0 | 0 | 0 | 0 | 0 | 0 | 0 | 0 | 0 | 0 | 0 | 0 | 0 | 0 | 0 | 0 | 0 | 0 | 0
1 | 100 | 115 | 100 115 Electronically Commutated Motors (ECM) on an Air Handler Unit / Single Detached | 0 | 0 | 0 | 0 | 0 | 0 | 0 | 0 | 0 | 0 | 0 | 0 | 0 | 0 | 0 | 0 | 0 | 0 | 0 | 0 | 0 | 0 | 0 | 0 | 0 | 0 | 0 | 0 | 0 | 0
1 | 100 | 116 | 100 116 Duct Repair / Single Detached | 0 | 0 | 0 | 0 | 0 | 0 | 0 | 0 | 0 | 0 | 0 | 0 | 0 | 0 | 0 | 0 | 0 | 0 | 0 | 0 | 0 | 0 | 0 | 0 | 0 | 0 | 0 | 0 | 0 | 0
1 | 100 | 117 | 100 117 Reflective Roof / Single Detached | 0 | 0 | 0 | 0 | 0 | 0 | 0 | 0 | 0 | 0 | 0 | 0 | 0 | 0 | 0 | 0 | 0 | 0 | 0 | 0 | 0 | 0 | 0 | 0 | 0 | 0 | 0 | 0 | 0 | 0
1 | 100 | 118 | 100 118 Radient Barrier / Single Detached | 0 | 0 | 0 | 0 | 0 | 0 | 0 | 0 | 0 | 0 | 0 | 0 | 0 | 0 | 0 | 0 | 0 | 0 | 0 | 0 | 0 | 0 | 0 | 0 | 0 | 0 | 0 | 0 | 0 | 0
1 | 100 | 119 | 100 119 Window Film / Single Detached | 0 | 0 | 0 | 0 | 0 | 0 | 0 | 0 | 0 | 0 | 0 | 0 | 0 | 0 | 0 | 0 | 0 | 0 | 0 | 0 | 0 | 0 | 0 | 0 | 0 | 0 | 0 | 0 | 0 | 0
1 | 100 | 120 | 100 120 Window Tinting / Single Detached | 0 | 0 | 0 | 0 | 0 | 0 | 0 | 0 | 0 | 0 | 0 | 0 | 0 | 0 | 0 | 0 | 0 | 0 | 0 | 0 | 0 | 0 | 0 | 0 | 0 | 0 | 0 | 0 | 0 | 0
1 | 100 | 121 | 100 121 Default Window With Sunscreen / Single Detached | 0 | 0 | 0 | 0 | 0 | 0 | 0 | 0 | 0 | 0 | 0 | 0 | 0 | 0 | 0 | 0 | 0 | 0 | 0 | 0 | 0 | 0 | 0 | 0 | 0 | 0 | 0 | 0 | 0 | 0
1 | 100 | 122 | 100 122 Single Pane Clear Windows to Double Pane Low-E Windows / Single Detached | 0 | 0 | 0 | 0 | 0 | 0 | 0 | 0 | 0 | 0 | 0 | 0 | 0 | 0 | 0 | 0 | 0 | 0 | 0 | 0 | 0 | 0 | 0 | 0 | 0 | 0 | 0 | 0 | 0 | 0
1 | 100 | 124 | 100 124 Ceiling R-0 to R-19 Insulation / Single Detached | 0 | 0 | 0 | 0 | 0 | 0 | 0 | 0 | 0 | 0 | 0 | 0 | 0 | 0 | 0 | 0 | 0 | 0 | 0 | 0 | 0 | 0 | 0 | 0 | 0 | 0 | 0 | 0 | 0 | 0
1 | 100 | 125 | 100 125 Ceiling R-19 to R-38 Insulation / Single Detached | 0 | 0 | 0 | 0 | 0 | 0 | 0 | 0 | 0 | 0 | 0 | 0 | 0 | 0 | 0 | 0 | 0 | 0 | 0 | 0 | 0 | 0 | 0 | 0 | 0 | 0 | 0 | 0 | 0 | 0
1 | 100 | 126 | 100 126 Wall 2x4 R-0 to Blow-In R-13 Insulation / Single Detached | 0 | 0 | 0 | 0 | 0 | 0 | 0 | 0 | 0 | 0 | 0 | 0 | 0 | 0 | 0 | 0 | 0 | 0 | 0 | 0 | 0 | 0 | 0 | 0 | 0 | 0 | 0 | 0 | 0 | 0
1 | 100 | 127 | 100 127 Weather Strip/Caulk w/Blower Door / Single Detached | 0 | 0 | 0 | 0 | 0 | 0 | 0 | 0 | 0 | 0 | 0 | 0 | 0 | 0 | 0 | 0 | 0 | 0 | 0 | 0 | 0 | 0 | 0 | 0 | 0 | 0 | 0 | 0 | 0 | 0
1 | 130 | 132 | 130 132 15 SEER Split-System Heat Pump / Single Detached | 0 | 0 | 0 | 0 | 0 | 0 | 0 | 0 | 0 | 0 | 0 | 0 | 0 | 0 | 0 | 0 | 0 | 0 | 0 | 0 | 0 | 0 | 0 | 0 | 0 | 0 | 0 | 0 | 0 | 0
1 | 130 | 133 | 130 133 17 SEER Split-System Heat Pump / Single Detached | 0 | 0 | 0 | 0 | 0 | 0 | 0 | 0 | 0 | 0 | 0 | 0 | 0 | 0 | 0 | 0 | 0 | 0 | 0 | 0 | 0 | 0 | 0 | 0 | 0 | 0 | 0 | 0 | 0 | 0
1 | 130 | 134 | 130 134 13 EER Geothermal Heat Pump / Single Detached | 0 | 0 | 0 | 0 | 0 | 0 | 0 | 0 | 0 | 0 | 0 | 0 | 0 | 0 | 0 | 0 | 0 | 0 | 0 | 0 | 0 | 0 | 0 | 0 | 0 | 0 | 0 | 0 | 0 | 0
1 | 130 | 136 | 130 136 Attic Venting / Single Detached | 0 | 0 | 0 | 0 | 0 | 0 | 0 | 0 | 0 | 0 | 0 | 0 | 0 | 0 | 0 | 0 | 0 | 0 | 0 | 0 | 0 | 0 | 0 | 0 | 0 | 0 | 0 | 0 | 0 | 0
1 | 130 | 137 | 130 137 Sealed Attics / Single Detached | 0 | 0 | 0 | 0 | 0 | 0 | 0 | 0 | 0 | 0 | 0 | 0 | 0 | 0 | 0 | 0 | 0 | 0 | 0 | 0 | 0 | 0 | 0 | 0 | 0 | 0 | 0 | 0 | 0 | 0
1 | 130 | 138 | 130 138 AC Maintenance (Outdoor Coil Cleaning) / Single Detached | 0 | 0 | 0 | 0 | 0 | 0 | 0 | 0 | 0 | 0 | 0 | 0 | 0 | 0 | 0 | 0 | 0 | 0 | 0 | 0 | 0 | 0 | 0 | 0 | 0 | 0 | 0 | 0 | 0 | 0
1 | 130 | 139 | 130 139 AC Maintenance (Indoor Coil Cleaning) / Single Detached | 0 | 0 | 0 | 0 | 0 | 0 | 0 | 0 | 0 | 0 | 0 | 0 | 0 | 0 | 0 | 0 | 0 | 0 | 0 | 0 | 0 | 0 | 0 | 0 | 0 | 0 | 0 | 0 | 0 | 0
1 | 130 | 140 | 130 140 Proper Refrigerant Charging and Air Flow / Single Detached | 0 | 0 | 0 | 0 | 0 | 0 | 0 | 0 | 0 | 0 | 0 | 0 | 0 | 0 | 0 | 0 | 0 | 0 | 0 | 0 | 0 | 0 | 0 | 0 | 0 | 0 | 0 | 0 | 0 | 0
1 | 130 | 141 | 130 141 Electronically Commutated Motors (ECM) on an Air Handler Unit / Single Detached | 0 | 0 | 0 | 0 | 0 | 0 | 0 | 0 | 0 | 0 | 0 | 0 | 0 | 0 | 0 | 0 | 0 | 0 | 0 | 0 | 0 | 0 | 0 | 0 | 0 | 0 | 0 | 0 | 0 | 0
1 | 130 | 142 | 130 142 Duct Repair / Single Detached | 0 | 0 | 0 | 0 | 0 | 0 | 0 | 0 | 0 | 0 | 0 | 0 | 0 | 0 | 0 | 0 | 0 | 0 | 0 | 0 | 0 | 0 | 0 | 0 | 0 | 0 | 0 | 0 | 0 | 0
1 | 130 | 143 | 130 143 Reflective Roof / Single Detached | 0 | 0 | 0 | 0 | 0 | 0 | 0 | 0 | 0 | 0 | 0 | 0 | 0 | 0 | 0 | 0 | 0 | 0 | 0 | 0 | 0 | 0 | 0 | 0 | 0 | 0 | 0 | 0 | 0 | 0
1 | 130 | 144 | 130 144 Radient Barrier / Single Detached | 0 | 0 | 0 | 0 | 0 | 0 | 0 | 0 | 0 | 0 | 0 | 0 | 0 | 0 | 0 | 0 | 0 | 0 | 0 | 0 | 0 | 0 | 0 | 0 | 0 | 0 | 0 | 0 | 0 | 0
1 | 130 | 145 | 130 145 Window Film / Single Detached | 0 | 0 | 0 | 0 | 0 | 0 | 0 | 0 | 0 | 0 | 0 | 0 | 0 | 0 | 0 | 0 | 0 | 0 | 0 | 0 | 0 | 0 | 0 | 0 | 0 | 0 | 0 | 0 | 0 | 0
1 | 130 | 146 | 130 146 Window Tinting / Single Detached | 0 | 0 | 0 | 0 | 0 | 0 | 0 | 0 | 0 | 0 | 0 | 0 | 0 | 0 | 0 | 0 | 0 | 0 | 0 | 0 | 0 | 0 | 0 | 0 | 0 | 0 | 0 | 0 | 0 | 0
1 | 130 | 147 | 130 147 Default Window With Sunscreen / Single Detached | 0 | 0 | 0 | 0 | 0 | 0 | 0 | 0 | 0 | 0 | 0 | 0 | 0 | 0 | 0 | 0 | 0 | 0 | 0 | 0 | 0 | 0 | 0 | 0 | 0 | 0 | 0 | 0 | 0 | 0
1 | 130 | 148 | 130 148 Single Pane Clear Windows to Double Pane Low-E Windows / Single Detached | 0 | 0 | 0 | 0 | 0 | 0 | 0 | 0 | 0 | 0 | 0 | 0 | 0 | 0 | 0 | 0 | 0 | 0 | 0 | 0 | 0 | 0 | 0 | 0 | 0 | 0 | 0 | 0 | 0 | 0
1 | 130 | 150 | 130 150 Ceiling R-0 to R-19 Insulation / Single Detached | 0 | 0 | 0 | 0 | 0 | 0 | 0 | 0 | 0 | 0 | 0 | 0 | 0 | 0 | 0 | 0 | 0 | 0 | 0 | 0 | 0 | 0 | 0 | 0 | 0 | 0 | 0 | 0 | 0 | 0
1 | 130 | 151 | 130 151 Ceiling R-19 to R-38 Insulation / Single Detached | 0 | 0 | 0 | 0 | 0 | 0 | 0 | 0 | 0 | 0 | 0 | 0 | 0 | 0 | 0 | 0 | 0 | 0 | 0 | 0 | 0 | 0 | 0 | 0 | 0 | 0 | 0 | 0 | 0 | 0
1 | 130 | 152 | 130 152 Wall 2x4 R-0 to Blow-In R-13 Insulation / Single Detached | 0 | 0 | 0 | 0 | 0 | 0 | 0 | 0 | 0 | 0 | 0 | 0 | 0 | 0 | 0 | 0 | 0 | 0 | 0 | 0 | 0 | 0 | 0 | 0 | 0 | 0 | 0 | 0 | 0 | 0
1 | 130 | 153 | 130 153 Weather Strip/Caulk w/Blower Door / Single Detached | 0 | 0 | 0 | 0 | 0 | 0 | 0 | 0 | 0 | 0 | 0 | 0 | 0 | 0 | 0 | 0 | 0 | 0 | 0 | 0 | 0 | 0 | 0 | 0 | 0 | 0 | 0 | 0 | 0 | 0
1 | 190 | 191 | 190 191 HE Room Air Conditioner - EER 11 / Single Detached | 0 | 0 | 0 | 0 | 0 | 0 | 0 | 0 | 0 | 0 | 0 | 0 | 0 | 0 | 0 | 0 | 0 | 0 | 0 | 0 | 0 | 0 | 0 | 0 | 0 | 0 | 0 | 0 | 0 | 0
1 | 190 | 192 | 190 192 HE Room Air Conditioner - EER 12 / Single Detached | 0 | 0 | 0 | 0 | 0 | 0 | 0 | 0 | 0 | 0 | 0 | 0 | 0 | 0 | 0 | 0 | 0 | 0 | 0 | 0 | 0 | 0 | 0 | 0 | 0 | 0 | 0 | 0 | 0 | 0
1 | 190 | 196 | 190 196 Reflective Roof / Single Detached | 0 | 0 | 0 | 0 | 0 | 0 | 0 | 0 | 0 | 0 | 0 | 0 | 0 | 0 | 0 | 0 | 0 | 0 | 0 | 0 | 0 | 0 | 0 | 0 | 0 | 0 | 0 | 0 | 0 | 0
1 | 190 | 197 | 190 197 Window Film / Single Detached | 0 | 0 | 0 | 0 | 0 | 0 | 0 | 0 | 0 | 0 | 0 | 0 | 0 | 0 | 0 | 0 | 0 | 0 | 0 | 0 | 0 | 0 | 0 | 0 | 0 | 0 | 0 | 0 | 0 | 0
1 | 190 | 198 | 190 198 Window Tinting / Single Detached | 0 | 0 | 0 | 0 | 0 | 0 | 0 | 0 | 0 | 0 | 0 | 0 | 0 | 0 | 0 | 0 | 0 | 0 | 0 | 0 | 0 | 0 | 0 | 0 | 0 | 0 | 0 | 0 | 0 | 0
1 | 190 | 199 | 190 199 Default Window With Sunscreen / Single Detached | 0 | 0 | 0 | 0 | 0 | 0 | 0 | 0 | 0 | 0 | 0 | 0 | 0 | 0 | 0 | 0 | 0 | 0 | 0 | 0 | 0 | 0 | 0 | 0 | 0 | 0 | 0 | 0 | 0 | 0
1 | 190 | 200 | 190 200 Single Pane Clear Windows to Double Pane Low-E Windows / Single Detached | 0 | 0 | 0 | 0 | 0 | 0 | 0 | 0 | 0 | 0 | 0 | 0 | 0 | 0 | 0 | 0 | 0 | 0 | 0 | 0 | 0 | 0 | 0 | 0 | 0 | 0 | 0 | 0 | 0 | 0
1 | 190 | 202 | 190 202 Ceiling R-0 to R-19 Insulation / Single Detached | 0 | 0 | 0 | 0 | 0 | 0 | 0 | 0 | 0 | 0 | 0 | 0 | 0 | 0 | 0 | 0 | 0 | 0 | 0 | 0 | 0 | 0 | 0 | 0 | 0 | 0 | 0 | 0 | 0 | 0
1 | 190 | 203 | 190 203 Ceiling R-19 to R-38 Insulation / Single Detached | 0 | 0 | 0 | 0 | 0 | 0 | 0 | 0 | 0 | 0 | 0 | 0 | 0 | 0 | 0 | 0 | 0 | 0 | 0 | 0 | 0 | 0 | 0 | 0 | 0 | 0 | 0 | 0 | 0 | 0
1 | 190 | 204 | 190 204 Wall 2x4 R-0 to Blow-In R-13 Insulation / Single Detached | 0 | 0 | 0 | 0 | 0 | 0 | 0 | 0 | 0 | 0 | 0 | 0 | 0 | 0 | 0 | 0 | 0 | 0 | 0 | 0 | 0 | 0 | 0 | 0 | 0 | 0 | 0 | 0 | 0 | 0
1 | 190 | 205 | 190 205 Weather Strip/Caulk w/Blower Door / Single Detached | 0 | 0 | 0 | 0 | 0 | 0 | 0 | 0 | 0 | 0 | 0 | 0 | 0 | 0 | 0 | 0 | 0 | 0 | 0 | 0 | 0 | 0 | 0 | 0 | 0 | 0 | 0 | 0 | 0 | 0
1 | 220 | 221 | 220 221 CFL (18-Watt integral ballast), 0.5 hr/day / Single Detached | 0 | 0 | 0 | 0 | 0 | 0 | 0 | 0 | 0 | 0 | 0 | 0 | 0 | 0 | 0 | 0 | 0 | 0 | 0 | 0 | 0 | 0 | 0 | 0 | 0 | 0 | 0 | 0 | 0 | 0
1 | 230 | 231 | 230 231 CFL (18-Watt integral ballast), 2.5 hr/day / Single Detached | 0 | 0 | 0 | 0 | 0 | 0 | 0 | 0 | 0 | 0 | 0 | 0 | 0 | 0 | 0 | 0 | 0 | 0 | 0 | 0 | 0 | 0 | 0 | 0 | 0 | 0 | 0 | 0 | 0 | 0
1 | 240 | 241 | 240 241 CFL (18-Watt integral ballast), 6.0 hr/day / Single Detached | 0 | 0 | 0 | 0 | 0 | 0 | 0 | 0 | 0 | 0 | 0 | 0 | 0 | 0 | 0 | 0 | 0 | 0 | 0 | 0 | 0 | 0 | 0 | 0 | 0 | 0 | 0 | 0 | 0 | 0
1 | 250 | 251 | 250 251 ROB 2L4'T8, 1EB / Single Detached | 0 | 0 | 0 | 0 | 0 | 0 | 0 | 0 | 0 | 0 | 0 | 0 | 0 | 0 | 0 | 0 | 0 | 0 | 0 | 0 | 0 | 0 | 0 | 0 | 0 | 0 | 0 | 0 | 0 | 0
1 | 250 | 252 | 250 252 RET 2L4'T8, 1EB / Single Detached | 0 | 0 | 0 | 0 | 0 | 0 | 0 | 0 | 0 | 0 | 0 | 0 | 0 | 0 | 0 | 0 | 0 | 0 | 0 | 0 | 0 | 0 | 0 | 0 | 0 | 0 | 0 | 0 | 0 | 0
1 | 260 | 261 | 260 261 CFL - medium screw based <30 Watts / Single Detached | 0 | 0 | 0 | 0 | 0 | 0 | 0 | 0 | 0 | 0 | 0 | 0 | 0 | 0 | 0 | 0 | 0 | 0 | 0 | 0 | 0 | 0 | 0 | 0 | 0 | 0 | 0 | 0 | 0 | 0
1 | 260 | 262 | 260 262 Photocell/timeclock / Single Detached | 0 | 0 | 0 | 0 | 0 | 0 | 0 | 0 | 0 | 0 | 0 | 0 | 0 | 0 | 0 | 0 | 0 | 0 | 0 | 0 | 0 | 0 | 0 | 0 | 0 | 0 | 0 | 0 | 0 | 0
1 | 300 | 301 | 300 301 HE Refrigerator - Energy Star version of above / Single Detached | 0 | 0 | 0 | 0 | 0 | 0 | 0 | 0 | 0 | 0 | 0 | 0 | 0 | 0 | 0 | 0 | 0 | 0 | 0 | 0 | 0 | 0 | 0 | 0 | 0 | 0 | 0 | 0 | 0 | 0
1 | 350 | 351 | 350 351 HE Freezer / Single Detached | 0 | 0 | 0 | 0 | 0 | 0 | 0 | 0 | 0 | 0 | 0 | 0 | 0 | 0 | 0 | 0 | 0 | 0 | 0 | 0 | 0 | 0 | 0 | 0 | 0 | 0 | 0 | 0 | 0 | 0
1 | 400 | 401 | 400 401 Heat Pump Water Heater (EF=2.9) / Single Detached | 0 | 0 | 0 | 0 | 0 | 0 | 0 | 0 | 0 | 0 | 0 | 0 | 0 | 0 | 0 | 0 | 0 | 0 | 0 | 0 | 0 | 0 | 0 | 0 | 0 | 0 | 0 | 0 | 0 | 0
1 | 400 | 403 | 400 403 Solar Water Heat / Single Detached | 0 | 0 | 0 | 0 | 0 | 0 | 0 | 0 | 0 | 0 | 0 | 0 | 0 | 0 | 0 | 0 | 0 | 0 | 0 | 0 | 0 | 0 | 0 | 0 | 0 | 0 | 0 | 0 | 0 | 0
1 | 400 | 404 | 400 404 AC Heat Recovery Units / Single Detached | 0 | 0 | 0 | 0 | 0 | 0 | 0 | 0 | 0 | 0 | 0 | 0 | 0 | 0 | 0 | 0 | 0 | 0 | 0 | 0 | 0 | 0 | 0 | 0 | 0 | 0 | 0 | 0 | 0 | 0
1 | 400 | 405 | 400 405 Low Flow Showerhead / Single Detached | 0 | 0 | 0 | 0 | 0 | 0 | 0 | 0 | 0 | 0 | 0 | 0 | 0 | 0 | 0 | 0 | 0 | 0 | 0 | 0 | 0 | 0 | 0 | 0 | 0 | 0 | 0 | 0 | 0 | 0
1 | 400 | 406 | 400 406 Pipe Wrap / Single Detached | 0 | 0 | 0 | 0 | 0 | 0 | 0 | 0 | 0 | 0 | 0 | 0 | 0 | 0 | 0 | 0 | 0 | 0 | 0 | 0 | 0 | 0 | 0 | 0 | 0 | 0 | 0 | 0 | 0 | 0
1 | 400 | 407 | 400 407 Faucet Aerators / Single Detached | 0 | 0 | 0 | 0 | 0 | 0 | 0 | 0 | 0 | 0 | 0 | 0 | 0 | 0 | 0 | 0 | 0 | 0 | 0 | 0 | 0 | 0 | 0 | 0 | 0 | 0 | 0 | 0 | 0 | 0
1 | 400 | 408 | 400 408 Water Heater Blanket / Single Detached | 0 | 0 | 0 | 0 | 0 | 0 | 0 | 0 | 0 | 0 | 0 | 0 | 0 | 0 | 0 | 0 | 0 | 0 | 0 | 0 | 0 | 0 | 0 | 0 | 0 | 0 | 0 | 0 | 0 | 0
1 | 400 | 409 | 400 409 Water Heater Temperature Check and Adjustment / Single Detached | 0 | 0 | 0 | 0 | 0 | 0 | 0 | 0 | 0 | 0 | 0 | 0 | 0 | 0 | 0 | 0 | 0 | 0 | 0 | 0 | 0 | 0 | 0 | 0 | 0 | 0 | 0 | 0 | 0 | 0
1 | 400 | 410 | 400 410 Water Heater Timeclock / Single Detached | 0 | 0 | 0 | 0 | 0 | 0 | 0 | 0 | 0 | 0 | 0 | 0 | 0 | 0 | 0 | 0 | 0 | 0 | 0 | 0 | 0 | 0 | 0 | 0 | 0 | 0 | 0 | 0 | 0 | 0
1 | 400 | 411 | 400 411 Heat Trap / Single Detached | 0 | 0 | 0 | 0 | 0 | 0 | 0 | 0 | 0 | 0 | 0 | 0 | 0 | 0 | 0 | 0 | 0 | 0 | 0 | 0 | 0 | 0 | 0 | 0 | 0 | 0 | 0 | 0 | 0 | 0
1 | 500 | 502 | 500 502 Energy Star CW CEE Tier 2 (MEF=2.0) / Single Detached | 0 | 0 | 0 | 0 | 0 | 0 | 0 | 0 | 0 | 0 | 0 | 0 | 0 | 0 | 0 | 0 | 0 | 0 | 0 | 0 | 0 | 0 | 0 | 0 | 0 | 0 | 0 | 0 | 0 | 0
1 | 500 | 503 | 500 503 Energy Star CW CEE Tier 3 (MEF=2.2) / Single Detached | 0 | 0 | 0 | 0 | 0 | 0 | 0 | 0 | 0 | 0 | 0 | 0 | 0 | 0 | 0 | 0 | 0 | 0 | 0 | 0 | 0 | 0 | 0 | 0 | 0 | 0 | 0 | 0 | 0 | 0
1 | 700 | 701 | 700 701 Energy Star DW (EF=0.68) / Single Detached | 0 | 0 | 0 | 0 | 0 | 0 | 0 | 0 | 0 | 0 | 0 | 0 | 0 | 0 | 0 | 0 | 0 | 0 | 0 | 0 | 0 | 0 | 0 | 0 | 0 | 0 | 0 | 0 | 0 | 0
1 | 800 | 801 | 800 801 Two Speed Pool Pump (1.5 hp) / Single Detached | 0 | 0 | 0 | 0 | 0 | 0 | 0 | 0 | 0 | 0 | 0 | 0 | 0 | 0 | 0 | 0 | 0 | 0 | 0 | 0 | 0 | 0 | 0 | 0 | 0 | 0 | 0 | 0 | 0 | 0
1 | 800 | 802 | 800 802 High Efficiency One Speed Pool Pump (1.5 hp) / Single Detached | 0 | 0 | 0 | 0 | 0 | 0 | 0 | 0 | 0 | 0 | 0 | 0 | 0 | 0 | 0 | 0 | 0 | 0 | 0 | 0 | 0 | 0 | 0 | 0 | 0 | 0 | 0 | 0 | 0 | 0
1 | 800 | 803 | 800 803 Variable-Speed Pool Pump (<1 hp) / Single Detached | 0 | 0 | 0 | 0 | 0 | 0 | 0 | 0 | 0 | 0 | 0 | 0 | 0 | 0 | 0 | 0 | 0 | 0 | 0 | 0 | 0 | 0 | 0 | 0 | 0 | 0 | 0 | 0 | 0 | 0
1 | 800 | 804 | 800 804 PV-Powered Pool Pumps / Single Detached | 0 | 0 | 0 | 0 | 0 | 0 | 0 | 0 | 0 | 0 | 0 | 0 | 0 | 0 | 0 | 0 | 0 | 0 | 0 | 0 | 0 | 0 | 0 | 0 | 0 | 0 | 0 | 0 | 0 | 0
1 | 900 | 901 | 900 901 Energy Star TV / Single Detached | 0 | 0 | 0 | 0 | 0 | 0 | 0 | 0 | 0 | 0 | 0 | 0 | 0 | 0 | 0 | 0 | 0 | 0 | 0 | 0 | 0 | 0 | 0 | 0 | 0 | 0 | 0 | 0 | 0 | 0
1 | 910 | 911 | 910 911 Energy Star TV / Single Detached | 0 | 0 | 0 | 0 | 0 | 0 | 0 | 0 | 0 | 0 | 0 | 0 | 0 | 0 | 0 | 0 | 0 | 0 | 0 | 0 | 0 | 0 | 0 | 0 | 0 | 0 | 0 | 0 | 0 | 0
1 | 920 | 921 | 920 921 Energy Star Set-Top Box / Single Detached | 0 | 0 | 0 | 0 | 0 | 0 | 0 | 0 | 0 | 0 | 0 | 0 | 0 | 0 | 0 | 0 | 0 | 0 | 0 | 0 | 0 | 0 | 0 | 0 | 0 | 0 | 0 | 0 | 0 | 0
1 | 930 | 931 | 930 931 Energy Star DVD Player / Single Detached | 0 | 0 | 0 | 0 | 0 | 0 | 0 | 0 | 0 | 0 | 0 | 0 | 0 | 0 | 0 | 0 | 0 | 0 | 0 | 0 | 0 | 0 | 0 | 0 | 0 | 0 | 0 | 0 | 0 | 0
1 | 940 | 941 | 940 941 Energy Star VCR / Single Detached | 0 | 0 | 0 | 0 | 0 | 0 | 0 | 0 | 0 | 0 | 0 | 0 | 0 | 0 | 0 | 0 | 0 | 0 | 0 | 0 | 0 | 0 | 0 | 0 | 0 | 0 | 0 | 0 | 0 | 0
1 | 950 | 951 | 950 951 Energy Star Desktop PC / Single Detached | 0 | 0 | 0 | 0 | 0 | 0 | 0 | 0 | 0 | 0 | 0 | 0 | 0 | 0 | 0 | 0 | 0 | 0 | 0 | 0 | 0 | 0 | 0 | 0 | 0 | 0 | 0 | 0 | 0 | 0
1 | 960 | 961 | 960 961 Energy Star Laptop PC / Single Detached | 0 | 0 | 0 | 0 | 0 | 0 | 0 | 0 | 0 | 0 | 0 | 0 | 0 | 0 | 0 | 0 | 0 | 0 | 0 | 0 | 0 | 0 | 0 | 0 | 0 | 0 | 0 | 0 | 0 | 0
2 | 100 | 102 | 100 102 15 SEER Split-System Air Conditioner / Multi Attached | 0 | 0 | 0 | 0 | 0 | 0 | 0 | 0 | 0 | 0 | 0 | 0 | 0 | 0 | 0 | 0 | 0 | 0 | 0 | 0 | 0 | 0 | 0 | 0 | 0 | 0 | 0 | 0 | 0 | 0
2 | 100 | 103 | 100 103 17 SEER Split-System Air Conditioner / Multi Attached | 0 | 0 | 0 | 0 | 0 | 0 | 0 | 0 | 0 | 0 | 0 | 0 | 0 | 0 | 0 | 0 | 0 | 0 | 0 | 0 | 0 | 0 | 0 | 0 | 0 | 0 | 0 | 0 | 0 | 0
2 | 100 | 104 | 100 104 19 SEER Split-System Air Conditioner / Multi Attached | 0 | 0 | 0 | 0 | 0 | 0 | 0 | 0 | 0 | 0 | 0 | 0 | 0 | 0 | 0 | 0 | 0 | 0 | 0 | 0 | 0 | 0 | 0 | 0 | 0 | 0 | 0 | 0 | 0 | 0
2 | 100 | 105 | 100 105 14 SEER Split-System Heat Pump / Multi Attached | 0 | 0 | 0 | 0 | 0 | 0 | 0 | 0 | 0 | 0 | 0 | 0 | 0 | 0 | 0 | 0 | 0 | 0 | 0 | 0 | 0 | 0 | 0 | 0 | 0 | 0 | 0 | 0 | 0 | 0
2 | 100 | 106 | 100 106 15 SEER Split-System Heat Pump / Multi Attached | 0 | 0 | 0 | 0 | 0 | 0 | 0 | 0 | 0 | 0 | 0 | 0 | 0 | 0 | 0 | 0 | 0 | 0 | 0 | 0 | 0 | 0 | 0 | 0 | 0 | 0 | 0 | 0 | 0 | 0
2 | 100 | 107 | 100 107 17 SEER Split-System Heat Pump / Multi Attached | 0 | 0 | 0 | 0 | 0 | 0 | 0 | 0 | 0 | 0 | 0 | 0 | 0 | 0 | 0 | 0 | 0 | 0 | 0 | 0 | 0 | 0 | 0 | 0 | 0 | 0 | 0 | 0 | 0 | 0
2 | 100 | 108 | 100 108 13 EER Geothermal Heat Pump / Multi Attached | 0 | 0 | 0 | 0 | 0 | 0 | 0 | 0 | 0 | 0 | 0 | 0 | 0 | 0 | 0 | 0 | 0 | 0 | 0 | 0 | 0 | 0 | 0 | 0 | 0 | 0 | 0 | 0 | 0 | 0
2 | 100 | 109 | 100 109 HVAC Proper Sizing / Multi Attached | 0 | 0 | 0 | 0 | 0 | 0 | 0 | 0 | 0 | 0 | 0 | 0 | 0 | 0 | 0 | 0 | 0 | 0 | 0 | 0 | 0 | 0 | 0 | 0 | 0 | 0 | 0 | 0 | 0 | 0
2 | 100 | 110 | 100 110 Attic Venting / Multi Attached | 0 | 0 | 0 | 0 | 0 | 0 | 0 | 0 | 0 | 0 | 0 | 0 | 0 | 0 | 0 | 0 | 0 | 0 | 0 | 0 | 0 | 0 | 0 | 0 | 0 | 0 | 0 | 0 | 0 | 0
2 | 100 | 111 | 100 111 Sealed Attic w/Sprayed Foam Insulated Roof Deck / Multi Attached | 0 | 0 | 0 | 0 | 0 | 0 | 0 | 0 | 0 | 0 | 0 | 0 | 0 | 0 | 0 | 0 | 0 | 0 | 0 | 0 | 0 | 0 | 0 | 0 | 0 | 0 | 0 | 0 | 0 | 0
2 | 100 | 112 | 100 112 AC Maintenance (Outdoor Coil Cleaning) / Multi Attached | 0 | 0 | 0 | 0 | 0 | 0 | 0 | 0 | 0 | 0 | 0 | 0 | 0 | 0 | 0 | 0 | 0 | 0 | 0 | 0 | 0 | 0 | 0 | 0 | 0 | 0 | 0 | 0 | 0 | 0
2 | 100 | 113 | 100 113 AC Maintenance (Indoor Coil Cleaning) / Multi Attached | 0 | 0 | 0 | 0 | 0 | 0 | 0 | 0 | 0 | 0 | 0 | 0 | 0 | 0 | 0 | 0 | 0 | 0 | 0 | 0 | 0 | 0 | 0 | 0 | 0 | 0 | 0 | 0 | 0 | 0
2 | 100 | 114 | 100 114 Proper Refrigerant Charging and Air Flow / Multi Attached | 0 | 0 | 0 | 0 | 0 | 0 | 0 | 0 | 0 | 0 | 0 | 0 | 0 | 0 | 0 | 0 | 0 | 0 | 0 | 0 | 0 | 0 | 0 | 0 | 0 | 0 | 0 | 0 | 0 | 0
2 | 100 | 115 | 100 115 Electronically Commutated Motors (ECM) on an Air Handler Unit / Multi Attached | 0 | 0 | 0 | 0 | 0 | 0 | 0 | 0 | 0 | 0 | 0 | 0 | 0 | 0 | 0 | 0 | 0 | 0 | 0 | 0 | 0 | 0 | 0 | 0 | 0 | 0 | 0 | 0 | 0 | 0
2 | 100 | 116 | 100 116 Duct Repair / Multi Attached | 0 | 0 | 0 | 0 | 0 | 0 | 0 | 0 | 0 | 0 | 0 | 0 | 0 | 0 | 0 | 0 | 0 | 0 | 0 | 0 | 0 | 0 | 0 | 0 | 0 | 0 | 0 | 0 | 0 | 0
2 | 100 | 117 | 100 117 Reflective Roof / Multi Attached | 0 | 0 | 0 | 0 | 0 | 0 | 0 | 0 | 0 | 0 | 0 | 0 | 0 | 0 | 0 | 0 | 0 | 0 | 0 | 0 | 0 | 0 | 0 | 0 | 0 | 0 | 0 | 0 | 0 | 0
2 | 100 | 118 | 100 118 Radient Barrier / Multi Attached | 0 | 0 | 0 | 0 | 0 | 0 | 0 | 0 | 0 | 0 | 0 | 0 | 0 | 0 | 0 | 0 | 0 | 0 | 0 | 0 | 0 | 0 | 0 | 0 | 0 | 0 | 0 | 0 | 0 | 0
2 | 100 | 119 | 100 119 Window Film / Multi Attached | 0 | 0 | 0 | 0 | 0 | 0 | 0 | 0 | 0 | 0 | 0 | 0 | 0 | 0 | 0 | 0 | 0 | 0 | 0 | 0 | 0 | 0 | 0 | 0 | 0 | 0 | 0 | 0 | 0 | 0
2 | 100 | 120 | 100 120 Window Tinting / Multi Attached | 0 | 0 | 0 | 0 | 0 | 0 | 0 | 0 | 0 | 0 | 0 | 0 | 0 | 0 | 0 | 0 | 0 | 0 | 0 | 0 | 0 | 0 | 0 | 0 | 0 | 0 | 0 | 0 | 0 | 0
2 | 100 | 121 | 100 121 Default Window With Sunscreen / Multi Attached | 0 | 0 | 0 | 0 | 0 | 0 | 0 | 0 | 0 | 0 | 0 | 0 | 0 | 0 | 0 | 0 | 0 | 0 | 0 | 0 | 0 | 0 | 0 | 0 | 0 | 0 | 0 | 0 | 0 | 0
2 | 100 | 122 | 100 122 Single Pane Clear Windows to Double Pane Low-E Windows / Multi Attached | 0 | 0 | 0 | 0 | 0 | 0 | 0 | 0 | 0 | 0 | 0 | 0 | 0 | 0 | 0 | 0 | 0 | 0 | 0 | 0 | 0 | 0 | 0 | 0 | 0 | 0 | 0 | 0 | 0 | 0
2 | 100 | 124 | 100 124 Ceiling R-0 to R-19 Insulation / Multi Attached | 0 | 0 | 0 | 0 | 0 | 0 | 0 | 0 | 0 | 0 | 0 | 0 | 0 | 0 | 0 | 0 | 0 | 0 | 0 | 0 | 0 | 0 | 0 | 0 | 0 | 0 | 0 | 0 | 0 | 0
2 | 100 | 125 | 100 125 Ceiling R-19 to R-38 Insulation / Multi Attached | 0 | 0 | 0 | 0 | 0 | 0 | 0 | 0 | 0 | 0 | 0 | 0 | 0 | 0 | 0 | 0 | 0 | 0 | 0 | 0 | 0 | 0 | 0 | 0 | 0 | 0 | 0 | 0 | 0 | 0
2 | 100 | 126 | 100 126 Wall 2x4 R-0 to Blow-In R-13 Insulation / Multi Attached | 0 | 0 | 0 | 0 | 0 | 0 | 0 | 0 | 0 | 0 | 0 | 0 | 0 | 0 | 0 | 0 | 0 | 0 | 0 | 0 | 0 | 0 | 0 | 0 | 0 | 0 | 0 | 0 | 0 | 0
2 | 100 | 127 | 100 127 Weather Strip/Caulk w/Blower Door / Multi Attached | 0 | 0 | 0 | 0 | 0 | 0 | 0 | 0 | 0 | 0 | 0 | 0 | 0 | 0 | 0 | 0 | 0 | 0 | 0 | 0 | 0 | 0 | 0 | 0 | 0 | 0 | 0 | 0 | 0 | 0
2 | 130 | 132 | 130 132 15 SEER Split-System Heat Pump / Multi Attached | 0 | 0 | 0 | 0 | 0 | 0 | 0 | 0 | 0 | 0 | 0 | 0 | 0 | 0 | 0 | 0 | 0 | 0 | 0 | 0 | 0 | 0 | 0 | 0 | 0 | 0 | 0 | 0 | 0 | 0
2 | 130 | 133 | 130 133 17 SEER Split-System Heat Pump / Multi Attached | 0 | 0 | 0 | 0 | 0 | 0 | 0 | 0 | 0 | 0 | 0 | 0 | 0 | 0 | 0 | 0 | 0 | 0 | 0 | 0 | 0 | 0 | 0 | 0 | 0 | 0 | 0 | 0 | 0 | 0
2 | 130 | 134 | 130 134 13 EER Geothermal Heat Pump / Multi Attached | 0 | 0 | 0 | 0 | 0 | 0 | 0 | 0 | 0 | 0 | 0 | 0 | 0 | 0 | 0 | 0 | 0 | 0 | 0 | 0 | 0 | 0 | 0 | 0 | 0 | 0 | 0 | 0 | 0 | 0
2 | 130 | 136 | 130 136 Attic Venting / Multi Attached | 0 | 0 | 0 | 0 | 0 | 0 | 0 | 0 | 0 | 0 | 0 | 0 | 0 | 0 | 0 | 0 | 0 | 0 | 0 | 0 | 0 | 0 | 0 | 0 | 0 | 0 | 0 | 0 | 0 | 0
2 | 130 | 137 | 130 137 Sealed Attics / Multi Attached | 0 | 0 | 0 | 0 | 0 | 0 | 0 | 0 | 0 | 0 | 0 | 0 | 0 | 0 | 0 | 0 | 0 | 0 | 0 | 0 | 0 | 0 | 0 | 0 | 0 | 0 | 0 | 0 | 0 | 0
2 | 130 | 138 | 130 138 AC Maintenance (Outdoor Coil Cleaning) / Multi Attached | 0 | 0 | 0 | 0 | 0 | 0 | 0 | 0 | 0 | 0 | 0 | 0 | 0 | 0 | 0 | 0 | 0 | 0 | 0 | 0 | 0 | 0 | 0 | 0 | 0 | 0 | 0 | 0 | 0 | 0
2 | 130 | 139 | 130 139 AC Maintenance (Indoor Coil Cleaning) / Multi Attached | 0 | 0 | 0 | 0 | 0 | 0 | 0 | 0 | 0 | 0 | 0 | 0 | 0 | 0 | 0 | 0 | 0 | 0 | 0 | 0 | 0 | 0 | 0 | 0 | 0 | 0 | 0 | 0 | 0 | 0
2 | 130 | 140 | 130 140 Proper Refrigerant Charging and Air Flow / Multi Attached | 0 | 0 | 0 | 0 | 0 | 0 | 0 | 0 | 0 | 0 | 0 | 0 | 0 | 0 | 0 | 0 | 0 | 0 | 0 | 0 | 0 | 0 | 0 | 0 | 0 | 0 | 0 | 0 | 0 | 0
2 | 130 | 141 | 130 141 Electronically Commutated Motors (ECM) on an Air Handler Unit / Multi Attached | 0 | 0 | 0 | 0 | 0 | 0 | 0 | 0 | 0 | 0 | 0 | 0 | 0 | 0 | 0 | 0 | 0 | 0 | 0 | 0 | 0 | 0 | 0 | 0 | 0 | 0 | 0 | 0 | 0 | 0
2 | 130 | 142 | 130 142 Duct Repair / Multi Attached | 0 | 0 | 0 | 0 | 0 | 0 | 0 | 0 | 0 | 0 | 0 | 0 | 0 | 0 | 0 | 0 | 0 | 0 | 0 | 0 | 0 | 0 | 0 | 0 | 0 | 0 | 0 | 0 | 0 | 0
2 | 130 | 143 | 130 143 Reflective Roof / Multi Attached | 0 | 0 | 0 | 0 | 0 | 0 | 0 | 0 | 0 | 0 | 0 | 0 | 0 | 0 | 0 | 0 | 0 | 0 | 0 | 0 | 0 | 0 | 0 | 0 | 0 | 0 | 0 | 0 | 0 | 0
2 | 130 | 144 | 130 144 Radient Barrier / Multi Attached | 0 | 0 | 0 | 0 | 0 | 0 | 0 | 0 | 0 | 0 | 0 | 0 | 0 | 0 | 0 | 0 | 0 | 0 | 0 | 0 | 0 | 0 | 0 | 0 | 0 | 0 | 0 | 0 | 0 | 0
2 | 130 | 145 | 130 145 Window Film / Multi Attached | 0 | 0 | 0 | 0 | 0 | 0 | 0 | 0 | 0 | 0 | 0 | 0 | 0 | 0 | 0 | 0 | 0 | 0 | 0 | 0 | 0 | 0 | 0 | 0 | 0 | 0 | 0 | 0 | 0 | 0
2 | 130 | 146 | 130 146 Window Tinting / Multi Attached | 0 | 0 | 0 | 0 | 0 | 0 | 0 | 0 | 0 | 0 | 0 | 0 | 0 | 0 | 0 | 0 | 0 | 0 | 0 | 0 | 0 | 0 | 0 | 0 | 0 | 0 | 0 | 0 | 0 | 0
2 | 130 | 147 | 130 147 Default Window With Sunscreen / Multi Attached | 0 | 0 | 0 | 0 | 0 | 0 | 0 | 0 | 0 | 0 | 0 | 0 | 0 | 0 | 0 | 0 | 0 | 0 | 0 | 0 | 0 | 0 | 0 | 0 | 0 | 0 | 0 | 0 | 0 | 0
2 | 130 | 148 | 130 148 Single Pane Clear Windows to Double Pane Low-E Windows / Multi Attached | 0 | 0 | 0 | 0 | 0 | 0 | 0 | 0 | 0 | 0 | 0 | 0 | 0 | 0 | 0 | 0 | 0 | 0 | 0 | 0 | 0 | 0 | 0 | 0 | 0 | 0 | 0 | 0 | 0 | 0
2 | 130 | 150 | 130 150 Ceiling R-0 to R-19 Insulation / Multi Attached | 0 | 0 | 0 | 0 | 0 | 0 | 0 | 0 | 0 | 0 | 0 | 0 | 0 | 0 | 0 | 0 | 0 | 0 | 0 | 0 | 0 | 0 | 0 | 0 | 0 | 0 | 0 | 0 | 0 | 0
2 | 130 | 151 | 130 151 Ceiling R-19 to R-38 Insulation / Multi Attached | 0 | 0 | 0 | 0 | 0 | 0 | 0 | 0 | 0 | 0 | 0 | 0 | 0 | 0 | 0 | 0 | 0 | 0 | 0 | 0 | 0 | 0 | 0 | 0 | 0 | 0 | 0 | 0 | 0 | 0
2 | 130 | 152 | 130 152 Wall 2x4 R-0 to Blow-In R-13 Insulation / Multi Attached | 0 | 0 | 0 | 0 | 0 | 0 | 0 | 0 | 0 | 0 | 0 | 0 | 0 | 0 | 0 | 0 | 0 | 0 | 0 | 0 | 0 | 0 | 0 | 0 | 0 | 0 | 0 | 0 | 0 | 0
2 | 130 | 153 | 130 153 Weather Strip/Caulk w/Blower Door / Multi Attached | 0 | 0 | 0 | 0 | 0 | 0 | 0 | 0 | 0 | 0 | 0 | 0 | 0 | 0 | 0 | 0 | 0 | 0 | 0 | 0 | 0 | 0 | 0 | 0 | 0 | 0 | 0 | 0 | 0 | 0
2 | 190 | 191 | 190 191 HE Room Air Conditioner - EER 11 / Multi Attached | 0 | 0 | 0 | 0 | 0 | 0 | 0 | 0 | 0 | 0 | 0 | 0 | 0 | 0 | 0 | 0 | 0 | 0 | 0 | 0 | 0 | 0 | 0 | 0 | 0 | 0 | 0 | 0 | 0 | 0
2 | 190 | 192 | 190 192 HE Room Air Conditioner - EER 12 / Multi Attached | 0 | 0 | 0 | 0 | 0 | 0 | 0 | 0 | 0 | 0 | 0 | 0 | 0 | 0 | 0 | 0 | 0 | 0 | 0 | 0 | 0 | 0 | 0 | 0 | 0 | 0 | 0 | 0 | 0 | 0
2 | 190 | 196 | 190 196 Reflective Roof / Multi Attached | 0 | 0 | 0 | 0 | 0 | 0 | 0 | 0 | 0 | 0 | 0 | 0 | 0 | 0 | 0 | 0 | 0 | 0 | 0 | 0 | 0 | 0 | 0 | 0 | 0 | 0 | 0 | 0 | 0 | 0
2 | 190 | 197 | 190 197 Window Film / Multi Attached | 0 | 0 | 0 | 0 | 0 | 0 | 0 | 0 | 0 | 0 | 0 | 0 | 0 | 0 | 0 | 0 | 0 | 0 | 0 | 0 | 0 | 0 | 0 | 0 | 0 | 0 | 0 | 0 | 0 | 0
2 | 190 | 198 | 190 198 Window Tinting / Multi Attached | 0 | 0 | 0 | 0 | 0 | 0 | 0 | 0 | 0 | 0 | 0 | 0 | 0 | 0 | 0 | 0 | 0 | 0 | 0 | 0 | 0 | 0 | 0 | 0 | 0 | 0 | 0 | 0 | 0 | 0
2 | 190 | 199 | 190 199 Default Window With Sunscreen / Multi Attached | 0 | 0 | 0 | 0 | 0 | 0 | 0 | 0 | 0 | 0 | 0 | 0 | 0 | 0 | 0 | 0 | 0 | 0 | 0 | 0 | 0 | 0 | 0 | 0 | 0 | 0 | 0 | 0 | 0 | 0
2 | 190 | 200 | 190 200 Single Pane Clear Windows to Double Pane Low-E Windows / Multi Attached | 0 | 0 | 0 | 0 | 0 | 0 | 0 | 0 | 0 | 0 | 0 | 0 | 0 | 0 | 0 | 0 | 0 | 0 | 0 | 0 | 0 | 0 | 0 | 0 | 0 | 0 | 0 | 0 | 0 | 0
2 | 190 | 202 | 190 202 Ceiling R-0 to R-19 Insulation / Multi Attached | 0 | 0 | 0 | 0 | 0 | 0 | 0 | 0 | 0 | 0 | 0 | 0 | 0 | 0 | 0 | 0 | 0 | 0 | 0 | 0 | 0 | 0 | 0 | 0 | 0 | 0 | 0 | 0 | 0 | 0
2 | 190 | 203 | 190 203 Ceiling R-19 to R-38 Insulation / Multi Attached | 0 | 0 | 0 | 0 | 0 | 0 | 0 | 0 | 0 | 0 | 0 | 0 | 0 | 0 | 0 | 0 | 0 | 0 | 0 | 0 | 0 | 0 | 0 | 0 | 0 | 0 | 0 | 0 | 0 | 0
2 | 190 | 204 | 190 204 Wall 2x4 R-0 to Blow-In R-13 Insulation / Multi Attached | 0 | 0 | 0 | 0 | 0 | 0 | 0 | 0 | 0 | 0 | 0 | 0 | 0 | 0 | 0 | 0 | 0 | 0 | 0 | 0 | 0 | 0 | 0 | 0 | 0 | 0 | 0 | 0 | 0 | 0
2 | 190 | 205 | 190 205 Weather Strip/Caulk w/Blower Door / Multi Attached | 0 | 0 | 0 | 0 | 0 | 0 | 0 | 0 | 0 | 0 | 0 | 0 | 0 | 0 | 0 | 0 | 0 | 0 | 0 | 0 | 0 | 0 | 0 | 0 | 0 | 0 | 0 | 0 | 0 | 0
2 | 220 | 221 | 220 221 CFL (18-Watt integral ballast), 0.5 hr/day / Multi Attached | 0 | 0 | 0 | 0 | 0 | 0 | 0 | 0 | 0 | 0 | 0 | 0 | 0 | 0 | 0 | 0 | 0 | 0 | 0 | 0 | 0 | 0 | 0 | 0 | 0 | 0 | 0 | 0 | 0 | 0
2 | 230 | 231 | 230 231 CFL (18-Watt integral ballast), 2.5 hr/day / Multi Attached | 0 | 0 | 0 | 0 | 0 | 0 | 0 | 0 | 0 | 0 | 0 | 0 | 0 | 0 | 0 | 0 | 0 | 0 | 0 | 0 | 0 | 0 | 0 | 0 | 0 | 0 | 0 | 0 | 0 | 0
2 | 240 | 241 | 240 241 CFL (18-Watt integral ballast), 6.0 hr/day / Multi Attached | 0 | 0 | 0 | 0 | 0 | 0 | 0 | 0 | 0 | 0 | 0 | 0 | 0 | 0 | 0 | 0 | 0 | 0 | 0 | 0 | 0 | 0 | 0 | 0 | 0 | 0 | 0 | 0 | 0 | 0
2 | 250 | 251 | 250 251 ROB 2L4'T8, 1EB / Multi Attached | 0 | 0 | 0 | 0 | 0 | 0 | 0 | 0 | 0 | 0 | 0 | 0 | 0 | 0 | 0 | 0 | 0 | 0 | 0 | 0 | 0 | 0 | 0 | 0 | 0 | 0 | 0 | 0 | 0 | 0
2 | 250 | 252 | 250 252 RET 2L4'T8, 1EB / Multi Attached | 0 | 0 | 0 | 0 | 0 | 0 | 0 | 0 | 0 | 0 | 0 | 0 | 0 | 0 | 0 | 0 | 0 | 0 | 0 | 0 | 0 | 0 | 0 | 0 | 0 | 0 | 0 | 0 | 0 | 0
2 | 260 | 261 | 260 261 CFL - medium screw based <30 Watts / Multi Attached | 0 | 0 | 0 | 0 | 0 | 0 | 0 | 0 | 0 | 0 | 0 | 0 | 0 | 0 | 0 | 0 | 0 | 0 | 0 | 0 | 0 | 0 | 0 | 0 | 0 | 0 | 0 | 0 | 0 | 0
2 | 260 | 262 | 260 262 Photocell/timeclock / Multi Attached | 0 | 0 | 0 | 0 | 0 | 0 | 0 | 0 | 0 | 0 | 0 | 0 | 0 | 0 | 0 | 0 | 0 | 0 | 0 | 0 | 0 | 0 | 0 | 0 | 0 | 0 | 0 | 0 | 0 | 0
2 | 300 | 301 | 300 301 HE Refrigerator - Energy Star version of above / Multi Attached | 0 | 0 | 0 | 0 | 0 | 0 | 0 | 0 | 0 | 0 | 0 | 0 | 0 | 0 | 0 | 0 | 0 | 0 | 0 | 0 | 0 | 0 | 0 | 0 | 0 | 0 | 0 | 0 | 0 | 0
2 | 350 | 351 | 350 351 HE Freezer / Multi Attached | 0 | 0 | 0 | 0 | 0 | 0 | 0 | 0 | 0 | 0 | 0 | 0 | 0 | 0 | 0 | 0 | 0 | 0 | 0 | 0 | 0 | 0 | 0 | 0 | 0 | 0 | 0 | 0 | 0 | 0
2 | 400 | 401 | 400 401 Heat Pump Water Heater (EF=2.9) / Multi Attached | 0 | 0 | 0 | 0 | 0 | 0 | 0 | 0 | 0 | 0 | 0 | 0 | 0 | 0 | 0 | 0 | 0 | 0 | 0 | 0 | 0 | 0 | 0 | 0 | 0 | 0 | 0 | 0 | 0 | 0
2 | 400 | 403 | 400 403 Solar Water Heat / Multi Attached | 0 | 0 | 0 | 0 | 0 | 0 | 0 | 0 | 0 | 0 | 0 | 0 | 0 | 0 | 0 | 0 | 0 | 0 | 0 | 0 | 0 | 0 | 0 | 0 | 0 | 0 | 0 | 0 | 0 | 0
2 | 400 | 404 | 400 404 AC Heat Recovery Units / Multi Attached | 0 | 0 | 0 | 0 | 0 | 0 | 0 | 0 | 0 | 0 | 0 | 0 | 0 | 0 | 0 | 0 | 0 | 0 | 0 | 0 | 0 | 0 | 0 | 0 | 0 | 0 | 0 | 0 | 0 | 0
2 | 400 | 405 | 400 405 Low Flow Showerhead / Multi Attached | 0 | 0 | 0 | 0 | 0 | 0 | 0 | 0 | 0 | 0 | 0 | 0 | 0 | 0 | 0 | 0 | 0 | 0 | 0 | 0 | 0 | 0 | 0 | 0 | 0 | 0 | 0 | 0 | 0 | 0
2 | 400 | 406 | 400 406 Pipe Wrap / Multi Attached | 0 | 0 | 0 | 0 | 0 | 0 | 0 | 0 | 0 | 0 | 0 | 0 | 0 | 0 | 0 | 0 | 0 | 0 | 0 | 0 | 0 | 0 | 0 | 0 | 0 | 0 | 0 | 0 | 0 | 0
2 | 400 | 407 | 400 407 Faucet Aerators / Multi Attached | 0 | 0 | 0 | 0 | 0 | 0 | 0 | 0 | 0 | 0 | 0 | 0 | 0 | 0 | 0 | 0 | 0 | 0 | 0 | 0 | 0 | 0 | 0 | 0 | 0 | 0 | 0 | 0 | 0 | 0
2 | 400 | 408 | 400 408 Water Heater Blanket / Multi Attached | 0 | 0 | 0 | 0 | 0 | 0 | 0 | 0 | 0 | 0 | 0 | 0 | 0 | 0 | 0 | 0 | 0 | 0 | 0 | 0 | 0 | 0 | 0 | 0 | 0 | 0 | 0 | 0 | 0 | 0
2 | 400 | 409 | 400 409 Water Heater Temperature Check and Adjustment / Multi Attached | 0 | 0 | 0 | 0 | 0 | 0 | 0 | 0 | 0 | 0 | 0 | 0 | 0 | 0 | 0 | 0 | 0 | 0 | 0 | 0 | 0 | 0 | 0 | 0 | 0 | 0 | 0 | 0 | 0 | 0
2 | 400 | 410 | 400 410 Water Heater Timeclock / Multi Attached | 0 | 0 | 0 | 0 | 0 | 0 | 0 | 0 | 0 | 0 | 0 | 0 | 0 | 0 | 0 | 0 | 0 | 0 | 0 | 0 | 0 | 0 | 0 | 0 | 0 | 0 | 0 | 0 | 0 | 0
2 | 400 | 411 | 400 411 Heat Trap / Multi Attached | 0 | 0 | 0 | 0 | 0 | 0 | 0 | 0 | 0 | 0 | 0 | 0 | 0 | 0 | 0 | 0 | 0 | 0 | 0 | 0 | 0 | 0 | 0 | 0 | 0 | 0 | 0 | 0 | 0 | 0
2 | 500 | 502 | 500 502 Energy Star CW CEE Tier 2 (MEF=2.0) / Multi Attached | 0 | 0 | 0 | 0 | 0 | 0 | 0 | 0 | 0 | 0 | 0 | 0 | 0 | 0 | 0 | 0 | 0 | 0 | 0 | 0 | 0 | 0 | 0 | 0 | 0 | 0 | 0 | 0 | 0 | 0
2 | 500 | 503 | 500 503 Energy Star CW CEE Tier 3 (MEF=2.2) / Multi Attached | 0 | 0 | 0 | 0 | 0 | 0 | 0 | 0 | 0 | 0 | 0 | 0 | 0 | 0 | 0 | 0 | 0 | 0 | 0 | 0 | 0 | 0 | 0 | 0 | 0 | 0 | 0 | 0 | 0 | 0
2 | 700 | 701 | 700 701 Energy Star DW (EF=0.68) / Multi Attached | 0 | 0 | 0 | 0 | 0 | 0 | 0 | 0 | 0 | 0 | 0 | 0 | 0 | 0 | 0 | 0 | 0 | 0 | 0 | 0 | 0 | 0 | 0 | 0 | 0 | 0 | 0 | 0 | 0 | 0
2 | 800 | 801 | 800 801 Two Speed Pool Pump (1.5 hp) / Multi Attached | 0 | 0 | 0 | 0 | 0 | 0 | 0 | 0 | 0 | 0 | 0 | 0 | 0 | 0 | 0 | 0 | 0 | 0 | 0 | 0 | 0 | 0 | 0 | 0 | 0 | 0 | 0 | 0 | 0 | 0
2 | 800 | 802 | 800 802 High Efficiency One Speed Pool Pump (1.5 hp) / Multi Attached | 0 | 0 | 0 | 0 | 0 | 0 | 0 | 0 | 0 | 0 | 0 | 0 | 0 | 0 | 0 | 0 | 0 | 0 | 0 | 0 | 0 | 0 | 0 | 0 | 0 | 0 | 0 | 0 | 0 | 0
2 | 800 | 803 | 800 803 Variable-Speed Pool Pump (<1 hp) / Multi Attached | 0 | 0 | 0 | 0 | 0 | 0 | 0 | 0 | 0 | 0 | 0 | 0 | 0 | 0 | 0 | 0 | 0 | 0 | 0 | 0 | 0 | 0 | 0 | 0 | 0 | 0 | 0 | 0 | 0 | 0
2 | 800 | 804 | 800 804 PV-Powered Pool Pumps / Multi Attached | 0 | 0 | 0 | 0 | 0 | 0 | 0 | 0 | 0 | 0 | 0 | 0 | 0 | 0 | 0 | 0 | 0 | 0 | 0 | 0 | 0 | 0 | 0 | 0 | 0 | 0 | 0 | 0 | 0 | 0
2 | 900 | 901 | 900 901 Energy Star TV / Multi Attached | 0 | 0 | 0 | 0 | 0 | 0 | 0 | 0 | 0 | 0 | 0 | 0 | 0 | 0 | 0 | 0 | 0 | 0 | 0 | 0 | 0 | 0 | 0 | 0 | 0 | 0 | 0 | 0 | 0 | 0
2 | 910 | 911 | 910 911 Energy Star TV / Multi Attached | 0 | 0 | 0 | 0 | 0 | 0 | 0 | 0 | 0 | 0 | 0 | 0 | 0 | 0 | 0 | 0 | 0 | 0 | 0 | 0 | 0 | 0 | 0 | 0 | 0 | 0 | 0 | 0 | 0 | 0
2 | 920 | 921 | 920 921 Energy Star Set-Top Box / Multi Attached | 0 | 0 | 0 | 0 | 0 | 0 | 0 | 0 | 0 | 0 | 0 | 0 | 0 | 0 | 0 | 0 | 0 | 0 | 0 | 0 | 0 | 0 | 0 | 0 | 0 | 0 | 0 | 0 | 0 | 0
2 | 930 | 931 | 930 931 Energy Star DVD Player / Multi Attached | 0 | 0 | 0 | 0 | 0 | 0 | 0 | 0 | 0 | 0 | 0 | 0 | 0 | 0 | 0 | 0 | 0 | 0 | 0 | 0 | 0 | 0 | 0 | 0 | 0 | 0 | 0 | 0 | 0 | 0
2 | 940 | 941 | 940 941 Energy Star VCR / Multi Attached | 0 | 0 | 0 | 0 | 0 | 0 | 0 | 0 | 0 | 0 | 0 | 0 | 0 | 0 | 0 | 0 | 0 | 0 | 0 | 0 | 0 | 0 | 0 | 0 | 0 | 0 | 0 | 0 | 0 | 0
2 | 950 | 951 | 950 951 Energy Star Desktop PC / Multi Attached | 0 | 0 | 0 | 0 | 0 | 0 | 0 | 0 | 0 | 0 | 0 | 0 | 0 | 0 | 0 | 0 | 0 | 0 | 0 | 0 | 0 | 0 | 0 | 0 | 0 | 0 | 0 | 0 | 0 | 0
2 | 960 | 961 | 960 961 Energy Star Laptop PC / Multi Attached | 0 | 0 | 0 | 0 | 0 | 0 | 0 | 0 | 0 | 0 | 0 | 0 | 0 | 0 | 0 | 0 | 0 | 0 | 0 | 0 | 0 | 0 | 0 | 0 | 0 | 0 | 0 | 0 | 0 | 0
3 | 100 | 102 | 100 102 15 SEER Split-System Air Conditioner / Single Detached - Manufactured | 0 | 0 | 0 | 0 | 0 | 0 | 0 | 0 | 0 | 0 | 0 | 0 | 0 | 0 | 0 | 0 | 0 | 0 | 0 | 0 | 0 | 0 | 0 | 0 | 0 | 0 | 0 | 0 | 0 | 0
3 | 100 | 103 | 100 103 17 SEER Split-System Air Conditioner / Single Detached - Manufactured | 0 | 0 | 0 | 0 | 0 | 0 | 0 | 0 | 0 | 0 | 0 | 0 | 0 | 0 | 0 | 0 | 0 | 0 | 0 | 0 | 0 | 0 | 0 | 0 | 0 | 0 | 0 | 0 | 0 | 0
3 | 100 | 104 | 100 104 19 SEER Split-System Air Conditioner / Single Detached - Manufactured | 0 | 0 | 0 | 0 | 0 | 0 | 0 | 0 | 0 | 0 | 0 | 0 | 0 | 0 | 0 | 0 | 0 | 0 | 0 | 0 | 0 | 0 | 0 | 0 | 0 | 0 | 0 | 0 | 0 | 0
3 | 100 | 105 | 100 105 14 SEER Split-System Heat Pump / Single Detached - Manufactured | 0 | 0 | 0 | 0 | 0 | 0 | 0 | 0 | 0 | 0 | 0 | 0 | 0 | 0 | 0 | 0 | 0 | 0 | 0 | 0 | 0 | 0 | 0 | 0 | 0 | 0 | 0 | 0 | 0 | 0
3 | 100 | 106 | 100 106 15 SEER Split-System Heat Pump / Single Detached - Manufactured | 0 | 0 | 0 | 0 | 0 | 0 | 0 | 0 | 0 | 0 | 0 | 0 | 0 | 0 | 0 | 0 | 0 | 0 | 0 | 0 | 0 | 0 | 0 | 0 | 0 | 0 | 0 | 0 | 0 | 0
3 | 100 | 107 | 100 107 17 SEER Split-System Heat Pump / Single Detached - Manufactured | 0 | 0 | 0 | 0 | 0 | 0 | 0 | 0 | 0 | 0 | 0 | 0 | 0 | 0 | 0 | 0 | 0 | 0 | 0 | 0 | 0 | 0 | 0 | 0 | 0 | 0 | 0 | 0 | 0 | 0
3 | 100 | 108 | 100 108 13 EER Geothermal Heat Pump / Single Detached - Manufactured | 0 | 0 | 0 | 0 | 0 | 0 | 0 | 0 | 0 | 0 | 0 | 0 | 0 | 0 | 0 | 0 | 0 | 0 | 0 | 0 | 0 | 0 | 0 | 0 | 0 | 0 | 0 | 0 | 0 | 0
3 | 100 | 109 | 100 109 HVAC Proper Sizing / Single Detached - Manufactured | 0 | 0 | 0 | 0 | 0 | 0 | 0 | 0 | 0 | 0 | 0 | 0 | 0 | 0 | 0 | 0 | 0 | 0 | 0 | 0 | 0 | 0 | 0 | 0 | 0 | 0 | 0 | 0 | 0 | 0
3 | 100 | 110 | 100 110 Attic Venting / Single Detached - Manufactured | 0 | 0 | 0 | 0 | 0 | 0 | 0 | 0 | 0 | 0 | 0 | 0 | 0 | 0 | 0 | 0 | 0 | 0 | 0 | 0 | 0 | 0 | 0 | 0 | 0 | 0 | 0 | 0 | 0 | 0
3 | 100 | 111 | 100 111 Sealed Attic w/Sprayed Foam Insulated Roof Deck / Single Detached - Manufactured | 0 | 0 | 0 | 0 | 0 | 0 | 0 | 0 | 0 | 0 | 0 | 0 | 0 | 0 | 0 | 0 | 0 | 0 | 0 | 0 | 0 | 0 | 0 | 0 | 0 | 0 | 0 | 0 | 0 | 0
3 | 100 | 112 | 100 112 AC Maintenance (Outdoor Coil Cleaning) / Single Detached - Manufactured | 0 | 0 | 0 | 0 | 0 | 0 | 0 | 0 | 0 | 0 | 0 | 0 | 0 | 0 | 0 | 0 | 0 | 0 | 0 | 0 | 0 | 0 | 0 | 0 | 0 | 0 | 0 | 0 | 0 | 0
3 | 100 | 113 | 100 113 AC Maintenance (Indoor Coil Cleaning) / Single Detached - Manufactured | 0 | 0 | 0 | 0 | 0 | 0 | 0 | 0 | 0 | 0 | 0 | 0 | 0 | 0 | 0 | 0 | 0 | 0 | 0 | 0 | 0 | 0 | 0 | 0 | 0 | 0 | 0 | 0 | 0 | 0
3 | 100 | 114 | 100 114 Proper Refrigerant Charging and Air Flow / Single Detached - Manufactured | 0 | 0 | 0 | 0 | 0 | 0 | 0 | 0 | 0 | 0 | 0 | 0 | 0 | 0 | 0 | 0 | 0 | 0 | 0 | 0 | 0 | 0 | 0 | 0 | 0 | 0 | 0 | 0 | 0 | 0
3 | 100 | 115 | 100 115 Electronically Commutated Motors (ECM) on an Air Handler Unit / Single Detached - Manufactured | 0 | 0 | 0 | 0 | 0 | 0 | 0 | 0 | 0 | 0 | 0 | 0 | 0 | 0 | 0 | 0 | 0 | 0 | 0 | 0 | 0 | 0 | 0 | 0 | 0 | 0 | 0 | 0 | 0 | 0
3 | 100 | 116 | 100 116 Duct Repair / Single Detached - Manufactured | 0 | 0 | 0 | 0 | 0 | 0 | 0 | 0 | 0 | 0 | 0 | 0 | 0 | 0 | 0 | 0 | 0 | 0 | 0 | 0 | 0 | 0 | 0 | 0 | 0 | 0 | 0 | 0 | 0 | 0
3 | 100 | 117 | 100 117 Reflective Roof / Single Detached - Manufactured | 0 | 0 | 0 | 0 | 0 | 0 | 0 | 0 | 0 | 0 | 0 | 0 | 0 | 0 | 0 | 0 | 0 | 0 | 0 | 0 | 0 | 0 | 0 | 0 | 0 | 0 | 0 | 0 | 0 | 0
3 | 100 | 118 | 100 118 Radient Barrier / Single Detached - Manufactured | 0 | 0 | 0 | 0 | 0 | 0 | 0 | 0 | 0 | 0 | 0 | 0 | 0 | 0 | 0 | 0 | 0 | 0 | 0 | 0 | 0 | 0 | 0 | 0 | 0 | 0 | 0 | 0 | 0 | 0
3 | 100 | 119 | 100 119 Window Film / Single Detached - Manufactured | 0 | 0 | 0 | 0 | 0 | 0 | 0 | 0 | 0 | 0 | 0 | 0 | 0 | 0 | 0 | 0 | 0 | 0 | 0 | 0 | 0 | 0 | 0 | 0 | 0 | 0 | 0 | 0 | 0 | 0
3 | 100 | 120 | 100 120 Window Tinting / Single Detached - Manufactured | 0 | 0 | 0 | 0 | 0 | 0 | 0 | 0 | 0 | 0 | 0 | 0 | 0 | 0 | 0 | 0 | 0 | 0 | 0 | 0 | 0 | 0 | 0 | 0 | 0 | 0 | 0 | 0 | 0 | 0
3 | 100 | 121 | 100 121 Default Window With Sunscreen / Single Detached - Manufactured | 0 | 0 | 0 | 0 | 0 | 0 | 0 | 0 | 0 | 0 | 0 | 0 | 0 | 0 | 0 | 0 | 0 | 0 | 0 | 0 | 0 | 0 | 0 | 0 | 0 | 0 | 0 | 0 | 0 | 0
3 | 100 | 122 | 100 122 Single Pane Clear Windows to Double Pane Low-E Windows / Single Detached - Manufactured | 0 | 0 | 0 | 0 | 0 | 0 | 0 | 0 | 0 | 0 | 0 | 0 | 0 | 0 | 0 | 0 | 0 | 0 | 0 | 0 | 0 | 0 | 0 | 0 | 0 | 0 | 0 | 0 | 0 | 0
3 | 100 | 124 | 100 124 Ceiling R-0 to R-19 Insulation / Single Detached - Manufactured | 0 | 0 | 0 | 0 | 0 | 0 | 0 | 0 | 0 | 0 | 0 | 0 | 0 | 0 | 0 | 0 | 0 | 0 | 0 | 0 | 0 | 0 | 0 | 0 | 0 | 0 | 0 | 0 | 0 | 0
3 | 100 | 125 | 100 125 Ceiling R-19 to R-38 Insulation / Single Detached - Manufactured | 0 | 0 | 0 | 0 | 0 | 0 | 0 | 0 | 0 | 0 | 0 | 0 | 0 | 0 | 0 | 0 | 0 | 0 | 0 | 0 | 0 | 0 | 0 | 0 | 0 | 0 | 0 | 0 | 0 | 0
3 | 100 | 126 | 100 126 Wall 2x4 R-0 to Blow-In R-13 Insulation / Single Detached - Manufactured | 0 | 0 | 0 | 0 | 0 | 0 | 0 | 0 | 0 | 0 | 0 | 0 | 0 | 0 | 0 | 0 | 0 | 0 | 0 | 0 | 0 | 0 | 0 | 0 | 0 | 0 | 0 | 0 | 0 | 0
3 | 100 | 127 | 100 127 Weather Strip/Caulk w/Blower Door / Single Detached - Manufactured | 0 | 0 | 0 | 0 | 0 | 0 | 0 | 0 | 0 | 0 | 0 | 0 | 0 | 0 | 0 | 0 | 0 | 0 | 0 | 0 | 0 | 0 | 0 | 0 | 0 | 0 | 0 | 0 | 0 | 0
3 | 130 | 132 | 130 132 15 SEER Split-System Heat Pump / Single Detached - Manufactured | 0 | 0 | 0 | 0 | 0 | 0 | 0 | 0 | 0 | 0 | 0 | 0 | 0 | 0 | 0 | 0 | 0 | 0 | 0 | 0 | 0 | 0 | 0 | 0 | 0 | 0 | 0 | 0 | 0 | 0
3 | 130 | 133 | 130 133 17 SEER Split-System Heat Pump / Single Detached - Manufactured | 0 | 0 | 0 | 0 | 0 | 0 | 0 | 0 | 0 | 0 | 0 | 0 | 0 | 0 | 0 | 0 | 0 | 0 | 0 | 0 | 0 | 0 | 0 | 0 | 0 | 0 | 0 | 0 | 0 | 0
3 | 130 | 134 | 130 134 13 EER Geothermal Heat Pump / Single Detached - Manufactured | 0 | 0 | 0 | 0 | 0 | 0 | 0 | 0 | 0 | 0 | 0 | 0 | 0 | 0 | 0 | 0 | 0 | 0 | 0 | 0 | 0 | 0 | 0 | 0 | 0 | 0 | 0 | 0 | 0 | 0
3 | 130 | 136 | 130 136 Attic Venting / Single Detached - Manufactured | 0 | 0 | 0 | 0 | 0 | 0 | 0 | 0 | 0 | 0 | 0 | 0 | 0 | 0 | 0 | 0 | 0 | 0 | 0 | 0 | 0 | 0 | 0 | 0 | 0 | 0 | 0 | 0 | 0 | 0
3 | 130 | 137 | 130 137 Sealed Attics / Single Detached - Manufactured | 0 | 0 | 0 | 0 | 0 | 0 | 0 | 0 | 0 | 0 | 0 | 0 | 0 | 0 | 0 | 0 | 0 | 0 | 0 | 0 | 0 | 0 | 0 | 0 | 0 | 0 | 0 | 0 | 0 | 0
3 | 130 | 138 | 130 138 AC Maintenance (Outdoor Coil Cleaning) / Single Detached - Manufactured | 0 | 0 | 0 | 0 | 0 | 0 | 0 | 0 | 0 | 0 | 0 | 0 | 0 | 0 | 0 | 0 | 0 | 0 | 0 | 0 | 0 | 0 | 0 | 0 | 0 | 0 | 0 | 0 | 0 | 0
3 | 130 | 139 | 130 139 AC Maintenance (Indoor Coil Cleaning) / Single Detached - Manufactured | 0 | 0 | 0 | 0 | 0 | 0 | 0 | 0 | 0 | 0 | 0 | 0 | 0 | 0 | 0 | 0 | 0 | 0 | 0 | 0 | 0 | 0 | 0 | 0 | 0 | 0 | 0 | 0 | 0 | 0
3 | 130 | 140 | 130 140 Proper Refrigerant Charging and Air Flow / Single Detached - Manufactured | 0 | 0 | 0 | 0 | 0 | 0 | 0 | 0 | 0 | 0 | 0 | 0 | 0 | 0 | 0 | 0 | 0 | 0 | 0 | 0 | 0 | 0 | 0 | 0 | 0 | 0 | 0 | 0 | 0 | 0
3 | 130 | 141 | 130 141 Electronically Commutated Motors (ECM) on an Air Handler Unit / Single Detached - Manufactured | 0 | 0 | 0 | 0 | 0 | 0 | 0 | 0 | 0 | 0 | 0 | 0 | 0 | 0 | 0 | 0 | 0 | 0 | 0 | 0 | 0 | 0 | 0 | 0 | 0 | 0 | 0 | 0 | 0 | 0
3 | 130 | 142 | 130 142 Duct Repair / Single Detached - Manufactured | 0 | 0 | 0 | 0 | 0 | 0 | 0 | 0 | 0 | 0 | 0 | 0 | 0 | 0 | 0 | 0 | 0 | 0 | 0 | 0 | 0 | 0 | 0 | 0 | 0 | 0 | 0 | 0 | 0 | 0
3 | 130 | 143 | 130 143 Reflective Roof / Single Detached - Manufactured | 0 | 0 | 0 | 0 | 0 | 0 | 0 | 0 | 0 | 0 | 0 | 0 | 0 | 0 | 0 | 0 | 0 | 0 | 0 | 0 | 0 | 0 | 0 | 0 | 0 | 0 | 0 | 0 | 0 | 0
3 | 130 | 144 | 130 144 Radient Barrier / Single Detached - Manufactured | 0 | 0 | 0 | 0 | 0 | 0 | 0 | 0 | 0 | 0 | 0 | 0 | 0 | 0 | 0 | 0 | 0 | 0 | 0 | 0 | 0 | 0 | 0 | 0 | 0 | 0 | 0 | 0 | 0 | 0
3 | 130 | 145 | 130 145 Window Film / Single Detached - Manufactured | 0 | 0 | 0 | 0 | 0 | 0 | 0 | 0 | 0 | 0 | 0 | 0 | 0 | 0 | 0 | 0 | 0 | 0 | 0 | 0 | 0 | 0 | 0 | 0 | 0 | 0 | 0 | 0 | 0 | 0
3 | 130 | 146 | 130 146 Window Tinting / Single Detached - Manufactured | 0 | 0 | 0 | 0 | 0 | 0 | 0 | 0 | 0 | 0 | 0 | 0 | 0 | 0 | 0 | 0 | 0 | 0 | 0 | 0 | 0 | 0 | 0 | 0 | 0 | 0 | 0 | 0 | 0 | 0
3 | 130 | 147 | 130 147 Default Window With Sunscreen / Single Detached - Manufactured | 0 | 0 | 0 | 0 | 0 | 0 | 0 | 0 | 0 | 0 | 0 | 0 | 0 | 0 | 0 | 0 | 0 | 0 | 0 | 0 | 0 | 0 | 0 | 0 | 0 | 0 | 0 | 0 | 0 | 0
3 | 130 | 148 | 130 148 Single Pane Clear Windows to Double Pane Low-E Windows / Single Detached - Manufactured | 0 | 0 | 0 | 0 | 0 | 0 | 0 | 0 | 0 | 0 | 0 | 0 | 0 | 0 | 0 | 0 | 0 | 0 | 0 | 0 | 0 | 0 | 0 | 0 | 0 | 0 | 0 | 0 | 0 | 0
3 | 130 | 150 | 130 150 Ceiling R-0 to R-19 Insulation / Single Detached - Manufactured | 0 | 0 | 0 | 0 | 0 | 0 | 0 | 0 | 0 | 0 | 0 | 0 | 0 | 0 | 0 | 0 | 0 | 0 | 0 | 0 | 0 | 0 | 0 | 0 | 0 | 0 | 0 | 0 | 0 | 0
3 | 130 | 151 | 130 151 Ceiling R-19 to R-38 Insulation / Single Detached - Manufactured | 0 | 0 | 0 | 0 | 0 | 0 | 0 | 0 | 0 | 0 | 0 | 0 | 0 | 0 | 0 | 0 | 0 | 0 | 0 | 0 | 0 | 0 | 0 | 0 | 0 | 0 | 0 | 0 | 0 | 0
3 | 130 | 152 | 130 152 Wall 2x4 R-0 to Blow-In R-13 Insulation / Single Detached - Manufactured | 0 | 0 | 0 | 0 | 0 | 0 | 0 | 0 | 0 | 0 | 0 | 0 | 0 | 0 | 0 | 0 | 0 | 0 | 0 | 0 | 0 | 0 | 0 | 0 | 0 | 0 | 0 | 0 | 0 | 0
3 | 130 | 153 | 130 153 Weather Strip/Caulk w/Blower Door / Single Detached - Manufactured | 0 | 0 | 0 | 0 | 0 | 0 | 0 | 0 | 0 | 0 | 0 | 0 | 0 | 0 | 0 | 0 | 0 | 0 | 0 | 0 | 0 | 0 | 0 | 0 | 0 | 0 | 0 | 0 | 0 | 0
3 | 190 | 191 | 190 191 HE Room Air Conditioner - EER 11 / Single Detached - Manufactured | 0 | 0 | 0 | 0 | 0 | 0 | 0 | 0 | 0 | 0 | 0 | 0 | 0 | 0 | 0 | 0 | 0 | 0 | 0 | 0 | 0 | 0 | 0 | 0 | 0 | 0 | 0 | 0 | 0 | 0
3 | 190 | 192 | 190 192 HE Room Air Conditioner - EER 12 / Single Detached - Manufactured | 0 | 0 | 0 | 0 | 0 | 0 | 0 | 0 | 0 | 0 | 0 | 0 | 0 | 0 | 0 | 0 | 0 | 0 | 0 | 0 | 0 | 0 | 0 | 0 | 0 | 0 | 0 | 0 | 0 | 0
3 | 190 | 196 | 190 196 Reflective Roof / Single Detached - Manufactured | 0 | 0 | 0 | 0 | 0 | 0 | 0 | 0 | 0 | 0 | 0 | 0 | 0 | 0 | 0 | 0 | 0 | 0 | 0 | 0 | 0 | 0 | 0 | 0 | 0 | 0 | 0 | 0 | 0 | 0
3 | 190 | 197 | 190 197 Window Film / Single Detached - Manufactured | 0 | 0 | 0 | 0 | 0 | 0 | 0 | 0 | 0 | 0 | 0 | 0 | 0 | 0 | 0 | 0 | 0 | 0 | 0 | 0 | 0 | 0 | 0 | 0 | 0 | 0 | 0 | 0 | 0 | 0
3 | 190 | 198 | 190 198 Window Tinting / Single Detached - Manufactured | 0 | 0 | 0 | 0 | 0 | 0 | 0 | 0 | 0 | 0 | 0 | 0 | 0 | 0 | 0 | 0 | 0 | 0 | 0 | 0 | 0 | 0 | 0 | 0 | 0 | 0 | 0 | 0 | 0 | 0
3 | 190 | 199 | 190 199 Default Window With Sunscreen / Single Detached - Manufactured | 0 | 0 | 0 | 0 | 0 | 0 | 0 | 0 | 0 | 0 | 0 | 0 | 0 | 0 | 0 | 0 | 0 | 0 | 0 | 0 | 0 | 0 | 0 | 0 | 0 | 0 | 0 | 0 | 0 | 0
3 | 190 | 200 | 190 200 Single Pane Clear Windows to Double Pane Low-E Windows / Single Detached - Manufactured | 0 | 0 | 0 | 0 | 0 | 0 | 0 | 0 | 0 | 0 | 0 | 0 | 0 | 0 | 0 | 0 | 0 | 0 | 0 | 0 | 0 | 0 | 0 | 0 | 0 | 0 | 0 | 0 | 0 | 0
3 | 190 | 202 | 190 202 Ceiling R-0 to R-19 Insulation / Single Detached - Manufactured | 0 | 0 | 0 | 0 | 0 | 0 | 0 | 0 | 0 | 0 | 0 | 0 | 0 | 0 | 0 | 0 | 0 | 0 | 0 | 0 | 0 | 0 | 0 | 0 | 0 | 0 | 0 | 0 | 0 | 0
3 | 190 | 203 | 190 203 Ceiling R-19 to R-38 Insulation / Single Detached - Manufactured | 0 | 0 | 0 | 0 | 0 | 0 | 0 | 0 | 0 | 0 | 0 | 0 | 0 | 0 | 0 | 0 | 0 | 0 | 0 | 0 | 0 | 0 | 0 | 0 | 0 | 0 | 0 | 0 | 0 | 0
3 | 190 | 204 | 190 204 Wall 2x4 R-0 to Blow-In R-13 Insulation / Single Detached - Manufactured | 0 | 0 | 0 | 0 | 0 | 0 | 0 | 0 | 0 | 0 | 0 | 0 | 0 | 0 | 0 | 0 | 0 | 0 | 0 | 0 | 0 | 0 | 0 | 0 | 0 | 0 | 0 | 0 | 0 | 0
3 | 190 | 205 | 190 205 Weather Strip/Caulk w/Blower Door / Single Detached - Manufactured | 0 | 0 | 0 | 0 | 0 | 0 | 0 | 0 | 0 | 0 | 0 | 0 | 0 | 0 | 0 | 0 | 0 | 0 | 0 | 0 | 0 | 0 | 0 | 0 | 0 | 0 | 0 | 0 | 0 | 0
3 | 220 | 221 | 220 221 CFL (18-Watt integral ballast), 0.5 hr/day / Single Detached - Manufactured | 0 | 0 | 0 | 0 | 0 | 0 | 0 | 0 | 0 | 0 | 0 | 0 | 0 | 0 | 0 | 0 | 0 | 0 | 0 | 0 | 0 | 0 | 0 | 0 | 0 | 0 | 0 | 0 | 0 | 0
3 | 230 | 231 | 230 231 CFL (18-Watt integral ballast), 2.5 hr/day / Single Detached - Manufactured | 0 | 0 | 0 | 0 | 0 | 0 | 0 | 0 | 0 | 0 | 0 | 0 | 0 | 0 | 0 | 0 | 0 | 0 | 0 | 0 | 0 | 0 | 0 | 0 | 0 | 0 | 0 | 0 | 0 | 0
3 | 240 | 241 | 240 241 CFL (18-Watt integral ballast), 6.0 hr/day / Single Detached - Manufactured | 0 | 0 | 0 | 0 | 0 | 0 | 0 | 0 | 0 | 0 | 0 | 0 | 0 | 0 | 0 | 0 | 0 | 0 | 0 | 0 | 0 | 0 | 0 | 0 | 0 | 0 | 0 | 0 | 0 | 0
3 | 250 | 251 | 250 251 ROB 2L4'T8, 1EB / Single Detached - Manufactured | 0 | 0 | 0 | 0 | 0 | 0 | 0 | 0 | 0 | 0 | 0 | 0 | 0 | 0 | 0 | 0 | 0 | 0 | 0 | 0 | 0 | 0 | 0 | 0 | 0 | 0 | 0 | 0 | 0 | 0
3 | 250 | 252 | 250 252 RET 2L4'T8, 1EB / Single Detached - Manufactured | 0 | 0 | 0 | 0 | 0 | 0 | 0 | 0 | 0 | 0 | 0 | 0 | 0 | 0 | 0 | 0 | 0 | 0 | 0 | 0 | 0 | 0 | 0 | 0 | 0 | 0 | 0 | 0 | 0 | 0
3 | 260 | 261 | 260 261 CFL - medium screw based <30 Watts / Single Detached - Manufactured | 0 | 0 | 0 | 0 | 0 | 0 | 0 | 0 | 0 | 0 | 0 | 0 | 0 | 0 | 0 | 0 | 0 | 0 | 0 | 0 | 0 | 0 | 0 | 0 | 0 | 0 | 0 | 0 | 0 | 0
3 | 260 | 262 | 260 262 Photocell/timeclock / Single Detached - Manufactured | 0 | 0 | 0 | 0 | 0 | 0 | 0 | 0 | 0 | 0 | 0 | 0 | 0 | 0 | 0 | 0 | 0 | 0 | 0 | 0 | 0 | 0 | 0 | 0 | 0 | 0 | 0 | 0 | 0 | 0
3 | 300 | 301 | 300 301 HE Refrigerator - Energy Star version of above / Single Detached - Manufactured | 0 | 0 | 0 | 0 | 0 | 0 | 0 | 0 | 0 | 0 | 0 | 0 | 0 | 0 | 0 | 0 | 0 | 0 | 0 | 0 | 0 | 0 | 0 | 0 | 0 | 0 | 0 | 0 | 0 | 0
3 | 350 | 351 | 350 351 HE Freezer / Single Detached - Manufactured | 0 | 0 | 0 | 0 | 0 | 0 | 0 | 0 | 0 | 0 | 0 | 0 | 0 | 0 | 0 | 0 | 0 | 0 | 0 | 0 | 0 | 0 | 0 | 0 | 0 | 0 | 0 | 0 | 0 | 0
3 | 400 | 401 | 400 401 Heat Pump Water Heater (EF=2.9) / Single Detached - Manufactured | 0 | 0 | 0 | 0 | 0 | 0 | 0 | 0 | 0 | 0 | 0 | 0 | 0 | 0 | 0 | 0 | 0 | 0 | 0 | 0 | 0 | 0 | 0 | 0 | 0 | 0 | 0 | 0 | 0 | 0
3 | 400 | 403 | 400 403 Solar Water Heat / Single Detached - Manufactured | 0 | 0 | 0 | 0 | 0 | 0 | 0 | 0 | 0 | 0 | 0 | 0 | 0 | 0 | 0 | 0 | 0 | 0 | 0 | 0 | 0 | 0 | 0 | 0 | 0 | 0 | 0 | 0 | 0 | 0
3 | 400 | 404 | 400 404 AC Heat Recovery Units / Single Detached - Manufactured | 0 | 0 | 0 | 0 | 0 | 0 | 0 | 0 | 0 | 0 | 0 | 0 | 0 | 0 | 0 | 0 | 0 | 0 | 0 | 0 | 0 | 0 | 0 | 0 | 0 | 0 | 0 | 0 | 0 | 0
3 | 400 | 405 | 400 405 Low Flow Showerhead / Single Detached - Manufactured | 0 | 0 | 0 | 0 | 0 | 0 | 0 | 0 | 0 | 0 | 0 | 0 | 0 | 0 | 0 | 0 | 0 | 0 | 0 | 0 | 0 | 0 | 0 | 0 | 0 | 0 | 0 | 0 | 0 | 0
3 | 400 | 406 | 400 406 Pipe Wrap / Single Detached - Manufactured | 0 | 0 | 0 | 0 | 0 | 0 | 0 | 0 | 0 | 0 | 0 | 0 | 0 | 0 | 0 | 0 | 0 | 0 | 0 | 0 | 0 | 0 | 0 | 0 | 0 | 0 | 0 | 0 | 0 | 0
3 | 400 | 407 | 400 407 Faucet Aerators / Single Detached - Manufactured | 0 | 0 | 0 | 0 | 0 | 0 | 0 | 0 | 0 | 0 | 0 | 0 | 0 | 0 | 0 | 0 | 0 | 0 | 0 | 0 | 0 | 0 | 0 | 0 | 0 | 0 | 0 | 0 | 0 | 0
3 | 400 | 408 | 400 408 Water Heater Blanket / Single Detached - Manufactured | 0 | 0 | 0 | 0 | 0 | 0 | 0 | 0 | 0 | 0 | 0 | 0 | 0 | 0 | 0 | 0 | 0 | 0 | 0 | 0 | 0 | 0 | 0 | 0 | 0 | 0 | 0 | 0 | 0 | 0
3 | 400 | 409 | 400 409 Water Heater Temperature Check and Adjustment / Single Detached - Manufactured | 0 | 0 | 0 | 0 | 0 | 0 | 0 | 0 | 0 | 0 | 0 | 0 | 0 | 0 | 0 | 0 | 0 | 0 | 0 | 0 | 0 | 0 | 0 | 0 | 0 | 0 | 0 | 0 | 0 | 0
3 | 400 | 410 | 400 410 Water Heater Timeclock / Single Detached - Manufactured | 0 | 0 | 0 | 0 | 0 | 0 | 0 | 0 | 0 | 0 | 0 | 0 | 0 | 0 | 0 | 0 | 0 | 0 | 0 | 0 | 0 | 0 | 0 | 0 | 0 | 0 | 0 | 0 | 0 | 0
3 | 400 | 411 | 400 411 Heat Trap / Single Detached - Manufactured | 0 | 0 | 0 | 0 | 0 | 0 | 0 | 0 | 0 | 0 | 0 | 0 | 0 | 0 | 0 | 0 | 0 | 0 | 0 | 0 | 0 | 0 | 0 | 0 | 0 | 0 | 0 | 0 | 0 | 0
3 | 500 | 502 | 500 502 Energy Star CW CEE Tier 2 (MEF=2.0) / Single Detached - Manufactured | 0 | 0 | 0 | 0 | 0 | 0 | 0 | 0 | 0 | 0 | 0 | 0 | 0 | 0 | 0 | 0 | 0 | 0 | 0 | 0 | 0 | 0 | 0 | 0 | 0 | 0 | 0 | 0 | 0 | 0
3 | 500 | 503 | 500 503 Energy Star CW CEE Tier 3 (MEF=2.2) / Single Detached - Manufactured | 0 | 0 | 0 | 0 | 0 | 0 | 0 | 0 | 0 | 0 | 0 | 0 | 0 | 0 | 0 | 0 | 0 | 0 | 0 | 0 | 0 | 0 | 0 | 0 | 0 | 0 | 0 | 0 | 0 | 0
3 | 700 | 701 | 700 701 Energy Star DW (EF=0.68) / Single Detached - Manufactured | 0 | 0 | 0 | 0 | 0 | 0 | 0 | 0 | 0 | 0 | 0 | 0 | 0 | 0 | 0 | 0 | 0 | 0 | 0 | 0 | 0 | 0 | 0 | 0 | 0 | 0 | 0 | 0 | 0 | 0
3 | 800 | 801 | 800 801 Two Speed Pool Pump (1.5 hp) / Single Detached - Manufactured | 0 | 0 | 0 | 0 | 0 | 0 | 0 | 0 | 0 | 0 | 0 | 0 | 0 | 0 | 0 | 0 | 0 | 0 | 0 | 0 | 0 | 0 | 0 | 0 | 0 | 0 | 0 | 0 | 0 | 0
3 | 800 | 802 | 800 802 High Efficiency One Speed Pool Pump (1.5 hp) / Single Detached - Manufactured | 0 | 0 | 0 | 0 | 0 | 0 | 0 | 0 | 0 | 0 | 0 | 0 | 0 | 0 | 0 | 0 | 0 | 0 | 0 | 0 | 0 | 0 | 0 | 0 | 0 | 0 | 0 | 0 | 0 | 0
3 | 800 | 803 | 800 803 Variable-Speed Pool Pump (<1 hp) / Single Detached - Manufactured | 0 | 0 | 0 | 0 | 0 | 0 | 0 | 0 | 0 | 0 | 0 | 0 | 0 | 0 | 0 | 0 | 0 | 0 | 0 | 0 | 0 | 0 | 0 | 0 | 0 | 0 | 0 | 0 | 0 | 0
3 | 800 | 804 | 800 804 PV-Powered Pool Pumps / Single Detached - Manufactured | 0 | 0 | 0 | 0 | 0 | 0 | 0 | 0 | 0 | 0 | 0 | 0 | 0 | 0 | 0 | 0 | 0 | 0 | 0 | 0 | 0 | 0 | 0 | 0 | 0 | 0 | 0 | 0 | 0 | 0
3 | 900 | 901 | 900 901 Energy Star TV / Single Detached - Manufactured | 0 | 0 | 0 | 0 | 0 | 0 | 0 | 0 | 0 | 0 | 0 | 0 | 0 | 0 | 0 | 0 | 0 | 0 | 0 | 0 | 0 | 0 | 0 | 0 | 0 | 0 | 0 | 0 | 0 | 0
3 | 910 | 911 | 910 911 Energy Star TV / Single Detached - Manufactured | 0 | 0 | 0 | 0 | 0 | 0 | 0 | 0 | 0 | 0 | 0 | 0 | 0 | 0 | 0 | 0 | 0 | 0 | 0 | 0 | 0 | 0 | 0 | 0 | 0 | 0 | 0 | 0 | 0 | 0
3 | 920 | 921 | 920 921 Energy Star Set-Top Box / Single Detached - Manufactured | 0 | 0 | 0 | 0 | 0 | 0 | 0 | 0 | 0 | 0 | 0 | 0 | 0 | 0 | 0 | 0 | 0 | 0 | 0 | 0 | 0 | 0 | 0 | 0 | 0 | 0 | 0 | 0 | 0 | 0
3 | 930 | 931 | 930 931 Energy Star DVD Player / Single Detached - Manufactured | 0 | 0 | 0 | 0 | 0 | 0 | 0 | 0 | 0 | 0 | 0 | 0 | 0 | 0 | 0 | 0 | 0 | 0 | 0 | 0 | 0 | 0 | 0 | 0 | 0 | 0 | 0 | 0 | 0 | 0
3 | 940 | 941 | 940 941 Energy Star VCR / Single Detached - Manufactured | 0 | 0 | 0 | 0 | 0 | 0 | 0 | 0 | 0 | 0 | 0 | 0 | 0 | 0 | 0 | 0 | 0 | 0 | 0 | 0 | 0 | 0 | 0 | 0 | 0 | 0 | 0 | 0 | 0 | 0
3 | 950 | 951 | 950 951 Energy Star Desktop PC / Single Detached - Manufactured | 0 | 0 | 0 | 0 | 0 | 0 | 0 | 0 | 0 | 0 | 0 | 0 | 0 | 0 | 0 | 0 | 0 | 0 | 0 | 0 | 0 | 0 | 0 | 0 | 0 | 0 | 0 | 0 | 0 | 0
3 | 960 | 961 | 960 961 Energy Star Laptop PC / Single Detached - Manufactured | 0 | 0 | 0 | 0 | 0 | 0 | 0 | 0 | 0 | 0 | 0 | 0 | 0 | 0 | 0 | 0 | 0 | 0 | 0 | 0 | 0 | 0 | 0 | 0 | 0 | 0 | 0 | 0 | 0 | 0
5 | 200 | 211 | 200 211 LED 12W Blend / All | 0 | 0 | 0 | 0 | 0 | 0 | 0 | 0 | 0 | 0 | 0 | 0 | 0 | 0 | 0 | 0 | 0 | 0 | 0 | 0 | 0 | 0 | 0 | 0 | 0 | 0 | 0 | 0 | 0 | 0
5 | 200 | 222 | 200 222 LED 12W, 0.5hr/hday / All | 0 | 0 | 0 | 0 | 0 | 0 | 0 | 0 | 0 | 0 | 0 | 0 | 0 | 0 | 0 | 0 | 0 | 0 | 0 | 0 | 0 | 0 | 0 | 0 | 0 | 0 | 0 | 0 | 0 | 0
5 | 200 | 232 | 200 232 LED 12W, 2.5hr/hday / All | 0 | 0 | 0 | 0 | 0 | 0 | 0 | 0 | 0 | 0 | 0 | 0 | 0 | 0 | 0 | 0 | 0 | 0 | 0 | 0 | 0 | 0 | 0 | 0 | 0 | 0 | 0 | 0 | 0 | 0
5 | 200 | 242 | 200 242 LED 12W, 6.0hr/hday / All | 0 | 0 | 0 | 0 | 0 | 0 | 0 | 0 | 0 | 0 | 0 | 0 | 0 | 0 | 0 | 0 | 0 | 0 | 0 | 0 | 0 | 0 | 0 | 0 | 0 | 0 | 0 | 0 | 0 | 0
5 | 260 | 263 | 260 263 LED Directional 13W (Flood, Outdoor) / All | 0 | 0 | 0 | 0 | 0 | 0 | 0 | 0 | 0 | 0 | 0 | 0 | 0 | 0 | 0 | 0 | 0 | 0 | 0 | 0 | 0 | 0 | 0 | 0 | 0 | 0 | 0 | 0 | 0 | 0
5 | 999 | 302 | 999 302 Refrigerator recycling / All | 0 | 0 | 0 | 0 | 0 | 0 | 0 | 0 | 0 | 0 | 0 | 0 | 0 | 0 | 0 | 0 | 0 | 0 | 0 | 0 | 0 | 0 | 0 | 0 | 0 | 0 | 0 | 0 | 0 | 0
5 | 999 | 352 | 999 352 Freezer recycling / All | 0 | 0 | 0 | 0 | 0 | 0 | 0 | 0 | 0 | 0 | 0 | 0 | 0 | 0 | 0 | 0 | 0 | 0 | 0 | 0 | 0 | 0 | 0 | 0 | 0 | 0 | 0 | 0 | 0 | 0
5 | 999 | 962 | 999 962 Smart Plug / All | 0 | 0 | 0 | 0 | 0 | 0 | 0 | 0 | 0 | 0 | 0 | 0 | 0 | 0 | 0 | 0 | 0 | 0 | 0 | 0 | 0 | 0 | 0 | 0 | 0 | 0 | 0 | 0 | 0 | 0

## Customer Costs
Building # | Base # | Measure # | Measure Name | 2013 | 2014 | 2015 | 2016 | 2017 | 2018 | 2019 | 2020 | 2021 | 2022 | 2023 | 2024 | 2025 | 2026 | 2027 | 2028 | 2029 | 2030 | 2031 | 2032 | 2033 | 2034 | 2035 | 2036 | 2037 | 2038 | 2039 | 2040 | 2041 | 2042
1 | 100 | 102 | 100 102 15 SEER Split-System Air Conditioner / Single Detached | 0 | 0 | 400 | 0 | 0 | 0 | 0 | 0 | 0 | 0 | 0 | 0 | 0 | 0 | 0 | 0 | 0 | 0 | 0 | 0 | 0 | 0 | 0 | 0 | 0 | 0 | 0 | 0 | 0 | 0
1 | 100 | 103 | 100 103 17 SEER Split-System Air Conditioner / Single Detached | 0 | 0 | 1700 | 0 | 0 | 0 | 0 | 0 | 0 | 0 | 0 | 0 | 0 | 0 | 0 | 0 | 0 | 0 | 0 | 0 | 0 | 0 | 0 | 0 | 0 | 0 | 0 | 0 | 0 | 0
1 | 100 | 104 | 100 104 19 SEER Split-System Air Conditioner / Single Detached | 0 | 0 | 3000 | 0 | 0 | 0 | 0 | 0 | 0 | 0 | 0 | 0 | 0 | 0 | 0 | 0 | 0 | 0 | 0 | 0 | 0 | 0 | 0 | 0 | 0 | 0 | 0 | 0 | 0 | 0
1 | 100 | 105 | 100 105 14 SEER Split-System Heat Pump / Single Detached | 0 | 0 | 1591.92 | 0 | 0 | 0 | 0 | 0 | 0 | 0 | 0 | 0 | 0 | 0 | 0 | 0 | 0 | 0 | 0 | 0 | 0 | 0 | 0 | 0 | 0 | 0 | 0 | 0 | 0 | 0
1 | 100 | 106 | 100 106 15 SEER Split-System Heat Pump / Single Detached | 0 | 0 | 2564.14 | 0 | 0 | 0 | 0 | 0 | 0 | 0 | 0 | 0 | 0 | 0 | 0 | 0 | 0 | 0 | 0 | 0 | 0 | 0 | 0 | 0 | 0 | 0 | 0 | 0 | 0 | 0
1 | 100 | 107 | 100 107 17 SEER Split-System Heat Pump / Single Detached | 0 | 0 | 4844.82 | 0 | 0 | 0 | 0 | 0 | 0 | 0 | 0 | 0 | 0 | 0 | 0 | 0 | 0 | 0 | 0 | 0 | 0 | 0 | 0 | 0 | 0 | 0 | 0 | 0 | 0 | 0
1 | 100 | 108 | 100 108 13 EER Geothermal Heat Pump / Single Detached | 0 | 0 | 11184.9 | 0 | 0 | 0 | 0 | 0 | 0 | 0 | 0 | 0 | 0 | 0 | 0 | 0 | 0 | 0 | 0 | 0 | 0 | 0 | 0 | 0 | 0 | 0 | 0 | 0 | 0 | 0
1 | 100 | 110 | 100 110 Attic Venting / Single Detached | 0 | 0 | 500 | 0 | 0 | 0 | 0 | 0 | 0 | 0 | 0 | 0 | 0 | 0 | 0 | 0 | 0 | 0 | 0 | 0 | 0 | 0 | 0 | 0 | 0 | 0 | 0 | 0 | 0 | 0
1 | 100 | 111 | 100 111 Sealed Attic w/Sprayed Foam Insulated Roof Deck / Single Detached | 0 | 0 | 3964.7 | 0 | 0 | 0 | 0 | 0 | 0 | 0 | 0 | 0 | 0 | 0 | 0 | 0 | 0 | 0 | 0 | 0 | 0 | 0 | 0 | 0 | 0 | 0 | 0 | 0 | 0 | 0
1 | 100 | 112 | 100 112 AC Maintenance (Outdoor Coil Cleaning) / Single Detached | 0 | 0 | 79 | 0 | 0 | 0 | 0 | 0 | 0 | 0 | 0 | 0 | 0 | 0 | 0 | 0 | 0 | 0 | 0 | 0 | 0 | 0 | 0 | 0 | 0 | 0 | 0 | 0 | 0 | 0
1 | 100 | 113 | 100 113 AC Maintenance (Indoor Coil Cleaning) / Single Detached | 0 | 0 | 79 | 0 | 0 | 0 | 0 | 0 | 0 | 0 | 0 | 0 | 0 | 0 | 0 | 0 | 0 | 0 | 0 | 0 | 0 | 0 | 0 | 0 | 0 | 0 | 0 | 0 | 0 | 0
1 | 100 | 114 | 100 114 Proper Refrigerant Charging and Air Flow / Single Detached | 0 | 0 | 79 | 0 | 0 | 0 | 0 | 0 | 0 | 0 | 0 | 0 | 0 | 0 | 0 | 0 | 0 | 0 | 0 | 0 | 0 | 0 | 0 | 0 | 0 | 0 | 0 | 0 | 0 | 0
1 | 100 | 115 | 100 115 Electronically Commutated Motors (ECM) on an Air Handler Unit / Single Detached | 0 | 0 | 133 | 0 | 0 | 0 | 0 | 0 | 0 | 0 | 0 | 0 | 0 | 0 | 0 | 0 | 0 | 0 | 0 | 0 | 0 | 0 | 0 | 0 | 0 | 0 | 0 | 0 | 0 | 0
1 | 100 | 116 | 100 116 Duct Repair / Single Detached | 0 | 0 | 185 | 0 | 0 | 0 | 0 | 0 | 0 | 0 | 0 | 0 | 0 | 0 | 0 | 0 | 0 | 0 | 0 | 0 | 0 | 0 | 0 | 0 | 0 | 0 | 0 | 0 | 0 | 0
1 | 100 | 117 | 100 117 Reflective Roof / Single Detached | 0 | 0 | 1441.7 | 0 | 0 | 0 | 0 | 0 | 0 | 0 | 0 | 0 | 0 | 0 | 0 | 0 | 0 | 0 | 0 | 0 | 0 | 0 | 0 | 0 | 0 | 0 | 0 | 0 | 0 | 0
1 | 100 | 118 | 100 118 Radient Barrier / Single Detached | 0 | 0 | 1009.2 | 0 | 0 | 0 | 0 | 0 | 0 | 0 | 0 | 0 | 0 | 0 | 0 | 0 | 0 | 0 | 0 | 0 | 0 | 0 | 0 | 0 | 0 | 0 | 0 | 0 | 0 | 0
1 | 100 | 119 | 100 119 Window Film / Single Detached | 0 | 0 | 510.7 | 0 | 0 | 0 | 0 | 0 | 0 | 0 | 0 | 0 | 0 | 0 | 0 | 0 | 0 | 0 | 0 | 0 | 0 | 0 | 0 | 0 | 0 | 0 | 0 | 0 | 0 | 0
1 | 100 | 120 | 100 120 Window Tinting / Single Detached | 0 | 0 | 510.7 | 0 | 0 | 0 | 0 | 0 | 0 | 0 | 0 | 0 | 0 | 0 | 0 | 0 | 0 | 0 | 0 | 0 | 0 | 0 | 0 | 0 | 0 | 0 | 0 | 0 | 0 | 0
1 | 100 | 121 | 100 121 Default Window With Sunscreen / Single Detached | 0 | 0 | 136.8 | 0 | 0 | 0 | 0 | 0 | 0 | 0 | 0 | 0 | 0 | 0 | 0 | 0 | 0 | 0 | 0 | 0 | 0 | 0 | 0 | 0 | 0 | 0 | 0 | 0 | 0 | 0
1 | 100 | 122 | 100 122 Single Pane Clear Windows to Double Pane Low-E Windows / Single Detached | 0 | 0 | 1878.51 | 0 | 0 | 0 | 0 | 0 | 0 | 0 | 0 | 0 | 0 | 0 | 0 | 0 | 0 | 0 | 0 | 0 | 0 | 0 | 0 | 0 | 0 | 0 | 0 | 0 | 0 | 0
1 | 100 | 124 | 100 124 Ceiling R-0 to R-19 Insulation / Single Detached | 0 | 0 | 640.8 | 0 | 0 | 0 | 0 | 0 | 0 | 0 | 0 | 0 | 0 | 0 | 0 | 0 | 0 | 0 | 0 | 0 | 0 | 0 | 0 | 0 | 0 | 0 | 0 | 0 | 0 | 0
1 | 100 | 125 | 100 125 Ceiling R-19 to R-38 Insulation / Single Detached | 0 | 0 | 1199 | 0 | 0 | 0 | 0 | 0 | 0 | 0 | 0 | 0 | 0 | 0 | 0 | 0 | 0 | 0 | 0 | 0 | 0 | 0 | 0 | 0 | 0 | 0 | 0 | 0 | 0 | 0
1 | 100 | 126 | 100 126 Wall 2x4 R-0 to Blow-In R-13 Insulation / Single Detached | 0 | 0 | 3798.3 | 0 | 0 | 0 | 0 | 0 | 0 | 0 | 0 | 0 | 0 | 0 | 0 | 0 | 0 | 0 | 0 | 0 | 0 | 0 | 0 | 0 | 0 | 0 | 0 | 0 | 0 | 0
1 | 100 | 127 | 100 127 Weather Strip/Caulk w/Blower Door / Single Detached | 0 | 0 | 400 | 0 | 0 | 0 | 0 | 0 | 0 | 0 | 0 | 0 | 0 | 0 | 0 | 0 | 0 | 0 | 0 | 0 | 0 | 0 | 0 | 0 | 0 | 0 | 0 | 0 | 0 | 0
1 | 130 | 132 | 130 132 15 SEER Split-System Heat Pump / Single Detached | 0 | 0 | 400 | 0 | 0 | 0 | 0 | 0 | 0 | 0 | 0 | 0 | 0 | 0 | 0 | 0 | 0 | 0 | 0 | 0 | 0 | 0 | 0 | 0 | 0 | 0 | 0 | 0 | 0 | 0
1 | 130 | 133 | 130 133 17 SEER Split-System Heat Pump / Single Detached | 0 | 0 | 2000 | 0 | 0 | 0 | 0 | 0 | 0 | 0 | 0 | 0 | 0 | 0 | 0 | 0 | 0 | 0 | 0 | 0 | 0 | 0 | 0 | 0 | 0 | 0 | 0 | 0 | 0 | 0
1 | 130 | 134 | 130 134 13 EER Geothermal Heat Pump / Single Detached | 0 | 0 | 11184.9 | 0 | 0 | 0 | 0 | 0 | 0 | 0 | 0 | 0 | 0 | 0 | 0 | 0 | 0 | 0 | 0 | 0 | 0 | 0 | 0 | 0 | 0 | 0 | 0 | 0 | 0 | 0
1 | 130 | 136 | 130 136 Attic Venting / Single Detached | 0 | 0 | 141 | 0 | 0 | 0 | 0 | 0 | 0 | 0 | 0 | 0 | 0 | 0 | 0 | 0 | 0 | 0 | 0 | 0 | 0 | 0 | 0 | 0 | 0 | 0 | 0 | 0 | 0 | 0
1 | 130 | 137 | 130 137 Sealed Attics / Single Detached | 0 | 0 | 3964.7 | 0 | 0 | 0 | 0 | 0 | 0 | 0 | 0 | 0 | 0 | 0 | 0 | 0 | 0 | 0 | 0 | 0 | 0 | 0 | 0 | 0 | 0 | 0 | 0 | 0 | 0 | 0
1 | 130 | 138 | 130 138 AC Maintenance (Outdoor Coil Cleaning) / Single Detached | 0 | 0 | 88 | 0 | 0 | 0 | 0 | 0 | 0 | 0 | 0 | 0 | 0 | 0 | 0 | 0 | 0 | 0 | 0 | 0 | 0 | 0 | 0 | 0 | 0 | 0 | 0 | 0 | 0 | 0
1 | 130 | 139 | 130 139 AC Maintenance (Indoor Coil Cleaning) / Single Detached | 0 | 0 | 79 | 0 | 0 | 0 | 0 | 0 | 0 | 0 | 0 | 0 | 0 | 0 | 0 | 0 | 0 | 0 | 0 | 0 | 0 | 0 | 0 | 0 | 0 | 0 | 0 | 0 | 0 | 0
1 | 130 | 140 | 130 140 Proper Refrigerant Charging and Air Flow / Single Detached | 0 | 0 | 79 | 0 | 0 | 0 | 0 | 0 | 0 | 0 | 0 | 0 | 0 | 0 | 0 | 0 | 0 | 0 | 0 | 0 | 0 | 0 | 0 | 0 | 0 | 0 | 0 | 0 | 0 | 0
1 | 130 | 141 | 130 141 Electronically Commutated Motors (ECM) on an Air Handler Unit / Single Detached | 0 | 0 | 450 | 0 | 0 | 0 | 0 | 0 | 0 | 0 | 0 | 0 | 0 | 0 | 0 | 0 | 0 | 0 | 0 | 0 | 0 | 0 | 0 | 0 | 0 | 0 | 0 | 0 | 0 | 0
1 | 130 | 142 | 130 142 Duct Repair / Single Detached | 0 | 0 | 185 | 0 | 0 | 0 | 0 | 0 | 0 | 0 | 0 | 0 | 0 | 0 | 0 | 0 | 0 | 0 | 0 | 0 | 0 | 0 | 0 | 0 | 0 | 0 | 0 | 0 | 0 | 0
1 | 130 | 143 | 130 143 Reflective Roof / Single Detached | 0 | 0 | 1441.7 | 0 | 0 | 0 | 0 | 0 | 0 | 0 | 0 | 0 | 0 | 0 | 0 | 0 | 0 | 0 | 0 | 0 | 0 | 0 | 0 | 0 | 0 | 0 | 0 | 0 | 0 | 0
1 | 130 | 144 | 130 144 Radient Barrier / Single Detached | 0 | 0 | 1009.2 | 0 | 0 | 0 | 0 | 0 | 0 | 0 | 0 | 0 | 0 | 0 | 0 | 0 | 0 | 0 | 0 | 0 | 0 | 0 | 0 | 0 | 0 | 0 | 0 | 0 | 0 | 0
1 | 130 | 145 | 130 145 Window Film / Single Detached | 0 | 0 | 510.7 | 0 | 0 | 0 | 0 | 0 | 0 | 0 | 0 | 0 | 0 | 0 | 0 | 0 | 0 | 0 | 0 | 0 | 0 | 0 | 0 | 0 | 0 | 0 | 0 | 0 | 0 | 0
1 | 130 | 146 | 130 146 Window Tinting / Single Detached | 0 | 0 | 510.7 | 0 | 0 | 0 | 0 | 0 | 0 | 0 | 0 | 0 | 0 | 0 | 0 | 0 | 0 | 0 | 0 | 0 | 0 | 0 | 0 | 0 | 0 | 0 | 0 | 0 | 0 | 0
1 | 130 | 147 | 130 147 Default Window With Sunscreen / Single Detached | 0 | 0 | 150.4 | 0 | 0 | 0 | 0 | 0 | 0 | 0 | 0 | 0 | 0 | 0 | 0 | 0 | 0 | 0 | 0 | 0 | 0 | 0 | 0 | 0 | 0 | 0 | 0 | 0 | 0 | 0
1 | 130 | 148 | 130 148 Single Pane Clear Windows to Double Pane Low-E Windows / Single Detached | 0 | 0 | 1827 | 0 | 0 | 0 | 0 | 0 | 0 | 0 | 0 | 0 | 0 | 0 | 0 | 0 | 0 | 0 | 0 | 0 | 0 | 0 | 0 | 0 | 0 | 0 | 0 | 0 | 0 | 0
1 | 130 | 150 | 130 150 Ceiling R-0 to R-19 Insulation / Single Detached | 0 | 0 | 640.8 | 0 | 0 | 0 | 0 | 0 | 0 | 0 | 0 | 0 | 0 | 0 | 0 | 0 | 0 | 0 | 0 | 0 | 0 | 0 | 0 | 0 | 0 | 0 | 0 | 0 | 0 | 0
1 | 130 | 151 | 130 151 Ceiling R-19 to R-38 Insulation / Single Detached | 0 | 0 | 1199 | 0 | 0 | 0 | 0 | 0 | 0 | 0 | 0 | 0 | 0 | 0 | 0 | 0 | 0 | 0 | 0 | 0 | 0 | 0 | 0 | 0 | 0 | 0 | 0 | 0 | 0 | 0
1 | 130 | 152 | 130 152 Wall 2x4 R-0 to Blow-In R-13 Insulation / Single Detached | 0 | 0 | 3798.3 | 0 | 0 | 0 | 0 | 0 | 0 | 0 | 0 | 0 | 0 | 0 | 0 | 0 | 0 | 0 | 0 | 0 | 0 | 0 | 0 | 0 | 0 | 0 | 0 | 0 | 0 | 0
1 | 130 | 153 | 130 153 Weather Strip/Caulk w/Blower Door / Single Detached | 0 | 0 | 400 | 0 | 0 | 0 | 0 | 0 | 0 | 0 | 0 | 0 | 0 | 0 | 0 | 0 | 0 | 0 | 0 | 0 | 0 | 0 | 0 | 0 | 0 | 0 | 0 | 0 | 0 | 0
1 | 190 | 191 | 190 191 HE Room Air Conditioner - EER 11 / Single Detached | 0 | 0 | 100 | 0 | 0 | 0 | 0 | 0 | 0 | 0 | 0 | 0 | 0 | 0 | 0 | 0 | 0 | 0 | 0 | 0 | 0 | 0 | 0 | 0 | 0 | 0 | 0 | 0 | 0 | 0
1 | 190 | 192 | 190 192 HE Room Air Conditioner - EER 12 / Single Detached | 0 | 0 | 210 | 0 | 0 | 0 | 0 | 0 | 0 | 0 | 0 | 0 | 0 | 0 | 0 | 0 | 0 | 0 | 0 | 0 | 0 | 0 | 0 | 0 | 0 | 0 | 0 | 0 | 0 | 0
1 | 190 | 196 | 190 196 Reflective Roof / Single Detached | 0 | 0 | 1441.7 | 0 | 0 | 0 | 0 | 0 | 0 | 0 | 0 | 0 | 0 | 0 | 0 | 0 | 0 | 0 | 0 | 0 | 0 | 0 | 0 | 0 | 0 | 0 | 0 | 0 | 0 | 0
1 | 190 | 197 | 190 197 Window Film / Single Detached | 0 | 0 | 510.7 | 0 | 0 | 0 | 0 | 0 | 0 | 0 | 0 | 0 | 0 | 0 | 0 | 0 | 0 | 0 | 0 | 0 | 0 | 0 | 0 | 0 | 0 | 0 | 0 | 0 | 0 | 0
1 | 190 | 198 | 190 198 Window Tinting / Single Detached | 0 | 0 | 510.7 | 0 | 0 | 0 | 0 | 0 | 0 | 0 | 0 | 0 | 0 | 0 | 0 | 0 | 0 | 0 | 0 | 0 | 0 | 0 | 0 | 0 | 0 | 0 | 0 | 0 | 0 | 0
1 | 190 | 199 | 190 199 Default Window With Sunscreen / Single Detached | 0 | 0 | 150.4 | 0 | 0 | 0 | 0 | 0 | 0 | 0 | 0 | 0 | 0 | 0 | 0 | 0 | 0 | 0 | 0 | 0 | 0 | 0 | 0 | 0 | 0 | 0 | 0 | 0 | 0 | 0
1 | 190 | 200 | 190 200 Single Pane Clear Windows to Double Pane Low-E Windows / Single Detached | 0 | 0 | 1878.51 | 0 | 0 | 0 | 0 | 0 | 0 | 0 | 0 | 0 | 0 | 0 | 0 | 0 | 0 | 0 | 0 | 0 | 0 | 0 | 0 | 0 | 0 | 0 | 0 | 0 | 0 | 0
1 | 190 | 202 | 190 202 Ceiling R-0 to R-19 Insulation / Single Detached | 0 | 0 | 640.8 | 0 | 0 | 0 | 0 | 0 | 0 | 0 | 0 | 0 | 0 | 0 | 0 | 0 | 0 | 0 | 0 | 0 | 0 | 0 | 0 | 0 | 0 | 0 | 0 | 0 | 0 | 0
1 | 190 | 203 | 190 203 Ceiling R-19 to R-38 Insulation / Single Detached | 0 | 0 | 1199 | 0 | 0 | 0 | 0 | 0 | 0 | 0 | 0 | 0 | 0 | 0 | 0 | 0 | 0 | 0 | 0 | 0 | 0 | 0 | 0 | 0 | 0 | 0 | 0 | 0 | 0 | 0
1 | 190 | 204 | 190 204 Wall 2x4 R-0 to Blow-In R-13 Insulation / Single Detached | 0 | 0 | 3798.3 | 0 | 0 | 0 | 0 | 0 | 0 | 0 | 0 | 0 | 0 | 0 | 0 | 0 | 0 | 0 | 0 | 0 | 0 | 0 | 0 | 0 | 0 | 0 | 0 | 0 | 0 | 0
1 | 190 | 205 | 190 205 Weather Strip/Caulk w/Blower Door / Single Detached | 0 | 0 | 400 | 0 | 0 | 0 | 0 | 0 | 0 | 0 | 0 | 0 | 0 | 0 | 0 | 0 | 0 | 0 | 0 | 0 | 0 | 0 | 0 | 0 | 0 | 0 | 0 | 0 | 0 | 0
1 | 220 | 221 | 220 221 CFL (18-Watt integral ballast), 0.5 hr/day / Single Detached | 0 | 0 | 14.72 | 0 | 0 | 0 | 0 | 0 | 0 | 0 | 0 | 0 | 0 | 0 | 0 | 0 | 0 | 0 | 0 | 0 | 0 | 0 | 0 | 0 | 0 | 0 | 0 | 0 | 0 | 0
1 | 230 | 231 | 230 231 CFL (18-Watt integral ballast), 2.5 hr/day / Single Detached | 0 | 0 | 25.76 | 0 | 0 | 0 | 0 | 0 | 0 | 0 | 0 | 0 | 0 | 0 | 0 | 0 | 0 | 0 | 0 | 0 | 0 | 0 | 0 | 0 | 0 | 0 | 0 | 0 | 0 | 0
1 | 240 | 241 | 240 241 CFL (18-Watt integral ballast), 6.0 hr/day / Single Detached | 0 | 0 | 5.52 | 0 | 0 | 0 | 0 | 0 | 0 | 0 | 0 | 0 | 0 | 0 | 0 | 0 | 0 | 0 | 0 | 0 | 0 | 0 | 0 | 0 | 0 | 0 | 0 | 0 | 0 | 0
1 | 250 | 251 | 250 251 ROB 2L4'T8, 1EB / Single Detached | 0 | 0 | 0.7 | 0 | 0 | 0 | 0 | 0 | 0 | 0 | 0 | 0 | 0 | 0 | 0 | 0 | 0 | 0 | 0 | 0 | 0 | 0 | 0 | 0 | 0 | 0 | 0 | 0 | 0 | 0
1 | 250 | 252 | 250 252 RET 2L4'T8, 1EB / Single Detached | 0 | 0 | 0.7 | 0 | 0 | 0 | 0 | 0 | 0 | 0 | 0 | 0 | 0 | 0 | 0 | 0 | 0 | 0 | 0 | 0 | 0 | 0 | 0 | 0 | 0 | 0 | 0 | 0 | 0 | 0
1 | 260 | 261 | 260 261 CFL - medium screw based <30 Watts / Single Detached | 0 | 0 | 8 | 0 | 0 | 0 | 0 | 0 | 0 | 0 | 0 | 0 | 0 | 0 | 0 | 0 | 0 | 0 | 0 | 0 | 0 | 0 | 0 | 0 | 0 | 0 | 0 | 0 | 0 | 0
1 | 260 | 262 | 260 262 Photocell/timeclock / Single Detached | 0 | 0 | 8 | 0 | 0 | 0 | 0 | 0 | 0 | 0 | 0 | 0 | 0 | 0 | 0 | 0 | 0 | 0 | 0 | 0 | 0 | 0 | 0 | 0 | 0 | 0 | 0 | 0 | 0 | 0
1 | 300 | 301 | 300 301 HE Refrigerator - Energy Star version of above / Single Detached | 0 | 0 | 99.2 | 0 | 0 | 0 | 0 | 0 | 0 | 0 | 0 | 0 | 0 | 0 | 0 | 0 | 0 | 0 | 0 | 0 | 0 | 0 | 0 | 0 | 0 | 0 | 0 | 0 | 0 | 0
1 | 350 | 351 | 350 351 HE Freezer / Single Detached | 0 | 0 | 49.8 | 0 | 0 | 0 | 0 | 0 | 0 | 0 | 0 | 0 | 0 | 0 | 0 | 0 | 0 | 0 | 0 | 0 | 0 | 0 | 0 | 0 | 0 | 0 | 0 | 0 | 0 | 0
1 | 400 | 401 | 400 401 Heat Pump Water Heater (EF=2.9) / Single Detached | 0 | 0 | 891 | 0 | 0 | 0 | 0 | 0 | 0 | 0 | 0 | 0 | 0 | 0 | 0 | 0 | 0 | 0 | 0 | 0 | 0 | 0 | 0 | 0 | 0 | 0 | 0 | 0 | 0 | 0
1 | 400 | 403 | 400 403 Solar Water Heat / Single Detached | 0 | 0 | 3892 | 0 | 0 | 0 | 0 | 0 | 0 | 0 | 0 | 0 | 0 | 0 | 0 | 0 | 0 | 0 | 0 | 0 | 0 | 0 | 0 | 0 | 0 | 0 | 0 | 0 | 0 | 0
1 | 400 | 404 | 400 404 AC Heat Recovery Units / Single Detached | 0 | 0 | 525 | 0 | 0 | 0 | 0 | 0 | 0 | 0 | 0 | 0 | 0 | 0 | 0 | 0 | 0 | 0 | 0 | 0 | 0 | 0 | 0 | 0 | 0 | 0 | 0 | 0 | 0 | 0
1 | 400 | 405 | 400 405 Low Flow Showerhead / Single Detached | 0 | 0 | 13 | 0 | 0 | 0 | 0 | 0 | 0 | 0 | 0 | 0 | 0 | 0 | 0 | 0 | 0 | 0 | 0 | 0 | 0 | 0 | 0 | 0 | 0 | 0 | 0 | 0 | 0 | 0
1 | 400 | 406 | 400 406 Pipe Wrap / Single Detached | 0 | 0 | 10 | 0 | 0 | 0 | 0 | 0 | 0 | 0 | 0 | 0 | 0 | 0 | 0 | 0 | 0 | 0 | 0 | 0 | 0 | 0 | 0 | 0 | 0 | 0 | 0 | 0 | 0 | 0
1 | 400 | 407 | 400 407 Faucet Aerators / Single Detached | 0 | 0 | 4 | 0 | 0 | 0 | 0 | 0 | 0 | 0 | 0 | 0 | 0 | 0 | 0 | 0 | 0 | 0 | 0 | 0 | 0 | 0 | 0 | 0 | 0 | 0 | 0 | 0 | 0 | 0
1 | 400 | 408 | 400 408 Water Heater Blanket / Single Detached | 0 | 0 | 21 | 0 | 0 | 0 | 0 | 0 | 0 | 0 | 0 | 0 | 0 | 0 | 0 | 0 | 0 | 0 | 0 | 0 | 0 | 0 | 0 | 0 | 0 | 0 | 0 | 0 | 0 | 0
1 | 400 | 409 | 400 409 Water Heater Temperature Check and Adjustment / Single Detached | 0 | 0 | 5 | 0 | 0 | 0 | 0 | 0 | 0 | 0 | 0 | 0 | 0 | 0 | 0 | 0 | 0 | 0 | 0 | 0 | 0 | 0 | 0 | 0 | 0 | 0 | 0 | 0 | 0 | 0
1 | 400 | 410 | 400 410 Water Heater Timeclock / Single Detached | 0 | 0 | 46 | 0 | 0 | 0 | 0 | 0 | 0 | 0 | 0 | 0 | 0 | 0 | 0 | 0 | 0 | 0 | 0 | 0 | 0 | 0 | 0 | 0 | 0 | 0 | 0 | 0 | 0 | 0
1 | 400 | 411 | 400 411 Heat Trap / Single Detached | 0 | 0 | 17 | 0 | 0 | 0 | 0 | 0 | 0 | 0 | 0 | 0 | 0 | 0 | 0 | 0 | 0 | 0 | 0 | 0 | 0 | 0 | 0 | 0 | 0 | 0 | 0 | 0 | 0 | 0
1 | 500 | 502 | 500 502 Energy Star CW CEE Tier 2 (MEF=2.0) / Single Detached | 0 | 0 | 185.25 | 0 | 0 | 0 | 0 | 0 | 0 | 0 | 0 | 0 | 0 | 0 | 0 | 0 | 0 | 0 | 0 | 0 | 0 | 0 | 0 | 0 | 0 | 0 | 0 | 0 | 0 | 0
1 | 500 | 503 | 500 503 Energy Star CW CEE Tier 3 (MEF=2.2) / Single Detached | 0 | 0 | 313.67 | 0 | 0 | 0 | 0 | 0 | 0 | 0 | 0 | 0 | 0 | 0 | 0 | 0 | 0 | 0 | 0 | 0 | 0 | 0 | 0 | 0 | 0 | 0 | 0 | 0 | 0 | 0
1 | 700 | 701 | 700 701 Energy Star DW (EF=0.68) / Single Detached | 0 | 0 | 263 | 0 | 0 | 0 | 0 | 0 | 0 | 0 | 0 | 0 | 0 | 0 | 0 | 0 | 0 | 0 | 0 | 0 | 0 | 0 | 0 | 0 | 0 | 0 | 0 | 0 | 0 | 0
1 | 800 | 801 | 800 801 Two Speed Pool Pump (1.5 hp) / Single Detached | 0 | 0 | 245 | 0 | 0 | 0 | 0 | 0 | 0 | 0 | 0 | 0 | 0 | 0 | 0 | 0 | 0 | 0 | 0 | 0 | 0 | 0 | 0 | 0 | 0 | 0 | 0 | 0 | 0 | 0
1 | 800 | 802 | 800 802 High Efficiency One Speed Pool Pump (1.5 hp) / Single Detached | 0 | 0 | 80 | 0 | 0 | 0 | 0 | 0 | 0 | 0 | 0 | 0 | 0 | 0 | 0 | 0 | 0 | 0 | 0 | 0 | 0 | 0 | 0 | 0 | 0 | 0 | 0 | 0 | 0 | 0
1 | 800 | 803 | 800 803 Variable-Speed Pool Pump (<1 hp) / Single Detached | 0 | 0 | 850 | 0 | 0 | 0 | 0 | 0 | 0 | 0 | 0 | 0 | 0 | 0 | 0 | 0 | 0 | 0 | 0 | 0 | 0 | 0 | 0 | 0 | 0 | 0 | 0 | 0 | 0 | 0
1 | 800 | 804 | 800 804 PV-Powered Pool Pumps / Single Detached | 0 | 0 | 4900 | 0 | 0 | 0 | 0 | 0 | 0 | 0 | 0 | 0 | 0 | 0 | 0 | 0 | 0 | 0 | 0 | 0 | 0 | 0 | 0 | 0 | 0 | 0 | 0 | 0 | 0 | 0
1 | 900 | 901 | 900 901 Energy Star TV / Single Detached | 0 | 0 | 0 | 0 | 0 | 0 | 0 | 0 | 0 | 0 | 0 | 0 | 0 | 0 | 0 | 0 | 0 | 0 | 0 | 0 | 0 | 0 | 0 | 0 | 0 | 0 | 0 | 0 | 0 | 0
1 | 910 | 911 | 910 911 Energy Star TV / Single Detached | 0 | 0 | 0 | 0 | 0 | 0 | 0 | 0 | 0 | 0 | 0 | 0 | 0 | 0 | 0 | 0 | 0 | 0 | 0 | 0 | 0 | 0 | 0 | 0 | 0 | 0 | 0 | 0 | 0 | 0
1 | 920 | 921 | 920 921 Energy Star Set-Top Box / Single Detached | 0 | 0 | 0 | 0 | 0 | 0 | 0 | 0 | 0 | 0 | 0 | 0 | 0 | 0 | 0 | 0 | 0 | 0 | 0 | 0 | 0 | 0 | 0 | 0 | 0 | 0 | 0 | 0 | 0 | 0
1 | 930 | 931 | 930 931 Energy Star DVD Player / Single Detached | 0 | 0 | 0 | 0 | 0 | 0 | 0 | 0 | 0 | 0 | 0 | 0 | 0 | 0 | 0 | 0 | 0 | 0 | 0 | 0 | 0 | 0 | 0 | 0 | 0 | 0 | 0 | 0 | 0 | 0
1 | 940 | 941 | 940 941 Energy Star VCR / Single Detached | 0 | 0 | 0 | 0 | 0 | 0 | 0 | 0 | 0 | 0 | 0 | 0 | 0 | 0 | 0 | 0 | 0 | 0 | 0 | 0 | 0 | 0 | 0 | 0 | 0 | 0 | 0 | 0 | 0 | 0
1 | 950 | 951 | 950 951 Energy Star Desktop PC / Single Detached | 0 | 0 | 0 | 0 | 0 | 0 | 0 | 0 | 0 | 0 | 0 | 0 | 0 | 0 | 0 | 0 | 0 | 0 | 0 | 0 | 0 | 0 | 0 | 0 | 0 | 0 | 0 | 0 | 0 | 0
1 | 960 | 961 | 960 961 Energy Star Laptop PC / Single Detached | 0 | 0 | 0 | 0 | 0 | 0 | 0 | 0 | 0 | 0 | 0 | 0 | 0 | 0 | 0 | 0 | 0 | 0 | 0 | 0 | 0 | 0 | 0 | 0 | 0 | 0 | 0 | 0 | 0 | 0
2 | 100 | 102 | 100 102 15 SEER Split-System Air Conditioner / Multi Attached | 0 | 0 | 400 | 0 | 0 | 0 | 0 | 0 | 0 | 0 | 0 | 0 | 0 | 0 | 0 | 0 | 0 | 0 | 0 | 0 | 0 | 0 | 0 | 0 | 0 | 0 | 0 | 0 | 0 | 0
2 | 100 | 103 | 100 103 17 SEER Split-System Air Conditioner / Multi Attached | 0 | 0 | 1700 | 0 | 0 | 0 | 0 | 0 | 0 | 0 | 0 | 0 | 0 | 0 | 0 | 0 | 0 | 0 | 0 | 0 | 0 | 0 | 0 | 0 | 0 | 0 | 0 | 0 | 0 | 0
2 | 100 | 104 | 100 104 19 SEER Split-System Air Conditioner / Multi Attached | 0 | 0 | 3000 | 0 | 0 | 0 | 0 | 0 | 0 | 0 | 0 | 0 | 0 | 0 | 0 | 0 | 0 | 0 | 0 | 0 | 0 | 0 | 0 | 0 | 0 | 0 | 0 | 0 | 0 | 0
2 | 100 | 105 | 100 105 14 SEER Split-System Heat Pump / Multi Attached | 0 | 0 | 300 | 0 | 0 | 0 | 0 | 0 | 0 | 0 | 0 | 0 | 0 | 0 | 0 | 0 | 0 | 0 | 0 | 0 | 0 | 0 | 0 | 0 | 0 | 0 | 0 | 0 | 0 | 0
2 | 100 | 106 | 100 106 15 SEER Split-System Heat Pump / Multi Attached | 0 | 0 | 2629.38 | 0 | 0 | 0 | 0 | 0 | 0 | 0 | 0 | 0 | 0 | 0 | 0 | 0 | 0 | 0 | 0 | 0 | 0 | 0 | 0 | 0 | 0 | 0 | 0 | 0 | 0 | 0
2 | 100 | 107 | 100 107 17 SEER Split-System Heat Pump / Multi Attached | 0 | 0 | 4844.82 | 0 | 0 | 0 | 0 | 0 | 0 | 0 | 0 | 0 | 0 | 0 | 0 | 0 | 0 | 0 | 0 | 0 | 0 | 0 | 0 | 0 | 0 | 0 | 0 | 0 | 0 | 0
2 | 100 | 108 | 100 108 13 EER Geothermal Heat Pump / Multi Attached | 0 | 0 | 11184.9 | 0 | 0 | 0 | 0 | 0 | 0 | 0 | 0 | 0 | 0 | 0 | 0 | 0 | 0 | 0 | 0 | 0 | 0 | 0 | 0 | 0 | 0 | 0 | 0 | 0 | 0 | 0
2 | 100 | 109 | 100 109 HVAC Proper Sizing / Multi Attached | 0 | 0 | 0 | 0 | 0 | 0 | 0 | 0 | 0 | 0 | 0 | 0 | 0 | 0 | 0 | 0 | 0 | 0 | 0 | 0 | 0 | 0 | 0 | 0 | 0 | 0 | 0 | 0 | 0 | 0
2 | 100 | 110 | 100 110 Attic Venting / Multi Attached | 0 | 0 | 500 | 0 | 0 | 0 | 0 | 0 | 0 | 0 | 0 | 0 | 0 | 0 | 0 | 0 | 0 | 0 | 0 | 0 | 0 | 0 | 0 | 0 | 0 | 0 | 0 | 0 | 0 | 0
2 | 100 | 111 | 100 111 Sealed Attic w/Sprayed Foam Insulated Roof Deck / Multi Attached | 0 | 0 | 2297.3 | 0 | 0 | 0 | 0 | 0 | 0 | 0 | 0 | 0 | 0 | 0 | 0 | 0 | 0 | 0 | 0 | 0 | 0 | 0 | 0 | 0 | 0 | 0 | 0 | 0 | 0 | 0
2 | 100 | 112 | 100 112 AC Maintenance (Outdoor Coil Cleaning) / Multi Attached | 0 | 0 | 79 | 0 | 0 | 0 | 0 | 0 | 0 | 0 | 0 | 0 | 0 | 0 | 0 | 0 | 0 | 0 | 0 | 0 | 0 | 0 | 0 | 0 | 0 | 0 | 0 | 0 | 0 | 0
2 | 100 | 113 | 100 113 AC Maintenance (Indoor Coil Cleaning) / Multi Attached | 0 | 0 | 79 | 0 | 0 | 0 | 0 | 0 | 0 | 0 | 0 | 0 | 0 | 0 | 0 | 0 | 0 | 0 | 0 | 0 | 0 | 0 | 0 | 0 | 0 | 0 | 0 | 0 | 0 | 0
2 | 100 | 114 | 100 114 Proper Refrigerant Charging and Air Flow / Multi Attached | 0 | 0 | 79 | 0 | 0 | 0 | 0 | 0 | 0 | 0 | 0 | 0 | 0 | 0 | 0 | 0 | 0 | 0 | 0 | 0 | 0 | 0 | 0 | 0 | 0 | 0 | 0 | 0 | 0 | 0
2 | 100 | 115 | 100 115 Electronically Commutated Motors (ECM) on an Air Handler Unit / Multi Attached | 0 | 0 | 89.9 | 0 | 0 | 0 | 0 | 0 | 0 | 0 | 0 | 0 | 0 | 0 | 0 | 0 | 0 | 0 | 0 | 0 | 0 | 0 | 0 | 0 | 0 | 0 | 0 | 0 | 0 | 0
2 | 100 | 116 | 100 116 Duct Repair / Multi Attached | 0 | 0 | 185 | 0 | 0 | 0 | 0 | 0 | 0 | 0 | 0 | 0 | 0 | 0 | 0 | 0 | 0 | 0 | 0 | 0 | 0 | 0 | 0 | 0 | 0 | 0 | 0 | 0 | 0 | 0
2 | 100 | 117 | 100 117 Reflective Roof / Multi Attached | 0 | 0 | 835.4 | 0 | 0 | 0 | 0 | 0 | 0 | 0 | 0 | 0 | 0 | 0 | 0 | 0 | 0 | 0 | 0 | 0 | 0 | 0 | 0 | 0 | 0 | 0 | 0 | 0 | 0 | 0
2 | 100 | 118 | 100 118 Radient Barrier / Multi Attached | 0 | 0 | 584.7 | 0 | 0 | 0 | 0 | 0 | 0 | 0 | 0 | 0 | 0 | 0 | 0 | 0 | 0 | 0 | 0 | 0 | 0 | 0 | 0 | 0 | 0 | 0 | 0 | 0 | 0 | 0
2 | 100 | 119 | 100 119 Window Film / Multi Attached | 0 | 0 | 116.1 | 0 | 0 | 0 | 0 | 0 | 0 | 0 | 0 | 0 | 0 | 0 | 0 | 0 | 0 | 0 | 0 | 0 | 0 | 0 | 0 | 0 | 0 | 0 | 0 | 0 | 0 | 0
2 | 100 | 120 | 100 120 Window Tinting / Multi Attached | 0 | 0 | 116.1 | 0 | 0 | 0 | 0 | 0 | 0 | 0 | 0 | 0 | 0 | 0 | 0 | 0 | 0 | 0 | 0 | 0 | 0 | 0 | 0 | 0 | 0 | 0 | 0 | 0 | 0 | 0
2 | 100 | 121 | 100 121 Default Window With Sunscreen / Multi Attached | 0 | 0 | 31.1 | 0 | 0 | 0 | 0 | 0 | 0 | 0 | 0 | 0 | 0 | 0 | 0 | 0 | 0 | 0 | 0 | 0 | 0 | 0 | 0 | 0 | 0 | 0 | 0 | 0 | 0 | 0
2 | 100 | 122 | 100 122 Single Pane Clear Windows to Double Pane Low-E Windows / Multi Attached | 0 | 0 | 427 | 0 | 0 | 0 | 0 | 0 | 0 | 0 | 0 | 0 | 0 | 0 | 0 | 0 | 0 | 0 | 0 | 0 | 0 | 0 | 0 | 0 | 0 | 0 | 0 | 0 | 0 | 0
2 | 100 | 124 | 100 124 Ceiling R-0 to R-19 Insulation / Multi Attached | 0 | 0 | 371.3 | 0 | 0 | 0 | 0 | 0 | 0 | 0 | 0 | 0 | 0 | 0 | 0 | 0 | 0 | 0 | 0 | 0 | 0 | 0 | 0 | 0 | 0 | 0 | 0 | 0 | 0 | 0
2 | 100 | 125 | 100 125 Ceiling R-19 to R-38 Insulation / Multi Attached | 0 | 0 | 694.8 | 0 | 0 | 0 | 0 | 0 | 0 | 0 | 0 | 0 | 0 | 0 | 0 | 0 | 0 | 0 | 0 | 0 | 0 | 0 | 0 | 0 | 0 | 0 | 0 | 0 | 0 | 0
2 | 100 | 126 | 100 126 Wall 2x4 R-0 to Blow-In R-13 Insulation / Multi Attached | 0 | 0 | 859.5 | 0 | 0 | 0 | 0 | 0 | 0 | 0 | 0 | 0 | 0 | 0 | 0 | 0 | 0 | 0 | 0 | 0 | 0 | 0 | 0 | 0 | 0 | 0 | 0 | 0 | 0 | 0
2 | 100 | 127 | 100 127 Weather Strip/Caulk w/Blower Door / Multi Attached | 0 | 0 | 400 | 0 | 0 | 0 | 0 | 0 | 0 | 0 | 0 | 0 | 0 | 0 | 0 | 0 | 0 | 0 | 0 | 0 | 0 | 0 | 0 | 0 | 0 | 0 | 0 | 0 | 0 | 0
2 | 130 | 132 | 130 132 15 SEER Split-System Heat Pump / Multi Attached | 0 | 0 | 400 | 0 | 0 | 0 | 0 | 0 | 0 | 0 | 0 | 0 | 0 | 0 | 0 | 0 | 0 | 0 | 0 | 0 | 0 | 0 | 0 | 0 | 0 | 0 | 0 | 0 | 0 | 0
2 | 130 | 133 | 130 133 17 SEER Split-System Heat Pump / Multi Attached | 0 | 0 | 2000 | 0 | 0 | 0 | 0 | 0 | 0 | 0 | 0 | 0 | 0 | 0 | 0 | 0 | 0 | 0 | 0 | 0 | 0 | 0 | 0 | 0 | 0 | 0 | 0 | 0 | 0 | 0
2 | 130 | 134 | 130 134 13 EER Geothermal Heat Pump / Multi Attached | 0 | 0 | 11184.9 | 0 | 0 | 0 | 0 | 0 | 0 | 0 | 0 | 0 | 0 | 0 | 0 | 0 | 0 | 0 | 0 | 0 | 0 | 0 | 0 | 0 | 0 | 0 | 0 | 0 | 0 | 0
2 | 130 | 136 | 130 136 Attic Venting / Multi Attached | 0 | 0 | 141 | 0 | 0 | 0 | 0 | 0 | 0 | 0 | 0 | 0 | 0 | 0 | 0 | 0 | 0 | 0 | 0 | 0 | 0 | 0 | 0 | 0 | 0 | 0 | 0 | 0 | 0 | 0
2 | 130 | 137 | 130 137 Sealed Attics / Multi Attached | 0 | 0 | 2297.3 | 0 | 0 | 0 | 0 | 0 | 0 | 0 | 0 | 0 | 0 | 0 | 0 | 0 | 0 | 0 | 0 | 0 | 0 | 0 | 0 | 0 | 0 | 0 | 0 | 0 | 0 | 0
2 | 130 | 138 | 130 138 AC Maintenance (Outdoor Coil Cleaning) / Multi Attached | 0 | 0 | 79 | 0 | 0 | 0 | 0 | 0 | 0 | 0 | 0 | 0 | 0 | 0 | 0 | 0 | 0 | 0 | 0 | 0 | 0 | 0 | 0 | 0 | 0 | 0 | 0 | 0 | 0 | 0
2 | 130 | 139 | 130 139 AC Maintenance (Indoor Coil Cleaning) / Multi Attached | 0 | 0 | 79 | 0 | 0 | 0 | 0 | 0 | 0 | 0 | 0 | 0 | 0 | 0 | 0 | 0 | 0 | 0 | 0 | 0 | 0 | 0 | 0 | 0 | 0 | 0 | 0 | 0 | 0 | 0
2 | 130 | 140 | 130 140 Proper Refrigerant Charging and Air Flow / Multi Attached | 0 | 0 | 79 | 0 | 0 | 0 | 0 | 0 | 0 | 0 | 0 | 0 | 0 | 0 | 0 | 0 | 0 | 0 | 0 | 0 | 0 | 0 | 0 | 0 | 0 | 0 | 0 | 0 | 0 | 0
2 | 130 | 141 | 130 141 Electronically Commutated Motors (ECM) on an Air Handler Unit / Multi Attached | 0 | 0 | 89.9 | 0 | 0 | 0 | 0 | 0 | 0 | 0 | 0 | 0 | 0 | 0 | 0 | 0 | 0 | 0 | 0 | 0 | 0 | 0 | 0 | 0 | 0 | 0 | 0 | 0 | 0 | 0
2 | 130 | 142 | 130 142 Duct Repair / Multi Attached | 0 | 0 | 185 | 0 | 0 | 0 | 0 | 0 | 0 | 0 | 0 | 0 | 0 | 0 | 0 | 0 | 0 | 0 | 0 | 0 | 0 | 0 | 0 | 0 | 0 | 0 | 0 | 0 | 0 | 0
2 | 130 | 143 | 130 143 Reflective Roof / Multi Attached | 0 | 0 | 835.4 | 0 | 0 | 0 | 0 | 0 | 0 | 0 | 0 | 0 | 0 | 0 | 0 | 0 | 0 | 0 | 0 | 0 | 0 | 0 | 0 | 0 | 0 | 0 | 0 | 0 | 0 | 0
2 | 130 | 144 | 130 144 Radient Barrier / Multi Attached | 0 | 0 | 584.7 | 0 | 0 | 0 | 0 | 0 | 0 | 0 | 0 | 0 | 0 | 0 | 0 | 0 | 0 | 0 | 0 | 0 | 0 | 0 | 0 | 0 | 0 | 0 | 0 | 0 | 0 | 0
2 | 130 | 145 | 130 145 Window Film / Multi Attached | 0 | 0 | 116.1 | 0 | 0 | 0 | 0 | 0 | 0 | 0 | 0 | 0 | 0 | 0 | 0 | 0 | 0 | 0 | 0 | 0 | 0 | 0 | 0 | 0 | 0 | 0 | 0 | 0 | 0 | 0
2 | 130 | 146 | 130 146 Window Tinting / Multi Attached | 0 | 0 | 116.1 | 0 | 0 | 0 | 0 | 0 | 0 | 0 | 0 | 0 | 0 | 0 | 0 | 0 | 0 | 0 | 0 | 0 | 0 | 0 | 0 | 0 | 0 | 0 | 0 | 0 | 0 | 0
2 | 130 | 147 | 130 147 Default Window With Sunscreen / Multi Attached | 0 | 0 | 31.1 | 0 | 0 | 0 | 0 | 0 | 0 | 0 | 0 | 0 | 0 | 0 | 0 | 0 | 0 | 0 | 0 | 0 | 0 | 0 | 0 | 0 | 0 | 0 | 0 | 0 | 0 | 0
2 | 130 | 148 | 130 148 Single Pane Clear Windows to Double Pane Low-E Windows / Multi Attached | 0 | 0 | 427 | 0 | 0 | 0 | 0 | 0 | 0 | 0 | 0 | 0 | 0 | 0 | 0 | 0 | 0 | 0 | 0 | 0 | 0 | 0 | 0 | 0 | 0 | 0 | 0 | 0 | 0 | 0
2 | 130 | 150 | 130 150 Ceiling R-0 to R-19 Insulation / Multi Attached | 0 | 0 | 371.3 | 0 | 0 | 0 | 0 | 0 | 0 | 0 | 0 | 0 | 0 | 0 | 0 | 0 | 0 | 0 | 0 | 0 | 0 | 0 | 0 | 0 | 0 | 0 | 0 | 0 | 0 | 0
2 | 130 | 151 | 130 151 Ceiling R-19 to R-38 Insulation / Multi Attached | 0 | 0 | 694.8 | 0 | 0 | 0 | 0 | 0 | 0 | 0 | 0 | 0 | 0 | 0 | 0 | 0 | 0 | 0 | 0 | 0 | 0 | 0 | 0 | 0 | 0 | 0 | 0 | 0 | 0 | 0
2 | 130 | 152 | 130 152 Wall 2x4 R-0 to Blow-In R-13 Insulation / Multi Attached | 0 | 0 | 859.5 | 0 | 0 | 0 | 0 | 0 | 0 | 0 | 0 | 0 | 0 | 0 | 0 | 0 | 0 | 0 | 0 | 0 | 0 | 0 | 0 | 0 | 0 | 0 | 0 | 0 | 0 | 0
2 | 130 | 153 | 130 153 Weather Strip/Caulk w/Blower Door / Multi Attached | 0 | 0 | 400 | 0 | 0 | 0 | 0 | 0 | 0 | 0 | 0 | 0 | 0 | 0 | 0 | 0 | 0 | 0 | 0 | 0 | 0 | 0 | 0 | 0 | 0 | 0 | 0 | 0 | 0 | 0
2 | 190 | 191 | 190 191 HE Room Air Conditioner - EER 11 / Multi Attached | 0 | 0 | 100 | 0 | 0 | 0 | 0 | 0 | 0 | 0 | 0 | 0 | 0 | 0 | 0 | 0 | 0 | 0 | 0 | 0 | 0 | 0 | 0 | 0 | 0 | 0 | 0 | 0 | 0 | 0
2 | 190 | 192 | 190 192 HE Room Air Conditioner - EER 12 / Multi Attached | 0 | 0 | 210 | 0 | 0 | 0 | 0 | 0 | 0 | 0 | 0 | 0 | 0 | 0 | 0 | 0 | 0 | 0 | 0 | 0 | 0 | 0 | 0 | 0 | 0 | 0 | 0 | 0 | 0 | 0
2 | 190 | 196 | 190 196 Reflective Roof / Multi Attached | 0 | 0 | 835.4 | 0 | 0 | 0 | 0 | 0 | 0 | 0 | 0 | 0 | 0 | 0 | 0 | 0 | 0 | 0 | 0 | 0 | 0 | 0 | 0 | 0 | 0 | 0 | 0 | 0 | 0 | 0
2 | 190 | 197 | 190 197 Window Film / Multi Attached | 0 | 0 | 8.7 | 0 | 0 | 0 | 0 | 0 | 0 | 0 | 0 | 0 | 0 | 0 | 0 | 0 | 0 | 0 | 0 | 0 | 0 | 0 | 0 | 0 | 0 | 0 | 0 | 0 | 0 | 0
2 | 190 | 198 | 190 198 Window Tinting / Multi Attached | 0 | 0 | 116.1 | 0 | 0 | 0 | 0 | 0 | 0 | 0 | 0 | 0 | 0 | 0 | 0 | 0 | 0 | 0 | 0 | 0 | 0 | 0 | 0 | 0 | 0 | 0 | 0 | 0 | 0 | 0
2 | 190 | 199 | 190 199 Default Window With Sunscreen / Multi Attached | 0 | 0 | 116.1 | 0 | 0 | 0 | 0 | 0 | 0 | 0 | 0 | 0 | 0 | 0 | 0 | 0 | 0 | 0 | 0 | 0 | 0 | 0 | 0 | 0 | 0 | 0 | 0 | 0 | 0 | 0
2 | 190 | 200 | 190 200 Single Pane Clear Windows to Double Pane Low-E Windows / Multi Attached | 0 | 0 | 124.4 | 0 | 0 | 0 | 0 | 0 | 0 | 0 | 0 | 0 | 0 | 0 | 0 | 0 | 0 | 0 | 0 | 0 | 0 | 0 | 0 | 0 | 0 | 0 | 0 | 0 | 0 | 0
2 | 190 | 202 | 190 202 Ceiling R-0 to R-19 Insulation / Multi Attached | 0 | 0 | 6168.2 | 0 | 0 | 0 | 0 | 0 | 0 | 0 | 0 | 0 | 0 | 0 | 0 | 0 | 0 | 0 | 0 | 0 | 0 | 0 | 0 | 0 | 0 | 0 | 0 | 0 | 0 | 0
2 | 190 | 203 | 190 203 Ceiling R-19 to R-38 Insulation / Multi Attached | 0 | 0 | 371.3 | 0 | 0 | 0 | 0 | 0 | 0 | 0 | 0 | 0 | 0 | 0 | 0 | 0 | 0 | 0 | 0 | 0 | 0 | 0 | 0 | 0 | 0 | 0 | 0 | 0 | 0 | 0
2 | 190 | 204 | 190 204 Wall 2x4 R-0 to Blow-In R-13 Insulation / Multi Attached | 0 | 0 | 383.4 | 0 | 0 | 0 | 0 | 0 | 0 | 0 | 0 | 0 | 0 | 0 | 0 | 0 | 0 | 0 | 0 | 0 | 0 | 0 | 0 | 0 | 0 | 0 | 0 | 0 | 0 | 0
2 | 190 | 205 | 190 205 Weather Strip/Caulk w/Blower Door / Multi Attached | 0 | 0 | 400 | 0 | 0 | 0 | 0 | 0 | 0 | 0 | 0 | 0 | 0 | 0 | 0 | 0 | 0 | 0 | 0 | 0 | 0 | 0 | 0 | 0 | 0 | 0 | 0 | 0 | 0 | 0
2 | 220 | 221 | 220 221 CFL (18-Watt integral ballast), 0.5 hr/day / Multi Attached | 0 | 0 | 14.72 | 0 | 0 | 0 | 0 | 0 | 0 | 0 | 0 | 0 | 0 | 0 | 0 | 0 | 0 | 0 | 0 | 0 | 0 | 0 | 0 | 0 | 0 | 0 | 0 | 0 | 0 | 0
2 | 230 | 231 | 230 231 CFL (18-Watt integral ballast), 2.5 hr/day / Multi Attached | 0 | 0 | 25.76 | 0 | 0 | 0 | 0 | 0 | 0 | 0 | 0 | 0 | 0 | 0 | 0 | 0 | 0 | 0 | 0 | 0 | 0 | 0 | 0 | 0 | 0 | 0 | 0 | 0 | 0 | 0
2 | 240 | 241 | 240 241 CFL (18-Watt integral ballast), 6.0 hr/day / Multi Attached | 0 | 0 | 5.52 | 0 | 0 | 0 | 0 | 0 | 0 | 0 | 0 | 0 | 0 | 0 | 0 | 0 | 0 | 0 | 0 | 0 | 0 | 0 | 0 | 0 | 0 | 0 | 0 | 0 | 0 | 0
2 | 250 | 251 | 250 251 ROB 2L4'T8, 1EB / Multi Attached | 0 | 0 | 0.7 | 0 | 0 | 0 | 0 | 0 | 0 | 0 | 0 | 0 | 0 | 0 | 0 | 0 | 0 | 0 | 0 | 0 | 0 | 0 | 0 | 0 | 0 | 0 | 0 | 0 | 0 | 0
2 | 250 | 252 | 250 252 RET 2L4'T8, 1EB / Multi Attached | 0 | 0 | 0.7 | 0 | 0 | 0 | 0 | 0 | 0 | 0 | 0 | 0 | 0 | 0 | 0 | 0 | 0 | 0 | 0 | 0 | 0 | 0 | 0 | 0 | 0 | 0 | 0 | 0 | 0 | 0
2 | 260 | 261 | 260 261 CFL - medium screw based <30 Watts / Multi Attached | 0 | 0 | 8 | 0 | 0 | 0 | 0 | 0 | 0 | 0 | 0 | 0 | 0 | 0 | 0 | 0 | 0 | 0 | 0 | 0 | 0 | 0 | 0 | 0 | 0 | 0 | 0 | 0 | 0 | 0
2 | 260 | 262 | 260 262 Photocell/timeclock / Multi Attached | 0 | 0 | 8 | 0 | 0 | 0 | 0 | 0 | 0 | 0 | 0 | 0 | 0 | 0 | 0 | 0 | 0 | 0 | 0 | 0 | 0 | 0 | 0 | 0 | 0 | 0 | 0 | 0 | 0 | 0
2 | 300 | 301 | 300 301 HE Refrigerator - Energy Star version of above / Multi Attached | 0 | 0 | 79.3 | 0 | 0 | 0 | 0 | 0 | 0 | 0 | 0 | 0 | 0 | 0 | 0 | 0 | 0 | 0 | 0 | 0 | 0 | 0 | 0 | 0 | 0 | 0 | 0 | 0 | 0 | 0
2 | 350 | 351 | 350 351 HE Freezer / Multi Attached | 0 | 0 | 39.8 | 0 | 0 | 0 | 0 | 0 | 0 | 0 | 0 | 0 | 0 | 0 | 0 | 0 | 0 | 0 | 0 | 0 | 0 | 0 | 0 | 0 | 0 | 0 | 0 | 0 | 0 | 0
2 | 400 | 401 | 400 401 Heat Pump Water Heater (EF=2.9) / Multi Attached | 0 | 0 | 891 | 0 | 0 | 0 | 0 | 0 | 0 | 0 | 0 | 0 | 0 | 0 | 0 | 0 | 0 | 0 | 0 | 0 | 0 | 0 | 0 | 0 | 0 | 0 | 0 | 0 | 0 | 0
2 | 400 | 403 | 400 403 Solar Water Heat / Multi Attached | 0 | 0 | 3892 | 0 | 0 | 0 | 0 | 0 | 0 | 0 | 0 | 0 | 0 | 0 | 0 | 0 | 0 | 0 | 0 | 0 | 0 | 0 | 0 | 0 | 0 | 0 | 0 | 0 | 0 | 0
2 | 400 | 404 | 400 404 AC Heat Recovery Units / Multi Attached | 0 | 0 | 0 | 0 | 0 | 0 | 0 | 0 | 0 | 0 | 0 | 0 | 0 | 0 | 0 | 0 | 0 | 0 | 0 | 0 | 0 | 0 | 0 | 0 | 0 | 0 | 0 | 0 | 0 | 0
2 | 400 | 405 | 400 405 Low Flow Showerhead / Multi Attached | 0 | 0 | 13 | 0 | 0 | 0 | 0 | 0 | 0 | 0 | 0 | 0 | 0 | 0 | 0 | 0 | 0 | 0 | 0 | 0 | 0 | 0 | 0 | 0 | 0 | 0 | 0 | 0 | 0 | 0
2 | 400 | 406 | 400 406 Pipe Wrap / Multi Attached | 0 | 0 | 1 | 0 | 0 | 0 | 0 | 0 | 0 | 0 | 0 | 0 | 0 | 0 | 0 | 0 | 0 | 0 | 0 | 0 | 0 | 0 | 0 | 0 | 0 | 0 | 0 | 0 | 0 | 0
2 | 400 | 407 | 400 407 Faucet Aerators / Multi Attached | 0 | 0 | 4 | 0 | 0 | 0 | 0 | 0 | 0 | 0 | 0 | 0 | 0 | 0 | 0 | 0 | 0 | 0 | 0 | 0 | 0 | 0 | 0 | 0 | 0 | 0 | 0 | 0 | 0 | 0
2 | 400 | 408 | 400 408 Water Heater Blanket / Multi Attached | 0 | 0 | 21 | 0 | 0 | 0 | 0 | 0 | 0 | 0 | 0 | 0 | 0 | 0 | 0 | 0 | 0 | 0 | 0 | 0 | 0 | 0 | 0 | 0 | 0 | 0 | 0 | 0 | 0 | 0
2 | 400 | 409 | 400 409 Water Heater Temperature Check and Adjustment / Multi Attached | 0 | 0 | 0 | 0 | 0 | 0 | 0 | 0 | 0 | 0 | 0 | 0 | 0 | 0 | 0 | 0 | 0 | 0 | 0 | 0 | 0 | 0 | 0 | 0 | 0 | 0 | 0 | 0 | 0 | 0
2 | 400 | 410 | 400 410 Water Heater Timeclock / Multi Attached | 0 | 0 | 46 | 0 | 0 | 0 | 0 | 0 | 0 | 0 | 0 | 0 | 0 | 0 | 0 | 0 | 0 | 0 | 0 | 0 | 0 | 0 | 0 | 0 | 0 | 0 | 0 | 0 | 0 | 0
2 | 400 | 411 | 400 411 Heat Trap / Multi Attached | 0 | 0 | 17 | 0 | 0 | 0 | 0 | 0 | 0 | 0 | 0 | 0 | 0 | 0 | 0 | 0 | 0 | 0 | 0 | 0 | 0 | 0 | 0 | 0 | 0 | 0 | 0 | 0 | 0 | 0
2 | 500 | 502 | 500 502 Energy Star CW CEE Tier 2 (MEF=2.0) / Multi Attached | 0 | 0 | 185.25 | 0 | 0 | 0 | 0 | 0 | 0 | 0 | 0 | 0 | 0 | 0 | 0 | 0 | 0 | 0 | 0 | 0 | 0 | 0 | 0 | 0 | 0 | 0 | 0 | 0 | 0 | 0
2 | 500 | 503 | 500 503 Energy Star CW CEE Tier 3 (MEF=2.2) / Multi Attached | 0 | 0 | 313.67 | 0 | 0 | 0 | 0 | 0 | 0 | 0 | 0 | 0 | 0 | 0 | 0 | 0 | 0 | 0 | 0 | 0 | 0 | 0 | 0 | 0 | 0 | 0 | 0 | 0 | 0 | 0
2 | 700 | 701 | 700 701 Energy Star DW (EF=0.68) / Multi Attached | 0 | 0 | 263 | 0 | 0 | 0 | 0 | 0 | 0 | 0 | 0 | 0 | 0 | 0 | 0 | 0 | 0 | 0 | 0 | 0 | 0 | 0 | 0 | 0 | 0 | 0 | 0 | 0 | 0 | 0
2 | 800 | 801 | 800 801 Two Speed Pool Pump (1.5 hp) / Multi Attached | 0 | 0 | 245 | 0 | 0 | 0 | 0 | 0 | 0 | 0 | 0 | 0 | 0 | 0 | 0 | 0 | 0 | 0 | 0 | 0 | 0 | 0 | 0 | 0 | 0 | 0 | 0 | 0 | 0 | 0
2 | 800 | 802 | 800 802 High Efficiency One Speed Pool Pump (1.5 hp) / Multi Attached | 0 | 0 | 80 | 0 | 0 | 0 | 0 | 0 | 0 | 0 | 0 | 0 | 0 | 0 | 0 | 0 | 0 | 0 | 0 | 0 | 0 | 0 | 0 | 0 | 0 | 0 | 0 | 0 | 0 | 0
2 | 800 | 803 | 800 803 Variable-Speed Pool Pump (<1 hp) / Multi Attached | 0 | 0 | 850 | 0 | 0 | 0 | 0 | 0 | 0 | 0 | 0 | 0 | 0 | 0 | 0 | 0 | 0 | 0 | 0 | 0 | 0 | 0 | 0 | 0 | 0 | 0 | 0 | 0 | 0 | 0
2 | 800 | 804 | 800 804 PV-Powered Pool Pumps / Multi Attached | 0 | 0 | 4900 | 0 | 0 | 0 | 0 | 0 | 0 | 0 | 0 | 0 | 0 | 0 | 0 | 0 | 0 | 0 | 0 | 0 | 0 | 0 | 0 | 0 | 0 | 0 | 0 | 0 | 0 | 0
2 | 900 | 901 | 900 901 Energy Star TV / Multi Attached | 0 | 0 | 0 | 0 | 0 | 0 | 0 | 0 | 0 | 0 | 0 | 0 | 0 | 0 | 0 | 0 | 0 | 0 | 0 | 0 | 0 | 0 | 0 | 0 | 0 | 0 | 0 | 0 | 0 | 0
2 | 910 | 911 | 910 911 Energy Star TV / Multi Attached | 0 | 0 | 0 | 0 | 0 | 0 | 0 | 0 | 0 | 0 | 0 | 0 | 0 | 0 | 0 | 0 | 0 | 0 | 0 | 0 | 0 | 0 | 0 | 0 | 0 | 0 | 0 | 0 | 0 | 0
2 | 920 | 921 | 920 921 Energy Star Set-Top Box / Multi Attached | 0 | 0 | 0 | 0 | 0 | 0 | 0 | 0 | 0 | 0 | 0 | 0 | 0 | 0 | 0 | 0 | 0 | 0 | 0 | 0 | 0 | 0 | 0 | 0 | 0 | 0 | 0 | 0 | 0 | 0
2 | 930 | 931 | 930 931 Energy Star DVD Player / Multi Attached | 0 | 0 | 0 | 0 | 0 | 0 | 0 | 0 | 0 | 0 | 0 | 0 | 0 | 0 | 0 | 0 | 0 | 0 | 0 | 0 | 0 | 0 | 0 | 0 | 0 | 0 | 0 | 0 | 0 | 0
2 | 940 | 941 | 940 941 Energy Star VCR / Multi Attached | 0 | 0 | 0 | 0 | 0 | 0 | 0 | 0 | 0 | 0 | 0 | 0 | 0 | 0 | 0 | 0 | 0 | 0 | 0 | 0 | 0 | 0 | 0 | 0 | 0 | 0 | 0 | 0 | 0 | 0
2 | 950 | 951 | 950 951 Energy Star Desktop PC / Multi Attached | 0 | 0 | 0 | 0 | 0 | 0 | 0 | 0 | 0 | 0 | 0 | 0 | 0 | 0 | 0 | 0 | 0 | 0 | 0 | 0 | 0 | 0 | 0 | 0 | 0 | 0 | 0 | 0 | 0 | 0
2 | 960 | 961 | 960 961 Energy Star Laptop PC / Multi Attached | 0 | 0 | 0 | 0 | 0 | 0 | 0 | 0 | 0 | 0 | 0 | 0 | 0 | 0 | 0 | 0 | 0 | 0 | 0 | 0 | 0 | 0 | 0 | 0 | 0 | 0 | 0 | 0 | 0 | 0
3 | 100 | 102 | 100 102 15 SEER Split-System Air Conditioner / Single Detached - Manufactured | 0 | 0 | 400 | 0 | 0 | 0 | 0 | 0 | 0 | 0 | 0 | 0 | 0 | 0 | 0 | 0 | 0 | 0 | 0 | 0 | 0 | 0 | 0 | 0 | 0 | 0 | 0 | 0 | 0 | 0
3 | 100 | 103 | 100 103 17 SEER Split-System Air Conditioner / Single Detached - Manufactured | 0 | 0 | 1700 | 0 | 0 | 0 | 0 | 0 | 0 | 0 | 0 | 0 | 0 | 0 | 0 | 0 | 0 | 0 | 0 | 0 | 0 | 0 | 0 | 0 | 0 | 0 | 0 | 0 | 0 | 0
3 | 100 | 104 | 100 104 19 SEER Split-System Air Conditioner / Single Detached - Manufactured | 0 | 0 | 3000 | 0 | 0 | 0 | 0 | 0 | 0 | 0 | 0 | 0 | 0 | 0 | 0 | 0 | 0 | 0 | 0 | 0 | 0 | 0 | 0 | 0 | 0 | 0 | 0 | 0 | 0 | 0
3 | 100 | 105 | 100 105 14 SEER Split-System Heat Pump / Single Detached - Manufactured | 0 | 0 | 300 | 0 | 0 | 0 | 0 | 0 | 0 | 0 | 0 | 0 | 0 | 0 | 0 | 0 | 0 | 0 | 0 | 0 | 0 | 0 | 0 | 0 | 0 | 0 | 0 | 0 | 0 | 0
3 | 100 | 106 | 100 106 15 SEER Split-System Heat Pump / Single Detached - Manufactured | 0 | 0 | 700 | 0 | 0 | 0 | 0 | 0 | 0 | 0 | 0 | 0 | 0 | 0 | 0 | 0 | 0 | 0 | 0 | 0 | 0 | 0 | 0 | 0 | 0 | 0 | 0 | 0 | 0 | 0
3 | 100 | 107 | 100 107 17 SEER Split-System Heat Pump / Single Detached - Manufactured | 0 | 0 | 4844.82 | 0 | 0 | 0 | 0 | 0 | 0 | 0 | 0 | 0 | 0 | 0 | 0 | 0 | 0 | 0 | 0 | 0 | 0 | 0 | 0 | 0 | 0 | 0 | 0 | 0 | 0 | 0
3 | 100 | 108 | 100 108 13 EER Geothermal Heat Pump / Single Detached - Manufactured | 0 | 0 | 11184.9 | 0 | 0 | 0 | 0 | 0 | 0 | 0 | 0 | 0 | 0 | 0 | 0 | 0 | 0 | 0 | 0 | 0 | 0 | 0 | 0 | 0 | 0 | 0 | 0 | 0 | 0 | 0
3 | 100 | 109 | 100 109 HVAC Proper Sizing / Single Detached - Manufactured | 0 | 0 | 0 | 0 | 0 | 0 | 0 | 0 | 0 | 0 | 0 | 0 | 0 | 0 | 0 | 0 | 0 | 0 | 0 | 0 | 0 | 0 | 0 | 0 | 0 | 0 | 0 | 0 | 0 | 0
3 | 100 | 110 | 100 110 Attic Venting / Single Detached - Manufactured | 0 | 0 | 500 | 0 | 0 | 0 | 0 | 0 | 0 | 0 | 0 | 0 | 0 | 0 | 0 | 0 | 0 | 0 | 0 | 0 | 0 | 0 | 0 | 0 | 0 | 0 | 0 | 0 | 0 | 0
3 | 100 | 111 | 100 111 Sealed Attic w/Sprayed Foam Insulated Roof Deck / Single Detached - Manufactured | 0 | 0 | 2113.9 | 0 | 0 | 0 | 0 | 0 | 0 | 0 | 0 | 0 | 0 | 0 | 0 | 0 | 0 | 0 | 0 | 0 | 0 | 0 | 0 | 0 | 0 | 0 | 0 | 0 | 0 | 0
3 | 100 | 112 | 100 112 AC Maintenance (Outdoor Coil Cleaning) / Single Detached - Manufactured | 0 | 0 | 79 | 0 | 0 | 0 | 0 | 0 | 0 | 0 | 0 | 0 | 0 | 0 | 0 | 0 | 0 | 0 | 0 | 0 | 0 | 0 | 0 | 0 | 0 | 0 | 0 | 0 | 0 | 0
3 | 100 | 113 | 100 113 AC Maintenance (Indoor Coil Cleaning) / Single Detached - Manufactured | 0 | 0 | 79 | 0 | 0 | 0 | 0 | 0 | 0 | 0 | 0 | 0 | 0 | 0 | 0 | 0 | 0 | 0 | 0 | 0 | 0 | 0 | 0 | 0 | 0 | 0 | 0 | 0 | 0 | 0
3 | 100 | 114 | 100 114 Proper Refrigerant Charging and Air Flow / Single Detached - Manufactured | 0 | 0 | 79 | 0 | 0 | 0 | 0 | 0 | 0 | 0 | 0 | 0 | 0 | 0 | 0 | 0 | 0 | 0 | 0 | 0 | 0 | 0 | 0 | 0 | 0 | 0 | 0 | 0 | 0 | 0
3 | 100 | 115 | 100 115 Electronically Commutated Motors (ECM) on an Air Handler Unit / Single Detached - Manufactured | 0 | 0 | 89.9 | 0 | 0 | 0 | 0 | 0 | 0 | 0 | 0 | 0 | 0 | 0 | 0 | 0 | 0 | 0 | 0 | 0 | 0 | 0 | 0 | 0 | 0 | 0 | 0 | 0 | 0 | 0
3 | 100 | 116 | 100 116 Duct Repair / Single Detached - Manufactured | 0 | 0 | 185 | 0 | 0 | 0 | 0 | 0 | 0 | 0 | 0 | 0 | 0 | 0 | 0 | 0 | 0 | 0 | 0 | 0 | 0 | 0 | 0 | 0 | 0 | 0 | 0 | 0 | 0 | 0
3 | 100 | 117 | 100 117 Reflective Roof / Single Detached - Manufactured | 0 | 0 | 768.7 | 0 | 0 | 0 | 0 | 0 | 0 | 0 | 0 | 0 | 0 | 0 | 0 | 0 | 0 | 0 | 0 | 0 | 0 | 0 | 0 | 0 | 0 | 0 | 0 | 0 | 0 | 0
3 | 100 | 118 | 100 118 Radient Barrier / Single Detached - Manufactured | 0 | 0 | 538 | 0 | 0 | 0 | 0 | 0 | 0 | 0 | 0 | 0 | 0 | 0 | 0 | 0 | 0 | 0 | 0 | 0 | 0 | 0 | 0 | 0 | 0 | 0 | 0 | 0 | 0 | 0
3 | 100 | 119 | 100 119 Window Film / Single Detached - Manufactured | 0 | 0 | 272.3 | 0 | 0 | 0 | 0 | 0 | 0 | 0 | 0 | 0 | 0 | 0 | 0 | 0 | 0 | 0 | 0 | 0 | 0 | 0 | 0 | 0 | 0 | 0 | 0 | 0 | 0 | 0
3 | 100 | 120 | 100 120 Window Tinting / Single Detached - Manufactured | 0 | 0 | 272.3 | 0 | 0 | 0 | 0 | 0 | 0 | 0 | 0 | 0 | 0 | 0 | 0 | 0 | 0 | 0 | 0 | 0 | 0 | 0 | 0 | 0 | 0 | 0 | 0 | 0 | 0 | 0
3 | 100 | 121 | 100 121 Default Window With Sunscreen / Single Detached - Manufactured | 0 | 0 | 72.9 | 0 | 0 | 0 | 0 | 0 | 0 | 0 | 0 | 0 | 0 | 0 | 0 | 0 | 0 | 0 | 0 | 0 | 0 | 0 | 0 | 0 | 0 | 0 | 0 | 0 | 0 | 0
3 | 100 | 122 | 100 122 Single Pane Clear Windows to Double Pane Low-E Windows / Single Detached - Manufactured | 0 | 0 | 1001.6 | 0 | 0 | 0 | 0 | 0 | 0 | 0 | 0 | 0 | 0 | 0 | 0 | 0 | 0 | 0 | 0 | 0 | 0 | 0 | 0 | 0 | 0 | 0 | 0 | 0 | 0 | 0
3 | 100 | 124 | 100 124 Ceiling R-0 to R-19 Insulation / Single Detached - Manufactured | 0 | 0 | 341.7 | 0 | 0 | 0 | 0 | 0 | 0 | 0 | 0 | 0 | 0 | 0 | 0 | 0 | 0 | 0 | 0 | 0 | 0 | 0 | 0 | 0 | 0 | 0 | 0 | 0 | 0 | 0
3 | 100 | 125 | 100 125 Ceiling R-19 to R-38 Insulation / Single Detached - Manufactured | 0 | 0 | 639.3 | 0 | 0 | 0 | 0 | 0 | 0 | 0 | 0 | 0 | 0 | 0 | 0 | 0 | 0 | 0 | 0 | 0 | 0 | 0 | 0 | 0 | 0 | 0 | 0 | 0 | 0 | 0
3 | 100 | 126 | 100 126 Wall 2x4 R-0 to Blow-In R-13 Insulation / Single Detached - Manufactured | 0 | 0 | 2025.2 | 0 | 0 | 0 | 0 | 0 | 0 | 0 | 0 | 0 | 0 | 0 | 0 | 0 | 0 | 0 | 0 | 0 | 0 | 0 | 0 | 0 | 0 | 0 | 0 | 0 | 0 | 0
3 | 100 | 127 | 100 127 Weather Strip/Caulk w/Blower Door / Single Detached - Manufactured | 0 | 0 | 400 | 0 | 0 | 0 | 0 | 0 | 0 | 0 | 0 | 0 | 0 | 0 | 0 | 0 | 0 | 0 | 0 | 0 | 0 | 0 | 0 | 0 | 0 | 0 | 0 | 0 | 0 | 0
3 | 130 | 132 | 130 132 15 SEER Split-System Heat Pump / Single Detached - Manufactured | 0 | 0 | 400 | 0 | 0 | 0 | 0 | 0 | 0 | 0 | 0 | 0 | 0 | 0 | 0 | 0 | 0 | 0 | 0 | 0 | 0 | 0 | 0 | 0 | 0 | 0 | 0 | 0 | 0 | 0
3 | 130 | 133 | 130 133 17 SEER Split-System Heat Pump / Single Detached - Manufactured | 0 | 0 | 2000 | 0 | 0 | 0 | 0 | 0 | 0 | 0 | 0 | 0 | 0 | 0 | 0 | 0 | 0 | 0 | 0 | 0 | 0 | 0 | 0 | 0 | 0 | 0 | 0 | 0 | 0 | 0
3 | 130 | 134 | 130 134 13 EER Geothermal Heat Pump / Single Detached - Manufactured | 0 | 0 | 11184.9 | 0 | 0 | 0 | 0 | 0 | 0 | 0 | 0 | 0 | 0 | 0 | 0 | 0 | 0 | 0 | 0 | 0 | 0 | 0 | 0 | 0 | 0 | 0 | 0 | 0 | 0 | 0
3 | 130 | 136 | 130 136 Attic Venting / Single Detached - Manufactured | 0 | 0 | 141 | 0 | 0 | 0 | 0 | 0 | 0 | 0 | 0 | 0 | 0 | 0 | 0 | 0 | 0 | 0 | 0 | 0 | 0 | 0 | 0 | 0 | 0 | 0 | 0 | 0 | 0 | 0
3 | 130 | 137 | 130 137 Sealed Attics / Single Detached - Manufactured | 0 | 0 | 2113.9 | 0 | 0 | 0 | 0 | 0 | 0 | 0 | 0 | 0 | 0 | 0 | 0 | 0 | 0 | 0 | 0 | 0 | 0 | 0 | 0 | 0 | 0 | 0 | 0 | 0 | 0 | 0
3 | 130 | 138 | 130 138 AC Maintenance (Outdoor Coil Cleaning) / Single Detached - Manufactured | 0 | 0 | 79 | 0 | 0 | 0 | 0 | 0 | 0 | 0 | 0 | 0 | 0 | 0 | 0 | 0 | 0 | 0 | 0 | 0 | 0 | 0 | 0 | 0 | 0 | 0 | 0 | 0 | 0 | 0
3 | 130 | 139 | 130 139 AC Maintenance (Indoor Coil Cleaning) / Single Detached - Manufactured | 0 | 0 | 79 | 0 | 0 | 0 | 0 | 0 | 0 | 0 | 0 | 0 | 0 | 0 | 0 | 0 | 0 | 0 | 0 | 0 | 0 | 0 | 0 | 0 | 0 | 0 | 0 | 0 | 0 | 0
3 | 130 | 140 | 130 140 Proper Refrigerant Charging and Air Flow / Single Detached - Manufactured | 0 | 0 | 79 | 0 | 0 | 0 | 0 | 0 | 0 | 0 | 0 | 0 | 0 | 0 | 0 | 0 | 0 | 0 | 0 | 0 | 0 | 0 | 0 | 0 | 0 | 0 | 0 | 0 | 0 | 0
3 | 130 | 141 | 130 141 Electronically Commutated Motors (ECM) on an Air Handler Unit / Single Detached - Manufactured | 0 | 0 | 89.9 | 0 | 0 | 0 | 0 | 0 | 0 | 0 | 0 | 0 | 0 | 0 | 0 | 0 | 0 | 0 | 0 | 0 | 0 | 0 | 0 | 0 | 0 | 0 | 0 | 0 | 0 | 0
3 | 130 | 142 | 130 142 Duct Repair / Single Detached - Manufactured | 0 | 0 | 185 | 0 | 0 | 0 | 0 | 0 | 0 | 0 | 0 | 0 | 0 | 0 | 0 | 0 | 0 | 0 | 0 | 0 | 0 | 0 | 0 | 0 | 0 | 0 | 0 | 0 | 0 | 0
3 | 130 | 143 | 130 143 Reflective Roof / Single Detached - Manufactured | 0 | 0 | 768.7 | 0 | 0 | 0 | 0 | 0 | 0 | 0 | 0 | 0 | 0 | 0 | 0 | 0 | 0 | 0 | 0 | 0 | 0 | 0 | 0 | 0 | 0 | 0 | 0 | 0 | 0 | 0
3 | 130 | 144 | 130 144 Radient Barrier / Single Detached - Manufactured | 0 | 0 | 538 | 0 | 0 | 0 | 0 | 0 | 0 | 0 | 0 | 0 | 0 | 0 | 0 | 0 | 0 | 0 | 0 | 0 | 0 | 0 | 0 | 0 | 0 | 0 | 0 | 0 | 0 | 0
3 | 130 | 145 | 130 145 Window Film / Single Detached - Manufactured | 0 | 0 | 272.3 | 0 | 0 | 0 | 0 | 0 | 0 | 0 | 0 | 0 | 0 | 0 | 0 | 0 | 0 | 0 | 0 | 0 | 0 | 0 | 0 | 0 | 0 | 0 | 0 | 0 | 0 | 0
3 | 130 | 146 | 130 146 Window Tinting / Single Detached - Manufactured | 0 | 0 | 272.3 | 0 | 0 | 0 | 0 | 0 | 0 | 0 | 0 | 0 | 0 | 0 | 0 | 0 | 0 | 0 | 0 | 0 | 0 | 0 | 0 | 0 | 0 | 0 | 0 | 0 | 0 | 0
3 | 130 | 147 | 130 147 Default Window With Sunscreen / Single Detached - Manufactured | 0 | 0 | 72.9 | 0 | 0 | 0 | 0 | 0 | 0 | 0 | 0 | 0 | 0 | 0 | 0 | 0 | 0 | 0 | 0 | 0 | 0 | 0 | 0 | 0 | 0 | 0 | 0 | 0 | 0 | 0
3 | 130 | 148 | 130 148 Single Pane Clear Windows to Double Pane Low-E Windows / Single Detached - Manufactured | 0 | 0 | 1001.6 | 0 | 0 | 0 | 0 | 0 | 0 | 0 | 0 | 0 | 0 | 0 | 0 | 0 | 0 | 0 | 0 | 0 | 0 | 0 | 0 | 0 | 0 | 0 | 0 | 0 | 0 | 0
3 | 130 | 150 | 130 150 Ceiling R-0 to R-19 Insulation / Single Detached - Manufactured | 0 | 0 | 341.7 | 0 | 0 | 0 | 0 | 0 | 0 | 0 | 0 | 0 | 0 | 0 | 0 | 0 | 0 | 0 | 0 | 0 | 0 | 0 | 0 | 0 | 0 | 0 | 0 | 0 | 0 | 0
3 | 130 | 151 | 130 151 Ceiling R-19 to R-38 Insulation / Single Detached - Manufactured | 0 | 0 | 639.3 | 0 | 0 | 0 | 0 | 0 | 0 | 0 | 0 | 0 | 0 | 0 | 0 | 0 | 0 | 0 | 0 | 0 | 0 | 0 | 0 | 0 | 0 | 0 | 0 | 0 | 0 | 0
3 | 130 | 152 | 130 152 Wall 2x4 R-0 to Blow-In R-13 Insulation / Single Detached - Manufactured | 0 | 0 | 2025.2 | 0 | 0 | 0 | 0 | 0 | 0 | 0 | 0 | 0 | 0 | 0 | 0 | 0 | 0 | 0 | 0 | 0 | 0 | 0 | 0 | 0 | 0 | 0 | 0 | 0 | 0 | 0
3 | 130 | 153 | 130 153 Weather Strip/Caulk w/Blower Door / Single Detached - Manufactured | 0 | 0 | 400 | 0 | 0 | 0 | 0 | 0 | 0 | 0 | 0 | 0 | 0 | 0 | 0 | 0 | 0 | 0 | 0 | 0 | 0 | 0 | 0 | 0 | 0 | 0 | 0 | 0 | 0 | 0
3 | 190 | 191 | 190 191 HE Room Air Conditioner - EER 11 / Single Detached - Manufactured | 0 | 0 | 100 | 0 | 0 | 0 | 0 | 0 | 0 | 0 | 0 | 0 | 0 | 0 | 0 | 0 | 0 | 0 | 0 | 0 | 0 | 0 | 0 | 0 | 0 | 0 | 0 | 0 | 0 | 0
3 | 190 | 192 | 190 192 HE Room Air Conditioner - EER 12 / Single Detached - Manufactured | 0 | 0 | 210 | 0 | 0 | 0 | 0 | 0 | 0 | 0 | 0 | 0 | 0 | 0 | 0 | 0 | 0 | 0 | 0 | 0 | 0 | 0 | 0 | 0 | 0 | 0 | 0 | 0 | 0 | 0
3 | 190 | 196 | 190 196 Reflective Roof / Single Detached - Manufactured | 0 | 0 | 768.7 | 0 | 0 | 0 | 0 | 0 | 0 | 0 | 0 | 0 | 0 | 0 | 0 | 0 | 0 | 0 | 0 | 0 | 0 | 0 | 0 | 0 | 0 | 0 | 0 | 0 | 0 | 0
3 | 190 | 197 | 190 197 Window Film / Single Detached - Manufactured | 0 | 0 | 20.4 | 0 | 0 | 0 | 0 | 0 | 0 | 0 | 0 | 0 | 0 | 0 | 0 | 0 | 0 | 0 | 0 | 0 | 0 | 0 | 0 | 0 | 0 | 0 | 0 | 0 | 0 | 0
3 | 190 | 198 | 190 198 Window Tinting / Single Detached - Manufactured | 0 | 0 | 272.3 | 0 | 0 | 0 | 0 | 0 | 0 | 0 | 0 | 0 | 0 | 0 | 0 | 0 | 0 | 0 | 0 | 0 | 0 | 0 | 0 | 0 | 0 | 0 | 0 | 0 | 0 | 0
3 | 190 | 199 | 190 199 Default Window With Sunscreen / Single Detached - Manufactured | 0 | 0 | 272.3 | 0 | 0 | 0 | 0 | 0 | 0 | 0 | 0 | 0 | 0 | 0 | 0 | 0 | 0 | 0 | 0 | 0 | 0 | 0 | 0 | 0 | 0 | 0 | 0 | 0 | 0 | 0
3 | 190 | 200 | 190 200 Single Pane Clear Windows to Double Pane Low-E Windows / Single Detached - Manufactured | 0 | 0 | 291.7 | 0 | 0 | 0 | 0 | 0 | 0 | 0 | 0 | 0 | 0 | 0 | 0 | 0 | 0 | 0 | 0 | 0 | 0 | 0 | 0 | 0 | 0 | 0 | 0 | 0 | 0 | 0
3 | 190 | 202 | 190 202 Ceiling R-0 to R-19 Insulation / Single Detached - Manufactured | 0 | 0 | 5675.7 | 0 | 0 | 0 | 0 | 0 | 0 | 0 | 0 | 0 | 0 | 0 | 0 | 0 | 0 | 0 | 0 | 0 | 0 | 0 | 0 | 0 | 0 | 0 | 0 | 0 | 0 | 0
3 | 190 | 203 | 190 203 Ceiling R-19 to R-38 Insulation / Single Detached - Manufactured | 0 | 0 | 341.7 | 0 | 0 | 0 | 0 | 0 | 0 | 0 | 0 | 0 | 0 | 0 | 0 | 0 | 0 | 0 | 0 | 0 | 0 | 0 | 0 | 0 | 0 | 0 | 0 | 0 | 0 | 0
3 | 190 | 204 | 190 204 Wall 2x4 R-0 to Blow-In R-13 Insulation / Single Detached - Manufactured | 0 | 0 | 903.5 | 0 | 0 | 0 | 0 | 0 | 0 | 0 | 0 | 0 | 0 | 0 | 0 | 0 | 0 | 0 | 0 | 0 | 0 | 0 | 0 | 0 | 0 | 0 | 0 | 0 | 0 | 0
3 | 190 | 205 | 190 205 Weather Strip/Caulk w/Blower Door / Single Detached - Manufactured | 0 | 0 | 400 | 0 | 0 | 0 | 0 | 0 | 0 | 0 | 0 | 0 | 0 | 0 | 0 | 0 | 0 | 0 | 0 | 0 | 0 | 0 | 0 | 0 | 0 | 0 | 0 | 0 | 0 | 0
3 | 220 | 221 | 220 221 CFL (18-Watt integral ballast), 0.5 hr/day / Single Detached - Manufactured | 0 | 0 | 14.72 | 0 | 0 | 0 | 0 | 0 | 0 | 0 | 0 | 0 | 0 | 0 | 0 | 0 | 0 | 0 | 0 | 0 | 0 | 0 | 0 | 0 | 0 | 0 | 0 | 0 | 0 | 0
3 | 230 | 231 | 230 231 CFL (18-Watt integral ballast), 2.5 hr/day / Single Detached - Manufactured | 0 | 0 | 25.76 | 0 | 0 | 0 | 0 | 0 | 0 | 0 | 0 | 0 | 0 | 0 | 0 | 0 | 0 | 0 | 0 | 0 | 0 | 0 | 0 | 0 | 0 | 0 | 0 | 0 | 0 | 0
3 | 240 | 241 | 240 241 CFL (18-Watt integral ballast), 6.0 hr/day / Single Detached - Manufactured | 0 | 0 | 5.52 | 0 | 0 | 0 | 0 | 0 | 0 | 0 | 0 | 0 | 0 | 0 | 0 | 0 | 0 | 0 | 0 | 0 | 0 | 0 | 0 | 0 | 0 | 0 | 0 | 0 | 0 | 0
3 | 250 | 251 | 250 251 ROB 2L4'T8, 1EB / Single Detached - Manufactured | 0 | 0 | 0.7 | 0 | 0 | 0 | 0 | 0 | 0 | 0 | 0 | 0 | 0 | 0 | 0 | 0 | 0 | 0 | 0 | 0 | 0 | 0 | 0 | 0 | 0 | 0 | 0 | 0 | 0 | 0
3 | 250 | 252 | 250 252 RET 2L4'T8, 1EB / Single Detached - Manufactured | 0 | 0 | 0.7 | 0 | 0 | 0 | 0 | 0 | 0 | 0 | 0 | 0 | 0 | 0 | 0 | 0 | 0 | 0 | 0 | 0 | 0 | 0 | 0 | 0 | 0 | 0 | 0 | 0 | 0 | 0
3 | 260 | 261 | 260 261 CFL - medium screw based <30 Watts / Single Detached - Manufactured | 0 | 0 | 8 | 0 | 0 | 0 | 0 | 0 | 0 | 0 | 0 | 0 | 0 | 0 | 0 | 0 | 0 | 0 | 0 | 0 | 0 | 0 | 0 | 0 | 0 | 0 | 0 | 0 | 0 | 0
3 | 260 | 262 | 260 262 Photocell/timeclock / Single Detached - Manufactured | 0 | 0 | 8 | 0 | 0 | 0 | 0 | 0 | 0 | 0 | 0 | 0 | 0 | 0 | 0 | 0 | 0 | 0 | 0 | 0 | 0 | 0 | 0 | 0 | 0 | 0 | 0 | 0 | 0 | 0
3 | 300 | 301 | 300 301 HE Refrigerator - Energy Star version of above / Single Detached - Manufactured | 0 | 0 | 99.2 | 0 | 0 | 0 | 0 | 0 | 0 | 0 | 0 | 0 | 0 | 0 | 0 | 0 | 0 | 0 | 0 | 0 | 0 | 0 | 0 | 0 | 0 | 0 | 0 | 0 | 0 | 0
3 | 350 | 351 | 350 351 HE Freezer / Single Detached - Manufactured | 0 | 0 | 49.8 | 0 | 0 | 0 | 0 | 0 | 0 | 0 | 0 | 0 | 0 | 0 | 0 | 0 | 0 | 0 | 0 | 0 | 0 | 0 | 0 | 0 | 0 | 0 | 0 | 0 | 0 | 0
3 | 400 | 401 | 400 401 Heat Pump Water Heater (EF=2.9) / Single Detached - Manufactured | 0 | 0 | 891 | 0 | 0 | 0 | 0 | 0 | 0 | 0 | 0 | 0 | 0 | 0 | 0 | 0 | 0 | 0 | 0 | 0 | 0 | 0 | 0 | 0 | 0 | 0 | 0 | 0 | 0 | 0
3 | 400 | 403 | 400 403 Solar Water Heat / Single Detached - Manufactured | 0 | 0 | 3892 | 0 | 0 | 0 | 0 | 0 | 0 | 0 | 0 | 0 | 0 | 0 | 0 | 0 | 0 | 0 | 0 | 0 | 0 | 0 | 0 | 0 | 0 | 0 | 0 | 0 | 0 | 0
3 | 400 | 404 | 400 404 AC Heat Recovery Units / Single Detached - Manufactured | 0 | 0 | 0 | 0 | 0 | 0 | 0 | 0 | 0 | 0 | 0 | 0 | 0 | 0 | 0 | 0 | 0 | 0 | 0 | 0 | 0 | 0 | 0 | 0 | 0 | 0 | 0 | 0 | 0 | 0
3 | 400 | 405 | 400 405 Low Flow Showerhead / Single Detached - Manufactured | 0 | 0 | 13 | 0 | 0 | 0 | 0 | 0 | 0 | 0 | 0 | 0 | 0 | 0 | 0 | 0 | 0 | 0 | 0 | 0 | 0 | 0 | 0 | 0 | 0 | 0 | 0 | 0 | 0 | 0
3 | 400 | 406 | 400 406 Pipe Wrap / Single Detached - Manufactured | 0 | 0 | 1 | 0 | 0 | 0 | 0 | 0 | 0 | 0 | 0 | 0 | 0 | 0 | 0 | 0 | 0 | 0 | 0 | 0 | 0 | 0 | 0 | 0 | 0 | 0 | 0 | 0 | 0 | 0
3 | 400 | 407 | 400 407 Faucet Aerators / Single Detached - Manufactured | 0 | 0 | 4 | 0 | 0 | 0 | 0 | 0 | 0 | 0 | 0 | 0 | 0 | 0 | 0 | 0 | 0 | 0 | 0 | 0 | 0 | 0 | 0 | 0 | 0 | 0 | 0 | 0 | 0 | 0
3 | 400 | 408 | 400 408 Water Heater Blanket / Single Detached - Manufactured | 0 | 0 | 21 | 0 | 0 | 0 | 0 | 0 | 0 | 0 | 0 | 0 | 0 | 0 | 0 | 0 | 0 | 0 | 0 | 0 | 0 | 0 | 0 | 0 | 0 | 0 | 0 | 0 | 0 | 0
3 | 400 | 409 | 400 409 Water Heater Temperature Check and Adjustment / Single Detached - Manufactured | 0 | 0 | 0 | 0 | 0 | 0 | 0 | 0 | 0 | 0 | 0 | 0 | 0 | 0 | 0 | 0 | 0 | 0 | 0 | 0 | 0 | 0 | 0 | 0 | 0 | 0 | 0 | 0 | 0 | 0
3 | 400 | 410 | 400 410 Water Heater Timeclock / Single Detached - Manufactured | 0 | 0 | 46 | 0 | 0 | 0 | 0 | 0 | 0 | 0 | 0 | 0 | 0 | 0 | 0 | 0 | 0 | 0 | 0 | 0 | 0 | 0 | 0 | 0 | 0 | 0 | 0 | 0 | 0 | 0
3 | 400 | 411 | 400 411 Heat Trap / Single Detached - Manufactured | 0 | 0 | 17 | 0 | 0 | 0 | 0 | 0 | 0 | 0 | 0 | 0 | 0 | 0 | 0 | 0 | 0 | 0 | 0 | 0 | 0 | 0 | 0 | 0 | 0 | 0 | 0 | 0 | 0 | 0
3 | 500 | 502 | 500 502 Energy Star CW CEE Tier 2 (MEF=2.0) / Single Detached - Manufactured | 0 | 0 | 185.25 | 0 | 0 | 0 | 0 | 0 | 0 | 0 | 0 | 0 | 0 | 0 | 0 | 0 | 0 | 0 | 0 | 0 | 0 | 0 | 0 | 0 | 0 | 0 | 0 | 0 | 0 | 0
3 | 500 | 503 | 500 503 Energy Star CW CEE Tier 3 (MEF=2.2) / Single Detached - Manufactured | 0 | 0 | 313.67 | 0 | 0 | 0 | 0 | 0 | 0 | 0 | 0 | 0 | 0 | 0 | 0 | 0 | 0 | 0 | 0 | 0 | 0 | 0 | 0 | 0 | 0 | 0 | 0 | 0 | 0 | 0
3 | 700 | 701 | 700 701 Energy Star DW (EF=0.68) / Single Detached - Manufactured | 0 | 0 | 263 | 0 | 0 | 0 | 0 | 0 | 0 | 0 | 0 | 0 | 0 | 0 | 0 | 0 | 0 | 0 | 0 | 0 | 0 | 0 | 0 | 0 | 0 | 0 | 0 | 0 | 0 | 0
3 | 800 | 801 | 800 801 Two Speed Pool Pump (1.5 hp) / Single Detached - Manufactured | 0 | 0 | 245 | 0 | 0 | 0 | 0 | 0 | 0 | 0 | 0 | 0 | 0 | 0 | 0 | 0 | 0 | 0 | 0 | 0 | 0 | 0 | 0 | 0 | 0 | 0 | 0 | 0 | 0 | 0
3 | 800 | 802 | 800 802 High Efficiency One Speed Pool Pump (1.5 hp) / Single Detached - Manufactured | 0 | 0 | 80 | 0 | 0 | 0 | 0 | 0 | 0 | 0 | 0 | 0 | 0 | 0 | 0 | 0 | 0 | 0 | 0 | 0 | 0 | 0 | 0 | 0 | 0 | 0 | 0 | 0 | 0 | 0
3 | 800 | 803 | 800 803 Variable-Speed Pool Pump (<1 hp) / Single Detached - Manufactured | 0 | 0 | 850 | 0 | 0 | 0 | 0 | 0 | 0 | 0 | 0 | 0 | 0 | 0 | 0 | 0 | 0 | 0 | 0 | 0 | 0 | 0 | 0 | 0 | 0 | 0 | 0 | 0 | 0 | 0
3 | 800 | 804 | 800 804 PV-Powered Pool Pumps / Single Detached - Manufactured | 0 | 0 | 4900 | 0 | 0 | 0 | 0 | 0 | 0 | 0 | 0 | 0 | 0 | 0 | 0 | 0 | 0 | 0 | 0 | 0 | 0 | 0 | 0 | 0 | 0 | 0 | 0 | 0 | 0 | 0
3 | 900 | 901 | 900 901 Energy Star TV / Single Detached - Manufactured | 0 | 0 | 0 | 0 | 0 | 0 | 0 | 0 | 0 | 0 | 0 | 0 | 0 | 0 | 0 | 0 | 0 | 0 | 0 | 0 | 0 | 0 | 0 | 0 | 0 | 0 | 0 | 0 | 0 | 0
3 | 910 | 911 | 910 911 Energy Star TV / Single Detached - Manufactured | 0 | 0 | 0 | 0 | 0 | 0 | 0 | 0 | 0 | 0 | 0 | 0 | 0 | 0 | 0 | 0 | 0 | 0 | 0 | 0 | 0 | 0 | 0 | 0 | 0 | 0 | 0 | 0 | 0 | 0
3 | 920 | 921 | 920 921 Energy Star Set-Top Box / Single Detached - Manufactured | 0 | 0 | 0 | 0 | 0 | 0 | 0 | 0 | 0 | 0 | 0 | 0 | 0 | 0 | 0 | 0 | 0 | 0 | 0 | 0 | 0 | 0 | 0 | 0 | 0 | 0 | 0 | 0 | 0 | 0
3 | 930 | 931 | 930 931 Energy Star DVD Player / Single Detached - Manufactured | 0 | 0 | 0 | 0 | 0 | 0 | 0 | 0 | 0 | 0 | 0 | 0 | 0 | 0 | 0 | 0 | 0 | 0 | 0 | 0 | 0 | 0 | 0 | 0 | 0 | 0 | 0 | 0 | 0 | 0
3 | 940 | 941 | 940 941 Energy Star VCR / Single Detached - Manufactured | 0 | 0 | 0 | 0 | 0 | 0 | 0 | 0 | 0 | 0 | 0 | 0 | 0 | 0 | 0 | 0 | 0 | 0 | 0 | 0 | 0 | 0 | 0 | 0 | 0 | 0 | 0 | 0 | 0 | 0
3 | 950 | 951 | 950 951 Energy Star Desktop PC / Single Detached - Manufactured | 0 | 0 | 0 | 0 | 0 | 0 | 0 | 0 | 0 | 0 | 0 | 0 | 0 | 0 | 0 | 0 | 0 | 0 | 0 | 0 | 0 | 0 | 0 | 0 | 0 | 0 | 0 | 0 | 0 | 0
3 | 960 | 961 | 960 961 Energy Star Laptop PC / Single Detached - Manufactured | 0 | 0 | 0 | 0 | 0 | 0 | 0 | 0 | 0 | 0 | 0 | 0 | 0 | 0 | 0 | 0 | 0 | 0 | 0 | 0 | 0 | 0 | 0 | 0 | 0 | 0 | 0 | 0 | 0 | 0
5 | 200 | 211 | 200 211 LED 12W Blend / All | 0 | 0 | 18.5 | 0 | 0 | 0 | 0 | 0 | 0 | 0 | 0 | 0 | 0 | 0 | 0 | 0 | 0 | 0 | 0 | 0 | 0 | 0 | 0 | 0 | 0 | 0 | 0 | 0 | 0 | 0
5 | 200 | 222 | 200 222 LED 12W, 0.5hr/hday / All | 0 | 0 | 18.5 | 0 | 0 | 0 | 0 | 0 | 0 | 0 | 0 | 0 | 0 | 0 | 0 | 0 | 0 | 0 | 0 | 0 | 0 | 0 | 0 | 0 | 0 | 0 | 0 | 0 | 0 | 0
5 | 200 | 232 | 200 232 LED 12W, 2.5hr/hday / All | 0 | 0 | 18.5 | 0 | 0 | 0 | 0 | 0 | 0 | 0 | 0 | 0 | 0 | 0 | 0 | 0 | 0 | 0 | 0 | 0 | 0 | 0 | 0 | 0 | 0 | 0 | 0 | 0 | 0 | 0
5 | 200 | 242 | 200 242 LED 12W, 6.0hr/hday / All | 0 | 0 | 18.5 | 0 | 0 | 0 | 0 | 0 | 0 | 0 | 0 | 0 | 0 | 0 | 0 | 0 | 0 | 0 | 0 | 0 | 0 | 0 | 0 | 0 | 0 | 0 | 0 | 0 | 0 | 0
5 | 260 | 263 | 260 263 LED Directional 13W (Flood, Outdoor) / All | 0 | 0 | 26.9 | 0 | 0 | 0 | 0 | 0 | 0 | 0 | 0 | 0 | 0 | 0 | 0 | 0 | 0 | 0 | 0 | 0 | 0 | 0 | 0 | 0 | 0 | 0 | 0 | 0 | 0 | 0
5 | 999 | 302 | 999 302 Refrigerator recycling / All | 0 | 0 | 0 | 0 | 0 | 0 | 0 | 0 | 0 | 0 | 0 | 0 | 0 | 0 | 0 | 0 | 0 | 0 | 0 | 0 | 0 | 0 | 0 | 0 | 0 | 0 | 0 | 0 | 0 | 0
5 | 999 | 352 | 999 352 Freezer recycling / All | 0 | 0 | 0 | 0 | 0 | 0 | 0 | 0 | 0 | 0 | 0 | 0 | 0 | 0 | 0 | 0 | 0 | 0 | 0 | 0 | 0 | 0 | 0 | 0 | 0 | 0 | 0 | 0 | 0 | 0
5 | 999 | 962 | 999 962 Smart Plug / All | 0 | 0 | 40 | 0 | 0 | 0 | 0 | 0 | 0 | 0 | 0 | 0 | 0 | 0 | 0 | 0 | 0 | 0 | 0 | 0 | 0 | 0 | 0 | 0 | 0 | 0 | 0 | 0 | 0 | 0
Note on G7: Toledo, Oscar: ITRON Incremental Cost
Note on G8: Toledo, Oscar: ITRON Cost
Note on G9: Toledo, Oscar: ITRON Cost
Note on G11: Toledo, Oscar: Duke Cost
Note on G78: Toledo, Oscar: from ITRON
Note on G79: Toledo, Oscar: from ITRON
Note on G95: Toledo, Oscar: ITRON Incremental Cost
Note on G96: Toledo, Oscar: ITRON Cost
Note on G97: Toledo, Oscar: ITRON Cost
Note on G100: Toledo, Oscar: Duke Cost
Note on G167: Toledo, Oscar: from ITRON
Note on G168: Toledo, Oscar: from ITRON
Note on G184: Toledo, Oscar: ITRON Incremental Cost
Note on G185: Toledo, Oscar: ITRON Cost
Note on G186: Toledo, Oscar: ITRON Cost
Note on G189: Toledo, Oscar: Duke Cost
Note on G256: Toledo, Oscar: from ITRON
Note on G257: Toledo, Oscar: from ITRON

## RIM & TRC Benefits
Building # | Base # | Measure # | Measure Name | 2013 | 2014 | 2015 | 2016 | 2017 | 2018 | 2019 | 2020 | 2021 | 2022 | 2023 | 2024 | 2025 | 2026 | 2027 | 2028 | 2029 | 2030 | 2031 | 2032 | 2033 | 2034 | 2035 | 2036 | 2037 | 2038 | 2039 | 2040 | 2041 | 2042 | Sum | NPV
1 | 100 | 102 | 100 102 15 SEER Split-System Air Conditioner / Single Detached | 0 | 0 | 145.9879 | 144.1129 | 153.7379 | 282.7427 | 327.0054 | 334.9107 | 397.1363 | 433.066 | 435.4645 | 360.1129 | 385.7848 | 342.4254 | 465.8629 | 355.4566 | 394.9566 | 403.4879 | 466.3317 | 476.2067 | 0 | 0 | 0 | 0 | 0 | 0 | 0 | 0 | 0 | 0 | 6304.7894 | 3584.2249
1 | 100 | 103 | 100 103 17 SEER Split-System Air Conditioner / Single Detached | 0 | 0 | 54.4037 | 54.4037 | 57.7787 | 105.4907 | 122.4067 | 125.0717 | 148.5912 | 161.8959 | 162.9506 | 134.8412 | 143.435 | 127.9194 | 173.5287 | 132.6225 | 147.9037 | 149.8725 | 174.7475 | 178.1225 | 0 | 0 | 0 | 0 | 0 | 0 | 0 | 0 | 0 | 0 | 2355.9861 | 1339.7106
1 | 100 | 104 | 100 104 19 SEER Split-System Air Conditioner / Single Detached | 0 | 0 | 78.465 | 77.465 | 82.215 | 151.1486 | 174.921 | 179.1388 | 212.6759 | 232.0509 | 232.6994 | 192.8087 | 206.6369 | 183.1056 | 248.7463 | 189.9962 | 211.715 | 214.5587 | 249.7462 | 254.6525 | 0 | 0 | 0 | 0 | 0 | 0 | 0 | 0 | 0 | 0 | 3372.7458 | 1917.8706
1 | 100 | 105 | 100 105 14 SEER Split-System Heat Pump / Single Detached | 0 | 0 | 66.1561 | 65.4061 | 70.0311 | 128.6796 | 148.8612 | 151.8446 | 180.9842 | 197.113 | 198.3161 | 163.6365 | 175.4646 | 156.2615 | 211.6521 | 161.8083 | 179.5896 | 0 | 0 | 0 | 0 | 0 | 0 | 0 | 0 | 0 | 0 | 0 | 0 | 0 | 2255.8045 | 1406.0724
1 | 100 | 106 | 100 106 15 SEER Split-System Heat Pump / Single Detached | 0 | 0 | 109.3083 | 109.0583 | 113.6833 | 269.153 | 326.3483 | 330.113 | 404.9802 | 445.5073 | 442.8276 | 343.6948 | 376.1011 | 316.8823 | 470.4917 | 328.4605 | 374.898 | 0 | 0 | 0 | 0 | 0 | 0 | 0 | 0 | 0 | 0 | 0 | 0 | 0 | 4761.5079 | 2943.3425
1 | 100 | 107 | 100 107 17 SEER Split-System Heat Pump / Single Detached | 0 | 0 | 126.7849 | 125.0349 | 133.6599 | 245.112 | 283.6374 | 290.9948 | 345.1833 | 376.4255 | 378.5974 | 312.1286 | 335.4255 | 297.6442 | 404.6911 | 308.2224 | 343.5974 | 0 | 0 | 0 | 0 | 0 | 0 | 0 | 0 | 0 | 0 | 0 | 0 | 0 | 4307.139 | 2684.7564
1 | 100 | 108 | 100 108 13 EER Geothermal Heat Pump / Single Detached | 0 | 0 | 126.6196 | 124.9946 | 133.6196 | 244.7245 | 282.9975 | 290.601 | 345.3618 | 375.5961 | 378.2523 | 311.4008 | 335.1664 | 297.2133 | 404.0571 | 308.0258 | 342.9008 | 0 | 0 | 0 | 0 | 0 | 0 | 0 | 0 | 0 | 0 | 0 | 0 | 0 | 4301.5312 | 2681.3443
1 | 100 | 110 | 100 110 Attic Venting / Single Detached | 0 | 0 | 19.8607 | 19.6107 | 21.7357 | 35.7416 | 40.1673 | 41.2132 | 49.056 | 51.9935 | 53.2982 | 45.5638 | 0 | 0 | 0 | 0 | 0 | 0 | 0 | 0 | 0 | 0 | 0 | 0 | 0 | 0 | 0 | 0 | 0 | 0 | 378.2409 | 273.9213
1 | 100 | 111 | 100 111 Sealed Attic w/Sprayed Foam Insulated Roof Deck / Single Detached | 0 | 0 | 44.4113 | 44.1613 | 46.9113 | 95.9758 | 114.4885 | 116.1467 | 140.4817 | 153.1535 | 153.5129 | 122.5207 | 133.677 | 114.8645 | 163.7551 | 119.5051 | 134.989 | 135.8327 | 161.739 | 164.739 | 170.239 | 169.3952 | 172.1452 | 148.5202 | 151.8952 | 134.2077 | 138.7077 | 150.5827 | 155.7077 | 217.0202 | 3769.286 | 1622.1957
1 | 100 | 112 | 100 112 AC Maintenance (Outdoor Coil Cleaning) / Single Detached | 0 | 0 | 43.0583 | 43.3083 | 44.9333 | 106.6403 | 0 | 0 | 0 | 0 | 0 | 0 | 0 | 0 | 0 | 0 | 0 | 0 | 0 | 0 | 0 | 0 | 0 | 0 | 0 | 0 | 0 | 0 | 0 | 0 | 237.9403 | 211.752
1 | 100 | 113 | 100 113 AC Maintenance (Indoor Coil Cleaning) / Single Detached | 0 | 0 | 43.0583 | 43.3083 | 44.9333 | 106.6403 | 0 | 0 | 0 | 0 | 0 | 0 | 0 | 0 | 0 | 0 | 0 | 0 | 0 | 0 | 0 | 0 | 0 | 0 | 0 | 0 | 0 | 0 | 0 | 0 | 237.9403 | 211.752
1 | 100 | 114 | 100 114 Proper Refrigerant Charging and Air Flow / Single Detached | 0 | 0 | 42.9086 | 42.9086 | 45.4086 | 87.2777 | 102.2992 | 104.433 | 124.893 | 136.8227 | 136.7133 | 111.3461 | 0 | 0 | 0 | 0 | 0 | 0 | 0 | 0 | 0 | 0 | 0 | 0 | 0 | 0 | 0 | 0 | 0 | 0 | 935.0107 | 671.8017
1 | 100 | 115 | 100 115 Electronically Commutated Motors (ECM) on an Air Handler Unit / Single Detached | 0 | 0 | 22.506 | 22.506 | 24.756 | 37.6896 | 42.0314 | 43.633 | 50.5607 | 54.4748 | 55.342 | 48.2404 | 51.0217 | 47.2873 | 59.5373 | 48.4748 | 53.0373 | 0 | 0 | 0 | 0 | 0 | 0 | 0 | 0 | 0 | 0 | 0 | 0 | 0 | 661.0984 | 414.8136
1 | 100 | 116 | 100 116 Duct Repair / Single Detached | 0 | 0 | 52.5558 | 52.5558 | 55.0558 | 129.2931 | 157.5597 | 158.5558 | 195.3839 | 213.9855 | 213.4152 | 165.5402 | 181.0402 | 152.0871 | 225.8371 | 157.9308 | 180.4157 | 195.0407 | 221.3845 | 224.697 | 0 | 0 | 0 | 0 | 0 | 0 | 0 | 0 | 0 | 0 | 2932.3341 | 1651.5452
1 | 100 | 117 | 100 117 Reflective Roof / Single Detached | 0 | 0 | 41.1922 | 40.5672 | 43.5672 | 77.536 | 88.993 | 91.157 | 108.8719 | 117.825 | 118.825 | 98.1766 | 106.1922 | 94.2547 | 126.6297 | 97.9422 | 108.661 | 0 | 0 | 0 | 0 | 0 | 0 | 0 | 0 | 0 | 0 | 0 | 0 | 0 | 1360.3909 | 848.9379
1 | 100 | 118 | 100 118 Radiant Barrier / Single Detached | 0 | 0 | 52.6101 | 51.9851 | 55.3601 | 99.4968 | 114.489 | 117.4333 | 139.1882 | 150.9147 | 152.2038 | 126.5319 | 0 | 0 | 0 | 0 | 0 | 0 | 0 | 0 | 0 | 0 | 0 | 0 | 0 | 0 | 0 | 0 | 0 | 0 | 1060.2129 | 764.8614
1 | 100 | 119 | 100 119 Window Film / Single Detached | 0 | 0 | 41.5522 | 41.8022 | 43.5522 | 94.3481 | 113.6625 | 115.8344 | 139.9819 | 153.9584 | 153.1225 | 121.2709 | 0 | 0 | 0 | 0 | 0 | 0 | 0 | 0 | 0 | 0 | 0 | 0 | 0 | 0 | 0 | 0 | 0 | 0 | 1019.0853 | 727.8134
1 | 100 | 120 | 100 120 Window Tinting / Single Detached | 0 | 0 | 9.744 | 9.619 | 10.369 | 22.4364 | 26.5175 | 26.6132 | 32.4706 | 34.8494 | 35.7088 | 29.1775 | 30.1931 | 25.9275 | 37.24 | 26.3338 | 30.865 | 30.4588 | 37.115 | 37.1775 | 38.2088 | 38.6775 | 38.865 | 32.9275 | 34.7713 | 29.5838 | 31.3025 | 32.99 | 34.74 | 49.8025 | 854.6851 | 368.9104
1 | 100 | 121 | 100 121 Default Window With Sunscreen / Single Detached | 0 | 0 | 41.6981 | 41.6981 | 43.9481 | 90.455 | 107.3651 | 109.2626 | 131.4403 | 144.2606 | 144.8075 | 115.3856 | 0 | 0 | 0 | 0 | 0 | 0 | 0 | 0 | 0 | 0 | 0 | 0 | 0 | 0 | 0 | 0 | 0 | 0 | 970.3213 | 694.77
1 | 100 | 122 | 100 122 Single Pane Clear Windows to Double Pane Low-E Windows / Single Detached | 0 | 0 | 67.0522 | 66.5522 | 71.5522 | 124.5981 | 143.1625 | 147.3344 | 172.7319 | 187.9584 | 190.1225 | 158.2709 | 169.7241 | 152.7866 | 202.7709 | 158.2397 | 174.3959 | 177.7709 | 205.2397 | 208.8647 | 215.4272 | 217.6147 | 221.9897 | 198.9272 | 203.5522 | 186.4584 | 191.0522 | 206.4584 | 213.1459 | 276.2397 | 4909.9933 | 2109.3738
1 | 100 | 124 | 100 124 Ceiling R-0 to R-19 Insulation / Single Detached | 0 | 0 | 48.9523 | 49.2023 | 51.4523 | 120.2473 | 147.6242 | 148.5998 | 182.132 | 200.3587 | 199.3587 | 155.3273 | 168.718 | 142.2492 | 211.6712 | 148.0773 | 168.7185 | 171.156 | 207.031 | 210.8748 | 215.6873 | 215.2185 | 0 | 0 | 0 | 0 | 0 | 0 | 0 | 0 | 3162.6567 | 1675.3996
1 | 100 | 125 | 100 125 Ceiling R-19 to R-38 Insulation / Single Detached | 0 | 0 | 2.2375 | 2.3625 | 2.3625 | 5.6193 | 6.4191 | 5.9816 | 7.9718 | 8.089 | 8.425 | 6.3156 | 6.8781 | 6.1125 | 8.05 | 5.9875 | 7.0812 | 6.8625 | 8.2062 | 8.05 | 9.7062 | 9.2375 | 0 | 0 | 0 | 0 | 0 | 0 | 0 | 0 | 131.9551 | 70.5218
1 | 100 | 126 | 100 126 Wall 2x4 R-0 to Blow-In R-13 Insulation / Single Detached | 0 | 0 | 5.4707 | 5.3457 | 5.4707 | 12.6514 | 14.5644 | 14.1445 | 17.5801 | 19.5801 | 19.5488 | 16.2988 | 17.4238 | 14.7832 | 20.0957 | 14.4082 | 16.5644 | 16.4394 | 20.1894 | 20.0644 | 21.8457 | 21.0957 | 0 | 0 | 0 | 0 | 0 | 0 | 0 | 0 | 313.5652 | 167.0367
1 | 100 | 127 | 100 127 Weather Strip/Caulk w/Blower Door / Single Detached | 0 | 0 | 6.5038 | 6.7538 | 7.1288 | 9.868 | 10.6961 | 0 | 0 | 0 | 0 | 0 | 0 | 0 | 0 | 0 | 0 | 0 | 0 | 0 | 0 | 0 | 0 | 0 | 0 | 0 | 0 | 0 | 0 | 0 | 40.9504 | 35.6401
1 | 130 | 132 | 130 132 15 SEER Split-System Heat Pump / Single Detached | 0 | 0 | 34.2742 | 34.0242 | 36.0242 | 84.741 | 102.9343 | 103.6511 | 128.0632 | 140.2233 | 139.7076 | 108.692 | 118.3326 | 99.8483 | 148.2701 | 103.7076 | 118.38 | 0 | 0 | 0 | 0 | 0 | 0 | 0 | 0 | 0 | 0 | 0 | 0 | 0 | 1500.8736 | 927.5409
1 | 130 | 133 | 130 133 17 SEER Split-System Heat Pump / Single Detached | 0 | 0 | 72.5617 | 72.3117 | 76.3117 | 167.9181 | 202.3996 | 205.006 | 249.5383 | 273.8664 | 272.3742 | 215.2804 | 234.4211 | 199.5304 | 291.0305 | 206.6554 | 235.1867 | 0 | 0 | 0 | 0 | 0 | 0 | 0 | 0 | 0 | 0 | 0 | 0 | 0 | 2974.3921 | 1842.0816
1 | 130 | 134 | 130 134 13 EER Geothermal Heat Pump / Single Detached | 0 | 0 | 72.5254 | 72.1504 | 76.2754 | 167.7735 | 202.002 | 205.1055 | 249.2442 | 273.541 | 272.3145 | 215.541 | 233.9473 | 199.1192 | 290.6817 | 206.4629 | 235.0728 | 0 | 0 | 0 | 0 | 0 | 0 | 0 | 0 | 0 | 0 | 0 | 0 | 0 | 2971.7569 | 1840.4487
1 | 130 | 136 | 130 136 Attic Venting / Single Detached | 0 | 0 | 17.7803 | 17.6553 | 18.9053 | 32.0801 | 35.7198 | 36.502 | 43.2881 | 46.4287 | 47.6709 | 40.1709 | 0 | 0 | 0 | 0 | 0 | 0 | 0 | 0 | 0 | 0 | 0 | 0 | 0 | 0 | 0 | 0 | 0 | 0 | 336.2015 | 243.5374
1 | 130 | 137 | 130 137 Sealed Attics / Single Detached | 0 | 0 | 45.0377 | 44.9127 | 46.5377 | 110.3775 | 134.527 | 136.2936 | 166.4127 | 183.9712 | 182.9087 | 141.8462 | 154.5962 | 129.9399 | 194.2837 | 135.9399 | 154.8462 | 167.0962 | 189.4399 | 192.0024 | 197.0962 | 195.8462 | 199.9712 | 167.3462 | 170.5962 | 147.5649 | 153.4087 | 168.5962 | 182.8462 | 253.7837 | 4348.0247 | 1869.1901
1 | 130 | 138 | 130 138 AC Maintenance (Outdoor Coil Cleaning) / Single Detached | 0 | 0 | 27.2578 | 27.2578 | 28.6328 | 56.4755 | 0 | 0 | 0 | 0 | 0 | 0 | 0 | 0 | 0 | 0 | 0 | 0 | 0 | 0 | 0 | 0 | 0 | 0 | 0 | 0 | 0 | 0 | 0 | 0 | 139.6239 | 124.923
1 | 130 | 139 | 130 139 AC Maintenance (Indoor Coil Cleaning) / Single Detached | 0 | 0 | 26.8022 | 27.0522 | 28.5522 | 55.1899 | 0 | 0 | 0 | 0 | 0 | 0 | 0 | 0 | 0 | 0 | 0 | 0 | 0 | 0 | 0 | 0 | 0 | 0 | 0 | 0 | 0 | 0 | 0 | 0 | 137.5964 | 123.1378
1 | 130 | 140 | 130 140 Proper Refrigerant Charging and Air Flow / Single Detached | 0 | 0 | 32.1661 | 32.4161 | 35.1661 | 56.2862 | 63.1671 | 65.2247 | 75.6661 | 81.7677 | 82.5099 | 72.1036 | 0 | 0 | 0 | 0 | 0 | 0 | 0 | 0 | 0 | 0 | 0 | 0 | 0 | 0 | 0 | 0 | 0 | 0 | 596.4736 | 432.8681
1 | 130 | 141 | 130 141 Electronically Commutated Motors (ECM) on an Air Handler Unit / Single Detached | 0 | 0 | 49.0783 | 48.9533 | 51.9533 | 93.1896 | 107.0881 | 109.7707 | 129.6252 | 140.7698 | 141.6917 | 117.9729 | 126.6292 | 112.6917 | 151.4886 | 117.4886 | 129.8323 | 0 | 0 | 0 | 0 | 0 | 0 | 0 | 0 | 0 | 0 | 0 | 0 | 0 | 1628.2231 | 1016.3095
1 | 130 | 142 | 130 142 Duct Repair / Single Detached | 0 | 0 | 52.5558 | 52.5558 | 55.0558 | 129.2931 | 157.5597 | 158.5558 | 195.3839 | 213.9855 | 213.4152 | 165.5402 | 181.0402 | 152.0871 | 225.8371 | 157.9308 | 180.4157 | 195.0407 | 221.3845 | 224.697 | 0 | 0 | 0 | 0 | 0 | 0 | 0 | 0 | 0 | 0 | 2932.3341 | 1651.5452
1 | 130 | 143 | 130 143 Reflective Roof / Single Detached | 0 | 0 | 41.1922 | 40.5672 | 43.5672 | 77.536 | 88.993 | 91.157 | 108.8719 | 117.825 | 118.825 | 98.1766 | 106.1922 | 94.2547 | 126.6297 | 97.9422 | 108.661 | 0 | 0 | 0 | 0 | 0 | 0 | 0 | 0 | 0 | 0 | 0 | 0 | 0 | 1360.3909 | 848.9379
1 | 130 | 144 | 130 144 Radiant Barrier / Single Detached | 0 | 0 | 46.2963 | 46.0463 | 49.0463 | 87.7407 | 101.8432 | 103.7661 | 122.476 | 133.5463 | 134.687 | 112.3588 | 0 | 0 | 0 | 0 | 0 | 0 | 0 | 0 | 0 | 0 | 0 | 0 | 0 | 0 | 0 | 0 | 0 | 0 | 937.807 | 676.4626
1 | 130 | 145 | 130 145 Window Film / Single Detached | 0 | 0 | 41.5522 | 41.8022 | 43.5522 | 94.3481 | 113.6625 | 115.8344 | 139.9819 | 153.9584 | 153.1225 | 121.2709 | 0 | 0 | 0 | 0 | 0 | 0 | 0 | 0 | 0 | 0 | 0 | 0 | 0 | 0 | 0 | 0 | 0 | 0 | 1019.0853 | 727.8134
1 | 130 | 146 | 130 146 Window Tinting / Single Detached | 0 | 0 | 9.5707 | 9.5707 | 9.8207 | 22.0404 | 26.1078 | 26.2006 | 32.141 | 34.016 | 34.8676 | 27.9301 | 29.4457 | 25.4926 | 36.6019 | 25.4144 | 30.0858 | 29.7421 | 36.8983 | 36.7108 | 37.7421 | 37.6796 | 37.8046 | 32.5546 | 33.9296 | 28.8046 | 30.9921 | 32.1796 | 33.9921 | 48.7421 | 837.0779 | 361.2698
1 | 130 | 147 | 130 147 Default Window With Sunscreen / Single Detached | 0 | 0 | 41.6981 | 41.6981 | 43.9481 | 90.455 | 107.3651 | 109.2626 | 131.4403 | 144.2606 | 144.8075 | 115.3856 | 0 | 0 | 0 | 0 | 0 | 0 | 0 | 0 | 0 | 0 | 0 | 0 | 0 | 0 | 0 | 0 | 0 | 0 | 970.3213 | 694.77
1 | 130 | 148 | 130 148 Single Pane Clear Windows to Double Pane Low-E Windows / Single Detached | 0 | 0 | 67.0522 | 66.5522 | 71.5522 | 124.5981 | 143.1625 | 147.3344 | 172.7319 | 187.9584 | 190.1225 | 158.2709 | 169.7241 | 152.7866 | 202.7709 | 158.2397 | 174.3959 | 177.7709 | 205.2397 | 208.8647 | 215.4272 | 217.6147 | 221.9897 | 198.9272 | 203.5522 | 186.4584 | 191.0522 | 206.4584 | 213.1459 | 276.2397 | 4909.9933 | 2109.3738
1 | 130 | 150 | 130 150 Ceiling R-0 to R-19 Insulation / Single Detached | 0 | 0 | 45.2234 | 44.9734 | 47.2234 | 110.6717 | 135.074 | 137.0887 | 167.6219 | 184.45 | 183.3953 | 142.7078 | 155.4734 | 130.7547 | 195.0359 | 136.7547 | 155.9422 | 157.4734 | 190.9109 | 193.4422 | 198.5359 | 196.8484 | 0 | 0 | 0 | 0 | 0 | 0 | 0 | 0 | 2909.6012 | 1541.3219
1 | 130 | 151 | 130 151 Ceiling R-19 to R-38 Insulation / Single Detached | 0 | 0 | 1.9472 | 2.1972 | 2.3222 | 4.9706 | 5.8231 | 5.5829 | 7.619 | 7.7556 | 7.9822 | 6.0681 | 6.365 | 5.4431 | 7.1931 | 5.3181 | 6.302 | 6.1145 | 7.2395 | 7.0833 | 8.7708 | 8.2395 | 0 | 0 | 0 | 0 | 0 | 0 | 0 | 0 | 120.3371 | 64.6593
1 | 130 | 152 | 130 152 Wall 2x4 R-0 to Blow-In R-13 Insulation / Single Detached | 0 | 0 | 4.8055 | 5.1805 | 5.3055 | 11.0711 | 12.7606 | 12.5389 | 16.3211 | 17.3055 | 17.8602 | 14.3211 | 14.7117 | 13.8211 | 17.868 | 12.8992 | 14.6956 | 14.6019 | 17.8831 | 17.6644 | 19.4456 | 18.1019 | 0 | 0 | 0 | 0 | 0 | 0 | 0 | 0 | 279.1626 | 149.1931
1 | 130 | 153 | 130 153 Weather Strip/Caulk w/Blower Door / Single Detached | 0 | 0 | 5.5885 | 5.5885 | 6.5885 | 8.4742 | 9.5455 | 0 | 0 | 0 | 0 | 0 | 0 | 0 | 0 | 0 | 0 | 0 | 0 | 0 | 0 | 0 | 0 | 0 | 0 | 0 | 0 | 0 | 0 | 0 | 35.7851 | 31.1029
1 | 190 | 191 | 190 191 HE Room Air Conditioner - EER 11 / Single Detached | 0 | 0 | 14.8087 | 14.8087 | 15.9337 | 28.0421 | 31.1485 | 31.9308 | 38.0196 | 40.6406 | 41.3906 | 34.8515 | 37.0859 | 33.8828 | 44.3359 | 34.2422 | 38.2422 | 0 | 0 | 0 | 0 | 0 | 0 | 0 | 0 | 0 | 0 | 0 | 0 | 0 | 479.3638 | 299.6642
1 | 190 | 192 | 190 192 HE Room Air Conditioner - EER 12 / Single Detached | 0 | 0 | 26.9564 | 27.0814 | 28.9564 | 49.6849 | 57.5687 | 59.1293 | 69.4564 | 75.0696 | 75.8118 | 64.093 | 67.8118 | 61.2805 | 80.9211 | 62.9211 | 69.8899 | 0 | 0 | 0 | 0 | 0 | 0 | 0 | 0 | 0 | 0 | 0 | 0 | 0 | 876.6322 | 547.812
1 | 190 | 196 | 190 196 Reflective Roof / Single Detached | 0 | 0 | 23.6702 | 23.9202 | 25.7952 | 46.1029 | 52.1575 | 53.7835 | 63.4515 | 69.0296 | 69.8655 | 58.389 | 62.0765 | 55.5921 | 74.2015 | 57.2015 | 63.139 | 0 | 0 | 0 | 0 | 0 | 0 | 0 | 0 | 0 | 0 | 0 | 0 | 0 | 798.3757 | 498.3771
1 | 190 | 197 | 190 197 Window Film / Single Detached | 0 | 0 | 4.3742 | 4.4992 | 4.3742 | 9.6701 | 11.296 | 10.8605 | 13.9054 | 14.8585 | 15.2414 | 12.7648 | 0 | 0 | 0 | 0 | 0 | 0 | 0 | 0 | 0 | 0 | 0 | 0 | 0 | 0 | 0 | 0 | 0 | 0 | 101.8443 | 72.8381
1 | 190 | 198 | 190 198 Window Tinting / Single Detached | 0 | 0 | 4.3742 | 4.4992 | 4.3742 | 9.6701 | 11.296 | 10.8605 | 13.9054 | 14.8585 | 15.2414 | 12.7648 | 13.4054 | 11.546 | 15.7179 | 11.3117 | 12.6867 | 13.0617 | 16.1867 | 15.9054 | 17.1554 | 16.8117 | 16.6242 | 14.0617 | 15.3742 | 12.2492 | 13.0304 | 14.1242 | 14.7492 | 20.2492 | 366.095 | 158.4781
1 | 190 | 199 | 190 199 Default Window With Sunscreen / Single Detached | 0 | 0 | 8.5386 | 8.1636 | 8.7886 | 19.5357 | 23.0709 | 22.9019 | 28.4293 | 30.7652 | 30.5855 | 25.273 | 0 | 0 | 0 | 0 | 0 | 0 | 0 | 0 | 0 | 0 | 0 | 0 | 0 | 0 | 0 | 0 | 0 | 0 | 206.0524 | 147.1331
1 | 190 | 200 | 190 200 Single Pane Clear Windows to Double Pane Low-E Windows / Single Detached | 0 | 0 | 27.4037 | 27.7787 | 29.5287 | 52.0825 | 59.7573 | 61.3266 | 72.2475 | 78.4037 | 79.1928 | 66.4819 | 70.2319 | 63.1694 | 84.1225 | 65.435 | 72.7939 | 73.2001 | 85.3251 | 86.4189 | 89.8251 | 90.2001 | 91.3876 | 83.1376 | 84.0751 | 76.7001 | 78.9814 | 85.8876 | 88.3564 | 114.8251 | 2038.2765 | 876.3096
1 | 190 | 202 | 190 202 Ceiling R-0 to R-19 Insulation / Single Detached | 0 | 0 | 51.0607 | 51.1857 | 53.4357 | 126.3419 | 154.0724 | 155.5548 | 191.3263 | 209.631 | 208.4982 | 162.3419 | 177.0607 | 149.9044 | 221.842 | 155.4044 | 177.0294 | 179.1544 | 216.5295 | 220.7795 | 226.217 | 224.4357 | 0 | 0 | 0 | 0 | 0 | 0 | 0 | 0 | 3311.8058 | 1754.1447
1 | 190 | 203 | 190 203 Ceiling R-19 to R-38 Insulation / Single Detached | 0 | 0 | 2.0722 | 2.3222 | 2.3222 | 4.9706 | 5.7675 | 5.8329 | 7.619 | 7.7597 | 8.08 | 6.3222 | 6.869 | 5.4472 | 7.1972 | 5.5722 | 6.6347 | 6.4784 | 7.8534 | 7.2597 | 9.3847 | 8.4472 | 0 | 0 | 0 | 0 | 0 | 0 | 0 | 0 | 124.2118 | 66.4622
1 | 190 | 204 | 190 204 Wall 2x4 R-0 to Blow-In R-13 Insulation / Single Detached | 0 | 0 | 2.5076 | 2.5076 | 2.6326 | 5.6883 | 6.5496 | 6.3035 | 8.3513 | 8.2576 | 8.4607 | 7.1795 | 7.4763 | 6.1951 | 7.7576 | 6.3513 | 7.1638 | 7.0076 | 8.5701 | 8.2263 | 9.3826 | 9.3826 | 0 | 0 | 0 | 0 | 0 | 0 | 0 | 0 | 135.9518 | 73.0529
1 | 190 | 205 | 190 205 Weather Strip/Caulk w/Blower Door / Single Detached | 0 | 0 | 3.0401 | 3.1651 | 3.5401 | 4.7208 | 5.2745 | 0 | 0 | 0 | 0 | 0 | 0 | 0 | 0 | 0 | 0 | 0 | 0 | 0 | 0 | 0 | 0 | 0 | 0 | 0 | 0 | 0 | 0 | 0 | 19.7406 | 17.154
1 | 220 | 221 | 220 221 CFL (18-Watt integral ballast), 0.5 hr/day / Single Detached | 0 | 0 | 2.3305 | 2.4555 | 2.4555 | 3.1703 | 3.7172 | 3.4828 | 4.5336 | 4.3696 | 5.0492 | 4.1899 | 4.4555 | 4.1274 | 4.8617 | 4.143 | 4.6742 | 4.9867 | 5.1742 | 5.4555 | 6.0492 | 5.518 | 5.5805 | 5.0805 | 5.5492 | 5.8617 | 4.8617 | 5.893 | 4.893 | 0 | 122.9194 | 55.1569
1 | 230 | 231 | 230 231 CFL (18-Watt integral ballast), 2.5 hr/day / Single Detached | 0 | 0 | 16.7694 | 16.7694 | 18.2694 | 24.5165 | 25.9413 | 0 | 0 | 0 | 0 | 0 | 0 | 0 | 0 | 0 | 0 | 0 | 0 | 0 | 0 | 0 | 0 | 0 | 0 | 0 | 0 | 0 | 0 | 0 | 102.266 | 89.1478
1 | 240 | 241 | 240 241 CFL (18-Watt integral ballast), 6.0 hr/day / Single Detached | 0 | 0 | 8.7778 | 9.1528 | 0 | 0 | 0 | 0 | 0 | 0 | 0 | 0 | 0 | 0 | 0 | 0 | 0 | 0 | 0 | 0 | 0 | 0 | 0 | 0 | 0 | 0 | 0 | 0 | 0 | 0 | 17.9307 | 17.375
1 | 250 | 251 | 250 251 ROB 2L4'T8, 1EB / Single Detached | 0 | 0 | 0.70559 | 0.95559 | 0.83059 | 1.2437 | 1.4654 | 0.77688 | 1.3228 | 1.6587 | 1.9009 | 1.4868 | 1.2212 | 1.0962 | 1.2368 | 1.6118 | 1.002 | 1.0332 | 1.877 | 1.4082 | 2.4395 | 1.877 | 1.377 | 1.752 | 0.78322 | 1.752 | 1.752 | 2.2207 | 1.7207 | 1.627 | 40.1343 | 17.875
1 | 250 | 252 | 250 252 RET 2L4'T8, 1EB / Single Detached | 0 | 0 | 0.70559 | 0.95559 | 0.83059 | 1.2437 | 1.4654 | 0.77688 | 1.3228 | 1.6587 | 1.9009 | 1.4868 | 1.2212 | 1.0962 | 1.2368 | 1.6118 | 1.002 | 1.0332 | 1.877 | 1.4082 | 2.4395 | 1.877 | 1.377 | 1.752 | 0.78322 | 1.752 | 1.752 | 2.2207 | 1.7207 | 1.627 | 40.1343 | 17.875
1 | 260 | 261 | 260 261 CFL - medium screw based <30 Watts / Single Detached | 0 | 0 | 3.774 | 4.149 | 0 | 0 | 0 | 0 | 0 | 0 | 0 | 0 | 0 | 0 | 0 | 0 | 0 | 0 | 0 | 0 | 0 | 0 | 0 | 0 | 0 | 0 | 0 | 0 | 0 | 0 | 7.923 | 7.6711
1 | 260 | 262 | 260 262 Photocell/timeclock / Single Detached | 0 | 0 | 1.2056 | 1.0806 | 1.0806 | 1.2437 | 1.5318 | 1.2769 | 1.8228 | 1.6587 | 2.2993 | 1.7368 | 1.4712 | 1.3462 | 1.4868 | 1.8618 | 1.6118 | 1.3618 | 2.0181 | 1.5181 | 2.6118 | 2.0181 | 1.5806 | 1.8931 | 1.8931 | 1.3306 | 1.8306 | 2.7993 | 2.2993 | 1.8306 | 47.6998 | 21.4812
1 | 300 | 301 | 300 301 HE Refrigerator - Energy Star version of above / Single Detached | 0 | 0 | 11.3422 | 11.5922 | 12.9672 | 16.7866 | 18.1625 | 18.4184 | 20.8891 | 21.7875 | 22.2641 | 21.2485 | 21.811 | 21.1235 | 24.1547 | 22.0297 | 0 | 0 | 0 | 0 | 0 | 0 | 0 | 0 | 0 | 0 | 0 | 0 | 0 | 0 | 264.5771 | 172.5801
1 | 350 | 351 | 350 351 HE Freezer / Single Detached | 0 | 0 | 2.9312 | 3.4312 | 3.5562 | 5.0357 | 5.8463 | 5.6021 | 6.814 | 6.9156 | 7.6109 | 6.7906 | 6.5562 | 0 | 0 | 0 | 0 | 0 | 0 | 0 | 0 | 0 | 0 | 0 | 0 | 0 | 0 | 0 | 0 | 0 | 61.0902 | 43.2316
1 | 400 | 401 | 400 401 Heat Pump Water Heater (EF=2.9) / Single Detached | 0 | 0 | 100.0504 | 100.3004 | 110.3004 | 151.7447 | 165.1529 | 173.5201 | 195.73 | 209.3004 | 213.5894 | 193.3629 | 0 | 0 | 0 | 0 | 0 | 0 | 0 | 0 | 0 | 0 | 0 | 0 | 0 | 0 | 0 | 0 | 0 | 0 | 1613.0514 | 1181.6091
1 | 400 | 403 | 400 403 Solar Water Heat / Single Detached | 0 | 0 | 92.395 | 94.145 | 103.27 | 135.4887 | 146.0864 | 154.6869 | 171.5746 | 182.1293 | 186.6059 | 172.9418 | 181.5825 | 175.5668 | 205.77 | 183.6762 | 196.0512 | 0 | 0 | 0 | 0 | 0 | 0 | 0 | 0 | 0 | 0 | 0 | 0 | 0 | 2381.9702 | 1502.9903
1 | 400 | 404 | 400 404 AC Heat Recovery Units / Single Detached | 0 | 0 | 17.704 | 17.954 | 18.954 | 29.996 | 33.3193 | 34.3447 | 40.0243 | 42.8837 | 44.0712 | 38.5478 | 0 | 0 | 0 | 0 | 0 | 0 | 0 | 0 | 0 | 0 | 0 | 0 | 0 | 0 | 0 | 0 | 0 | 0 | 317.799 | 230.9792
1 | 400 | 405 | 400 405 Low Flow Showerhead / Single Detached | 0 | 0 | 11.0235 | 11.1485 | 11.8985 | 16.878 | 18.2208 | 18.7843 | 21.1642 | 22.0626 | 23.2188 | 21.4767 | 0 | 0 | 0 | 0 | 0 | 0 | 0 | 0 | 0 | 0 | 0 | 0 | 0 | 0 | 0 | 0 | 0 | 0 | 175.876 | 128.9508
1 | 400 | 406 | 400 406 Pipe Wrap / Single Detached | 0 | 0 | 2.8668 | 3.2418 | 3.4918 | 4.315 | 5.1265 | 4.3726 | 5.0699 | 5.9214 | 6.3746 | 5.6793 | 5.7105 | 5.5386 | 5.9918 | 0 | 0 | 0 | 0 | 0 | 0 | 0 | 0 | 0 | 0 | 0 | 0 | 0 | 0 | 0 | 63.7005 | 42.8099
1 | 400 | 407 | 400 407 Faucet Aerators / Single Detached | 0 | 0 | 4.4715 | 4.7215 | 4.8465 | 6.6786 | 7.4412 | 7.0008 | 8.1278 | 8.7528 | 8.8075 | 8.7684 | 0 | 0 | 0 | 0 | 0 | 0 | 0 | 0 | 0 | 0 | 0 | 0 | 0 | 0 | 0 | 0 | 0 | 0 | 69.6166 | 51.1809
1 | 400 | 408 | 400 408 Water Heater Blanket / Single Detached | 0 | 0 | 14.4346 | 14.5596 | 15.9346 | 21.8868 | 24.0127 | 24.586 | 27.8877 | 0 | 0 | 0 | 0 | 0 | 0 | 0 | 0 | 0 | 0 | 0 | 0 | 0 | 0 | 0 | 0 | 0 | 0 | 0 | 0 | 0 | 143.3021 | 116.1238
1 | 400 | 409 | 400 409 Water Heater Temperature Check and Adjustment / Single Detached | 0 | 0 | 1.3951 | 1.8951 | 1.6451 | 2.2144 | 2.6958 | 0 | 0 | 0 | 0 | 0 | 0 | 0 | 0 | 0 | 0 | 0 | 0 | 0 | 0 | 0 | 0 | 0 | 0 | 0 | 0 | 0 | 0 | 0 | 9.8454 | 8.5598
1 | 400 | 410 | 400 410 Water Heater Timeclock / Single Detached | 0 | 0 | 7.0722 | 7.5722 | 7.5722 | 11.2206 | 11.7675 | 12.0829 | 13.619 | 14.0137 | 15.084 | 13.8262 | 0 | 0 | 0 | 0 | 0 | 0 | 0 | 0 | 0 | 0 | 0 | 0 | 0 | 0 | 0 | 0 | 0 | 0 | 113.8304 | 83.5565
1 | 400 | 411 | 400 411 Heat Trap / Single Detached | 0 | 0 | 12.8097 | 12.9347 | 14.0597 | 19.6994 | 20.6212 | 21.63 | 24.7003 | 25.8878 | 27.6613 | 24.6691 | 0 | 0 | 0 | 0 | 0 | 0 | 0 | 0 | 0 | 0 | 0 | 0 | 0 | 0 | 0 | 0 | 0 | 0 | 204.6732 | 150.0126
1 | 500 | 502 | 500 502 Energy Star CW CEE Tier 2 (MEF=2.0) / Single Detached | 0 | 0 | 9.3504 | 9.6004 | 10.1004 | 14.1072 | 14.9627 | 14.9695 | 16.9597 | 17.8269 | 18.8113 | 17.5535 | 17.866 | 0 | 0 | 0 | 0 | 0 | 0 | 0 | 0 | 0 | 0 | 0 | 0 | 0 | 0 | 0 | 0 | 0 | 162.1079 | 115.6433
1 | 500 | 503 | 500 503 Energy Star CW CEE Tier 3 (MEF=2.2) / Single Detached | 0 | 0 | 12.5559 | 12.5559 | 13.8059 | 18.3303 | 19.4621 | 20.2238 | 23.259 | 23.923 | 24.9543 | 22.9934 | 23.8059 | 0 | 0 | 0 | 0 | 0 | 0 | 0 | 0 | 0 | 0 | 0 | 0 | 0 | 0 | 0 | 0 | 0 | 215.8693 | 153.9883
1 | 700 | 701 | 700 701 Energy Star DW (EF=0.68) / Single Detached | 0 | 0 | 11.8422 | 11.8422 | 12.9672 | 17.1342 | 18.5121 | 19.0219 | 21.4203 | 22.5766 | 23.3188 | 21.9516 | 22.5297 | 22.4985 | 24.7485 | 0 | 0 | 0 | 0 | 0 | 0 | 0 | 0 | 0 | 0 | 0 | 0 | 0 | 0 | 0 | 250.3638 | 167.8255
1 | 800 | 801 | 800 801 Two Speed Pool Pump (1.5 hp) / Single Detached | 0 | 0 | 86.4179 | 86.7929 | 94.9179 | 132.1396 | 144.6767 | 0 | 0 | 0 | 0 | 0 | 0 | 0 | 0 | 0 | 0 | 0 | 0 | 0 | 0 | 0 | 0 | 0 | 0 | 0 | 0 | 0 | 0 | 0 | 544.9451 | 473.7999
1 | 800 | 802 | 800 802 High Efficiency One Speed Pool Pump (1.5 hp) / Single Detached | 0 | 0 | 43.4892 | 43.8642 | 48.2392 | 66.6552 | 72.6249 | 0 | 0 | 0 | 0 | 0 | 0 | 0 | 0 | 0 | 0 | 0 | 0 | 0 | 0 | 0 | 0 | 0 | 0 | 0 | 0 | 0 | 0 | 0 | 274.8727 | 239.016
1 | 800 | 803 | 800 803 Variable-Speed Pool Pump (<1 hp) / Single Detached | 0 | 0 | 130.0361 | 130.4111 | 143.1611 | 199.3506 | 217.0879 | 227.8096 | 256.3877 | 274.829 | 281.0946 | 252.9384 | 0 | 0 | 0 | 0 | 0 | 0 | 0 | 0 | 0 | 0 | 0 | 0 | 0 | 0 | 0 | 0 | 0 | 0 | 2113.1062 | 1547.1646
1 | 800 | 804 | 800 804 PV-Powered Pool Pumps / Single Detached | 0 | 0 | 173.4165 | 174.4165 | 191.1665 | 267.1176 | 289.8715 | 304.1401 | 343.5337 | 367.4283 | 373.9439 | 337.9986 | 0 | 0 | 0 | 0 | 0 | 0 | 0 | 0 | 0 | 0 | 0 | 0 | 0 | 0 | 0 | 0 | 0 | 0 | 2823.0331 | 2067.0873
1 | 900 | 901 | 900 901 Energy Star TV / Single Detached | 0 | 0 | 0.68947 | 0.93947 | 1.0645 | 0.91798 | 1.1436 | 0.709 | 1.6895 | 0 | 0 | 0 | 0 | 0 | 0 | 0 | 0 | 0 | 0 | 0 | 0 | 0 | 0 | 0 | 0 | 0 | 0 | 0 | 0 | 0 | 7.1534 | 5.8405
1 | 910 | 911 | 910 911 Energy Star TV / Single Detached | 0 | 0 | 2.7458 | 2.8708 | 2.7458 | 4.069 | 4.3806 | 4.6266 | 5.3239 | 0 | 0 | 0 | 0 | 0 | 0 | 0 | 0 | 0 | 0 | 0 | 0 | 0 | 0 | 0 | 0 | 0 | 0 | 0 | 0 | 0 | 26.7625 | 21.6852
1 | 920 | 921 | 920 921 Energy Star Set-Top Box / Single Detached | 0 | 0 | 3.0361 | 3.2861 | 3.5361 | 4.7167 | 5.2148 | 4.5312 | 5.6767 | 0 | 0 | 0 | 0 | 0 | 0 | 0 | 0 | 0 | 0 | 0 | 0 | 0 | 0 | 0 | 0 | 0 | 0 | 0 | 0 | 0 | 29.9977 | 24.4214
1 | 930 | 931 | 930 931 Energy Star DVD Player / Single Detached | 0 | 0 | 1.5362 | 2.0362 | 1.9112 | 2.5293 | 3.0733 | 2.5743 | 3.708 | 0 | 0 | 0 | 0 | 0 | 0 | 0 | 0 | 0 | 0 | 0 | 0 | 0 | 0 | 0 | 0 | 0 | 0 | 0 | 0 | 0 | 17.3684 | 14.0516
1 | 940 | 941 | 940 941 Energy Star VCR / Single Detached | 0 | 0 | 3.0764 | 3.4514 | 3.8264 | 5.1047 | 6.3664 | 5.424 | 6.9982 | 0 | 0 | 0 | 0 | 0 | 0 | 0 | 0 | 0 | 0 | 0 | 0 | 0 | 0 | 0 | 0 | 0 | 0 | 0 | 0 | 0 | 34.2475 | 27.6513
1 | 950 | 951 | 950 951 Energy Star Desktop PC / Single Detached | 0 | 0 | 2.0603 | 2.3103 | 2.1853 | 3.1023 | 3.0975 | 3.1492 | 3.8728 | 0 | 0 | 0 | 0 | 0 | 0 | 0 | 0 | 0 | 0 | 0 | 0 | 0 | 0 | 0 | 0 | 0 | 0 | 0 | 0 | 0 | 19.7779 | 16.1024
1 | 960 | 961 | 960 961 Energy Star Laptop PC / Single Detached | 0 | 0 | 0.95559 | 0.95559 | 1.0806 | 1.2437 | 1.4654 | 1.0269 | 1.5728 | 0 | 0 | 0 | 0 | 0 | 0 | 0 | 0 | 0 | 0 | 0 | 0 | 0 | 0 | 0 | 0 | 0 | 0 | 0 | 0 | 0 | 8.3004 | 6.8086
2 | 100 | 102 | 100 102 15 SEER Split-System Air Conditioner / Multi Attached | 0 | 0 | 12.4984 | 12.3734 | 13.1234 | 23.4555 | 26.4613 | 26.7973 | 31.9125 | 34.4672 | 34.7719 | 29.8422 | 31.5453 | 28.5766 | 37.0609 | 28.6234 | 32.2323 | 32.0136 | 37.3261 | 37.8261 | 0 | 0 | 0 | 0 | 0 | 0 | 0 | 0 | 0 | 0 | 510.9075 | 291.5569
2 | 100 | 103 | 100 103 17 SEER Split-System Air Conditioner / Multi Attached | 0 | 0 | 29.1009 | 29.6009 | 31.6009 | 56.1009 | 65.307 | 66.93 | 79.1634 | 85.8822 | 86.1243 | 72.554 | 77.1165 | 68.8665 | 92.3197 | 70.7572 | 78.5697 | 80.0697 | 92.6322 | 94.4134 | 0 | 0 | 0 | 0 | 0 | 0 | 0 | 0 | 0 | 0 | 1257.1093 | 715.4934
2 | 100 | 104 | 100 104 19 SEER Split-System Air Conditioner / Multi Attached | 0 | 0 | 42.2686 | 41.8936 | 44.8936 | 80.4375 | 93.002 | 95.1084 | 112.917 | 122.1592 | 123.8545 | 102.5655 | 110.128 | 97.9092 | 131.1123 | 101.1436 | 112.6748 | 114.0186 | 132.7061 | 134.7061 | 0 | 0 | 0 | 0 | 0 | 0 | 0 | 0 | 0 | 0 | 1793.4985 | 1020.8237
2 | 100 | 105 | 100 105 14 SEER Split-System Heat Pump / Multi Attached | 0 | 0 | 41.4297 | 41.1797 | 43.9297 | 80.6963 | 94.0439 | 95.6611 | 113.8828 | 123.66 | 125.1444 | 102.9725 | 110.8163 | 97.3631 | 132.9256 | 101.4569 | 112.9095 | 0 | 0 | 0 | 0 | 0 | 0 | 0 | 0 | 0 | 0 | 0 | 0 | 0 | 1418.0713 | 884.003
2 | 100 | 106 | 100 106 15 SEER Split-System Heat Pump / Multi Attached | 0 | 0 | 53.0337 | 52.7837 | 56.2837 | 98.8393 | 113.8403 | 116.4761 | 137.4243 | 148.854 | 150.7212 | 125.6274 | 134.5806 | 120.5962 | 161.4399 | 125.7212 | 138.8774 | 0 | 0 | 0 | 0 | 0 | 0 | 0 | 0 | 0 | 0 | 0 | 0 | 0 | 1735.099 | 1083.2431
2 | 100 | 107 | 100 107 17 SEER Split-System Heat Pump / Multi Attached | 0 | 0 | 68.7906 | 68.1656 | 73.0406 | 123.6764 | 140.3902 | 145.0367 | 169.3922 | 183.5134 | 185.5759 | 157.1384 | 167.7634 | 151.7947 | 199.6697 | 157.8259 | 173.7785 | 0 | 0 | 0 | 0 | 0 | 0 | 0 | 0 | 0 | 0 | 0 | 0 | 0 | 2165.5525 | 1353.8952
2 | 100 | 108 | 100 108 13 EER Geothermal Heat Pump / Multi Attached | 0 | 0 | 69.0487 | 68.0487 | 73.2987 | 123.6844 | 140.0926 | 145.0448 | 169.6503 | 183.5174 | 185.7128 | 156.8924 | 167.7674 | 152.2987 | 199.6737 | 158.3299 | 174.2211 | 0 | 0 | 0 | 0 | 0 | 0 | 0 | 0 | 0 | 0 | 0 | 0 | 0 | 2167.2818 | 1354.8393
2 | 100 | 109 | 100 109 HVAC Proper Sizing / Multi Attached | 0 | 0 | 6.7364 | 6.8614 | 6.8614 | 16.5908 | 19.5879 | 19.9258 | 24.6192 | 26.4473 | 26.9942 | 21.377 | 22.8301 | 19.4239 | 27.7051 | 19.2051 | 22.7525 | 0 | 0 | 0 | 0 | 0 | 0 | 0 | 0 | 0 | 0 | 0 | 0 | 0 | 287.9178 | 178.2806
2 | 100 | 110 | 100 110 Attic Venting / Multi Attached | 0 | 0 | 11.7569 | 11.6319 | 12.6319 | 20.4727 | 22.67 | 23.4903 | 28.1162 | 29.8975 | 30.3428 | 26.2256 | 0 | 0 | 0 | 0 | 0 | 0 | 0 | 0 | 0 | 0 | 0 | 0 | 0 | 0 | 0 | 0 | 0 | 0 | 217.2357 | 157.5146
2 | 100 | 111 | 100 111 Sealed Attic w/Sprayed Foam Insulated Roof Deck / Multi Attached | 0 | 0 | 25.4069 | 25.9069 | 27.4069 | 54.3093 | 64.1228 | 65.2234 | 78.4538 | 85.2351 | 85.696 | 69.4851 | 74.8757 | 64.9851 | 90.5944 | 67.2819 | 75.1257 | 76.4694 | 91.4694 | 92.0944 | 95.1882 | 95.2819 | 97.2819 | 84.4069 | 86.1257 | 77.0319 | 78.1569 | 85.6569 | 89.7194 | 121.7819 | 2124.7745 | 914.0386
2 | 100 | 112 | 100 112 AC Maintenance (Outdoor Coil Cleaning) / Multi Attached | 0 | 0 | 32.3149 | 32.1899 | 33.9399 | 80.2055 | 0 | 0 | 0 | 0 | 0 | 0 | 0 | 0 | 0 | 0 | 0 | 0 | 0 | 0 | 0 | 0 | 0 | 0 | 0 | 0 | 0 | 0 | 0 | 0 | 178.6503 | 158.9599
2 | 100 | 113 | 100 113 AC Maintenance (Indoor Coil Cleaning) / Multi Attached | 0 | 0 | 32.3149 | 32.1899 | 33.9399 | 80.2055 | 0 | 0 | 0 | 0 | 0 | 0 | 0 | 0 | 0 | 0 | 0 | 0 | 0 | 0 | 0 | 0 | 0 | 0 | 0 | 0 | 0 | 0 | 0 | 0 | 178.6503 | 158.9599
2 | 100 | 114 | 100 114 Proper Refrigerant Charging and Air Flow / Multi Attached | 0 | 0 | 21.1873 | 21.4373 | 23.0623 | 38.0232 | 42.4548 | 44.5076 | 51.4451 | 55.117 | 56.7029 | 48.7654 | 0 | 0 | 0 | 0 | 0 | 0 | 0 | 0 | 0 | 0 | 0 | 0 | 0 | 0 | 0 | 0 | 0 | 0 | 402.7027 | 291.7538
2 | 100 | 115 | 100 115 Electronically Commutated Motors (ECM) on an Air Handler Unit / Multi Attached | 0 | 0 | 13.7568 | 14.0068 | 15.2568 | 23.9101 | 26.3564 | 26.4472 | 32.0458 | 33.8349 | 34.5849 | 29.9599 | 31.6318 | 29.2568 | 36.4443 | 29.6943 | 32.8818 | 0 | 0 | 0 | 0 | 0 | 0 | 0 | 0 | 0 | 0 | 0 | 0 | 0 | 410.0684 | 257.4942
2 | 100 | 116 | 100 116 Duct Repair / Multi Attached | 0 | 0 | 39.4743 | 39.4743 | 41.2243 | 97.0114 | 118.1658 | 118.905 | 146.4743 | 160.3259 | 159.5056 | 124.3962 | 135.7087 | 114.24 | 169.6931 | 118.5056 | 136.2556 | 145.6931 | 165.5368 | 168.1306 | 0 | 0 | 0 | 0 | 0 | 0 | 0 | 0 | 0 | 0 | 2198.7208 | 1238.4523
2 | 100 | 117 | 100 117 Reflective Roof / Multi Attached | 0 | 0 | 39.1159 | 38.9909 | 41.6159 | 73.696 | 84.5925 | 86.2556 | 102.8894 | 111.7956 | 112.7331 | 93.8347 | 100.7878 | 89.8347 | 120.0534 | 92.8659 | 103.0847 | 0 | 0 | 0 | 0 | 0 | 0 | 0 | 0 | 0 | 0 | 0 | 0 | 0 | 1292.1461 | 806.5308
2 | 100 | 118 | 100 118 Radiant Barrier / Multi Attached | 0 | 0 | 20.9246 | 20.7996 | 22.5496 | 40.3719 | 45.8524 | 47.4666 | 55.9012 | 60.6746 | 60.9324 | 51.5496 | 0 | 0 | 0 | 0 | 0 | 0 | 0 | 0 | 0 | 0 | 0 | 0 | 0 | 0 | 0 | 0 | 0 | 0 | 427.0226 | 307.9864
2 | 100 | 119 | 100 119 Window Film / Multi Attached | 0 | 0 | 30.7962 | 30.9212 | 32.9212 | 70.679 | 85.346 | 86.223 | 104.9056 | 114.515 | 114.3275 | 90.8275 | 0 | 0 | 0 | 0 | 0 | 0 | 0 | 0 | 0 | 0 | 0 | 0 | 0 | 0 | 0 | 0 | 0 | 0 | 761.4623 | 543.7926
2 | 100 | 120 | 100 120 Window Tinting / Multi Attached | 0 | 0 | 7.354 | 7.229 | 7.354 | 13.1011 | 14.7095 | 14.5386 | 17.7368 | 19.19 | 19.604 | 16.9165 | 17.5103 | 15.9634 | 19.7603 | 16.229 | 17.354 | 18.0415 | 20.7603 | 20.7603 | 22.5103 | 22.6665 | 22.4165 | 19.4165 | 22.2915 | 19.1665 | 19.4478 | 21.5103 | 20.6353 | 27.5415 | 501.7155 | 216.4675
2 | 100 | 121 | 100 121 Default Window With Sunscreen / Multi Attached | 0 | 0 | 11.1434 | 10.5184 | 11.6434 | 22.8944 | 26.4422 | 26.7752 | 32.4793 | 34.8425 | 34.6472 | 29.3581 | 0 | 0 | 0 | 0 | 0 | 0 | 0 | 0 | 0 | 0 | 0 | 0 | 0 | 0 | 0 | 0 | 0 | 0 | 240.7442 | 172.9046
2 | 100 | 122 | 100 122 Single Pane Clear Windows to Double Pane Low-E Windows / Multi Attached | 0 | 0 | 35.48 | 35.98 | 38.73 | 63.6724 | 72.1578 | 74.2281 | 85.98 | 93.4253 | 95.0347 | 80.8394 | 85.6363 | 78.355 | 101.48 | 80.9488 | 89.73 | 90.4488 | 103.7613 | 105.98 | 109.48 | 110.9175 | 112.73 | 101.9175 | 104.5425 | 97.1988 | 100.0738 | 107.0113 | 110.98 | 140.1675 | 2506.887 | 1076.0351
2 | 100 | 124 | 100 124 Ceiling R-0 to R-19 Insulation / Multi Attached | 0 | 0 | 23.5404 | 23.4154 | 24.9154 | 50.0716 | 58.3324 | 59.6615 | 71.6498 | 78.1341 | 79.0091 | 64.1654 | 68.7279 | 59.6341 | 83.3841 | 61.8216 | 69.1029 | 69.8841 | 83.6029 | 84.8841 | 87.3529 | 87.8529 | 0 | 0 | 0 | 0 | 0 | 0 | 0 | 0 | 1289.1425 | 686.4464
2 | 100 | 125 | 100 125 Ceiling R-19 to R-38 Insulation / Multi Attached | 0 | 0 | 1.2498 | 1.2498 | 1.2498 | 2.3231 | 2.8846 | 2.6307 | 3.5779 | 2.9255 | 4.1286 | 3.1833 | 3.2145 | 3.0427 | 3.4958 | 2.3395 | 3.3708 | 2.9333 | 4.2145 | 3.277 | 4.8708 | 4.3083 | 0 | 0 | 0 | 0 | 0 | 0 | 0 | 0 | 60.4703 | 32.3221
2 | 100 | 126 | 100 126 Wall 2x4 R-0 to Blow-In R-13 Insulation / Multi Attached | 0 | 0 | 2.9027 | 3.1527 | 3.1527 | 6.5111 | 7.3197 | 6.8803 | 9.2621 | 9.4184 | 9.7309 | 7.7777 | 8.1059 | 7.5434 | 9.434 | 6.684 | 8.5277 | 8.2777 | 9.9652 | 9.8715 | 11.5277 | 10.5902 | 0 | 0 | 0 | 0 | 0 | 0 | 0 | 0 | 156.636 | 83.8569
2 | 100 | 127 | 100 127 Weather Strip/Caulk w/Blower Door / Multi Attached | 0 | 0 | 4.1571 | 4.4071 | 4.5321 | 6.1053 | 6.4168 | 0 | 0 | 0 | 0 | 0 | 0 | 0 | 0 | 0 | 0 | 0 | 0 | 0 | 0 | 0 | 0 | 0 | 0 | 0 | 0 | 0 | 0 | 0 | 25.6183 | 22.3491
2 | 130 | 132 | 130 132 15 SEER Split-System Heat Pump / Multi Attached | 0 | 0 | 13.1921 | 13.1921 | 14.1921 | 23.5544 | 26.2908 | 27.1179 | 31.7468 | 34.2937 | 34.8093 | 30.2702 | 31.7077 | 28.7859 | 37.1609 | 29.5359 | 32.4734 | 0 | 0 | 0 | 0 | 0 | 0 | 0 | 0 | 0 | 0 | 0 | 0 | 0 | 408.3232 | 255.6748
2 | 130 | 133 | 130 133 17 SEER Split-System Heat Pump / Multi Attached | 0 | 0 | 31.4238 | 31.7988 | 33.9238 | 57.3388 | 66.0302 | 67.1045 | 78.8457 | 85.2832 | 86.5722 | 73.5488 | 77.58 | 70.0332 | 91.955 | 73.08 | 80.33 | 0 | 0 | 0 | 0 | 0 | 0 | 0 | 0 | 0 | 0 | 0 | 0 | 0 | 1004.8482 | 628.4532
2 | 130 | 134 | 130 134 13 EER Geothermal Heat Pump / Multi Attached | 0 | 0 | 31.5649 | 31.8149 | 33.9399 | 57.6538 | 66.102 | 67.4223 | 79.2524 | 85.6705 | 86.9908 | 73.6783 | 77.4596 | 70.3814 | 92.3814 | 73.1627 | 80.3341 | 0 | 0 | 0 | 0 | 0 | 0 | 0 | 0 | 0 | 0 | 0 | 0 | 0 | 1007.8092 | 630.3792
2 | 130 | 136 | 130 136 Attic Venting / Multi Attached | 0 | 0 | 10.1764 | 10.5514 | 10.9264 | 17.9986 | 20.2154 | 20.4859 | 24.5357 | 25.7741 | 26.3523 | 22.8054 | 0 | 0 | 0 | 0 | 0 | 0 | 0 | 0 | 0 | 0 | 0 | 0 | 0 | 0 | 0 | 0 | 0 | 0 | 189.8217 | 137.7745
2 | 130 | 137 | 130 137 Sealed Attics / Multi Attached | 0 | 0 | 26.0785 | 26.0785 | 27.7035 | 65.2591 | 79.3783 | 80.807 | 99.3597 | 108.6838 | 108.1057 | 83.9338 | 91.6057 | 76.8088 | 114.8557 | 80.2932 | 91.1369 | 91.7307 | 112.2932 | 113.2619 | 117.3244 | 116.3869 | 118.0744 | 100.4494 | 101.4494 | 87.3244 | 90.1369 | 98.7932 | 103.8244 | 149.8244 | 2560.962 | 1101.8905
2 | 130 | 138 | 130 138 AC Maintenance (Outdoor Coil Cleaning) / Multi Attached | 0 | 0 | 32.3149 | 32.1899 | 33.9399 | 80.2055 | 0 | 0 | 0 | 0 | 0 | 0 | 0 | 0 | 0 | 0 | 0 | 0 | 0 | 0 | 0 | 0 | 0 | 0 | 0 | 0 | 0 | 0 | 0 | 0 | 178.6503 | 158.9599
2 | 130 | 139 | 130 139 AC Maintenance (Indoor Coil Cleaning) / Multi Attached | 0 | 0 | 32.3149 | 32.1899 | 33.9399 | 80.2055 | 0 | 0 | 0 | 0 | 0 | 0 | 0 | 0 | 0 | 0 | 0 | 0 | 0 | 0 | 0 | 0 | 0 | 0 | 0 | 0 | 0 | 0 | 0 | 0 | 178.6503 | 158.9599
2 | 130 | 140 | 130 140 Proper Refrigerant Charging and Air Flow / Multi Attached | 0 | 0 | 19.5302 | 19.1552 | 21.2802 | 34.5175 | 38.6669 | 39.9589 | 46.9755 | 50.1162 | 51.1552 | 44.624 | 0 | 0 | 0 | 0 | 0 | 0 | 0 | 0 | 0 | 0 | 0 | 0 | 0 | 0 | 0 | 0 | 0 | 0 | 365.9799 | 265.1888
2 | 130 | 141 | 130 141 Electronically Commutated Motors (ECM) on an Air Handler Unit / Multi Attached | 0 | 0 | 27.7829 | 28.1579 | 30.1579 | 51.8991 | 59.5534 | 61.1295 | 72.0329 | 78.1931 | 79.2088 | 66.5213 | 70.7713 | 63.9119 | 84.5369 | 65.0994 | 73.0994 | 0 | 0 | 0 | 0 | 0 | 0 | 0 | 0 | 0 | 0 | 0 | 0 | 0 | 912.0555 | 569.6846
2 | 130 | 142 | 130 142 Duct Repair / Multi Attached | 0 | 0 | 39.4743 | 39.4743 | 41.2243 | 97.0114 | 118.1658 | 118.905 | 146.4743 | 160.3259 | 159.5056 | 124.3962 | 135.7087 | 114.24 | 169.6931 | 118.5056 | 136.2556 | 145.6931 | 165.5368 | 168.1306 | 0 | 0 | 0 | 0 | 0 | 0 | 0 | 0 | 0 | 0 | 2198.7208 | 1238.4523
2 | 130 | 143 | 130 143 Reflective Roof / Multi Attached | 0 | 0 | 39.1159 | 38.9909 | 41.6159 | 73.696 | 84.5925 | 86.2556 | 102.8894 | 111.7956 | 112.7331 | 93.8347 | 100.7878 | 89.8347 | 120.0534 | 92.8659 | 103.0847 | 0 | 0 | 0 | 0 | 0 | 0 | 0 | 0 | 0 | 0 | 0 | 0 | 0 | 1292.1461 | 806.5308
2 | 130 | 144 | 130 144 Radiant Barrier / Multi Attached | 0 | 0 | 18.3282 | 18.4532 | 20.0782 | 35.7081 | 40.3868 | 41.2315 | 49.0079 | 52.9963 | 53.926 | 45.3166 | 0 | 0 | 0 | 0 | 0 | 0 | 0 | 0 | 0 | 0 | 0 | 0 | 0 | 0 | 0 | 0 | 0 | 0 | 375.4328 | 270.849
2 | 130 | 145 | 130 145 Window Film / Multi Attached | 0 | 0 | 30.7962 | 30.9212 | 32.9212 | 70.679 | 85.346 | 86.223 | 104.9056 | 114.515 | 114.3275 | 90.8275 | 0 | 0 | 0 | 0 | 0 | 0 | 0 | 0 | 0 | 0 | 0 | 0 | 0 | 0 | 0 | 0 | 0 | 0 | 761.4623 | 543.7926
2 | 130 | 146 | 130 146 Window Tinting / Multi Attached | 0 | 0 | 6.9549 | 7.2049 | 7.3299 | 12.7732 | 14.1853 | 14.4636 | 17.5799 | 18.5214 | 19.3339 | 16.037 | 16.8964 | 15.1308 | 19.3339 | 15.6464 | 17.2401 | 17.3651 | 20.3651 | 20.6151 | 22.3339 | 21.9589 | 22.2714 | 19.8339 | 21.1776 | 18.5839 | 19.3339 | 20.9276 | 20.4901 | 26.7714 | 490.6593 | 211.4362
2 | 130 | 147 | 130 147 Default Window With Sunscreen / Multi Attached | 0 | 0 | 9.5872 | 9.0872 | 10.0872 | 20.0667 | 22.8137 | 22.9016 | 28.345 | 29.9231 | 30.97 | 25.6028 | 0 | 0 | 0 | 0 | 0 | 0 | 0 | 0 | 0 | 0 | 0 | 0 | 0 | 0 | 0 | 0 | 0 | 0 | 209.3845 | 150.2539
2 | 130 | 148 | 130 148 Single Pane Clear Windows to Double Pane Low-E Windows / Multi Attached | 0 | 0 | 30.9523 | 31.7023 | 33.8273 | 55.6134 | 63.7619 | 64.8263 | 75.671 | 82.2804 | 82.8038 | 71.296 | 75.2804 | 68.796 | 88.796 | 71.2335 | 78.2023 | 79.3585 | 90.7023 | 92.546 | 95.3898 | 97.2648 | 98.3898 | 89.5148 | 91.6085 | 84.421 | 87.671 | 93.0148 | 95.9835 | 122.8273 | 2193.7352 | 942.5404
2 | 130 | 150 | 130 150 Ceiling R-0 to R-19 Insulation / Multi Attached | 0 | 0 | 24.482 | 24.607 | 26.232 | 61.8561 | 75.402 | 76.5777 | 93.943 | 102.4742 | 101.568 | 79.232 | 87.0602 | 72.8102 | 108.5758 | 75.8883 | 86.5294 | 87.5919 | 106.4982 | 107.8107 | 110.8107 | 110.8732 | 0 | 0 | 0 | 0 | 0 | 0 | 0 | 0 | 1620.8224 | 857.9475
2 | 130 | 151 | 130 151 Ceiling R-19 to R-38 Insulation / Multi Attached | 0 | 0 | 1.1207 | 1.3707 | 1.3707 | 3.0064 | 3.5777 | 3.3326 | 4.5426 | 4.4176 | 5.0973 | 4.1519 | 4.4176 | 3.0738 | 4.3707 | 3.4019 | 4.4332 | 4.0269 | 5.1207 | 4.2144 | 5.8082 | 5.3082 | 0 | 0 | 0 | 0 | 0 | 0 | 0 | 0 | 76.1639 | 40.4702
2 | 130 | 152 | 130 152 Wall 2x4 R-0 to Blow-In R-13 Insulation / Multi Attached | 0 | 0 | 3.1929 | 3.3179 | 3.4429 | 7.5307 | 8.8657 | 8.6929 | 10.9897 | 12.1498 | 11.7748 | 9.9388 | 9.7826 | 8.517 | 11.8138 | 8.4701 | 10.3451 | 10.2201 | 12.8138 | 12.0326 | 13.7513 | 13.3138 | 0 | 0 | 0 | 0 | 0 | 0 | 0 | 0 | 190.9561 | 101.5013
2 | 130 | 153 | 130 153 Weather Strip/Caulk w/Blower Door / Multi Attached | 0 | 0 | 3.6167 | 3.8667 | 4.1167 | 6.5024 | 6.8237 | 0 | 0 | 0 | 0 | 0 | 0 | 0 | 0 | 0 | 0 | 0 | 0 | 0 | 0 | 0 | 0 | 0 | 0 | 0 | 0 | 0 | 0 | 0 | 24.9261 | 21.5805
2 | 190 | 191 | 190 191 HE Room Air Conditioner - EER 11 / Multi Attached | 0 | 0 | 13.1032 | 13.2282 | 13.9782 | 24.569 | 28.0934 | 28.9264 | 34.4704 | 36.5485 | 37.3454 | 31.4313 | 33.1501 | 30.0095 | 39.2282 | 30.572 | 34.322 | 0 | 0 | 0 | 0 | 0 | 0 | 0 | 0 | 0 | 0 | 0 | 0 | 0 | 428.9758 | 268.1077
2 | 190 | 192 | 190 192 HE Room Air Conditioner - EER 12 / Multi Attached | 0 | 0 | 24.0857 | 23.9607 | 26.0857 | 45.1355 | 51.1541 | 53.0193 | 62.117 | 67.6795 | 67.9685 | 57.6951 | 61.367 | 55.2107 | 72.617 | 56.2732 | 62.6795 | 0 | 0 | 0 | 0 | 0 | 0 | 0 | 0 | 0 | 0 | 0 | 0 | 0 | 787.0483 | 491.6934
2 | 190 | 196 | 190 196 Reflective Roof / Multi Attached | 0 | 0 | 19.8205 | 19.8205 | 21.8205 | 35.1613 | 39.2629 | 40.6018 | 48.0471 | 50.9455 | 52.3518 | 44.8518 | 47.8986 | 43.8049 | 56.1018 | 44.508 | 48.8205 | 0 | 0 | 0 | 0 | 0 | 0 | 0 | 0 | 0 | 0 | 0 | 0 | 0 | 613.8174 | 384.2568
2 | 190 | 197 | 190 197 Window Film / Multi Attached | 0 | 0 | 3.8021 | 4.1771 | 4.1771 | 6.7191 | 7.0394 | 6.805 | 8.2709 | 8.1302 | 9.3177 | 7.9896 | 0 | 0 | 0 | 0 | 0 | 0 | 0 | 0 | 0 | 0 | 0 | 0 | 0 | 0 | 0 | 0 | 0 | 0 | 66.4283 | 48.5499
2 | 190 | 198 | 190 198 Window Tinting / Multi Attached | 0 | 0 | 4.568 | 4.818 | 4.693 | 8.155 | 9.4714 | 8.78 | 11.0837 | 11.9665 | 12.5759 | 10.2712 | 10.5993 | 9.9587 | 12.068 | 9.3805 | 10.7243 | 11.2555 | 12.7555 | 13.1618 | 14.3493 | 14.3805 | 14.068 | 12.5055 | 13.6305 | 12.443 | 12.068 | 13.1305 | 13.1305 | 16.693 | 312.6854 | 135.0323
2 | 190 | 199 | 190 199 Default Window With Sunscreen / Multi Attached | 0 | 0 | 6.8497 | 6.8497 | 6.9747 | 14.1554 | 16.6241 | 16.3986 | 20.3341 | 21.0841 | 22.17 | 18.0528 | 0 | 0 | 0 | 0 | 0 | 0 | 0 | 0 | 0 | 0 | 0 | 0 | 0 | 0 | 0 | 0 | 0 | 0 | 149.4933 | 107.3668
2 | 190 | 200 | 190 200 Single Pane Clear Windows to Double Pane Low-E Windows / Multi Attached | 0 | 0 | 22.1226 | 22.1226 | 24.2476 | 39.9224 | 44.6392 | 46.1841 | 54.1148 | 58.0798 | 58.6735 | 50.3454 | 53.4235 | 48.1266 | 63.2516 | 49.9704 | 55.3141 | 56.2829 | 64.7516 | 66.0016 | 68.1266 | 68.6891 | 69.5016 | 63.1891 | 65.0954 | 60.2829 | 62.6266 | 66.4079 | 68.2204 | 86.5016 | 1556.216 | 668.5289
2 | 190 | 202 | 190 202 Ceiling R-0 to R-19 Insulation / Multi Attached | 0 | 0 | 17.8733 | 18.1233 | 19.2483 | 30.387 | 33.9642 | 34.7532 | 40.5999 | 43.4553 | 44.6349 | 39.2756 | 41.5256 | 37.8537 | 47.1818 | 38.6818 | 42.322 | 43.1032 | 49.2595 | 49.2595 | 51.7282 | 52.5407 | 0 | 0 | 0 | 0 | 0 | 0 | 0 | 0 | 775.771 | 417.0566
2 | 190 | 203 | 190 203 Ceiling R-19 to R-38 Insulation / Multi Attached | 0 | 0 | 0.83059 | 0.95559 | 1.0806 | 1.2437 | 1.7818 | 1.2769 | 1.5728 | 1.6587 | 2.2993 | 1.7368 | 1.7212 | 1.0962 | 1.2368 | 1.8618 | 1.6118 | 1.3618 | 1.7681 | 1.5181 | 2.1118 | 2.5181 | 0 | 0 | 0 | 0 | 0 | 0 | 0 | 0 | 31.2426 | 17.2678
2 | 190 | 204 | 190 204 Wall 2x4 R-0 to Blow-In R-13 Insulation / Multi Attached | 0 | 0 | 1.3709 | 1.3709 | 1.6209 | 2.1306 | 2.6717 | 2.1697 | 2.6365 | 2.4921 | 3.1483 | 2.7187 | 2.7343 | 2.2655 | 2.6249 | 2.2812 | 2.8124 | 2.5624 | 3.0937 | 2.8749 | 2.9374 | 3.3749 | 0 | 0 | 0 | 0 | 0 | 0 | 0 | 0 | 49.8918 | 27.5167
2 | 190 | 205 | 190 205 Weather Strip/Caulk w/Blower Door / Multi Attached | 0 | 0 | 2.7498 | 2.9998 | 2.9998 | 4.3231 | 4.5789 | 0 | 0 | 0 | 0 | 0 | 0 | 0 | 0 | 0 | 0 | 0 | 0 | 0 | 0 | 0 | 0 | 0 | 0 | 0 | 0 | 0 | 0 | 0 | 17.6514 | 15.3607
2 | 220 | 221 | 220 221 CFL (18-Watt integral ballast), 0.5 hr/day / Multi Attached | 0 | 0 | 2.3265 | 2.4515 | 2.4515 | 3.1663 | 3.7132 | 3.4788 | 4.5296 | 4.3696 | 5.0492 | 4.4399 | 4.4555 | 4.3774 | 4.8617 | 3.893 | 4.6742 | 4.7367 | 5.4242 | 4.9555 | 6.0492 | 5.518 | 5.5805 | 5.0805 | 5.5492 | 5.8617 | 4.8617 | 5.893 | 4.893 | 0 | 122.6412 | 55.112
2 | 230 | 231 | 230 231 CFL (18-Watt integral ballast), 2.5 hr/day / Multi Attached | 0 | 0 | 16.5033 | 16.5033 | 18.2533 | 24.1967 | 25.6088 | 0 | 0 | 0 | 0 | 0 | 0 | 0 | 0 | 0 | 0 | 0 | 0 | 0 | 0 | 0 | 0 | 0 | 0 | 0 | 0 | 0 | 0 | 0 | 101.0653 | 88.0936
2 | 240 | 241 | 240 241 CFL (18-Watt integral ballast), 6.0 hr/day / Multi Attached | 0 | 0 | 8.6528 | 8.9028 | 0 | 0 | 0 | 0 | 0 | 0 | 0 | 0 | 0 | 0 | 0 | 0 | 0 | 0 | 0 | 0 | 0 | 0 | 0 | 0 | 0 | 0 | 0 | 0 | 0 | 0 | 17.5557 | 17.0151
2 | 250 | 251 | 250 251 ROB 2L4'T8, 1EB / Multi Attached | 0 | 0 | 0.70559 | 0.95559 | 0.83059 | 1.2437 | 1.4654 | 0.77688 | 1.3228 | 1.6587 | 1.9009 | 1.4868 | 1.2212 | 1.0962 | 1.2368 | 1.6118 | 1.002 | 1.0332 | 1.877 | 1.4082 | 2.4395 | 1.877 | 1.377 | 1.752 | 0.78322 | 1.752 | 1.752 | 2.2207 | 1.7207 | 1.627 | 40.1343 | 17.875
2 | 250 | 252 | 250 252 RET 2L4'T8, 1EB / Multi Attached | 0 | 0 | 0.70559 | 0.95559 | 0.83059 | 1.2437 | 1.4654 | 0.77688 | 1.3228 | 1.6587 | 1.9009 | 1.4868 | 1.2212 | 1.0962 | 1.2368 | 1.6118 | 1.002 | 1.0332 | 1.877 | 1.4082 | 2.4395 | 1.877 | 1.377 | 1.752 | 0.78322 | 1.752 | 1.752 | 2.2207 | 1.7207 | 1.627 | 40.1343 | 17.875
2 | 260 | 261 | 260 261 CFL - medium screw based <30 Watts / Multi Attached | 0 | 0 | 3.774 | 4.149 | 0 | 0 | 0 | 0 | 0 | 0 | 0 | 0 | 0 | 0 | 0 | 0 | 0 | 0 | 0 | 0 | 0 | 0 | 0 | 0 | 0 | 0 | 0 | 0 | 0 | 0 | 7.923 | 7.6711
2 | 260 | 262 | 260 262 Photocell/timeclock / Multi Attached | 0 | 0 | 1.2056 | 1.0806 | 1.0806 | 1.2437 | 1.5318 | 1.2769 | 1.8228 | 1.6587 | 2.2993 | 1.7368 | 1.4712 | 1.3462 | 1.4868 | 1.8618 | 1.6118 | 1.3618 | 2.0181 | 1.5181 | 2.6118 | 2.0181 | 1.5806 | 1.8931 | 1.8931 | 1.3306 | 1.8306 | 2.7993 | 2.2993 | 1.8306 | 47.6998 | 21.4812
2 | 300 | 301 | 300 301 HE Refrigerator - Energy Star version of above / Multi Attached | 0 | 0 | 11.3422 | 11.5922 | 12.9672 | 16.7866 | 18.1625 | 18.4184 | 20.8891 | 21.7875 | 22.2641 | 21.2485 | 21.811 | 21.1235 | 24.1547 | 22.0297 | 0 | 0 | 0 | 0 | 0 | 0 | 0 | 0 | 0 | 0 | 0 | 0 | 0 | 0 | 264.5771 | 172.5801
2 | 350 | 351 | 350 351 HE Freezer / Multi Attached | 0 | 0 | 2.9312 | 3.4312 | 3.5562 | 5.0357 | 5.8463 | 5.6021 | 6.814 | 6.9156 | 7.6109 | 6.7906 | 6.5562 | 0 | 0 | 0 | 0 | 0 | 0 | 0 | 0 | 0 | 0 | 0 | 0 | 0 | 0 | 0 | 0 | 0 | 61.0902 | 43.2316
2 | 400 | 401 | 400 401 Heat Pump Water Heater (EF=2.9) / Multi Attached | 0 | 0 | 65.4515 | 66.0765 | 72.2015 | 101.3362 | 110.135 | 115.4632 | 129.6155 | 139.389 | 142.553 | 128.0765 | 0 | 0 | 0 | 0 | 0 | 0 | 0 | 0 | 0 | 0 | 0 | 0 | 0 | 0 | 0 | 0 | 0 | 0 | 1070.2977 | 783.5155
2 | 400 | 403 | 400 403 Solar Water Heat / Multi Attached | 0 | 0 | 59.2109 | 60.8359 | 67.0859 | 87.5732 | 94.083 | 99.4433 | 111.0234 | 117.5665 | 120.8556 | 111.6368 | 117.7774 | 113.5587 | 132.5899 | 118.5899 | 125.8863 | 0 | 0 | 0 | 0 | 0 | 0 | 0 | 0 | 0 | 0 | 0 | 0 | 0 | 1537.7166 | 970.2922
2 | 400 | 404 | 400 404 AC Heat Recovery Units / Multi Attached | 0 | 0 | 12.3213 | 11.9463 | 12.9463 | 21.1934 | 23.3897 | 24.4707 | 29.0713 | 30.587 | 31.5791 | 26.8526 | 0 | 0 | 0 | 0 | 0 | 0 | 0 | 0 | 0 | 0 | 0 | 0 | 0 | 0 | 0 | 0 | 0 | 0 | 224.3579 | 162.7327
2 | 400 | 405 | 400 405 Low Flow Showerhead / Multi Attached | 0 | 0 | 7.3625 | 7.4875 | 7.6125 | 11.1193 | 11.9191 | 12.4816 | 13.7218 | 14.339 | 15.675 | 14.0656 | 0 | 0 | 0 | 0 | 0 | 0 | 0 | 0 | 0 | 0 | 0 | 0 | 0 | 0 | 0 | 0 | 0 | 0 | 115.7837 | 84.9031
2 | 400 | 406 | 400 406 Pipe Wrap / Multi Attached | 0 | 0 | 2.1853 | 2.3103 | 2.4353 | 3.1023 | 3.1531 | 3.1492 | 3.8728 | 3.9588 | 4.6228 | 3.8103 | 3.826 | 4.0291 | 4.4666 | 0 | 0 | 0 | 0 | 0 | 0 | 0 | 0 | 0 | 0 | 0 | 0 | 0 | 0 | 0 | 44.9222 | 30.1887
2 | 400 | 407 | 400 407 Faucet Aerators / Multi Attached | 0 | 0 | 2.8668 | 3.2418 | 3.4918 | 4.315 | 4.6265 | 4.6226 | 5.3199 | 5.9255 | 6.3786 | 5.4333 | 0 | 0 | 0 | 0 | 0 | 0 | 0 | 0 | 0 | 0 | 0 | 0 | 0 | 0 | 0 | 0 | 0 | 0 | 46.2217 | 33.9811
2 | 400 | 408 | 400 408 Water Heater Blanket / Multi Attached | 0 | 0 | 9.6929 | 9.5679 | 10.3179 | 15.0924 | 15.9742 | 16.4859 | 18.7711 | 0 | 0 | 0 | 0 | 0 | 0 | 0 | 0 | 0 | 0 | 0 | 0 | 0 | 0 | 0 | 0 | 0 | 0 | 0 | 0 | 0 | 95.9024 | 77.6679
2 | 400 | 409 | 400 409 Water Heater Temperature Check and Adjustment / Multi Attached | 0 | 0 | 0.95962 | 1.3346 | 1.3346 | 1.2477 | 1.7194 | 0 | 0 | 0 | 0 | 0 | 0 | 0 | 0 | 0 | 0 | 0 | 0 | 0 | 0 | 0 | 0 | 0 | 0 | 0 | 0 | 0 | 0 | 0 | 6.5959 | 5.763
2 | 400 | 410 | 400 410 Water Heater Timeclock / Multi Attached | 0 | 0 | 4.657 | 5.032 | 5.157 | 7.6462 | 8.4743 | 7.4782 | 9.3601 | 9.4929 | 10.1804 | 9.6257 | 0 | 0 | 0 | 0 | 0 | 0 | 0 | 0 | 0 | 0 | 0 | 0 | 0 | 0 | 0 | 0 | 0 | 0 | 77.1038 | 56.5303
2 | 400 | 411 | 400 411 Heat Trap / Multi Attached | 0 | 0 | 8.4833 | 8.7333 | 9.2333 | 13.5527 | 14.4286 | 14.6845 | 16.6552 | 17.5536 | 18.2802 | 16.5146 | 0 | 0 | 0 | 0 | 0 | 0 | 0 | 0 | 0 | 0 | 0 | 0 | 0 | 0 | 0 | 0 | 0 | 0 | 138.1195 | 101.2649
2 | 500 | 502 | 500 502 Energy Star CW CEE Tier 2 (MEF=2.0) / Multi Attached | 0 | 0 | 9.3504 | 9.6004 | 10.1004 | 14.1072 | 14.9627 | 14.9695 | 16.9597 | 17.8269 | 18.8113 | 17.5535 | 17.866 | 0 | 0 | 0 | 0 | 0 | 0 | 0 | 0 | 0 | 0 | 0 | 0 | 0 | 0 | 0 | 0 | 0 | 162.1079 | 115.6433
2 | 500 | 503 | 500 503 Energy Star CW CEE Tier 3 (MEF=2.2) / Multi Attached | 0 | 0 | 12.5559 | 12.5559 | 13.8059 | 18.3303 | 19.4621 | 20.2238 | 23.259 | 23.923 | 24.9543 | 22.9934 | 23.8059 | 0 | 0 | 0 | 0 | 0 | 0 | 0 | 0 | 0 | 0 | 0 | 0 | 0 | 0 | 0 | 0 | 0 | 215.8693 | 153.9883
2 | 700 | 701 | 700 701 Energy Star DW (EF=0.68) / Multi Attached | 0 | 0 | 8.9069 | 9.4069 | 9.7819 | 13.4303 | 13.9772 | 14.2926 | 16.5787 | 16.9694 | 17.7897 | 17.0319 | 17.0787 | 16.6569 | 18.6569 | 0 | 0 | 0 | 0 | 0 | 0 | 0 | 0 | 0 | 0 | 0 | 0 | 0 | 0 | 0 | 190.5578 | 127.9244
2 | 800 | 801 | 800 801 Two Speed Pool Pump (1.5 hp) / Multi Attached | 0 | 0 | 86.4179 | 86.7929 | 94.9179 | 132.1396 | 144.6767 | 0 | 0 | 0 | 0 | 0 | 0 | 0 | 0 | 0 | 0 | 0 | 0 | 0 | 0 | 0 | 0 | 0 | 0 | 0 | 0 | 0 | 0 | 0 | 544.9451 | 473.7999
2 | 800 | 802 | 800 802 High Efficiency One Speed Pool Pump (1.5 hp) / Multi Attached | 0 | 0 | 43.4892 | 43.8642 | 48.2392 | 66.6552 | 72.6249 | 0 | 0 | 0 | 0 | 0 | 0 | 0 | 0 | 0 | 0 | 0 | 0 | 0 | 0 | 0 | 0 | 0 | 0 | 0 | 0 | 0 | 0 | 0 | 274.8727 | 239.016
2 | 800 | 803 | 800 803 Variable-Speed Pool Pump (<1 hp) / Multi Attached | 0 | 0 | 130.0361 | 130.4111 | 143.1611 | 199.3506 | 217.0879 | 227.8096 | 256.3877 | 274.829 | 281.0946 | 252.9384 | 0 | 0 | 0 | 0 | 0 | 0 | 0 | 0 | 0 | 0 | 0 | 0 | 0 | 0 | 0 | 0 | 0 | 0 | 2113.1062 | 1547.1646
2 | 800 | 804 | 800 804 PV-Powered Pool Pumps / Multi Attached | 0 | 0 | 173.4165 | 174.4165 | 191.1665 | 267.1176 | 289.8715 | 304.1401 | 343.5337 | 367.4283 | 373.9439 | 337.9986 | 0 | 0 | 0 | 0 | 0 | 0 | 0 | 0 | 0 | 0 | 0 | 0 | 0 | 0 | 0 | 0 | 0 | 0 | 2823.0331 | 2067.0873
2 | 900 | 901 | 900 901 Energy Star TV / Multi Attached | 0 | 0 | 0.68947 | 0.93947 | 1.0645 | 0.91798 | 1.1436 | 0.709 | 1.6895 | 0 | 0 | 0 | 0 | 0 | 0 | 0 | 0 | 0 | 0 | 0 | 0 | 0 | 0 | 0 | 0 | 0 | 0 | 0 | 0 | 0 | 7.1534 | 5.8405
2 | 910 | 911 | 910 911 Energy Star TV / Multi Attached | 0 | 0 | 2.7458 | 2.8708 | 2.7458 | 4.069 | 4.3806 | 4.6266 | 5.3239 | 0 | 0 | 0 | 0 | 0 | 0 | 0 | 0 | 0 | 0 | 0 | 0 | 0 | 0 | 0 | 0 | 0 | 0 | 0 | 0 | 0 | 26.7625 | 21.6852
2 | 920 | 921 | 920 921 Energy Star Set-Top Box / Multi Attached | 0 | 0 | 3.0361 | 3.2861 | 3.5361 | 4.7167 | 5.2148 | 4.5312 | 5.6767 | 0 | 0 | 0 | 0 | 0 | 0 | 0 | 0 | 0 | 0 | 0 | 0 | 0 | 0 | 0 | 0 | 0 | 0 | 0 | 0 | 0 | 29.9977 | 24.4214
2 | 930 | 931 | 930 931 Energy Star DVD Player / Multi Attached | 0 | 0 | 1.5362 | 2.0362 | 1.9112 | 2.5293 | 3.0733 | 2.5743 | 3.708 | 0 | 0 | 0 | 0 | 0 | 0 | 0 | 0 | 0 | 0 | 0 | 0 | 0 | 0 | 0 | 0 | 0 | 0 | 0 | 0 | 0 | 17.3684 | 14.0516
2 | 940 | 941 | 940 941 Energy Star VCR / Multi Attached | 0 | 0 | 3.0764 | 3.4514 | 3.8264 | 5.1047 | 6.3664 | 5.424 | 6.9982 | 0 | 0 | 0 | 0 | 0 | 0 | 0 | 0 | 0 | 0 | 0 | 0 | 0 | 0 | 0 | 0 | 0 | 0 | 0 | 0 | 0 | 34.2475 | 27.6513
2 | 950 | 951 | 950 951 Energy Star Desktop PC / Multi Attached | 0 | 0 | 2.0603 | 2.3103 | 2.1853 | 3.1023 | 3.0975 | 3.1492 | 3.8728 | 0 | 0 | 0 | 0 | 0 | 0 | 0 | 0 | 0 | 0 | 0 | 0 | 0 | 0 | 0 | 0 | 0 | 0 | 0 | 0 | 0 | 19.7779 | 16.1024
2 | 960 | 961 | 960 961 Energy Star Laptop PC / Multi Attached | 0 | 0 | 0.95559 | 0.95559 | 1.0806 | 1.2437 | 1.4654 | 1.0269 | 1.5728 | 0 | 0 | 0 | 0 | 0 | 0 | 0 | 0 | 0 | 0 | 0 | 0 | 0 | 0 | 0 | 0 | 0 | 0 | 0 | 0 | 0 | 8.3004 | 6.8086
3 | 100 | 102 | 100 102 15 SEER Split-System Air Conditioner / Single Detached - Manufactured | 0 | 0 | 14.9052 | 14.9052 | 15.5302 | 29.2675 | 32.8613 | 33.9589 | 40.2255 | 42.8662 | 44.5146 | 36.874 | 38.6552 | 35.374 | 47.249 | 35.0927 | 40.374 | 40.2802 | 47.2802 | 47.9365 | 0 | 0 | 0 | 0 | 0 | 0 | 0 | 0 | 0 | 0 | 638.1503 | 363.1721
3 | 100 | 103 | 100 103 17 SEER Split-System Air Conditioner / Single Detached - Manufactured | 0 | 0 | 35.1561 | 35.5311 | 37.5311 | 70.2714 | 81.201 | 83.1044 | 98.8983 | 108.5702 | 109.0311 | 89.0155 | 96.2499 | 84.5311 | 115.7811 | 88.1249 | 98.0936 | 99.5624 | 116.1874 | 119.0624 | 0 | 0 | 0 | 0 | 0 | 0 | 0 | 0 | 0 | 0 | 1565.903 | 889.4617
3 | 100 | 104 | 100 104 19 SEER Split-System Air Conditioner / Single Detached - Manufactured | 0 | 0 | 51.1821 | 50.5571 | 53.5571 | 100.4526 | 117.0405 | 119.7388 | 142.104 | 154.8853 | 155.5259 | 128.3071 | 136.8696 | 121.7134 | 165.7446 | 126.0884 | 141.1982 | 142.8545 | 166.7295 | 170.0732 | 0 | 0 | 0 | 0 | 0 | 0 | 0 | 0 | 0 | 0 | 2244.6221 | 1275.2644
3 | 100 | 105 | 100 105 14 SEER Split-System Heat Pump / Single Detached - Manufactured | 0 | 0 | 48.6975 | 47.6975 | 51.0725 | 101.552 | 120.0823 | 121.9924 | 146.7366 | 160.6584 | 161.0647 | 129.4631 | 140.385 | 121.8069 | 171.4788 | 126.9788 | 142.2439 | 0 | 0 | 0 | 0 | 0 | 0 | 0 | 0 | 0 | 0 | 0 | 0 | 0 | 1791.9104 | 1113.5333
3 | 100 | 106 | 100 106 15 SEER Split-System Heat Pump / Single Detached - Manufactured | 0 | 0 | 60.9878 | 60.2378 | 64.6128 | 116.4507 | 134.6782 | 137.897 | 163.3081 | 177.4956 | 179.2534 | 148.2065 | 158.8628 | 141.2378 | 191.1128 | 146.6753 | 162.9404 | 0 | 0 | 0 | 0 | 0 | 0 | 0 | 0 | 0 | 0 | 0 | 0 | 0 | 2043.9571 | 1275.0404
3 | 100 | 107 | 100 107 17 SEER Split-System Heat Pump / Single Detached - Manufactured | 0 | 0 | 83.2712 | 82.5212 | 88.0212 | 158.4822 | 183.0486 | 187.0241 | 221.0603 | 241.4743 | 242.9118 | 201.3337 | 216.1775 | 192.6775 | 259.7712 | 199.615 | 221.115 | 0 | 0 | 0 | 0 | 0 | 0 | 0 | 0 | 0 | 0 | 0 | 0 | 0 | 2778.5048 | 1733.5366
3 | 100 | 108 | 100 108 13 EER Geothermal Heat Pump / Single Detached - Manufactured | 0 | 0 | 83.2309 | 82.3559 | 87.7309 | 158.0883 | 182.397 | 186.8696 | 221.2387 | 240.645 | 242.3481 | 200.8716 | 215.4341 | 192.4966 | 259.1372 | 199.4497 | 220.9184 | 0 | 0 | 0 | 0 | 0 | 0 | 0 | 0 | 0 | 0 | 0 | 0 | 0 | 2773.2121 | 1730.1792
3 | 100 | 109 | 100 109 HVAC Proper Sizing / Single Detached - Manufactured | 0 | 0 | 7.7804 | 8.0304 | 8.0304 | 19.3888 | 22.9952 | 22.7775 | 28.6163 | 30.7373 | 31.7373 | 24.6982 | 25.9326 | 22.7295 | 33.1826 | 22.0889 | 26.5889 | 0 | 0 | 0 | 0 | 0 | 0 | 0 | 0 | 0 | 0 | 0 | 0 | 0 | 335.3144 | 207.5608
3 | 100 | 110 | 100 110 Attic Venting / Single Detached - Manufactured | 0 | 0 | 14.7845 | 14.5345 | 15.9095 | 27.4691 | 30.8187 | 31.3548 | 37.3861 | 39.9798 | 40.9408 | 34.7533 | 0 | 0 | 0 | 0 | 0 | 0 | 0 | 0 | 0 | 0 | 0 | 0 | 0 | 0 | 0 | 0 | 0 | 0 | 287.9311 | 208.1944
3 | 100 | 111 | 100 111 Sealed Attic w/Sprayed Foam Insulated Roof Deck / Single Detached - Manufactured | 0 | 0 | 31.8686 | 31.8686 | 33.9936 | 73.0766 | 88.2397 | 88.6762 | 108.9467 | 118.8451 | 118.5248 | 94.2123 | 102.1342 | 87.6186 | 126.8686 | 90.1498 | 102.7748 | 103.4936 | 124.5248 | 125.5561 | 129.6498 | 129.8686 | 131.5561 | 113.3061 | 115.0873 | 100.5873 | 104.4936 | 113.1811 | 118.0248 | 166.4311 | 2873.5584 | 1236.3726
3 | 100 | 112 | 100 112 AC Maintenance (Outdoor Coil Cleaning) / Single Detached - Manufactured | 0 | 0 | 18.1955 | 18.1955 | 19.5705 | 33.1613 | 0 | 0 | 0 | 0 | 0 | 0 | 0 | 0 | 0 | 0 | 0 | 0 | 0 | 0 | 0 | 0 | 0 | 0 | 0 | 0 | 0 | 0 | 0 | 0 | 89.1229 | 80.0331
3 | 100 | 113 | 100 113 AC Maintenance (Indoor Coil Cleaning) / Single Detached - Manufactured | 0 | 0 | 17.9052 | 17.9052 | 19.5302 | 33.0175 | 0 | 0 | 0 | 0 | 0 | 0 | 0 | 0 | 0 | 0 | 0 | 0 | 0 | 0 | 0 | 0 | 0 | 0 | 0 | 0 | 0 | 0 | 0 | 0 | 88.3582 | 79.3154
3 | 100 | 114 | 100 114 Proper Refrigerant Charging and Air Flow / Single Detached - Manufactured | 0 | 0 | 25.7551 | 25.6301 | 27.7551 | 46.845 | 53.4075 | 55.2209 | 64.4739 | 69.0208 | 69.9739 | 59.7239 | 0 | 0 | 0 | 0 | 0 | 0 | 0 | 0 | 0 | 0 | 0 | 0 | 0 | 0 | 0 | 0 | 0 | 0 | 497.8061 | 360.2615
3 | 100 | 115 | 100 115 Electronically Commutated Motors (ECM) on an Air Handler Unit / Single Detached - Manufactured | 0 | 0 | 16.2886 | 16.7886 | 17.7886 | 29.0357 | 32.5709 | 33.4019 | 39.1793 | 42.0152 | 42.5855 | 36.773 | 39.2574 | 36.023 | 45.0074 | 36.3511 | 40.6011 | 0 | 0 | 0 | 0 | 0 | 0 | 0 | 0 | 0 | 0 | 0 | 0 | 0 | 503.6675 | 315.6147
3 | 100 | 116 | 100 116 Duct Repair / Single Detached - Manufactured | 0 | 0 | 18.953 | 18.953 | 20.328 | 37.0839 | 42.2802 | 43.6454 | 51.414 | 55.664 | 56.4061 | 46.9843 | 50.3749 | 44.5311 | 60.203 | 45.703 | 50.828 | 51.828 | 60.3905 | 60.953 | 0 | 0 | 0 | 0 | 0 | 0 | 0 | 0 | 0 | 0 | 816.5234 | 464.8773
3 | 100 | 117 | 100 117 Reflective Roof / Single Detached - Manufactured | 0 | 0 | 36.4756 | 36.3506 | 39.2256 | 65.9083 | 75.4649 | 77.795 | 90.5303 | 98.3116 | 99.2178 | 84.4288 | 89.5381 | 81.4444 | 106.6631 | 83.6944 | 92.6167 | 0 | 0 | 0 | 0 | 0 | 0 | 0 | 0 | 0 | 0 | 0 | 0 | 0 | 1157.6653 | 723.8722
3 | 100 | 118 | 100 118 Radiant Barrier / Single Detached - Manufactured | 0 | 0 | 31.2132 | 31.3382 | 33.2132 | 61.887 | 71.9466 | 73.847 | 88.0804 | 95.6585 | 96.2522 | 79.5413 | 0 | 0 | 0 | 0 | 0 | 0 | 0 | 0 | 0 | 0 | 0 | 0 | 0 | 0 | 0 | 0 | 0 | 0 | 662.9775 | 477.0029
3 | 100 | 119 | 100 119 Window Film / Single Detached - Manufactured | 0 | 0 | 8.9749 | 8.9749 | 9.4749 | 16.0296 | 17.6644 | 17.7415 | 20.9515 | 22.4046 | 23.0608 | 19.5999 | 0 | 0 | 0 | 0 | 0 | 0 | 0 | 0 | 0 | 0 | 0 | 0 | 0 | 0 | 0 | 0 | 0 | 0 | 164.877 | 119.7345
3 | 100 | 120 | 100 120 Window Tinting / Single Detached - Manufactured | 0 | 0 | 9.781 | 9.906 | 10.406 | 18.2957 | 20.739 | 21.0652 | 25.2732 | 27.0389 | 27.7654 | 23.8592 | 25.031 | 21.8123 | 29.031 | 23.2498 | 25.156 | 25.6873 | 29.8123 | 29.4685 | 32.3123 | 32.031 | 31.4685 | 28.2185 | 30.1873 | 26.031 | 27.9373 | 29.5623 | 29.6873 | 39.2185 | 710.0322 | 306.0902
3 | 100 | 121 | 100 121 Default Window With Sunscreen / Single Detached - Manufactured | 0 | 0 | 41.6981 | 41.6981 | 43.9481 | 90.455 | 107.3651 | 109.2626 | 131.4403 | 144.2606 | 144.8075 | 115.3856 | 0 | 0 | 0 | 0 | 0 | 0 | 0 | 0 | 0 | 0 | 0 | 0 | 0 | 0 | 0 | 0 | 0 | 0 | 970.3213 | 694.77
3 | 100 | 122 | 100 122 Single Pane Clear Windows to Double Pane Low-E Windows / Single Detached - Manufactured | 0 | 0 | 82.2738 | 81.7738 | 86.0238 | 187.9632 | 225.3031 | 229.1361 | 278.4301 | 305.7582 | 304.9535 | 241.0707 | 261.7269 | 223.9613 | 324.8051 | 232.1488 | 263.0086 | 267.7274 | 319.0712 | 324.8212 | 333.4149 | 331.9149 | 338.0399 | 288.1024 | 293.8211 | 257.1649 | 265.3524 | 292.1961 | 300.9774 | 428.4149 | 7369.3553 | 3171.4651
3 | 100 | 124 | 100 124 Ceiling R-0 to R-19 Insulation / Single Detached - Manufactured | 0 | 0 | 24.8297 | 24.9547 | 26.3297 | 57.0513 | 68.5006 | 69.8541 | 84.8218 | 92.2281 | 92.7984 | 73.5953 | 79.2984 | 68.1578 | 98.7047 | 70.7047 | 79.9708 | 81.2208 | 97.8458 | 98.6895 | 102.4395 | 101.7833 | 0 | 0 | 0 | 0 | 0 | 0 | 0 | 0 | 1493.7787 | 792.5922
3 | 100 | 125 | 100 125 Ceiling R-19 to R-38 Insulation / Single Detached - Manufactured | 0 | 0 | 1.2014 | 1.3264 | 1.5764 | 2.8547 | 3.4211 | 2.924 | 4.2482 | 4.0842 | 4.7873 | 3.6545 | 4.1857 | 3.1389 | 3.9826 | 2.9514 | 4.0139 | 3.3264 | 4.5764 | 3.8889 | 5.0139 | 4.9514 | 0 | 0 | 0 | 0 | 0 | 0 | 0 | 0 | 70.1075 | 37.6563
3 | 100 | 126 | 100 126 Wall 2x4 R-0 to Blow-In R-13 Insulation / Single Detached - Manufactured | 0 | 0 | 3.7291 | 3.9791 | 3.9791 | 8.4137 | 9.818 | 9.8317 | 12.5572 | 13.2213 | 13.7682 | 11.1822 | 11.5416 | 10.1822 | 13.1666 | 9.6666 | 11.5416 | 11.1666 | 13.8541 | 13.8229 | 15.0729 | 15.1666 | 0 | 0 | 0 | 0 | 0 | 0 | 0 | 0 | 215.6615 | 114.9232
3 | 100 | 127 | 100 127 Weather Strip/Caulk w/Blower Door / Single Detached - Manufactured | 0 | 0 | 4.7014 | 4.9514 | 5.0764 | 7.007 | 7.5607 | 0 | 0 | 0 | 0 | 0 | 0 | 0 | 0 | 0 | 0 | 0 | 0 | 0 | 0 | 0 | 0 | 0 | 0 | 0 | 0 | 0 | 0 | 0 | 29.2969 | 25.5226
3 | 130 | 132 | 130 132 15 SEER Split-System Heat Pump / Single Detached - Manufactured | 0 | 0 | 55.3307 | 54.7057 | 57.8307 | 131.3483 | 159.3454 | 161.0837 | 197.2057 | 215.7682 | 215.6276 | 168.6745 | 183.1589 | 156.0026 | 228.8932 | 161.0807 | 184.4557 | 0 | 0 | 0 | 0 | 0 | 0 | 0 | 0 | 0 | 0 | 0 | 0 | 0 | 2330.5119 | 1441.9046
3 | 130 | 133 | 130 133 17 SEER Split-System Heat Pump / Single Detached - Manufactured | 0 | 0 | 38.2896 | 37.7896 | 40.6646 | 70.606 | 80.9976 | 83.3482 | 98.1568 | 106.7506 | 107.5084 | 90.4615 | 96.6178 | 86.1646 | 115.4771 | 89.6021 | 99.1485 | 0 | 0 | 0 | 0 | 0 | 0 | 0 | 0 | 0 | 0 | 0 | 0 | 0 | 1241.5834 | 775.3499
3 | 130 | 134 | 130 134 13 EER Geothermal Heat Pump / Single Detached - Manufactured | 0 | 0 | 38.1284 | 37.6284 | 40.6284 | 70.4672 | 80.8051 | 82.9467 | 97.3393 | 105.9253 | 106.8081 | 90.2221 | 95.394 | 85.7378 | 114.8471 | 89.1596 | 98.8945 | 0 | 0 | 0 | 0 | 0 | 0 | 0 | 0 | 0 | 0 | 0 | 0 | 0 | 1234.932 | 771.3251
3 | 130 | 136 | 130 136 Attic Venting / Single Detached - Manufactured | 0 | 0 | 13.0025 | 13.0025 | 13.8775 | 23.9595 | 27.271 | 27.8013 | 32.9165 | 35.2172 | 36.1469 | 30.5922 | 0 | 0 | 0 | 0 | 0 | 0 | 0 | 0 | 0 | 0 | 0 | 0 | 0 | 0 | 0 | 0 | 0 | 0 | 253.787 | 183.4987
3 | 130 | 137 | 130 137 Sealed Attics / Single Detached - Manufactured | 0 | 0 | 30.9682 | 31.5932 | 33.0932 | 77.2748 | 93.8266 | 94.7826 | 116.6244 | 127.8979 | 126.7416 | 99.2182 | 108.2338 | 91.1401 | 134.7494 | 94.2494 | 107.4682 | 116.0307 | 132.4682 | 133.4994 | 138.3432 | 136.7807 | 138.7182 | 117.9057 | 118.9682 | 102.8432 | 106.0307 | 117.3432 | 127.9057 | 176.7182 | 3031.4172 | 1303.4767
3 | 130 | 138 | 130 138 AC Maintenance (Outdoor Coil Cleaning) / Single Detached - Manufactured | 0 | 0 | 16.7199 | 17.0949 | 17.8449 | 30.6134 | 0 | 0 | 0 | 0 | 0 | 0 | 0 | 0 | 0 | 0 | 0 | 0 | 0 | 0 | 0 | 0 | 0 | 0 | 0 | 0 | 0 | 0 | 0 | 0 | 82.273 | 73.8897
3 | 130 | 139 | 130 139 AC Maintenance (Indoor Coil Cleaning) / Single Detached - Manufactured | 0 | 0 | 16.5707 | 16.8207 | 17.3207 | 30.5404 | 0 | 0 | 0 | 0 | 0 | 0 | 0 | 0 | 0 | 0 | 0 | 0 | 0 | 0 | 0 | 0 | 0 | 0 | 0 | 0 | 0 | 0 | 0 | 0 | 81.2525 | 72.9601
3 | 130 | 140 | 130 140 Proper Refrigerant Charging and Air Flow / Single Detached - Manufactured | 0 | 0 | 23.4287 | 23.5537 | 25.4287 | 43.1885 | 49.1592 | 50.2647 | 58.71 | 63.21 | 64.1944 | 54.835 | 0 | 0 | 0 | 0 | 0 | 0 | 0 | 0 | 0 | 0 | 0 | 0 | 0 | 0 | 0 | 0 | 0 | 0 | 455.973 | 329.9817
3 | 130 | 141 | 130 141 Electronically Commutated Motors (ECM) on an Air Handler Unit / Single Detached - Manufactured | 0 | 0 | 35.4707 | 35.4707 | 37.4707 | 70.0596 | 81.5303 | 82.6289 | 98.6972 | 107.3457 | 108.7051 | 88.9238 | 95.8926 | 84.2676 | 115.2207 | 87.3457 | 98.0644 | 0 | 0 | 0 | 0 | 0 | 0 | 0 | 0 | 0 | 0 | 0 | 0 | 0 | 1227.0935 | 764.6638
3 | 130 | 142 | 130 142 Duct Repair / Single Detached - Manufactured | 0 | 0 | 14.7879 | 14.6629 | 15.2879 | 31.0711 | 35.9852 | 36.8387 | 43.9285 | 47.6591 | 48.1122 | 39.5888 | 42.6826 | 37.5419 | 51.3544 | 37.6669 | 42.7294 | 43.7294 | 51.2919 | 51.7919 | 0 | 0 | 0 | 0 | 0 | 0 | 0 | 0 | 0 | 0 | 686.711 | 389.4521
3 | 130 | 143 | 130 143 Reflective Roof / Single Detached - Manufactured | 0 | 0 | 32.585 | 33.085 | 35.335 | 59.6602 | 67.874 | 69.7002 | 81.8819 | 88.5499 | 89.3781 | 76.5109 | 80.5421 | 72.9953 | 95.714 | 76.0578 | 83.839 | 0 | 0 | 0 | 0 | 0 | 0 | 0 | 0 | 0 | 0 | 0 | 0 | 0 | 1043.7082 | 652.5242
3 | 130 | 144 | 130 144 Radiant Barrier / Single Detached - Manufactured | 0 | 0 | 27.6411 | 27.8911 | 29.5161 | 54.9311 | 64.1997 | 65.0356 | 78.1958 | 84.9302 | 86.0786 | 70.2505 | 0 | 0 | 0 | 0 | 0 | 0 | 0 | 0 | 0 | 0 | 0 | 0 | 0 | 0 | 0 | 0 | 0 | 0 | 588.6699 | 423.5355
3 | 130 | 145 | 130 145 Window Film / Single Detached - Manufactured | 0 | 0 | 8.5194 | 8.5194 | 8.7694 | 14.8124 | 16.1639 | 15.9862 | 18.8475 | 19.8085 | 20.4178 | 18.1757 | 0 | 0 | 0 | 0 | 0 | 0 | 0 | 0 | 0 | 0 | 0 | 0 | 0 | 0 | 0 | 0 | 0 | 0 | 150.0203 | 109.2375
3 | 130 | 146 | 130 146 Window Tinting / Single Detached - Manufactured | 0 | 0 | 10.0109 | 9.8859 | 10.1359 | 17.9767 | 20.674 | 20.7443 | 25.1203 | 26.6515 | 27.5968 | 23.4796 | 24.1515 | 21.7296 | 28.8546 | 22.8859 | 25.0734 | 24.7609 | 29.6671 | 29.2609 | 31.6046 | 31.3859 | 31.3234 | 28.0734 | 29.0734 | 25.9171 | 27.8546 | 28.9484 | 29.5734 | 39.5734 | 701.9877 | 302.6457
3 | 130 | 147 | 130 147 Default Window With Sunscreen / Single Detached - Manufactured | 0 | 0 | 41.6981 | 41.6981 | 43.9481 | 90.455 | 107.3651 | 109.2626 | 131.4403 | 144.2606 | 144.8075 | 115.3856 | 0 | 0 | 0 | 0 | 0 | 0 | 0 | 0 | 0 | 0 | 0 | 0 | 0 | 0 | 0 | 0 | 0 | 0 | 970.3213 | 694.77
3 | 130 | 148 | 130 148 Single Pane Clear Windows to Double Pane Low-E Windows / Single Detached - Manufactured | 0 | 0 | 82.2738 | 81.7738 | 86.0238 | 187.9632 | 225.3031 | 229.1361 | 278.4301 | 305.7582 | 304.9535 | 241.0707 | 261.7269 | 223.9613 | 324.8051 | 232.1488 | 263.0086 | 267.7274 | 319.0712 | 324.8212 | 333.4149 | 331.9149 | 338.0399 | 288.1024 | 293.8211 | 257.1649 | 265.3524 | 292.1961 | 300.9774 | 428.4149 | 7369.3553 | 3171.4651
3 | 130 | 150 | 130 150 Ceiling R-0 to R-19 Insulation / Single Detached - Manufactured | 0 | 0 | 25.776 | 25.901 | 27.026 | 63.5602 | 77.4449 | 78.5612 | 96.1041 | 104.6744 | 104.6822 | 81.5572 | 88.9166 | 74.6354 | 111.4322 | 78.026 | 89.4171 | 95.0109 | 109.0734 | 110.9484 | 113.9484 | 113.5421 | 0 | 0 | 0 | 0 | 0 | 0 | 0 | 0 | 1670.2376 | 883.8823
3 | 130 | 151 | 130 151 Ceiling R-19 to R-38 Insulation / Single Detached - Manufactured | 0 | 0 | 1.282 | 1.407 | 1.407 | 3.3415 | 3.614 | 3.1706 | 4.9695 | 4.571 | 5.1335 | 4.282 | 4.8132 | 3.6726 | 4.282 | 3.5007 | 4.532 | 4.2507 | 5.032 | 4.3757 | 5.5007 | 5.4695 | 0 | 0 | 0 | 0 | 0 | 0 | 0 | 0 | 78.607 | 41.9882
3 | 130 | 152 | 130 152 Wall 2x4 R-0 to Blow-In R-13 Insulation / Single Detached - Manufactured | 0 | 0 | 3.5314 | 3.9064 | 3.9064 | 8.6535 | 10.8283 | 10.341 | 13.5392 | 13.9923 | 14.5236 | 11.9689 | 12.5627 | 10.5158 | 14.5627 | 10.0314 | 12.1564 | 12.7502 | 14.5627 | 14.3127 | 16.0627 | 15.2189 | 0 | 0 | 0 | 0 | 0 | 0 | 0 | 0 | 227.927 | 121.2009
3 | 130 | 153 | 130 153 Weather Strip/Caulk w/Blower Door / Single Detached - Manufactured | 0 | 0 | 4.4071 | 4.5321 | 4.5321 | 6.3553 | 6.4168 | 0 | 0 | 0 | 0 | 0 | 0 | 0 | 0 | 0 | 0 | 0 | 0 | 0 | 0 | 0 | 0 | 0 | 0 | 0 | 0 | 0 | 0 | 0 | 26.2433 | 22.9237
3 | 190 | 191 | 190 191 HE Room Air Conditioner - EER 11 / Single Detached - Manufactured | 0 | 0 | 13.5748 | 13.5748 | 14.1998 | 25.607 | 29.4147 | 30.2477 | 35.9576 | 38.8014 | 39.1608 | 33.2154 | 35.4811 | 30.7154 | 41.7623 | 31.6061 | 35.7462 | 0 | 0 | 0 | 0 | 0 | 0 | 0 | 0 | 0 | 0 | 0 | 0 | 0 | 449.0651 | 280.3909
3 | 190 | 192 | 190 192 HE Room Air Conditioner - EER 12 / Single Detached - Manufactured | 0 | 0 | 23.8314 | 24.3314 | 25.9564 | 46.9349 | 53.5023 | 54.8793 | 64.9564 | 70.8236 | 71.6673 | 59.347 | 63.0658 | 56.5345 | 76.1752 | 58.1752 | 64.9725 | 0 | 0 | 0 | 0 | 0 | 0 | 0 | 0 | 0 | 0 | 0 | 0 | 0 | 815.1532 | 508.5586
3 | 190 | 196 | 190 196 Reflective Roof / Single Detached - Manufactured | 0 | 0 | 18.8809 | 18.6309 | 20.1309 | 34.128 | 38.295 | 39.3282 | 46.5294 | 49.9434 | 50.7247 | 43.2091 | 46.0059 | 41.5528 | 54.6622 | 42.5372 | 47.0997 | 0 | 0 | 0 | 0 | 0 | 0 | 0 | 0 | 0 | 0 | 0 | 0 | 0 | 591.6585 | 370.1489
3 | 190 | 197 | 190 197 Window Film / Single Detached - Manufactured | 0 | 0 | 4.4069 | 4.6569 | 4.7819 | 7.5778 | 8.3659 | 8.1842 | 9.7975 | 9.9303 | 10.7428 | 9.3444 | 0 | 0 | 0 | 0 | 0 | 0 | 0 | 0 | 0 | 0 | 0 | 0 | 0 | 0 | 0 | 0 | 0 | 0 | 77.7884 | 56.7351
3 | 190 | 198 | 190 198 Window Tinting / Single Detached - Manufactured | 0 | 0 | 5.1082 | 5.3582 | 5.3582 | 9.7303 | 10.8202 | 11.1297 | 13.3426 | 14.0145 | 14.1239 | 12.4832 | 12.8114 | 11.9207 | 14.0457 | 10.6082 | 12.952 | 13.5457 | 15.452 | 15.4207 | 17.1082 | 16.7332 | 15.9207 | 14.4832 | 16.0145 | 14.6395 | 13.827 | 15.4207 | 15.452 | 19.4207 | 367.2456 | 158.6622
3 | 190 | 199 | 190 199 Default Window With Sunscreen / Single Detached - Manufactured | 0 | 0 | 6.6319 | 6.7569 | 6.8819 | 14.7227 | 17.42 | 17.2403 | 21.1162 | 22.6475 | 22.8428 | 19.2256 | 0 | 0 | 0 | 0 | 0 | 0 | 0 | 0 | 0 | 0 | 0 | 0 | 0 | 0 | 0 | 0 | 0 | 0 | 155.4857 | 111.3053
3 | 190 | 200 | 190 200 Single Pane Clear Windows to Double Pane Low-E Windows / Single Detached - Manufactured | 0 | 0 | 22.3038 | 22.4288 | 23.8038 | 40.755 | 46.462 | 47.8077 | 56.7413 | 60.7532 | 60.9876 | 52.6204 | 55.7454 | 49.9485 | 65.5266 | 51.3704 | 56.7141 | 57.7141 | 66.9954 | 67.8391 | 69.9954 | 70.6204 | 71.5579 | 65.4954 | 66.7141 | 61.5891 | 63.4954 | 68.3079 | 70.1516 | 90.2454 | 1604.6898 | 689.3504
3 | 190 | 202 | 190 202 Ceiling R-0 to R-19 Insulation / Single Detached - Manufactured | 0 | 0 | 18.7482 | 18.4982 | 19.9982 | 32.2628 | 35.8136 | 37.1603 | 43.506 | 46.3926 | 47.2207 | 40.9629 | 43.7129 | 39.9004 | 51.1191 | 40.5566 | 45.6353 | 45.6978 | 51.604 | 52.9165 | 55.8853 | 55.8228 | 0 | 0 | 0 | 0 | 0 | 0 | 0 | 0 | 823.4139 | 441.8591
3 | 190 | 203 | 190 203 Ceiling R-19 to R-38 Insulation / Single Detached - Manufactured | 0 | 0 | 1.0806 | 0.95559 | 1.0806 | 1.2437 | 1.4654 | 1.2769 | 1.8228 | 1.6587 | 1.9009 | 1.7368 | 1.4712 | 1.3462 | 1.4868 | 1.8618 | 1.6118 | 1.3618 | 1.7681 | 1.5181 | 2.1118 | 2.5181 | 0 | 0 | 0 | 0 | 0 | 0 | 0 | 0 | 31.2777 | 17.3116
3 | 190 | 204 | 190 204 Wall 2x4 R-0 to Blow-In R-13 Insulation / Single Detached - Manufactured | 0 | 0 | 1.3709 | 1.4959 | 1.6209 | 1.8806 | 2.4217 | 2.1697 | 2.6365 | 2.4881 | 3.1443 | 2.4646 | 2.7303 | 2.2615 | 2.6209 | 2.2771 | 3.0584 | 2.8084 | 3.0896 | 2.8709 | 3.4334 | 3.3709 | 0 | 0 | 0 | 0 | 0 | 0 | 0 | 0 | 50.2145 | 27.4299
3 | 190 | 205 | 190 205 Weather Strip/Caulk w/Blower Door / Single Detached - Manufactured | 0 | 0 | 2.7458 | 2.7458 | 2.7458 | 4.319 | 4.3249 | 0 | 0 | 0 | 0 | 0 | 0 | 0 | 0 | 0 | 0 | 0 | 0 | 0 | 0 | 0 | 0 | 0 | 0 | 0 | 0 | 0 | 0 | 0 | 16.8813 | 14.6929
3 | 220 | 221 | 220 221 CFL (18-Watt integral ballast), 0.5 hr/day / Single Detached - Manufactured | 0 | 0 | 2.3305 | 2.4555 | 2.4555 | 3.1703 | 3.4233 | 3.4828 | 4.5336 | 4.6196 | 4.643 | 4.1899 | 4.4555 | 4.1274 | 4.8617 | 4.143 | 4.9242 | 4.7367 | 5.1742 | 5.4555 | 6.0492 | 5.518 | 5.5805 | 5.0805 | 5.5492 | 5.8617 | 4.8617 | 5.893 | 4.893 | 0 | 122.4692 | 54.8495
3 | 230 | 231 | 230 231 CFL (18-Watt integral ballast), 2.5 hr/day / Single Detached - Manufactured | 0 | 0 | 16.8984 | 16.7734 | 18.2734 | 24.5205 | 25.8789 | 0 | 0 | 0 | 0 | 0 | 0 | 0 | 0 | 0 | 0 | 0 | 0 | 0 | 0 | 0 | 0 | 0 | 0 | 0 | 0 | 0 | 0 | 0 | 102.3447 | 89.239
3 | 240 | 241 | 240 241 CFL (18-Watt integral ballast), 6.0 hr/day / Single Detached - Manufactured | 0 | 0 | 8.7778 | 9.1528 | 0 | 0 | 0 | 0 | 0 | 0 | 0 | 0 | 0 | 0 | 0 | 0 | 0 | 0 | 0 | 0 | 0 | 0 | 0 | 0 | 0 | 0 | 0 | 0 | 0 | 0 | 17.9307 | 17.375
3 | 250 | 251 | 250 251 ROB 2L4'T8, 1EB / Single Detached - Manufactured | 0 | 0 | 0.70559 | 0.95559 | 0.83059 | 1.2437 | 1.4654 | 0.77688 | 1.3228 | 1.6587 | 1.9009 | 1.4868 | 1.2212 | 1.0962 | 1.2368 | 1.6118 | 1.002 | 1.0332 | 1.877 | 1.4082 | 2.4395 | 1.877 | 1.377 | 1.752 | 0.78322 | 1.752 | 1.752 | 2.2207 | 1.7207 | 1.627 | 40.1343 | 17.875
3 | 250 | 252 | 250 252 RET 2L4'T8, 1EB / Single Detached - Manufactured | 0 | 0 | 0.70559 | 0.95559 | 0.83059 | 1.2437 | 1.4654 | 0.77688 | 1.3228 | 1.6587 | 1.9009 | 1.4868 | 1.2212 | 1.0962 | 1.2368 | 1.6118 | 1.002 | 1.0332 | 1.877 | 1.4082 | 2.4395 | 1.877 | 1.377 | 1.752 | 0.78322 | 1.752 | 1.752 | 2.2207 | 1.7207 | 1.627 | 40.1343 | 17.875
3 | 260 | 261 | 260 261 CFL - medium screw based <30 Watts / Single Detached - Manufactured | 0 | 0 | 3.774 | 3.899 | 0 | 0 | 0 | 0 | 0 | 0 | 0 | 0 | 0 | 0 | 0 | 0 | 0 | 0 | 0 | 0 | 0 | 0 | 0 | 0 | 0 | 0 | 0 | 0 | 0 | 0 | 7.673 | 7.4363
3 | 260 | 262 | 260 262 Photocell/timeclock / Single Detached - Manufactured | 0 | 0 | 1.2056 | 1.0806 | 1.0806 | 1.2437 | 1.5318 | 1.2769 | 1.8228 | 1.6587 | 2.2993 | 1.7368 | 1.4712 | 1.3462 | 1.4868 | 1.8618 | 1.6118 | 1.3618 | 2.0181 | 1.5181 | 2.6118 | 2.0181 | 1.5806 | 1.8931 | 1.8931 | 1.3306 | 1.8306 | 2.7993 | 2.2993 | 1.8306 | 47.6998 | 21.4812
3 | 300 | 301 | 300 301 HE Refrigerator - Energy Star version of above / Single Detached - Manufactured | 0 | 0 | 11.3422 | 11.5922 | 12.9672 | 16.7866 | 18.1625 | 18.4184 | 20.8891 | 21.7875 | 22.2641 | 21.2485 | 21.811 | 21.1235 | 24.1547 | 22.0297 | 0 | 0 | 0 | 0 | 0 | 0 | 0 | 0 | 0 | 0 | 0 | 0 | 0 | 0 | 264.5771 | 172.5801
3 | 350 | 351 | 350 351 HE Freezer / Single Detached - Manufactured | 0 | 0 | 2.9312 | 3.4312 | 3.5562 | 5.0357 | 5.8463 | 5.6021 | 6.814 | 6.9156 | 7.6109 | 6.7906 | 6.5562 | 0 | 0 | 0 | 0 | 0 | 0 | 0 | 0 | 0 | 0 | 0 | 0 | 0 | 0 | 0 | 0 | 0 | 61.0902 | 43.2316
3 | 400 | 401 | 400 401 Heat Pump Water Heater (EF=2.9) / Single Detached - Manufactured | 0 | 0 | 73.7015 | 74.9515 | 82.2015 | 111.5862 | 120.135 | 126.9632 | 142.1155 | 151.639 | 154.803 | 141.3265 | 0 | 0 | 0 | 0 | 0 | 0 | 0 | 0 | 0 | 0 | 0 | 0 | 0 | 0 | 0 | 0 | 0 | 0 | 1179.4228 | 865.0582
3 | 400 | 403 | 400 403 Solar Water Heat / Single Detached - Manufactured | 0 | 0 | 69.0694 | 70.6944 | 77.3194 | 101.1055 | 109.254 | 115.0684 | 128.1632 | 136.2766 | 139.55 | 129.5422 | 135.5266 | 131.2922 | 153.5422 | 137.2297 | 146.1984 | 0 | 0 | 0 | 0 | 0 | 0 | 0 | 0 | 0 | 0 | 0 | 0 | 0 | 1779.8321 | 1123.2219
3 | 400 | 404 | 400 404 AC Heat Recovery Units / Single Detached - Manufactured | 0 | 0 | 13.6963 | 13.5713 | 14.6963 | 22.9434 | 25.3897 | 25.9707 | 30.8213 | 32.587 | 33.0791 | 29.1026 | 0 | 0 | 0 | 0 | 0 | 0 | 0 | 0 | 0 | 0 | 0 | 0 | 0 | 0 | 0 | 0 | 0 | 0 | 241.8579 | 175.9628
3 | 400 | 405 | 400 405 Low Flow Showerhead / Single Detached - Manufactured | 0 | 0 | 8.1125 | 8.6125 | 8.8625 | 12.8693 | 13.1691 | 13.4816 | 15.4718 | 15.839 | 17.175 | 15.5656 | 0 | 0 | 0 | 0 | 0 | 0 | 0 | 0 | 0 | 0 | 0 | 0 | 0 | 0 | 0 | 0 | 0 | 0 | 129.1587 | 94.8987
3 | 400 | 406 | 400 406 Pipe Wrap / Single Detached - Manufactured | 0 | 0 | 2.2055 | 2.4555 | 2.4555 | 3.4203 | 3.6733 | 3.4828 | 4.5336 | 4.8696 | 4.643 | 4.1899 | 4.2055 | 4.1274 | 4.8617 | 0 | 0 | 0 | 0 | 0 | 0 | 0 | 0 | 0 | 0 | 0 | 0 | 0 | 0 | 0 | 49.1236 | 32.9832
3 | 400 | 407 | 400 407 Faucet Aerators / Single Detached - Manufactured | 0 | 0 | 3.1168 | 3.4918 | 3.4918 | 4.565 | 5.3209 | 4.8726 | 5.8199 | 6.1755 | 6.6989 | 6.1833 | 0 | 0 | 0 | 0 | 0 | 0 | 0 | 0 | 0 | 0 | 0 | 0 | 0 | 0 | 0 | 0 | 0 | 0 | 49.7363 | 36.5219
3 | 400 | 408 | 400 408 Water Heater Blanket / Single Detached - Manufactured | 0 | 0 | 10.9429 | 11.0679 | 11.8179 | 16.3424 | 17.7242 | 17.7359 | 20.5211 | 0 | 0 | 0 | 0 | 0 | 0 | 0 | 0 | 0 | 0 | 0 | 0 | 0 | 0 | 0 | 0 | 0 | 0 | 0 | 0 | 0 | 106.1524 | 86.1639
3 | 400 | 409 | 400 409 Water Heater Temperature Check and Adjustment / Single Detached - Manufactured | 0 | 0 | 1.2298 | 1.2298 | 1.3548 | 1.5667 | 2.1009 | 0 | 0 | 0 | 0 | 0 | 0 | 0 | 0 | 0 | 0 | 0 | 0 | 0 | 0 | 0 | 0 | 0 | 0 | 0 | 0 | 0 | 0 | 0 | 7.4818 | 6.5137
3 | 400 | 410 | 400 410 Water Heater Timeclock / Single Detached - Manufactured | 0 | 0 | 5.157 | 5.532 | 5.657 | 8.3962 | 9.2243 | 8.7282 | 10.1101 | 10.4929 | 11.4304 | 10.1257 | 0 | 0 | 0 | 0 | 0 | 0 | 0 | 0 | 0 | 0 | 0 | 0 | 0 | 0 | 0 | 0 | 0 | 0 | 84.8538 | 62.2623
3 | 400 | 411 | 400 411 Heat Trap / Single Detached - Manufactured | 0 | 0 | 9.7333 | 9.3583 | 10.4833 | 14.8027 | 15.6786 | 15.9345 | 17.9052 | 18.8036 | 19.7802 | 18.5146 | 0 | 0 | 0 | 0 | 0 | 0 | 0 | 0 | 0 | 0 | 0 | 0 | 0 | 0 | 0 | 0 | 0 | 0 | 150.9945 | 110.8392
3 | 500 | 502 | 500 502 Energy Star CW CEE Tier 2 (MEF=2.0) / Single Detached - Manufactured | 0 | 0 | 9.3504 | 9.6004 | 10.1004 | 14.1072 | 14.9627 | 14.9695 | 16.9597 | 17.8269 | 18.8113 | 17.5535 | 17.866 | 0 | 0 | 0 | 0 | 0 | 0 | 0 | 0 | 0 | 0 | 0 | 0 | 0 | 0 | 0 | 0 | 0 | 162.1079 | 115.6433
3 | 500 | 503 | 500 503 Energy Star CW CEE Tier 3 (MEF=2.2) / Single Detached - Manufactured | 0 | 0 | 12.5559 | 12.5559 | 13.8059 | 18.3303 | 19.4621 | 20.2238 | 23.259 | 23.923 | 24.9543 | 22.9934 | 23.8059 | 0 | 0 | 0 | 0 | 0 | 0 | 0 | 0 | 0 | 0 | 0 | 0 | 0 | 0 | 0 | 0 | 0 | 215.8693 | 153.9883
3 | 700 | 701 | 700 701 Energy Star DW (EF=0.68) / Single Detached - Manufactured | 0 | 0 | 8.9069 | 9.4069 | 9.7819 | 13.4303 | 13.9772 | 14.2926 | 16.5787 | 16.9694 | 17.7897 | 17.0319 | 17.0787 | 16.6569 | 18.6569 | 0 | 0 | 0 | 0 | 0 | 0 | 0 | 0 | 0 | 0 | 0 | 0 | 0 | 0 | 0 | 190.5578 | 127.9244
3 | 800 | 801 | 800 801 Two Speed Pool Pump (1.5 hp) / Single Detached - Manufactured | 0 | 0 | 86.4179 | 86.7929 | 94.9179 | 132.1396 | 144.6767 | 0 | 0 | 0 | 0 | 0 | 0 | 0 | 0 | 0 | 0 | 0 | 0 | 0 | 0 | 0 | 0 | 0 | 0 | 0 | 0 | 0 | 0 | 0 | 544.9451 | 473.7999
3 | 800 | 802 | 800 802 High Efficiency One Speed Pool Pump (1.5 hp) / Single Detached - Manufactured | 0 | 0 | 43.4892 | 43.8642 | 48.2392 | 66.6552 | 72.6249 | 0 | 0 | 0 | 0 | 0 | 0 | 0 | 0 | 0 | 0 | 0 | 0 | 0 | 0 | 0 | 0 | 0 | 0 | 0 | 0 | 0 | 0 | 0 | 274.8727 | 239.016
3 | 800 | 803 | 800 803 Variable-Speed Pool Pump (<1 hp) / Single Detached - Manufactured | 0 | 0 | 130.0361 | 130.4111 | 143.1611 | 199.3506 | 217.0879 | 227.8096 | 256.3877 | 274.829 | 281.0946 | 252.9384 | 0 | 0 | 0 | 0 | 0 | 0 | 0 | 0 | 0 | 0 | 0 | 0 | 0 | 0 | 0 | 0 | 0 | 0 | 2113.1062 | 1547.1646
3 | 800 | 804 | 800 804 PV-Powered Pool Pumps / Single Detached - Manufactured | 0 | 0 | 173.4165 | 174.4165 | 191.1665 | 267.1176 | 289.8715 | 304.1401 | 343.5337 | 367.4283 | 373.9439 | 337.9986 | 0 | 0 | 0 | 0 | 0 | 0 | 0 | 0 | 0 | 0 | 0 | 0 | 0 | 0 | 0 | 0 | 0 | 0 | 2823.0331 | 2067.0873
3 | 900 | 901 | 900 901 Energy Star TV / Single Detached - Manufactured | 0 | 0 | 0.68947 | 0.93947 | 1.0645 | 0.91798 | 1.1436 | 0.709 | 1.6895 | 0 | 0 | 0 | 0 | 0 | 0 | 0 | 0 | 0 | 0 | 0 | 0 | 0 | 0 | 0 | 0 | 0 | 0 | 0 | 0 | 0 | 7.1534 | 5.8405
3 | 910 | 911 | 910 911 Energy Star TV / Single Detached - Manufactured | 0 | 0 | 2.7458 | 2.8708 | 2.7458 | 4.069 | 4.3806 | 4.6266 | 5.3239 | 0 | 0 | 0 | 0 | 0 | 0 | 0 | 0 | 0 | 0 | 0 | 0 | 0 | 0 | 0 | 0 | 0 | 0 | 0 | 0 | 0 | 26.7625 | 21.6852
3 | 920 | 921 | 920 921 Energy Star Set-Top Box / Single Detached - Manufactured | 0 | 0 | 3.0361 | 3.2861 | 3.5361 | 4.7167 | 5.2148 | 4.5312 | 5.6767 | 0 | 0 | 0 | 0 | 0 | 0 | 0 | 0 | 0 | 0 | 0 | 0 | 0 | 0 | 0 | 0 | 0 | 0 | 0 | 0 | 0 | 29.9977 | 24.4214
3 | 930 | 931 | 930 931 Energy Star DVD Player / Single Detached - Manufactured | 0 | 0 | 1.5362 | 2.0362 | 1.9112 | 2.5293 | 3.0733 | 2.5743 | 3.708 | 0 | 0 | 0 | 0 | 0 | 0 | 0 | 0 | 0 | 0 | 0 | 0 | 0 | 0 | 0 | 0 | 0 | 0 | 0 | 0 | 0 | 17.3684 | 14.0516
3 | 940 | 941 | 940 941 Energy Star VCR / Single Detached - Manufactured | 0 | 0 | 3.0764 | 3.4514 | 3.8264 | 5.1047 | 6.3664 | 5.424 | 6.9982 | 0 | 0 | 0 | 0 | 0 | 0 | 0 | 0 | 0 | 0 | 0 | 0 | 0 | 0 | 0 | 0 | 0 | 0 | 0 | 0 | 0 | 34.2475 | 27.6513
3 | 950 | 951 | 950 951 Energy Star Desktop PC / Single Detached - Manufactured | 0 | 0 | 2.0603 | 2.3103 | 2.1853 | 3.1023 | 3.0975 | 3.1492 | 3.8728 | 0 | 0 | 0 | 0 | 0 | 0 | 0 | 0 | 0 | 0 | 0 | 0 | 0 | 0 | 0 | 0 | 0 | 0 | 0 | 0 | 0 | 19.7779 | 16.1024
3 | 960 | 961 | 960 961 Energy Star Laptop PC / Single Detached - Manufactured | 0 | 0 | 0.95559 | 0.95559 | 1.0806 | 1.2437 | 1.4654 | 1.0269 | 1.5728 | 0 | 0 | 0 | 0 | 0 | 0 | 0 | 0 | 0 | 0 | 0 | 0 | 0 | 0 | 0 | 0 | 0 | 0 | 0 | 0 | 0 | 8.3004 | 6.8086
5 | 200 | 211 | 200 211 LED 12W Blend / All | 0 | 0 | 0 | 0 | 0 | 0 | 0 | 0 | 0 | 0 | 0 | 0 | 0 | 0 | 0 | 0 | 0 | 0 | 0 | 0 | 0 | 0 | 0 | 0 | 0 | 0 | 0 | 0 | 0 | 0 | 0 | 0
5 | 200 | 222 | 200 222 LED 12W, 0.5hr/hday / All | 0 | 0 | 0.16529 | 0.41529 | 0.29029 | 0.59498 | 0.57545 | 0.37135 | 1.2747 | 0.57936 | 0.84498 | 0.99342 | 0.49342 | 0.66529 | 0.63404 | 0.66529 | 0.66529 | 0.41529 | 0.22779 | 0.72779 | 1.2903 | 0.66529 | 0.72779 | 0.66529 | 0.66529 | 0.66529 | 0.66529 | 0.63404 | 0.54029 | 0.35279 | 17.471 | 8.0989
5 | 200 | 232 | 200 232 LED 12W, 2.5hr/hday / All | 0 | 0 | 1.5362 | 2.0362 | 1.9112 | 2.5293 | 2.7676 | 2.5743 | 3.708 | 3.0362 | 3.5518 | 3.708 | 3.458 | 2.9424 | 3.7237 | 2.7237 | 3.4737 | 3.4424 | 3.6299 | 3.6612 | 4.2237 | 4.2237 | 4.2862 | 3.3487 | 4.8174 | 4.6924 | 3.6924 | 4.1924 | 4.1299 | 0 | 92.0206 | 41.3172
5 | 200 | 242 | 200 242 LED 12W, 6.0hr/hday / All | 0 | 0 | 3.6329 | 3.7579 | 4.2579 | 5.5323 | 5.7696 | 5.587 | 6.4766 | 6.3163 | 6.8476 | 6.582 | 6.8476 | 0 | 0 | 0 | 0 | 0 | 0 | 0 | 0 | 0 | 0 | 0 | 0 | 0 | 0 | 0 | 0 | 0 | 61.6076 | 44.1562
5 | 260 | 263 | 260 263 LED Directional 13W (Flood, Outdoor) / All | 0 | 0 | 5.1166 | 5.4916 | 5.4916 | 8.1859 | 8.9759 | 8.7797 | 10.5072 | 10.3704 | 11.4329 | 0 | 0 | 0 | 0 | 0 | 0 | 0 | 0 | 0 | 0 | 0 | 0 | 0 | 0 | 0 | 0 | 0 | 0 | 0 | 74.3517 | 56.1408
5 | 999 | 302 | 999 302 Refrigerator recycling / All | 0 | 0 | 50.8282 | 51.9532 | 57.5782 | 74.5177 | 80.4307 | 84.295 | 95.1485 | 0 | 0 | 0 | 0 | 0 | 0 | 0 | 0 | 0 | 0 | 0 | 0 | 0 | 0 | 0 | 0 | 0 | 0 | 0 | 0 | 0 | 494.7515 | 401.755
5 | 999 | 352 | 999 352 Freezer recycling / All | 0 | 0 | 41.0505 | 41.8005 | 46.4255 | 60.4587 | 65.0905 | 68.1364 | 75.8083 | 0 | 0 | 0 | 0 | 0 | 0 | 0 | 0 | 0 | 0 | 0 | 0 | 0 | 0 | 0 | 0 | 0 | 0 | 0 | 0 | 0 | 398.7702 | 323.9148
5 | 999 | 962 | 999 962 Smart Plug / All | 0 | 0 | 12.7857 | 13.2857 | 14.0357 | 19.109 | 20.2476 | 21.2554 | 23.6607 | 24.5513 | 25.3013 | 23.8013 | 0 | 0 | 0 | 0 | 0 | 0 | 0 | 0 | 0 | 0 | 0 | 0 | 0 | 0 | 0 | 0 | 0 | 0 | 198.0339 | 145.7436

## RIM Costs (Ach Pot)
Building # | Base # | Measure # | Measure Name | 2013 | 2014 | 2015 | 2016 | 2017 | 2018 | 2019 | 2020 | 2021 | 2022 | 2023 | 2024 | 2025 | 2026 | 2027 | 2028 | 2029 | 2030 | 2031 | 2032 | 2033 | 2034 | 2035 | 2036 | 2037 | 2038 | 2039 | 2040 | 2041 | 2042 | Sum | NPV
1 | 100 | 102 | 100 102 15 SEER Split-System Air Conditioner / Single Detached | 0 | 0 | 278.5627 | 239.7509 | 256.0703 | 265.546 | 281.83 | 285.4593 | 293.8488 | 300.3411 | 302.7569 | 301.261 | 300.48 | 299.3368 | 308.8553 | 316.5731 | 319.8254 | 327.8135 | 333.7847 | 336.4809 | 0 | 0 | 0 | 0 | 0 | 0 | 0 | 0 | 0 | 0 | 5348.5767 | 3224.7376
1 | 100 | 103 | 100 103 17 SEER Split-System Air Conditioner / Single Detached | 0 | 0 | 127.3297 | 89.6522 | 95.7552 | 99.2978 | 105.3871 | 106.7442 | 109.8814 | 112.3091 | 113.2129 | 112.6541 | 112.3611 | 111.9333 | 115.4936 | 118.3802 | 119.5951 | 122.5821 | 124.8143 | 125.8225 | 0 | 0 | 0 | 0 | 0 | 0 | 0 | 0 | 0 | 0 | 2023.2059 | 1229.0198
1 | 100 | 104 | 100 104 19 SEER Split-System Air Conditioner / Single Detached | 0 | 0 | 166.275 | 128.3053 | 137.0397 | 142.1098 | 150.8247 | 152.7661 | 157.2563 | 160.731 | 162.0239 | 161.2233 | 160.8061 | 160.1932 | 165.2875 | 169.4186 | 171.1589 | 175.4337 | 178.6273 | 180.0721 | 0 | 0 | 0 | 0 | 0 | 0 | 0 | 0 | 0 | 0 | 2879.5525 | 1742.9549
1 | 100 | 105 | 100 105 14 SEER Split-System Heat Pump / Single Detached | 0 | 0 | 146.7 | 108.8771 | 116.2889 | 120.5917 | 127.987 | 129.635 | 133.4448 | 136.3936 | 137.4908 | 136.8114 | 136.4573 | 135.9366 | 140.2602 | 143.7665 | 145.2438 | 0 | 0 | 0 | 0 | 0 | 0 | 0 | 0 | 0 | 0 | 0 | 0 | 0 | 1995.8847 | 1318.1333
1 | 100 | 106 | 100 106 15 SEER Split-System Heat Pump / Single Detached | 0 | 0 | 179.1239 | 141.034 | 150.661 | 156.4226 | 166.2623 | 168.3957 | 173.0207 | 177.0563 | 178.6041 | 177.4696 | 177.3851 | 176.4305 | 181.9865 | 186.6115 | 188.9563 | 0 | 0 | 0 | 0 | 0 | 0 | 0 | 0 | 0 | 0 | 0 | 0 | 0 | 2579.4201 | 1699.4189
1 | 100 | 107 | 100 107 17 SEER Split-System Heat Pump / Single Detached | 0 | 0 | 246.3114 | 207.7415 | 221.8825 | 230.0935 | 244.2051 | 247.3491 | 254.6175 | 260.244 | 262.3382 | 261.0405 | 260.3667 | 259.3735 | 267.6216 | 274.309 | 277.1296 | 0 | 0 | 0 | 0 | 0 | 0 | 0 | 0 | 0 | 0 | 0 | 0 | 0 | 3774.6237 | 2481.4496
1 | 100 | 108 | 100 108 13 EER Geothermal Heat Pump / Single Detached | 0 | 0 | 245.9735 | 207.4061 | 221.5242 | 229.722 | 243.8106 | 246.9498 | 254.2065 | 259.8238 | 261.9147 | 260.6189 | 259.9459 | 258.955 | 267.189 | 273.8657 | 276.6826 | 0 | 0 | 0 | 0 | 0 | 0 | 0 | 0 | 0 | 0 | 0 | 0 | 0 | 3768.5883 | 2477.5025
1 | 100 | 110 | 100 110 Attic Venting / Single Detached | 0 | 0 | 73.9106 | 36.6349 | 39.1281 | 40.5671 | 43.0363 | 43.5906 | 44.8933 | 45.8727 | 46.2383 | 46.0343 | 0 | 0 | 0 | 0 | 0 | 0 | 0 | 0 | 0 | 0 | 0 | 0 | 0 | 0 | 0 | 0 | 0 | 0 | 459.9062 | 356.4599
1 | 100 | 111 | 100 111 Sealed Attic w/Sprayed Foam Insulated Roof Deck / Single Detached | 0 | 0 | 103.3587 | 65.8586 | 70.3401 | 72.9857 | 77.5029 | 78.5005 | 80.749 | 82.5711 | 83.2595 | 82.801 | 82.657 | 82.2899 | 84.8969 | 87.0327 | 88.0033 | 90.2239 | 91.8052 | 92.5456 | 93.4691 | 94.5446 | 95.2109 | 96.1342 | 98.1296 | 98.7692 | 100.4792 | 102.23 | 106.4213 | 110.0295 | 2492.7989 | 1158.3605
1 | 100 | 112 | 100 112 AC Maintenance (Outdoor Coil Cleaning) / Single Detached | 0 | 0 | 93.9251 | 56.4915 | 60.3453 | 62.6561 | 0 | 0 | 0 | 0 | 0 | 0 | 0 | 0 | 0 | 0 | 0 | 0 | 0 | 0 | 0 | 0 | 0 | 0 | 0 | 0 | 0 | 0 | 0 | 0 | 273.418 | 252.1496
1 | 100 | 113 | 100 113 AC Maintenance (Indoor Coil Cleaning) / Single Detached | 0 | 0 | 93.9251 | 56.4915 | 60.3453 | 62.6561 | 0 | 0 | 0 | 0 | 0 | 0 | 0 | 0 | 0 | 0 | 0 | 0 | 0 | 0 | 0 | 0 | 0 | 0 | 0 | 0 | 0 | 0 | 0 | 0 | 273.418 | 252.1496
1 | 100 | 114 | 100 114 Proper Refrigerant Charging and Air Flow / Single Detached | 0 | 0 | 104.9062 | 67.3959 | 71.9835 | 74.6646 | 79.2613 | 80.2817 | 82.6163 | 84.458 | 85.1475 | 84.7065 | 0 | 0 | 0 | 0 | 0 | 0 | 0 | 0 | 0 | 0 | 0 | 0 | 0 | 0 | 0 | 0 | 0 | 0 | 815.4215 | 624.9911
1 | 100 | 115 | 100 115 Electronically Commutated Motors (ECM) on an Air Handler Unit / Single Detached | 0 | 0 | 82.2751 | 44.9376 | 47.9951 | 49.755 | 52.7687 | 53.4498 | 55.0623 | 56.2548 | 56.7005 | 56.4669 | 56.2631 | 56.0889 | 57.8755 | 59.3128 | 59.8601 | 0 | 0 | 0 | 0 | 0 | 0 | 0 | 0 | 0 | 0 | 0 | 0 | 0 | 845.0661 | 565.5096
1 | 100 | 116 | 100 116 Duct Repair / Single Detached | 0 | 0 | 105.4965 | 67.971 | 72.6122 | 75.3873 | 80.1291 | 81.1574 | 83.3868 | 85.3312 | 86.0776 | 85.5314 | 85.4924 | 85.0302 | 87.7085 | 89.9375 | 91.0668 | 93.4946 | 94.9457 | 95.7084 | 0 | 0 | 0 | 0 | 0 | 0 | 0 | 0 | 0 | 0 | 1546.4648 | 942.5921
1 | 100 | 117 | 100 117 Reflective Roof / Single Detached | 0 | 0 | 106.2963 | 68.7771 | 73.4588 | 76.1715 | 80.8343 | 81.8749 | 84.2917 | 86.1476 | 86.8379 | 86.4197 | 86.1834 | 85.8639 | 88.5957 | 90.8088 | 91.7245 | 0 | 0 | 0 | 0 | 0 | 0 | 0 | 0 | 0 | 0 | 0 | 0 | 0 | 1274.286 | 846.2078
1 | 100 | 118 | 100 118 Radiant Barrier / Single Detached | 0 | 0 | 125.6455 | 87.9814 | 93.9703 | 97.4404 | 103.4054 | 104.7367 | 107.8282 | 110.202 | 111.0859 | 110.5512 | 0 | 0 | 0 | 0 | 0 | 0 | 0 | 0 | 0 | 0 | 0 | 0 | 0 | 0 | 0 | 0 | 0 | 0 | 1052.847 | 804.354
1 | 100 | 119 | 100 119 Window Film / Single Detached | 0 | 0 | 96.8178 | 59.3659 | 63.4076 | 65.808 | 69.8995 | 70.7984 | 72.8009 | 74.4604 | 75.0917 | 74.6575 | 0 | 0 | 0 | 0 | 0 | 0 | 0 | 0 | 0 | 0 | 0 | 0 | 0 | 0 | 0 | 0 | 0 | 0 | 723.1078 | 555.2336
1 | 100 | 120 | 100 120 Window Tinting / Single Detached | 0 | 0 | 50.8465 | 13.7418 | 14.6774 | 15.233 | 16.1794 | 16.3877 | 16.8514 | 17.2359 | 17.3817 | 17.2821 | 17.2592 | 17.1774 | 17.7199 | 18.1664 | 18.3769 | 18.8428 | 19.1665 | 19.3221 | 19.5141 | 19.7407 | 19.8791 | 20.0661 | 20.4972 | 20.6167 | 20.972 | 21.3475 | 22.223 | 22.9716 | 549.6758 | 271.0774
1 | 100 | 121 | 100 121 Default Window With Sunscreen / Single Detached | 0 | 0 | 99.935 | 62.4607 | 66.7112 | 69.2184 | 73.5008 | 74.4465 | 76.5815 | 78.3079 | 78.9601 | 78.5274 | 0 | 0 | 0 | 0 | 0 | 0 | 0 | 0 | 0 | 0 | 0 | 0 | 0 | 0 | 0 | 0 | 0 | 0 | 758.6496 | 582.093
1 | 100 | 122 | 100 122 Single Pane Clear Windows to Double Pane Low-E Windows / Single Detached | 0 | 0 | 154.5765 | 116.6967 | 124.6396 | 129.2351 | 137.1301 | 138.895 | 143.0142 | 146.1519 | 147.3202 | 146.633 | 146.2036 | 145.681 | 150.3168 | 154.0664 | 155.5947 | 159.4716 | 162.4089 | 163.722 | 165.3698 | 167.2179 | 168.4069 | 170.1887 | 173.3775 | 174.8547 | 177.8992 | 180.7469 | 188.1704 | 194.6897 | 4382.679 | 2021.7463
1 | 100 | 124 | 100 124 Ceiling R-0 to R-19 Insulation / Single Detached | 0 | 0 | 102.689 | 65.1905 | 69.6347 | 72.3016 | 76.8346 | 77.8222 | 79.9698 | 81.8278 | 82.5434 | 82.0233 | 81.9788 | 81.5427 | 84.1101 | 86.2455 | 87.3201 | 89.554 | 91.0361 | 91.7681 | 92.676 | 93.777 | 0 | 0 | 0 | 0 | 0 | 0 | 0 | 0 | 1670.8453 | 963.9288
1 | 100 | 125 | 100 125 Ceiling R-19 to R-38 Insulation / Single Detached | 0 | 0 | 40.0513 | 3.0282 | 3.2345 | 3.3572 | 3.5659 | 3.6119 | 3.7138 | 3.7992 | 3.8315 | 3.8098 | 3.8052 | 3.7858 | 3.9057 | 4.0037 | 4.0509 | 4.1526 | 4.2241 | 4.2587 | 4.3011 | 4.3513 | 0 | 0 | 0 | 0 | 0 | 0 | 0 | 0 | 112.8424 | 80.0325
1 | 100 | 126 | 100 126 Wall 2x4 R-0 to Blow-In R-13 Insulation / Single Detached | 0 | 0 | 44.3576 | 7.302 | 7.7993 | 8.0953 | 8.5987 | 8.7101 | 8.9549 | 9.1604 | 9.2382 | 9.1841 | 9.173 | 9.1285 | 9.417 | 9.6544 | 9.7689 | 10.0155 | 10.1873 | 10.2697 | 10.3713 | 10.4926 | 0 | 0 | 0 | 0 | 0 | 0 | 0 | 0 | 219.8789 | 140.7634
1 | 100 | 127 | 100 127 Weather Strip/Caulk w/Blower Door / Single Detached | 0 | 0 | 51.9233 | 14.8127 | 15.8204 | 16.3975 | 17.3827 | 0 | 0 | 0 | 0 | 0 | 0 | 0 | 0 | 0 | 0 | 0 | 0 | 0 | 0 | 0 | 0 | 0 | 0 | 0 | 0 | 0 | 0 | 0 | 116.3366 | 106.9132
1 | 130 | 132 | 130 132 15 SEER Split-System Heat Pump / Single Detached | 0 | 0 | 82.1107 | 44.7672 | 47.8211 | 49.6522 | 52.7706 | 53.4489 | 54.9191 | 56.1983 | 56.6909 | 56.3315 | 56.306 | 56.0013 | 57.7646 | 59.2321 | 59.9758 | 0 | 0 | 0 | 0 | 0 | 0 | 0 | 0 | 0 | 0 | 0 | 0 | 0 | 843.9904 | 564.6687
1 | 130 | 133 | 130 133 17 SEER Split-System Heat Pump / Single Detached | 0 | 0 | 140.1676 | 102.3876 | 109.3596 | 113.5081 | 120.575 | 122.1266 | 125.566 | 128.4385 | 129.5319 | 128.7728 | 128.6179 | 127.996 | 132.0389 | 135.3743 | 136.9669 | 0 | 0 | 0 | 0 | 0 | 0 | 0 | 0 | 0 | 0 | 0 | 0 | 0 | 1881.4277 | 1243.1085
1 | 130 | 134 | 130 134 13 EER Geothermal Heat Pump / Single Detached | 0 | 0 | 140.0766 | 102.2972 | 109.2631 | 113.4078 | 120.4682 | 122.0181 | 125.4548 | 128.3241 | 129.4171 | 128.6583 | 128.5038 | 127.8828 | 131.9218 | 135.2543 | 136.8458 | 0 | 0 | 0 | 0 | 0 | 0 | 0 | 0 | 0 | 0 | 0 | 0 | 0 | 1879.7938 | 1242.0404
1 | 130 | 136 | 130 136 Attic Venting / Single Detached | 0 | 0 | 69.7101 | 32.4657 | 34.6752 | 35.9506 | 38.1392 | 38.6303 | 39.7845 | 40.6527 | 40.9768 | 40.7941 | 0 | 0 | 0 | 0 | 0 | 0 | 0 | 0 | 0 | 0 | 0 | 0 | 0 | 0 | 0 | 0 | 0 | 0 | 411.7794 | 320.1055
1 | 130 | 137 | 130 137 Sealed Attics / Single Detached | 0 | 0 | 95.7667 | 58.3176 | 62.2973 | 64.6804 | 68.7461 | 69.6289 | 71.5428 | 73.2104 | 73.851 | 73.3825 | 73.3498 | 72.9531 | 75.2504 | 77.1634 | 78.1313 | 80.2148 | 81.4571 | 82.111 | 82.9219 | 83.9095 | 84.4942 | 85.2298 | 87.1988 | 87.5697 | 89.0686 | 90.7645 | 94.5541 | 97.6017 | 2215.3675 | 1031.3857
1 | 130 | 138 | 130 138 AC Maintenance (Outdoor Coil Cleaning) / Single Detached | 0 | 0 | 80.5457 | 43.2184 | 46.1603 | 47.8799 | 0 | 0 | 0 | 0 | 0 | 0 | 0 | 0 | 0 | 0 | 0 | 0 | 0 | 0 | 0 | 0 | 0 | 0 | 0 | 0 | 0 | 0 | 0 | 0 | 217.8044 | 201.5432
1 | 130 | 139 | 130 139 AC Maintenance (Indoor Coil Cleaning) / Single Detached | 0 | 0 | 80.0171 | 42.6938 | 45.5999 | 47.2983 | 0 | 0 | 0 | 0 | 0 | 0 | 0 | 0 | 0 | 0 | 0 | 0 | 0 | 0 | 0 | 0 | 0 | 0 | 0 | 0 | 0 | 0 | 0 | 0 | 215.6091 | 199.5454
1 | 130 | 140 | 130 140 Proper Refrigerant Charging and Air Flow / Single Detached | 0 | 0 | 99.4495 | 61.9835 | 66.2015 | 68.6326 | 72.8004 | 73.7384 | 75.9525 | 77.603 | 78.2196 | 77.8857 | 0 | 0 | 0 | 0 | 0 | 0 | 0 | 0 | 0 | 0 | 0 | 0 | 0 | 0 | 0 | 0 | 0 | 0 | 752.4667 | 577.4608
1 | 130 | 141 | 130 141 Electronically Commutated Motors (ECM) on an Air Handler Unit / Single Detached | 0 | 0 | 120.4458 | 82.8208 | 88.4584 | 91.7241 | 97.3376 | 98.5905 | 101.5029 | 103.7367 | 104.5676 | 104.0655 | 103.7774 | 103.395 | 106.6851 | 109.3491 | 110.4508 | 0 | 0 | 0 | 0 | 0 | 0 | 0 | 0 | 0 | 0 | 0 | 0 | 0 | 1526.9072 | 1011.4281
1 | 130 | 142 | 130 142 Duct Repair / Single Detached | 0 | 0 | 105.4965 | 67.971 | 72.6122 | 75.3873 | 80.1291 | 81.1574 | 83.3868 | 85.3312 | 86.0776 | 85.5314 | 85.4924 | 85.0302 | 87.7085 | 89.9375 | 91.0668 | 93.4946 | 94.9457 | 95.7084 | 0 | 0 | 0 | 0 | 0 | 0 | 0 | 0 | 0 | 0 | 1546.4648 | 942.5921
1 | 130 | 143 | 130 143 Reflective Roof / Single Detached | 0 | 0 | 106.2963 | 68.7771 | 73.4588 | 76.1715 | 80.8343 | 81.8749 | 84.2917 | 86.1476 | 86.8379 | 86.4197 | 86.1834 | 85.8639 | 88.5957 | 90.8088 | 91.7245 | 0 | 0 | 0 | 0 | 0 | 0 | 0 | 0 | 0 | 0 | 0 | 0 | 0 | 1274.286 | 846.2078
1 | 130 | 144 | 130 144 Radiant Barrier / Single Detached | 0 | 0 | 115.5563 | 77.9678 | 83.2751 | 86.3501 | 91.6362 | 92.8157 | 95.5557 | 97.6599 | 98.4427 | 97.9687 | 0 | 0 | 0 | 0 | 0 | 0 | 0 | 0 | 0 | 0 | 0 | 0 | 0 | 0 | 0 | 0 | 0 | 0 | 937.2283 | 717.0175
1 | 130 | 145 | 130 145 Window Film / Single Detached | 0 | 0 | 96.8178 | 59.3659 | 63.4076 | 65.808 | 69.8995 | 70.7984 | 72.8009 | 74.4604 | 75.0917 | 74.6575 | 0 | 0 | 0 | 0 | 0 | 0 | 0 | 0 | 0 | 0 | 0 | 0 | 0 | 0 | 0 | 0 | 0 | 0 | 723.1078 | 555.2336
1 | 130 | 146 | 130 146 Window Tinting / Single Detached | 0 | 0 | 50.5489 | 13.4466 | 14.362 | 14.9058 | 15.832 | 16.036 | 16.4896 | 16.8657 | 17.0082 | 16.9112 | 16.8885 | 16.8087 | 17.3391 | 17.7765 | 17.9818 | 18.4391 | 18.7546 | 18.9067 | 19.0944 | 19.3172 | 19.4517 | 19.6351 | 20.056 | 20.174 | 20.5209 | 20.8886 | 21.7455 | 22.4771 | 538.6615 | 266.0494
1 | 130 | 147 | 130 147 Default Window With Sunscreen / Single Detached | 0 | 0 | 99.935 | 62.4607 | 66.7112 | 69.2184 | 73.5008 | 74.4465 | 76.5815 | 78.3079 | 78.9601 | 78.5274 | 0 | 0 | 0 | 0 | 0 | 0 | 0 | 0 | 0 | 0 | 0 | 0 | 0 | 0 | 0 | 0 | 0 | 0 | 758.6496 | 582.093
1 | 130 | 148 | 130 148 Single Pane Clear Windows to Double Pane Low-E Windows / Single Detached | 0 | 0 | 154.5765 | 116.6967 | 124.6396 | 129.2351 | 137.1301 | 138.895 | 143.0142 | 146.1519 | 147.3202 | 146.633 | 146.2036 | 145.681 | 150.3168 | 154.0664 | 155.5947 | 159.4716 | 162.4089 | 163.722 | 165.3698 | 167.2179 | 168.4069 | 170.1887 | 173.3775 | 174.8547 | 177.8992 | 180.7469 | 188.1704 | 194.6897 | 4382.679 | 2021.7463
1 | 130 | 150 | 130 150 Ceiling R-0 to R-19 Insulation / Single Detached | 0 | 0 | 97.4034 | 59.945 | 64.0316 | 66.4838 | 70.6518 | 71.5605 | 73.5352 | 75.2442 | 75.9019 | 75.4238 | 75.3828 | 74.9818 | 77.3428 | 79.3056 | 80.2939 | 82.3475 | 83.7107 | 84.3834 | 85.2193 | 86.2326 | 0 | 0 | 0 | 0 | 0 | 0 | 0 | 0 | 1539.3817 | 889.3454
1 | 130 | 151 | 130 151 Ceiling R-19 to R-38 Insulation / Single Detached | 0 | 0 | 39.8018 | 2.7806 | 2.9699 | 3.0826 | 3.2749 | 3.3167 | 3.41 | 3.4885 | 3.5193 | 3.4982 | 3.494 | 3.4766 | 3.5866 | 3.676 | 3.719 | 3.8135 | 3.8791 | 3.9099 | 3.9495 | 3.9948 | 0 | 0 | 0 | 0 | 0 | 0 | 0 | 0 | 106.6413 | 76.5144
1 | 130 | 152 | 130 152 Wall 2x4 R-0 to Blow-In R-13 Insulation / Single Detached | 0 | 0 | 43.5206 | 6.4713 | 6.912 | 7.1742 | 7.6211 | 7.7191 | 7.9363 | 8.1185 | 8.1884 | 8.1395 | 8.1303 | 8.09 | 8.3464 | 8.5558 | 8.6569 | 8.8771 | 9.027 | 9.1009 | 9.1907 | 9.2971 | 0 | 0 | 0 | 0 | 0 | 0 | 0 | 0 | 199.073 | 128.9594
1 | 130 | 153 | 130 153 Weather Strip/Caulk w/Blower Door / Single Detached | 0 | 0 | 50.2235 | 13.1255 | 14.0184 | 14.5297 | 15.4025 | 0 | 0 | 0 | 0 | 0 | 0 | 0 | 0 | 0 | 0 | 0 | 0 | 0 | 0 | 0 | 0 | 0 | 0 | 0 | 0 | 0 | 0 | 0 | 107.2996 | 98.9496
1 | 190 | 191 | 190 191 HE Room Air Conditioner - EER 11 / Single Detached | 0 | 0 | 63.3624 | 26.1652 | 27.9461 | 28.9757 | 30.7439 | 31.1399 | 32.0653 | 32.7677 | 33.0301 | 32.8783 | 32.7789 | 32.6632 | 33.7034 | 34.5435 | 34.8822 | 0 | 0 | 0 | 0 | 0 | 0 | 0 | 0 | 0 | 0 | 0 | 0 | 0 | 507.6457 | 344.8143
1 | 190 | 192 | 190 192 HE Room Air Conditioner - EER 12 / Single Detached | 0 | 0 | 85.3108 | 47.9494 | 51.213 | 53.1001 | 56.341 | 57.0661 | 58.7618 | 60.0493 | 60.5289 | 60.2508 | 60.07 | 59.8586 | 61.7636 | 63.3024 | 63.9254 | 0 | 0 | 0 | 0 | 0 | 0 | 0 | 0 | 0 | 0 | 0 | 0 | 0 | 899.4912 | 601.091
1 | 190 | 196 | 190 196 Reflective Roof / Single Detached | 0 | 0 | 77.7507 | 40.4454 | 43.1986 | 44.7934 | 47.5354 | 48.1475 | 49.569 | 50.6601 | 51.0666 | 50.8208 | 50.6809 | 50.4936 | 52.1004 | 53.4008 | 53.9393 | 0 | 0 | 0 | 0 | 0 | 0 | 0 | 0 | 0 | 0 | 0 | 0 | 0 | 764.6028 | 512.8657
1 | 190 | 197 | 190 197 Window Film / Single Detached | 0 | 0 | 42.9504 | 5.9055 | 6.3075 | 6.546 | 6.9526 | 7.0422 | 7.2419 | 7.4072 | 7.4697 | 7.4271 | 0 | 0 | 0 | 0 | 0 | 0 | 0 | 0 | 0 | 0 | 0 | 0 | 0 | 0 | 0 | 0 | 0 | 0 | 105.2501 | 88.5508
1 | 190 | 198 | 190 198 Window Tinting / Single Detached | 0 | 0 | 42.9504 | 5.9055 | 6.3075 | 6.546 | 6.9526 | 7.0422 | 7.2419 | 7.4072 | 7.4697 | 7.4271 | 7.417 | 7.3815 | 7.6151 | 7.8065 | 7.8981 | 8.0959 | 8.2361 | 8.3033 | 8.3851 | 8.4828 | 8.5432 | 8.6224 | 8.8078 | 8.8602 | 9.0125 | 9.1732 | 9.5499 | 9.8709 | 257.3114 | 137.5907
1 | 190 | 199 | 190 199 Default Window With Sunscreen / Single Detached | 0 | 0 | 49.0596 | 11.9685 | 12.7834 | 13.2672 | 14.0917 | 14.2733 | 14.677 | 15.012 | 15.1397 | 15.0524 | 0 | 0 | 0 | 0 | 0 | 0 | 0 | 0 | 0 | 0 | 0 | 0 | 0 | 0 | 0 | 0 | 0 | 0 | 175.3248 | 141.4797
1 | 190 | 200 | 190 200 Single Pane Clear Windows to Double Pane Low-E Windows / Single Detached | 0 | 0 | 85.0053 | 47.6459 | 50.8891 | 52.7665 | 55.9923 | 56.7132 | 58.3922 | 59.6751 | 60.1529 | 59.8698 | 59.6977 | 59.4816 | 61.374 | 62.9058 | 63.5324 | 65.1163 | 66.3132 | 66.85 | 67.5216 | 68.277 | 68.7618 | 69.4881 | 70.7947 | 71.3927 | 72.6356 | 73.8023 | 76.8346 | 79.4938 | 1811.3757 | 847.3832
1 | 190 | 202 | 190 202 Ceiling R-0 to R-19 Insulation / Single Detached | 0 | 0 | 105.7605 | 68.2387 | 72.8907 | 75.6821 | 80.4273 | 81.4613 | 83.7091 | 85.6541 | 86.4031 | 85.8596 | 85.8113 | 85.3556 | 88.043 | 90.2784 | 91.4025 | 93.7407 | 95.2924 | 96.0594 | 97.0092 | 98.1616 | 0 | 0 | 0 | 0 | 0 | 0 | 0 | 0 | 1747.2407 | 1007.2705
1 | 190 | 203 | 190 203 Ceiling R-19 to R-38 Insulation / Single Detached | 0 | 0 | 39.9151 | 2.8931 | 3.0901 | 3.207 | 3.4059 | 3.4504 | 3.5478 | 3.6291 | 3.6596 | 3.6393 | 3.6346 | 3.6166 | 3.7314 | 3.8243 | 3.8698 | 3.9672 | 4.0356 | 4.068 | 4.1092 | 4.1568 | 0 | 0 | 0 | 0 | 0 | 0 | 0 | 0 | 109.4508 | 78.108
1 | 190 | 204 | 190 204 Wall 2x4 R-0 to Blow-In R-13 Insulation / Single Detached | 0 | 0 | 40.1619 | 3.1379 | 3.3516 | 3.4786 | 3.6956 | 3.7427 | 3.8481 | 3.9365 | 3.9709 | 3.9473 | 3.9431 | 3.9229 | 4.0472 | 4.1483 | 4.1976 | 4.3033 | 4.3771 | 4.4125 | 4.4564 | 4.5091 | 0 | 0 | 0 | 0 | 0 | 0 | 0 | 0 | 115.5884 | 81.5908
1 | 190 | 205 | 190 205 Weather Strip/Caulk w/Blower Door / Single Detached | 0 | 0 | 43.4093 | 6.3616 | 6.7944 | 7.0426 | 7.4675 | 0 | 0 | 0 | 0 | 0 | 0 | 0 | 0 | 0 | 0 | 0 | 0 | 0 | 0 | 0 | 0 | 0 | 0 | 0 | 0 | 0 | 0 | 0 | 71.0753 | 67.0276
1 | 220 | 221 | 220 221 CFL (18-Watt integral ballast), 0.5 hr/day / Single Detached | 0 | 0 | 41.4748 | 4.4415 | 4.7437 | 4.917 | 5.2135 | 5.2809 | 5.4417 | 5.5585 | 5.6032 | 5.5818 | 5.5588 | 5.5427 | 5.7195 | 5.861 | 5.9134 | 6.0599 | 6.1743 | 6.2247 | 6.2874 | 6.3572 | 6.4027 | 6.4751 | 6.5869 | 6.6531 | 6.7681 | 6.8689 | 7.1518 | 0 | 194.8619 | 111.1252
1 | 230 | 231 | 230 231 CFL (18-Watt integral ballast), 2.5 hr/day / Single Detached | 0 | 0 | 76.1645 | 38.8744 | 41.5189 | 43.0343 | 45.6201 | 0 | 0 | 0 | 0 | 0 | 0 | 0 | 0 | 0 | 0 | 0 | 0 | 0 | 0 | 0 | 0 | 0 | 0 | 0 | 0 | 0 | 0 | 0 | 245.2122 | 220.481
1 | 240 | 241 | 240 241 CFL (18-Watt integral ballast), 6.0 hr/day / Single Detached | 0 | 0 | 57.1417 | 19.9926 | 0 | 0 | 0 | 0 | 0 | 0 | 0 | 0 | 0 | 0 | 0 | 0 | 0 | 0 | 0 | 0 | 0 | 0 | 0 | 0 | 0 | 0 | 0 | 0 | 0 | 0 | 77.1343 | 75.9205
1 | 250 | 251 | 250 251 ROB 2L4'T8, 1EB / Single Detached | 0 | 0 | 38.4764 | 1.4655 | 1.5651 | 1.6221 | 1.72 | 1.7426 | 1.7953 | 1.8343 | 1.8487 | 1.8419 | 1.8349 | 1.8292 | 1.8876 | 1.9339 | 1.951 | 1.9984 | 2.0363 | 2.0526 | 2.0741 | 2.0967 | 2.1116 | 2.136 | 2.1725 | 2.1949 | 2.2334 | 2.2662 | 2.3593 | 2.4428 | 91.5235 | 61.9061
1 | 250 | 252 | 250 252 RET 2L4'T8, 1EB / Single Detached | 0 | 0 | 38.4764 | 1.4655 | 1.5651 | 1.6221 | 1.72 | 1.7426 | 1.7953 | 1.8343 | 1.8487 | 1.8419 | 1.8349 | 1.8292 | 1.8876 | 1.9339 | 1.951 | 1.9984 | 2.0363 | 2.0526 | 2.0741 | 2.0967 | 2.1116 | 2.136 | 2.1725 | 2.1949 | 2.2334 | 2.2662 | 2.3593 | 2.4428 | 91.5235 | 61.9061
1 | 260 | 261 | 260 261 CFL - medium screw based <30 Watts / Single Detached | 0 | 0 | 45.4315 | 8.3685 | 0 | 0 | 0 | 0 | 0 | 0 | 0 | 0 | 0 | 0 | 0 | 0 | 0 | 0 | 0 | 0 | 0 | 0 | 0 | 0 | 0 | 0 | 0 | 0 | 0 | 0 | 53.8 | 53.2919
1 | 260 | 262 | 260 262 Photocell/timeclock / Single Detached | 0 | 0 | 38.7611 | 1.748 | 1.8669 | 1.9347 | 2.052 | 2.0781 | 2.1414 | 2.1876 | 2.2053 | 2.197 | 2.1882 | 2.1815 | 2.2515 | 2.3066 | 2.3269 | 2.3849 | 2.43 | 2.4495 | 2.4741 | 2.5018 | 2.52 | 2.5482 | 2.5932 | 2.6189 | 2.6637 | 2.7028 | 2.8138 | 2.9135 | 102.041 | 66.7095
1 | 300 | 301 | 300 301 HE Refrigerator - Energy Star version of above / Single Detached | 0 | 0 | 63.4127 | 26.2167 | 27.9998 | 29.0217 | 30.7659 | 31.1627 | 32.1182 | 32.8055 | 33.0637 | 32.9466 | 32.8052 | 32.7178 | 33.7609 | 34.5963 | 0 | 0 | 0 | 0 | 0 | 0 | 0 | 0 | 0 | 0 | 0 | 0 | 0 | 0 | 473.3938 | 330.7307
1 | 350 | 351 | 350 351 HE Freezer / Single Detached | 0 | 0 | 43.6851 | 6.6354 | 7.0868 | 7.3455 | 7.7893 | 7.8899 | 8.1296 | 8.3047 | 8.3708 | 8.3382 | 8.3056 | 0 | 0 | 0 | 0 | 0 | 0 | 0 | 0 | 0 | 0 | 0 | 0 | 0 | 0 | 0 | 0 | 0 | 121.8809 | 99.2848
1 | 400 | 401 | 400 401 Heat Pump Water Heater (EF=2.9) / Single Detached | 0 | 0 | 255.104 | 216.481 | 231.2075 | 239.6482 | 254.0941 | 257.3735 | 265.222 | 270.9149 | 273.0405 | 272.0037 | 0 | 0 | 0 | 0 | 0 | 0 | 0 | 0 | 0 | 0 | 0 | 0 | 0 | 0 | 0 | 0 | 0 | 0 | 2535.0894 | 1924.0823
1 | 400 | 403 | 400 403 Solar Water Heat / Single Detached | 0 | 0 | 256.3939 | 217.7681 | 232.5812 | 241.0715 | 255.556 | 258.8561 | 266.7902 | 272.4951 | 274.6392 | 273.6627 | 272.4967 | 271.7748 | 280.438 | 287.3779 | 289.8363 | 0 | 0 | 0 | 0 | 0 | 0 | 0 | 0 | 0 | 0 | 0 | 0 | 0 | 3951.7377 | 2597.4631
1 | 400 | 404 | 400 404 AC Heat Recovery Units / Single Detached | 0 | 0 | 72.1476 | 34.8855 | 37.2591 | 38.6258 | 40.967 | 41.4947 | 42.7458 | 43.6722 | 44.0194 | 43.8364 | 0 | 0 | 0 | 0 | 0 | 0 | 0 | 0 | 0 | 0 | 0 | 0 | 0 | 0 | 0 | 0 | 0 | 0 | 439.6534 | 341.1636
1 | 400 | 405 | 400 405 Low Flow Showerhead / Single Detached | 0 | 0 | 60.5166 | 23.3415 | 24.9294 | 25.8394 | 27.3964 | 27.7505 | 28.5969 | 29.2106 | 29.4403 | 29.3287 | 0 | 0 | 0 | 0 | 0 | 0 | 0 | 0 | 0 | 0 | 0 | 0 | 0 | 0 | 0 | 0 | 0 | 0 | 306.3503 | 240.4698
1 | 400 | 406 | 400 406 Pipe Wrap / Single Detached | 0 | 0 | 43.1008 | 6.0554 | 6.4675 | 6.7035 | 7.1075 | 7.1995 | 7.4188 | 7.5781 | 7.6386 | 7.6095 | 7.5797 | 7.5563 | 7.7982 | 0 | 0 | 0 | 0 | 0 | 0 | 0 | 0 | 0 | 0 | 0 | 0 | 0 | 0 | 0 | 129.8133 | 101.3102
1 | 400 | 407 | 400 407 Faucet Aerators / Single Detached | 0 | 0 | 46.1967 | 9.1283 | 9.7493 | 10.105 | 10.7131 | 10.8523 | 11.1835 | 11.4235 | 11.5133 | 11.4703 | 0 | 0 | 0 | 0 | 0 | 0 | 0 | 0 | 0 | 0 | 0 | 0 | 0 | 0 | 0 | 0 | 0 | 0 | 142.3353 | 116.5711
1 | 400 | 408 | 400 408 Water Heater Blanket / Single Detached | 0 | 0 | 68.2986 | 31.0657 | 33.1791 | 34.3899 | 36.4624 | 36.9336 | 38.0601 | 0 | 0 | 0 | 0 | 0 | 0 | 0 | 0 | 0 | 0 | 0 | 0 | 0 | 0 | 0 | 0 | 0 | 0 | 0 | 0 | 0 | 278.3895 | 236.771
1 | 400 | 409 | 400 409 Water Heater Temperature Check and Adjustment / Single Detached | 0 | 0 | 40.0533 | 3.0307 | 3.2368 | 3.3549 | 3.5573 | 0 | 0 | 0 | 0 | 0 | 0 | 0 | 0 | 0 | 0 | 0 | 0 | 0 | 0 | 0 | 0 | 0 | 0 | 0 | 0 | 0 | 0 | 0 | 53.233 | 51.3048
1 | 400 | 410 | 400 410 Water Heater Timeclock / Single Detached | 0 | 0 | 52.2678 | 15.1542 | 16.1851 | 16.7757 | 17.7861 | 18.0163 | 18.566 | 18.9646 | 19.1131 | 19.042 | 0 | 0 | 0 | 0 | 0 | 0 | 0 | 0 | 0 | 0 | 0 | 0 | 0 | 0 | 0 | 0 | 0 | 0 | 211.8709 | 169.0992
1 | 400 | 411 | 400 411 Heat Trap / Single Detached | 0 | 0 | 64.5896 | 27.3843 | 29.2471 | 30.3146 | 32.1422 | 32.5573 | 33.55 | 34.27 | 34.5402 | 34.408 | 0 | 0 | 0 | 0 | 0 | 0 | 0 | 0 | 0 | 0 | 0 | 0 | 0 | 0 | 0 | 0 | 0 | 0 | 353.0032 | 275.7118
1 | 500 | 502 | 500 502 Energy Star CW CEE Tier 2 (MEF=2.0) / Single Detached | 0 | 0 | 58.4067 | 21.2479 | 22.693 | 23.5214 | 24.9349 | 25.2568 | 26.0309 | 26.5881 | 26.797 | 26.7014 | 26.588 | 0 | 0 | 0 | 0 | 0 | 0 | 0 | 0 | 0 | 0 | 0 | 0 | 0 | 0 | 0 | 0 | 0 | 308.7662 | 236.4222
1 | 500 | 503 | 500 503 Energy Star CW CEE Tier 3 (MEF=2.2) / Single Detached | 0 | 0 | 65.9782 | 28.763 | 30.7194 | 31.8405 | 33.7544 | 34.1899 | 35.2378 | 35.9917 | 36.2748 | 36.1448 | 35.991 | 0 | 0 | 0 | 0 | 0 | 0 | 0 | 0 | 0 | 0 | 0 | 0 | 0 | 0 | 0 | 0 | 0 | 404.8856 | 306.955
1 | 700 | 701 | 700 701 Energy Star DW (EF=0.68) / Single Detached | 0 | 0 | 64.2841 | 27.0819 | 28.9243 | 29.9799 | 31.7813 | 32.1918 | 33.1784 | 33.8881 | 34.1551 | 34.0347 | 33.8884 | 33.7982 | 34.8759 | 0 | 0 | 0 | 0 | 0 | 0 | 0 | 0 | 0 | 0 | 0 | 0 | 0 | 0 | 0 | 452.0622 | 324.5964
1 | 800 | 801 | 800 801 Two Speed Pool Pump (1.5 hp) / Single Detached | 0 | 0 | 224.4339 | 186.0389 | 198.6949 | 205.951 | 218.3694 | 0 | 0 | 0 | 0 | 0 | 0 | 0 | 0 | 0 | 0 | 0 | 0 | 0 | 0 | 0 | 0 | 0 | 0 | 0 | 0 | 0 | 0 | 0 | 1033.4881 | 915.122
1 | 800 | 802 | 800 802 High Efficiency One Speed Pool Pump (1.5 hp) / Single Detached | 0 | 0 | 131.4675 | 93.7644 | 100.1431 | 103.8002 | 110.0583 | 0 | 0 | 0 | 0 | 0 | 0 | 0 | 0 | 0 | 0 | 0 | 0 | 0 | 0 | 0 | 0 | 0 | 0 | 0 | 0 | 0 | 0 | 0 | 539.2335 | 479.5767
1 | 800 | 803 | 800 803 Variable-Speed Pool Pump (<1 hp) / Single Detached | 0 | 0 | 318.9745 | 279.876 | 298.9153 | 309.8311 | 328.5133 | 332.7543 | 342.8936 | 350.2575 | 353.0068 | 351.6589 | 0 | 0 | 0 | 0 | 0 | 0 | 0 | 0 | 0 | 0 | 0 | 0 | 0 | 0 | 0 | 0 | 0 | 0 | 3266.6813 | 2476.7323
1 | 800 | 804 | 800 804 PV-Powered Pool Pumps / Single Detached | 0 | 0 | 413.9155 | 374.1105 | 399.5604 | 414.1521 | 439.1244 | 444.7927 | 458.3464 | 468.1894 | 471.8643 | 470.0623 | 0 | 0 | 0 | 0 | 0 | 0 | 0 | 0 | 0 | 0 | 0 | 0 | 0 | 0 | 0 | 0 | 0 | 0 | 4354.118 | 3298.1926
1 | 900 | 901 | 900 901 Energy Star TV / Single Detached | 0 | 0 | 38.4215 | 1.4109 | 1.5069 | 1.5615 | 1.6552 | 1.6772 | 1.7286 | 0 | 0 | 0 | 0 | 0 | 0 | 0 | 0 | 0 | 0 | 0 | 0 | 0 | 0 | 0 | 0 | 0 | 0 | 0 | 0 | 0 | 47.9617 | 46.0719
1 | 910 | 911 | 910 911 Energy Star TV / Single Detached | 0 | 0 | 42.4711 | 5.4303 | 5.7998 | 6.0116 | 6.3744 | 6.4567 | 6.6531 | 0 | 0 | 0 | 0 | 0 | 0 | 0 | 0 | 0 | 0 | 0 | 0 | 0 | 0 | 0 | 0 | 0 | 0 | 0 | 0 | 0 | 79.197 | 71.9216
1 | 920 | 921 | 920 921 Energy Star Set-Top Box / Single Detached | 0 | 0 | 43.1468 | 6.1011 | 6.5161 | 6.7544 | 7.1615 | 7.2544 | 7.475 | 0 | 0 | 0 | 0 | 0 | 0 | 0 | 0 | 0 | 0 | 0 | 0 | 0 | 0 | 0 | 0 | 0 | 0 | 0 | 0 | 0 | 84.4093 | 76.2352
1 | 930 | 931 | 930 931 Energy Star DVD Player / Single Detached | 0 | 0 | 40.3426 | 3.3178 | 3.5434 | 3.6731 | 3.8947 | 3.9451 | 4.065 | 0 | 0 | 0 | 0 | 0 | 0 | 0 | 0 | 0 | 0 | 0 | 0 | 0 | 0 | 0 | 0 | 0 | 0 | 0 | 0 | 0 | 62.7817 | 58.3364
1 | 940 | 941 | 940 941 Energy Star VCR / Single Detached | 0 | 0 | 43.9252 | 6.8735 | 7.3412 | 7.6096 | 8.0688 | 8.1729 | 8.4215 | 0 | 0 | 0 | 0 | 0 | 0 | 0 | 0 | 0 | 0 | 0 | 0 | 0 | 0 | 0 | 0 | 0 | 0 | 0 | 0 | 0 | 90.4126 | 81.2034
1 | 950 | 951 | 950 951 Energy Star Desktop PC / Single Detached | 0 | 0 | 40.8814 | 3.8525 | 4.1145 | 4.2647 | 4.5219 | 4.5807 | 4.72 | 0 | 0 | 0 | 0 | 0 | 0 | 0 | 0 | 0 | 0 | 0 | 0 | 0 | 0 | 0 | 0 | 0 | 0 | 0 | 0 | 0 | 66.9357 | 61.7743
1 | 960 | 961 | 960 961 Energy Star Laptop PC / Single Detached | 0 | 0 | 38.5793 | 1.5676 | 1.6742 | 1.7351 | 1.8398 | 1.8638 | 1.9204 | 0 | 0 | 0 | 0 | 0 | 0 | 0 | 0 | 0 | 0 | 0 | 0 | 0 | 0 | 0 | 0 | 0 | 0 | 0 | 0 | 0 | 49.1803 | 47.0803
2 | 100 | 102 | 100 102 15 SEER Split-System Air Conditioner / Multi Attached | 0 | 0 | 58.1354 | 20.9771 | 22.405 | 23.2316 | 24.6519 | 24.9694 | 25.7085 | 26.2737 | 26.484 | 26.3592 | 26.2834 | 26.1882 | 27.0212 | 27.6955 | 27.9715 | 28.6682 | 29.1958 | 29.433 | 0 | 0 | 0 | 0 | 0 | 0 | 0 | 0 | 0 | 0 | 501.6526 | 315.8682
2 | 100 | 103 | 100 103 17 SEER Split-System Air Conditioner / Multi Attached | 0 | 0 | 86.8029 | 49.4297 | 52.7945 | 54.7449 | 58.0975 | 58.8451 | 60.5806 | 61.9156 | 62.4124 | 62.1093 | 61.9413 | 61.7111 | 63.6743 | 65.264 | 65.9264 | 67.5714 | 68.8063 | 69.3631 | 0 | 0 | 0 | 0 | 0 | 0 | 0 | 0 | 0 | 0 | 1131.9905 | 694.1659
2 | 100 | 104 | 100 104 19 SEER Split-System Air Conditioner / Multi Attached | 0 | 0 | 108.2811 | 70.7469 | 75.5628 | 78.3541 | 83.1525 | 84.2226 | 86.7067 | 88.6172 | 89.3283 | 88.8944 | 88.6538 | 88.324 | 91.1335 | 93.4104 | 94.3569 | 96.7116 | 98.4804 | 99.2758 | 0 | 0 | 0 | 0 | 0 | 0 | 0 | 0 | 0 | 0 | 1604.2132 | 977.5741
2 | 100 | 105 | 100 105 14 SEER Split-System Heat Pump / Multi Attached | 0 | 0 | 105.4389 | 67.9253 | 72.5494 | 75.235 | 79.8504 | 80.8785 | 83.2535 | 85.0944 | 85.78 | 85.355 | 85.1368 | 84.8091 | 87.5062 | 89.6942 | 90.617 | 0 | 0 | 0 | 0 | 0 | 0 | 0 | 0 | 0 | 0 | 0 | 0 | 0 | 1259.1238 | 836.2811
2 | 100 | 106 | 100 106 15 SEER Split-System Heat Pump / Multi Attached | 0 | 0 | 129.4047 | 91.7132 | 97.9557 | 101.5681 | 107.7755 | 109.1626 | 112.3973 | 114.8647 | 115.7839 | 115.2397 | 114.9064 | 114.4934 | 118.1368 | 121.0845 | 122.2883 | 0 | 0 | 0 | 0 | 0 | 0 | 0 | 0 | 0 | 0 | 0 | 0 | 0 | 1686.7748 | 1115.9901
2 | 100 | 107 | 100 107 17 SEER Split-System Heat Pump / Multi Attached | 0 | 0 | 162.5885 | 124.6501 | 133.1334 | 138.0329 | 146.4409 | 148.3271 | 152.752 | 156.0882 | 157.3322 | 156.6286 | 156.1331 | 155.6004 | 160.5541 | 164.5533 | 166.144 | 0 | 0 | 0 | 0 | 0 | 0 | 0 | 0 | 0 | 0 | 0 | 0 | 0 | 2278.9588 | 1503.3086
2 | 100 | 108 | 100 108 13 EER Geothermal Heat Pump / Multi Attached | 0 | 0 | 162.8596 | 124.9192 | 133.4209 | 138.3306 | 146.7562 | 148.6469 | 153.0817 | 156.4248 | 157.6707 | 156.9662 | 156.4689 | 155.936 | 160.9006 | 164.9084 | 166.5037 | 0 | 0 | 0 | 0 | 0 | 0 | 0 | 0 | 0 | 0 | 0 | 0 | 0 | 2283.7944 | 1506.4711
2 | 100 | 109 | 100 109 HVAC Proper Sizing / Multi Attached | 0 | 0 | 45.6946 | 8.6285 | 9.2171 | 9.5699 | 10.1703 | 10.3011 | 10.585 | 10.8315 | 10.9267 | 10.8574 | 10.8517 | 10.7936 | 11.1339 | 11.4157 | 11.5594 | 0 | 0 | 0 | 0 | 0 | 0 | 0 | 0 | 0 | 0 | 0 | 0 | 0 | 192.5364 | 138.7011
2 | 100 | 110 | 100 110 Attic Venting / Multi Attached | 0 | 0 | 59.2146 | 22.0488 | 23.5493 | 24.4146 | 25.8976 | 26.2314 | 27.0182 | 27.606 | 27.8259 | 27.7064 | 0 | 0 | 0 | 0 | 0 | 0 | 0 | 0 | 0 | 0 | 0 | 0 | 0 | 0 | 0 | 0 | 0 | 0 | 291.513 | 229.2576
2 | 100 | 111 | 100 111 Sealed Attic w/Sprayed Foam Insulated Roof Deck / Multi Attached | 0 | 0 | 76.9396 | 39.639 | 42.337 | 43.9207 | 46.6307 | 47.2313 | 48.5954 | 49.6845 | 50.0945 | 49.8276 | 49.7262 | 49.5165 | 51.0872 | 52.3693 | 52.9374 | 54.2712 | 55.2322 | 55.6788 | 56.2358 | 56.877 | 57.2801 | 57.8467 | 59.0195 | 59.4336 | 60.4639 | 61.4973 | 64.019 | 66.2022 | 1514.5941 | 711.7324
2 | 100 | 112 | 100 112 AC Maintenance (Outdoor Coil Cleaning) / Multi Attached | 0 | 0 | 79.7239 | 42.3985 | 45.2909 | 47.0252 | 0 | 0 | 0 | 0 | 0 | 0 | 0 | 0 | 0 | 0 | 0 | 0 | 0 | 0 | 0 | 0 | 0 | 0 | 0 | 0 | 0 | 0 | 0 | 0 | 214.4386 | 198.476
2 | 100 | 113 | 100 113 AC Maintenance (Indoor Coil Cleaning) / Multi Attached | 0 | 0 | 79.7239 | 42.3985 | 45.2909 | 47.0252 | 0 | 0 | 0 | 0 | 0 | 0 | 0 | 0 | 0 | 0 | 0 | 0 | 0 | 0 | 0 | 0 | 0 | 0 | 0 | 0 | 0 | 0 | 0 | 0 | 214.4386 | 198.476
2 | 100 | 114 | 100 114 Proper Refrigerant Charging and Air Flow / Multi Attached | 0 | 0 | 77.8899 | 40.5847 | 43.3466 | 44.9398 | 47.671 | 48.2853 | 49.7321 | 50.8147 | 51.2197 | 50.9976 | 0 | 0 | 0 | 0 | 0 | 0 | 0 | 0 | 0 | 0 | 0 | 0 | 0 | 0 | 0 | 0 | 0 | 0 | 505.4812 | 390.8878
2 | 100 | 115 | 100 115 Electronically Commutated Motors (ECM) on an Air Handler Unit / Multi Attached | 0 | 0 | 64.2455 | 27.0423 | 28.8823 | 29.9419 | 31.757 | 32.1666 | 33.1357 | 33.854 | 34.123 | 33.981 | 33.861 | 33.7544 | 34.8289 | 35.694 | 36.0259 | 0 | 0 | 0 | 0 | 0 | 0 | 0 | 0 | 0 | 0 | 0 | 0 | 0 | 523.2935 | 355.0552
2 | 100 | 116 | 100 116 Duct Repair / Multi Attached | 0 | 0 | 88.3126 | 50.919 | 54.3959 | 56.4751 | 60.0271 | 60.7976 | 62.4676 | 63.9243 | 64.4828 | 64.074 | 64.0451 | 63.6982 | 65.7053 | 67.3754 | 68.2211 | 70.0389 | 71.1266 | 71.6968 | 0 | 0 | 0 | 0 | 0 | 0 | 0 | 0 | 0 | 0 | 1167.7836 | 715.4055
2 | 100 | 117 | 100 117 Reflective Roof / Multi Attached | 0 | 0 | 103.9087 | 66.4076 | 70.9279 | 73.5454 | 78.0447 | 79.0492 | 81.3867 | 83.1766 | 83.8428 | 83.4426 | 83.2086 | 82.9044 | 85.5424 | 87.6779 | 88.5575 | 0 | 0 | 0 | 0 | 0 | 0 | 0 | 0 | 0 | 0 | 0 | 0 | 0 | 1231.6231 | 818.3074
2 | 100 | 118 | 100 118 Radiant Barrier / Multi Attached | 0 | 0 | 72.4972 | 35.2311 | 37.6295 | 39.0192 | 41.4084 | 41.9416 | 43.179 | 44.1301 | 44.4845 | 44.2685 | 0 | 0 | 0 | 0 | 0 | 0 | 0 | 0 | 0 | 0 | 0 | 0 | 0 | 0 | 0 | 0 | 0 | 0 | 443.7891 | 344.2815
2 | 100 | 119 | 100 119 Window Film / Multi Attached | 0 | 0 | 81.8937 | 44.5545 | 47.5878 | 49.3886 | 52.4581 | 53.1333 | 54.6369 | 55.8824 | 56.356 | 56.0308 | 0 | 0 | 0 | 0 | 0 | 0 | 0 | 0 | 0 | 0 | 0 | 0 | 0 | 0 | 0 | 0 | 0 | 0 | 551.9221 | 425.9331
2 | 100 | 120 | 100 120 Window Tinting / Multi Attached | 0 | 0 | 49.9013 | 12.8048 | 13.6763 | 14.1796 | 15.0428 | 15.2371 | 15.6916 | 16.0346 | 16.1622 | 16.0896 | 16.039 | 15.9846 | 16.4934 | 16.9037 | 17.0682 | 17.492 | 17.8166 | 17.9604 | 18.1415 | 18.3423 | 18.4741 | 18.6733 | 19.016 | 19.1857 | 19.5181 | 19.8265 | 20.6415 | 21.3591 | 513.7561 | 254.749
2 | 100 | 121 | 100 121 Default Window With Sunscreen / Multi Attached | 0 | 0 | 53.8941 | 16.767 | 17.9083 | 18.5767 | 19.7209 | 19.9752 | 20.5545 | 21.0142 | 21.1868 | 21.0764 | 0 | 0 | 0 | 0 | 0 | 0 | 0 | 0 | 0 | 0 | 0 | 0 | 0 | 0 | 0 | 0 | 0 | 0 | 230.6741 | 183.2931
2 | 100 | 122 | 100 122 Single Pane Clear Windows to Double Pane Low-E Windows / Multi Attached | 0 | 0 | 104.2726 | 66.7703 | 71.3142 | 73.9362 | 78.4332 | 79.4437 | 81.8209 | 83.6041 | 84.2698 | 83.9003 | 83.6255 | 83.347 | 86.0011 | 88.1418 | 88.9823 | 91.1951 | 92.8926 | 93.6449 | 94.5896 | 95.6425 | 96.3226 | 97.3671 | 99.1395 | 100.0387 | 101.7752 | 103.3677 | 107.6141 | 111.3605 | 2522.8128 | 1172.3631
2 | 100 | 124 | 100 124 Ceiling R-0 to R-19 Insulation / Multi Attached | 0 | 0 | 73.6456 | 36.3699 | 38.8453 | 40.2982 | 42.7846 | 43.3356 | 44.5875 | 45.5868 | 45.9628 | 45.7184 | 45.6261 | 45.4329 | 46.8737 | 48.0508 | 48.5723 | 49.7951 | 50.6768 | 51.0861 | 51.5971 | 52.1863 | 0 | 0 | 0 | 0 | 0 | 0 | 0 | 0 | 947.0317 | 553.413
2 | 100 | 125 | 100 125 Ceiling R-19 to R-38 Insulation / Multi Attached | 0 | 0 | 38.7186 | 1.7057 | 1.8216 | 1.8895 | 2.006 | 2.0317 | 2.0906 | 2.1378 | 2.1558 | 2.1448 | 2.1409 | 2.1306 | 2.1986 | 2.2526 | 2.2777 | 2.3343 | 2.3746 | 2.3948 | 2.4188 | 2.4459 | 0 | 0 | 0 | 0 | 0 | 0 | 0 | 0 | 79.6707 | 61.2153
2 | 100 | 126 | 100 126 Wall 2x4 R-0 to Blow-In R-13 Insulation / Multi Attached | 0 | 0 | 41.4269 | 4.3937 | 4.6927 | 4.8679 | 5.1681 | 5.2349 | 5.3865 | 5.5073 | 5.5525 | 5.5239 | 5.5123 | 5.4883 | 5.6629 | 5.8041 | 5.868 | 6.013 | 6.1216 | 6.1707 | 6.2326 | 6.3033 | 0 | 0 | 0 | 0 | 0 | 0 | 0 | 0 | 146.9312 | 99.3833
2 | 100 | 127 | 100 127 Weather Strip/Caulk w/Blower Door / Multi Attached | 0 | 0 | 45.98 | 8.9126 | 9.519 | 9.8648 | 10.4584 | 0 | 0 | 0 | 0 | 0 | 0 | 0 | 0 | 0 | 0 | 0 | 0 | 0 | 0 | 0 | 0 | 0 | 0 | 0 | 0 | 0 | 0 | 0 | 84.7347 | 79.0651
2 | 130 | 132 | 130 132 15 SEER Split-System Heat Pump / Multi Attached | 0 | 0 | 61.3905 | 24.2083 | 25.8558 | 26.8067 | 28.4374 | 28.804 | 29.6653 | 30.3121 | 30.5534 | 30.419 | 30.3208 | 30.2188 | 31.1813 | 31.9567 | 32.2635 | 0 | 0 | 0 | 0 | 0 | 0 | 0 | 0 | 0 | 0 | 0 | 0 | 0 | 472.3936 | 321.7612
2 | 130 | 133 | 130 133 17 SEER Split-System Heat Pump / Multi Attached | 0 | 0 | 95.1085 | 57.6743 | 61.5995 | 63.8664 | 67.7577 | 68.6303 | 70.6769 | 72.221 | 72.7972 | 72.4707 | 72.2424 | 71.995 | 74.287 | 76.1381 | 76.8742 | 0 | 0 | 0 | 0 | 0 | 0 | 0 | 0 | 0 | 0 | 0 | 0 | 0 | 1074.3392 | 715.4505
2 | 130 | 134 | 130 134 13 EER Geothermal Heat Pump / Multi Attached | 0 | 0 | 95.1735 | 57.7388 | 61.6683 | 63.9383 | 67.8338 | 68.7074 | 70.7562 | 72.302 | 72.8789 | 72.5521 | 72.3232 | 72.0758 | 74.3702 | 76.223 | 76.96 | 0 | 0 | 0 | 0 | 0 | 0 | 0 | 0 | 0 | 0 | 0 | 0 | 0 | 1075.5015 | 716.2108
2 | 130 | 136 | 130 136 Attic Venting / Multi Attached | 0 | 0 | 56.473 | 19.3276 | 20.6429 | 21.4013 | 22.7014 | 22.994 | 23.6837 | 24.1992 | 24.3923 | 24.2872 | 0 | 0 | 0 | 0 | 0 | 0 | 0 | 0 | 0 | 0 | 0 | 0 | 0 | 0 | 0 | 0 | 0 | 0 | 260.1026 | 205.5303
2 | 130 | 137 | 130 137 Sealed Attics / Multi Attached | 0 | 0 | 71.9857 | 34.7199 | 37.0874 | 38.5093 | 40.9258 | 41.4526 | 42.593 | 43.5849 | 43.9677 | 43.6878 | 43.6685 | 43.4325 | 44.8001 | 45.9381 | 46.5147 | 47.7083 | 48.4919 | 48.882 | 49.3654 | 49.9522 | 50.3014 | 50.7397 | 51.9103 | 52.1315 | 53.0243 | 54.0335 | 56.2458 | 58.1036 | 1333.7579 | 628.9667
2 | 130 | 138 | 130 138 AC Maintenance (Outdoor Coil Cleaning) / Multi Attached | 0 | 0 | 79.7239 | 42.3985 | 45.2909 | 47.0252 | 0 | 0 | 0 | 0 | 0 | 0 | 0 | 0 | 0 | 0 | 0 | 0 | 0 | 0 | 0 | 0 | 0 | 0 | 0 | 0 | 0 | 0 | 0 | 0 | 214.4386 | 198.476
2 | 130 | 139 | 130 139 AC Maintenance (Indoor Coil Cleaning) / Multi Attached | 0 | 0 | 79.7239 | 42.3985 | 45.2909 | 47.0252 | 0 | 0 | 0 | 0 | 0 | 0 | 0 | 0 | 0 | 0 | 0 | 0 | 0 | 0 | 0 | 0 | 0 | 0 | 0 | 0 | 0 | 0 | 0 | 0 | 214.4386 | 198.476
2 | 130 | 140 | 130 140 Proper Refrigerant Charging and Air Flow / Multi Attached | 0 | 0 | 74.1725 | 36.895 | 39.4058 | 40.8535 | 43.337 | 43.8952 | 45.2109 | 46.1947 | 46.5627 | 46.3608 | 0 | 0 | 0 | 0 | 0 | 0 | 0 | 0 | 0 | 0 | 0 | 0 | 0 | 0 | 0 | 0 | 0 | 0 | 462.8883 | 358.7136
2 | 130 | 141 | 130 141 Electronically Commutated Motors (ECM) on an Air Handler Unit / Multi Attached | 0 | 0 | 86.678 | 49.3063 | 52.6623 | 54.6029 | 57.9365 | 58.6831 | 60.4252 | 61.7497 | 62.2432 | 61.956 | 61.7714 | 61.5522 | 63.5107 | 65.0948 | 65.7362 | 0 | 0 | 0 | 0 | 0 | 0 | 0 | 0 | 0 | 0 | 0 | 0 | 0 | 923.9085 | 617.0602
2 | 130 | 142 | 130 142 Duct Repair / Multi Attached | 0 | 0 | 88.3126 | 50.919 | 54.3959 | 56.4751 | 60.0271 | 60.7976 | 62.4676 | 63.9243 | 64.4828 | 64.074 | 64.0451 | 63.6982 | 65.7053 | 67.3754 | 68.2211 | 70.0389 | 71.1266 | 71.6968 | 0 | 0 | 0 | 0 | 0 | 0 | 0 | 0 | 0 | 0 | 1167.7836 | 715.4055
2 | 130 | 143 | 130 143 Reflective Roof / Multi Attached | 0 | 0 | 103.9087 | 66.4076 | 70.9279 | 73.5454 | 78.0447 | 79.0492 | 81.3867 | 83.1766 | 83.8428 | 83.4426 | 83.2086 | 82.9044 | 85.5424 | 87.6779 | 88.5575 | 0 | 0 | 0 | 0 | 0 | 0 | 0 | 0 | 0 | 0 | 0 | 0 | 0 | 1231.6231 | 818.3074
2 | 130 | 144 | 130 144 Radiant Barrier / Multi Attached | 0 | 0 | 68.1167 | 30.8835 | 32.9858 | 34.2042 | 36.2983 | 36.7657 | 37.8503 | 38.6842 | 38.9943 | 38.8063 | 0 | 0 | 0 | 0 | 0 | 0 | 0 | 0 | 0 | 0 | 0 | 0 | 0 | 0 | 0 | 0 | 0 | 0 | 393.5893 | 306.3615
2 | 130 | 145 | 130 145 Window Film / Multi Attached | 0 | 0 | 81.8937 | 44.5545 | 47.5878 | 49.3886 | 52.4581 | 53.1333 | 54.6369 | 55.8824 | 56.356 | 56.0308 | 0 | 0 | 0 | 0 | 0 | 0 | 0 | 0 | 0 | 0 | 0 | 0 | 0 | 0 | 0 | 0 | 0 | 0 | 551.9221 | 425.9331
2 | 130 | 146 | 130 146 Window Tinting / Multi Attached | 0 | 0 | 49.5029 | 12.4095 | 13.254 | 13.7419 | 14.5792 | 14.7667 | 15.2074 | 15.5395 | 15.6642 | 15.5933 | 15.5447 | 15.4909 | 15.9841 | 16.3824 | 16.5412 | 16.9522 | 17.2669 | 17.407 | 17.5811 | 17.7773 | 17.9045 | 18.0963 | 18.429 | 18.5939 | 18.9153 | 19.2147 | 20.0049 | 20.7 | 499.045 | 248.0299
2 | 130 | 147 | 130 147 Default Window With Sunscreen / Multi Attached | 0 | 0 | 51.8098 | 14.6984 | 15.6989 | 16.2846 | 17.2876 | 17.5104 | 18.0184 | 18.4211 | 18.5724 | 18.4756 | 0 | 0 | 0 | 0 | 0 | 0 | 0 | 0 | 0 | 0 | 0 | 0 | 0 | 0 | 0 | 0 | 0 | 0 | 206.7771 | 165.2425
2 | 130 | 148 | 130 148 Single Pane Clear Windows to Double Pane Low-E Windows / Multi Attached | 0 | 0 | 95.9602 | 58.5198 | 62.5024 | 64.8 | 68.7414 | 69.6269 | 71.7108 | 73.2733 | 73.8564 | 73.5329 | 73.292 | 73.0482 | 75.3742 | 77.25 | 77.9873 | 79.9262 | 81.4139 | 82.074 | 82.9009 | 83.8239 | 84.4201 | 85.3365 | 86.8889 | 87.677 | 89.1994 | 90.5941 | 94.3174 | 97.6002 | 2215.6481 | 1032.0697
2 | 130 | 150 | 130 150 Ceiling R-0 to R-19 Insulation / Multi Attached | 0 | 0 | 70.0918 | 32.8405 | 35.0798 | 36.4247 | 38.7104 | 39.2087 | 40.2874 | 41.2255 | 41.5875 | 41.3232 | 41.3047 | 41.0817 | 42.3748 | 43.4511 | 43.997 | 45.1258 | 45.8668 | 46.2352 | 46.6934 | 47.2496 | 0 | 0 | 0 | 0 | 0 | 0 | 0 | 0 | 860.1595 | 503.9948
2 | 130 | 151 | 130 151 Ceiling R-19 to R-38 Insulation / Multi Attached | 0 | 0 | 38.5502 | 1.5385 | 1.6433 | 1.706 | 1.8129 | 1.8363 | 1.8869 | 1.9312 | 1.9486 | 1.9359 | 1.9349 | 1.9246 | 1.985 | 2.0344 | 2.0606 | 2.1138 | 2.1476 | 2.1652 | 2.1866 | 2.2121 | 0 | 0 | 0 | 0 | 0 | 0 | 0 | 0 | 75.5546 | 58.8736
2 | 130 | 152 | 130 152 Wall 2x4 R-0 to Blow-In R-13 Insulation / Multi Attached | 0 | 0 | 40.878 | 3.8485 | 4.1109 | 4.2684 | 4.5356 | 4.5943 | 4.7212 | 4.8311 | 4.8735 | 4.8432 | 4.8412 | 4.814 | 4.9659 | 5.0916 | 5.1556 | 5.2869 | 5.3747 | 5.4186 | 5.4711 | 5.5362 | 0 | 0 | 0 | 0 | 0 | 0 | 0 | 0 | 133.4604 | 91.7244
2 | 130 | 153 | 130 153 Weather Strip/Caulk w/Blower Door / Multi Attached | 0 | 0 | 44.8696 | 7.811 | 8.3424 | 8.6472 | 9.1694 | 0 | 0 | 0 | 0 | 0 | 0 | 0 | 0 | 0 | 0 | 0 | 0 | 0 | 0 | 0 | 0 | 0 | 0 | 0 | 0 | 0 | 0 | 0 | 78.8397 | 73.8697
2 | 190 | 191 | 190 191 HE Room Air Conditioner - EER 11 / Multi Attached | 0 | 0 | 59.9708 | 22.7988 | 24.3507 | 25.2488 | 26.7907 | 27.136 | 27.9407 | 28.5538 | 28.7826 | 28.6475 | 28.5647 | 28.4619 | 29.3676 | 30.0997 | 30.3982 | 0 | 0 | 0 | 0 | 0 | 0 | 0 | 0 | 0 | 0 | 0 | 0 | 0 | 447.1125 | 305.2231
2 | 190 | 192 | 190 192 HE Room Air Conditioner - EER 12 / Multi Attached | 0 | 0 | 79.0955 | 41.7805 | 44.6243 | 46.2695 | 49.0964 | 49.7284 | 51.2029 | 52.3271 | 52.7452 | 52.4984 | 52.3457 | 52.1577 | 53.8182 | 55.1605 | 55.7076 | 0 | 0 | 0 | 0 | 0 | 0 | 0 | 0 | 0 | 0 | 0 | 0 | 0 | 788.558 | 528.5361
2 | 190 | 196 | 190 196 Reflective Roof / Multi Attached | 0 | 0 | 75.0077 | 37.7239 | 40.2911 | 41.7714 | 44.3095 | 44.8807 | 46.2263 | 47.2322 | 47.6081 | 47.4029 | 47.2437 | 47.0885 | 48.5885 | 49.7964 | 50.2686 | 0 | 0 | 0 | 0 | 0 | 0 | 0 | 0 | 0 | 0 | 0 | 0 | 0 | 715.4395 | 480.7231
2 | 190 | 197 | 190 197 Window Film / Multi Attached | 0 | 0 | 45.0305 | 7.9706 | 8.5129 | 8.8245 | 9.3581 | 9.4789 | 9.766 | 9.9769 | 10.0563 | 10.0153 | 0 | 0 | 0 | 0 | 0 | 0 | 0 | 0 | 0 | 0 | 0 | 0 | 0 | 0 | 0 | 0 | 0 | 0 | 128.99 | 106.4894
2 | 190 | 198 | 190 198 Window Tinting / Multi Attached | 0 | 0 | 45.0276 | 7.9676 | 8.5099 | 8.8232 | 9.3602 | 9.4811 | 9.7639 | 9.9775 | 10.0573 | 10.0122 | 9.9811 | 9.946 | 10.2629 | 10.5174 | 10.62 | 10.8839 | 11.086 | 11.1758 | 11.2888 | 11.4149 | 11.4959 | 11.6186 | 11.8326 | 11.9381 | 12.1448 | 12.337 | 12.843 | 13.2901 | 333.6571 | 172.4926
2 | 190 | 199 | 190 199 Default Window With Sunscreen / Multi Attached | 0 | 0 | 47.5126 | 10.4335 | 11.1436 | 11.5592 | 12.2716 | 12.4296 | 12.7901 | 13.0761 | 13.1836 | 13.1147 | 0 | 0 | 0 | 0 | 0 | 0 | 0 | 0 | 0 | 0 | 0 | 0 | 0 | 0 | 0 | 0 | 0 | 0 | 157.5145 | 128.0316
2 | 190 | 200 | 190 200 Single Pane Clear Windows to Double Pane Low-E Windows / Multi Attached | 0 | 0 | 78.8415 | 41.529 | 44.3553 | 45.9857 | 48.7827 | 49.4113 | 50.89 | 51.9988 | 52.4128 | 52.1832 | 52.0121 | 51.8395 | 53.4896 | 54.8212 | 55.3447 | 56.72 | 57.7764 | 58.2441 | 58.8317 | 59.4849 | 59.9086 | 60.5585 | 61.6617 | 62.2216 | 63.3003 | 64.2914 | 66.9318 | 69.2618 | 1583.0903 | 743.1576
2 | 190 | 202 | 190 202 Ceiling R-0 to R-19 Insulation / Multi Attached | 0 | 0 | 72.59 | 35.3245 | 37.7281 | 39.1119 | 41.4827 | 42.0176 | 43.2839 | 44.2221 | 44.573 | 44.3881 | 44.2294 | 44.091 | 45.4963 | 46.6262 | 47.0574 | 48.2249 | 49.1301 | 49.5282 | 50.0291 | 50.5836 | 0 | 0 | 0 | 0 | 0 | 0 | 0 | 0 | 919.7184 | 538.0102
2 | 190 | 203 | 190 203 Ceiling R-19 to R-38 Insulation / Multi Attached | 0 | 0 | 38.6186 | 1.6065 | 1.7158 | 1.7782 | 1.8861 | 1.9101 | 1.9681 | 2.0107 | 2.0271 | 2.0189 | 2.0112 | 2.005 | 2.0693 | 2.1201 | 2.1388 | 2.1923 | 2.2336 | 2.2514 | 2.274 | 2.2998 | 0 | 0 | 0 | 0 | 0 | 0 | 0 | 0 | 77.1356 | 59.7808
2 | 190 | 204 | 190 204 Wall 2x4 R-0 to Blow-In R-13 Insulation / Multi Attached | 0 | 0 | 39.7575 | 2.737 | 2.9232 | 3.0295 | 3.2126 | 3.2543 | 3.3531 | 3.4254 | 3.453 | 3.4393 | 3.4261 | 3.4153 | 3.5247 | 3.6115 | 3.6442 | 3.7338 | 3.8043 | 3.835 | 3.8737 | 3.9174 | 0 | 0 | 0 | 0 | 0 | 0 | 0 | 0 | 105.3711 | 75.8081
2 | 190 | 205 | 190 205 Weather Strip/Caulk w/Blower Door / Multi Attached | 0 | 0 | 42.585 | 5.5434 | 5.9206 | 6.1367 | 6.5066 | 0 | 0 | 0 | 0 | 0 | 0 | 0 | 0 | 0 | 0 | 0 | 0 | 0 | 0 | 0 | 0 | 0 | 0 | 0 | 0 | 0 | 0 | 0 | 66.6923 | 63.1653
2 | 220 | 221 | 220 221 CFL (18-Watt integral ballast), 0.5 hr/day / Multi Attached | 0 | 0 | 41.4375 | 4.4045 | 4.7041 | 4.8761 | 5.17 | 5.2369 | 5.3964 | 5.5121 | 5.5566 | 5.5352 | 5.5125 | 5.4965 | 5.6718 | 5.8121 | 5.8644 | 6.0094 | 6.1229 | 6.1728 | 6.2349 | 6.3042 | 6.3493 | 6.421 | 6.5319 | 6.5977 | 6.7117 | 6.8118 | 7.0923 | 0 | 193.5465 | 110.5076
2 | 230 | 231 | 230 231 CFL (18-Watt integral ballast), 2.5 hr/day / Multi Attached | 0 | 0 | 75.8376 | 38.5498 | 41.1723 | 42.6747 | 45.2386 | 0 | 0 | 0 | 0 | 0 | 0 | 0 | 0 | 0 | 0 | 0 | 0 | 0 | 0 | 0 | 0 | 0 | 0 | 0 | 0 | 0 | 0 | 0 | 243.473 | 218.9485
2 | 240 | 241 | 240 241 CFL (18-Watt integral ballast), 6.0 hr/day / Multi Attached | 0 | 0 | 56.9736 | 19.8256 | 0 | 0 | 0 | 0 | 0 | 0 | 0 | 0 | 0 | 0 | 0 | 0 | 0 | 0 | 0 | 0 | 0 | 0 | 0 | 0 | 0 | 0 | 0 | 0 | 0 | 0 | 76.7992 | 75.5955
2 | 250 | 251 | 250 251 ROB 2L4'T8, 1EB / Multi Attached | 0 | 0 | 38.4764 | 1.4655 | 1.5651 | 1.6221 | 1.72 | 1.7426 | 1.7953 | 1.8343 | 1.8487 | 1.8419 | 1.8349 | 1.8292 | 1.8876 | 1.9339 | 1.951 | 1.9984 | 2.0363 | 2.0526 | 2.0741 | 2.0967 | 2.1116 | 2.136 | 2.1725 | 2.1949 | 2.2334 | 2.2662 | 2.3593 | 2.4428 | 91.5235 | 61.9061
2 | 250 | 252 | 250 252 RET 2L4'T8, 1EB / Multi Attached | 0 | 0 | 38.4764 | 1.4655 | 1.5651 | 1.6221 | 1.72 | 1.7426 | 1.7953 | 1.8343 | 1.8487 | 1.8419 | 1.8349 | 1.8292 | 1.8876 | 1.9339 | 1.951 | 1.9984 | 2.0363 | 2.0526 | 2.0741 | 2.0967 | 2.1116 | 2.136 | 2.1725 | 2.1949 | 2.2334 | 2.2662 | 2.3593 | 2.4428 | 91.5235 | 61.9061
2 | 260 | 261 | 260 261 CFL - medium screw based <30 Watts / Multi Attached | 0 | 0 | 45.2988 | 8.2369 | 0 | 0 | 0 | 0 | 0 | 0 | 0 | 0 | 0 | 0 | 0 | 0 | 0 | 0 | 0 | 0 | 0 | 0 | 0 | 0 | 0 | 0 | 0 | 0 | 0 | 0 | 53.5357 | 53.0356
2 | 260 | 262 | 260 262 Photocell/timeclock / Multi Attached | 0 | 0 | 38.7611 | 1.748 | 1.8669 | 1.9347 | 2.052 | 2.0781 | 2.1414 | 2.1876 | 2.2053 | 2.197 | 2.1882 | 2.1815 | 2.2515 | 2.3066 | 2.3269 | 2.3849 | 2.43 | 2.4495 | 2.4741 | 2.5018 | 2.52 | 2.5482 | 2.5932 | 2.6189 | 2.6637 | 2.7028 | 2.8138 | 2.9135 | 102.041 | 66.7095
2 | 300 | 301 | 300 301 HE Refrigerator - Energy Star version of above / Multi Attached | 0 | 0 | 63.4127 | 26.2167 | 27.9998 | 29.0217 | 30.7659 | 31.1627 | 32.1182 | 32.8055 | 33.0637 | 32.9466 | 32.8052 | 32.7178 | 33.7609 | 34.5963 | 0 | 0 | 0 | 0 | 0 | 0 | 0 | 0 | 0 | 0 | 0 | 0 | 0 | 0 | 473.3938 | 330.7307
2 | 350 | 351 | 350 351 HE Freezer / Multi Attached | 0 | 0 | 43.6851 | 6.6354 | 7.0868 | 7.3455 | 7.7893 | 7.8899 | 8.1296 | 8.3047 | 8.3708 | 8.3382 | 8.3056 | 0 | 0 | 0 | 0 | 0 | 0 | 0 | 0 | 0 | 0 | 0 | 0 | 0 | 0 | 0 | 0 | 0 | 121.8809 | 99.2848
2 | 400 | 401 | 400 401 Heat Pump Water Heater (EF=2.9) / Multi Attached | 0 | 0 | 179.4681 | 141.4078 | 151.0275 | 156.5432 | 165.9835 | 168.1255 | 173.2479 | 176.9696 | 178.3591 | 177.6776 | 0 | 0 | 0 | 0 | 0 | 0 | 0 | 0 | 0 | 0 | 0 | 0 | 0 | 0 | 0 | 0 | 0 | 0 | 1668.8098 | 1269.6842
2 | 400 | 403 | 400 403 Solar Water Heat / Multi Attached | 0 | 0 | 178.1736 | 140.1268 | 149.6573 | 155.1216 | 164.443 | 166.5666 | 171.6714 | 175.3429 | 176.7219 | 176.0919 | 175.3435 | 174.8787 | 180.4528 | 184.9191 | 186.5007 | 0 | 0 | 0 | 0 | 0 | 0 | 0 | 0 | 0 | 0 | 0 | 0 | 0 | 2556.0118 | 1684.5781
2 | 400 | 404 | 400 404 AC Heat Recovery Units / Multi Attached | 0 | 0 | 59.9564 | 22.785 | 24.3356 | 25.2297 | 26.7623 | 27.1076 | 27.9204 | 28.528 | 28.7551 | 28.6319 | 0 | 0 | 0 | 0 | 0 | 0 | 0 | 0 | 0 | 0 | 0 | 0 | 0 | 0 | 0 | 0 | 0 | 0 | 300.0121 | 235.6777
2 | 400 | 405 | 400 405 Low Flow Showerhead / Multi Attached | 0 | 0 | 52.134 | 15.0214 | 16.0433 | 16.6293 | 17.6315 | 17.8593 | 18.4037 | 18.7995 | 18.947 | 18.8756 | 0 | 0 | 0 | 0 | 0 | 0 | 0 | 0 | 0 | 0 | 0 | 0 | 0 | 0 | 0 | 0 | 0 | 0 | 210.3447 | 167.9458
2 | 400 | 406 | 400 406 Pipe Wrap / Multi Attached | 0 | 0 | 40.9804 | 3.9507 | 4.2195 | 4.3734 | 4.6375 | 4.6974 | 4.8404 | 4.9449 | 4.9838 | 4.9648 | 4.9458 | 4.9307 | 5.088 | 0 | 0 | 0 | 0 | 0 | 0 | 0 | 0 | 0 | 0 | 0 | 0 | 0 | 0 | 0 | 97.5574 | 78.9598
2 | 400 | 407 | 400 407 Faucet Aerators / Multi Attached | 0 | 0 | 42.9863 | 5.9418 | 6.3461 | 6.5777 | 6.9743 | 7.0645 | 7.2797 | 7.436 | 7.4953 | 7.4669 | 0 | 0 | 0 | 0 | 0 | 0 | 0 | 0 | 0 | 0 | 0 | 0 | 0 | 0 | 0 | 0 | 0 | 0 | 105.5686 | 88.797
2 | 400 | 408 | 400 408 Water Heater Blanket / Multi Attached | 0 | 0 | 57.4447 | 20.2925 | 21.673 | 22.4645 | 23.8193 | 24.1262 | 24.8616 | 0 | 0 | 0 | 0 | 0 | 0 | 0 | 0 | 0 | 0 | 0 | 0 | 0 | 0 | 0 | 0 | 0 | 0 | 0 | 0 | 0 | 194.6817 | 167.4953
2 | 400 | 409 | 400 409 Water Heater Temperature Check and Adjustment / Multi Attached | 0 | 0 | 38.9945 | 1.9797 | 2.1143 | 2.1911 | 2.323 | 0 | 0 | 0 | 0 | 0 | 0 | 0 | 0 | 0 | 0 | 0 | 0 | 0 | 0 | 0 | 0 | 0 | 0 | 0 | 0 | 0 | 0 | 0 | 47.6027 | 46.3434
2 | 400 | 410 | 400 410 Water Heater Timeclock / Multi Attached | 0 | 0 | 46.973 | 9.8988 | 10.5722 | 10.9584 | 11.6193 | 11.7689 | 12.1277 | 12.3887 | 12.4866 | 12.4379 | 0 | 0 | 0 | 0 | 0 | 0 | 0 | 0 | 0 | 0 | 0 | 0 | 0 | 0 | 0 | 0 | 0 | 0 | 151.2314 | 123.2912
2 | 400 | 411 | 400 411 Heat Trap / Multi Attached | 0 | 0 | 55.0219 | 17.8878 | 19.1046 | 19.8023 | 20.9967 | 21.2673 | 21.9155 | 22.3867 | 22.5628 | 22.4762 | 0 | 0 | 0 | 0 | 0 | 0 | 0 | 0 | 0 | 0 | 0 | 0 | 0 | 0 | 0 | 0 | 0 | 0 | 243.4218 | 192.9327
2 | 500 | 502 | 500 502 Energy Star CW CEE Tier 2 (MEF=2.0) / Multi Attached | 0 | 0 | 58.4067 | 21.2479 | 22.693 | 23.5214 | 24.9349 | 25.2568 | 26.0309 | 26.5881 | 26.797 | 26.7014 | 26.588 | 0 | 0 | 0 | 0 | 0 | 0 | 0 | 0 | 0 | 0 | 0 | 0 | 0 | 0 | 0 | 0 | 0 | 308.7662 | 236.4222
2 | 500 | 503 | 500 503 Energy Star CW CEE Tier 3 (MEF=2.2) / Multi Attached | 0 | 0 | 65.9782 | 28.763 | 30.7194 | 31.8405 | 33.7544 | 34.1899 | 35.2378 | 35.9917 | 36.2748 | 36.1448 | 35.991 | 0 | 0 | 0 | 0 | 0 | 0 | 0 | 0 | 0 | 0 | 0 | 0 | 0 | 0 | 0 | 0 | 0 | 404.8856 | 306.955
2 | 700 | 701 | 700 701 Energy Star DW (EF=0.68) / Multi Attached | 0 | 0 | 57.9545 | 20.7993 | 22.2142 | 23.0247 | 24.4071 | 24.7229 | 25.4812 | 26.026 | 26.2303 | 26.1384 | 26.0259 | 25.9575 | 26.7848 | 0 | 0 | 0 | 0 | 0 | 0 | 0 | 0 | 0 | 0 | 0 | 0 | 0 | 0 | 0 | 355.767 | 257.8737
2 | 800 | 801 | 800 801 Two Speed Pool Pump (1.5 hp) / Multi Attached | 0 | 0 | 224.4339 | 186.0389 | 198.6949 | 205.951 | 218.3694 | 0 | 0 | 0 | 0 | 0 | 0 | 0 | 0 | 0 | 0 | 0 | 0 | 0 | 0 | 0 | 0 | 0 | 0 | 0 | 0 | 0 | 0 | 0 | 1033.4881 | 915.122
2 | 800 | 802 | 800 802 High Efficiency One Speed Pool Pump (1.5 hp) / Multi Attached | 0 | 0 | 131.4675 | 93.7644 | 100.1431 | 103.8002 | 110.0583 | 0 | 0 | 0 | 0 | 0 | 0 | 0 | 0 | 0 | 0 | 0 | 0 | 0 | 0 | 0 | 0 | 0 | 0 | 0 | 0 | 0 | 0 | 0 | 539.2335 | 479.5767
2 | 800 | 803 | 800 803 Variable-Speed Pool Pump (<1 hp) / Multi Attached | 0 | 0 | 318.9745 | 279.876 | 298.9153 | 309.8311 | 328.5133 | 332.7543 | 342.8936 | 350.2575 | 353.0068 | 351.6589 | 0 | 0 | 0 | 0 | 0 | 0 | 0 | 0 | 0 | 0 | 0 | 0 | 0 | 0 | 0 | 0 | 0 | 0 | 3266.6813 | 2476.7323
2 | 800 | 804 | 800 804 PV-Powered Pool Pumps / Multi Attached | 0 | 0 | 413.9155 | 374.1105 | 399.5604 | 414.1521 | 439.1244 | 444.7927 | 458.3464 | 468.1894 | 471.8643 | 470.0623 | 0 | 0 | 0 | 0 | 0 | 0 | 0 | 0 | 0 | 0 | 0 | 0 | 0 | 0 | 0 | 0 | 0 | 0 | 4354.118 | 3298.1926
2 | 900 | 901 | 900 901 Energy Star TV / Multi Attached | 0 | 0 | 38.4215 | 1.4109 | 1.5069 | 1.5615 | 1.6552 | 1.6772 | 1.7286 | 0 | 0 | 0 | 0 | 0 | 0 | 0 | 0 | 0 | 0 | 0 | 0 | 0 | 0 | 0 | 0 | 0 | 0 | 0 | 0 | 0 | 47.9617 | 46.0719
2 | 910 | 911 | 910 911 Energy Star TV / Multi Attached | 0 | 0 | 42.4711 | 5.4303 | 5.7998 | 6.0116 | 6.3744 | 6.4567 | 6.6531 | 0 | 0 | 0 | 0 | 0 | 0 | 0 | 0 | 0 | 0 | 0 | 0 | 0 | 0 | 0 | 0 | 0 | 0 | 0 | 0 | 0 | 79.197 | 71.9216
2 | 920 | 921 | 920 921 Energy Star Set-Top Box / Multi Attached | 0 | 0 | 43.1468 | 6.1011 | 6.5161 | 6.7544 | 7.1615 | 7.2544 | 7.475 | 0 | 0 | 0 | 0 | 0 | 0 | 0 | 0 | 0 | 0 | 0 | 0 | 0 | 0 | 0 | 0 | 0 | 0 | 0 | 0 | 0 | 84.4093 | 76.2352
2 | 930 | 931 | 930 931 Energy Star DVD Player / Multi Attached | 0 | 0 | 40.3426 | 3.3178 | 3.5434 | 3.6731 | 3.8947 | 3.9451 | 4.065 | 0 | 0 | 0 | 0 | 0 | 0 | 0 | 0 | 0 | 0 | 0 | 0 | 0 | 0 | 0 | 0 | 0 | 0 | 0 | 0 | 0 | 62.7817 | 58.3364
2 | 940 | 941 | 940 941 Energy Star VCR / Multi Attached | 0 | 0 | 43.9252 | 6.8735 | 7.3412 | 7.6096 | 8.0688 | 8.1729 | 8.4215 | 0 | 0 | 0 | 0 | 0 | 0 | 0 | 0 | 0 | 0 | 0 | 0 | 0 | 0 | 0 | 0 | 0 | 0 | 0 | 0 | 0 | 90.4126 | 81.2034
2 | 950 | 951 | 950 951 Energy Star Desktop PC / Multi Attached | 0 | 0 | 40.8814 | 3.8525 | 4.1145 | 4.2647 | 4.5219 | 4.5807 | 4.72 | 0 | 0 | 0 | 0 | 0 | 0 | 0 | 0 | 0 | 0 | 0 | 0 | 0 | 0 | 0 | 0 | 0 | 0 | 0 | 0 | 0 | 66.9357 | 61.7743
2 | 960 | 961 | 960 961 Energy Star Laptop PC / Multi Attached | 0 | 0 | 38.5793 | 1.5676 | 1.6742 | 1.7351 | 1.8398 | 1.8638 | 1.9204 | 0 | 0 | 0 | 0 | 0 | 0 | 0 | 0 | 0 | 0 | 0 | 0 | 0 | 0 | 0 | 0 | 0 | 0 | 0 | 0 | 0 | 49.1803 | 47.0803
3 | 100 | 102 | 100 102 15 SEER Split-System Air Conditioner / Single Detached - Manufactured | 0 | 0 | 61.6157 | 24.431 | 26.0941 | 27.059 | 28.7178 | 29.0878 | 29.9436 | 30.6045 | 30.8505 | 30.6996 | 30.6192 | 30.5022 | 31.4727 | 32.259 | 32.5886 | 33.4023 | 34.0118 | 34.2866 | 0 | 0 | 0 | 0 | 0 | 0 | 0 | 0 | 0 | 0 | 578.246 | 361.8295
3 | 100 | 103 | 100 103 17 SEER Split-System Air Conditioner / Single Detached - Manufactured | 0 | 0 | 95.0042 | 57.5688 | 61.4878 | 63.7677 | 67.6831 | 68.5553 | 70.5627 | 72.1266 | 72.7098 | 72.3446 | 72.1653 | 71.8843 | 74.1689 | 76.0254 | 76.8145 | 78.7357 | 80.162 | 80.8095 | 0 | 0 | 0 | 0 | 0 | 0 | 0 | 0 | 0 | 0 | 1312.5762 | 802.5223
3 | 100 | 104 | 100 104 19 SEER Split-System Air Conditioner / Single Detached - Manufactured | 0 | 0 | 120.0187 | 82.3956 | 88.0046 | 91.2679 | 96.8716 | 98.1194 | 100.9931 | 103.231 | 104.0654 | 103.5427 | 103.2877 | 102.8839 | 106.1548 | 108.8106 | 109.942 | 112.6917 | 114.7332 | 115.6602 | 0 | 0 | 0 | 0 | 0 | 0 | 0 | 0 | 0 | 0 | 1862.6741 | 1132.6563
3 | 100 | 105 | 100 105 14 SEER Split-System Heat Pump / Single Detached - Manufactured | 0 | 0 | 111.8256 | 74.2627 | 79.3171 | 82.2843 | 87.3619 | 88.4863 | 91.0425 | 93.0829 | 93.8503 | 93.3506 | 93.1622 | 92.7678 | 95.7099 | 98.113 | 99.1792 | 0 | 0 | 0 | 0 | 0 | 0 | 0 | 0 | 0 | 0 | 0 | 0 | 0 | 1373.7963 | 911.23
3 | 100 | 106 | 100 106 15 SEER Split-System Heat Pump / Single Detached - Manufactured | 0 | 0 | 139.142 | 101.3764 | 108.2774 | 112.278 | 119.1562 | 120.6907 | 124.2469 | 126.9865 | 128.0048 | 127.3821 | 127.0406 | 126.5648 | 130.5906 | 133.8523 | 135.2129 | 0 | 0 | 0 | 0 | 0 | 0 | 0 | 0 | 0 | 0 | 0 | 0 | 0 | 1860.8022 | 1229.7969
3 | 100 | 107 | 100 107 17 SEER Split-System Heat Pump / Single Detached - Manufactured | 0 | 0 | 177.0496 | 139.0002 | 148.4621 | 153.9461 | 163.3746 | 165.4774 | 170.3575 | 174.1109 | 175.5069 | 174.6564 | 174.1831 | 173.535 | 179.0547 | 183.5259 | 185.3875 | 0 | 0 | 0 | 0 | 0 | 0 | 0 | 0 | 0 | 0 | 0 | 0 | 0 | 2537.6279 | 1672.4547
3 | 100 | 108 | 100 108 13 EER Geothermal Heat Pump / Single Detached - Manufactured | 0 | 0 | 176.6921 | 138.6454 | 148.0832 | 153.5531 | 162.9572 | 165.0548 | 169.9225 | 173.6664 | 175.0587 | 174.21 | 173.7388 | 173.0919 | 178.5973 | 183.0577 | 184.9147 | 0 | 0 | 0 | 0 | 0 | 0 | 0 | 0 | 0 | 0 | 0 | 0 | 0 | 2531.2438 | 1668.2793
3 | 100 | 109 | 100 109 HVAC Proper Sizing / Single Detached - Manufactured | 0 | 0 | 47.0668 | 9.9896 | 10.6716 | 11.0794 | 11.7762 | 11.9274 | 12.2552 | 12.541 | 12.6513 | 12.5709 | 12.5653 | 12.497 | 12.8906 | 13.2176 | 13.3834 | 0 | 0 | 0 | 0 | 0 | 0 | 0 | 0 | 0 | 0 | 0 | 0 | 0 | 217.0834 | 154.7515
3 | 100 | 110 | 100 110 Attic Venting / Single Detached - Manufactured | 0 | 0 | 62.7169 | 25.5245 | 27.2618 | 28.2665 | 29.9922 | 30.3785 | 31.2804 | 31.9665 | 32.222 | 32.0733 | 0 | 0 | 0 | 0 | 0 | 0 | 0 | 0 | 0 | 0 | 0 | 0 | 0 | 0 | 0 | 0 | 0 | 0 | 331.6826 | 259.5994
3 | 100 | 111 | 100 111 Sealed Attic w/Sprayed Foam Insulated Roof Deck / Single Detached - Manufactured | 0 | 0 | 83.232 | 45.8827 | 49.0065 | 50.8617 | 54.0235 | 54.7191 | 56.2664 | 57.5493 | 58.0371 | 57.7021 | 57.6243 | 57.3519 | 59.1645 | 60.6576 | 61.3623 | 62.918 | 63.9982 | 64.5147 | 65.1567 | 65.9144 | 66.3778 | 67.0004 | 68.4411 | 68.8376 | 70.0241 | 71.2816 | 74.2015 | 76.6977 | 1748.8048 | 818.5735
3 | 100 | 112 | 100 112 AC Maintenance (Outdoor Coil Cleaning) / Single Detached - Manufactured | 0 | 0 | 70.048 | 32.8009 | 35.0333 | 36.3226 | 0 | 0 | 0 | 0 | 0 | 0 | 0 | 0 | 0 | 0 | 0 | 0 | 0 | 0 | 0 | 0 | 0 | 0 | 0 | 0 | 0 | 0 | 0 | 0 | 174.2048 | 161.8661
3 | 100 | 113 | 100 113 AC Maintenance (Indoor Coil Cleaning) / Single Detached - Manufactured | 0 | 0 | 69.654 | 32.41 | 34.6157 | 35.8893 | 0 | 0 | 0 | 0 | 0 | 0 | 0 | 0 | 0 | 0 | 0 | 0 | 0 | 0 | 0 | 0 | 0 | 0 | 0 | 0 | 0 | 0 | 0 | 0 | 172.569 | 160.3774
3 | 100 | 114 | 100 114 Proper Refrigerant Charging and Air Flow / Single Detached - Manufactured | 0 | 0 | 84.3415 | 46.9877 | 50.1856 | 52.0328 | 55.2028 | 55.9135 | 57.5811 | 58.8395 | 59.3088 | 59.0422 | 0 | 0 | 0 | 0 | 0 | 0 | 0 | 0 | 0 | 0 | 0 | 0 | 0 | 0 | 0 | 0 | 0 | 0 | 579.4356 | 446.7509
3 | 100 | 115 | 100 115 Electronically Commutated Motors (ECM) on an Air Handler Unit / Single Detached - Manufactured | 0 | 0 | 68.5449 | 31.3094 | 33.44 | 34.6684 | 36.7739 | 37.248 | 38.3657 | 39.2004 | 39.5122 | 39.3423 | 39.2086 | 39.0818 | 40.3267 | 41.3292 | 41.7188 | 0 | 0 | 0 | 0 | 0 | 0 | 0 | 0 | 0 | 0 | 0 | 0 | 0 | 600.0702 | 405.268
3 | 100 | 116 | 100 116 Duct Repair / Single Detached - Manufactured | 0 | 0 | 68.3234 | 31.0883 | 33.2047 | 34.4333 | 36.5443 | 37.0154 | 38.1034 | 38.9453 | 39.2585 | 39.065 | 38.9634 | 38.8153 | 40.0497 | 41.0501 | 41.4723 | 42.5081 | 43.2814 | 43.6321 | 0 | 0 | 0 | 0 | 0 | 0 | 0 | 0 | 0 | 0 | 725.754 | 450.3545
3 | 100 | 117 | 100 117 Reflective Roof / Single Detached - Manufactured | 0 | 0 | 103.1443 | 65.6498 | 70.1179 | 72.6993 | 77.1303 | 78.1236 | 80.4514 | 82.21 | 82.8659 | 82.4912 | 82.2351 | 81.952 | 84.5606 | 86.6673 | 87.5103 | 0 | 0 | 0 | 0 | 0 | 0 | 0 | 0 | 0 | 0 | 0 | 0 | 0 | 1217.809 | 809.2828
3 | 100 | 118 | 100 118 Radiant Barrier / Single Detached - Manufactured | 0 | 0 | 88.42 | 51.034 | 54.5082 | 56.5291 | 59.9994 | 60.7723 | 62.5527 | 63.9387 | 64.4551 | 64.1322 | 0 | 0 | 0 | 0 | 0 | 0 | 0 | 0 | 0 | 0 | 0 | 0 | 0 | 0 | 0 | 0 | 0 | 0 | 626.3416 | 482.1735
3 | 100 | 119 | 100 119 Window Film / Single Detached - Manufactured | 0 | 0 | 53.9664 | 16.8399 | 17.9858 | 18.6467 | 19.7782 | 20.0338 | 20.635 | 21.0838 | 21.2518 | 21.1611 | 0 | 0 | 0 | 0 | 0 | 0 | 0 | 0 | 0 | 0 | 0 | 0 | 0 | 0 | 0 | 0 | 0 | 0 | 231.3825 | 183.8354
3 | 100 | 120 | 100 120 Window Tinting / Single Detached - Manufactured | 0 | 0 | 53.9617 | 16.8347 | 17.9806 | 18.6432 | 19.782 | 20.0372 | 20.6312 | 21.0844 | 21.2531 | 21.1536 | 21.0925 | 21.0164 | 21.6852 | 22.2256 | 22.4468 | 23.0062 | 23.4293 | 23.6188 | 23.8564 | 24.1221 | 24.2948 | 24.552 | 25.0135 | 25.2255 | 25.6635 | 26.0745 | 27.1453 | 28.0865 | 663.9165 | 323.323
3 | 100 | 121 | 100 121 Default Window With Sunscreen / Single Detached - Manufactured | 0 | 0 | 99.935 | 62.4607 | 66.7112 | 69.2184 | 73.5008 | 74.4465 | 76.5815 | 78.3079 | 78.9601 | 78.5274 | 0 | 0 | 0 | 0 | 0 | 0 | 0 | 0 | 0 | 0 | 0 | 0 | 0 | 0 | 0 | 0 | 0 | 0 | 758.6496 | 582.093
3 | 100 | 122 | 100 122 Single Pane Clear Windows to Double Pane Low-E Windows / Single Detached - Manufactured | 0 | 0 | 154.484 | 116.5963 | 124.5342 | 129.2528 | 137.2926 | 139.0588 | 142.9859 | 146.2497 | 147.4908 | 146.6345 | 146.4456 | 145.7466 | 150.3517 | 154.1471 | 155.9472 | 159.9024 | 162.6458 | 163.9564 | 165.5861 | 167.5131 | 168.6916 | 170.2673 | 173.9429 | 174.9336 | 177.9526 | 181.1591 | 188.5795 | 194.9098 | 4387.258 | 2023.2149
3 | 100 | 124 | 100 124 Ceiling R-0 to R-19 Insulation / Single Detached - Manufactured | 0 | 0 | 73.199 | 35.9254 | 38.3713 | 39.8237 | 42.2996 | 42.8434 | 44.0555 | 45.0597 | 45.4417 | 45.1799 | 45.1185 | 44.9048 | 46.3246 | 47.4938 | 48.0448 | 49.2649 | 50.1101 | 50.5136 | 51.0167 | 51.61 | 0 | 0 | 0 | 0 | 0 | 0 | 0 | 0 | 936.601 | 547.4352
3 | 100 | 125 | 100 125 Ceiling R-19 to R-38 Insulation / Single Detached - Manufactured | 0 | 0 | 38.734 | 1.7209 | 1.838 | 1.9073 | 2.0255 | 2.0516 | 2.1101 | 2.1584 | 2.177 | 2.1647 | 2.1617 | 2.1506 | 2.2189 | 2.2739 | 2.3007 | 2.3603 | 2.3995 | 2.4196 | 2.4435 | 2.4718 | 0 | 0 | 0 | 0 | 0 | 0 | 0 | 0 | 80.0882 | 61.4486
3 | 100 | 126 | 100 126 Wall 2x4 R-0 to Blow-In R-13 Insulation / Single Detached - Manufactured | 0 | 0 | 42.1547 | 5.1158 | 5.464 | 5.6708 | 6.0233 | 6.1008 | 6.2734 | 6.4169 | 6.4714 | 6.4344 | 6.4258 | 6.3945 | 6.597 | 6.7622 | 6.8416 | 7.0145 | 7.1346 | 7.1931 | 7.2646 | 7.3493 | 0 | 0 | 0 | 0 | 0 | 0 | 0 | 0 | 165.1026 | 109.6861
3 | 100 | 127 | 100 127 Weather Strip/Caulk w/Blower Door / Single Detached - Manufactured | 0 | 0 | 47.3979 | 10.3207 | 11.0225 | 11.425 | 12.1112 | 0 | 0 | 0 | 0 | 0 | 0 | 0 | 0 | 0 | 0 | 0 | 0 | 0 | 0 | 0 | 0 | 0 | 0 | 0 | 0 | 0 | 0 | 0 | 92.2773 | 85.7116
3 | 130 | 132 | 130 132 15 SEER Split-System Heat Pump / Single Detached - Manufactured | 0 | 0 | 113.3997 | 75.8211 | 80.9868 | 84.0718 | 89.3222 | 90.4709 | 92.9963 | 95.1384 | 95.9587 | 95.3776 | 95.2908 | 94.809 | 97.7991 | 100.2755 | 101.4856 | 0 | 0 | 0 | 0 | 0 | 0 | 0 | 0 | 0 | 0 | 0 | 0 | 0 | 1403.2034 | 930.363
3 | 130 | 133 | 130 133 17 SEER Split-System Heat Pump / Single Detached - Manufactured | 0 | 0 | 103.8637 | 66.3633 | 70.8803 | 73.4937 | 77.9829 | 78.9866 | 81.3296 | 83.1137 | 83.7789 | 83.3876 | 83.1441 | 82.8463 | 85.4825 | 87.6156 | 88.4825 | 0 | 0 | 0 | 0 | 0 | 0 | 0 | 0 | 0 | 0 | 0 | 0 | 0 | 1230.7513 | 817.7415
3 | 130 | 134 | 130 134 13 EER Geothermal Heat Pump / Single Detached - Manufactured | 0 | 0 | 103.7733 | 66.2736 | 70.7845 | 73.3938 | 77.8766 | 78.8793 | 81.2195 | 83.0009 | 83.6639 | 83.2747 | 83.03 | 82.7342 | 85.3665 | 87.4964 | 88.3633 | 0 | 0 | 0 | 0 | 0 | 0 | 0 | 0 | 0 | 0 | 0 | 0 | 0 | 1229.1303 | 816.6815
3 | 130 | 136 | 130 136 Attic Venting / Single Detached - Manufactured | 0 | 0 | 59.774 | 22.6036 | 24.142 | 25.0317 | 26.5594 | 26.9017 | 27.7007 | 28.3081 | 28.5343 | 28.4028 | 0 | 0 | 0 | 0 | 0 | 0 | 0 | 0 | 0 | 0 | 0 | 0 | 0 | 0 | 0 | 0 | 0 | 0 | 297.9582 | 234.1245
3 | 130 | 137 | 130 137 Sealed Attics / Single Detached - Manufactured | 0 | 0 | 77.9195 | 40.6055 | 43.3782 | 45.0361 | 47.8682 | 48.4827 | 49.8149 | 50.9766 | 51.4225 | 51.0956 | 51.0725 | 50.7966 | 52.3966 | 53.7293 | 54.403 | 55.8524 | 56.7188 | 57.175 | 57.739 | 58.426 | 58.8334 | 59.3455 | 60.7169 | 60.9761 | 62.019 | 63.2004 | 65.8377 | 67.9632 | 1553.801 | 729.3902
3 | 130 | 138 | 130 138 AC Maintenance (Outdoor Coil Cleaning) / Single Detached - Manufactured | 0 | 0 | 67.3363 | 30.1095 | 32.1587 | 33.3421 | 0 | 0 | 0 | 0 | 0 | 0 | 0 | 0 | 0 | 0 | 0 | 0 | 0 | 0 | 0 | 0 | 0 | 0 | 0 | 0 | 0 | 0 | 0 | 0 | 162.9466 | 151.6203
3 | 130 | 139 | 130 139 AC Maintenance (Indoor Coil Cleaning) / Single Detached - Manufactured | 0 | 0 | 66.9679 | 29.7439 | 31.7682 | 32.9378 | 0 | 0 | 0 | 0 | 0 | 0 | 0 | 0 | 0 | 0 | 0 | 0 | 0 | 0 | 0 | 0 | 0 | 0 | 0 | 0 | 0 | 0 | 0 | 0 | 161.4178 | 150.229
3 | 130 | 140 | 130 140 Proper Refrigerant Charging and Air Flow / Single Detached - Manufactured | 0 | 0 | 80.4787 | 43.1537 | 46.0906 | 47.7868 | 50.6978 | 51.3506 | 52.8827 | 54.0383 | 54.4683 | 54.2245 | 0 | 0 | 0 | 0 | 0 | 0 | 0 | 0 | 0 | 0 | 0 | 0 | 0 | 0 | 0 | 0 | 0 | 0 | 535.1719 | 413.3147
3 | 130 | 141 | 130 141 Electronically Commutated Motors (ECM) on an Air Handler Unit / Single Detached - Manufactured | 0 | 0 | 95.0971 | 57.6611 | 61.5864 | 63.8691 | 67.7899 | 68.6631 | 70.675 | 72.2403 | 72.825 | 72.4591 | 72.2795 | 71.9976 | 74.2867 | 76.1456 | 76.9347 | 0 | 0 | 0 | 0 | 0 | 0 | 0 | 0 | 0 | 0 | 0 | 0 | 0 | 1074.5101 | 715.5372
3 | 130 | 142 | 130 142 Duct Repair / Single Detached - Manufactured | 0 | 0 | 60.079 | 22.9054 | 24.4644 | 25.378 | 26.9422 | 27.289 | 28.0798 | 28.708 | 28.943 | 28.7913 | 28.731 | 28.6113 | 29.5184 | 30.2588 | 30.585 | 31.353 | 31.9111 | 32.1692 | 0 | 0 | 0 | 0 | 0 | 0 | 0 | 0 | 0 | 0 | 544.7179 | 341.6847
3 | 130 | 143 | 130 143 Reflective Roof / Single Detached - Manufactured | 0 | 0 | 97.7178 | 60.2641 | 64.3655 | 66.7342 | 70.7987 | 71.7105 | 73.8504 | 75.4632 | 76.0649 | 75.7242 | 75.4853 | 75.2277 | 77.6222 | 79.5561 | 80.325 | 0 | 0 | 0 | 0 | 0 | 0 | 0 | 0 | 0 | 0 | 0 | 0 | 0 | 1120.9097 | 745.9095
3 | 130 | 144 | 130 144 Radiant Barrier / Single Detached - Manufactured | 0 | 0 | 82.5356 | 45.1937 | 48.2704 | 50.06 | 53.1339 | 53.8179 | 55.3944 | 56.6223 | 57.0802 | 56.7935 | 0 | 0 | 0 | 0 | 0 | 0 | 0 | 0 | 0 | 0 | 0 | 0 | 0 | 0 | 0 | 0 | 0 | 0 | 558.9018 | 431.2308
3 | 130 | 145 | 130 145 Window Film / Single Detached - Manufactured | 0 | 0 | 53.77 | 16.645 | 17.7775 | 18.4292 | 19.5455 | 19.7976 | 20.395 | 20.8366 | 21.0026 | 20.9158 | 0 | 0 | 0 | 0 | 0 | 0 | 0 | 0 | 0 | 0 | 0 | 0 | 0 | 0 | 0 | 0 | 0 | 0 | 229.1147 | 182.1232
3 | 130 | 146 | 130 146 Window Tinting / Single Detached - Manufactured | 0 | 0 | 53.7634 | 16.6379 | 17.7704 | 18.4257 | 19.5512 | 19.803 | 20.3902 | 20.8379 | 21.0048 | 20.9064 | 20.8449 | 20.7705 | 21.4319 | 21.9659 | 22.1846 | 22.7366 | 23.1548 | 23.3428 | 23.5771 | 23.84 | 24.0107 | 24.2646 | 24.7189 | 24.9304 | 25.3633 | 25.7701 | 26.8272 | 27.7581 | 656.5835 | 319.975
3 | 130 | 147 | 130 147 Default Window With Sunscreen / Single Detached - Manufactured | 0 | 0 | 99.935 | 62.4607 | 66.7112 | 69.2184 | 73.5008 | 74.4465 | 76.5815 | 78.3079 | 78.9601 | 78.5274 | 0 | 0 | 0 | 0 | 0 | 0 | 0 | 0 | 0 | 0 | 0 | 0 | 0 | 0 | 0 | 0 | 0 | 0 | 758.6496 | 582.093
3 | 130 | 148 | 130 148 Single Pane Clear Windows to Double Pane Low-E Windows / Single Detached - Manufactured | 0 | 0 | 154.484 | 116.5963 | 124.5342 | 129.2528 | 137.2926 | 139.0588 | 142.9859 | 146.2497 | 147.4908 | 146.6345 | 146.4456 | 145.7466 | 150.3517 | 154.1471 | 155.9472 | 159.9024 | 162.6458 | 163.9564 | 165.5861 | 167.5131 | 168.6916 | 170.2673 | 173.9429 | 174.9336 | 177.9526 | 181.1591 | 188.5795 | 194.9098 | 4387.258 | 2023.2149
3 | 130 | 150 | 130 150 Ceiling R-0 to R-19 Insulation / Single Detached - Manufactured | 0 | 0 | 70.7672 | 33.5081 | 35.7962 | 37.1641 | 39.5014 | 40.0084 | 41.1077 | 42.0661 | 42.435 | 42.1653 | 42.1461 | 41.9177 | 43.2382 | 44.3368 | 44.8939 | 46.09 | 46.8052 | 47.1812 | 47.6466 | 48.2149 | 0 | 0 | 0 | 0 | 0 | 0 | 0 | 0 | 876.99 | 513.5327
3 | 130 | 151 | 130 151 Ceiling R-19 to R-38 Insulation / Single Detached - Manufactured | 0 | 0 | 38.615 | 1.6027 | 1.7121 | 1.7772 | 1.8884 | 1.9131 | 1.966 | 2.0119 | 2.0295 | 2.0167 | 2.017 | 2.0048 | 2.0682 | 2.1195 | 2.1471 | 2.2037 | 2.2375 | 2.2557 | 2.2781 | 2.3055 | 0 | 0 | 0 | 0 | 0 | 0 | 0 | 0 | 77.1697 | 59.7892
3 | 130 | 152 | 130 152 Wall 2x4 R-0 to Blow-In R-13 Insulation / Single Detached - Manufactured | 0 | 0 | 41.5622 | 4.5272 | 4.8363 | 5.0211 | 5.3369 | 5.4052 | 5.5539 | 5.6835 | 5.7339 | 5.6968 | 5.6943 | 5.663 | 5.8422 | 5.9897 | 6.0655 | 6.2266 | 6.3229 | 6.3741 | 6.4367 | 6.5123 | 0 | 0 | 0 | 0 | 0 | 0 | 0 | 0 | 150.4844 | 101.3816
3 | 130 | 153 | 130 153 Weather Strip/Caulk w/Blower Door / Single Detached - Manufactured | 0 | 0 | 46.207 | 9.1378 | 9.7596 | 10.1141 | 10.7227 | 0 | 0 | 0 | 0 | 0 | 0 | 0 | 0 | 0 | 0 | 0 | 0 | 0 | 0 | 0 | 0 | 0 | 0 | 0 | 0 | 0 | 0 | 0 | 85.9412 | 80.1283
3 | 190 | 191 | 190 191 HE Room Air Conditioner - EER 11 / Single Detached - Manufactured | 0 | 0 | 59.2093 | 22.0427 | 23.5433 | 24.4133 | 25.9089 | 26.2428 | 27.0158 | 27.6119 | 27.8335 | 27.6975 | 27.6237 | 27.52 | 28.3954 | 29.1043 | 29.4002 | 0 | 0 | 0 | 0 | 0 | 0 | 0 | 0 | 0 | 0 | 0 | 0 | 0 | 433.5626 | 296.3583
3 | 190 | 192 | 190 192 HE Room Air Conditioner - EER 12 / Single Detached - Manufactured | 0 | 0 | 77.6999 | 40.3948 | 43.1446 | 44.7387 | 47.4795 | 48.091 | 49.5079 | 50.5997 | 51.0057 | 50.7576 | 50.6221 | 50.4319 | 52.0364 | 53.335 | 53.879 | 0 | 0 | 0 | 0 | 0 | 0 | 0 | 0 | 0 | 0 | 0 | 0 | 0 | 763.7239 | 512.2888
3 | 190 | 196 | 190 196 Reflective Roof / Single Detached - Manufactured | 0 | 0 | 71.3451 | 34.0884 | 36.4084 | 37.7483 | 40.0473 | 40.5631 | 41.7736 | 42.6858 | 43.0264 | 42.8337 | 42.699 | 42.5527 | 43.9073 | 45.0007 | 45.436 | 0 | 0 | 0 | 0 | 0 | 0 | 0 | 0 | 0 | 0 | 0 | 0 | 0 | 650.1155 | 437.9958
3 | 190 | 197 | 190 197 Window Film / Single Detached - Manufactured | 0 | 0 | 45.8172 | 8.7515 | 9.347 | 9.6893 | 10.2755 | 10.4091 | 10.7231 | 10.9553 | 11.0422 | 10.9967 | 0 | 0 | 0 | 0 | 0 | 0 | 0 | 0 | 0 | 0 | 0 | 0 | 0 | 0 | 0 | 0 | 0 | 0 | 138.0069 | 113.3006
3 | 190 | 198 | 190 198 Window Tinting / Single Detached - Manufactured | 0 | 0 | 45.8137 | 8.7477 | 9.3431 | 9.6876 | 10.2786 | 10.4114 | 10.7204 | 10.956 | 11.0433 | 10.9924 | 10.9601 | 10.9207 | 11.2685 | 11.5486 | 11.663 | 11.9531 | 12.174 | 12.2727 | 12.3965 | 12.5337 | 12.6234 | 12.7562 | 12.9954 | 13.1077 | 13.3349 | 13.5484 | 14.105 | 14.5944 | 362.7506 | 185.7769
3 | 190 | 199 | 190 199 Default Window With Sunscreen / Single Detached - Manufactured | 0 | 0 | 47.1639 | 10.0873 | 10.7738 | 11.1784 | 11.8694 | 12.0223 | 12.3675 | 12.6462 | 12.7516 | 12.6822 | 0 | 0 | 0 | 0 | 0 | 0 | 0 | 0 | 0 | 0 | 0 | 0 | 0 | 0 | 0 | 0 | 0 | 0 | 153.5428 | 125.0298
3 | 190 | 200 | 190 200 Single Pane Clear Windows to Double Pane Low-E Windows / Single Detached - Manufactured | 0 | 0 | 77.4551 | 40.1526 | 42.8854 | 44.4644 | 47.1751 | 47.7826 | 49.2057 | 50.2821 | 50.6832 | 50.4535 | 50.2977 | 50.1234 | 51.719 | 53.0078 | 53.5241 | 54.8558 | 55.8724 | 56.3241 | 56.8912 | 57.5261 | 57.9344 | 58.5562 | 59.6375 | 60.1616 | 61.207 | 62.1768 | 64.7319 | 66.9792 | 1532.066 | 719.8357
3 | 190 | 202 | 190 202 Ceiling R-0 to R-19 Insulation / Single Detached - Manufactured | 0 | 0 | 72.8791 | 35.6113 | 38.0347 | 39.4312 | 41.8245 | 42.3642 | 43.6367 | 44.5847 | 44.9385 | 44.7479 | 44.5943 | 44.4501 | 45.8666 | 47.0067 | 47.448 | 48.627 | 49.5363 | 49.9377 | 50.4416 | 51.0016 | 0 | 0 | 0 | 0 | 0 | 0 | 0 | 0 | 926.9627 | 542.1148
3 | 190 | 203 | 190 203 Ceiling R-19 to R-38 Insulation / Single Detached - Manufactured | 0 | 0 | 38.6611 | 1.6488 | 1.7609 | 1.825 | 1.9349 | 1.9603 | 2.0198 | 2.0635 | 2.0797 | 2.072 | 2.0641 | 2.0577 | 2.1238 | 2.1759 | 2.195 | 2.2498 | 2.2924 | 2.3105 | 2.3337 | 2.3598 | 0 | 0 | 0 | 0 | 0 | 0 | 0 | 0 | 78.1888 | 60.3786
3 | 190 | 204 | 190 204 Wall 2x4 R-0 to Blow-In R-13 Insulation / Single Detached - Manufactured | 0 | 0 | 39.6816 | 2.6616 | 2.8427 | 2.946 | 3.1242 | 3.1647 | 3.2608 | 3.3311 | 3.358 | 3.3445 | 3.3321 | 3.3213 | 3.4277 | 3.5122 | 3.5441 | 3.6313 | 3.6994 | 3.7295 | 3.7672 | 3.8098 | 0 | 0 | 0 | 0 | 0 | 0 | 0 | 0 | 103.4898 | 74.74
3 | 190 | 205 | 190 205 Weather Strip/Caulk w/Blower Door / Single Detached - Manufactured | 0 | 0 | 42.4005 | 5.3603 | 5.725 | 5.934 | 6.2919 | 0 | 0 | 0 | 0 | 0 | 0 | 0 | 0 | 0 | 0 | 0 | 0 | 0 | 0 | 0 | 0 | 0 | 0 | 0 | 0 | 0 | 0 | 0 | 65.7117 | 62.3012
3 | 220 | 221 | 220 221 CFL (18-Watt integral ballast), 0.5 hr/day / Single Detached - Manufactured | 0 | 0 | 41.4877 | 4.4543 | 4.7574 | 4.9312 | 5.228 | 5.2961 | 5.4574 | 5.5745 | 5.6186 | 5.5978 | 5.5748 | 5.5587 | 5.7359 | 5.8779 | 5.9305 | 6.0773 | 6.1921 | 6.2424 | 6.3054 | 6.3755 | 6.421 | 6.494 | 6.6056 | 6.6719 | 6.7875 | 6.8888 | 7.1723 | 0 | 195.3146 | 111.3377
3 | 230 | 231 | 230 231 CFL (18-Watt integral ballast), 2.5 hr/day / Single Detached - Manufactured | 0 | 0 | 76.2766 | 38.9856 | 41.6377 | 43.1574 | 45.7496 | 0 | 0 | 0 | 0 | 0 | 0 | 0 | 0 | 0 | 0 | 0 | 0 | 0 | 0 | 0 | 0 | 0 | 0 | 0 | 0 | 0 | 0 | 0 | 245.8069 | 221.0051
3 | 240 | 241 | 240 241 CFL (18-Watt integral ballast), 6.0 hr/day / Single Detached - Manufactured | 0 | 0 | 57.1994 | 20.0497 | 0 | 0 | 0 | 0 | 0 | 0 | 0 | 0 | 0 | 0 | 0 | 0 | 0 | 0 | 0 | 0 | 0 | 0 | 0 | 0 | 0 | 0 | 0 | 0 | 0 | 0 | 77.2491 | 76.0318
3 | 250 | 251 | 250 251 ROB 2L4'T8, 1EB / Single Detached - Manufactured | 0 | 0 | 38.4764 | 1.4655 | 1.5651 | 1.6221 | 1.72 | 1.7426 | 1.7953 | 1.8343 | 1.8487 | 1.8419 | 1.8349 | 1.8292 | 1.8876 | 1.9339 | 1.951 | 1.9984 | 2.0363 | 2.0526 | 2.0741 | 2.0967 | 2.1116 | 2.136 | 2.1725 | 2.1949 | 2.2334 | 2.2662 | 2.3593 | 2.4428 | 91.5235 | 61.9061
3 | 250 | 252 | 250 252 RET 2L4'T8, 1EB / Single Detached - Manufactured | 0 | 0 | 38.4764 | 1.4655 | 1.5651 | 1.6221 | 1.72 | 1.7426 | 1.7953 | 1.8343 | 1.8487 | 1.8419 | 1.8349 | 1.8292 | 1.8876 | 1.9339 | 1.951 | 1.9984 | 2.0363 | 2.0526 | 2.0741 | 2.0967 | 2.1116 | 2.136 | 2.1725 | 2.1949 | 2.2334 | 2.2662 | 2.3593 | 2.4428 | 91.5235 | 61.9061
3 | 260 | 261 | 260 261 CFL - medium screw based <30 Watts / Single Detached - Manufactured | 0 | 0 | 45.239 | 8.1775 | 0 | 0 | 0 | 0 | 0 | 0 | 0 | 0 | 0 | 0 | 0 | 0 | 0 | 0 | 0 | 0 | 0 | 0 | 0 | 0 | 0 | 0 | 0 | 0 | 0 | 0 | 53.4165 | 52.92
3 | 260 | 262 | 260 262 Photocell/timeclock / Single Detached - Manufactured | 0 | 0 | 38.7611 | 1.748 | 1.8669 | 1.9347 | 2.052 | 2.0781 | 2.1414 | 2.1876 | 2.2053 | 2.197 | 2.1882 | 2.1815 | 2.2515 | 2.3066 | 2.3269 | 2.3849 | 2.43 | 2.4495 | 2.4741 | 2.5018 | 2.52 | 2.5482 | 2.5932 | 2.6189 | 2.6637 | 2.7028 | 2.8138 | 2.9135 | 102.041 | 66.7095
3 | 300 | 301 | 300 301 HE Refrigerator - Energy Star version of above / Single Detached - Manufactured | 0 | 0 | 63.4127 | 26.2167 | 27.9998 | 29.0217 | 30.7659 | 31.1627 | 32.1182 | 32.8055 | 33.0637 | 32.9466 | 32.8052 | 32.7178 | 33.7609 | 34.5963 | 0 | 0 | 0 | 0 | 0 | 0 | 0 | 0 | 0 | 0 | 0 | 0 | 0 | 0 | 473.3938 | 330.7307
3 | 350 | 351 | 350 351 HE Freezer / Single Detached - Manufactured | 0 | 0 | 43.6851 | 6.6354 | 7.0868 | 7.3455 | 7.7893 | 7.8899 | 8.1296 | 8.3047 | 8.3708 | 8.3382 | 8.3056 | 0 | 0 | 0 | 0 | 0 | 0 | 0 | 0 | 0 | 0 | 0 | 0 | 0 | 0 | 0 | 0 | 0 | 121.8809 | 99.2848
3 | 400 | 401 | 400 401 Heat Pump Water Heater (EF=2.9) / Single Detached - Manufactured | 0 | 0 | 202.4902 | 164.2591 | 175.4324 | 181.8343 | 192.7852 | 195.2742 | 201.2391 | 205.5531 | 207.1648 | 206.3895 | 0 | 0 | 0 | 0 | 0 | 0 | 0 | 0 | 0 | 0 | 0 | 0 | 0 | 0 | 0 | 0 | 0 | 0 | 1932.4219 | 1468.8231
3 | 400 | 403 | 400 403 Solar Water Heat / Single Detached - Manufactured | 0 | 0 | 200.9771 | 162.7618 | 173.8332 | 180.1786 | 191.0049 | 193.4708 | 199.4016 | 203.6653 | 205.2675 | 204.5376 | 203.6661 | 203.1269 | 209.6019 | 214.7889 | 216.6263 | 0 | 0 | 0 | 0 | 0 | 0 | 0 | 0 | 0 | 0 | 0 | 0 | 0 | 2962.9085 | 1950.712
3 | 400 | 404 | 400 404 AC Heat Recovery Units / Single Detached - Manufactured | 0 | 0 | 63.6674 | 26.4686 | 28.2695 | 29.3065 | 31.0827 | 31.4839 | 32.4325 | 33.1355 | 33.3986 | 33.2602 | 0 | 0 | 0 | 0 | 0 | 0 | 0 | 0 | 0 | 0 | 0 | 0 | 0 | 0 | 0 | 0 | 0 | 0 | 342.5054 | 267.7781
3 | 400 | 405 | 400 405 Low Flow Showerhead / Single Detached - Manufactured | 0 | 0 | 54.8437 | 17.711 | 18.9157 | 19.606 | 20.7861 | 21.0546 | 21.6984 | 22.1636 | 22.3373 | 22.2545 | 0 | 0 | 0 | 0 | 0 | 0 | 0 | 0 | 0 | 0 | 0 | 0 | 0 | 0 | 0 | 0 | 0 | 0 | 241.3709 | 191.3839
3 | 400 | 406 | 400 406 Pipe Wrap / Single Detached - Manufactured | 0 | 0 | 41.6287 | 4.5943 | 4.9068 | 5.086 | 5.3922 | 5.4623 | 5.6288 | 5.7496 | 5.7947 | 5.7736 | 5.7499 | 5.7333 | 5.9161 | 0 | 0 | 0 | 0 | 0 | 0 | 0 | 0 | 0 | 0 | 0 | 0 | 0 | 0 | 0 | 107.4163 | 85.7915
3 | 400 | 407 | 400 407 Faucet Aerators / Single Detached - Manufactured | 0 | 0 | 43.9779 | 6.926 | 7.3973 | 7.667 | 8.1283 | 8.2338 | 8.4853 | 8.6672 | 8.7347 | 8.7032 | 0 | 0 | 0 | 0 | 0 | 0 | 0 | 0 | 0 | 0 | 0 | 0 | 0 | 0 | 0 | 0 | 0 | 0 | 116.9207 | 97.3729
3 | 400 | 408 | 400 408 Water Heater Blanket / Single Detached - Manufactured | 0 | 0 | 60.7484 | 23.5717 | 25.1751 | 26.0937 | 27.6653 | 28.0221 | 28.8784 | 0 | 0 | 0 | 0 | 0 | 0 | 0 | 0 | 0 | 0 | 0 | 0 | 0 | 0 | 0 | 0 | 0 | 0 | 0 | 0 | 0 | 220.1547 | 188.5769
3 | 400 | 409 | 400 409 Water Heater Temperature Check and Adjustment / Single Detached - Manufactured | 0 | 0 | 39.3167 | 2.2995 | 2.4558 | 2.5453 | 2.6988 | 0 | 0 | 0 | 0 | 0 | 0 | 0 | 0 | 0 | 0 | 0 | 0 | 0 | 0 | 0 | 0 | 0 | 0 | 0 | 0 | 0 | 0 | 0 | 49.3162 | 47.8532
3 | 400 | 410 | 400 410 Water Heater Timeclock / Single Detached - Manufactured | 0 | 0 | 48.5847 | 11.4985 | 12.2806 | 12.7289 | 13.4955 | 13.6695 | 14.0872 | 14.3898 | 14.5034 | 14.448 | 0 | 0 | 0 | 0 | 0 | 0 | 0 | 0 | 0 | 0 | 0 | 0 | 0 | 0 | 0 | 0 | 0 | 0 | 169.6861 | 137.2323
3 | 400 | 411 | 400 411 Heat Trap / Single Detached - Manufactured | 0 | 0 | 57.9341 | 20.7784 | 22.1917 | 23.0017 | 24.3872 | 24.7016 | 25.4562 | 26.0024 | 26.2068 | 26.1089 | 0 | 0 | 0 | 0 | 0 | 0 | 0 | 0 | 0 | 0 | 0 | 0 | 0 | 0 | 0 | 0 | 0 | 0 | 276.769 | 218.1238
3 | 500 | 502 | 500 502 Energy Star CW CEE Tier 2 (MEF=2.0) / Single Detached - Manufactured | 0 | 0 | 58.4067 | 21.2479 | 22.693 | 23.5214 | 24.9349 | 25.2568 | 26.0309 | 26.5881 | 26.797 | 26.7014 | 26.588 | 0 | 0 | 0 | 0 | 0 | 0 | 0 | 0 | 0 | 0 | 0 | 0 | 0 | 0 | 0 | 0 | 0 | 308.7662 | 236.4222
3 | 500 | 503 | 500 503 Energy Star CW CEE Tier 3 (MEF=2.2) / Single Detached - Manufactured | 0 | 0 | 65.9782 | 28.763 | 30.7194 | 31.8405 | 33.7544 | 34.1899 | 35.2378 | 35.9917 | 36.2748 | 36.1448 | 35.991 | 0 | 0 | 0 | 0 | 0 | 0 | 0 | 0 | 0 | 0 | 0 | 0 | 0 | 0 | 0 | 0 | 0 | 404.8856 | 306.955
3 | 700 | 701 | 700 701 Energy Star DW (EF=0.68) / Single Detached - Manufactured | 0 | 0 | 57.9545 | 20.7993 | 22.2142 | 23.0247 | 24.4071 | 24.7229 | 25.4812 | 26.026 | 26.2303 | 26.1384 | 26.0259 | 25.9575 | 26.7848 | 0 | 0 | 0 | 0 | 0 | 0 | 0 | 0 | 0 | 0 | 0 | 0 | 0 | 0 | 0 | 355.767 | 257.8737
3 | 800 | 801 | 800 801 Two Speed Pool Pump (1.5 hp) / Single Detached - Manufactured | 0 | 0 | 224.4339 | 186.0389 | 198.6949 | 205.951 | 218.3694 | 0 | 0 | 0 | 0 | 0 | 0 | 0 | 0 | 0 | 0 | 0 | 0 | 0 | 0 | 0 | 0 | 0 | 0 | 0 | 0 | 0 | 0 | 0 | 1033.4881 | 915.122
3 | 800 | 802 | 800 802 High Efficiency One Speed Pool Pump (1.5 hp) / Single Detached - Manufactured | 0 | 0 | 131.4675 | 93.7644 | 100.1431 | 103.8002 | 110.0583 | 0 | 0 | 0 | 0 | 0 | 0 | 0 | 0 | 0 | 0 | 0 | 0 | 0 | 0 | 0 | 0 | 0 | 0 | 0 | 0 | 0 | 0 | 0 | 539.2335 | 479.5767
3 | 800 | 803 | 800 803 Variable-Speed Pool Pump (<1 hp) / Single Detached - Manufactured | 0 | 0 | 318.9745 | 279.876 | 298.9153 | 309.8311 | 328.5133 | 332.7543 | 342.8936 | 350.2575 | 353.0068 | 351.6589 | 0 | 0 | 0 | 0 | 0 | 0 | 0 | 0 | 0 | 0 | 0 | 0 | 0 | 0 | 0 | 0 | 0 | 0 | 3266.6813 | 2476.7323
3 | 800 | 804 | 800 804 PV-Powered Pool Pumps / Single Detached - Manufactured | 0 | 0 | 413.9155 | 374.1105 | 399.5604 | 414.1521 | 439.1244 | 444.7927 | 458.3464 | 468.1894 | 471.8643 | 470.0623 | 0 | 0 | 0 | 0 | 0 | 0 | 0 | 0 | 0 | 0 | 0 | 0 | 0 | 0 | 0 | 0 | 0 | 0 | 4354.118 | 3298.1926
3 | 900 | 901 | 900 901 Energy Star TV / Single Detached - Manufactured | 0 | 0 | 38.4215 | 1.4109 | 1.5069 | 1.5615 | 1.6552 | 1.6772 | 1.7286 | 0 | 0 | 0 | 0 | 0 | 0 | 0 | 0 | 0 | 0 | 0 | 0 | 0 | 0 | 0 | 0 | 0 | 0 | 0 | 0 | 0 | 47.9617 | 46.0719
3 | 910 | 911 | 910 911 Energy Star TV / Single Detached - Manufactured | 0 | 0 | 42.4711 | 5.4303 | 5.7998 | 6.0116 | 6.3744 | 6.4567 | 6.6531 | 0 | 0 | 0 | 0 | 0 | 0 | 0 | 0 | 0 | 0 | 0 | 0 | 0 | 0 | 0 | 0 | 0 | 0 | 0 | 0 | 0 | 79.197 | 71.9216
3 | 920 | 921 | 920 921 Energy Star Set-Top Box / Single Detached - Manufactured | 0 | 0 | 43.1468 | 6.1011 | 6.5161 | 6.7544 | 7.1615 | 7.2544 | 7.475 | 0 | 0 | 0 | 0 | 0 | 0 | 0 | 0 | 0 | 0 | 0 | 0 | 0 | 0 | 0 | 0 | 0 | 0 | 0 | 0 | 0 | 84.4093 | 76.2352
3 | 930 | 931 | 930 931 Energy Star DVD Player / Single Detached - Manufactured | 0 | 0 | 40.3426 | 3.3178 | 3.5434 | 3.6731 | 3.8947 | 3.9451 | 4.065 | 0 | 0 | 0 | 0 | 0 | 0 | 0 | 0 | 0 | 0 | 0 | 0 | 0 | 0 | 0 | 0 | 0 | 0 | 0 | 0 | 0 | 62.7817 | 58.3364
3 | 940 | 941 | 940 941 Energy Star VCR / Single Detached - Manufactured | 0 | 0 | 43.9252 | 6.8735 | 7.3412 | 7.6096 | 8.0688 | 8.1729 | 8.4215 | 0 | 0 | 0 | 0 | 0 | 0 | 0 | 0 | 0 | 0 | 0 | 0 | 0 | 0 | 0 | 0 | 0 | 0 | 0 | 0 | 0 | 90.4126 | 81.2034
3 | 950 | 951 | 950 951 Energy Star Desktop PC / Single Detached - Manufactured | 0 | 0 | 40.8814 | 3.8525 | 4.1145 | 4.2647 | 4.5219 | 4.5807 | 4.72 | 0 | 0 | 0 | 0 | 0 | 0 | 0 | 0 | 0 | 0 | 0 | 0 | 0 | 0 | 0 | 0 | 0 | 0 | 0 | 0 | 0 | 66.9357 | 61.7743
3 | 960 | 961 | 960 961 Energy Star Laptop PC / Single Detached - Manufactured | 0 | 0 | 38.5793 | 1.5676 | 1.6742 | 1.7351 | 1.8398 | 1.8638 | 1.9204 | 0 | 0 | 0 | 0 | 0 | 0 | 0 | 0 | 0 | 0 | 0 | 0 | 0 | 0 | 0 | 0 | 0 | 0 | 0 | 0 | 0 | 49.1803 | 47.0803
5 | 200 | 211 | 200 211 LED 12W Blend / All | 0 | 0 | 37 | 0 | 0 | 0 | 0 | 0 | 0 | 0 | 0 | 0 | 0 | 0 | 0 | 0 | 0 | 0 | 0 | 0 | 0 | 0 | 0 | 0 | 0 | 0 | 0 | 0 | 0 | 0 | 37 | 37
5 | 200 | 222 | 200 222 LED 12W, 0.5hr/hday / All | 0 | 0 | 5.2944 | 0.66444 | 0.70966 | 0.73535 | 0.77965 | 0.78976 | 0.81406 | 0.83166 | 0.83804 | 0.83557 | 0.83264 | 0.8291 | 0.85577 | 0.87671 | 0.88495 | 0.90637 | 0.92407 | 0.93085 | 0.9411 | 0.9505 | 0.95825 | 0.96869 | 0.98657 | 0.99487 | 1.0125 | 1.027 | 1.0691 | 1.1075 | 29.3492 | 15.9185
5 | 200 | 232 | 200 232 LED 12W, 2.5hr/hday / All | 0 | 0 | 5.9902 | 3.3225 | 3.5485 | 3.6783 | 3.8995 | 3.9507 | 4.0709 | 4.1584 | 4.1914 | 4.1759 | 4.1592 | 4.1465 | 4.2789 | 4.3842 | 4.4243 | 4.5325 | 4.6196 | 4.657 | 4.7037 | 4.7557 | 4.7905 | 4.8444 | 4.9271 | 4.9772 | 5.0634 | 5.1392 | 5.3488 | 0 | 120.7386 | 58.0952
5 | 200 | 242 | 200 242 LED 12W, 6.0hr/hday / All | 0 | 0 | 20.3677 | 7.9744 | 8.5169 | 8.8263 | 9.3571 | 9.4784 | 9.7693 | 9.978 | 10.0557 | 10.0184 | 9.9769 | 0 | 0 | 0 | 0 | 0 | 0 | 0 | 0 | 0 | 0 | 0 | 0 | 0 | 0 | 0 | 0 | 0 | 114.319 | 87.1714
5 | 260 | 263 | 260 263 LED Directional 13W (Flood, Outdoor) / All | 0 | 0 | 47.4847 | 10.4067 | 11.1146 | 11.5209 | 12.2159 | 12.3737 | 12.7503 | 13.0251 | 13.1276 | 0 | 0 | 0 | 0 | 0 | 0 | 0 | 0 | 0 | 0 | 0 | 0 | 0 | 0 | 0 | 0 | 0 | 0 | 0 | 144.0194 | 120.2794
5 | 999 | 302 | 999 302 Refrigerator recycling / All | 0 | 0 | 156.9745 | 119.0832 | 127.183 | 131.8234 | 139.7465 | 141.5521 | 145.8894 | 0 | 0 | 0 | 0 | 0 | 0 | 0 | 0 | 0 | 0 | 0 | 0 | 0 | 0 | 0 | 0 | 0 | 0 | 0 | 0 | 0 | 962.2521 | 802.7312
5 | 999 | 352 | 999 352 Freezer recycling / All | 0 | 0 | 133.7289 | 96.0104 | 102.5407 | 106.2819 | 112.6703 | 114.1252 | 117.6228 | 0 | 0 | 0 | 0 | 0 | 0 | 0 | 0 | 0 | 0 | 0 | 0 | 0 | 0 | 0 | 0 | 0 | 0 | 0 | 0 | 0 | 782.9801 | 654.3671
5 | 999 | 962 | 999 962 Smart Plug / All | 0 | 0 | 66.895 | 29.6735 | 31.692 | 32.8485 | 34.8222 | 35.2722 | 36.3532 | 37.1306 | 37.4237 | 37.2905 | 0 | 0 | 0 | 0 | 0 | 0 | 0 | 0 | 0 | 0 | 0 | 0 | 0 | 0 | 0 | 0 | 0 | 0 | 379.4014 | 295.653

## RIM Net Benefits (Ach Pot)
[40 empty] | 11.9624 |  |  |  |  | Fails RIM | 2-yr |  | Final | New or |  | Payback | Residential | [6 empty] | New = | 3% | 8% | 16% | 30% | 50% | 70% | 84% | 92% | 97% | 100%
[36 empty] | RIM | Part | Customer | Annual | Payback | Payback Sensitivity |  |  | to fill | and <2-yr | Payback | Verify | RIM | Mature | Program | W/Incentive | Max | Savings per Household |  |  | Applicable |  | PM Part | Mature = | 20.94% | 40.48% | 57.51% | 71.36% | 81.87% | 89.32% | 94.26% | 97.3% | 99.06% | 100%
Building # | Base # | Measure # | Measure Name | 2013 | 2014 | 2015 | 2016 | 2017 | 2018 | 2019 | 2020 | 2021 | 2022 | 2023 | 2024 | 2025 | 2026 | 2027 | 2028 | 2029 | 2030 | 2031 | 2032 | 2033 | 2034 | 2035 | 2036 | 2037 | 2038 | 2039 | 2040 | 2041 | 2042 | Sum | NPV | BC Ratio | BC Ratio | Cost | kWh/HH | (Yrs) | <1-yr | <2-yr | <3-yr | NA Eq | Payback | Incentive | Payback | Incentive | Measure | Costs | (Yrs) | Penetration | kWh | Summer W | Winter W | Households | Participation | 2-yr PB | AC | 2015 | 2016 | 2017 | 2018 | 2019 | 2020 | 2021 | 2022 | 2023 | 2024
1 | 100 | 102 | 100 102 15 SEER Split-System Air Conditioner / Single Detached | 0 | 0 | -132.5748 | -95.638 | -102.3324 | 17.1967 | 45.1754 | 49.4514 | 103.2875 | 132.7249 | 132.7076 | 58.8519 | 85.3048 | 43.0886 | 157.0076 | 38.8835 | 75.1312 | 75.6744 | 132.547 | 139.7258 | 0 | 0 | 0 | 0 | 0 | 0 | 0 | 0 | 0 | 0 | 956.2127 | 359.4873 | 1.1115 | 8.0618 | 400 | 2022 | 1.6537 | No | Yes | Yes | 317.1605 | Drop | 0 | 1.6537 | 0 | M | NA | 1.6537 | 44.59% | 2022 | 1240 | 0 | 238842.6127 | NA | NA | NA | NA | NA | NA | NA | NA | NA | NA | NA | NA | NA
1 | 100 | 103 | 100 103 17 SEER Split-System Air Conditioner / Single Detached | 0 | 0 | -72.926 | -35.2484 | -37.9765 | 6.1929 | 17.0196 | 18.3275 | 38.7098 | 49.5868 | 49.7377 | 22.1871 | 31.0739 | 15.9861 | 58.0351 | 14.2423 | 28.3086 | 27.2904 | 49.9332 | 52.3 | 0 | 0 | 0 | 0 | 0 | 0 | 0 | 0 | 0 | 0 | 332.7802 | 110.6908 | 1.0901 | 0.78807 | 1700 | 756.1054 | 18.7953 | No | No | No | NA | Drop | 1519.104 | 2 | 110.6908 | M | NA | 17.5715 | 14.29% | 756.1054 | 463.6848 | 0 | 240234.7041 | NA | 20264.4955 | NA | NA | NA | NA | NA | NA | NA | NA | NA | NA | NA
1 | 100 | 104 | 100 104 19 SEER Split-System Air Conditioner / Single Detached | 0 | 0 | -87.81 | -50.8403 | -54.8247 | 9.0388 | 24.0963 | 26.3727 | 55.4196 | 71.3199 | 70.6755 | 31.5854 | 45.8308 | 22.9124 | 83.4588 | 20.5776 | 40.5561 | 39.125 | 71.1189 | 74.5804 | 0 | 0 | 0 | 0 | 0 | 0 | 0 | 0 | 0 | 0 | 493.1933 | 174.9157 | 1.1004 | 0.63929 | 3000 | 1082.0958 | 23.176 | No | No | No | NA | Drop | 2741.1117 | 2 | 174.9157 | M | NA | 21.8247 | 14.29% | 1082.0958 | 663.5998 | 0 | 242418.656 | NA | 20448.7182 | NA | NA | NA | NA | NA | NA | NA | NA | NA | NA | NA
1 | 100 | 105 | 100 105 14 SEER Split-System Heat Pump / Single Detached | 0 | 0 | -80.5439 | -43.471 | -46.2578 | 8.0879 | 20.8742 | 22.2096 | 47.5394 | 60.7194 | 60.8253 | 26.8251 | 39.0073 | 20.3249 | 71.3919 | 18.0418 | 34.3458 | 0 | 0 | 0 | 0 | 0 | 0 | 0 | 0 | 0 | 0 | 0 | 0 | 0 | 259.9199 | 87.9391 | 1.0667 | 0.88326 | 1591.92 | 918.2471 | 14.4926 | No | No | No | NA | Drop | 1372.232 | 2 | 87.9391 | M | NA | 13.692 | 14.29% | 918.2471 | 239.0064 | 606.0447 | 230163.7387 | NA | 19414.9803 | NA | NA | NA | NA | NA | NA | NA | NA | NA | NA | NA
1 | 100 | 106 | 100 106 15 SEER Split-System Heat Pump / Single Detached | 0 | 0 | -69.8156 | -31.9757 | -36.9777 | 112.7304 | 160.086 | 161.7173 | 231.9595 | 268.451 | 264.2235 | 166.2252 | 198.716 | 140.4518 | 288.5052 | 141.849 | 185.9417 | 0 | 0 | 0 | 0 | 0 | 0 | 0 | 0 | 0 | 0 | 0 | 0 | 0 | 2182.0878 | 1243.9236 | 1.732 | 1.1479 | 2564.14 | 1191 | 17.9975 | No | No | No | NA | Keep | 2279.1967 | 2 | 1243.9236 | M | 37 | 9.2665 | 14.29% | 1191 | 310 | 3020 | 238842.6127 | 20147.0685 | 20147.0685 | 17071.2286 | 4217.7962 | 8154.9551 | 11585.6143 | 14376.0326 | 16494.6762 | 17996.2374 | 18989.6376 | 19603.1187 | 19956.7682 | 20147.0685
1 | 100 | 107 | 100 107 17 SEER Split-System Heat Pump / Single Detached | 0 | 0 | -119.5265 | -82.7066 | -88.2226 | 15.0185 | 39.4323 | 43.6457 | 90.5658 | 116.1814 | 116.2592 | 51.0881 | 75.0588 | 38.2707 | 137.0695 | 33.9133 | 66.4678 | 0 | 0 | 0 | 0 | 0 | 0 | 0 | 0 | 0 | 0 | 0 | 0 | 0 | 532.5153 | 203.3068 | 1.0819 | 0.55415 | 4844.82 | 1752.0478 | 23.1161 | No | No | No | 179.3691 | Drop | 4425.6476 | 2 | 203.3068 | M | NA | 22.1461 | 14.29% | 1752.0478 | 456.0326 | 1156.3547 | 240234.7041 | NA | NA | NA | NA | NA | NA | NA | NA | NA | NA | NA | NA | NA
1 | 100 | 108 | 100 108 13 EER Geothermal Heat Pump / Single Detached | 0 | 0 | -119.3539 | -82.4116 | -87.9047 | 15.0025 | 39.1869 | 43.6512 | 91.1553 | 115.7723 | 116.3376 | 50.7819 | 75.2206 | 38.2583 | 136.868 | 34.1601 | 66.2182 | 0 | 0 | 0 | 0 | 0 | 0 | 0 | 0 | 0 | 0 | 0 | 0 | 0 | 532.9429 | 203.8419 | 1.0823 | 0.23973 | 11184.9 | 1749.2195 | 53.4529 | No | No | No | 179.8411 | Drop | 10766.4043 | 2 | 203.8419 | N | NA | 52.4787 | 14.29% | 1749.2195 | 455.2964 | 1154.488 | 120853.4811 | NA | 0 | NA | NA | NA | NA | NA | NA | NA | NA | NA | NA | NA
1 | 100 | 110 | 100 110 Attic Venting / Single Detached | 0 | 0 | -54.0499 | -17.0242 | -17.3924 | -4.8255 | -2.8689 | -2.3774 | 4.1628 | 6.1208 | 7.0599 | -0.47046 | 0 | 0 | 0 | 0 | 0 | 0 | 0 | 0 | 0 | 0 | 0 | 0 | 0 | 0 | 0 | 0 | 0 | 0 | -81.6653 | -82.5386 | 0.76845 | NA | 500 | 308.855 | 13.5331 | No | No | No | NA | Drop | 426.1073 | 2 | NA | N | NA | NA | 14.29% | 308.855 | 63.3427 | 144.7893 | 349432.2969 | NA | 0 | NA | NA | NA | NA | NA | NA | NA | NA | NA | NA | NA
1 | 100 | 111 | 100 111 Sealed Attic w/Sprayed Foam Insulated Roof Deck / Single Detached | 0 | 0 | -58.9474 | -21.6972 | -23.4287 | 22.99 | 36.9856 | 37.6462 | 59.7327 | 70.5824 | 70.2534 | 39.7198 | 51.02 | 32.5746 | 78.8582 | 32.4724 | 46.9857 | 45.6088 | 69.9338 | 72.1934 | 76.7698 | 74.8507 | 76.9343 | 52.386 | 53.7656 | 35.4385 | 38.2285 | 48.3527 | 49.2864 | 106.9907 | 1276.4871 | 463.8353 | 1.4004 | 0.40916 | 3964.7 | 555.6795 | 59.6443 | No | No | No | NA | Drop | 3831.7553 | 2 | 463.8353 | I | NA | 52.6665 | 14.29% | 555.6795 | 195.3112 | 527.2201 | 368845.2023 | NA | 436 | NA | NA | NA | NA | NA | NA | NA | NA | NA | NA | NA
1 | 100 | 112 | 100 112 AC Maintenance (Outdoor Coil Cleaning) / Single Detached | 0 | 0 | -50.8668 | -13.1832 | -15.412 | 43.9842 | 0 | 0 | 0 | 0 | 0 | 0 | 0 | 0 | 0 | 0 | 0 | 0 | 0 | 0 | 0 | 0 | 0 | 0 | 0 | 0 | 0 | 0 | 0 | 0 | -35.4778 | -40.3976 | 0.83979 | NA | 79 | 477 | 1.3845 | No | Yes | Yes | NA | Drop | 0 | 1.3845 | NA | I | NA | NA | 47.42% | 477 | 250 | 710 | 291193.5807 | NA | 5568.1666 | NA | NA | NA | NA | NA | NA | NA | NA | NA | NA | NA
1 | 100 | 113 | 100 113 AC Maintenance (Indoor Coil Cleaning) / Single Detached | 0 | 0 | -50.8668 | -13.1832 | -15.412 | 43.9842 | 0 | 0 | 0 | 0 | 0 | 0 | 0 | 0 | 0 | 0 | 0 | 0 | 0 | 0 | 0 | 0 | 0 | 0 | 0 | 0 | 0 | 0 | 0 | 0 | -35.4778 | -40.3976 | 0.83979 | NA | 79 | 477 | 1.3845 | No | Yes | Yes | NA | Drop | 0 | 1.3845 | NA | I | NA | NA | 47.42% | 477 | 250 | 710 | 310606.4861 | NA | 5568.1667 | NA | NA | NA | NA | NA | NA | NA | NA | NA | NA | NA
1 | 100 | 114 | 100 114 Proper Refrigerant Charging and Air Flow / Single Detached | 0 | 0 | -61.9976 | -24.4873 | -26.5749 | 12.6132 | 23.0379 | 24.1513 | 42.2767 | 52.3647 | 51.5658 | 26.6396 | 0 | 0 | 0 | 0 | 0 | 0 | 0 | 0 | 0 | 0 | 0 | 0 | 0 | 0 | 0 | 0 | 0 | 0 | 119.5892 | 46.8105 | 1.0749 | 7.9113 | 79 | 568.5097 | 1.1616 | No | Yes | Yes | NA | Drop | 0 | 1.1616 | 0 | I | NA | 1.1616 | 49.25% | 568.5097 | 297.9611 | 443.506 | 194129.0538 | NA | 5568.1667 | NA | NA | NA | NA | NA | NA | NA | NA | NA | NA | NA
1 | 100 | 115 | 100 115 Electronically Commutated Motors (ECM) on an Air Handler Unit / Single Detached | 0 | 0 | -59.7691 | -22.4315 | -23.2391 | -12.0654 | -10.7372 | -9.8168 | -4.5016 | -1.78 | -1.3585 | -8.2265 | -5.2415 | -8.8016 | 1.6618 | -10.838 | -6.8228 | 0 | 0 | 0 | 0 | 0 | 0 | 0 | 0 | 0 | 0 | 0 | 0 | 0 | -183.9677 | -150.696 | 0.73352 | NA | 133 | 378.7629 | 2.9354 | No | No | Yes | NA | Drop | 42.3821 | 2 | NA | M | NA | NA | 33.87% | 378.7629 | 124.2607 | 0 | 258303.3176 | NA | NA | NA | NA | NA | NA | NA | NA | NA | NA | NA | NA | NA
1 | 100 | 116 | 100 116 Duct Repair / Single Detached | 0 | 0 | -52.9407 | -15.4151 | -17.5564 | 53.9058 | 77.4306 | 77.3984 | 111.9972 | 128.6543 | 127.3376 | 80.0088 | 95.5478 | 67.0569 | 138.1286 | 67.9933 | 89.3489 | 101.5461 | 126.4387 | 128.9885 | 0 | 0 | 0 | 0 | 0 | 0 | 0 | 0 | 0 | 0 | 1385.8694 | 708.9531 | 1.7521 | 5.3528 | 185 | 574 | 2.6943 | No | No | Yes | 79.385 | Keep | 47.6722 | 2 | 47.6722 | M | 37 | 2 | 35.72% | 574 | 520 | 1000 | 436790.3711 | 29233.53 | 29233.53 | 78001.2802 | 6120.0503 | 11832.894 | 16810.8032 | 20859.7186 | 23933.8845 | 26112.6597 | 27554.0901 | 28444.2552 | 28957.403 | 29233.53
1 | 100 | 117 | 100 117 Reflective Roof / Single Detached | 0 | 0 | -65.1041 | -28.2099 | -29.8916 | 1.3644 | 8.1587 | 9.2821 | 24.5802 | 31.6774 | 31.9871 | 11.7569 | 20.0089 | 8.3908 | 38.034 | 7.1334 | 16.9365 | 0 | 0 | 0 | 0 | 0 | 0 | 0 | 0 | 0 | 0 | 0 | 0 | 0 | 86.1048 | 2.7301 | 1.0032 | 0.58885 | 1441.7 | 580 | 20.7793 | No | No | No | 2.4086 | Drop | 1302.9367 | 2 | 2.7301 | I | NA | 20.7399 | 14.29% | 580 | 330 | 0 | 164427.3086 | NA | NA | NA | NA | NA | NA | NA | NA | NA | NA | NA | NA | NA
1 | 100 | 118 | 100 118 Radiant Barrier / Single Detached | 0 | 0 | -73.0354 | -35.9964 | -38.6103 | 2.0564 | 11.0836 | 12.6966 | 31.36 | 40.7127 | 41.1179 | 15.9807 | 0 | 0 | 0 | 0 | 0 | 0 | 0 | 0 | 0 | 0 | 0 | 0 | 0 | 0 | 0 | 0 | 0 | 0 | 7.3659 | -39.4926 | 0.9509 | NA | 1009.2 | 741.9497 | 11.3707 | No | No | No | NA | Drop | 831.6907 | 2 | NA | I | NA | NA | 14.29% | 741.9497 | 422.1438 | 0 | 345792.3771 | NA | NA | NA | NA | NA | NA | NA | NA | NA | NA | NA | NA | NA
1 | 100 | 119 | 100 119 Window Film / Single Detached | 0 | 0 | -55.2657 | -17.5637 | -19.8555 | 28.5401 | 43.763 | 45.036 | 67.181 | 79.498 | 78.0307 | 46.6134 | 0 | 0 | 0 | 0 | 0 | 0 | 0 | 0 | 0 | 0 | 0 | 0 | 0 | 0 | 0 | 0 | 0 | 0 | 295.9775 | 172.5797 | 1.3108 | 1.4251 | 510.7 | 501 | 8.5214 | No | No | No | 152.2598 | Keep | 390.8372 | 2 | 172.5797 | I | 37 | 5.6418 | 16.59% | 501 | 510 | 0 | 327592.7783 | 616.1111 | 616.1111 | 27174.8208 | 18.4833 | 49.2889 | 98.5778 | 184.8333 | 308.0556 | 431.2778 | 517.5333 | 566.8222 | 597.6278 | 616.1111
1 | 100 | 120 | 100 120 Window Tinting / Single Detached | 0 | 0 | -41.1024 | -4.1228 | -4.3083 | 7.2035 | 10.3381 | 10.2255 | 15.6192 | 17.6135 | 18.3271 | 11.8954 | 12.9339 | 8.7501 | 19.5202 | 8.1674 | 12.4881 | 11.6159 | 17.9485 | 17.8554 | 18.6947 | 18.9369 | 18.9859 | 12.8614 | 14.2741 | 8.9671 | 10.3305 | 11.6425 | 12.517 | 26.8309 | 305.0093 | 97.833 | 1.3609 | 0.72236 | 510.7 | 115.9699 | 36.8132 | No | No | No | 86.314 | Drop | 482.9545 | 2 | 97.833 | I | NA | 29.7611 | 14.29% | 115.9699 | 118.0531 | 0 | 327592.7783 | NA | 0 | NA | NA | NA | NA | NA | NA | NA | NA | NA | NA | NA
1 | 100 | 121 | 100 121 Default Window With Sunscreen / Single Detached | 0 | 0 | -58.2369 | -20.7626 | -22.763 | 21.2366 | 33.8643 | 34.8161 | 54.8588 | 65.9528 | 65.8474 | 36.8582 | 0 | 0 | 0 | 0 | 0 | 0 | 0 | 0 | 0 | 0 | 0 | 0 | 0 | 0 | 0 | 0 | 0 | 0 | 211.6718 | 112.677 | 1.1936 | 4.3334 | 136.8 | 527 | 2.17 | No | No | Yes | 80.5685 | Keep | 10.7168 | 2 | 10.7168 | N | 37 | 2 | 39.93% | 527 | 460 | 0 | 461056.5028 | 94.085 | 94.085 | 92047.4101 | 2.8225 | 7.5268 | 15.0536 | 28.2255 | 47.0425 | 65.8595 | 79.0314 | 86.5582 | 91.2624 | 94.085
1 | 100 | 122 | 100 122 Single Pane Clear Windows to Double Pane Low-E Windows / Single Detached | 0 | 0 | -87.5243 | -50.1445 | -53.0874 | -4.637 | 6.0324 | 8.4394 | 29.7177 | 41.8065 | 42.8023 | 11.6379 | 23.5205 | 7.1056 | 52.4541 | 4.1733 | 18.8012 | 18.2993 | 42.8308 | 45.1427 | 50.0574 | 50.3968 | 53.5828 | 28.7385 | 30.1747 | 11.6037 | 13.153 | 25.7115 | 24.9755 | 81.55 | 527.3143 | 87.6275 | 1.0433 | 1.1229 | 1878.51 | 984 | 15.9589 | No | No | No | 77.3101 | Keep | 1643.0908 | 2 | 87.6275 | M | 37 | 15.2144 | 14.29% | 984 | 510 | 0 | 436790.3711 | 9861.259 | 9861.259 | 31219.5055 | 2064.4582 | 3991.5546 | 5670.7378 | 7036.5463 | 8073.5455 | 8808.5052 | 9294.7386 | 9595.0153 | 9768.1139 | 9861.259
1 | 100 | 124 | 100 124 Ceiling R-0 to R-19 Insulation / Single Detached | 0 | 0 | -53.7367 | -15.9882 | -18.1824 | 47.9457 | 70.7896 | 70.7776 | 102.1623 | 118.5309 | 116.8153 | 73.3041 | 86.7392 | 60.7065 | 127.5611 | 61.8319 | 81.3983 | 81.602 | 115.9948 | 119.1067 | 123.0112 | 121.4414 | 0 | 0 | 0 | 0 | 0 | 0 | 0 | 0 | 1491.8114 | 711.4707 | 1.7381 | 2.2988 | 640.8 | 550.3671 | 9.7331 | No | No | No | 509.1263 | Keep | 509.1263 | 2 | 509.1263 | M | 37 | 2 | 14.66% | 550.3671 | 502.5091 | 747.9695 | 27005.8563 | 410 | 410 | 1979.1025 | 85.8337 | 165.9562 | 235.7714 | 292.5574 | 335.6725 | 366.2298 | 386.4459 | 398.9304 | 406.1273 | 410
1 | 100 | 125 | 100 125 Ceiling R-19 to R-38 Insulation / Single Detached | 0 | 0 | -37.8139 | -0.66579 | -0.87201 | 2.2621 | 2.8532 | 2.3697 | 4.258 | 4.2898 | 4.5935 | 2.5058 | 3.0728 | 2.3267 | 4.1443 | 1.9837 | 3.0303 | 2.7098 | 3.9821 | 3.7912 | 5.4051 | 4.8862 | 0 | 0 | 0 | 0 | 0 | 0 | 0 | 0 | 19.1127 | -9.5107 | 0.88116 | NA | 1199 | 25.5577 | 392.1761 | No | No | No | NA | Drop | 1192.8854 | 2 | NA | M | NA | NA | 14.29% | 25.5577 | 17.7793 | 29.3744 | 311858.9316 | NA | NA | NA | NA | NA | NA | NA | NA | NA | NA | NA | NA | NA
1 | 100 | 126 | 100 126 Wall 2x4 R-0 to Blow-In R-13 Insulation / Single Detached | 0 | 0 | -38.887 | -1.9563 | -2.3286 | 4.5561 | 5.9657 | 5.4345 | 8.6252 | 10.4197 | 10.3106 | 7.1147 | 8.2508 | 5.6547 | 10.6787 | 4.7538 | 6.7956 | 6.4239 | 10.0021 | 9.7947 | 11.4744 | 10.6031 | 0 | 0 | 0 | 0 | 0 | 0 | 0 | 0 | 93.6863 | 26.2733 | 1.1866 | 0.043977 | 3798.3 | 61.6285 | 515.2183 | No | No | No | NA | Drop | 3783.5556 | 2 | 26.2733 | M | NA | 511.6545 | 14.29% | 61.6285 | 32.0468 | 70.8234 | 271675.1704 | NA | 768 | NA | NA | NA | NA | NA | NA | NA | NA | NA | NA | NA
1 | 100 | 127 | 100 127 Weather Strip/Caulk w/Blower Door / Single Detached | 0 | 0 | -45.4195 | -8.059 | -8.6917 | -6.5295 | -6.6866 | 0 | 0 | 0 | 0 | 0 | 0 | 0 | 0 | 0 | 0 | 0 | 0 | 0 | 0 | 0 | 0 | 0 | 0 | 0 | 0 | 0 | 0 | 0 | -75.3862 | -71.2731 | 0.33336 | NA | 400 | 124.7968 | 26.7941 | No | No | No | NA | Drop | 370.1427 | 2 | NA | M | NA | NA | 14.29% | 124.7968 | 3.7865 | 2.2113 | 145596.7904 | NA | NA | NA | NA | NA | NA | NA | NA | NA | NA | NA | NA | NA
1 | 130 | 132 | 130 132 15 SEER Split-System Heat Pump / Single Detached | 0 | 0 | -47.8365 | -10.743 | -11.7969 | 35.0888 | 50.1638 | 50.2022 | 73.1441 | 84.0249 | 83.0167 | 52.3605 | 62.0266 | 43.8469 | 90.5055 | 44.4755 | 58.4042 | 0 | 0 | 0 | 0 | 0 | 0 | 0 | 0 | 0 | 0 | 0 | 0 | 0 | 656.8832 | 362.8722 | 1.6426 | 2.1856 | 400 | 378 | 8.8461 | No | No | No | 313.0909 | Keep | 309.5646 | 2 | 309.5646 | M | 37 | 2 | 16.07% | 378 | 290 | 560 | 354967.7896 | 28524.9479 | NA | 28524.9479 | 5971.7083 | 11546.0803 | 16403.3315 | 20354.1066 | 23353.7588 | 25479.7233 | 26886.2154 | 27754.804 | 28255.5138 | 28524.9479
1 | 130 | 133 | 130 133 17 SEER Split-System Heat Pump / Single Detached | 0 | 0 | -67.6059 | -30.0759 | -33.0479 | 54.41 | 81.8246 | 82.8794 | 123.9723 | 145.4279 | 142.8423 | 86.5076 | 105.8032 | 71.5344 | 158.9916 | 71.2811 | 98.2198 | 0 | 0 | 0 | 0 | 0 | 0 | 0 | 0 | 0 | 0 | 0 | 0 | 0 | 1092.9644 | 598.9731 | 1.4818 | 0.92104 | 2000 | 864.1253 | 19.348 | No | No | No | 528.4488 | Drop | 1793.2605 | 2 | 598.9731 | M | NA | 13.5535 | 14.29% | 864.1253 | 662.9533 | 982.153 | 357036.7152 | NA | NA | NA | NA | NA | NA | NA | NA | NA | NA | NA | NA | NA
1 | 130 | 134 | 130 134 13 EER Geothermal Heat Pump / Single Detached | 0 | 0 | -67.5512 | -30.1468 | -32.9877 | 54.3657 | 81.5338 | 83.0874 | 123.7894 | 145.2169 | 142.8974 | 86.8827 | 105.4435 | 71.2364 | 158.7599 | 71.2086 | 98.227 | 0 | 0 | 0 | 0 | 0 | 0 | 0 | 0 | 0 | 0 | 0 | 0 | 0 | 1091.9631 | 598.4083 | 1.4818 | 0.16455 | 11184.9 | 863.3621 | 108.2985 | No | No | No | 527.9505 | Drop | 10978.3431 | 2 | 598.4083 | N | NA | 102.5044 | 14.29% | 863.3621 | 662.3677 | 981.2856 | 179612.3923 | NA | NA | NA | NA | NA | NA | NA | NA | NA | NA | NA | NA | NA
1 | 130 | 136 | 130 136 Attic Venting / Single Detached | 0 | 0 | -51.9298 | -14.8104 | -15.7699 | -3.8705 | -2.4195 | -2.1283 | 3.5036 | 5.776 | 6.6941 | -0.62319 | 0 | 0 | 0 | 0 | 0 | 0 | 0 | 0 | 0 | 0 | 0 | 0 | 0 | 0 | 0 | 0 | 0 | 0 | -75.5779 | -76.568 | 0.7608 | NA | 141 | 273.7074 | 4.3064 | No | No | No | NA | Drop | 75.5163 | 2 | NA | N | NA | NA | 27.1% | 273.7074 | 56.1389 | 128.3123 | 259663.0656 | NA | 0 | NA | NA | NA | NA | NA | NA | NA | NA | NA | NA | NA
1 | 130 | 137 | 130 137 Sealed Attics / Single Detached | 0 | 0 | -50.729 | -13.4049 | -15.7596 | 45.6971 | 65.7809 | 66.6646 | 94.8699 | 110.7608 | 109.0577 | 68.4637 | 81.2464 | 56.9868 | 119.0332 | 58.7765 | 76.7148 | 86.8814 | 107.9828 | 109.8915 | 114.1742 | 111.9366 | 115.477 | 82.1164 | 83.3974 | 59.9952 | 64.3401 | 77.8316 | 88.2921 | 156.182 | 2132.6571 | 837.8045 | 1.8123 | 0.47146 | 3964.7 | 492.4486 | 67.3027 | No | No | No | NA | Drop | 3846.8831 | 2 | 837.8045 | I | NA | 53.0806 | 14.29% | 492.4486 | 167.0794 | 766.5083 | 274088.7915 | NA | 324 | NA | NA | NA | NA | NA | NA | NA | NA | NA | NA | NA
1 | 130 | 138 | 130 138 AC Maintenance (Outdoor Coil Cleaning) / Single Detached | 0 | 0 | -53.288 | -15.9607 | -17.5276 | 8.5957 | 0 | 0 | 0 | 0 | 0 | 0 | 0 | 0 | 0 | 0 | 0 | 0 | 0 | 0 | 0 | 0 | 0 | 0 | 0 | 0 | 0 | 0 | 0 | 0 | -78.1805 | -76.6203 | 0.61983 | NA | 88 | 364.5641 | 2.0179 | No | No | Yes | NA | Drop | 0.77908 | 2 | NA | I | NA | NA | 41.3% | 364.5641 | 191.0713 | 284.4039 | 216385.888 | NA | 5568.1666 | NA | NA | NA | NA | NA | NA | NA | NA | NA | NA | NA
1 | 130 | 139 | 130 139 AC Maintenance (Indoor Coil Cleaning) / Single Detached | 0 | 0 | -53.2149 | -15.6416 | -17.0477 | 7.8916 | 0 | 0 | 0 | 0 | 0 | 0 | 0 | 0 | 0 | 0 | 0 | 0 | 0 | 0 | 0 | 0 | 0 | 0 | 0 | 0 | 0 | 0 | 0 | 0 | -78.0126 | -76.4076 | 0.61709 | NA | 79 | 360.1377 | 1.8338 | No | Yes | Yes | NA | Drop | 0 | 1.8338 | NA | I | NA | NA | 43.17% | 360.1377 | 188.7514 | 280.9507 | 230811.6139 | NA | 5568.1667 | NA | NA | NA | NA | NA | NA | NA | NA | NA | NA | NA
1 | 130 | 140 | 130 140 Proper Refrigerant Charging and Air Flow / Single Detached | 0 | 0 | -67.2834 | -29.5674 | -31.0354 | -12.3464 | -9.6333 | -8.5137 | -0.28637 | 4.1647 | 4.2903 | -5.7821 | 0 | 0 | 0 | 0 | 0 | 0 | 0 | 0 | 0 | 0 | 0 | 0 | 0 | 0 | 0 | 0 | 0 | 0 | -155.9931 | -144.5926 | 0.74961 | NA | 79 | 522.498 | 1.2639 | No | Yes | Yes | NA | Drop | 0 | 1.2639 | NA | I | NA | NA | 48.35% | 522.498 | 199.8367 | 0 | 144257.2587 | NA | 5568.1667 | NA | NA | NA | NA | NA | NA | NA | NA | NA | NA | NA
1 | 130 | 141 | 130 141 Electronically Commutated Motors (ECM) on an Air Handler Unit / Single Detached | 0 | 0 | -71.3675 | -33.8675 | -36.5051 | 1.4655 | 9.7505 | 11.1802 | 28.1223 | 37.0331 | 37.1241 | 13.9074 | 22.8518 | 9.2967 | 44.8035 | 8.1395 | 19.3815 | 0 | 0 | 0 | 0 | 0 | 0 | 0 | 0 | 0 | 0 | 0 | 0 | 0 | 101.3158 | 4.8814 | 1.0048 | 2.2585 | 450 | 698.4214 | 5.3861 | No | No | No | 4.3066 | Keep | 282.9047 | 2 | 4.8814 | M | 37 | 5.3277 | 24.12% | 698.4214 | 221.7428 | 421.1291 | 191945.1405 | 319 | 319 | 23144.6861 | 66.7828 | 129.122 | 183.4416 | 227.6239 | 261.1696 | 284.9447 | 300.6737 | 310.3873 | 315.9869 | 319
1 | 130 | 142 | 130 142 Duct Repair / Single Detached | 0 | 0 | -52.9407 | -15.4151 | -17.5564 | 53.9058 | 77.4306 | 77.3984 | 111.9972 | 128.6543 | 127.3376 | 80.0088 | 95.5478 | 67.0569 | 138.1286 | 67.9933 | 89.3489 | 101.5461 | 126.4387 | 128.9885 | 0 | 0 | 0 | 0 | 0 | 0 | 0 | 0 | 0 | 0 | 1385.8694 | 708.9531 | 1.7521 | 5.3528 | 185 | 574 | 2.6943 | No | No | Yes | 97.7702 | Keep | 47.6722 | 2 | 47.6722 | M | 37 | 2 | 35.72% | 574 | 520 | 1000 | 324578.832 | 21723.43 | 21723.43 | 57962.7348 | 4547.8081 | 8793.021 | 12492.1043 | 15500.8525 | 17785.2645 | 19404.3119 | 20475.4386 | 21136.92 | 21518.2401 | 21723.43
1 | 130 | 143 | 130 143 Reflective Roof / Single Detached | 0 | 0 | -65.1041 | -28.2099 | -29.8916 | 1.3644 | 8.1587 | 9.2821 | 24.5802 | 31.6774 | 31.9871 | 11.7569 | 20.0089 | 8.3908 | 38.034 | 7.1334 | 16.9365 | 0 | 0 | 0 | 0 | 0 | 0 | 0 | 0 | 0 | 0 | 0 | 0 | 0 | 86.1048 | 2.7301 | 1.0032 | 0.58885 | 1441.7 | 580 | 20.7793 | No | No | No | 2.4086 | Drop | 1302.9367 | 2 | 2.7301 | I | NA | 20.7399 | 14.29% | 580 | 330 | 0 | 122185.8981 | NA | NA | NA | NA | NA | NA | NA | NA | NA | NA | NA | NA | NA
1 | 130 | 144 | 130 144 Radiant Barrier / Single Detached | 0 | 0 | -69.2599 | -31.9215 | -34.2288 | 1.3905 | 10.207 | 10.9503 | 26.9203 | 35.8864 | 36.2443 | 14.3901 | 0 | 0 | 0 | 0 | 0 | 0 | 0 | 0 | 0 | 0 | 0 | 0 | 0 | 0 | 0 | 0 | 0 | 0 | 0.57872 | -40.5549 | 0.94344 | NA | 1009.2 | 657.5052 | 12.831 | No | No | No | NA | Drop | 851.8938 | 2 | NA | I | NA | NA | 14.29% | 657.5052 | 374.0978 | 0 | 256958.242 | NA | NA | NA | NA | NA | NA | NA | NA | NA | NA | NA | NA | NA
1 | 130 | 145 | 130 145 Window Film / Single Detached | 0 | 0 | -55.2657 | -17.5637 | -19.8555 | 28.5401 | 43.763 | 45.036 | 67.181 | 79.498 | 78.0307 | 46.6134 | 0 | 0 | 0 | 0 | 0 | 0 | 0 | 0 | 0 | 0 | 0 | 0 | 0 | 0 | 0 | 0 | 0 | 0 | 295.9775 | 172.5797 | 1.3108 | 1.4251 | 510.7 | 501 | 8.5214 | No | No | No | 152.2598 | Keep | 390.8372 | 2 | 172.5797 | I | 37 | 5.6418 | 16.59% | 501 | 510 | 0 | 243434.124 | 616.1111 | 616.1111 | 20193.6036 | 18.4833 | 49.2889 | 98.5778 | 184.8333 | 308.0556 | 431.2778 | 517.5333 | 566.8222 | 597.6278 | 616.1111
1 | 130 | 146 | 130 146 Window Tinting / Single Detached | 0 | 0 | -40.9782 | -3.8759 | -4.5413 | 7.1346 | 10.2758 | 10.1645 | 15.6514 | 17.1503 | 17.8593 | 11.0188 | 12.5571 | 8.6838 | 19.2629 | 7.638 | 12.104 | 11.303 | 18.1437 | 17.8041 | 18.6477 | 18.3624 | 18.3529 | 12.9195 | 13.8736 | 8.6306 | 10.4712 | 11.291 | 12.2465 | 26.265 | 298.4164 | 95.2204 | 1.3579 | 0.7074 | 510.7 | 113.4782 | 37.6216 | No | No | No | 84.0089 | Drop | 483.5507 | 2 | 95.2204 | I | NA | 30.607 | 14.29% | 113.4782 | 115.5167 | 0 | 243434.124 | NA | 0 | NA | NA | NA | NA | NA | NA | NA | NA | NA | NA | NA
1 | 130 | 147 | 130 147 Default Window With Sunscreen / Single Detached | 0 | 0 | -58.2369 | -20.7626 | -22.763 | 21.2366 | 33.8643 | 34.8161 | 54.8588 | 65.9528 | 65.8474 | 36.8582 | 0 | 0 | 0 | 0 | 0 | 0 | 0 | 0 | 0 | 0 | 0 | 0 | 0 | 0 | 0 | 0 | 0 | 0 | 211.6718 | 112.677 | 1.1936 | 4.032 | 150.4 | 527 | 2.3857 | No | No | Yes | 99.4102 | Keep | 24.3168 | 2 | 24.3168 | N | 37 | 2 | 38.18% | 527 | 460 | 0 | 342610.9894 | 69.147 | 69.147 | 65398.801 | 2.0744 | 5.5318 | 11.0635 | 20.7441 | 34.5735 | 48.4029 | 58.0835 | 63.6152 | 67.0726 | 69.147
1 | 130 | 148 | 130 148 Single Pane Clear Windows to Double Pane Low-E Windows / Single Detached | 0 | 0 | -87.5243 | -50.1445 | -53.0874 | -4.637 | 6.0324 | 8.4394 | 29.7177 | 41.8065 | 42.8023 | 11.6379 | 23.5205 | 7.1056 | 52.4541 | 4.1733 | 18.8012 | 18.2993 | 42.8308 | 45.1427 | 50.0574 | 50.3968 | 53.5828 | 28.7385 | 30.1747 | 11.6037 | 13.153 | 25.7115 | 24.9755 | 81.55 | 527.3143 | 87.6275 | 1.0433 | 1.1546 | 1827 | 984 | 15.5213 | No | No | No | 77.3101 | Keep | 1591.5808 | 2 | 87.6275 | M | 37 | 14.7768 | 14.29% | 984 | 510 | 0 | 324578.832 | 7327.8991 | 7327.8991 | 23199.2079 | 1534.0984 | 2966.1233 | 4213.9239 | 5228.8558 | 5999.4496 | 6545.598 | 6906.9179 | 7130.0535 | 7258.683 | 7327.8991
1 | 130 | 150 | 130 150 Ceiling R-0 to R-19 Insulation / Single Detached | 0 | 0 | -52.1799 | -14.9716 | -16.8081 | 44.1878 | 64.4222 | 65.5281 | 94.0866 | 109.2058 | 107.4934 | 67.284 | 80.0906 | 55.7729 | 117.6931 | 57.4491 | 75.6482 | 75.1259 | 107.2002 | 109.0588 | 113.3166 | 110.6158 | 0 | 0 | 0 | 0 | 0 | 0 | 0 | 0 | 1370.2195 | 651.9764 | 1.7331 | 2.1989 | 640.8 | 506.0823 | 10.5848 | No | No | No | 519.7213 | Keep | 519.7213 | 2 | 519.7213 | M | 37 | 2 | 14.29% | 506.0823 | 462.0751 | 687.7847 | 20068.0461 | 305 | 305 | 1434.3596 | 63.8519 | 123.4552 | 175.3909 | 217.6341 | 249.7076 | 272.4393 | 287.478 | 296.7653 | 302.1191 | 305
1 | 130 | 151 | 130 151 Ceiling R-19 to R-38 Insulation / Single Detached | 0 | 0 | -37.8546 | -0.5834 | -0.64776 | 1.888 | 2.5482 | 2.2662 | 4.209 | 4.2672 | 4.4629 | 2.5699 | 2.871 | 1.9666 | 3.6065 | 1.6422 | 2.583 | 2.301 | 3.3604 | 3.1734 | 4.8213 | 4.2447 | 0 | 0 | 0 | 0 | 0 | 0 | 0 | 0 | 13.6958 | -11.8551 | 0.84506 | NA | 1199 | 23.4675 | 427.1053 | No | No | No | NA | Drop | 1193.3855 | 2 | NA | M | NA | NA | 14.29% | 23.4675 | 16.3252 | 26.9721 | 231742.3059 | NA | NA | NA | NA | NA | NA | NA | NA | NA | NA | NA | NA | NA
1 | 130 | 152 | 130 152 Wall 2x4 R-0 to Blow-In R-13 Insulation / Single Detached | 0 | 0 | -38.7151 | -1.2908 | -1.6065 | 3.897 | 5.1395 | 4.8198 | 8.3848 | 9.187 | 9.6717 | 6.1817 | 6.5814 | 5.7312 | 9.5216 | 4.3435 | 6.0388 | 5.7248 | 8.8561 | 8.5635 | 10.2549 | 8.8048 | 0 | 0 | 0 | 0 | 0 | 0 | 0 | 0 | 80.0896 | 20.2337 | 1.1569 | 0.039279 | 3798.3 | 54.6174 | 581.3549 | No | No | No | NA | Drop | 3785.2329 | 2 | 20.2337 | M | NA | 578.258 | 14.29% | 54.6174 | 28.4011 | 62.7663 | 201881.7615 | NA | 571 | NA | NA | NA | NA | NA | NA | NA | NA | NA | NA | NA
1 | 130 | 153 | 130 153 Weather Strip/Caulk w/Blower Door / Single Detached | 0 | 0 | -44.635 | -7.537 | -7.4299 | -6.0555 | -5.857 | 0 | 0 | 0 | 0 | 0 | 0 | 0 | 0 | 0 | 0 | 0 | 0 | 0 | 0 | 0 | 0 | 0 | 0 | 0 | 0 | 0 | 0 | 0 | -71.5146 | -67.8467 | 0.31433 | NA | 400 | 110.5822 | 30.2384 | No | No | No | NA | Drop | 373.5435 | 2 | NA | M | NA | NA | 14.29% | 110.5822 | 3.3559 | 1.9594 | 108192.944 | NA | NA | NA | NA | NA | NA | NA | NA | NA | NA | NA | NA | NA
1 | 190 | 191 | 190 191 HE Room Air Conditioner - EER 11 / Single Detached | 0 | 0 | -48.5537 | -11.3565 | -12.0124 | -0.93356 | 0.40461 | 0.79083 | 5.9544 | 7.8729 | 8.3605 | 1.9732 | 4.307 | 1.2196 | 10.6325 | -0.30135 | 3.36 | 0 | 0 | 0 | 0 | 0 | 0 | 0 | 0 | 0 | 0 | 0 | 0 | 0 | -28.2819 | -45.1501 | 0.86906 | NA | 100 | 220.618 | 3.7892 | No | No | No | NA | Drop | 47.2178 | 2 | NA | N | NA | NA | 29.24% | 220.618 | 109.5336 | 0 | 30515.224 | NA | 54.6667 | NA | NA | NA | NA | NA | NA | NA | NA | NA | NA | NA
1 | 190 | 192 | 190 192 HE Room Air Conditioner - EER 12 / Single Detached | 0 | 0 | -58.3544 | -20.868 | -22.2566 | -3.4151 | 1.2277 | 2.0632 | 10.6946 | 15.0203 | 15.2829 | 3.8422 | 7.7417 | 1.4219 | 19.1575 | -0.38125 | 5.9645 | 0 | 0 | 0 | 0 | 0 | 0 | 0 | 0 | 0 | 0 | 0 | 0 | 0 | -22.859 | -53.279 | 0.91136 | NA | 210 | 404.2966 | 4.3421 | No | No | No | NA | Drop | 113.2732 | 2 | NA | N | NA | NA | 27.1% | 404.2966 | 200.6431 | 0 | 30686.6578 | NA | 163.6667 | NA | NA | NA | NA | NA | NA | NA | NA | NA | NA | NA
1 | 190 | 196 | 190 196 Reflective Roof / Single Detached | 0 | 0 | -54.0805 | -16.5252 | -17.4034 | 1.3094 | 4.6221 | 5.636 | 13.8825 | 18.3695 | 18.7989 | 7.5682 | 11.3956 | 5.0985 | 22.1011 | 3.8007 | 9.1997 | 0 | 0 | 0 | 0 | 0 | 0 | 0 | 0 | 0 | 0 | 0 | 0 | 0 | 33.773 | -14.4886 | 0.97175 | NA | 1441.7 | 341.0777 | 35.335 | No | No | No | NA | Drop | 1360.0982 | 2 | NA | I | NA | NA | 14.29% | 341.0777 | 194.0614 | 0 | 10396.6397 | NA | NA | NA | NA | NA | NA | NA | NA | NA | NA | NA | NA | NA
1 | 190 | 197 | 190 197 Window Film / Single Detached | 0 | 0 | -38.5762 | -1.4063 | -1.9333 | 3.1241 | 4.3434 | 3.8183 | 6.6635 | 7.4513 | 7.7716 | 5.3377 | 0 | 0 | 0 | 0 | 0 | 0 | 0 | 0 | 0 | 0 | 0 | 0 | 0 | 0 | 0 | 0 | 0 | 0 | -3.4058 | -15.7127 | 0.82256 | NA | 510.7 | 49.8372 | 85.6634 | No | No | No | NA | Drop | 498.7766 | 2 | NA | I | NA | NA | 14.29% | 49.8372 | 50.7325 | 0 | 20713.494 | NA | 616.1111 | NA | NA | NA | NA | NA | NA | NA | NA | NA | NA | NA
1 | 190 | 198 | 190 198 Window Tinting / Single Detached | 0 | 0 | -38.5762 | -1.4063 | -1.9333 | 3.1241 | 4.3434 | 3.8183 | 6.6635 | 7.4513 | 7.7716 | 5.3377 | 5.9884 | 4.1646 | 8.1029 | 3.5052 | 4.7886 | 4.9658 | 7.9506 | 7.6021 | 8.7704 | 8.3289 | 8.081 | 5.4392 | 6.5664 | 3.3889 | 4.018 | 4.951 | 5.1992 | 10.3783 | 108.7836 | 20.8875 | 1.1518 | 0.31032 | 510.7 | 49.8372 | 85.6634 | No | No | No | 18.4281 | Drop | 498.7766 | 2 | 20.8875 | I | NA | 82.1597 | 14.29% | 49.8372 | 50.7325 | 0 | 20713.494 | NA | 0 | NA | NA | NA | NA | NA | NA | NA | NA | NA | NA | NA
1 | 190 | 199 | 190 199 Default Window With Sunscreen / Single Detached | 0 | 0 | -40.521 | -3.8049 | -3.9947 | 6.2685 | 8.9791 | 8.6287 | 13.7523 | 15.7532 | 15.4458 | 10.2206 | 0 | 0 | 0 | 0 | 0 | 0 | 0 | 0 | 0 | 0 | 0 | 0 | 0 | 0 | 0 | 0 | 0 | 0 | 30.7276 | 5.6533 | 1.04 | 0.97828 | 150.4 | 101.0047 | 12.4477 | No | No | No | 4.9877 | Drop | 126.2349 | 2 | 5.6533 | N | NA | 11.9798 | 14.29% | 101.0047 | 102.8192 | 0 | 29152.3249 | NA | NA | NA | NA | NA | NA | NA | NA | NA | NA | NA | NA | NA
1 | 190 | 200 | 190 200 Single Pane Clear Windows to Double Pane Low-E Windows / Single Detached | 0 | 0 | -57.6016 | -19.8672 | -21.3604 | -0.68402 | 3.765 | 4.6134 | 13.8553 | 18.7286 | 19.0399 | 6.6121 | 10.5341 | 3.6878 | 22.7485 | 2.5292 | 9.2615 | 8.0838 | 19.0119 | 19.5688 | 22.3036 | 21.9231 | 22.6258 | 13.6495 | 13.2804 | 5.3074 | 6.3458 | 12.0854 | 11.5218 | 35.3314 | 226.9008 | 28.9264 | 1.0341 | 0.46649 | 1878.51 | 401.7723 | 39.0856 | No | No | No | 25.5205 | Drop | 1782.3871 | 2 | 28.9264 | M | NA | 38.4837 | 14.29% | 401.7723 | 208.2356 | 230.6675 | 27617.992 | NA | 2282.5555 | NA | NA | NA | NA | NA | NA | NA | NA | NA | NA | NA
1 | 190 | 202 | 190 202 Ceiling R-0 to R-19 Insulation / Single Detached | 0 | 0 | -54.6998 | -17.053 | -19.455 | 50.6598 | 73.6451 | 74.0936 | 107.6171 | 123.9768 | 122.0951 | 76.4823 | 91.2494 | 64.5488 | 133.799 | 65.126 | 85.627 | 85.4138 | 121.2371 | 124.72 | 129.2078 | 126.2741 | 0 | 0 | 0 | 0 | 0 | 0 | 0 | 0 | 1564.565 | 746.8742 | 1.7415 | 2.3568 | 640.8 | 576.1014 | 9.2984 | No | No | No | 502.9694 | Keep | 502.9694 | 2 | 502.9694 | M | 37 | 2 | 15.31% | 576.1014 | 526.0056 | 782.9434 | 1707.564 | 130.6906 | NA | 130.6906 | 27.3601 | 52.8998 | 75.1539 | 93.2549 | 106.9982 | 116.7385 | 123.1825 | 127.1621 | 129.4562 | 130.6906
1 | 190 | 203 | 190 203 Ceiling R-19 to R-38 Insulation / Single Detached | 0 | 0 | -37.8429 | -0.57092 | -0.76794 | 1.7636 | 2.3616 | 2.3825 | 4.0713 | 4.1306 | 4.4204 | 2.6829 | 3.2345 | 1.8305 | 3.4657 | 1.7479 | 2.7649 | 2.5112 | 3.8178 | 3.1917 | 5.2755 | 4.2904 | 0 | 0 | 0 | 0 | 0 | 0 | 0 | 0 | 14.761 | -11.6458 | 0.8509 | NA | 1199 | 24.4173 | 410.4917 | No | No | No | NA | Drop | 1193.1582 | 2 | NA | M | NA | NA | 14.29% | 24.4173 | 16.986 | 28.0638 | 19718.6524 | NA | NA | NA | NA | NA | NA | NA | NA | NA | NA | NA | NA | NA
1 | 190 | 204 | 190 204 Wall 2x4 R-0 to Blow-In R-13 Insulation / Single Detached | 0 | 0 | -37.6543 | -0.63031 | -0.71902 | 2.2097 | 2.854 | 2.5608 | 4.5032 | 4.3211 | 4.4898 | 3.2321 | 3.5333 | 2.2722 | 3.7104 | 2.2031 | 2.9663 | 2.7043 | 4.193 | 3.8138 | 4.9262 | 4.8735 | 0 | 0 | 0 | 0 | 0 | 0 | 0 | 0 | 20.3634 | -8.5379 | 0.89536 | NA | 3798.3 | 26.4838 | 1198.9278 | No | No | No | NA | Drop | 3791.9638 | 2 | NA | M | NA | NA | 14.29% | 26.4838 | 13.7716 | 30.4351 | 17177.8574 | NA | NA | NA | NA | NA | NA | NA | NA | NA | NA | NA | NA | NA
1 | 190 | 205 | 190 205 Weather Strip/Caulk w/Blower Door / Single Detached | 0 | 0 | -40.3692 | -3.1965 | -3.2542 | -2.3218 | -2.193 | 0 | 0 | 0 | 0 | 0 | 0 | 0 | 0 | 0 | 0 | 0 | 0 | 0 | 0 | 0 | 0 | 0 | 0 | 0 | 0 | 0 | 0 | 0 | -51.3347 | -49.8737 | 0.25592 | NA | 400 | 53.6112 | 62.3718 | No | No | No | NA | Drop | 387.1737 | 2 | NA | M | NA | NA | 14.29% | 53.6112 | 1.6273 | 0.94994 | 9205.9973 | NA | NA | NA | NA | NA | NA | NA | NA | NA | NA | NA | NA | NA
1 | 220 | 221 | 220 221 CFL (18-Watt integral ballast), 0.5 hr/day / Single Detached | 0 | 0 | -39.1443 | -1.986 | -2.2882 | -1.7467 | -1.4962 | -1.798 | -0.90805 | -1.1889 | -0.554 | -1.3919 | -1.1033 | -1.4153 | -0.85774 | -1.718 | -1.2391 | -1.0732 | -1.0001 | -0.76918 | -0.23811 | -0.83924 | -0.82222 | -1.3946 | -1.0376 | -0.79133 | -1.9063 | -0.9759 | -2.2588 | 0 | -71.9424 | -55.9683 | 0.49635 | NA | 14.72 | 37.4305 | 3.2875 | No | No | No | NA | Drop | 5.7649 | 2 | NA | N | NA | NA | 31.64% | 37.4305 | 1.9929 | 2.7923 | 624989.8848 | NA | 0 | NA | NA | NA | NA | NA | NA | NA | NA | NA | NA | NA
1 | 230 | 231 | 230 231 CFL (18-Watt integral ballast), 2.5 hr/day / Single Detached | 0 | 0 | -59.3951 | -22.105 | -23.2495 | -18.5178 | -19.6788 | 0 | 0 | 0 | 0 | 0 | 0 | 0 | 0 | 0 | 0 | 0 | 0 | 0 | 0 | 0 | 0 | 0 | 0 | 0 | 0 | 0 | 0 | 0 | -142.9462 | -131.3332 | 0.40433 | NA | 25.76 | 327.5166 | 0.6575 | Yes | Yes | Yes | NA | Drop | 0 | 0.6575 | NA | N | NA | NA | 53.84% | 327.5166 | 17.4381 | 24.4326 | 624989.8848 | NA | 0 | NA | NA | NA | NA | NA | NA | NA | NA | NA | NA | NA
1 | 240 | 241 | 240 241 CFL (18-Watt integral ballast), 6.0 hr/day / Single Detached | 0 | 0 | -48.3639 | -10.8397 | 0 | 0 | 0 | 0 | 0 | 0 | 0 | 0 | 0 | 0 | 0 | 0 | 0 | 0 | 0 | 0 | 0 | 0 | 0 | 0 | 0 | 0 | 0 | 0 | 0 | 0 | -59.2036 | -58.5455 | 0.22886 | NA | 5.52 | 168.4371 | 0.27396 | Yes | Yes | Yes | NA | Drop | 0 | 0.27396 | NA | N | NA | NA | 57.63% | 168.4371 | 8.9682 | 12.5653 | 624989.8848 | NA | 0 | NA | NA | NA | NA | NA | NA | NA | NA | NA | NA | NA
1 | 250 | 251 | 250 251 ROB 2L4'T8, 1EB / Single Detached | 0 | 0 | -37.7709 | -0.50987 | -0.73455 | -0.37843 | -0.25466 | -0.96568 | -0.47258 | -0.17555 | 0.052235 | -0.35502 | -0.61369 | -0.73301 | -0.6508 | -0.32206 | -0.94902 | -0.96519 | -0.15935 | -0.64439 | 0.36537 | -0.21977 | -0.73466 | -0.38408 | -1.3893 | -0.44298 | -0.48143 | -0.045516 | -0.63853 | -0.81584 | -51.3892 | -44.0311 | 0.28874 | NA | 0.7 | 12.3505 | 0.4738 | Yes | Yes | Yes | NA | Drop | 0 | 0.4738 | NA | N | NA | NA | 55.8% | 12.3505 | 0.65077 | 0.92134 | 841880.7945 | NA | 0 | NA | NA | NA | NA | NA | NA | NA | NA | NA | NA | NA
1 | 250 | 252 | 250 252 RET 2L4'T8, 1EB / Single Detached | 0 | 0 | -37.7709 | -0.50987 | -0.73455 | -0.37843 | -0.25466 | -0.96568 | -0.47258 | -0.17555 | 0.052235 | -0.35502 | -0.61369 | -0.73301 | -0.6508 | -0.32206 | -0.94902 | -0.96519 | -0.15935 | -0.64439 | 0.36537 | -0.21977 | -0.73466 | -0.38408 | -1.3893 | -0.44298 | -0.48143 | -0.045516 | -0.63853 | -0.81584 | -51.3892 | -44.0311 | 0.28874 | NA | 0.7 | 12.3505 | 0.4738 | Yes | Yes | Yes | NA | Drop | 0 | 0.4738 | NA | N | NA | NA | 55.8% | 12.3505 | 0.65077 | 0.92134 | 841880.7945 | NA | 0 | NA | NA | NA | NA | NA | NA | NA | NA | NA | NA | NA
1 | 260 | 261 | 260 261 CFL - medium screw based <30 Watts / Single Detached | 0 | 0 | -41.6575 | -4.2195 | 0 | 0 | 0 | 0 | 0 | 0 | 0 | 0 | 0 | 0 | 0 | 0 | 0 | 0 | 0 | 0 | 0 | 0 | 0 | 0 | 0 | 0 | 0 | 0 | 0 | 0 | -45.877 | -45.6209 | 0.14394 | NA | 8 | 70.52 | 0.94833 | Yes | Yes | Yes | NA | Drop | 0 | 0.94833 | NA | N | NA | NA | 51.47% | 70.52 | 3.7676 | 5.2608 | 617538.1826 | NA | NA | NA | NA | NA | NA | NA | NA | NA | NA | NA | NA | NA
1 | 260 | 262 | 260 262 Photocell/timeclock / Single Detached | 0 | 0 | -37.5555 | -0.66743 | -0.78633 | -0.69105 | -0.52024 | -0.80125 | -0.31864 | -0.52885 | 0.094044 | -0.46012 | -0.71696 | -0.83525 | -0.76463 | -0.44481 | -0.71507 | -1.0231 | -0.41191 | -0.93138 | 0.13778 | -0.48368 | -0.93937 | -0.65507 | -0.70012 | -1.2883 | -0.83311 | 0.096516 | -0.51445 | -1.0829 | -54.3413 | -45.2283 | 0.32201 | NA | 8 | 14.7309 | 4.5399 | No | No | No | NA | Drop | 4.4757 | 2 | NA | N | NA | NA | 26.4% | 14.7309 | 0.77309 | 1.0989 | 631410.5959 | NA | 1149.6667 | NA | NA | NA | NA | NA | NA | NA | NA | NA | NA | NA
1 | 300 | 301 | 300 301 HE Refrigerator - Energy Star version of above / Single Detached | 0 | 0 | -52.0705 | -14.6245 | -15.0326 | -12.2351 | -12.6034 | -12.7443 | -11.2291 | -11.0179 | -10.7996 | -11.6981 | -10.9943 | -11.5943 | -9.6062 | -12.5666 | 0 | 0 | 0 | 0 | 0 | 0 | 0 | 0 | 0 | 0 | 0 | 0 | 0 | 0 | -208.8166 | -158.1506 | 0.52181 | NA | 99.2 | 220.8798 | 3.7544 | No | No | No | NA | Drop | 46.3552 | 2 | NA | N | NA | NA | 29.24% | 220.8798 | 29.4455 | 27.273 | 754283.9722 | NA | 0 | NA | NA | NA | NA | NA | NA | NA | NA | NA | NA | NA
1 | 350 | 351 | 350 351 HE Freezer / Single Detached | 0 | 0 | -40.7539 | -3.2041 | -3.5306 | -2.3098 | -1.943 | -2.2877 | -1.3155 | -1.3891 | -0.7599 | -1.5476 | -1.7494 | 0 | 0 | 0 | 0 | 0 | 0 | 0 | 0 | 0 | 0 | 0 | 0 | 0 | 0 | 0 | 0 | 0 | -60.7907 | -56.0532 | 0.43543 | NA | 49.8 | 55.9182 | 7.4449 | No | No | No | NA | Drop | 36.4217 | 2 | NA | N | NA | NA | 18.87% | 55.9182 | 7.4516 | 6.9045 | 218263.7746 | NA | 0 | NA | NA | NA | NA | NA | NA | NA | NA | NA | NA | NA
1 | 400 | 401 | 400 401 Heat Pump Water Heater (EF=2.9) / Single Detached | 0 | 0 | -155.0536 | -116.1806 | -120.9071 | -87.9035 | -88.9412 | -83.8534 | -69.492 | -61.6145 | -59.4511 | -78.6408 | 0 | 0 | 0 | 0 | 0 | 0 | 0 | 0 | 0 | 0 | 0 | 0 | 0 | 0 | 0 | 0 | 0 | 0 | -922.038 | -742.4732 | 0.61412 | NA | 891 | 1824.1961 | 4.0831 | No | No | No | NA | Drop | 454.5663 | 2 | NA | N | NA | NA | 28.03% | 1824.1961 | 138.922 | 401.8874 | 350947.9659 | NA | 1858.333 | NA | NA | NA | NA | NA | NA | NA | NA | NA | NA | NA
1 | 400 | 403 | 400 403 Solar Water Heat / Single Detached | 0 | 0 | -163.9989 | -123.6231 | -129.3112 | -105.5828 | -109.4696 | -104.1692 | -95.2156 | -90.3658 | -88.0333 | -100.7209 | -90.9142 | -96.208 | -74.668 | -103.7017 | -93.7851 | 0 | 0 | 0 | 0 | 0 | 0 | 0 | 0 | 0 | 0 | 0 | 0 | 0 | -1569.7675 | -1094.4728 | 0.57864 | NA | 3892 | 1834.7048 | 17.7333 | No | No | No | NA | Drop | 3453.0522 | 2 | NA | N | NA | NA | 14.29% | 1834.7048 | 199.5469 | 0 | 542140.013 | NA | NA | NA | NA | NA | NA | NA | NA | NA | NA | NA | NA | NA
1 | 400 | 404 | 400 404 AC Heat Recovery Units / Single Detached | 0 | 0 | -54.4435 | -16.9315 | -18.3051 | -8.6297 | -7.6478 | -7.15 | -2.7214 | -0.78846 | 0.051805 | -5.2887 | 0 | 0 | 0 | 0 | 0 | 0 | 0 | 0 | 0 | 0 | 0 | 0 | 0 | 0 | 0 | 0 | 0 | 0 | -121.8544 | -110.1844 | 0.67703 | NA | 525 | 294.0427 | 14.9256 | No | No | No | NA | Drop | 454.6511 | 2 | NA | N | NA | NA | 14.29% | 294.0427 | 98.9227 | 0 | 537504.5161 | NA | 32.6667 | NA | NA | NA | NA | NA | NA | NA | NA | NA | NA | NA
1 | 400 | 405 | 400 405 Low Flow Showerhead / Single Detached | 0 | 0 | -49.493 | -12.193 | -13.0309 | -8.9614 | -9.1756 | -8.9663 | -7.4327 | -7.148 | -6.2214 | -7.8521 | 0 | 0 | 0 | 0 | 0 | 0 | 0 | 0 | 0 | 0 | 0 | 0 | 0 | 0 | 0 | 0 | 0 | 0 | -130.4743 | -111.519 | 0.53625 | NA | 13 | 196.6905 | 0.55251 | Yes | Yes | Yes | NA | Drop | 0 | 0.55251 | NA | N | NA | NA | 54.82% | 196.6905 | 14.986 | 43.3327 | 340331.7111 | NA | 1149.6667 | NA | NA | NA | NA | NA | NA | NA | NA | NA | NA | NA
1 | 400 | 406 | 400 406 Pipe Wrap / Single Detached | 0 | 0 | -40.2341 | -2.8137 | -2.9757 | -2.3885 | -1.981 | -2.8269 | -2.3489 | -1.6567 | -1.264 | -1.9302 | -1.8691 | -2.0176 | -1.8064 | 0 | 0 | 0 | 0 | 0 | 0 | 0 | 0 | 0 | 0 | 0 | 0 | 0 | 0 | 0 | -66.1128 | -58.5004 | 0.42256 | NA | 10 | 51.0281 | 1.6382 | No | Yes | Yes | NA | Drop | 0 | 1.6382 | NA | N | NA | NA | 45.07% | 51.0281 | 3.8846 | 11.242 | 444048.0293 | NA | 1149.6667 | NA | NA | NA | NA | NA | NA | NA | NA | NA | NA | NA
1 | 400 | 407 | 400 407 Faucet Aerators / Single Detached | 0 | 0 | -41.7252 | -4.4067 | -4.9027 | -3.4264 | -3.2719 | -3.8515 | -3.0558 | -2.6707 | -2.7059 | -2.7019 | 0 | 0 | 0 | 0 | 0 | 0 | 0 | 0 | 0 | 0 | 0 | 0 | 0 | 0 | 0 | 0 | 0 | 0 | -72.7187 | -65.3902 | 0.43905 | NA | 4 | 76.9201 | 0.43471 | Yes | Yes | Yes | NA | Drop | 0 | 0.43471 | NA | N | NA | NA | 56.26% | 76.9201 | 5.8565 | 16.9462 | 465089.4272 | NA | 1149.666 | NA | NA | NA | NA | NA | NA | NA | NA | NA | NA | NA
1 | 400 | 408 | 400 408 Water Heater Blanket / Single Detached | 0 | 0 | -53.864 | -16.5061 | -17.2444 | -12.5032 | -12.4497 | -12.3476 | -10.1724 | 0 | 0 | 0 | 0 | 0 | 0 | 0 | 0 | 0 | 0 | 0 | 0 | 0 | 0 | 0 | 0 | 0 | 0 | 0 | 0 | 0 | -135.0874 | -120.6472 | 0.49045 | NA | 21 | 261.7779 | 0.67061 | Yes | Yes | Yes | NA | Drop | 0 | 0.67061 | NA | N | NA | NA | 53.84% | 261.7779 | 19.944 | 57.6721 | 310311.8856 | NA | 1149.6667 | NA | NA | NA | NA | NA | NA | NA | NA | NA | NA | NA
1 | 400 | 409 | 400 409 Water Heater Temperature Check and Adjustment / Single Detached | 0 | 0 | -38.6583 | -1.1356 | -1.5917 | -1.1405 | -0.86144 | 0 | 0 | 0 | 0 | 0 | 0 | 0 | 0 | 0 | 0 | 0 | 0 | 0 | 0 | 0 | 0 | 0 | 0 | 0 | 0 | 0 | 0 | 0 | -43.3876 | -42.7449 | 0.16684 | NA | 5 | 25.5396 | 1.6366 | No | Yes | Yes | NA | Drop | 0 | 1.6366 | NA | N | NA | NA | 45.07% | 25.5396 | 1.9443 | 5.6266 | 221651.3469 | NA | 1149.6667 | NA | NA | NA | NA | NA | NA | NA | NA | NA | NA | NA
1 | 400 | 410 | 400 410 Water Heater Timeclock / Single Detached | 0 | 0 | -45.1957 | -7.5821 | -8.613 | -5.5551 | -6.0187 | -5.9334 | -4.9469 | -4.9509 | -4.0291 | -5.2159 | 0 | 0 | 0 | 0 | 0 | 0 | 0 | 0 | 0 | 0 | 0 | 0 | 0 | 0 | 0 | 0 | 0 | 0 | -98.0406 | -85.5426 | 0.49413 | NA | 46 | 127.6979 | 3.0113 | No | No | No | NA | Drop | 15.4486 | 2 | NA | N | NA | NA | 33.19% | 127.6979 | 9.7214 | 28.133 | 398972.4243 | NA | 1149.6667 | NA | NA | NA | NA | NA | NA | NA | NA | NA | NA | NA
1 | 400 | 411 | 400 411 Heat Trap / Single Detached | 0 | 0 | -51.7798 | -14.4495 | -15.1874 | -10.6153 | -11.521 | -10.9273 | -8.8496 | -8.3822 | -6.8789 | -9.7389 | 0 | 0 | 0 | 0 | 0 | 0 | 0 | 0 | 0 | 0 | 0 | 0 | 0 | 0 | 0 | 0 | 0 | 0 | -148.33 | -125.6992 | 0.54409 | NA | 17 | 230.7564 | 0.61586 | Yes | Yes | Yes | NA | Drop | 0 | 0.61586 | NA | N | NA | NA | 54.33% | 230.7564 | 17.5692 | 50.8378 | 398972.4243 | NA | 1149.6667 | NA | NA | NA | NA | NA | NA | NA | NA | NA | NA | NA
1 | 500 | 502 | 500 502 Energy Star CW CEE Tier 2 (MEF=2.0) / Single Detached | 0 | 0 | -49.0564 | -11.6475 | -12.5926 | -9.4142 | -9.9723 | -10.2873 | -9.0711 | -8.7612 | -7.9857 | -9.1479 | -8.722 | 0 | 0 | 0 | 0 | 0 | 0 | 0 | 0 | 0 | 0 | 0 | 0 | 0 | 0 | 0 | 0 | 0 | -146.6582 | -120.7789 | 0.48914 | NA | 185.25 | 179.019 | 8.6505 | No | No | No | NA | Drop | 142.4202 | 2 | NA | N | NA | NA | 16.33% | 179.019 | 25.1525 | 25.0943 | 825219.5913 | NA | 0 | NA | NA | NA | NA | NA | NA | NA | NA | NA | NA | NA
1 | 500 | 503 | 500 503 Energy Star CW CEE Tier 3 (MEF=2.2) / Single Detached | 0 | 0 | -53.4224 | -16.2072 | -16.9135 | -13.5102 | -14.2923 | -13.9661 | -11.9788 | -12.0686 | -11.3205 | -13.1515 | -12.1851 | 0 | 0 | 0 | 0 | 0 | 0 | 0 | 0 | 0 | 0 | 0 | 0 | 0 | 0 | 0 | 0 | 0 | -189.0162 | -152.9667 | 0.50166 | NA | 313.67 | 242.3365 | 10.8203 | No | No | No | NA | Drop | 255.6917 | 2 | NA | N | NA | NA | 14.29% | 242.3365 | 34.0488 | 33.9699 | 859965.6794 | NA | 0 | NA | NA | NA | NA | NA | NA | NA | NA | NA | NA | NA
1 | 700 | 701 | 700 701 Energy Star DW (EF=0.68) / Single Detached | 0 | 0 | -52.4419 | -15.2397 | -15.9571 | -12.8457 | -13.2692 | -13.1699 | -11.7581 | -11.3115 | -10.8363 | -12.0831 | -11.3587 | -11.2998 | -10.1275 | 0 | 0 | 0 | 0 | 0 | 0 | 0 | 0 | 0 | 0 | 0 | 0 | 0 | 0 | 0 | -201.6983 | -156.7709 | 0.51703 | NA | 263 | 228.1657 | 9.6358 | No | No | No | NA | Drop | 208.412 | 2 | NA | N | NA | NA | 14.8% | 228.1657 | 22.3752 | 16.2018 | 581946.3301 | NA | 0 | NA | NA | NA | NA | NA | NA | NA | NA | NA | NA | NA
1 | 800 | 801 | 800 801 Two Speed Pool Pump (1.5 hp) / Single Detached | 0 | 0 | -138.016 | -99.246 | -103.777 | -73.8114 | -73.6927 | 0 | 0 | 0 | 0 | 0 | 0 | 0 | 0 | 0 | 0 | 0 | 0 | 0 | 0 | 0 | 0 | 0 | 0 | 0 | 0 | 0 | 0 | 0 | -488.543 | -441.3221 | 0.51775 | NA | 245 | 1567.6986 | 1.3064 | No | Yes | Yes | NA | Drop | 0 | 1.3064 | NA | N | NA | NA | 47.89% | 1567.6986 | 334.7069 | 65.081 | 251878.1888 | NA | 1149.6667 | NA | NA | NA | NA | NA | NA | NA | NA | NA | NA | NA
1 | 800 | 802 | 800 802 High Efficiency One Speed Pool Pump (1.5 hp) / Single Detached | 0 | 0 | -87.9784 | -49.9002 | -51.9039 | -37.145 | -37.4334 | 0 | 0 | 0 | 0 | 0 | 0 | 0 | 0 | 0 | 0 | 0 | 0 | 0 | 0 | 0 | 0 | 0 | 0 | 0 | 0 | 0 | 0 | 0 | -264.3608 | -240.5607 | 0.49839 | NA | 80 | 790.1266 | 0.8464 | Yes | Yes | Yes | NA | Drop | 0 | 0.8464 | NA | N | NA | NA | 52.41% | 790.1266 | 168.6936 | 32.8011 | 251878.1888 | NA | 1149.6667 | NA | NA | NA | NA | NA | NA | NA | NA | NA | NA | NA
1 | 800 | 803 | 800 803 Variable-Speed Pool Pump (<1 hp) / Single Detached | 0 | 0 | -188.9383 | -149.4648 | -155.7542 | -110.4805 | -111.4254 | -104.9447 | -86.5059 | -75.4285 | -71.9122 | -98.7205 | 0 | 0 | 0 | 0 | 0 | 0 | 0 | 0 | 0 | 0 | 0 | 0 | 0 | 0 | 0 | 0 | 0 | 0 | -1153.575 | -929.5677 | 0.62468 | NA | 850 | 2358.4383 | 3.0129 | No | No | No | NA | Drop | 285.7504 | 2 | NA | N | NA | NA | 33.19% | 2358.4383 | 503.5314 | 97.9075 | 262483.5862 | NA | 3540.6667 | NA | NA | NA | NA | NA | NA | NA | NA | NA | NA | NA
1 | 800 | 804 | 800 804 PV-Powered Pool Pumps / Single Detached | 0 | 0 | -240.499 | -199.694 | -208.3939 | -147.0345 | -149.2529 | -140.6526 | -114.8127 | -100.7611 | -97.9204 | -132.0637 | 0 | 0 | 0 | 0 | 0 | 0 | 0 | 0 | 0 | 0 | 0 | 0 | 0 | 0 | 0 | 0 | 0 | 0 | -1531.0849 | -1231.1053 | 0.62673 | NA | 4900 | 3152.5253 | 12.9933 | No | No | No | NA | Drop | 4145.7674 | 2 | NA | N | NA | NA | 14.29% | 3152.5253 | 673.0706 | 130.873 | 173239.1669 | NA | 367 | NA | NA | NA | NA | NA | NA | NA | NA | NA | NA | NA
1 | 900 | 901 | 900 901 Energy Star TV / Single Detached | 0 | 0 | -37.732 | -0.47144 | -0.44241 | -0.64351 | -0.51163 | -0.96822 | -0.039092 | 0 | 0 | 0 | 0 | 0 | 0 | 0 | 0 | 0 | 0 | 0 | 0 | 0 | 0 | 0 | 0 | 0 | 0 | 0 | 0 | 0 | -40.8083 | -40.2314 | 0.12677 | NA | 0 | 11.8901 | 0 | Yes | Yes | Yes | NA | Drop | 0 | 0 | NA | N | NA | NA | 60% | 11.8901 | 1.49 | 1.3058 | 255520.2195 | NA | 0 | NA | NA | NA | NA | NA | NA | NA | NA | NA | NA | NA
1 | 910 | 911 | 910 911 Energy Star TV / Single Detached | 0 | 0 | -39.7253 | -2.5596 | -3.054 | -1.9425 | -1.9939 | -1.83 | -1.3292 | 0 | 0 | 0 | 0 | 0 | 0 | 0 | 0 | 0 | 0 | 0 | 0 | 0 | 0 | 0 | 0 | 0 | 0 | 0 | 0 | 0 | -52.4345 | -50.2364 | 0.30151 | NA | 0 | 45.763 | 0 | Yes | Yes | Yes | NA | Drop | 0 | 0 | NA | N | NA | NA | 60% | 45.763 | 5.7349 | 5.0259 | 290358.8868 | NA | 0 | NA | NA | NA | NA | NA | NA | NA | NA | NA | NA | NA
1 | 920 | 921 | 920 921 Energy Star Set-Top Box / Single Detached | 0 | 0 | -40.1107 | -2.815 | -2.98 | -2.0377 | -1.9467 | -2.7232 | -1.7983 | 0 | 0 | 0 | 0 | 0 | 0 | 0 | 0 | 0 | 0 | 0 | 0 | 0 | 0 | 0 | 0 | 0 | 0 | 0 | 0 | 0 | -54.4116 | -51.8138 | 0.32034 | NA | 0 | 51.4161 | 0 | Yes | Yes | Yes | NA | Drop | 0 | 0 | NA | N | NA | NA | 60% | 51.4161 | 6.4433 | 5.6467 | 743052.6827 | NA | 0 | NA | NA | NA | NA | NA | NA | NA | NA | NA | NA | NA
1 | 930 | 931 | 930 931 Energy Star DVD Player / Single Detached | 0 | 0 | -38.8064 | -1.2816 | -1.6323 | -1.1438 | -0.8214 | -1.3708 | -0.35699 | 0 | 0 | 0 | 0 | 0 | 0 | 0 | 0 | 0 | 0 | 0 | 0 | 0 | 0 | 0 | 0 | 0 | 0 | 0 | 0 | 0 | -45.4132 | -44.2848 | 0.24087 | NA | 0 | 27.9604 | 0 | Yes | Yes | Yes | NA | Drop | 0 | 0 | NA | N | NA | NA | 60% | 27.9604 | 3.5039 | 3.0707 | 345233.0719 | NA | 0 | NA | NA | NA | NA | NA | NA | NA | NA | NA | NA | NA
1 | 940 | 941 | 940 941 Energy Star VCR / Single Detached | 0 | 0 | -40.8488 | -3.4222 | -3.5148 | -2.5049 | -1.7023 | -2.7489 | -1.4232 | 0 | 0 | 0 | 0 | 0 | 0 | 0 | 0 | 0 | 0 | 0 | 0 | 0 | 0 | 0 | 0 | 0 | 0 | 0 | 0 | 0 | -56.1651 | -53.5521 | 0.34052 | NA | 0 | 57.9265 | 0 | Yes | Yes | Yes | NA | Drop | 0 | 0 | NA | N | NA | NA | 60% | 57.9265 | 7.2591 | 6.3617 | 67113.6151 | NA | 0 | NA | NA | NA | NA | NA | NA | NA | NA | NA | NA | NA
1 | 950 | 951 | 950 951 Energy Star Desktop PC / Single Detached | 0 | 0 | -38.821 | -1.5421 | -1.9292 | -1.1624 | -1.4244 | -1.4314 | -0.84714 | 0 | 0 | 0 | 0 | 0 | 0 | 0 | 0 | 0 | 0 | 0 | 0 | 0 | 0 | 0 | 0 | 0 | 0 | 0 | 0 | 0 | -47.1578 | -45.6719 | 0.26067 | NA | 0 | 32.4659 | 0 | Yes | Yes | Yes | NA | Drop | 0 | 0 | NA | N | NA | NA | 60% | 32.4659 | 4.0685 | 3.5655 | 498054.8804 | NA | 0 | NA | NA | NA | NA | NA | NA | NA | NA | NA | NA | NA
1 | 960 | 961 | 960 961 Energy Star Laptop PC / Single Detached | 0 | 0 | -37.6237 | -0.612 | -0.59366 | -0.49144 | -0.37445 | -0.83696 | -0.34765 | 0 | 0 | 0 | 0 | 0 | 0 | 0 | 0 | 0 | 0 | 0 | 0 | 0 | 0 | 0 | 0 | 0 | 0 | 0 | 0 | 0 | -40.8799 | -40.2717 | 0.14462 | NA | 0 | 13.2114 | 0 | Yes | Yes | Yes | NA | Drop | 0 | 0 | NA | N | NA | NA | 60% | 13.2114 | 1.6556 | 1.4509 | 139455.3665 | NA | 0 | NA | NA | NA | NA | NA | NA | NA | NA | NA | NA | NA
2 | 100 | 102 | 100 102 15 SEER Split-System Air Conditioner / Multi Attached | 0 | 0 | -45.6369 | -8.6037 | -9.2816 | 0.2239 | 1.8095 | 1.8279 | 6.204 | 8.1935 | 8.2879 | 3.4829 | 5.2619 | 2.3884 | 10.0397 | 0.92794 | 4.2608 | 3.3454 | 8.1303 | 8.3931 | 0 | 0 | 0 | 0 | 0 | 0 | 0 | 0 | 0 | 0 | 9.2548 | -24.3113 | 0.92303 | NA | 400 | 176.8899 | 18.9034 | No | No | No | NA | Drop | 357.6796 | 2 | NA | M | NA | NA | 14.29% | 176.8899 | 95.3317 | 0 | 149043.8137 | NA | NA | NA | NA | NA | NA | NA | NA | NA | NA | NA | NA | NA
2 | 100 | 103 | 100 103 17 SEER Split-System Air Conditioner / Multi Attached | 0 | 0 | -57.702 | -19.8288 | -21.1936 | 1.356 | 7.2094 | 8.0849 | 18.5828 | 23.9666 | 23.712 | 10.4447 | 15.1752 | 7.1554 | 28.6454 | 5.4932 | 12.6433 | 12.4982 | 23.8258 | 25.0503 | 0 | 0 | 0 | 0 | 0 | 0 | 0 | 0 | 0 | 0 | 125.1188 | 21.3275 | 1.0307 | 0.42088 | 1700 | 416.8512 | 34.0919 | No | No | No | NA | Drop | 1600.2695 | 2 | 21.3275 | M | NA | 33.6642 | 14.29% | 416.8512 | 241.1458 | 0 | 149912.5138 | NA | 12645.5562 | NA | NA | NA | NA | NA | NA | NA | NA | NA | NA | NA
2 | 100 | 104 | 100 104 19 SEER Split-System Air Conditioner / Multi Attached | 0 | 0 | -66.0125 | -28.8534 | -30.6692 | 2.0834 | 9.8494 | 10.8858 | 26.2103 | 33.542 | 34.5262 | 13.671 | 21.4741 | 9.5852 | 39.9788 | 7.7332 | 18.318 | 17.307 | 34.2257 | 35.4303 | 0 | 0 | 0 | 0 | 0 | 0 | 0 | 0 | 0 | 0 | 189.2853 | 43.2496 | 1.0442 | 0.34027 | 3000 | 596.6234 | 42.0343 | No | No | No | NA | Drop | 2857.2596 | 2 | 43.2496 | M | NA | 41.4284 | 14.29% | 596.6234 | 344.9584 | 0 | 151275.3548 | NA | 12760.5158 | NA | NA | NA | NA | NA | NA | NA | NA | NA | NA | NA
2 | 100 | 105 | 100 105 14 SEER Split-System Heat Pump / Multi Attached | 0 | 0 | -64.0092 | -26.7457 | -28.6197 | 5.4612 | 14.1935 | 14.7826 | 30.6293 | 38.5656 | 39.3643 | 17.6175 | 25.6794 | 12.554 | 45.4194 | 11.7627 | 22.2925 | 0 | 0 | 0 | 0 | 0 | 0 | 0 | 0 | 0 | 0 | 0 | 0 | 0 | 158.9475 | 47.7219 | 1.0571 | 2.9467 | 300 | 572.877 | 4.3777 | No | No | No | 42.103 | Keep | 162.9408 | 2 | 47.7219 | M | 37 | 3.6813 | 26.91% | 572.877 | 89.7938 | 382.9195 | 143627.9774 | 12115.4373 | 12115.4373 | 19328.4509 | 2536.3713 | 4903.9813 | 6967.0078 | 8645.0255 | 9919.0716 | 10822.0352 | 11419.4164 | 11788.3331 | 12001.0003 | 12115.4373
2 | 100 | 106 | 100 106 15 SEER Split-System Heat Pump / Multi Attached | 0 | 0 | -76.371 | -38.9295 | -41.672 | -2.7288 | 6.0648 | 7.3135 | 25.027 | 33.9893 | 34.9373 | 10.3877 | 19.6742 | 6.1028 | 43.3031 | 4.6367 | 16.5891 | 0 | 0 | 0 | 0 | 0 | 0 | 0 | 0 | 0 | 0 | 0 | 0 | 0 | 48.3242 | -32.747 | 0.97066 | NA | 2629.38 | 773.3506 | 28.4224 | No | No | No | NA | Drop | 2444.3581 | 2 | NA | M | NA | NA | 14.29% | 773.3506 | 184.2558 | 437.0975 | 149043.8137 | NA | NA | NA | NA | NA | NA | NA | NA | NA | NA | NA | NA | NA
2 | 100 | 107 | 100 107 17 SEER Split-System Heat Pump / Multi Attached | 0 | 0 | -93.7979 | -56.4845 | -60.0928 | -14.3565 | -6.0507 | -3.2904 | 16.6402 | 27.4252 | 28.2437 | 0.50982 | 11.6303 | -3.8057 | 39.1156 | -6.7274 | 7.6345 | 0 | 0 | 0 | 0 | 0 | 0 | 0 | 0 | 0 | 0 | 0 | 0 | 0 | -113.4063 | -149.4134 | 0.90061 | NA | 4844.82 | 1050.9127 | 38.5385 | No | No | No | NA | Drop | 4593.3922 | 2 | NA | M | NA | NA | 14.29% | 1050.9127 | 330.408 | 509.5495 | 149912.5138 | NA | NA | NA | NA | NA | NA | NA | NA | NA | NA | NA | NA | NA
2 | 100 | 108 | 100 108 13 EER Geothermal Heat Pump / Multi Attached | 0 | 0 | -93.8109 | -56.8705 | -60.1222 | -14.6462 | -6.6636 | -3.6021 | 16.5686 | 27.0926 | 28.0421 | -0.07375 | 11.2986 | -3.6373 | 38.7731 | -6.5785 | 7.7174 | 0 | 0 | 0 | 0 | 0 | 0 | 0 | 0 | 0 | 0 | 0 | 0 | 0 | -116.5126 | -151.6319 | 0.89935 | NA | 11184.9 | 1053.1824 | 88.7793 | No | No | No | NA | Drop | 10932.9291 | 2 | NA | N | NA | NA | 14.29% | 1053.1824 | 331.2966 | 510.65 | 74341.9608 | NA | NA | NA | NA | NA | NA | NA | NA | NA | NA | NA | NA | NA
2 | 100 | 109 | 100 109 HVAC Proper Sizing / Multi Attached | 0 | 0 | -38.9583 | -1.7672 | -2.3557 | 7.021 | 9.4177 | 9.6247 | 14.0342 | 15.6158 | 16.0675 | 10.5196 | 11.9784 | 8.6302 | 16.5712 | 7.7894 | 11.1931 | 0 | 0 | 0 | 0 | 0 | 0 | 0 | 0 | 0 | 0 | 0 | 0 | 0 | 95.3814 | 39.5795 | 1.2854 | #DIV/0! | 0 | 72.8545 | 0 | Yes | Yes | Yes | NA | #DIV/0! | 0 | 0 | 0 |  | 0 | 0 | 60% | 72.8545 | 99.4908 | 0 | 75713.3908 | 0 | 0 | 0 | 0 | 0 | 0 | 0 | 0 | 0 | 0 | 0 | 0 | 0
2 | 100 | 110 | 100 110 Attic Venting / Multi Attached | 0 | 0 | -47.4578 | -10.417 | -10.9174 | -3.9419 | -3.2277 | -2.7412 | 1.0981 | 2.2914 | 2.5169 | -1.4808 | 0 | 0 | 0 | 0 | 0 | 0 | 0 | 0 | 0 | 0 | 0 | 0 | 0 | 0 | 0 | 0 | 0 | 0 | -74.2773 | -71.743 | 0.68706 | NA | 500 | 185.8684 | 22.4878 | No | No | No | NA | Drop | 455.5315 | 2 | NA | N | NA | NA | 14.29% | 185.8684 | 40.1969 | 78.4194 | 68142.0517 | NA | 0 | NA | NA | NA | NA | NA | NA | NA | NA | NA | NA | NA
2 | 100 | 111 | 100 111 Sealed Attic w/Sprayed Foam Insulated Roof Deck / Multi Attached | 0 | 0 | -51.5327 | -13.732 | -14.93 | 10.3885 | 17.4921 | 17.9921 | 29.8584 | 35.5505 | 35.6015 | 19.6574 | 25.1495 | 15.4685 | 39.5073 | 14.9127 | 22.1883 | 22.1982 | 36.2372 | 36.4157 | 38.9524 | 38.4049 | 40.0019 | 26.5602 | 27.1062 | 17.5984 | 17.693 | 24.1597 | 25.7005 | 55.5798 | 610.1804 | 202.3062 | 1.2842 | 0.39788 | 2297.3 | 334.4068 | 57.4283 | No | No | No | NA | Drop | 2217.2941 | 2 | 202.3062 | I | NA | 52.371 | 14.29% | 334.4068 | 123.9431 | 285.5479 | 230168.708 | NA | 272 | NA | NA | NA | NA | NA | NA | NA | NA | NA | NA | NA
2 | 100 | 112 | 100 112 AC Maintenance (Outdoor Coil Cleaning) / Multi Attached | 0 | 0 | -47.409 | -10.2086 | -11.351 | 33.1803 | 0 | 0 | 0 | 0 | 0 | 0 | 0 | 0 | 0 | 0 | 0 | 0 | 0 | 0 | 0 | 0 | 0 | 0 | 0 | 0 | 0 | 0 | 0 | 0 | -35.7883 | -39.5161 | 0.8009 | NA | 79 | 358 | 1.8447 | No | Yes | Yes | NA | Drop | 0 | 1.8447 | NA | I | NA | NA | 43.17% | 358 | 190 | 530 | 181712.1379 | NA | 5568.1666 | NA | NA | NA | NA | NA | NA | NA | NA | NA | NA | NA
2 | 100 | 113 | 100 113 AC Maintenance (Indoor Coil Cleaning) / Multi Attached | 0 | 0 | -47.409 | -10.2086 | -11.351 | 33.1803 | 0 | 0 | 0 | 0 | 0 | 0 | 0 | 0 | 0 | 0 | 0 | 0 | 0 | 0 | 0 | 0 | 0 | 0 | 0 | 0 | 0 | 0 | 0 | 0 | -35.7883 | -39.5161 | 0.8009 | NA | 79 | 358 | 1.8447 | No | Yes | Yes | NA | Drop | 0 | 1.8447 | NA | I | NA | NA | 43.17% | 358 | 190 | 530 | 193826.2805 | NA | 5568.1667 | NA | NA | NA | NA | NA | NA | NA | NA | NA | NA | NA
2 | 100 | 114 | 100 114 Proper Refrigerant Charging and Air Flow / Multi Attached | 0 | 0 | -56.7027 | -19.1474 | -20.2843 | -6.9166 | -5.2161 | -3.7777 | 1.713 | 4.3023 | 5.4832 | -2.2322 | 0 | 0 | 0 | 0 | 0 | 0 | 0 | 0 | 0 | 0 | 0 | 0 | 0 | 0 | 0 | 0 | 0 | 0 | -102.7784 | -99.134 | 0.74639 | NA | 79 | 342.1289 | 1.9303 | No | Yes | Yes | NA | Drop | 0 | 1.9303 | NA | I | NA | NA | 42.23% | 342.1289 | 137.8351 | 0 | 121141.4253 | NA | 5568.1667 | NA | NA | NA | NA | NA | NA | NA | NA | NA | NA | NA
2 | 100 | 115 | 100 115 Electronically Commutated Motors (ECM) on an Air Handler Unit / Multi Attached | 0 | 0 | -50.4887 | -13.0355 | -13.6255 | -6.0318 | -5.4007 | -5.7193 | -1.0899 | -0.019097 | 0.46185 | -4.0211 | -2.2292 | -4.4976 | 1.6154 | -5.9998 | -3.1441 | 0 | 0 | 0 | 0 | 0 | 0 | 0 | 0 | 0 | 0 | 0 | 0 | 0 | -113.2251 | -97.561 | 0.72522 | NA | 89.9 | 227.939 | 3.297 | No | No | No | NA | Drop | 35.3662 | 2 | NA | M | NA | NA | 31.64% | 227.939 | 78.8551 | 0 | 161187.7843 | NA | NA | NA | NA | NA | NA | NA | NA | NA | NA | NA | NA | NA
2 | 100 | 116 | 100 116 Duct Repair / Multi Attached | 0 | 0 | -48.8383 | -11.4447 | -13.1716 | 40.5363 | 58.1386 | 58.1074 | 84.0067 | 96.4016 | 95.0228 | 60.3222 | 71.6636 | 50.5418 | 103.9878 | 51.1302 | 68.0345 | 75.6541 | 94.4102 | 96.4337 | 0 | 0 | 0 | 0 | 0 | 0 | 0 | 0 | 0 | 0 | 1030.9372 | 523.0468 | 1.7311 | 4.311 | 185 | 430 | 3.5966 | No | No | No | 142.1279 | Keep | 82.1237 | 2 | 82.1237 | M | 37 | 2 | 30.11% | 430 | 390 | 750 | 272568.2069 | 18242.46 | 18242.46 | 41036.0561 | 3819.0657 | 7384.0243 | 10490.3652 | 13016.9905 | 14935.3476 | 16294.9582 | 17194.4471 | 17749.9326 | 18070.1498 | 18242.46
2 | 100 | 117 | 100 117 Reflective Roof / Multi Attached | 0 | 0 | -64.7927 | -27.4167 | -29.312 | 0.15056 | 6.5477 | 7.2063 | 21.5027 | 28.619 | 28.8903 | 10.392 | 17.5792 | 6.9303 | 34.511 | 5.1881 | 14.5272 | 0 | 0 | 0 | 0 | 0 | 0 | 0 | 0 | 0 | 0 | 0 | 0 | 0 | 60.5229 | -11.7766 | 0.98561 | NA | 835.4 | 560 | 12.4707 | No | No | No | NA | Drop | 701.4216 | 2 | NA | I | NA | NA | 14.29% | 560 | 310 | 10 | 102606.7872 | NA | NA | NA | NA | NA | NA | NA | NA | NA | NA | NA | NA | NA
2 | 100 | 118 | 100 118 Radiant Barrier / Multi Attached | 0 | 0 | -51.5726 | -14.4315 | -15.0798 | 1.3527 | 4.4439 | 5.525 | 12.7222 | 16.5446 | 16.4479 | 7.2811 | 0 | 0 | 0 | 0 | 0 | 0 | 0 | 0 | 0 | 0 | 0 | 0 | 0 | 0 | 0 | 0 | 0 | 0 | -16.7664 | -36.2951 | 0.89458 | NA | 584.7 | 297.1105 | 16.4512 | No | No | No | NA | Drop | 513.6172 | 2 | NA | I | NA | NA | 14.29% | 297.1105 | 171.3345 | 74.2967 | 215783.1638 | NA | NA | NA | NA | NA | NA | NA | NA | NA | NA | NA | NA | NA
2 | 100 | 119 | 100 119 Window Film / Multi Attached | 0 | 0 | -51.0975 | -13.6333 | -14.6666 | 21.2904 | 32.8879 | 33.0897 | 50.2687 | 58.6326 | 57.9715 | 34.7967 | 0 | 0 | 0 | 0 | 0 | 0 | 0 | 0 | 0 | 0 | 0 | 0 | 0 | 0 | 0 | 0 | 0 | 0 | 209.5402 | 117.8595 | 1.2767 | 3.8939 | 116.1 | 376 | 2.5812 | No | No | Yes | 90.2711 | Keep | 26.1431 | 2 | 26.1431 | I | 37 | 2 | 36.51% | 376 | 380 | 0 | 204426.1552 | 616.1111 | 616.1111 | 37322.4729 | 18.4833 | 49.2889 | 98.5778 | 184.8333 | 308.0556 | 431.2778 | 517.5333 | 566.8222 | 597.6278 | 616.1111
2 | 100 | 120 | 100 120 Window Tinting / Multi Attached | 0 | 0 | -42.5472 | -5.5758 | -6.3223 | -1.0785 | -0.33327 | -0.69854 | 2.0452 | 3.1554 | 3.4418 | 0.82693 | 1.4713 | -0.021158 | 3.2669 | -0.67472 | 0.28585 | 0.54953 | 2.9436 | 2.7999 | 4.3688 | 4.3242 | 3.9425 | 0.74319 | 3.2755 | -0.019143 | -0.070353 | 1.6837 | -0.006263 | 6.1824 | -12.0406 | -38.2815 | 0.84973 | NA | 116.1 | 107.9592 | 8.9899 | No | No | No | NA | Drop | 90.2711 | 2 | NA | I | NA | NA | 15.81% | 107.9592 | 50.2201 | 0 | 204426.1552 | NA | 0 | NA | NA | NA | NA | NA | NA | NA | NA | NA | NA | NA
2 | 100 | 121 | 100 121 Default Window With Sunscreen / Multi Attached | 0 | 0 | -42.7507 | -6.2486 | -6.2649 | 4.3177 | 6.7213 | 6.8001 | 11.9248 | 13.8283 | 13.4604 | 8.2817 | 0 | 0 | 0 | 0 | 0 | 0 | 0 | 0 | 0 | 0 | 0 | 0 | 0 | 0 | 0 | 0 | 0 | 0 | 10.0701 | -10.3885 | 0.94332 | NA | 31.1 | 141.4438 | 1.8381 | No | Yes | Yes | NA | Drop | 0 | 1.8381 | NA | N | NA | NA | 43.17% | 141.4438 | 107.7747 | -14.1805 | 287710.8851 | NA | 1227.453 | NA | NA | NA | NA | NA | NA | NA | NA | NA | NA | NA
2 | 100 | 122 | 100 122 Single Pane Clear Windows to Double Pane Low-E Windows / Multi Attached | 0 | 0 | -68.7926 | -30.7902 | -32.5842 | -10.2638 | -6.2754 | -5.2156 | 4.1591 | 9.8213 | 10.7649 | -3.0609 | 2.0108 | -4.992 | 15.4789 | -7.193 | 0.74773 | -0.74629 | 10.8687 | 12.3351 | 14.8904 | 15.2751 | 16.4075 | 4.5504 | 5.4031 | -2.8399 | -1.7014 | 3.6436 | 3.3659 | 28.807 | -15.9258 | -96.328 | 0.91783 | NA | 427 | 562.8931 | 6.3414 | No | No | No | NA | Drop | 292.3295 | 2 | NA | M | NA | NA | 21.55% | 562.8931 | 235.8649 | 121.8283 | 272568.2069 | NA | 2282.5555 | NA | NA | NA | NA | NA | NA | NA | NA | NA | NA | NA
2 | 100 | 124 | 100 124 Ceiling R-0 to R-19 Insulation / Multi Attached | 0 | 0 | -50.1052 | -12.9545 | -13.9299 | 9.7734 | 15.5477 | 16.3259 | 27.0623 | 32.5473 | 33.0463 | 18.4469 | 23.1018 | 14.2013 | 36.5105 | 13.7708 | 20.5306 | 20.089 | 32.9261 | 33.798 | 35.7558 | 35.6666 | 0 | 0 | 0 | 0 | 0 | 0 | 0 | 0 | 342.1107 | 133.0333 | 1.2404 | 1.8488 | 371.3 | 306.8272 | 10.1161 | No | No | No | 117.3697 | Keep | 297.8925 | 2 | 133.0333 | M | 37 | 6.4916 | 14.29% | 306.8272 | 114.2158 | 261.9979 | 31717.7718 | 482 | 482 | 2267.0215 | 100.9069 | 195.0998 | 277.1751 | 343.9333 | 394.6199 | 430.5434 | 454.3095 | 468.9865 | 477.4472 | 482
2 | 100 | 125 | 100 125 Ceiling R-19 to R-38 Insulation / Multi Attached | 0 | 0 | -37.4688 | -0.45586 | -0.57174 | 0.43359 | 0.87855 | 0.59894 | 1.4873 | 0.78772 | 1.9728 | 1.0385 | 1.0737 | 0.91211 | 1.2972 | 0.086974 | 1.0931 | 0.599 | 1.8399 | 0.8822 | 2.452 | 1.8624 | 0 | 0 | 0 | 0 | 0 | 0 | 0 | 0 | -19.2004 | -28.8932 | 0.52801 | NA | 694.8 | 14.3861 | 403.7381 | No | No | No | NA | Drop | 691.3582 | 2 | NA | M | NA | NA | 14.29% | 14.3861 | 5.3306 | 12.2842 | 220455.5667 | NA | NA | NA | NA | NA | NA | NA | NA | NA | NA | NA | NA | NA
2 | 100 | 126 | 100 126 Wall 2x4 R-0 to Blow-In R-13 Insulation / Multi Attached | 0 | 0 | -38.5242 | -1.2409 | -1.5399 | 1.6432 | 2.1516 | 1.6454 | 3.8756 | 3.9111 | 4.1784 | 2.2538 | 2.5935 | 2.055 | 3.7711 | 0.87986 | 2.6598 | 2.2647 | 3.8437 | 3.7008 | 5.2951 | 4.287 | 0 | 0 | 0 | 0 | 0 | 0 | 0 | 0 | 9.7047 | -15.5263 | 0.84377 | NA | 859.5 | 37.0662 | 193.8435 | No | No | No | NA | Drop | 850.632 | 2 | NA | M | NA | NA | 14.29% | 37.0662 | 13.7357 | 31.6506 | 183716.3159 | NA | NA | NA | NA | NA | NA | NA | NA | NA | NA | NA | NA | NA
2 | 100 | 127 | 100 127 Weather Strip/Caulk w/Blower Door / Multi Attached | 0 | 0 | -41.8229 | -4.5055 | -4.9869 | -3.7595 | -4.0416 | 0 | 0 | 0 | 0 | 0 | 0 | 0 | 0 | 0 | 0 | 0 | 0 | 0 | 0 | 0 | 0 | 0 | 0 | 0 | 0 | 0 | 0 | 0 | -59.1165 | -56.716 | 0.28267 | NA | 400 | 75.1025 | 44.5234 | No | No | No | NA | Drop | 382.0319 | 2 | NA | M | NA | NA | 14.29% | 75.1025 | 2.4029 | 1.1977 | 90856.069 | NA | NA | NA | NA | NA | NA | NA | NA | NA | NA | NA | NA | NA
2 | 130 | 132 | 130 132 15 SEER Split-System Heat Pump / Multi Attached | 0 | 0 | -48.1984 | -11.0162 | -11.6637 | -3.2522 | -2.1466 | -1.6861 | 2.0815 | 3.9816 | 4.2559 | -0.14876 | 1.3869 | -1.4329 | 5.9796 | -2.4209 | 0.20988 | 0 | 0 | 0 | 0 | 0 | 0 | 0 | 0 | 0 | 0 | 0 | 0 | 0 | -64.0704 | -66.0864 | 0.79461 | NA | 400 | 204.0877 | 16.3842 | No | No | No | NA | Drop | 351.1726 | 2 | NA | M | NA | NA | 14.29% | 204.0877 | 87.6594 | 40.2852 | 53403.3209 | NA | NA | NA | NA | NA | NA | NA | NA | NA | NA | NA | NA | NA
2 | 130 | 133 | 130 133 17 SEER Split-System Heat Pump / Multi Attached | 0 | 0 | -63.6847 | -25.8755 | -27.6757 | -6.5276 | -1.7274 | -1.5259 | 8.1687 | 13.0621 | 13.7751 | 1.0781 | 5.3376 | -1.9618 | 17.6681 | -3.0581 | 3.4559 | 0 | 0 | 0 | 0 | 0 | 0 | 0 | 0 | 0 | 0 | 0 | 0 | 0 | -69.491 | -86.9974 | 0.8784 | NA | 2000 | 486.2508 | 34.3837 | No | No | No | NA | Drop | 1883.6659 | 2 | NA | M | NA | NA | 14.29% | 486.2508 | 222.1001 | 106.0581 | 53714.5815 | NA | NA | NA | NA | NA | NA | NA | NA | NA | NA | NA | NA | NA
2 | 130 | 134 | 130 134 13 EER Geothermal Heat Pump / Multi Attached | 0 | 0 | -63.6086 | -25.9239 | -27.7284 | -6.2845 | -1.7318 | -1.285 | 8.4962 | 13.3685 | 14.1119 | 1.1263 | 5.1364 | -1.6944 | 18.0112 | -3.0603 | 3.3741 | 0 | 0 | 0 | 0 | 0 | 0 | 0 | 0 | 0 | 0 | 0 | 0 | 0 | -67.6923 | -85.8316 | 0.88016 | NA | 11184.9 | 486.7948 | 192.0744 | No | No | No | NA | Drop | 11068.4357 | 2 | NA | N | NA | NA | 14.29% | 486.7948 | 222.4893 | 106.1767 | 26637.1846 | NA | NA | NA | NA | NA | NA | NA | NA | NA | NA | NA | NA | NA
2 | 130 | 136 | 130 136 Attic Venting / Multi Attached | 0 | 0 | -46.2966 | -8.7763 | -9.7165 | -3.4026 | -2.4859 | -2.508 | 0.852 | 1.5749 | 1.96 | -1.4818 | 0 | 0 | 0 | 0 | 0 | 0 | 0 | 0 | 0 | 0 | 0 | 0 | 0 | 0 | 0 | 0 | 0 | 0 | -70.2809 | -67.7558 | 0.67034 | NA | 141 | 162.9287 | 7.2344 | No | No | No | NA | Drop | 102.0198 | 2 | NA | N | NA | NA | 19.33% | 162.9287 | 35.2387 | 68.741 | 12207.8594 | NA | 0 | NA | NA | NA | NA | NA | NA | NA | NA | NA | NA | NA
2 | 130 | 137 | 130 137 Sealed Attics / Multi Attached | 0 | 0 | -45.9072 | -8.6415 | -9.3839 | 26.7498 | 38.4525 | 39.3543 | 56.7667 | 65.0989 | 64.1379 | 40.246 | 47.9372 | 33.3763 | 70.0556 | 34.3551 | 44.6222 | 44.0224 | 63.8013 | 64.38 | 67.9591 | 66.4347 | 67.773 | 49.7097 | 49.5391 | 35.193 | 37.1126 | 44.7597 | 47.5786 | 91.7209 | 1227.2041 | 472.9238 | 1.7519 | 0.47965 | 2297.3 | 293.1378 | 65.5132 | No | No | No | NA | Drop | 2227.1676 | 2 | 472.9238 | I | NA | 52.0266 | 14.29% | 293.1378 | 104.8766 | 410.6427 | 41235.4363 | NA | 49 | NA | NA | NA | NA | NA | NA | NA | NA | NA | NA | NA
2 | 130 | 138 | 130 138 AC Maintenance (Outdoor Coil Cleaning) / Multi Attached | 0 | 0 | -47.409 | -10.2086 | -11.351 | 33.1803 | 0 | 0 | 0 | 0 | 0 | 0 | 0 | 0 | 0 | 0 | 0 | 0 | 0 | 0 | 0 | 0 | 0 | 0 | 0 | 0 | 0 | 0 | 0 | 0 | -35.7883 | -39.5161 | 0.8009 | NA | 79 | 358 | 1.8447 | No | Yes | Yes | NA | Drop | 0 | 1.8447 | NA | I | NA | NA | 43.17% | 358 | 190 | 530 | 32554.2918 | NA | 5568.1666 | NA | NA | NA | NA | NA | NA | NA | NA | NA | NA | NA
2 | 130 | 139 | 130 139 AC Maintenance (Indoor Coil Cleaning) / Multi Attached | 0 | 0 | -47.409 | -10.2086 | -11.351 | 33.1803 | 0 | 0 | 0 | 0 | 0 | 0 | 0 | 0 | 0 | 0 | 0 | 0 | 0 | 0 | 0 | 0 | 0 | 0 | 0 | 0 | 0 | 0 | 0 | 0 | -35.7883 | -39.5161 | 0.8009 | NA | 79 | 358 | 1.8447 | No | Yes | Yes | NA | Drop | 0 | 1.8447 | NA | I | NA | NA | 43.17% | 358 | 190 | 530 | 34724.5779 | NA | 5568.1667 | NA | NA | NA | NA | NA | NA | NA | NA | NA | NA | NA
2 | 130 | 140 | 130 140 Proper Refrigerant Charging and Air Flow / Multi Attached | 0 | 0 | -54.6423 | -17.7398 | -18.1256 | -6.336 | -4.6701 | -3.9363 | 1.7646 | 3.9215 | 4.5925 | -1.7368 | 0 | 0 | 0 | 0 | 0 | 0 | 0 | 0 | 0 | 0 | 0 | 0 | 0 | 0 | 0 | 0 | 0 | 0 | -96.9084 | -93.5248 | 0.73928 | NA | 79 | 311.0261 | 2.1233 | No | No | Yes | NA | Drop | 4.5879 | 2 | NA | I | NA | NA | 40.39% | 311.0261 | 125.4388 | 0 | 21702.8612 | NA | 5568.1667 | NA | NA | NA | NA | NA | NA | NA | NA | NA | NA | NA
2 | 130 | 141 | 130 141 Electronically Commutated Motors (ECM) on an Air Handler Unit / Multi Attached | 0 | 0 | -58.8951 | -21.1484 | -22.5044 | -2.7039 | 1.6169 | 2.4465 | 11.6076 | 16.4435 | 16.9656 | 4.5653 | 8.9999 | 2.3597 | 21.0262 | 0.004606 | 7.3632 | 0 | 0 | 0 | 0 | 0 | 0 | 0 | 0 | 0 | 0 | 0 | 0 | 0 | -11.853 | -47.3756 | 0.92322 | NA | 89.9 | 415.7462 | 1.8077 | No | Yes | Yes | NA | Drop | 0 | 1.8077 | NA | M | NA | NA | 43.17% | 415.7462 | 139.1889 | 225.612 | 28877.2903 | NA | NA | NA | NA | NA | NA | NA | NA | NA | NA | NA | NA | NA
2 | 130 | 142 | 130 142 Duct Repair / Multi Attached | 0 | 0 | -48.8383 | -11.4447 | -13.1716 | 40.5363 | 58.1386 | 58.1074 | 84.0067 | 96.4016 | 95.0228 | 60.3222 | 71.6636 | 50.5418 | 103.9878 | 51.1302 | 68.0345 | 75.6541 | 94.4102 | 96.4337 | 0 | 0 | 0 | 0 | 0 | 0 | 0 | 0 | 0 | 0 | 1030.9372 | 523.0468 | 1.7311 | 4.311 | 185 | 430 | 3.5966 | No | No | No | 150.6071 | Keep | 82.1237 | 2 | 82.1237 | M | 37 | 2 | 30.11% | 430 | 390 | 750 | 48831.4377 | 3268.193 | 3268.193 | 7351.7364 | 684.1974 | 1322.8707 | 1879.3813 | 2332.034 | 2675.7136 | 2919.292 | 3080.4383 | 3179.9552 | 3237.3231 | 3268.193
2 | 130 | 143 | 130 143 Reflective Roof / Multi Attached | 0 | 0 | -64.7927 | -27.4167 | -29.312 | 0.15056 | 6.5477 | 7.2063 | 21.5027 | 28.619 | 28.8903 | 10.392 | 17.5792 | 6.9303 | 34.511 | 5.1881 | 14.5272 | 0 | 0 | 0 | 0 | 0 | 0 | 0 | 0 | 0 | 0 | 0 | 0 | 0 | 60.5229 | -11.7766 | 0.98561 | NA | 835.4 | 560 | 12.4707 | No | No | No | NA | Drop | 701.4216 | 2 | NA | I | NA | NA | 14.29% | 560 | 310 | 10 | 18382.3234 | NA | NA | NA | NA | NA | NA | NA | NA | NA | NA | NA | NA | NA
2 | 130 | 144 | 130 144 Radiant Barrier / Multi Attached | 0 | 0 | -49.7885 | -12.4303 | -12.9076 | 1.5039 | 4.0885 | 4.4658 | 11.1576 | 14.3121 | 14.9317 | 6.5103 | 0 | 0 | 0 | 0 | 0 | 0 | 0 | 0 | 0 | 0 | 0 | 0 | 0 | 0 | 0 | 0 | 0 | 0 | -18.1566 | -35.5125 | 0.88408 | NA | 584.7 | 260.4458 | 18.7672 | No | No | No | NA | Drop | 522.3891 | 2 | NA | I | NA | NA | 14.29% | 260.4458 | 150.2009 | 65.1282 | 38658.2215 | NA | NA | NA | NA | NA | NA | NA | NA | NA | NA | NA | NA | NA
2 | 130 | 145 | 130 145 Window Film / Multi Attached | 0 | 0 | -51.0975 | -13.6333 | -14.6666 | 21.2904 | 32.8879 | 33.0897 | 50.2687 | 58.6326 | 57.9715 | 34.7967 | 0 | 0 | 0 | 0 | 0 | 0 | 0 | 0 | 0 | 0 | 0 | 0 | 0 | 0 | 0 | 0 | 0 | 0 | 209.5402 | 117.8595 | 1.2767 | 3.8939 | 116.1 | 376 | 2.5812 | No | No | Yes | 91.0687 | Keep | 26.1431 | 2 | 26.1431 | I | 37 | 2 | 36.51% | 376 | 380 | 0 | 36623.5783 | 616.1111 | 616.1111 | 6686.4365 | 18.4833 | 49.2889 | 98.5778 | 184.8333 | 308.0556 | 431.2778 | 517.5333 | 566.8222 | 597.6278 | 616.1111
2 | 130 | 146 | 130 146 Window Tinting / Multi Attached | 0 | 0 | -42.5481 | -5.2047 | -5.9242 | -0.96873 | -0.39383 | -0.30301 | 2.3725 | 2.9819 | 3.6696 | 0.44369 | 1.3516 | -0.36015 | 3.3498 | -0.73601 | 0.69893 | 0.41292 | 3.0983 | 3.2082 | 4.7528 | 4.1816 | 4.3668 | 1.7376 | 2.7487 | -0.009989 | 0.4186 | 1.713 | 0.48525 | 6.0714 | -8.3857 | -36.5937 | 0.85246 | NA | 116.1 | 104.6255 | 9.2764 | No | No | No | NA | Drop | 91.0686 | 2 | NA | I | NA | NA | 15.31% | 104.6255 | 48.6729 | 0 | 36623.5783 | NA | 0 | NA | NA | NA | NA | NA | NA | NA | NA | NA | NA | NA
2 | 130 | 147 | 130 147 Default Window With Sunscreen / Multi Attached | 0 | 0 | -42.2226 | -5.6112 | -5.6117 | 3.7821 | 5.5262 | 5.3912 | 10.3266 | 11.502 | 12.3975 | 7.1272 | 0 | 0 | 0 | 0 | 0 | 0 | 0 | 0 | 0 | 0 | 0 | 0 | 0 | 0 | 0 | 0 | 0 | 0 | 2.6073 | -14.9886 | 0.90929 | NA | 31.1 | 123.9933 | 2.0967 | No | No | Yes | NA | Drop | 1.435 | 2 | NA | N | NA | NA | 40.84% | 123.9933 | 94.481 | -12.431 | 51544.2954 | NA | 219.902 | NA | NA | NA | NA | NA | NA | NA | NA | NA | NA | NA
2 | 130 | 148 | 130 148 Single Pane Clear Windows to Double Pane Low-E Windows / Multi Attached | 0 | 0 | -65.0079 | -26.8175 | -28.6751 | -9.1866 | -4.9796 | -4.8005 | 3.9603 | 9.0071 | 8.9474 | -2.2369 | 1.9884 | -4.2521 | 13.4219 | -6.0165 | 0.21498 | -0.56762 | 9.2883 | 10.472 | 12.4889 | 13.4409 | 13.9697 | 4.1783 | 4.7197 | -3.256 | -1.5284 | 2.4207 | 1.6662 | 25.2271 | -21.913 | -89.5292 | 0.91325 | NA | 427 | 493.34 | 7.2354 | No | No | No | NA | Drop | 308.9698 | 2 | NA | M | NA | NA | 19.33% | 493.34 | 206.7716 | 106.7747 | 48831.4377 | NA | 2282.5555 | NA | NA | NA | NA | NA | NA | NA | NA | NA | NA | NA
2 | 130 | 150 | 130 150 Ceiling R-0 to R-19 Insulation / Multi Attached | 0 | 0 | -45.6098 | -8.2335 | -8.8478 | 25.4314 | 36.6916 | 37.369 | 53.6556 | 61.2488 | 59.9805 | 37.9089 | 45.7554 | 31.7284 | 66.201 | 32.4372 | 42.5324 | 42.4661 | 60.6314 | 61.5754 | 64.1173 | 63.6235 | 0 | 0 | 0 | 0 | 0 | 0 | 0 | 0 | 760.6629 | 353.9527 | 1.7023 | 2.1787 | 371.3 | 277.2703 | 11.1945 | No | No | No | 304.9639 | Keep | 304.9639 | 2 | 304.9639 | M | 37 | 2 | 14.29% | 277.2703 | 99.7581 | 388.4147 | 5682.337 | 86 | 86 | 406.1439 | 18.0041 | 34.8103 | 49.4545 | 61.3657 | 70.4094 | 76.8189 | 81.0594 | 83.6781 | 85.1877 | 86
2 | 130 | 151 | 130 151 Ceiling R-19 to R-38 Insulation / Multi Attached | 0 | 0 | -37.4295 | -0.16779 | -0.27262 | 1.3005 | 1.7648 | 1.4963 | 2.6556 | 2.4864 | 3.1487 | 2.216 | 2.4826 | 1.1493 | 2.3857 | 1.3676 | 2.3726 | 1.9131 | 2.9731 | 2.0493 | 3.6215 | 3.0961 | 0 | 0 | 0 | 0 | 0 | 0 | 0 | 0 | 0.60932 | -18.4034 | 0.68741 | NA | 694.8 | 12.9894 | 447.151 | No | No | No | NA | Drop | 691.6923 | 2 | NA | M | NA | NA | 14.29% | 12.9894 | 4.6457 | 18.1962 | 39495.297 | NA | NA | NA | NA | NA | NA | NA | NA | NA | NA | NA | NA | NA
2 | 130 | 152 | 130 152 Wall 2x4 R-0 to Blow-In R-13 Insulation / Multi Attached | 0 | 0 | -37.6851 | -0.53069 | -0.66808 | 3.2624 | 4.3301 | 4.0986 | 6.2685 | 7.3187 | 6.9012 | 5.0956 | 4.9414 | 3.703 | 6.8479 | 3.3785 | 5.1895 | 4.9332 | 7.4391 | 6.6139 | 8.2802 | 7.7776 | 0 | 0 | 0 | 0 | 0 | 0 | 0 | 0 | 57.4957 | 9.7769 | 1.1066 | 0.11809 | 859.5 | 32.4932 | 221.1245 | No | No | No | NA | Drop | 851.7261 | 2 | 9.7769 | M | NA | 218.6092 | 14.29% | 32.4932 | 11.6227 | 45.5181 | 32913.3465 | NA | 93 | NA | NA | NA | NA | NA | NA | NA | NA | NA | NA | NA
2 | 130 | 153 | 130 153 Weather Strip/Caulk w/Blower Door / Multi Attached | 0 | 0 | -41.253 | -3.9444 | -4.2257 | -2.1448 | -2.3457 | 0 | 0 | 0 | 0 | 0 | 0 | 0 | 0 | 0 | 0 | 0 | 0 | 0 | 0 | 0 | 0 | 0 | 0 | 0 | 0 | 0 | 0 | 0 | -53.9136 | -52.2893 | 0.29214 | NA | 400 | 65.8258 | 50.798 | No | No | No | NA | Drop | 384.2514 | 2 | NA | M | NA | NA | 14.29% | 65.8258 | 2.1065 | 1.0497 | 16277.1459 | NA | NA | NA | NA | NA | NA | NA | NA | NA | NA | NA | NA | NA
2 | 190 | 191 | 190 191 HE Room Air Conditioner - EER 11 / Multi Attached | 0 | 0 | -46.8676 | -9.5706 | -10.3725 | -0.67979 | 1.3027 | 1.7905 | 6.5297 | 7.9947 | 8.5628 | 2.7838 | 4.5854 | 1.5475 | 9.8607 | 0.47228 | 3.9238 | 0 | 0 | 0 | 0 | 0 | 0 | 0 | 0 | 0 | 0 | 0 | 0 | 0 | -18.1367 | -37.1153 | 0.8784 | NA | 100 | 192.2452 | 4.3484 | No | No | No | NA | Drop | 54.0059 | 2 | NA | N | NA | NA | 27.1% | 192.2452 | 100.6483 | 0 | 32899.0007 | NA | 54.6667 | NA | NA | NA | NA | NA | NA | NA | NA | NA | NA | NA
2 | 190 | 192 | 190 192 HE Room Air Conditioner - EER 12 / Multi Attached | 0 | 0 | -55.0098 | -17.8198 | -18.5386 | -1.134 | 2.0577 | 3.2909 | 10.914 | 15.3524 | 15.2233 | 5.1967 | 9.0213 | 3.053 | 18.7988 | 1.1127 | 6.9718 | 0 | 0 | 0 | 0 | 0 | 0 | 0 | 0 | 0 | 0 | 0 | 0 | 0 | -1.5097 | -36.8427 | 0.93029 | NA | 210 | 352.3018 | 4.983 | No | No | No | NA | Drop | 125.7128 | 2 | NA | N | NA | NA | 25.17% | 352.3018 | 184.3671 | 0 | 33083.8266 | NA | 163.6667 | NA | NA | NA | NA | NA | NA | NA | NA | NA | NA | NA
2 | 190 | 196 | 190 196 Reflective Roof / Multi Attached | 0 | 0 | -55.1872 | -17.9034 | -18.4706 | -6.6101 | -5.0466 | -4.279 | 1.8207 | 3.7133 | 4.7437 | -2.5512 | 0.65499 | -3.2836 | 7.5133 | -5.2884 | -1.4481 | 0 | 0 | 0 | 0 | 0 | 0 | 0 | 0 | 0 | 0 | 0 | 0 | 0 | -101.6222 | -96.4663 | 0.79933 | NA | 835.4 | 318.0113 | 21.9601 | No | No | No | NA | Drop | 759.3167 | 2 | NA | I | NA | NA | 14.29% | 318.0113 | 127.0879 | 0 | 11208.8004 | NA | NA | NA | NA | NA | NA | NA | NA | NA | NA | NA | NA | NA
2 | 190 | 197 | 190 197 Window Film / Multi Attached | 0 | 0 | -41.2284 | -3.7935 | -4.3358 | -2.1054 | -2.3187 | -2.6739 | -1.4952 | -1.8467 | -0.73854 | -2.0257 | 0 | 0 | 0 | 0 | 0 | 0 | 0 | 0 | 0 | 0 | 0 | 0 | 0 | 0 | 0 | 0 | 0 | 0 | -62.5617 | -57.9395 | 0.45591 | NA | 8.7 | 67.1763 | 1.0826 | No | Yes | Yes | NA | Drop | 0 | 1.0826 | NA | I | NA | NA | 50.13% | 67.1763 | 19.2357 | -5.4835 | 22331.5829 | NA | 616.1111 | NA | NA | NA | NA | NA | NA | NA | NA | NA | NA | NA
2 | 190 | 198 | 190 198 Window Tinting / Multi Attached | 0 | 0 | -40.4596 | -3.1496 | -3.8169 | -0.66823 | 0.11111 | -0.70111 | 1.3198 | 1.989 | 2.5186 | 0.25901 | 0.61815 | 0.01268 | 1.8052 | -1.1369 | 0.10429 | 0.37169 | 1.6695 | 1.9859 | 3.0605 | 2.9657 | 2.5721 | 0.88695 | 1.798 | 0.50493 | -0.076741 | 0.79356 | 0.28758 | 3.4029 | -20.9717 | -37.4603 | 0.78283 | NA | 116.1 | 67.1764 | 14.4477 | No | No | No | NA | Drop | 100.0282 | 2 | NA | I | NA | NA | 14.29% | 67.1764 | 31.2521 | 0 | 22331.5829 | NA | 0 | NA | NA | NA | NA | NA | NA | NA | NA | NA | NA | NA
2 | 190 | 199 | 190 199 Default Window With Sunscreen / Multi Attached | 0 | 0 | -40.6629 | -3.5838 | -4.1689 | 2.5962 | 4.3525 | 3.969 | 7.544 | 8.0081 | 8.9865 | 4.9382 | 0 | 0 | 0 | 0 | 0 | 0 | 0 | 0 | 0 | 0 | 0 | 0 | 0 | 0 | 0 | 0 | 0 | 0 | -8.0212 | -20.6649 | 0.8386 | NA | 116.1 | 88.0149 | 11.027 | No | No | No | NA | Drop | 95.0427 | 2 | NA | N | NA | NA | 14.29% | 88.0149 | 67.0685 | -8.824 | 31429.6352 | NA | NA | NA | NA | NA | NA | NA | NA | NA | NA | NA | NA | NA
2 | 190 | 200 | 190 200 Single Pane Clear Windows to Double Pane Low-E Windows / Multi Attached | 0 | 0 | -56.7189 | -19.4063 | -20.1076 | -6.0633 | -4.1435 | -3.2272 | 3.2248 | 6.081 | 6.2608 | -1.8378 | 1.4114 | -3.7128 | 9.762 | -4.8508 | -0.030588 | -0.43714 | 6.9752 | 7.7575 | 9.2949 | 9.2043 | 9.5931 | 2.6306 | 3.4337 | -1.9387 | -0.67365 | 2.1165 | 1.2886 | 17.2398 | -26.8742 | -74.6287 | 0.89958 | NA | 124.4 | 350.1022 | 2.9704 | No | No | Yes | NA | Drop | 40.6391 | 2 | NA | M | NA | NA | 33.51% | 350.1022 | 146.7793 | 75.7734 | 29775.4439 | NA | 2282.5555 | NA | NA | NA | NA | NA | NA | NA | NA | NA | NA | NA
2 | 190 | 202 | 190 202 Ceiling R-0 to R-19 Insulation / Multi Attached | 0 | 0 | -54.7166 | -17.2012 | -18.4798 | -8.7249 | -7.5186 | -7.2644 | -2.684 | -0.76688 | 0.061918 | -5.1126 | -2.7038 | -6.2373 | 1.6855 | -7.9444 | -4.7355 | -5.1216 | 0.12932 | -0.26875 | 1.6991 | 1.9571 | 0 | 0 | 0 | 0 | 0 | 0 | 0 | 0 | -143.9474 | -120.9536 | 0.77518 | NA | 6168.2 | 297.7462 | 173.1791 | No | No | No | NA | Drop | 6096.9651 | 2 | NA | M | NA | NA | 14.29% | 297.7462 | 100.9459 | 93.9705 | 3464.8602 | NA | NA | NA | NA | NA | NA | NA | NA | NA | NA | NA | NA | NA
2 | 190 | 203 | 190 203 Ceiling R-19 to R-38 Insulation / Multi Attached | 0 | 0 | -37.788 | -0.65094 | -0.63523 | -0.5345 | -0.10438 | -0.6332 | -0.39531 | -0.35197 | 0.27227 | -0.28202 | -0.28996 | -0.90879 | -0.8325 | -0.25828 | -0.52696 | -0.83049 | -0.46556 | -0.73332 | -0.16221 | 0.21828 | 0 | 0 | 0 | 0 | 0 | 0 | 0 | 0 | -45.893 | -42.513 | 0.28885 | NA | 371.3 | 13.539 | 229.2563 | No | No | No | NA | Drop | 368.0608 | 2 | NA | M | NA | NA | 14.29% | 13.539 | 4.5394 | 4.273 | 24082.6413 | NA | NA | NA | NA | NA | NA | NA | NA | NA | NA | NA | NA | NA
2 | 190 | 204 | 190 204 Wall 2x4 R-0 to Blow-In R-13 Insulation / Multi Attached | 0 | 0 | -38.3866 | -1.3661 | -1.3023 | -0.89887 | -0.54099 | -1.0846 | -0.71665 | -0.93335 | -0.30466 | -0.72067 | -0.6918 | -1.1498 | -0.89975 | -1.3304 | -0.83182 | -1.1714 | -0.71066 | -0.96011 | -0.93625 | -0.54245 | 0 | 0 | 0 | 0 | 0 | 0 | 0 | 0 | -55.4793 | -48.2914 | 0.36298 | NA | 383.4 | 23.0648 | 138.9587 | No | No | No | NA | Drop | 377.8818 | 2 | NA | M | NA | NA | 14.29% | 23.0648 | 7.7342 | 7.2794 | 20069.233 | NA | NA | NA | NA | NA | NA | NA | NA | NA | NA | NA | NA | NA
2 | 190 | 205 | 190 205 Weather Strip/Caulk w/Blower Door / Multi Attached | 0 | 0 | -39.8352 | -2.5436 | -2.9207 | -1.8136 | -1.9276 | 0 | 0 | 0 | 0 | 0 | 0 | 0 | 0 | 0 | 0 | 0 | 0 | 0 | 0 | 0 | 0 | 0 | 0 | 0 | 0 | 0 | 0 | 0 | -49.0408 | -47.8046 | 0.24318 | NA | 400 | 46.7165 | 71.577 | No | No | No | NA | Drop | 388.8232 | 2 | NA | M | NA | NA | 14.29% | 46.7165 | 1.4953 | 0.74498 | 9925.148 | NA | NA | NA | NA | NA | NA | NA | NA | NA | NA | NA | NA | NA
2 | 220 | 221 | 220 221 CFL (18-Watt integral ballast), 0.5 hr/day / Multi Attached | 0 | 0 | -39.1111 | -1.9531 | -2.2527 | -1.7098 | -1.4569 | -1.7581 | -0.86677 | -1.1426 | -0.5074 | -1.0953 | -1.057 | -1.1191 | -0.81001 | -1.9191 | -1.1901 | -1.2727 | -0.69862 | -1.2173 | -0.18562 | -0.7862 | -0.76881 | -1.3405 | -0.98262 | -0.73591 | -1.85 | -0.91877 | -2.1993 | 0 | -70.9053 | -55.3956 | 0.49872 | NA | 14.72 | 37.1179 | 3.3152 | No | No | No | NA | Drop | 5.8397 | 2 | NA | N | NA | NA | 31.37% | 37.1179 | 1.9646 | 2.769 | 282432.6931 | NA | 0 | NA | NA | NA | NA | NA | NA | NA | NA | NA | NA | NA
2 | 230 | 231 | 230 231 CFL (18-Watt integral ballast), 2.5 hr/day / Multi Attached | 0 | 0 | -59.3343 | -22.0465 | -22.919 | -18.4781 | -19.6299 | 0 | 0 | 0 | 0 | 0 | 0 | 0 | 0 | 0 | 0 | 0 | 0 | 0 | 0 | 0 | 0 | 0 | 0 | 0 | 0 | 0 | 0 | 0 | -142.4077 | -130.8548 | 0.40235 | NA | 25.76 | 324.7816 | 0.66304 | Yes | Yes | Yes | NA | Drop | 0 | 0.66304 | NA | N | NA | NA | 53.84% | 324.7816 | 17.1907 | 24.2286 | 282432.6931 | NA | 0 | NA | NA | NA | NA | NA | NA | NA | NA | NA | NA | NA
2 | 240 | 241 | 240 241 CFL (18-Watt integral ballast), 6.0 hr/day / Multi Attached | 0 | 0 | -48.3207 | -10.9228 | 0 | 0 | 0 | 0 | 0 | 0 | 0 | 0 | 0 | 0 | 0 | 0 | 0 | 0 | 0 | 0 | 0 | 0 | 0 | 0 | 0 | 0 | 0 | 0 | 0 | 0 | -59.2435 | -58.5804 | 0.22508 | NA | 5.52 | 167.0305 | 0.27627 | Yes | Yes | Yes | NA | Drop | 0 | 0.27627 | NA | N | NA | NA | 57.63% | 167.0305 | 8.8409 | 12.4604 | 282432.6931 | NA | 0 | NA | NA | NA | NA | NA | NA | NA | NA | NA | NA | NA
2 | 250 | 251 | 250 251 ROB 2L4'T8, 1EB / Multi Attached | 0 | 0 | -37.7709 | -0.50987 | -0.73455 | -0.37843 | -0.25466 | -0.96568 | -0.47258 | -0.17555 | 0.052235 | -0.35502 | -0.61369 | -0.73301 | -0.6508 | -0.32206 | -0.94902 | -0.96519 | -0.15935 | -0.64439 | 0.36537 | -0.21977 | -0.73466 | -0.38408 | -1.3893 | -0.44298 | -0.48143 | -0.045516 | -0.63853 | -0.81584 | -51.3892 | -44.0311 | 0.28874 | NA | 0.7 | 12.3505 | 0.4738 | Yes | Yes | Yes | NA | Drop | 0 | 0.4738 | NA | N | NA | NA | 55.8% | 12.3505 | 0.65077 | 0.92134 | 372635.7615 | NA | 0 | NA | NA | NA | NA | NA | NA | NA | NA | NA | NA | NA
2 | 250 | 252 | 250 252 RET 2L4'T8, 1EB / Multi Attached | 0 | 0 | -37.7709 | -0.50987 | -0.73455 | -0.37843 | -0.25466 | -0.96568 | -0.47258 | -0.17555 | 0.052235 | -0.35502 | -0.61369 | -0.73301 | -0.6508 | -0.32206 | -0.94902 | -0.96519 | -0.15935 | -0.64439 | 0.36537 | -0.21977 | -0.73466 | -0.38408 | -1.3893 | -0.44298 | -0.48143 | -0.045516 | -0.63853 | -0.81584 | -51.3892 | -44.0311 | 0.28874 | NA | 0.7 | 12.3505 | 0.4738 | Yes | Yes | Yes | NA | Drop | 0 | 0.4738 | NA | N | NA | NA | 55.8% | 12.3505 | 0.65077 | 0.92134 | 372635.7615 | NA | 0 | NA | NA | NA | NA | NA | NA | NA | NA | NA | NA | NA
2 | 260 | 261 | 260 261 CFL - medium screw based <30 Watts / Multi Attached | 0 | 0 | -41.5248 | -4.0879 | 0 | 0 | 0 | 0 | 0 | 0 | 0 | 0 | 0 | 0 | 0 | 0 | 0 | 0 | 0 | 0 | 0 | 0 | 0 | 0 | 0 | 0 | 0 | 0 | 0 | 0 | -45.6127 | -45.3645 | 0.14464 | NA | 8 | 69.4124 | 0.96347 | Yes | Yes | Yes | NA | Drop | 0 | 0.96347 | NA | N | NA | NA | 51% | 69.4124 | 3.6672 | 5.1781 | 284269.7412 | NA | NA | NA | NA | NA | NA | NA | NA | NA | NA | NA | NA | NA
2 | 260 | 262 | 260 262 Photocell/timeclock / Multi Attached | 0 | 0 | -37.5555 | -0.66743 | -0.78633 | -0.69105 | -0.52024 | -0.80125 | -0.31864 | -0.52885 | 0.094044 | -0.46012 | -0.71696 | -0.83525 | -0.76463 | -0.44481 | -0.71507 | -1.0231 | -0.41191 | -0.93138 | 0.13778 | -0.48368 | -0.93937 | -0.65507 | -0.70012 | -1.2883 | -0.83311 | 0.096516 | -0.51445 | -1.0829 | -54.3413 | -45.2283 | 0.32201 | NA | 8 | 14.7309 | 4.5399 | No | No | No | NA | Drop | 4.4757 | 2 | NA | N | NA | NA | 26.4% | 14.7309 | 0.77309 | 1.0989 | 279476.8211 | NA | 1149.6667 | NA | NA | NA | NA | NA | NA | NA | NA | NA | NA | NA
2 | 300 | 301 | 300 301 HE Refrigerator - Energy Star version of above / Multi Attached | 0 | 0 | -52.0705 | -14.6245 | -15.0326 | -12.2351 | -12.6034 | -12.7443 | -11.2291 | -11.0179 | -10.7996 | -11.6981 | -10.9943 | -11.5943 | -9.6062 | -12.5666 | 0 | 0 | 0 | 0 | 0 | 0 | 0 | 0 | 0 | 0 | 0 | 0 | 0 | 0 | -208.8166 | -158.1506 | 0.52181 | NA | 79.3 | 220.8798 | 3.0012 | No | No | No | NA | Drop | 26.4552 | 2 | NA | N | NA | NA | 33.19% | 220.8798 | 29.4455 | 27.273 | 331972.069 | NA | 0 | NA | NA | NA | NA | NA | NA | NA | NA | NA | NA | NA
2 | 350 | 351 | 350 351 HE Freezer / Multi Attached | 0 | 0 | -40.7539 | -3.2041 | -3.5306 | -2.3098 | -1.943 | -2.2877 | -1.3155 | -1.3891 | -0.7599 | -1.5476 | -1.7494 | 0 | 0 | 0 | 0 | 0 | 0 | 0 | 0 | 0 | 0 | 0 | 0 | 0 | 0 | 0 | 0 | 0 | -60.7907 | -56.0532 | 0.43543 | NA | 39.8 | 55.9182 | 5.9499 | No | No | No | NA | Drop | 26.4217 | 2 | NA | N | NA | NA | 22.63% | 55.9182 | 7.4516 | 6.9045 | 28110.2571 | NA | 0 | NA | NA | NA | NA | NA | NA | NA | NA | NA | NA | NA
2 | 400 | 401 | 400 401 Heat Pump Water Heater (EF=2.9) / Multi Attached | 0 | 0 | -114.0166 | -75.3313 | -78.826 | -55.207 | -55.8485 | -52.6623 | -43.6324 | -37.5806 | -35.8061 | -49.6011 | 0 | 0 | 0 | 0 | 0 | 0 | 0 | 0 | 0 | 0 | 0 | 0 | 0 | 0 | 0 | 0 | 0 | 0 | -598.5121 | -486.1687 | 0.61709 | NA | 891 | 1191.6101 | 6.2507 | No | No | No | NA | Drop | 605.9107 | 2 | NA | N | NA | NA | 21.67% | 1191.6101 | 107.3301 | 275.8368 | 170137.6437 | NA | 1858.333 | NA | NA | NA | NA | NA | NA | NA | NA | NA | NA | NA
2 | 400 | 403 | 400 403 Solar Water Heat / Multi Attached | 0 | 0 | -118.9627 | -79.2909 | -82.5714 | -67.5484 | -70.36 | -67.1233 | -60.648 | -57.7764 | -55.8663 | -64.4551 | -57.5661 | -61.32 | -47.8629 | -66.3292 | -60.6144 | 0 | 0 | 0 | 0 | 0 | 0 | 0 | 0 | 0 | 0 | 0 | 0 | 0 | -1018.2952 | -714.2859 | 0.57599 | NA | 3892 | 1180.5847 | 27.5587 | No | No | No | NA | Drop | 3609.5485 | 2 | NA | N | NA | NA | 14.29% | 1180.5847 | 151.8342 | 0 | 268638.3848 | NA | NA | NA | NA | NA | NA | NA | NA | NA | NA | NA | NA | NA
2 | 400 | 404 | 400 404 AC Heat Recovery Units / Multi Attached | 0 | 0 | -47.6351 | -10.8387 | -11.3893 | -4.0363 | -3.3726 | -2.6369 | 1.151 | 2.0589 | 2.8241 | -1.7793 | 0 | 0 | 0 | 0 | 0 | 0 | 0 | 0 | 0 | 0 | 0 | 0 | 0 | 0 | 0 | 0 | 0 | 0 | -75.6542 | -72.945 | 0.69049 | NA | 0 | 192.076 | 0 | Yes | Yes | Yes | NA | Drop | 0 | 0 | NA | N | NA | NA | 60% | 192.076 | 76.427 | 0 | 260579.2333 | NA | 32.6667 | NA | NA | NA | NA | NA | NA | NA | NA | NA | NA | NA
2 | 400 | 405 | 400 405 Low Flow Showerhead / Multi Attached | 0 | 0 | -44.7716 | -7.534 | -8.4308 | -5.51 | -5.7124 | -5.3777 | -4.6819 | -4.4605 | -3.272 | -4.81 | 0 | 0 | 0 | 0 | 0 | 0 | 0 | 0 | 0 | 0 | 0 | 0 | 0 | 0 | 0 | 0 | 0 | 0 | -94.561 | -83.0427 | 0.50554 | NA | 13 | 126.582 | 0.85853 | Yes | Yes | Yes | NA | Drop | 0 | 0.85853 | NA | N | NA | NA | 51.94% | 126.582 | 11.4015 | 29.3015 | 222291.4797 | NA | 1149.6667 | NA | NA | NA | NA | NA | NA | NA | NA | NA | NA | NA
2 | 400 | 406 | 400 406 Pipe Wrap / Multi Attached | 0 | 0 | -38.7951 | -1.6404 | -1.7842 | -1.271 | -1.4844 | -1.5482 | -0.96755 | -0.98613 | -0.36095 | -1.1545 | -1.1198 | -0.90163 | -0.62142 | 0 | 0 | 0 | 0 | 0 | 0 | 0 | 0 | 0 | 0 | 0 | 0 | 0 | 0 | 0 | -52.6352 | -48.7711 | 0.38233 | NA | 1 | 33.2944 | 0.25108 | Yes | Yes | Yes | NA | Drop | 0 | 0.25108 | NA | N | NA | NA | 57.63% | 33.2944 | 2.9976 | 7.7071 | 231191.8221 | NA | 1149.6667 | NA | NA | NA | NA | NA | NA | NA | NA | NA | NA | NA
2 | 400 | 407 | 400 407 Faucet Aerators / Multi Attached | 0 | 0 | -40.1196 | -2.7 | -2.8543 | -2.2627 | -2.3478 | -2.4419 | -1.9598 | -1.5105 | -1.1167 | -2.0336 | 0 | 0 | 0 | 0 | 0 | 0 | 0 | 0 | 0 | 0 | 0 | 0 | 0 | 0 | 0 | 0 | 0 | 0 | -59.3469 | -54.8159 | 0.38268 | NA | 4 | 50.0715 | 0.66781 | Yes | Yes | Yes | NA | Drop | 0 | 0.66781 | NA | N | NA | NA | 53.84% | 50.0715 | 4.5085 | 11.5907 | 263754.0506 | NA | 1149.666 | NA | NA | NA | NA | NA | NA | NA | NA | NA | NA | NA
2 | 400 | 408 | 400 408 Water Heater Blanket / Multi Attached | 0 | 0 | -47.7517 | -10.7245 | -11.355 | -7.3721 | -7.8451 | -7.6403 | -6.0905 | 0 | 0 | 0 | 0 | 0 | 0 | 0 | 0 | 0 | 0 | 0 | 0 | 0 | 0 | 0 | 0 | 0 | 0 | 0 | 0 | 0 | -98.7793 | -89.8274 | 0.4637 | NA | 21 | 170.9998 | 1.0266 | No | Yes | Yes | NA | Drop | 0 | 1.0266 | NA | N | NA | NA | 50.56% | 170.9998 | 15.4086 | 39.5835 | 150437.4955 | NA | 1149.6667 | NA | NA | NA | NA | NA | NA | NA | NA | NA | NA | NA
2 | 400 | 409 | 400 409 Water Heater Temperature Check and Adjustment / Multi Attached | 0 | 0 | -38.0349 | -0.64509 | -0.77969 | -0.9434 | -0.60366 | 0 | 0 | 0 | 0 | 0 | 0 | 0 | 0 | 0 | 0 | 0 | 0 | 0 | 0 | 0 | 0 | 0 | 0 | 0 | 0 | 0 | 0 | 0 | -41.0068 | -40.5804 | 0.12435 | NA | 0 | 16.6831 | 0 | Yes | Yes | Yes | NA | Drop | 0 | 0 | NA | N | NA | NA | 60% | 16.6831 | 1.5021 | 3.8618 | 107455.3539 | NA | 1149.6667 | NA | NA | NA | NA | NA | NA | NA | NA | NA | NA | NA
2 | 400 | 410 | 400 410 Water Heater Timeclock / Multi Attached | 0 | 0 | -42.316 | -4.8668 | -5.4152 | -3.3122 | -3.1449 | -4.2907 | -2.7676 | -2.8958 | -2.3062 | -2.8122 | 0 | 0 | 0 | 0 | 0 | 0 | 0 | 0 | 0 | 0 | 0 | 0 | 0 | 0 | 0 | 0 | 0 | 0 | -74.1276 | -66.7608 | 0.45851 | NA | 46 | 83.4154 | 4.6099 | No | No | No | NA | Drop | 26.0431 | 2 | NA | N | NA | NA | 26.1% | 83.4154 | 7.5107 | 19.3092 | 193419.6371 | NA | 1149.6667 | NA | NA | NA | NA | NA | NA | NA | NA | NA | NA | NA
2 | 400 | 411 | 400 411 Heat Trap / Multi Attached | 0 | 0 | -46.5386 | -9.1544 | -9.8713 | -6.2497 | -6.5681 | -6.5828 | -5.2603 | -4.833 | -4.2826 | -5.9616 | 0 | 0 | 0 | 0 | 0 | 0 | 0 | 0 | 0 | 0 | 0 | 0 | 0 | 0 | 0 | 0 | 0 | 0 | -105.3023 | -91.6678 | 0.52487 | NA | 17 | 150.7358 | 0.94279 | Yes | Yes | Yes | NA | Drop | 0 | 0.94279 | NA | N | NA | NA | 51.47% | 150.7358 | 13.5739 | 34.8927 | 193419.6371 | NA | 1149.6667 | NA | NA | NA | NA | NA | NA | NA | NA | NA | NA | NA
2 | 500 | 502 | 500 502 Energy Star CW CEE Tier 2 (MEF=2.0) / Multi Attached | 0 | 0 | -49.0564 | -11.6475 | -12.5926 | -9.4142 | -9.9723 | -10.2873 | -9.0711 | -8.7612 | -7.9857 | -9.1479 | -8.722 | 0 | 0 | 0 | 0 | 0 | 0 | 0 | 0 | 0 | 0 | 0 | 0 | 0 | 0 | 0 | 0 | 0 | -146.6582 | -120.7789 | 0.48914 | NA | 185.25 | 179.019 | 8.6505 | No | No | No | NA | Drop | 142.4202 | 2 | NA | N | NA | NA | 16.33% | 179.019 | 25.1525 | 25.0943 | 231738.6576 | NA | 0 | NA | NA | NA | NA | NA | NA | NA | NA | NA | NA | NA
2 | 500 | 503 | 500 503 Energy Star CW CEE Tier 3 (MEF=2.2) / Multi Attached | 0 | 0 | -53.4224 | -16.2072 | -16.9135 | -13.5102 | -14.2923 | -13.9661 | -11.9788 | -12.0686 | -11.3205 | -13.1515 | -12.1851 | 0 | 0 | 0 | 0 | 0 | 0 | 0 | 0 | 0 | 0 | 0 | 0 | 0 | 0 | 0 | 0 | 0 | -189.0162 | -152.9667 | 0.50166 | NA | 313.67 | 242.3365 | 10.8203 | No | No | No | NA | Drop | 255.6917 | 2 | NA | N | NA | NA | 14.29% | 242.3365 | 34.0488 | 33.9699 | 241496.0748 | NA | 0 | NA | NA | NA | NA | NA | NA | NA | NA | NA | NA | NA
2 | 700 | 701 | 700 701 Energy Star DW (EF=0.68) / Multi Attached | 0 | 0 | -49.0477 | -11.3924 | -12.4324 | -9.5944 | -10.43 | -10.4303 | -8.9024 | -9.0567 | -8.4406 | -9.1065 | -8.9472 | -9.3007 | -8.1279 | 0 | 0 | 0 | 0 | 0 | 0 | 0 | 0 | 0 | 0 | 0 | 0 | 0 | 0 | 0 | -165.2091 | -129.9493 | 0.49607 | NA | 263 | 175.2343 | 12.5464 | No | No | No | NA | Drop | 221.0757 | 2 | NA | N | NA | NA | 14.29% | 175.2343 | 17.1845 | 12.4432 | 233734.493 | NA | 0 | NA | NA | NA | NA | NA | NA | NA | NA | NA | NA | NA
2 | 800 | 801 | 800 801 Two Speed Pool Pump (1.5 hp) / Multi Attached | 0 | 0 | -138.016 | -99.246 | -103.777 | -73.8114 | -73.6927 | 0 | 0 | 0 | 0 | 0 | 0 | 0 | 0 | 0 | 0 | 0 | 0 | 0 | 0 | 0 | 0 | 0 | 0 | 0 | 0 | 0 | 0 | 0 | -488.543 | -441.3221 | 0.51775 | NA | 245 | 1567.6986 | 1.3064 | No | Yes | Yes | NA | Drop | 0 | 1.3064 | NA | N | NA | NA | 47.89% | 1567.6986 | 334.7069 | 65.081 | 926.9546 | NA | 1149.6667 | NA | NA | NA | NA | NA | NA | NA | NA | NA | NA | NA
2 | 800 | 802 | 800 802 High Efficiency One Speed Pool Pump (1.5 hp) / Multi Attached | 0 | 0 | -87.9784 | -49.9002 | -51.9039 | -37.145 | -37.4334 | 0 | 0 | 0 | 0 | 0 | 0 | 0 | 0 | 0 | 0 | 0 | 0 | 0 | 0 | 0 | 0 | 0 | 0 | 0 | 0 | 0 | 0 | 0 | -264.3608 | -240.5607 | 0.49839 | NA | 80 | 790.1266 | 0.8464 | Yes | Yes | Yes | NA | Drop | 0 | 0.8464 | NA | N | NA | NA | 52.41% | 790.1266 | 168.6936 | 32.8011 | 926.9546 | NA | 1149.6667 | NA | NA | NA | NA | NA | NA | NA | NA | NA | NA | NA
2 | 800 | 803 | 800 803 Variable-Speed Pool Pump (<1 hp) / Multi Attached | 0 | 0 | -188.9383 | -149.4648 | -155.7542 | -110.4805 | -111.4254 | -104.9447 | -86.5059 | -75.4285 | -71.9122 | -98.7205 | 0 | 0 | 0 | 0 | 0 | 0 | 0 | 0 | 0 | 0 | 0 | 0 | 0 | 0 | 0 | 0 | 0 | 0 | -1153.575 | -929.5677 | 0.62468 | NA | 850 | 2358.4383 | 3.0129 | No | No | No | NA | Drop | 285.7504 | 2 | NA | N | NA | NA | 33.19% | 2358.4383 | 503.5314 | 97.9075 | 965.9843 | NA | 3540.6667 | NA | NA | NA | NA | NA | NA | NA | NA | NA | NA | NA
2 | 800 | 804 | 800 804 PV-Powered Pool Pumps / Multi Attached | 0 | 0 | -240.499 | -199.694 | -208.3939 | -147.0345 | -149.2529 | -140.6526 | -114.8127 | -100.7611 | -97.9204 | -132.0637 | 0 | 0 | 0 | 0 | 0 | 0 | 0 | 0 | 0 | 0 | 0 | 0 | 0 | 0 | 0 | 0 | 0 | 0 | -1531.0849 | -1231.1053 | 0.62673 | NA | 4900 | 3152.5253 | 12.9933 | No | No | No | NA | Drop | 4145.7674 | 2 | NA | N | NA | NA | 14.29% | 3152.5253 | 673.0706 | 130.873 | 637.5496 | NA | 367 | NA | NA | NA | NA | NA | NA | NA | NA | NA | NA | NA
2 | 900 | 901 | 900 901 Energy Star TV / Multi Attached | 0 | 0 | -37.732 | -0.47144 | -0.44241 | -0.64351 | -0.51163 | -0.96822 | -0.039092 | 0 | 0 | 0 | 0 | 0 | 0 | 0 | 0 | 0 | 0 | 0 | 0 | 0 | 0 | 0 | 0 | 0 | 0 | 0 | 0 | 0 | -40.8083 | -40.2314 | 0.12677 | NA | 0 | 11.8901 | 0 | Yes | Yes | Yes | NA | Drop | 0 | 0 | NA | N | NA | NA | 60% | 11.8901 | 1.5072 | 1.2992 | 171084.5951 | NA | 0 | NA | NA | NA | NA | NA | NA | NA | NA | NA | NA | NA
2 | 910 | 911 | 910 911 Energy Star TV / Multi Attached | 0 | 0 | -39.7253 | -2.5596 | -3.054 | -1.9425 | -1.9939 | -1.83 | -1.3292 | 0 | 0 | 0 | 0 | 0 | 0 | 0 | 0 | 0 | 0 | 0 | 0 | 0 | 0 | 0 | 0 | 0 | 0 | 0 | 0 | 0 | -52.4345 | -50.2364 | 0.30151 | NA | 0 | 45.763 | 0 | Yes | Yes | Yes | NA | Drop | 0 | 0 | NA | N | NA | NA | 60% | 45.763 | 5.8009 | 5.0005 | 47606.2901 | NA | 0 | NA | NA | NA | NA | NA | NA | NA | NA | NA | NA | NA
2 | 920 | 921 | 920 921 Energy Star Set-Top Box / Multi Attached | 0 | 0 | -40.1107 | -2.815 | -2.98 | -2.0377 | -1.9467 | -2.7232 | -1.7983 | 0 | 0 | 0 | 0 | 0 | 0 | 0 | 0 | 0 | 0 | 0 | 0 | 0 | 0 | 0 | 0 | 0 | 0 | 0 | 0 | 0 | -54.4116 | -51.8138 | 0.32034 | NA | 0 | 51.4161 | 0 | Yes | Yes | Yes | NA | Drop | 0 | 0 | NA | N | NA | NA | 60% | 51.4161 | 6.5175 | 5.6183 | 225334.0551 | NA | 0 | NA | NA | NA | NA | NA | NA | NA | NA | NA | NA | NA
2 | 930 | 931 | 930 931 Energy Star DVD Player / Multi Attached | 0 | 0 | -38.8064 | -1.2816 | -1.6323 | -1.1438 | -0.8214 | -1.3708 | -0.35699 | 0 | 0 | 0 | 0 | 0 | 0 | 0 | 0 | 0 | 0 | 0 | 0 | 0 | 0 | 0 | 0 | 0 | 0 | 0 | 0 | 0 | -45.4132 | -44.2848 | 0.24087 | NA | 0 | 27.9604 | 0 | Yes | Yes | Yes | NA | Drop | 0 | 0 | NA | N | NA | NA | 60% | 27.9604 | 3.5443 | 3.0552 | 135929.9726 | NA | 0 | NA | NA | NA | NA | NA | NA | NA | NA | NA | NA | NA
2 | 940 | 941 | 940 941 Energy Star VCR / Multi Attached | 0 | 0 | -40.8488 | -3.4222 | -3.5148 | -2.5049 | -1.7023 | -2.7489 | -1.4232 | 0 | 0 | 0 | 0 | 0 | 0 | 0 | 0 | 0 | 0 | 0 | 0 | 0 | 0 | 0 | 0 | 0 | 0 | 0 | 0 | 0 | -56.1651 | -53.5521 | 0.34052 | NA | 0 | 57.9265 | 0 | Yes | Yes | Yes | NA | Drop | 0 | 0 | NA | N | NA | NA | 60% | 57.9265 | 7.3428 | 6.3297 | 27865.595 | NA | 0 | NA | NA | NA | NA | NA | NA | NA | NA | NA | NA | NA
2 | 950 | 951 | 950 951 Energy Star Desktop PC / Multi Attached | 0 | 0 | -38.821 | -1.5421 | -1.9292 | -1.1624 | -1.4244 | -1.4314 | -0.84714 | 0 | 0 | 0 | 0 | 0 | 0 | 0 | 0 | 0 | 0 | 0 | 0 | 0 | 0 | 0 | 0 | 0 | 0 | 0 | 0 | 0 | -47.1578 | -45.6719 | 0.26067 | NA | 0 | 32.4659 | 0 | Yes | Yes | Yes | NA | Drop | 0 | 0 | NA | N | NA | NA | 60% | 32.4659 | 4.1154 | 3.5476 | 167819.9522 | NA | 0 | NA | NA | NA | NA | NA | NA | NA | NA | NA | NA | NA
2 | 960 | 961 | 960 961 Energy Star Laptop PC / Multi Attached | 0 | 0 | -37.6237 | -0.612 | -0.59366 | -0.49144 | -0.37445 | -0.83696 | -0.34765 | 0 | 0 | 0 | 0 | 0 | 0 | 0 | 0 | 0 | 0 | 0 | 0 | 0 | 0 | 0 | 0 | 0 | 0 | 0 | 0 | 0 | -40.8799 | -40.2717 | 0.14462 | NA | 0 | 13.2114 | 0 | Yes | Yes | Yes | NA | Drop | 0 | 0 | NA | N | NA | NA | 60% | 13.2114 | 1.6747 | 1.4436 | 46989.5866 | NA | 0 | NA | NA | NA | NA | NA | NA | NA | NA | NA | NA | NA
3 | 100 | 102 | 100 102 15 SEER Split-System Air Conditioner / Single Detached - Manufactured | 0 | 0 | -46.7105 | -9.5258 | -10.5639 | 2.2085 | 4.1435 | 4.8711 | 10.2819 | 12.2617 | 13.6641 | 6.1743 | 8.036 | 4.8718 | 15.7762 | 2.8337 | 7.7854 | 6.8779 | 13.2684 | 13.6498 | 0 | 0 | 0 | 0 | 0 | 0 | 0 | 0 | 0 | 0 | 59.9043 | 1.3426 | 1.0037 | 0.90793 | 400 | 206.0441 | 16.2287 | No | No | No | NA | Drop | 350.7046 | 2 | 1.3426 | M | NA | 16.1742 | 14.29% | 206.0441 | 125.534 | 0 | 60238.723 | NA | 948 | NA | NA | NA | NA | NA | NA | NA | NA | NA | NA | NA
3 | 100 | 103 | 100 103 17 SEER Split-System Air Conditioner / Single Detached - Manufactured | 0 | 0 | -59.8481 | -22.0376 | -23.9567 | 6.5037 | 13.5179 | 14.5491 | 28.3356 | 36.4436 | 36.3213 | 16.6709 | 24.0846 | 12.6468 | 41.6122 | 12.0995 | 21.2791 | 20.8267 | 36.0253 | 38.2529 | 0 | 0 | 0 | 0 | 0 | 0 | 0 | 0 | 0 | 0 | 253.3267 | 86.9394 | 1.1083 | 0.52321 | 1700 | 485.5557 | 29.268 | No | No | No | NA | Drop | 1583.8322 | 2 | 86.9394 | M | NA | 27.7712 | 14.29% | 485.5557 | 317.5439 | 0 | 60589.8237 | NA | 5110.9277 | NA | NA | NA | NA | NA | NA | NA | NA | NA | NA | NA
3 | 100 | 104 | 100 104 19 SEER Split-System Air Conditioner / Single Detached - Manufactured | 0 | 0 | -68.8365 | -31.8384 | -34.4475 | 9.1847 | 20.1689 | 21.6194 | 41.1109 | 51.6543 | 51.4605 | 24.7644 | 33.5819 | 18.8295 | 59.5898 | 17.2778 | 31.2562 | 30.1628 | 51.9963 | 54.413 | 0 | 0 | 0 | 0 | 0 | 0 | 0 | 0 | 0 | 0 | 381.948 | 142.608 | 1.1259 | 0.42509 | 3000 | 694.9539 | 36.0868 | No | No | No | NA | Drop | 2833.7343 | 2 | 142.608 | M | NA | 34.3714 | 14.29% | 694.9539 | 454.2418 | 0 | 61140.6403 | NA | 5157.3907 | NA | NA | NA | NA | NA | NA | NA | NA | NA | NA | NA
3 | 100 | 105 | 100 105 14 SEER Split-System Heat Pump / Single Detached - Manufactured | 0 | 0 | -63.1281 | -26.5652 | -28.2445 | 19.2677 | 32.7203 | 33.5061 | 55.6941 | 67.5755 | 67.2144 | 36.1126 | 47.2228 | 29.0391 | 75.7689 | 28.8658 | 43.0647 | 0 | 0 | 0 | 0 | 0 | 0 | 0 | 0 | 0 | 0 | 0 | 0 | 0 | 418.1141 | 202.3033 | 1.222 | 3.5378 | 300 | 626.5019 | 4.003 | No | No | No | 150.1112 | Keep | 150.1112 | 2 | 150.1112 | M | 37 | 2 | 28.22% | 626.5019 | 110.991 | 535.2505 | 58049.8159 | 4896.6707 | 4896.6707 | 8191.181 | 1025.1198 | 1982.0318 | 2815.8408 | 3494.0417 | 4008.9702 | 4373.9191 | 4615.3614 | 4764.4657 | 4850.4189 | 4896.6707
3 | 100 | 106 | 100 106 15 SEER Split-System Heat Pump / Single Detached - Manufactured | 0 | 0 | -78.1542 | -41.1386 | -43.6646 | 4.1727 | 15.522 | 17.2063 | 39.0612 | 50.5091 | 51.2486 | 20.8244 | 31.8222 | 14.673 | 60.5222 | 12.823 | 27.7275 | 0 | 0 | 0 | 0 | 0 | 0 | 0 | 0 | 0 | 0 | 0 | 0 | 0 | 183.1549 | 45.2435 | 1.0368 | 1.8215 | 700 | 854.9365 | 6.8446 | No | No | No | 267.302 | Keep | 495.4589 | 2 | 45.2435 | M | 37 | 6.4022 | 20.28% | 854.9365 | 501 | 0 | 60238.723 | 5081.3114 | 5081.3114 | 6108.4551 | 1063.7744 | 2056.769 | 2922.0188 | 3625.7929 | 4160.138 | 4538.8482 | 4789.3946 | 4944.1212 | 5033.3155 | 5081.3114
3 | 100 | 107 | 100 107 17 SEER Split-System Heat Pump / Single Detached - Manufactured | 0 | 0 | -93.7784 | -56.479 | -60.4409 | 4.5361 | 19.674 | 21.5468 | 50.7028 | 67.3634 | 67.4049 | 26.6773 | 41.9944 | 19.1425 | 80.7165 | 16.0891 | 35.7275 | 0 | 0 | 0 | 0 | 0 | 0 | 0 | 0 | 0 | 0 | 0 | 0 | 0 | 240.8769 | 61.0818 | 1.0365 | 0.35781 | 4844.82 | 1172.2148 | 34.5505 | No | No | No | NA | Drop | 4564.371 | 2 | 61.0818 | M | NA | 34.1149 | 14.29% | 1172.2148 | 416.625 | 726.4663 | 60589.8237 | NA | 5110.9277 | NA | NA | NA | NA | NA | NA | NA | NA | NA | NA | NA
3 | 100 | 108 | 100 108 13 EER Geothermal Heat Pump / Single Detached - Manufactured | 0 | 0 | -93.4612 | -56.2895 | -60.3523 | 4.5352 | 19.4398 | 21.8148 | 51.3162 | 66.9786 | 67.2894 | 26.6616 | 41.6953 | 19.4047 | 80.5399 | 16.392 | 36.0037 | 0 | 0 | 0 | 0 | 0 | 0 | 0 | 0 | 0 | 0 | 0 | 0 | 0 | 241.9683 | 61.8999 | 1.0371 | 0.15469 | 11184.9 | 1169.2231 | 79.9683 | No | No | No | NA | Drop | 10905.1668 | 2 | 61.8999 | N | NA | 79.5258 | 14.29% | 1169.2231 | 415.3026 | 724.6122 | 15300.4605 | NA | 0 | NA | NA | NA | NA | NA | NA | NA | NA | NA | NA | NA
3 | 100 | 109 | 100 109 HVAC Proper Sizing / Single Detached - Manufactured | 0 | 0 | -39.2864 | -1.9592 | -2.6412 | 8.3094 | 11.219 | 10.8501 | 16.3611 | 18.1964 | 19.086 | 12.1273 | 13.3673 | 10.2325 | 20.2921 | 8.8713 | 13.2054 | 0 | 0 | 0 | 0 | 0 | 0 | 0 | 0 | 0 | 0 | 0 | 0 | 0 | 118.231 | 52.8093 | 1.3413 | #DIV/0! | 0 | 84.3589 | 0 | Yes | Yes | Yes | NA | #DIV/0! | 0 | 0 | 0 |  | 0 | 0 | 60% | 84.3589 | 130.2332 | 0 | 30600.9211 | 0 | 0 | 0 | 0 | 0 | 0 | 0 | 0 | 0 | 0 | 0 | 0 | 0
3 | 100 | 110 | 100 110 Attic Venting / Single Detached - Manufactured | 0 | 0 | -47.9324 | -10.99 | -11.3523 | -0.79745 | 0.82651 | 0.97637 | 6.1057 | 8.0134 | 8.7187 | 2.68 | 0 | 0 | 0 | 0 | 0 | 0 | 0 | 0 | 0 | 0 | 0 | 0 | 0 | 0 | 0 | 0 | 0 | 0 | -43.7515 | -51.405 | 0.80198 | NA | 500 | 215.2187 | 19.4211 | No | No | No | NA | Drop | 448.5096 | 2 | NA | N | NA | NA | 14.29% | 215.2187 | 52.6176 | 116.0611 | 88130.6527 | NA | 0 | NA | NA | NA | NA | NA | NA | NA | NA | NA | NA | NA
3 | 100 | 111 | 100 111 Sealed Attic w/Sprayed Foam Insulated Roof Deck / Single Detached - Manufactured | 0 | 0 | -51.3634 | -14.0141 | -15.0129 | 22.2149 | 34.2161 | 33.9571 | 52.6803 | 61.2959 | 60.4877 | 36.5102 | 44.5099 | 30.2667 | 67.704 | 29.4922 | 41.4125 | 40.5755 | 60.5267 | 61.0414 | 64.4931 | 63.9542 | 65.1783 | 46.3057 | 46.6462 | 31.7497 | 34.4695 | 41.8995 | 43.8233 | 89.7333 | 1124.7536 | 417.7992 | 1.5104 | 0.58488 | 2113.9 | 387.2129 | 45.6371 | No | No | No | NA | Drop | 2021.2604 | 2 | 417.7992 | I | NA | 36.6172 | 14.29% | 387.2129 | 162.2414 | 422.6124 | 93026.8 | NA | 110 | NA | NA | NA | NA | NA | NA | NA | NA | NA | NA | NA
3 | 100 | 112 | 100 112 AC Maintenance (Outdoor Coil Cleaning) / Single Detached - Manufactured | 0 | 0 | -51.8524 | -14.6054 | -15.4628 | -3.1613 | 0 | 0 | 0 | 0 | 0 | 0 | 0 | 0 | 0 | 0 | 0 | 0 | 0 | 0 | 0 | 0 | 0 | 0 | 0 | 0 | 0 | 0 | 0 | 0 | -85.082 | -81.833 | 0.49444 | NA | 79 | 276.5472 | 2.388 | No | No | Yes | NA | Drop | 12.8369 | 2 | NA | I | NA | NA | 38.18% | 276.5472 | 127.5138 | 0 | 73442.2106 | NA | 5568.1666 | NA | NA | NA | NA | NA | NA | NA | NA | NA | NA | NA
3 | 100 | 113 | 100 113 AC Maintenance (Indoor Coil Cleaning) / Single Detached - Manufactured | 0 | 0 | -51.7488 | -14.5047 | -15.0855 | -2.8718 | 0 | 0 | 0 | 0 | 0 | 0 | 0 | 0 | 0 | 0 | 0 | 0 | 0 | 0 | 0 | 0 | 0 | 0 | 0 | 0 | 0 | 0 | 0 | 0 | -84.2109 | -81.0621 | 0.49455 | NA | 79 | 273.2499 | 2.4169 | No | No | Yes | NA | Drop | 13.6257 | 2 | NA | I | NA | NA | 37.74% | 273.2499 | 125.8868 | 0 | 78338.3579 | NA | 5568.1667 | NA | NA | NA | NA | NA | NA | NA | NA | NA | NA | NA
3 | 100 | 114 | 100 114 Proper Refrigerant Charging and Air Flow / Single Detached - Manufactured | 0 | 0 | -58.5864 | -21.3576 | -22.4305 | -5.1878 | -1.7953 | -0.69253 | 6.8928 | 10.1812 | 10.665 | 0.68163 | 0 | 0 | 0 | 0 | 0 | 0 | 0 | 0 | 0 | 0 | 0 | 0 | 0 | 0 | 0 | 0 | 0 | 0 | -81.6295 | -86.4894 | 0.8064 | NA | 79 | 396.1517 | 1.6671 | No | Yes | Yes | NA | Drop | 0 | 1.6671 | NA | I | NA | NA | 44.59% | 396.1517 | 180.4247 | 0 | 48961.4737 | NA | 5568.1667 | NA | NA | NA | NA | NA | NA | NA | NA | NA | NA | NA
3 | 100 | 115 | 100 115 Electronically Commutated Motors (ECM) on an Air Handler Unit / Single Detached - Manufactured | 0 | 0 | -52.2562 | -14.5208 | -15.6514 | -5.6327 | -4.203 | -3.8461 | 0.81352 | 2.8148 | 3.0733 | -2.5693 | 0.04883 | -3.0588 | 4.6807 | -4.9781 | -1.1176 | 0 | 0 | 0 | 0 | 0 | 0 | 0 | 0 | 0 | 0 | 0 | 0 | 0 | -96.4027 | -89.6533 | 0.77878 | NA | 89.9 | 263.9319 | 2.8474 | No | No | Yes | NA | Drop | 26.7551 | 2 | NA | M | NA | NA | 34.59% | 263.9319 | 103.2208 | 0 | 65146.9259 | NA | NA | NA | NA | NA | NA | NA | NA | NA | NA | NA | NA | NA
3 | 100 | 116 | 100 116 Duct Repair / Single Detached - Manufactured | 0 | 0 | -49.3704 | -12.1353 | -12.8767 | 2.6505 | 5.7359 | 6.63 | 13.3106 | 16.7187 | 17.1476 | 7.9193 | 11.4115 | 5.7158 | 20.1533 | 4.6529 | 9.3557 | 9.32 | 17.1091 | 17.3209 | 0 | 0 | 0 | 0 | 0 | 0 | 0 | 0 | 0 | 0 | 90.7695 | 14.5228 | 1.0322 | 2.5129 | 185 | 262.1933 | 5.8984 | No | No | No | 12.8128 | Keep | 122.271 | 2 | 14.5228 | M | 37 | 5.4354 | 22.76% | 262.1933 | 140.0457 | 172.9426 | 110163.3158 | 7373.015 | 7373.015 | 12538.2862 | 1543.5434 | 2984.3849 | 4239.8679 | 5261.0485 | 6036.3866 | 6585.8975 | 6949.4419 | 7173.9513 | 7303.3728 | 7373.015
3 | 100 | 117 | 100 117 Reflective Roof / Single Detached - Manufactured | 0 | 0 | -66.6686 | -29.2991 | -30.8923 | -6.791 | -1.6654 | -0.32867 | 10.0789 | 16.1015 | 16.3519 | 1.9376 | 7.3031 | -0.50765 | 22.1026 | -2.9729 | 5.1064 | 0 | 0 | 0 | 0 | 0 | 0 | 0 | 0 | 0 | 0 | 0 | 0 | 0 | -60.1437 | -85.4105 | 0.89446 | NA | 768.7 | 553.5057 | 11.6096 | No | No | No | NA | Drop | 636.2754 | 2 | NA | I | NA | NA | 14.29% | 553.5057 | 258.7993 | 0 | 41470.3682 | NA | NA | NA | NA | NA | NA | NA | NA | NA | NA | NA | NA | NA
3 | 100 | 118 | 100 118 Radiant Barrier / Single Detached - Manufactured | 0 | 0 | -57.2068 | -19.6958 | -21.295 | 5.3579 | 11.9472 | 13.0747 | 25.5277 | 31.7198 | 31.7971 | 15.4091 | 0 | 0 | 0 | 0 | 0 | 0 | 0 | 0 | 0 | 0 | 0 | 0 | 0 | 0 | 0 | 0 | 0 | 0 | 36.6358 | -5.1705 | 0.98928 | NA | 538 | 430.4377 | 10.4485 | No | No | No | NA | Drop | 435.019 | 2 | NA | I | NA | NA | 14.29% | 430.4377 | 280.6274 | 137.5784 | 87212.625 | NA | NA | NA | NA | NA | NA | NA | NA | NA | NA | NA | NA | NA
3 | 100 | 119 | 100 119 Window Film / Single Detached - Manufactured | 0 | 0 | -44.9915 | -7.865 | -8.5109 | -2.6171 | -2.1139 | -2.2923 | 0.31649 | 1.3208 | 1.809 | -1.5612 | 0 | 0 | 0 | 0 | 0 | 0 | 0 | 0 | 0 | 0 | 0 | 0 | 0 | 0 | 0 | 0 | 0 | 0 | -66.5055 | -64.101 | 0.65131 | NA | 272.3 | 141.955 | 16.0354 | No | No | No | NA | Drop | 238.3377 | 2 | NA | I | NA | NA | 14.29% | 141.955 | 54.6955 | -20.7457 | 82622.4869 | NA | 616.1111 | NA | NA | NA | NA | NA | NA | NA | NA | NA | NA | NA
3 | 100 | 120 | 100 120 Window Tinting / Single Detached - Manufactured | 0 | 0 | -44.1807 | -6.9287 | -7.5745 | -0.3475 | 0.95704 | 1.028 | 4.642 | 5.9545 | 6.5124 | 2.7055 | 3.9386 | 0.79593 | 7.3458 | 1.0242 | 2.7093 | 2.6811 | 6.383 | 5.8498 | 8.4559 | 7.909 | 7.1737 | 3.6665 | 5.1737 | 0.80558 | 2.2738 | 3.4878 | 2.542 | 11.132 | 46.1157 | -17.2327 | 0.9467 | NA | 272.3 | 141.9551 | 16.0354 | No | No | No | NA | Drop | 238.3376 | 2 | NA | I | NA | NA | 14.29% | 141.9551 | 74.6526 | 0 | 82622.4869 | NA | 0 | NA | NA | NA | NA | NA | NA | NA | NA | NA | NA | NA
3 | 100 | 121 | 100 121 Default Window With Sunscreen / Single Detached - Manufactured | 0 | 0 | -58.2369 | -20.7626 | -22.763 | 21.2366 | 33.8643 | 34.8161 | 54.8588 | 65.9528 | 65.8474 | 36.8582 | 0 | 0 | 0 | 0 | 0 | 0 | 0 | 0 | 0 | 0 | 0 | 0 | 0 | 0 | 0 | 0 | 0 | 0 | 211.6718 | 112.677 | 1.1936 | 7.9848 | 72.9 | 527 | 1.1564 | No | Yes | Yes | 33.7163 | Drop | 0 | 1.1564 | 0 | N | NA | 1.1564 | 49.25% | 527 | 460 | 0 | 116283.5 | NA | 496.0972 | NA | NA | NA | NA | NA | NA | NA | NA | NA | NA | NA
3 | 100 | 122 | 100 122 Single Pane Clear Windows to Double Pane Low-E Windows / Single Detached - Manufactured | 0 | 0 | -72.2102 | -34.8225 | -38.5104 | 58.7104 | 88.0105 | 90.0773 | 135.4442 | 159.5085 | 157.4627 | 94.4362 | 115.2813 | 78.2147 | 174.4534 | 78.0017 | 107.0614 | 107.825 | 156.4254 | 160.8648 | 167.8288 | 164.4018 | 169.3483 | 117.8351 | 119.8782 | 82.2313 | 87.3998 | 111.037 | 112.3979 | 233.5051 | 2982.0973 | 1148.2502 | 1.5675 | 2.7849 | 1001.6 | 984 | 8.5091 | No | No | No | 845.6639 | Keep | 766.1808 | 2 | 766.1808 | M | 37 | 2 | 16.59% | 984 | 510 | 1090 | 110163.3158 | 2487.1177 | 2487.1177 | 9138.3833 | 520.679 | 1006.7139 | 1430.2223 | 1774.6942 | 2036.2367 | 2221.6016 | 2344.235 | 2419.9681 | 2463.6255 | 2487.1177
3 | 100 | 124 | 100 124 Ceiling R-0 to R-19 Insulation / Single Detached - Manufactured | 0 | 0 | -48.3693 | -10.9708 | -12.0417 | 17.2276 | 26.2009 | 27.0107 | 40.7663 | 47.1684 | 47.3568 | 28.4154 | 34.1799 | 23.253 | 52.3801 | 23.2109 | 31.926 | 31.9558 | 47.7357 | 48.176 | 51.4228 | 50.1733 | 0 | 0 | 0 | 0 | 0 | 0 | 0 | 0 | 557.1778 | 245.157 | 1.4478 | 2.3196 | 341.7 | 303.1818 | 9.4216 | No | No | No | 216.2917 | Keep | 269.1646 | 2 | 245.157 | M | 37 | 2.662 | 15.09% | 303.1818 | 127.3937 | 330.8991 | 29209.9701 | 444 | 444 | 2203.9917 | 92.9516 | 179.7185 | 255.3231 | 316.8182 | 363.5088 | 396.6001 | 418.4926 | 432.0125 | 439.8062 | 444
3 | 100 | 125 | 100 125 Ceiling R-19 to R-38 Insulation / Single Detached - Manufactured | 0 | 0 | -37.5326 | -0.39456 | -0.26167 | 0.94741 | 1.3956 | 0.87239 | 2.1381 | 1.9258 | 2.6103 | 1.4898 | 2.024 | 0.9883 | 1.7637 | 0.67751 | 1.7132 | 0.96608 | 2.1768 | 1.4693 | 2.5703 | 2.4796 | 0 | 0 | 0 | 0 | 0 | 0 | 0 | 0 | -9.9807 | -23.7923 | 0.61281 | NA | 639.3 | 14.5231 | 367.984 | No | No | No | NA | Drop | 635.8254 | 2 | NA | M | NA | NA | 14.29% | 14.5231 | 6.0839 | 15.8508 | 57863.5598 | NA | NA | NA | NA | NA | NA | NA | NA | NA | NA | NA | NA | NA
3 | 100 | 126 | 100 126 Wall 2x4 R-0 to Blow-In R-13 Insulation / Single Detached - Manufactured | 0 | 0 | -38.4256 | -1.1366 | -1.4849 | 2.7429 | 3.7947 | 3.7309 | 6.2839 | 6.8044 | 7.2967 | 4.7479 | 5.1158 | 3.7877 | 6.5696 | 2.9044 | 4.7001 | 4.1522 | 6.7195 | 6.6298 | 7.8082 | 7.8173 | 0 | 0 | 0 | 0 | 0 | 0 | 0 | 0 | 50.5588 | 5.2372 | 1.0477 | 0.056747 | 2025.2 | 43.173 | 392.1379 | No | No | No | NA | Drop | 2014.871 | 2 | 5.2372 | M | NA | 391.1238 | 14.29% | 43.173 | 18.0938 | 47.1199 | 16691.4115 | NA | 47 | NA | NA | NA | NA | NA | NA | NA | NA | NA | NA | NA
3 | 100 | 127 | 100 127 Weather Strip/Caulk w/Blower Door / Single Detached - Manufactured | 0 | 0 | -42.6966 | -5.3693 | -5.9461 | -4.4179 | -4.5504 | 0 | 0 | 0 | 0 | 0 | 0 | 0 | 0 | 0 | 0 | 0 | 0 | 0 | 0 | 0 | 0 | 0 | 0 | 0 | 0 | 0 | 0 | 0 | -62.9804 | -60.189 | 0.29777 | NA | 400 | 86.9617 | 38.4517 | No | No | No | NA | Drop | 379.1947 | 2 | NA | M | NA | NA | 14.29% | 86.9617 | 3.1454 | 1.7725 | 36721.1053 | NA | NA | NA | NA | NA | NA | NA | NA | NA | NA | NA | NA | NA
3 | 130 | 132 | 130 132 15 SEER Split-System Heat Pump / Single Detached - Manufactured | 0 | 0 | -58.0689 | -21.1154 | -23.156 | 47.2765 | 70.0232 | 70.6128 | 104.2094 | 120.6299 | 119.669 | 73.2969 | 87.868 | 61.1936 | 131.0942 | 60.8052 | 82.9701 | 0 | 0 | 0 | 0 | 0 | 0 | 0 | 0 | 0 | 0 | 0 | 0 | 0 | 927.3085 | 511.5416 | 1.5498 | 2.9431 | 400 | 640 | 5.2247 | No | No | No | 343.7618 | Keep | 246.8818 | 2 | 246.8818 | M | 37 | 2 | 24.51% | 640 | 470 | 790 | 41984.5645 | 5146.242 | NA | 5146.242 | 1077.3677 | 2083.0511 | 2959.3573 | 3672.1244 | 4213.2976 | 4596.847 | 4850.595 | 5007.2988 | 5097.6329 | 5146.242
3 | 130 | 133 | 130 133 17 SEER Split-System Heat Pump / Single Detached - Manufactured | 0 | 0 | -65.574 | -28.5736 | -30.2157 | -2.8876 | 3.0147 | 4.3616 | 16.8273 | 23.6368 | 23.7295 | 7.074 | 13.4737 | 3.3183 | 29.9947 | 1.9865 | 10.666 | 0 | 0 | 0 | 0 | 0 | 0 | 0 | 0 | 0 | 0 | 0 | 0 | 0 | 10.8321 | -42.3916 | 0.94816 | NA | 2000 | 559.581 | 29.8779 | No | No | No | NA | Drop | 1866.1218 | 2 | NA | M | NA | NA | 14.29% | 559.581 | 288.9419 | 156.0037 | 42229.2711 | NA | NA | NA | NA | NA | NA | NA | NA | NA | NA | NA | NA | NA
3 | 130 | 134 | 130 134 13 EER Geothermal Heat Pump / Single Detached - Manufactured | 0 | 0 | -65.6449 | -28.6452 | -30.1562 | -2.9265 | 2.9286 | 4.0674 | 16.1198 | 22.9243 | 23.1442 | 6.9475 | 12.364 | 3.0036 | 29.4807 | 1.6632 | 10.5312 | 0 | 0 | 0 | 0 | 0 | 0 | 0 | 0 | 0 | 0 | 0 | 0 | 0 | 5.8018 | -45.3564 | 0.94446 | NA | 11184.9 | 558.8238 | 167.3172 | No | No | No | NA | Drop | 11051.203 | 2 | NA | N | NA | NA | 14.29% | 558.8238 | 288.3305 | 155.7926 | 10663.9573 | NA | NA | NA | NA | NA | NA | NA | NA | NA | NA | NA | NA | NA
3 | 130 | 136 | 130 136 Attic Venting / Single Detached - Manufactured | 0 | 0 | -46.7715 | -9.6011 | -10.2646 | -1.0722 | 0.7116 | 0.89963 | 5.2158 | 6.9091 | 7.6126 | 2.1894 | 0 | 0 | 0 | 0 | 0 | 0 | 0 | 0 | 0 | 0 | 0 | 0 | 0 | 0 | 0 | 0 | 0 | 0 | -44.1712 | -50.6258 | 0.78377 | NA | 141 | 190.5896 | 6.1845 | No | No | No | NA | Drop | 95.402 | 2 | NA | N | NA | NA | 21.94% | 190.5896 | 46.6 | 102.7793 | 30712.1971 | NA | 0 | NA | NA | NA | NA | NA | NA | NA | NA | NA | NA | NA
3 | 130 | 137 | 130 137 Sealed Attics / Single Detached - Manufactured | 0 | 0 | -46.9513 | -9.0123 | -10.285 | 32.2387 | 45.9584 | 46.2999 | 66.8095 | 76.9213 | 75.3191 | 48.1226 | 57.1614 | 40.3435 | 82.3528 | 40.5202 | 53.0652 | 60.1783 | 75.7494 | 76.3245 | 80.6042 | 78.3547 | 79.8848 | 58.5602 | 58.2513 | 41.8671 | 44.0117 | 54.1428 | 62.068 | 108.755 | 1477.6163 | 574.0864 | 1.7871 | 0.61662 | 2113.9 | 342.9051 | 51.534 | No | No | No | NA | Drop | 2031.861 | 2 | 574.0864 | I | NA | 37.5386 | 14.29% | 342.9051 | 138.69 | 613.9806 | 32418.4303 | NA | 38 | NA | NA | NA | NA | NA | NA | NA | NA | NA | NA | NA
3 | 130 | 138 | 130 138 AC Maintenance (Outdoor Coil Cleaning) / Single Detached - Manufactured | 0 | 0 | -50.6164 | -13.0146 | -14.3138 | -2.7287 | 0 | 0 | 0 | 0 | 0 | 0 | 0 | 0 | 0 | 0 | 0 | 0 | 0 | 0 | 0 | 0 | 0 | 0 | 0 | 0 | 0 | 0 | 0 | 0 | -80.6735 | -77.7306 | 0.48733 | NA | 79 | 253.8551 | 2.6015 | No | No | Yes | NA | Drop | 18.2659 | 2 | NA | I | NA | NA | 36.12% | 253.8551 | 117.1087 | 0 | 25593.4976 | NA | 5568.1666 | NA | NA | NA | NA | NA | NA | NA | NA | NA | NA | NA
3 | 130 | 139 | 130 139 AC Maintenance (Indoor Coil Cleaning) / Single Detached - Manufactured | 0 | 0 | -50.3972 | -12.9232 | -14.4476 | -2.3974 | 0 | 0 | 0 | 0 | 0 | 0 | 0 | 0 | 0 | 0 | 0 | 0 | 0 | 0 | 0 | 0 | 0 | 0 | 0 | 0 | 0 | 0 | 0 | 0 | -80.1654 | -77.269 | 0.48566 | NA | 79 | 250.7731 | 2.6335 | No | No | Yes | NA | Drop | 19.0033 | 2 | NA | I | NA | NA | 36.12% | 250.7731 | 115.56 | 0 | 27299.7308 | NA | 5568.1667 | NA | NA | NA | NA | NA | NA | NA | NA | NA | NA | NA
3 | 130 | 140 | 130 140 Proper Refrigerant Charging and Air Flow / Single Detached - Manufactured | 0 | 0 | -57.0499 | -19.5999 | -20.6619 | -4.5983 | -1.5386 | -1.0859 | 5.8273 | 9.1717 | 9.7261 | 0.61051 | 0 | 0 | 0 | 0 | 0 | 0 | 0 | 0 | 0 | 0 | 0 | 0 | 0 | 0 | 0 | 0 | 0 | 0 | -79.1989 | -83.333 | 0.79838 | NA | 79 | 363.8276 | 1.8152 | No | Yes | Yes | NA | Drop | 0 | 1.8152 | NA | I | NA | NA | 43.17% | 363.8276 | 165.8804 | 0 | 17062.3317 | NA | 5568.1667 | NA | NA | NA | NA | NA | NA | NA | NA | NA | NA | NA
3 | 130 | 141 | 130 141 Electronically Commutated Motors (ECM) on an Air Handler Unit / Single Detached - Manufactured | 0 | 0 | -59.6264 | -22.1904 | -24.1157 | 6.1905 | 13.7404 | 13.9658 | 28.0222 | 35.1054 | 35.8801 | 16.4648 | 23.613 | 12.27 | 40.9339 | 11.2001 | 21.1297 | 0 | 0 | 0 | 0 | 0 | 0 | 0 | 0 | 0 | 0 | 0 | 0 | 0 | 152.5834 | 49.1266 | 1.0687 | 7.9593 | 89.9 | 486.3292 | 1.5453 | No | Yes | Yes | NA | Drop | 0 | 1.5453 | 0 | M | NA | 1.5453 | 46.02% | 486.3292 | 184.065 | 337.3284 | 22702.7166 | NA | NA | NA | NA | NA | NA | NA | NA | NA | NA | NA | NA | NA
3 | 130 | 142 | 130 142 Duct Repair / Single Detached - Manufactured | 0 | 0 | -45.2911 | -8.2425 | -9.1765 | 5.6931 | 9.043 | 9.5497 | 15.8487 | 18.9512 | 19.1693 | 10.7975 | 13.9516 | 8.9307 | 21.836 | 7.4081 | 12.1444 | 12.3764 | 19.3809 | 19.6227 | 0 | 0 | 0 | 0 | 0 | 0 | 0 | 0 | 0 | 0 | 141.9932 | 47.7674 | 1.1398 | 2.1051 | 185 | 193.2279 | 8.0036 | No | No | No | 42.1432 | Keep | 138.7708 | 2 | 47.7674 | M | 37 | 5.937 | 17.58% | 193.2279 | 124.5267 | 159.0921 | 38390.2464 | 2569.384 | 2569.384 | 3375.132 | 537.9015 | 1040.0129 | 1477.5297 | 1833.3957 | 2103.5893 | 2295.0855 | 2421.7752 | 2500.0133 | 2545.1147 | 2569.384
3 | 130 | 143 | 130 143 Reflective Roof / Single Detached - Manufactured | 0 | 0 | -65.1328 | -27.1791 | -29.0305 | -7.074 | -2.9246 | -2.0103 | 8.0315 | 13.0868 | 13.3132 | 0.7867 | 5.0568 | -2.2325 | 18.0918 | -3.4983 | 3.514 | 0 | 0 | 0 | 0 | 0 | 0 | 0 | 0 | 0 | 0 | 0 | 0 | 0 | -77.2015 | -93.3852 | 0.8748 | NA | 768.7 | 508.0803 | 12.6476 | No | No | No | NA | Drop | 647.1433 | 2 | NA | I | NA | NA | 14.29% | 508.0803 | 229.4083 | 0 | 14451.795 | NA | NA | NA | NA | NA | NA | NA | NA | NA | NA | NA | NA | NA
3 | 130 | 144 | 130 144 Radiant Barrier / Single Detached - Manufactured | 0 | 0 | -54.8945 | -17.3026 | -18.7543 | 4.8711 | 11.0658 | 11.2178 | 22.8014 | 28.3079 | 28.9984 | 13.457 | 0 | 0 | 0 | 0 | 0 | 0 | 0 | 0 | 0 | 0 | 0 | 0 | 0 | 0 | 0 | 0 | 0 | 0 | 29.7681 | -7.6954 | 0.98215 | NA | 538 | 381.1796 | 11.7987 | No | No | No | NA | Drop | 446.8039 | 2 | NA | I | NA | NA | 14.29% | 381.1796 | 248.5334 | 121.8343 | 30392.2784 | NA | NA | NA | NA | NA | NA | NA | NA | NA | NA | NA | NA | NA
3 | 130 | 145 | 130 145 Window Film / Single Detached - Manufactured | 0 | 0 | -45.2506 | -8.1255 | -9.0081 | -3.6168 | -3.3815 | -3.8114 | -1.5475 | -1.0281 | -0.58474 | -2.7401 | 0 | 0 | 0 | 0 | 0 | 0 | 0 | 0 | 0 | 0 | 0 | 0 | 0 | 0 | 0 | 0 | 0 | 0 | -79.0944 | -72.8857 | 0.5998 | NA | 272.3 | 140.2945 | 16.2252 | No | No | No | NA | Drop | 238.735 | 2 | NA | I | NA | NA | 14.29% | 140.2945 | 45.4151 | -14.6377 | 28792.6848 | NA | 616.1111 | NA | NA | NA | NA | NA | NA | NA | NA | NA | NA | NA
3 | 130 | 146 | 130 146 Window Tinting / Single Detached - Manufactured | 0 | 0 | -43.7525 | -6.752 | -7.6345 | -0.44898 | 1.1227 | 0.94128 | 4.7301 | 5.8137 | 6.592 | 2.5732 | 3.3066 | 0.95913 | 7.4228 | 0.92002 | 2.8888 | 2.0243 | 6.5124 | 5.9181 | 8.0275 | 7.5459 | 7.3127 | 3.8088 | 4.3545 | 0.98672 | 2.4914 | 3.1783 | 2.7462 | 11.8153 | 45.4042 | -17.3293 | 0.94584 | NA | 272.3 | 140.2946 | 16.2252 | No | No | No | NA | Drop | 238.7349 | 2 | NA | I | NA | NA | 14.29% | 140.2946 | 73.7856 | 0 | 28792.6848 | NA | 0 | NA | NA | NA | NA | NA | NA | NA | NA | NA | NA | NA
3 | 130 | 147 | 130 147 Default Window With Sunscreen / Single Detached - Manufactured | 0 | 0 | -58.2369 | -20.7626 | -22.763 | 21.2366 | 33.8643 | 34.8161 | 54.8588 | 65.9528 | 65.8474 | 36.8582 | 0 | 0 | 0 | 0 | 0 | 0 | 0 | 0 | 0 | 0 | 0 | 0 | 0 | 0 | 0 | 0 | 0 | 0 | 211.6718 | 112.677 | 1.1936 | 7.9848 | 72.9 | 527 | 1.1564 | No | Yes | Yes | 38.1987 | Drop | 0 | 1.1564 | 0 | N | NA | 1.1564 | 49.25% | 527 | 460 | 0 | 40523.0379 | NA | 172.8824 | NA | NA | NA | NA | NA | NA | NA | NA | NA | NA | NA
3 | 130 | 148 | 130 148 Single Pane Clear Windows to Double Pane Low-E Windows / Single Detached - Manufactured | 0 | 0 | -72.2102 | -34.8225 | -38.5104 | 58.7104 | 88.0105 | 90.0773 | 135.4442 | 159.5085 | 157.4627 | 94.4362 | 115.2813 | 78.2147 | 174.4534 | 78.0017 | 107.0614 | 107.825 | 156.4254 | 160.8648 | 167.8288 | 164.4018 | 169.3483 | 117.8351 | 119.8782 | 82.2313 | 87.3998 | 111.037 | 112.3979 | 233.5051 | 2982.0973 | 1148.2502 | 1.5675 | 2.7849 | 1001.6 | 984 | 8.5091 | No | No | No | 863.5316 | Keep | 766.1808 | 2 | 766.1808 | M | 37 | 2 | 16.59% | 984 | 510 | 1090 | 38390.2464 | 866.722 | 866.722 | 3184.5881 | 181.4486 | 350.8242 | 498.4103 | 618.4534 | 709.597 | 774.1938 | 816.9296 | 843.3214 | 858.5353 | 866.722
3 | 130 | 150 | 130 150 Ceiling R-0 to R-19 Insulation / Single Detached - Manufactured | 0 | 0 | -44.9912 | -7.6071 | -8.7702 | 26.3961 | 37.9435 | 38.5527 | 54.9964 | 62.6084 | 62.2472 | 39.392 | 46.7705 | 32.7177 | 68.1941 | 33.6892 | 44.5232 | 48.9208 | 62.2681 | 63.7672 | 66.3017 | 65.3272 | 0 | 0 | 0 | 0 | 0 | 0 | 0 | 0 | 793.2476 | 370.3496 | 1.7212 | 2.3047 | 341.7 | 282.9693 | 10.0946 | No | No | No | 274.0004 | Keep | 274.0004 | 2 | 274.0004 | M | 37 | 2 | 14.29% | 282.9693 | 114.8804 | 506.6641 | 10179.232 | 155 | 155 | 727.5586 | 32.4493 | 62.7396 | 89.1331 | 110.601 | 126.9006 | 138.4527 | 146.0954 | 150.8152 | 153.5359 | 155
3 | 130 | 151 | 130 151 Ceiling R-19 to R-38 Insulation / Single Detached - Manufactured | 0 | 0 | -37.3331 | -0.19572 | -0.30512 | 1.5644 | 1.7256 | 1.2575 | 3.0035 | 2.5591 | 3.104 | 2.2653 | 2.7962 | 1.6678 | 2.2137 | 1.3812 | 2.3849 | 2.047 | 2.7944 | 2.12 | 3.2226 | 3.1639 | 0 | 0 | 0 | 0 | 0 | 0 | 0 | 0 | 1.4373 | -17.801 | 0.70227 | NA | 639.3 | 13.5343 | 394.8691 | No | No | No | NA | Drop | 636.062 | 2 | NA | M | NA | NA | 14.29% | 13.5343 | 5.4727 | 24.2335 | 20164.5739 | NA | NA | NA | NA | NA | NA | NA | NA | NA | NA | NA | NA | NA
3 | 130 | 152 | 130 152 Wall 2x4 R-0 to Blow-In R-13 Insulation / Single Detached - Manufactured | 0 | 0 | -38.0308 | -0.62081 | -0.92993 | 3.6324 | 5.4914 | 4.9358 | 7.9853 | 8.3089 | 8.7896 | 6.2721 | 6.8683 | 4.8528 | 8.7204 | 4.0417 | 6.0909 | 6.5236 | 8.2398 | 7.9386 | 9.626 | 8.7066 | 0 | 0 | 0 | 0 | 0 | 0 | 0 | 0 | 77.4426 | 19.8194 | 1.1955 | 0.059846 | 2025.2 | 38.2306 | 442.833 | No | No | No | NA | Drop | 2016.0534 | 2 | 19.8194 | M | NA | 438.4993 | 14.29% | 38.2306 | 15.4673 | 68.4529 | 5816.704 | NA | 16 | NA | NA | NA | NA | NA | NA | NA | NA | NA | NA | NA
3 | 130 | 153 | 130 153 Weather Strip/Caulk w/Blower Door / Single Detached - Manufactured | 0 | 0 | -41.7999 | -4.6058 | -5.2275 | -3.7588 | -4.3059 | 0 | 0 | 0 | 0 | 0 | 0 | 0 | 0 | 0 | 0 | 0 | 0 | 0 | 0 | 0 | 0 | 0 | 0 | 0 | 0 | 0 | 0 | 0 | -59.6979 | -57.2046 | 0.28609 | NA | 400 | 77.0011 | 43.4256 | No | No | No | NA | Drop | 381.5777 | 2 | NA | M | NA | NA | 14.29% | 77.0011 | 2.7856 | 1.5695 | 12796.7488 | NA | NA | NA | NA | NA | NA | NA | NA | NA | NA | NA | NA | NA
3 | 190 | 191 | 190 191 HE Room Air Conditioner - EER 11 / Single Detached - Manufactured | 0 | 0 | -45.6345 | -8.4679 | -9.3435 | 1.1937 | 3.5057 | 4.0048 | 8.9418 | 11.1895 | 11.3273 | 5.5179 | 7.8574 | 3.1954 | 13.3669 | 2.5018 | 6.346 | 0 | 0 | 0 | 0 | 0 | 0 | 0 | 0 | 0 | 0 | 0 | 0 | 0 | 15.5025 | -15.9673 | 0.94612 | NA | 100 | 185.8957 | 4.4969 | No | No | No | NA | Drop | 55.525 | 2 | NA | N | NA | NA | 26.55% | 185.8957 | 110.0233 | 0 | 9221.2019 | NA | 54.6667 | NA | NA | NA | NA | NA | NA | NA | NA | NA | NA | NA
3 | 190 | 192 | 190 192 HE Room Air Conditioner - EER 12 / Single Detached - Manufactured | 0 | 0 | -53.8685 | -16.0634 | -17.1882 | 2.1962 | 6.0228 | 6.7882 | 15.4485 | 20.2239 | 20.6616 | 8.5895 | 12.4437 | 6.1027 | 24.1387 | 4.8402 | 11.0935 | 0 | 0 | 0 | 0 | 0 | 0 | 0 | 0 | 0 | 0 | 0 | 0 | 0 | 51.4293 | -3.7302 | 0.99272 | NA | 210 | 340.6658 | 5.1532 | No | No | No | NA | Drop | 128.4967 | 2 | NA | N | NA | NA | 24.65% | 340.6658 | 201.5402 | 0 | 9273.0064 | NA | 163.6667 | NA | NA | NA | NA | NA | NA | NA | NA | NA | NA | NA
3 | 190 | 196 | 190 196 Reflective Roof / Single Detached - Manufactured | 0 | 0 | -52.4641 | -15.4575 | -16.2775 | -3.6203 | -1.7523 | -1.2349 | 4.7558 | 7.2577 | 7.6983 | 0.3754 | 3.307 | -0.99985 | 10.7549 | -2.4635 | 1.6637 | 0 | 0 | 0 | 0 | 0 | 0 | 0 | 0 | 0 | 0 | 0 | 0 | 0 | -58.457 | -67.8469 | 0.8451 | NA | 768.7 | 287.3962 | 22.3594 | No | No | No | NA | Drop | 699.9413 | 2 | NA | I | NA | NA | 14.29% | 287.3962 | 129.8169 | 0 | 3141.6946 | NA | NA | NA | NA | NA | NA | NA | NA | NA | NA | NA | NA | NA
3 | 190 | 197 | 190 197 Window Film / Single Detached - Manufactured | 0 | 0 | -41.4104 | -4.0947 | -4.5651 | -2.1115 | -1.9097 | -2.2249 | -0.92558 | -1.025 | -0.29943 | -1.6523 | 0 | 0 | 0 | 0 | 0 | 0 | 0 | 0 | 0 | 0 | 0 | 0 | 0 | 0 | 0 | 0 | 0 | 0 | -60.2185 | -56.5655 | 0.50075 | NA | 20.4 | 73.7634 | 2.3119 | No | No | Yes | NA | Drop | 2.7523 | 2 | NA | I | NA | NA | 38.61% | 73.7634 | 23.8789 | -7.6961 | 6259.2793 | NA | 616.1111 | NA | NA | NA | NA | NA | NA | NA | NA | NA | NA | NA
3 | 190 | 198 | 190 198 Window Tinting / Single Detached - Manufactured | 0 | 0 | -40.7055 | -3.3895 | -3.9849 | 0.042688 | 0.54156 | 0.71834 | 2.6222 | 3.0585 | 3.0805 | 1.4909 | 1.8512 | 1 | 2.7772 | -0.94034 | 1.289 | 1.5926 | 3.278 | 3.148 | 4.7117 | 4.1995 | 3.2974 | 1.7271 | 3.0191 | 1.5318 | 0.49209 | 1.8723 | 1.347 | 4.8264 | 4.495 | -27.1147 | 0.85405 | NA | 272.3 | 73.7635 | 30.8596 | No | No | No | NA | Drop | 254.6523 | 2 | NA | N | NA | NA | 14.29% | 73.7635 | 38.7959 | 0 | 6259.2793 | NA | 0 | NA | NA | NA | NA | NA | NA | NA | NA | NA | NA | NA
3 | 190 | 199 | 190 199 Default Window With Sunscreen / Single Detached - Manufactured | 0 | 0 | -40.532 | -3.3304 | -3.8919 | 3.5443 | 5.5505 | 5.218 | 8.7487 | 10.0013 | 10.0912 | 6.5434 | 0 | 0 | 0 | 0 | 0 | 0 | 0 | 0 | 0 | 0 | 0 | 0 | 0 | 0 | 0 | 0 | 0 | 0 | 1.9429 | -13.7245 | 0.89023 | NA | 272.3 | 85.1079 | 26.7461 | No | No | No | NA | Drop | 251.9382 | 2 | NA | M | NA | NA | 14.29% | 85.1079 | 73.3156 | -10.906 | 8809.3561 | NA | NA | NA | NA | NA | NA | NA | NA | NA | NA | NA | NA | NA
3 | 190 | 200 | 190 200 Single Pane Clear Windows to Double Pane Low-E Windows / Single Detached - Manufactured | 0 | 0 | -55.1513 | -17.7238 | -19.0816 | -3.7094 | -0.71307 | 0.025196 | 7.5357 | 10.4711 | 10.3044 | 2.1669 | 5.4476 | -0.17491 | 13.8076 | -1.6374 | 3.19 | 2.8583 | 11.1229 | 11.515 | 13.1042 | 13.0943 | 13.6234 | 6.9392 | 7.0766 | 1.4275 | 2.2884 | 6.131 | 5.4197 | 23.2662 | 72.6238 | -30.4853 | 0.95765 | NA | 291.7 | 338.5386 | 7.203 | No | No | No | NA | Drop | 210.7056 | 2 | NA | M | NA | NA | 19.33% | 338.5386 | 160.4511 | 93.6524 | 8345.7057 | NA | 2282.5555 | NA | NA | NA | NA | NA | NA | NA | NA | NA | NA | NA
3 | 190 | 202 | 190 202 Ceiling R-0 to R-19 Insulation / Single Detached - Manufactured | 0 | 0 | -54.131 | -17.1132 | -18.0365 | -7.1684 | -6.0109 | -5.2039 | -0.13069 | 1.8079 | 2.2822 | -3.785 | -0.88141 | -4.5497 | 5.2525 | -6.4501 | -1.8127 | -2.9292 | 2.0678 | 2.9788 | 5.4437 | 4.8212 | 0 | 0 | 0 | 0 | 0 | 0 | 0 | 0 | -103.5489 | -100.2557 | 0.81507 | NA | 5675.7 | 300.1872 | 158.0558 | No | No | No | NA | Drop | 5603.8811 | 2 | NA | M | NA | NA | 14.29% | 300.1872 | 114.8289 | 121.0949 | 2212.8765 | NA | NA | NA | NA | NA | NA | NA | NA | NA | NA | NA | NA | NA
3 | 190 | 203 | 190 203 Ceiling R-19 to R-38 Insulation / Single Detached - Manufactured | 0 | 0 | -37.5805 | -0.69322 | -0.68036 | -0.58128 | -0.46959 | -0.68339 | -0.19706 | -0.40483 | -0.17881 | -0.33519 | -0.59288 | -0.71153 | -0.63694 | -0.31407 | -0.58317 | -0.88798 | -0.52427 | -0.7924 | -0.22184 | 0.15828 | 0 | 0 | 0 | 0 | 0 | 0 | 0 | 0 | -46.9111 | -43.067 | 0.28672 | NA | 341.7 | 13.8946 | 205.5812 | No | No | No | NA | Drop | 338.3758 | 2 | NA | M | NA | NA | 14.29% | 13.8946 | 5.2675 | 5.605 | 4383.603 | NA | NA | NA | NA | NA | NA | NA | NA | NA | NA | NA | NA | NA
3 | 190 | 204 | 190 204 Wall 2x4 R-0 to Blow-In R-13 Insulation / Single Detached - Manufactured | 0 | 0 | -38.3107 | -1.1657 | -1.2218 | -1.0654 | -0.70253 | -0.99504 | -0.62428 | -0.84308 | -0.21365 | -0.87991 | -0.60184 | -1.0598 | -0.80679 | -1.2351 | -0.48575 | -0.82291 | -0.60977 | -0.85861 | -0.33377 | -0.43894 | 0 | 0 | 0 | 0 | 0 | 0 | 0 | 0 | -53.2753 | -47.3101 | 0.367 | NA | 903.5 | 22.4298 | 336.7338 | No | No | No | NA | Drop | 898.1337 | 2 | NA | M | NA | NA | 14.29% | 22.4298 | 8.5081 | 9.0481 | 1264.5009 | NA | NA | NA | NA | NA | NA | NA | NA | NA | NA | NA | NA | NA
3 | 190 | 205 | 190 205 Weather Strip/Caulk w/Blower Door / Single Detached - Manufactured | 0 | 0 | -39.6547 | -2.6145 | -2.9792 | -1.615 | -1.967 | 0 | 0 | 0 | 0 | 0 | 0 | 0 | 0 | 0 | 0 | 0 | 0 | 0 | 0 | 0 | 0 | 0 | 0 | 0 | 0 | 0 | 0 | 0 | -48.8304 | -47.6083 | 0.23584 | NA | 400 | 45.1734 | 74.0219 | No | No | No | NA | Drop | 389.1924 | 2 | NA | M | NA | NA | 14.29% | 45.1734 | 1.6346 | 0.92076 | 2781.9019 | NA | NA | NA | NA | NA | NA | NA | NA | NA | NA | NA | NA | NA
3 | 220 | 221 | 220 221 CFL (18-Watt integral ballast), 0.5 hr/day / Single Detached - Manufactured | 0 | 0 | -39.1572 | -1.9989 | -2.3019 | -1.7608 | -1.8048 | -1.8132 | -0.92375 | -0.95494 | -0.9756 | -1.408 | -1.1193 | -1.4313 | -0.87416 | -1.7349 | -1.0062 | -1.3406 | -1.0178 | -0.78694 | -0.25618 | -0.85755 | -0.84053 | -1.4135 | -1.0563 | -0.81013 | -1.9257 | -0.9958 | -2.2793 | 0 | -72.8454 | -56.4882 | 0.49264 | NA | 14.72 | 37.5377 | 3.2781 | No | No | No | NA | Drop | 5.7392 | 2 | NA | N | NA | NA | 31.64% | 37.5377 | 2.0027 | 2.8003 | 122075.0777 | NA | 0 | NA | NA | NA | NA | NA | NA | NA | NA | NA | NA | NA
3 | 230 | 231 | 230 231 CFL (18-Watt integral ballast), 2.5 hr/day / Single Detached - Manufactured | 0 | 0 | -59.3781 | -22.2122 | -23.3643 | -18.6368 | -19.8707 | 0 | 0 | 0 | 0 | 0 | 0 | 0 | 0 | 0 | 0 | 0 | 0 | 0 | 0 | 0 | 0 | 0 | 0 | 0 | 0 | 0 | 0 | 0 | -143.4621 | -131.7662 | 0.40379 | NA | 25.76 | 328.4544 | 0.65562 | Yes | Yes | Yes | NA | Drop | 0 | 0.65562 | NA | N | NA | NA | 53.84% | 328.4544 | 17.5237 | 24.5026 | 122075.0777 | NA | 0 | NA | NA | NA | NA | NA | NA | NA | NA | NA | NA | NA
3 | 240 | 241 | 240 241 CFL (18-Watt integral ballast), 6.0 hr/day / Single Detached - Manufactured | 0 | 0 | -48.4215 | -10.8969 | 0 | 0 | 0 | 0 | 0 | 0 | 0 | 0 | 0 | 0 | 0 | 0 | 0 | 0 | 0 | 0 | 0 | 0 | 0 | 0 | 0 | 0 | 0 | 0 | 0 | 0 | -59.3184 | -58.6568 | 0.22852 | NA | 5.52 | 168.9194 | 0.27318 | Yes | Yes | Yes | NA | Drop | 0 | 0.27318 | NA | N | NA | NA | 57.63% | 168.9194 | 9.0122 | 12.6013 | 122075.0777 | NA | 0 | NA | NA | NA | NA | NA | NA | NA | NA | NA | NA | NA
3 | 250 | 251 | 250 251 ROB 2L4'T8, 1EB / Single Detached - Manufactured | 0 | 0 | -37.7709 | -0.50987 | -0.73455 | -0.37843 | -0.25466 | -0.96568 | -0.47258 | -0.17555 | 0.052235 | -0.35502 | -0.61369 | -0.73301 | -0.6508 | -0.32206 | -0.94902 | -0.96519 | -0.15935 | -0.64439 | 0.36537 | -0.21977 | -0.73466 | -0.38408 | -1.3893 | -0.44298 | -0.48143 | -0.045516 | -0.63853 | -0.81584 | -51.3892 | -44.0311 | 0.28874 | NA | 0.7 | 12.3505 | 0.4738 | Yes | Yes | Yes | NA | Drop | 0 | 0.4738 | NA | N | NA | NA | 55.8% | 12.3505 | 0.65077 | 0.92134 | 165615.894 | NA | 0 | NA | NA | NA | NA | NA | NA | NA | NA | NA | NA | NA
3 | 250 | 252 | 250 252 RET 2L4'T8, 1EB / Single Detached - Manufactured | 0 | 0 | -37.7709 | -0.50987 | -0.73455 | -0.37843 | -0.25466 | -0.96568 | -0.47258 | -0.17555 | 0.052235 | -0.35502 | -0.61369 | -0.73301 | -0.6508 | -0.32206 | -0.94902 | -0.96519 | -0.15935 | -0.64439 | 0.36537 | -0.21977 | -0.73466 | -0.38408 | -1.3893 | -0.44298 | -0.48143 | -0.045516 | -0.63853 | -0.81584 | -51.3892 | -44.0311 | 0.28874 | NA | 0.7 | 12.3505 | 0.4738 | Yes | Yes | Yes | NA | Drop | 0 | 0.4738 | NA | N | NA | NA | 55.8% | 12.3505 | 0.65077 | 0.92134 | 165615.894 | NA | 0 | NA | NA | NA | NA | NA | NA | NA | NA | NA | NA | NA
3 | 260 | 261 | 260 261 CFL - medium screw based <30 Watts / Single Detached - Manufactured | 0 | 0 | -41.465 | -4.2785 | 0 | 0 | 0 | 0 | 0 | 0 | 0 | 0 | 0 | 0 | 0 | 0 | 0 | 0 | 0 | 0 | 0 | 0 | 0 | 0 | 0 | 0 | 0 | 0 | 0 | 0 | -45.7435 | -45.4838 | 0.14052 | NA | 8 | 68.9121 | 0.97046 | Yes | Yes | Yes | NA | Drop | 0 | 0.97046 | NA | N | NA | NA | 51% | 68.9121 | 3.6226 | 5.1408 | 128588.2431 | NA | NA | NA | NA | NA | NA | NA | NA | NA | NA | NA | NA | NA
3 | 260 | 262 | 260 262 Photocell/timeclock / Single Detached - Manufactured | 0 | 0 | -37.5555 | -0.66743 | -0.78633 | -0.69105 | -0.52024 | -0.80125 | -0.31864 | -0.52885 | 0.094044 | -0.46012 | -0.71696 | -0.83525 | -0.76463 | -0.44481 | -0.71507 | -1.0231 | -0.41191 | -0.93138 | 0.13778 | -0.48368 | -0.93937 | -0.65507 | -0.70012 | -1.2883 | -0.83311 | 0.096516 | -0.51445 | -1.0829 | -54.3413 | -45.2283 | 0.32201 | NA | 8 | 14.7309 | 4.5399 | No | No | No | NA | Drop | 4.4757 | 2 | NA | N | NA | NA | 26.4% | 14.7309 | 0.77309 | 1.0989 | 124211.9205 | NA | 1149.6667 | NA | NA | NA | NA | NA | NA | NA | NA | NA | NA | NA
3 | 300 | 301 | 300 301 HE Refrigerator - Energy Star version of above / Single Detached - Manufactured | 0 | 0 | -52.0705 | -14.6245 | -15.0326 | -12.2351 | -12.6034 | -12.7443 | -11.2291 | -11.0179 | -10.7996 | -11.6981 | -10.9943 | -11.5943 | -9.6062 | -12.5666 | 0 | 0 | 0 | 0 | 0 | 0 | 0 | 0 | 0 | 0 | 0 | 0 | 0 | 0 | -208.8166 | -158.1506 | 0.52181 | NA | 99.2 | 220.8798 | 3.7544 | No | No | No | NA | Drop | 46.3552 | 2 | NA | N | NA | NA | 29.24% | 220.8798 | 29.4455 | 27.273 | 146591.8643 | NA | 0 | NA | NA | NA | NA | NA | NA | NA | NA | NA | NA | NA
3 | 350 | 351 | 350 351 HE Freezer / Single Detached - Manufactured | 0 | 0 | -40.7539 | -3.2041 | -3.5306 | -2.3098 | -1.943 | -2.2877 | -1.3155 | -1.3891 | -0.7599 | -1.5476 | -1.7494 | 0 | 0 | 0 | 0 | 0 | 0 | 0 | 0 | 0 | 0 | 0 | 0 | 0 | 0 | 0 | 0 | 0 | -60.7907 | -56.0532 | 0.43543 | NA | 49.8 | 55.9182 | 7.4449 | No | No | No | NA | Drop | 36.4217 | 2 | NA | N | NA | NA | 18.87% | 55.9182 | 7.4516 | 6.9045 | 36732.7296 | NA | 0 | NA | NA | NA | NA | NA | NA | NA | NA | NA | NA | NA
3 | 400 | 401 | 400 401 Heat Pump Water Heater (EF=2.9) / Single Detached - Manufactured | 0 | 0 | -128.7887 | -89.3076 | -93.2309 | -70.2481 | -72.6502 | -68.311 | -59.1236 | -53.9141 | -52.3618 | -65.063 | 0 | 0 | 0 | 0 | 0 | 0 | 0 | 0 | 0 | 0 | 0 | 0 | 0 | 0 | 0 | 0 | 0 | 0 | -752.9992 | -603.7649 | 0.58895 | NA | 891 | 1384.0819 | 5.3814 | No | No | No | NA | Drop | 559.8624 | 2 | NA | N | NA | NA | 24.12% | 1384.0819 | 107.3301 | 275.8368 | 79246.3149 | NA | 1858.333 | NA | NA | NA | NA | NA | NA | NA | NA | NA | NA | NA
3 | 400 | 403 | 400 403 Solar Water Heat / Single Detached - Manufactured | 0 | 0 | -131.9077 | -92.0674 | -96.5138 | -79.0731 | -81.7509 | -78.4024 | -71.2384 | -67.3887 | -65.7175 | -74.9954 | -68.1395 | -71.8347 | -56.0597 | -77.5592 | -70.4279 | 0 | 0 | 0 | 0 | 0 | 0 | 0 | 0 | 0 | 0 | 0 | 0 | 0 | -1183.0764 | -827.4901 | 0.5758 | NA | 3892 | 1371.2757 | 23.7264 | No | No | No | NA | Drop | 3563.9262 | 2 | NA | N | NA | NA | 14.29% | 1371.2757 | 151.8342 | 0 | 125125.7603 | NA | NA | NA | NA | NA | NA | NA | NA | NA | NA | NA | NA | NA
3 | 400 | 404 | 400 404 AC Heat Recovery Units / Single Detached - Manufactured | 0 | 0 | -49.9711 | -12.8972 | -13.5732 | -6.3631 | -5.693 | -5.5131 | -1.6112 | -0.54854 | -0.31942 | -4.1577 | 0 | 0 | 0 | 0 | 0 | 0 | 0 | 0 | 0 | 0 | 0 | 0 | 0 | 0 | 0 | 0 | 0 | 0 | -100.6475 | -91.8153 | 0.65712 | NA | 0 | 223.1006 | 0 | Yes | Yes | Yes | NA | Drop | 0 | 0 | NA | N | NA | NA | 60% | 223.1006 | 76.427 | 0 | 121371.9875 | NA | 32.6667 | NA | NA | NA | NA | NA | NA | NA | NA | NA | NA | NA
3 | 400 | 405 | 400 405 Low Flow Showerhead / Single Detached - Manufactured | 0 | 0 | -46.7312 | -9.0985 | -10.0533 | -6.7367 | -7.617 | -7.573 | -6.2266 | -6.3246 | -5.1623 | -6.6889 | 0 | 0 | 0 | 0 | 0 | 0 | 0 | 0 | 0 | 0 | 0 | 0 | 0 | 0 | 0 | 0 | 0 | 0 | -112.2122 | -96.4852 | 0.49586 | NA | 13 | 149.236 | 0.7282 | Yes | Yes | Yes | NA | Drop | 0 | 0.7282 | NA | N | NA | NA | 53.35% | 149.236 | 11.5781 | 29.7416 | 76849.096 | NA | 1149.6667 | NA | NA | NA | NA | NA | NA | NA | NA | NA | NA | NA
3 | 400 | 406 | 400 406 Pipe Wrap / Single Detached - Manufactured | 0 | 0 | -39.4232 | -2.1388 | -2.4513 | -1.6657 | -1.7189 | -1.9794 | -1.0951 | -0.88002 | -1.1517 | -1.5838 | -1.5444 | -1.606 | -1.0544 | 0 | 0 | 0 | 0 | 0 | 0 | 0 | 0 | 0 | 0 | 0 | 0 | 0 | 0 | 0 | -58.2927 | -52.8083 | 0.38446 | NA | 1 | 38.7168 | 0.21592 | Yes | Yes | Yes | NA | Drop | 0 | 0.21592 | NA | N | NA | NA | 58.08% | 38.7168 | 3.0012 | 7.716 | 100268.9098 | NA | 1149.6667 | NA | NA | NA | NA | NA | NA | NA | NA | NA | NA | NA
3 | 400 | 407 | 400 407 Faucet Aerators / Single Detached - Manufactured | 0 | 0 | -40.8612 | -3.4343 | -3.9055 | -3.102 | -2.8075 | -3.3612 | -2.6654 | -2.4917 | -2.0358 | -2.5199 | 0 | 0 | 0 | 0 | 0 | 0 | 0 | 0 | 0 | 0 | 0 | 0 | 0 | 0 | 0 | 0 | 0 | 0 | -67.1844 | -60.851 | 0.37507 | NA | 4 | 58.362 | 0.57295 | Yes | Yes | Yes | NA | Drop | 0 | 0.57295 | NA | N | NA | NA | 54.82% | 58.362 | 4.5247 | 11.6311 | 105020.1932 | NA | 1149.666 | NA | NA | NA | NA | NA | NA | NA | NA | NA | NA | NA
3 | 400 | 408 | 400 408 Water Heater Blanket / Single Detached - Manufactured | 0 | 0 | -49.8055 | -12.5038 | -13.3571 | -9.7514 | -9.9411 | -10.2862 | -8.3573 | 0 | 0 | 0 | 0 | 0 | 0 | 0 | 0 | 0 | 0 | 0 | 0 | 0 | 0 | 0 | 0 | 0 | 0 | 0 | 0 | 0 | -114.0023 | -102.413 | 0.45692 | NA | 21 | 198.6202 | 0.88385 | Yes | Yes | Yes | NA | Drop | 0 | 0.88385 | NA | N | NA | NA | 51.94% | 198.6202 | 15.4086 | 39.5835 | 70070.4258 | NA | 1149.6667 | NA | NA | NA | NA | NA | NA | NA | NA | NA | NA | NA
3 | 400 | 409 | 400 409 Water Heater Temperature Check and Adjustment / Single Detached - Manufactured | 0 | 0 | -38.0869 | -1.0697 | -1.1011 | -0.97864 | -0.59797 | 0 | 0 | 0 | 0 | 0 | 0 | 0 | 0 | 0 | 0 | 0 | 0 | 0 | 0 | 0 | 0 | 0 | 0 | 0 | 0 | 0 | 0 | 0 | -41.8343 | -41.3396 | 0.13612 | NA | 0 | 19.3778 | 0 | Yes | Yes | Yes | NA | Drop | 0 | 0 | NA | N | NA | NA | 60% | 19.3778 | 1.5021 | 3.8618 | 50050.3041 | NA | 1149.6667 | NA | NA | NA | NA | NA | NA | NA | NA | NA | NA | NA
3 | 400 | 410 | 400 410 Water Heater Timeclock / Single Detached - Manufactured | 0 | 0 | -43.4277 | -5.9665 | -6.6237 | -4.3327 | -4.2712 | -4.9413 | -3.9771 | -3.8969 | -3.073 | -4.3223 | 0 | 0 | 0 | 0 | 0 | 0 | 0 | 0 | 0 | 0 | 0 | 0 | 0 | 0 | 0 | 0 | 0 | 0 | -84.8323 | -74.97 | 0.4537 | NA | 46 | 96.8889 | 3.9689 | No | No | No | NA | Drop | 22.8196 | 2 | NA | N | NA | NA | 28.41% | 96.8889 | 7.5107 | 19.3092 | 90090.5474 | NA | 1149.6667 | NA | NA | NA | NA | NA | NA | NA | NA | NA | NA | NA
3 | 400 | 411 | 400 411 Heat Trap / Single Detached - Manufactured | 0 | 0 | -48.2008 | -11.42 | -11.7084 | -8.199 | -8.7085 | -8.7671 | -7.551 | -7.1988 | -6.4266 | -7.5943 | 0 | 0 | 0 | 0 | 0 | 0 | 0 | 0 | 0 | 0 | 0 | 0 | 0 | 0 | 0 | 0 | 0 | 0 | -125.7745 | -107.2846 | 0.50815 | NA | 17 | 175.083 | 0.81169 | Yes | Yes | Yes | NA | Drop | 0 | 0.81169 | NA | N | NA | NA | 52.41% | 175.083 | 13.5739 | 34.8927 | 90090.5474 | NA | 1149.6667 | NA | NA | NA | NA | NA | NA | NA | NA | NA | NA | NA
3 | 500 | 502 | 500 502 Energy Star CW CEE Tier 2 (MEF=2.0) / Single Detached - Manufactured | 0 | 0 | -49.0564 | -11.6475 | -12.5926 | -9.4142 | -9.9723 | -10.2873 | -9.0711 | -8.7612 | -7.9857 | -9.1479 | -8.722 | 0 | 0 | 0 | 0 | 0 | 0 | 0 | 0 | 0 | 0 | 0 | 0 | 0 | 0 | 0 | 0 | 0 | -146.6582 | -120.7789 | 0.48914 | NA | 185.25 | 179.019 | 8.6505 | No | No | No | NA | Drop | 142.4202 | 2 | NA | N | NA | NA | 16.33% | 179.019 | 25.1525 | 25.0943 | 151520.9243 | NA | 0 | NA | NA | NA | NA | NA | NA | NA | NA | NA | NA | NA
3 | 500 | 503 | 500 503 Energy Star CW CEE Tier 3 (MEF=2.2) / Single Detached - Manufactured | 0 | 0 | -53.4224 | -16.2072 | -16.9135 | -13.5102 | -14.2923 | -13.9661 | -11.9788 | -12.0686 | -11.3205 | -13.1515 | -12.1851 | 0 | 0 | 0 | 0 | 0 | 0 | 0 | 0 | 0 | 0 | 0 | 0 | 0 | 0 | 0 | 0 | 0 | -189.0162 | -152.9667 | 0.50166 | NA | 313.67 | 242.3365 | 10.8203 | No | No | No | NA | Drop | 255.6917 | 2 | NA | N | NA | NA | 14.29% | 242.3365 | 34.0488 | 33.9699 | 157900.7527 | NA | 0 | NA | NA | NA | NA | NA | NA | NA | NA | NA | NA | NA
3 | 700 | 701 | 700 701 Energy Star DW (EF=0.68) / Single Detached - Manufactured | 0 | 0 | -49.0477 | -11.3924 | -12.4324 | -9.5944 | -10.43 | -10.4303 | -8.9024 | -9.0567 | -8.4406 | -9.1065 | -8.9472 | -9.3007 | -8.1279 | 0 | 0 | 0 | 0 | 0 | 0 | 0 | 0 | 0 | 0 | 0 | 0 | 0 | 0 | 0 | -165.2091 | -129.9493 | 0.49607 | NA | 263 | 175.2343 | 12.5464 | No | No | No | NA | Drop | 221.0757 | 2 | NA | N | NA | NA | 14.29% | 175.2343 | 17.1845 | 12.4432 | 73088.1503 | NA | 0 | NA | NA | NA | NA | NA | NA | NA | NA | NA | NA | NA
3 | 800 | 801 | 800 801 Two Speed Pool Pump (1.5 hp) / Single Detached - Manufactured | 0 | 0 | -138.016 | -99.246 | -103.777 | -73.8114 | -73.6927 | 0 | 0 | 0 | 0 | 0 | 0 | 0 | 0 | 0 | 0 | 0 | 0 | 0 | 0 | 0 | 0 | 0 | 0 | 0 | 0 | 0 | 0 | 0 | -488.543 | -441.3221 | 0.51775 | NA | 245 | 1567.6986 | 1.3064 | No | Yes | Yes | NA | Drop | 0 | 1.3064 | NA | N | NA | NA | 47.89% | 1567.6986 | 334.7069 | 65.081 | 3523.7424 | NA | 1149.6667 | NA | NA | NA | NA | NA | NA | NA | NA | NA | NA | NA
3 | 800 | 802 | 800 802 High Efficiency One Speed Pool Pump (1.5 hp) / Single Detached - Manufactured | 0 | 0 | -87.9784 | -49.9002 | -51.9039 | -37.145 | -37.4334 | 0 | 0 | 0 | 0 | 0 | 0 | 0 | 0 | 0 | 0 | 0 | 0 | 0 | 0 | 0 | 0 | 0 | 0 | 0 | 0 | 0 | 0 | 0 | -264.3608 | -240.5607 | 0.49839 | NA | 80 | 790.1266 | 0.8464 | Yes | Yes | Yes | NA | Drop | 0 | 0.8464 | NA | N | NA | NA | 52.41% | 790.1266 | 168.6936 | 32.8011 | 3523.7424 | NA | 1149.6667 | NA | NA | NA | NA | NA | NA | NA | NA | NA | NA | NA
3 | 800 | 803 | 800 803 Variable-Speed Pool Pump (<1 hp) / Single Detached - Manufactured | 0 | 0 | -188.9383 | -149.4648 | -155.7542 | -110.4805 | -111.4254 | -104.9447 | -86.5059 | -75.4285 | -71.9122 | -98.7205 | 0 | 0 | 0 | 0 | 0 | 0 | 0 | 0 | 0 | 0 | 0 | 0 | 0 | 0 | 0 | 0 | 0 | 0 | -1153.575 | -929.5677 | 0.62468 | NA | 850 | 2358.4383 | 3.0129 | No | No | No | NA | Drop | 285.7504 | 2 | NA | N | NA | NA | 33.19% | 2358.4383 | 503.5314 | 97.9075 | 3672.1105 | NA | 3540.6667 | NA | NA | NA | NA | NA | NA | NA | NA | NA | NA | NA
3 | 800 | 804 | 800 804 PV-Powered Pool Pumps / Single Detached - Manufactured | 0 | 0 | -240.499 | -199.694 | -208.3939 | -147.0345 | -149.2529 | -140.6526 | -114.8127 | -100.7611 | -97.9204 | -132.0637 | 0 | 0 | 0 | 0 | 0 | 0 | 0 | 0 | 0 | 0 | 0 | 0 | 0 | 0 | 0 | 0 | 0 | 0 | -1531.0849 | -1231.1053 | 0.62673 | NA | 4900 | 3152.5253 | 12.9933 | No | No | No | NA | Drop | 4145.7674 | 2 | NA | N | NA | NA | 14.29% | 3152.5253 | 673.0706 | 130.873 | 2423.5929 | NA | 367 | NA | NA | NA | NA | NA | NA | NA | NA | NA | NA | NA
3 | 900 | 901 | 900 901 Energy Star TV / Single Detached - Manufactured | 0 | 0 | -37.732 | -0.47144 | -0.44241 | -0.64351 | -0.51163 | -0.96822 | -0.039092 | 0 | 0 | 0 | 0 | 0 | 0 | 0 | 0 | 0 | 0 | 0 | 0 | 0 | 0 | 0 | 0 | 0 | 0 | 0 | 0 | 0 | -40.8083 | -40.2314 | 0.12677 | NA | 0 | 11.8901 | 0 | Yes | Yes | Yes | NA | Drop | 0 | 0 | NA | N | NA | NA | 60% | 11.8901 | 1.49 | 1.3058 | 77942.346 | NA | 0 | NA | NA | NA | NA | NA | NA | NA | NA | NA | NA | NA
3 | 910 | 911 | 910 911 Energy Star TV / Single Detached - Manufactured | 0 | 0 | -39.7253 | -2.5596 | -3.054 | -1.9425 | -1.9939 | -1.83 | -1.3292 | 0 | 0 | 0 | 0 | 0 | 0 | 0 | 0 | 0 | 0 | 0 | 0 | 0 | 0 | 0 | 0 | 0 | 0 | 0 | 0 | 0 | -52.4345 | -50.2364 | 0.30151 | NA | 0 | 45.763 | 0 | Yes | Yes | Yes | NA | Drop | 0 | 0 | NA | N | NA | NA | 60% | 45.763 | 5.7349 | 5.0259 | 22335.0723 | NA | 0 | NA | NA | NA | NA | NA | NA | NA | NA | NA | NA | NA
3 | 920 | 921 | 920 921 Energy Star Set-Top Box / Single Detached - Manufactured | 0 | 0 | -40.1107 | -2.815 | -2.98 | -2.0377 | -1.9467 | -2.7232 | -1.7983 | 0 | 0 | 0 | 0 | 0 | 0 | 0 | 0 | 0 | 0 | 0 | 0 | 0 | 0 | 0 | 0 | 0 | 0 | 0 | 0 | 0 | -54.4116 | -51.8138 | 0.32034 | NA | 0 | 51.4161 | 0 | Yes | Yes | Yes | NA | Drop | 0 | 0 | NA | N | NA | NA | 60% | 51.4161 | 6.4433 | 5.6467 | 105966.8259 | NA | 0 | NA | NA | NA | NA | NA | NA | NA | NA | NA | NA | NA
3 | 930 | 931 | 930 931 Energy Star DVD Player / Single Detached - Manufactured | 0 | 0 | -38.8064 | -1.2816 | -1.6323 | -1.1438 | -0.8214 | -1.3708 | -0.35699 | 0 | 0 | 0 | 0 | 0 | 0 | 0 | 0 | 0 | 0 | 0 | 0 | 0 | 0 | 0 | 0 | 0 | 0 | 0 | 0 | 0 | -45.4132 | -44.2848 | 0.24087 | NA | 0 | 27.9604 | 0 | Yes | Yes | Yes | NA | Drop | 0 | 0 | NA | N | NA | NA | 60% | 27.9604 | 3.5039 | 3.0707 | 57500.432 | NA | 0 | NA | NA | NA | NA | NA | NA | NA | NA | NA | NA | NA
3 | 940 | 941 | 940 941 Energy Star VCR / Single Detached - Manufactured | 0 | 0 | -40.8488 | -3.4222 | -3.5148 | -2.5049 | -1.7023 | -2.7489 | -1.4232 | 0 | 0 | 0 | 0 | 0 | 0 | 0 | 0 | 0 | 0 | 0 | 0 | 0 | 0 | 0 | 0 | 0 | 0 | 0 | 0 | 0 | -56.1651 | -53.5521 | 0.34052 | NA | 0 | 57.9265 | 0 | Yes | Yes | Yes | NA | Drop | 0 | 0 | NA | N | NA | NA | 60% | 57.9265 | 7.2591 | 6.3617 | 13281.1017 | NA | 0 | NA | NA | NA | NA | NA | NA | NA | NA | NA | NA | NA
3 | 950 | 951 | 950 951 Energy Star Desktop PC / Single Detached - Manufactured | 0 | 0 | -38.821 | -1.5421 | -1.9292 | -1.1624 | -1.4244 | -1.4314 | -0.84714 | 0 | 0 | 0 | 0 | 0 | 0 | 0 | 0 | 0 | 0 | 0 | 0 | 0 | 0 | 0 | 0 | 0 | 0 | 0 | 0 | 0 | -47.1578 | -45.6719 | 0.26067 | NA | 0 | 32.4659 | 0 | Yes | Yes | Yes | NA | Drop | 0 | 0 | NA | N | NA | NA | 60% | 32.4659 | 4.0685 | 3.5655 | 78820.5543 | NA | 0 | NA | NA | NA | NA | NA | NA | NA | NA | NA | NA | NA
3 | 960 | 961 | 960 961 Energy Star Laptop PC / Single Detached - Manufactured | 0 | 0 | -37.6237 | -0.612 | -0.59366 | -0.49144 | -0.37445 | -0.83696 | -0.34765 | 0 | 0 | 0 | 0 | 0 | 0 | 0 | 0 | 0 | 0 | 0 | 0 | 0 | 0 | 0 | 0 | 0 | 0 | 0 | 0 | 0 | -40.8799 | -40.2717 | 0.14462 | NA | 0 | 13.2114 | 0 | Yes | Yes | Yes | NA | Drop | 0 | 0 | NA | N | NA | NA | 60% | 13.2114 | 1.6556 | 1.4509 | 22069.7552 | NA | 0 | NA | NA | NA | NA | NA | NA | NA | NA | NA | NA | NA
5 | 200 | 211 | 200 211 LED 12W Blend / All | 0 | 0 | -37 | 0 | 0 | 0 | 0 | 0 | 0 | 0 | 0 | 0 | 0 | 0 | 0 | 0 | 0 | 0 | 0 | 0 | 0 | 0 | 0 | 0 | 0 | 0 | 0 | 0 | 0 | 0 | -37 | -37 | 0 | NA | 18.5 | 0.01 | 15465.181 | No | No | No | NA | Drop | 18.4976 | 2 | NA | N | NA | NA | 14.29% | 0.01 | 0.01 | 0.01 | 3088492.9668 | NA | 0 | NA | NA | NA | NA | NA | NA | NA | NA | NA | NA | NA
5 | 200 | 222 | 200 222 LED 12W, 0.5hr/hday / All | 0 | 0 | -5.1291 | -0.24915 | -0.41936 | -0.14037 | -0.2042 | -0.41842 | 0.46061 | -0.25231 | 0.0069373 | 0.15785 | -0.33922 | -0.16381 | -0.22173 | -0.21142 | -0.21966 | -0.49108 | -0.69628 | -0.20305 | 0.34919 | -0.28521 | -0.23046 | -0.3034 | -0.32128 | -0.32958 | -0.34716 | -0.393 | -0.5288 | -0.75469 | -11.8782 | -7.8196 | 0.50877 | NA | 18.5 | 5.6 | 27.6164 | No | No | No | NA | Drop | 17.1602 | 2 | NA | N | NA | NA | 14.29% | 5.6 | 0.29816 | 0.41776 | 8235981.2448 | NA | 0 | NA | NA | NA | NA | NA | NA | NA | NA | NA | NA | NA
5 | 200 | 232 | 200 232 LED 12W, 2.5hr/hday / All | 0 | 0 | -4.454 | -1.2864 | -1.6374 | -1.149 | -1.1319 | -1.3764 | -0.36282 | -1.1223 | -0.63964 | -0.46786 | -0.70119 | -1.2041 | -0.55526 | -1.6605 | -0.95058 | -1.0901 | -0.98971 | -0.99587 | -0.48006 | -0.532 | -0.50436 | -1.4957 | -0.10964 | -0.28475 | -1.3709 | -0.94674 | -1.2188 | 0 | -28.7181 | -16.778 | 0.7112 | NA | 18.5 | 28 | 5.5233 | No | No | No | NA | Drop | 11.8011 | 2 | NA | N | NA | NA | 23.71% | 28 | 1.4908 | 2.0888 | 14412967.1783 | NA | -1 | NA | NA | NA | NA | NA | NA | NA | NA | NA | NA | NA
5 | 200 | 242 | 200 242 LED 12W, 6.0hr/hday / All | 0 | 0 | -16.7348 | -4.2165 | -4.259 | -3.294 | -3.5875 | -3.8914 | -3.2926 | -3.6617 | -3.2081 | -3.4364 | -3.1293 | 0 | 0 | 0 | 0 | 0 | 0 | 0 | 0 | 0 | 0 | 0 | 0 | 0 | 0 | 0 | 0 | 0 | -52.7114 | -43.0152 | 0.50654 | NA | 18.5 | 67.2 | 2.3014 | No | No | Yes | NA | Drop | 2.4226 | 2 | NA | N | NA | NA | 38.61% | 67.2 | 3.578 | 5.0131 | 3088492.9668 | NA | 0 | NA | NA | NA | NA | NA | NA | NA | NA | NA | NA | NA
5 | 260 | 263 | 260 263 LED Directional 13W (Flood, Outdoor) / All | 0 | 0 | -42.3681 | -4.9151 | -5.623 | -3.335 | -3.24 | -3.594 | -2.2431 | -2.6548 | -1.6948 | 0 | 0 | 0 | 0 | 0 | 0 | 0 | 0 | 0 | 0 | 0 | 0 | 0 | 0 | 0 | 0 | 0 | 0 | 0 | -69.6678 | -64.1386 | 0.46675 | NA | 26.9 | 87.7 | 2.5641 | No | No | Yes | NA | Drop | 5.918 | 2 | NA | N | NA | NA | 36.51% | 87.7 | 0 | 0 | 1030396.1669 | NA | 0 | NA | NA | NA | NA | NA | NA | NA | NA | NA | NA | NA
5 | 999 | 302 | 999 302 Refrigerator recycling / All | 0 | 0 | -106.1463 | -67.13 | -69.6048 | -57.3057 | -59.3158 | -57.2571 | -50.7409 | 0 | 0 | 0 | 0 | 0 | 0 | 0 | 0 | 0 | 0 | 0 | 0 | 0 | 0 | 0 | 0 | 0 | 0 | 0 | 0 | 0 | -467.5006 | -400.9762 | 0.50049 | NA | 0 | 1003.32 | 0 | Yes | Yes | Yes | NA | Drop | 0 | 0 | NA | N | NA | NA | 60% | 1003.32 | 145.8 | 101.9313 | 332868.9345 | NA | 0 | NA | NA | NA | NA | NA | NA | NA | NA | NA | NA | NA
5 | 999 | 352 | 999 352 Freezer recycling / All | 0 | 0 | -92.6784 | -54.2099 | -56.1152 | -45.8232 | -47.5798 | -45.9888 | -41.8145 | 0 | 0 | 0 | 0 | 0 | 0 | 0 | 0 | 0 | 0 | 0 | 0 | 0 | 0 | 0 | 0 | 0 | 0 | 0 | 0 | 0 | -384.21 | -330.4524 | 0.495 | NA | 0 | 808.92 | 0 | Yes | Yes | Yes | NA | Drop | 0 | 0 | NA | N | NA | NA | 60% | 808.92 | 116.64 | 81.545 | 14155.3381 | NA | 0 | NA | NA | NA | NA | NA | NA | NA | NA | NA | NA | NA
5 | 999 | 962 | 999 962 Smart Plug / All | 0 | 0 | -54.1093 | -16.3878 | -17.6562 | -13.7396 | -14.5746 | -14.0167 | -12.6925 | -12.5792 | -12.1224 | -13.4892 | 0 | 0 | 0 | 0 | 0 | 0 | 0 | 0 | 0 | 0 | 0 | 0 | 0 | 0 | 0 | 0 | 0 | 0 | -181.3675 | -149.9094 | 0.49295 | NA | 40 | 250 | 1.3375 | No | Yes | Yes | NA | Drop | 0 | 1.3375 | NA | N | NA | NA | 47.89% | 250 | 28.5388 | 28.5388 | 744695.3869 | NA | 3449 | NA | NA | NA | NA | NA | NA | NA | NA | NA | NA | NA
[38 empty] | 126203206.5739 |  | 0.36553 |  |  |  |  | 30 |  |  | 46130595.215 |  | 6801490.0177 | [5 empty] | gWh | 115.7616 |  | 367.2889 | 24.0255 | 46.4781 | 66.0847 | 82.1197 | 94.4038 | 103.1779 | 108.9916 | 112.5743 | 114.6442 | 115.7616
[56 empty] | smW | 69.6261 |  | 268.3037 | 14.3661 | 27.8021 | 39.5523 | 49.1974 | 56.6304 | 61.9666 | 65.506 | 67.6842 | 68.9444 | 69.6261
[56 empty] | wmW | 161.7116 |  | 285.9381 | 33.8544 | 65.4562 | 92.9926 | 115.39 | 132.3955 | 144.4478 | 152.4214 | 157.3455 | 160.1841 | 161.7116
Note on AN8: Toledo, Oscar: 2629.38
Note on AN23: Toledo, Oscar: 1878.51
Note on AN43: Toledo, Oscar: 1878.51
Note on BH272: Toledo, Oscar: -1 means ICF Part

## TRC Costs (Ach Pot)
Building # | Base # | Measure # | Measure Name | 2013 | 2014 | 2015 | 2016 | 2017 | 2018 | 2019 | 2020 | 2021 | 2022 | 2023 | 2024 | 2025 | 2026 | 2027 | 2028 | 2029 | 2030 | 2031 | 2032 | 2033 | 2034 | 2035 | 2036 | 2037 | 2038 | 2039 | 2040 | 2041 | 2042 | Sum | NPV
1 | 100 | 102 | 100 102 15 SEER Split-System Air Conditioner / Single Detached | 0 | 0 | 437 | 0 | 0 | 0 | 0 | 0 | 0 | 0 | 0 | 0 | 0 | 0 | 0 | 0 | 0 | 0 | 0 | 0 | 0 | 0 | 0 | 0 | 0 | 0 | 0 | 0 | 0 | 0 | 437 | 437
1 | 100 | 103 | 100 103 17 SEER Split-System Air Conditioner / Single Detached | 0 | 0 | 1737 | 0 | 0 | 0 | 0 | 0 | 0 | 0 | 0 | 0 | 0 | 0 | 0 | 0 | 0 | 0 | 0 | 0 | 0 | 0 | 0 | 0 | 0 | 0 | 0 | 0 | 0 | 0 | 1737 | 1737
1 | 100 | 104 | 100 104 19 SEER Split-System Air Conditioner / Single Detached | 0 | 0 | 3037 | 0 | 0 | 0 | 0 | 0 | 0 | 0 | 0 | 0 | 0 | 0 | 0 | 0 | 0 | 0 | 0 | 0 | 0 | 0 | 0 | 0 | 0 | 0 | 0 | 0 | 0 | 0 | 3037 | 3037
1 | 100 | 105 | 100 105 14 SEER Split-System Heat Pump / Single Detached | 0 | 0 | 1628.92 | 0 | 0 | 0 | 0 | 0 | 0 | 0 | 0 | 0 | 0 | 0 | 0 | 0 | 0 | 0 | 0 | 0 | 0 | 0 | 0 | 0 | 0 | 0 | 0 | 0 | 0 | 0 | 1628.92 | 1628.92
1 | 100 | 106 | 100 106 15 SEER Split-System Heat Pump / Single Detached | 0 | 0 | 2601.14 | 0 | 0 | 0 | 0 | 0 | 0 | 0 | 0 | 0 | 0 | 0 | 0 | 0 | 0 | 0 | 0 | 0 | 0 | 0 | 0 | 0 | 0 | 0 | 0 | 0 | 0 | 0 | 2601.14 | 2601.14
1 | 100 | 107 | 100 107 17 SEER Split-System Heat Pump / Single Detached | 0 | 0 | 4881.82 | 0 | 0 | 0 | 0 | 0 | 0 | 0 | 0 | 0 | 0 | 0 | 0 | 0 | 0 | 0 | 0 | 0 | 0 | 0 | 0 | 0 | 0 | 0 | 0 | 0 | 0 | 0 | 4881.82 | 4881.82
1 | 100 | 108 | 100 108 13 EER Geothermal Heat Pump / Single Detached | 0 | 0 | 11221.9 | 0 | 0 | 0 | 0 | 0 | 0 | 0 | 0 | 0 | 0 | 0 | 0 | 0 | 0 | 0 | 0 | 0 | 0 | 0 | 0 | 0 | 0 | 0 | 0 | 0 | 0 | 0 | 11221.9 | 11221.9
1 | 100 | 110 | 100 110 Attic Venting / Single Detached | 0 | 0 | 537 | 0 | 0 | 0 | 0 | 0 | 0 | 0 | 0 | 0 | 0 | 0 | 0 | 0 | 0 | 0 | 0 | 0 | 0 | 0 | 0 | 0 | 0 | 0 | 0 | 0 | 0 | 0 | 537 | 537
1 | 100 | 111 | 100 111 Sealed Attic w/Sprayed Foam Insulated Roof Deck / Single Detached | 0 | 0 | 4001.7 | 0 | 0 | 0 | 0 | 0 | 0 | 0 | 0 | 0 | 0 | 0 | 0 | 0 | 0 | 0 | 0 | 0 | 0 | 0 | 0 | 0 | 0 | 0 | 0 | 0 | 0 | 0 | 4001.7 | 4001.7
1 | 100 | 112 | 100 112 AC Maintenance (Outdoor Coil Cleaning) / Single Detached | 0 | 0 | 116 | 0 | 0 | 0 | 0 | 0 | 0 | 0 | 0 | 0 | 0 | 0 | 0 | 0 | 0 | 0 | 0 | 0 | 0 | 0 | 0 | 0 | 0 | 0 | 0 | 0 | 0 | 0 | 116 | 116
1 | 100 | 113 | 100 113 AC Maintenance (Indoor Coil Cleaning) / Single Detached | 0 | 0 | 116 | 0 | 0 | 0 | 0 | 0 | 0 | 0 | 0 | 0 | 0 | 0 | 0 | 0 | 0 | 0 | 0 | 0 | 0 | 0 | 0 | 0 | 0 | 0 | 0 | 0 | 0 | 0 | 116 | 116
1 | 100 | 114 | 100 114 Proper Refrigerant Charging and Air Flow / Single Detached | 0 | 0 | 116 | 0 | 0 | 0 | 0 | 0 | 0 | 0 | 0 | 0 | 0 | 0 | 0 | 0 | 0 | 0 | 0 | 0 | 0 | 0 | 0 | 0 | 0 | 0 | 0 | 0 | 0 | 0 | 116 | 116
1 | 100 | 115 | 100 115 Electronically Commutated Motors (ECM) on an Air Handler Unit / Single Detached | 0 | 0 | 170 | 0 | 0 | 0 | 0 | 0 | 0 | 0 | 0 | 0 | 0 | 0 | 0 | 0 | 0 | 0 | 0 | 0 | 0 | 0 | 0 | 0 | 0 | 0 | 0 | 0 | 0 | 0 | 170 | 170
1 | 100 | 116 | 100 116 Duct Repair / Single Detached | 0 | 0 | 222 | 0 | 0 | 0 | 0 | 0 | 0 | 0 | 0 | 0 | 0 | 0 | 0 | 0 | 0 | 0 | 0 | 0 | 0 | 0 | 0 | 0 | 0 | 0 | 0 | 0 | 0 | 0 | 222 | 222
1 | 100 | 117 | 100 117 Reflective Roof / Single Detached | 0 | 0 | 1478.7 | 0 | 0 | 0 | 0 | 0 | 0 | 0 | 0 | 0 | 0 | 0 | 0 | 0 | 0 | 0 | 0 | 0 | 0 | 0 | 0 | 0 | 0 | 0 | 0 | 0 | 0 | 0 | 1478.7 | 1478.7
1 | 100 | 118 | 100 118 Radiant Barrier / Single Detached | 0 | 0 | 1046.2 | 0 | 0 | 0 | 0 | 0 | 0 | 0 | 0 | 0 | 0 | 0 | 0 | 0 | 0 | 0 | 0 | 0 | 0 | 0 | 0 | 0 | 0 | 0 | 0 | 0 | 0 | 0 | 1046.2 | 1046.2
1 | 100 | 119 | 100 119 Window Film / Single Detached | 0 | 0 | 547.7 | 0 | 0 | 0 | 0 | 0 | 0 | 0 | 0 | 0 | 0 | 0 | 0 | 0 | 0 | 0 | 0 | 0 | 0 | 0 | 0 | 0 | 0 | 0 | 0 | 0 | 0 | 0 | 547.7 | 547.7
1 | 100 | 120 | 100 120 Window Tinting / Single Detached | 0 | 0 | 547.7 | 0 | 0 | 0 | 0 | 0 | 0 | 0 | 0 | 0 | 0 | 0 | 0 | 0 | 0 | 0 | 0 | 0 | 0 | 0 | 0 | 0 | 0 | 0 | 0 | 0 | 0 | 0 | 547.7 | 547.7
1 | 100 | 121 | 100 121 Default Window With Sunscreen / Single Detached | 0 | 0 | 173.8 | 0 | 0 | 0 | 0 | 0 | 0 | 0 | 0 | 0 | 0 | 0 | 0 | 0 | 0 | 0 | 0 | 0 | 0 | 0 | 0 | 0 | 0 | 0 | 0 | 0 | 0 | 0 | 173.8 | 173.8
1 | 100 | 122 | 100 122 Single Pane Clear Windows to Double Pane Low-E Windows / Single Detached | 0 | 0 | 1915.51 | 0 | 0 | 0 | 0 | 0 | 0 | 0 | 0 | 0 | 0 | 0 | 0 | 0 | 0 | 0 | 0 | 0 | 0 | 0 | 0 | 0 | 0 | 0 | 0 | 0 | 0 | 0 | 1915.51 | 1915.51
1 | 100 | 124 | 100 124 Ceiling R-0 to R-19 Insulation / Single Detached | 0 | 0 | 677.8 | 0 | 0 | 0 | 0 | 0 | 0 | 0 | 0 | 0 | 0 | 0 | 0 | 0 | 0 | 0 | 0 | 0 | 0 | 0 | 0 | 0 | 0 | 0 | 0 | 0 | 0 | 0 | 677.8 | 677.8
1 | 100 | 125 | 100 125 Ceiling R-19 to R-38 Insulation / Single Detached | 0 | 0 | 1236 | 0 | 0 | 0 | 0 | 0 | 0 | 0 | 0 | 0 | 0 | 0 | 0 | 0 | 0 | 0 | 0 | 0 | 0 | 0 | 0 | 0 | 0 | 0 | 0 | 0 | 0 | 0 | 1236 | 1236
1 | 100 | 126 | 100 126 Wall 2x4 R-0 to Blow-In R-13 Insulation / Single Detached | 0 | 0 | 3835.3 | 0 | 0 | 0 | 0 | 0 | 0 | 0 | 0 | 0 | 0 | 0 | 0 | 0 | 0 | 0 | 0 | 0 | 0 | 0 | 0 | 0 | 0 | 0 | 0 | 0 | 0 | 0 | 3835.3 | 3835.3
1 | 100 | 127 | 100 127 Weather Strip/Caulk w/Blower Door / Single Detached | 0 | 0 | 437 | 0 | 0 | 0 | 0 | 0 | 0 | 0 | 0 | 0 | 0 | 0 | 0 | 0 | 0 | 0 | 0 | 0 | 0 | 0 | 0 | 0 | 0 | 0 | 0 | 0 | 0 | 0 | 437 | 437
1 | 130 | 132 | 130 132 15 SEER Split-System Heat Pump / Single Detached | 0 | 0 | 437 | 0 | 0 | 0 | 0 | 0 | 0 | 0 | 0 | 0 | 0 | 0 | 0 | 0 | 0 | 0 | 0 | 0 | 0 | 0 | 0 | 0 | 0 | 0 | 0 | 0 | 0 | 0 | 437 | 437
1 | 130 | 133 | 130 133 17 SEER Split-System Heat Pump / Single Detached | 0 | 0 | 2037 | 0 | 0 | 0 | 0 | 0 | 0 | 0 | 0 | 0 | 0 | 0 | 0 | 0 | 0 | 0 | 0 | 0 | 0 | 0 | 0 | 0 | 0 | 0 | 0 | 0 | 0 | 0 | 2037 | 2037
1 | 130 | 134 | 130 134 13 EER Geothermal Heat Pump / Single Detached | 0 | 0 | 11221.9 | 0 | 0 | 0 | 0 | 0 | 0 | 0 | 0 | 0 | 0 | 0 | 0 | 0 | 0 | 0 | 0 | 0 | 0 | 0 | 0 | 0 | 0 | 0 | 0 | 0 | 0 | 0 | 11221.9 | 11221.9
1 | 130 | 136 | 130 136 Attic Venting / Single Detached | 0 | 0 | 178 | 0 | 0 | 0 | 0 | 0 | 0 | 0 | 0 | 0 | 0 | 0 | 0 | 0 | 0 | 0 | 0 | 0 | 0 | 0 | 0 | 0 | 0 | 0 | 0 | 0 | 0 | 0 | 178 | 178
1 | 130 | 137 | 130 137 Sealed Attics / Single Detached | 0 | 0 | 4001.7 | 0 | 0 | 0 | 0 | 0 | 0 | 0 | 0 | 0 | 0 | 0 | 0 | 0 | 0 | 0 | 0 | 0 | 0 | 0 | 0 | 0 | 0 | 0 | 0 | 0 | 0 | 0 | 4001.7 | 4001.7
1 | 130 | 138 | 130 138 AC Maintenance (Outdoor Coil Cleaning) / Single Detached | 0 | 0 | 125 | 0 | 0 | 0 | 0 | 0 | 0 | 0 | 0 | 0 | 0 | 0 | 0 | 0 | 0 | 0 | 0 | 0 | 0 | 0 | 0 | 0 | 0 | 0 | 0 | 0 | 0 | 0 | 125 | 125
1 | 130 | 139 | 130 139 AC Maintenance (Indoor Coil Cleaning) / Single Detached | 0 | 0 | 116 | 0 | 0 | 0 | 0 | 0 | 0 | 0 | 0 | 0 | 0 | 0 | 0 | 0 | 0 | 0 | 0 | 0 | 0 | 0 | 0 | 0 | 0 | 0 | 0 | 0 | 0 | 0 | 116 | 116
1 | 130 | 140 | 130 140 Proper Refrigerant Charging and Air Flow / Single Detached | 0 | 0 | 116 | 0 | 0 | 0 | 0 | 0 | 0 | 0 | 0 | 0 | 0 | 0 | 0 | 0 | 0 | 0 | 0 | 0 | 0 | 0 | 0 | 0 | 0 | 0 | 0 | 0 | 0 | 0 | 116 | 116
1 | 130 | 141 | 130 141 Electronically Commutated Motors (ECM) on an Air Handler Unit / Single Detached | 0 | 0 | 487 | 0 | 0 | 0 | 0 | 0 | 0 | 0 | 0 | 0 | 0 | 0 | 0 | 0 | 0 | 0 | 0 | 0 | 0 | 0 | 0 | 0 | 0 | 0 | 0 | 0 | 0 | 0 | 487 | 487
1 | 130 | 142 | 130 142 Duct Repair / Single Detached | 0 | 0 | 222 | 0 | 0 | 0 | 0 | 0 | 0 | 0 | 0 | 0 | 0 | 0 | 0 | 0 | 0 | 0 | 0 | 0 | 0 | 0 | 0 | 0 | 0 | 0 | 0 | 0 | 0 | 0 | 222 | 222
1 | 130 | 143 | 130 143 Reflective Roof / Single Detached | 0 | 0 | 1478.7 | 0 | 0 | 0 | 0 | 0 | 0 | 0 | 0 | 0 | 0 | 0 | 0 | 0 | 0 | 0 | 0 | 0 | 0 | 0 | 0 | 0 | 0 | 0 | 0 | 0 | 0 | 0 | 1478.7 | 1478.7
1 | 130 | 144 | 130 144 Radiant Barrier / Single Detached | 0 | 0 | 1046.2 | 0 | 0 | 0 | 0 | 0 | 0 | 0 | 0 | 0 | 0 | 0 | 0 | 0 | 0 | 0 | 0 | 0 | 0 | 0 | 0 | 0 | 0 | 0 | 0 | 0 | 0 | 0 | 1046.2 | 1046.2
1 | 130 | 145 | 130 145 Window Film / Single Detached | 0 | 0 | 547.7 | 0 | 0 | 0 | 0 | 0 | 0 | 0 | 0 | 0 | 0 | 0 | 0 | 0 | 0 | 0 | 0 | 0 | 0 | 0 | 0 | 0 | 0 | 0 | 0 | 0 | 0 | 0 | 547.7 | 547.7
1 | 130 | 146 | 130 146 Window Tinting / Single Detached | 0 | 0 | 547.7 | 0 | 0 | 0 | 0 | 0 | 0 | 0 | 0 | 0 | 0 | 0 | 0 | 0 | 0 | 0 | 0 | 0 | 0 | 0 | 0 | 0 | 0 | 0 | 0 | 0 | 0 | 0 | 547.7 | 547.7
1 | 130 | 147 | 130 147 Default Window With Sunscreen / Single Detached | 0 | 0 | 187.4 | 0 | 0 | 0 | 0 | 0 | 0 | 0 | 0 | 0 | 0 | 0 | 0 | 0 | 0 | 0 | 0 | 0 | 0 | 0 | 0 | 0 | 0 | 0 | 0 | 0 | 0 | 0 | 187.4 | 187.4
1 | 130 | 148 | 130 148 Single Pane Clear Windows to Double Pane Low-E Windows / Single Detached | 0 | 0 | 1864 | 0 | 0 | 0 | 0 | 0 | 0 | 0 | 0 | 0 | 0 | 0 | 0 | 0 | 0 | 0 | 0 | 0 | 0 | 0 | 0 | 0 | 0 | 0 | 0 | 0 | 0 | 0 | 1864 | 1864
1 | 130 | 150 | 130 150 Ceiling R-0 to R-19 Insulation / Single Detached | 0 | 0 | 677.8 | 0 | 0 | 0 | 0 | 0 | 0 | 0 | 0 | 0 | 0 | 0 | 0 | 0 | 0 | 0 | 0 | 0 | 0 | 0 | 0 | 0 | 0 | 0 | 0 | 0 | 0 | 0 | 677.8 | 677.8
1 | 130 | 151 | 130 151 Ceiling R-19 to R-38 Insulation / Single Detached | 0 | 0 | 1236 | 0 | 0 | 0 | 0 | 0 | 0 | 0 | 0 | 0 | 0 | 0 | 0 | 0 | 0 | 0 | 0 | 0 | 0 | 0 | 0 | 0 | 0 | 0 | 0 | 0 | 0 | 0 | 1236 | 1236
1 | 130 | 152 | 130 152 Wall 2x4 R-0 to Blow-In R-13 Insulation / Single Detached | 0 | 0 | 3835.3 | 0 | 0 | 0 | 0 | 0 | 0 | 0 | 0 | 0 | 0 | 0 | 0 | 0 | 0 | 0 | 0 | 0 | 0 | 0 | 0 | 0 | 0 | 0 | 0 | 0 | 0 | 0 | 3835.3 | 3835.3
1 | 130 | 153 | 130 153 Weather Strip/Caulk w/Blower Door / Single Detached | 0 | 0 | 437 | 0 | 0 | 0 | 0 | 0 | 0 | 0 | 0 | 0 | 0 | 0 | 0 | 0 | 0 | 0 | 0 | 0 | 0 | 0 | 0 | 0 | 0 | 0 | 0 | 0 | 0 | 0 | 437 | 437
1 | 190 | 191 | 190 191 HE Room Air Conditioner - EER 11 / Single Detached | 0 | 0 | 137 | 0 | 0 | 0 | 0 | 0 | 0 | 0 | 0 | 0 | 0 | 0 | 0 | 0 | 0 | 0 | 0 | 0 | 0 | 0 | 0 | 0 | 0 | 0 | 0 | 0 | 0 | 0 | 137 | 137
1 | 190 | 192 | 190 192 HE Room Air Conditioner - EER 12 / Single Detached | 0 | 0 | 247 | 0 | 0 | 0 | 0 | 0 | 0 | 0 | 0 | 0 | 0 | 0 | 0 | 0 | 0 | 0 | 0 | 0 | 0 | 0 | 0 | 0 | 0 | 0 | 0 | 0 | 0 | 0 | 247 | 247
1 | 190 | 196 | 190 196 Reflective Roof / Single Detached | 0 | 0 | 1478.7 | 0 | 0 | 0 | 0 | 0 | 0 | 0 | 0 | 0 | 0 | 0 | 0 | 0 | 0 | 0 | 0 | 0 | 0 | 0 | 0 | 0 | 0 | 0 | 0 | 0 | 0 | 0 | 1478.7 | 1478.7
1 | 190 | 197 | 190 197 Window Film / Single Detached | 0 | 0 | 547.7 | 0 | 0 | 0 | 0 | 0 | 0 | 0 | 0 | 0 | 0 | 0 | 0 | 0 | 0 | 0 | 0 | 0 | 0 | 0 | 0 | 0 | 0 | 0 | 0 | 0 | 0 | 0 | 547.7 | 547.7
1 | 190 | 198 | 190 198 Window Tinting / Single Detached | 0 | 0 | 547.7 | 0 | 0 | 0 | 0 | 0 | 0 | 0 | 0 | 0 | 0 | 0 | 0 | 0 | 0 | 0 | 0 | 0 | 0 | 0 | 0 | 0 | 0 | 0 | 0 | 0 | 0 | 0 | 547.7 | 547.7
1 | 190 | 199 | 190 199 Default Window With Sunscreen / Single Detached | 0 | 0 | 187.4 | 0 | 0 | 0 | 0 | 0 | 0 | 0 | 0 | 0 | 0 | 0 | 0 | 0 | 0 | 0 | 0 | 0 | 0 | 0 | 0 | 0 | 0 | 0 | 0 | 0 | 0 | 0 | 187.4 | 187.4
1 | 190 | 200 | 190 200 Single Pane Clear Windows to Double Pane Low-E Windows / Single Detached | 0 | 0 | 1915.51 | 0 | 0 | 0 | 0 | 0 | 0 | 0 | 0 | 0 | 0 | 0 | 0 | 0 | 0 | 0 | 0 | 0 | 0 | 0 | 0 | 0 | 0 | 0 | 0 | 0 | 0 | 0 | 1915.51 | 1915.51
1 | 190 | 202 | 190 202 Ceiling R-0 to R-19 Insulation / Single Detached | 0 | 0 | 677.8 | 0 | 0 | 0 | 0 | 0 | 0 | 0 | 0 | 0 | 0 | 0 | 0 | 0 | 0 | 0 | 0 | 0 | 0 | 0 | 0 | 0 | 0 | 0 | 0 | 0 | 0 | 0 | 677.8 | 677.8
1 | 190 | 203 | 190 203 Ceiling R-19 to R-38 Insulation / Single Detached | 0 | 0 | 1236 | 0 | 0 | 0 | 0 | 0 | 0 | 0 | 0 | 0 | 0 | 0 | 0 | 0 | 0 | 0 | 0 | 0 | 0 | 0 | 0 | 0 | 0 | 0 | 0 | 0 | 0 | 0 | 1236 | 1236
1 | 190 | 204 | 190 204 Wall 2x4 R-0 to Blow-In R-13 Insulation / Single Detached | 0 | 0 | 3835.3 | 0 | 0 | 0 | 0 | 0 | 0 | 0 | 0 | 0 | 0 | 0 | 0 | 0 | 0 | 0 | 0 | 0 | 0 | 0 | 0 | 0 | 0 | 0 | 0 | 0 | 0 | 0 | 3835.3 | 3835.3
1 | 190 | 205 | 190 205 Weather Strip/Caulk w/Blower Door / Single Detached | 0 | 0 | 437 | 0 | 0 | 0 | 0 | 0 | 0 | 0 | 0 | 0 | 0 | 0 | 0 | 0 | 0 | 0 | 0 | 0 | 0 | 0 | 0 | 0 | 0 | 0 | 0 | 0 | 0 | 0 | 437 | 437
1 | 220 | 221 | 220 221 CFL (18-Watt integral ballast), 0.5 hr/day / Single Detached | 0 | 0 | 51.72 | 0 | 0 | 0 | 0 | 0 | 0 | 0 | 0 | 0 | 0 | 0 | 0 | 0 | 0 | 0 | 0 | 0 | 0 | 0 | 0 | 0 | 0 | 0 | 0 | 0 | 0 | 0 | 51.72 | 51.72
1 | 230 | 231 | 230 231 CFL (18-Watt integral ballast), 2.5 hr/day / Single Detached | 0 | 0 | 62.76 | 0 | 0 | 0 | 0 | 0 | 0 | 0 | 0 | 0 | 0 | 0 | 0 | 0 | 0 | 0 | 0 | 0 | 0 | 0 | 0 | 0 | 0 | 0 | 0 | 0 | 0 | 0 | 62.76 | 62.76
1 | 240 | 241 | 240 241 CFL (18-Watt integral ballast), 6.0 hr/day / Single Detached | 0 | 0 | 42.52 | 0 | 0 | 0 | 0 | 0 | 0 | 0 | 0 | 0 | 0 | 0 | 0 | 0 | 0 | 0 | 0 | 0 | 0 | 0 | 0 | 0 | 0 | 0 | 0 | 0 | 0 | 0 | 42.52 | 42.52
1 | 250 | 251 | 250 251 ROB 2L4'T8, 1EB / Single Detached | 0 | 0 | 37.7 | 0 | 0 | 0 | 0 | 0 | 0 | 0 | 0 | 0 | 0 | 0 | 0 | 0 | 0 | 0 | 0 | 0 | 0 | 0 | 0 | 0 | 0 | 0 | 0 | 0 | 0 | 0 | 37.7 | 37.7
1 | 250 | 252 | 250 252 RET 2L4'T8, 1EB / Single Detached | 0 | 0 | 37.7 | 0 | 0 | 0 | 0 | 0 | 0 | 0 | 0 | 0 | 0 | 0 | 0 | 0 | 0 | 0 | 0 | 0 | 0 | 0 | 0 | 0 | 0 | 0 | 0 | 0 | 0 | 0 | 37.7 | 37.7
1 | 260 | 261 | 260 261 CFL - medium screw based <30 Watts / Single Detached | 0 | 0 | 45 | 0 | 0 | 0 | 0 | 0 | 0 | 0 | 0 | 0 | 0 | 0 | 0 | 0 | 0 | 0 | 0 | 0 | 0 | 0 | 0 | 0 | 0 | 0 | 0 | 0 | 0 | 0 | 45 | 45
1 | 260 | 262 | 260 262 Photocell/timeclock / Single Detached | 0 | 0 | 45 | 0 | 0 | 0 | 0 | 0 | 0 | 0 | 0 | 0 | 0 | 0 | 0 | 0 | 0 | 0 | 0 | 0 | 0 | 0 | 0 | 0 | 0 | 0 | 0 | 0 | 0 | 0 | 45 | 45
1 | 300 | 301 | 300 301 HE Refrigerator - Energy Star version of above / Single Detached | 0 | 0 | 136.2 | 0 | 0 | 0 | 0 | 0 | 0 | 0 | 0 | 0 | 0 | 0 | 0 | 0 | 0 | 0 | 0 | 0 | 0 | 0 | 0 | 0 | 0 | 0 | 0 | 0 | 0 | 0 | 136.2 | 136.2
1 | 350 | 351 | 350 351 HE Freezer / Single Detached | 0 | 0 | 86.8 | 0 | 0 | 0 | 0 | 0 | 0 | 0 | 0 | 0 | 0 | 0 | 0 | 0 | 0 | 0 | 0 | 0 | 0 | 0 | 0 | 0 | 0 | 0 | 0 | 0 | 0 | 0 | 86.8 | 86.8
1 | 400 | 401 | 400 401 Heat Pump Water Heater (EF=2.9) / Single Detached | 0 | 0 | 928 | 0 | 0 | 0 | 0 | 0 | 0 | 0 | 0 | 0 | 0 | 0 | 0 | 0 | 0 | 0 | 0 | 0 | 0 | 0 | 0 | 0 | 0 | 0 | 0 | 0 | 0 | 0 | 928 | 928
1 | 400 | 403 | 400 403 Solar Water Heat / Single Detached | 0 | 0 | 3929 | 0 | 0 | 0 | 0 | 0 | 0 | 0 | 0 | 0 | 0 | 0 | 0 | 0 | 0 | 0 | 0 | 0 | 0 | 0 | 0 | 0 | 0 | 0 | 0 | 0 | 0 | 0 | 3929 | 3929
1 | 400 | 404 | 400 404 AC Heat Recovery Units / Single Detached | 0 | 0 | 562 | 0 | 0 | 0 | 0 | 0 | 0 | 0 | 0 | 0 | 0 | 0 | 0 | 0 | 0 | 0 | 0 | 0 | 0 | 0 | 0 | 0 | 0 | 0 | 0 | 0 | 0 | 0 | 562 | 562
1 | 400 | 405 | 400 405 Low Flow Showerhead / Single Detached | 0 | 0 | 50 | 0 | 0 | 0 | 0 | 0 | 0 | 0 | 0 | 0 | 0 | 0 | 0 | 0 | 0 | 0 | 0 | 0 | 0 | 0 | 0 | 0 | 0 | 0 | 0 | 0 | 0 | 0 | 50 | 50
1 | 400 | 406 | 400 406 Pipe Wrap / Single Detached | 0 | 0 | 47 | 0 | 0 | 0 | 0 | 0 | 0 | 0 | 0 | 0 | 0 | 0 | 0 | 0 | 0 | 0 | 0 | 0 | 0 | 0 | 0 | 0 | 0 | 0 | 0 | 0 | 0 | 0 | 47 | 47
1 | 400 | 407 | 400 407 Faucet Aerators / Single Detached | 0 | 0 | 41 | 0 | 0 | 0 | 0 | 0 | 0 | 0 | 0 | 0 | 0 | 0 | 0 | 0 | 0 | 0 | 0 | 0 | 0 | 0 | 0 | 0 | 0 | 0 | 0 | 0 | 0 | 0 | 41 | 41
1 | 400 | 408 | 400 408 Water Heater Blanket / Single Detached | 0 | 0 | 58 | 0 | 0 | 0 | 0 | 0 | 0 | 0 | 0 | 0 | 0 | 0 | 0 | 0 | 0 | 0 | 0 | 0 | 0 | 0 | 0 | 0 | 0 | 0 | 0 | 0 | 0 | 0 | 58 | 58
1 | 400 | 409 | 400 409 Water Heater Temperature Check and Adjustment / Single Detached | 0 | 0 | 42 | 0 | 0 | 0 | 0 | 0 | 0 | 0 | 0 | 0 | 0 | 0 | 0 | 0 | 0 | 0 | 0 | 0 | 0 | 0 | 0 | 0 | 0 | 0 | 0 | 0 | 0 | 0 | 42 | 42
1 | 400 | 410 | 400 410 Water Heater Timeclock / Single Detached | 0 | 0 | 83 | 0 | 0 | 0 | 0 | 0 | 0 | 0 | 0 | 0 | 0 | 0 | 0 | 0 | 0 | 0 | 0 | 0 | 0 | 0 | 0 | 0 | 0 | 0 | 0 | 0 | 0 | 0 | 83 | 83
1 | 400 | 411 | 400 411 Heat Trap / Single Detached | 0 | 0 | 54 | 0 | 0 | 0 | 0 | 0 | 0 | 0 | 0 | 0 | 0 | 0 | 0 | 0 | 0 | 0 | 0 | 0 | 0 | 0 | 0 | 0 | 0 | 0 | 0 | 0 | 0 | 0 | 54 | 54
1 | 500 | 502 | 500 502 Energy Star CW CEE Tier 2 (MEF=2.0) / Single Detached | 0 | 0 | 222.25 | 0 | 0 | 0 | 0 | 0 | 0 | 0 | 0 | 0 | 0 | 0 | 0 | 0 | 0 | 0 | 0 | 0 | 0 | 0 | 0 | 0 | 0 | 0 | 0 | 0 | 0 | 0 | 222.25 | 222.25
1 | 500 | 503 | 500 503 Energy Star CW CEE Tier 3 (MEF=2.2) / Single Detached | 0 | 0 | 350.67 | 0 | 0 | 0 | 0 | 0 | 0 | 0 | 0 | 0 | 0 | 0 | 0 | 0 | 0 | 0 | 0 | 0 | 0 | 0 | 0 | 0 | 0 | 0 | 0 | 0 | 0 | 0 | 350.67 | 350.67
1 | 700 | 701 | 700 701 Energy Star DW (EF=0.68) / Single Detached | 0 | 0 | 300 | 0 | 0 | 0 | 0 | 0 | 0 | 0 | 0 | 0 | 0 | 0 | 0 | 0 | 0 | 0 | 0 | 0 | 0 | 0 | 0 | 0 | 0 | 0 | 0 | 0 | 0 | 0 | 300 | 300
1 | 800 | 801 | 800 801 Two Speed Pool Pump (1.5 hp) / Single Detached | 0 | 0 | 282 | 0 | 0 | 0 | 0 | 0 | 0 | 0 | 0 | 0 | 0 | 0 | 0 | 0 | 0 | 0 | 0 | 0 | 0 | 0 | 0 | 0 | 0 | 0 | 0 | 0 | 0 | 0 | 282 | 282
1 | 800 | 802 | 800 802 High Efficiency One Speed Pool Pump (1.5 hp) / Single Detached | 0 | 0 | 117 | 0 | 0 | 0 | 0 | 0 | 0 | 0 | 0 | 0 | 0 | 0 | 0 | 0 | 0 | 0 | 0 | 0 | 0 | 0 | 0 | 0 | 0 | 0 | 0 | 0 | 0 | 0 | 117 | 117
1 | 800 | 803 | 800 803 Variable-Speed Pool Pump (<1 hp) / Single Detached | 0 | 0 | 887 | 0 | 0 | 0 | 0 | 0 | 0 | 0 | 0 | 0 | 0 | 0 | 0 | 0 | 0 | 0 | 0 | 0 | 0 | 0 | 0 | 0 | 0 | 0 | 0 | 0 | 0 | 0 | 887 | 887
1 | 800 | 804 | 800 804 PV-Powered Pool Pumps / Single Detached | 0 | 0 | 4937 | 0 | 0 | 0 | 0 | 0 | 0 | 0 | 0 | 0 | 0 | 0 | 0 | 0 | 0 | 0 | 0 | 0 | 0 | 0 | 0 | 0 | 0 | 0 | 0 | 0 | 0 | 0 | 4937 | 4937
1 | 900 | 901 | 900 901 Energy Star TV / Single Detached | 0 | 0 | 37 | 0 | 0 | 0 | 0 | 0 | 0 | 0 | 0 | 0 | 0 | 0 | 0 | 0 | 0 | 0 | 0 | 0 | 0 | 0 | 0 | 0 | 0 | 0 | 0 | 0 | 0 | 0 | 37 | 37
1 | 910 | 911 | 910 911 Energy Star TV / Single Detached | 0 | 0 | 37 | 0 | 0 | 0 | 0 | 0 | 0 | 0 | 0 | 0 | 0 | 0 | 0 | 0 | 0 | 0 | 0 | 0 | 0 | 0 | 0 | 0 | 0 | 0 | 0 | 0 | 0 | 0 | 37 | 37
1 | 920 | 921 | 920 921 Energy Star Set-Top Box / Single Detached | 0 | 0 | 37 | 0 | 0 | 0 | 0 | 0 | 0 | 0 | 0 | 0 | 0 | 0 | 0 | 0 | 0 | 0 | 0 | 0 | 0 | 0 | 0 | 0 | 0 | 0 | 0 | 0 | 0 | 0 | 37 | 37
1 | 930 | 931 | 930 931 Energy Star DVD Player / Single Detached | 0 | 0 | 37 | 0 | 0 | 0 | 0 | 0 | 0 | 0 | 0 | 0 | 0 | 0 | 0 | 0 | 0 | 0 | 0 | 0 | 0 | 0 | 0 | 0 | 0 | 0 | 0 | 0 | 0 | 0 | 37 | 37
1 | 940 | 941 | 940 941 Energy Star VCR / Single Detached | 0 | 0 | 37 | 0 | 0 | 0 | 0 | 0 | 0 | 0 | 0 | 0 | 0 | 0 | 0 | 0 | 0 | 0 | 0 | 0 | 0 | 0 | 0 | 0 | 0 | 0 | 0 | 0 | 0 | 0 | 37 | 37
1 | 950 | 951 | 950 951 Energy Star Desktop PC / Single Detached | 0 | 0 | 37 | 0 | 0 | 0 | 0 | 0 | 0 | 0 | 0 | 0 | 0 | 0 | 0 | 0 | 0 | 0 | 0 | 0 | 0 | 0 | 0 | 0 | 0 | 0 | 0 | 0 | 0 | 0 | 37 | 37
1 | 960 | 961 | 960 961 Energy Star Laptop PC / Single Detached | 0 | 0 | 37 | 0 | 0 | 0 | 0 | 0 | 0 | 0 | 0 | 0 | 0 | 0 | 0 | 0 | 0 | 0 | 0 | 0 | 0 | 0 | 0 | 0 | 0 | 0 | 0 | 0 | 0 | 0 | 37 | 37
2 | 100 | 102 | 100 102 15 SEER Split-System Air Conditioner / Multi Attached | 0 | 0 | 437 | 0 | 0 | 0 | 0 | 0 | 0 | 0 | 0 | 0 | 0 | 0 | 0 | 0 | 0 | 0 | 0 | 0 | 0 | 0 | 0 | 0 | 0 | 0 | 0 | 0 | 0 | 0 | 437 | 437
2 | 100 | 103 | 100 103 17 SEER Split-System Air Conditioner / Multi Attached | 0 | 0 | 1737 | 0 | 0 | 0 | 0 | 0 | 0 | 0 | 0 | 0 | 0 | 0 | 0 | 0 | 0 | 0 | 0 | 0 | 0 | 0 | 0 | 0 | 0 | 0 | 0 | 0 | 0 | 0 | 1737 | 1737
2 | 100 | 104 | 100 104 19 SEER Split-System Air Conditioner / Multi Attached | 0 | 0 | 3037 | 0 | 0 | 0 | 0 | 0 | 0 | 0 | 0 | 0 | 0 | 0 | 0 | 0 | 0 | 0 | 0 | 0 | 0 | 0 | 0 | 0 | 0 | 0 | 0 | 0 | 0 | 0 | 3037 | 3037
2 | 100 | 105 | 100 105 14 SEER Split-System Heat Pump / Multi Attached | 0 | 0 | 337 | 0 | 0 | 0 | 0 | 0 | 0 | 0 | 0 | 0 | 0 | 0 | 0 | 0 | 0 | 0 | 0 | 0 | 0 | 0 | 0 | 0 | 0 | 0 | 0 | 0 | 0 | 0 | 337 | 337
2 | 100 | 106 | 100 106 15 SEER Split-System Heat Pump / Multi Attached | 0 | 0 | 2666.38 | 0 | 0 | 0 | 0 | 0 | 0 | 0 | 0 | 0 | 0 | 0 | 0 | 0 | 0 | 0 | 0 | 0 | 0 | 0 | 0 | 0 | 0 | 0 | 0 | 0 | 0 | 0 | 2666.38 | 2666.38
2 | 100 | 107 | 100 107 17 SEER Split-System Heat Pump / Multi Attached | 0 | 0 | 4881.82 | 0 | 0 | 0 | 0 | 0 | 0 | 0 | 0 | 0 | 0 | 0 | 0 | 0 | 0 | 0 | 0 | 0 | 0 | 0 | 0 | 0 | 0 | 0 | 0 | 0 | 0 | 0 | 4881.82 | 4881.82
2 | 100 | 108 | 100 108 13 EER Geothermal Heat Pump / Multi Attached | 0 | 0 | 11221.9 | 0 | 0 | 0 | 0 | 0 | 0 | 0 | 0 | 0 | 0 | 0 | 0 | 0 | 0 | 0 | 0 | 0 | 0 | 0 | 0 | 0 | 0 | 0 | 0 | 0 | 0 | 0 | 11221.9 | 11221.9
2 | 100 | 109 | 100 109 HVAC Proper Sizing / Multi Attached | 0 | 0 | 37 | 0 | 0 | 0 | 0 | 0 | 0 | 0 | 0 | 0 | 0 | 0 | 0 | 0 | 0 | 0 | 0 | 0 | 0 | 0 | 0 | 0 | 0 | 0 | 0 | 0 | 0 | 0 | 37 | 37
2 | 100 | 110 | 100 110 Attic Venting / Multi Attached | 0 | 0 | 537 | 0 | 0 | 0 | 0 | 0 | 0 | 0 | 0 | 0 | 0 | 0 | 0 | 0 | 0 | 0 | 0 | 0 | 0 | 0 | 0 | 0 | 0 | 0 | 0 | 0 | 0 | 0 | 537 | 537
2 | 100 | 111 | 100 111 Sealed Attic w/Sprayed Foam Insulated Roof Deck / Multi Attached | 0 | 0 | 2334.3 | 0 | 0 | 0 | 0 | 0 | 0 | 0 | 0 | 0 | 0 | 0 | 0 | 0 | 0 | 0 | 0 | 0 | 0 | 0 | 0 | 0 | 0 | 0 | 0 | 0 | 0 | 0 | 2334.3 | 2334.3
2 | 100 | 112 | 100 112 AC Maintenance (Outdoor Coil Cleaning) / Multi Attached | 0 | 0 | 116 | 0 | 0 | 0 | 0 | 0 | 0 | 0 | 0 | 0 | 0 | 0 | 0 | 0 | 0 | 0 | 0 | 0 | 0 | 0 | 0 | 0 | 0 | 0 | 0 | 0 | 0 | 0 | 116 | 116
2 | 100 | 113 | 100 113 AC Maintenance (Indoor Coil Cleaning) / Multi Attached | 0 | 0 | 116 | 0 | 0 | 0 | 0 | 0 | 0 | 0 | 0 | 0 | 0 | 0 | 0 | 0 | 0 | 0 | 0 | 0 | 0 | 0 | 0 | 0 | 0 | 0 | 0 | 0 | 0 | 0 | 116 | 116
2 | 100 | 114 | 100 114 Proper Refrigerant Charging and Air Flow / Multi Attached | 0 | 0 | 116 | 0 | 0 | 0 | 0 | 0 | 0 | 0 | 0 | 0 | 0 | 0 | 0 | 0 | 0 | 0 | 0 | 0 | 0 | 0 | 0 | 0 | 0 | 0 | 0 | 0 | 0 | 0 | 116 | 116
2 | 100 | 115 | 100 115 Electronically Commutated Motors (ECM) on an Air Handler Unit / Multi Attached | 0 | 0 | 126.9 | 0 | 0 | 0 | 0 | 0 | 0 | 0 | 0 | 0 | 0 | 0 | 0 | 0 | 0 | 0 | 0 | 0 | 0 | 0 | 0 | 0 | 0 | 0 | 0 | 0 | 0 | 0 | 126.9 | 126.9
2 | 100 | 116 | 100 116 Duct Repair / Multi Attached | 0 | 0 | 222 | 0 | 0 | 0 | 0 | 0 | 0 | 0 | 0 | 0 | 0 | 0 | 0 | 0 | 0 | 0 | 0 | 0 | 0 | 0 | 0 | 0 | 0 | 0 | 0 | 0 | 0 | 0 | 222 | 222
2 | 100 | 117 | 100 117 Reflective Roof / Multi Attached | 0 | 0 | 872.4 | 0 | 0 | 0 | 0 | 0 | 0 | 0 | 0 | 0 | 0 | 0 | 0 | 0 | 0 | 0 | 0 | 0 | 0 | 0 | 0 | 0 | 0 | 0 | 0 | 0 | 0 | 0 | 872.4 | 872.4
2 | 100 | 118 | 100 118 Radiant Barrier / Multi Attached | 0 | 0 | 621.7 | 0 | 0 | 0 | 0 | 0 | 0 | 0 | 0 | 0 | 0 | 0 | 0 | 0 | 0 | 0 | 0 | 0 | 0 | 0 | 0 | 0 | 0 | 0 | 0 | 0 | 0 | 0 | 621.7 | 621.7
2 | 100 | 119 | 100 119 Window Film / Multi Attached | 0 | 0 | 153.1 | 0 | 0 | 0 | 0 | 0 | 0 | 0 | 0 | 0 | 0 | 0 | 0 | 0 | 0 | 0 | 0 | 0 | 0 | 0 | 0 | 0 | 0 | 0 | 0 | 0 | 0 | 0 | 153.1 | 153.1
2 | 100 | 120 | 100 120 Window Tinting / Multi Attached | 0 | 0 | 153.1 | 0 | 0 | 0 | 0 | 0 | 0 | 0 | 0 | 0 | 0 | 0 | 0 | 0 | 0 | 0 | 0 | 0 | 0 | 0 | 0 | 0 | 0 | 0 | 0 | 0 | 0 | 0 | 153.1 | 153.1
2 | 100 | 121 | 100 121 Default Window With Sunscreen / Multi Attached | 0 | 0 | 68.1 | 0 | 0 | 0 | 0 | 0 | 0 | 0 | 0 | 0 | 0 | 0 | 0 | 0 | 0 | 0 | 0 | 0 | 0 | 0 | 0 | 0 | 0 | 0 | 0 | 0 | 0 | 0 | 68.1 | 68.1
2 | 100 | 122 | 100 122 Single Pane Clear Windows to Double Pane Low-E Windows / Multi Attached | 0 | 0 | 464 | 0 | 0 | 0 | 0 | 0 | 0 | 0 | 0 | 0 | 0 | 0 | 0 | 0 | 0 | 0 | 0 | 0 | 0 | 0 | 0 | 0 | 0 | 0 | 0 | 0 | 0 | 0 | 464 | 464
2 | 100 | 124 | 100 124 Ceiling R-0 to R-19 Insulation / Multi Attached | 0 | 0 | 408.3 | 0 | 0 | 0 | 0 | 0 | 0 | 0 | 0 | 0 | 0 | 0 | 0 | 0 | 0 | 0 | 0 | 0 | 0 | 0 | 0 | 0 | 0 | 0 | 0 | 0 | 0 | 0 | 408.3 | 408.3
2 | 100 | 125 | 100 125 Ceiling R-19 to R-38 Insulation / Multi Attached | 0 | 0 | 731.8 | 0 | 0 | 0 | 0 | 0 | 0 | 0 | 0 | 0 | 0 | 0 | 0 | 0 | 0 | 0 | 0 | 0 | 0 | 0 | 0 | 0 | 0 | 0 | 0 | 0 | 0 | 0 | 731.8 | 731.8
2 | 100 | 126 | 100 126 Wall 2x4 R-0 to Blow-In R-13 Insulation / Multi Attached | 0 | 0 | 896.5 | 0 | 0 | 0 | 0 | 0 | 0 | 0 | 0 | 0 | 0 | 0 | 0 | 0 | 0 | 0 | 0 | 0 | 0 | 0 | 0 | 0 | 0 | 0 | 0 | 0 | 0 | 0 | 896.5 | 896.5
2 | 100 | 127 | 100 127 Weather Strip/Caulk w/Blower Door / Multi Attached | 0 | 0 | 437 | 0 | 0 | 0 | 0 | 0 | 0 | 0 | 0 | 0 | 0 | 0 | 0 | 0 | 0 | 0 | 0 | 0 | 0 | 0 | 0 | 0 | 0 | 0 | 0 | 0 | 0 | 0 | 437 | 437
2 | 130 | 132 | 130 132 15 SEER Split-System Heat Pump / Multi Attached | 0 | 0 | 437 | 0 | 0 | 0 | 0 | 0 | 0 | 0 | 0 | 0 | 0 | 0 | 0 | 0 | 0 | 0 | 0 | 0 | 0 | 0 | 0 | 0 | 0 | 0 | 0 | 0 | 0 | 0 | 437 | 437
2 | 130 | 133 | 130 133 17 SEER Split-System Heat Pump / Multi Attached | 0 | 0 | 2037 | 0 | 0 | 0 | 0 | 0 | 0 | 0 | 0 | 0 | 0 | 0 | 0 | 0 | 0 | 0 | 0 | 0 | 0 | 0 | 0 | 0 | 0 | 0 | 0 | 0 | 0 | 0 | 2037 | 2037
2 | 130 | 134 | 130 134 13 EER Geothermal Heat Pump / Multi Attached | 0 | 0 | 11221.9 | 0 | 0 | 0 | 0 | 0 | 0 | 0 | 0 | 0 | 0 | 0 | 0 | 0 | 0 | 0 | 0 | 0 | 0 | 0 | 0 | 0 | 0 | 0 | 0 | 0 | 0 | 0 | 11221.9 | 11221.9
2 | 130 | 136 | 130 136 Attic Venting / Multi Attached | 0 | 0 | 178 | 0 | 0 | 0 | 0 | 0 | 0 | 0 | 0 | 0 | 0 | 0 | 0 | 0 | 0 | 0 | 0 | 0 | 0 | 0 | 0 | 0 | 0 | 0 | 0 | 0 | 0 | 0 | 178 | 178
2 | 130 | 137 | 130 137 Sealed Attics / Multi Attached | 0 | 0 | 2334.3 | 0 | 0 | 0 | 0 | 0 | 0 | 0 | 0 | 0 | 0 | 0 | 0 | 0 | 0 | 0 | 0 | 0 | 0 | 0 | 0 | 0 | 0 | 0 | 0 | 0 | 0 | 0 | 2334.3 | 2334.3
2 | 130 | 138 | 130 138 AC Maintenance (Outdoor Coil Cleaning) / Multi Attached | 0 | 0 | 116 | 0 | 0 | 0 | 0 | 0 | 0 | 0 | 0 | 0 | 0 | 0 | 0 | 0 | 0 | 0 | 0 | 0 | 0 | 0 | 0 | 0 | 0 | 0 | 0 | 0 | 0 | 0 | 116 | 116
2 | 130 | 139 | 130 139 AC Maintenance (Indoor Coil Cleaning) / Multi Attached | 0 | 0 | 116 | 0 | 0 | 0 | 0 | 0 | 0 | 0 | 0 | 0 | 0 | 0 | 0 | 0 | 0 | 0 | 0 | 0 | 0 | 0 | 0 | 0 | 0 | 0 | 0 | 0 | 0 | 0 | 116 | 116
2 | 130 | 140 | 130 140 Proper Refrigerant Charging and Air Flow / Multi Attached | 0 | 0 | 116 | 0 | 0 | 0 | 0 | 0 | 0 | 0 | 0 | 0 | 0 | 0 | 0 | 0 | 0 | 0 | 0 | 0 | 0 | 0 | 0 | 0 | 0 | 0 | 0 | 0 | 0 | 0 | 116 | 116
2 | 130 | 141 | 130 141 Electronically Commutated Motors (ECM) on an Air Handler Unit / Multi Attached | 0 | 0 | 126.9 | 0 | 0 | 0 | 0 | 0 | 0 | 0 | 0 | 0 | 0 | 0 | 0 | 0 | 0 | 0 | 0 | 0 | 0 | 0 | 0 | 0 | 0 | 0 | 0 | 0 | 0 | 0 | 126.9 | 126.9
2 | 130 | 142 | 130 142 Duct Repair / Multi Attached | 0 | 0 | 222 | 0 | 0 | 0 | 0 | 0 | 0 | 0 | 0 | 0 | 0 | 0 | 0 | 0 | 0 | 0 | 0 | 0 | 0 | 0 | 0 | 0 | 0 | 0 | 0 | 0 | 0 | 0 | 222 | 222
2 | 130 | 143 | 130 143 Reflective Roof / Multi Attached | 0 | 0 | 872.4 | 0 | 0 | 0 | 0 | 0 | 0 | 0 | 0 | 0 | 0 | 0 | 0 | 0 | 0 | 0 | 0 | 0 | 0 | 0 | 0 | 0 | 0 | 0 | 0 | 0 | 0 | 0 | 872.4 | 872.4
2 | 130 | 144 | 130 144 Radiant Barrier / Multi Attached | 0 | 0 | 621.7 | 0 | 0 | 0 | 0 | 0 | 0 | 0 | 0 | 0 | 0 | 0 | 0 | 0 | 0 | 0 | 0 | 0 | 0 | 0 | 0 | 0 | 0 | 0 | 0 | 0 | 0 | 0 | 621.7 | 621.7
2 | 130 | 145 | 130 145 Window Film / Multi Attached | 0 | 0 | 153.1 | 0 | 0 | 0 | 0 | 0 | 0 | 0 | 0 | 0 | 0 | 0 | 0 | 0 | 0 | 0 | 0 | 0 | 0 | 0 | 0 | 0 | 0 | 0 | 0 | 0 | 0 | 0 | 153.1 | 153.1
2 | 130 | 146 | 130 146 Window Tinting / Multi Attached | 0 | 0 | 153.1 | 0 | 0 | 0 | 0 | 0 | 0 | 0 | 0 | 0 | 0 | 0 | 0 | 0 | 0 | 0 | 0 | 0 | 0 | 0 | 0 | 0 | 0 | 0 | 0 | 0 | 0 | 0 | 153.1 | 153.1
2 | 130 | 147 | 130 147 Default Window With Sunscreen / Multi Attached | 0 | 0 | 68.1 | 0 | 0 | 0 | 0 | 0 | 0 | 0 | 0 | 0 | 0 | 0 | 0 | 0 | 0 | 0 | 0 | 0 | 0 | 0 | 0 | 0 | 0 | 0 | 0 | 0 | 0 | 0 | 68.1 | 68.1
2 | 130 | 148 | 130 148 Single Pane Clear Windows to Double Pane Low-E Windows / Multi Attached | 0 | 0 | 464 | 0 | 0 | 0 | 0 | 0 | 0 | 0 | 0 | 0 | 0 | 0 | 0 | 0 | 0 | 0 | 0 | 0 | 0 | 0 | 0 | 0 | 0 | 0 | 0 | 0 | 0 | 0 | 464 | 464
2 | 130 | 150 | 130 150 Ceiling R-0 to R-19 Insulation / Multi Attached | 0 | 0 | 408.3 | 0 | 0 | 0 | 0 | 0 | 0 | 0 | 0 | 0 | 0 | 0 | 0 | 0 | 0 | 0 | 0 | 0 | 0 | 0 | 0 | 0 | 0 | 0 | 0 | 0 | 0 | 0 | 408.3 | 408.3
2 | 130 | 151 | 130 151 Ceiling R-19 to R-38 Insulation / Multi Attached | 0 | 0 | 731.8 | 0 | 0 | 0 | 0 | 0 | 0 | 0 | 0 | 0 | 0 | 0 | 0 | 0 | 0 | 0 | 0 | 0 | 0 | 0 | 0 | 0 | 0 | 0 | 0 | 0 | 0 | 0 | 731.8 | 731.8
2 | 130 | 152 | 130 152 Wall 2x4 R-0 to Blow-In R-13 Insulation / Multi Attached | 0 | 0 | 896.5 | 0 | 0 | 0 | 0 | 0 | 0 | 0 | 0 | 0 | 0 | 0 | 0 | 0 | 0 | 0 | 0 | 0 | 0 | 0 | 0 | 0 | 0 | 0 | 0 | 0 | 0 | 0 | 896.5 | 896.5
2 | 130 | 153 | 130 153 Weather Strip/Caulk w/Blower Door / Multi Attached | 0 | 0 | 437 | 0 | 0 | 0 | 0 | 0 | 0 | 0 | 0 | 0 | 0 | 0 | 0 | 0 | 0 | 0 | 0 | 0 | 0 | 0 | 0 | 0 | 0 | 0 | 0 | 0 | 0 | 0 | 437 | 437
2 | 190 | 191 | 190 191 HE Room Air Conditioner - EER 11 / Multi Attached | 0 | 0 | 137 | 0 | 0 | 0 | 0 | 0 | 0 | 0 | 0 | 0 | 0 | 0 | 0 | 0 | 0 | 0 | 0 | 0 | 0 | 0 | 0 | 0 | 0 | 0 | 0 | 0 | 0 | 0 | 137 | 137
2 | 190 | 192 | 190 192 HE Room Air Conditioner - EER 12 / Multi Attached | 0 | 0 | 247 | 0 | 0 | 0 | 0 | 0 | 0 | 0 | 0 | 0 | 0 | 0 | 0 | 0 | 0 | 0 | 0 | 0 | 0 | 0 | 0 | 0 | 0 | 0 | 0 | 0 | 0 | 0 | 247 | 247
2 | 190 | 196 | 190 196 Reflective Roof / Multi Attached | 0 | 0 | 872.4 | 0 | 0 | 0 | 0 | 0 | 0 | 0 | 0 | 0 | 0 | 0 | 0 | 0 | 0 | 0 | 0 | 0 | 0 | 0 | 0 | 0 | 0 | 0 | 0 | 0 | 0 | 0 | 872.4 | 872.4
2 | 190 | 197 | 190 197 Window Film / Multi Attached | 0 | 0 | 45.7 | 0 | 0 | 0 | 0 | 0 | 0 | 0 | 0 | 0 | 0 | 0 | 0 | 0 | 0 | 0 | 0 | 0 | 0 | 0 | 0 | 0 | 0 | 0 | 0 | 0 | 0 | 0 | 45.7 | 45.7
2 | 190 | 198 | 190 198 Window Tinting / Multi Attached | 0 | 0 | 153.1 | 0 | 0 | 0 | 0 | 0 | 0 | 0 | 0 | 0 | 0 | 0 | 0 | 0 | 0 | 0 | 0 | 0 | 0 | 0 | 0 | 0 | 0 | 0 | 0 | 0 | 0 | 0 | 153.1 | 153.1
2 | 190 | 199 | 190 199 Default Window With Sunscreen / Multi Attached | 0 | 0 | 153.1 | 0 | 0 | 0 | 0 | 0 | 0 | 0 | 0 | 0 | 0 | 0 | 0 | 0 | 0 | 0 | 0 | 0 | 0 | 0 | 0 | 0 | 0 | 0 | 0 | 0 | 0 | 0 | 153.1 | 153.1
2 | 190 | 200 | 190 200 Single Pane Clear Windows to Double Pane Low-E Windows / Multi Attached | 0 | 0 | 161.4 | 0 | 0 | 0 | 0 | 0 | 0 | 0 | 0 | 0 | 0 | 0 | 0 | 0 | 0 | 0 | 0 | 0 | 0 | 0 | 0 | 0 | 0 | 0 | 0 | 0 | 0 | 0 | 161.4 | 161.4
2 | 190 | 202 | 190 202 Ceiling R-0 to R-19 Insulation / Multi Attached | 0 | 0 | 6205.2 | 0 | 0 | 0 | 0 | 0 | 0 | 0 | 0 | 0 | 0 | 0 | 0 | 0 | 0 | 0 | 0 | 0 | 0 | 0 | 0 | 0 | 0 | 0 | 0 | 0 | 0 | 0 | 6205.2 | 6205.2
2 | 190 | 203 | 190 203 Ceiling R-19 to R-38 Insulation / Multi Attached | 0 | 0 | 408.3 | 0 | 0 | 0 | 0 | 0 | 0 | 0 | 0 | 0 | 0 | 0 | 0 | 0 | 0 | 0 | 0 | 0 | 0 | 0 | 0 | 0 | 0 | 0 | 0 | 0 | 0 | 0 | 408.3 | 408.3
2 | 190 | 204 | 190 204 Wall 2x4 R-0 to Blow-In R-13 Insulation / Multi Attached | 0 | 0 | 420.4 | 0 | 0 | 0 | 0 | 0 | 0 | 0 | 0 | 0 | 0 | 0 | 0 | 0 | 0 | 0 | 0 | 0 | 0 | 0 | 0 | 0 | 0 | 0 | 0 | 0 | 0 | 0 | 420.4 | 420.4
2 | 190 | 205 | 190 205 Weather Strip/Caulk w/Blower Door / Multi Attached | 0 | 0 | 437 | 0 | 0 | 0 | 0 | 0 | 0 | 0 | 0 | 0 | 0 | 0 | 0 | 0 | 0 | 0 | 0 | 0 | 0 | 0 | 0 | 0 | 0 | 0 | 0 | 0 | 0 | 0 | 437 | 437
2 | 220 | 221 | 220 221 CFL (18-Watt integral ballast), 0.5 hr/day / Multi Attached | 0 | 0 | 51.72 | 0 | 0 | 0 | 0 | 0 | 0 | 0 | 0 | 0 | 0 | 0 | 0 | 0 | 0 | 0 | 0 | 0 | 0 | 0 | 0 | 0 | 0 | 0 | 0 | 0 | 0 | 0 | 51.72 | 51.72
2 | 230 | 231 | 230 231 CFL (18-Watt integral ballast), 2.5 hr/day / Multi Attached | 0 | 0 | 62.76 | 0 | 0 | 0 | 0 | 0 | 0 | 0 | 0 | 0 | 0 | 0 | 0 | 0 | 0 | 0 | 0 | 0 | 0 | 0 | 0 | 0 | 0 | 0 | 0 | 0 | 0 | 0 | 62.76 | 62.76
2 | 240 | 241 | 240 241 CFL (18-Watt integral ballast), 6.0 hr/day / Multi Attached | 0 | 0 | 42.52 | 0 | 0 | 0 | 0 | 0 | 0 | 0 | 0 | 0 | 0 | 0 | 0 | 0 | 0 | 0 | 0 | 0 | 0 | 0 | 0 | 0 | 0 | 0 | 0 | 0 | 0 | 0 | 42.52 | 42.52
2 | 250 | 251 | 250 251 ROB 2L4'T8, 1EB / Multi Attached | 0 | 0 | 37.7 | 0 | 0 | 0 | 0 | 0 | 0 | 0 | 0 | 0 | 0 | 0 | 0 | 0 | 0 | 0 | 0 | 0 | 0 | 0 | 0 | 0 | 0 | 0 | 0 | 0 | 0 | 0 | 37.7 | 37.7
2 | 250 | 252 | 250 252 RET 2L4'T8, 1EB / Multi Attached | 0 | 0 | 37.7 | 0 | 0 | 0 | 0 | 0 | 0 | 0 | 0 | 0 | 0 | 0 | 0 | 0 | 0 | 0 | 0 | 0 | 0 | 0 | 0 | 0 | 0 | 0 | 0 | 0 | 0 | 0 | 37.7 | 37.7
2 | 260 | 261 | 260 261 CFL - medium screw based <30 Watts / Multi Attached | 0 | 0 | 45 | 0 | 0 | 0 | 0 | 0 | 0 | 0 | 0 | 0 | 0 | 0 | 0 | 0 | 0 | 0 | 0 | 0 | 0 | 0 | 0 | 0 | 0 | 0 | 0 | 0 | 0 | 0 | 45 | 45
2 | 260 | 262 | 260 262 Photocell/timeclock / Multi Attached | 0 | 0 | 45 | 0 | 0 | 0 | 0 | 0 | 0 | 0 | 0 | 0 | 0 | 0 | 0 | 0 | 0 | 0 | 0 | 0 | 0 | 0 | 0 | 0 | 0 | 0 | 0 | 0 | 0 | 0 | 45 | 45
2 | 300 | 301 | 300 301 HE Refrigerator - Energy Star version of above / Multi Attached | 0 | 0 | 116.3 | 0 | 0 | 0 | 0 | 0 | 0 | 0 | 0 | 0 | 0 | 0 | 0 | 0 | 0 | 0 | 0 | 0 | 0 | 0 | 0 | 0 | 0 | 0 | 0 | 0 | 0 | 0 | 116.3 | 116.3
2 | 350 | 351 | 350 351 HE Freezer / Multi Attached | 0 | 0 | 76.8 | 0 | 0 | 0 | 0 | 0 | 0 | 0 | 0 | 0 | 0 | 0 | 0 | 0 | 0 | 0 | 0 | 0 | 0 | 0 | 0 | 0 | 0 | 0 | 0 | 0 | 0 | 0 | 76.8 | 76.8
2 | 400 | 401 | 400 401 Heat Pump Water Heater (EF=2.9) / Multi Attached | 0 | 0 | 928 | 0 | 0 | 0 | 0 | 0 | 0 | 0 | 0 | 0 | 0 | 0 | 0 | 0 | 0 | 0 | 0 | 0 | 0 | 0 | 0 | 0 | 0 | 0 | 0 | 0 | 0 | 0 | 928 | 928
2 | 400 | 403 | 400 403 Solar Water Heat / Multi Attached | 0 | 0 | 3929 | 0 | 0 | 0 | 0 | 0 | 0 | 0 | 0 | 0 | 0 | 0 | 0 | 0 | 0 | 0 | 0 | 0 | 0 | 0 | 0 | 0 | 0 | 0 | 0 | 0 | 0 | 0 | 3929 | 3929
2 | 400 | 404 | 400 404 AC Heat Recovery Units / Multi Attached | 0 | 0 | 37 | 0 | 0 | 0 | 0 | 0 | 0 | 0 | 0 | 0 | 0 | 0 | 0 | 0 | 0 | 0 | 0 | 0 | 0 | 0 | 0 | 0 | 0 | 0 | 0 | 0 | 0 | 0 | 37 | 37
2 | 400 | 405 | 400 405 Low Flow Showerhead / Multi Attached | 0 | 0 | 50 | 0 | 0 | 0 | 0 | 0 | 0 | 0 | 0 | 0 | 0 | 0 | 0 | 0 | 0 | 0 | 0 | 0 | 0 | 0 | 0 | 0 | 0 | 0 | 0 | 0 | 0 | 0 | 50 | 50
2 | 400 | 406 | 400 406 Pipe Wrap / Multi Attached | 0 | 0 | 38 | 0 | 0 | 0 | 0 | 0 | 0 | 0 | 0 | 0 | 0 | 0 | 0 | 0 | 0 | 0 | 0 | 0 | 0 | 0 | 0 | 0 | 0 | 0 | 0 | 0 | 0 | 0 | 38 | 38
2 | 400 | 407 | 400 407 Faucet Aerators / Multi Attached | 0 | 0 | 41 | 0 | 0 | 0 | 0 | 0 | 0 | 0 | 0 | 0 | 0 | 0 | 0 | 0 | 0 | 0 | 0 | 0 | 0 | 0 | 0 | 0 | 0 | 0 | 0 | 0 | 0 | 0 | 41 | 41
2 | 400 | 408 | 400 408 Water Heater Blanket / Multi Attached | 0 | 0 | 58 | 0 | 0 | 0 | 0 | 0 | 0 | 0 | 0 | 0 | 0 | 0 | 0 | 0 | 0 | 0 | 0 | 0 | 0 | 0 | 0 | 0 | 0 | 0 | 0 | 0 | 0 | 0 | 58 | 58
2 | 400 | 409 | 400 409 Water Heater Temperature Check and Adjustment / Multi Attached | 0 | 0 | 37 | 0 | 0 | 0 | 0 | 0 | 0 | 0 | 0 | 0 | 0 | 0 | 0 | 0 | 0 | 0 | 0 | 0 | 0 | 0 | 0 | 0 | 0 | 0 | 0 | 0 | 0 | 0 | 37 | 37
2 | 400 | 410 | 400 410 Water Heater Timeclock / Multi Attached | 0 | 0 | 83 | 0 | 0 | 0 | 0 | 0 | 0 | 0 | 0 | 0 | 0 | 0 | 0 | 0 | 0 | 0 | 0 | 0 | 0 | 0 | 0 | 0 | 0 | 0 | 0 | 0 | 0 | 0 | 83 | 83
2 | 400 | 411 | 400 411 Heat Trap / Multi Attached | 0 | 0 | 54 | 0 | 0 | 0 | 0 | 0 | 0 | 0 | 0 | 0 | 0 | 0 | 0 | 0 | 0 | 0 | 0 | 0 | 0 | 0 | 0 | 0 | 0 | 0 | 0 | 0 | 0 | 0 | 54 | 54
2 | 500 | 502 | 500 502 Energy Star CW CEE Tier 2 (MEF=2.0) / Multi Attached | 0 | 0 | 222.25 | 0 | 0 | 0 | 0 | 0 | 0 | 0 | 0 | 0 | 0 | 0 | 0 | 0 | 0 | 0 | 0 | 0 | 0 | 0 | 0 | 0 | 0 | 0 | 0 | 0 | 0 | 0 | 222.25 | 222.25
2 | 500 | 503 | 500 503 Energy Star CW CEE Tier 3 (MEF=2.2) / Multi Attached | 0 | 0 | 350.67 | 0 | 0 | 0 | 0 | 0 | 0 | 0 | 0 | 0 | 0 | 0 | 0 | 0 | 0 | 0 | 0 | 0 | 0 | 0 | 0 | 0 | 0 | 0 | 0 | 0 | 0 | 0 | 350.67 | 350.67
2 | 700 | 701 | 700 701 Energy Star DW (EF=0.68) / Multi Attached | 0 | 0 | 300 | 0 | 0 | 0 | 0 | 0 | 0 | 0 | 0 | 0 | 0 | 0 | 0 | 0 | 0 | 0 | 0 | 0 | 0 | 0 | 0 | 0 | 0 | 0 | 0 | 0 | 0 | 0 | 300 | 300
2 | 800 | 801 | 800 801 Two Speed Pool Pump (1.5 hp) / Multi Attached | 0 | 0 | 282 | 0 | 0 | 0 | 0 | 0 | 0 | 0 | 0 | 0 | 0 | 0 | 0 | 0 | 0 | 0 | 0 | 0 | 0 | 0 | 0 | 0 | 0 | 0 | 0 | 0 | 0 | 0 | 282 | 282
2 | 800 | 802 | 800 802 High Efficiency One Speed Pool Pump (1.5 hp) / Multi Attached | 0 | 0 | 117 | 0 | 0 | 0 | 0 | 0 | 0 | 0 | 0 | 0 | 0 | 0 | 0 | 0 | 0 | 0 | 0 | 0 | 0 | 0 | 0 | 0 | 0 | 0 | 0 | 0 | 0 | 0 | 117 | 117
2 | 800 | 803 | 800 803 Variable-Speed Pool Pump (<1 hp) / Multi Attached | 0 | 0 | 887 | 0 | 0 | 0 | 0 | 0 | 0 | 0 | 0 | 0 | 0 | 0 | 0 | 0 | 0 | 0 | 0 | 0 | 0 | 0 | 0 | 0 | 0 | 0 | 0 | 0 | 0 | 0 | 887 | 887
2 | 800 | 804 | 800 804 PV-Powered Pool Pumps / Multi Attached | 0 | 0 | 4937 | 0 | 0 | 0 | 0 | 0 | 0 | 0 | 0 | 0 | 0 | 0 | 0 | 0 | 0 | 0 | 0 | 0 | 0 | 0 | 0 | 0 | 0 | 0 | 0 | 0 | 0 | 0 | 4937 | 4937
2 | 900 | 901 | 900 901 Energy Star TV / Multi Attached | 0 | 0 | 37 | 0 | 0 | 0 | 0 | 0 | 0 | 0 | 0 | 0 | 0 | 0 | 0 | 0 | 0 | 0 | 0 | 0 | 0 | 0 | 0 | 0 | 0 | 0 | 0 | 0 | 0 | 0 | 37 | 37
2 | 910 | 911 | 910 911 Energy Star TV / Multi Attached | 0 | 0 | 37 | 0 | 0 | 0 | 0 | 0 | 0 | 0 | 0 | 0 | 0 | 0 | 0 | 0 | 0 | 0 | 0 | 0 | 0 | 0 | 0 | 0 | 0 | 0 | 0 | 0 | 0 | 0 | 37 | 37
2 | 920 | 921 | 920 921 Energy Star Set-Top Box / Multi Attached | 0 | 0 | 37 | 0 | 0 | 0 | 0 | 0 | 0 | 0 | 0 | 0 | 0 | 0 | 0 | 0 | 0 | 0 | 0 | 0 | 0 | 0 | 0 | 0 | 0 | 0 | 0 | 0 | 0 | 0 | 37 | 37
2 | 930 | 931 | 930 931 Energy Star DVD Player / Multi Attached | 0 | 0 | 37 | 0 | 0 | 0 | 0 | 0 | 0 | 0 | 0 | 0 | 0 | 0 | 0 | 0 | 0 | 0 | 0 | 0 | 0 | 0 | 0 | 0 | 0 | 0 | 0 | 0 | 0 | 0 | 37 | 37
2 | 940 | 941 | 940 941 Energy Star VCR / Multi Attached | 0 | 0 | 37 | 0 | 0 | 0 | 0 | 0 | 0 | 0 | 0 | 0 | 0 | 0 | 0 | 0 | 0 | 0 | 0 | 0 | 0 | 0 | 0 | 0 | 0 | 0 | 0 | 0 | 0 | 0 | 37 | 37
2 | 950 | 951 | 950 951 Energy Star Desktop PC / Multi Attached | 0 | 0 | 37 | 0 | 0 | 0 | 0 | 0 | 0 | 0 | 0 | 0 | 0 | 0 | 0 | 0 | 0 | 0 | 0 | 0 | 0 | 0 | 0 | 0 | 0 | 0 | 0 | 0 | 0 | 0 | 37 | 37
2 | 960 | 961 | 960 961 Energy Star Laptop PC / Multi Attached | 0 | 0 | 37 | 0 | 0 | 0 | 0 | 0 | 0 | 0 | 0 | 0 | 0 | 0 | 0 | 0 | 0 | 0 | 0 | 0 | 0 | 0 | 0 | 0 | 0 | 0 | 0 | 0 | 0 | 0 | 37 | 37
3 | 100 | 102 | 100 102 15 SEER Split-System Air Conditioner / Single Detached - Manufactured | 0 | 0 | 437 | 0 | 0 | 0 | 0 | 0 | 0 | 0 | 0 | 0 | 0 | 0 | 0 | 0 | 0 | 0 | 0 | 0 | 0 | 0 | 0 | 0 | 0 | 0 | 0 | 0 | 0 | 0 | 437 | 437
3 | 100 | 103 | 100 103 17 SEER Split-System Air Conditioner / Single Detached - Manufactured | 0 | 0 | 1737 | 0 | 0 | 0 | 0 | 0 | 0 | 0 | 0 | 0 | 0 | 0 | 0 | 0 | 0 | 0 | 0 | 0 | 0 | 0 | 0 | 0 | 0 | 0 | 0 | 0 | 0 | 0 | 1737 | 1737
3 | 100 | 104 | 100 104 19 SEER Split-System Air Conditioner / Single Detached - Manufactured | 0 | 0 | 3037 | 0 | 0 | 0 | 0 | 0 | 0 | 0 | 0 | 0 | 0 | 0 | 0 | 0 | 0 | 0 | 0 | 0 | 0 | 0 | 0 | 0 | 0 | 0 | 0 | 0 | 0 | 0 | 3037 | 3037
3 | 100 | 105 | 100 105 14 SEER Split-System Heat Pump / Single Detached - Manufactured | 0 | 0 | 337 | 0 | 0 | 0 | 0 | 0 | 0 | 0 | 0 | 0 | 0 | 0 | 0 | 0 | 0 | 0 | 0 | 0 | 0 | 0 | 0 | 0 | 0 | 0 | 0 | 0 | 0 | 0 | 337 | 337
3 | 100 | 106 | 100 106 15 SEER Split-System Heat Pump / Single Detached - Manufactured | 0 | 0 | 737 | 0 | 0 | 0 | 0 | 0 | 0 | 0 | 0 | 0 | 0 | 0 | 0 | 0 | 0 | 0 | 0 | 0 | 0 | 0 | 0 | 0 | 0 | 0 | 0 | 0 | 0 | 0 | 737 | 737
3 | 100 | 107 | 100 107 17 SEER Split-System Heat Pump / Single Detached - Manufactured | 0 | 0 | 4881.82 | 0 | 0 | 0 | 0 | 0 | 0 | 0 | 0 | 0 | 0 | 0 | 0 | 0 | 0 | 0 | 0 | 0 | 0 | 0 | 0 | 0 | 0 | 0 | 0 | 0 | 0 | 0 | 4881.82 | 4881.82
3 | 100 | 108 | 100 108 13 EER Geothermal Heat Pump / Single Detached - Manufactured | 0 | 0 | 11221.9 | 0 | 0 | 0 | 0 | 0 | 0 | 0 | 0 | 0 | 0 | 0 | 0 | 0 | 0 | 0 | 0 | 0 | 0 | 0 | 0 | 0 | 0 | 0 | 0 | 0 | 0 | 0 | 11221.9 | 11221.9
3 | 100 | 109 | 100 109 HVAC Proper Sizing / Single Detached - Manufactured | 0 | 0 | 37 | 0 | 0 | 0 | 0 | 0 | 0 | 0 | 0 | 0 | 0 | 0 | 0 | 0 | 0 | 0 | 0 | 0 | 0 | 0 | 0 | 0 | 0 | 0 | 0 | 0 | 0 | 0 | 37 | 37
3 | 100 | 110 | 100 110 Attic Venting / Single Detached - Manufactured | 0 | 0 | 537 | 0 | 0 | 0 | 0 | 0 | 0 | 0 | 0 | 0 | 0 | 0 | 0 | 0 | 0 | 0 | 0 | 0 | 0 | 0 | 0 | 0 | 0 | 0 | 0 | 0 | 0 | 0 | 537 | 537
3 | 100 | 111 | 100 111 Sealed Attic w/Sprayed Foam Insulated Roof Deck / Single Detached - Manufactured | 0 | 0 | 2150.9 | 0 | 0 | 0 | 0 | 0 | 0 | 0 | 0 | 0 | 0 | 0 | 0 | 0 | 0 | 0 | 0 | 0 | 0 | 0 | 0 | 0 | 0 | 0 | 0 | 0 | 0 | 0 | 2150.9 | 2150.9
3 | 100 | 112 | 100 112 AC Maintenance (Outdoor Coil Cleaning) / Single Detached - Manufactured | 0 | 0 | 116 | 0 | 0 | 0 | 0 | 0 | 0 | 0 | 0 | 0 | 0 | 0 | 0 | 0 | 0 | 0 | 0 | 0 | 0 | 0 | 0 | 0 | 0 | 0 | 0 | 0 | 0 | 0 | 116 | 116
3 | 100 | 113 | 100 113 AC Maintenance (Indoor Coil Cleaning) / Single Detached - Manufactured | 0 | 0 | 116 | 0 | 0 | 0 | 0 | 0 | 0 | 0 | 0 | 0 | 0 | 0 | 0 | 0 | 0 | 0 | 0 | 0 | 0 | 0 | 0 | 0 | 0 | 0 | 0 | 0 | 0 | 0 | 116 | 116
3 | 100 | 114 | 100 114 Proper Refrigerant Charging and Air Flow / Single Detached - Manufactured | 0 | 0 | 116 | 0 | 0 | 0 | 0 | 0 | 0 | 0 | 0 | 0 | 0 | 0 | 0 | 0 | 0 | 0 | 0 | 0 | 0 | 0 | 0 | 0 | 0 | 0 | 0 | 0 | 0 | 0 | 116 | 116
3 | 100 | 115 | 100 115 Electronically Commutated Motors (ECM) on an Air Handler Unit / Single Detached - Manufactured | 0 | 0 | 126.9 | 0 | 0 | 0 | 0 | 0 | 0 | 0 | 0 | 0 | 0 | 0 | 0 | 0 | 0 | 0 | 0 | 0 | 0 | 0 | 0 | 0 | 0 | 0 | 0 | 0 | 0 | 0 | 126.9 | 126.9
3 | 100 | 116 | 100 116 Duct Repair / Single Detached - Manufactured | 0 | 0 | 222 | 0 | 0 | 0 | 0 | 0 | 0 | 0 | 0 | 0 | 0 | 0 | 0 | 0 | 0 | 0 | 0 | 0 | 0 | 0 | 0 | 0 | 0 | 0 | 0 | 0 | 0 | 0 | 222 | 222
3 | 100 | 117 | 100 117 Reflective Roof / Single Detached - Manufactured | 0 | 0 | 805.7 | 0 | 0 | 0 | 0 | 0 | 0 | 0 | 0 | 0 | 0 | 0 | 0 | 0 | 0 | 0 | 0 | 0 | 0 | 0 | 0 | 0 | 0 | 0 | 0 | 0 | 0 | 0 | 805.7 | 805.7
3 | 100 | 118 | 100 118 Radiant Barrier / Single Detached - Manufactured | 0 | 0 | 575 | 0 | 0 | 0 | 0 | 0 | 0 | 0 | 0 | 0 | 0 | 0 | 0 | 0 | 0 | 0 | 0 | 0 | 0 | 0 | 0 | 0 | 0 | 0 | 0 | 0 | 0 | 0 | 575 | 575
3 | 100 | 119 | 100 119 Window Film / Single Detached - Manufactured | 0 | 0 | 309.3 | 0 | 0 | 0 | 0 | 0 | 0 | 0 | 0 | 0 | 0 | 0 | 0 | 0 | 0 | 0 | 0 | 0 | 0 | 0 | 0 | 0 | 0 | 0 | 0 | 0 | 0 | 0 | 309.3 | 309.3
3 | 100 | 120 | 100 120 Window Tinting / Single Detached - Manufactured | 0 | 0 | 309.3 | 0 | 0 | 0 | 0 | 0 | 0 | 0 | 0 | 0 | 0 | 0 | 0 | 0 | 0 | 0 | 0 | 0 | 0 | 0 | 0 | 0 | 0 | 0 | 0 | 0 | 0 | 0 | 309.3 | 309.3
3 | 100 | 121 | 100 121 Default Window With Sunscreen / Single Detached - Manufactured | 0 | 0 | 109.9 | 0 | 0 | 0 | 0 | 0 | 0 | 0 | 0 | 0 | 0 | 0 | 0 | 0 | 0 | 0 | 0 | 0 | 0 | 0 | 0 | 0 | 0 | 0 | 0 | 0 | 0 | 0 | 109.9 | 109.9
3 | 100 | 122 | 100 122 Single Pane Clear Windows to Double Pane Low-E Windows / Single Detached - Manufactured | 0 | 0 | 1038.6 | 0 | 0 | 0 | 0 | 0 | 0 | 0 | 0 | 0 | 0 | 0 | 0 | 0 | 0 | 0 | 0 | 0 | 0 | 0 | 0 | 0 | 0 | 0 | 0 | 0 | 0 | 0 | 1038.6 | 1038.6
3 | 100 | 124 | 100 124 Ceiling R-0 to R-19 Insulation / Single Detached - Manufactured | 0 | 0 | 378.7 | 0 | 0 | 0 | 0 | 0 | 0 | 0 | 0 | 0 | 0 | 0 | 0 | 0 | 0 | 0 | 0 | 0 | 0 | 0 | 0 | 0 | 0 | 0 | 0 | 0 | 0 | 0 | 378.7 | 378.7
3 | 100 | 125 | 100 125 Ceiling R-19 to R-38 Insulation / Single Detached - Manufactured | 0 | 0 | 676.3 | 0 | 0 | 0 | 0 | 0 | 0 | 0 | 0 | 0 | 0 | 0 | 0 | 0 | 0 | 0 | 0 | 0 | 0 | 0 | 0 | 0 | 0 | 0 | 0 | 0 | 0 | 0 | 676.3 | 676.3
3 | 100 | 126 | 100 126 Wall 2x4 R-0 to Blow-In R-13 Insulation / Single Detached - Manufactured | 0 | 0 | 2062.2 | 0 | 0 | 0 | 0 | 0 | 0 | 0 | 0 | 0 | 0 | 0 | 0 | 0 | 0 | 0 | 0 | 0 | 0 | 0 | 0 | 0 | 0 | 0 | 0 | 0 | 0 | 0 | 2062.2 | 2062.2
3 | 100 | 127 | 100 127 Weather Strip/Caulk w/Blower Door / Single Detached - Manufactured | 0 | 0 | 437 | 0 | 0 | 0 | 0 | 0 | 0 | 0 | 0 | 0 | 0 | 0 | 0 | 0 | 0 | 0 | 0 | 0 | 0 | 0 | 0 | 0 | 0 | 0 | 0 | 0 | 0 | 0 | 437 | 437
3 | 130 | 132 | 130 132 15 SEER Split-System Heat Pump / Single Detached - Manufactured | 0 | 0 | 437 | 0 | 0 | 0 | 0 | 0 | 0 | 0 | 0 | 0 | 0 | 0 | 0 | 0 | 0 | 0 | 0 | 0 | 0 | 0 | 0 | 0 | 0 | 0 | 0 | 0 | 0 | 0 | 437 | 437
3 | 130 | 133 | 130 133 17 SEER Split-System Heat Pump / Single Detached - Manufactured | 0 | 0 | 2037 | 0 | 0 | 0 | 0 | 0 | 0 | 0 | 0 | 0 | 0 | 0 | 0 | 0 | 0 | 0 | 0 | 0 | 0 | 0 | 0 | 0 | 0 | 0 | 0 | 0 | 0 | 0 | 2037 | 2037
3 | 130 | 134 | 130 134 13 EER Geothermal Heat Pump / Single Detached - Manufactured | 0 | 0 | 11221.9 | 0 | 0 | 0 | 0 | 0 | 0 | 0 | 0 | 0 | 0 | 0 | 0 | 0 | 0 | 0 | 0 | 0 | 0 | 0 | 0 | 0 | 0 | 0 | 0 | 0 | 0 | 0 | 11221.9 | 11221.9
3 | 130 | 136 | 130 136 Attic Venting / Single Detached - Manufactured | 0 | 0 | 178 | 0 | 0 | 0 | 0 | 0 | 0 | 0 | 0 | 0 | 0 | 0 | 0 | 0 | 0 | 0 | 0 | 0 | 0 | 0 | 0 | 0 | 0 | 0 | 0 | 0 | 0 | 0 | 178 | 178
3 | 130 | 137 | 130 137 Sealed Attics / Single Detached - Manufactured | 0 | 0 | 2150.9 | 0 | 0 | 0 | 0 | 0 | 0 | 0 | 0 | 0 | 0 | 0 | 0 | 0 | 0 | 0 | 0 | 0 | 0 | 0 | 0 | 0 | 0 | 0 | 0 | 0 | 0 | 0 | 2150.9 | 2150.9
3 | 130 | 138 | 130 138 AC Maintenance (Outdoor Coil Cleaning) / Single Detached - Manufactured | 0 | 0 | 116 | 0 | 0 | 0 | 0 | 0 | 0 | 0 | 0 | 0 | 0 | 0 | 0 | 0 | 0 | 0 | 0 | 0 | 0 | 0 | 0 | 0 | 0 | 0 | 0 | 0 | 0 | 0 | 116 | 116
3 | 130 | 139 | 130 139 AC Maintenance (Indoor Coil Cleaning) / Single Detached - Manufactured | 0 | 0 | 116 | 0 | 0 | 0 | 0 | 0 | 0 | 0 | 0 | 0 | 0 | 0 | 0 | 0 | 0 | 0 | 0 | 0 | 0 | 0 | 0 | 0 | 0 | 0 | 0 | 0 | 0 | 0 | 116 | 116
3 | 130 | 140 | 130 140 Proper Refrigerant Charging and Air Flow / Single Detached - Manufactured | 0 | 0 | 116 | 0 | 0 | 0 | 0 | 0 | 0 | 0 | 0 | 0 | 0 | 0 | 0 | 0 | 0 | 0 | 0 | 0 | 0 | 0 | 0 | 0 | 0 | 0 | 0 | 0 | 0 | 0 | 116 | 116
3 | 130 | 141 | 130 141 Electronically Commutated Motors (ECM) on an Air Handler Unit / Single Detached - Manufactured | 0 | 0 | 126.9 | 0 | 0 | 0 | 0 | 0 | 0 | 0 | 0 | 0 | 0 | 0 | 0 | 0 | 0 | 0 | 0 | 0 | 0 | 0 | 0 | 0 | 0 | 0 | 0 | 0 | 0 | 0 | 126.9 | 126.9
3 | 130 | 142 | 130 142 Duct Repair / Single Detached - Manufactured | 0 | 0 | 222 | 0 | 0 | 0 | 0 | 0 | 0 | 0 | 0 | 0 | 0 | 0 | 0 | 0 | 0 | 0 | 0 | 0 | 0 | 0 | 0 | 0 | 0 | 0 | 0 | 0 | 0 | 0 | 222 | 222
3 | 130 | 143 | 130 143 Reflective Roof / Single Detached - Manufactured | 0 | 0 | 805.7 | 0 | 0 | 0 | 0 | 0 | 0 | 0 | 0 | 0 | 0 | 0 | 0 | 0 | 0 | 0 | 0 | 0 | 0 | 0 | 0 | 0 | 0 | 0 | 0 | 0 | 0 | 0 | 805.7 | 805.7
3 | 130 | 144 | 130 144 Radiant Barrier / Single Detached - Manufactured | 0 | 0 | 575 | 0 | 0 | 0 | 0 | 0 | 0 | 0 | 0 | 0 | 0 | 0 | 0 | 0 | 0 | 0 | 0 | 0 | 0 | 0 | 0 | 0 | 0 | 0 | 0 | 0 | 0 | 0 | 575 | 575
3 | 130 | 145 | 130 145 Window Film / Single Detached - Manufactured | 0 | 0 | 309.3 | 0 | 0 | 0 | 0 | 0 | 0 | 0 | 0 | 0 | 0 | 0 | 0 | 0 | 0 | 0 | 0 | 0 | 0 | 0 | 0 | 0 | 0 | 0 | 0 | 0 | 0 | 0 | 309.3 | 309.3
3 | 130 | 146 | 130 146 Window Tinting / Single Detached - Manufactured | 0 | 0 | 309.3 | 0 | 0 | 0 | 0 | 0 | 0 | 0 | 0 | 0 | 0 | 0 | 0 | 0 | 0 | 0 | 0 | 0 | 0 | 0 | 0 | 0 | 0 | 0 | 0 | 0 | 0 | 0 | 309.3 | 309.3
3 | 130 | 147 | 130 147 Default Window With Sunscreen / Single Detached - Manufactured | 0 | 0 | 109.9 | 0 | 0 | 0 | 0 | 0 | 0 | 0 | 0 | 0 | 0 | 0 | 0 | 0 | 0 | 0 | 0 | 0 | 0 | 0 | 0 | 0 | 0 | 0 | 0 | 0 | 0 | 0 | 109.9 | 109.9
3 | 130 | 148 | 130 148 Single Pane Clear Windows to Double Pane Low-E Windows / Single Detached - Manufactured | 0 | 0 | 1038.6 | 0 | 0 | 0 | 0 | 0 | 0 | 0 | 0 | 0 | 0 | 0 | 0 | 0 | 0 | 0 | 0 | 0 | 0 | 0 | 0 | 0 | 0 | 0 | 0 | 0 | 0 | 0 | 1038.6 | 1038.6
3 | 130 | 150 | 130 150 Ceiling R-0 to R-19 Insulation / Single Detached - Manufactured | 0 | 0 | 378.7 | 0 | 0 | 0 | 0 | 0 | 0 | 0 | 0 | 0 | 0 | 0 | 0 | 0 | 0 | 0 | 0 | 0 | 0 | 0 | 0 | 0 | 0 | 0 | 0 | 0 | 0 | 0 | 378.7 | 378.7
3 | 130 | 151 | 130 151 Ceiling R-19 to R-38 Insulation / Single Detached - Manufactured | 0 | 0 | 676.3 | 0 | 0 | 0 | 0 | 0 | 0 | 0 | 0 | 0 | 0 | 0 | 0 | 0 | 0 | 0 | 0 | 0 | 0 | 0 | 0 | 0 | 0 | 0 | 0 | 0 | 0 | 0 | 676.3 | 676.3
3 | 130 | 152 | 130 152 Wall 2x4 R-0 to Blow-In R-13 Insulation / Single Detached - Manufactured | 0 | 0 | 2062.2 | 0 | 0 | 0 | 0 | 0 | 0 | 0 | 0 | 0 | 0 | 0 | 0 | 0 | 0 | 0 | 0 | 0 | 0 | 0 | 0 | 0 | 0 | 0 | 0 | 0 | 0 | 0 | 2062.2 | 2062.2
3 | 130 | 153 | 130 153 Weather Strip/Caulk w/Blower Door / Single Detached - Manufactured | 0 | 0 | 437 | 0 | 0 | 0 | 0 | 0 | 0 | 0 | 0 | 0 | 0 | 0 | 0 | 0 | 0 | 0 | 0 | 0 | 0 | 0 | 0 | 0 | 0 | 0 | 0 | 0 | 0 | 0 | 437 | 437
3 | 190 | 191 | 190 191 HE Room Air Conditioner - EER 11 / Single Detached - Manufactured | 0 | 0 | 137 | 0 | 0 | 0 | 0 | 0 | 0 | 0 | 0 | 0 | 0 | 0 | 0 | 0 | 0 | 0 | 0 | 0 | 0 | 0 | 0 | 0 | 0 | 0 | 0 | 0 | 0 | 0 | 137 | 137
3 | 190 | 192 | 190 192 HE Room Air Conditioner - EER 12 / Single Detached - Manufactured | 0 | 0 | 247 | 0 | 0 | 0 | 0 | 0 | 0 | 0 | 0 | 0 | 0 | 0 | 0 | 0 | 0 | 0 | 0 | 0 | 0 | 0 | 0 | 0 | 0 | 0 | 0 | 0 | 0 | 0 | 247 | 247
3 | 190 | 196 | 190 196 Reflective Roof / Single Detached - Manufactured | 0 | 0 | 805.7 | 0 | 0 | 0 | 0 | 0 | 0 | 0 | 0 | 0 | 0 | 0 | 0 | 0 | 0 | 0 | 0 | 0 | 0 | 0 | 0 | 0 | 0 | 0 | 0 | 0 | 0 | 0 | 805.7 | 805.7
3 | 190 | 197 | 190 197 Window Film / Single Detached - Manufactured | 0 | 0 | 57.4 | 0 | 0 | 0 | 0 | 0 | 0 | 0 | 0 | 0 | 0 | 0 | 0 | 0 | 0 | 0 | 0 | 0 | 0 | 0 | 0 | 0 | 0 | 0 | 0 | 0 | 0 | 0 | 57.4 | 57.4
3 | 190 | 198 | 190 198 Window Tinting / Single Detached - Manufactured | 0 | 0 | 309.3 | 0 | 0 | 0 | 0 | 0 | 0 | 0 | 0 | 0 | 0 | 0 | 0 | 0 | 0 | 0 | 0 | 0 | 0 | 0 | 0 | 0 | 0 | 0 | 0 | 0 | 0 | 0 | 309.3 | 309.3
3 | 190 | 199 | 190 199 Default Window With Sunscreen / Single Detached - Manufactured | 0 | 0 | 309.3 | 0 | 0 | 0 | 0 | 0 | 0 | 0 | 0 | 0 | 0 | 0 | 0 | 0 | 0 | 0 | 0 | 0 | 0 | 0 | 0 | 0 | 0 | 0 | 0 | 0 | 0 | 0 | 309.3 | 309.3
3 | 190 | 200 | 190 200 Single Pane Clear Windows to Double Pane Low-E Windows / Single Detached - Manufactured | 0 | 0 | 328.7 | 0 | 0 | 0 | 0 | 0 | 0 | 0 | 0 | 0 | 0 | 0 | 0 | 0 | 0 | 0 | 0 | 0 | 0 | 0 | 0 | 0 | 0 | 0 | 0 | 0 | 0 | 0 | 328.7 | 328.7
3 | 190 | 202 | 190 202 Ceiling R-0 to R-19 Insulation / Single Detached - Manufactured | 0 | 0 | 5712.7 | 0 | 0 | 0 | 0 | 0 | 0 | 0 | 0 | 0 | 0 | 0 | 0 | 0 | 0 | 0 | 0 | 0 | 0 | 0 | 0 | 0 | 0 | 0 | 0 | 0 | 0 | 0 | 5712.7 | 5712.7
3 | 190 | 203 | 190 203 Ceiling R-19 to R-38 Insulation / Single Detached - Manufactured | 0 | 0 | 378.7 | 0 | 0 | 0 | 0 | 0 | 0 | 0 | 0 | 0 | 0 | 0 | 0 | 0 | 0 | 0 | 0 | 0 | 0 | 0 | 0 | 0 | 0 | 0 | 0 | 0 | 0 | 0 | 378.7 | 378.7
3 | 190 | 204 | 190 204 Wall 2x4 R-0 to Blow-In R-13 Insulation / Single Detached - Manufactured | 0 | 0 | 940.5 | 0 | 0 | 0 | 0 | 0 | 0 | 0 | 0 | 0 | 0 | 0 | 0 | 0 | 0 | 0 | 0 | 0 | 0 | 0 | 0 | 0 | 0 | 0 | 0 | 0 | 0 | 0 | 940.5 | 940.5
3 | 190 | 205 | 190 205 Weather Strip/Caulk w/Blower Door / Single Detached - Manufactured | 0 | 0 | 437 | 0 | 0 | 0 | 0 | 0 | 0 | 0 | 0 | 0 | 0 | 0 | 0 | 0 | 0 | 0 | 0 | 0 | 0 | 0 | 0 | 0 | 0 | 0 | 0 | 0 | 0 | 0 | 437 | 437
3 | 220 | 221 | 220 221 CFL (18-Watt integral ballast), 0.5 hr/day / Single Detached - Manufactured | 0 | 0 | 51.72 | 0 | 0 | 0 | 0 | 0 | 0 | 0 | 0 | 0 | 0 | 0 | 0 | 0 | 0 | 0 | 0 | 0 | 0 | 0 | 0 | 0 | 0 | 0 | 0 | 0 | 0 | 0 | 51.72 | 51.72
3 | 230 | 231 | 230 231 CFL (18-Watt integral ballast), 2.5 hr/day / Single Detached - Manufactured | 0 | 0 | 62.76 | 0 | 0 | 0 | 0 | 0 | 0 | 0 | 0 | 0 | 0 | 0 | 0 | 0 | 0 | 0 | 0 | 0 | 0 | 0 | 0 | 0 | 0 | 0 | 0 | 0 | 0 | 0 | 62.76 | 62.76
3 | 240 | 241 | 240 241 CFL (18-Watt integral ballast), 6.0 hr/day / Single Detached - Manufactured | 0 | 0 | 42.52 | 0 | 0 | 0 | 0 | 0 | 0 | 0 | 0 | 0 | 0 | 0 | 0 | 0 | 0 | 0 | 0 | 0 | 0 | 0 | 0 | 0 | 0 | 0 | 0 | 0 | 0 | 0 | 42.52 | 42.52
3 | 250 | 251 | 250 251 ROB 2L4'T8, 1EB / Single Detached - Manufactured | 0 | 0 | 37.7 | 0 | 0 | 0 | 0 | 0 | 0 | 0 | 0 | 0 | 0 | 0 | 0 | 0 | 0 | 0 | 0 | 0 | 0 | 0 | 0 | 0 | 0 | 0 | 0 | 0 | 0 | 0 | 37.7 | 37.7
3 | 250 | 252 | 250 252 RET 2L4'T8, 1EB / Single Detached - Manufactured | 0 | 0 | 37.7 | 0 | 0 | 0 | 0 | 0 | 0 | 0 | 0 | 0 | 0 | 0 | 0 | 0 | 0 | 0 | 0 | 0 | 0 | 0 | 0 | 0 | 0 | 0 | 0 | 0 | 0 | 0 | 37.7 | 37.7
3 | 260 | 261 | 260 261 CFL - medium screw based <30 Watts / Single Detached - Manufactured | 0 | 0 | 45 | 0 | 0 | 0 | 0 | 0 | 0 | 0 | 0 | 0 | 0 | 0 | 0 | 0 | 0 | 0 | 0 | 0 | 0 | 0 | 0 | 0 | 0 | 0 | 0 | 0 | 0 | 0 | 45 | 45
3 | 260 | 262 | 260 262 Photocell/timeclock / Single Detached - Manufactured | 0 | 0 | 45 | 0 | 0 | 0 | 0 | 0 | 0 | 0 | 0 | 0 | 0 | 0 | 0 | 0 | 0 | 0 | 0 | 0 | 0 | 0 | 0 | 0 | 0 | 0 | 0 | 0 | 0 | 0 | 45 | 45
3 | 300 | 301 | 300 301 HE Refrigerator - Energy Star version of above / Single Detached - Manufactured | 0 | 0 | 136.2 | 0 | 0 | 0 | 0 | 0 | 0 | 0 | 0 | 0 | 0 | 0 | 0 | 0 | 0 | 0 | 0 | 0 | 0 | 0 | 0 | 0 | 0 | 0 | 0 | 0 | 0 | 0 | 136.2 | 136.2
3 | 350 | 351 | 350 351 HE Freezer / Single Detached - Manufactured | 0 | 0 | 86.8 | 0 | 0 | 0 | 0 | 0 | 0 | 0 | 0 | 0 | 0 | 0 | 0 | 0 | 0 | 0 | 0 | 0 | 0 | 0 | 0 | 0 | 0 | 0 | 0 | 0 | 0 | 0 | 86.8 | 86.8
3 | 400 | 401 | 400 401 Heat Pump Water Heater (EF=2.9) / Single Detached - Manufactured | 0 | 0 | 928 | 0 | 0 | 0 | 0 | 0 | 0 | 0 | 0 | 0 | 0 | 0 | 0 | 0 | 0 | 0 | 0 | 0 | 0 | 0 | 0 | 0 | 0 | 0 | 0 | 0 | 0 | 0 | 928 | 928
3 | 400 | 403 | 400 403 Solar Water Heat / Single Detached - Manufactured | 0 | 0 | 3929 | 0 | 0 | 0 | 0 | 0 | 0 | 0 | 0 | 0 | 0 | 0 | 0 | 0 | 0 | 0 | 0 | 0 | 0 | 0 | 0 | 0 | 0 | 0 | 0 | 0 | 0 | 0 | 3929 | 3929
3 | 400 | 404 | 400 404 AC Heat Recovery Units / Single Detached - Manufactured | 0 | 0 | 37 | 0 | 0 | 0 | 0 | 0 | 0 | 0 | 0 | 0 | 0 | 0 | 0 | 0 | 0 | 0 | 0 | 0 | 0 | 0 | 0 | 0 | 0 | 0 | 0 | 0 | 0 | 0 | 37 | 37
3 | 400 | 405 | 400 405 Low Flow Showerhead / Single Detached - Manufactured | 0 | 0 | 50 | 0 | 0 | 0 | 0 | 0 | 0 | 0 | 0 | 0 | 0 | 0 | 0 | 0 | 0 | 0 | 0 | 0 | 0 | 0 | 0 | 0 | 0 | 0 | 0 | 0 | 0 | 0 | 50 | 50
3 | 400 | 406 | 400 406 Pipe Wrap / Single Detached - Manufactured | 0 | 0 | 38 | 0 | 0 | 0 | 0 | 0 | 0 | 0 | 0 | 0 | 0 | 0 | 0 | 0 | 0 | 0 | 0 | 0 | 0 | 0 | 0 | 0 | 0 | 0 | 0 | 0 | 0 | 0 | 38 | 38
3 | 400 | 407 | 400 407 Faucet Aerators / Single Detached - Manufactured | 0 | 0 | 41 | 0 | 0 | 0 | 0 | 0 | 0 | 0 | 0 | 0 | 0 | 0 | 0 | 0 | 0 | 0 | 0 | 0 | 0 | 0 | 0 | 0 | 0 | 0 | 0 | 0 | 0 | 0 | 41 | 41
3 | 400 | 408 | 400 408 Water Heater Blanket / Single Detached - Manufactured | 0 | 0 | 58 | 0 | 0 | 0 | 0 | 0 | 0 | 0 | 0 | 0 | 0 | 0 | 0 | 0 | 0 | 0 | 0 | 0 | 0 | 0 | 0 | 0 | 0 | 0 | 0 | 0 | 0 | 0 | 58 | 58
3 | 400 | 409 | 400 409 Water Heater Temperature Check and Adjustment / Single Detached - Manufactured | 0 | 0 | 37 | 0 | 0 | 0 | 0 | 0 | 0 | 0 | 0 | 0 | 0 | 0 | 0 | 0 | 0 | 0 | 0 | 0 | 0 | 0 | 0 | 0 | 0 | 0 | 0 | 0 | 0 | 0 | 37 | 37
3 | 400 | 410 | 400 410 Water Heater Timeclock / Single Detached - Manufactured | 0 | 0 | 83 | 0 | 0 | 0 | 0 | 0 | 0 | 0 | 0 | 0 | 0 | 0 | 0 | 0 | 0 | 0 | 0 | 0 | 0 | 0 | 0 | 0 | 0 | 0 | 0 | 0 | 0 | 0 | 83 | 83
3 | 400 | 411 | 400 411 Heat Trap / Single Detached - Manufactured | 0 | 0 | 54 | 0 | 0 | 0 | 0 | 0 | 0 | 0 | 0 | 0 | 0 | 0 | 0 | 0 | 0 | 0 | 0 | 0 | 0 | 0 | 0 | 0 | 0 | 0 | 0 | 0 | 0 | 0 | 54 | 54
3 | 500 | 502 | 500 502 Energy Star CW CEE Tier 2 (MEF=2.0) / Single Detached - Manufactured | 0 | 0 | 222.25 | 0 | 0 | 0 | 0 | 0 | 0 | 0 | 0 | 0 | 0 | 0 | 0 | 0 | 0 | 0 | 0 | 0 | 0 | 0 | 0 | 0 | 0 | 0 | 0 | 0 | 0 | 0 | 222.25 | 222.25
3 | 500 | 503 | 500 503 Energy Star CW CEE Tier 3 (MEF=2.2) / Single Detached - Manufactured | 0 | 0 | 350.67 | 0 | 0 | 0 | 0 | 0 | 0 | 0 | 0 | 0 | 0 | 0 | 0 | 0 | 0 | 0 | 0 | 0 | 0 | 0 | 0 | 0 | 0 | 0 | 0 | 0 | 0 | 0 | 350.67 | 350.67
3 | 700 | 701 | 700 701 Energy Star DW (EF=0.68) / Single Detached - Manufactured | 0 | 0 | 300 | 0 | 0 | 0 | 0 | 0 | 0 | 0 | 0 | 0 | 0 | 0 | 0 | 0 | 0 | 0 | 0 | 0 | 0 | 0 | 0 | 0 | 0 | 0 | 0 | 0 | 0 | 0 | 300 | 300
3 | 800 | 801 | 800 801 Two Speed Pool Pump (1.5 hp) / Single Detached - Manufactured | 0 | 0 | 282 | 0 | 0 | 0 | 0 | 0 | 0 | 0 | 0 | 0 | 0 | 0 | 0 | 0 | 0 | 0 | 0 | 0 | 0 | 0 | 0 | 0 | 0 | 0 | 0 | 0 | 0 | 0 | 282 | 282
3 | 800 | 802 | 800 802 High Efficiency One Speed Pool Pump (1.5 hp) / Single Detached - Manufactured | 0 | 0 | 117 | 0 | 0 | 0 | 0 | 0 | 0 | 0 | 0 | 0 | 0 | 0 | 0 | 0 | 0 | 0 | 0 | 0 | 0 | 0 | 0 | 0 | 0 | 0 | 0 | 0 | 0 | 0 | 117 | 117
3 | 800 | 803 | 800 803 Variable-Speed Pool Pump (<1 hp) / Single Detached - Manufactured | 0 | 0 | 887 | 0 | 0 | 0 | 0 | 0 | 0 | 0 | 0 | 0 | 0 | 0 | 0 | 0 | 0 | 0 | 0 | 0 | 0 | 0 | 0 | 0 | 0 | 0 | 0 | 0 | 0 | 0 | 887 | 887
3 | 800 | 804 | 800 804 PV-Powered Pool Pumps / Single Detached - Manufactured | 0 | 0 | 4937 | 0 | 0 | 0 | 0 | 0 | 0 | 0 | 0 | 0 | 0 | 0 | 0 | 0 | 0 | 0 | 0 | 0 | 0 | 0 | 0 | 0 | 0 | 0 | 0 | 0 | 0 | 0 | 4937 | 4937
3 | 900 | 901 | 900 901 Energy Star TV / Single Detached - Manufactured | 0 | 0 | 37 | 0 | 0 | 0 | 0 | 0 | 0 | 0 | 0 | 0 | 0 | 0 | 0 | 0 | 0 | 0 | 0 | 0 | 0 | 0 | 0 | 0 | 0 | 0 | 0 | 0 | 0 | 0 | 37 | 37
3 | 910 | 911 | 910 911 Energy Star TV / Single Detached - Manufactured | 0 | 0 | 37 | 0 | 0 | 0 | 0 | 0 | 0 | 0 | 0 | 0 | 0 | 0 | 0 | 0 | 0 | 0 | 0 | 0 | 0 | 0 | 0 | 0 | 0 | 0 | 0 | 0 | 0 | 0 | 37 | 37
3 | 920 | 921 | 920 921 Energy Star Set-Top Box / Single Detached - Manufactured | 0 | 0 | 37 | 0 | 0 | 0 | 0 | 0 | 0 | 0 | 0 | 0 | 0 | 0 | 0 | 0 | 0 | 0 | 0 | 0 | 0 | 0 | 0 | 0 | 0 | 0 | 0 | 0 | 0 | 0 | 37 | 37
3 | 930 | 931 | 930 931 Energy Star DVD Player / Single Detached - Manufactured | 0 | 0 | 37 | 0 | 0 | 0 | 0 | 0 | 0 | 0 | 0 | 0 | 0 | 0 | 0 | 0 | 0 | 0 | 0 | 0 | 0 | 0 | 0 | 0 | 0 | 0 | 0 | 0 | 0 | 0 | 37 | 37
3 | 940 | 941 | 940 941 Energy Star VCR / Single Detached - Manufactured | 0 | 0 | 37 | 0 | 0 | 0 | 0 | 0 | 0 | 0 | 0 | 0 | 0 | 0 | 0 | 0 | 0 | 0 | 0 | 0 | 0 | 0 | 0 | 0 | 0 | 0 | 0 | 0 | 0 | 0 | 37 | 37
3 | 950 | 951 | 950 951 Energy Star Desktop PC / Single Detached - Manufactured | 0 | 0 | 37 | 0 | 0 | 0 | 0 | 0 | 0 | 0 | 0 | 0 | 0 | 0 | 0 | 0 | 0 | 0 | 0 | 0 | 0 | 0 | 0 | 0 | 0 | 0 | 0 | 0 | 0 | 0 | 37 | 37
3 | 960 | 961 | 960 961 Energy Star Laptop PC / Single Detached - Manufactured | 0 | 0 | 37 | 0 | 0 | 0 | 0 | 0 | 0 | 0 | 0 | 0 | 0 | 0 | 0 | 0 | 0 | 0 | 0 | 0 | 0 | 0 | 0 | 0 | 0 | 0 | 0 | 0 | 0 | 0 | 37 | 37
5 | 200 | 211 | 200 211 LED 12W Blend / All | 0 | 0 | 55.5 | 0 | 0 | 0 | 0 | 0 | 0 | 0 | 0 | 0 | 0 | 0 | 0 | 0 | 0 | 0 | 0 | 0 | 0 | 0 | 0 | 0 | 0 | 0 | 0 | 0 | 0 | 0 | 55.5 | 55.5
5 | 200 | 222 | 200 222 LED 12W, 0.5hr/hday / All | 0 | 0 | 23.125 | 0 | 0 | 0 | 0 | 0 | 0 | 0 | 0 | 0 | 0 | 0 | 0 | 0 | 0 | 0 | 0 | 0 | 0 | 0 | 0 | 0 | 0 | 0 | 0 | 0 | 0 | 0 | 23.125 | 23.125
5 | 200 | 232 | 200 232 LED 12W, 2.5hr/hday / All | 0 | 0 | 21.1429 | 0 | 0 | 0 | 0 | 0 | 0 | 0 | 0 | 0 | 0 | 0 | 0 | 0 | 0 | 0 | 0 | 0 | 0 | 0 | 0 | 0 | 0 | 0 | 0 | 0 | 0 | 0 | 21.1429 | 21.1429
5 | 200 | 242 | 200 242 LED 12W, 6.0hr/hday / All | 0 | 0 | 30.8333 | 0 | 0 | 0 | 0 | 0 | 0 | 0 | 0 | 0 | 0 | 0 | 0 | 0 | 0 | 0 | 0 | 0 | 0 | 0 | 0 | 0 | 0 | 0 | 0 | 0 | 0 | 0 | 30.8333 | 30.8333
5 | 260 | 263 | 260 263 LED Directional 13W (Flood, Outdoor) / All | 0 | 0 | 63.9 | 0 | 0 | 0 | 0 | 0 | 0 | 0 | 0 | 0 | 0 | 0 | 0 | 0 | 0 | 0 | 0 | 0 | 0 | 0 | 0 | 0 | 0 | 0 | 0 | 0 | 0 | 0 | 63.9 | 63.9
5 | 999 | 302 | 999 302 Refrigerator recycling / All | 0 | 0 | 37 | 0 | 0 | 0 | 0 | 0 | 0 | 0 | 0 | 0 | 0 | 0 | 0 | 0 | 0 | 0 | 0 | 0 | 0 | 0 | 0 | 0 | 0 | 0 | 0 | 0 | 0 | 0 | 37 | 37
5 | 999 | 352 | 999 352 Freezer recycling / All | 0 | 0 | 37 | 0 | 0 | 0 | 0 | 0 | 0 | 0 | 0 | 0 | 0 | 0 | 0 | 0 | 0 | 0 | 0 | 0 | 0 | 0 | 0 | 0 | 0 | 0 | 0 | 0 | 0 | 0 | 37 | 37
5 | 999 | 962 | 999 962 Smart Plug / All | 0 | 0 | 77 | 0 | 0 | 0 | 0 | 0 | 0 | 0 | 0 | 0 | 0 | 0 | 0 | 0 | 0 | 0 | 0 | 0 | 0 | 0 | 0 | 0 | 0 | 0 | 0 | 0 | 0 | 0 | 77 | 77

## TRC Net Benefits (Ach Pot)
[40 empty] | Itron | 11.9624 |  |  |  |  | Fails TRC | 2-yr |  | 2-yr PB |  |  |  | Residential | [8 empty] | CS | CS | 3% | 8% | 16% | 30% | 50% | 70% | 84% | 92% | 97% | 100%
[37 empty] | TRC |  | Customer | Annual | Payback | Payback Sensitivity |  |  |  | and <2-yr | Payback | Verify | Incentive % |  | Program |  | 2yr PB Max |  | Savings per Household |  |  |  | Applicable | AC | New | PM Part | PM Part | 20.94% | 40.48% | 57.51% | 71.36% | 81.87% | 89.32% | 94.26% | 97.3% | 99.06% | 100%
Building # | Base # | Measure # | Measure Name |  | 2013 | 2014 | 2015 | 2016 | 2017 | 2018 | 2019 | 2020 | 2021 | 2022 | 2023 | 2024 | 2025 | 2026 | 2027 | 2028 | 2029 | 2030 | 2031 | 2032 | 2033 | 2034 | 2035 | 2036 | 2037 | 2038 | 2039 | 2040 | 2041 | 2042 | Sum | NPV | BC Ratio |  | Cost | kWh/HH | (Yrs) | <1-yr | <2-yr | <3-yr |  | Payback | Incentive | Payback | of Cust Cost |  | Costs |  | Penetration |  | kWh | Summer W | Winter W |  | Household | 2-yr PB | Mature | 2-yr PB | 2-yr PB | 2015 | 2016 | 2017 | 2018 | 2019 | 2020 | 2021 | 2022 | 2023 | 2024
1 | 100 | 102 | 100 102 15 SEER Split-System Air Conditioner / Single Detached | 15 SEER Split-System Air Conditioner / Single Detached | 0 | 0 | -291.0121 | 144.1129 | 153.7379 | 282.7427 | 327.0054 | 334.9107 | 397.1363 | 433.066 | 435.4645 | 360.1129 | 385.7848 | 342.4254 | 465.8629 | 355.4566 | 394.9566 | 403.4879 | 466.3317 | 476.2067 | 0 | 0 | 0 | 0 | 0 | 0 | 0 | 0 | 0 | 0 | 5867.7894 | 3147.2249 | 8.2019 |  | 400 | 2022 | 1.6537 | No | Yes | Yes |  | Drop | NA | NA | NA |  | NA |  | 14.29% |  | 2022 | 1240 | 0 |  | 238842.6127 | NA | M | NA | 948 | NA | NA | NA | NA | NA | NA | NA | NA | NA | NA
1 | 100 | 103 | 100 103 17 SEER Split-System Air Conditioner / Single Detached | 17 SEER Split-System Air Conditioner / Single Detached | 0 | 0 | -1682.5963 | 54.4037 | 57.7787 | 105.4907 | 122.4067 | 125.0717 | 148.5912 | 161.8959 | 162.9506 | 134.8412 | 143.435 | 127.9194 | 173.5287 | 132.6225 | 147.9037 | 149.8725 | 174.7475 | 178.1225 | 0 | 0 | 0 | 0 | 0 | 0 | 0 | 0 | 0 | 0 | 618.9861 | -397.2894 | 0.77128 |  | 1700 | 756.1054 | 18.7953 | No | No | No |  | Drop | NA | NA | NA |  | NA |  | 14.29% |  | 756.1054 | 463.6848 | 0 |  | 240234.7041 | NA | M | NA | NA | NA | NA | NA | NA | NA | NA | NA | NA | NA | NA
1 | 100 | 104 | 100 104 19 SEER Split-System Air Conditioner / Single Detached | 19 SEER Split-System Air Conditioner / Single Detached | 0 | 0 | -2958.535 | 77.465 | 82.215 | 151.1486 | 174.921 | 179.1388 | 212.6759 | 232.0509 | 232.6994 | 192.8087 | 206.6369 | 183.1056 | 248.7463 | 189.9962 | 211.715 | 214.5587 | 249.7462 | 254.6525 | 0 | 0 | 0 | 0 | 0 | 0 | 0 | 0 | 0 | 0 | 335.7458 | -1119.1294 | 0.6315 |  | 3000 | 1082.0958 | 23.176 | No | No | No |  | Drop | NA | NA | NA |  | NA |  | 14.29% |  | 1082.0958 | 663.5998 | 0 |  | 242418.656 | NA | M | NA | NA | NA | NA | NA | NA | NA | NA | NA | NA | NA | NA
1 | 100 | 105 | 100 105 14 SEER Split-System Heat Pump / Single Detached | 14 SEER Split-System Heat Pump / Single Detached | 0 | 0 | -1562.7639 | 65.4061 | 70.0311 | 128.6796 | 148.8612 | 151.8446 | 180.9842 | 197.113 | 198.3161 | 163.6365 | 175.4646 | 156.2615 | 211.6521 | 161.8083 | 179.5896 | 0 | 0 | 0 | 0 | 0 | 0 | 0 | 0 | 0 | 0 | 0 | 0 | 0 | 626.8845 | -222.8476 | 0.86319 |  | 1591.92 | 918.2471 | 14.4926 | No | No | No |  | Drop | NA | NA | NA |  | NA |  | 14.29% |  | 918.2471 | 239.0064 | 606.0447 |  | 230163.7387 | NA | M | NA | NA | NA | NA | NA | NA | NA | NA | NA | NA | NA | NA
1 | 100 | 106 | 100 106 15 SEER Split-System Heat Pump / Single Detached | 15 SEER Split-System Heat Pump / Single Detached | 0 | 0 | -2491.8317 | 109.0583 | 113.6833 | 269.153 | 326.3483 | 330.113 | 404.9802 | 445.5073 | 442.8276 | 343.6948 | 376.1011 | 316.8823 | 470.4917 | 328.4605 | 374.898 | 0 | 0 | 0 | 0 | 0 | 0 | 0 | 0 | 0 | 0 | 0 | 0 | 0 | 2160.3679 | 342.2025 | 1.1316 |  | 2564.14 | 1191 | 17.9975 | No | No | No |  | Keep | 2279.1967 | 2 | 88.89% |  | 37 |  | 41.76% |  | 1191 | 310 | 3020 |  | 238842.6127 | 49865.6309 | M | 22126 | 22126 | 4632.0862 | 8955.9698 | 12723.603 | 15788.1082 | 18114.854 | 19763.905 | 20854.8813 | 21528.6211 | 21917.0076 | 22126
1 | 100 | 107 | 100 107 17 SEER Split-System Heat Pump / Single Detached | 17 SEER Split-System Heat Pump / Single Detached | 0 | 0 | -4755.0351 | 125.0349 | 133.6599 | 245.112 | 283.6374 | 290.9948 | 345.1833 | 376.4255 | 378.5974 | 312.1286 | 335.4255 | 297.6442 | 404.6911 | 308.2224 | 343.5974 | 0 | 0 | 0 | 0 | 0 | 0 | 0 | 0 | 0 | 0 | 0 | 0 | 0 | -574.681 | -2197.0636 | 0.54995 |  | 4844.82 | 1752.0478 | 23.1161 | No | No | No |  | Drop | NA | NA | NA |  | NA |  | 14.29% |  | 1752.0478 | 456.0326 | 1156.3547 |  | 240234.7041 | NA | M | NA | NA | NA | NA | NA | NA | NA | NA | NA | NA | NA | NA
1 | 100 | 108 | 100 108 13 EER Geothermal Heat Pump / Single Detached | 13 EER Geothermal Heat Pump / Single Detached | 0 | 0 | -11095.2805 | 124.9946 | 133.6196 | 244.7245 | 282.9975 | 290.601 | 345.3618 | 375.5961 | 378.2523 | 311.4008 | 335.1664 | 297.2133 | 404.0571 | 308.0258 | 342.9008 | 0 | 0 | 0 | 0 | 0 | 0 | 0 | 0 | 0 | 0 | 0 | 0 | 0 | -6920.3688 | -8540.5557 | 0.23894 |  | 11184.9 | 1749.2195 | 53.4529 | No | No | No |  | Drop | NA | NA | NA |  | NA |  | 14.29% |  | 1749.2195 | 455.2964 | 1154.488 |  | 120853.4811 | NA | N | NA | NA | NA | NA | NA | NA | NA | NA | NA | NA | NA | NA
1 | 100 | 110 | 100 110 Attic Venting / Single Detached | Attic Venting / Single Detached | 0 | 0 | -517.1393 | 19.6107 | 21.7357 | 35.7416 | 40.1673 | 41.2132 | 49.056 | 51.9935 | 53.2982 | 45.5638 | 0 | 0 | 0 | 0 | 0 | 0 | 0 | 0 | 0 | 0 | 0 | 0 | 0 | 0 | 0 | 0 | 0 | 0 | -158.7591 | -263.0787 | 0.5101 |  | 500 | 308.855 | 13.5331 | No | No | No |  | Drop | NA | NA | NA |  | NA |  | 14.29% |  | 308.855 | 63.3427 | 144.7893 |  | 349432.2969 | NA | N | NA | NA | NA | NA | NA | NA | NA | NA | NA | NA | NA | NA
1 | 100 | 111 | 100 111 Sealed Attic w/Sprayed Foam Insulated Roof Deck / Single Detached | Sealed Attic w/Sprayed Foam Insulated Roof Deck / Single Detached | 0 | 0 | -3957.2887 | 44.1613 | 46.9113 | 95.9758 | 114.4885 | 116.1467 | 140.4817 | 153.1535 | 153.5129 | 122.5207 | 133.677 | 114.8645 | 163.7551 | 119.5051 | 134.989 | 135.8327 | 161.739 | 164.739 | 170.239 | 169.3952 | 172.1452 | 148.5202 | 151.8952 | 134.2077 | 138.7077 | 150.5827 | 155.7077 | 217.0202 | -232.414 | -2379.5043 | 0.40538 |  | 3964.7 | 555.6795 | 59.6443 | No | No | No |  | Drop | NA | NA | NA |  | NA |  | 14.29% |  | 555.6795 | 195.3112 | 527.2201 |  | 368845.2023 | NA | I | NA | NA | NA | NA | NA | NA | NA | NA | NA | NA | NA | NA
1 | 100 | 112 | 100 112 AC Maintenance (Outdoor Coil Cleaning) / Single Detached | AC Maintenance (Outdoor Coil Cleaning) / Single Detached | 0 | 0 | -72.9417 | 43.3083 | 44.9333 | 106.6403 | 0 | 0 | 0 | 0 | 0 | 0 | 0 | 0 | 0 | 0 | 0 | 0 | 0 | 0 | 0 | 0 | 0 | 0 | 0 | 0 | 0 | 0 | 0 | 0 | 121.9403 | 95.752 | 1.8254 |  | 79 | 477 | 1.3845 | No | Yes | Yes |  | Drop | NA | NA | NA |  | NA |  | 14.29% |  | 477 | 250 | 710 |  | 291193.5807 | NA | I | NA | NA | NA | NA | NA | NA | NA | NA | NA | NA | NA | NA
1 | 100 | 113 | 100 113 AC Maintenance (Indoor Coil Cleaning) / Single Detached | AC Maintenance (Indoor Coil Cleaning) / Single Detached | 0 | 0 | -72.9417 | 43.3083 | 44.9333 | 106.6403 | 0 | 0 | 0 | 0 | 0 | 0 | 0 | 0 | 0 | 0 | 0 | 0 | 0 | 0 | 0 | 0 | 0 | 0 | 0 | 0 | 0 | 0 | 0 | 0 | 121.9403 | 95.752 | 1.8254 |  | 79 | 477 | 1.3845 | No | Yes | Yes |  | Drop | NA | NA | NA |  | NA |  | 14.29% |  | 477 | 250 | 710 |  | 310606.4861 | NA | I | NA | NA | NA | NA | NA | NA | NA | NA | NA | NA | NA | NA
1 | 100 | 114 | 100 114 Proper Refrigerant Charging and Air Flow / Single Detached | Proper Refrigerant Charging and Air Flow / Single Detached | 0 | 0 | -73.0914 | 42.9086 | 45.4086 | 87.2777 | 102.2992 | 104.433 | 124.893 | 136.8227 | 136.7133 | 111.3461 | 0 | 0 | 0 | 0 | 0 | 0 | 0 | 0 | 0 | 0 | 0 | 0 | 0 | 0 | 0 | 0 | 0 | 0 | 819.0107 | 555.8017 | 5.7914 |  | 79 | 568.5097 | 1.1616 | No | Yes | Yes |  | Drop | NA | NA | NA |  | NA |  | 14.29% |  | 568.5097 | 297.9611 | 443.506 |  | 194129.0538 | NA | I | NA | NA | NA | NA | NA | NA | NA | NA | NA | NA | NA | NA
1 | 100 | 115 | 100 115 Electronically Commutated Motors (ECM) on an Air Handler Unit / Single Detached | Electronically Commutated Motors (ECM) on an Air Handler Unit / Single Detached | 0 | 0 | -147.494 | 22.506 | 24.756 | 37.6896 | 42.0314 | 43.633 | 50.5607 | 54.4748 | 55.342 | 48.2404 | 51.0217 | 47.2873 | 59.5373 | 48.4748 | 53.0373 | 0 | 0 | 0 | 0 | 0 | 0 | 0 | 0 | 0 | 0 | 0 | 0 | 0 | 491.0984 | 244.8136 | 2.4401 |  | 133 | 378.7629 | 2.9354 | No | No | Yes |  | Keep | 42.3821 | 2 | 31.87% |  | 37 |  | 41.76% |  | 378.7629 | 124.2607 | 0 |  | 258303.3176 | 53928.6426 | M | 122 | 122 | 25.5407 | 49.3821 | 70.1564 | 87.0537 | 99.883 | 108.9757 | 114.9912 | 118.7061 | 120.8476 | 122
1 | 100 | 116 | 100 116 Duct Repair / Single Detached | Duct Repair / Single Detached | 0 | 0 | -169.4442 | 52.5558 | 55.0558 | 129.2931 | 157.5597 | 158.5558 | 195.3839 | 213.9855 | 213.4152 | 165.5402 | 181.0402 | 152.0871 | 225.8371 | 157.9308 | 180.4157 | 195.0407 | 221.3845 | 224.697 | 0 | 0 | 0 | 0 | 0 | 0 | 0 | 0 | 0 | 0 | 2710.3341 | 1429.5452 | 7.4394 |  | 185 | 574 | 2.6943 | No | No | Yes |  | Keep | 47.6722 | 2 | 25.77% |  | 37 |  | 41.76% |  | 574 | 520 | 1000 |  | 436790.3711 | 91193.2221 | M | 29234 | 29234 | 6120.1487 | 11833.0842 | 16811.0735 | 20860.054 | 23934.2693 | 26113.0795 | 27554.5331 | 28444.7125 | 28957.8686 | 29234
1 | 100 | 117 | 100 117 Reflective Roof / Single Detached | Reflective Roof / Single Detached | 0 | 0 | -1437.5078 | 40.5672 | 43.5672 | 77.536 | 88.993 | 91.157 | 108.8719 | 117.825 | 118.825 | 98.1766 | 106.1922 | 94.2547 | 126.6297 | 97.9422 | 108.661 | 0 | 0 | 0 | 0 | 0 | 0 | 0 | 0 | 0 | 0 | 0 | 0 | 0 | -118.3091 | -629.7621 | 0.57411 |  | 1441.7 | 580 | 20.7793 | No | No | No |  | Drop | NA | NA | NA |  | NA |  | 14.29% |  | 580 | 330 | 0 |  | 164427.3086 | NA | I | NA | NA | NA | NA | NA | NA | NA | NA | NA | NA | NA | NA
1 | 100 | 118 | 100 118 Radiant Barrier / Single Detached | Radient Barrier / Single Detached | 0 | 0 | -993.5899 | 51.9851 | 55.3601 | 99.4968 | 114.489 | 117.4333 | 139.1882 | 150.9147 | 152.2038 | 126.5319 | 0 | 0 | 0 | 0 | 0 | 0 | 0 | 0 | 0 | 0 | 0 | 0 | 0 | 0 | 0 | 0 | 0 | 0 | 14.0129 | -281.3386 | 0.73109 |  | 1009.2 | 741.9497 | 11.3707 | No | No | No |  | Drop | NA | NA | NA |  | NA |  | 14.29% |  | 741.9497 | 422.1438 | 0 |  | 345792.3771 | NA | I | NA | NA | NA | NA | NA | NA | NA | NA | NA | NA | NA | NA
1 | 100 | 119 | 100 119 Window Film / Single Detached | Window Film / Single Detached | 0 | 0 | -506.1478 | 41.8022 | 43.5522 | 94.3481 | 113.6625 | 115.8344 | 139.9819 | 153.9584 | 153.1225 | 121.2709 | 0 | 0 | 0 | 0 | 0 | 0 | 0 | 0 | 0 | 0 | 0 | 0 | 0 | 0 | 0 | 0 | 0 | 0 | 471.3853 | 180.1134 | 1.3289 |  | 510.7 | 501 | 8.5214 | No | No | No |  | Keep | 390.8372 | 2 | 76.53% |  | 37 |  | 41.76% |  | 501 | 510 | 0 |  | 327592.7783 | 68394.9166 | I | NA | NA | NA | NA | NA | NA | NA | NA | NA | NA | NA | NA
1 | 100 | 120 | 100 120 Window Tinting / Single Detached | Window Tinting / Single Detached | 0 | 0 | -537.956 | 9.619 | 10.369 | 22.4364 | 26.5175 | 26.6132 | 32.4706 | 34.8494 | 35.7088 | 29.1775 | 30.1931 | 25.9275 | 37.24 | 26.3338 | 30.865 | 30.4588 | 37.115 | 37.1775 | 38.2088 | 38.6775 | 38.865 | 32.9275 | 34.7713 | 29.5838 | 31.3025 | 32.99 | 34.74 | 49.8025 | 306.9851 | -178.7896 | 0.67356 |  | 510.7 | 115.9699 | 36.8132 | No | No | No |  | Drop | NA | NA | NA |  | NA |  | 14.29% |  | 115.9699 | 118.0531 | 0 |  | 327592.7783 | NA | I | NA | NA | NA | NA | NA | NA | NA | NA | NA | NA | NA | NA
1 | 100 | 121 | 100 121 Default Window With Sunscreen / Single Detached | Default Window With Sunscreen / Single Detached | 0 | 0 | -132.1019 | 41.6981 | 43.9481 | 90.455 | 107.3651 | 109.2626 | 131.4403 | 144.2606 | 144.8075 | 115.3856 | 0 | 0 | 0 | 0 | 0 | 0 | 0 | 0 | 0 | 0 | 0 | 0 | 0 | 0 | 0 | 0 | 0 | 0 | 796.5213 | 520.97 | 3.9975 |  | 136.8 | 527 | 2.17 | No | No | Yes |  | Keep | 10.7168 | 2 | 7.834% |  | 37 |  | 41.76% |  | 527 | 460 | 0 |  | 461056.5028 | 96259.5123 | N | 75 | 75 | 2.25 | 6 | 12 | 22.5 | 37.5 | 52.5 | 63 | 69 | 72.75 | 75
1 | 100 | 122 | 100 122 Single Pane Clear Windows to Double Pane Low-E Windows / Single Detached | Single Pane Clear Windows to Double Pane Low-E Windows / Single Detached | 0 | 0 | -1848.4578 | 66.5522 | 71.5522 | 124.5981 | 143.1625 | 147.3344 | 172.7319 | 187.9584 | 190.1225 | 158.2709 | 169.7241 | 152.7866 | 202.7709 | 158.2397 | 174.3959 | 177.7709 | 205.2397 | 208.8647 | 215.4272 | 217.6147 | 221.9897 | 198.9272 | 203.5522 | 186.4584 | 191.0522 | 206.4584 | 213.1459 | 276.2397 | 2994.4833 | 193.8638 | 1.1012 |  | 1878.51 | 984 | 15.9589 | No | No | No |  | Keep | 1643.0908 | 2 | 87.47% |  | 37 |  | 41.76% |  | 984 | 510 | 0 |  | 436790.3711 | 91193.2221 | M | 9496.12 | 9496.12 | 1988.0162 | 3843.7569 | 5460.7639 | 6775.9997 | 7774.6013 | 8482.3472 | 8950.5765 | 9239.7347 | 9406.4239 | 9496.12
1 | 100 | 124 | 100 124 Ceiling R-0 to R-19 Insulation / Single Detached | Ceiling R-0 to R-19 Insulation / Single Detached | 0 | 0 | -628.8476 | 49.2023 | 51.4523 | 120.2473 | 147.6242 | 148.5998 | 182.132 | 200.3587 | 199.3587 | 155.3273 | 168.718 | 142.2492 | 211.6712 | 148.0773 | 168.7185 | 171.156 | 207.031 | 210.8748 | 215.6873 | 215.2185 | 0 | 0 | 0 | 0 | 0 | 0 | 0 | 0 | 2484.8567 | 997.5996 | 2.4718 |  | 640.8 | 550.3671 | 9.7331 | No | No | No |  | Keep | 509.1263 | 2 | 79.45% |  | 37 |  | 41.76% |  | 550.3671 | 502.5091 | 747.9695 |  | 27005.8563 | 5638.2906 | M | 405 | 405 | 84.7869 | 163.9324 | 232.8961 | 288.9896 | 331.579 | 361.7636 | 381.7331 | 394.0654 | 401.1745 | 405
1 | 100 | 125 | 100 125 Ceiling R-19 to R-38 Insulation / Single Detached | Ceiling R-19 to R-38 Insulation / Single Detached | 0 | 0 | -1233.7625 | 2.3625 | 2.3625 | 5.6193 | 6.4191 | 5.9816 | 7.9718 | 8.089 | 8.425 | 6.3156 | 6.8781 | 6.1125 | 8.05 | 5.9875 | 7.0812 | 6.8625 | 8.2062 | 8.05 | 9.7062 | 9.2375 | 0 | 0 | 0 | 0 | 0 | 0 | 0 | 0 | -1104.0449 | -1165.4782 | 0.057056 |  | 1199 | 25.5577 | 392.1761 | No | No | No |  | Drop | NA | NA | NA |  | NA |  | 14.29% |  | 25.5577 | 17.7793 | 29.3744 |  | 311858.9316 | NA | M | NA | NA | NA | NA | NA | NA | NA | NA | NA | NA | NA | NA
1 | 100 | 126 | 100 126 Wall 2x4 R-0 to Blow-In R-13 Insulation / Single Detached | Wall 2x4 R-0 to Blow-In R-13 Insulation / Single Detached | 0 | 0 | -3829.8293 | 5.3457 | 5.4707 | 12.6514 | 14.5644 | 14.1445 | 17.5801 | 19.5801 | 19.5488 | 16.2988 | 17.4238 | 14.7832 | 20.0957 | 14.4082 | 16.5644 | 16.4394 | 20.1894 | 20.0644 | 21.8457 | 21.0957 | 0 | 0 | 0 | 0 | 0 | 0 | 0 | 0 | -3521.7348 | -3668.2633 | 0.043552 |  | 3798.3 | 61.6285 | 515.2183 | No | No | No |  | Drop | NA | NA | NA |  | NA |  | 14.29% |  | 61.6285 | 32.0468 | 70.8234 |  | 271675.1704 | NA | M | NA | NA | NA | NA | NA | NA | NA | NA | NA | NA | NA | NA
1 | 100 | 127 | 100 127 Weather Strip/Caulk w/Blower Door / Single Detached | Weather Strip/Caulk w/Blower Door / Single Detached | 0 | 0 | -430.4962 | 6.7538 | 7.1288 | 9.868 | 10.6961 | 0 | 0 | 0 | 0 | 0 | 0 | 0 | 0 | 0 | 0 | 0 | 0 | 0 | 0 | 0 | 0 | 0 | 0 | 0 | 0 | 0 | 0 | 0 | -396.0496 | -401.3599 | 0.081556 |  | 400 | 124.7968 | 26.7941 | No | No | No |  | Drop | NA | NA | NA |  | NA |  | 14.29% |  | 124.7968 | 3.7865 | 2.2113 |  | 145596.7904 | NA | M | NA | NA | NA | NA | NA | NA | NA | NA | NA | NA | NA | NA
1 | 130 | 132 | 130 132 15 SEER Split-System Heat Pump / Single Detached | 15 SEER Split-System Heat Pump / Single Detached | 0 | 0 | -402.7258 | 34.0242 | 36.0242 | 84.741 | 102.9343 | 103.6511 | 128.0632 | 140.2233 | 139.7076 | 108.692 | 118.3326 | 99.8483 | 148.2701 | 103.7076 | 118.38 | 0 | 0 | 0 | 0 | 0 | 0 | 0 | 0 | 0 | 0 | 0 | 0 | 0 | 1063.8736 | 490.5409 | 2.1225 |  | 400 | 378 | 8.8461 | No | No | No |  | Keep | 309.5646 | 2 | 77.39% |  | 37 |  | 41.76% |  | 378 | 290 | 560 |  | 354967.7896 | 74110.2795 | M | 32884 | 32884 | 6884.2775 | 13310.4995 | 18910.0137 | 23464.5281 | 26922.5734 | 29373.4182 | 30994.8439 | 31996.1663 | 32573.3923 | 32884
1 | 130 | 133 | 130 133 17 SEER Split-System Heat Pump / Single Detached | 17 SEER Split-System Heat Pump / Single Detached | 0 | 0 | -1964.4383 | 72.3117 | 76.3117 | 167.9181 | 202.3996 | 205.006 | 249.5383 | 273.8664 | 272.3742 | 215.2804 | 234.4211 | 199.5304 | 291.0305 | 206.6554 | 235.1867 | 0 | 0 | 0 | 0 | 0 | 0 | 0 | 0 | 0 | 0 | 0 | 0 | 0 | 937.3921 | -194.9184 | 0.90431 |  | 2000 | 864.1253 | 19.348 | No | No | No |  | Drop | NA | NA | NA |  | NA |  | 14.29% |  | 864.1253 | 662.9533 | 982.153 |  | 357036.7152 | NA | M | NA | NA | NA | NA | NA | NA | NA | NA | NA | NA | NA | NA
1 | 130 | 134 | 130 134 13 EER Geothermal Heat Pump / Single Detached | 13 EER Geothermal Heat Pump / Single Detached | 0 | 0 | -11149.3746 | 72.1504 | 76.2754 | 167.7735 | 202.002 | 205.1055 | 249.2442 | 273.541 | 272.3145 | 215.541 | 233.9473 | 199.1192 | 290.6817 | 206.4629 | 235.0728 | 0 | 0 | 0 | 0 | 0 | 0 | 0 | 0 | 0 | 0 | 0 | 0 | 0 | -8250.1431 | -9381.4513 | 0.16401 |  | 11184.9 | 863.3621 | 108.2985 | No | No | No |  | Drop | NA | NA | NA |  | NA |  | 14.29% |  | 863.3621 | 662.3677 | 981.2856 |  | 179612.3923 | NA | N | NA | NA | NA | NA | NA | NA | NA | NA | NA | NA | NA | NA
1 | 130 | 136 | 130 136 Attic Venting / Single Detached | Attic Venting / Single Detached | 0 | 0 | -160.2197 | 17.6553 | 18.9053 | 32.0801 | 35.7198 | 36.502 | 43.2881 | 46.4287 | 47.6709 | 40.1709 | 0 | 0 | 0 | 0 | 0 | 0 | 0 | 0 | 0 | 0 | 0 | 0 | 0 | 0 | 0 | 0 | 0 | 0 | 158.2015 | 65.5374 | 1.3682 |  | 141 | 273.7074 | 4.3064 | No | No | No |  | Keep | 75.5163 | 2 | 53.56% |  | 37 |  | 41.76% |  | 273.7074 | 56.1389 | 128.3123 |  | 259663.0656 | 54212.5312 | N | 54212.5312 | 54212.5312 | 1626.3759 | 4337.0025 | 8674.005 | 16263.7594 | 27106.2656 | 37948.7718 | 45538.5262 | 49875.5287 | 52586.1553 | 54212.5312
1 | 130 | 137 | 130 137 Sealed Attics / Single Detached | Sealed Attics / Single Detached | 0 | 0 | -3956.6623 | 44.9127 | 46.5377 | 110.3775 | 134.527 | 136.2936 | 166.4127 | 183.9712 | 182.9087 | 141.8462 | 154.5962 | 129.9399 | 194.2837 | 135.9399 | 154.8462 | 167.0962 | 189.4399 | 192.0024 | 197.0962 | 195.8462 | 199.9712 | 167.3462 | 170.5962 | 147.5649 | 153.4087 | 168.5962 | 182.8462 | 253.7837 | 346.3247 | -2132.5099 | 0.4671 |  | 3964.7 | 492.4486 | 67.3027 | No | No | No |  | Drop | NA | NA | NA |  | NA |  | 14.29% |  | 492.4486 | 167.0794 | 766.5083 |  | 274088.7915 | NA | I | NA | NA | NA | NA | NA | NA | NA | NA | NA | NA | NA | NA
1 | 130 | 138 | 130 138 AC Maintenance (Outdoor Coil Cleaning) / Single Detached | AC Maintenance (Outdoor Coil Cleaning) / Single Detached | 0 | 0 | -97.7422 | 27.2578 | 28.6328 | 56.4755 | 0 | 0 | 0 | 0 | 0 | 0 | 0 | 0 | 0 | 0 | 0 | 0 | 0 | 0 | 0 | 0 | 0 | 0 | 0 | 0 | 0 | 0 | 0 | 0 | 14.6239 | -0.077035 | 0.99938 |  | 88 | 364.5641 | 2.0179 | No | No | Yes |  | Drop | NA | NA | NA |  | NA |  | 14.29% |  | 364.5641 | 191.0713 | 284.4039 |  | 216385.888 | NA | I | NA | NA | NA | NA | NA | NA | NA | NA | NA | NA | NA | NA
1 | 130 | 139 | 130 139 AC Maintenance (Indoor Coil Cleaning) / Single Detached | AC Maintenance (Indoor Coil Cleaning) / Single Detached | 0 | 0 | -89.1978 | 27.0522 | 28.5522 | 55.1899 | 0 | 0 | 0 | 0 | 0 | 0 | 0 | 0 | 0 | 0 | 0 | 0 | 0 | 0 | 0 | 0 | 0 | 0 | 0 | 0 | 0 | 0 | 0 | 0 | 21.5964 | 7.1378 | 1.0615 |  | 79 | 360.1377 | 1.8338 | No | Yes | Yes |  | Drop | NA | NA | NA |  | NA |  | 14.29% |  | 360.1377 | 188.7514 | 280.9507 |  | 230811.6139 | NA | I | NA | NA | NA | NA | NA | NA | NA | NA | NA | NA | NA | NA
1 | 130 | 140 | 130 140 Proper Refrigerant Charging and Air Flow / Single Detached | Proper Refrigerant Charging and Air Flow / Single Detached | 0 | 0 | -83.8339 | 32.4161 | 35.1661 | 56.2862 | 63.1671 | 65.2247 | 75.6661 | 81.7677 | 82.5099 | 72.1036 | 0 | 0 | 0 | 0 | 0 | 0 | 0 | 0 | 0 | 0 | 0 | 0 | 0 | 0 | 0 | 0 | 0 | 0 | 480.4736 | 316.8681 | 3.7316 |  | 79 | 522.498 | 1.2639 | No | Yes | Yes |  | Drop | NA | NA | NA |  | NA |  | 14.29% |  | 522.498 | 199.8367 | 0 |  | 144257.2587 | NA | I | NA | NA | NA | NA | NA | NA | NA | NA | NA | NA | NA | NA
1 | 130 | 141 | 130 141 Electronically Commutated Motors (ECM) on an Air Handler Unit / Single Detached | Electronically Commutated Motors (ECM) on an Air Handler Unit / Single Detached | 0 | 0 | -437.9217 | 48.9533 | 51.9533 | 93.1896 | 107.0881 | 109.7707 | 129.6252 | 140.7698 | 141.6917 | 117.9729 | 126.6292 | 112.6917 | 151.4886 | 117.4886 | 129.8323 | 0 | 0 | 0 | 0 | 0 | 0 | 0 | 0 | 0 | 0 | 0 | 0 | 0 | 1141.2231 | 529.3095 | 2.0869 |  | 450 | 698.4214 | 5.3861 | No | No | No |  | Keep | 282.9047 | 2 | 62.87% |  | 37 |  | 41.76% |  | 698.4214 | 221.7428 | 421.1291 |  | 191945.1405 | 40074.3629 | M | 90 | 90 | 18.8415 | 36.4294 | 51.7547 | 64.2199 | 73.6842 | 80.3919 | 84.8296 | 87.5701 | 89.1499 | 90
1 | 130 | 142 | 130 142 Duct Repair / Single Detached | Duct Repair / Single Detached | 0 | 0 | -169.4442 | 52.5558 | 55.0558 | 129.2931 | 157.5597 | 158.5558 | 195.3839 | 213.9855 | 213.4152 | 165.5402 | 181.0402 | 152.0871 | 225.8371 | 157.9308 | 180.4157 | 195.0407 | 221.3845 | 224.697 | 0 | 0 | 0 | 0 | 0 | 0 | 0 | 0 | 0 | 0 | 2710.3341 | 1429.5452 | 7.4394 |  | 185 | 574 | 2.6943 | No | No | Yes |  | Keep | 47.6722 | 2 | 25.77% |  | 37 |  | 41.76% |  | 574 | 520 | 1000 |  | 324578.832 | 67765.664 | M | 21723 | 21723 | 4547.718 | 8792.847 | 12491.857 | 15500.5457 | 17784.9125 | 19403.9279 | 20475.0333 | 21136.5017 | 21517.8142 | 21723
1 | 130 | 143 | 130 143 Reflective Roof / Single Detached | Reflective Roof / Single Detached | 0 | 0 | -1437.5078 | 40.5672 | 43.5672 | 77.536 | 88.993 | 91.157 | 108.8719 | 117.825 | 118.825 | 98.1766 | 106.1922 | 94.2547 | 126.6297 | 97.9422 | 108.661 | 0 | 0 | 0 | 0 | 0 | 0 | 0 | 0 | 0 | 0 | 0 | 0 | 0 | -118.3091 | -629.7621 | 0.57411 |  | 1441.7 | 580 | 20.7793 | No | No | No |  | Drop | NA | NA | NA |  | NA |  | 14.29% |  | 580 | 330 | 0 |  | 122185.8981 | NA | I | NA | NA | NA | NA | NA | NA | NA | NA | NA | NA | NA | NA
1 | 130 | 144 | 130 144 Radiant Barrier / Single Detached | Radient Barrier / Single Detached | 0 | 0 | -999.9037 | 46.0463 | 49.0463 | 87.7407 | 101.8432 | 103.7661 | 122.476 | 133.5463 | 134.687 | 112.3588 | 0 | 0 | 0 | 0 | 0 | 0 | 0 | 0 | 0 | 0 | 0 | 0 | 0 | 0 | 0 | 0 | 0 | 0 | -108.393 | -369.7374 | 0.64659 |  | 1009.2 | 657.5052 | 12.831 | No | No | No |  | Drop | NA | NA | NA |  | NA |  | 14.29% |  | 657.5052 | 374.0978 | 0 |  | 256958.242 | NA | I | NA | NA | NA | NA | NA | NA | NA | NA | NA | NA | NA | NA
1 | 130 | 145 | 130 145 Window Film / Single Detached | Window Film / Single Detached | 0 | 0 | -506.1478 | 41.8022 | 43.5522 | 94.3481 | 113.6625 | 115.8344 | 139.9819 | 153.9584 | 153.1225 | 121.2709 | 0 | 0 | 0 | 0 | 0 | 0 | 0 | 0 | 0 | 0 | 0 | 0 | 0 | 0 | 0 | 0 | 0 | 0 | 471.3853 | 180.1134 | 1.3289 |  | 510.7 | 501 | 8.5214 | No | No | No |  | Keep | 390.8372 | 2 | 76.53% |  | 37 |  | 41.76% |  | 501 | 510 | 0 |  | 243434.124 | 50824.248 | I | NA | NA | NA | NA | NA | NA | NA | NA | NA | NA | NA | NA
1 | 130 | 146 | 130 146 Window Tinting / Single Detached | Window Tinting / Single Detached | 0 | 0 | -538.1293 | 9.5707 | 9.8207 | 22.0404 | 26.1078 | 26.2006 | 32.141 | 34.016 | 34.8676 | 27.9301 | 29.4457 | 25.4926 | 36.6019 | 25.4144 | 30.0858 | 29.7421 | 36.8983 | 36.7108 | 37.7421 | 37.6796 | 37.8046 | 32.5546 | 33.9296 | 28.8046 | 30.9921 | 32.1796 | 33.9921 | 48.7421 | 289.3779 | -186.4302 | 0.65961 |  | 510.7 | 113.4782 | 37.6216 | No | No | No |  | Drop | NA | NA | NA |  | NA |  | 14.29% |  | 113.4782 | 115.5167 | 0 |  | 243434.124 | NA | I | NA | NA | NA | NA | NA | NA | NA | NA | NA | NA | NA | NA
1 | 130 | 147 | 130 147 Default Window With Sunscreen / Single Detached | Default Window With Sunscreen / Single Detached | 0 | 0 | -145.7019 | 41.6981 | 43.9481 | 90.455 | 107.3651 | 109.2626 | 131.4403 | 144.2606 | 144.8075 | 115.3856 | 0 | 0 | 0 | 0 | 0 | 0 | 0 | 0 | 0 | 0 | 0 | 0 | 0 | 0 | 0 | 0 | 0 | 0 | 782.9213 | 507.37 | 3.7074 |  | 150.4 | 527 | 2.3857 | No | No | Yes |  | Keep | 24.3168 | 2 | 16.17% |  | 37 |  | 41.76% |  | 527 | 460 | 0 |  | 342610.9894 | 71530.4231 | N | 56 | 56 | 1.68 | 4.48 | 8.96 | 16.8 | 28 | 39.2 | 47.04 | 51.52 | 54.32 | 56
1 | 130 | 148 | 130 148 Single Pane Clear Windows to Double Pane Low-E Windows / Single Detached | Single Pane Clear Windows to Double Pane Low-E Windows / Single Detached | 0 | 0 | -1796.9478 | 66.5522 | 71.5522 | 124.5981 | 143.1625 | 147.3344 | 172.7319 | 187.9584 | 190.1225 | 158.2709 | 169.7241 | 152.7866 | 202.7709 | 158.2397 | 174.3959 | 177.7709 | 205.2397 | 208.8647 | 215.4272 | 217.6147 | 221.9897 | 198.9272 | 203.5522 | 186.4584 | 191.0522 | 206.4584 | 213.1459 | 276.2397 | 3045.9933 | 245.3738 | 1.1316 |  | 1827 | 984 | 15.5213 | No | No | No |  | Keep | 1591.5808 | 2 | 87.11% |  | 37 |  | 41.76% |  | 984 | 510 | 0 |  | 324578.832 | 67765.664 | M | NA | NA | NA | NA | NA | NA | NA | NA | NA | NA | NA | NA
1 | 130 | 150 | 130 150 Ceiling R-0 to R-19 Insulation / Single Detached | Ceiling R-0 to R-19 Insulation / Single Detached | 0 | 0 | -632.5766 | 44.9734 | 47.2234 | 110.6717 | 135.074 | 137.0887 | 167.6219 | 184.45 | 183.3953 | 142.7078 | 155.4734 | 130.7547 | 195.0359 | 136.7547 | 155.9422 | 157.4734 | 190.9109 | 193.4422 | 198.5359 | 196.8484 | 0 | 0 | 0 | 0 | 0 | 0 | 0 | 0 | 2231.8012 | 863.5219 | 2.274 |  | 640.8 | 506.0823 | 10.5848 | No | No | No |  | Keep | 519.7213 | 2 | 81.11% |  | 37 |  | 41.76% |  | 506.0823 | 462.0751 | 687.7847 |  | 20068.0461 | 4189.8126 | M | 301 | 301 | 63.0145 | 121.8362 | 173.0907 | 214.7799 | 246.4328 | 268.8663 | 283.7078 | 292.8733 | 298.1569 | 301
1 | 130 | 151 | 130 151 Ceiling R-19 to R-38 Insulation / Single Detached | Ceiling R-19 to R-38 Insulation / Single Detached | 0 | 0 | -1234.0528 | 2.1972 | 2.3222 | 4.9706 | 5.8231 | 5.5829 | 7.619 | 7.7556 | 7.9822 | 6.0681 | 6.365 | 5.4431 | 7.1931 | 5.3181 | 6.302 | 6.1145 | 7.2395 | 7.0833 | 8.7708 | 8.2395 | 0 | 0 | 0 | 0 | 0 | 0 | 0 | 0 | -1115.6629 | -1171.3407 | 0.052313 |  | 1199 | 23.4675 | 427.1053 | No | No | No |  | Drop | NA | NA | NA |  | NA |  | 14.29% |  | 23.4675 | 16.3252 | 26.9721 |  | 231742.3059 | NA | M | NA | NA | NA | NA | NA | NA | NA | NA | NA | NA | NA | NA
1 | 130 | 152 | 130 152 Wall 2x4 R-0 to Blow-In R-13 Insulation / Single Detached | Wall 2x4 R-0 to Blow-In R-13 Insulation / Single Detached | 0 | 0 | -3830.4945 | 5.1805 | 5.3055 | 11.0711 | 12.7606 | 12.5389 | 16.3211 | 17.3055 | 17.8602 | 14.3211 | 14.7117 | 13.8211 | 17.868 | 12.8992 | 14.6956 | 14.6019 | 17.8831 | 17.6644 | 19.4456 | 18.1019 | 0 | 0 | 0 | 0 | 0 | 0 | 0 | 0 | -3556.1374 | -3686.1069 | 0.0389 |  | 3798.3 | 54.6174 | 581.3549 | No | No | No |  | Drop | NA | NA | NA |  | NA |  | 14.29% |  | 54.6174 | 28.4011 | 62.7663 |  | 201881.7615 | NA | M | NA | NA | NA | NA | NA | NA | NA | NA | NA | NA | NA | NA
1 | 130 | 153 | 130 153 Weather Strip/Caulk w/Blower Door / Single Detached | Weather Strip/Caulk w/Blower Door / Single Detached | 0 | 0 | -431.4115 | 5.5885 | 6.5885 | 8.4742 | 9.5455 | 0 | 0 | 0 | 0 | 0 | 0 | 0 | 0 | 0 | 0 | 0 | 0 | 0 | 0 | 0 | 0 | 0 | 0 | 0 | 0 | 0 | 0 | 0 | -401.2149 | -405.8971 | 0.071174 |  | 400 | 110.5822 | 30.2384 | No | No | No |  | Drop | NA | NA | NA |  | NA |  | 14.29% |  | 110.5822 | 3.3559 | 1.9594 |  | 108192.944 | NA | M | NA | NA | NA | NA | NA | NA | NA | NA | NA | NA | NA | NA
1 | 190 | 191 | 190 191 HE Room Air Conditioner - EER 11 / Single Detached | HE Room Air Conditioner - EER 11 / Single Detached | 0 | 0 | -122.1913 | 14.8087 | 15.9337 | 28.0421 | 31.1485 | 31.9308 | 38.0196 | 40.6406 | 41.3906 | 34.8515 | 37.0859 | 33.8828 | 44.3359 | 34.2422 | 38.2422 | 0 | 0 | 0 | 0 | 0 | 0 | 0 | 0 | 0 | 0 | 0 | 0 | 0 | 342.3638 | 162.6642 | 2.1873 |  | 100 | 220.618 | 3.7892 | No | No | No |  | Keep | 47.2178 | 2 | 47.22% |  | 37 |  | 41.76% |  | 220.618 | 109.5336 | 0 |  | 30515.224 | 6370.9774 | N | 6370.9774 | 6370.9774 | 191.1293 | 509.6782 | 1019.3564 | 1911.2932 | 3185.4887 | 4459.6842 | 5351.621 | 5861.2992 | 6179.8481 | 6370.9774
1 | 190 | 192 | 190 192 HE Room Air Conditioner - EER 12 / Single Detached | HE Room Air Conditioner - EER 12 / Single Detached | 0 | 0 | -220.0436 | 27.0814 | 28.9564 | 49.6849 | 57.5687 | 59.1293 | 69.4564 | 75.0696 | 75.8118 | 64.093 | 67.8118 | 61.2805 | 80.9211 | 62.9211 | 69.8899 | 0 | 0 | 0 | 0 | 0 | 0 | 0 | 0 | 0 | 0 | 0 | 0 | 0 | 629.6322 | 300.812 | 2.2179 |  | 210 | 404.2966 | 4.3421 | No | No | No |  | Keep | 113.2732 | 2 | 53.94% |  | 37 |  | 41.76% |  | 404.2966 | 200.6431 | 0 |  | 30686.6578 | 6406.7694 | N | 6406.7694 | 6406.7694 | 192.2031 | 512.5416 | 1025.0831 | 1922.0308 | 3203.3847 | 4484.7386 | 5381.6863 | 5894.2279 | 6214.5664 | 6406.7694
1 | 190 | 196 | 190 196 Reflective Roof / Single Detached | Reflective Roof / Single Detached | 0 | 0 | -1455.0298 | 23.9202 | 25.7952 | 46.1029 | 52.1575 | 53.7835 | 63.4515 | 69.0296 | 69.8655 | 58.389 | 62.0765 | 55.5921 | 74.2015 | 57.2015 | 63.139 | 0 | 0 | 0 | 0 | 0 | 0 | 0 | 0 | 0 | 0 | 0 | 0 | 0 | -680.3243 | -980.3229 | 0.33704 |  | 1441.7 | 341.0777 | 35.335 | No | No | No |  | Drop | NA | NA | NA |  | NA |  | 14.29% |  | 341.0777 | 194.0614 | 0 |  | 10396.6397 | NA | I | NA | NA | NA | NA | NA | NA | NA | NA | NA | NA | NA | NA
1 | 190 | 197 | 190 197 Window Film / Single Detached | Window Film / Single Detached | 0 | 0 | -543.3258 | 4.4992 | 4.3742 | 9.6701 | 11.296 | 10.8605 | 13.9054 | 14.8585 | 15.2414 | 12.7648 | 0 | 0 | 0 | 0 | 0 | 0 | 0 | 0 | 0 | 0 | 0 | 0 | 0 | 0 | 0 | 0 | 0 | 0 | -445.8557 | -474.8619 | 0.13299 |  | 510.7 | 49.8372 | 85.6634 | No | No | No |  | Drop | NA | NA | NA |  | NA |  | 14.29% |  | 49.8372 | 50.7325 | 0 |  | 20713.494 | NA | I | NA | NA | NA | NA | NA | NA | NA | NA | NA | NA | NA | NA
1 | 190 | 198 | 190 198 Window Tinting / Single Detached | Window Tinting / Single Detached | 0 | 0 | -543.3258 | 4.4992 | 4.3742 | 9.6701 | 11.296 | 10.8605 | 13.9054 | 14.8585 | 15.2414 | 12.7648 | 13.4054 | 11.546 | 15.7179 | 11.3117 | 12.6867 | 13.0617 | 16.1867 | 15.9054 | 17.1554 | 16.8117 | 16.6242 | 14.0617 | 15.3742 | 12.2492 | 13.0304 | 14.1242 | 14.7492 | 20.2492 | -181.605 | -389.2219 | 0.28935 |  | 510.7 | 49.8372 | 85.6634 | No | No | No |  | Drop | NA | NA | NA |  | NA |  | 14.29% |  | 49.8372 | 50.7325 | 0 |  | 20713.494 | NA | I | NA | NA | NA | NA | NA | NA | NA | NA | NA | NA | NA | NA
1 | 190 | 199 | 190 199 Default Window With Sunscreen / Single Detached | Default Window With Sunscreen / Single Detached | 0 | 0 | -178.8614 | 8.1636 | 8.7886 | 19.5357 | 23.0709 | 22.9019 | 28.4293 | 30.7652 | 30.5855 | 25.273 | 0 | 0 | 0 | 0 | 0 | 0 | 0 | 0 | 0 | 0 | 0 | 0 | 0 | 0 | 0 | 0 | 0 | 0 | 18.6524 | -40.2669 | 0.78513 |  | 150.4 | 101.0047 | 12.4477 | No | No | No |  | Drop | NA | NA | NA |  | NA |  | 14.29% |  | 101.0047 | 102.8192 | 0 |  | 29152.3249 | NA | N | NA | NA | NA | NA | NA | NA | NA | NA | NA | NA | NA | NA
1 | 190 | 200 | 190 200 Single Pane Clear Windows to Double Pane Low-E Windows / Single Detached | Single Pane Clear Windows to Double Pane Low-E Windows / Single Detached | 0 | 0 | -1888.1063 | 27.7787 | 29.5287 | 52.0825 | 59.7573 | 61.3266 | 72.2475 | 78.4037 | 79.1928 | 66.4819 | 70.2319 | 63.1694 | 84.1225 | 65.435 | 72.7939 | 73.2001 | 85.3251 | 86.4189 | 89.8251 | 90.2001 | 91.3876 | 83.1376 | 84.0751 | 76.7001 | 78.9814 | 85.8876 | 88.3564 | 114.8251 | 122.7665 | -1039.2004 | 0.45748 |  | 1878.51 | 401.7723 | 39.0856 | No | No | No |  | Drop | NA | NA | NA |  | NA |  | 14.29% |  | 401.7723 | 208.2356 | 230.6675 |  | 27617.992 | NA | M | NA | NA | NA | NA | NA | NA | NA | NA | NA | NA | NA | NA
1 | 190 | 202 | 190 202 Ceiling R-0 to R-19 Insulation / Single Detached | Ceiling R-0 to R-19 Insulation / Single Detached | 0 | 0 | -626.7393 | 51.1857 | 53.4357 | 126.3419 | 154.0724 | 155.5548 | 191.3263 | 209.631 | 208.4982 | 162.3419 | 177.0607 | 149.9044 | 221.842 | 155.4044 | 177.0294 | 179.1544 | 216.5295 | 220.7795 | 226.217 | 224.4357 | 0 | 0 | 0 | 0 | 0 | 0 | 0 | 0 | 2634.0058 | 1076.3447 | 2.588 |  | 640.8 | 576.1014 | 9.2984 | No | No | No |  | Keep | 502.9694 | 2 | 78.49% |  | 37 |  | 41.76% |  | 576.1014 | 526.0056 | 782.9434 |  | 1707.564 | 356.5057 | M | 26 | 26 | 5.4431 | 10.5241 | 14.9514 | 18.5524 | 21.2865 | 23.2243 | 24.5063 | 25.298 | 25.7544 | 26
1 | 190 | 203 | 190 203 Ceiling R-19 to R-38 Insulation / Single Detached | Ceiling R-19 to R-38 Insulation / Single Detached | 0 | 0 | -1233.9278 | 2.3222 | 2.3222 | 4.9706 | 5.7675 | 5.8329 | 7.619 | 7.7597 | 8.08 | 6.3222 | 6.869 | 5.4472 | 7.1972 | 5.5722 | 6.6347 | 6.4784 | 7.8534 | 7.2597 | 9.3847 | 8.4472 | 0 | 0 | 0 | 0 | 0 | 0 | 0 | 0 | -1111.7882 | -1169.5378 | 0.053772 |  | 1199 | 24.4173 | 410.4917 | No | No | No |  | Drop | NA | NA | NA |  | NA |  | 14.29% |  | 24.4173 | 16.986 | 28.0638 |  | 19718.6524 | NA | M | NA | NA | NA | NA | NA | NA | NA | NA | NA | NA | NA | NA
1 | 190 | 204 | 190 204 Wall 2x4 R-0 to Blow-In R-13 Insulation / Single Detached | Wall 2x4 R-0 to Blow-In R-13 Insulation / Single Detached | 0 | 0 | -3832.7924 | 2.5076 | 2.6326 | 5.6883 | 6.5496 | 6.3035 | 8.3513 | 8.2576 | 8.4607 | 7.1795 | 7.4763 | 6.1951 | 7.7576 | 6.3513 | 7.1638 | 7.0076 | 8.5701 | 8.2263 | 9.3826 | 9.3826 | 0 | 0 | 0 | 0 | 0 | 0 | 0 | 0 | -3699.3482 | -3762.2471 | 0.019047 |  | 3798.3 | 26.4838 | 1198.9278 | No | No | No |  | Drop | NA | NA | NA |  | NA |  | 14.29% |  | 26.4838 | 13.7716 | 30.4351 |  | 17177.8574 | NA | M | NA | NA | NA | NA | NA | NA | NA | NA | NA | NA | NA | NA
1 | 190 | 205 | 190 205 Weather Strip/Caulk w/Blower Door / Single Detached | Weather Strip/Caulk w/Blower Door / Single Detached | 0 | 0 | -433.9599 | 3.1651 | 3.5401 | 4.7208 | 5.2745 | 0 | 0 | 0 | 0 | 0 | 0 | 0 | 0 | 0 | 0 | 0 | 0 | 0 | 0 | 0 | 0 | 0 | 0 | 0 | 0 | 0 | 0 | 0 | -417.2594 | -419.846 | 0.039254 |  | 400 | 53.6112 | 62.3718 | No | No | No |  | Drop | NA | NA | NA |  | NA |  | 14.29% |  | 53.6112 | 1.6273 | 0.94994 |  | 9205.9973 | NA | M | NA | NA | NA | NA | NA | NA | NA | NA | NA | NA | NA | NA
1 | 220 | 221 | 220 221 CFL (18-Watt integral ballast), 0.5 hr/day / Single Detached | CFL (18-Watt integral ballast), 0.5 hr/day / Single Detached | 0 | 0 | -49.3895 | 2.4555 | 2.4555 | 3.1703 | 3.7172 | 3.4828 | 4.5336 | 4.3696 | 5.0492 | 4.1899 | 4.4555 | 4.1274 | 4.8617 | 4.143 | 4.6742 | 4.9867 | 5.1742 | 5.4555 | 6.0492 | 5.518 | 5.5805 | 5.0805 | 5.5492 | 5.8617 | 4.8617 | 5.893 | 4.893 | 0 | 71.1994 | 3.4369 | 1.0665 |  | 14.72 | 37.4305 | 3.2875 | No | No | No |  | Keep | 5.7649 | 2 | 39.16% |  | 37 |  | 41.76% |  | 37.4305 | 1.9929 | 2.7923 |  | 624989.8848 | 130485.572 | N | 130485.572 | 130485.572 | 3914.5672 | 10438.8458 | 20877.6915 | 39145.6716 | 65242.786 | 91339.9004 | 109607.8804 | 120046.7262 | 126571.0048 | 130485.572
1 | 230 | 231 | 230 231 CFL (18-Watt integral ballast), 2.5 hr/day / Single Detached | CFL (18-Watt integral ballast), 2.5 hr/day / Single Detached | 0 | 0 | -45.9906 | 16.7694 | 18.2694 | 24.5165 | 25.9413 | 0 | 0 | 0 | 0 | 0 | 0 | 0 | 0 | 0 | 0 | 0 | 0 | 0 | 0 | 0 | 0 | 0 | 0 | 0 | 0 | 0 | 0 | 0 | 39.506 | 26.3878 | 1.4205 |  | 25.76 | 327.5166 | 0.6575 | Yes | Yes | Yes |  | Drop | NA | NA | NA |  | NA |  | 14.29% |  | 327.5166 | 17.4381 | 24.4326 |  | 624989.8848 | NA | N | NA | NA | NA | NA | NA | NA | NA | NA | NA | NA | NA | NA
1 | 240 | 241 | 240 241 CFL (18-Watt integral ballast), 6.0 hr/day / Single Detached | CFL (18-Watt integral ballast), 6.0 hr/day / Single Detached | 0 | 0 | -33.7422 | 9.1528 | 0 | 0 | 0 | 0 | 0 | 0 | 0 | 0 | 0 | 0 | 0 | 0 | 0 | 0 | 0 | 0 | 0 | 0 | 0 | 0 | 0 | 0 | 0 | 0 | 0 | 0 | -24.5893 | -25.145 | 0.40863 |  | 5.52 | 168.4371 | 0.27396 | Yes | Yes | Yes |  | Drop | NA | NA | NA |  | NA |  | 14.29% |  | 168.4371 | 8.9682 | 12.5653 |  | 624989.8848 | NA | N | NA | NA | NA | NA | NA | NA | NA | NA | NA | NA | NA | NA
1 | 250 | 251 | 250 251 ROB 2L4'T8, 1EB / Single Detached | ROB 2L4'T8, 1EB / Single Detached | 0 | 0 | -36.9944 | 0.95559 | 0.83059 | 1.2437 | 1.4654 | 0.77688 | 1.3228 | 1.6587 | 1.9009 | 1.4868 | 1.2212 | 1.0962 | 1.2368 | 1.6118 | 1.002 | 1.0332 | 1.877 | 1.4082 | 2.4395 | 1.877 | 1.377 | 1.752 | 0.78322 | 1.752 | 1.752 | 2.2207 | 1.7207 | 1.627 | 2.4343 | -19.825 | 0.47414 |  | 0.7 | 12.3505 | 0.4738 | Yes | Yes | Yes |  | Drop | NA | NA | NA |  | NA |  | 14.29% |  | 12.3505 | 0.65077 | 0.92134 |  | 841880.7945 | NA | N | NA | NA | NA | NA | NA | NA | NA | NA | NA | NA | NA | NA
1 | 250 | 252 | 250 252 RET 2L4'T8, 1EB / Single Detached | RET 2L4'T8, 1EB / Single Detached | 0 | 0 | -36.9944 | 0.95559 | 0.83059 | 1.2437 | 1.4654 | 0.77688 | 1.3228 | 1.6587 | 1.9009 | 1.4868 | 1.2212 | 1.0962 | 1.2368 | 1.6118 | 1.002 | 1.0332 | 1.877 | 1.4082 | 2.4395 | 1.877 | 1.377 | 1.752 | 0.78322 | 1.752 | 1.752 | 2.2207 | 1.7207 | 1.627 | 2.4343 | -19.825 | 0.47414 |  | 0.7 | 12.3505 | 0.4738 | Yes | Yes | Yes |  | Drop | NA | NA | NA |  | NA |  | 14.29% |  | 12.3505 | 0.65077 | 0.92134 |  | 841880.7945 | NA | N | NA | NA | NA | NA | NA | NA | NA | NA | NA | NA | NA | NA
1 | 260 | 261 | 260 261 CFL - medium screw based <30 Watts / Single Detached | CFL - medium screw based <30 Watts / Single Detached | 0 | 0 | -41.226 | 4.149 | 0 | 0 | 0 | 0 | 0 | 0 | 0 | 0 | 0 | 0 | 0 | 0 | 0 | 0 | 0 | 0 | 0 | 0 | 0 | 0 | 0 | 0 | 0 | 0 | 0 | 0 | -37.077 | -37.3289 | 0.17047 |  | 8 | 70.52 | 0.94833 | Yes | Yes | Yes |  | Drop | NA | NA | NA |  | NA |  | 14.29% |  | 70.52 | 3.7676 | 5.2608 |  | 617538.1826 | NA | N | NA | NA | NA | NA | NA | NA | NA | NA | NA | NA | NA | NA
1 | 260 | 262 | 260 262 Photocell/timeclock / Single Detached | Photocell/timeclock / Single Detached | 0 | 0 | -43.7944 | 1.0806 | 1.0806 | 1.2437 | 1.5318 | 1.2769 | 1.8228 | 1.6587 | 2.2993 | 1.7368 | 1.4712 | 1.3462 | 1.4868 | 1.8618 | 1.6118 | 1.3618 | 2.0181 | 1.5181 | 2.6118 | 2.0181 | 1.5806 | 1.8931 | 1.8931 | 1.3306 | 1.8306 | 2.7993 | 2.2993 | 1.8306 | 2.6998 | -23.5188 | 0.47736 |  | 8 | 14.7309 | 4.5399 | No | No | No |  | Drop | NA | NA | NA |  | NA |  | 14.29% |  | 14.7309 | 0.77309 | 1.0989 |  | 631410.5959 | NA | N | NA | NA | NA | NA | NA | NA | NA | NA | NA | NA | NA | NA
1 | 300 | 301 | 300 301 HE Refrigerator - Energy Star version of above / Single Detached | HE Refrigerator - Energy Star version of above / Single Detached | 0 | 0 | -124.8578 | 11.5922 | 12.9672 | 16.7866 | 18.1625 | 18.4184 | 20.8891 | 21.7875 | 22.2641 | 21.2485 | 21.811 | 21.1235 | 24.1547 | 22.0297 | 0 | 0 | 0 | 0 | 0 | 0 | 0 | 0 | 0 | 0 | 0 | 0 | 0 | 0 | 128.3771 | 36.3801 | 1.2671 |  | 99.2 | 220.8798 | 3.7544 | No | No | No |  | Keep | 46.3552 | 2 | 46.73% |  | 37 |  | 41.76% |  | 220.8798 | 29.4455 | 27.273 |  | 754283.9722 | 157479.6296 | N | 157479.6296 | -1 | 4724.3889 | 12598.3704 | 25196.7407 | 47243.8889 | 78739.8148 | 110235.7407 | 132282.8888 | 144881.2592 | 152755.2407 | 157479.6296
1 | 350 | 351 | 350 351 HE Freezer / Single Detached | HE Freezer / Single Detached | 0 | 0 | -83.8688 | 3.4312 | 3.5562 | 5.0357 | 5.8463 | 5.6021 | 6.814 | 6.9156 | 7.6109 | 6.7906 | 6.5562 | 0 | 0 | 0 | 0 | 0 | 0 | 0 | 0 | 0 | 0 | 0 | 0 | 0 | 0 | 0 | 0 | 0 | -25.7098 | -43.5684 | 0.49806 |  | 49.8 | 55.9182 | 7.4449 | No | No | No |  | Drop | NA | NA | NA |  | NA |  | 14.29% |  | 55.9182 | 7.4516 | 6.9045 |  | 218263.7746 | NA | N | NA | NA | NA | NA | NA | NA | NA | NA | NA | NA | NA | NA
1 | 400 | 401 | 400 401 Heat Pump Water Heater (EF=2.9) / Single Detached | Heat Pump Water Heater (EF=2.9) / Single Detached | 0 | 0 | -827.9496 | 100.3004 | 110.3004 | 151.7447 | 165.1529 | 173.5201 | 195.73 | 209.3004 | 213.5894 | 193.3629 | 0 | 0 | 0 | 0 | 0 | 0 | 0 | 0 | 0 | 0 | 0 | 0 | 0 | 0 | 0 | 0 | 0 | 0 | 685.0514 | 253.6091 | 1.2733 |  | 891 | 1824.1961 | 4.0831 | No | No | No |  | Keep | 454.5663 | 2 | 51.02% |  | 37 |  | 41.76% |  | 1824.1961 | 138.922 | 401.8874 |  | 350947.9659 | 73271.0195 | N | 5575 | 5575 | 167.25 | 446 | 892 | 1672.5 | 2787.5 | 3902.5 | 4683 | 5129 | 5407.75 | 5575
1 | 400 | 403 | 400 403 Solar Water Heat / Single Detached | Solar Water Heat / Single Detached | 0 | 0 | -3836.605 | 94.145 | 103.27 | 135.4887 | 146.0864 | 154.6869 | 171.5746 | 182.1293 | 186.6059 | 172.9418 | 181.5825 | 175.5668 | 205.77 | 183.6762 | 196.0512 | 0 | 0 | 0 | 0 | 0 | 0 | 0 | 0 | 0 | 0 | 0 | 0 | 0 | -1547.0298 | -2426.0097 | 0.38254 |  | 3892 | 1834.7048 | 17.7333 | No | No | No |  | Drop | NA | NA | NA |  | NA |  | 14.29% |  | 1834.7048 | 199.5469 | 0 |  | 542140.013 | NA | N | NA | NA | NA | NA | NA | NA | NA | NA | NA | NA | NA | NA
1 | 400 | 404 | 400 404 AC Heat Recovery Units / Single Detached | AC Heat Recovery Units / Single Detached | 0 | 0 | -544.296 | 17.954 | 18.954 | 29.996 | 33.3193 | 34.3447 | 40.0243 | 42.8837 | 44.0712 | 38.5478 | 0 | 0 | 0 | 0 | 0 | 0 | 0 | 0 | 0 | 0 | 0 | 0 | 0 | 0 | 0 | 0 | 0 | 0 | -244.201 | -331.0208 | 0.41099 |  | 525 | 294.0427 | 14.9256 | No | No | No |  | Drop | NA | NA | NA |  | NA |  | 14.29% |  | 294.0427 | 98.9227 | 0 |  | 537504.5161 | NA | N | NA | NA | NA | NA | NA | NA | NA | NA | NA | NA | NA | NA
1 | 400 | 405 | 400 405 Low Flow Showerhead / Single Detached | Low Flow Showerhead / Single Detached | 0 | 0 | -38.9765 | 11.1485 | 11.8985 | 16.878 | 18.2208 | 18.7843 | 21.1642 | 22.0626 | 23.2188 | 21.4767 | 0 | 0 | 0 | 0 | 0 | 0 | 0 | 0 | 0 | 0 | 0 | 0 | 0 | 0 | 0 | 0 | 0 | 0 | 125.876 | 78.9508 | 2.579 |  | 13 | 196.6905 | 0.55251 | Yes | Yes | Yes |  | Drop | NA | NA | NA |  | NA |  | 14.29% |  | 196.6905 | 14.986 | 43.3327 |  | 340331.7111 | NA | N | NA | NA | NA | NA | NA | NA | NA | NA | NA | NA | NA | NA
1 | 400 | 406 | 400 406 Pipe Wrap / Single Detached | Pipe Wrap / Single Detached | 0 | 0 | -44.1332 | 3.2418 | 3.4918 | 4.315 | 5.1265 | 4.3726 | 5.0699 | 5.9214 | 6.3746 | 5.6793 | 5.7105 | 5.5386 | 5.9918 | 0 | 0 | 0 | 0 | 0 | 0 | 0 | 0 | 0 | 0 | 0 | 0 | 0 | 0 | 0 | 16.7005 | -4.1901 | 0.91085 |  | 10 | 51.0281 | 1.6382 | No | Yes | Yes |  | Drop | NA | NA | NA |  | NA |  | 14.29% |  | 51.0281 | 3.8846 | 11.242 |  | 444048.0293 | NA | N | NA | NA | NA | NA | NA | NA | NA | NA | NA | NA | NA | NA
1 | 400 | 407 | 400 407 Faucet Aerators / Single Detached | Faucet Aerators / Single Detached | 0 | 0 | -36.5285 | 4.7215 | 4.8465 | 6.6786 | 7.4412 | 7.0008 | 8.1278 | 8.7528 | 8.8075 | 8.7684 | 0 | 0 | 0 | 0 | 0 | 0 | 0 | 0 | 0 | 0 | 0 | 0 | 0 | 0 | 0 | 0 | 0 | 0 | 28.6166 | 10.1809 | 1.2483 |  | 4 | 76.9201 | 0.43471 | Yes | Yes | Yes |  | Drop | NA | NA | NA |  | NA |  | 14.29% |  | 76.9201 | 5.8565 | 16.9462 |  | 465089.4272 | NA | N | NA | NA | NA | NA | NA | NA | NA | NA | NA | NA | NA | NA
1 | 400 | 408 | 400 408 Water Heater Blanket / Single Detached | Water Heater Blanket / Single Detached | 0 | 0 | -43.5654 | 14.5596 | 15.9346 | 21.8868 | 24.0127 | 24.586 | 27.8877 | 0 | 0 | 0 | 0 | 0 | 0 | 0 | 0 | 0 | 0 | 0 | 0 | 0 | 0 | 0 | 0 | 0 | 0 | 0 | 0 | 0 | 85.3021 | 58.1238 | 2.0021 |  | 21 | 261.7779 | 0.67061 | Yes | Yes | Yes |  | Drop | NA | NA | NA |  | NA |  | 14.29% |  | 261.7779 | 19.944 | 57.6721 |  | 310311.8856 | NA | N | NA | NA | NA | NA | NA | NA | NA | NA | NA | NA | NA | NA
1 | 400 | 409 | 400 409 Water Heater Temperature Check and Adjustment / Single Detached | Water Heater Temperature Check and Adjustment / Single Detached | 0 | 0 | -40.6049 | 1.8951 | 1.6451 | 2.2144 | 2.6958 | 0 | 0 | 0 | 0 | 0 | 0 | 0 | 0 | 0 | 0 | 0 | 0 | 0 | 0 | 0 | 0 | 0 | 0 | 0 | 0 | 0 | 0 | 0 | -32.1546 | -33.4402 | 0.20381 |  | 5 | 25.5396 | 1.6366 | No | Yes | Yes |  | Drop | NA | NA | NA |  | NA |  | 14.29% |  | 25.5396 | 1.9443 | 5.6266 |  | 221651.3469 | NA | N | NA | NA | NA | NA | NA | NA | NA | NA | NA | NA | NA | NA
1 | 400 | 410 | 400 410 Water Heater Timeclock / Single Detached | Water Heater Timeclock / Single Detached | 0 | 0 | -75.9278 | 7.5722 | 7.5722 | 11.2206 | 11.7675 | 12.0829 | 13.619 | 14.0137 | 15.084 | 13.8262 | 0 | 0 | 0 | 0 | 0 | 0 | 0 | 0 | 0 | 0 | 0 | 0 | 0 | 0 | 0 | 0 | 0 | 0 | 30.8304 | 0.55653 | 1.0067 |  | 46 | 127.6979 | 3.0113 | No | No | No |  | Keep | 15.4486 | 2 | 33.58% |  | 37 |  | 41.76% |  | 127.6979 | 9.7214 | 28.133 |  | 398972.4243 | 83297.5801 | N | 3449 | 3449 | 103.47 | 275.92 | 551.84 | 1034.7 | 1724.5 | 2414.3 | 2897.16 | 3173.08 | 3345.53 | 3449
1 | 400 | 411 | 400 411 Heat Trap / Single Detached | Heat Trap / Single Detached | 0 | 0 | -41.1903 | 12.9347 | 14.0597 | 19.6994 | 20.6212 | 21.63 | 24.7003 | 25.8878 | 27.6613 | 24.6691 | 0 | 0 | 0 | 0 | 0 | 0 | 0 | 0 | 0 | 0 | 0 | 0 | 0 | 0 | 0 | 0 | 0 | 0 | 150.6732 | 96.0126 | 2.778 |  | 17 | 230.7564 | 0.61586 | Yes | Yes | Yes |  | Drop | NA | NA | NA |  | NA |  | 14.29% |  | 230.7564 | 17.5692 | 50.8378 |  | 398972.4243 | NA | N | NA | NA | NA | NA | NA | NA | NA | NA | NA | NA | NA | NA
1 | 500 | 502 | 500 502 Energy Star CW CEE Tier 2 (MEF=2.0) / Single Detached | Energy Star CW CEE Tier 2 (MEF=2.0) / Single Detached | 0 | 0 | -212.8996 | 9.6004 | 10.1004 | 14.1072 | 14.9627 | 14.9695 | 16.9597 | 17.8269 | 18.8113 | 17.5535 | 17.866 | 0 | 0 | 0 | 0 | 0 | 0 | 0 | 0 | 0 | 0 | 0 | 0 | 0 | 0 | 0 | 0 | 0 | -60.1421 | -106.6067 | 0.52033 |  | 185.25 | 179.019 | 8.6505 | No | No | No |  | Drop | NA | NA | NA |  | NA |  | 14.29% |  | 179.019 | 25.1525 | 25.0943 |  | 825219.5913 | NA | N | NA | NA | NA | NA | NA | NA | NA | NA | NA | NA | NA | NA
1 | 500 | 503 | 500 503 Energy Star CW CEE Tier 3 (MEF=2.2) / Single Detached | Energy Star CW CEE Tier 3 (MEF=2.2) / Single Detached | 0 | 0 | -338.1141 | 12.5559 | 13.8059 | 18.3303 | 19.4621 | 20.2238 | 23.259 | 23.923 | 24.9543 | 22.9934 | 23.8059 | 0 | 0 | 0 | 0 | 0 | 0 | 0 | 0 | 0 | 0 | 0 | 0 | 0 | 0 | 0 | 0 | 0 | -134.8007 | -196.6817 | 0.43913 |  | 313.67 | 242.3365 | 10.8203 | No | No | No |  | Drop | NA | NA | NA |  | NA |  | 14.29% |  | 242.3365 | 34.0488 | 33.9699 |  | 859965.6794 | NA | N | NA | NA | NA | NA | NA | NA | NA | NA | NA | NA | NA | NA
1 | 700 | 701 | 700 701 Energy Star DW (EF=0.68) / Single Detached | Energy Star DW (EF=0.68) / Single Detached | 0 | 0 | -288.1578 | 11.8422 | 12.9672 | 17.1342 | 18.5121 | 19.0219 | 21.4203 | 22.5766 | 23.3188 | 21.9516 | 22.5297 | 22.4985 | 24.7485 | 0 | 0 | 0 | 0 | 0 | 0 | 0 | 0 | 0 | 0 | 0 | 0 | 0 | 0 | 0 | -49.6362 | -132.1745 | 0.55942 |  | 263 | 228.1657 | 9.6358 | No | No | No |  | Drop | NA | NA | NA |  | NA |  | 14.29% |  | 228.1657 | 22.3752 | 16.2018 |  | 581946.3301 | NA | N | NA | NA | NA | NA | NA | NA | NA | NA | NA | NA | NA | NA
1 | 800 | 801 | 800 801 Two Speed Pool Pump (1.5 hp) / Single Detached | Two Speed Pool Pump (1.5 hp) / Single Detached | 0 | 0 | -195.5821 | 86.7929 | 94.9179 | 132.1396 | 144.6767 | 0 | 0 | 0 | 0 | 0 | 0 | 0 | 0 | 0 | 0 | 0 | 0 | 0 | 0 | 0 | 0 | 0 | 0 | 0 | 0 | 0 | 0 | 0 | 262.9451 | 191.7999 | 1.6801 |  | 245 | 1567.6986 | 1.3064 | No | Yes | Yes |  | Drop | NA | NA | NA |  | NA |  | 14.29% |  | 1567.6986 | 334.7069 | 65.081 |  | 251878.1888 | NA | N | NA | NA | NA | NA | NA | NA | NA | NA | NA | NA | NA | NA
1 | 800 | 802 | 800 802 High Efficiency One Speed Pool Pump (1.5 hp) / Single Detached | High Efficiency One Speed Pool Pump (1.5 hp) / Single Detached | 0 | 0 | -73.5108 | 43.8642 | 48.2392 | 66.6552 | 72.6249 | 0 | 0 | 0 | 0 | 0 | 0 | 0 | 0 | 0 | 0 | 0 | 0 | 0 | 0 | 0 | 0 | 0 | 0 | 0 | 0 | 0 | 0 | 0 | 157.8727 | 122.016 | 2.0429 |  | 80 | 790.1266 | 0.8464 | Yes | Yes | Yes |  | Drop | NA | NA | NA |  | NA |  | 14.29% |  | 790.1266 | 168.6936 | 32.8011 |  | 251878.1888 | NA | N | NA | NA | NA | NA | NA | NA | NA | NA | NA | NA | NA | NA
1 | 800 | 803 | 800 803 Variable-Speed Pool Pump (<1 hp) / Single Detached | Variable-Speed Pool Pump (<1 hp) / Single Detached | 0 | 0 | -756.9638 | 130.4111 | 143.1611 | 199.3506 | 217.0879 | 227.8096 | 256.3877 | 274.829 | 281.0946 | 252.9384 | 0 | 0 | 0 | 0 | 0 | 0 | 0 | 0 | 0 | 0 | 0 | 0 | 0 | 0 | 0 | 0 | 0 | 0 | 1226.1063 | 660.1646 | 1.7443 |  | 850 | 2358.4383 | 3.0129 | No | No | No |  | Keep | 285.7504 | 2 | 33.62% |  | 37 |  | 41.76% |  | 2358.4383 | 503.5314 | 97.9075 |  | 262483.5862 | 54801.4003 | N | 10437.57 | 10437.57 | 313.1271 | 835.0056 | 1670.0112 | 3131.271 | 5218.785 | 7306.299 | 8767.5588 | 9602.5644 | 10124.4429 | 10437.57
1 | 800 | 804 | 800 804 PV-Powered Pool Pumps / Single Detached | PV-Powered Pool Pumps / Single Detached | 0 | 0 | -4763.5835 | 174.4165 | 191.1665 | 267.1176 | 289.8715 | 304.1401 | 343.5337 | 367.4283 | 373.9439 | 337.9986 | 0 | 0 | 0 | 0 | 0 | 0 | 0 | 0 | 0 | 0 | 0 | 0 | 0 | 0 | 0 | 0 | 0 | 0 | -2113.9669 | -2869.9127 | 0.41869 |  | 4900 | 3152.5253 | 12.9933 | No | No | No |  | Drop | NA | NA | NA |  | NA |  | 14.29% |  | 3152.5253 | 673.0706 | 130.873 |  | 173239.1669 | NA | N | NA | NA | NA | NA | NA | NA | NA | NA | NA | NA | NA | NA
1 | 900 | 901 | 900 901 Energy Star TV / Single Detached | Energy Star TV / Single Detached | 0 | 0 | -36.3105 | 0.93947 | 1.0645 | 0.91798 | 1.1436 | 0.709 | 1.6895 | 0 | 0 | 0 | 0 | 0 | 0 | 0 | 0 | 0 | 0 | 0 | 0 | 0 | 0 | 0 | 0 | 0 | 0 | 0 | 0 | 0 | -29.8466 | -31.1595 | 0.15785 |  | 0 | 11.8901 | 0 | Yes | Yes | Yes |  | Drop | NA | NA | NA |  | NA |  | 14.29% |  | 11.8901 | 1.49 | 1.3058 |  | 255520.2195 | NA | N | NA | NA | NA | NA | NA | NA | NA | NA | NA | NA | NA | NA
1 | 910 | 911 | 910 911 Energy Star TV / Single Detached | Energy Star TV / Single Detached | 0 | 0 | -34.2542 | 2.8708 | 2.7458 | 4.069 | 4.3806 | 4.6266 | 5.3239 | 0 | 0 | 0 | 0 | 0 | 0 | 0 | 0 | 0 | 0 | 0 | 0 | 0 | 0 | 0 | 0 | 0 | 0 | 0 | 0 | 0 | -10.2375 | -15.3148 | 0.58609 |  | 0 | 45.763 | 0 | Yes | Yes | Yes |  | Drop | NA | NA | NA |  | NA |  | 14.29% |  | 45.763 | 5.7349 | 5.0259 |  | 290358.8868 | NA | N | NA | NA | NA | NA | NA | NA | NA | NA | NA | NA | NA | NA
1 | 920 | 921 | 920 921 Energy Star Set-Top Box / Single Detached | Energy Star Set-Top Box / Single Detached | 0 | 0 | -33.9639 | 3.2861 | 3.5361 | 4.7167 | 5.2148 | 4.5312 | 5.6767 | 0 | 0 | 0 | 0 | 0 | 0 | 0 | 0 | 0 | 0 | 0 | 0 | 0 | 0 | 0 | 0 | 0 | 0 | 0 | 0 | 0 | -7.0023 | -12.5786 | 0.66004 |  | 0 | 51.4161 | 0 | Yes | Yes | Yes |  | Drop | NA | NA | NA |  | NA |  | 14.29% |  | 51.4161 | 6.4433 | 5.6467 |  | 743052.6827 | NA | N | NA | NA | NA | NA | NA | NA | NA | NA | NA | NA | NA | NA
1 | 930 | 931 | 930 931 Energy Star DVD Player / Single Detached | Energy Star DVD Player / Single Detached | 0 | 0 | -35.4638 | 2.0362 | 1.9112 | 2.5293 | 3.0733 | 2.5743 | 3.708 | 0 | 0 | 0 | 0 | 0 | 0 | 0 | 0 | 0 | 0 | 0 | 0 | 0 | 0 | 0 | 0 | 0 | 0 | 0 | 0 | 0 | -19.6316 | -22.9484 | 0.37977 |  | 0 | 27.9604 | 0 | Yes | Yes | Yes |  | Drop | NA | NA | NA |  | NA |  | 14.29% |  | 27.9604 | 3.5039 | 3.0707 |  | 345233.0719 | NA | N | NA | NA | NA | NA | NA | NA | NA | NA | NA | NA | NA | NA
1 | 940 | 941 | 940 941 Energy Star VCR / Single Detached | Energy Star VCR / Single Detached | 0 | 0 | -33.9236 | 3.4514 | 3.8264 | 5.1047 | 6.3664 | 5.424 | 6.9982 | 0 | 0 | 0 | 0 | 0 | 0 | 0 | 0 | 0 | 0 | 0 | 0 | 0 | 0 | 0 | 0 | 0 | 0 | 0 | 0 | 0 | -2.7525 | -9.3487 | 0.74733 |  | 0 | 57.9265 | 0 | Yes | Yes | Yes |  | Drop | NA | NA | NA |  | NA |  | 14.29% |  | 57.9265 | 7.2591 | 6.3617 |  | 67113.6151 | NA | N | NA | NA | NA | NA | NA | NA | NA | NA | NA | NA | NA | NA
1 | 950 | 951 | 950 951 Energy Star Desktop PC / Single Detached | Energy Star Desktop PC / Single Detached | 0 | 0 | -34.9397 | 2.3103 | 2.1853 | 3.1023 | 3.0975 | 3.1492 | 3.8728 | 0 | 0 | 0 | 0 | 0 | 0 | 0 | 0 | 0 | 0 | 0 | 0 | 0 | 0 | 0 | 0 | 0 | 0 | 0 | 0 | 0 | -17.2221 | -20.8976 | 0.4352 |  | 0 | 32.4659 | 0 | Yes | Yes | Yes |  | Drop | NA | NA | NA |  | NA |  | 14.29% |  | 32.4659 | 4.0685 | 3.5655 |  | 498054.8804 | NA | N | NA | NA | NA | NA | NA | NA | NA | NA | NA | NA | NA | NA
1 | 960 | 961 | 960 961 Energy Star Laptop PC / Single Detached | Energy Star Laptop PC / Single Detached | 0 | 0 | -36.0444 | 0.95559 | 1.0806 | 1.2437 | 1.4654 | 1.0269 | 1.5728 | 0 | 0 | 0 | 0 | 0 | 0 | 0 | 0 | 0 | 0 | 0 | 0 | 0 | 0 | 0 | 0 | 0 | 0 | 0 | 0 | 0 | -28.6996 | -30.1914 | 0.18402 |  | 0 | 13.2114 | 0 | Yes | Yes | Yes |  | Drop | NA | NA | NA |  | NA |  | 14.29% |  | 13.2114 | 1.6556 | 1.4509 |  | 139455.3665 | NA | N | NA | NA | NA | NA | NA | NA | NA | NA | NA | NA | NA | NA
2 | 100 | 102 | 100 102 15 SEER Split-System Air Conditioner / Multi Attached | 15 SEER Split-System Air Conditioner / Multi Attached | 0 | 0 | -424.5016 | 12.3734 | 13.1234 | 23.4555 | 26.4613 | 26.7973 | 31.9125 | 34.4672 | 34.7719 | 29.8422 | 31.5453 | 28.5766 | 37.0609 | 28.6234 | 32.2323 | 32.0136 | 37.3261 | 37.8261 | 0 | 0 | 0 | 0 | 0 | 0 | 0 | 0 | 0 | 0 | 73.9075 | -145.4431 | 0.66718 |  | 400 | 176.8899 | 18.9034 | No | No | No |  | Drop | NA | NA | NA |  | NA |  | 14.29% |  | 176.8899 | 95.3317 | 0 |  | 149043.8137 | NA | M | NA | NA | NA | NA | NA | NA | NA | NA | NA | NA | NA | NA
2 | 100 | 103 | 100 103 17 SEER Split-System Air Conditioner / Multi Attached | 17 SEER Split-System Air Conditioner / Multi Attached | 0 | 0 | -1707.8991 | 29.6009 | 31.6009 | 56.1009 | 65.307 | 66.93 | 79.1634 | 85.8822 | 86.1243 | 72.554 | 77.1165 | 68.8665 | 92.3197 | 70.7572 | 78.5697 | 80.0697 | 92.6322 | 94.4134 | 0 | 0 | 0 | 0 | 0 | 0 | 0 | 0 | 0 | 0 | -479.8907 | -1021.5066 | 0.41191 |  | 1700 | 416.8512 | 34.0919 | No | No | No |  | Drop | NA | NA | NA |  | NA |  | 14.29% |  | 416.8512 | 241.1458 | 0 |  | 149912.5138 | NA | M | NA | NA | NA | NA | NA | NA | NA | NA | NA | NA | NA | NA
2 | 100 | 104 | 100 104 19 SEER Split-System Air Conditioner / Multi Attached | 19 SEER Split-System Air Conditioner / Multi Attached | 0 | 0 | -2994.7314 | 41.8936 | 44.8936 | 80.4375 | 93.002 | 95.1084 | 112.917 | 122.1592 | 123.8545 | 102.5655 | 110.128 | 97.9092 | 131.1123 | 101.1436 | 112.6748 | 114.0186 | 132.7061 | 134.7061 | 0 | 0 | 0 | 0 | 0 | 0 | 0 | 0 | 0 | 0 | -1243.5015 | -2016.1763 | 0.33613 |  | 3000 | 596.6234 | 42.0343 | No | No | No |  | Drop | NA | NA | NA |  | NA |  | 14.29% |  | 596.6234 | 344.9584 | 0 |  | 151275.3548 | NA | M | NA | NA | NA | NA | NA | NA | NA | NA | NA | NA | NA | NA
2 | 100 | 105 | 100 105 14 SEER Split-System Heat Pump / Multi Attached | 14 SEER Split-System Heat Pump / Multi Attached | 0 | 0 | -295.5703 | 41.1797 | 43.9297 | 80.6963 | 94.0439 | 95.6611 | 113.8828 | 123.66 | 125.1444 | 102.9725 | 110.8163 | 97.3631 | 132.9256 | 101.4569 | 112.9095 | 0 | 0 | 0 | 0 | 0 | 0 | 0 | 0 | 0 | 0 | 0 | 0 | 0 | 1081.0713 | 547.003 | 2.6232 |  | 300 | 572.877 | 4.3777 | No | No | No |  | Keep | 162.9408 | 2 | 54.31% |  | 37 |  | 41.76% |  | 572.877 | 89.7938 | 382.9195 |  | 143627.9774 | 29986.6914 | M | NA | NA | NA | NA | NA | NA | NA | NA | NA | NA | NA | NA
2 | 100 | 106 | 100 106 15 SEER Split-System Heat Pump / Multi Attached | 15 SEER Split-System Heat Pump / Multi Attached | 0 | 0 | -2613.3463 | 52.7837 | 56.2837 | 98.8393 | 113.8403 | 116.4761 | 137.4243 | 148.854 | 150.7212 | 125.6274 | 134.5806 | 120.5962 | 161.4399 | 125.7212 | 138.8774 | 0 | 0 | 0 | 0 | 0 | 0 | 0 | 0 | 0 | 0 | 0 | 0 | 0 | -931.281 | -1583.1369 | 0.40626 |  | 2629.38 | 773.3506 | 28.4224 | No | No | No |  | Drop | NA | NA | NA |  | NA |  | 14.29% |  | 773.3506 | 184.2558 | 437.0975 |  | 149043.8137 | NA | M | NA | NA | NA | NA | NA | NA | NA | NA | NA | NA | NA | NA
2 | 100 | 107 | 100 107 17 SEER Split-System Heat Pump / Multi Attached | 17 SEER Split-System Heat Pump / Multi Attached | 0 | 0 | -4813.0294 | 68.1656 | 73.0406 | 123.6764 | 140.3902 | 145.0367 | 169.3922 | 183.5134 | 185.5759 | 157.1384 | 167.7634 | 151.7947 | 199.6697 | 157.8259 | 173.7785 | 0 | 0 | 0 | 0 | 0 | 0 | 0 | 0 | 0 | 0 | 0 | 0 | 0 | -2716.2675 | -3527.9248 | 0.27733 |  | 4844.82 | 1050.9127 | 38.5385 | No | No | No |  | Drop | NA | NA | NA |  | NA |  | 14.29% |  | 1050.9127 | 330.408 | 509.5495 |  | 149912.5138 | NA | M | NA | NA | NA | NA | NA | NA | NA | NA | NA | NA | NA | NA
2 | 100 | 108 | 100 108 13 EER Geothermal Heat Pump / Multi Attached | 13 EER Geothermal Heat Pump / Multi Attached | 0 | 0 | -11152.8513 | 68.0487 | 73.2987 | 123.6844 | 140.0926 | 145.0448 | 169.6503 | 183.5174 | 185.7128 | 156.8924 | 167.7674 | 152.2987 | 199.6737 | 158.3299 | 174.2211 | 0 | 0 | 0 | 0 | 0 | 0 | 0 | 0 | 0 | 0 | 0 | 0 | 0 | -9054.6182 | -9867.0607 | 0.12073 |  | 11184.9 | 1053.1824 | 88.7793 | No | No | No |  | Drop | NA | NA | NA |  | NA |  | 14.29% |  | 1053.1824 | 331.2966 | 510.65 |  | 74341.9608 | NA | N | NA | NA | NA | NA | NA | NA | NA | NA | NA | NA | NA | NA
2 | 100 | 109 | 100 109 HVAC Proper Sizing / Multi Attached | HVAC Proper Sizing / Multi Attached | 0 | 0 | -30.2636 | 6.8614 | 6.8614 | 16.5908 | 19.5879 | 19.9258 | 24.6192 | 26.4473 | 26.9942 | 21.377 | 22.8301 | 19.4239 | 27.7051 | 19.2051 | 22.7525 | 0 | 0 | 0 | 0 | 0 | 0 | 0 | 0 | 0 | 0 | 0 | 0 | 0 | 250.9178 | 141.2806 | 4.8184 |  | 0 | 72.8545 | 0 | Yes | Yes | Yes |  | Drop | NA | NA | NA |  | NA |  | 14.29% |  | 72.8545 | 99.4908 | 0 |  | 75713.3908 | NA |  | NA | NA | NA | NA | NA | NA | NA | NA | NA | NA | NA | NA
2 | 100 | 110 | 100 110 Attic Venting / Multi Attached | Attic Venting / Multi Attached | 0 | 0 | -525.2431 | 11.6319 | 12.6319 | 20.4727 | 22.67 | 23.4903 | 28.1162 | 29.8975 | 30.3428 | 26.2256 | 0 | 0 | 0 | 0 | 0 | 0 | 0 | 0 | 0 | 0 | 0 | 0 | 0 | 0 | 0 | 0 | 0 | 0 | -319.7643 | -379.4854 | 0.29332 |  | 500 | 185.8684 | 22.4878 | No | No | No |  | Drop | NA | NA | NA |  | NA |  | 14.29% |  | 185.8684 | 40.1969 | 78.4194 |  | 68142.0517 | NA | N | NA | NA | NA | NA | NA | NA | NA | NA | NA | NA | NA | NA
2 | 100 | 111 | 100 111 Sealed Attic w/Sprayed Foam Insulated Roof Deck / Multi Attached | Sealed Attic w/Sprayed Foam Insulated Roof Deck / Multi Attached | 0 | 0 | -2308.8931 | 25.9069 | 27.4069 | 54.3093 | 64.1228 | 65.2234 | 78.4538 | 85.2351 | 85.696 | 69.4851 | 74.8757 | 64.9851 | 90.5944 | 67.2819 | 75.1257 | 76.4694 | 91.4694 | 92.0944 | 95.1882 | 95.2819 | 97.2819 | 84.4069 | 86.1257 | 77.0319 | 78.1569 | 85.6569 | 89.7194 | 121.7819 | -209.5255 | -1420.2614 | 0.39157 |  | 2297.3 | 334.4068 | 57.4283 | No | No | No |  | Drop | NA | NA | NA |  | NA |  | 14.29% |  | 334.4068 | 123.9431 | 285.5479 |  | 230168.708 | NA | I | NA | NA | NA | NA | NA | NA | NA | NA | NA | NA | NA | NA
2 | 100 | 112 | 100 112 AC Maintenance (Outdoor Coil Cleaning) / Multi Attached | AC Maintenance (Outdoor Coil Cleaning) / Multi Attached | 0 | 0 | -83.6851 | 32.1899 | 33.9399 | 80.2055 | 0 | 0 | 0 | 0 | 0 | 0 | 0 | 0 | 0 | 0 | 0 | 0 | 0 | 0 | 0 | 0 | 0 | 0 | 0 | 0 | 0 | 0 | 0 | 0 | 62.6503 | 42.9599 | 1.3703 |  | 79 | 358 | 1.8447 | No | Yes | Yes |  | Drop | NA | NA | NA |  | NA |  | 14.29% |  | 358 | 190 | 530 |  | 181712.1379 | NA | I | NA | NA | NA | NA | NA | NA | NA | NA | NA | NA | NA | NA
2 | 100 | 113 | 100 113 AC Maintenance (Indoor Coil Cleaning) / Multi Attached | AC Maintenance (Indoor Coil Cleaning) / Multi Attached | 0 | 0 | -83.6851 | 32.1899 | 33.9399 | 80.2055 | 0 | 0 | 0 | 0 | 0 | 0 | 0 | 0 | 0 | 0 | 0 | 0 | 0 | 0 | 0 | 0 | 0 | 0 | 0 | 0 | 0 | 0 | 0 | 0 | 62.6503 | 42.9599 | 1.3703 |  | 79 | 358 | 1.8447 | No | Yes | Yes |  | Drop | NA | NA | NA |  | NA |  | 14.29% |  | 358 | 190 | 530 |  | 193826.2805 | NA | I | NA | NA | NA | NA | NA | NA | NA | NA | NA | NA | NA | NA
2 | 100 | 114 | 100 114 Proper Refrigerant Charging and Air Flow / Multi Attached | Proper Refrigerant Charging and Air Flow / Multi Attached | 0 | 0 | -94.8127 | 21.4373 | 23.0623 | 38.0232 | 42.4548 | 44.5076 | 51.4451 | 55.117 | 56.7029 | 48.7654 | 0 | 0 | 0 | 0 | 0 | 0 | 0 | 0 | 0 | 0 | 0 | 0 | 0 | 0 | 0 | 0 | 0 | 0 | 286.7027 | 175.7538 | 2.5151 |  | 79 | 342.1289 | 1.9303 | No | Yes | Yes |  | Drop | NA | NA | NA |  | NA |  | 14.29% |  | 342.1289 | 137.8351 | 0 |  | 121141.4253 | NA | I | NA | NA | NA | NA | NA | NA | NA | NA | NA | NA | NA | NA
2 | 100 | 115 | 100 115 Electronically Commutated Motors (ECM) on an Air Handler Unit / Multi Attached | Electronically Commutated Motors (ECM) on an Air Handler Unit / Multi Attached | 0 | 0 | -113.1432 | 14.0068 | 15.2568 | 23.9101 | 26.3564 | 26.4472 | 32.0458 | 33.8349 | 34.5849 | 29.9599 | 31.6318 | 29.2568 | 36.4443 | 29.6943 | 32.8818 | 0 | 0 | 0 | 0 | 0 | 0 | 0 | 0 | 0 | 0 | 0 | 0 | 0 | 283.1684 | 130.5942 | 2.0291 |  | 89.9 | 227.939 | 3.297 | No | No | No |  | Keep | 35.3662 | 2 | 39.34% |  | 37 |  | 41.76% |  | 227.939 | 78.8551 | 0 |  | 161187.7843 | 33652.833 | M | 76 | 76 | 15.9106 | 30.7626 | 43.704 | 54.2301 | 62.2222 | 67.8865 | 71.6339 | 73.9481 | 75.2821 | 76
2 | 100 | 116 | 100 116 Duct Repair / Multi Attached | Duct Repair / Multi Attached | 0 | 0 | -182.5257 | 39.4743 | 41.2243 | 97.0114 | 118.1658 | 118.905 | 146.4743 | 160.3259 | 159.5056 | 124.3962 | 135.7087 | 114.24 | 169.6931 | 118.5056 | 136.2556 | 145.6931 | 165.5368 | 168.1306 | 0 | 0 | 0 | 0 | 0 | 0 | 0 | 0 | 0 | 0 | 1976.7207 | 1016.4523 | 5.5786 |  | 185 | 430 | 3.5966 | No | No | No |  | Keep | 82.1237 | 2 | 44.39% |  | 37 |  | 41.76% |  | 430 | 390 | 750 |  | 272568.2069 | 56906.8704 | M | 18242 | 18242 | 3818.9694 | 7383.8381 | 10490.1006 | 13016.6623 | 14934.9709 | 16294.5473 | 17194.0136 | 17749.485 | 18069.6941 | 18242
2 | 100 | 117 | 100 117 Reflective Roof / Multi Attached | Reflective Roof / Multi Attached | 0 | 0 | -833.2841 | 38.9909 | 41.6159 | 73.696 | 84.5925 | 86.2556 | 102.8894 | 111.7956 | 112.7331 | 93.8347 | 100.7878 | 89.8347 | 120.0534 | 92.8659 | 103.0847 | 0 | 0 | 0 | 0 | 0 | 0 | 0 | 0 | 0 | 0 | 0 | 0 | 0 | 419.7461 | -65.8692 | 0.9245 |  | 835.4 | 560 | 12.4707 | No | No | No |  | Drop | NA | NA | NA |  | NA |  | 14.29% |  | 560 | 310 | 10 |  | 102606.7872 | NA | I | NA | NA | NA | NA | NA | NA | NA | NA | NA | NA | NA | NA
2 | 100 | 118 | 100 118 Radiant Barrier / Multi Attached | Radient Barrier / Multi Attached | 0 | 0 | -600.7754 | 20.7996 | 22.5496 | 40.3719 | 45.8524 | 47.4666 | 55.9012 | 60.6746 | 60.9324 | 51.5496 | 0 | 0 | 0 | 0 | 0 | 0 | 0 | 0 | 0 | 0 | 0 | 0 | 0 | 0 | 0 | 0 | 0 | 0 | -194.6774 | -313.7136 | 0.49539 |  | 584.7 | 297.1105 | 16.4512 | No | No | No |  | Drop | NA | NA | NA |  | NA |  | 14.29% |  | 297.1105 | 171.3345 | 74.2967 |  | 215783.1638 | NA | I | NA | NA | NA | NA | NA | NA | NA | NA | NA | NA | NA | NA
2 | 100 | 119 | 100 119 Window Film / Multi Attached | Window Film / Multi Attached | 0 | 0 | -122.3038 | 30.9212 | 32.9212 | 70.679 | 85.346 | 86.223 | 104.9056 | 114.515 | 114.3275 | 90.8275 | 0 | 0 | 0 | 0 | 0 | 0 | 0 | 0 | 0 | 0 | 0 | 0 | 0 | 0 | 0 | 0 | 0 | 0 | 608.3623 | 390.6926 | 3.5519 |  | 116.1 | 376 | 2.5812 | No | No | Yes |  | Keep | 26.1431 | 2 | 22.52% |  | 37 |  | 41.76% |  | 376 | 380 | 0 |  | 204426.1552 | 42680.1528 | I | NA | NA | NA | NA | NA | NA | NA | NA | NA | NA | NA | NA
2 | 100 | 120 | 100 120 Window Tinting / Multi Attached | Window Tinting / Multi Attached | 0 | 0 | -145.746 | 7.229 | 7.354 | 13.1011 | 14.7095 | 14.5386 | 17.7368 | 19.19 | 19.604 | 16.9165 | 17.5103 | 15.9634 | 19.7603 | 16.229 | 17.354 | 18.0415 | 20.7603 | 20.7603 | 22.5103 | 22.6665 | 22.4165 | 19.4165 | 22.2915 | 19.1665 | 19.4478 | 21.5103 | 20.6353 | 27.5415 | 348.6155 | 63.3675 | 1.4139 |  | 116.1 | 107.9592 | 8.9899 | No | No | No |  | Keep | 90.2711 | 2 | 77.75% |  | 37 |  | 41.76% |  | 107.9592 | 50.2201 | 0 |  | 204426.1552 | 42680.1528 | I | 42680.1528 | 42680.1528 | 1280.4046 | 3414.4122 | 6828.8244 | 12804.0458 | 21340.0764 | 29876.107 | 35851.3284 | 39265.7406 | 41399.7482 | 42680.1528
2 | 100 | 121 | 100 121 Default Window With Sunscreen / Multi Attached | Default Window With Sunscreen / Multi Attached | 0 | 0 | -56.9566 | 10.5184 | 11.6434 | 22.8944 | 26.4422 | 26.7752 | 32.4793 | 34.8425 | 34.6472 | 29.3581 | 0 | 0 | 0 | 0 | 0 | 0 | 0 | 0 | 0 | 0 | 0 | 0 | 0 | 0 | 0 | 0 | 0 | 0 | 172.6442 | 104.8046 | 2.539 |  | 31.1 | 141.4438 | 1.8381 | No | Yes | Yes |  | Drop | NA | NA | NA |  | NA |  | 14.29% |  | 141.4438 | 107.7747 | -14.1805 |  | 287710.8851 | NA | N | NA | NA | NA | NA | NA | NA | NA | NA | NA | NA | NA | NA
2 | 100 | 122 | 100 122 Single Pane Clear Windows to Double Pane Low-E Windows / Multi Attached | Single Pane Clear Windows to Double Pane Low-E Windows / Multi Attached | 0 | 0 | -428.52 | 35.98 | 38.73 | 63.6724 | 72.1578 | 74.2281 | 85.98 | 93.4253 | 95.0347 | 80.8394 | 85.6363 | 78.355 | 101.48 | 80.9488 | 89.73 | 90.4488 | 103.7613 | 105.98 | 109.48 | 110.9175 | 112.73 | 101.9175 | 104.5425 | 97.1988 | 100.0738 | 107.0113 | 110.98 | 140.1675 | 2042.887 | 612.0351 | 2.319 |  | 427 | 562.8931 | 6.3414 | No | No | No |  | Keep | 292.3295 | 2 | 68.46% |  | 37 |  | 41.76% |  | 562.8931 | 235.8649 | 121.8283 |  | 272568.2069 | 56906.8704 | M | 5925.82 | 5925.82 | 1240.5726 | 2398.6019 | 3407.6553 | 4228.3959 | 4851.5486 | 5293.2 | 5585.387 | 5765.829 | 5869.8473 | 5925.82
2 | 100 | 124 | 100 124 Ceiling R-0 to R-19 Insulation / Multi Attached | Ceiling R-0 to R-19 Insulation / Multi Attached | 0 | 0 | -384.7596 | 23.4154 | 24.9154 | 50.0716 | 58.3324 | 59.6615 | 71.6498 | 78.1341 | 79.0091 | 64.1654 | 68.7279 | 59.6341 | 83.3841 | 61.8216 | 69.1029 | 69.8841 | 83.6029 | 84.8841 | 87.3529 | 87.8529 | 0 | 0 | 0 | 0 | 0 | 0 | 0 | 0 | 880.8425 | 278.1464 | 1.6812 |  | 371.3 | 306.8272 | 10.1161 | No | No | No |  | Keep | 297.8925 | 2 | 80.23% |  | 37 |  | 41.76% |  | 306.8272 | 114.2158 | 261.9979 |  | 31717.7718 | 6622.0457 | M | 475 | 475 | 99.4414 | 192.2664 | 273.1498 | 338.9384 | 388.8889 | 424.2906 | 447.7117 | 462.1755 | 470.5134 | 475
2 | 100 | 125 | 100 125 Ceiling R-19 to R-38 Insulation / Multi Attached | Ceiling R-19 to R-38 Insulation / Multi Attached | 0 | 0 | -730.5502 | 1.2498 | 1.2498 | 2.3231 | 2.8846 | 2.6307 | 3.5779 | 2.9255 | 4.1286 | 3.1833 | 3.2145 | 3.0427 | 3.4958 | 2.3395 | 3.3708 | 2.9333 | 4.2145 | 3.277 | 4.8708 | 4.3083 | 0 | 0 | 0 | 0 | 0 | 0 | 0 | 0 | -671.3297 | -699.4779 | 0.044168 |  | 694.8 | 14.3861 | 403.7381 | No | No | No |  | Drop | NA | NA | NA |  | NA |  | 14.29% |  | 14.3861 | 5.3306 | 12.2842 |  | 220455.5667 | NA | M | NA | NA | NA | NA | NA | NA | NA | NA | NA | NA | NA | NA
2 | 100 | 126 | 100 126 Wall 2x4 R-0 to Blow-In R-13 Insulation / Multi Attached | Wall 2x4 R-0 to Blow-In R-13 Insulation / Multi Attached | 0 | 0 | -893.5973 | 3.1527 | 3.1527 | 6.5111 | 7.3197 | 6.8803 | 9.2621 | 9.4184 | 9.7309 | 7.7777 | 8.1059 | 7.5434 | 9.434 | 6.684 | 8.5277 | 8.2777 | 9.9652 | 9.8715 | 11.5277 | 10.5902 | 0 | 0 | 0 | 0 | 0 | 0 | 0 | 0 | -739.864 | -812.6431 | 0.093538 |  | 859.5 | 37.0662 | 193.8435 | No | No | No |  | Drop | NA | NA | NA |  | NA |  | 14.29% |  | 37.0662 | 13.7357 | 31.6506 |  | 183716.3159 | NA | M | NA | NA | NA | NA | NA | NA | NA | NA | NA | NA | NA | NA
2 | 100 | 127 | 100 127 Weather Strip/Caulk w/Blower Door / Multi Attached | Weather Strip/Caulk w/Blower Door / Multi Attached | 0 | 0 | -432.8429 | 4.4071 | 4.5321 | 6.1053 | 6.4168 | 0 | 0 | 0 | 0 | 0 | 0 | 0 | 0 | 0 | 0 | 0 | 0 | 0 | 0 | 0 | 0 | 0 | 0 | 0 | 0 | 0 | 0 | 0 | -411.3817 | -414.6509 | 0.051142 |  | 400 | 75.1025 | 44.5234 | No | No | No |  | Drop | NA | NA | NA |  | NA |  | 14.29% |  | 75.1025 | 2.4029 | 1.1977 |  | 90856.069 | NA | M | NA | NA | NA | NA | NA | NA | NA | NA | NA | NA | NA | NA
2 | 130 | 132 | 130 132 15 SEER Split-System Heat Pump / Multi Attached | 15 SEER Split-System Heat Pump / Multi Attached | 0 | 0 | -423.8079 | 13.1921 | 14.1921 | 23.5544 | 26.2908 | 27.1179 | 31.7468 | 34.2937 | 34.8093 | 30.2702 | 31.7077 | 28.7859 | 37.1609 | 29.5359 | 32.4734 | 0 | 0 | 0 | 0 | 0 | 0 | 0 | 0 | 0 | 0 | 0 | 0 | 0 | -28.6768 | -181.3252 | 0.58507 |  | 400 | 204.0877 | 16.3842 | No | No | No |  | Drop | NA | NA | NA |  | NA |  | 14.29% |  | 204.0877 | 87.6594 | 40.2852 |  | 53403.3209 | NA | M | NA | NA | NA | NA | NA | NA | NA | NA | NA | NA | NA | NA
2 | 130 | 133 | 130 133 17 SEER Split-System Heat Pump / Multi Attached | 17 SEER Split-System Heat Pump / Multi Attached | 0 | 0 | -2005.5762 | 31.7988 | 33.9238 | 57.3388 | 66.0302 | 67.1045 | 78.8457 | 85.2832 | 86.5722 | 73.5488 | 77.58 | 70.0332 | 91.955 | 73.08 | 80.33 | 0 | 0 | 0 | 0 | 0 | 0 | 0 | 0 | 0 | 0 | 0 | 0 | 0 | -1032.1518 | -1408.5468 | 0.30852 |  | 2000 | 486.2508 | 34.3837 | No | No | No |  | Drop | NA | NA | NA |  | NA |  | 14.29% |  | 486.2508 | 222.1001 | 106.0581 |  | 53714.5815 | NA | M | NA | NA | NA | NA | NA | NA | NA | NA | NA | NA | NA | NA
2 | 130 | 134 | 130 134 13 EER Geothermal Heat Pump / Multi Attached | 13 EER Geothermal Heat Pump / Multi Attached | 0 | 0 | -11190.3351 | 31.8149 | 33.9399 | 57.6538 | 66.102 | 67.4223 | 79.2524 | 85.6705 | 86.9908 | 73.6783 | 77.4596 | 70.3814 | 92.3814 | 73.1627 | 80.3341 | 0 | 0 | 0 | 0 | 0 | 0 | 0 | 0 | 0 | 0 | 0 | 0 | 0 | -10214.0908 | -10591.5208 | 0.056174 |  | 11184.9 | 486.7948 | 192.0744 | No | No | No |  | Drop | NA | NA | NA |  | NA |  | 14.29% |  | 486.7948 | 222.4893 | 106.1767 |  | 26637.1846 | NA | N | NA | NA | NA | NA | NA | NA | NA | NA | NA | NA | NA | NA
2 | 130 | 136 | 130 136 Attic Venting / Multi Attached | Attic Venting / Multi Attached | 0 | 0 | -167.8236 | 10.5514 | 10.9264 | 17.9986 | 20.2154 | 20.4859 | 24.5357 | 25.7741 | 26.3523 | 22.8054 | 0 | 0 | 0 | 0 | 0 | 0 | 0 | 0 | 0 | 0 | 0 | 0 | 0 | 0 | 0 | 0 | 0 | 0 | 11.8217 | -40.2255 | 0.77401 |  | 141 | 162.9287 | 7.2344 | No | No | No |  | Drop | NA | NA | NA |  | NA |  | 14.29% |  | 162.9287 | 35.2387 | 68.741 |  | 12207.8594 | NA | N | NA | NA | NA | NA | NA | NA | NA | NA | NA | NA | NA | NA
2 | 130 | 137 | 130 137 Sealed Attics / Multi Attached | Sealed Attics / Multi Attached | 0 | 0 | -2308.2215 | 26.0785 | 27.7035 | 65.2591 | 79.3783 | 80.807 | 99.3597 | 108.6838 | 108.1057 | 83.9338 | 91.6057 | 76.8088 | 114.8557 | 80.2932 | 91.1369 | 91.7307 | 112.2932 | 113.2619 | 117.3244 | 116.3869 | 118.0744 | 100.4494 | 101.4494 | 87.3244 | 90.1369 | 98.7932 | 103.8244 | 149.8244 | 226.662 | -1232.4095 | 0.47204 |  | 2297.3 | 293.1378 | 65.5132 | No | No | No |  | Drop | NA | NA | NA |  | NA |  | 14.29% |  | 293.1378 | 104.8766 | 410.6427 |  | 41235.4363 | NA | I | NA | NA | NA | NA | NA | NA | NA | NA | NA | NA | NA | NA
2 | 130 | 138 | 130 138 AC Maintenance (Outdoor Coil Cleaning) / Multi Attached | AC Maintenance (Outdoor Coil Cleaning) / Multi Attached | 0 | 0 | -83.6851 | 32.1899 | 33.9399 | 80.2055 | 0 | 0 | 0 | 0 | 0 | 0 | 0 | 0 | 0 | 0 | 0 | 0 | 0 | 0 | 0 | 0 | 0 | 0 | 0 | 0 | 0 | 0 | 0 | 0 | 62.6503 | 42.9599 | 1.3703 |  | 79 | 358 | 1.8447 | No | Yes | Yes |  | Drop | NA | NA | NA |  | NA |  | 14.29% |  | 358 | 190 | 530 |  | 32554.2918 | NA | I | NA | NA | NA | NA | NA | NA | NA | NA | NA | NA | NA | NA
2 | 130 | 139 | 130 139 AC Maintenance (Indoor Coil Cleaning) / Multi Attached | AC Maintenance (Indoor Coil Cleaning) / Multi Attached | 0 | 0 | -83.6851 | 32.1899 | 33.9399 | 80.2055 | 0 | 0 | 0 | 0 | 0 | 0 | 0 | 0 | 0 | 0 | 0 | 0 | 0 | 0 | 0 | 0 | 0 | 0 | 0 | 0 | 0 | 0 | 0 | 0 | 62.6503 | 42.9599 | 1.3703 |  | 79 | 358 | 1.8447 | No | Yes | Yes |  | Drop | NA | NA | NA |  | NA |  | 14.29% |  | 358 | 190 | 530 |  | 34724.5779 | NA | I | NA | NA | NA | NA | NA | NA | NA | NA | NA | NA | NA | NA
2 | 130 | 140 | 130 140 Proper Refrigerant Charging and Air Flow / Multi Attached | Proper Refrigerant Charging and Air Flow / Multi Attached | 0 | 0 | -96.4698 | 19.1552 | 21.2802 | 34.5175 | 38.6669 | 39.9589 | 46.9755 | 50.1162 | 51.1552 | 44.624 | 0 | 0 | 0 | 0 | 0 | 0 | 0 | 0 | 0 | 0 | 0 | 0 | 0 | 0 | 0 | 0 | 0 | 0 | 249.9799 | 149.1888 | 2.2861 |  | 79 | 311.0261 | 2.1233 | No | No | Yes |  | Keep | 4.5879 | 2 | 5.807% |  | 37 |  | 41.76% |  | 311.0261 | 125.4388 | 0 |  | 21702.8612 | 4531.1297 | I | 21703 | 21703 | 651.09 | 1736.24 | 3472.48 | 6510.9 | 10851.5 | 15192.1 | 18230.52 | 19966.76 | 21051.91 | 21703
2 | 130 | 141 | 130 141 Electronically Commutated Motors (ECM) on an Air Handler Unit / Multi Attached | Electronically Commutated Motors (ECM) on an Air Handler Unit / Multi Attached | 0 | 0 | -99.1171 | 28.1579 | 30.1579 | 51.8991 | 59.5534 | 61.1295 | 72.0329 | 78.1931 | 79.2088 | 66.5213 | 70.7713 | 63.9119 | 84.5369 | 65.0994 | 73.0994 | 0 | 0 | 0 | 0 | 0 | 0 | 0 | 0 | 0 | 0 | 0 | 0 | 0 | 785.1555 | 442.7846 | 4.4892 |  | 89.9 | 415.7462 | 1.8077 | No | Yes | Yes |  | Drop | NA | NA | NA |  | NA |  | 14.29% |  | 415.7462 | 139.1889 | 225.612 |  | 28877.2903 | NA | M | NA | NA | NA | NA | NA | NA | NA | NA | NA | NA | NA | NA
2 | 130 | 142 | 130 142 Duct Repair / Multi Attached | Duct Repair / Multi Attached | 0 | 0 | -182.5257 | 39.4743 | 41.2243 | 97.0114 | 118.1658 | 118.905 | 146.4743 | 160.3259 | 159.5056 | 124.3962 | 135.7087 | 114.24 | 169.6931 | 118.5056 | 136.2556 | 145.6931 | 165.5368 | 168.1306 | 0 | 0 | 0 | 0 | 0 | 0 | 0 | 0 | 0 | 0 | 1976.7207 | 1016.4523 | 5.5786 |  | 185 | 430 | 3.5966 | No | No | No |  | Keep | 82.1237 | 2 | 44.39% |  | 37 |  | 41.76% |  | 430 | 390 | 750 |  | 48831.4377 | 10195.0419 | M | 3268 | 3268 | 684.157 | 1322.7926 | 1879.2703 | 2331.8963 | 2675.5556 | 2919.1197 | 3080.2564 | 3179.7674 | 3237.1319 | 3268
2 | 130 | 143 | 130 143 Reflective Roof / Multi Attached | Reflective Roof / Multi Attached | 0 | 0 | -833.2841 | 38.9909 | 41.6159 | 73.696 | 84.5925 | 86.2556 | 102.8894 | 111.7956 | 112.7331 | 93.8347 | 100.7878 | 89.8347 | 120.0534 | 92.8659 | 103.0847 | 0 | 0 | 0 | 0 | 0 | 0 | 0 | 0 | 0 | 0 | 0 | 0 | 0 | 419.7461 | -65.8692 | 0.9245 |  | 835.4 | 560 | 12.4707 | No | No | No |  | Drop | NA | NA | NA |  | NA |  | 14.29% |  | 560 | 310 | 10 |  | 18382.3234 | NA | I | NA | NA | NA | NA | NA | NA | NA | NA | NA | NA | NA | NA
2 | 130 | 144 | 130 144 Radiant Barrier / Multi Attached | Radient Barrier / Multi Attached | 0 | 0 | -603.3718 | 18.4532 | 20.0782 | 35.7081 | 40.3868 | 41.2315 | 49.0079 | 52.9963 | 53.926 | 45.3166 | 0 | 0 | 0 | 0 | 0 | 0 | 0 | 0 | 0 | 0 | 0 | 0 | 0 | 0 | 0 | 0 | 0 | 0 | -246.2672 | -350.851 | 0.43566 |  | 584.7 | 260.4458 | 18.7672 | No | No | No |  | Drop | NA | NA | NA |  | NA |  | 14.29% |  | 260.4458 | 150.2009 | 65.1282 |  | 38658.2215 | NA | I | NA | NA | NA | NA | NA | NA | NA | NA | NA | NA | NA | NA
2 | 130 | 145 | 130 145 Window Film / Multi Attached | Window Film / Multi Attached | 0 | 0 | -122.3038 | 30.9212 | 32.9212 | 70.679 | 85.346 | 86.223 | 104.9056 | 114.515 | 114.3275 | 90.8275 | 0 | 0 | 0 | 0 | 0 | 0 | 0 | 0 | 0 | 0 | 0 | 0 | 0 | 0 | 0 | 0 | 0 | 0 | 608.3623 | 390.6926 | 3.5519 |  | 116.1 | 376 | 2.5812 | No | No | Yes |  | Keep | 26.1431 | 2 | 22.52% |  | 37 |  | 41.76% |  | 376 | 380 | 0 |  | 36623.5783 | 7646.2814 | I | 7646.2814 | -1 | 229.3884 | 611.7025 | 1223.405 | 2293.8844 | 3823.1407 | 5352.397 | 6422.8764 | 7034.5789 | 7416.893 | 7646.2814
2 | 130 | 146 | 130 146 Window Tinting / Multi Attached | Window Tinting / Multi Attached | 0 | 0 | -146.1451 | 7.2049 | 7.3299 | 12.7732 | 14.1853 | 14.4636 | 17.5799 | 18.5214 | 19.3339 | 16.037 | 16.8964 | 15.1308 | 19.3339 | 15.6464 | 17.2401 | 17.3651 | 20.3651 | 20.6151 | 22.3339 | 21.9589 | 22.2714 | 19.8339 | 21.1776 | 18.5839 | 19.3339 | 20.9276 | 20.4901 | 26.7714 | 337.5593 | 58.3362 | 1.381 |  | 116.1 | 104.6255 | 9.2764 | No | No | No |  | Keep | 91.0686 | 2 | 78.44% |  | 37 |  | 41.76% |  | 104.6255 | 48.6729 | 0 |  | 36623.5783 | 7646.2814 | I | 7646.2814 | 7646.2814 | 229.3884 | 611.7025 | 1223.405 | 2293.8844 | 3823.1407 | 5352.397 | 6422.8764 | 7034.5789 | 7416.893 | 7646.2814
2 | 130 | 147 | 130 147 Default Window With Sunscreen / Multi Attached | Default Window With Sunscreen / Multi Attached | 0 | 0 | -58.5128 | 9.0872 | 10.0872 | 20.0667 | 22.8137 | 22.9016 | 28.345 | 29.9231 | 30.97 | 25.6028 | 0 | 0 | 0 | 0 | 0 | 0 | 0 | 0 | 0 | 0 | 0 | 0 | 0 | 0 | 0 | 0 | 0 | 0 | 141.2845 | 82.1539 | 2.2064 |  | 31.1 | 123.9933 | 2.0967 | No | No | Yes |  | Keep | 1.435 | 2 | 4.614% |  | 37 |  | 41.76% |  | 123.9933 | 94.481 | -12.431 |  | 51544.2954 | 10761.4331 | N | 8 | 8 | 0.24 | 0.64 | 1.28 | 2.4 | 4 | 5.6 | 6.72 | 7.36 | 7.76 | 8
2 | 130 | 148 | 130 148 Single Pane Clear Windows to Double Pane Low-E Windows / Multi Attached | Single Pane Clear Windows to Double Pane Low-E Windows / Multi Attached | 0 | 0 | -433.0477 | 31.7023 | 33.8273 | 55.6134 | 63.7619 | 64.8263 | 75.671 | 82.2804 | 82.8038 | 71.296 | 75.2804 | 68.796 | 88.796 | 71.2335 | 78.2023 | 79.3585 | 90.7023 | 92.546 | 95.3898 | 97.2648 | 98.3898 | 89.5148 | 91.6085 | 84.421 | 87.671 | 93.0148 | 95.9835 | 122.8273 | 1729.7352 | 478.5404 | 2.0313 |  | 427 | 493.34 | 7.2354 | No | No | No |  | Keep | 308.9698 | 2 | 72.36% |  | 37 |  | 41.76% |  | 493.34 | 206.7716 | 106.7747 |  | 48831.4377 | 10195.0419 | M | 1061.63 | 1061.63 | 222.2526 | 429.7174 | 610.4926 | 757.5309 | 869.1708 | 948.2941 | 1000.6403 | 1032.9671 | 1051.6023 | 1061.63
2 | 130 | 150 | 130 150 Ceiling R-0 to R-19 Insulation / Multi Attached | Ceiling R-0 to R-19 Insulation / Multi Attached | 0 | 0 | -383.818 | 24.607 | 26.232 | 61.8561 | 75.402 | 76.5777 | 93.943 | 102.4742 | 101.568 | 79.232 | 87.0602 | 72.8102 | 108.5758 | 75.8883 | 86.5294 | 87.5919 | 106.4982 | 107.8107 | 110.8107 | 110.8732 | 0 | 0 | 0 | 0 | 0 | 0 | 0 | 0 | 1212.5224 | 449.6475 | 2.1013 |  | 371.3 | 277.2703 | 11.1945 | No | No | No |  | Keep | 304.9639 | 2 | 82.13% |  | 37 |  | 41.76% |  | 277.2703 | 99.7581 | 388.4147 |  | 5682.337 | 1186.36 | M | 85 | 85 | 17.7948 | 34.4056 | 48.8794 | 60.6521 | 69.5906 | 75.9257 | 80.1168 | 82.7051 | 84.1971 | 85
2 | 130 | 151 | 130 151 Ceiling R-19 to R-38 Insulation / Multi Attached | Ceiling R-19 to R-38 Insulation / Multi Attached | 0 | 0 | -730.6793 | 1.3707 | 1.3707 | 3.0064 | 3.5777 | 3.3326 | 4.5426 | 4.4176 | 5.0973 | 4.1519 | 4.4176 | 3.0738 | 4.3707 | 3.4019 | 4.4332 | 4.0269 | 5.1207 | 4.2144 | 5.8082 | 5.3082 | 0 | 0 | 0 | 0 | 0 | 0 | 0 | 0 | -655.6361 | -691.3298 | 0.055302 |  | 694.8 | 12.9894 | 447.151 | No | No | No |  | Drop | NA | NA | NA |  | NA |  | 14.29% |  | 12.9894 | 4.6457 | 18.1962 |  | 39495.297 | NA | M | NA | NA | NA | NA | NA | NA | NA | NA | NA | NA | NA | NA
2 | 130 | 152 | 130 152 Wall 2x4 R-0 to Blow-In R-13 Insulation / Multi Attached | Wall 2x4 R-0 to Blow-In R-13 Insulation / Multi Attached | 0 | 0 | -893.3071 | 3.3179 | 3.4429 | 7.5307 | 8.8657 | 8.6929 | 10.9897 | 12.1498 | 11.7748 | 9.9388 | 9.7826 | 8.517 | 11.8138 | 8.4701 | 10.3451 | 10.2201 | 12.8138 | 12.0326 | 13.7513 | 13.3138 | 0 | 0 | 0 | 0 | 0 | 0 | 0 | 0 | -705.5439 | -794.9987 | 0.11322 |  | 859.5 | 32.4932 | 221.1245 | No | No | No |  | Drop | NA | NA | NA |  | NA |  | 14.29% |  | 32.4932 | 11.6227 | 45.5181 |  | 32913.3465 | NA | M | NA | NA | NA | NA | NA | NA | NA | NA | NA | NA | NA | NA
2 | 130 | 153 | 130 153 Weather Strip/Caulk w/Blower Door / Multi Attached | Weather Strip/Caulk w/Blower Door / Multi Attached | 0 | 0 | -433.3833 | 3.8667 | 4.1167 | 6.5024 | 6.8237 | 0 | 0 | 0 | 0 | 0 | 0 | 0 | 0 | 0 | 0 | 0 | 0 | 0 | 0 | 0 | 0 | 0 | 0 | 0 | 0 | 0 | 0 | 0 | -412.0739 | -415.4195 | 0.049383 |  | 400 | 65.8258 | 50.798 | No | No | No |  | Drop | NA | NA | NA |  | NA |  | 14.29% |  | 65.8258 | 2.1065 | 1.0497 |  | 16277.1459 | NA | M | NA | NA | NA | NA | NA | NA | NA | NA | NA | NA | NA | NA
2 | 190 | 191 | 190 191 HE Room Air Conditioner - EER 11 / Multi Attached | HE Room Air Conditioner - EER 11 / Multi Attached | 0 | 0 | -123.8968 | 13.2282 | 13.9782 | 24.569 | 28.0934 | 28.9264 | 34.4704 | 36.5485 | 37.3454 | 31.4313 | 33.1501 | 30.0095 | 39.2282 | 30.572 | 34.322 | 0 | 0 | 0 | 0 | 0 | 0 | 0 | 0 | 0 | 0 | 0 | 0 | 0 | 291.9758 | 131.1077 | 1.957 |  | 100 | 192.2452 | 4.3484 | No | No | No |  | Keep | 54.0059 | 2 | 54.01% |  | 37 |  | 41.76% |  | 192.2452 | 100.6483 | 0 |  | 32899.0007 | 6868.663 | N | 6868.663 | 6868.663 | 206.0599 | 549.493 | 1098.9861 | 2060.5989 | 3434.3315 | 4808.0641 | 5769.677 | 6319.17 | 6662.6032 | 6868.663
2 | 190 | 192 | 190 192 HE Room Air Conditioner - EER 12 / Multi Attached | HE Room Air Conditioner - EER 12 / Multi Attached | 0 | 0 | -222.9143 | 23.9607 | 26.0857 | 45.1355 | 51.1541 | 53.0193 | 62.117 | 67.6795 | 67.9685 | 57.6951 | 61.367 | 55.2107 | 72.617 | 56.2732 | 62.6795 | 0 | 0 | 0 | 0 | 0 | 0 | 0 | 0 | 0 | 0 | 0 | 0 | 0 | 540.0483 | 244.6934 | 1.9907 |  | 210 | 352.3018 | 4.983 | No | No | No |  | Keep | 125.7128 | 2 | 59.86% |  | 37 |  | 41.76% |  | 352.3018 | 184.3671 | 0 |  | 33083.8266 | 6907.251 | N | 222 | 222 | 6.66 | 17.76 | 35.52 | 66.6 | 111 | 155.4 | 186.48 | 204.24 | 215.34 | 222
2 | 190 | 196 | 190 196 Reflective Roof / Multi Attached | Reflective Roof / Multi Attached | 0 | 0 | -852.5795 | 19.8205 | 21.8205 | 35.1613 | 39.2629 | 40.6018 | 48.0471 | 50.9455 | 52.3518 | 44.8518 | 47.8986 | 43.8049 | 56.1018 | 44.508 | 48.8205 | 0 | 0 | 0 | 0 | 0 | 0 | 0 | 0 | 0 | 0 | 0 | 0 | 0 | -258.5826 | -488.1432 | 0.44046 |  | 835.4 | 318.0113 | 21.9601 | No | No | No |  | Drop | NA | NA | NA |  | NA |  | 14.29% |  | 318.0113 | 127.0879 | 0 |  | 11208.8004 | NA | I | NA | NA | NA | NA | NA | NA | NA | NA | NA | NA | NA | NA
2 | 190 | 197 | 190 197 Window Film / Multi Attached | Window Film / Multi Attached | 0 | 0 | -41.8979 | 4.1771 | 4.1771 | 6.7191 | 7.0394 | 6.805 | 8.2709 | 8.1302 | 9.3177 | 7.9896 | 0 | 0 | 0 | 0 | 0 | 0 | 0 | 0 | 0 | 0 | 0 | 0 | 0 | 0 | 0 | 0 | 0 | 0 | 20.7283 | 2.8499 | 1.0624 |  | 8.7 | 67.1763 | 1.0826 | No | Yes | Yes |  | Drop | NA | NA | NA |  | NA |  | 14.29% |  | 67.1763 | 19.2357 | -5.4835 |  | 22331.5829 | NA | I | NA | NA | NA | NA | NA | NA | NA | NA | NA | NA | NA | NA
2 | 190 | 198 | 190 198 Window Tinting / Multi Attached | Window Tinting / Multi Attached | 0 | 0 | -148.532 | 4.818 | 4.693 | 8.155 | 9.4714 | 8.78 | 11.0837 | 11.9665 | 12.5759 | 10.2712 | 10.5993 | 9.9587 | 12.068 | 9.3805 | 10.7243 | 11.2555 | 12.7555 | 13.1618 | 14.3493 | 14.3805 | 14.068 | 12.5055 | 13.6305 | 12.443 | 12.068 | 13.1305 | 13.1305 | 16.693 | 159.5854 | -18.0677 | 0.88199 |  | 116.1 | 67.1764 | 14.4477 | No | No | No |  | Drop | NA | NA | NA |  | NA |  | 14.29% |  | 67.1764 | 31.2521 | 0 |  | 22331.5829 | NA | I | NA | NA | NA | NA | NA | NA | NA | NA | NA | NA | NA | NA
2 | 190 | 199 | 190 199 Default Window With Sunscreen / Multi Attached | Default Window With Sunscreen / Multi Attached | 0 | 0 | -146.2503 | 6.8497 | 6.9747 | 14.1554 | 16.6241 | 16.3986 | 20.3341 | 21.0841 | 22.17 | 18.0528 | 0 | 0 | 0 | 0 | 0 | 0 | 0 | 0 | 0 | 0 | 0 | 0 | 0 | 0 | 0 | 0 | 0 | 0 | -3.6067 | -45.7332 | 0.70129 |  | 116.1 | 88.0149 | 11.027 | No | No | No |  | Drop | NA | NA | NA |  | NA |  | 14.29% |  | 88.0149 | 67.0685 | -8.824 |  | 31429.6352 | NA | N | NA | NA | NA | NA | NA | NA | NA | NA | NA | NA | NA | NA
2 | 190 | 200 | 190 200 Single Pane Clear Windows to Double Pane Low-E Windows / Multi Attached | Single Pane Clear Windows to Double Pane Low-E Windows / Multi Attached | 0 | 0 | -139.2774 | 22.1226 | 24.2476 | 39.9224 | 44.6392 | 46.1841 | 54.1148 | 58.0798 | 58.6735 | 50.3454 | 53.4235 | 48.1266 | 63.2516 | 49.9704 | 55.3141 | 56.2829 | 64.7516 | 66.0016 | 68.1266 | 68.6891 | 69.5016 | 63.1891 | 65.0954 | 60.2829 | 62.6266 | 66.4079 | 68.2204 | 86.5016 | 1394.816 | 507.1289 | 4.1421 |  | 124.4 | 350.1022 | 2.9704 | No | No | Yes |  | Keep | 40.6391 | 2 | 32.67% |  | 37 |  | 41.76% |  | 350.1022 | 146.7793 | 75.7734 |  | 29775.4439 | 6216.5259 | M | 647.34 | 647.34 | 135.5209 | 262.0247 | 372.2542 | 461.9124 | 529.986 | 578.2322 | 610.1509 | 629.8625 | 641.2255 | 647.34
2 | 190 | 202 | 190 202 Ceiling R-0 to R-19 Insulation / Multi Attached | Ceiling R-0 to R-19 Insulation / Multi Attached | 0 | 0 | -6187.3267 | 18.1233 | 19.2483 | 30.387 | 33.9642 | 34.7532 | 40.5999 | 43.4553 | 44.6349 | 39.2756 | 41.5256 | 37.8537 | 47.1818 | 38.6818 | 42.322 | 43.1032 | 49.2595 | 49.2595 | 51.7282 | 52.5407 | 0 | 0 | 0 | 0 | 0 | 0 | 0 | 0 | -5429.429 | -5788.1434 | 0.067211 |  | 6168.2 | 297.7462 | 173.1791 | No | No | No |  | Drop | NA | NA | NA |  | NA |  | 14.29% |  | 297.7462 | 100.9459 | 93.9705 |  | 3464.8602 | NA | M | NA | NA | NA | NA | NA | NA | NA | NA | NA | NA | NA | NA
2 | 190 | 203 | 190 203 Ceiling R-19 to R-38 Insulation / Multi Attached | Ceiling R-19 to R-38 Insulation / Multi Attached | 0 | 0 | -407.4694 | 0.95559 | 1.0806 | 1.2437 | 1.7818 | 1.2769 | 1.5728 | 1.6587 | 2.2993 | 1.7368 | 1.7212 | 1.0962 | 1.2368 | 1.8618 | 1.6118 | 1.3618 | 1.7681 | 1.5181 | 2.1118 | 2.5181 | 0 | 0 | 0 | 0 | 0 | 0 | 0 | 0 | -377.0574 | -391.0322 | 0.042292 |  | 371.3 | 13.539 | 229.2563 | No | No | No |  | Drop | NA | NA | NA |  | NA |  | 14.29% |  | 13.539 | 4.5394 | 4.273 |  | 24082.6413 | NA | M | NA | NA | NA | NA | NA | NA | NA | NA | NA | NA | NA | NA
2 | 190 | 204 | 190 204 Wall 2x4 R-0 to Blow-In R-13 Insulation / Multi Attached | Wall 2x4 R-0 to Blow-In R-13 Insulation / Multi Attached | 0 | 0 | -419.0291 | 1.3709 | 1.6209 | 2.1306 | 2.6717 | 2.1697 | 2.6365 | 2.4921 | 3.1483 | 2.7187 | 2.7343 | 2.2655 | 2.6249 | 2.2812 | 2.8124 | 2.5624 | 3.0937 | 2.8749 | 2.9374 | 3.3749 | 0 | 0 | 0 | 0 | 0 | 0 | 0 | 0 | -370.5082 | -392.8833 | 0.065454 |  | 383.4 | 23.0648 | 138.9587 | No | No | No |  | Drop | NA | NA | NA |  | NA |  | 14.29% |  | 23.0648 | 7.7342 | 7.2794 |  | 20069.233 | NA | M | NA | NA | NA | NA | NA | NA | NA | NA | NA | NA | NA | NA
2 | 190 | 205 | 190 205 Weather Strip/Caulk w/Blower Door / Multi Attached | Weather Strip/Caulk w/Blower Door / Multi Attached | 0 | 0 | -434.2502 | 2.9998 | 2.9998 | 4.3231 | 4.5789 | 0 | 0 | 0 | 0 | 0 | 0 | 0 | 0 | 0 | 0 | 0 | 0 | 0 | 0 | 0 | 0 | 0 | 0 | 0 | 0 | 0 | 0 | 0 | -419.3486 | -421.6393 | 0.03515 |  | 400 | 46.7165 | 71.577 | No | No | No |  | Drop | NA | NA | NA |  | NA |  | 14.29% |  | 46.7165 | 1.4953 | 0.74498 |  | 9925.148 | NA | M | NA | NA | NA | NA | NA | NA | NA | NA | NA | NA | NA | NA
2 | 220 | 221 | 220 221 CFL (18-Watt integral ballast), 0.5 hr/day / Multi Attached | CFL (18-Watt integral ballast), 0.5 hr/day / Multi Attached | 0 | 0 | -49.3935 | 2.4515 | 2.4515 | 3.1663 | 3.7132 | 3.4788 | 4.5296 | 4.3696 | 5.0492 | 4.4399 | 4.4555 | 4.3774 | 4.8617 | 3.893 | 4.6742 | 4.7367 | 5.4242 | 4.9555 | 6.0492 | 5.518 | 5.5805 | 5.0805 | 5.5492 | 5.8617 | 4.8617 | 5.893 | 4.893 | 0 | 70.9212 | 3.392 | 1.0656 |  | 14.72 | 37.1179 | 3.3152 | No | No | No |  | Keep | 5.8397 | 2 | 39.67% |  | 37 |  | 41.76% |  | 37.1179 | 1.9646 | 2.769 |  | 282432.6931 | 58966.3807 | N | 58966.3807 | 58966.3807 | 1768.9914 | 4717.3105 | 9434.6209 | 17689.9142 | 29483.1904 | 41276.4665 | 49531.7598 | 54249.0703 | 57197.3893 | 58966.3807
2 | 230 | 231 | 230 231 CFL (18-Watt integral ballast), 2.5 hr/day / Multi Attached | CFL (18-Watt integral ballast), 2.5 hr/day / Multi Attached | 0 | 0 | -46.2567 | 16.5033 | 18.2533 | 24.1967 | 25.6088 | 0 | 0 | 0 | 0 | 0 | 0 | 0 | 0 | 0 | 0 | 0 | 0 | 0 | 0 | 0 | 0 | 0 | 0 | 0 | 0 | 0 | 0 | 0 | 38.3053 | 25.3336 | 1.4037 |  | 25.76 | 324.7816 | 0.66304 | Yes | Yes | Yes |  | Drop | NA | NA | NA |  | NA |  | 14.29% |  | 324.7816 | 17.1907 | 24.2286 |  | 282432.6931 | NA | N | NA | NA | NA | NA | NA | NA | NA | NA | NA | NA | NA | NA
2 | 240 | 241 | 240 241 CFL (18-Watt integral ballast), 6.0 hr/day / Multi Attached | CFL (18-Watt integral ballast), 6.0 hr/day / Multi Attached | 0 | 0 | -33.8672 | 8.9028 | 0 | 0 | 0 | 0 | 0 | 0 | 0 | 0 | 0 | 0 | 0 | 0 | 0 | 0 | 0 | 0 | 0 | 0 | 0 | 0 | 0 | 0 | 0 | 0 | 0 | 0 | -24.9643 | -25.5049 | 0.40017 |  | 5.52 | 167.0305 | 0.27627 | Yes | Yes | Yes |  | Drop | NA | NA | NA |  | NA |  | 14.29% |  | 167.0305 | 8.8409 | 12.4604 |  | 282432.6931 | NA | N | NA | NA | NA | NA | NA | NA | NA | NA | NA | NA | NA | NA
2 | 250 | 251 | 250 251 ROB 2L4'T8, 1EB / Multi Attached | ROB 2L4'T8, 1EB / Multi Attached | 0 | 0 | -36.9944 | 0.95559 | 0.83059 | 1.2437 | 1.4654 | 0.77688 | 1.3228 | 1.6587 | 1.9009 | 1.4868 | 1.2212 | 1.0962 | 1.2368 | 1.6118 | 1.002 | 1.0332 | 1.877 | 1.4082 | 2.4395 | 1.877 | 1.377 | 1.752 | 0.78322 | 1.752 | 1.752 | 2.2207 | 1.7207 | 1.627 | 2.4343 | -19.825 | 0.47414 |  | 0.7 | 12.3505 | 0.4738 | Yes | Yes | Yes |  | Drop | NA | NA | NA |  | NA |  | 14.29% |  | 12.3505 | 0.65077 | 0.92134 |  | 372635.7615 | NA | N | NA | NA | NA | NA | NA | NA | NA | NA | NA | NA | NA | NA
2 | 250 | 252 | 250 252 RET 2L4'T8, 1EB / Multi Attached | RET 2L4'T8, 1EB / Multi Attached | 0 | 0 | -36.9944 | 0.95559 | 0.83059 | 1.2437 | 1.4654 | 0.77688 | 1.3228 | 1.6587 | 1.9009 | 1.4868 | 1.2212 | 1.0962 | 1.2368 | 1.6118 | 1.002 | 1.0332 | 1.877 | 1.4082 | 2.4395 | 1.877 | 1.377 | 1.752 | 0.78322 | 1.752 | 1.752 | 2.2207 | 1.7207 | 1.627 | 2.4343 | -19.825 | 0.47414 |  | 0.7 | 12.3505 | 0.4738 | Yes | Yes | Yes |  | Drop | NA | NA | NA |  | NA |  | 14.29% |  | 12.3505 | 0.65077 | 0.92134 |  | 372635.7615 | NA | N | NA | NA | NA | NA | NA | NA | NA | NA | NA | NA | NA | NA
2 | 260 | 261 | 260 261 CFL - medium screw based <30 Watts / Multi Attached | CFL - medium screw based <30 Watts / Multi Attached | 0 | 0 | -41.226 | 4.149 | 0 | 0 | 0 | 0 | 0 | 0 | 0 | 0 | 0 | 0 | 0 | 0 | 0 | 0 | 0 | 0 | 0 | 0 | 0 | 0 | 0 | 0 | 0 | 0 | 0 | 0 | -37.077 | -37.3289 | 0.17047 |  | 8 | 69.4124 | 0.96347 | Yes | Yes | Yes |  | Drop | NA | NA | NA |  | NA |  | 14.29% |  | 69.4124 | 3.6672 | 5.1781 |  | 284269.7412 | NA | N | NA | NA | NA | NA | NA | NA | NA | NA | NA | NA | NA | NA
2 | 260 | 262 | 260 262 Photocell/timeclock / Multi Attached | Photocell/timeclock / Multi Attached | 0 | 0 | -43.7944 | 1.0806 | 1.0806 | 1.2437 | 1.5318 | 1.2769 | 1.8228 | 1.6587 | 2.2993 | 1.7368 | 1.4712 | 1.3462 | 1.4868 | 1.8618 | 1.6118 | 1.3618 | 2.0181 | 1.5181 | 2.6118 | 2.0181 | 1.5806 | 1.8931 | 1.8931 | 1.3306 | 1.8306 | 2.7993 | 2.2993 | 1.8306 | 2.6998 | -23.5188 | 0.47736 |  | 8 | 14.7309 | 4.5399 | No | No | No |  | Drop | NA | NA | NA |  | NA |  | 14.29% |  | 14.7309 | 0.77309 | 1.0989 |  | 279476.8211 | NA | N | NA | NA | NA | NA | NA | NA | NA | NA | NA | NA | NA | NA
2 | 300 | 301 | 300 301 HE Refrigerator - Energy Star version of above / Multi Attached | HE Refrigerator - Energy Star version of above / Multi Attached | 0 | 0 | -104.9578 | 11.5922 | 12.9672 | 16.7866 | 18.1625 | 18.4184 | 20.8891 | 21.7875 | 22.2641 | 21.2485 | 21.811 | 21.1235 | 24.1547 | 22.0297 | 0 | 0 | 0 | 0 | 0 | 0 | 0 | 0 | 0 | 0 | 0 | 0 | 0 | 0 | 148.2771 | 56.2801 | 1.4839 |  | 79.3 | 220.8798 | 3.0012 | No | No | No |  | Keep | 26.4552 | 2 | 33.36% |  | 37 |  | 41.76% |  | 220.8798 | 29.4455 | 27.273 |  | 331972.069 | 69309.2262 | N | 69309.2262 | -1 | 2079.2768 | 5544.7381 | 11089.4762 | 20792.7679 | 34654.6131 | 48516.4583 | 58219.75 | 63764.4881 | 67229.9494 | 69309.2262
2 | 350 | 351 | 350 351 HE Freezer / Multi Attached | HE Freezer / Multi Attached | 0 | 0 | -73.8688 | 3.4312 | 3.5562 | 5.0357 | 5.8463 | 5.6021 | 6.814 | 6.9156 | 7.6109 | 6.7906 | 6.5562 | 0 | 0 | 0 | 0 | 0 | 0 | 0 | 0 | 0 | 0 | 0 | 0 | 0 | 0 | 0 | 0 | 0 | -15.7098 | -33.5684 | 0.56291 |  | 39.8 | 55.9182 | 5.9499 | No | No | No |  | Drop | NA | NA | NA |  | NA |  | 14.29% |  | 55.9182 | 7.4516 | 6.9045 |  | 28110.2571 | NA | N | NA | NA | NA | NA | NA | NA | NA | NA | NA | NA | NA | NA
2 | 400 | 401 | 400 401 Heat Pump Water Heater (EF=2.9) / Multi Attached | Heat Pump Water Heater (EF=2.9) / Multi Attached | 0 | 0 | -862.5485 | 66.0765 | 72.2015 | 101.3362 | 110.135 | 115.4632 | 129.6155 | 139.389 | 142.553 | 128.0765 | 0 | 0 | 0 | 0 | 0 | 0 | 0 | 0 | 0 | 0 | 0 | 0 | 0 | 0 | 0 | 0 | 0 | 0 | 142.2977 | -144.4845 | 0.84431 |  | 891 | 1191.6101 | 6.2507 | No | No | No |  | Drop | NA | NA | NA |  | NA |  | 14.29% |  | 1191.6101 | 107.3301 | 275.8368 |  | 170137.6437 | NA | N | NA | NA | NA | NA | NA | NA | NA | NA | NA | NA | NA | NA
2 | 400 | 403 | 400 403 Solar Water Heat / Multi Attached | Solar Water Heat / Multi Attached | 0 | 0 | -3869.7891 | 60.8359 | 67.0859 | 87.5732 | 94.083 | 99.4433 | 111.0234 | 117.5665 | 120.8556 | 111.6368 | 117.7774 | 113.5587 | 132.5899 | 118.5899 | 125.8863 | 0 | 0 | 0 | 0 | 0 | 0 | 0 | 0 | 0 | 0 | 0 | 0 | 0 | -2391.2834 | -2958.7078 | 0.24696 |  | 3892 | 1180.5847 | 27.5587 | No | No | No |  | Drop | NA | NA | NA |  | NA |  | 14.29% |  | 1180.5847 | 151.8342 | 0 |  | 268638.3848 | NA | N | NA | NA | NA | NA | NA | NA | NA | NA | NA | NA | NA | NA
2 | 400 | 404 | 400 404 AC Heat Recovery Units / Multi Attached | AC Heat Recovery Units / Multi Attached | 0 | 0 | -24.6787 | 11.9463 | 12.9463 | 21.1934 | 23.3897 | 24.4707 | 29.0713 | 30.587 | 31.5791 | 26.8526 | 0 | 0 | 0 | 0 | 0 | 0 | 0 | 0 | 0 | 0 | 0 | 0 | 0 | 0 | 0 | 0 | 0 | 0 | 187.3579 | 125.7327 | 4.3982 |  | 0 | 192.076 | 0 | Yes | Yes | Yes |  | Drop | NA | NA | NA |  | NA |  | 14.29% |  | 192.076 | 76.427 | 0 |  | 260579.2333 | NA | N | NA | NA | NA | NA | NA | NA | NA | NA | NA | NA | NA | NA
2 | 400 | 405 | 400 405 Low Flow Showerhead / Multi Attached | Low Flow Showerhead / Multi Attached | 0 | 0 | -42.6375 | 7.4875 | 7.6125 | 11.1193 | 11.9191 | 12.4816 | 13.7218 | 14.339 | 15.675 | 14.0656 | 0 | 0 | 0 | 0 | 0 | 0 | 0 | 0 | 0 | 0 | 0 | 0 | 0 | 0 | 0 | 0 | 0 | 0 | 65.7837 | 34.9031 | 1.6981 |  | 13 | 126.582 | 0.85853 | Yes | Yes | Yes |  | Drop | NA | NA | NA |  | NA |  | 14.29% |  | 126.582 | 11.4015 | 29.3015 |  | 222291.4797 | NA | N | NA | NA | NA | NA | NA | NA | NA | NA | NA | NA | NA | NA
2 | 400 | 406 | 400 406 Pipe Wrap / Multi Attached | Pipe Wrap / Multi Attached | 0 | 0 | -35.8147 | 2.3103 | 2.4353 | 3.1023 | 3.1531 | 3.1492 | 3.8728 | 3.9588 | 4.6228 | 3.8103 | 3.826 | 4.0291 | 4.4666 | 0 | 0 | 0 | 0 | 0 | 0 | 0 | 0 | 0 | 0 | 0 | 0 | 0 | 0 | 0 | 6.9222 | -7.8113 | 0.79444 |  | 1 | 33.2944 | 0.25108 | Yes | Yes | Yes |  | Drop | NA | NA | NA |  | NA |  | 14.29% |  | 33.2944 | 2.9976 | 7.7071 |  | 231191.8221 | NA | N | NA | NA | NA | NA | NA | NA | NA | NA | NA | NA | NA | NA
2 | 400 | 407 | 400 407 Faucet Aerators / Multi Attached | Faucet Aerators / Multi Attached | 0 | 0 | -38.1332 | 3.2418 | 3.4918 | 4.315 | 4.6265 | 4.6226 | 5.3199 | 5.9255 | 6.3786 | 5.4333 | 0 | 0 | 0 | 0 | 0 | 0 | 0 | 0 | 0 | 0 | 0 | 0 | 0 | 0 | 0 | 0 | 0 | 0 | 5.2217 | -7.0189 | 0.82881 |  | 4 | 50.0715 | 0.66781 | Yes | Yes | Yes |  | Drop | NA | NA | NA |  | NA |  | 14.29% |  | 50.0715 | 4.5085 | 11.5907 |  | 263754.0506 | NA | N | NA | NA | NA | NA | NA | NA | NA | NA | NA | NA | NA | NA
2 | 400 | 408 | 400 408 Water Heater Blanket / Multi Attached | Water Heater Blanket / Multi Attached | 0 | 0 | -48.3071 | 9.5679 | 10.3179 | 15.0924 | 15.9742 | 16.4859 | 18.7711 | 0 | 0 | 0 | 0 | 0 | 0 | 0 | 0 | 0 | 0 | 0 | 0 | 0 | 0 | 0 | 0 | 0 | 0 | 0 | 0 | 0 | 37.9024 | 19.6679 | 1.3391 |  | 21 | 170.9998 | 1.0266 | No | Yes | Yes |  | Drop | NA | NA | NA |  | NA |  | 14.29% |  | 170.9998 | 15.4086 | 39.5835 |  | 150437.4955 | NA | N | NA | NA | NA | NA | NA | NA | NA | NA | NA | NA | NA | NA
2 | 400 | 409 | 400 409 Water Heater Temperature Check and Adjustment / Multi Attached | Water Heater Temperature Check and Adjustment / Multi Attached | 0 | 0 | -36.0404 | 1.3346 | 1.3346 | 1.2477 | 1.7194 | 0 | 0 | 0 | 0 | 0 | 0 | 0 | 0 | 0 | 0 | 0 | 0 | 0 | 0 | 0 | 0 | 0 | 0 | 0 | 0 | 0 | 0 | 0 | -30.4041 | -31.237 | 0.15576 |  | 0 | 16.6831 | 0 | Yes | Yes | Yes |  | Drop | NA | NA | NA |  | NA |  | 14.29% |  | 16.6831 | 1.5021 | 3.8618 |  | 107455.3539 | NA | N | NA | NA | NA | NA | NA | NA | NA | NA | NA | NA | NA | NA
2 | 400 | 410 | 400 410 Water Heater Timeclock / Multi Attached | Water Heater Timeclock / Multi Attached | 0 | 0 | -78.343 | 5.032 | 5.157 | 7.6462 | 8.4743 | 7.4782 | 9.3601 | 9.4929 | 10.1804 | 9.6257 | 0 | 0 | 0 | 0 | 0 | 0 | 0 | 0 | 0 | 0 | 0 | 0 | 0 | 0 | 0 | 0 | 0 | 0 | -5.8962 | -26.4697 | 0.68109 |  | 46 | 83.4154 | 4.6099 | No | No | No |  | Drop | NA | NA | NA |  | NA |  | 14.29% |  | 83.4154 | 7.5107 | 19.3092 |  | 193419.6371 | NA | N | NA | NA | NA | NA | NA | NA | NA | NA | NA | NA | NA | NA
2 | 400 | 411 | 400 411 Heat Trap / Multi Attached | Heat Trap / Multi Attached | 0 | 0 | -45.5167 | 8.7333 | 9.2333 | 13.5527 | 14.4286 | 14.6845 | 16.6552 | 17.5536 | 18.2802 | 16.5146 | 0 | 0 | 0 | 0 | 0 | 0 | 0 | 0 | 0 | 0 | 0 | 0 | 0 | 0 | 0 | 0 | 0 | 0 | 84.1195 | 47.2649 | 1.8753 |  | 17 | 150.7358 | 0.94279 | Yes | Yes | Yes |  | Drop | NA | NA | NA |  | NA |  | 14.29% |  | 150.7358 | 13.5739 | 34.8927 |  | 193419.6371 | NA | N | NA | NA | NA | NA | NA | NA | NA | NA | NA | NA | NA | NA
2 | 500 | 502 | 500 502 Energy Star CW CEE Tier 2 (MEF=2.0) / Multi Attached | Energy Star CW CEE Tier 2 (MEF=2.0) / Multi Attached | 0 | 0 | -212.8996 | 9.6004 | 10.1004 | 14.1072 | 14.9627 | 14.9695 | 16.9597 | 17.8269 | 18.8113 | 17.5535 | 17.866 | 0 | 0 | 0 | 0 | 0 | 0 | 0 | 0 | 0 | 0 | 0 | 0 | 0 | 0 | 0 | 0 | 0 | -60.1421 | -106.6067 | 0.52033 |  | 185.25 | 179.019 | 8.6505 | No | No | No |  | Drop | NA | NA | NA |  | NA |  | 14.29% |  | 179.019 | 25.1525 | 25.0943 |  | 231738.6576 | NA | N | NA | NA | NA | NA | NA | NA | NA | NA | NA | NA | NA | NA
2 | 500 | 503 | 500 503 Energy Star CW CEE Tier 3 (MEF=2.2) / Multi Attached | Energy Star CW CEE Tier 3 (MEF=2.2) / Multi Attached | 0 | 0 | -338.1141 | 12.5559 | 13.8059 | 18.3303 | 19.4621 | 20.2238 | 23.259 | 23.923 | 24.9543 | 22.9934 | 23.8059 | 0 | 0 | 0 | 0 | 0 | 0 | 0 | 0 | 0 | 0 | 0 | 0 | 0 | 0 | 0 | 0 | 0 | -134.8007 | -196.6817 | 0.43913 |  | 313.67 | 242.3365 | 10.8203 | No | No | No |  | Drop | NA | NA | NA |  | NA |  | 14.29% |  | 242.3365 | 34.0488 | 33.9699 |  | 241496.0748 | NA | N | NA | NA | NA | NA | NA | NA | NA | NA | NA | NA | NA | NA
2 | 700 | 701 | 700 701 Energy Star DW (EF=0.68) / Multi Attached | Energy Star DW (EF=0.68) / Multi Attached | 0 | 0 | -291.0931 | 9.4069 | 9.7819 | 13.4303 | 13.9772 | 14.2926 | 16.5787 | 16.9694 | 17.7897 | 17.0319 | 17.0787 | 16.6569 | 18.6569 | 0 | 0 | 0 | 0 | 0 | 0 | 0 | 0 | 0 | 0 | 0 | 0 | 0 | 0 | 0 | -109.4422 | -172.0756 | 0.42641 |  | 263 | 175.2343 | 12.5464 | No | No | No |  | Drop | NA | NA | NA |  | NA |  | 14.29% |  | 175.2343 | 17.1845 | 12.4432 |  | 233734.493 | NA | N | NA | NA | NA | NA | NA | NA | NA | NA | NA | NA | NA | NA
2 | 800 | 801 | 800 801 Two Speed Pool Pump (1.5 hp) / Multi Attached | Two Speed Pool Pump (1.5 hp) / Multi Attached | 0 | 0 | -195.5821 | 86.7929 | 94.9179 | 132.1396 | 144.6767 | 0 | 0 | 0 | 0 | 0 | 0 | 0 | 0 | 0 | 0 | 0 | 0 | 0 | 0 | 0 | 0 | 0 | 0 | 0 | 0 | 0 | 0 | 0 | 262.9451 | 191.7999 | 1.6801 |  | 245 | 1567.6986 | 1.3064 | No | Yes | Yes |  | Drop | NA | NA | NA |  | NA |  | 14.29% |  | 1567.6986 | 334.7069 | 65.081 |  | 926.9546 | NA | N | NA | NA | NA | NA | NA | NA | NA | NA | NA | NA | NA | NA
2 | 800 | 802 | 800 802 High Efficiency One Speed Pool Pump (1.5 hp) / Multi Attached | High Efficiency One Speed Pool Pump (1.5 hp) / Multi Attached | 0 | 0 | -73.5108 | 43.8642 | 48.2392 | 66.6552 | 72.6249 | 0 | 0 | 0 | 0 | 0 | 0 | 0 | 0 | 0 | 0 | 0 | 0 | 0 | 0 | 0 | 0 | 0 | 0 | 0 | 0 | 0 | 0 | 0 | 157.8727 | 122.016 | 2.0429 |  | 80 | 790.1266 | 0.8464 | Yes | Yes | Yes |  | Drop | NA | NA | NA |  | NA |  | 14.29% |  | 790.1266 | 168.6936 | 32.8011 |  | 926.9546 | NA | N | NA | NA | NA | NA | NA | NA | NA | NA | NA | NA | NA | NA
2 | 800 | 803 | 800 803 Variable-Speed Pool Pump (<1 hp) / Multi Attached | Variable-Speed Pool Pump (<1 hp) / Multi Attached | 0 | 0 | -756.9638 | 130.4111 | 143.1611 | 199.3506 | 217.0879 | 227.8096 | 256.3877 | 274.829 | 281.0946 | 252.9384 | 0 | 0 | 0 | 0 | 0 | 0 | 0 | 0 | 0 | 0 | 0 | 0 | 0 | 0 | 0 | 0 | 0 | 0 | 1226.1063 | 660.1646 | 1.7443 |  | 850 | 2358.4383 | 3.0129 | No | No | No |  | Keep | 285.7504 | 2 | 33.62% |  | 37 |  | 41.76% |  | 2358.4383 | 503.5314 | 97.9075 |  | 965.9843 | 201.6785 | N | 38.412 | 38.412 | 1.1524 | 3.073 | 6.1459 | 11.5236 | 19.206 | 26.8884 | 32.2661 | 35.3391 | 37.2597 | 38.412
2 | 800 | 804 | 800 804 PV-Powered Pool Pumps / Multi Attached | PV-Powered Pool Pumps / Multi Attached | 0 | 0 | -4763.5835 | 174.4165 | 191.1665 | 267.1176 | 289.8715 | 304.1401 | 343.5337 | 367.4283 | 373.9439 | 337.9986 | 0 | 0 | 0 | 0 | 0 | 0 | 0 | 0 | 0 | 0 | 0 | 0 | 0 | 0 | 0 | 0 | 0 | 0 | -2113.9669 | -2869.9127 | 0.41869 |  | 4900 | 3152.5253 | 12.9933 | No | No | No |  | Drop | NA | NA | NA |  | NA |  | 14.29% |  | 3152.5253 | 673.0706 | 130.873 |  | 637.5496 | NA | N | NA | NA | NA | NA | NA | NA | NA | NA | NA | NA | NA | NA
2 | 900 | 901 | 900 901 Energy Star TV / Multi Attached | Energy Star TV / Multi Attached | 0 | 0 | -36.3105 | 0.93947 | 1.0645 | 0.91798 | 1.1436 | 0.709 | 1.6895 | 0 | 0 | 0 | 0 | 0 | 0 | 0 | 0 | 0 | 0 | 0 | 0 | 0 | 0 | 0 | 0 | 0 | 0 | 0 | 0 | 0 | -29.8466 | -31.1595 | 0.15785 |  | 0 | 11.8901 | 0 | Yes | Yes | Yes |  | Drop | NA | NA | NA |  | NA |  | 14.29% |  | 11.8901 | 1.5072 | 1.2992 |  | 171084.5951 | NA | N | NA | NA | NA | NA | NA | NA | NA | NA | NA | NA | NA | NA
2 | 910 | 911 | 910 911 Energy Star TV / Multi Attached | Energy Star TV / Multi Attached | 0 | 0 | -34.2542 | 2.8708 | 2.7458 | 4.069 | 4.3806 | 4.6266 | 5.3239 | 0 | 0 | 0 | 0 | 0 | 0 | 0 | 0 | 0 | 0 | 0 | 0 | 0 | 0 | 0 | 0 | 0 | 0 | 0 | 0 | 0 | -10.2375 | -15.3148 | 0.58609 |  | 0 | 45.763 | 0 | Yes | Yes | Yes |  | Drop | NA | NA | NA |  | NA |  | 14.29% |  | 45.763 | 5.8009 | 5.0005 |  | 47606.2901 | NA | N | NA | NA | NA | NA | NA | NA | NA | NA | NA | NA | NA | NA
2 | 920 | 921 | 920 921 Energy Star Set-Top Box / Multi Attached | Energy Star Set-Top Box / Multi Attached | 0 | 0 | -33.9639 | 3.2861 | 3.5361 | 4.7167 | 5.2148 | 4.5312 | 5.6767 | 0 | 0 | 0 | 0 | 0 | 0 | 0 | 0 | 0 | 0 | 0 | 0 | 0 | 0 | 0 | 0 | 0 | 0 | 0 | 0 | 0 | -7.0023 | -12.5786 | 0.66004 |  | 0 | 51.4161 | 0 | Yes | Yes | Yes |  | Drop | NA | NA | NA |  | NA |  | 14.29% |  | 51.4161 | 6.5175 | 5.6183 |  | 225334.0551 | NA | N | NA | NA | NA | NA | NA | NA | NA | NA | NA | NA | NA | NA
2 | 930 | 931 | 930 931 Energy Star DVD Player / Multi Attached | Energy Star DVD Player / Multi Attached | 0 | 0 | -35.4638 | 2.0362 | 1.9112 | 2.5293 | 3.0733 | 2.5743 | 3.708 | 0 | 0 | 0 | 0 | 0 | 0 | 0 | 0 | 0 | 0 | 0 | 0 | 0 | 0 | 0 | 0 | 0 | 0 | 0 | 0 | 0 | -19.6316 | -22.9484 | 0.37977 |  | 0 | 27.9604 | 0 | Yes | Yes | Yes |  | Drop | NA | NA | NA |  | NA |  | 14.29% |  | 27.9604 | 3.5443 | 3.0552 |  | 135929.9726 | NA | N | NA | NA | NA | NA | NA | NA | NA | NA | NA | NA | NA | NA
2 | 940 | 941 | 940 941 Energy Star VCR / Multi Attached | Energy Star VCR / Multi Attached | 0 | 0 | -33.9236 | 3.4514 | 3.8264 | 5.1047 | 6.3664 | 5.424 | 6.9982 | 0 | 0 | 0 | 0 | 0 | 0 | 0 | 0 | 0 | 0 | 0 | 0 | 0 | 0 | 0 | 0 | 0 | 0 | 0 | 0 | 0 | -2.7525 | -9.3487 | 0.74733 |  | 0 | 57.9265 | 0 | Yes | Yes | Yes |  | Drop | NA | NA | NA |  | NA |  | 14.29% |  | 57.9265 | 7.3428 | 6.3297 |  | 27865.595 | NA | N | NA | NA | NA | NA | NA | NA | NA | NA | NA | NA | NA | NA
2 | 950 | 951 | 950 951 Energy Star Desktop PC / Multi Attached | Energy Star Desktop PC / Multi Attached | 0 | 0 | -34.9397 | 2.3103 | 2.1853 | 3.1023 | 3.0975 | 3.1492 | 3.8728 | 0 | 0 | 0 | 0 | 0 | 0 | 0 | 0 | 0 | 0 | 0 | 0 | 0 | 0 | 0 | 0 | 0 | 0 | 0 | 0 | 0 | -17.2221 | -20.8976 | 0.4352 |  | 0 | 32.4659 | 0 | Yes | Yes | Yes |  | Drop | NA | NA | NA |  | NA |  | 14.29% |  | 32.4659 | 4.1154 | 3.5476 |  | 167819.9522 | NA | N | NA | NA | NA | NA | NA | NA | NA | NA | NA | NA | NA | NA
2 | 960 | 961 | 960 961 Energy Star Laptop PC / Multi Attached | Energy Star Laptop PC / Multi Attached | 0 | 0 | -36.0444 | 0.95559 | 1.0806 | 1.2437 | 1.4654 | 1.0269 | 1.5728 | 0 | 0 | 0 | 0 | 0 | 0 | 0 | 0 | 0 | 0 | 0 | 0 | 0 | 0 | 0 | 0 | 0 | 0 | 0 | 0 | 0 | -28.6996 | -30.1914 | 0.18402 |  | 0 | 13.2114 | 0 | Yes | Yes | Yes |  | Drop | NA | NA | NA |  | NA |  | 14.29% |  | 13.2114 | 1.6747 | 1.4436 |  | 46989.5866 | NA | N | NA | NA | NA | NA | NA | NA | NA | NA | NA | NA | NA | NA
3 | 100 | 102 | 100 102 15 SEER Split-System Air Conditioner / Single Detached - Manufactured | 15 SEER Split-System Air Conditioner / Single Detached - Manufactured | 0 | 0 | -422.0948 | 14.9052 | 15.5302 | 29.2675 | 32.8613 | 33.9589 | 40.2255 | 42.8662 | 44.5146 | 36.874 | 38.6552 | 35.374 | 47.249 | 35.0927 | 40.374 | 40.2802 | 47.2802 | 47.9365 | 0 | 0 | 0 | 0 | 0 | 0 | 0 | 0 | 0 | 0 | 201.1503 | -73.8279 | 0.83106 |  | 400 | 206.0441 | 16.2287 | No | No | No |  | Drop | NA | NA | NA |  | NA |  | 14.29% |  | 206.0441 | 125.534 | 0 |  | 60238.723 | NA | M | NA | NA | NA | NA | NA | NA | NA | NA | NA | NA | NA | NA
3 | 100 | 103 | 100 103 17 SEER Split-System Air Conditioner / Single Detached - Manufactured | 17 SEER Split-System Air Conditioner / Single Detached - Manufactured | 0 | 0 | -1701.8439 | 35.5311 | 37.5311 | 70.2714 | 81.201 | 83.1044 | 98.8983 | 108.5702 | 109.0311 | 89.0155 | 96.2499 | 84.5311 | 115.7811 | 88.1249 | 98.0936 | 99.5624 | 116.1874 | 119.0624 | 0 | 0 | 0 | 0 | 0 | 0 | 0 | 0 | 0 | 0 | -171.097 | -847.5383 | 0.51207 |  | 1700 | 485.5557 | 29.268 | No | No | No |  | Drop | NA | NA | NA |  | NA |  | 14.29% |  | 485.5557 | 317.5439 | 0 |  | 60589.8237 | NA | M | NA | NA | NA | NA | NA | NA | NA | NA | NA | NA | NA | NA
3 | 100 | 104 | 100 104 19 SEER Split-System Air Conditioner / Single Detached - Manufactured | 19 SEER Split-System Air Conditioner / Single Detached - Manufactured | 0 | 0 | -2985.8179 | 50.5571 | 53.5571 | 100.4526 | 117.0405 | 119.7388 | 142.104 | 154.8853 | 155.5259 | 128.3071 | 136.8696 | 121.7134 | 165.7446 | 126.0884 | 141.1982 | 142.8545 | 166.7295 | 170.0732 | 0 | 0 | 0 | 0 | 0 | 0 | 0 | 0 | 0 | 0 | -792.3779 | -1761.7356 | 0.41991 |  | 3000 | 694.9539 | 36.0868 | No | No | No |  | Drop | NA | NA | NA |  | NA |  | 14.29% |  | 694.9539 | 454.2418 | 0 |  | 61140.6403 | NA | M | NA | NA | NA | NA | NA | NA | NA | NA | NA | NA | NA | NA
3 | 100 | 105 | 100 105 14 SEER Split-System Heat Pump / Single Detached - Manufactured | 14 SEER Split-System Heat Pump / Single Detached - Manufactured | 0 | 0 | -288.3025 | 47.6975 | 51.0725 | 101.552 | 120.0823 | 121.9924 | 146.7366 | 160.6584 | 161.0647 | 129.4631 | 140.385 | 121.8069 | 171.4788 | 126.9788 | 142.2439 | 0 | 0 | 0 | 0 | 0 | 0 | 0 | 0 | 0 | 0 | 0 | 0 | 0 | 1454.9104 | 776.5333 | 3.3043 |  | 300 | 626.5019 | 4.003 | No | No | No |  | Keep | 150.1112 | 2 | 50.04% |  | 37 |  | 41.76% |  | 626.5019 | 110.991 | 535.2505 |  | 58049.8159 | 12119.6576 | M | NA | NA | NA | NA | NA | NA | NA | NA | NA | NA | NA | NA
3 | 100 | 106 | 100 106 15 SEER Split-System Heat Pump / Single Detached - Manufactured | 15 SEER Split-System Heat Pump / Single Detached - Manufactured | 0 | 0 | -676.0122 | 60.2378 | 64.6128 | 116.4507 | 134.6782 | 137.897 | 163.3081 | 177.4956 | 179.2534 | 148.2065 | 158.8628 | 141.2378 | 191.1128 | 146.6753 | 162.9404 | 0 | 0 | 0 | 0 | 0 | 0 | 0 | 0 | 0 | 0 | 0 | 0 | 0 | 1306.9571 | 538.0404 | 1.73 |  | 700 | 854.9365 | 6.8446 | No | No | No |  | Keep | 495.4589 | 2 | 70.78% |  | 37 |  | 41.76% |  | 854.9365 | 501 | 0 |  | 60238.723 | 12576.6583 | M | NA | NA | NA | NA | NA | NA | NA | NA | NA | NA | NA | NA
3 | 100 | 107 | 100 107 17 SEER Split-System Heat Pump / Single Detached - Manufactured | 17 SEER Split-System Heat Pump / Single Detached - Manufactured | 0 | 0 | -4798.5488 | 82.5212 | 88.0212 | 158.4822 | 183.0486 | 187.0241 | 221.0603 | 241.4743 | 242.9118 | 201.3337 | 216.1775 | 192.6775 | 259.7712 | 199.615 | 221.115 | 0 | 0 | 0 | 0 | 0 | 0 | 0 | 0 | 0 | 0 | 0 | 0 | 0 | -2103.3152 | -3148.2834 | 0.3551 |  | 4844.82 | 1172.2148 | 34.5505 | No | No | No |  | Drop | NA | NA | NA |  | NA |  | 14.29% |  | 1172.2148 | 416.625 | 726.4663 |  | 60589.8237 | NA | M | NA | NA | NA | NA | NA | NA | NA | NA | NA | NA | NA | NA
3 | 100 | 108 | 100 108 13 EER Geothermal Heat Pump / Single Detached - Manufactured | 13 EER Geothermal Heat Pump / Single Detached - Manufactured | 0 | 0 | -11138.6691 | 82.3559 | 87.7309 | 158.0883 | 182.397 | 186.8696 | 221.2387 | 240.645 | 242.3481 | 200.8716 | 215.4341 | 192.4966 | 259.1372 | 199.4497 | 220.9184 | 0 | 0 | 0 | 0 | 0 | 0 | 0 | 0 | 0 | 0 | 0 | 0 | 0 | -8448.6879 | -9491.7208 | 0.15418 |  | 11184.9 | 1169.2231 | 79.9683 | No | No | No |  | Drop | NA | NA | NA |  | NA |  | 14.29% |  | 1169.2231 | 415.3026 | 724.6122 |  | 15300.4605 | NA | N | NA | NA | NA | NA | NA | NA | NA | NA | NA | NA | NA | NA
3 | 100 | 109 | 100 109 HVAC Proper Sizing / Single Detached - Manufactured | HVAC Proper Sizing / Single Detached - Manufactured | 0 | 0 | -29.2196 | 8.0304 | 8.0304 | 19.3888 | 22.9952 | 22.7775 | 28.6163 | 30.7373 | 31.7373 | 24.6982 | 25.9326 | 22.7295 | 33.1826 | 22.0889 | 26.5889 | 0 | 0 | 0 | 0 | 0 | 0 | 0 | 0 | 0 | 0 | 0 | 0 | 0 | 298.3144 | 170.5608 | 5.6098 |  | 0 | 84.3589 | 0 | Yes | Yes | Yes |  | Drop | NA | NA | NA |  | NA |  | 14.29% |  | 84.3589 | 130.2332 | 0 |  | 30600.9211 | NA |  | NA | NA | NA | NA | NA | NA | NA | NA | NA | NA | NA | NA
3 | 100 | 110 | 100 110 Attic Venting / Single Detached - Manufactured | Attic Venting / Single Detached - Manufactured | 0 | 0 | -522.2155 | 14.5345 | 15.9095 | 27.4691 | 30.8187 | 31.3548 | 37.3861 | 39.9798 | 40.9408 | 34.7533 | 0 | 0 | 0 | 0 | 0 | 0 | 0 | 0 | 0 | 0 | 0 | 0 | 0 | 0 | 0 | 0 | 0 | 0 | -249.0689 | -328.8056 | 0.3877 |  | 500 | 215.2187 | 19.4211 | No | No | No |  | Drop | NA | NA | NA |  | NA |  | 14.29% |  | 215.2187 | 52.6176 | 116.0611 |  | 88130.6527 | NA | N | NA | NA | NA | NA | NA | NA | NA | NA | NA | NA | NA | NA
3 | 100 | 111 | 100 111 Sealed Attic w/Sprayed Foam Insulated Roof Deck / Single Detached - Manufactured | Sealed Attic w/Sprayed Foam Insulated Roof Deck / Single Detached - Manufactured | 0 | 0 | -2119.0314 | 31.8686 | 33.9936 | 73.0766 | 88.2397 | 88.6762 | 108.9467 | 118.8451 | 118.5248 | 94.2123 | 102.1342 | 87.6186 | 126.8686 | 90.1498 | 102.7748 | 103.4936 | 124.5248 | 125.5561 | 129.6498 | 129.8686 | 131.5561 | 113.3061 | 115.0873 | 100.5873 | 104.4936 | 113.1811 | 118.0248 | 166.4311 | 722.6584 | -914.5274 | 0.57482 |  | 2113.9 | 387.2129 | 45.6371 | No | No | No |  | Drop | NA | NA | NA |  | NA |  | 14.29% |  | 387.2129 | 162.2414 | 422.6124 |  | 93026.8 | NA | I | NA | NA | NA | NA | NA | NA | NA | NA | NA | NA | NA | NA
3 | 100 | 112 | 100 112 AC Maintenance (Outdoor Coil Cleaning) / Single Detached - Manufactured | AC Maintenance (Outdoor Coil Cleaning) / Single Detached - Manufactured | 0 | 0 | -97.8045 | 18.1955 | 19.5705 | 33.1613 | 0 | 0 | 0 | 0 | 0 | 0 | 0 | 0 | 0 | 0 | 0 | 0 | 0 | 0 | 0 | 0 | 0 | 0 | 0 | 0 | 0 | 0 | 0 | 0 | -26.8771 | -35.9669 | 0.68994 |  | 79 | 276.5472 | 2.388 | No | No | Yes |  | Drop | NA | NA | NA |  | NA |  | 14.29% |  | 276.5472 | 127.5138 | 0 |  | 73442.2106 | NA | I | NA | NA | NA | NA | NA | NA | NA | NA | NA | NA | NA | NA
3 | 100 | 113 | 100 113 AC Maintenance (Indoor Coil Cleaning) / Single Detached - Manufactured | AC Maintenance (Indoor Coil Cleaning) / Single Detached - Manufactured | 0 | 0 | -98.0948 | 17.9052 | 19.5302 | 33.0175 | 0 | 0 | 0 | 0 | 0 | 0 | 0 | 0 | 0 | 0 | 0 | 0 | 0 | 0 | 0 | 0 | 0 | 0 | 0 | 0 | 0 | 0 | 0 | 0 | -27.6418 | -36.6846 | 0.68375 |  | 79 | 273.2499 | 2.4169 | No | No | Yes |  | Drop | NA | NA | NA |  | NA |  | 14.29% |  | 273.2499 | 125.8868 | 0 |  | 78338.3579 | NA | I | NA | NA | NA | NA | NA | NA | NA | NA | NA | NA | NA | NA
3 | 100 | 114 | 100 114 Proper Refrigerant Charging and Air Flow / Single Detached - Manufactured | Proper Refrigerant Charging and Air Flow / Single Detached - Manufactured | 0 | 0 | -90.2449 | 25.6301 | 27.7551 | 46.845 | 53.4075 | 55.2209 | 64.4739 | 69.0208 | 69.9739 | 59.7239 | 0 | 0 | 0 | 0 | 0 | 0 | 0 | 0 | 0 | 0 | 0 | 0 | 0 | 0 | 0 | 0 | 0 | 0 | 381.8061 | 244.2615 | 3.1057 |  | 79 | 396.1517 | 1.6671 | No | Yes | Yes |  | Drop | NA | NA | NA |  | NA |  | 14.29% |  | 396.1517 | 180.4247 | 0 |  | 48961.4737 | NA | I | NA | NA | NA | NA | NA | NA | NA | NA | NA | NA | NA | NA
3 | 100 | 115 | 100 115 Electronically Commutated Motors (ECM) on an Air Handler Unit / Single Detached - Manufactured | Electronically Commutated Motors (ECM) on an Air Handler Unit / Single Detached - Manufactured | 0 | 0 | -110.6114 | 16.7886 | 17.7886 | 29.0357 | 32.5709 | 33.4019 | 39.1793 | 42.0152 | 42.5855 | 36.773 | 39.2574 | 36.023 | 45.0074 | 36.3511 | 40.6011 | 0 | 0 | 0 | 0 | 0 | 0 | 0 | 0 | 0 | 0 | 0 | 0 | 0 | 376.7675 | 188.7147 | 2.4871 |  | 89.9 | 263.9319 | 2.8474 | No | No | Yes |  | Keep | 26.7551 | 2 | 29.76% |  | 37 |  | 41.76% |  | 263.9319 | 103.2208 | 0 |  | 65146.9259 | 13601.3944 | M | 31 | 31 | 6.4899 | 12.5479 | 17.8266 | 22.1202 | 25.3801 | 27.6905 | 29.2191 | 30.163 | 30.7072 | 31
3 | 100 | 116 | 100 116 Duct Repair / Single Detached - Manufactured | Duct Repair / Single Detached - Manufactured | 0 | 0 | -203.047 | 18.953 | 20.328 | 37.0839 | 42.2802 | 43.6454 | 51.414 | 55.664 | 56.4061 | 46.9843 | 50.3749 | 44.5311 | 60.203 | 45.703 | 50.828 | 51.828 | 60.3905 | 60.953 | 0 | 0 | 0 | 0 | 0 | 0 | 0 | 0 | 0 | 0 | 594.5234 | 242.8773 | 2.094 |  | 185 | 262.1933 | 5.8984 | No | No | No |  | Keep | 122.271 | 2 | 66.09% |  | 37 |  | 41.76% |  | 262.1933 | 140.0457 | 172.9426 |  | 110163.3158 | 22999.9295 | M | 7373 | 7373 | 1543.5403 | 2984.3788 | 4239.8592 | 5261.0378 | 6036.3743 | 6585.8841 | 6949.4278 | 7173.9367 | 7303.3579 | 7373
3 | 100 | 117 | 100 117 Reflective Roof / Single Detached - Manufactured | Reflective Roof / Single Detached - Manufactured | 0 | 0 | -769.2244 | 36.3506 | 39.2256 | 65.9083 | 75.4649 | 77.795 | 90.5303 | 98.3116 | 99.2178 | 84.4288 | 89.5381 | 81.4444 | 106.6631 | 83.6944 | 92.6167 | 0 | 0 | 0 | 0 | 0 | 0 | 0 | 0 | 0 | 0 | 0 | 0 | 0 | 351.9653 | -81.8278 | 0.89844 |  | 768.7 | 553.5057 | 11.6096 | No | No | No |  | Drop | NA | NA | NA |  | NA |  | 14.29% |  | 553.5057 | 258.7993 | 0 |  | 41470.3682 | NA | I | NA | NA | NA | NA | NA | NA | NA | NA | NA | NA | NA | NA
3 | 100 | 118 | 100 118 Radiant Barrier / Single Detached - Manufactured | Radient Barrier / Single Detached - Manufactured | 0 | 0 | -543.7868 | 31.3382 | 33.2132 | 61.887 | 71.9466 | 73.847 | 88.0804 | 95.6585 | 96.2522 | 79.5413 | 0 | 0 | 0 | 0 | 0 | 0 | 0 | 0 | 0 | 0 | 0 | 0 | 0 | 0 | 0 | 0 | 0 | 0 | 87.9775 | -97.9971 | 0.82957 |  | 538 | 430.4377 | 10.4485 | No | No | No |  | Drop | NA | NA | NA |  | NA |  | 14.29% |  | 430.4377 | 280.6274 | 137.5784 |  | 87212.625 | NA | I | NA | NA | NA | NA | NA | NA | NA | NA | NA | NA | NA | NA
3 | 100 | 119 | 100 119 Window Film / Single Detached - Manufactured | Window Film / Single Detached - Manufactured | 0 | 0 | -300.3251 | 8.9749 | 9.4749 | 16.0296 | 17.6644 | 17.7415 | 20.9515 | 22.4046 | 23.0608 | 19.5999 | 0 | 0 | 0 | 0 | 0 | 0 | 0 | 0 | 0 | 0 | 0 | 0 | 0 | 0 | 0 | 0 | 0 | 0 | -144.423 | -189.5655 | 0.38711 |  | 272.3 | 141.955 | 16.0354 | No | No | No |  | Drop | NA | NA | NA |  | NA |  | 14.29% |  | 141.955 | 54.6955 | -20.7457 |  | 82622.4869 | NA | I | NA | NA | NA | NA | NA | NA | NA | NA | NA | NA | NA | NA
3 | 100 | 120 | 100 120 Window Tinting / Single Detached - Manufactured | Window Tinting / Single Detached - Manufactured | 0 | 0 | -299.519 | 9.906 | 10.406 | 18.2957 | 20.739 | 21.0652 | 25.2732 | 27.0389 | 27.7654 | 23.8592 | 25.031 | 21.8123 | 29.031 | 23.2498 | 25.156 | 25.6873 | 29.8123 | 29.4685 | 32.3123 | 32.031 | 31.4685 | 28.2185 | 30.1873 | 26.031 | 27.9373 | 29.5623 | 29.6873 | 39.2185 | 400.7322 | -3.2098 | 0.98962 |  | 272.3 | 141.9551 | 16.0354 | No | No | No |  | Drop | NA | NA | NA |  | NA |  | 14.29% |  | 141.9551 | 74.6526 | 0 |  | 82622.4869 | NA | I | NA | NA | NA | NA | NA | NA | NA | NA | NA | NA | NA | NA
3 | 100 | 121 | 100 121 Default Window With Sunscreen / Single Detached - Manufactured | Default Window With Sunscreen / Single Detached - Manufactured | 0 | 0 | -68.2019 | 41.6981 | 43.9481 | 90.455 | 107.3651 | 109.2626 | 131.4403 | 144.2606 | 144.8075 | 115.3856 | 0 | 0 | 0 | 0 | 0 | 0 | 0 | 0 | 0 | 0 | 0 | 0 | 0 | 0 | 0 | 0 | 0 | 0 | 860.4213 | 584.87 | 6.3218 |  | 72.9 | 527 | 1.1564 | No | Yes | Yes |  | Drop | NA | NA | NA |  | NA |  | 14.29% |  | 527 | 460 | 0 |  | 116283.5 | NA | N | NA | 19 | NA | NA | NA | NA | NA | NA | NA | NA | NA | NA
3 | 100 | 122 | 100 122 Single Pane Clear Windows to Double Pane Low-E Windows / Single Detached - Manufactured | Single Pane Clear Windows to Double Pane Low-E Windows / Single Detached - Manufactured | 0 | 0 | -956.3262 | 81.7738 | 86.0238 | 187.9632 | 225.3031 | 229.1361 | 278.4301 | 305.7582 | 304.9535 | 241.0707 | 261.7269 | 223.9613 | 324.8051 | 232.1488 | 263.0086 | 267.7274 | 319.0712 | 324.8212 | 333.4149 | 331.9149 | 338.0399 | 288.1024 | 293.8211 | 257.1649 | 265.3524 | 292.1961 | 300.9774 | 428.4149 | 6330.7553 | 2132.8651 | 3.0536 |  | 1001.6 | 984 | 8.5091 | No | No | No |  | Keep | 766.1808 | 2 | 76.5% |  | 37 |  | 41.76% |  | 984 | 510 | 1090 |  | 110163.3158 | 22999.9295 | M | 2395.03 | 2395.03 | 501.4004 | 969.4394 | 1377.2671 | 1708.9846 | 1960.8433 | 2139.3449 | 2257.4377 | 2330.3667 | 2372.4076 | 2395.03
3 | 100 | 124 | 100 124 Ceiling R-0 to R-19 Insulation / Single Detached - Manufactured | Ceiling R-0 to R-19 Insulation / Single Detached - Manufactured | 0 | 0 | -353.8703 | 24.9547 | 26.3297 | 57.0513 | 68.5006 | 69.8541 | 84.8218 | 92.2281 | 92.7984 | 73.5953 | 79.2984 | 68.1578 | 98.7047 | 70.7047 | 79.9708 | 81.2208 | 97.8458 | 98.6895 | 102.4395 | 101.7833 | 0 | 0 | 0 | 0 | 0 | 0 | 0 | 0 | 1115.0787 | 413.8922 | 2.0929 |  | 341.7 | 303.1818 | 9.4216 | No | No | No |  | Keep | 269.1646 | 2 | 78.77% |  | 37 |  | 41.76% |  | 303.1818 | 127.3937 | 330.8991 |  | 29209.9701 | 6098.4661 | M | 438 | 438 | 91.6955 | 177.2898 | 251.8728 | 312.5369 | 358.5965 | 391.2406 | 412.8373 | 426.1745 | 433.8628 | 438
3 | 100 | 125 | 100 125 Ceiling R-19 to R-38 Insulation / Single Detached - Manufactured | Ceiling R-19 to R-38 Insulation / Single Detached - Manufactured | 0 | 0 | -675.0986 | 1.3264 | 1.5764 | 2.8547 | 3.4211 | 2.924 | 4.2482 | 4.0842 | 4.7873 | 3.6545 | 4.1857 | 3.1389 | 3.9826 | 2.9514 | 4.0139 | 3.3264 | 4.5764 | 3.8889 | 5.0139 | 4.9514 | 0 | 0 | 0 | 0 | 0 | 0 | 0 | 0 | -606.1925 | -638.6437 | 0.05568 |  | 639.3 | 14.5231 | 367.984 | No | No | No |  | Drop | NA | NA | NA |  | NA |  | 14.29% |  | 14.5231 | 6.0839 | 15.8508 |  | 57863.5598 | NA | M | NA | NA | NA | NA | NA | NA | NA | NA | NA | NA | NA | NA
3 | 100 | 126 | 100 126 Wall 2x4 R-0 to Blow-In R-13 Insulation / Single Detached - Manufactured | Wall 2x4 R-0 to Blow-In R-13 Insulation / Single Detached - Manufactured | 0 | 0 | -2058.4709 | 3.9791 | 3.9791 | 8.4137 | 9.818 | 9.8317 | 12.5572 | 13.2213 | 13.7682 | 11.1822 | 11.5416 | 10.1822 | 13.1666 | 9.6666 | 11.5416 | 11.1666 | 13.8541 | 13.8229 | 15.0729 | 15.1666 | 0 | 0 | 0 | 0 | 0 | 0 | 0 | 0 | -1846.5385 | -1947.2768 | 0.055728 |  | 2025.2 | 43.173 | 392.1379 | No | No | No |  | Drop | NA | NA | NA |  | NA |  | 14.29% |  | 43.173 | 18.0938 | 47.1199 |  | 16691.4115 | NA | M | NA | NA | NA | NA | NA | NA | NA | NA | NA | NA | NA | NA
3 | 100 | 127 | 100 127 Weather Strip/Caulk w/Blower Door / Single Detached - Manufactured | Weather Strip/Caulk w/Blower Door / Single Detached - Manufactured | 0 | 0 | -432.2986 | 4.9514 | 5.0764 | 7.007 | 7.5607 | 0 | 0 | 0 | 0 | 0 | 0 | 0 | 0 | 0 | 0 | 0 | 0 | 0 | 0 | 0 | 0 | 0 | 0 | 0 | 0 | 0 | 0 | 0 | -407.7031 | -411.4774 | 0.058404 |  | 400 | 86.9617 | 38.4517 | No | No | No |  | Drop | NA | NA | NA |  | NA |  | 14.29% |  | 86.9617 | 3.1454 | 1.7725 |  | 36721.1053 | NA | M | NA | NA | NA | NA | NA | NA | NA | NA | NA | NA | NA | NA
3 | 130 | 132 | 130 132 15 SEER Split-System Heat Pump / Single Detached - Manufactured | 15 SEER Split-System Heat Pump / Single Detached - Manufactured | 0 | 0 | -381.6693 | 54.7057 | 57.8307 | 131.3483 | 159.3454 | 161.0837 | 197.2057 | 215.7682 | 215.6276 | 168.6745 | 183.1589 | 156.0026 | 228.8932 | 161.0807 | 184.4557 | 0 | 0 | 0 | 0 | 0 | 0 | 0 | 0 | 0 | 0 | 0 | 0 | 0 | 1893.5119 | 1004.9046 | 3.2996 |  | 400 | 640 | 5.2247 | No | No | No |  | Keep | 246.8818 | 2 | 61.72% |  | 37 |  | 41.76% |  | 640 | 470 | 790 |  | 41984.5645 | 8765.5497 | M | 3889 | 3889 | 814.1636 | 1574.1556 | 2236.3777 | 2775.0137 | 3183.9766 | 3473.8238 | 3665.5805 | 3784.0011 | 3852.2662 | 3889
3 | 130 | 133 | 130 133 17 SEER Split-System Heat Pump / Single Detached - Manufactured | 17 SEER Split-System Heat Pump / Single Detached - Manufactured | 0 | 0 | -1998.7104 | 37.7896 | 40.6646 | 70.606 | 80.9976 | 83.3482 | 98.1568 | 106.7506 | 107.5084 | 90.4615 | 96.6178 | 86.1646 | 115.4771 | 89.6021 | 99.1485 | 0 | 0 | 0 | 0 | 0 | 0 | 0 | 0 | 0 | 0 | 0 | 0 | 0 | -795.4166 | -1261.6501 | 0.38063 |  | 2000 | 559.581 | 29.8779 | No | No | No |  | Drop | NA | NA | NA |  | NA |  | 14.29% |  | 559.581 | 288.9419 | 156.0037 |  | 42229.2711 | NA | M | NA | NA | NA | NA | NA | NA | NA | NA | NA | NA | NA | NA
3 | 130 | 134 | 130 134 13 EER Geothermal Heat Pump / Single Detached - Manufactured | 13 EER Geothermal Heat Pump / Single Detached - Manufactured | 0 | 0 | -11183.7716 | 37.6284 | 40.6284 | 70.4672 | 80.8051 | 82.9467 | 97.3393 | 105.9253 | 106.8081 | 90.2221 | 95.394 | 85.7378 | 114.8471 | 89.1596 | 98.8945 | 0 | 0 | 0 | 0 | 0 | 0 | 0 | 0 | 0 | 0 | 0 | 0 | 0 | -9986.968 | -10450.5749 | 0.068734 |  | 11184.9 | 558.8238 | 167.3172 | No | No | No |  | Drop | NA | NA | NA |  | NA |  | 14.29% |  | 558.8238 | 288.3305 | 155.7926 |  | 10663.9573 | NA | N | NA | NA | NA | NA | NA | NA | NA | NA | NA | NA | NA | NA
3 | 130 | 136 | 130 136 Attic Venting / Single Detached - Manufactured | Attic Venting / Single Detached - Manufactured | 0 | 0 | -164.9975 | 13.0025 | 13.8775 | 23.9595 | 27.271 | 27.8013 | 32.9165 | 35.2172 | 36.1469 | 30.5922 | 0 | 0 | 0 | 0 | 0 | 0 | 0 | 0 | 0 | 0 | 0 | 0 | 0 | 0 | 0 | 0 | 0 | 0 | 75.787 | 5.4987 | 1.0309 |  | 141 | 190.5896 | 6.1845 | No | No | No |  | Keep | 95.402 | 2 | 67.66% |  | 37 |  | 41.76% |  | 190.5896 | 46.6 | 102.7793 |  | 30712.1971 | 6412.1016 | N | 0 | 0 | 0 | 0 | 0 | 0 | 0 | 0 | 0 | 0 | 0 | 0
3 | 130 | 137 | 130 137 Sealed Attics / Single Detached - Manufactured | Sealed Attics / Single Detached - Manufactured | 0 | 0 | -2119.9318 | 31.5932 | 33.0932 | 77.2748 | 93.8266 | 94.7826 | 116.6244 | 127.8979 | 126.7416 | 99.2182 | 108.2338 | 91.1401 | 134.7494 | 94.2494 | 107.4682 | 116.0307 | 132.4682 | 133.4994 | 138.3432 | 136.7807 | 138.7182 | 117.9057 | 118.9682 | 102.8432 | 106.0307 | 117.3432 | 127.9057 | 176.7182 | 880.5172 | -847.4233 | 0.60601 |  | 2113.9 | 342.9051 | 51.534 | No | No | No |  | Drop | NA | NA | NA |  | NA |  | 14.29% |  | 342.9051 | 138.69 | 613.9806 |  | 32418.4303 | NA | I | NA | NA | NA | NA | NA | NA | NA | NA | NA | NA | NA | NA
3 | 130 | 138 | 130 138 AC Maintenance (Outdoor Coil Cleaning) / Single Detached - Manufactured | AC Maintenance (Outdoor Coil Cleaning) / Single Detached - Manufactured | 0 | 0 | -99.2801 | 17.0949 | 17.8449 | 30.6134 | 0 | 0 | 0 | 0 | 0 | 0 | 0 | 0 | 0 | 0 | 0 | 0 | 0 | 0 | 0 | 0 | 0 | 0 | 0 | 0 | 0 | 0 | 0 | 0 | -33.727 | -42.1103 | 0.63698 |  | 79 | 253.8551 | 2.6015 | No | No | Yes |  | Drop | NA | NA | NA |  | NA |  | 14.29% |  | 253.8551 | 117.1087 | 0 |  | 25593.4976 | NA | I | NA | NA | NA | NA | NA | NA | NA | NA | NA | NA | NA | NA
3 | 130 | 139 | 130 139 AC Maintenance (Indoor Coil Cleaning) / Single Detached - Manufactured | AC Maintenance (Indoor Coil Cleaning) / Single Detached - Manufactured | 0 | 0 | -99.4293 | 16.8207 | 17.3207 | 30.5404 | 0 | 0 | 0 | 0 | 0 | 0 | 0 | 0 | 0 | 0 | 0 | 0 | 0 | 0 | 0 | 0 | 0 | 0 | 0 | 0 | 0 | 0 | 0 | 0 | -34.7475 | -43.0399 | 0.62897 |  | 79 | 250.7731 | 2.6335 | No | No | Yes |  | Drop | NA | NA | NA |  | NA |  | 14.29% |  | 250.7731 | 115.56 | 0 |  | 27299.7308 | NA | I | NA | NA | NA | NA | NA | NA | NA | NA | NA | NA | NA | NA
3 | 130 | 140 | 130 140 Proper Refrigerant Charging and Air Flow / Single Detached - Manufactured | Proper Refrigerant Charging and Air Flow / Single Detached - Manufactured | 0 | 0 | -92.5713 | 23.5537 | 25.4287 | 43.1885 | 49.1592 | 50.2647 | 58.71 | 63.21 | 64.1944 | 54.835 | 0 | 0 | 0 | 0 | 0 | 0 | 0 | 0 | 0 | 0 | 0 | 0 | 0 | 0 | 0 | 0 | 0 | 0 | 339.973 | 213.9817 | 2.8447 |  | 79 | 363.8276 | 1.8152 | No | Yes | Yes |  | Drop | NA | NA | NA |  | NA |  | 14.29% |  | 363.8276 | 165.8804 | 0 |  | 17062.3317 | NA | I | NA | NA | NA | NA | NA | NA | NA | NA | NA | NA | NA | NA
3 | 130 | 141 | 130 141 Electronically Commutated Motors (ECM) on an Air Handler Unit / Single Detached - Manufactured | Electronically Commutated Motors (ECM) on an Air Handler Unit / Single Detached - Manufactured | 0 | 0 | -91.4293 | 35.4707 | 37.4707 | 70.0596 | 81.5303 | 82.6289 | 98.6972 | 107.3457 | 108.7051 | 88.9238 | 95.8926 | 84.2676 | 115.2207 | 87.3457 | 98.0644 | 0 | 0 | 0 | 0 | 0 | 0 | 0 | 0 | 0 | 0 | 0 | 0 | 0 | 1100.1935 | 637.7638 | 6.0257 |  | 89.9 | 486.3292 | 1.5453 | No | Yes | Yes |  | Drop | NA | NA | NA |  | NA |  | 14.29% |  | 486.3292 | 184.065 | 337.3284 |  | 22702.7166 | NA | M | NA | NA | NA | NA | NA | NA | NA | NA | NA | NA | NA | NA
3 | 130 | 142 | 130 142 Duct Repair / Single Detached - Manufactured | Duct Repair / Single Detached - Manufactured | 0 | 0 | -207.2121 | 14.6629 | 15.2879 | 31.0711 | 35.9852 | 36.8387 | 43.9285 | 47.6591 | 48.1122 | 39.5888 | 42.6826 | 37.5419 | 51.3544 | 37.6669 | 42.7294 | 43.7294 | 51.2919 | 51.7919 | 0 | 0 | 0 | 0 | 0 | 0 | 0 | 0 | 0 | 0 | 464.711 | 167.4521 | 1.7543 |  | 185 | 193.2279 | 8.0036 | No | No | No |  | Keep | 138.7708 | 2 | 75.01% |  | 37 |  | 41.76% |  | 193.2279 | 124.5267 | 159.0921 |  | 38390.2464 | 8015.1269 | M | 2569 | 2569 | 537.8211 | 1039.8575 | 1477.3089 | 1833.1217 | 2103.2749 | 2294.7425 | 2421.4133 | 2499.6397 | 2544.7344 | 2569
3 | 130 | 143 | 130 143 Reflective Roof / Single Detached - Manufactured | Reflective Roof / Single Detached - Manufactured | 0 | 0 | -773.115 | 33.085 | 35.335 | 59.6602 | 67.874 | 69.7002 | 81.8819 | 88.5499 | 89.3781 | 76.5109 | 80.5421 | 72.9953 | 95.714 | 76.0578 | 83.839 | 0 | 0 | 0 | 0 | 0 | 0 | 0 | 0 | 0 | 0 | 0 | 0 | 0 | 238.0082 | -153.1758 | 0.80988 |  | 768.7 | 508.0803 | 12.6476 | No | No | No |  | Drop | NA | NA | NA |  | NA |  | 14.29% |  | 508.0803 | 229.4083 | 0 |  | 14451.795 | NA | I | NA | NA | NA | NA | NA | NA | NA | NA | NA | NA | NA | NA
3 | 130 | 144 | 130 144 Radiant Barrier / Single Detached - Manufactured | Radient Barrier / Single Detached - Manufactured | 0 | 0 | -547.3589 | 27.8911 | 29.5161 | 54.9311 | 64.1997 | 65.0356 | 78.1958 | 84.9302 | 86.0786 | 70.2505 | 0 | 0 | 0 | 0 | 0 | 0 | 0 | 0 | 0 | 0 | 0 | 0 | 0 | 0 | 0 | 0 | 0 | 0 | 13.6699 | -151.4645 | 0.73658 |  | 538 | 381.1796 | 11.7987 | No | No | No |  | Drop | NA | NA | NA |  | NA |  | 14.29% |  | 381.1796 | 248.5334 | 121.8343 |  | 30392.2784 | NA | I | NA | NA | NA | NA | NA | NA | NA | NA | NA | NA | NA | NA
3 | 130 | 145 | 130 145 Window Film / Single Detached - Manufactured | Window Film / Single Detached - Manufactured | 0 | 0 | -300.7806 | 8.5194 | 8.7694 | 14.8124 | 16.1639 | 15.9862 | 18.8475 | 19.8085 | 20.4178 | 18.1757 | 0 | 0 | 0 | 0 | 0 | 0 | 0 | 0 | 0 | 0 | 0 | 0 | 0 | 0 | 0 | 0 | 0 | 0 | -159.2797 | -200.0625 | 0.35318 |  | 272.3 | 140.2945 | 16.2252 | No | No | No |  | Drop | NA | NA | NA |  | NA |  | 14.29% |  | 140.2945 | 45.4151 | -14.6377 |  | 28792.6848 | NA | I | NA | NA | NA | NA | NA | NA | NA | NA | NA | NA | NA | NA
3 | 130 | 146 | 130 146 Window Tinting / Single Detached - Manufactured | Window Tinting / Single Detached - Manufactured | 0 | 0 | -299.2891 | 9.8859 | 10.1359 | 17.9767 | 20.674 | 20.7443 | 25.1203 | 26.6515 | 27.5968 | 23.4796 | 24.1515 | 21.7296 | 28.8546 | 22.8859 | 25.0734 | 24.7609 | 29.6671 | 29.2609 | 31.6046 | 31.3859 | 31.3234 | 28.0734 | 29.0734 | 25.9171 | 27.8546 | 28.9484 | 29.5734 | 39.5734 | 392.6877 | -6.6543 | 0.97849 |  | 272.3 | 140.2946 | 16.2252 | No | No | No |  | Drop | NA | NA | NA |  | NA |  | 14.29% |  | 140.2946 | 73.7856 | 0 |  | 28792.6848 | NA | I | NA | NA | NA | NA | NA | NA | NA | NA | NA | NA | NA | NA
3 | 130 | 147 | 130 147 Default Window With Sunscreen / Single Detached - Manufactured | Default Window With Sunscreen / Single Detached - Manufactured | 0 | 0 | -68.2019 | 41.6981 | 43.9481 | 90.455 | 107.3651 | 109.2626 | 131.4403 | 144.2606 | 144.8075 | 115.3856 | 0 | 0 | 0 | 0 | 0 | 0 | 0 | 0 | 0 | 0 | 0 | 0 | 0 | 0 | 0 | 0 | 0 | 0 | 860.4213 | 584.87 | 6.3218 |  | 72.9 | 527 | 1.1564 | No | Yes | Yes |  | Drop | NA | NA | NA |  | NA |  | 14.29% |  | 527 | 460 | 0 |  | 40523.0379 | NA | N | NA | 7 | NA | NA | NA | NA | NA | NA | NA | NA | NA | NA
3 | 130 | 148 | 130 148 Single Pane Clear Windows to Double Pane Low-E Windows / Single Detached - Manufactured | Single Pane Clear Windows to Double Pane Low-E Windows / Single Detached - Manufactured | 0 | 0 | -956.3262 | 81.7738 | 86.0238 | 187.9632 | 225.3031 | 229.1361 | 278.4301 | 305.7582 | 304.9535 | 241.0707 | 261.7269 | 223.9613 | 324.8051 | 232.1488 | 263.0086 | 267.7274 | 319.0712 | 324.8212 | 333.4149 | 331.9149 | 338.0399 | 288.1024 | 293.8211 | 257.1649 | 265.3524 | 292.1961 | 300.9774 | 428.4149 | 6330.7553 | 2132.8651 | 3.0536 |  | 1001.6 | 984 | 8.5091 | No | No | No |  | Keep | 766.1808 | 2 | 76.5% |  | 37 |  | 41.76% |  | 984 | 510 | 1090 |  | 38390.2464 | 8015.1269 | M | 834.63 | 834.63 | 174.7301 | 337.8343 | 479.9557 | 595.554 | 683.3228 | 745.5278 | 786.6813 | 812.0959 | 826.7465 | 834.63
3 | 130 | 150 | 130 150 Ceiling R-0 to R-19 Insulation / Single Detached - Manufactured | Ceiling R-0 to R-19 Insulation / Single Detached - Manufactured | 0 | 0 | -352.924 | 25.901 | 27.026 | 63.5602 | 77.4449 | 78.5612 | 96.1041 | 104.6744 | 104.6822 | 81.5572 | 88.9166 | 74.6354 | 111.4322 | 78.026 | 89.4171 | 95.0109 | 109.0734 | 110.9484 | 113.9484 | 113.5421 | 0 | 0 | 0 | 0 | 0 | 0 | 0 | 0 | 1291.5376 | 505.1823 | 2.334 |  | 341.7 | 282.9693 | 10.0946 | No | No | No |  | Keep | 274.0004 | 2 | 80.19% |  | 37 |  | 41.76% |  | 282.9693 | 114.8804 | 506.6641 |  | 10179.232 | 2125.2231 | M | 152 | 152 | 31.8213 | 61.5252 | 87.4079 | 108.4603 | 124.4444 | 135.773 | 143.2677 | 147.8962 | 150.5643 | 152
3 | 130 | 151 | 130 151 Ceiling R-19 to R-38 Insulation / Single Detached - Manufactured | Ceiling R-19 to R-38 Insulation / Single Detached - Manufactured | 0 | 0 | -675.018 | 1.407 | 1.407 | 3.3415 | 3.614 | 3.1706 | 4.9695 | 4.571 | 5.1335 | 4.282 | 4.8132 | 3.6726 | 4.282 | 3.5007 | 4.532 | 4.2507 | 5.032 | 4.3757 | 5.5007 | 5.4695 | 0 | 0 | 0 | 0 | 0 | 0 | 0 | 0 | -597.693 | -634.3118 | 0.062085 |  | 639.3 | 13.5343 | 394.8691 | No | No | No |  | Drop | NA | NA | NA |  | NA |  | 14.29% |  | 13.5343 | 5.4727 | 24.2335 |  | 20164.5739 | NA | M | NA | NA | NA | NA | NA | NA | NA | NA | NA | NA | NA | NA
3 | 130 | 152 | 130 152 Wall 2x4 R-0 to Blow-In R-13 Insulation / Single Detached - Manufactured | Wall 2x4 R-0 to Blow-In R-13 Insulation / Single Detached - Manufactured | 0 | 0 | -2058.6686 | 3.9064 | 3.9064 | 8.6535 | 10.8283 | 10.341 | 13.5392 | 13.9923 | 14.5236 | 11.9689 | 12.5627 | 10.5158 | 14.5627 | 10.0314 | 12.1564 | 12.7502 | 14.5627 | 14.3127 | 16.0627 | 15.2189 | 0 | 0 | 0 | 0 | 0 | 0 | 0 | 0 | -1834.273 | -1940.9991 | 0.058773 |  | 2025.2 | 38.2306 | 442.833 | No | No | No |  | Drop | NA | NA | NA |  | NA |  | 14.29% |  | 38.2306 | 15.4673 | 68.4529 |  | 5816.704 | NA | M | NA | NA | NA | NA | NA | NA | NA | NA | NA | NA | NA | NA
3 | 130 | 153 | 130 153 Weather Strip/Caulk w/Blower Door / Single Detached - Manufactured | Weather Strip/Caulk w/Blower Door / Single Detached - Manufactured | 0 | 0 | -432.5929 | 4.5321 | 4.5321 | 6.3553 | 6.4168 | 0 | 0 | 0 | 0 | 0 | 0 | 0 | 0 | 0 | 0 | 0 | 0 | 0 | 0 | 0 | 0 | 0 | 0 | 0 | 0 | 0 | 0 | 0 | -410.7567 | -414.0763 | 0.052457 |  | 400 | 77.0011 | 43.4256 | No | No | No |  | Drop | NA | NA | NA |  | NA |  | 14.29% |  | 77.0011 | 2.7856 | 1.5695 |  | 12796.7488 | NA | M | NA | NA | NA | NA | NA | NA | NA | NA | NA | NA | NA | NA
3 | 190 | 191 | 190 191 HE Room Air Conditioner - EER 11 / Single Detached - Manufactured | HE Room Air Conditioner - EER 11 / Single Detached - Manufactured | 0 | 0 | -123.4252 | 13.5748 | 14.1998 | 25.607 | 29.4147 | 30.2477 | 35.9576 | 38.8014 | 39.1608 | 33.2154 | 35.4811 | 30.7154 | 41.7623 | 31.6061 | 35.7462 | 0 | 0 | 0 | 0 | 0 | 0 | 0 | 0 | 0 | 0 | 0 | 0 | 0 | 312.0651 | 143.3909 | 2.0466 |  | 100 | 185.8957 | 4.4969 | No | No | No |  | Keep | 55.525 | 2 | 55.52% |  | 37 |  | 41.76% |  | 185.8957 | 110.0233 | 0 |  | 9221.2019 | 1925.2052 | N | 21 | 21 | 0.63 | 1.68 | 3.36 | 6.3 | 10.5 | 14.7 | 17.64 | 19.32 | 20.37 | 21
3 | 190 | 192 | 190 192 HE Room Air Conditioner - EER 12 / Single Detached - Manufactured | HE Room Air Conditioner - EER 12 / Single Detached - Manufactured | 0 | 0 | -223.1686 | 24.3314 | 25.9564 | 46.9349 | 53.5023 | 54.8793 | 64.9564 | 70.8236 | 71.6673 | 59.347 | 63.0658 | 56.5345 | 76.1752 | 58.1752 | 64.9725 | 0 | 0 | 0 | 0 | 0 | 0 | 0 | 0 | 0 | 0 | 0 | 0 | 0 | 568.1532 | 261.5586 | 2.0589 |  | 210 | 340.6658 | 5.1532 | No | No | No |  | Keep | 128.4967 | 2 | 61.19% |  | 37 |  | 41.76% |  | 340.6658 | 201.5402 | 0 |  | 9273.0064 | 1936.021 | N | 62 | 62 | 1.86 | 4.96 | 9.92 | 18.6 | 31 | 43.4 | 52.08 | 57.04 | 60.14 | 62
3 | 190 | 196 | 190 196 Reflective Roof / Single Detached - Manufactured | Reflective Roof / Single Detached - Manufactured | 0 | 0 | -786.8191 | 18.6309 | 20.1309 | 34.128 | 38.295 | 39.3282 | 46.5294 | 49.9434 | 50.7247 | 43.2091 | 46.0059 | 41.5528 | 54.6622 | 42.5372 | 47.0997 | 0 | 0 | 0 | 0 | 0 | 0 | 0 | 0 | 0 | 0 | 0 | 0 | 0 | -214.0415 | -435.5511 | 0.45941 |  | 768.7 | 287.3962 | 22.3594 | No | No | No |  | Drop | NA | NA | NA |  | NA |  | 14.29% |  | 287.3962 | 129.8169 | 0 |  | 3141.6946 | NA | I | NA | NA | NA | NA | NA | NA | NA | NA | NA | NA | NA | NA
3 | 190 | 197 | 190 197 Window Film / Single Detached - Manufactured | Window Film / Single Detached - Manufactured | 0 | 0 | -52.9931 | 4.6569 | 4.7819 | 7.5778 | 8.3659 | 8.1842 | 9.7975 | 9.9303 | 10.7428 | 9.3444 | 0 | 0 | 0 | 0 | 0 | 0 | 0 | 0 | 0 | 0 | 0 | 0 | 0 | 0 | 0 | 0 | 0 | 0 | 20.3884 | -0.66485 | 0.98842 |  | 20.4 | 73.7634 | 2.3119 | No | No | Yes |  | Drop | NA | NA | NA |  | NA |  | 14.29% |  | 73.7634 | 23.8789 | -7.6961 |  | 6259.2793 | NA | I | NA | NA | NA | NA | NA | NA | NA | NA | NA | NA | NA | NA
3 | 190 | 198 | 190 198 Window Tinting / Single Detached - Manufactured | Window Tinting / Single Detached - Manufactured | 0 | 0 | -304.1918 | 5.3582 | 5.3582 | 9.7303 | 10.8202 | 11.1297 | 13.3426 | 14.0145 | 14.1239 | 12.4832 | 12.8114 | 11.9207 | 14.0457 | 10.6082 | 12.952 | 13.5457 | 15.452 | 15.4207 | 17.1082 | 16.7332 | 15.9207 | 14.4832 | 16.0145 | 14.6395 | 13.827 | 15.4207 | 15.452 | 19.4207 | 57.9456 | -150.6378 | 0.51297 |  | 272.3 | 73.7635 | 30.8596 | No | No | No |  | Drop | NA | NA | NA |  | NA |  | 14.29% |  | 73.7635 | 38.7959 | 0 |  | 6259.2793 | NA | N | NA | NA | NA | NA | NA | NA | NA | NA | NA | NA | NA | NA
3 | 190 | 199 | 190 199 Default Window With Sunscreen / Single Detached - Manufactured | Default Window With Sunscreen / Single Detached - Manufactured | 0 | 0 | -302.6681 | 6.7569 | 6.8819 | 14.7227 | 17.42 | 17.2403 | 21.1162 | 22.6475 | 22.8428 | 19.2256 | 0 | 0 | 0 | 0 | 0 | 0 | 0 | 0 | 0 | 0 | 0 | 0 | 0 | 0 | 0 | 0 | 0 | 0 | -153.8143 | -197.9947 | 0.35986 |  | 272.3 | 85.1079 | 26.7461 | No | No | No |  | Drop | NA | NA | NA |  | NA |  | 14.29% |  | 85.1079 | 73.3156 | -10.906 |  | 8809.3561 | NA | M | NA | NA | NA | NA | NA | NA | NA | NA | NA | NA | NA | NA
3 | 190 | 200 | 190 200 Single Pane Clear Windows to Double Pane Low-E Windows / Single Detached - Manufactured | Single Pane Clear Windows to Double Pane Low-E Windows / Single Detached - Manufactured | 0 | 0 | -306.3962 | 22.4288 | 23.8038 | 40.755 | 46.462 | 47.8077 | 56.7413 | 60.7532 | 60.9876 | 52.6204 | 55.7454 | 49.9485 | 65.5266 | 51.3704 | 56.7141 | 57.7141 | 66.9954 | 67.8391 | 69.9954 | 70.6204 | 71.5579 | 65.4954 | 66.7141 | 61.5891 | 63.4954 | 68.3079 | 70.1516 | 90.2454 | 1275.9898 | 360.6504 | 2.0972 |  | 291.7 | 338.5386 | 7.203 | No | No | No |  | Keep | 210.7056 | 2 | 72.23% |  | 37 |  | 41.76% |  | 338.5386 | 160.4511 | 93.6524 |  | 8345.7057 | 1742.4189 | M | 181.44 | 181.44 | 37.9845 | 73.4417 | 104.3375 | 129.4673 | 148.5474 | 162.0701 | 171.0164 | 176.5413 | 179.7262 | 181.44
3 | 190 | 202 | 190 202 Ceiling R-0 to R-19 Insulation / Single Detached - Manufactured | Ceiling R-0 to R-19 Insulation / Single Detached - Manufactured | 0 | 0 | -5693.9518 | 18.4982 | 19.9982 | 32.2628 | 35.8136 | 37.1603 | 43.506 | 46.3926 | 47.2207 | 40.9629 | 43.7129 | 39.9004 | 51.1191 | 40.5566 | 45.6353 | 45.6978 | 51.604 | 52.9165 | 55.8853 | 55.8228 | 0 | 0 | 0 | 0 | 0 | 0 | 0 | 0 | -4889.2861 | -5270.8409 | 0.077347 |  | 5675.7 | 300.1872 | 158.0558 | No | No | No |  | Drop | NA | NA | NA |  | NA |  | 14.29% |  | 300.1872 | 114.8289 | 121.0949 |  | 2212.8765 | NA | M | NA | NA | NA | NA | NA | NA | NA | NA | NA | NA | NA | NA
3 | 190 | 203 | 190 203 Ceiling R-19 to R-38 Insulation / Single Detached - Manufactured | Ceiling R-19 to R-38 Insulation / Single Detached - Manufactured | 0 | 0 | -377.6194 | 0.95559 | 1.0806 | 1.2437 | 1.4654 | 1.2769 | 1.8228 | 1.6587 | 1.9009 | 1.7368 | 1.4712 | 1.3462 | 1.4868 | 1.8618 | 1.6118 | 1.3618 | 1.7681 | 1.5181 | 2.1118 | 2.5181 | 0 | 0 | 0 | 0 | 0 | 0 | 0 | 0 | -347.4223 | -361.3884 | 0.045713 |  | 341.7 | 13.8946 | 205.5812 | No | No | No |  | Drop | NA | NA | NA |  | NA |  | 14.29% |  | 13.8946 | 5.2675 | 5.605 |  | 4383.603 | NA | M | NA | NA | NA | NA | NA | NA | NA | NA | NA | NA | NA | NA
3 | 190 | 204 | 190 204 Wall 2x4 R-0 to Blow-In R-13 Insulation / Single Detached - Manufactured | Wall 2x4 R-0 to Blow-In R-13 Insulation / Single Detached - Manufactured | 0 | 0 | -939.1291 | 1.4959 | 1.6209 | 1.8806 | 2.4217 | 2.1697 | 2.6365 | 2.4881 | 3.1443 | 2.4646 | 2.7303 | 2.2615 | 2.6209 | 2.2771 | 3.0584 | 2.8084 | 3.0896 | 2.8709 | 3.4334 | 3.3709 | 0 | 0 | 0 | 0 | 0 | 0 | 0 | 0 | -890.2855 | -913.0701 | 0.029165 |  | 903.5 | 22.4298 | 336.7338 | No | No | No |  | Drop | NA | NA | NA |  | NA |  | 14.29% |  | 22.4298 | 8.5081 | 9.0481 |  | 1264.5009 | NA | M | NA | NA | NA | NA | NA | NA | NA | NA | NA | NA | NA | NA
3 | 190 | 205 | 190 205 Weather Strip/Caulk w/Blower Door / Single Detached - Manufactured | Weather Strip/Caulk w/Blower Door / Single Detached - Manufactured | 0 | 0 | -434.2542 | 2.7458 | 2.7458 | 4.319 | 4.3249 | 0 | 0 | 0 | 0 | 0 | 0 | 0 | 0 | 0 | 0 | 0 | 0 | 0 | 0 | 0 | 0 | 0 | 0 | 0 | 0 | 0 | 0 | 0 | -420.1187 | -422.3071 | 0.033622 |  | 400 | 45.1734 | 74.0219 | No | No | No |  | Drop | NA | NA | NA |  | NA |  | 14.29% |  | 45.1734 | 1.6346 | 0.92076 |  | 2781.9019 | NA | M | NA | NA | NA | NA | NA | NA | NA | NA | NA | NA | NA | NA
3 | 220 | 221 | 220 221 CFL (18-Watt integral ballast), 0.5 hr/day / Single Detached - Manufactured | CFL (18-Watt integral ballast), 0.5 hr/day / Single Detached - Manufactured | 0 | 0 | -49.3895 | 2.4555 | 2.4555 | 3.1703 | 3.4233 | 3.4828 | 4.5336 | 4.6196 | 4.643 | 4.1899 | 4.4555 | 4.1274 | 4.8617 | 4.143 | 4.9242 | 4.7367 | 5.1742 | 5.4555 | 6.0492 | 5.518 | 5.5805 | 5.0805 | 5.5492 | 5.8617 | 4.8617 | 5.893 | 4.893 | 0 | 70.7492 | 3.1295 | 1.0605 |  | 14.72 | 37.5377 | 3.2781 | No | No | No |  | Keep | 5.7392 | 2 | 38.99% |  | 37 |  | 41.76% |  | 37.5377 | 2.0027 | 2.8003 |  | 122075.0777 | 25486.8706 | N | 25486.8706 | 25486.8706 | 764.6061 | 2038.9497 | 4077.8993 | 7646.0612 | 12743.4353 | 17840.8094 | 21408.9713 | 23447.921 | 24722.2645 | 25486.8706
3 | 230 | 231 | 230 231 CFL (18-Watt integral ballast), 2.5 hr/day / Single Detached - Manufactured | CFL (18-Watt integral ballast), 2.5 hr/day / Single Detached - Manufactured | 0 | 0 | -45.8616 | 16.7734 | 18.2734 | 24.5205 | 25.8789 | 0 | 0 | 0 | 0 | 0 | 0 | 0 | 0 | 0 | 0 | 0 | 0 | 0 | 0 | 0 | 0 | 0 | 0 | 0 | 0 | 0 | 0 | 0 | 39.5847 | 26.479 | 1.4219 |  | 25.76 | 328.4544 | 0.65562 | Yes | Yes | Yes |  | Drop | NA | NA | NA |  | NA |  | 14.29% |  | 328.4544 | 17.5237 | 24.5026 |  | 122075.0777 | NA | N | NA | NA | NA | NA | NA | NA | NA | NA | NA | NA | NA | NA
3 | 240 | 241 | 240 241 CFL (18-Watt integral ballast), 6.0 hr/day / Single Detached - Manufactured | CFL (18-Watt integral ballast), 6.0 hr/day / Single Detached - Manufactured | 0 | 0 | -33.7422 | 9.1528 | 0 | 0 | 0 | 0 | 0 | 0 | 0 | 0 | 0 | 0 | 0 | 0 | 0 | 0 | 0 | 0 | 0 | 0 | 0 | 0 | 0 | 0 | 0 | 0 | 0 | 0 | -24.5893 | -25.145 | 0.40863 |  | 5.52 | 168.9194 | 0.27318 | Yes | Yes | Yes |  | Drop | NA | NA | NA |  | NA |  | 14.29% |  | 168.9194 | 9.0122 | 12.6013 |  | 122075.0777 | NA | N | NA | NA | NA | NA | NA | NA | NA | NA | NA | NA | NA | NA
3 | 250 | 251 | 250 251 ROB 2L4'T8, 1EB / Single Detached - Manufactured | ROB 2L4'T8, 1EB / Single Detached - Manufactured | 0 | 0 | -36.9944 | 0.95559 | 0.83059 | 1.2437 | 1.4654 | 0.77688 | 1.3228 | 1.6587 | 1.9009 | 1.4868 | 1.2212 | 1.0962 | 1.2368 | 1.6118 | 1.002 | 1.0332 | 1.877 | 1.4082 | 2.4395 | 1.877 | 1.377 | 1.752 | 0.78322 | 1.752 | 1.752 | 2.2207 | 1.7207 | 1.627 | 2.4343 | -19.825 | 0.47414 |  | 0.7 | 12.3505 | 0.4738 | Yes | Yes | Yes |  | Drop | NA | NA | NA |  | NA |  | 14.29% |  | 12.3505 | 0.65077 | 0.92134 |  | 165615.894 | NA | N | NA | NA | NA | NA | NA | NA | NA | NA | NA | NA | NA | NA
3 | 250 | 252 | 250 252 RET 2L4'T8, 1EB / Single Detached - Manufactured | RET 2L4'T8, 1EB / Single Detached - Manufactured | 0 | 0 | -36.9944 | 0.95559 | 0.83059 | 1.2437 | 1.4654 | 0.77688 | 1.3228 | 1.6587 | 1.9009 | 1.4868 | 1.2212 | 1.0962 | 1.2368 | 1.6118 | 1.002 | 1.0332 | 1.877 | 1.4082 | 2.4395 | 1.877 | 1.377 | 1.752 | 0.78322 | 1.752 | 1.752 | 2.2207 | 1.7207 | 1.627 | 2.4343 | -19.825 | 0.47414 |  | 0.7 | 12.3505 | 0.4738 | Yes | Yes | Yes |  | Drop | NA | NA | NA |  | NA |  | 14.29% |  | 12.3505 | 0.65077 | 0.92134 |  | 165615.894 | NA | N | NA | NA | NA | NA | NA | NA | NA | NA | NA | NA | NA | NA
3 | 260 | 261 | 260 261 CFL - medium screw based <30 Watts / Single Detached - Manufactured | CFL - medium screw based <30 Watts / Single Detached - Manufactured | 0 | 0 | -41.226 | 3.899 | 0 | 0 | 0 | 0 | 0 | 0 | 0 | 0 | 0 | 0 | 0 | 0 | 0 | 0 | 0 | 0 | 0 | 0 | 0 | 0 | 0 | 0 | 0 | 0 | 0 | 0 | -37.327 | -37.5637 | 0.16525 |  | 8 | 68.9121 | 0.97046 | Yes | Yes | Yes |  | Drop | NA | NA | NA |  | NA |  | 14.29% |  | 68.9121 | 3.6226 | 5.1408 |  | 128588.2431 | NA | N | NA | NA | NA | NA | NA | NA | NA | NA | NA | NA | NA | NA
3 | 260 | 262 | 260 262 Photocell/timeclock / Single Detached - Manufactured | Photocell/timeclock / Single Detached - Manufactured | 0 | 0 | -43.7944 | 1.0806 | 1.0806 | 1.2437 | 1.5318 | 1.2769 | 1.8228 | 1.6587 | 2.2993 | 1.7368 | 1.4712 | 1.3462 | 1.4868 | 1.8618 | 1.6118 | 1.3618 | 2.0181 | 1.5181 | 2.6118 | 2.0181 | 1.5806 | 1.8931 | 1.8931 | 1.3306 | 1.8306 | 2.7993 | 2.2993 | 1.8306 | 2.6998 | -23.5188 | 0.47736 |  | 8 | 14.7309 | 4.5399 | No | No | No |  | Drop | NA | NA | NA |  | NA |  | 14.29% |  | 14.7309 | 0.77309 | 1.0989 |  | 124211.9205 | NA | N | NA | NA | NA | NA | NA | NA | NA | NA | NA | NA | NA | NA
3 | 300 | 301 | 300 301 HE Refrigerator - Energy Star version of above / Single Detached - Manufactured | HE Refrigerator - Energy Star version of above / Single Detached - Manufactured | 0 | 0 | -124.8578 | 11.5922 | 12.9672 | 16.7866 | 18.1625 | 18.4184 | 20.8891 | 21.7875 | 22.2641 | 21.2485 | 21.811 | 21.1235 | 24.1547 | 22.0297 | 0 | 0 | 0 | 0 | 0 | 0 | 0 | 0 | 0 | 0 | 0 | 0 | 0 | 0 | 128.3771 | 36.3801 | 1.2671 |  | 99.2 | 220.8798 | 3.7544 | No | No | No |  | Keep | 46.3552 | 2 | 46.73% |  | 37 |  | 41.76% |  | 220.8798 | 29.4455 | 27.273 |  | 146591.8643 | 30605.4925 | N | 30605.4925 | -1 | 918.1648 | 2448.4394 | 4896.8788 | 9181.6478 | 15302.7463 | 21423.8448 | 25708.6137 | 28157.0531 | 29687.3278 | 30605.4925
3 | 350 | 351 | 350 351 HE Freezer / Single Detached - Manufactured | HE Freezer / Single Detached - Manufactured | 0 | 0 | -83.8688 | 3.4312 | 3.5562 | 5.0357 | 5.8463 | 5.6021 | 6.814 | 6.9156 | 7.6109 | 6.7906 | 6.5562 | 0 | 0 | 0 | 0 | 0 | 0 | 0 | 0 | 0 | 0 | 0 | 0 | 0 | 0 | 0 | 0 | 0 | -25.7098 | -43.5684 | 0.49806 |  | 49.8 | 55.9182 | 7.4449 | No | No | No |  | Drop | NA | NA | NA |  | NA |  | 14.29% |  | 55.9182 | 7.4516 | 6.9045 |  | 36732.7296 | NA | N | NA | NA | NA | NA | NA | NA | NA | NA | NA | NA | NA | NA
3 | 400 | 401 | 400 401 Heat Pump Water Heater (EF=2.9) / Single Detached - Manufactured | Heat Pump Water Heater (EF=2.9) / Single Detached - Manufactured | 0 | 0 | -854.2985 | 74.9515 | 82.2015 | 111.5862 | 120.135 | 126.9632 | 142.1155 | 151.639 | 154.803 | 141.3265 | 0 | 0 | 0 | 0 | 0 | 0 | 0 | 0 | 0 | 0 | 0 | 0 | 0 | 0 | 0 | 0 | 0 | 0 | 251.4228 | -62.9418 | 0.93217 |  | 891 | 1384.0819 | 5.3814 | No | No | No |  | Drop | NA | NA | NA |  | NA |  | 14.29% |  | 1384.0819 | 107.3301 | 275.8368 |  | 79246.3149 | NA | N | NA | NA | NA | NA | NA | NA | NA | NA | NA | NA | NA | NA
3 | 400 | 403 | 400 403 Solar Water Heat / Single Detached - Manufactured | Solar Water Heat / Single Detached - Manufactured | 0 | 0 | -3859.9306 | 70.6944 | 77.3194 | 101.1055 | 109.254 | 115.0684 | 128.1632 | 136.2766 | 139.55 | 129.5422 | 135.5266 | 131.2922 | 153.5422 | 137.2297 | 146.1984 | 0 | 0 | 0 | 0 | 0 | 0 | 0 | 0 | 0 | 0 | 0 | 0 | 0 | -2149.1679 | -2805.7781 | 0.28588 |  | 3892 | 1371.2757 | 23.7264 | No | No | No |  | Drop | NA | NA | NA |  | NA |  | 14.29% |  | 1371.2757 | 151.8342 | 0 |  | 125125.7603 | NA | N | NA | NA | NA | NA | NA | NA | NA | NA | NA | NA | NA | NA
3 | 400 | 404 | 400 404 AC Heat Recovery Units / Single Detached - Manufactured | AC Heat Recovery Units / Single Detached - Manufactured | 0 | 0 | -23.3037 | 13.5713 | 14.6963 | 22.9434 | 25.3897 | 25.9707 | 30.8213 | 32.587 | 33.0791 | 29.1026 | 0 | 0 | 0 | 0 | 0 | 0 | 0 | 0 | 0 | 0 | 0 | 0 | 0 | 0 | 0 | 0 | 0 | 0 | 204.8579 | 138.9628 | 4.7558 |  | 0 | 223.1006 | 0 | Yes | Yes | Yes |  | Drop | NA | NA | NA |  | NA |  | 14.29% |  | 223.1006 | 76.427 | 0 |  | 121371.9875 | NA | N | NA | NA | NA | NA | NA | NA | NA | NA | NA | NA | NA | NA
3 | 400 | 405 | 400 405 Low Flow Showerhead / Single Detached - Manufactured | Low Flow Showerhead / Single Detached - Manufactured | 0 | 0 | -41.8875 | 8.6125 | 8.8625 | 12.8693 | 13.1691 | 13.4816 | 15.4718 | 15.839 | 17.175 | 15.5656 | 0 | 0 | 0 | 0 | 0 | 0 | 0 | 0 | 0 | 0 | 0 | 0 | 0 | 0 | 0 | 0 | 0 | 0 | 79.1587 | 44.8987 | 1.898 |  | 13 | 149.236 | 0.7282 | Yes | Yes | Yes |  | Drop | NA | NA | NA |  | NA |  | 14.29% |  | 149.236 | 11.5781 | 29.7416 |  | 76849.096 | NA | N | NA | NA | NA | NA | NA | NA | NA | NA | NA | NA | NA | NA
3 | 400 | 406 | 400 406 Pipe Wrap / Single Detached - Manufactured | Pipe Wrap / Single Detached - Manufactured | 0 | 0 | -35.7945 | 2.4555 | 2.4555 | 3.4203 | 3.6733 | 3.4828 | 4.5336 | 4.8696 | 4.643 | 4.1899 | 4.2055 | 4.1274 | 4.8617 | 0 | 0 | 0 | 0 | 0 | 0 | 0 | 0 | 0 | 0 | 0 | 0 | 0 | 0 | 0 | 11.1236 | -5.0168 | 0.86798 |  | 1 | 38.7168 | 0.21592 | Yes | Yes | Yes |  | Drop | NA | NA | NA |  | NA |  | 14.29% |  | 38.7168 | 3.0012 | 7.716 |  | 100268.9098 | NA | N | NA | NA | NA | NA | NA | NA | NA | NA | NA | NA | NA | NA
3 | 400 | 407 | 400 407 Faucet Aerators / Single Detached - Manufactured | Faucet Aerators / Single Detached - Manufactured | 0 | 0 | -37.8832 | 3.4918 | 3.4918 | 4.565 | 5.3209 | 4.8726 | 5.8199 | 6.1755 | 6.6989 | 6.1833 | 0 | 0 | 0 | 0 | 0 | 0 | 0 | 0 | 0 | 0 | 0 | 0 | 0 | 0 | 0 | 0 | 0 | 0 | 8.7363 | -4.4781 | 0.89078 |  | 4 | 58.362 | 0.57295 | Yes | Yes | Yes |  | Drop | NA | NA | NA |  | NA |  | 14.29% |  | 58.362 | 4.5247 | 11.6311 |  | 105020.1932 | NA | N | NA | NA | NA | NA | NA | NA | NA | NA | NA | NA | NA | NA
3 | 400 | 408 | 400 408 Water Heater Blanket / Single Detached - Manufactured | Water Heater Blanket / Single Detached - Manufactured | 0 | 0 | -47.0571 | 11.0679 | 11.8179 | 16.3424 | 17.7242 | 17.7359 | 20.5211 | 0 | 0 | 0 | 0 | 0 | 0 | 0 | 0 | 0 | 0 | 0 | 0 | 0 | 0 | 0 | 0 | 0 | 0 | 0 | 0 | 0 | 48.1524 | 28.1639 | 1.4856 |  | 21 | 198.6202 | 0.88385 | Yes | Yes | Yes |  | Drop | NA | NA | NA |  | NA |  | 14.29% |  | 198.6202 | 15.4086 | 39.5835 |  | 70070.4258 | NA | N | NA | NA | NA | NA | NA | NA | NA | NA | NA | NA | NA | NA
3 | 400 | 409 | 400 409 Water Heater Temperature Check and Adjustment / Single Detached - Manufactured | Water Heater Temperature Check and Adjustment / Single Detached - Manufactured | 0 | 0 | -35.7702 | 1.2298 | 1.3548 | 1.5667 | 2.1009 | 0 | 0 | 0 | 0 | 0 | 0 | 0 | 0 | 0 | 0 | 0 | 0 | 0 | 0 | 0 | 0 | 0 | 0 | 0 | 0 | 0 | 0 | 0 | -29.5182 | -30.4863 | 0.17604 |  | 0 | 19.3778 | 0 | Yes | Yes | Yes |  | Drop | NA | NA | NA |  | NA |  | 14.29% |  | 19.3778 | 1.5021 | 3.8618 |  | 50050.3041 | NA | N | NA | NA | NA | NA | NA | NA | NA | NA | NA | NA | NA | NA
3 | 400 | 410 | 400 410 Water Heater Timeclock / Single Detached - Manufactured | Water Heater Timeclock / Single Detached - Manufactured | 0 | 0 | -77.843 | 5.532 | 5.657 | 8.3962 | 9.2243 | 8.7282 | 10.1101 | 10.4929 | 11.4304 | 10.1257 | 0 | 0 | 0 | 0 | 0 | 0 | 0 | 0 | 0 | 0 | 0 | 0 | 0 | 0 | 0 | 0 | 0 | 0 | 1.8538 | -20.7377 | 0.75015 |  | 46 | 96.8889 | 3.9689 | No | No | No |  | Drop | NA | NA | NA |  | NA |  | 14.29% |  | 96.8889 | 7.5107 | 19.3092 |  | 90090.5474 | NA | N | NA | NA | NA | NA | NA | NA | NA | NA | NA | NA | NA | NA
3 | 400 | 411 | 400 411 Heat Trap / Single Detached - Manufactured | Heat Trap / Single Detached - Manufactured | 0 | 0 | -44.2667 | 9.3583 | 10.4833 | 14.8027 | 15.6786 | 15.9345 | 17.9052 | 18.8036 | 19.7802 | 18.5146 | 0 | 0 | 0 | 0 | 0 | 0 | 0 | 0 | 0 | 0 | 0 | 0 | 0 | 0 | 0 | 0 | 0 | 0 | 96.9945 | 56.8392 | 2.0526 |  | 17 | 175.083 | 0.81169 | Yes | Yes | Yes |  | Drop | NA | NA | NA |  | NA |  | 14.29% |  | 175.083 | 13.5739 | 34.8927 |  | 90090.5474 | NA | N | NA | NA | NA | NA | NA | NA | NA | NA | NA | NA | NA | NA
3 | 500 | 502 | 500 502 Energy Star CW CEE Tier 2 (MEF=2.0) / Single Detached - Manufactured | Energy Star CW CEE Tier 2 (MEF=2.0) / Single Detached - Manufactured | 0 | 0 | -212.8996 | 9.6004 | 10.1004 | 14.1072 | 14.9627 | 14.9695 | 16.9597 | 17.8269 | 18.8113 | 17.5535 | 17.866 | 0 | 0 | 0 | 0 | 0 | 0 | 0 | 0 | 0 | 0 | 0 | 0 | 0 | 0 | 0 | 0 | 0 | -60.1421 | -106.6067 | 0.52033 |  | 185.25 | 179.019 | 8.6505 | No | No | No |  | Drop | NA | NA | NA |  | NA |  | 14.29% |  | 179.019 | 25.1525 | 25.0943 |  | 151520.9243 | NA | N | NA | NA | NA | NA | NA | NA | NA | NA | NA | NA | NA | NA
3 | 500 | 503 | 500 503 Energy Star CW CEE Tier 3 (MEF=2.2) / Single Detached - Manufactured | Energy Star CW CEE Tier 3 (MEF=2.2) / Single Detached - Manufactured | 0 | 0 | -338.1141 | 12.5559 | 13.8059 | 18.3303 | 19.4621 | 20.2238 | 23.259 | 23.923 | 24.9543 | 22.9934 | 23.8059 | 0 | 0 | 0 | 0 | 0 | 0 | 0 | 0 | 0 | 0 | 0 | 0 | 0 | 0 | 0 | 0 | 0 | -134.8007 | -196.6817 | 0.43913 |  | 313.67 | 242.3365 | 10.8203 | No | No | No |  | Drop | NA | NA | NA |  | NA |  | 14.29% |  | 242.3365 | 34.0488 | 33.9699 |  | 157900.7527 | NA | N | NA | NA | NA | NA | NA | NA | NA | NA | NA | NA | NA | NA
3 | 700 | 701 | 700 701 Energy Star DW (EF=0.68) / Single Detached - Manufactured | Energy Star DW (EF=0.68) / Single Detached - Manufactured | 0 | 0 | -291.0931 | 9.4069 | 9.7819 | 13.4303 | 13.9772 | 14.2926 | 16.5787 | 16.9694 | 17.7897 | 17.0319 | 17.0787 | 16.6569 | 18.6569 | 0 | 0 | 0 | 0 | 0 | 0 | 0 | 0 | 0 | 0 | 0 | 0 | 0 | 0 | 0 | -109.4422 | -172.0756 | 0.42641 |  | 263 | 175.2343 | 12.5464 | No | No | No |  | Drop | NA | NA | NA |  | NA |  | 14.29% |  | 175.2343 | 17.1845 | 12.4432 |  | 73088.1503 | NA | N | NA | NA | NA | NA | NA | NA | NA | NA | NA | NA | NA | NA
3 | 800 | 801 | 800 801 Two Speed Pool Pump (1.5 hp) / Single Detached - Manufactured | Two Speed Pool Pump (1.5 hp) / Single Detached - Manufactured | 0 | 0 | -195.5821 | 86.7929 | 94.9179 | 132.1396 | 144.6767 | 0 | 0 | 0 | 0 | 0 | 0 | 0 | 0 | 0 | 0 | 0 | 0 | 0 | 0 | 0 | 0 | 0 | 0 | 0 | 0 | 0 | 0 | 0 | 262.9451 | 191.7999 | 1.6801 |  | 245 | 1567.6986 | 1.3064 | No | Yes | Yes |  | Drop | NA | NA | NA |  | NA |  | 14.29% |  | 1567.6986 | 334.7069 | 65.081 |  | 3523.7424 | NA | N | NA | NA | NA | NA | NA | NA | NA | NA | NA | NA | NA | NA
3 | 800 | 802 | 800 802 High Efficiency One Speed Pool Pump (1.5 hp) / Single Detached - Manufactured | High Efficiency One Speed Pool Pump (1.5 hp) / Single Detached - Manufactured | 0 | 0 | -73.5108 | 43.8642 | 48.2392 | 66.6552 | 72.6249 | 0 | 0 | 0 | 0 | 0 | 0 | 0 | 0 | 0 | 0 | 0 | 0 | 0 | 0 | 0 | 0 | 0 | 0 | 0 | 0 | 0 | 0 | 0 | 157.8727 | 122.016 | 2.0429 |  | 80 | 790.1266 | 0.8464 | Yes | Yes | Yes |  | Drop | NA | NA | NA |  | NA |  | 14.29% |  | 790.1266 | 168.6936 | 32.8011 |  | 3523.7424 | NA | N | NA | NA | NA | NA | NA | NA | NA | NA | NA | NA | NA | NA
3 | 800 | 803 | 800 803 Variable-Speed Pool Pump (<1 hp) / Single Detached - Manufactured | Variable-Speed Pool Pump (<1 hp) / Single Detached - Manufactured | 0 | 0 | -756.9638 | 130.4111 | 143.1611 | 199.3506 | 217.0879 | 227.8096 | 256.3877 | 274.829 | 281.0946 | 252.9384 | 0 | 0 | 0 | 0 | 0 | 0 | 0 | 0 | 0 | 0 | 0 | 0 | 0 | 0 | 0 | 0 | 0 | 0 | 1226.1063 | 660.1646 | 1.7443 |  | 850 | 2358.4383 | 3.0129 | No | No | No |  | Keep | 285.7504 | 2 | 33.62% |  | 37 |  | 41.76% |  | 2358.4383 | 503.5314 | 97.9075 |  | 3672.1105 | 766.6643 | N | 146.0202 | 146.0202 | 4.3806 | 11.6816 | 23.3632 | 43.8061 | 73.0101 | 102.2141 | 122.657 | 134.3386 | 141.6396 | 146.0202
3 | 800 | 804 | 800 804 PV-Powered Pool Pumps / Single Detached - Manufactured | PV-Powered Pool Pumps / Single Detached - Manufactured | 0 | 0 | -4763.5835 | 174.4165 | 191.1665 | 267.1176 | 289.8715 | 304.1401 | 343.5337 | 367.4283 | 373.9439 | 337.9986 | 0 | 0 | 0 | 0 | 0 | 0 | 0 | 0 | 0 | 0 | 0 | 0 | 0 | 0 | 0 | 0 | 0 | 0 | -2113.9669 | -2869.9127 | 0.41869 |  | 4900 | 3152.5253 | 12.9933 | No | No | No |  | Drop | NA | NA | NA |  | NA |  | 14.29% |  | 3152.5253 | 673.0706 | 130.873 |  | 2423.5929 | NA | N | NA | NA | NA | NA | NA | NA | NA | NA | NA | NA | NA | NA
3 | 900 | 901 | 900 901 Energy Star TV / Single Detached - Manufactured | Energy Star TV / Single Detached - Manufactured | 0 | 0 | -36.3105 | 0.93947 | 1.0645 | 0.91798 | 1.1436 | 0.709 | 1.6895 | 0 | 0 | 0 | 0 | 0 | 0 | 0 | 0 | 0 | 0 | 0 | 0 | 0 | 0 | 0 | 0 | 0 | 0 | 0 | 0 | 0 | -29.8466 | -31.1595 | 0.15785 |  | 0 | 11.8901 | 0 | Yes | Yes | Yes |  | Drop | NA | NA | NA |  | NA |  | 14.29% |  | 11.8901 | 1.49 | 1.3058 |  | 77942.346 | NA | N | NA | NA | NA | NA | NA | NA | NA | NA | NA | NA | NA | NA
3 | 910 | 911 | 910 911 Energy Star TV / Single Detached - Manufactured | Energy Star TV / Single Detached - Manufactured | 0 | 0 | -34.2542 | 2.8708 | 2.7458 | 4.069 | 4.3806 | 4.6266 | 5.3239 | 0 | 0 | 0 | 0 | 0 | 0 | 0 | 0 | 0 | 0 | 0 | 0 | 0 | 0 | 0 | 0 | 0 | 0 | 0 | 0 | 0 | -10.2375 | -15.3148 | 0.58609 |  | 0 | 45.763 | 0 | Yes | Yes | Yes |  | Drop | NA | NA | NA |  | NA |  | 14.29% |  | 45.763 | 5.7349 | 5.0259 |  | 22335.0723 | NA | N | NA | NA | NA | NA | NA | NA | NA | NA | NA | NA | NA | NA
3 | 920 | 921 | 920 921 Energy Star Set-Top Box / Single Detached - Manufactured | Energy Star Set-Top Box / Single Detached - Manufactured | 0 | 0 | -33.9639 | 3.2861 | 3.5361 | 4.7167 | 5.2148 | 4.5312 | 5.6767 | 0 | 0 | 0 | 0 | 0 | 0 | 0 | 0 | 0 | 0 | 0 | 0 | 0 | 0 | 0 | 0 | 0 | 0 | 0 | 0 | 0 | -7.0023 | -12.5786 | 0.66004 |  | 0 | 51.4161 | 0 | Yes | Yes | Yes |  | Drop | NA | NA | NA |  | NA |  | 14.29% |  | 51.4161 | 6.4433 | 5.6467 |  | 105966.8259 | NA | N | NA | NA | NA | NA | NA | NA | NA | NA | NA | NA | NA | NA
3 | 930 | 931 | 930 931 Energy Star DVD Player / Single Detached - Manufactured | Energy Star DVD Player / Single Detached - Manufactured | 0 | 0 | -35.4638 | 2.0362 | 1.9112 | 2.5293 | 3.0733 | 2.5743 | 3.708 | 0 | 0 | 0 | 0 | 0 | 0 | 0 | 0 | 0 | 0 | 0 | 0 | 0 | 0 | 0 | 0 | 0 | 0 | 0 | 0 | 0 | -19.6316 | -22.9484 | 0.37977 |  | 0 | 27.9604 | 0 | Yes | Yes | Yes |  | Drop | NA | NA | NA |  | NA |  | 14.29% |  | 27.9604 | 3.5039 | 3.0707 |  | 57500.432 | NA | N | NA | NA | NA | NA | NA | NA | NA | NA | NA | NA | NA | NA
3 | 940 | 941 | 940 941 Energy Star VCR / Single Detached - Manufactured | Energy Star VCR / Single Detached - Manufactured | 0 | 0 | -33.9236 | 3.4514 | 3.8264 | 5.1047 | 6.3664 | 5.424 | 6.9982 | 0 | 0 | 0 | 0 | 0 | 0 | 0 | 0 | 0 | 0 | 0 | 0 | 0 | 0 | 0 | 0 | 0 | 0 | 0 | 0 | 0 | -2.7525 | -9.3487 | 0.74733 |  | 0 | 57.9265 | 0 | Yes | Yes | Yes |  | Drop | NA | NA | NA |  | NA |  | 14.29% |  | 57.9265 | 7.2591 | 6.3617 |  | 13281.1017 | NA | N | NA | NA | NA | NA | NA | NA | NA | NA | NA | NA | NA | NA
3 | 950 | 951 | 950 951 Energy Star Desktop PC / Single Detached - Manufactured | Energy Star Desktop PC / Single Detached - Manufactured | 0 | 0 | -34.9397 | 2.3103 | 2.1853 | 3.1023 | 3.0975 | 3.1492 | 3.8728 | 0 | 0 | 0 | 0 | 0 | 0 | 0 | 0 | 0 | 0 | 0 | 0 | 0 | 0 | 0 | 0 | 0 | 0 | 0 | 0 | 0 | -17.2221 | -20.8976 | 0.4352 |  | 0 | 32.4659 | 0 | Yes | Yes | Yes |  | Drop | NA | NA | NA |  | NA |  | 14.29% |  | 32.4659 | 4.0685 | 3.5655 |  | 78820.5543 | NA | N | NA | NA | NA | NA | NA | NA | NA | NA | NA | NA | NA | NA
3 | 960 | 961 | 960 961 Energy Star Laptop PC / Single Detached - Manufactured | Energy Star Laptop PC / Single Detached - Manufactured | 0 | 0 | -36.0444 | 0.95559 | 1.0806 | 1.2437 | 1.4654 | 1.0269 | 1.5728 | 0 | 0 | 0 | 0 | 0 | 0 | 0 | 0 | 0 | 0 | 0 | 0 | 0 | 0 | 0 | 0 | 0 | 0 | 0 | 0 | 0 | -28.6996 | -30.1914 | 0.18402 |  | 0 | 13.2114 | 0 | Yes | Yes | Yes |  | Drop | NA | NA | NA |  | NA |  | 14.29% |  | 13.2114 | 1.6556 | 1.4509 |  | 22069.7552 | NA | N | NA | NA | NA | NA | NA | NA | NA | NA | NA | NA | NA | NA
5 | 200 | 211 | 200 211 LED 12W Blend / All | LED 12W Blend / All | 0 | 0 | -55.5 | 0 | 0 | 0 | 0 | 0 | 0 | 0 | 0 | 0 | 0 | 0 | 0 | 0 | 0 | 0 | 0 | 0 | 0 | 0 | 0 | 0 | 0 | 0 | 0 | 0 | 0 | 0 | -55.5 | -55.5 | 0 |  | 18.5 | 0.01 | 15465.181 | No | No | No |  | Drop | 0 | 15465.181 | 0% |  | 0 |  | 14.29% |  | 0.01 | 0.01 | 0.01 |  | 3088492.9668 | 220749.4247 | N | 0 | -1 | 0 | 0 | 0 | 0 | 0 | 0 | 0 | 0 | 0 | 0
5 | 200 | 222 | 200 222 LED 12W, 0.5hr/hday / All | LED 12W, 0.5hr/hday / All | 0 | 0 | -22.9597 | 0.41529 | 0.29029 | 0.59498 | 0.57545 | 0.37135 | 1.2747 | 0.57936 | 0.84498 | 0.99342 | 0.49342 | 0.66529 | 0.63404 | 0.66529 | 0.66529 | 0.41529 | 0.22779 | 0.72779 | 1.2903 | 0.66529 | 0.72779 | 0.66529 | 0.66529 | 0.66529 | 0.66529 | 0.63404 | 0.54029 | 0.35279 | -5.654 | -15.0261 | 0.35022 |  | 18.5 | 5.6 | 27.6164 | No | No | No |  | Drop | NA | NA | NA |  | NA |  | 14.29% |  | 5.6 | 0.29816 | 0.41776 |  | 8235981.2448 | NA | N | NA | NA | NA | NA | NA | NA | NA | NA | NA | NA | NA | NA
5 | 200 | 232 | 200 232 LED 12W, 2.5hr/hday / All | LED 12W, 2.5hr/hday / All | 0 | 0 | -19.6067 | 2.0362 | 1.9112 | 2.5293 | 2.7676 | 2.5743 | 3.708 | 3.0362 | 3.5518 | 3.708 | 3.458 | 2.9424 | 3.7237 | 2.7237 | 3.4737 | 3.4424 | 3.6299 | 3.6612 | 4.2237 | 4.2237 | 4.2862 | 3.3487 | 4.8174 | 4.6924 | 3.6924 | 4.1924 | 4.1299 | 0 | 70.8777 | 20.1743 | 1.9542 |  | 18.5 | 28 | 5.5233 | No | No | No |  | Keep | 11.8011 | 2 | 63.79% |  | 2.6429 |  | 41.76% |  | 28 | 1.4908 | 2.0888 |  | 14412967.1783 | 3009143.5264 | N | 440237.6979 | 440237.6979 | 13207.1309 | 35219.0158 | 70438.0317 | 132071.3094 | 220118.849 | 308166.3885 | 369799.6662 | 405018.6821 | 427030.567 | 440237.6979
5 | 200 | 242 | 200 242 LED 12W, 6.0hr/hday / All | LED 12W, 6.0hr/hday / All | 0 | 0 | -27.2005 | 3.7579 | 4.2579 | 5.5323 | 5.7696 | 5.587 | 6.4766 | 6.3163 | 6.8476 | 6.582 | 6.8476 | 0 | 0 | 0 | 0 | 0 | 0 | 0 | 0 | 0 | 0 | 0 | 0 | 0 | 0 | 0 | 0 | 0 | 30.7743 | 13.3228 | 1.4321 |  | 18.5 | 67.2 | 2.3014 | No | No | Yes |  | Keep | 2.4226 | 2 | 13.1% |  | 12.3333 |  | 41.76% |  | 67.2 | 3.578 | 5.0131 |  | 3088492.9668 | 644816.4699 | N | 94336.6496 | 94336.6496 | 2830.0995 | 7546.932 | 15093.8639 | 28300.9949 | 47168.3248 | 66035.6547 | 79242.7856 | 86789.7176 | 91506.5501 | 94336.6496
5 | 260 | 263 | 260 263 LED Directional 13W (Flood, Outdoor) / All | LED Directional 13W (Flood, Outdoor) / All | 0 | 0 | -58.7834 | 5.4916 | 5.4916 | 8.1859 | 8.9759 | 8.7797 | 10.5072 | 10.3704 | 11.4329 | 0 | 0 | 0 | 0 | 0 | 0 | 0 | 0 | 0 | 0 | 0 | 0 | 0 | 0 | 0 | 0 | 0 | 0 | 0 | 10.4517 | -7.7592 | 0.87857 |  | 26.9 | 87.7 | 2.5641 | No | No | Yes |  | Drop | NA | NA | NA |  | NA |  | 14.29% |  | 87.7 | 0 | 0 |  | 1030396.1669 | NA | N | NA | NA | NA | NA | NA | NA | NA | NA | NA | NA | NA | NA
5 | 999 | 302 | 999 302 Refrigerator recycling / All | Refrigerator recycling / All | 0 | 0 | 13.8282 | 51.9532 | 57.5782 | 74.5177 | 80.4307 | 84.295 | 95.1485 | 0 | 0 | 0 | 0 | 0 | 0 | 0 | 0 | 0 | 0 | 0 | 0 | 0 | 0 | 0 | 0 | 0 | 0 | 0 | 0 | 0 | 457.7515 | 364.755 | 10.8582 |  | 0 | 1003.32 | 0 | Yes | Yes | Yes |  | Drop | NA | NA | NA |  | NA |  | 14.29% |  | 1003.32 | 145.8 | 101.9313 |  | 332868.9345 | NA | N | NA | NA | NA | NA | NA | NA | NA | NA | NA | NA | NA | NA
5 | 999 | 352 | 999 352 Freezer recycling / All | Freezer recycling / All | 0 | 0 | 4.0505 | 41.8005 | 46.4255 | 60.4587 | 65.0905 | 68.1364 | 75.8083 | 0 | 0 | 0 | 0 | 0 | 0 | 0 | 0 | 0 | 0 | 0 | 0 | 0 | 0 | 0 | 0 | 0 | 0 | 0 | 0 | 0 | 361.7702 | 286.9148 | 8.7545 |  | 0 | 808.92 | 0 | Yes | Yes | Yes |  | Drop | NA | NA | NA |  | NA |  | 14.29% |  | 808.92 | 116.64 | 81.545 |  | 14155.3381 | NA | N | NA | NA | NA | NA | NA | NA | NA | NA | NA | NA | NA | NA
5 | 999 | 962 | 999 962 Smart Plug / All | Smart Plug / All | 0 | 0 | -64.2143 | 13.2857 | 14.0357 | 19.109 | 20.2476 | 21.2554 | 23.6607 | 24.5513 | 25.3013 | 23.8013 | 0 | 0 | 0 | 0 | 0 | 0 | 0 | 0 | 0 | 0 | 0 | 0 | 0 | 0 | 0 | 0 | 0 | 0 | 121.0339 | 68.7436 | 1.8928 |  | 40 | 250 | 1.3375 | No | Yes | Yes |  | Drop | NA | NA | NA |  | NA |  | 14.29% |  | 250 | 28.5388 | 28.5388 |  | 744695.3869 | NA | N | NA | NA | NA | NA | NA | NA | NA | NA | NA | NA | NA | NA
[39 empty] | 182026113.2473 | [6 empty] | 62 | 121183147.6839 |  |  |  | 32297297.7938 | [7 empty] | gWh | 1221.2468 |  | 254.3101 |  | 25.5175 | 52.7371 | 82.0864 | 117.5405 | 158.9432 | 197.291 | 223.8488 | 239.2516 | 248.7309 | 254.3101
[59 empty] | smW | 527.5373 |  | 92.3651 |  | 14.1113 | 27.9246 | 41.0223 | 53.8587 | 66.3349 | 76.8744 | 84.071 | 88.3272 | 90.8938 | 92.3651
[59 empty] | wmW | 565.4065 |  | 181.7954 |  | 34.5894 | 67.3029 | 96.5127 | 121.7208 | 142.6729 | 158.6493 | 169.3676 | 175.8618 | 179.6806 | 181.7954
|  |  | 1 |  | 3 | 4 | 5 | 6 | 7 | 8 | 9 | 10 | 11 | 12 | 13 | 14 | 15 | 16 | 17 | 18 | 19 | 20 | 21 | 22 | 23 | 24 | 25 | 26 | 27 | 28 | 29 | 30 | 31 | 32 | 33 | 34 | 35 | 36 | 37 | 38 | 39 | 40 | 41 | 42 | 43 | 44 | 45 | 46 | 47 | 48 | #REF! | #REF! | #REF! | #REF! | #REF! | #REF! | #REF! | #REF! | #REF! | #REF! |  | 1 | 2 | 3 | 4 | 5 | 6 | 7 | 8 | 9 | 10 | 11 | 12
Note on AN8: Toledo, Oscar: 2629.38
Note on AN43: Toledo, Oscar: 1878.51
Note on BM66: Toledo, Oscar: -1 means ICF Part
Note on BM155: Toledo, Oscar: -1 means ICF Part
Note on BM244: Toledo, Oscar: -1 means ICF Part
Note on BM270: Toledo, Oscar: -1 means ICF part
Note on BM272: Eberle, Bill: 19% of 77% Residential Survey 2013 - 77% adopted CFL 19% adopted LED

## Payback-Acceptance
Payback | Max Adoption Rate
Year | Residential | Commercial
0 | 60% | 90%
0.05 | 59.62% | 88.49%
0.1 | 59.23% | 86.98%
0.15 | 58.85% | 85.48%
0.2 | 58.47% | 83.97%
0.25 | 58.08% | 82.46%
0.3 | 57.63% | 80.89%
0.35 | 57.17% | 79.32%
0.4 | 56.71% | 77.75%
0.45 | 56.26% | 76.18%
0.5 | 55.8% | 74.61%
0.55 | 55.31% | 73.23%
0.6 | 54.82% | 71.84%
0.65 | 54.33% | 70.45%
0.7 | 53.84% | 69.07%
0.75 | 53.35% | 67.68%
0.8 | 52.88% | 66.15%
0.85 | 52.41% | 64.62%
0.9 | 51.94% | 63.09%
0.95 | 51.47% | 61.56%
1 | 51% | 60.03%
1.05 | 50.56% | 58.49%
1.1 | 50.13% | 56.94%
1.15 | 49.69% | 55.4%
1.2 | 49.25% | 53.86%
1.25 | 48.82% | 52.32%
1.3 | 48.35% | 50.86%
1.35 | 47.89% | 49.4%
1.4 | 47.42% | 47.94%
1.45 | 46.96% | 46.49%
1.5 | 46.49% | 45.03%
1.55 | 46.02% | 43.58%
1.6 | 45.54% | 42.14%
1.65 | 45.07% | 40.69%
1.7 | 44.59% | 39.25%
1.75 | 44.12% | 37.8%
1.8 | 43.64% | 36.31%
1.85 | 43.17% | 34.81%
1.9 | 42.7% | 33.32%
1.95 | 42.23% | 31.83%
2 | 41.76% | 30.34%
2.05 | 41.3% | 29.01%
2.1 | 40.84% | 27.67%
2.15 | 40.39% | 26.34%
2.2 | 39.93% | 25.01%
2.25 | 39.47% | 23.68%
2.3 | 39.04% | 22.92%
2.35 | 38.61% | 22.16%
2.4 | 38.18% | 21.4%
2.45 | 37.74% | 20.64%
2.5 | 37.31% | 19.88%
2.55 | 36.91% | 19.47%
2.6 | 36.51% | 19.05%
2.65 | 36.12% | 18.64%
2.7 | 35.72% | 18.23%
2.75 | 35.32% | 17.81%
2.8 | 34.96% | 17.5%
2.85 | 34.59% | 17.2%
2.9 | 34.23% | 16.89%
2.95 | 33.87% | 16.58%
3 | 33.51% | 16.28%
3.05 | 33.19% | 16.07%
3.1 | 32.87% | 15.87%
3.15 | 32.55% | 15.66%
3.2 | 32.23% | 15.46%
3.25 | 31.92% | 15.25%
3.3 | 31.64% | 15.08%
3.35 | 31.37% | 14.9%
3.4 | 31.1% | 14.72%
3.45 | 30.82% | 14.55%
3.5 | 30.55% | 14.37%
3.55 | 30.33% | 14.21%
3.6 | 30.11% | 14.04%
3.65 | 29.89% | 13.87%
3.7 | 29.67% | 13.7%
3.75 | 29.45% | 13.54%
3.8 | 29.24% | 13.38%
3.85 | 29.04% | 13.22%
3.9 | 28.83% | 13.06%
3.95 | 28.62% | 12.9%
4 | 28.41% | 12.75%
4.05 | 28.22% | 12.6%
4.1 | 28.03% | 12.45%
4.15 | 27.84% | 12.31%
4.2 | 27.65% | 12.16%
4.25 | 27.46% | 12.01%
4.3 | 27.28% | 11.87%
4.35 | 27.1% | 11.74%
4.4 | 26.91% | 11.6%
4.45 | 26.73% | 11.46%
4.5 | 26.55% | 11.33%
4.55 | 26.4% | 11.2%
4.6 | 26.25% | 11.07%
4.65 | 26.1% | 10.94%
4.7 | 25.95% | 10.81%
4.75 | 25.8% | 10.68%
4.8 | 25.68% | 10.56%
4.85 | 25.55% | 10.44%
4.9 | 25.42% | 10.32%
4.95 | 25.29% | 10.2%
5 | 25.17% | 10.08%
5.05 | 25.04% | 9.976%
5.1 | 24.91% | 9.873%
5.15 | 24.78% | 9.77%
5.2 | 24.65% | 9.666%
5.25 | 24.51% | 9.563%
5.3 | 24.38% | 9.471%
5.35 | 24.25% | 9.379%
5.4 | 24.12% | 9.286%
5.45 | 23.98% | 9.194%
5.5 | 23.85% | 9.101%
5.55 | 23.71% | 9.02%
5.6 | 23.58% | 8.938%
5.65 | 23.44% | 8.856%
5.7 | 23.31% | 8.774%
5.75 | 23.17% | 8.692%
5.8 | 23.04% | 8.621%
5.85 | 22.9% | 8.549%
5.9 | 22.76% | 8.478%
5.95 | 22.63% | 8.406%
6 | 22.49% | 8.335%
6.05 | 22.35% | 8.273%
6.1 | 22.21% | 8.212%
6.15 | 22.07% | 8.151%
6.2 | 21.94% | 8.089%
6.25 | 21.8% | 8.028%
6.3 | 21.67% | 7.967%
6.35 | 21.55% | 7.905%
6.4 | 21.42% | 7.844%
6.45 | 21.29% | 7.782%
6.5 | 21.17% | 7.721%
6.55 | 21.04% | 7.67%
6.6 | 20.92% | 7.618%
6.65 | 20.79% | 7.567%
6.7 | 20.66% | 7.516%
6.75 | 20.54% | 7.465%
6.8 | 20.41% | 7.413%
6.85 | 20.28% | 7.362%
6.9 | 20.15% | 7.311%
6.95 | 20.03% | 7.259%
7 | 19.9% | 7.208%
7.05 | 19.78% | 7.167%
7.1 | 19.67% | 7.126%
7.15 | 19.56% | 7.084%
7.2 | 19.44% | 7.043%
7.25 | 19.33% | 7.002%
7.3 | 19.22% | 6.961%
7.35 | 19.1% | 6.919%
7.4 | 18.99% | 6.878%
7.45 | 18.87% | 6.836%
7.5 | 18.76% | 6.795%
7.55 | 18.64% | 6.754%
7.6 | 18.53% | 6.712%
7.65 | 18.42% | 6.671%
7.7 | 18.3% | 6.629%
7.75 | 18.19% | 6.588%
7.8 | 18.09% | 6.556%
7.85 | 17.99% | 6.525%
7.9 | 17.88% | 6.494%
7.95 | 17.78% | 6.463%
8 | 17.68% | 6.431%
8.05 | 17.58% | 6.4%
8.1 | 17.48% | 6.368%
8.15 | 17.38% | 6.337%
8.2 | 17.28% | 6.306%
8.25 | 17.18% | 6.274%
8.3 | 17.08% | 6.243%
8.35 | 16.98% | 6.211%
8.4 | 16.88% | 6.179%
8.45 | 16.78% | 6.148%
8.5 | 16.68% | 6.116%
8.55 | 16.59% | 6.095%
8.6 | 16.5% | 6.074%
8.65 | 16.42% | 6.053%
8.7 | 16.33% | 6.031%
8.75 | 16.24% | 6.01%
8.8 | 16.16% | 5.989%
8.85 | 16.07% | 5.967%
8.9 | 15.99% | 5.946%
8.95 | 15.9% | 5.924%
9 | 15.81% | 5.903%
9.05 | 15.73% | 5.881%
9.1 | 15.64% | 5.86%
9.15 | 15.55% | 5.838%
9.2 | 15.47% | 5.816%
9.25 | 15.38% | 5.795%
9.3 | 15.31% | 5.784%
9.35 | 15.24% | 5.773%
9.4 | 15.16% | 5.762%
9.45 | 15.09% | 5.751%
9.5 | 15.02% | 5.74%
9.55 | 14.95% | 5.729%
9.6 | 14.87% | 5.718%
9.65 | 14.8% | 5.706%
9.7 | 14.73% | 5.695%
9.75 | 14.66% | 5.684%
9.8 | 14.58% | 5.673%
9.85 | 14.51% | 5.662%
9.9 | 14.44% | 5.65%
9.95 | 14.37% | 5.639%
10 | 14.29% | 5.628%

## Assumptions
Assumptions
1 | Started with updated Technical Potential completed on 9/30/13
2 | Used unstacked Impacts from ITRON, except where measure matched existing DEF measure, DEF impacts were applied.
3 | Impacts are adjusted for Codes and Standards 2015
4 | Included new measures provided by stakeholders and adjusted for FL specific conditions
5 | Used commission prescribed cost effectiveness test for RIM and TRC
6 | RIM and TRC Benefits are equal see tab: RIM & TRC Benefits
7 | RIM Economic Potential uses only lost revenue on cost side of equation
8 | TRC Economic Potential uses only incremental customer cost on cost side of equation
9 | Participation is from Program Managers where available or ICF Adoption curve
10 | Where Program Managers' projections exceeded Applicable Participants from ITRON, Participation set to Applicable Participants
11 | Base Case provided by DEF IRP group on 11/11/13
12 | DEF Retail rates provided by DEF Regulatory Planning on 12/23
13 | Program Costs based on Florida experience as filed in ECCR
14 | Incentive projections were calculated as either the inentive level that brought measure to two year payback or the residual net benefit
15 | For Achievable Potential all measures screened at 2 year payback