## Total Summary Tab
Duke TP Comparison of Changes
| System Total - Technical Potential |  |  | TP as % Sales |  | Residential |  |  | Commercial |  |  | Industrial
| GWH | % Change | Cumulative % Change | Sales MWH | TP % of Sales | GWH | % Change | Cumulative % Change | GWH | % Change | Cumulative % Change | GWH | % Change | Cumulative % Change
ITRON Original (Table ES-1) | 12351 |  |  | 39412742.585 | 31.34% | 8232 |  |  | 3648 |  |  | 471
Plus: Standard Changes | 10523.1108 | -14.8% | -14.8% | 37718162 | 27.9% | 6898.9998 | -16.19% | -16.19% | 3156.4585 | -13.47% | -13.47% | 467.6525 | -0.7107% | -0.7107%
Plus: New Measures | 12458.046 | 15.67% | 0.8667% | 37718162 | 33.03% | 8105.9066 | 14.66% | -1.532% | 3832.8383 | 18.54% | 5.067% | 519.3011 | 10.97% | 10.26%
Plus: System Load Growth | 12595.0845 | 1.11% | 1.976% | 37718162 | 33.39% | 8195.0716 | 1.083% | -0.4486% | 3874.9995 | 1.156% | 6.223% | 525.0134 | 1.213% | 11.47%
Plus: 2007-12 Actual Achievements | 12073.0845 | -4.226% | -2.25% | 37718163 | 32.01% | 7973.0716 | -2.697% | -3.145% | 4100.0129 | 0 | 0 | 0 | 0 | 0
2007-12 Actual Achievements | [5 empty] | 222 | 0 | 0 | 300 | 0 | 0 | 0 | 0 | 0
System Load Growth | [5 empty] | 1.1% | 0% | 0% | 1.1% | 0% | 0% | 1.1% | 0% | 0%
Number of New Measures | 27 | 0 | 0 |  |  | 7 | 0 | 0 | 15 | 0 | 0 | 5 | 0 | 0

## Residential
[8 empty] | Original GWH | SMW | WMW |  |  | Original GWH | GWH | SMW | WMW | GWH | SMW | WMW
[8 empty] | 8148.3575 | 2135.6141 | 1426.5874 |  |  | 8232 | 8105.9066 | 1908.7994 | 1290.5903 | 7973.0716 | 1813.6544 | 1110.7833
[7 empty] | Itron ES-1 | 8232 | 2140 | 1479 |  |  |  | 0.98468 |  |  | Contribution to final totals
[8 empty] | 1.016% | 0.205% | 3.544% |  |  |  | -1.532%
|  |  | 10 CFR Ch.II 1-1-12 |  | Measure | RET = 1 |  | ROB-adjusted savings |  |  | DUKE | DUKE | DUKE | DUKE | DUKE | DUKE
Measure # | Measure |  | p473 | old/remove | Life | ROB = 2 |  | GWH | SMW | WMW | Adj Factor GWH | Adj Factor MW | ROB GWH | New GWH | New SMW | New WMW
100 | Base 13 SEER Split-System Air Conditioner & Strip Heater
101 | Base 14 SEER Split-System Air Conditioner | New DOE standard | http://www1.eere.energy.gov/buildings/appliance_standards/product.aspx/productid/75 | new baseline | 18 | 2 |  | 54.0712 | 25.9156 | 0 | 0 | 0 | 0 | 0 | 0 | 0 | 0 | 0 | 0
102 | 15 SEER Split-System Air Conditioner |  | http://www1.eere.energy.gov/buildings/appliance_standards/product.aspx/productid/75 | affected measures | 18 | 2 |  | 38.4289 | 20.2761 | 0 | 0.42954 | 0.42954 | 38.4289 | 16.5066 | 8.7093 | 0 | 16.2361 | 8.2752 | 0
103 | 17 SEER Split-System Air Conditioner |  | http://www1.eere.energy.gov/buildings/appliance_standards/product.aspx/productid/75 | dependent | 18 | 2 |  | 51.8849 | 29.3237 | 0 | 0.63948 | 0.63948 | 51.8849 | 33.1794 | 18.7519 | 0 | 32.6356 | 17.8172 | 0
104 | 19 SEER Split-System Air Conditioner |  | http://www1.eere.energy.gov/buildings/appliance_standards/product.aspx/productid/75 |  | 18 | 2 |  | 38.6197 | 21.8158 | 0 | 0.7176 | 0.7176 | 38.6197 | 27.7133 | 15.6549 | 0 | 27.2592 | 14.8746 | 0
105 | 14 SEER Split-System Heat Pump |  | http://www1.eere.energy.gov/buildings/appliance_standards/product.aspx/productid/75 |  | 15 | 2 |  | 171.368 | 26.2033 | 124.7278 | 0.68165 | 0.68 | 171.368 | 116.8135 | 17.8616 | 85.0211 | 114.8992 | 16.9712 | 73.1758
106 | 15 SEER Split-System Heat Pump |  | http://www1.eere.energy.gov/buildings/appliance_standards/product.aspx/productid/75 |  | 15 | 2 |  | 62.9465 | 14.6764 | 38.7456 | 0.74783 | 0.75 | 62.9465 | 47.0733 | 10.9754 | 28.9751 | 46.3019 | 10.4284 | 24.9383
107 | 17 SEER Split-System Heat Pump |  | http://www1.eere.energy.gov/buildings/appliance_standards/product.aspx/productid/75 |  | 15 | 2 |  | 82.7277 | 25.4544 | 43.5271 | 0.80407 | 0.8 | 82.7277 | 66.5193 | 20.4673 | 34.999 | 65.4292 | 19.4471 | 30.1229
108 | 13 EER Geothermal Heat Pump |  | http://www1.eere.energy.gov/buildings/appliance_standards/product.aspx/productid/75 | [13 empty] | 0 | 0 | 0
109 | HVAC Proper Sizing |  |  |  | 15 | 2 |  | 17.3074 | 23.172 |  | 0 | 0 | 0 | 0 | 0 | 0 | 0 | 0 | 0
110 | Attic Venting |  | These Measures are based on HVAC system usage, therefore savings are directly dependent on the baseline. For example, if the baseline HVAC system becomes 10% more efficient then, all other thing equal, measures will follow the 10% change in baseline. | [13 empty] | 0 | 0 | 0
111 | Sealed Attic w/Sprayed Foam Insulated Roof Deck |  |  |  | 40 | 1 |  | 156.9773 | 57.1116 | 145.0635 | 0.93523 | 0.93523 | 156.9773 | 146.8103 | 53.4127 | 135.6682 | 144.4045 | 50.7503 | 116.7667
112 | AC Maintenance (Outdoor Coil Cleaning) |  |  |  | 4 | 1 |  | 180.0005 | 71.7589 | 0 | 0.93523 | 0.93523 | 180.0005 | 168.3424 | 67.1113 | 0 | 165.5837 | 63.7661 | 0
113 | AC Maintenance (Indoor Coil Cleaning) |  |  |  | 4 | 1 |  | 168.481 | 67.2093 | 0 | 0.93523 | 0.93523 | 168.481 | 157.569 | 62.8564 | 0 | 154.9868 | 59.7233 | 0
114 | Proper Refrigerant Charging and Air Flow |  |  |  | 10 | 1 |  | 185.5916 | 73.1387 | 0 | 0.93523 | 0.93523 | 185.5916 | 173.5714 | 68.4017 | 0 | 170.727 | 64.9922 | 0
115 | Electronically Commutated Motors (ECM) on an Air Handler Unit |  |  |  | 15 | 2 |  | 113.1754 | 38.376 | 0 | 0.93523 | 0.93523 | 113.1754 | 105.8454 | 35.8905 | 0 | 104.1109 | 34.1015 | 0
116 | Duct Repair |  |  |  | 18 | 1 |  | 219.8257 | 101.0714 | 124.3179 | 0.93523 | 0.93523 | 219.8257 | 205.5882 | 94.5253 | 116.2662 | 202.2191 | 89.8137 | 100.0678
117 | Reflective Roof |  |  |  | 15 | 2 |  | 225.4409 | 91.4859 | 0 | 0.93523 | 0.93523 | 225.4409 | 210.8397 | 85.5607 | 0 | 207.3846 | 81.2958 | 0
118 | Radient Barrier |  |  |  | 10 | 1 |  | 162.0768 | 91.9561 | 44.1389 | 0.93523 | 0.93523 | 162.0768 | 151.5795 | 86.0003 | 41.2802 | 149.0955 | 81.7136 | 35.529
119 | Window Film |  |  |  | 10 | 1 |  | 55.5713 | 19.0032 | -6.8411 | 0.93523 | 0.93523 | 55.5713 | 51.9721 | 17.7724 | -6.3981 | 51.1204 | 16.8865 | -5.5067
120 | Window Tinting |  |  |  | 40 | 2 |  | 17.3829 | 8.0637 | 0 | 0.93523 | 0.93523 | 17.3829 | 16.257 | 7.5414 | 0 | 15.9906 | 7.1655 | 0
121 | Default Window With Sunscreen |  |  |  | 10 | 1 |  | 161.2713 | 120.8575 | -16.9201 | 0.93523 | 0.93523 | 161.2713 | 150.8263 | 113.0299 | -15.8242 | 148.3546 | 107.3959 | -13.6195
122 | Single Pane Clear Windows to Double Pane Low-E Windows |  |  |  | 40 | 2 |  | 105.0074 | 43.2085 | 23.7647 | 0.93523 | 0.93523 | 105.0074 | 98.2064 | 40.41 | 22.2255 | 96.5971 | 38.3957 | 19.129
124 | Ceiling R-0 to R-19 Insulation |  |  |  | 20 | 1 |  | 22.3634 | 8.4088 | 21.3583 | 0.93523 | 0.93523 | 22.3634 | 20.915 | 7.8642 | 19.975 | 20.5722 | 7.4722 | 17.1921
125 | Ceiling R-19 to R-38 Insulation |  |  |  | 20 | 1 |  | 5.4441 | 1.9659 | 0 | 0.93523 | 0.93523 | 5.4441 | 5.0915 | 1.8386 | 0 | 5.0081 | 1.7469 | 0
126 | Wall 2x4 R-0 to Blow-In R-13 Insulation |  |  |  | 20 | 1 |  | 11.0261 | 3.955 | 9.7531 | 0.93523 | 0.93523 | 11.0261 | 10.312 | 3.6989 | 9.1214 | 10.143 | 3.5145 | 7.8506
127 | Weather Strip/Caulk w/Blower Door |  |  |  | 5 | 1 |  | 21.999 | 0.68961 | 1.2538 | 0.93523 | 0.93523 | 21.999 | 20.5742 | 0.64495 | 1.1726 | 20.237 | 0.6128 | 1.0093
130 | Base 13 SEER Split-System Heat Pump |  | p473 | [13 empty] | 0 | 0 | 0
131 | Base 14 SEER Split-System Heat Pump | New DOE standard | http://www1.eere.energy.gov/buildings/appliance_standards/product.aspx/productid/75 |  | 15 | 2 |  | 66.8843 | 25.2983 | 13.4081 | 0 | 0 | 0 | 0 | 0 | 0 | 0 | 0 | 0
132 | 15 SEER Split-System Heat Pump |  | http://www1.eere.energy.gov/buildings/appliance_standards/product.aspx/productid/75 |  | 15 | 2 |  | 141.8211 | 58.5668 | 29.8691 | 0.42954 | 0.46429 | 141.8211 | 60.9174 | 25.1566 | 12.8299 | 59.9191 | 23.9027 | 11.0424
133 | 17 SEER Split-System Heat Pump |  | http://www1.eere.energy.gov/buildings/appliance_standards/product.aspx/productid/75 |  | 15 | 2 |  | 180.3934 | 79.2565 | 42.0059 | 0.63948 | 0.69643 | 180.3934 | 115.3581 | 50.683 | 26.862 | 113.4677 | 48.1567 | 23.1195
134 | 13 EER Geothermal Heat Pump |  | http://www1.eere.energy.gov/buildings/appliance_standards/product.aspx/productid/75 | [13 empty] | 0 | 0 | 0
135 | HVAC Proper Sizing |  |  |  | 15 | 2 |  | 9.0818 | 11.9563 |  | 0 | 0 | 0 | 0 | 0 | 0 | 0 | 0 | 0
136 | Attic Venting |  | These Measures are based on HVAC system usage, therefore savings are directly dependent on the baseline. For example, if the baseline HVAC system becomes 10% more efficient then, all other thing equal, measures will follow the 10% change in baseline. | [13 empty] | 0 | 0 | 0
137 | Sealed Attics |  |  |  | 40 | 1 |  | 66.1598 | 23.0176 | 99.436 | 0.919 | 0.93523 | 66.1598 | 60.8009 | 21.1532 | 91.3817 | 59.8045 | 20.0988 | 78.6503
138 | AC Maintenance (Outdoor Coil Cleaning) |  |  |  | 4 | 1 |  | 93.598 | 36.7249 | 0 | 0.919 | 0.93523 | 93.598 | 86.0166 | 33.7502 | 0 | 84.607 | 32.0679 | 0
139 | AC Maintenance (Indoor Coil Cleaning) |  |  |  | 4 | 1 |  | 87.6292 | 34.3991 | 0 | 0.919 | 0.93523 | 87.6292 | 80.5313 | 31.6128 | 0 | 79.2116 | 30.037 | 0
140 | Proper Refrigerant Charging and Air Flow |  |  |  | 10 | 1 |  | 94.6411 | 36.675 | 0 | 0.919 | 0.93523 | 94.6411 | 86.9752 | 33.7044 | 0 | 85.5499 | 32.0243 | 0
141 | Electronically Commutated Motors (ECM) on an Air Handler Unit |  |  |  | 15 | 2 |  | 121.2067 | 38.9942 | 70.5794 | 0.919 | 0.93523 | 121.2067 | 111.389 | 35.8356 | 64.8625 | 109.5636 | 34.0494 | 55.8258
142 | Duct Repair |  |  |  | 18 | 1 |  | 109.0425 | 59.5892 | 75.6783 | 0.919 | 0.93523 | 109.0425 | 100.21 | 54.7625 | 69.5483 | 98.5679 | 52.0328 | 59.8588
143 | Reflective Roof |  |  |  | 15 | 2 |  | 112.6366 | 43.358 | 0 | 0.919 | 0.93523 | 112.6366 | 103.5131 | 39.846 | 0 | 101.8168 | 37.8599 | 0
144 | Radient Barrier |  |  |  | 10 | 1 |  | 82.7027 | 46.1853 | 22.1689 | 0.919 | 0.93523 | 82.7027 | 76.0038 | 42.4443 | 20.3732 | 74.7583 | 40.3286 | 17.5348
145 | Window Film |  |  |  | 10 | 1 |  | 28.8817 | 8.085 | -2.7489 | 0.919 | 0.93523 | 28.8817 | 26.5423 | 7.4302 | -2.5263 | 26.1073 | 7.0598 | -2.1743
146 | Window Tinting |  |  |  | 40 | 2 |  | 7.9154 | 3.6057 | 0 | 0.919 | 0.93523 | 7.9154 | 7.2743 | 3.3136 | 0 | 7.1551 | 3.1485 | 0
147 | Default Window With Sunscreen |  |  |  | 10 | 1 |  | 74.8771 | 55.1371 | -7.7192 | 0.919 | 0.93523 | 74.8771 | 68.812 | 50.671 | -7.0939 | 67.6844 | 48.1453 | -6.1056
148 | Single Pane Clear Windows to Double Pane Low-E Windows |  |  |  | 40 | 2 |  | 53.0286 | 21.4108 | 11.7759 | 0.919 | 0.93523 | 53.0286 | 48.7333 | 19.6765 | 10.8221 | 47.9346 | 18.6957 | 9.3143
150 | Ceiling R-0 to R-19 Insulation |  |  |  | 20 | 1 |  | 10.1216 | 3.5848 | 15.4862 | 0.919 | 0.93523 | 10.1216 | 9.3017 | 3.2944 | 14.2318 | 9.1493 | 3.1302 | 12.249
151 | Ceiling R-19 to R-38 Insulation |  |  |  | 20 | 1 |  | 2.2074 | 0.75802 | 0 | 0.919 | 0.93523 | 2.2074 | 2.0286 | 0.69662 | 0 | 1.9954 | 0.6619 | 0
152 | Wall 2x4 R-0 to Blow-In R-13 Insulation |  |  |  | 20 | 1 |  | 4.3563 | 1.4888 | 0 | 0.919 | 0.93523 | 4.3563 | 4.0035 | 1.3682 | 0 | 3.9379 | 1.3 | 0
153 | Weather Strip/Caulk w/Blower Door |  |  |  | 5 | 1 |  | 10.8627 | 0.335 | 0.18425 | 0.919 | 0.93523 | 10.8627 | 9.9828 | 0.30787 | 0.16933 | 9.8192 | 0.29252 | 0.14574
160 | Base 13 SEER Split-System Air Conditioner & Gas Heat |  | p473 | [13 empty] | 0 | 0 | 0
161 | Base 14 SEER Split-System Air Conditioner | New DOE standard | http://www1.eere.energy.gov/buildings/appliance_standards/product.aspx/productid/75 | [13 empty] | 0 | 0 | 0
162 | 15 SEER Split-System Air Conditioner |  | http://www1.eere.energy.gov/buildings/appliance_standards/product.aspx/productid/75 | [13 empty] | 0 | 0 | 0
163 | 17 SEER Split-System Air Conditioner |  | http://www1.eere.energy.gov/buildings/appliance_standards/product.aspx/productid/75 | [13 empty] | 0 | 0 | 0
164 | 19 SEER Split-System Air Conditioner |  | http://www1.eere.energy.gov/buildings/appliance_standards/product.aspx/productid/75 | [13 empty] | 0 | 0 | 0
165 | HVAC Proper Sizing | [15 empty] | 0 | 0 | 0
166 | Attic Venting |  | These Measures are based on HVAC system usage, therefore savings are directly dependent on the baseline. For example, if the baseline HVAC system becomes 10% more efficient then, all other thing equal, measures will follow the 10% change in baseline. | [13 empty] | 0 | 0 | 0
167 | Sealed Attic w/Sprayed Foam Insulated Roof Deck | [15 empty] | 0 | 0 | 0
168 | AC Maintenance (Outdoor Coil Cleaning) | [15 empty] | 0 | 0 | 0
169 | AC Maintenance (Indoor Coil Cleaning) | [15 empty] | 0 | 0 | 0
170 | Proper Refrigerant Charging and Air Flow | [15 empty] | 0 | 0 | 0
171 | Electronically Commutated Motors (ECM) on an Air Handler Unit | [15 empty] | 0 | 0 | 0
172 | Duct Repair | [15 empty] | 0 | 0 | 0
173 | Reflective Roof | [15 empty] | 0 | 0 | 0
174 | Radient Barrier | [15 empty] | 0 | 0 | 0
175 | Window Film | [15 empty] | 0 | 0 | 0
176 | Window Tinting | [15 empty] | 0 | 0 | 0
177 | Default Window With Sunscreen | [15 empty] | 0 | 0 | 0
178 | Single Pane Clear Windows to Double Pane Low-E Windows | [15 empty] | 0 | 0 | 0
180 | Ceiling R-0 to R-19 Insulation | [15 empty] | 0 | 0 | 0
181 | Ceiling R-19 to R-38 Insulation | [15 empty] | 0 | 0 | 0
182 | Wall 2x4 R-0 to Blow-In R-13 Insulation | [15 empty] | 0 | 0 | 0
183 | Weather Strip/Caulk w/Blower Door | [15 empty] | 0 | 0 | 0
190 | Base 9 EER Room Air Conditioner & Strip Heater |  | p472 | [13 empty] | 0 | 0 | 0
| Base 10 EER Room Air Conditioner & Strip Heater | TABLE C403.2.3(3) MINIMUM EFFICIENCY REQUIREMENTS: ELECTRICALLY OPERATED UNITARY AIR CONDITIONERS AND CONDENSING UNITS | http://publicecodes.cyberregs.com/icod/iecc/2012/icod_iecc_2012_ce4_sec003.htm?bu=IC-P-2012-000014&bu2=IC-P-2012-000019 | [13 empty] | 0 | 0 | 0
191 | HE Room Air Conditioner - EER 11 |  | http://publicecodes.cyberregs.com/icod/iecc/2012/icod_iecc_2012_ce4_sec003.htm?bu=IC-P-2012-000014&bu2=IC-P-2012-000019 |  | 15 | 2 |  | 19.363 | 10.0237 | 0 | 0.5 | 0.6 | 19.363 | 9.6815 | 5.0119 | 0 | 9.5228 | 4.762 | 0
192 | HE Room Air Conditioner - EER 12 |  | http://publicecodes.cyberregs.com/icod/iecc/2012/icod_iecc_2012_ce4_sec003.htm?bu=IC-P-2012-000014&bu2=IC-P-2012-000019 |  | 15 | 2 |  | 6.5523 | 3.3949 | 0 | 0.66667 | 0.71 | 6.5523 | 4.3682 | 2.2632 | 0 | 4.2966 | 2.1504 | 0
196 | Reflective Roof |  | These Measures are based on HVAC system usage, therefore savings are directly dependent on the baseline. For example, if the baseline HVAC system becomes 10% more efficient then, all other thing equal, measures will follow the 10% change in baseline. |  | 15 | 2 |  | 9.2709 | 3.6774 | 0 | 0.9 | 0.9 | 9.2709 | 8.3438 | 3.3097 | 0 | 8.207 | 3.1447 | 0
197 | Window Film |  |  |  | 10 | 1 |  | 2.8199 | 0.81203 | -0.24361 | 0.9 | 0.9 | 2.8199 | 2.5379 | 0.73083 | -0.21925 | 2.4963 | 0.6944 | -0.1887
198 | Window Tinting |  |  |  | 40 | 2 |  | 0.7845 | 0.36756 | 0 | 0.9 | 0.9 | 0.7845 | 0.70605 | 0.33081 | 0 | 0.69448 | 0.31432 | 0
199 | Default Window With Sunscreen |  |  |  | 10 | 1 |  | 6.7631 | 5.1255 | -0.66632 | 0.9 | 0.9 | 6.7631 | 6.0868 | 4.613 | -0.59969 | 5.987 | 4.383 | -0.51614
200 | Single Pane Clear Windows to Double Pane Low-E Windows |  |  |  | 40 | 2 |  | 4.3151 | 1.7873 | 0.98304 | 0.9 | 0.9 | 4.3151 | 3.8836 | 1.6086 | 0.88474 | 3.8199 | 1.5284 | 0.76147
202 | Ceiling R-0 to R-19 Insulation |  |  |  | 20 | 1 |  | 2.1637 | 0.73619 | 0.76564 | 0.9 | 0.9 | 2.1637 | 1.9473 | 0.66257 | 0.68907 | 1.9154 | 0.62954 | 0.59307
203 | Ceiling R-19 to R-38 Insulation |  |  |  | 20 | 1 |  | 0.60821 | 0.19989 | 0 | 0.9 | 0.9 | 0.60821 | 0.54739 | 0.1799 | 0 | 0.53842 | 0.17094 | 0
204 | Wall 2x4 R-0 to Blow-In R-13 Insulation |  |  |  | 20 | 1 |  | 0.66212 | 0.21735 | 0 | 0.9 | 0.9 | 0.66212 | 0.59591 | 0.19561 | 0 | 0.58615 | 0.18586 | 0
205 | Weather Strip/Caulk w/Blower Door |  |  |  | 5 | 1 |  | 0.81759 | 0.025854 | 0.01422 | 0.9 | 0.9 | 0.81759 | 0.73583 | 0.023268 | 0.012798 | 0.72378 | 0.022109 | 0.011015
220 | Base Lighting (60-Watt incandescent), 0.5 hr/hday |  | p484 | [13 empty] | 0 | 0 | 0
220 | Base Lighting (43-Watt incandescent), 0.5 hr/hday | [15 empty] | 0 | 0 | 0
221 | CFL (18-Watt integral ballast), 0.5 hr/day |  |  |  | 5000 | 1 |  | 69.8903 | 3.6567 | 5.2291 | 0.59524 | 0.59524 | 69.8903 | 41.6014 | 2.1766 | 3.1125 | 40.9196 | 2.0681 | 2.6789
230 | Base Lighting (60-Watt incandescent), 2.5 hr/hday | [15 empty] | 0 | 0 | 0
230 | Base Lighting (43-Watt incandescent), 2.5 hr/hday | [15 empty] | 0 | 0 | 0
231 | CFL (18-Watt integral ballast), 2.5 hr/day |  |  |  | 5000 | 1 |  | 611.5399 | 31.9961 | 46.0744 | 0.59524 | 0.59524 | 611.5399 | 364.0118 | 19.0453 | 27.4253 | 358.0466 | 18.096 | 23.6043
240 | Base Lighting (60-Watt incandescent), 6.0 hr/hday | [15 empty] | 0 | 0 | 0
240 | Base Lighting (43-Watt incandescent), 6.0 hr/hday | [15 empty] | 0 | 0 | 0
241 | CFL (18-Watt integral ballast), 6.0 hr/day |  |  |  | 5000 | 1 |  | 314.5062 | 16.4552 | 23.5309 | 0.59524 | 0.59524 | 314.5062 | 187.2061 | 9.7947 | 14.0065 | 184.1383 | 9.3065 | 12.0551
250 | Base Fluorescent Fixture, 2L4'T12, 40W, 1EEMAG | [15 empty] | 0 | 0 | 0
250 | Base Fluorescent Fixture, 2L4'T12, 34W, 1EE |  | p479 | [13 empty] | 0 | 0 | 0
251 | ROB 2L4'T8, 1EB |  |  |  | 47.9452 | 2 |  | 21.913 | 1.1465 | 1.6395 | 0.5 | 0.63025 | 21.913 | 10.9565 | 0.57325 | 0.81975 | 10.777 | 0.54468 | 0.70554
252 | RET 2L4'T8, 1EB |  |  |  | 47.9452 | 1 |  | 76.7189 | 4.014 | 5.74 | 0.5 | 0.63025 | 76.7189 | 38.3595 | 2.007 | 2.87 | 37.7309 | 1.907 | 2.4701
260 | Base Outdoor Lighting | [15 empty] | 0 | 0 | 0
261 | CFL - medium screw based <30 Watts | [15 empty] | 0 | 0 | 0
262 | Photocell/timeclock | [15 empty] | 0 | 0 | 0
300 | Base Refrigerator (18 cf w/top-mount freezer, no through-door ice) | [15 empty] | 0 | 0 | 0
300 | Base Refrigerator (18 cf w/top-mount freezer, no through-door ice) -10% |  | p470-471 | [13 empty] | 0 | 0 | 0
301 | HE Refrigerator - Energy Star version of above |  |  |  | 14 | 2 |  | 230.704 | 30.6663 | 28.5196 | 0.9 | 0.9 | 230.704 | 207.6336 | 27.5996 | 25.6677 | 204.231 | 26.2239 | 22.0916
350 | Base Freezer | [15 empty] | 0 | 0 | 0
350 | Base Freezer -25% |  | p471 | [13 empty] | 0 | 0 | 0
351 | HE Freezer |  |  |  | 11 | 2 |  | 20.476 | 2.7218 | 2.5312 | 0.75 | 0.75 | 20.476 | 15.357 | 2.0413 | 1.8984 | 15.1053 | 1.9396 | 1.6339
400 | Base 40 gal. Water Heating (EF=0.92) |  | new EF=0.948, DUKE p474 | [13 empty] | 0 | 0 | 0
400 | Base 40 gal. Water Heating (EF=0.948) |  | DOE | [13 empty] | 0 | 0 | 0
401 | Heat Pump Water Heater (EF=2.9) |  |  |  | 10 | 2 |  | 775.5953 | 61.4273 | 165.8537 | 0.98586 | 0.98586 | 775.5953 | 764.6273 | 60.5586 | 163.5083 | 752.0971 | 57.5401 | 140.7281
402 | HE Water Heater (EF=0.93) | [9 empty] | 0 | [5 empty] | 0 | 0 | 0
403 | Solar Water Heat |  |  |  | 15 | 2 |  | 41.109 | 4.6546 | 0 | 0.98586 | 0.98586 | 41.109 | 40.5276 | 4.5888 | 0 | 39.8635 | 4.36 | 0
404 | AC Heat Recovery Units |  |  |  | 10 | 2 |  | 208.6912 | 73.0451 | 0 | 0.98586 | 0.97046 | 208.6912 | 205.74 | 72.0121 | 0 | 202.3685 | 68.4226 | 0
405 | Low Flow Showerhead |  | These Measures are based on HVAC system usage, therefore savings are directly dependent on the baseline. For example, if the baseline HVAC system becomes 10% more efficient then, all other thing equal, measures will follow the 10% change in baseline. |  | 10 | 1 |  | 104.2905 | 8.336 | 22.5071 | 0.97046 | 0.97046 | 104.2905 | 101.2102 | 8.0898 | 21.8424 | 99.5516 | 7.6865 | 18.7993
406 | Pipe Wrap |  |  |  | 13 | 1 |  | 31.2417 | 2.4795 | 6.6946 | 0.97046 | 0.97046 | 31.2417 | 30.3189 | 2.4063 | 6.4969 | 29.8221 | 2.2863 | 5.5918
407 | Faucet Aerators |  |  |  | 10 | 1 |  | 55.0049 | 4.3786 | 11.8223 | 0.97046 | 0.97046 | 55.0049 | 53.3803 | 4.2493 | 11.4732 | 52.5055 | 4.0375 | 9.8747
408 | Water Heater Blanket |  |  |  | 7 | 1 |  | 132.6957 | 10.5145 | 28.389 | 0.97046 | 0.97046 | 132.6957 | 128.7764 | 10.2039 | 27.5505 | 126.6661 | 9.6953 | 23.7122
409 | Water Heater Temperature Check and Adjustment |  |  |  | 5 | 1 |  | 7.9262 | 0.62777 | 1.695 | 0.97046 | 0.97046 | 7.9262 | 7.6921 | 0.60923 | 1.6449 | 7.5661 | 0.57886 | 1.4158
410 | Water Heater Timeclock |  |  |  | 10 | 1 |  | 71.1208 | 5.6329 | 15.2089 | 0.97046 | 0.97046 | 71.1208 | 69.0202 | 5.4666 | 14.7597 | 67.8891 | 5.1941 | 12.7034
411 | Heat Trap |  |  |  | 10 | 1 |  | 143.7865 | 11.3933 | 30.7618 | 0.97046 | 0.97046 | 143.7865 | 139.5396 | 11.0568 | 29.8532 | 137.2529 | 10.5056 | 25.694
500 | Base Clotheswasher (MEF=1.6) |  | 10 CFR Ch.II 1-1-12 | [13 empty] | 0 | 0 | 0
501 | Energy Star CW CEE Tier 1 (MEF=1.8) |  | Page 476 also see excel file | [13 empty] | 0 | 0 | 0
502 | Energy Star CW CEE Tier 2 (MEF=2.0) |  | Page 476 also see excel file |  | 11 | 2 |  | 209.3383 | 29.4125 | 29.4125 | 1 | 1 | 209.3383 | 209.3383 | 29.4125 | 29.4125 | 205.9078 | 27.9464 | 25.3147
503 | Energy Star CW CEE Tier 3 (MEF=2.2) |  | Page 476 also see excel file |  | 11 | 2 |  | 79.4004 | 11.1559 | 11.1559 | 1 | 1 | 79.4004 | 79.4004 | 11.1559 | 11.1559 | 78.0992 | 10.5999 | 9.6017
600 | Base Clothes Dryer (EF=3.01) | [15 empty] | 0 | 0 | 0
600 | Base Clothes Dryer (EF=3.73) |  | p477 | [13 empty] | 0 | 0 | 0
610 | High Efficiency CD (EF=3.01 w/moisture sensor) |  | becomes 3.73 w/sensor? |  | 18 | 2 |  | 96.8824 | 15.6387 | 7.3502 | 0 | 0 | 0 | 0 | 0 | 0 | 0 | 0 | 0
700 | Base Dishwasher (EF=0.46) | [15 empty] | 0 | 0 | 0
701 | Energy Star DW (EF=0.68) |  |  |  | 13 | 2 |  | 152.7376 | 14.9783 | 10.7844 | 1 | 1 | 152.7376 | 152.7376 | 14.9783 | 10.7844 | 150.2346 | 14.2317 | 9.2819
800 | Base Pool Pump and Motor (1.5 hp) | [15 empty] | 0 | 0 | 0
801 | Two Speed Pool Pump (1.5 hp) |  |  |  | 5 | 2 |  | 210.3166 | 44.903 | 8.5316 | 1 | 1 | 210.3166 | 210.3166 | 44.903 | 8.5316 | 206.8701 | 42.6648 | 7.3429
802 | High Efficiency One Speed Pool Pump (1.5 hp) |  |  |  | 5 | 2 |  | 215.5745 | 46.0256 | 8.7449 | 1 | 1 | 215.5745 | 215.5745 | 46.0256 | 8.7449 | 212.0418 | 43.7314 | 7.5265
803 | Variable-Speed Pool Pump (<1 hp) |  |  |  | 10 | 2 |  | 238.653 | 50.9529 | 9.6811 | 1 | 1 | 238.653 | 238.653 | 50.9529 | 9.6811 | 234.7421 | 48.4131 | 8.3323
804 | PV-Powered Pool Pumps |  |  |  | 10 | 2 |  | 152.9827 | 32.6621 | 6.2058 | 1 | 1 | 152.9827 | 152.9827 | 32.6621 | 6.2058 | 150.4757 | 31.0341 | 5.3412
900 | Base CRT TV | [15 empty] | 0 | 0 | 0
901 | Energy Star TV |  |  |  | 7 | 2 |  | 6.3855 | 0.80333 | 0.6989 | 1 | 1 | 6.3855 | 6.3855 | 0.80333 | 0.6989 | 6.2808 | 0.76329 | 0.60152
910 | Base Large-screen TV | [15 empty] | 0 | 0 | 0
911 | Energy Star TV |  |  |  | 7 | 2 |  | 17.5502 | 2.2027 | 1.9163 | 1 | 1 | 17.5502 | 17.5502 | 2.2027 | 1.9163 | 17.2626 | 2.0929 | 1.6493
920 | Base Set-Top Box | [15 empty] | 0 | 0 | 0
921 | Energy Star Set-Top Box |  |  |  | 7 | 2 |  | 58.7963 | 7.3859 | 6.4258 | 1 | 1 | 58.7963 | 58.7963 | 7.3859 | 6.4258 | 57.8327 | 7.0178 | 5.5305
930 | Base DVD Player | [15 empty] | 0 | 0 | 0
931 | Energy Star DVD Player |  |  |  | 7 | 2 |  | 16.0311 | 2.0148 | 1.7529 | 1 | 1 | 16.0311 | 16.0311 | 2.0148 | 1.7529 | 15.7684 | 1.9144 | 1.5087
940 | Base VCR | [15 empty] | 0 | 0 | 0
941 | Energy Star VCR |  |  |  | 7 | 2 |  | 6.675 | 0.83896 | 0.7299 | 1 | 1 | 6.675 | 6.675 | 0.83896 | 0.7299 | 6.5656 | 0.79715 | 0.62821
950 | Base Desktop PC | [15 empty] | 0 | 0 | 0
951 | Energy Star Desktop PC |  |  |  | 7 | 2 |  | 25.7341 | 3.2333 | 2.813 | 1 | 1 | 25.7341 | 25.7341 | 3.2333 | 2.813 | 25.3124 | 3.0721 | 2.4211
960 | Base Laptop PC | [15 empty] | 0 | 0 | 0
961 | Energy Star Laptop PC |  |  |  | 7 | 2 |  | 2.9322 | 0.3684 | 0.32051 | 1 | 1 | 2.9322 | 2.9322 | 0.3684 | 0.32051 | 2.8841 | 0.35004 | 0.27586
[17 empty] | 0 | 0 | 0
| New Measures | [15 empty] | 0 | 0 | 0
352 | Freezer recycling |  | New measures there no adjustment needed |  |  |  |  | 11.9487 | 1.5749 | 1.101 | 1 | 1 | 11.9487 | 11.9487 | 1.5749 | 1.101 | 11.7529 | 1.4964 | 0.94765
302 | Refrigerator recycling |  | New measures there no adjustment needed |  |  |  |  | 405.9195 | 53.8912 | 37.6763 | 1 | 1 | 405.9195 | 405.9195 | 53.8912 | 37.6763 | 399.2675 | 51.205 | 32.4272
962 | Smart Plug |  | New measures there no adjustment needed |  |  |  |  | 193 | 25 | 25 | 1 | 1 | 193 | 193 | 25 | 25 | 189.8372 | 23.7539 | 21.517
222 | LED (12-Watt integral ballast), 0.5 hr/day |  | New measures there no adjustment needed |  |  |  |  | 28.3865 | 2 | 2 | 1 | 1 | 28.3865 | 28.3865 | 0.6876 | 0 | 27.9213 | 0.65333 | 0
232 | LED (12-Watt integral ballast), 2.5 hr/day |  | New measures there no adjustment needed |  |  |  |  | 248.2381 | 16 | 18 | 1 | 1 | 248.2381 | 248.2381 | 15.9081 | 0 | 244.1701 | 15.1151 | 0
242 | LED (12-Watt integral ballast), 6.0 hr/day |  | New measures there no adjustment needed |  |  |  |  | 127.731 | 9 | 10 | 1 | 1 | 127.731 | 127.731 | 8.7048 | 0 | 125.6378 | 8.2709 | 0
261 | LED 13W Outdoor |  | New measures there no adjustment needed |  |  |  |  | 191.683 | 0 | 0 | 1 | 1 | 191.683 | 191.683 | 0 | 0 | 188.5418 | 0 | 0

## Commercial
[7 empty] | Sum GWH | Sum SMW | Sum WMW |  | Original GWH | Sum GWH | Sum SMW | Sum WMW | GWH | SMW | WMW
[7 empty] | 3612.7902 | 733.9959 | 404.5946 |  | 3588.2477 | 3832.8383 | 854.1373 | 412.7486 | 3610.7958 | 770.5937 | 355.9459
[6 empty] | Itron ES-1 | 3648 | 743 | 371 |  |  | 1.0507 |  |  | Contribution to final totals
[7 empty] | 0.9652% | 1.212% | -9.055% |  |  | 5.067%
|  | Cumulative | Cumulative | (from M_BAERE_PEF.XLS) | [5 empty] | DEF
|  | GWH | MW | Measure | RET=1 |  | ROB-adjusted savings |  |  |  | ROB Adj | 2013 Adjusted Values
Number | Measure | Savings | Savings | Life | ROB=2 |  | GWH | SMW | WMW | Adj Factor GWH | GWH | New GWH | New SMW | New WMW
111 | Premium T8, Elecctronic Ballast | 243.4228 | 46.9307 | 19.4444 | 1 |  | 243.4228 | 46.9307 | 26.2812 | 0.66667 | 243.4228 | 162.2819 | 31.2871 | 17.5208 | 152.8806 | 28.2269 | 15.1096
112 | Premium T8, EB, Reflector | 97.3222 | 18.8785 | 19.4444 | 1 |  | 97.3222 | 18.8785 | 10.572 | 0.66667 | 97.3222 | 64.8815 | 12.5857 | 7.048 | 61.1228 | 11.3547 | 6.078
113 | Occupancy Sensor | 55.6039 | 10.7166 | 19.4444 | 1 |  | 55.6039 | 10.7166 | 6.1085 | 0.94118 | 55.6039 | 52.3331 | 10.0862 | 5.7491 | 49.3013 | 9.0997 | 4.9579
114 | Continuous Dimming | 96.5583 | 18.5273 | 19.4444 | 1 |  | 96.5583 | 18.5273 | 10.4494 | 0.94118 | 96.5583 | 90.8784 | 17.4375 | 9.8347 | 85.6136 | 15.7319 | 8.4813
115 | Lighing Control Tuneup | 4.968 | 0.97753 | 19.4444 | 1 |  | 4.968 | 0.97753 | 0.55133 | 0.94118 | 4.968 | 4.6757 | 0.92003 | 0.5189 | 4.4049 | 0.83004 | 0.44748
121 | ROB Premium T8, 1EB | 70.6938 | 14.1001 | 19.4444 | 2 |  | 36.3568 | 7.2515 | 4.0898 | 1 | 36.3568 | 36.3568 | 7.2515 | 4.0898 | 34.2506 | 6.5422 | 3.527
122 | ROB Premium T8, EB, Reflector | 55.0607 | 10.9727 | 19.4444 | 2 |  | 28.3169 | 5.6431 | 3.1827 | 1 | 28.3169 | 28.3169 | 5.6431 | 3.1827 | 26.6765 | 5.0911 | 2.7447
123 | Occupancy Sensor | 25.5163 | 5.0504 | 19.4444 | 1 |  | 25.5163 | 5.0504 | 2.8636 | 1 | 25.5163 | 25.5163 | 5.0504 | 2.8636 | 24.0381 | 4.5564 | 2.4695
124 | Lighing Control Tuneup | 2.1321 | 0.43066 | 19.4444 | 1 |  | 2.1321 | 0.43066 | 0.24332 | 1 | 2.1321 | 2.1321 | 0.43066 | 0.24332 | 2.0086 | 0.38854 | 0.20984
131 | CFL Screw-in 18W | 402.279 | 77.8943 | 19.4444 | 1 |  | 402.279 | 77.8943 | 43.9324 | 0.61404 | 402.279 | 247.0134 | 47.8299 | 26.976 | 232.7036 | 43.1516 | 23.2636
141 | CFL Hardwired, Modular 18W | 134.093 | 25.9648 | 19.4444 | 1 |  | 134.093 | 25.9648 | 14.6441 | 0.61404 | 134.093 | 82.3378 | 15.9433 | 8.992 | 77.5679 | 14.3839 | 7.7545
151 | PSMH, magnetic ballast | 58.2485 | 11.6273 | 19.4444 | 1 |  | 58.2485 | 11.6273 | 6.5927 | 1 | 58.2485 | 58.2485 | 11.6273 | 6.5927 | 54.8741 | 10.49 | 5.6854
153 | High Bay T5 | 50.0051 | 9.9818 | 19.4444 | 1 |  | 36.5975 | 5.2166 | 0 | 1 | 50 | 50 | 5.2166 | 0 | 47.1034 | 4.7064 | 0
161 | LED Exit Sign | 36.5975 | 5.2166 | 16.2791 | 1 |  | 85.0483 | 6.5695 | 5.3209 | 0.085714 | 37 | 3.1714 | 0.5631 | 0.45608 | 2.9877 | 0.50802 | 0.39331
201 | High Pressure Sodium 250W Lamp | 85.0483 | 6.5695 | 5.4545 | 1 |  | 6.8393 | 0.52829 | 3.5475 | 1 | 85 | 85 | 0.52829 | 3.5475 | 80.0758 | 0.47662 | 3.0593
202 | Outdoor Lighting Controls (Photocell/Timeclock) | 6.8393 | 0.52829 | 5.4545 | 1 |  | 10.0895 | 0.75543 | 0.28528 | 1 | 7 | 7 | 0.75543 | 0.28528 | 6.5945 | 0.68154 | 0.24602
211 | Outdoor Lighting Controls (Photocell/Timeclock) | 10.0895 | 0.75543 | 5.4545 | 1 |  | 32.4167 | 9.6069 | 0 | 1 | 10.0895 | 10.0895 | 9.6069 | 0 | 9.505 | 8.6672 | 0
301 | Centrifugal Chiller, 0.51 kW/ton, 500 tons | 64.8335 | 19.2138 | 20 | 2 |  | 15.5959 | 3.2457 | 0.048034 | 1 | 32.4167 | 32.4167 | 3.2457 | 0.048034 | 30.5388 | 2.9283 | 0.041424
302 | High Efficiency Chiller Motors | 15.5959 | 3.2457 | 20 | 1 |  | 4.365 | 0.86418 | 0 | 1 | 15.5959 | 15.5959 | 0.86418 | 0 | 14.6924 | 0.77965 | 0
304 | EMS - Chiller | 4.365 | 0.86418 | 10 | 1 |  | 17.4502 | 5.0849 | 0.11234 | 1 | 4.365 | 4.365 | 5.0849 | 0.11234 | 4.1122 | 4.5875 | 0.096882
305 | Chiller Tune Up/Diagnostics | 17.4502 | 5.0849 | 10 | 1 |  | 31.3973 | 6.2251 | 0.15255 | 1 | 17.4502 | 17.4502 | 6.2251 | 0.15255 | 16.4392 | 5.6163 | 0.13155
306 | VSD for Chiller Pumps and Towers | 31.3973 | 6.2251 | 15 | 1 |  | 11.105 | 0.54771 | 0.18675 | 1 | 31.3973 | 31.3973 | 0.54771 | 0.18675 | 29.5784 | 0.49414 | 0.16105
307 | EMS Optimization | 11.105 | 0.54771 | 5 | 1 |  | 35.0467 | 6.9403 | 0.054771 | 1 | 11.105 | 11.105 | 6.9403 | 0.054771 | 10.4617 | 6.2614 | 0.047234
308 | Aerosole Duct Sealing | 35.0467 | 6.9403 | 15 | 1 |  | 3.9292 | 0.77996 | 0.20821 | 1 | 35.0467 | 35.0467 | 0.77996 | 0.20821 | 33.0164 | 0.70367 | 0.17955
309 | Duct/Pipe Insulation | 3.9292 | 0.77996 | 10 | 1 |  | 10.8212 | 2.2445 | 0.023399 | 1 | 3.9292 | 3.9292 | 2.2445 | 0.023399 | 3.7016 | 2.0249 | 0.020179
311 | Window Film (Standard) | 10.8212 | 2.2445 | 10 | 1 |  | 19.5393 | 11.9505 | -0.31423 | 1 | 10.8212 | 10.8212 | 11.9505 | -0.31423 | 10.1943 | 10.7816 | -0.27098
313 | Ceiling Insulation | 19.5393 | 11.9505 | 20 | 1 |  | 6.7788 | 3.5031 | 1.4341 | 1 | 19.5393 | 19.5393 | 3.5031 | 1.4341 | 18.4074 | 3.1605 | 1.2367
314 | Roof Insulation | 6.7788 | 3.5031 | 20 | 1 |  | 43.7293 | 18.5374 | 0.14012 | 1 | 6.7788 | 6.7788 | 18.5374 | 0.14012 | 6.3861 | 16.7242 | 0.12084
315 | Cool Roof - Chiller | 43.7293 | 18.5374 | 15 | 1 |  | -5.5969 | 19.5537 | 0 | 1 | 43.7293 | 43.7293 | 19.5537 | 0 | 41.196 | 17.6412 | 0
317 | Thermal Energy Storage (TES) | -5.5969 | 19.5537 | 50 | 1 |  | 29.0171 | 4.3267 | 0.078215 | 1 | -5.5969 | -5.5969 | 4.3267 | 0.078215 | -5.2727 | 3.9035 | 0.067451
321 | DX Packaged System, EER=10.9, 10 tons | 43.5256 | 6.4901 | 15 | 2 |  | 183.572 | 27.4318 | 0 | 0 | 0 | 0 | 0 | 0 | 0 | 0 | 0
321A | DX Packaged System, EER=11.9, 10 tons | 43.5256 | 6.4901 | 15 | 2 |  | 87.5637 | 13.0849 | 0 | 1 | 29.0171 | 29.0171 | 13.0849 | 0 | 27.3361 | 11.8051 | 0
322 | Hybrid Dessicant-DX System (Trane CDQ) | 275.358 | 41.1478 | 15 | 2 |  | 87.5637 | 13.0849 | 0 | 0.92 | 183.572 | 168.8862 | 12.0381 | 0 | 159.1024 | 10.8606 | 0
323 | Geothermal Heat Pump, EER=13, 10 tons | 131.3455 | 19.6273 | 15 | 2 |  | 24.5897 | 7.4329 | 0.78509 | 0.92 | 87.5637 | 80.5586 | 6.8383 | 0.72229 | 75.8917 | 6.1694 | 0.62288
326 | DX Tune Up/ Advanced Diagnostics | 24.5897 | 7.4329 | 10 | 1 |  | 38.4465 | 11.6212 | 0 | 0.92 | 24.5897 | 22.6225 | 10.6915 | 0 | 21.312 | 9.6458 | 0
327 | DX Coil Cleaning | 38.4465 | 11.6212 | 5 | 1 |  | 25.916 | 1.3251 | 0 | 0.92 | 38.4465 | 35.3708 | 1.2191 | 0 | 33.3217 | 1.0998 | 0
328 | Optimize Controls - DX | 25.916 | 1.3251 | 5 | 1 |  | 109.8886 | 22.4695 | 0.13251 | 0.92 | 25.916 | 23.8428 | 20.6719 | 0.12191 | 22.4615 | 18.65 | 0.10513
329 | Aerosole Duct Sealing | 109.8886 | 22.4695 | 15 | 1 |  | 11.1715 | 2.2889 | 0 | 0.92 | 109.8886 | 101.0975 | 2.1058 | 0 | 95.2407 | 1.8999 | 0
330 | Duct/Pipe Insulation | 11.1715 | 2.2889 | 10 | 1 |  | 43.4257 | 8.9982 | 0 | 0.92 | 11.1715 | 10.2778 | 8.2784 | 0 | 9.6824 | 7.4687 | 0
332 | Window Film (Standard) | 43.4257 | 8.9982 | 10 | 1 |  | 76.2322 | 45.3233 | -5.4889 | 0.92 | 43.4257 | 39.9516 | 41.6975 | -5.0498 | 37.6372 | 37.619 | -4.3549
334 | Ceiling Insulation | 76.2322 | 45.3233 | 20 | 1 |  | 26.5792 | 14.5879 | 21.7552 | 0.92 | 76.2322 | 70.1336 | 13.4209 | 20.0148 | 66.0707 | 12.1082 | 17.2603
335 | Roof Insulation | 26.5792 | 14.5879 | 20 | 1 |  | 148.5881 | 53.3865 | 7.5857 | 0.92 | 26.5792 | 24.4529 | 49.1156 | 6.9788 | 23.0363 | 44.3116 | 6.0184
336 | Cool Roof - DX | 148.5881 | 53.3865 | 15 | 1 |  | 6.0422 | 1.8515 | 0 | 0.92 | 148.5881 | 136.701 | 1.7033 | 0 | 128.7817 | 1.5367 | 0
341 | Packaged HP System, EER=10.9, 10 tons | 9.0633 | 2.7772 | 15 | 2 |  | 6.1536 | 2.3714 | 0 | 0 | 0 | 0 | 0 | 0 | 0 | 0 | 0
341A | Packaged HP System, EER=11.7, 10 tons | 9.0633 | 2.7772 | 15 | 2 |  | 9.5252 | 2.0496 | 0 | 1 | 6.0422 | 6.0422 | 2.0496 | 0 | 5.6922 | 1.8491 | 0
342 | Geothermal Heat Pump, EER=13, 10 tons | 15.384 | 5.9284 | 25 | 2 |  | 9.5252 | 2.0496 | 0 | 0.94 | 6.1536 | 5.7844 | 1.9266 | 0 | 5.4493 | 1.7382 | 0
344 | Aerosole Duct Sealing | 9.5252 | 2.0496 | 15 | 1 |  | 1.1961 | 0.2577 | 0.067637 | 0.94 | 9.5252 | 8.9537 | 0.24224 | 0.063579 | 8.435 | 0.21855 | 0.054829
345 | Duct/Pipe Insulation | 1.1961 | 0.2577 | 10 | 1 |  | 2.7941 | 0.59962 | 0.0064426 | 0.94 | 1.1961 | 1.1243 | 0.56364 | 0.006056 | 1.0592 | 0.50851 | 0.0052226
347 | Window Film (Standard) | 2.7941 | 0.59962 | 10 | 1 |  | 6.597 | 4.1362 | -0.024584 | 0.94 | 2.7941 | 2.6265 | 3.888 | -0.023109 | 2.4743 | 3.5077 | -0.019929
349 | Ceiling Insulation | 6.597 | 4.1362 | 20 | 1 |  | 2.3191 | 1.3424 | 0.13236 | 0.94 | 6.597 | 6.2012 | 1.2618 | 0.12442 | 5.842 | 1.1384 | 0.10729
350 | Roof Insulation | 2.3191 | 1.3424 | 20 | 1 |  | 11.9065 | 4.5558 | 0.048325 | 0.94 | 2.3191 | 2.1799 | 4.2824 | 0.045425 | 2.0537 | 3.8635 | 0.039174
351 | Cool Roof - DX | 11.9065 | 4.5558 | 15 | 1 |  | 39.4745 | 6.0202 | 0 | 0.94 | 11.9065 | 11.1921 | 5.659 | 0 | 10.5437 | 5.1055 | 0
361 | HE PTAC, EER=9.6, 1 ton | 59.2117 | 9.0303 | 15 | 2 |  | 51.8086 | 2.7089 | 0 | 1 | 39.4745 | 39.4745 | 2.7089 | 0 | 37.1877 | 2.4439 | 0
362 | Occupancy Sensor (hotels) | 51.8086 | 2.7089 | 15 | 1 |  | 7.6191 | 1.0155 | 0.35216 | 1 | 51.8086 | 51.8086 | 1.0155 | 0.35216 | 48.8072 | 0.91617 | 0.30369
401 | High Efficiency Fan Motor, 15hp, 1800rpm, 92.4% | 11.4286 | 1.5232 | 15 | 2 |  | 76.2029 | 2.8045 | 1.5537 | 1 | 7.6191 | 7.6191 | 2.8045 | 1.5537 | 7.1777 | 2.5302 | 1.3399
402 | Variable Speed Drive Control | 76.2029 | 2.8045 | 15 | 1 |  | 55.2372 | 1.8781 | 4.2684 | 1 | 76.2029 | 76.2029 | 1.8781 | 4.2684 | 71.7883 | 1.6944 | 3.681
403 | Air Handler Optimization | 55.2372 | 1.8781 | 8 | 1 |  | 94.6043 | 12.3446 | 2.0847 | 1 | 55.2372 | 55.2372 | 12.3446 | 2.0847 | 52.0372 | 11.1372 | 1.7978
404 | Electronically Commutated Motors (ECM) on an Air Handler Unit | 141.9065 | 18.5169 | 15 | 2 |  | 61.8372 | 32.7911 | 0 | 1 | 94.6043 | 94.6043 | 32.7911 | 0 | 89.1237 | 29.5838 | 0
405 | Demand Control Ventilation (DCV) | 61.8372 | 32.7911 | 15 | 1 |  | 29.4449 | 21.2503 | 85.9128 | 1 | 61.8372 | 61.8372 | 21.2503 | 85.9128 | 58.2549 | 19.1718 | 74.0894
406 | Energy Recovery Ventilation (ERV) | 29.4449 | 21.2503 | 20 | 1 |  | 36.9035 | 4.8437 | 39.9505 | 1 | 29.4449 | 29.4449 | 4.8437 | 39.9505 | 27.7391 | 4.3699 | 34.4525
407 | Separate Makeup Air / Exhaust Hoods AC | 36.9035 | 4.8437 | 15 | 1 |  | 44.9314 | 5.5701 | 1.8406 | 1 | 36.9035 | 36.9035 | 5.5701 | 1.8406 | 34.7656 | 5.0253 | 1.5873
501 | High-efficiency fan motors | 44.9314 | 5.5701 | 16 | 1 |  | 13.1822 | 1.6342 | 4.5675 | 1 | 44.9314 | 44.9314 | 1.6342 | 4.5675 | 42.3284 | 1.4743 | 3.9389
502 | Strip curtains for walk-ins | 13.1822 | 1.6342 | 4 | 1 |  | 11.9367 | 0 | 1.34 | 1 | 13.1822 | 13.1822 | 0 | 1.34 | 12.4186 | 0 | 1.1556
503 | Night covers for display cases | 11.9367 | 0 | 5 | 1 |  | 1.4701 | 0.18225 | 14.4 | 1 | 11.9367 | 11.9367 | 0.18225 | 14.4 | 11.2452 | 0.16442 | 12.4183
504 | Evaporator fan controller for MT walk-ins | 1.4701 | 0.18225 | 5 | 1 |  | 24.3444 | 3.0179 | 0.14945 | 1 | 1.4701 | 1.4701 | 3.0179 | 0.14945 | 1.385 | 2.7228 | 0.12888
505 | Efficient compressor motor retrofit | 24.3444 | 3.0179 | 10 | 2 |  | 10.1113 | 0.62681 | 2.4747 | 1 | 24.3444 | 24.3444 | 0.62681 | 2.4747 | 22.9341 | 0.5655 | 2.1341
506 | Compressor VSD retrofit | 10.1113 | 0.62681 | 10 | 1 |  | 8.4727 | 1.0503 | 0.51398 | 1 | 10.1113 | 10.1113 | 1.0503 | 0.51398 | 9.5255 | 0.94761 | 0.44325
507 | Floating head pressure controls | 8.4727 | 1.0503 | 16 | 1 |  | 8.9115 | 1.1047 | 0.86128 | 1 | 8.4727 | 8.4727 | 1.1047 | 0.86128 | 7.9818 | 0.99668 | 0.74275
508 | Refrigeration Commissioning | 8.9115 | 1.1047 | 3 | 1 |  | 3.6317 | 0.45022 | 0.90589 | 1 | 8.9115 | 8.9115 | 0.45022 | 0.90589 | 8.3952 | 0.40619 | 0.78122
509 | Demand Hot Gas Defrost | 3.6317 | 0.45022 | 10 | 1 |  | 41.2965 | 5.1195 | 0.36918 | 1 | 3.6317 | 3.6317 | 5.1195 | 0.36918 | 3.4214 | 4.6187 | 0.31837
510 | Demand Defrost Electric | 41.2965 | 5.1195 | 10 | 1 |  | 17.0332 | 1.0559 | 4.198 | 1 | 41.2965 | 41.2965 | 1.0559 | 4.198 | 38.9041 | 0.95258 | 3.6202
511 | Anti-sweat (humidistat) controls | 17.0332 | 1.0559 | 12 | 1 |  | 5.249 | 0.6507 | 1.7316 | 1 | 17.0332 | 17.0332 | 0.6507 | 1.7316 | 16.0464 | 0.58706 | 1.4933
513 | High R-Value Glass Doors | 5.249 | 0.6507 | 10 | 1 |  | 25.4837 | 3.1592 | 0.53358 | 1 | 5.249 | 5.249 | 3.1592 | 0.53358 | 4.9449 | 2.8502 | 0.46015
514 | Multiplex Compressor System | 25.4837 | 3.1592 | 14 | 1 |  | 17.705 | 2.1949 | 2.5905 | 1 | 25.4837 | 25.4837 | 2.1949 | 2.5905 | 24.0074 | 1.9802 | 2.234
515 | Oversized Air Cooled Condenser | 17.705 | 2.1949 | 16 | 1 |  | 17.6344 | 2.1861 | 1.7998 | 1 | 17.705 | 17.705 | 2.1861 | 1.7998 | 16.6793 | 1.9723 | 1.5521
516 | Freezer-Cooler Replacement Gaskets | 17.6344 | 2.1861 | 4 | 1 |  | 2.4225 | 0.30031 | 1.7926 | 1 | 17.6344 | 17.6344 | 0.30031 | 1.7926 | 16.6128 | 0.27094 | 1.5459
517 | LED Display Lighting | 2.4225 | 0.30031 | 10 | 1 |  | 1.4701 | 0.1941 | 0.24625 | 1 | 2.4225 | 2.4225 | 0.1941 | 0.24625 | 2.2821 | 0.17511 | 0.21236
601 | High Efficiency Water Heater (electric) | 2.2052 | 0.29115 | 15 | 2 |  | 50.4211 | 6.6571 | 0.14946 | 0 | 1.4701 | 0 | 0 | 0 | 0 | 0 | 0
603 | Heat Pump Water Heater (air source) | 75.6317 | 9.9857 | 15 | 2 |  | 0.46612 | 0.061962 | 5.126 | 0.98586 | 50.4211 | 49.7081 | 0.061086 | 5.0535 | 46.8284 | 0.055111 | 4.358
604 | Solar Water Heater | 0.93225 | 0.12392 | 20 | 2 |  | 1.8783 | 0.22629 | 0.047711 | 0.98586 | 0.93 | 0.91685 | 0.22309 | 0.047036 | 0.86373 | 0.20127 | 0.040563
606 | Demand controlled circulating systems | 1.8783 | 0.22629 | 15 | 1 |  | 73.7124 | 9.7131 | 0.19687 | 0.97 | 1.8783 | 1.822 | 9.4217 | 0.19097 | 1.7164 | 8.5002 | 0.16469
608 | Heat Recovery Unit | 73.7124 | 9.7131 | 10 | 1 |  | 10.2292 | 1.3479 | 6.4107 | 0.98586 | 73.7124 | 72.67 | 1.3289 | 6.32 | 68.4601 | 1.1989 | 5.4502
609 | Heat Trap | 10.2292 | 1.3479 | 10 | 1 |  | 0.39607 | 0.05265 | 1.0379 | 0.97046 | 10.2292 | 9.9271 | 0.051095 | 1.0073 | 9.352 | 0.046097 | 0.86864
610 | Hot Water Pipe Insulation | 0.39607 | 0.05265 | 15 | 1 |  | 43.7319 | 3.7319 | 0.040541 | 0.97046 | 0.39607 | 0.38438 | 3.6217 | 0.039343 | 0.36211 | 3.2674 | 0.033929
701 | PC Manual Power Management Enabling | 43.7319 | 3.7319 | 4 | 1 |  | 81.108 | 6.9214 | 9.1058 | 1 | 43.7319 | 43.7319 | 6.9214 | 9.1058 | 41.1985 | 6.2444 | 7.8527
702 | PC Network Power Management Enabling | 81.108 | 6.9214 | 4 | 1 |  | 10.3639 | 1.3434 | 16.8882 | 1 | 81.108 | 81.108 | 1.3434 | 16.8882 | 76.4093 | 1.212 | 14.5641
711 | Energy Star or Better Monitor | 10.3639 | 1.3434 | 4 | 1 |  | 38.1494 | 3.2555 | 2.1494 | 1 | 10.3639 | 10.3639 | 3.2555 | 2.1494 | 9.7635 | 2.9371 | 1.8536
712 | Monitor Power Management Enabling | 38.1494 | 3.2555 | 4 | 1 |  | 0.00078994 | 0.00010239 | 7.9434 | 1 | 38.1494 | 38.1494 | 0.00010239 | 7.9434 | 35.9393 | 9.2377e-05 | 6.8502
721 | Energy Star or Better Monitor | 0.00078994 | 0.00010239 | 4 | 1 |  | 0.067141 | 0.0057295 | 0.00016383 | 1 | 0.00078994 | 0.00078994 | 0.0057295 | 0.00016383 | 0.00074418 | 0.0051691 | 0.00014128
722 | Monitor Power Management Enabling | 0.067141 | 0.0057295 | 4 | 1 |  | 1.9394 | 0.25671 | 0.01398 | 1 | 0.067141 | 0.067141 | 0.25671 | 0.01398 | 0.063252 | 0.2316 | 0.012056
731 | Energy Star or Better Copier | 1.9394 | 0.25671 | 6 | 1 |  | 7.733 | 0.67387 | 0.41074 | 1 | 1.9394 | 1.9394 | 0.67387 | 0.41074 | 1.8271 | 0.60796 | 0.35421
732 | Copier Power Management Enabling | 7.733 | 0.67387 | 6 | 1 |  | 39.1344 | 3.3952 | 1.6442 | 1 | 7.733 | 7.733 | 3.3952 | 1.6442 | 7.285 | 3.0631 | 1.418
741 | Printer Power Management Enabling | 39.1344 | 3.3952 | 5 | 1 |  | 14.9576 | 2.0771 | 8.2842 | 1 | 39.1344 | 39.1344 | 2.0771 | 8.2842 | 36.8673 | 1.874 | 7.1441
801 | Convection Oven | 14.9576 | 2.0771 | 10 | 2 |  | 14.96 | 1.7 | 0.4 | 1 | 14.9576 | 14.96 | 1.7 | 0.4 | 14.0933 | 1.5337 | 0.34495
811 | Efficient Fryer | 16.5415 | 2.4244 | 10 | 2 |  | 16.54 | 1.8 | 0.4 | 1 | 16.5415 | 16.54 | 1.8 | 0.4 | 15.5818 | 1.6239 | 0.34495
901 | Vending Misers | 36.526 | 2.841 | 10 | 1 |  | 0 | 0 | 4.1195 | 1 | 36.526 | 36.526 | 0 | 4.1195 | 34.41 | 0 | 3.5526
[15 empty] | 0 | 0 | 0
| New Measure | [13 empty] | 0 | 0 | 0
611 | 0.5 Faucet Aerator (DI) - Commercial | [5 empty] | 16.1696 | 6.1807 | 15.4991 | 0.875 | 16.1696 | 14.1484 | 5.4081 | 13.5617 | 13.3288 | 4.8791 | 11.6953
612 | 1.0 gpm Faucet Aerator (DI) -Commercial | [5 empty] | 20.1595 | 1.4732 | 3.6942 | 0.875 | 20.1595 | 17.6396 | 1.289 | 3.2324 | 16.6177 | 1.1629 | 2.7876
613 | 1.5 gpm Showerhead (DI) - Commercial | [5 empty] | 15.2069 | 0.45757 | 1.1474 | 0.875 | 15.2069 | 13.3061 | 0.40038 | 1.004 | 12.5352 | 0.36121 | 0.86584
910 | Server Virtualization | [5 empty] | 34.3516 | 2.8661 | 5.5637 | 1 | 34.3516 | 34.3516 | 2.8661 | 5.5637 | 32.3616 | 2.5858 | 4.798
203 | Outdoor LED 104W | [5 empty] | 64.2364 | 0 | 0 | 1 | 64.2364 | 64.2364 | 0 | 0 | 60.515 | 0 | 0
132 | Flood LED 14W | [5 empty] | 26.4628 | 2.216 | 3.056 | 1 | 26.4628 | 26.4628 | 2.216 | 3.056 | 24.9298 | 1.9993 | 2.6354
154 | LED High Bay 83W (400W equivalent) | [5 empty] | 16.3015 | 2.1224 | 4.5066 | 1 | 16.3015 | 16.3015 | 2.1224 | 4.5066 | 15.3571 | 1.9148 | 3.8864
146 | LED (12-Watt) | [5 empty] | 38.72 | 4.6333 | 4.3 | 1 | 38.72 | 38.72 | 4.6333 | 4.3 | 36.4769 | 4.1801 | 3.7082
125 | LED Linear Tube 22W | [5 empty] | 37.5553 | 1.9687 | 2.4281 | 1 | 37.5553 | 37.5553 | 1.9687 | 2.4281 | 35.3797 | 1.7762 | 2.094
337 | Run Time Optimizer | [5 empty] | 106.8151 | 74.4948 | 0 | 1 | 106.8151 | 106.8151 | 74.4948 | 0 | 100.6272 | 67.2085 | 0
338 | dehumidification hybrid desiccant heat pump | [5 empty] | 251.4716 | 141.5126 | 11.506 | 1 | 251.4716 | 251.4716 | 141.5126 | 11.506 | 236.9035 | 127.6712 | 9.9226
812 | Griddle | [5 empty] | 16.54 | 1.8 | 0.4 | 1 | 16.54 | 16.54 | 1.8 | 0.4 | 15.5818 | 1.6239 | 0.34495
813 | Steamer | [5 empty] | 14.96 | 1.7 | 0.4 | 1 | 14.96 | 14.96 | 1.7 | 0.4 | 14.0933 | 1.5337 | 0.34495
814 | Holding Cabinet | [5 empty] | 14.96 | 1.7 | 0.4 | 1 | 14.96 | 14.96 | 1.7 | 0.4 | 14.0933 | 1.5337 | 0.34495
518 | Ice Machine | [5 empty] | 8.9115 | 0.45022 | 0.90589 | 1 | 8.9115 | 8.9115 | 0.45022 | 0.90589 | 8.3952 | 0.40619 | 0.78122
Note on K108: Using Ground Temperature So 140-60=80 (NC) and 140-70=70 (FL) and 70/80=.875, therefore we take the NC impacts and multiply by .875 to = FL impacts
Note on K109: Using Ground Temperature So 140-60=80 (NC) and 140-70=70 (FL) and 70/80=.875, therefore we take the NC impacts and multiply by .875 to = FL impacts
Note on K110: Using Ground Temperature So 140-60=80 (NC) and 140-70=70 (FL) and 70/80=.875, therefore we take the NC impacts and multiply by .875 to = FL impacts

## Res Assumptions (hidden)
From ITRON M File
hvac vs heat pump |  |  | Building Type 1
|  |  | vs 13 | vs 14 | "delta savings%"
| Measure # | Measure Description |  |  | Adj Factor
| 100 | Base 13 SEER Split-System Air Conditioner & Strip Heater | 0%
| 101 | 14 SEER Split-System Air Conditioner | 6.477% | 0% |  | 93.52%
| 102 | 15 SEER Split-System Air Conditioner | 11.35% | 4.877% | 0.42954 | 88.65% | 4.877%
| 103 | 17 SEER Split-System Air Conditioner | 17.96% | 11.49% | 0.63948 | 82.04% | 11.49%
| 104 | 19 SEER Split-System Air Conditioner | 22.93% | 16.46% | 0.7176 | 77.07% | 16.46%
| 105 | 14 SEER Split-System Heat Pump | 20.34% | 13.87% | 0.68165 | 79.66% | 13.87%
| 106 | 15 SEER Split-System Heat Pump | 25.68% | 19.21% | 0.74783 | 74.32% | 19.21%
| 107 | 17 SEER Split-System Heat Pump | 33.06% | 26.58% | 0.80407 | 66.94% | 26.58%
Itron - M File
| 1 | 131 | 14 SEER Split-System Heat Pump | 8.1% | 7.6% | 7.5% | 0% | 0% | 0% | 0% | KB

## Commercial Assumptions
Measure # | Measure |  | duke
110 | Base Fluorescent Fixture, T12, 34W, EB | 120 |  | LEGEND:
111 | Premium T8, Elecctronic Ballast | 121
112 | Premium T8, EB, Reflector | 122 |  |  | old/remove
113 | Occupancy Sensor | 123 |  |  | new baseline
114 | Continuous Dimming |  |  |  | affected measures
115 | Lighting Control Tuneup | 124 |  |  | dependent
120 | Base T8, EB
121 | ROB Premium T8, 1EB
122 | ROB Premium T8, EB, Reflector
123 | Occupancy Sensor
124 | Lighting Control Tuneup
130 | Base Incandescent Flood, 75W to Screw-in CFL | p484 | 53
131 | CFL Screw-in 18W
140 | Base Incandescent Flood, 75W to Hardwired CFL | p484 | 53
141 | CFL Hardwired, Modular 18W
145 | Base CFL
150 | Base High Bay Mercury Vapor, 400W
151 | PSMH, 250W, magnetic ballast
152 | PSMH, 250 W, electronic ballast
153 | High Bay T5
160 | Base Exit Sign
161 | LED Exit Sign
200 | Base Outdoor Mercury Vapor 400W Lamp
201 | High Pressure Sodium 250W Lamp
202 | Outdoor Lighting Controls (Photocell/Timeclock)
210 | Base Outdoor HID Lamp
211 | Outdoor Lighting Controls (Photocell/Timeclock)
300 | Base Centrifugal Chiller, 0.58 kW/ton, 500 tons
301 | Centrifugal Chiller, 0.51 kW/ton, 500 tons
302 | High Efficiency Chiller Motors
304 | EMS - Chiller
305 | Chiller Tune Up/Diagnostics
306 | VSD for Chiller Pumps and Towers
307 | EMS Optimization
308 | Aerosole Duct Sealing
309 | Duct/Pipe Insulation
311 | Window Film (Standard)
313 | Ceiling Insulation
314 | Roof Insulation
315 | Cool Roof - Chiller
317 | Thermal Energy Storage (TES)
320 | Base DX Packaged System, EER=10.3, 10 tons
321 | DX Packaged System, EER=10.9, 10 tons
| Base DX Packaged System, EER=11.2, 10 tons | TABLE C403.2.3(1) MINIMUM EFFICIENCY REQUIREMENTS: ELECTRICALLY OPERATED UNITARY AIR CONDITIONERS AND CONDENSING UNITS | FBC 2013 | Larry / Abel | http://publicecodes.cyberregs.com/icod/iecc/2012/icod_iecc_2012_ce4_sec003.htm?bu=IC-P-2012-000014&bu2=IC-P-2012-000019
322 | Hybrid Dessicant-DX System (Trane CDQ)
323 | Geothermal Heat Pump, EER=13, 10 tons
326 | DX Tune Up/ Advanced Diagnostics
327 | DX Coil Cleaning
328 | Optimize Controls
329 | Aerosole Duct Sealing
330 | Duct/Pipe Insulation
332 | Window Film (Standard)
334 | Ceiling Insulation
335 | Roof Insulation
336 | Cool Roof - DX
340 | Base Packaged HP System, EER=10.3, 10 tons
341 | Packaged HP System, EER=10.9, 10 tons
| Base Packaged HP System, EER=11.0, 10 tons | TABLE C403.2.3(2) MINIMUM EFFICIENCY REQUIREMENTS: ELECTRICALLY OPERATED UNITARY AIR CONDITIONERS AND CONDENSING UNITS | FBC 2013 | Larry / Abel | http://publicecodes.cyberregs.com/icod/iecc/2012/icod_iecc_2012_ce4_sec003.htm?bu=IC-P-2012-000014&bu2=IC-P-2012-000019
342 | Geothermal Heat Pump, EER=13, 10 tons
344 | Aerosole Duct Sealing
345 | Duct/Pipe Insulation
347 | Window Film (Standard)
349 | Ceiling Insulation
350 | Roof Insulation
351 | Cool Roof - DX
360 | Base PTAC, EER=8.3, 1 ton
361 | HE PTAC, EER=9.6, 1 ton
| Base HE PTAC, EER=10.2, 1 ton | TABLE C403.2.3(3) MINIMUM EFFICIENCY REQUIREMENTS: ELECTRICALLY OPERATED UNITARY AIR CONDITIONERS AND CONDENSING UNITS | FPL | Larry / Abel | http://publicecodes.cyberregs.com/icod/iecc/2012/icod_iecc_2012_ce4_sec003.htm?bu=IC-P-2012-000014&bu2=IC-P-2012-000019
362 | Occupancy Sensor (hotels)
400 | Base Fan Motor, 15hp, 1800rpm, 91.0%
401 | High Efficiency Base Fan Motor, 15hp, 1800rpm, 92.4% | EISA 2007 NEMA Premium ordinance - New base efficiencies
402 | Variable Speed Drive Control
403 | Air Handler Optimization
404 | Electronically Commutated Motors (ECM) on an Air Handler Unit
405 | Demand Control Ventilation (DCV)
406 | Energy Recovery Ventilation (ERV)
407 | Separate Makeup Air / Exhaust Hoods AC
500 | Base Refrigeration System
501 | High-efficiency fan motors
502 | Strip curtains for walk-ins
503 | Night covers for display cases
504 | Evaporator fan controller for MT walk-ins
505 | Efficient compressor motor
506 | Compressor VSD retrofit
507 | Floating head pressure controls
508 | Refrigeration Commissioning
509 | Demand Hot Gas Defrost
510 | Demand Defrost Electric
511 | Anti-sweat (humidistat) controls
513 | High R-Value Glass Doors
514 | Multiplex Compressor System
515 | Oversized Air Cooled Condenser
516 | Freezer-Cooler Replacement Gaskets
517 | LED Display Lighting
600 | Base Water Heating | Eff? / Cap? | EF=1.944
601 | High Efficiency Water Heater (electric)
603 | Heat Pump Water Heater (air source)
604 | Solar Water Heater
606 | Demand controlled circulating systems
608 | Heat Recovery Unit
609 | Heat Trap
610 | Hot Water Pipe Insulation
700 | Base Desktop PC
701 | PC Manual Power Management Enabling
702 | PC Network Power Management Enabling
710 | Base Monitor, CRT
711 | Energy Star or Better Monitor
712 | Monitor Power Management Enabling
720 | Base Monitor, LCD
721 | Energy Star or Better Monitor
722 | Monitor Power Management Enabling
730 | Base Copier
731 | Energy Star or Better Copier
732 | Copier Power Management Enabling
740 | Base Laser Printer
741 | Printer Power Management Enabling
800 | Base Commercial Ovens
801 | Convection Oven
810 | Base Commercial Fryers
811 | Efficient Fryer
900 | Base Vending Machines
901 | Vending Misers (cooled machines only)

## Industrial
[7 empty] | Sum GWH | Sum SMW | Sum WMW |  | Original GWH | Sum GWH | Sum SMW | Sum WMW | GWH | SMW | WMW
[7 empty] | 331.4359 | 39.1862 | 38.05 |  | 491.2032 | 519.3011 | 74.0821 | 51.521 | 489.2171 | 66.8361 | 44.4307
[6 empty] | Itron ES-1 | 471 | 60 | 47 |  |  | 1.1026 |  |  | Contribution to final totals
[7 empty] | 29.63% | 34.69% | 19.04% |  |  | 10.26%
|  | Cumulative | Cumulative | (from M_BAERE_PEF.XLS) | [5 empty] | DEF
|  | GWH | SMW | Measure | RET=1 |  | ROB-adjusted savings |  |  |  | ROB Adj | 2013 Adjusted Values
Number | Measure | Savings | Savings | Life | ROB=2 |  | GWH | SMW | WMW | Adj Factor GWH | GWH | New GWH | New SMW | New WMW
New Base Compressed Air
101 | Compressed Air-O&M | 26.4982 | 3.8753 | 1 | 1 |  | 26.4982 | 3.8753 | 3.4451 | 1 | 26.4982 | 26.4982 | 3.8753 | 3.4451 | 24.9631 | 3.4963 | 2.971
102 | Compressed Air - Controls | 4.9455 | 0.72326 | 1 | 1 |  | 4.9455 | 0.72326 | 0.64298 | 1 | 4.9455 | 4.9455 | 0.72326 | 0.64298 | 4.659 | 0.65252 | 0.55449
103 | Compressed Air - System Optimization | 19.4414 | 2.8433 | 1 | 1 |  | 19.4414 | 2.8433 | 2.5277 | 1 | 19.4414 | 19.4414 | 2.8433 | 2.5277 | 18.3151 | 2.5652 | 2.1798
104 | Compressed Air- Sizing | 7.9703 | 1.1656 | 1 | 2 |  | 7.9703 | 1.1656 | 1.0362 | 1 | 7.9703 | 7.9703 | 1.1656 | 1.0362 | 7.5085 | 1.0516 | 0.89364
105 | Comp Air - Replace 1-5 HP motor | 0.17757 | 0.02597 | 1 | 2 |  | 0.17757 | 0.02597 | 0.023113 | 1 | 0.17757 | 0.17757 | 0.02597 | 0.023113 | 0.16728 | 0.02343 | 0.019933
106 | Comp Air - ASD (1-5 hp) | 0.35399 | 0.0046823 | 1 | 2 |  | 0.35399 | 0.0046823 | 0.0039051 | 1 | 0.35399 | 0.35399 | 0.0046823 | 0.0039051 | 0.33348 | 0.0042244 | 0.0033677
107 | Comp Air - Motor practices-1 (1-5 HP) | 0.32837 | 0.048027 | 1 | 1 |  | 0.32837 | 0.048027 | 0.042696 | 1 | 0.32837 | 0.32837 | 0.048027 | 0.042696 | 0.30935 | 0.043329 | 0.03682
108 | Comp Air - Replace 6-100 HP motor | 1.1071 | 0.16192 | 1 | 2 |  | 1.1071 | 0.16192 | 0.14394 | 1 | 1.1071 | 1.1071 | 0.16192 | 0.14394 | 1.0429 | 0.14608 | 0.12413
109 | Comp Air - ASD (6-100 hp) | 4.5427 | 0.060085 | 1 | 2 |  | 4.5427 | 0.060085 | 0.59124 | 1 | 4.5427 | 4.5427 | 0.060085 | 0.59124 | 4.2796 | 0.054208 | 0.50987
110 | Comp Air - Motor practices-1 (6-100 HP) | 1.2317 | 0.18015 | 1 | 1 |  | 1.2317 | 0.18015 | 0.16015 | 1 | 1.2317 | 1.2317 | 0.18015 | 0.16015 | 1.1604 | 0.16253 | 0.13811
111 | Comp Air - Replace 100+ HP motor | 1.0128 | 0.14812 | 1 | 2 |  | 1.0128 | 0.14812 | 0.13168 | 1 | 1.0128 | 1.0128 | 0.14812 | 0.13168 | 0.9541 | 0.13364 | 0.11356
112 | Comp Air - ASD (100+ hp) | 5.5183 | 0.072989 | 1 | 2 |  | 5.5183 | 0.072989 | 0.71821 | 1 | 5.5183 | 5.5183 | 0.072989 | 0.71821 | 5.1986 | 0.06585 | 0.61937
113 | Comp Air - Motor practices-1 (100+ HP) | 1.2902 | 0.1887 | 1 | 1 |  | 1.2902 | 0.1887 | 0.16794 | 1 | 1.2902 | 1.2902 | 0.1887 | 0.16794 | 1.2155 | 0.17024 | 0.14483
114 | Power recovery | 0.0035058 | 0.00031212 | 1 | 1 |  | 0.0035058 | 0.00031212 | 0.00028934 | 1 | 0.0035058 | 0.0035058 | 0.00031212 | 0.00028934 | 0.0033027 | 0.00028159 | 0.00024952
115 | Refinery Controls | 0.018159 | 0.0016167 | 1 | 1 |  | 0.018159 | 0.0016167 | 0 | 1 | 0.018159 | 0.018159 | 0.0016167 | 0 | 0.017107 | 0.0014586 | 0
| New Base Fans | [13 empty] | 0 | 0 | 0
201 | Fans - O&M | 2.1971 | 0.29436 | 2 | 1 |  | 2.1971 | 0.29436 | 0.26168 | 1 | 2.1971 | 2.1971 | 0.29436 | 2.2785 | 2.0699 | 0.26557 | 1.9649
202 | Fans - Controls | 18.6967 | 2.5011 | 2 | 1 |  | 18.6967 | 2.5011 | 2.2785 | 1 | 18.6967 | 18.6967 | 2.5011 | 0.85871 | 17.6136 | 2.2565 | 0.74053
203 | Fans - System Optimization | 7.7848 | 0.49181 | 2 | 1 |  | 7.7848 | 0.49181 | 0.85871 | 1 | 7.7848 | 7.7848 | 0.49181 | 0.27946 | 7.3338 | 0.44371 | 0.241
204 | Fans- Improve components | 2.2429 | 0.30049 | 2 | 2 |  | 2.2429 | 0.30049 | 0.27946 | 1 | 2.2429 | 2.2429 | 0.30049 | 0.025942 | 2.113 | 0.2711 | 0.022372
205 | Fans - Replace 1-5 HP motor | 0.2174 | 0.029083 | 2 | 2 |  | 0.2174 | 0.029083 | 0.025942 | 1 | 0.2174 | 0.2174 | 0.029083 | 0.029392 | 0.20481 | 0.026238 | 0.025347
206 | Fans - ASD (1-5 hp) | 0.41317 | 0.0049987 | 2 | 2 |  | 0.41317 | 0.0049987 | 0.029392 | 1 | 0.41317 | 0.41317 | 0.0049987 | 0.048782 | 0.38924 | 0.0045098 | 0.042068
207 | Fans - Motor practices-1 (1-5 HP) | 0.40205 | 0.053784 | 2 | 1 |  | 0.40205 | 0.053784 | 0.048782 | 1 | 0.40205 | 0.40205 | 0.053784 | 0.16114 | 0.37876 | 0.048523 | 0.13897
208 | Fans - Replace 6-100 HP motor | 1.3555 | 0.18132 | 2 | 2 |  | 1.3555 | 0.18132 | 0.16114 | 1 | 1.3555 | 1.3555 | 0.18132 | 0.54215 | 1.2769 | 0.16359 | 0.46754
209 | Fans - ASD (6-100 hp) | 4.5473 | 0.055096 | 2 | 2 |  | 4.5473 | 0.055096 | 0.54215 | 1 | 4.5473 | 4.5473 | 0.055096 | 0.22877 | 4.2838 | 0.049707 | 0.19729
210 | Fans - Motor practices-1 (6-100 HP) | 1.746 | 0.23392 | 2 | 1 |  | 1.746 | 0.23392 | 0.22877 | 1 | 1.746 | 1.746 | 0.23392 | 0.17169 | 1.6448 | 0.21104 | 0.14806
211 | Fans - Replace 100+ HP motor | 1.24 | 0.16588 | 2 | 2 |  | 1.24 | 0.16588 | 0.17169 | 1 | 1.24 | 1.24 | 0.16588 | 0.079065 | 1.1682 | 0.14966 | 0.068184
212 | Fans - ASD (100+ hp) | 7.4543 | 0.090319 | 2 | 2 |  | 7.4543 | 0.090319 | 0.079065 | 1 | 7.4543 | 7.4543 | 0.090319 | 0.21807 | 7.0225 | 0.081485 | 0.18806
213 | Fans - Motor practices-1 (100+ HP) | 1.8289 | 0.24503 | 2 | 1 |  | 1.8289 | 0.24503 | 0.21807 | 1 | 1.8289 | 1.8289 | 0.24503 | 0.21958 | 1.7229 | 0.22106 | 0.18936
214 | Optimize drying process | 1.048 | 0.18132 | 2 | 1 |  | 1.048 | 0.18132 | 0.21958 | 1 | 1.048 | 1.048 | 0.18132 | 0 | 0.98726 | 0.16358 | 0
215 | Power recovery | 0.0024945 | 0.00022208 | 2 | 1 |  | 0.0024945 | 0.00022208 | 0 | 1 | 0.0024945 | 0.0024945 | 0.00022208 | 0 | 0.00235 | 0.00020036 | 0
216 | Refinery Controls | 0.014882 | 0.0013249 | 2 | 1 |  | 0.014882 | 0.0013249 | 0 | 1 | 0.014882 | 0.014882 | 0.0013249 | 1.7957 | 0.01402 | 0.0011953 | 1.5486
| New Base Pumps | [13 empty] | 0 | 0 | 0
301 | Pumps - O&M | 15.0667 | 1.9329 | 3 | 1 |  | 15.0667 | 1.9329 | 1.7957 | 1 | 15.0667 | 15.0667 | 1.9329 | 4.0056 | 14.1939 | 1.7439 | 3.4543
302 | Pumps - Controls | 44.2176 | 5.6727 | 3 | 1 |  | 44.2176 | 5.6727 | 5.0487 | 1 | 44.2176 | 44.2176 | 5.6727 | 1.6082 | 41.656 | 5.1179 | 1.3868
303 | Pumps - System Optimization | 34.8435 | 4.4705 | 3 | 1 |  | 34.8435 | 4.4705 | 4.0056 | 1 | 34.8435 | 34.8435 | 4.4705 | 0.033074 | 32.8249 | 4.0332 | 0.028522
304 | Pumps - Sizing | 14.0373 | 1.8009 | 3 | 2 |  | 14.0373 | 1.8009 | 1.6082 | 1 | 14.0373 | 14.0373 | 1.8009 | 0.04031 | 13.2241 | 1.6247 | 0.034762
305 | Pumps - Replace 1-5 HP motor | 0.28866 | 0.037037 | 3 | 2 |  | 0.28866 | 0.037037 | 0.033074 | 1 | 0.28866 | 0.28866 | 0.037037 | 0.064451 | 0.27194 | 0.033414 | 0.055582
306 | Pumps - ASD (1-5 hp) | 0.55805 | 0.0064754 | 3 | 2 |  | 0.55805 | 0.0064754 | 0.04031 | 1 | 0.55805 | 0.55805 | 0.0064754 | 0.20528 | 0.52572 | 0.0058421 | 0.17703
307 | Pumps - Motor practices-1 (1-5 HP) | 0.53383 | 0.068493 | 3 | 1 |  | 0.53383 | 0.068493 | 0.064451 | 1 | 0.53383 | 0.53383 | 0.068493 | 0.74136 | 0.5029 | 0.061793 | 0.63933
308 | Pumps - Replace 6-100 HP motor | 1.7997 | 0.23091 | 3 | 2 |  | 1.7997 | 0.23091 | 0.20528 | 1 | 1.7997 | 1.7997 | 0.23091 | 0.22866 | 1.6955 | 0.20833 | 0.19719
309 | Pumps - ASD (6-100 hp) | 7.5085 | 0.087116 | 3 | 2 |  | 7.5085 | 0.087116 | 0.74136 | 1 | 7.5085 | 7.5085 | 0.087116 | 0.18801 | 7.0735 | 0.078596 | 0.16213
310 | Pumps - Motor practices-1 (6-100 HP) | 2.0024 | 0.25692 | 3 | 1 |  | 2.0024 | 0.25692 | 0.22866 | 1 | 2.0024 | 2.0024 | 0.25692 | 0.34622 | 1.8864 | 0.23179 | 0.29857
311 | Pumps - Replace 100+ HP motor | 1.6464 | 0.21125 | 3 | 2 |  | 1.6464 | 0.21125 | 0.18801 | 1 | 1.6464 | 1.6464 | 0.21125 | 0.24759 | 1.5511 | 0.19058 | 0.21351
312 | Pumps - ASD (100+ hp) | 10.0136 | 0.11618 | 3 | 2 |  | 10.0136 | 0.11618 | 0.34622 | 1 | 10.0136 | 10.0136 | 0.11618 | 0 | 9.4335 | 0.10482 | 0
313 | Pumps - Motor practices-1 (100+ HP) | 2.0975 | 0.26912 | 3 | 1 |  | 2.0975 | 0.26912 | 0.24759 | 1 | 2.0975 | 2.0975 | 0.26912 | 0.0084996 | 1.976 | 0.24279 | 0.0073299
314 | Power recovery | 0.013494 | 0.0012014 | 3 | 1 |  | 0.013494 | 0.0012014 | 0 | 1 | 0.013494 | 0.013494 | 0.0012014 | 0.60908 | 0.012713 | 0.0010839 | 0.52526
315 | Refinery Controls | 0.080226 | 0.0071425 | 3 | 1 |  | 0.080226 | 0.0071425 | 0.0084996 | 1 | 0.080226 | 0.080226 | 0.0071425 | 0.15822 | 0.075578 | 0.0064439 | 0.13644
400 | Base Drives | [13 empty] | 0 | 0 | 0
401 | Bakery - Process (Mixing) - O&M | 4.9709 | 0.67675 | 4 | 1 |  | 4.9709 | 0.67675 | 0.60908 | 1 | 4.9709 | 4.9709 | 0.67675 | 0.17494 | 4.683 | 0.61056 | 0.15086
402 | O&M/drives spinning machines | 0.35644 | 0.090929 | 4 | 1 |  | 0.35644 | 0.090929 | 0.15822 | 1 | 0.35644 | 0.35644 | 0.090929 | 0.31228 | 0.33579 | 0.082035 | 0.2693
403 | Air conveying systems | 2.1933 | 0.091912 | 4 | 2 |  | 2.1933 | 0.091912 | 0.16544 | 1 | 2.1933 | 2.1933 | 0.091912 | 0.046299 | 2.0662 | 0.082922 | 0.039927
404 | Replace V-Belts | 1.0111 | 0.17494 | 4 | 2 |  | 1.0111 | 0.17494 | 0.17494 | 1 | 1.0111 | 1.0111 | 0.17494 | 0.044256 | 0.95253 | 0.15783 | 0.038166
405 | Drives - EE motor | 2.3756 | 0.31228 | 4 | 2 |  | 2.3756 | 0.31228 | 0.31228 | 1 | 2.3756 | 2.3756 | 0.31228 | 0.14629 | 2.2379 | 0.28174 | 0.12615
406 | Gap Forming papermachine | 0.46341 | 0.053836 | 4 | 2 |  | 0.46341 | 0.053836 | 0.046299 | 1 | 0.46341 | 0.46341 | 0.053836 | 0.23513 | 0.43657 | 0.04857 | 0.20277
407 | High Consistency forming | 0.44818 | 0.052066 | 4 | 2 |  | 0.44818 | 0.052066 | 0.044256 | 1 | 0.44818 | 0.44818 | 0.052066 | 0.21758 | 0.42222 | 0.046973 | 0.18764
408 | Optimization control PM | 1.3613 | 0.15815 | 4 | 1 |  | 1.3613 | 0.15815 | 0.14629 | 1 | 1.3613 | 1.3613 | 0.15815 | 0.097902 | 1.2825 | 0.14268 | 0.084429
409 | Efficient practices printing press | 2.1949 | 0.29838 | 4 | 1 |  | 2.1949 | 0.29838 | 0.23513 | 1 | 2.1949 | 2.1949 | 0.29838 | 0.056944 | 2.0677 | 0.2692 | 0.049107
410 | Efficient Printing press (fewer cylinders) | 1.8611 | 0.25301 | 4 | 2 |  | 1.8611 | 0.25301 | 0.21758 | 1 | 1.8611 | 1.8611 | 0.25301 | 0.1796 | 1.7533 | 0.22826 | 0.15489
411 | Light cylinders | 0.80916 | 0.11 | 4 | 2 |  | 0.80916 | 0.11 | 0.097902 | 1 | 0.80916 | 0.80916 | 0.11 | 0 | 0.76229 | 0.099243 | 0
412 | Efficient drives | 0.42525 | 0.057811 | 4 | 2 |  | 0.42525 | 0.057811 | 0.056944 | 1 | 0.42525 | 0.42525 | 0.057811 | 0 | 0.40061 | 0.052157 | 0
413 | Clean Room - Controls | 1.6799 | 0.19522 | 4 | 2 |  | 1.6799 | 0.19522 | 0.1796 | 1 | 1.6799 | 1.6799 | 0.19522 | 0 | 1.5826 | 0.17613 | 0
414 | Clean Room - New Designs | 1.0204 | 0.092476 | 4 | 2 |  | 1.0204 | 0.092476 | 0 | 1 | 1.0204 | 1.0204 | 0.092476 | 0.53875 | 0.96131 | 0.083431 | 0.46461
415 | Drives - Process Controls (batch + site) | 2.3614 | 0.23628 | 4 | 2 |  | 2.3614 | 0.23628 | 0 | 1 | 2.3614 | 2.3614 | 0.23628 | 0.87356 | 2.2246 | 0.21317 | 0.75334
416 | Process Drives - ASD | 0.21063 | 0.020802 | 4 | 2 |  | 0.21063 | 0.020802 | 0 | 1 | 0.21063 | 0.21063 | 0.020802 | 0.44882 | 0.19843 | 0.018767 | 0.38705
417 | O&M - Extruders/Injection Moulding | 4.9506 | 0.6907 | 4 | 1 |  | 4.9506 | 0.6907 | 0.53875 | 1 | 4.9506 | 4.9506 | 0.6907 | 0.31754 | 4.6638 | 0.62315 | 0.27384
418 | Extruders/injection Moulding-multipump | 7.0351 | 0.98153 | 4 | 2 |  | 7.0351 | 0.98153 | 0.87356 | 1 | 7.0351 | 7.0351 | 0.98153 | 0.27721 | 6.6275 | 0.88552 | 0.23906
419 | Direct drive Extruders | 3.6145 | 0.50429 | 4 | 2 |  | 3.6145 | 0.50429 | 0.44882 | 1 | 3.6145 | 3.6145 | 0.50429 | 0.40961 | 3.4051 | 0.45496 | 0.35324
420 | Injection Moulding - Impulse Cooling | 2.5573 | 0.35679 | 4 | 2 |  | 2.5573 | 0.35679 | 0.31754 | 1 | 2.5573 | 2.5573 | 0.35679 | 0.084267 | 2.4091 | 0.32189 | 0.07267
421 | Injection Moulding - Direct drive | 2.2325 | 0.31147 | 4 | 2 |  | 2.2325 | 0.31147 | 0.27721 | 1 | 2.2325 | 2.2325 | 0.31147 | 0.055198 | 2.1031 | 0.28101 | 0.047602
422 | Efficient grinding | 3.6311 | 0.41796 | 4 | 2 |  | 3.6311 | 0.41796 | 0.40961 | 1 | 3.6311 | 3.6311 | 0.41796 | 0.010855 | 3.4207 | 0.37708 | 0.0093615
423 | Process control | 0.74701 | 0.085987 | 4 | 1 |  | 0.74701 | 0.085987 | 0.084267 | 1 | 0.74701 | 0.74701 | 0.085987 | 0.013033 | 0.70373 | 0.077576 | 0.01124
424 | Process optimization | 0.48932 | 0.056324 | 4 | 1 |  | 0.48932 | 0.056324 | 0.055198 | 1 | 0.48932 | 0.48932 | 0.056324 | 0.33638 | 0.46097 | 0.050815 | 0.29009
425 | Drives - Process Control | 0.066045 | 0.011512 | 4 | 1 |  | 0.066045 | 0.011512 | 0.010855 | 1 | 0.066045 | 0.066045 | 0.011512 | 0.14908 | 0.062219 | 0.010386 | 0.12857
426 | Efficient drives - rolling | 0.079296 | 0.013821 | 4 | 2 |  | 0.079296 | 0.013821 | 0.013033 | 1 | 0.079296 | 0.079296 | 0.013821 | 0.16761 | 0.074703 | 0.012469 | 0.14455
427 | Drives - Optimization process (M&T) | 2.0428 | 0.35671 | 4 | 1 |  | 2.0428 | 0.35671 | 0.33638 | 1 | 2.0428 | 2.0428 | 0.35671 | 0.011515 | 1.9245 | 0.32182 | 0.0099301
428 | Drives - Scheduling | 0.99013 | 0.028892 | 4 | 1 |  | 0.99013 | 0.028892 | 0.14908 | 1 | 0.99013 | 0.99013 | 0.028892 | 0.23809 | 0.93277 | 0.026066 | 0.20532
429 | Machinery | 1.0506 | 0.17774 | 4 | 2 |  | 1.0506 | 0.17774 | 0.16761 | 1 | 1.0506 | 1.0506 | 0.17774 | 0.042788 | 0.98971 | 0.16036 | 0.036899
430 | Efficient Machinery | 0.1068 | 0.013343 | 4 | 2 |  | 0.1068 | 0.013343 | 0.011515 | 1 | 0.1068 | 0.1068 | 0.013343 | 0.051421 | 0.10062 | 0.012038 | 0.044344
500 | Base Heating | [13 empty] | 0 | 0 | 0
501 | Bakery - Process | 1.965 | 0.26751 | 5 | 2 |  | 1.965 | 0.26751 | 0.23809 | 1 | 1.965 | 1.965 | 0.26751 | 0.026461 | 1.8511 | 0.24135 | 0.022819
502 | Drying (UV/IR) | 0.14633 | 0.021394 | 5 | 2 |  | 0.14633 | 0.021394 | 0.042788 | 1 | 0.14633 | 0.14633 | 0.021394 | 0.00052496 | 0.13786 | 0.019301 | 0.00045271
503 | Heat Pumps - Drying | 0.31617 | 0.054703 | 5 | 2 |  | 0.31617 | 0.054703 | 0.051421 | 1 | 0.31617 | 0.31617 | 0.054703 | 0.0072202 | 0.29785 | 0.049352 | 0.0062266
504 | Top-heating (glass) | 0.36899 | 0.042473 | 5 | 2 |  | 0.36899 | 0.042473 | 0.041624 | 1 | 0.36899 | 0.36899 | 0.042473 | 0.027215 | 0.34761 | 0.038319 | 0.02347
505 | Efficient electric melting | 0.16099 | 0.02806 | 5 | 2 |  | 0.16099 | 0.02806 | 0.026461 | 1 | 0.16099 | 0.16099 | 0.02806 | 0.6112 | 0.15167 | 0.025316 | 0.52709
506 | Intelligent extruder (DOE) | 0.0031939 | 0.00055669 | 5 | 2 |  | 0.0031939 | 0.00055669 | 0.00052496 | 1 | 0.0031939 | 0.0031939 | 0.00055669 | 0.18104 | 0.0030089 | 0.00050224 | 0.15613
507 | Near Net Shape Casting | 0.043928 | 0.0076566 | 5 | 2 |  | 0.043928 | 0.0076566 | 0.0072202 | 1 | 0.043928 | 0.043928 | 0.0076566 | 0.052716 | 0.041384 | 0.0069077 | 0.045462
508 | Heating - Process Control | 0.16558 | 0.02886 | 5 | 1 |  | 0.16558 | 0.02886 | 0.027215 | 1 | 0.16558 | 0.16558 | 0.02886 | 0.29756 | 0.15599 | 0.026037 | 0.25661
509 | Efficient Curing ovens | 4.3306 | 0.64814 | 5 | 2 |  | 4.3306 | 0.64814 | 0.6112 | 1 | 4.3306 | 4.3306 | 0.64814 | 0.5145 | 4.0797 | 0.58475 | 0.4437
510 | Heating - Optimization process (M&T) | 1.1035 | 0.19199 | 5 | 1 |  | 1.1035 | 0.19199 | 0.18104 | 1 | 1.1035 | 1.1035 | 0.19199 | 0.10393 | 1.0396 | 0.17321 | 0.089628
511 | Heating - Scheduling | 0.3199 | 0.010216 | 5 | 1 |  | 0.3199 | 0.010216 | 0.052716 | 1 | 0.3199 | 0.3199 | 0.010216 | 0.00026396 | 0.30137 | 0.0092171 | 0.00022763
550 | Base Refrigeration | [13 empty] | 0 | 0 | 0
551 | Efficient Refrigeration - Operations | 3.238 | 0.55104 | 6 | 1 |  | 3.238 | 0.55104 | 0.29756 | 1 | 3.238 | 3.238 | 0.55104 | 0.22819 | 3.0505 | 0.49714 | 0.19679
552 | Optimization Refrigeration | 5.5988 | 0.95278 | 6 | 1 |  | 5.5988 | 0.95278 | 0.5145 | 1 | 5.5988 | 5.5988 | 0.95278 | 0 | 5.2744 | 0.85959 | 0
600 | Base Other Process | [13 empty] | 0 | 0 | 0
601 | Other Process Controls (batch + site) | 1.3335 | 0.12085 | 7 | 1 |  | 1.3335 | 0.12085 | 0.10393 | 1 | 1.3335 | 1.3335 | 0.12085 | 0 | 1.2563 | 0.10903 | 0
602 | Efficient desalter | 0.0032942 | 0.00029329 | 7 | 2 |  | 0.0032942 | 0.00029329 | 0.00026396 | 1 | 0.0032942 | 0.0032942 | 0.00029329 | 0.067787 | 0.0031034 | 0.0002646 | 0.058458
603 | New transformers welding | 0.89124 | 0.14536 | 7 | 2 |  | 0.89124 | 0.14536 | 0.11629 | 1 | 0.89124 | 0.89124 | 0.14536 | 0.013403 | 0.83961 | 0.13114 | 0.011559
604 | Efficient processes (welding, etc.) | 1.9737 | 0.2672 | 7 | 2 |  | 1.9737 | 0.2672 | 0.22819 | 1 | 1.9737 | 1.9737 | 0.2672 | 0.0028175 | 1.8593 | 0.24107 | 0.0024298
605 | Process control | 0.0077729 | 0.00097103 | 7 | 1 |  | 0.0077729 | 0.00097103 | 0 | 1 | 0.0077729 | 0.0077729 | 0.00097103 | 0.012646 | 0.0073226 | 0.00087606 | 0.010906
606 | Power recovery | 6.6383e-05 | 5.91e-06 | 7 | 1 |  | 6.6383e-05 | 5.91e-06 | 0 | 1 | 6.6383e-05 | 6.6383e-05 | 5.91e-06 | 0.024208 | 6.2537e-05 | 5.332e-06 | 0.020877
607 | Refinery Controls | 0.0003801 | 3.3841e-05 | 7 | 1 |  | 0.0003801 | 3.3841e-05 | 0 | 1 | 0.0003801 | 0.0003801 | 3.3841e-05 | 0.0088627 | 0.00035808 | 3.0531e-05 | 0.0076431
700 | Base Centrifugal Chiller, 0.58 kW/ton, 500 tons | [13 empty] | 0 | 0 | 0
701 | Centrifugal Chiller, 0.51 kW/ton, 500 tons | 8.4616 | 0.30812 | 8 | 2 |  | 8.4616 | 0.30812 | 0.067787 | 1 | 8.4616 | 8.4616 | 0.30812 | 0.017746 | 7.9714 | 0.27798 | 0.015304
702 | High Efficiency Chiller Motors | 1.6734 | 0.30462 | 8 | 1 |  | 1.6734 | 0.30462 | 0.013403 | 1 | 1.6734 | 1.6734 | 0.30462 | 0.0099947 | 1.5764 | 0.27483 | 0.0086192
703 | EMS - Chiller | 0.34854 | 0.012692 | 8 | 1 |  | 0.34854 | 0.012692 | 0.0028175 | 1 | 0.34854 | 0.34854 | 0.012692 | 0.0059596 | 0.32834 | 0.01145 | 0.0051395
704 | Chiller Tune Up/Diagnostics | 1.7367 | 0.31615 | 8 | 1 |  | 1.7367 | 0.31615 | 0.012646 | 1 | 1.7367 | 1.7367 | 0.31615 | 0.037115 | 1.6361 | 0.28523 | 0.032008
705 | VSD for Chiller Pumps and Towers | 2.9679 | 0.10807 | 8 | 1 |  | 2.9679 | 0.10807 | 0.024208 | 1 | 2.9679 | 2.9679 | 0.10807 | 0 | 2.7959 | 0.097501 | 0
706 | EMS Optimization - Chiller | 1.0965 | 0.19961 | 8 | 1 |  | 1.0965 | 0.19961 | 0.0088627 | 1 | 1.0965 | 1.0965 | 0.19961 | 0 | 1.033 | 0.18009 | 0
707 | Aerosole Duct Sealing - Chiller | 3.7308 | 0.67917 | 8 | 1 |  | 3.7308 | 0.67917 | 0.029884 | 1 | 3.7308 | 3.7308 | 0.67917 | 0 | 3.5147 | 0.61274 | 0
708 | Duct/Pipe Insulation - Chiller | 2.2155 | 0.40332 | 8 | 1 |  | 2.2155 | 0.40332 | 0.017746 | 1 | 2.2155 | 2.2155 | 0.40332 | 0 | 2.0872 | 0.36387 | 0
709 | Window Film (Standard) - Chiller | 1.2365 | 0.22511 | 8 | 1 |  | 1.2365 | 0.22511 | 0.0099947 | 1 | 1.2365 | 1.2365 | 0.22511 | 0 | 1.1649 | 0.20309 | 0
710 | Roof Insulation - Chiller | 0.74403 | 0.13545 | 8 | 1 |  | 0.74403 | 0.13545 | 0.0059596 | 1 | 0.74403 | 0.74403 | 0.13545 | 0 | 0.70093 | 0.1222 | 0
711 | Cool Roof - Chiller | 4.5919 | 0.83593 | 8 | 1 |  | 4.5919 | 0.83593 | 0.037115 | 1 | 4.5919 | 4.5919 | 0.83593 | 0 | 4.3259 | 0.75417 | 0
| Base DX Packaged System, EER=11.2, 10 tons | [13 empty] | 0 | 0 | 0
721A | Base DX Packaged System, EER=11.9, 10 tons | [8 empty] | 1 | 10 | 10 | 0 | 0.43 | 9.4207 | 0 | 0.37082
722 | Hybrid Dessicant-DX System (Trane CDQ) | 24.3954 | 4.3939 | 8 | 2 |  | 24.3954 | 4.3939 | 0 | 0.92 | 24.3954 | 22.4438 | 4.0424 | 0 | 21.1436 | 3.647 | 0
723 | Geothermal Heat Pump, EER=13, 10 tons | 3.8944 | 0.70073 | 8 | 2 |  | 3.8944 | 0.70073 | 0 | 0.66667 | 3.8944 | 2.5963 | 0.46715 | 0 | 2.4459 | 0.42146 | 0
724 | DX Tune Up/ Advanced Diagnostics | 1.3713 | 0.24695 | 8 | 1 |  | 1.3713 | 0.24695 | 0 | 0.92 | 1.3713 | 1.2616 | 0.22719 | 0 | 1.1886 | 0.20497 | 0
725 | DX Coil Cleaning | 2.6844 | 0.48349 | 8 | 1 |  | 2.6844 | 0.48349 | 0 | 0.92 | 2.6844 | 2.4696 | 0.44481 | 5.3676 | 2.3266 | 0.4013 | 4.6289
726 | Optimize Controls | 1.0303 | 0.18728 | 8 | 1 |  | 1.0303 | 0.18728 | 0 | 0.92 | 1.0303 | 0.94787 | 0.1723 | 0.74392 | 0.89296 | 0.15545 | 0.64154
727 | Aerosole Duct Sealing | 5.5798 | 1.0145 | 8 | 1 |  | 5.5798 | 1.0145 | 0 | 0.92 | 5.5798 | 5.1334 | 0.93332 | 0.95752 | 4.836 | 0.84203 | 0.82574
728 | Duct/Pipe Insulation | 3.2069 | 0.58261 | 8 | 1 |  | 3.2069 | 0.58261 | 0 | 0.92 | 3.2069 | 2.9504 | 0.536 | 0.50687 | 2.7794 | 0.48358 | 0.43711
729 | Window Film (Standard) | 1.7106 | 0.31091 | 8 | 1 |  | 1.7106 | 0.31091 | 0 | 0.92 | 1.7106 | 1.5737 | 0.28604 | 0.87264 | 1.4826 | 0.25806 | 0.75255
730 | Roof Insulation | 1.127 | 0.20485 | 8 | 1 |  | 1.127 | 0.20485 | 0 | 0.92 | 1.127 | 1.0368 | 0.18846 | 0.0045461 | 0.97676 | 0.17003 | 0.0039205
731 | Cool Roof - DX | 6.7723 | 1.2308 | 8 | 1 |  | 6.7723 | 1.2308 | 0 | 0.92 | 6.7723 | 6.2305 | 1.1324 | 0 | 5.8696 | 1.0216 | 0
800 | Base T8 | [13 empty] | 0 | 0 | 0
801 | Premium T8, Elecctronic Ballast | 45.2267 | 6.5555 | 9 | 1 |  | 45.2267 | 6.5555 | 0 | 0.67 | 45.2267 | 30.3019 | 4.3922 | 0 | 28.5464 | 3.9626 | 0
802 | CFL Hardwired, Modular 18W | 6.4128 | 0.90854 | 9 | 1 |  | 6.4128 | 0.90854 | 5.8344 | 0.61 | 3.42 | 2.0862 | 0.55421 | 0 | 1.9653 | 0.5 | 0
803 | CFL Screw-in 18W | 8.2634 | 1.1694 | 9 | 1 |  | 8.2634 | 1.1694 | 0.8086 | 0.61 | 4.41 | 2.6901 | 0.71334 | 0 | 2.5343 | 0.64357 | 0
804 | High Bay T5 | 4.4792 | 0.61904 | 9 | 1 |  | 4.4792 | 0.61904 | 1.0408 | 1 | 4.4792 | 4.4792 | 0.61904 | 0 | 4.2197 | 0.55849 | 0
805 | Occupancy Sensor | 7.3961 | 0.21363 | 10 | 1 |  | 7.3961 | 0.21363 | 0.55094 | 0.94 | 7.3961 | 6.9523 | 0.20081 | 0 | 6.5496 | 0.18117 | 0
900 | Base Other | [13 empty] | 0 | 0 | 0
901 | Replace V-belts | 0.038179 | 0.0055522 | 10 | 2 |  | 0.038179 | 0.0055522 | 0.94853 | 1 | 0.038179 | 0.038179 | 0.0055522 | 0 | 0.035967 | 0.0050091 | 0
902 | Membranes for wastewater | 0.01137 | 0.0029005 | 10 | 2 |  | 0.01137 | 0.0029005 | 0.0049414 | 1 | 0.01137 | 0.01137 | 0.0029005 | 0 | 0.010711 | 0.0026168 | 0
[15 empty] | 0 | 0 | 0
[15 empty] | 0 | 0 | 0
[15 empty] | 0 | 0 | 0
| New Measure | [13 empty] | 0 | 0 | 0
806 | LED Linear Tube 22W | [8 empty] | 1 |  | 21.3022 | 8.2076 | 7.8773 | 20.0681 | 7.4048 | 6.7932
807 | Flood LED 14W | [8 empty] | 1 |  | 1.1773 | 0.91232 | 0.88908 | 1.1091 | 0.82309 | 0.76672
808 | LED High Bay 83W | [8 empty] | 1 |  | 1.3861 | 0.97954 | 1.0265 | 1.3058 | 0.88373 | 0.88527
732 | Run Time Optimizer | [8 empty] | 1 |  | 8.2829 | 2.0056 | 0 | 7.803 | 1.8094 | 0
733 | Dehumidification Hybrid Desiccant Heat Pump PER 5 TON | [8 empty] | 1 |  | 19.5001 | 3.8098 | 0 | 18.3704 | 3.4372 | 0

## Industrial Assumptions
Measure # | Measure
100 | Base Compressed Air |  |  | LEGEND:
| New Base Compressed Air | Based on EISA 2007
101 | Compressed Air-O&M
102 | Compressed Air - Controls |  |  |  | old/remove
103 | Compressed Air - System Optimization |  |  |  | new baseline
104 | Compressed Air- Sizing |  |  |  | affected measures
105 | Comp Air - Replace 1-5 HP motor | EISA 2007 NEMA Premium ordinance - New base efficiencies |  |  | dependent
106 | Comp Air - ASD (1-5 hp) | EISA 2007 NEMA Premium ordinance - New base efficiencies
107 | Comp Air - Motor practices-1 (1-5 HP)
108 | Comp Air - Replace 6-100 HP motor | EISA 2007 NEMA Premium ordinance - New base efficiencies
109 | Comp Air - ASD (6-100 hp) | EISA 2007 NEMA Premium ordinance - New base efficiencies
110 | Comp Air - Motor practices-1 (6-100 HP)
111 | Comp Air - Replace 100+ HP motor | EISA 2007 NEMA Premium ordinance - New base efficiencies
112 | Comp Air - ASD (100+ hp) | EISA 2007 NEMA Premium ordinance - New base efficiencies
113 | Comp Air - Motor practices-1 (100+ HP)
114 | Power recovery
115 | Refinery Controls
200 | Base Fans
| New Base Fans | Based on EISA 2007
201 | Fans - O&M
202 | Fans - Controls
203 | Fans - System Optimization
204 | Fans- Improve components
205 | Fans - Replace 1-5 HP motor | EISA 2007 NEMA Premium ordinance - New base efficiencies
206 | Fans - ASD (1-5 hp) | EISA 2007 NEMA Premium ordinance - New base efficiencies
207 | Fans - Motor practices-1 (1-5 HP)
208 | Fans - Replace 6-100 HP motor | EISA 2007 NEMA Premium ordinance - New base efficiencies
209 | Fans - ASD (6-100 hp) | EISA 2007 NEMA Premium ordinance - New base efficiencies
210 | Fans - Motor practices-1 (6-100 HP)
211 | Fans - Replace 100+ HP motor | EISA 2007 NEMA Premium ordinance - New base efficiencies
212 | Fans - ASD (100+ hp) | EISA 2007 NEMA Premium ordinance - New base efficiencies
213 | Fans - Motor practices-1 (100+ HP)
214 | Optimize drying process
215 | Power recovery
216 | Refinery Controls
300 | Base Pumps
| New Base Pumps | Based on EISA 2007
301 | Pumps - O&M
302 | Pumps - Controls
303 | Pumps - System Optimization
304 | Pumps - Sizing
305 | Pumps - Replace 1-5 HP motor | EISA 2007 NEMA Premium ordinance - New base efficiencies
306 | Pumps - ASD (1-5 hp) | EISA 2007 NEMA Premium ordinance - New base efficiencies
307 | Pumps - Motor practices-1 (1-5 HP)
308 | Pumps - Replace 6-100 HP motor | EISA 2007 NEMA Premium ordinance - New base efficiencies
309 | Pumps - ASD (6-100 hp) | EISA 2007 NEMA Premium ordinance - New base efficiencies
310 | Pumps - Motor practices-1 (6-100 HP)
311 | Pumps - Replace 100+ HP motor | EISA 2007 NEMA Premium ordinance - New base efficiencies
312 | Pumps - ASD (100+ hp) | EISA 2007 NEMA Premium ordinance - New base efficiencies
313 | Pumps - Motor practices-1 (100+ HP)
314 | Power recovery
315 | Refinery Controls
400 | Base Drives
401 | Bakery - Process (Mixing) - O&M
402 | O&M/drives spinning machines
403 | Air conveying systems
404 | Replace V-Belts
405 | Drives - EE motor
406 | Gap Forming papermachine
407 | High Consistency forming
408 | Optimization control PM
409 | Efficient practices printing press
410 | Efficient Printing press (fewer cylinders)
411 | Light cylinders
412 | Efficient drives
413 | Clean Room - Controls
414 | Clean Room - New Designs
415 | Drives - Process Controls (batch + site)
416 | Process Drives - ASD
417 | O&M - Extruders/Injection Moulding
418 | Extruders/injection Moulding-multipump
419 | Direct drive Extruders
420 | Injection Moulding - Impulse Cooling
421 | Injection Moulding - Direct drive
422 | Efficient grinding
423 | Process control
424 | Process optimization
425 | Drives - Process Control
426 | Efficient drives - rolling
427 | Drives - Optimization process (M&T)
428 | Drives - Scheduling
429 | Machinery
430 | Efficient Machinery
500 | Base Heating
501 | Bakery - Process
502 | Drying (UV/IR)
503 | Heat Pumps - Drying
504 | Top-heating (glass)
505 | Efficient electric melting
506 | Intelligent extruder (DOE)
507 | Near Net Shape Casting
508 | Heating - Process Control
509 | Efficient Curing ovens
510 | Heating - Optimization process (M&T)
511 | Heating - Scheduling
550 | Base Refrigeration
551 | Efficient Refrigeration - Operations
552 | Optimization Refrigeration
600 | Base Other Process
601 | Other Process Controls (batch + site)
602 | Efficient desalter
603 | New transformers welding
604 | Efficient processes (welding, etc.)
605 | Process control
606 | Power recovery
607 | Refinery Controls
700 | Base Centrifugal Chiller, 0.58 kW/ton, 500 tons
701 | Centrifugal Chiller, 0.51 kW/ton, 500 tons
702 | High Efficiency Chiller Motors
703 | EMS - Chiller
704 | Chiller Tune Up/Diagnostics
705 | VSD for Chiller Pumps and Towers
706 | EMS Optimization - Chiller
707 | Aerosole Duct Sealing - Chiller
708 | Duct/Pipe Insulation - Chiller
709 | Window Film (Standard) - Chiller
710 | Roof Insulation - Chiller
711 | Cool Roof - Chiller
720 | Base DX Packaged System, EER=10.3, 10 tons
721 | DX Packaged System, EER=10.9, 10 tons
| Base DX Packaged System, EER=11.2, 10 tons | TABLE C403.2.3(1) MINIMUM EFFICIENCY REQUIREMENTS: ELECTRICALLY OPERATED UNITARY AIR CONDITIONERS AND CONDENSING UNITS | FBC 2013 | Larry / Abel | http://publicecodes.cyberregs.com/icod/iecc/2012/icod_iecc_2012_ce4_sec003.htm?bu=IC-P-2012-000014&bu2=IC-P-2012-000019
722 | Hybrid Dessicant-DX System (Trane CDQ)
723 | Geothermal Heat Pump, EER=13, 10 tons
724 | DX Tune Up/ Advanced Diagnostics
725 | DX Coil Cleaning
726 | Optimize Controls
727 | Aerosole Duct Sealing
728 | Duct/Pipe Insulation
729 | Window Film (Standard)
730 | Roof Insulation
731 | Cool Roof - DX
800 | Base Lighting
800 | Base T8
801 | Premium T8, Elecctronic Ballast
802 | CFL Hardwired, Modular 18W
803 | CFL Screw-in 18W
804 | High Bay T5
805 | Occupancy Sensor
900 | Base Other
901 | Replace V-belts
902 | Membranes for wastewater

## New Measures 08062013
|  |  | DEF | Comments
I/O | Residential
I | 12 Watt LED (A19)
i | Directional LED (outdoor)
O | LED Lighting |  | 1
O | Specialty CFL/LED |  | 1 | Recessed, candelabra, etc
O | 2-Time Incandescent
O | Refrigerator Recycling
I | Appliance Recycling Programs |  | 1 | Freezers also
O | BBEE - Audit Education |  |  | Not included in 25-170021
O | BBEE - Comparative Reports |  | 1 | Not included in 25-170021
O | Spectrally Selective Window Film |  |  | Energy impact same, but more attractive
O | In-Home displays (subset of behavior) |  | 1
O | Smart Thermostats (communicating) |  | 1 | DR measure
I | Smart Plugs/Power Strips |  | 1
O | Variable refrigerant flow heat pumps
O | Ductless heat pumps |  |  | program design, part of our current program
O | Residential Direct Install programs |  | 1 | Really more of a program design (include?)
Business
I | C/I | LED Troffers
I | C/I | LED High Bay
I | C/I | LED Flood
I | C/I | LED Outdoor Lighting
O | C/I | LED Traffic Lights | 1 | new code
I | C/I | LED A19
I | C/I | Hybrid Desiccant Heat Pump
I | C/I | HVAC Runtime Optimizer
O | C | Spectrally Selective Window Film
O | C | Variable refrigerant flow heat pumps
O | C | Combined Heat and Power | 1 | May be in Cogen measures (existing defense to exclude?)
I | C | Data Center Power measures | 1
I | C | Low Flow water fixtures | 1
O |  | Retro Commissioning | 1 | Low/no cost measures from audits
O |  | Energy Mgmt Info Systems | 1 | Look to exclude? Same issue
Commercial Food Service Measures
[7 empty] | Summer | Winter
[5 empty] | Measure | Energy kWh | Peak kW | Peak kW | Included in 2008 | KWH | SKW | WKW | GWH | SMW | WMW
[5 empty] | Convection Oven | 1869 | 0.4 | 0.4 | #801 | 14960000 | 1700 | 400 | 14.96 | 1.7 | 0.4
[5 empty] | Fryer | 1160 | 0.2 | 0.2 | #811 | 16540000 | 1800 | 400 | 16.54 | 1.8 | 0.4
[5 empty] | Griddle | 2523 | 0.5 | 0.5 | No | 20194799.3579 | 2125 | 500 | 20.1948 | 2.125 | 0.5
[5 empty] | Steamer | 60081 | 13.79 | 13.79 | No | 480905168.5393 | 58607.5 | 13790 | 480.9052 | 58.6075 | 13.79
[5 empty] | Holding Cabinet | 6534 | 1.2 | 1.2 | No | 52299967.8973 | 6375 | 1500 | 52.3 | 6.375 | 1.5
[5 empty] | Ice Machine | 1797 | 0.2 | 0.2 | No

## FPL new TP measures impacts
Measure Name | Summer KW Impact | Winter KW Impact | Annual KWH Impact | normalized SKW | normalized WKW | normalized kwh | Full Cost | Measure Life | Measure Life (years) | Baseline measure | Baseline measure number
RESIDENTIAL
LED 12W, 0.5hr/hday | 0.031 | 0.019809 | 5.6 |  |  |  | 18.57 | 25,000hrs | 137 | Base Lighting (43-Watt incandescent), 0.5 hr/hday | 220 | 137
LED 12W, 2.5hr/hday | 0.031 | 0.019809 | 28 |  |  |  | 18.57 | 25,000hrs | 27 | Base Lighting (43-Watt incandescent), 2.5 hr/hday | 230 | 27
LED 12W, 6.0hr/hday | 0.031 | 0.019809 | 67.2 |  |  |  | 18.57 | 25,000hrs | 11 | Base Lighting (43-Watt incandescent), 6.0 hr/hday | 240 | 11
LED Directional 13W (Flood, Outdoor) | 0 | 0 | 87.7 |  |  |  | 26.97 | 25,000hrs | 8.5616 | Base Outdoor Lighting (53W EISA) | 260 | 8.5616 | 8 | hr
LED 12W Blend | 0.0021 | 0.0029809 | 39.21 |  |  |  | 18.57 |  | 30
COMMERCIAL
LED 12W | 0.006 | 0.003834 | 19.866 | 1 | 0.64 | 3311 | 18.57 | 25,000hrs | 7.5506 | Base CFL (18W) | 145 | 7.5506 | 3311
Outdoor LED 104W | 0 | 0 | 980.1 |  |  |  | 375 |  | 23 | Base Outdoor Mercury Vapor 400W Lamp
Flood LED 14W | 0.039 | 0.025 | 129.1 | 1 | 0.64 | 3311 | 33.64 | 35,000hrs | 10.5708 | Base Incandescent Flood, 53W to Screw-in CFL | 130 | 10.5708
LED High Bay 83W | 0.3175 | 0.20288 | 1051.2 | 1 | 0.64 | 3311 | 325.17 | 50,000hrs | 15.1012 | Base High Bay Mercury Vapor, 400W | 150 | 15.1012
LED Linear Tube 22W | 0.04 | 0.026 | 132.4 | 1 | 0.64 | 3311 | 188.8 | 50,000hrs | 15.1012 | Base T8, EB | 120 | 15.1012
Run Time Optimizer | 1.7 | 0 | 10915 | 1 | 0 | 6420.5882 | 3105 | 15yrs | 15 | Base DX Packaged System, EER=10.9, 10 tons | 320
Dehumidification Hybrid Desiccant Heat Pump PER 5 TON | 1.78 | 2.5 | 7172 | 1 | 1.4045 | 4029.2135 | 2500 | 15yrs | 15 | Base DX Packaged System, EER=10.9, 10 tons | 320
Industrial
LED Linear Tube 22W | 0.04 | 0.026 | 132.4 | 1 | 0.64 | 3311 | 188.8 | 50,000hrs | 15 | Base Lighting | 800 | 15
Flood LED 14W | 0.04 | 0.03 | 129.1 | 1 | 0.64 | 3311 | 32.61 | 35,000hrs | 10.5708 | Base Lighting | 800 | 10.5708
LED High Bay 83W | 0.3175 | 0.20288 | 1051.2 | 1 | 0.639 | 3311 | 299.17 | 50,000hrs | 15.1012 | Base Lighting | 800 | 15.1012
Run Time Optimizer | 1.7 | 0 | 10915 | 1 | 0 | 6420.5882 | 3105 | 15yrs | 15 | Base DX Packaged System, EER=10.9, 10 tons | 720
Dehumidification Hybrid Desiccant Heat Pump PER 5 TON | 1.78 | 2.5 | 7172 | 1 | 1.4045 | 4029.2135 | 2500 | 15yrs | 15 | Base DX Packaged System, EER=10.9, 10 tons | 720
0.5 Faucet Aerator (DI) - Commercial | 0.025375 | 0.025375 | 1246 | 1 | 1
0.5 Faucet Aerator (DI) - Commercial | 0.025375 | 0.025375 | 1246 | 1 | 1
0.5 Faucet Aerator (DI) - Commercial | 0.025375 | 0.025375 | 1246 | 1 | 1
1.0 gpm Faucet Aerator (DI) -Commercial | 0.0175 | 0.014084 | 123.375 | 1 | 0.80479
1.0 gpm Faucet Aerator (DI) -Commercial | 0.0175 | 0.014084 | 123.375 | 1 | 0.80479
1.0 gpm Faucet Aerator (DI) -Commercial | 0.0175 | 0.014084 | 123.375 | 1 | 0.80479
1.5 gpm Faucet Aerator (DI) - Commercial | 0.023625 | 0.023625 | 312.375 | 1 | 1
1.5 gpm Faucet Aerator (DI) - Commercial | 0.023625 | 0.023625 | 312.375 | 1 | 1
1.5 gpm Faucet Aerator (DI) - Commercial | 0.023625 | 0.023625 | 312.375 | 1 | 1
Server Virtulization | 2.37 | 0 | 20781 | 1 | 0
Server Virtulization | 2.37 | 0 | 20781 | 1 | 0
Server Virtulization | 2.37 | 0 | 20781 | 1 | 0
Steamer | 13.79 | 13.79 | 60081 | 1 | 1
Steamer | 13.79 | 13.79 | 60081 | 1 | 1
Steamer | 13.79 | 13.79 | 60081 | 1 | 1
Holding Cabinet | 1.2 | 1.2 | 6534 | 1 | 1
Holding Cabinet | 1.2 | 1.2 | 6534 | 1 | 1
Holding Cabinet | 1.2 | 1.2 | 6534 | 1 | 1
Griddle | 0.5 | 0.5 | 2523 | 1 | 1
Griddle | 0.5 | 0.5 | 2523 | 1 | 1
Griddle | 0.5 | 0.5 | 2523 | 1 | 1
Ice Machine | 0.2 | 0.2 | 1797 | 1 | 1
Ice Machine | 0.2 | 0.2 | 1797 | 1 | 1
Ice Machine | 0.2 | 0.2 | 1797 | 1 | 1

## Duke new Measures
Duke Energy Florida Measures for Technical Potential
Measure Name | Original SKW | Original WKW | Original KWH | FL Adj Factor | FL SKW | FL WKW | FL KWH | FL Population | FL Applicability | Save Factor | Cost | Measure Life | Baseline measure
Low Flow Measures
0.5 Faucet Aerator (DI) - Commercial, public use | 0.029 | 0.029 | 1424 | 0.875 | 0.025375 | 0.025375 | 1246 |  |  | 77.27% | 9 | 10
0.5 gpm Faucet Aerator (DI) - COMM, pvt use | 0.029 | 0.022717 | 199 | 0.875 | 0.025375 | 0.019877 | 174.125 |  |  | 77.27% | 9 | 10
0.5 gpm Faucet Aerator (DI) - School, public use | 0.029 | 0.029 | 1069 | 0.875 | 0.025375 | 0.025375 | 935.375 |  |  | 77.27% | 9 | 10
1.0 Faucet Aerator (DI) - Commercial, public use | 0.02 | 0.02 | 1005 | 0.875 | 0.0175 | 0.0175 | 879.375 |  |  | 54.55% | 9 | 10
1.0 gpm Faucet Aerator (DI) - COMM, pvt use | 0.02 | 0.016096 | 141 | 0.875 | 0.0175 | 0.014084 | 123.375 |  |  | 54.55% | 9 | 10
1.0 gpm Faucet Aerator (DI) - School, public use | 0.02 | 0.02 | 755 | 0.875 | 0.0175 | 0.0175 | 660.625 |  |  | 54.55% | 9 | 10
1.5 gpm Low Flow Showerhead (DI) - COMM, public use | 0.027 | 0.027 | 715 | 0.875 | 0.023625 | 0.023625 | 625.625 |  |  | 31.82% | 25 | 10
1.5 gpm Low Flow Showerhead (DI) - COMM, pvt use | 0.027 | 0.027 | 357 | 0.875 | 0.023625 | 0.023625 | 312.375 |  |  | 31.82% | 25 | 10
Appliance Recycling Measures
Freezer recycling | 0.108 | 0.075505 | 749 | 1.08 | 0.11664 | 0.081545 | 808.92 |  |  |  |  | 20 | PEC Navigant M&V adjusted to Fl Coincident peak
Refrigerator recycling | 0.135 | 0.094381 | 929 | 1.08 | 0.1458 | 0.10193 | 1003.32 |  |  |  |  | 20
Data Center Measures
Server Virtualization | 2.37 | 2.37 | 20781 | 1 | 2.37 | 2.37 | 20781 |  |  |  | 18750 | 4 | 100 servers per | 313
Plugs and Misc Measures
Smart Plug | 0.028539 | 0.028539 | 250 | 1 | 0.028539 | 0.028539 | 250 |  |  |  | 40 | 10
|  | Homes |  | Cumulative GWH
| Single | 886190 |  | 11751.7552 | Fridge |  |  |  | 22.032
| Multi | 392248 |  | 14575.942 | Freeze
| Manu | 174333
Peak Savings - Refrigerator | 0.135 | 0.094381
Peak Savings - Freezer | 0.108 | 0.075505
Note on F5: Using Ground Temperature So 140-60=80 (NC) and 140-70=70 (FL) and 70/80=.875, therefore we take the NC impacts and multiply by .875 to = FL impacts
Note on F6: Using Ground Temperature So 140-60=80 (NC) and 140-70=70 (FL) and 70/80=.875, therefore we take the NC impacts and multiply by .875 to = FL impacts
Note on F7: Using Ground Temperature So 140-60=80 (NC) and 140-70=70 (FL) and 70/80=.875, therefore we take the NC impacts and multiply by .875 to = FL impacts
Note on F8: Using Ground Temperature So 140-60=80 (NC) and 140-70=70 (FL) and 70/80=.875, therefore we take the NC impacts and multiply by .875 to = FL impacts
Note on F9: Using Ground Temperature So 140-60=80 (NC) and 140-70=70 (FL) and 70/80=.875, therefore we take the NC impacts and multiply by .875 to = FL impacts
Note on F10: Using Ground Temperature So 140-60=80 (NC) and 140-70=70 (FL) and 70/80=.875, therefore we take the NC impacts and multiply by .875 to = FL impacts
Note on F11: Using Ground Temperature So 140-60=80 (NC) and 140-70=70 (FL) and 70/80=.875, therefore we take the NC impacts and multiply by .875 to = FL impacts
Note on F12: Using Ground Temperature So 140-60=80 (NC) and 140-70=70 (FL) and 70/80=.875, therefore we take the NC impacts and multiply by .875 to = FL impacts
Note on F14: OT07578: Additional HVAC savings

## Duke Res-New Measures Calc
New Measures Calculation - Residential
|  |  | Summer | Winter |  | Summer | Winter
Measure |  | Base | Base | Base | Savings | Savings | Savings
Number | Measure | GWH | MW | MW | GWH | MW | MW | Source
220 | Base Lighting (60-Watt incandescent), 0.5 hr/day | 97.0797 | 7.09 |  |  |  |  | F_Saere
221 | CFL (18-Watt integral ballast), 0.5 hr/day |  |  |  | 69.89 | 3.66 |  | S_Saere, ROB Adjusted Factors
230 | Base Lighting (60-Watt incandescent), 2.5 hr/hday | 849.25 | 133.0554
231 | CFL (18-Watt integral ballast), 2.5 hr/day |  |  |  | 611.54 | 32
240 | Base Lighting (60-Watt incandescent), 6.0 hr/hday | 436.8513 | 72.1819 |  |  |  |  | F_Saere
241 | CFL (18-Watt integral ballast), 6.0 hr/day |  |  |  | 314.51 | 16.46 |  | S_Saere, ROB Adjusted Factors
|  |  | Summer | Winter |  | Summer | Winter
Measure |  | Base | Base | Base | Savings | Savings | Savings
Number | Measure | GWH | MW | MW | GWH | MW | MW | Source
220 | Base Lighting (60-Watt incandescent), 0.5 hr/day | 97.0797 | 7.09 | [7 empty] | 69.9877 | 72% of Base
221 | CFL (18-Watt integral ballast), 0.5 hr/day |  |  |  | 41.6012 | 2.1786 | 0 | 59.52% | CFL Adj. Factor |  | 28.3865 | Base - 18W
| Remaining after previous measure | 55.4785 | 4.9114 | 0
222 | LED (12-Watt), 0.5 hr/day |  |  |  | 28.3865 | 0.6876 | 0 | 14% |  |  | 58.14% | 18w vs 43w
|  | 27.092 | [8 empty] | 72.09% | 12w vs 43
[11 empty] | 13.95% | incremental savings for LED
|  |  | Summer | Winter |  | Summer | Winter
Measure |  | Base | Base | Base | Savings | Savings | Savings
Number | Measure | GWH | MW | MW | GWH | MW | MW | Source
230 | Base Lighting (60-Watt incandescent), 2.5 hr/hday | 849.25 | 133.0554 | 0 | [6 empty] | 612.25 | 72% of Base
231 | CFL (18-Watt integral ballast), 2.5 hr/day |  |  |  | 364.0119 | 19.0476 | 0 | 59.52% | CFL Adj. Factor |  | 248.2381 | Base - 18W
| Remaining after previous measure | 485.2381 | 114.0077 | 0
232 | LED (12-Watt), 2.5 hr/day |  |  |  | 248.2381 | 15.9081 | 0 | 13.95%
237
|  |  | Summer | Winter |  | Summer | Winter
Measure |  | Base | Base | Base | Savings | Savings | Savings
Number | Measure | GWH | MW | MW | GWH | MW | MW | Source
240 | Base Lighting (60-Watt incandescent), 6.0 hr/hday | 436.8513 | 72.1819 | 0
241 | CFL (18-Watt integral ballast), 6.0 hr/day |  |  |  | 187.2083 | 9.7976 | 0 | 59.52% | CFL Adj. Factor |  | 314.9393 | 72% of Base
| Remaining after previous measure | 249.643 | 62.3843 | 0 | [6 empty] | 127.731 | Base - 18W
242 | LED (12-Watt), 6.0 hr/day |  |  |  | 127.731 | 8.7048 | 0 | 13.95%
121.912
|  |  | Summer | Winter |  | Summer | Winter
Measure |  | Base | Base | Base | Savings | Savings | Savings
Number | Measure | GWH | MW | MW | GWH | MW | MW | Source
260 | Base Outdoor Lighting (75W) | 253.98 | 13 | 19 |  |  |  |  | New Base | 53
261 | LED 13W |  |  |  | 191.683 | 0 | 0 | 75.47% | 13w vs 53w
|  |  | Summer | Winter |  | Summer | Winter
Measure |  | Base | Base | Base | Savings | Savings | Savings
Number | Measure | GWH | MW | MW | GWH | MW | MW | Source
300 | Base Fridge | 1826.72 | 242.82 |  |  |  |  | F_Saere
301 | E-Star Fridge |  |  |  | 231 | 31 |  | S_Saere, ROB Adjusted Factors
350 | Base Freeze | 247.69 | 32.92 |  |  |  |  | F_Saere
351 | E-Star Freezer |  |  |  | 20 | 3 |  | S_Saere, ROB Adjusted Factors
|  |  | Summer | Winter |  | Summer | Winter
Measure |  | Base | Base | Base | Savings | Savings | Savings
Number | Measure | GWH | MW | MW | GWH | MW | MW | Source
300 | Base Fridge | 1826.72 | 242.82 | 0 | [6 empty] | 1080.3436 | ITRON | F_S
301 | E-Star Fridge |  |  |  | 207.9 | 27.9 | 0 | 90% | Adj. Factor |  | 1003.32 | New Measure Impact
| Remaining after previous measure | 1618.82 | 214.92 | 0 | [6 empty] | 92.87% | Incremental Fridge
302 | Fridge Appliance Recycling |  |  |  | 405.9195 | 53.8912 | 37.6763 | 25.08% | Incremental Savings |  | 27% | PEF Saturation 2010 (2 or more)
|  |  | Summer | Winter |  | Summer | Winter
Measure |  | Base | Base | Base | Savings | Savings | Savings
Number | Measure | GWH | MW | MW | GWH | MW | MW | Source
350 | Base Freeze | 247.69 | 32.92 | 0 | [6 empty] | 787.65 | ITRON | F_S
351 | E-Star Freezer |  |  |  | 15 | 2.25 | 0 | 75% | Adj. Factor |  | 808.92 | New Measure Impact
| Remaining after previous measure | 232.69 | 30.67 | 0 | [6 empty] | 102.7% | Incremental Freeze
351 | Freeze Appliance Recycling |  |  |  | 11.9487 | 1.5749 | 1.101 | 5.135% | Incremental Savings |  | 5% | Gulf Saturation 2007 (2 or more)
|  |  | Summer | Winter |  | Summer | Winter
Measure |  | Base | Base | Base | Savings | Savings | Savings
Number | Measure | GWH | MW | MW | GWH | MW | MW | Source
950 | Base Desktop PC | 221.01 | 27.77 |  |  |  |  | F_Saere
951 | Energy Star Desktop PC |  |  |  | 26 | 3 |  | S_Saere, ROB Adjusted Factors
|  |  | Summer | Winter |  | Summer | Winter
Measure |  | Base | Base | Base | Savings | Savings | Savings
Number | Measure | GWH | MW | MW | GWH | MW | MW | Source
950 | Base Desktop PC | 221.01 | 27.77 | 0 | [6 empty] | 252 | ITRON | F_S
951 | Energy Star Desktop PC |  |  |  | 26 | 3 | 0 | 100% | Adj. Factor |  | 250 | New Measure Impact
| Remaining after previous measure | 195.01 | 24.77 | 0 | [6 empty] | 99.21% | Incremental Freeze
351 | Smart Plug |  |  |  | 193.4623 | 24.5734 | 0 | 99.21% | Incremental Savings
Note on D6: OT07578: Adjusted Base from ITRON given 60 W to new Base of 43 W

## Duke Com-New Measures Calc
New Measures Calculation - Commercial
|  |  |  | Summer | Winter |  | Summer | Winter
| Measure |  |  | Base | Base | Savings | Savings | Savings
| Number | Measure | GWH | MW | MW | GWH | MW | MW | Source
| 600 | Base Water Heating | 194.7169 | 24.0391 | 36.0587 |  |  |  | F_Saere* baseline adjustment factor
| 603 | Heat Pump Water Heater (air source) |  |  |  | 49.7081 | 0.061086 | 5.0535 |  |  | 0.5 Faucet Aerator (DI) - Commercial, public use
| 604 | Solar Water Heater |  |  |  | 0.91685 | 0.22309 | 0.047036 |  |  | 2.2 | Base GPM | 60 | NC Ground Temp
| 606 | Demand controlled circulating systems |  |  |  | 1.822 | 9.4217 | 0.19097 |  |  | 0.5 | New GPM | 70 | FL Ground Temp
| 608 | Heat Recovery Unit |  |  |  | 72.67 | 1.3289 | 6.32 |  |  | 77.27% | Savings Fraction | 85.71% | Ratio
| 609 | Heat Trap |  |  |  | 9.9271 | 0.051095 | 1.0073 |  |  | 0.66234 | Net Savings after NC/FL adjustment
| 610 | Hot Water Pipe Insulation |  |  |  | 0.38438 | 3.6217 | 0.039343
|  |  |  | Summer | Winter |  | Summer | Winter |  |  | 1.0 gpm Faucet Aerator (DI) - COMM, pvt use
| Measure |  | Base | Base | Base | Savings | Savings | Savings |  |  | 2.2 | Base GPM | 60 | NC Ground Temp
| Number | Measure | GWH | MW | MW | GWH | MW | MW | Source |  | 1 | New GPM | 70 | FL Ground Temp
| 6xx | Remaining Base | 59.2886 | 9.3316 | 23.4006 | [5 empty] | 54.55% | Savings Fraction | 85.71% | Ratio
| 611 | 1.5 gpm Showerhead (DI) - Commercial |  |  |  | 16.1696 | 6.1807 | 15.4991 |  |  | 0.46753 | Net Savings after NC/FL adjustment
| 6xx | Remaining Base | 43.119 | 3.1509 | 7.9015
| 612 | 1.0 gpm Faucet Aerator (DI) -Commercial |  |  |  | 20.1595 | 1.4732 | 3.6942 |  |  | 1.5 gpm Showhead (DI) - COMM, pvt use
| 6xx | Remaining Base | 22.9595 | 1.6778 | 4.2073 | [5 empty] | 2.2 | Base GPM | 60 | NC Ground Temp
| 613 | 0.5 gpm Faucet Aerator (DI) - Commercial |  |  |  | 15.2069 | 0.45757 | 1.1474 |  |  | 1.5 | New GPM | 70 | FL Ground Temp
[11 empty] | 31.82% | Savings Fraction | 85.71% | Ratio
[11 empty] | 0.27273 | Net Savings after NC/FL adjustment
|  |  |  | Summer | Winter |  | Summer | Winter
| Measure |  | Base | Base | Base | Savings | Savings | Savings
| Number | Measure | GWH | MW | MW | GWH | MW | MW | Source
|  | Calculated Base PC Network | 119.2765 | 9.9519 | 19.3184 |  |  |  | Network Base = Itron Network PC/Itron M file savings fraction
| 702 | PC Network Power Management Enabling |  |  |  | 81.108 | 1.3434 | 16.8882 |  | 0.68
|  | Remaining Base | 38.1685 | 3.1846 | 6.1819 |  |  |  | Savings at 90% per measure design to replace 9 out of 10 servers with software
| 703 | Server Virtulization |  |  |  | 34.3516 | 2.8661 | 5.5637
FPL Measures Duke Values
|  |  | Summer | Winter |  | Summer | Winter
Measure |  | Base | Base | Base | Savings | Savings | Savings
Number | Measure | GWH | MW | MW | GWH | MW | MW | Source
150 | Base High Bay Mercury Vapor, 400W | 163.98 | 24.1 | 22 |  |  |  | F_Saece
151 | PSMH, 250W, magnetic ballast |  |  |  | 58.2485 | 11.6273 | 6.5927 | Commercial Adj File
153 | High Bay T5 (200W) |  |  |  | 50 | 5.2166 | 0 | Commercial Adj File |  | already accounted for400W vs 200W represents Itron total savings to 200w |  | 0.2925 | 47.9641
| Remaining after previous measure | 55.7315 | 7.2561 | 15.4073 | [5 empty] | 400W vs 83 new potential savings total
154 | LED High Bay 83W (400W equivalent) |  |  |  | 16.3015 | 2.1224 | 4.5066 |  |  | incremental for new 83W measure
39.43
|  |  | Summer | Winter |  | Summer | Winter
Measure |  | Base | Base | Base | Savings | Savings | Savings
Number | Measure | GWH | MW | MW | GWH | MW | MW | Source |  | FOR NEW MEASURE |  | 0.04
130 | Base Incandescent Flood, 75W to Screw-in CFL | 988.2 | 118.3 | 110.1 |  |  |  | F_Saece, Original 75W |  | New Base | w
131 | CFL Screw-in 18W |  |  |  | 326.63 | 62.9 | 33.7 | Commercial Adj File, 18w vs 53w (new base) |  |  | 53w vs 18w
| Remaining after previous measure | 661.57 | 55.4 | 76.4 | [6 empty] | 53w vs 14w
132 | Flood LED 14W |  |  |  | 26.4628 | 2.216 | 3.056 |  |  |  | Incremental
|  |  | Summer | Winter |  | Summer | Winter
Measure |  | Base | Base | Base | Savings | Savings | Savings
Number | Measure | GWH | MW | MW | GWH | MW | MW | Source
200 | Base Outdoor Mercury Vapor 400W Lamp | 249.68 | 14.1 | 6 |  |  |  | F_Saece
202 | Outdoor Lighting Controls (Photocell/Timeclock) |  |  |  | 5.49 | 0.4 | 0.2 | Commercial Adj File |  | FOR NEW MEASURE
201 | High Pressure Sodium 250W Lamp |  |  |  | 68.2 | 4.8 | 2.1 | Commercial Adj File |  | 37.5%
| Remaining after previous measure | 175.99 | 8.9 | 3.7 | [5 empty] | 74%
203 | Outdoor LED 104W |  |  |  | 64.2364 | 3.2485 | 1.3505 |  |  | 36.5%
|  |  | Summer | Winter |  | Summer | Winter
Measure |  | Base | Base | Base | Savings | Savings | Savings
Number | Measure | GWH | MW | MW | GWH | MW | MW | Source
145 | Base CFL (18W) | 116.16 | 13.9 | 12.9 |  |  |  | F_Saece
| Remaining after previous measure | 116.16 | 13.9 | 12.9 | [5 empty] | FOR NEW MEASURE
146 | LED (12-Watt) |  |  |  | 38.72 | 4.6333 | 4.3 |  |  | 33.33%
|  |  | Summer | Winter |  | Summer | Winter
Measure |  | Base | Base | Base | Savings | Savings | Savings
Number | Measure | GWH | MW | MW | GWH | MW | MW | Source
120 | Base T8, EB | 470.01 | 34.8 | 33.4 |  |  |  | F_Saece |  | FOR NEW MEASURE
124 | Lighting Control Tuneup |  |  |  | 1.08 | 0.2 | 0.1 | Commercial Adj File |  |  | watts | lamps | tot watts | savings
121 | ROB Premium T8, 1EB |  |  |  | 35.5 | 7.1 | 3.8 | Commercial Adj File |  | T8 | 32 | 4 | 128
122 | ROB Premium T8, EB, Reflector |  |  |  | 22.98 | 4.6 | 2.4 | Commercial Adj File |  | Prem T8 | 28 | 4 | 112 | 12.5%
123 | Occupancy Sensor |  |  |  | 9.86 | 1.9 | 1.2 | Commercial Adj File |  | Prem T8 Reflector | 28 | 2 | 56 | 56.25%
| Remaining after previous measure | 400.59 | 21 | 25.9 | [5 empty] | LED | 22 | 2 | 44 | 65.62%
125 | LED Linear Tube 22W |  |  |  | 37.5553 | 1.9687 | 2.4281 |  |  |  |  | LED Incremental |  | 9.375%
|  |  | Summer | Winter |  | Summer | Winter
Measure |  | Base | Base | Base | Savings | Savings | Savings
Number | Measure | GWH | MW | MW | GWH | MW | MW | Source
320 | Base DX Packaged System, EER=10.3, 10 tons | 2175.26 | 333.4 | 25.4 |  |  |  | F_Saece
321A | DX Packaged System, EER=11.9, 10 tons |  |  |  | 43.53 | 12.0013 | 0 | Commercial Adj File
322 | Hybrid Dessicant-DX System (Trane CDQ) |  |  |  | 210.87 | 30.5 | 0 | Commercial Adj File
323 | Geothermal Heat Pump, EER=13, 10 tons |  |  |  | 36.96 | 11 | 0 | Commercial Adj File
326 | DX Tune Up/ Advanced Diagnostics |  |  |  | 20.84 | 6 | 0 | Commercial Adj File
327 | DX Coil Cleaning |  |  |  | 17.97 | 1 | 0 | Commercial Adj File
328 | Optimize Controls - DX |  |  |  | 101.1 | 21 | 0 | Commercial Adj File
329 | Aerosole Duct Sealing |  |  |  | 5.08 | 1 | 0 | Commercial Adj File
330 | Duct/Pipe Insulation |  |  |  | 59.95 | 8 | -5 | Commercial Adj File
332 | Window Film (Standard) |  |  |  | 142.14 | 85 | 41 | Commercial Adj File
334 | Ceiling Insulation |  |  |  | 26.04 | 14 | 7 | Commercial Adj File
335 | Roof Insulation |  |  |  | 306.23 | 110 | 0 | Commercial Adj File
336 | Cool Roof - DX |  |  |  | 4.38 | 1 | 0 | Commercial Adj File | run optimizer reduction (FPL)
| Remaining after previous measure | 1200.17 | 32.8987 | -17.6 |  |  |  |  | kwh | wmw
337 | Run Time Optimizer |  |  |  | 106.8151 | #REF! | 0 |  | 8.9% | 0%
| Remaining after previous measure | 1093.3549 | #REF! | -17.6
338 | dehumidification hybrid desiccant heat pump |  |  |  | 251.4716 | #REF! | -4.048 |  | dehumidification hybrid desiccant heat pump (FPL)
[9 empty] | kwh | wmw
[9 empty] | 23% | 23%
Existing Gulf Food Service (ITRON)
|  |  | Summer | Winter |  | Summer | Winter
Measure |  | Base | Base | Base | Savings | Savings | Savings
Number | Measure | GWH | MW | MW | GWH | MW | MW | Source
800 | Base Oven | 64.54 | 8.9 | 7.7 |  |  |  | F_Saece
801 | Convection Oven |  |  |  | 14.96 | 1.7 | 0.4 | Commercial Adj File
|  | 49.58 | 7.2 | 7.3
|  |  | Summer | Winter |  | Summer | Winter
Measure |  | Base | Base | Base | Savings | Savings | Savings
Number | Measure | GWH | MW | MW | GWH | MW | MW | Source
810 | Base Fryer | 114.23 | 16.7 | 10.6 |  |  |  | F_Saece
811 | Fryer |  |  |  | 16.54 | 1.8 | 0.4 | Commercial Adj File
|  | 97.69 | 14.9 | 10.2
New Gulf Food Service Duke Values
|  |  | Summer | Winter |  | Summer | Winter
Measure |  | Base | Base | Base | Savings | Savings | Savings
Number | Measure | GWH | MW | MW | GWH | MW | MW | Source
810 | Base Fryer remaining after previous measure | 97.69 | 14.9 | 10.2
812 | Griddle |  |  |  | 16.54 | 1.8 | 0.4 | Impact from ITRON Fryer
|  |  | Summer | Winter |  | Summer | Winter
Measure |  | Base | Base | Base | Savings | Savings | Savings
Number | Measure | GWH | MW | MW | GWH | MW | MW | Source
800 | Base Oven remaining after previous measure | 49.58 | 7.2 | 7.3
813 | Steamer |  |  |  | 14.96 | 1.7 | 0.4 | Impact from ITRON Oven
|  |  | Summer | Winter |  | Summer | Winter
Measure |  | Base | Base | Base | Savings | Savings | Savings
Number | Measure | GWH | MW | MW | GWH | MW | MW | Source
800 | Base Oven remaining after previous measure | 49.58 | 7.2 | 7.3
813 | Holding Cabinet |  |  |  | 14.96 | 1.7 | 0.4 | Impact from ITRON Oven
|  |  | Summer | Winter |  | Summer | Winter
Measure |  | Base | Base | Base | Savings | Savings | Savings
Number | Measure | GWH | MW | MW | GWH | MW | MW | Source
500 | Base Refrigeration System | 557.8265 | 413 | 398
518 | Ice Machine |  |  |  | 8.9115 | 0.45022 | 0.90589 | Impact from ITRON Refrigeration Commissioning

## Duke Ind - Calcs
TABLE 1
[11 empty] | Base (Fs_aeie) |  |  |  | Adjusted Baseline
[10 empty] | measure | gwh | smw | wmw | adj factor (calculation) | gwh | smw | wmw
Industrial Calculations | [9 empty] | 801 | 103.3084 | 15.1379 | 13.2038 | 0.66667 | 68.8723 | 10.092 | 8.8026
[10 empty] | 802 | 12.6879 | 1.8376 | 1.6206 | 0.61404 | 7.7908 | 1.1283 | 0.99508
|  |  | Summer | Winter |  | Summer | Winter |  |  | 803 | 16.3043 | 2.3599 | 2.0818 | 0.61404 | 10.0114 | 1.4491 | 1.2783
Measure |  | Base | Base | Base | Savings | Savings | Savings |  |  | 804 | 8.5543 | 1.247 | 1.103 | 1 | 8.5543 | 1.247 | 1.103
Number | Measure | GWH | MW | MW | GWH | MW | MW | Source
800 | Base Lighting | 232.51 | 37.92 | 0 |  |  |  | Fs_aeie |  | TABLE 2
801 | Premium T8, Elecctronic Ballast |  |  |  | 30.3019 | 4.3922 | 0 | industrial adj file |  |  | Base (Fs_aeie)
802 | CFL Hardwired, Modular 18W |  |  |  | 2.0862 | 0.55421 | 0 | industrial adj file |  | measure | gwh | smw | wmw | Intron Savings (m_s) | initial baseline gwh | initial baseline smw | initial baseline wmw | remaining gwh | remaining smw | remaining wmw
803 | CFL Screw-in 18W |  |  |  | 2.6901 | 0.71334 | 0 | industrial adj file |  | 801 | 45.23 | 15.1379 | 13.2038 | 31.43% | 143.9136 | 48.1661 | 42.0122 | 113.6118 | 43.7739 | 42.0122
804 | High Bay T5 |  |  |  | 4.4792 | 0.61904 | 0 | industrial adj file |  | 802 | 6.41 | 1.8376 | 1.6206 | 72% | 8.9028 | 5.8469 | 5.1563 | 6.8166 | 5.2927 | 5.1563
[10 empty] | 803 | 8.26 | 2.3599 | 2.0818 | 72% | 11.4722 | 7.5089 | 6.624 | 8.7821 | 6.7956 | 6.624
[10 empty] | 804 | 4.48 | 1.247 | 1.103 | 48.6% | 9.2181 | 3.9679 | 3.5096 | 4.7389 | 3.3488 | 3.5096
| Base Linear Fluorescent (calculated) | 143.9136 | 48.1661 | 42.0122 |  |  |  | Table 2 (Col. P,Q,R)
801 | Premium T8, Elecctronic Ballast |  |  |  | 30.3019 | 4.3922 | 0 | industrial adj file
| Remaining after previous measure | 113.6118 | 43.7739 | 42.0122 |  |  |  | Table 2 (Col. S,T,U)
806 | LED Linear Tube 22W |  |  |  | 21.3022 | 8.2076 | 7.8773 |  | FOR NEW MEASURE vs T12
[11 empty] | watts | lamps | tot watts | savings
[9 empty] | T8 |  | 32 | 4 | 128
| Base Incandescent Flood, 75W (calculated) | 20.375 | 13.3558 | 11.7803 |  |  |  | Table 2 (Col. P,Q,R) | Premium T8, Elecctronic Ballast |  | 28 | 4 | 112 | 12.5%
802 | CFL Hardwired, Modular 18W |  |  |  | 2.0862 | 0.55421 | 0 | industrial adj file | LED |  | 22 | 4 | 88 | 31.25%
803 | CFL Screw-in 18W |  |  |  | 2.6901 | 0.71334 | 0 | industrial adj file |  |  |  | LED Incremental |  | 18.75%
| Remaining after previous measure | 15.5987 | 12.0882 | 11.7803 |  |  |  | Table 2 (Col. S,T,U)
807 | Flood LED 14W |  |  |  | 1.1773 | 0.91232 | 0.88908 |  | FOR NEW MEASURE vs Inc 75 (53)
[10 empty] | 66.04% | 53w vs 18w
[10 empty] | 73.58% | 53w vs 14w
[10 empty] | 7.547% | Incremental
| Base High Bay Mercury Vapor, 400W (calculated) | 9.2181 | 3.9679 | 3.5096 |  |  |  | Table 2 (Col. P,Q,R)
804 | High Bay T5 |  |  |  | 4.4792 | 0.61904 | 0 | industrial adj file
| Remaining after previous measure | 4.7389 | 3.3488 | 3.5096 |  |  |  | Table 2 (Col. S,T,U)
808 | LED High Bay 83W |  |  |  | 1.3861 | 0.97954 | 1.0265 |  | FOR NEW MEASURE
[9 empty] | 50% | 400W vs 200W
[9 empty] | 79.25% | 400W vs 83
[9 empty] | 29.25% | incremental
|  |  | Summer | Winter |  | Summer | Winter
Measure |  | Base | Base | Base | Savings | Savings | Savings
Number | Measure | GWH | MW | MW | GWH | MW | MW | Source
720 | Base DX Packaged System, EER=10.3, 10 tons | 149.71 | 27 | 4.5 |  |  |  | Fs_aeie
721A | Base DX Packaged System, EER=11.9, 10 tons |  |  |  | 10 | 0 | 0.43 | industrial adj file
722 | Hybrid Dessicant-DX System (Trane CDQ) |  |  |  | 22.4438 | 4.0424 | 0 | industrial adj file
723 | Geothermal Heat Pump, EER=13, 10 tons |  |  |  | 2.5963 | 0.46715 | 0 | industrial adj file
724 | DX Tune Up/ Advanced Diagnostics |  |  |  | 1.2616 | 0.22719 | 0 | industrial adj file
725 | DX Coil Cleaning |  |  |  | 2.4696 | 0.44481 | 5.3676 | industrial adj file
726 | Optimize Controls |  |  |  | 0.94787 | 0.1723 | 0.74392 | industrial adj file
727 | Aerosole Duct Sealing |  |  |  | 5.1334 | 0.93332 | 0.95752 | industrial adj file
728 | Duct/Pipe Insulation |  |  |  | 2.9504 | 0.536 | 0.50687 | industrial adj file
729 | Window Film (Standard) |  |  |  | 1.5737 | 0.28604 | 0.87264 | industrial adj file
730 | Roof Insulation |  |  |  | 1.0368 | 0.18846 | 0.0045461 | industrial adj file
731 | Cool Roof - DX |  |  |  | 6.2305 | 1.1324 | 0 | industrial adj file
| Remaining after previous measure | 93.0659 | 18.57 | -4.3831 |  |  |  |  | run optimizer reduction (FPL)
732 | Run Time Optimizer |  |  |  | 8.2829 | 2.0056 | 0 |  | kwh | smw | wmw
| Remaining after previous measure | 84.7831 | 16.5644 | -4.3831 |  |  |  |  | 8.9% | 10.8% | 0%
733 | Dehumidification Hybrid Desiccant Heat Pump PER 5 TON |  |  |  | 19.5001 | 3.8098 | 0 |  | dehumidification hybrid desiccant heat pump (FPL)
[9 empty] | kwh | smw | wmw
[9 empty] | 23% | 23% | 23%

## Duke System Fact
Year | PEF Population | Members per Household | Residential GWh | Residential Customer | Residential Use/Customer (KWH) | Commercial GWh | Commercial Customer | Commercial Use/Customer (KWH) | Industrial GWh | Industrial Customer | Industrial Use/Customer (KWH) | Total no. of Customers | Summer Peak (MW) | Summer Peak/Customer (KW) | Winter Peak (MW) | Winter Peak/Customer (KW) | Total Sales
2003 | 3264521 | 2.451 | 19429 | 1331914 | 14587.2782 | 11553 | 154294 | 74876.5344 | 4001 | 2643 | 1513810.0643 | 1510516 | 8881 | 5.8794 | 11553 | 7.6484 | 34983
2004 | 3339365 | 2.447 | 19347 | 1364677 | 14176.9811 | 11734 | 158780 | 73900.9951 | 4069 | 2733 | 1488840.1025 | 1548627 | 9583 | 6.1881 | 9323 | 6.0202 | 35150
2005 | 3428268 | 2.454 | 19894 | 1397012 | 14240.3931 | 11945 | 161001 | 74192.0858 | 4140 | 2703 | 1531631.5205 | 1583417 | 10350 | 6.5365 | 10830 | 6.8396 | 35979
2006 | 3504907 | 2.448 | 20021 | 1431743 | 13983.6549 | 11975 | 162774 | 73568.2603 | 4160 | 2697 | 1542454.5792 | 1620396 | 10147 | 6.262 | 10698 | 6.6021 | 36156
2007 | 3532104 | 2.448 | 19912 | 1442853 | 13800.4357 | 12184 | 162837 | 74823.2895 | 3819 | 2668 | 1431409.2954 | 1632368 | 10931 | 6.6964 | 9896 | 6.0624 | 35915
2008 | 3561743 | 2.458 | 19328 | 1449041 | 13338.477 | 12139 | 162569 | 74669.8325 | 3786 | 2587 | 1463471.2022 | 1638935 | 10592 | 6.4627 | 10964 | 6.6897 | 35253
2009 | 3564397 | 2.473 | 19399 | 1441325 | 13459.1435 | 11883 | 161390 | 73629.0972 | 3285 | 2487 | 1320868.5163 | 1630195 | 10853 | 6.6575 | 12092 | 7.4175 | 34567
2010 | 3621408 | 2.495 | 20524 | 1451466 | 14140.1865 | 11896 | 161674 | 73580.1675 | 3219 | 2481 | 1297460.7013 | 1640833 | 10238 | 6.2395 | 13698 | 8.3482 | 35639
2011 | 3623873 | 2.495 | 19238 | 1452454 | 13245.1699 | 11892 | 162071 | 73375.2491 | 3243 | 2408 | 1346760.7973 | 1642161 | 9968 | 6.0701 | 11347 | 6.9098 | 34373
2012 | 3636514 | 2.493 | 18251 | 1458690 | 12511.9114 | 11723 | 163297 | 71789.4389 | 3160 | 2372 | 1332209.1062 | 1649839 | 9783 | 5.9297 | 9715 | 5.8885 | 33134
0.146%
Annual Percent (%) Change
2004 | 2.293% | -0.1632% | -0.422% | 2.46% | -2.813% | 1.567% | 2.907% | -1.303% | 1.7% | 3.405% | -1.649% | 2.523% | 7.905% | 5.249% | -19.3% | -21.29%
2005 | 2.662% | 0.2861% | 2.827% | 2.369% | 0.4473% | 1.798% | 1.399% | 0.3939% | 1.745% | -1.098% | 2.874% | 2.247% | 8.004% | 5.631% | 16.16% | 13.61%
2006 | 2.236% | -0.2445% | 0.6384% | 2.486% | -1.803% | 0.2512% | 1.101% | -0.8408% | 0.4831% | -0.222% | 0.7066% | 2.335% | -1.961% | -4.199% | -1.219% | -3.473%
2007 | 0.776% | 0% | -0.5444% | 0.776% | -1.31% | 1.745% | 0.0387% | 1.706% | -8.197% | -1.075% | -7.199% | 0.7388% | 7.726% | 6.936% | -7.497% | -8.175%
2008 | 0.8391% | 0.4085% | -2.933% | 0.4289% | -3.347% | -0.3693% | -0.1646% | -0.2051% | -0.8641% | -3.036% | 2.24% | 0.4023% | -3.101% | -3.49% | 10.79% | 10.35%
2009 | 0.07451% | 0.6103% | 0.3673% | -0.5325% | 0.9046% | -2.109% | -0.7252% | -1.394% | -13.23% | -3.865% | -9.744% | -0.5333% | 2.464% | 3.013% | 10.29% | 10.88%
2010 | 1.599% | 0.8896% | 5.799% | 0.7036% | 5.06% | 0.1094% | 0.176% | -0.06645% | -2.009% | -0.2413% | -1.772% | 0.6526% | -5.667% | -6.278% | 13.28% | 12.55%
2011 | 0.06807% | 0% | -6.266% | 0.06807% | -6.33% | -0.03362% | 0.2456% | -0.2785% | 0.7456% | -2.942% | 3.8% | 0.08093% | -2.637% | -2.716% | -17.16% | -17.23%
2012 | 0.3488% | -0.08016% | -5.13% | 0.4293% | -5.536% | -1.421% | 0.7565% | -2.161% | -2.559% | -1.495% | -1.08% | 0.4676% | -1.856% | -2.313% | -14.38% | -14.78%
CAAGR (07-12) | 0.5843% | 0.365% | -1.727% | 0.2186% | -1.941% | -0.7685% | 0.05643% | -0.8244% | -3.717% | -2.324% | -1.426% | 0.2131% | -2.195% | -2.403% | -0.3685% | -0.5804% | -1.599%
Total (07-12) | 2.956% | 1.838% | -8.342% | 1.098% | -9.337% | -3.784% | 0.2825% | -4.055% | -17.26% | -11.09% | -6.93% | 1.07% | -10.5% | -11.45% | -1.829% | -2.869% | -7.743%
[12 empty] | 1.07% | System Growth
[13 empty] | 165669 | 14883 | 4352.1394
[9 empty] | Customer | comm | 98.57% | 1.432% | indu
[9 empty] | GWH | comm | 78.77% | 21.23% | indu
[9 empty] | TPS | comm | 88.07% | 11.93% | indu

## Duke Delta
Duke TP Comparison of Changes
| System Total - Technical Potential |  |  | TP as % Sales |  | Residential |  |  | Commercial |  |  | Industrial
| GWH | % Change | Cumulative % Change | Sales MWH | TP % of Sales | GWH | % Change | Cumulative % Change | GWH | % Change | Cumulative % Change | GWH | % Change | Cumulative % Change
ITRON Original (Table ES-1) | 12351 |  |  | 39412742.585 | 31.34% | 8232 |  |  | 3648 |  |  | 471
Plus: Standard Changes | 10523.1108 | -14.8% | -14.8% | 37718162 | 27.9% | 6898.9998 | -16.19% | -16.19% | 3156.4585 | -13.47% | -13.47% | 467.6525 | -0.7107% | -0.7107%
Plus: New Measures | 12458.046 | 15.67% | 0.8667% | 37718162 | 33.03% | 8105.9066 | 14.66% | -1.532% | 3832.8383 | 18.54% | 5.067% | 519.3011 | 10.97% | 10.26%
Plus: System Load Growth | 12595.0845 | 1.11% | 1.976% | 37718162 | 33.39% | 8195.0716 | 1.083% | -0.4486% | 3874.9995 | 1.156% | 6.223% | 525.0134 | 1.213% | 11.47%
Plus: 2007-12 Actual Achievements | 12073.0845 | -4.226% | -2.25% | 37718163 | 32.01% | 7973.0716 | -2.697% | -3.145% | 4100.0129
2007-12 Actual Achievements | [5 empty] | 222 |  |  | 300
System Load Growth | [5 empty] | 1.1% |  |  | 1.1% |  |  | 1.1%
Number of New Measures | 27 |  |  |  |  | 7 |  |  | 15 |  |  | 5
| SMW | % Change | Cumulative % Change |  |  | SMW | % Change | Cumulative % Change | SMW | % Change | Cumulative % Change | SMW | % Change | Cumulative % Change
ITRON Original (Table ES-1) | 2943 |  |  |  |  | 2140 |  |  | 743 |  |  | 60
Plus: Standard Changes | 2472.7756 | -15.98% | -15.98% |  |  | 1803.0328 | -15.75% | -15.75% | 611.5755 | -17.69% | -17.69% | 58.1672 | -3.055% | -3.055%
Plus: New Measures | 2837.0188 | 2.949% | -3.601% |  |  | 1908.7994 | 1.285% | -10.8% | 854.1373 | 6.649% | 14.96% | 74.0821 | 3.379% | 23.47%
Plus: System Load Growth | 2868.226 | 0.2527% | -2.541% |  |  | 1929.7962 | 0.2551% | -9.823% | 863.5328 | 0.2576% | 16.22% | 74.897 | 0.173% | 24.83%
Plus: 2007-12 Actual Achievements | 2650.8893 | -1.76% | -9.926% |  |  | 1813.6544 | -1.411% | -15.25% | 837.2349
2007-12 Actual Achievements | [5 empty] | 116.1418 |  |  | 101.1949
System Load Growth | [5 empty] | 1.1% |  |  | 1.1% |  |  | 1.1%
Number of New Measures | 27 |  |  |  |  | 7 |  |  | 15 |  |  | 5
| WMW | % Change | Cumulative % Change |  |  | WMW | % Change | Cumulative % Change | WMW | % Change | Cumulative % Change | WMW | % Change | Cumulative % Change
ITRON Original (Table ES-1) | 1897 |  |  |  |  | 1479 |  |  | 371 |  |  | 47
Plus: Standard Changes | 1630.0251 | -14.07% | -14.07% |  |  | 1226.8129 | -17.05% | -17.05% | 361.4841 | -2.565% | -2.565% | 41.7281 | -11.22% | -11.22%
Plus: New Measures | 1754.8599 | 1.011% | -7.493% |  |  | 1290.5903 | 0.7747% | -12.74% | 412.7486 | 1.405% | 11.25% | 51.521 | 2.079% | 9.619%
Plus: System Load Growth | 1774.1633 | 0.1563% | -6.475% |  |  | 1304.7868 | 0.1725% | -11.78% | 417.2888 | 0.1245% | 12.48% | 52.0877 | 0.1203% | 10.82%
Plus: 2007-12 Actual Achievements | 1510.9501 | -2.131% | -20.35% |  |  | 1110.7833 | -2.357% | -24.9% | 400.1668
2007-12 Actual Achievements | [5 empty] | 194.0034 |  |  | 69.2098
System Load Growth | [5 empty] | 1.1% |  |  | 1.1% |  |  | 1.1%
Number of New Measures | 27 |  |  |  |  | 7 |  |  | 15 |  |  | 5
Note on F5: OT07578: Weather normalized 2008 sales (Ed Lynch)
Note on F6: OT07578: Weather normalized 2012 sales (Vtable Ed Lynch)
Note on H10: E00936: From 2013 TYSP

## DEF DR TP 2013
Table 4-7: 2009 DR Technical Potential in PEF by Sector, DR Enabling Technology/Tariff, and Scenario | [11 empty] | Table 4-7: 2013 Forecast Refresh of iTron DR Technical Potential Study
Sector | DR-Enabling Technology and Tariff | Summer System Peak |  |  |  |  | Winter System Peak |  |  |  |  | Summer System Peak |  |  |  |  | Winter System Peak
|  | Baseline | High |  | Low |  | Baseline | High |  | Low |  | Baseline | High |  | Low |  | Baseline | High |  | Low
|  | (MW) | (MW) | (%) | (MW) | (%) | (MW) | (MW) | (%) | (MW) | (%) | (MW) | (MW) | (%) | (MW) | (%) | (MW) | (MW) | (%) | (MW) | (%)
| A/C Cycling Switch w/ flat rate |  | 97 | 2.1% | 175 | 3.7% |  | 105 | 2% | 189 | 3.6% |  | 98.973 | 2.1% | 174.381 | 3.7% |  | 105.2459 | 2% | 189.4425 | 3.6%
| A/C Shedding Switch w/ flat rate |  | 157 | 3.3% | 282 | 6% |  | 169 | 3.3% | 304 | 5.9% |  | 155.529 | 3.3% | 282.7799 | 6% |  | 173.6557 | 3.3% | 310.4753 | 5.9%
| Smart Thermostats for A/C w/ CPP |  | 282 | 6% | 56 | 863.5328 |  | 304 | 5.9% | 61 | 1.2% |  | 282.7799 | 6% | 56.556 | 1.2% |  | 310.4753 | 5.9% | 63.1475 | 1.2%
| On-Off Switching via low-power wireless networks for water heating w/ CPP |  | 65 | 1.4% | 13 | 0.3% |  | 180 | 3.5% | 36 | 0.7% |  | 65.982 | 1.4% | 14.139 | 0.3% |  | 184.1803 | 3.5% | 36.8361 | 0.7%
| On-Off Switching via low-power wireless networks for pool systems w/ CPP |  | 51 | 1.1% | 10 | 0.2% |  | 10 | 0.2% | 2 | 0% |  | 51.843 | 1.1% | 9.426 | 0.2% |  | 10.5246 | 0.2% | 2.1049 | 0.04%
| In-home displays and pre-set control strategies w/ CPP |  | 82 | 1.7% | 16 | 0.3% |  | 89 | 1.7% | 18 | 0.3% |  | 80.121 | 1.7% | 14.139 | 0.3% |  | 89.459 | 1.7% | 15.7869 | 0.3%
| Total Residential | 4698 | 734 | 15.6% | 553 | 11.8% | 5175 | 856 | 16.5% | 609 | 11.8% | 4712.9991 | 735.2279 | 15.6% | 556.1339 | 11.8% | 5262.2929 | 868.2783 | 16.5% | 620.9506 | 11.8%
Commercial | Automated control strategies w/ CPP |  | 109 | 6.2% | 31 | 1.8% |  | 55 | 4.7% | 16 | 1.3% |  | 107.5053 | 6.2% | 31.2112 | 1.8% |  | 52.8865 | 4.7% | 14.6282 | 1.3%
| Direct load control system |  | 144 | 8.2% | 144 | 8.2% |  | 31 | 2.7% | 31 | 2.7% |  | 142.1845 | 8.2% | 142.1845 | 8.2% |  | 30.3816 | 2.7% | 30.3816 | 2.7%
| Total Commercial | 1757 | 252 | 14.4% | 175 | 9.9% | 1166 | 86 | 7.4% | 47 | 4% | 1733.9567 | 249.6898 | 14.4% | 171.6617 | 9.9% | 1125.2444 | 83.2681 | 7.4% | 45.0098 | 4%
Industrial | Automated control Strategies w/ CPP |  | 9 | 1.6% | 3 | 0.5% |  | 4 | 1% | 1 | 0.3% |  | 8.6846 | 1.6% | 2.7139 | 0.5% |  | 4.2097 | 1% | 1.2629 | 0.3%
| Direct load control system |  | 11 | 2% | 11 | 2% |  | 2 | 0.4% | 2 | 0.4% |  | 10.8557 | 2% | 10.8557 | 2% |  | 1.6839 | 0.4% | 1.6839 | 0.4%
| Total Industrial | 550 | 20 | 3.6% | 13 | 2.4% | 433 | 6 | 1.4% | 3 | 0.7% | 542.7867 | 19.5403 | 3.6% | 13.0269 | 2.4% | 420.9699 | 5.8936 | 1.4% | 2.9468 | 0.7%
TOTAL |  | 7005 | 1006 | 14.4% | 741 | 10.6% | 6773 | 948 | 14% | 659 | 9.7% | 6989.7425 | 1004.4579 | 14.4% | 740.8225 | 10.6% | 6808.5072 | 957.44 | 14% | 668.9071 | 9.7%
Sytem Growth from TYSP
| Class | Summer | Winter
| Residential | 1.07% | 1.07%
| Commercial | 1.07% | 1.07%
| Industrial | 1.07% | 1.07%
Achievements
| Net adds 2007-2012 | Summer | Winter
| Residential | 35.2829 | -31.9056
| Commercial | 41.8482 | 53.2352
| Industrial | 13.0999 | 16.6644

## DEF Solar TP 2013
Table 5-16: Summary of PV Technical Potential Results by Sector and Building Type 2009 | [11 empty] | Table 5-16: Summary of PV Technical Potential Results by Sector and Building Type 2013
Sector | Building Type | Annual Energy |  |  | Summer System Peak |  |  | Winter System Peak |  |  |  | Sector | Building Type | Annual Energy |  |  | Summer System Peak |  |  | Winter System Peak
|  | Baseline | Technical Potential |  | Baseline | Technical Potential |  | Baseline | Technical Potential |  |  |  |  | Baseline | Technical Potential |  | Baseline | Technical Potential |  | Baseline | Technical Potential
|  | (GWh) | (GWh) | (%) | (MW) | (MW) | (%) | (MW) | (MW) | (%) |  |  |  | (GWh) | (GWh) | (%) | (MW) | (MW) | (%) | (MW) | (MW) | (%)
Residential | Single-family | 14353 | 7071 | 49.26% | 3263 | 2566 | 78.64% | 3622 | 467 | 12.89% |  | Residential | Single-family | 14353 | 7146.5289 | 49.79% | 3263 | 2593.7944 | 79.49% | 3622 | 472.137 | 13.04%
| Multi-family | 4208 | 1402 | 33.32% | 926 | 509 | 54.97% | 976 | 93 | 9.529% |  |  | Multi-family | 4208 | 1417.0054 | 33.67% | 926 | 514.4478 | 55.56% | 976 | 93.9954 | 9.631%
| Mobile Homes | 2085 | 742 | 35.59% | 510 | 269 | 52.75% | 577 | 49 | 8.492% |  |  | Mobile Homes | 2085 | 749.9415 | 35.97% | 510 | 271.8791 | 53.31% | 577 | 49.5244 | 8.583%
| Total Residential | 20646 | 9215 | 44.63% | 4699 | 3344 | 71.16% | 5175 | 609 | 11.77% |  |  | Total Residential | 20646 | 9313.4758 | 45.11% | 4699 | 3380.1213 | 71.93% | 5175 | 615.6568 | 11.9%
Commercial | College | 912 | 443 | 48.57% | 467 | 168 | 35.97% | 310 | 21 | 6.774% |  | Commercial | College | 912 | 443 | 48.57% | 467 | 168 | 35.97% | 310 | 21 | 6.774%
| School | 641 | 310 | 48.36% | 314 | 117 | 37.26% | 143 | 15 | 10.49% |  |  | School | 641 | 310 | 48.36% | 314 | 117 | 37.26% | 143 | 15 | 10.49%
| Hospital | 354 | 67 | 18.93% | 223 | 26 | 11.66% | 96 | 3 | 3.125% |  |  | Hospital | 354 | 67 | 18.93% | 223 | 26 | 11.66% | 96 | 3 | 3.125%
| Other Health | 484 | 103 | 21.28% | 152 | 39 | 25.66% | 103 | 5 | 4.854% |  |  | Other Health | 484 | 103 | 21.28% | 152 | 39 | 25.66% | 103 | 5 | 4.854%
| Lodging | 1251 | 527 | 42.13% | 85 | 199 | 234.1% | 86 | 25 | 29.07% |  |  | Lodging | 1251 | 527 | 42.13% | 85 | 199 | 234.1% | 86 | 25 | 29.07%
| Restaurant | 2119 | 318 | 15.01% | 128 | 120 | 93.75% | 87 | 15 | 17.24% |  |  | Restaurant | 2119 | 318 | 15.01% | 128 | 120 | 93.75% | 87 | 15 | 17.24%
| Grocery | 1161 | 123 | 10.59% | 487 | 46 | 9.446% | 34 | 6 | 17.65% |  |  | Grocery | 1161 | 123 | 10.59% | 487 | 46 | 9.446% | 34 | 6 | 17.65%
| Retail | 1281 | 504 | 39.34% | 97 | 191 | 196.9% | 76 | 24 | 31.58% |  |  | Retail | 1281 | 504 | 39.34% | 97 | 191 | 196.9% | 76 | 24 | 31.58%
| Warehouse | 513 | 749 | 146% | 66 | 283 | 428.8% | 78 | 36 | 46.15% |  |  | Warehouse | 513 | 749 | 146% | 66 | 283 | 428.8% | 78 | 36 | 46.15%
| Office | 2699 | 1166 | 43.2% | 162 | 441 | 272.2% | 117 | 56 | 47.86% |  |  | Office | 2699 | 1166 | 43.2% | 162 | 441 | 272.2% | 117 | 56 | 47.86%
| Other | 130 | 68 | 52.31% | 16 | 26 | 162.5% | 36 | 3 | 8.333% |  |  | Other | 130 | 68 | 52.31% | 16 | 26 | 162.5% | 36 | 3 | 8.333%
| Total Commercial | 11545 | 4378 | 37.92% | 2197 | 1656 | 75.38% | 1166 | 209 | 17.92% |  |  | Total Commercial | 11545 | 4423.1207 | 38.31% | 2197 | 1673.634 | 76.18% | 1166 | 211.2369 | 18.12%
TOTAL | Itron | 32191 | 13593 | 42.23% | 6896 | 5000 | 72.51% | 6341 | 818 | 12.9% |  | TOTAL | 2013 | 32191 | 13736.5965 | 42.67% | 6896 | 5053.7553 | 73.29% | 6341 | 826.8937 | 13.04%
Class | Adj Factor
Residential | 1.07%
Commercial | 1.07%
Total Reported 2011&2012
Class | Achievements |  | Res RE | Solar Whr with Load Mgmt | 520.8385 | 270.1545 | 411439.1075 | 805.7002 | 417.9099 | 615905.4823
Residential | 14 |  |  | Solar Whr for Low Income | 4.9311 | 4.4973 | 28641.8829 | 8.6867 | 7.9926 | 50577.6367
Commercial |  |  |  | Solar PV Rebate | 0 | 188.468 | 983582.5955 | 0 | 243.0825 | 1268557.1273 | 0 | 431.5504 | 2252139.7228
|  |  | Com RE | Solar PV for Schools | 0 | 64.3376 | 335761.9769 | 0 | 33.6532 | 175627.7489 | 0 | 97.9908 | 511389.7259
|  |  |  | Solar PV Rebate | 0 | 214.1575 | 1117656.702 | 0 | 269.8383 | 1408212.7376 | 0 | 483.9958 | 2525869.4396
[10 empty] | Total | 0 | 1.0135 | 5.2894
[10 empty] | Res |  | 0.43155 | 2.2521
[10 empty] | Com |  | 0.58199 | 3.0373
From: http://progressnet/moss/sas1/DSMAnalyticalServices/DSMPlanPerformance/DSMAchievementReports/DSMFL%20Achievements%202005-present/For%20Distribution%20DSMFL%202005-2012%20Annual%20by%20Program%20Achievements.xlsx

## Table ES-1 Refresh '13
Table ES-1: 2013 Summary of the Technical Potential Results for Energy Efficiency
by Sector
Sector: | Annual Energy |  |  | Summer System Peak |  |  | Winter System Peak
| Baseline | Technical |  | Baseline | Technical |  | Baseline | Technical
| (GWh) | (GWh) | (%) | (MW) | (MW) | (%) | (MW) | (MW) | (%)
Residential | 19757.3527 | 7973.0716 | 40.35% | 4488.0184 | 1813.6544 | 40.41% | 5029.0385 | 1110.7833 | 22.09%
Commercial | 11047.657 | 3610.7958 | 32.68% | 1671.9723 | 770.5937 | 46.09% | 1028.8891 | 355.9459 | 34.6%
Industrial | 2555.2013 | 489.2171 | 19.15% | 342.4818 | 66.8361 | 19.52% | 240.823 | 44.4307 | 18.45%
Total | 33360.211 | 12073.0845 | 36.19% | 6502.4726 | 2651.0842 | 40.77% | 6298.7506 | 1511.1599 | 23.99%
Table ES-1: 2009 Summary of the Technical Potential Results for Energy Efficiency
by Sector
Sector: | Annual Energy |  |  | Summer System Peak |  |  | Winter System Peak
| Baseline | Technical |  | Baseline | Technical |  | Baseline | Technical
| (GWh) | (GWh) | (%) | (MW) | (MW) | (%) | (MW) | (MW) | (%)
Residential | 20645 | 8232 | 39.9% | 4698 | 2140 | 45.5% | 5175 | 1479 | 28.6%
Commercial | 11544 | 3648 | 31.6% | 1757 | 743 | 42.3% | 1166 | 371 | 31.8%
Industrial | 2670 | 471 | 17.6% | 389 | 60 | 15.3% | 282 | 47 | 16.8%
Total | 34859 | 12351 | 35.4% | 6844 | 2942 | 43% | 6622 | 1897 | 28.7%

## Percentage Approach W-ADJ
Table 4-7: DR Technical Potential in PEF by Sector, DR Enabling Technology/Tariff, and Scenario | [11 empty] | Table 4-7: 2014 Forecast Refresh of iTron DR Technical Potential Study
Sector | DR-Enabling Technology and Tariff | Summer System Peak |  |  |  |  | Winter System Peak |  |  |  |  | Summer System Peak |  |  |  |  | Winter System Peak
|  | Baseline | High |  | Low |  | Baseline | High |  | Low |  | Baseline | High |  | Low |  | Baseline | High |  | Low
|  | (MW) | (MW) | (%) | (MW) | (%) | (MW) | (MW) | (%) | (MW) | (%) | (MW) | (MW) | (%) | (MW) | (%) | (MW) | (MW) | (%) | (MW) | (%)
| A/C Cycling Switch w/ flat rate |  | 97 | 2.1% | 175 | 3.7% |  | 105 | 2% | 189 | 3.6% |  | 94.2484 | 2.1% | 166.0567 | 3.7% |  | 100.5808 | 2% | 181.0454 | 3.6%
| A/C Shedding Switch w/ flat rate |  | 157 | 3.3% | 282 | 6% |  | 169 | 3.3% | 304 | 5.9% |  | 148.1046 | 3.3% | 269.2811 | 6% |  | 165.9583 | 3.3% | 296.7133 | 5.9%
| Smart Thermostats for A/C w/ CPP |  | 282 | 6% | 56 | 1.2% |  | 304 | 5.9% | 61 | 1.2% |  | 269.2811 | 6% | 53.8562 | 1.2% |  | 296.7133 | 5.9% | 60.3485 | 1.2%
| On-Off Switching via low-power wireless networks for water heating w/ CPP |  | 65 | 1.4% | 13 | 0.3% |  | 180 | 3.5% | 36 | 0.7% |  | 62.8323 | 1.4% | 13.4641 | 0.3% |  | 176.0163 | 3.5% | 35.2033 | 0.7%
| On-Off Switching via low-power wireless networks for pool systems w/ CPP |  | 51 | 1.1% | 10 | 0.2% |  | 10 | 0.2% | 2 | 0% |  | 49.3682 | 1.1% | 8.976 | 0.2% |  | 10.0581 | 0.2% | 2.0116 | 0.04%
| In-home displays and pre-set control strategies w/ CPP |  | 82 | 1.7% | 16 | 0.3% |  | 89 | 1.7% | 18 | 0.3% |  | 76.2963 | 1.7% | 13.4641 | 0.3% |  | 85.4937 | 1.7% | 15.0871 | 0.3%
| Total Residential | 4698 | 734 | 15.6% | 553 | 11.8% | 5175 | 856 | 16.5% | 609 | 11.8% | 4488.0184 | 700.1309 | 15.6% | 529.5862 | 11.8% | 5029.0385 | 829.7913 | 16.5% | 593.4265 | 11.8%
Commercial | Automated control strategies w/ CPP |  | 109 | 6.2% | 31 | 1.8% |  | 55 | 4.7% | 16 | 1.3% |  | 103.6623 | 6.2% | 30.0955 | 1.8% |  | 48.3578 | 4.7% | 13.3756 | 1.3%
| Direct load control system |  | 144 | 8.2% | 144 | 8.2% |  | 31 | 2.7% | 31 | 2.7% |  | 137.1017 | 8.2% | 137.1017 | 8.2% |  | 27.78 | 2.7% | 27.78 | 2.7%
| Total Commercial | 1757 | 252 | 14.4% | 175 | 9.9% | 1166 | 86 | 7.4% | 47 | 4% | 1671.9723 | 240.764 | 14.4% | 165.5253 | 9.9% | 1028.8891 | 76.1378 | 7.4% | 41.1556 | 4%
Industrial | Automated control Strategies w/ CPP |  | 9 | 1.6% | 3 | 0.5% |  | 4 | 1% | 1 | 0.3% |  | 7.7477 | 1.6% | 2.4211 | 0.5% |  | 3.6977 | 1% | 1.1093 | 0.3%
| Direct load control system |  | 11 | 2% | 11 | 2% |  | 2 | 0.4% | 2 | 0.4% |  | 9.6846 | 2% | 9.6846 | 2% |  | 1.4791 | 0.4% | 1.4791 | 0.4%
| Total Industrial | 550 | 20 | 3.6% | 13 | 2.4% | 433 | 6 | 1.4% | 3 | 0.7% | 484.2288 | 17.4322 | 3.6% | 11.6215 | 2.4% | 369.7743 | 5.1768 | 1.4% | 2.5884 | 0.7%
TOTAL |  | 7005 | 1006 | 14.4% | 741 | 10.6% | 6773 | 948 | 14% | 659 | 9.7% | 6644.2195 | 958.3271 | 14.4% | 706.7329 | 10.6% | 6427.7019 | 911.106 | 14% | 637.1705 | 9.7%
| Class | Summer | Winter
| Residential | -10.9% | 14.13%
| Commercial | -7.363% | -11.72%
| Industrial | -11.96% | -14.6%
* Derived from Ed Lynch 2007 - 2014 analysis
Weather Adjusted 2007
| Class | Summer | Winter
| Residential | -4.47% | -2.821%
| Commercial | -4.839% | -11.76%
| Industrial | -11.96% | -14.6%
* Derived from Ed Lynch 2007 - 2014 analysis
Percentages are calculated from 2007 weather adjusted to 2014 forecased MWs. (Ed Lynch)
NOT USED
Original Percentages (2007 - 2014) non-weather adjusted MW's. See Hidden Tab - Ed Tab (Ed Lynch)

## 3.1
PROGRESS ENERGY FLORIDA
SCHEDULE 3.1
HISTORY AND FORECAST OF SUMMER PEAK DEMAND (MW)
BASE CASE
(1) | (2) | (3) | (4) | (5) | (6) | (7) | (8) | (9) | (OTH) | (10)
[5 empty] | RESIDENTIAL |  | COMM. / IND. |  | OTHER
[5 empty] | LOAD | RESIDENTIAL | LOAD | COMM. / IND. | DEMAND | NET FIRM
YEAR | TOTAL | WHOLESALE | RETAIL | INTERRUPTIBLE | MANAGEMENT | CONSERVATION | MANAGEMENT | CONSERVATION | REDUCTIONS | DEMAND
- | - | - | - | - | - | - | - | - | - | -
HISTORY:
2003 | 8881.1715 | 887 | 7994.1715 | 300.2593 | 355.4779 | 169.0898 | 44.1305 | 161.0817 | 75 | 7776.1323
2004 | 9583.0161 | 1071 | 8512.0161 | 530.7 | 331.257 | 184.8341 | 39.0463 | 163.1821 | 110 | 8223.9967
2005 | 10349.6652 | 1118 | 9231.6652 | 448.4447 | 310.2417 | 202.6716 | 37.9673 | 165.9936 | 110 | 9074.3463
2006 | 10146.8766 | 1257 | 8889.8766 | 328.9854 | 306.8247 | 222.201 | 37.1883 | 169.6755 | 66 | 9016.0016
2007 | 10930.6011 | 1544 | 9386.6011 | 334.2138 | 290.5761 | 239.0727 | 45.1553 | 176.5284 | 110 | 9735.0548
2008 | 10592.3982 | 1512 | 9080.3982 | 500.2985 | 284 | 254.6529 | 65.5699 | 191.7453 | 110 | 9186.1315
2009 | 10853.0046 | 1618 | 9235.0046 | 261.512 | 291 | 270.7196 | 84.3264 | 211.285 | 110 | 9624.1616
2010 | 10238.1953 | 1272 | 8966.1953 | 270.99 | 304 | 296.1982 | 96.3537 | 231.9971 | 110 | 8928.6564
2011 | 9968.0053 | 934 | 9034.0053 | 227.2212 | 317 | 326.5032 | 97.0934 | 254.5021 | 110 | 8635.6854
2012 | 9840.9378 | 402 | 9438.9378 | 266.5517 | 325.859 | 355.2145 | 100.1034 | 277.7233 | 124 | 8391.4859
[5 empty] | 35.2829 | 116.1418 | 54.9481 | 101.1949
FORECAST:
2013 | 10471.0888 | 936.608 | 9534.4808 | 266 | 331 | 382.7675 | 103.4704 | 295.7134 | 124 | 8968.1376
2014 | 10581.1781 | 870.608 | 9710.5701 | 269 | 336 | 409.0725 | 106.6589 | 306.4975 | 124 | 9029.9491
2015 | 10782.3468 | 872.608 | 9909.7388 | 272 | 341 | 432.3004 | 109.9367 | 314.4384 | 124 | 9188.6714
2016 | 11074.5532 | 976.608 | 10097.9452 | 271 | 346 | 453.0654 | 113.1698 | 321.8798 | 124 | 9445.4382
2017 | 11197.6614 | 894 | 10303.6614 | 281 | 381.1652 | 471.0823 | 116.4252 | 328.5791 | 124 | 9495.4096
2018 | 11399.5864 | 894 | 10505.5864 | 283 | 386 | 486.9071 | 119.6695 | 334.6793 | 124 | 9665.3305
2019 | 11616.4173 | 894 | 10722.4173 | 298 | 391 | 501.9428 | 122.9194 | 340.4745 | 124 | 9838.0806
2020 | 11831.9507 | 894 | 10937.9507 | 313 | 396 | 518.6594 | 126.1664 | 345.2912 | 124 | 10008.8336
2021 | 11936.7019 | 794 | 11142.7019 | 321 | 401 | 534.2041 | 129.4149 | 349.4979 | 124 | 10077.5851
2022 | 12130.5135 | 794 | 11336.5135 | 321 | 406 | 548.809 | 132.6627 | 353.7045 | 124 | 10244.3373
Historical Values (2003 - 2012):
Col. (2) = recorded peak + implemented load control + residential and commercial/industrial conservation and customer-owned self-service cogeneration.
Cols. (5) - (9) = Represent total cumulative capabilities at peak. Col. (8) includes commercial load management and standby generation.
Col. (OTH) =Customer-owned self-service cogeneration.
Col. (10) = (2) - (5) - (6) - (7) - (8) - (9) - (OTH).
Projected Values (2013 - 2022):
Cols. (2) - (4) = forecasted peak witiout load control, conservation, and customer-owned self-service cogeneration.
Cols. (5) - (9) = cumulative conservation and load control capabilities at peak. Col. (8) includes commercial load management and standby generation.
Col. (OTH) = customer-owned self-service cogeneration.
Col. (10) = (2) - (5) - (6) - (7) - (8) - (9) - (OTH).

## 3.2
PROGRESS ENERGY FLORIDA
SCHEDULE 3.2
HISTORY AND FORECAST OF WINTER PEAK DEMAND (MW)
BASE CASE
(1) | (2) | (3) | (4) | (5) | (6) | (7) | (8) | (9) | (OTH) | (10)
[5 empty] | RESIDENTIAL |  | COMM. / IND. |  | OTHER
[5 empty] | LOAD | RESIDENTIAL | LOAD | COMM. / IND. | DEMAND | NET FIRM
YEAR | TOTAL | WHOLESALE | RETAIL | INTERRUPTIBLE | MANAGEMENT | CONSERVATION | MANAGEMENT | CONSERVATION | REDUCTIONS | DEMAND
- | - | - | - | - | - | - | - | - | - | -
HISTORY:
2002/03 | 11552.5629 | 1538 | 10014.5629 | 271.0488 | 795.4619 | 312.4262 | 27.3531 | 122.1366 | 191 | 9833.1362
2003/04 | 9322.9893 | 1167 | 8155.9893 | 498.2017 | 787.8929 | 342.3268 | 25.7276 | 122.6625 | 262 | 7284.1779
2004/05 | 10830.3189 | 1600 | 9230.3189 | 574.7372 | 779.3443 | 370.9161 | 25.7276 | 123.4028 | 283 | 8673.1909
2005/06 | 10697.8266 | 1467 | 9230.8266 | 298.312 | 762.403 | 412.5025 | 25.9402 | 124.3241 | 239 | 8835.3447
2006/07 | 9896.4087 | 1576 | 8320.4087 | 303.75 | 670.5756 | 453.4514 | 25.9402 | 125.9573 | 262 | 8054.7342
2007/08 | 10964.4588 | 1828 | 9136.4588 | 234.2409 | 763 | 487.0811 | 34 | 132.3777 | 278 | 9035.7591
2008/09 | 12091.7397 | 2229 | 9862.7397 | 267.8368 | 759 | 521.9228 | 71 | 146.817 | 291 | 10034.1632
2009/10 | 13697.7233 | 2189 | 11508.7233 | 245.8979 | 651 | 567.1421 | 80 | 161.5812 | 322 | 11670.1021
2010/11 | 11347.059 | 1625 | 9722.059 | 270.99 | 661 | 633.4051 | 94.3094 | 178.6539 | 214 | 9294.7006
2011/12 | 9714.672 | 905 | 8809.672 | 185.5964 | 638.67 | 681.0845 | 95.8397 | 201.5875 | 210 | 7701.8939
[5 empty] | -31.9056 | 194.0034 | 69.8995 | 69.2098
FORECAST:
2012/13 | 11202.8007 | 908.608 | 10294.1927 | 249 | 649.254 | 734.8054 | 99.8534 | 216.3872 | 239 | 9014.5006
2013/14 | 11386.3762 | 941.608 | 10444.7682 | 251 | 659 | 786.3213 | 102.6254 | 230.447 | 240 | 9116.9826
2014/15 | 12080.9029 | 1444.608 | 10636.2949 | 254 | 668 | 835.7255 | 106.1114 | 238.5694 | 242 | 9736.4966
2015/16 | 12274.2516 | 1446.608 | 10827.6436 | 253 | 677 | 877.3579 | 109.2404 | 246.2857 | 243 | 9868.3676
2016/17 | 12422.7049 | 1394 | 11028.7049 | 262 | 703.2696 | 917.0886 | 112.5479 | 253.6162 | 245 | 9929.1825
2017/18 | 12623.9037 | 1394 | 11229.9037 | 264 | 713 | 946.6653 | 115.7662 | 260.2383 | 247 | 10077.2339
2018/19 | 12840.3323 | 1394 | 11446.3323 | 278 | 722 | 974.8029 | 119.029 | 266.5293 | 250 | 10229.971
2019/20 | 13055.2354 | 1394 | 11661.2354 | 292 | 731 | 1008.7296 | 122.2696 | 272.5058 | 252 | 10376.7304
2020/21 | 13262.5312 | 1394 | 11868.5312 | 300 | 740 | 1039.8704 | 125.5213 | 275.6608 | 254 | 10527.4787
2021/22 | 13458.9384 | 1394 | 12064.9384 | 300 | 749 | 1069.1226 | 128.7674 | 278.8158 | 256 | 10677.2326
Historical Values (2003 - 2012):
Col. (2) = recorded peak + implemented load control + residential and commercial/industrial conservation and customer-owned self-service cogeneration.
Cols. (5) - (9) = Represent total cumulative capabilities at peak. Col. (8) includes commercial load management and standby generation.
Col. (OTH) = Voltage reduction and customer-owned self-service cogeneration.
Col. (10) = (2) - (5) - (6) - (7) - (8) - (9) - (OTH).
Projected Values (2013 - 2022):
Cols. (2) - (4) forecasted peak without load control and conservation.
Cols. (5) - (9) = Represent cumulative conservation and load control capabilities at peak. Col. (8) includes commercial load management and standby generation.
Col. (OTH) = Voltage reduction and customer-owned self-service cogeneration.
Col. (10) = (2) - (5) - (6) - (7) - (8) - (9) - (OTH).

## 3.3
PROGRESS ENERGY FLORIDA
SCHEDULE 3.3
HISTORY AND FORECAST OF ANNUAL NET ENERGY FOR LOAD (GWh)
BASE CASE
(1) | (2) | (3) | (4) | (OTH) | (5) | (6) | (7) | (8) | (9)
|  |  |  | OTHER |  |  |  |  | LOAD
|  | RESIDENTIAL | COMM. / IND. | ENERGY |  |  | UTILITY USE | NET ENERGY | FACTOR
YEAR | TOTAL | CONSERVATION | CONSERVATION | REDUCTIONS* | RETAIL | WHOLESALE | & LOSSES | FOR LOAD | (%) **
- | - | - | - | - | - | - | - | - | -
HISTORY:
2003 | 45234.083 | 402 | 357 | 564.083 | 37956.701 | 3359 | 2595.299 | 43911 | 47.7079
2004 | 46834.083 | 426 | 360 | 780.083 | 38193.103 | 4301 | 2773.897 | 45268 | 56.4763
2005 | 48475.083 | 455 | 363 | 779.083 | 39176.588 | 5195 | 2506.412 | 46878 | 52.331
2006 | 47399.083 | 484 | 365 | 509.083 | 39431.84 | 4220 | 2389.16 | 46041 | 52.0636
2007 | 49310.083 | 511 | 387 | 779.083 | 39281.641 | 5598 | 2753.359 | 47633 | 52.2591
2008 | 49208.083 | 543 | 442 | 565.083 | 38555.709 | 6619 | 2483.291 | 47658 | 53.1395
2009 | 45978.083 | 583 | 492 | 779.083 | 37824.249 | 3696 | 2603.751 | 44124 | 44.5239
2010 | 48135.083 | 638 | 558 | 779.083 | 38925.066 | 3493 | 3741.934 | 46160 | 45.2543
2011 | 44580.083 | 687 | 624 | 779.083 | 37596.937 | 2712 | 2181.063 | 42490 | 46.7244
2012 | 43414.083 | 733 | 687 | 780.083 | 36381.458 | 826 | 4006.542 | 41214 | 51.6506
|  | 222 | 300
FORECAST:
2013 | 43164.083 | 778 | 736 | 864.083 | 36984 | 1410 | 2392 | 40786 | 51.8015
2014 | 44013.083 | 821 | 763 | 864.083 | 37683 | 1474 | 2408 | 41565 | 52.1933
2015 | 45057.083 | 857 | 787 | 864.083 | 38470 | 1627 | 2452 | 42549 | 50.0191
2016 | 45987.083 | 890 | 810 | 866.083 | 39069 | 1822 | 2530 | 43421 | 50.2232
2017 | 46437.083 | 918 | 831 | 864.083 | 39643 | 1705 | 2476 | 43824 | 50.4753
2018 | 47110.083 | 944 | 850 | 864.083 | 40230 | 1675 | 2547 | 44452 | 50.5591
2019 | 47738.083 | 969 | 868 | 864.083 | 40823 | 1630 | 2584 | 45037 | 50.458
2020 | 48403.083 | 996 | 887 | 866.083 | 41404 | 1637 | 2613 | 45654 | 50.2853
2021 | 48969.083 | 1021 | 905 | 864.083 | 41928 | 1609 | 2642 | 46179 | 50.2697
2022 | 49519.083 | 1044 | 922 | 864.083 | 42410 | 1610 | 2669 | 46689 | 50.1093
* | Column (OTH) includes Conservation Energy For Lighting and Public Authority Customers, Customer-Owned Self-service Cogeneration.
** | Load Factors for historical years are calculated using the actual winter peak demand except the 2004, 2007 & 2012 historical load factors
which are based on the actual summer peak demand which became the annual peak for the year.
Load Factors for future years are calculated using the net firm winter peak demand (Schedule 3.2)