## Q4 - No 3rd SoBRA Sched 7
4. |  | 2 | 3 | 4 | 5 | 6 | 7 | 8 | 10 | 11 | 12 |  | 3 | 4 | 5 | 6 | 7 | 8 | 9 | 11 | 12 | 13
| Without Third SoBRA - Summer | [10 empty] | Without Third SoBRA - Winter
| Year | Installed Capacity | Firm Capacity Import | Firm Capacity Export | QF Capacity | Total Capacity Available | System Firm Summer Peak Demand | Reserve Margin Before Maintenance | Scheduled* Maintenance | Reserve Margin After Maintenance |  | Year | Installed Capacity | Firm Capacity Import | Firm Capacity Export | QF Capacity | Total Capacity Available | System Firm Summer Peak Demand | Reserve Margin Before Maintenance | Scheduled* Maintenance | Reserve Margin After Maintenance
|  | (MW) | (MW) | (MW) | (MW) | (MW) | (MW) | (MW) | (MW) | (MW) | (%) |  | (MW) | (MW) | (MW) | (MW) | (MW) | (MW) | (MW) | (MW) | (MW) | (%)
| 2020 | 5113.1985 | 0 | 0 | 0 | 5113.1985 | 3959.7474 | 1153.4511 | 197.7504 | 955.7007 | 24.14% | 2020 | 5509.2955 | 0 | 0 | 0 | 5509.2955 | 4225.2336 | 1284.0619 | 425.6985 | 858.3634 | 20.32%
| 2021 | 5128.1985 | 0 | 0 | 0 | 5128.1985 | 4002.2742 | 1125.9243 | 198.6622 | 927.2621 | 23.17% | 2021 | 5509.2955 | 50 | 0 | 0 | 5559.2955 | 4286.6655 | 1272.63 | 425.6985 | 846.9315 | 19.76%
| 2022 | 5128.1985 | 0 | 0 | 0 | 5128.1985 | 4053.8011 | 1074.3974 | 199.5703 | 874.8271 | 21.58% | 2022 | 5544.2955 | 100 | 0 | 0 | 5644.2955 | 4346.0975 | 1298.198 | 425.6985 | 872.4995 | 20.08%
| 2023 | 5502.4985 | 0 | 0 | 0 | 5502.4985 | 4105.3279 | 1397.1706 | 200.4748 | 1196.6957 | 29.15% | 2023 | 5878.9955 | 0 | 0 | 0 | 5878.9955 | 4407.5294 | 1471.4661 | 425.6985 | 1045.7676 | 23.73%
| 2024 | 5502.4985 | 0 | 0 | 0 | 5502.4985 | 4154.8548 | 1347.6437 | 201.3757 | 1146.268 | 27.59% | 2024 | 5878.9955 | 0 | 0 | 0 | 5878.9955 | 4467.9613 | 1411.0342 | 425.6985 | 985.3357 | 22.05%
| 2025 | 5502.4985 | 0 | 0 | 0 | 5502.4985 | 4201.3816 | 1301.1169 | 202.273 | 1098.8439 | 26.15% | 2025 | 5878.9955 | 0 | 0 | 0 | 5878.9955 | 4525.3933 | 1353.6022 | 425.6985 | 927.9037 | 20.5%
| 2026 | 5731.7985 | 0 | 0 | 0 | 5731.7985 | 4245.9085 | 1485.8901 | 203.1667 | 1282.7233 | 30.21% | 2026 | 6123.6955 | 0 | 0 | 0 | 6123.6955 | 4577.8252 | 1545.8703 | 425.6985 | 1120.1718 | 24.47%
| 2027 | 5731.7985 | 0 | 0 | 0 | 5731.7985 | 4291.4353 | 1440.3632 | 204.0569 | 1236.3063 | 28.81% | 2027 | 6123.6955 | 0 | 0 | 0 | 6123.6955 | 4630.2571 | 1493.4384 | 425.6985 | 1067.7399 | 23.06%
| 2028 | 5731.7985 | 0 | 0 | 0 | 5731.7985 | 4339.9622 | 1391.8364 | 204.9434 | 1186.8929 | 27.35% | 2028 | 6123.6955 | 0 | 0 | 0 | 6123.6955 | 4683.6891 | 1440.0064 | 425.6985 | 1014.3079 | 21.66%
| 2029 | 5731.7985 | 0 | 0 | 0 | 5731.7985 | 4389.489 | 1342.3095 | 205.8264 | 1136.4831 | 25.89% | 2029 | 6123.6955 | 0 | 0 | 0 | 6123.6955 | 4735.121 | 1388.5745 | 425.6985 | 962.876 | 20.33%
| 2030 | 5961.0985 | 0 | 0 | 0 | 5961.0985 | 4437.0159 | 1524.0827 | 206.7059 | 1317.3767 | 29.69% | 2030 | 6368.3955 | 0 | 0 | 0 | 6368.3955 | 4789.5529 | 1578.8426 | 425.6985 | 1153.1441 | 24.08%
| 2031 | 5961.0985 | 0 | 0 | 0 | 5961.0985 | 4480.5427 | 1480.5558 | 207.5819 | 1272.9739 | 28.41% | 2031 | 6368.3955 | 0 | 0 | 0 | 6368.3955 | 4839.9849 | 1528.4106 | 425.6985 | 1102.7121 | 22.78%
| 2032 | 5961.0985 | 0 | 0 | 0 | 5961.0985 | 4526.0695 | 1435.029 | 208.4544 | 1226.5746 | 27.1% | 2032 | 6368.3955 | 0 | 0 | 0 | 6368.3955 | 4889.4168 | 1478.9787 | 425.6985 | 1053.2802 | 21.54%
| 2033 | 5961.0985 | 0 | 0 | 0 | 5961.0985 | 4571.5964 | 1389.5021 | 209.3233 | 1180.1788 | 25.82% | 2033 | 6368.3955 | 0 | 0 | 0 | 6368.3955 | 4936.8487 | 1431.5468 | 425.6985 | 1005.8483 | 20.37%
| 2034 | 6190.3985 | 0 | 0 | 0 | 6190.3985 | 4619.1232 | 1571.2753 | 210.1888 | 1361.0864 | 29.47% | 2034 | 6613.0955 | 0 | 0 | 0 | 6613.0955 | 4986.2807 | 1626.8148 | 425.6985 | 1201.1163 | 24.09%
| 2035 | 6190.3985 | 0 | 0 | 0 | 6190.3985 | 4665.6501 | 1524.7484 | 211.0509 | 1313.6975 | 28.16% | 2035 | 6613.0955 | 0 | 0 | 0 | 6613.0955 | 5037.7126 | 1575.3829 | 425.6985 | 1149.6844 | 22.82%
| 2036 | 6190.3985 | 0 | 0 | 0 | 6190.3985 | 4709.1769 | 1481.2216 | 211.9095 | 1269.3121 | 26.95% | 2036 | 6613.0955 | 0 | 0 | 0 | 6613.0955 | 5086.1445 | 1526.951 | 425.6985 | 1101.2525 | 21.65%
| 2037 | 6199.6985 | 0 | 0 | 0 | 6199.6985 | 4752.7038 | 1446.9947 | 212.7646 | 1234.2301 | 25.97% | 2037 | 6637.7955 | 0 | 0 | 0 | 6637.7955 | 5129.5765 | 1508.2191 | 425.6985 | 1082.5205 | 21.1%
| 2038 | 6199.6985 | 0 | 0 | 0 | 6199.6985 | 4797.2306 | 1402.4679 | 213.6164 | 1188.8515 | 24.78% | 2038 | 6637.7955 | 0 | 0 | 0 | 6637.7955 | 5175.0084 | 1462.7871 | 425.6985 | 1037.0886 | 20.04%
| 2039 | 6199.6985 | 0 | 0 | 0 | 6199.6985 | 4797.2306 | 1402.4679 | 214.4647 | 1188.0032 | 24.76% | 2039 | 6637.7955 | 0 | 0 | 0 | 6637.7955 | 5175.0084 | 1462.7871 | 425.6985 | 1037.0886 | 20.04%
| 2040 | 6192.939 | 0 | 0 | 0 | 6192.939 | 4797.2306 | 1395.7084 | 215.3096 | 1180.3988 | 24.61% | 2040 | 6625.1985 | 0 | 0 | 0 | 6625.1985 | 5175.0084 | 1450.1901 | 425.6985 | 1024.4916 | 19.8%
| 2041 | 6047.888 | 0 | 0 | 0 | 6047.888 | 4797.2306 | 1250.6574 | 216.1512 | 1034.5062 | 21.56% | 2041 | 6625.1985 | 0 | 0 | 0 | 6625.1985 | 5175.0084 | 1450.1901 | 425.6985 | 1024.4916 | 19.8%
| 2042 | 6277.1373 | 0 | 0 | 0 | 6277.1373 | 4797.2306 | 1479.9067 | 216.9894 | 1262.9173 | 26.33% | 2042 | 6799.8985 | 0 | 0 | 0 | 6799.8985 | 5175.0084 | 1624.8901 | 425.6985 | 1199.1916 | 23.17%
| 2043 | 6640.0867 | 0 | 0 | 0 | 6640.0867 | 4797.2306 | 1842.8561 | 217.8242 | 1625.0319 | 33.87% | 2043 | 6799.8985 | 0 | 0 | 0 | 6799.8985 | 5175.0084 | 1624.8901 | 425.6985 | 1199.1916 | 23.17%
| 2044 | 6233.6204 | 0 | 0 | 0 | 6233.6204 | 4797.2306 | 1436.3898 | 218.6557 | 1217.734 | 25.38% | 2044 | 6647.0545 | 0 | 0 | 0 | 6647.0545 | 5175.0084 | 1472.0461 | 425.6985 | 1046.3476 | 20.22%
| 2045 | 6231.9702 | 0 | 0 | 0 | 6231.9702 | 4797.2306 | 1434.7396 | 218.4984 | 1216.2412 | 25.35% | 2045 | 6645.4545 | 0 | 0 | 0 | 6645.4545 | 5175.0084 | 1470.4461 | 424.0985 | 1046.3476 | 20.22%
| 2046 | 6230.5178 | 0 | 0 | 0 | 6230.5178 | 4797.2306 | 1433.2872 | 218.3394 | 1214.9478 | 25.33% | 2046 | 6644.052 | 0 | 0 | 0 | 6644.052 | 5175.0084 | 1469.0436 | 422.696 | 1046.3476 | 20.22%
| 2047 | 6218.08 | 0 | 0 | 0 | 6218.08 | 4797.2306 | 1420.8494 | 219.1568 | 1201.6926 | 25.05% | 2047 | 6644.052 | 0 | 0 | 0 | 6644.052 | 5175.0084 | 1469.0436 | 422.696 | 1046.3476 | 20.22%
| 2048 | 6218.08 | 0 | 0 | 0 | 6218.08 | 4797.2306 | 1420.8494 | 219.971 | 1200.8784 | 25.03% | 2048 | 6644.052 | 0 | 0 | 0 | 6644.052 | 5175.0084 | 1469.0436 | 422.696 | 1046.3476 | 20.22%
| 2049 | 6073.384 | 0 | 0 | 0 | 6073.384 | 4797.2306 | 1276.1534 | 148.1953 | 1127.958 | 23.51% | 2049 | 6499.356 | 0 | 0 | 0 | 6499.356 | 5175.0084 | 1324.3476 | 278 | 1046.3476 | 20.22%
| Notes: | [10 empty] | Notes:
| * | 2: Inclues solar capacity unavailable at time of peak. | * | Inclues solar capacity unavailable at time of peak.
|  | 2: Values shown may be affected due to rounding. |  | Values shown may be affected due to rounding.

## Q4 - 3rd SoBRA Sched 7
4. |  | 2 | 3 | 4 | 5 | 6 | 7 | 8 | 10 | 11 | 12 |  | 3 | 4 | 5 | 6 | 7 | 8 | 9 | 11 | 12 | 13
| Third SoBRA - Summer | [10 empty] | Third SoBRA - Winter
| Year | Installed Capacity | Firm Capacity Import | Firm Capacity Export | QF Capacity | Total Capacity Available | System Firm Summer Peak Demand | Reserve Margin Before Maintenance | Scheduled* Maintenance | Reserve Margin After Maintenance |  | Year | Installed Capacity | Firm Capacity Import | Firm Capacity Export | QF Capacity | Total Capacity Available | System Firm Summer Peak Demand | Reserve Margin Before Maintenance | Scheduled* Maintenance | Reserve Margin After Maintenance
|  | (MW) | (MW) | (MW) | (MW) | (MW) | (MW) | (MW) | (MW) | (MW) | (%) |  | (MW) | (MW) | (MW) | (MW) | (MW) | (MW) | (MW) | (MW) | (MW) | (%)
| 2020 | 5262.4985 | 0 | 0 | 0 | 5262.4985 | 3959.7474 | 1302.7511 | 266.1071 | 1036.644 | 26.18% | 2020 | 5658.5955 | 0 | 0 | 0 | 5658.5955 | 4225.2336 | 1433.3619 | 574.9985 | 858.3634 | 20.32%
| 2021 | 5277.4985 | 0 | 0 | 0 | 5277.4985 | 4002.2742 | 1275.2243 | 267.3427 | 1007.8816 | 25.18% | 2021 | 5658.5955 | 50 | 0 | 0 | 5708.5955 | 4286.6655 | 1421.93 | 574.9985 | 846.9315 | 19.76%
| 2022 | 5277.4985 | 0 | 0 | 0 | 5277.4985 | 4053.8011 | 1223.6974 | 268.5733 | 955.1241 | 23.56% | 2022 | 5693.5955 | 100 | 0 | 0 | 5793.5955 | 4346.0975 | 1447.498 | 574.9985 | 872.4995 | 20.08%
| 2023 | 5651.7985 | 0 | 0 | 0 | 5651.7985 | 4105.3279 | 1546.4706 | 269.799 | 1276.6716 | 31.1% | 2023 | 6028.2955 | 0 | 0 | 0 | 6028.2955 | 4407.5294 | 1620.7661 | 574.9985 | 1045.7676 | 23.73%
| 2024 | 5651.7985 | 0 | 0 | 0 | 5651.7985 | 4154.8548 | 1496.9437 | 271.0198 | 1225.9239 | 29.51% | 2024 | 6028.2955 | 0 | 0 | 0 | 6028.2955 | 4467.9613 | 1560.3342 | 574.9985 | 985.3357 | 22.05%
| 2025 | 5651.7985 | 0 | 0 | 0 | 5651.7985 | 4201.3816 | 1450.4169 | 272.2357 | 1178.1812 | 28.04% | 2025 | 6028.2955 | 0 | 0 | 0 | 6028.2955 | 4525.3933 | 1502.9022 | 574.9985 | 927.9037 | 20.5%
| 2026 | 5881.0985 | 0 | 0 | 0 | 5881.0985 | 4245.9085 | 1635.1901 | 273.4468 | 1361.7433 | 32.07% | 2026 | 6272.9955 | 0 | 0 | 0 | 6272.9955 | 4577.8252 | 1695.1703 | 574.9985 | 1120.1718 | 24.47%
| 2027 | 5881.0985 | 0 | 0 | 0 | 5881.0985 | 4291.4353 | 1589.6632 | 274.653 | 1315.0102 | 30.64% | 2027 | 6272.9955 | 0 | 0 | 0 | 6272.9955 | 4630.2571 | 1642.7384 | 574.9985 | 1067.7399 | 23.06%
| 2028 | 5881.0985 | 0 | 0 | 0 | 5881.0985 | 4339.9622 | 1541.1364 | 275.8544 | 1265.282 | 29.15% | 2028 | 6272.9955 | 0 | 0 | 0 | 6272.9955 | 4683.6891 | 1589.3064 | 574.9985 | 1014.3079 | 21.66%
| 2029 | 5881.0985 | 0 | 0 | 0 | 5881.0985 | 4389.489 | 1491.6095 | 277.051 | 1214.5586 | 27.67% | 2029 | 6272.9955 | 0 | 0 | 0 | 6272.9955 | 4735.121 | 1537.8745 | 574.9985 | 962.876 | 20.33%
| 2030 | 6110.3985 | 0 | 0 | 0 | 6110.3985 | 4437.0159 | 1673.3827 | 278.2428 | 1395.1399 | 31.44% | 2030 | 6517.6955 | 0 | 0 | 0 | 6517.6955 | 4789.5529 | 1728.1426 | 574.9985 | 1153.1441 | 24.08%
| 2031 | 6110.3985 | 0 | 0 | 0 | 6110.3985 | 4480.5427 | 1629.8558 | 279.4298 | 1350.426 | 30.14% | 2031 | 6517.6955 | 0 | 0 | 0 | 6517.6955 | 4839.9849 | 1677.7106 | 574.9985 | 1102.7121 | 22.78%
| 2032 | 6110.3985 | 0 | 0 | 0 | 6110.3985 | 4526.0695 | 1584.329 | 280.612 | 1303.7169 | 28.8% | 2032 | 6517.6955 | 0 | 0 | 0 | 6517.6955 | 4889.4168 | 1628.2787 | 574.9985 | 1053.2802 | 21.54%
| 2033 | 6110.3985 | 0 | 0 | 0 | 6110.3985 | 4571.5964 | 1538.8021 | 281.7896 | 1257.0125 | 27.5% | 2033 | 6517.6955 | 0 | 0 | 0 | 6517.6955 | 4936.8487 | 1580.8468 | 574.9985 | 1005.8483 | 20.37%
| 2034 | 6339.6985 | 0 | 0 | 0 | 6339.6985 | 4619.1232 | 1720.5753 | 282.9624 | 1437.6129 | 31.12% | 2034 | 6762.3955 | 0 | 0 | 0 | 6762.3955 | 4986.2807 | 1776.1148 | 574.9985 | 1201.1163 | 24.09%
| 2035 | 6339.6985 | 0 | 0 | 0 | 6339.6985 | 4665.6501 | 1674.0484 | 284.1306 | 1389.9179 | 29.79% | 2035 | 6762.3955 | 0 | 0 | 0 | 6762.3955 | 5037.7126 | 1724.6829 | 574.9985 | 1149.6844 | 22.82%
| 2036 | 6339.6985 | 0 | 0 | 0 | 6339.6985 | 4709.1769 | 1630.5216 | 285.294 | 1345.2275 | 28.57% | 2036 | 6762.3955 | 0 | 0 | 0 | 6762.3955 | 5086.1445 | 1676.251 | 574.9985 | 1101.2525 | 21.65%
| 2037 | 6348.9985 | 0 | 0 | 0 | 6348.9985 | 4752.7038 | 1596.2947 | 286.4529 | 1309.8419 | 27.56% | 2037 | 6787.0955 | 0 | 0 | 0 | 6787.0955 | 5129.5765 | 1657.5191 | 574.9985 | 1082.5205 | 21.1%
| 2038 | 6348.9985 | 0 | 0 | 0 | 6348.9985 | 4797.2306 | 1551.7679 | 287.607 | 1264.1609 | 26.35% | 2038 | 6787.0955 | 0 | 0 | 0 | 6787.0955 | 5175.0084 | 1612.0871 | 574.9985 | 1037.0886 | 20.04%
| 2039 | 6348.9985 | 0 | 0 | 0 | 6348.9985 | 4797.2306 | 1551.7679 | 288.7566 | 1263.0113 | 26.33% | 2039 | 6787.0955 | 0 | 0 | 0 | 6787.0955 | 5175.0084 | 1612.0871 | 574.9985 | 1037.0886 | 20.04%
| 2040 | 6343.3578 | 0 | 0 | 0 | 6343.3578 | 4797.2306 | 1546.1272 | 291.0203 | 1255.1068 | 26.16% | 2040 | 6774.4985 | 0 | 0 | 0 | 6774.4985 | 5175.0084 | 1599.4901 | 574.9985 | 1024.4916 | 19.8%
| 2041 | 6198.3578 | 0 | 0 | 0 | 6198.3578 | 4797.2306 | 1401.1272 | 292.2117 | 1108.9155 | 23.12% | 2041 | 6774.4985 | 0 | 0 | 0 | 6774.4985 | 5175.0084 | 1599.4901 | 574.9985 | 1024.4916 | 19.8%
| 2042 | 6427.6578 | 0 | 0 | 0 | 6427.6578 | 4797.2306 | 1630.4272 | 293.3983 | 1337.0289 | 27.87% | 2042 | 6949.1985 | 0 | 0 | 0 | 6949.1985 | 5175.0084 | 1774.1901 | 574.9985 | 1199.1916 | 23.17%
| 2043 | 6790.6578 | 0 | 0 | 0 | 6790.6578 | 4797.2306 | 1993.4272 | 294.5801 | 1698.847 | 35.41% | 2043 | 6949.1985 | 0 | 0 | 0 | 6949.1985 | 5175.0084 | 1774.1901 | 574.9985 | 1199.1916 | 23.17%
| 2044 | 6384.2418 | 0 | 0 | 0 | 6384.2418 | 4797.2306 | 1587.0112 | 295.7572 | 1291.2539 | 26.92% | 2044 | 6796.3545 | 0 | 0 | 0 | 6796.3545 | 5175.0084 | 1621.3461 | 574.9985 | 1046.3476 | 20.22%
| 2045 | 6382.6418 | 0 | 0 | 0 | 6382.6418 | 4797.2306 | 1585.4112 | 295.9441 | 1289.467 | 26.88% | 2045 | 6794.7545 | 0 | 0 | 0 | 6794.7545 | 5175.0084 | 1619.7461 | 573.3985 | 1046.3476 | 20.22%
| 2046 | 6381.2393 | 0 | 0 | 0 | 6381.2393 | 4797.2306 | 1584.0087 | 296.128 | 1287.8807 | 26.85% | 2046 | 6793.352 | 0 | 0 | 0 | 6793.352 | 5175.0084 | 1618.3436 | 571.996 | 1046.3476 | 20.22%
| 2047 | 6367.38 | 0 | 0 | 0 | 6367.38 | 4797.2306 | 1570.1494 | 295.8157 | 1274.3338 | 26.56% | 2047 | 6793.352 | 0 | 0 | 0 | 6793.352 | 5175.0084 | 1618.3436 | 571.996 | 1046.3476 | 20.22%
| 2048 | 6367.38 | 0 | 0 | 0 | 6367.38 | 4797.2306 | 1570.1494 | 296.9204 | 1273.229 | 26.54% | 2048 | 6793.352 | 0 | 0 | 0 | 6793.352 | 5175.0084 | 1618.3436 | 571.996 | 1046.3476 | 20.22%
| 2049 | 6222.684 | 0 | 0 | 0 | 6222.684 | 4797.2306 | 1425.4534 | 225.4341 | 1200.0192 | 25.01% | 2049 | 6648.656 | 0 | 0 | 0 | 6648.656 | 5175.0084 | 1473.6476 | 427.3 | 1046.3476 | 20.22%
| Notes: | [10 empty] | Notes:
| * | 2: Inclues solar capacity unavailable at time of peak. | * | Inclues solar capacity unavailable at time of peak.
|  | 2: Values shown may be affected due to rounding. |  | Values shown may be affected due to rounding.

## Q4 - Add + Ret + RM deltas
4.
|  | Reference |  |  |  | Third SoBRA |  |  |  | Reference | Third SoBRA
| Year | Portfolio Additions | Portfolio Retirements | Reserve Margin | Year | Portfolio Additions | Portfolio Retirements | Reserve Margin | Year | Reserve Margin | Reserve Margin | RM Delta
|  |  |  | (W/S %) |  |  |  | (W/S %) |  | (W/S %) | (W/S %) | (W/S %)
| 2020 | _ | _ | 20.32% | 2020 | Solar 149.3 MW - W | _ | 20.32% | 2020 | 20.32% | 20.32% | 0%
|  |  |  | 24.14% |  |  |  | 26.18% |  | 24.14% | 26.18% | 2.044%
| 2021 | (2) 7HA.02 CT (Converted to CC 2023) 393/360 MW - S PPA Placeholder 50 MW - W | BB 1 Modernization BB 2 Retires | 19.76% | 2021 | (2) 7HA.02 CT (Converted to CC 2023) 393/360 MW - S PPA Placeholder 50 MW - W | BB 1 Modernization BB 2 Retires | 19.76% | 2021 | 19.76% | 19.76% | 0%
|  |  |  | 23.17% |  |  |  | 25.18% |  | 23.17% | 25.18% | 2.014%
| 2022 | PPA Placeholder 100 MW - W | _ | 20.08% | 2022 | PPA Placeholder 100 MW - W | _ | 20.08% | 2022 | 20.08% | 20.08% | 0%
|  |  |  | 21.58% |  |  |  | 23.56% |  | 21.58% | 23.56% | 1.981%
| 2023 | (1) GE 7FA.05 CT 245/229 MW - W (1) 2x1 CC (remaining portion) 335 MW - W | _ | 23.73% | 2023 | (1) GE 7FA.05 CT 245/229 MW - W (1) 2x1 CC (remaining portion) 335 MW - W | _ | 23.73% | 2023 | 23.73% | 23.73% | 0%
|  |  |  | 29.15% |  |  |  | 31.1% |  | 29.15% | 31.1% | 1.948%
| 2024 | _ | _ | 22.05% | 2024 | _ | _ | 22.05% | 2024 | 22.05% | 22.05% | 0%
|  |  |  | 27.59% |  |  |  | 29.51% |  | 27.59% | 29.51% | 1.917%
| 2025 | _ | _ | 20.5% | 2025 | _ | _ | 20.5% | 2025 | 20.5% | 20.5% | 0%
|  |  |  | 26.15% |  |  |  | 28.04% |  | 26.15% | 28.04% | 1.888%
| 2026 | (1) GE 7FA.05 CT 245/229 MW - W | _ | 24.47% | 2026 | (1) GE 7FA.05 CT 245/229 MW - W | _ | 24.47% | 2026 | 24.47% | 24.47% | 0%
|  |  |  | 30.21% |  |  |  | 32.07% |  | 30.21% | 32.07% | 1.861%
| 2027 | _ | _ | 23.06% | 2027 | _ | _ | 23.06% | 2027 | 23.06% | 23.06% | 0%
|  |  |  | 28.81% |  |  |  | 30.64% |  | 28.81% | 30.64% | 1.834%
| 2028 | _ | _ | 21.66% | 2028 | _ | _ | 21.66% | 2028 | 21.66% | 21.66% | 0%
|  |  |  | 27.35% |  |  |  | 29.15% |  | 27.35% | 29.15% | 1.806%
| 2029 | _ | _ | 20.33% | 2029 | _ | _ | 20.33% | 2029 | 20.33% | 20.33% | 0%
|  |  |  | 25.89% |  |  |  | 27.67% |  | 25.89% | 27.67% | 1.779%
| 2030 | (1) GE 7FA.05 CT 245/229 MW - W | _ | 24.08% | 2030 | (1) GE 7FA.05 CT 245/229 MW - W | _ | 24.08% | 2030 | 24.08% | 24.08% | 0%
|  |  |  | 29.69% |  |  |  | 31.44% |  | 29.69% | 31.44% | 1.753%
| 2031 | _ | _ | 22.78% | 2031 | _ | _ | 22.78% | 2031 | 22.78% | 22.78% | 0%
|  |  |  | 28.41% |  |  |  | 30.14% |  | 28.41% | 30.14% | 1.729%
| 2032 | _ | _ | 21.54% | 2032 | _ | _ | 21.54% | 2032 | 21.54% | 21.54% | 0%
|  |  |  | 27.1% |  |  |  | 28.8% |  | 27.1% | 28.8% | 1.704%
| 2033 | _ | _ | 20.37% | 2033 | _ | _ | 20.37% | 2033 | 20.37% | 20.37% | 0%
|  |  |  | 25.82% |  |  |  | 27.5% |  | 25.82% | 27.5% | 1.681%
| 2034 | (1) GE 7FA.05 CT 245/229 MW - W | _ | 24.09% | 2034 | (1) GE 7FA.05 CT 245/229 MW - W | _ | 24.09% | 2034 | 24.09% | 24.09% | 0%
|  |  |  | 29.47% |  |  |  | 31.12% |  | 29.47% | 31.12% | 1.657%
| 2035 | _ | _ | 22.82% | 2035 | _ | _ | 22.82% | 2035 | 22.82% | 22.82% | 0%
|  |  |  | 28.16% |  |  |  | 29.79% |  | 28.16% | 29.79% | 1.634%
| 2036 | _ | PK 1 Retires | 21.65% | 2036 | _ | PK 1 Retires | 21.65% | 2036 | 21.65% | 21.65% | 0%
|  |  |  | 26.95% |  |  |  | 28.57% |  | 26.95% | 28.57% | 1.612%
| 2037 | (1) GE 7FA.05 CT 245/229 MW - W | _ | 21.1% | 2037 | (1) GE 7FA.05 CT 245/229 MW - W | _ | 21.1% | 2037 | 21.1% | 21.1% | 0%
|  |  |  | 25.97% |  |  |  | 27.56% |  | 25.97% | 27.56% | 1.591%
| 2038 | _ | _ | 20.04% | 2038 | _ | _ | 20.04% | 2038 | 20.04% | 20.04% | 0%
|  |  |  | 24.78% |  |  |  | 26.35% |  | 24.78% | 26.35% | 1.57%
| 2039 | _ | _ | 20.04% | 2039 | _ | _ | 20.04% | 2039 | 20.04% | 20.04% | 0%
|  |  |  | 24.76% |  |  |  | 26.33% |  | 24.76% | 26.33% | 1.564%
| 2040 | _ | _ | 19.8% | 2040 | _ | _ | 19.8% | 2040 | 19.8% | 19.8% | 0%
|  |  |  | 24.61% |  |  |  | 26.16% |  | 24.61% | 26.16% | 1.557%
| 2041 | _ | BB 3 Retires | 19.8% | 2041 | _ | BB 3 Retires | 19.8% | 2041 | 19.8% | 19.8% | 0%
|  |  |  | 21.56% |  |  |  | 23.12% |  | 21.56% | 23.12% | 1.551%
| 2042 | (1) GE 7FA.05 CT 245/229 MW - W | _ | 23.17% | 2042 | (1) GE 7FA.05 CT 245/229 MW - W | _ | 23.17% | 2042 | 23.17% | 23.17% | 0%
|  |  |  | 26.33% |  |  |  | 27.87% |  | 26.33% | 27.87% | 1.545%
| 2043 | (1) GE 2x1 7HA.02 CC 1128/1064 MW - S | BAY 1 Retires | 23.17% | 2043 | (1) GE 2x1 7HA.02 CC 1128/1064 MW - S | BAY 1 Retires | 23.17% | 2043 | 23.17% | 23.17% | 0%
|  |  |  | 33.87% |  |  |  | 35.41% |  | 33.87% | 35.41% | 1.539%
| 2044 | (1) GE LM-6000 52/44 MW - W (1) GE 1x1 7HA.02 CC 506/479 MW - W | BAY 2 Retires | 20.22% | 2044 | (1) GE LM-6000 52/44 MW - W (1) GE 1x1 7HA.02 CC 506/479 MW - W | BAY 2 Retires | 20.22% | 2044 | 20.22% | 20.22% | 0%
|  |  |  | 25.38% |  |  |  | 26.92% |  | 25.38% | 26.92% | 1.533%
| 2045 | _ | _ | 20.22% | 2045 | _ | _ | 20.22% | 2045 | 20.22% | 20.22% | 0%
|  |  |  | 25.35% |  |  |  | 26.88% |  | 25.35% | 26.88% | 1.526%
| 2046 | _ | _ | 20.22% | 2046 | _ | _ | 20.22% | 2046 | 20.22% | 20.22% | 0%
|  |  |  | 25.33% |  |  |  | 26.85% |  | 25.33% | 26.85% | 1.52%
| 2047 | _ | _ | 20.22% | 2047 | _ | _ | 20.22% | 2047 | 20.22% | 20.22% | 0%
|  |  |  | 25.05% |  |  |  | 26.56% |  | 25.05% | 26.56% | 1.514%
| 2048 | _ | _ | 20.22% | 2048 | _ | _ | 20.22% | 2048 | 20.22% | 20.22% | 0%
|  |  |  | 25.03% |  |  |  | 26.54% |  | 25.03% | 26.54% | 1.508%
| 2049 | _ | _ | 20.22% | 2049 | _ | _ | 20.22% | 2049 | 20.22% | 20.22% | 0%
|  |  |  | 23.51% |  |  |  | 25.01% |  | 23.51% | 25.01% | 1.502%

## Q6a - Annual RR (Base Fuel)
6a. | 7.183% | WACC
| Reference – ([Nominal / NPV] $ millions) | [15 empty] | Third SoBRA – ([Nominal / NPV] $ millions) | [15 empty] | Delta – ([Nominal / NPV] $ millions)
| Year | 2020 SoBRA |  |  |  | Remainder of System | [9 empty] | System Total | Year | 2020 SoBRA |  |  |  | Remainder of System | [9 empty] | System Total | Year | 2020 SoBRA |  |  |  | Remainder of System | [9 empty] | System Total
|  | Generation & Transmission | Land | O&M | Total | Generation | Transmission | Fuel | Purchases | Fuel Transportation & Other Fixed Costs | Value of Deferral | O&M | Emissions (Non-carbon) | Emissions (Carbon-only) | Total |  |  | Generation & Transmission | Land | O&M | Total | Generation | Transmission | Fuel | Purchases | Fuel Transportation & Other Fixed Costs | Value of Deferral | O&M | Emissions (Non-carbon) | Emissions (Carbon-only) | Total |  |  | Generation & Transmission | Land | O&M | Total | Generation | Transmission | Fuel | Purchases | Fuel Transportation & Other Fixed Costs | Value of Deferral | O&M | Emissions (Non-carbon) | Emissions (Carbon-only) | Total
| 2019 | 0 | 0 | 0 | 0 | 0 | 0 | 469.5263 | 0 | 114.3304 | 0 | 10.6449 | 0.26593 | 0 | 594.7675 | 594.7675 | 2019 | 0 | 0 | 0 | 0 | 0 | 0 | 469.5263 | 0 | 114.3304 | 0 | 10.6449 | 0.26593 | 0 | 594.7675 | 594.7675 | 2019 | 0 | 0 | 0 | 0 | 0 | 0 | 0 | 0 | 0 | 0 | 0 | 0 | 0 | 0 | 0
| 2020 | 0 | 0 | 0 | 0 | 0 | 0 | 414.1624 | 0.19593 | 94.476 | 0 | 9.8228 | 0.27117 | 0 | 518.9283 | 518.9283 | 2020 | 22.1129 | 1.3034 | 1.0631 | 24.4795 | 0 | 0 | 403.6597 | 0.19593 | 94.476 | -2.683 | 9.6213 | 0.25835 | 0 | 505.5283 | 530.0078 | 2020 | 22.1129 | 1.3034 | 1.0631 | 24.4795 | 0 | 0 | -10.5027 | 0 | 0 | -2.683 | -0.20152 | -0.012815 | 0 | -13.4 | 11.0795
| 2021 | 0 | 0 | 0 | 0 | 25.5568 | 0 | 385.0883 | 0.91398 | 92.3162 | 0 | 15.1426 | 0.26476 | 0 | 519.2826 | 519.2826 | 2021 | 19.2366 | 1.2161 | 1.0025 | 21.4552 | 25.5568 | 0 | 376.3102 | 0.91398 | 92.3162 | -2.553 | 14.676 | 0.25719 | 0 | 507.4773 | 528.9325 | 2021 | 19.2366 | 1.2161 | 1.0025 | 21.4552 | 0 | 0 | -8.7781 | 0 | 0 | -2.553 | -0.46665 | -0.0075653 | 0 | -11.8053 | 9.6499
| 2022 | 0 | 0 | 0 | 0 | 39.9328 | 0 | 373.3562 | 1.0233 | 86.1292 | 0 | 15.7439 | 0.22239 | 0 | 516.4078 | 516.4078 | 2022 | 16.6602 | 1.1346 | 0.94486 | 18.7396 | 39.9328 | 0 | 364.5451 | 1.0233 | 86.1292 | -2.4293 | 15.2518 | 0.21242 | 0 | 504.6652 | 523.4049 | 2022 | 16.6602 | 1.1346 | 0.94486 | 18.7396 | 0 | 0 | -8.8111 | 0 | 0 | -2.4293 | -0.4921 | -0.0099696 | 0 | -11.7425 | 6.9971
| 2023 | 0 | 0 | 0 | 0 | 105.2173 | 4.2029 | 342.0096 | 0 | 80.3568 | 0 | 24.6569 | 0.27818 | 0 | 556.7216 | 556.7216 | 2023 | 14.6686 | 1.0585 | 0.90005 | 16.6271 | 105.2173 | 4.2029 | 333.7451 | 0 | 80.3568 | -2.3116 | 24.2112 | 0.26474 | 0 | 545.6864 | 562.3135 | 2023 | 14.6686 | 1.0585 | 0.90005 | 16.6271 | 0 | 0 | -8.2645 | 0 | 0 | -2.3116 | -0.4457 | -0.013439 | 0 | -11.0352 | 5.5919
| 2024 | 0 | 0 | 0 | 0 | 95.395 | 3.7698 | 347.4867 | 0 | 74.9714 | 0 | 23.4562 | 0.26342 | 0 | 545.3424 | 545.3424 | 2024 | 12.9831 | 0.98759 | 0.85736 | 14.828 | 95.395 | 3.7698 | 339.9682 | 0 | 74.9714 | -2.1996 | 23.0311 | 0.25328 | 0 | 535.1892 | 550.0172 | 2024 | 12.9831 | 0.98759 | 0.85736 | 14.828 | 0 | 0 | -7.5185 | 0 | 0 | -2.1996 | -0.42506 | -0.010138 | 0 | -10.1533 | 4.6747
| 2025 | 0 | 0 | 0 | 0 | 86.2838 | 3.4123 | 360.0366 | 0 | 69.9468 | 0 | 22.7231 | 0.27324 | 0 | 542.6758 | 542.6758 | 2025 | 11.5374 | 0.9214 | 0.81669 | 13.2755 | 86.2838 | 3.4123 | 352.2611 | 0 | 69.9468 | -2.093 | 22.3519 | 0.2649 | 0 | 532.4278 | 545.7032 | 2025 | 11.5374 | 0.9214 | 0.81669 | 13.2755 | 0 | 0 | -7.7755 | 0 | 0 | -2.093 | -0.37113 | -0.0083453 | 0 | -10.248 | 3.0274
| 2026 | 0 | 0 | 0 | 0 | 90.9868 | 5.6475 | 371.7766 | 0 | 65.259 | 0 | 22.6553 | 0.24517 | 0 | 556.5704 | 556.5704 | 2026 | 10.376 | 0.85965 | 0.77796 | 12.0136 | 90.9868 | 5.6475 | 365.0833 | 0 | 65.259 | -1.9916 | 22.2114 | 0.23729 | 0 | 547.4336 | 559.4472 | 2026 | 10.376 | 0.85965 | 0.77796 | 12.0136 | 0 | 0 | -6.6934 | 0 | 0 | -1.9916 | -0.44394 | -0.0078737 | 0 | -9.1368 | 2.8768
| 2027 | 0 | 0 | 0 | 0 | 82.3119 | 5.0359 | 375.6231 | 0 | 60.8854 | 0 | 21.9503 | 0.24484 | 0 | 546.0514 | 546.0514 | 2027 | 9.3879 | 0.80204 | 0.74106 | 10.931 | 82.3119 | 5.0359 | 368.5623 | 0 | 60.8854 | -1.8951 | 21.5637 | 0.23423 | 0 | 536.6983 | 547.6293 | 2027 | 9.3879 | 0.80204 | 0.74106 | 10.931 | 0 | 0 | -7.0608 | 0 | 0 | -1.8951 | -0.38662 | -0.010609 | 0 | -9.3531 | 1.5779
| 2028 | 0 | 0 | 0 | 0 | 74.4175 | 4.5595 | 375.715 | 0 | 56.8049 | 0 | 21.4199 | 0.24466 | 7.9798 | 541.1412 | 541.1412 | 2028 | 8.4856 | 0.74829 | 0.70591 | 9.9398 | 74.4175 | 4.5595 | 367.9999 | 0 | 56.8049 | -1.8033 | 20.9534 | 0.23567 | 7.8189 | 530.9864 | 540.9262 | 2028 | 8.4856 | 0.74829 | 0.70591 | 9.9398 | 0 | 0 | -7.7151 | 0 | 0 | -1.8033 | -0.46658 | -0.008989 | -0.16086 | -10.1548 | -0.21497
| 2029 | 0 | 0 | 0 | 0 | 67.2719 | 4.573 | 371.0961 | 0 | 52.9978 | 0 | 20.8384 | 0.24561 | 8.4254 | 525.4482 | 525.4482 | 2029 | 7.6622 | 0.69814 | 0.67243 | 9.0327 | 67.2719 | 4.573 | 364.4301 | 0 | 52.9978 | -1.7159 | 20.468 | 0.23619 | 8.262 | 516.5231 | 525.5559 | 2029 | 7.6622 | 0.69814 | 0.67243 | 9.0327 | 0 | 0 | -6.6659 | 0 | 0 | -1.7159 | -0.37044 | -0.0094125 | -0.16337 | -8.9251 | 0.10763
| 2030 | 0 | 0 | 0 | 0 | 71.4011 | 4.13 | 361.7313 | 0 | 49.4459 | 0 | 20.4874 | 0.22257 | 15.5667 | 522.985 | 522.985 | 2030 | 6.9109 | 0.65135 | 0.64054 | 8.2028 | 71.4011 | 4.13 | 354.2288 | 0 | 49.4459 | -1.6328 | 20.0657 | 0.20927 | 15.2126 | 513.0607 | 521.2635 | 2030 | 6.9109 | 0.65135 | 0.64054 | 8.2028 | 0 | 0 | -7.5025 | 0 | 0 | -1.6328 | -0.42167 | -0.013299 | -0.35409 | -9.9244 | -1.7215
| 2031 | 0 | 0 | 0 | 0 | 64.5025 | 3.7374 | 352.593 | 0 | 46.1321 | 0 | 19.717 | 0.21558 | 21.357 | 508.2545 | 508.2545 | 2031 | 6.226 | 0.60769 | 0.61016 | 7.4439 | 64.5025 | 3.7374 | 345.5856 | 0 | 46.1321 | -1.5537 | 19.332 | 0.20389 | 20.9248 | 498.8644 | 506.3083 | 2031 | 6.226 | 0.60769 | 0.61016 | 7.4439 | 0 | 0 | -7.0075 | 0 | 0 | -1.5537 | -0.38499 | -0.011688 | -0.43224 | -9.3901 | -1.9462
| 2032 | 0 | 0 | 0 | 0 | 58.1883 | 3.3803 | 347.2464 | 0 | 43.0403 | 0 | 19.2696 | 0.21497 | 27.4838 | 498.8237 | 498.8237 | 2032 | 5.6018 | 0.56697 | 0.58123 | 6.75 | 58.1883 | 3.3803 | 340.7169 | 0 | 43.0403 | -1.4784 | 18.956 | 0.20788 | 26.9168 | 489.9282 | 496.6782 | 2032 | 5.6018 | 0.56697 | 0.58123 | 6.75 | 0 | 0 | -6.5294 | 0 | 0 | -1.4784 | -0.31353 | -0.0070943 | -0.567 | -8.8955 | -2.1454
| 2033 | 0 | 0 | 0 | 0 | 52.4467 | 3.0549 | 342.699 | 0 | 40.1558 | 0 | 18.9592 | 0.21963 | 33.5443 | 491.0796 | 491.0796 | 2033 | 5.0334 | 0.52897 | 0.55366 | 6.116 | 52.4467 | 3.0549 | 336.7 | 0 | 40.1558 | -1.4068 | 18.6926 | 0.21516 | 32.9298 | 482.7882 | 488.9042 | 2033 | 5.0334 | 0.52897 | 0.55366 | 6.116 | 0 | 0 | -5.9991 | 0 | 0 | -1.4068 | -0.26666 | -0.0044611 | -0.61448 | -8.2915 | -2.1755
| 2034 | 0 | 0 | 0 | 0 | 55.9274 | 2.7582 | 334.125 | 0 | 37.4646 | 0 | 18.4937 | 0.19297 | 38.9465 | 487.9084 | 487.9084 | 2034 | 4.5159 | 0.49352 | 0.52741 | 5.5369 | 55.9274 | 2.7582 | 328.1474 | 0 | 37.4646 | -1.3386 | 18.2092 | 0.18668 | 38.2983 | 479.6532 | 485.19 | 2034 | 4.5159 | 0.49352 | 0.52741 | 5.5369 | 0 | 0 | -5.9776 | 0 | 0 | -1.3386 | -0.28453 | -0.006294 | -0.64816 | -8.2552 | -2.7183
| 2035 | 0 | 0 | 0 | 0 | 50.3539 | 2.4878 | 328.3493 | 0 | 34.9537 | 0 | 17.83 | 0.18843 | 45.1701 | 479.3333 | 479.3333 | 2035 | 4.0452 | 0.46044 | 0.5024 | 5.0081 | 50.3539 | 2.4878 | 322.054 | 0 | 34.9537 | -1.2738 | 17.6101 | 0.18316 | 44.4202 | 470.7891 | 475.7972 | 2035 | 4.0452 | 0.46044 | 0.5024 | 5.0081 | 0 | 0 | -6.2953 | 0 | 0 | -1.2738 | -0.21988 | -0.0052681 | -0.74996 | -8.5441 | -3.5361
| 2036 | 0 | 0 | 0 | 0 | 45.2591 | 2.2413 | 331.7504 | 0 | 32.6111 | 0 | 18.1259 | 0.1975 | 49.2946 | 479.4799 | 479.4799 | 2036 | 3.6174 | 0.42958 | 0.47857 | 4.5255 | 45.2591 | 2.2413 | 325.5711 | 0 | 32.6111 | -1.2121 | 17.9894 | 0.19378 | 48.6107 | 471.2644 | 475.7899 | 2036 | 3.6174 | 0.42958 | 0.47857 | 4.5255 | 0 | 0 | -6.1793 | 0 | 0 | -1.2121 | -0.1365 | -0.0037181 | -0.68392 | -8.2155 | -3.69
| 2037 | 0 | 0 | 0 | 0 | 48.1342 | 5.3304 | 333.205 | 0 | 30.4255 | 0 | 18.8471 | 0.20016 | 52.9864 | 489.1288 | 489.1288 | 2037 | 3.2287 | 0.40079 | 0.45588 | 4.0853 | 48.1342 | 5.3304 | 326.5773 | 0 | 30.4255 | -1.1533 | 18.6029 | 0.19781 | 52.0503 | 480.165 | 484.2504 | 2037 | 3.2287 | 0.40079 | 0.45588 | 4.0853 | 0 | 0 | -6.6277 | 0 | 0 | -1.1533 | -0.2442 | -0.0023455 | -0.93614 | -8.9638 | -4.8784
| 2038 | 0 | 0 | 0 | 0 | 43.2373 | 4.8123 | 323.9225 | 0 | 28.3864 | 0 | 17.9689 | 0.18697 | 55.257 | 473.7714 | 473.7714 | 2038 | 3.3444 | 0.37393 | 0.43426 | 4.1525 | 43.2373 | 4.8123 | 317.5578 | 0 | 28.3864 | -1.0975 | 17.6813 | 0.17925 | 54.1229 | 464.8798 | 469.0324 | 2038 | 3.3444 | 0.37393 | 0.43426 | 4.1525 | 0 | 0 | -6.3647 | 0 | 0 | -1.0975 | -0.28761 | -0.0077186 | -1.134 | -8.8916 | -4.739
| 2039 | 0 | 0 | 0 | 0 | 38.7938 | 4.3322 | 313.9666 | 0 | 26.484 | 0 | 17.0656 | 0.17359 | 57.2512 | 458.067 | 458.067 | 2039 | 2.9929 | 0.34887 | 0.41367 | 3.7554 | 38.7938 | 4.3322 | 308.0593 | 0 | 26.484 | -1.0443 | 16.8373 | 0.16944 | 56.2213 | 449.8531 | 453.6086 | 2039 | 2.9929 | 0.34887 | 0.41367 | 3.7554 | 0 | 0 | -5.9073 | 0 | 0 | -1.0443 | -0.22826 | -0.0041577 | -1.03 | -8.2139 | -4.4585
| 2040 | 0 | 0 | 0 | 0 | 34.7784 | 3.8999 | 306.9256 | 0 | 24.709 | 0 | 16.0395 | 0.15523 | 58.1814 | 444.6891 | 444.6891 | 2040 | 2.6735 | 0.32549 | 0.39406 | 3.3931 | 34.7784 | 3.8999 | 300.8906 | 0 | 24.709 | -0.99369 | 15.8858 | 0.15328 | 57.4216 | 436.7449 | 440.138 | 2040 | 2.6735 | 0.32549 | 0.39406 | 3.3931 | 0 | 0 | -6.035 | 0 | 0 | -0.99369 | -0.1537 | -0.001951 | -0.75982 | -7.9442 | -4.5511
| 2041 | 0 | 0 | 0 | 0 | 31.1695 | 3.511 | 296.4808 | 0 | 23.0531 | 0 | 15.5013 | 0.15322 | 59.1418 | 429.0107 | 429.0107 | 2041 | 2.3835 | 0.30368 | 0.37537 | 3.0626 | 31.1695 | 3.511 | 290.8981 | 0 | 23.0531 | -0.94555 | 15.3469 | 0.15 | 58.3173 | 421.5002 | 424.5628 | 2041 | 2.3835 | 0.30368 | 0.37537 | 3.0626 | 0 | 0 | -5.5828 | 0 | 0 | -0.94555 | -0.1544 | -0.0032237 | -0.82456 | -7.5105 | -4.4479
| 2042 | 0 | 0 | 0 | 0 | 33.8103 | 7.3772 | 283.5159 | 0 | 21.5081 | 0 | 15.0883 | 0.13919 | 59.3454 | 420.7843 | 420.7843 | 2042 | 2.1204 | 0.28332 | 0.35757 | 2.7613 | 33.8103 | 7.3772 | 278.1447 | 0 | 21.5081 | -0.89974 | 14.8962 | 0.13614 | 58.314 | 413.2868 | 416.0481 | 2042 | 2.1204 | 0.28332 | 0.35757 | 2.7613 | 0 | 0 | -5.3712 | 0 | 0 | -0.89974 | -0.19213 | -0.0030433 | -1.0314 | -7.4975 | -4.7362
| 2043 | 0 | 0 | 0 | 0 | 65.8421 | 6.6644 | 271.4197 | 0 | 20.0666 | 0 | 16.4302 | 0.13526 | 59.2422 | 439.8004 | 439.8004 | 2043 | 1.8818 | 0.26434 | 0.34062 | 2.4868 | 65.8421 | 6.6644 | 266.1748 | 0 | 20.0666 | -0.85615 | 16.2459 | 0.13239 | 58.2739 | 432.5439 | 435.0307 | 2043 | 1.8818 | 0.26434 | 0.34062 | 2.4868 | 0 | 0 | -5.2449 | 0 | 0 | -0.85615 | -0.18431 | -0.0028665 | -0.96822 | -7.2565 | -4.7697
| 2044 | 0 | 0 | 0 | 0 | 92.3702 | 6.006 | 254.5676 | 0 | 18.7217 | 0 | 16.5407 | 0.10581 | 54.973 | 443.2851 | 443.2851 | 2044 | 1.6657 | 0.24662 | 0.32447 | 2.2368 | 92.3702 | 6.006 | 249.8092 | 0 | 18.7217 | -0.81467 | 16.381 | 0.10426 | 53.9937 | 436.5715 | 438.8082 | 2044 | 1.6657 | 0.24662 | 0.32447 | 2.2368 | 0 | 0 | -4.7584 | 0 | 0 | -0.81467 | -0.15974 | -0.0015462 | -0.97923 | -6.7136 | -4.4768
| 2045 | 0 | 0 | 0 | 0 | 83.4912 | 5.413 | 246.8445 | 0 | 17.467 | 0 | 15.747 | 0.10006 | 55.2254 | 424.2881 | 424.2881 | 2045 | 1.4701 | 0.23009 | 0.30909 | 2.0093 | 83.4912 | 5.413 | 242.417 | 0 | 17.467 | -0.7752 | 15.6154 | 0.098242 | 54.3873 | 418.1139 | 420.1232 | 2045 | 1.4701 | 0.23009 | 0.30909 | 2.0093 | 0 | 0 | -4.4275 | 0 | 0 | -0.7752 | -0.13161 | -0.0018165 | -0.83806 | -6.1741 | -4.1649
| 2046 | 0 | 0 | 0 | 0 | 75.3965 | 4.8773 | 236.6751 | 0 | 16.2964 | 0 | 14.9641 | 0.093956 | 56.1229 | 404.4262 | 404.4262 | 2046 | 1.2932 | 0.21467 | 0.29443 | 1.8023 | 75.3965 | 4.8773 | 232.3301 | 0 | 16.2964 | -0.73764 | 14.8364 | 0.092246 | 55.3389 | 398.4302 | 400.2325 | 2046 | 1.2932 | 0.21467 | 0.29443 | 1.8023 | 0 | 0 | -4.345 | 0 | 0 | -0.73764 | -0.12767 | -0.0017107 | -0.78401 | -5.9961 | -4.1937
| 2047 | 0 | 0 | 0 | 0 | 68.0732 | 4.3929 | 228.1653 | 0 | 15.2042 | 0 | 14.2462 | 0.088217 | 56.7983 | 386.9684 | 386.9684 | 2047 | 1.1335 | 0.20028 | 0.28047 | 1.6142 | 68.0732 | 4.3929 | 223.9805 | 0 | 15.2042 | -0.7019 | 14.135 | 0.086601 | 55.7816 | 380.952 | 382.5663 | 2047 | 1.1335 | 0.20028 | 0.28047 | 1.6142 | 0 | 0 | -4.1848 | 0 | 0 | -0.7019 | -0.11124 | -0.0016158 | -1.0168 | -6.0163 | -4.4021
| 2048* | 0 | 0 | 0 | 0 | 631.0653 | 32.7585 | 459.9299 | 0 | 14.1852 | 0 | 20.0542 | 0.17122 | 118.4681 | 1276.6325 | 1276.6325 | 2048* | 1.8487 | -1.1586 | 0.61316 | 1.3032 | 631.0653 | 32.7585 | 451.0347 | 0 | 14.1852 | -1.3034 | 19.9368 | 0.16678 | 116.5333 | 1264.3772 | 1265.6804 | 2048* | 1.8487 | -1.1586 | 0.61316 | 1.3032 | 0 | 0 | -8.8951 | 0 | 0 | -1.3034 | -0.11743 | -0.0044403 | -1.9348 | -12.2553 | -10.9521
| Total | 0 | 0 | 0 | 0 | 2311.6149 | 142.3659 | 10139.9897 | 2.1332 | 1388.7848 | 0 | 540.4302 | 5.9739 | 990.7611 | 15522.0536 | 15522.0536 | Total | 195.0975 | 15.5017 | 16.9689 | 227.5681 | 2311.6149 | 142.3659 | 9946.9689 | 2.1332 | 1388.7848 | -42.8947 | 532.2404 | 5.7865 | 974.15 | 15261.1499 | 15488.718 | Total | 195.0975 | 15.5017 | 16.9689 | 227.5681 | 0 | 0 | -193.0207 | 0 | 0 | -42.8947 | -8.1898 | -0.18741 | -16.6111 | -260.9037 | -33.3356
*Includes end effects

## Q6b - Annual RR (High Fuel)
6b. | 7.183% | WACC
| Reference – ([Nominal / NPV] $ millions) | [15 empty] | Third SoBRA – ([Nominal / NPV] $ millions) | [15 empty] | Delta – ([Nominal / NPV] $ millions)
| Year | 2020 SoBRA |  |  |  | Remainder of System | [9 empty] | System Total | Year | 2020 SoBRA |  |  |  | Remainder of System | [9 empty] | System Total | Year | 2020 SoBRA |  |  |  | Remainder of System | [9 empty] | System Total
|  | Generation & Transmission | Land | O&M | Total | Generation | Transmission | Fuel | Purchases | Fuel Transportation & Other Fixed Costs | Value of Deferral | O&M | Emissions (Non-carbon) | Emissions (Carbon-only) | Total |  |  | Generation & Transmission | Land | O&M | Total | Generation | Transmission | Fuel | Purchases | Fuel Transportation & Other Fixed Costs | Value of Deferral | O&M | Emissions (Non-carbon) | Emissions (Carbon-only) | Total |  |  | Generation & Transmission | Land | O&M | Total | Generation | Transmission | Fuel | Purchases | Fuel Transportation & Other Fixed Costs | Value of Deferral | O&M | Emissions (Non-carbon) | Emissions (Carbon-only) | Total
| 2019 | 0 | 0 | 0 | 0 | 0 | 0 | 469.5263 | 0 | 114.3304 | 0 | 10.6449 | 0.26593 | 0 | 594.7675 | 594.7675 | 2019 | 0 | 0 | 0 | 0 | 0 | 0 | 469.5263 | 0 | 114.3304 | 0 | 10.6449 | 0.26593 | 0 | 594.7675 | 594.7675 | 2019 | 0 | 0 | 0 | 0 | 0 | 0 | 0 | 0 | 0 | 0 | 0 | 0 | 0 | 0 | 0
| 2020 | 0 | 0 | 0 | 0 | 0 | 0 | 557.3356 | 0.19593 | 94.476 | 0 | 9.9621 | 0.25364 | 0 | 662.2232 | 662.2232 | 2020 | 22.1129 | 1.3034 | 1.0631 | 24.4795 | 0 | 0 | 544.8445 | 0.19593 | 94.476 | -2.683 | 9.7711 | 0.24241 | 0 | 646.8469 | 671.3264 | 2020 | 22.1129 | 1.3034 | 1.0631 | 24.4795 | 0 | 0 | -12.4911 | 0 | 0 | -2.683 | -0.19096 | -0.011223 | 0 | -15.3763 | 9.1032
| 2021 | 0 | 0 | 0 | 0 | 25.5568 | 0 | 562.1411 | 0.91398 | 92.3162 | 0 | 16.3698 | 0.30882 | 0 | 697.6067 | 697.6067 | 2021 | 19.2366 | 1.2161 | 1.0025 | 21.4552 | 25.5568 | 0 | 549.6514 | 0.91398 | 92.3162 | -2.553 | 15.893 | 0.29824 | 0 | 682.0766 | 703.5318 | 2021 | 19.2366 | 1.2161 | 1.0025 | 21.4552 | 0 | 0 | -12.4897 | 0 | 0 | -2.553 | -0.47681 | -0.010584 | 0 | -15.5301 | 5.9251
| 2022 | 0 | 0 | 0 | 0 | 39.9328 | 0 | 539.1941 | 1.0233 | 86.1292 | 0 | 16.7161 | 0.25537 | 0 | 683.2509 | 683.2509 | 2022 | 16.6602 | 1.1346 | 0.94486 | 18.7396 | 39.9328 | 0 | 527.6517 | 1.0233 | 86.1292 | -2.4293 | 16.212 | 0.24966 | 0 | 668.7693 | 687.5089 | 2022 | 16.6602 | 1.1346 | 0.94486 | 18.7396 | 0 | 0 | -11.5424 | 0 | 0 | -2.4293 | -0.50413 | -0.0057079 | 0 | -14.4816 | 4.2581
| 2023 | 0 | 0 | 0 | 0 | 105.2173 | 4.2029 | 475.278 | 0 | 80.3568 | 0 | 25.7701 | 0.30111 | 0 | 691.1262 | 691.1262 | 2023 | 14.6686 | 1.0585 | 0.90005 | 16.6271 | 105.2173 | 4.2029 | 464.5119 | 0 | 80.3568 | -2.3116 | 25.4542 | 0.29037 | 0 | 677.7219 | 694.349 | 2023 | 14.6686 | 1.0585 | 0.90005 | 16.6271 | 0 | 0 | -10.766 | 0 | 0 | -2.3116 | -0.31596 | -0.010735 | 0 | -13.4043 | 3.2228
| 2024 | 0 | 0 | 0 | 0 | 95.395 | 3.7698 | 472.9931 | 0 | 74.9714 | 0 | 24.6221 | 0.2863 | 0 | 672.0377 | 672.0377 | 2024 | 12.9831 | 0.98759 | 0.85736 | 14.828 | 95.395 | 3.7698 | 463.7559 | 0 | 74.9714 | -2.1996 | 24.1354 | 0.27488 | 0 | 660.1027 | 674.9307 | 2024 | 12.9831 | 0.98759 | 0.85736 | 14.828 | 0 | 0 | -9.2373 | 0 | 0 | -2.1996 | -0.48671 | -0.011427 | 0 | -11.935 | 2.893
| 2025 | 0 | 0 | 0 | 0 | 86.2838 | 3.4123 | 476.5893 | 0 | 69.9468 | 0 | 23.7308 | 0.29241 | 0 | 660.2554 | 660.2554 | 2025 | 11.5374 | 0.9214 | 0.81669 | 13.2755 | 86.2838 | 3.4123 | 466.7717 | 0 | 69.9468 | -2.093 | 23.3106 | 0.27809 | 0 | 647.9102 | 661.1857 | 2025 | 11.5374 | 0.9214 | 0.81669 | 13.2755 | 0 | 0 | -9.8176 | 0 | 0 | -2.093 | -0.42021 | -0.014324 | 0 | -12.3452 | 0.93026
| 2026 | 0 | 0 | 0 | 0 | 90.9868 | 5.6475 | 472.9056 | 0 | 65.259 | 0 | 24.0825 | 0.27451 | 0 | 659.1559 | 659.1559 | 2026 | 10.376 | 0.85965 | 0.77796 | 12.0136 | 90.9868 | 5.6475 | 463.6547 | 0 | 65.259 | -1.9916 | 23.6206 | 0.26099 | 0 | 647.438 | 659.4516 | 2026 | 10.376 | 0.85965 | 0.77796 | 12.0136 | 0 | 0 | -9.2509 | 0 | 0 | -1.9916 | -0.46183 | -0.013524 | 0 | -11.7178 | 0.29574
| 2027 | 0 | 0 | 0 | 0 | 82.3119 | 5.0359 | 476.7363 | 0 | 60.8854 | 0 | 24.0277 | 0.29377 | 0 | 649.291 | 649.291 | 2027 | 9.3879 | 0.80204 | 0.74106 | 10.931 | 82.3119 | 5.0359 | 467.857 | 0 | 60.8854 | -1.8951 | 23.6484 | 0.28528 | 0 | 638.1288 | 649.0598 | 2027 | 9.3879 | 0.80204 | 0.74106 | 10.931 | 0 | 0 | -8.8793 | 0 | 0 | -1.8951 | -0.3793 | -0.0084856 | 0 | -11.1622 | -0.23122
| 2028 | 0 | 0 | 0 | 0 | 74.4175 | 4.5595 | 480.4133 | 0 | 56.8049 | 0 | 23.3647 | 0.29078 | 8.4586 | 648.3092 | 648.3092 | 2028 | 8.4856 | 0.74829 | 0.70591 | 9.9398 | 74.4175 | 4.5595 | 471.3734 | 0 | 56.8049 | -1.8033 | 23.0808 | 0.28179 | 8.2896 | 637.0041 | 646.944 | 2028 | 8.4856 | 0.74829 | 0.70591 | 9.9398 | 0 | 0 | -9.0399 | 0 | 0 | -1.8033 | -0.28396 | -0.0089861 | -0.16896 | -11.3051 | -1.3652
| 2029 | 0 | 0 | 0 | 0 | 67.2719 | 4.573 | 480.4039 | 0 | 52.9978 | 0 | 22.7508 | 0.2891 | 9.0251 | 637.3116 | 637.3116 | 2029 | 7.6622 | 0.69814 | 0.67243 | 9.0327 | 67.2719 | 4.573 | 471.0007 | 0 | 52.9978 | -1.7159 | 22.4561 | 0.28063 | 8.8481 | 625.7124 | 634.7451 | 2029 | 7.6622 | 0.69814 | 0.67243 | 9.0327 | 0 | 0 | -9.4032 | 0 | 0 | -1.7159 | -0.29473 | -0.0084704 | -0.17695 | -11.5993 | -2.5665
| 2030 | 0 | 0 | 0 | 0 | 71.4011 | 4.13 | 484.0526 | 0 | 49.4459 | 0 | 22.2988 | 0.2591 | 16.4388 | 648.0263 | 648.0263 | 2030 | 6.9109 | 0.65135 | 0.64054 | 8.2028 | 71.4011 | 4.13 | 475.0313 | 0 | 49.4459 | -1.6328 | 22.0121 | 0.25112 | 16.1179 | 636.7567 | 644.9596 | 2030 | 6.9109 | 0.65135 | 0.64054 | 8.2028 | 0 | 0 | -9.0213 | 0 | 0 | -1.6328 | -0.28666 | -0.0079792 | -0.32084 | -11.2695 | -3.0667
| 2031 | 0 | 0 | 0 | 0 | 64.5025 | 3.7374 | 470.3069 | 0 | 46.1321 | 0 | 21.6764 | 0.25505 | 22.8344 | 629.4446 | 629.4446 | 2031 | 6.226 | 0.60769 | 0.61016 | 7.4439 | 64.5025 | 3.7374 | 461.7828 | 0 | 46.1321 | -1.5537 | 21.3626 | 0.24836 | 22.3513 | 618.5634 | 626.0073 | 2031 | 6.226 | 0.60769 | 0.61016 | 7.4439 | 0 | 0 | -8.5241 | 0 | 0 | -1.5537 | -0.31371 | -0.0066954 | -0.48304 | -10.8812 | -3.4374
| 2032 | 0 | 0 | 0 | 0 | 58.1883 | 3.3803 | 487.506 | 0 | 43.0403 | 0 | 21.41 | 0.264 | 29.828 | 643.6169 | 643.6169 | 2032 | 5.6018 | 0.56697 | 0.58123 | 6.75 | 58.1883 | 3.3803 | 477.8935 | 0 | 43.0403 | -1.4784 | 21.2445 | 0.2585 | 29.4328 | 631.9598 | 638.7099 | 2032 | 5.6018 | 0.56697 | 0.58123 | 6.75 | 0 | 0 | -9.6125 | 0 | 0 | -1.4784 | -0.16547 | -0.0054994 | -0.39515 | -11.657 | -4.907
| 2033 | 0 | 0 | 0 | 0 | 52.4467 | 3.0549 | 506.5984 | 0 | 40.1558 | 0 | 21.037 | 0.26583 | 36.5499 | 660.1085 | 660.1085 | 2033 | 5.0334 | 0.52897 | 0.55366 | 6.116 | 52.4467 | 3.0549 | 496.7616 | 0 | 40.1558 | -1.4068 | 20.8642 | 0.26213 | 36.0079 | 648.1464 | 654.2624 | 2033 | 5.0334 | 0.52897 | 0.55366 | 6.116 | 0 | 0 | -9.8368 | 0 | 0 | -1.4068 | -0.17283 | -0.0037002 | -0.54201 | -11.9621 | -5.8461
| 2034 | 0 | 0 | 0 | 0 | 55.9274 | 2.7582 | 499.3644 | 0 | 37.4646 | 0 | 20.5157 | 0.24211 | 42.7173 | 658.9897 | 658.9897 | 2034 | 4.5159 | 0.49352 | 0.52741 | 5.5369 | 55.9274 | 2.7582 | 490.428 | 0 | 37.4646 | -1.3386 | 20.352 | 0.23443 | 42.046 | 647.872 | 653.4089 | 2034 | 4.5159 | 0.49352 | 0.52741 | 5.5369 | 0 | 0 | -8.9363 | 0 | 0 | -1.3386 | -0.16371 | -0.0076795 | -0.6713 | -11.1176 | -5.5808
| 2035 | 0 | 0 | 0 | 0 | 50.3539 | 2.4878 | 510.339 | 0 | 34.9537 | 0 | 19.2731 | 0.21822 | 48.1484 | 665.7741 | 665.7741 | 2035 | 4.0452 | 0.46044 | 0.5024 | 5.0081 | 50.3539 | 2.4878 | 500.6831 | 0 | 34.9537 | -1.2738 | 19.1352 | 0.21362 | 47.4719 | 654.0255 | 659.0336 | 2035 | 4.0452 | 0.46044 | 0.5024 | 5.0081 | 0 | 0 | -9.6558 | 0 | 0 | -1.2738 | -0.13786 | -0.0046027 | -0.67646 | -11.7485 | -6.7405
| 2036 | 0 | 0 | 0 | 0 | 45.2591 | 2.2413 | 513.8651 | 0 | 32.6111 | 0 | 19.3052 | 0.2243 | 52.0079 | 665.5139 | 665.5139 | 2036 | 3.6174 | 0.42958 | 0.47857 | 4.5255 | 45.2591 | 2.2413 | 504.0464 | 0 | 32.6111 | -1.2121 | 19.1765 | 0.22058 | 51.2822 | 653.6251 | 658.1506 | 2036 | 3.6174 | 0.42958 | 0.47857 | 4.5255 | 0 | 0 | -9.8187 | 0 | 0 | -1.2121 | -0.12864 | -0.0037206 | -0.72577 | -11.8889 | -7.3634
| 2037 | 0 | 0 | 0 | 0 | 48.1342 | 5.3304 | 522.1153 | 0 | 30.4255 | 0 | 19.537 | 0.21837 | 55.0415 | 680.8024 | 680.8024 | 2037 | 3.2287 | 0.40079 | 0.45588 | 4.0853 | 48.1342 | 5.3304 | 511.8655 | 0 | 30.4255 | -1.1533 | 19.3238 | 0.21486 | 54.182 | 668.323 | 672.4083 | 2037 | 3.2287 | 0.40079 | 0.45588 | 4.0853 | 0 | 0 | -10.2498 | 0 | 0 | -1.1533 | -0.2132 | -0.0035053 | -0.8595 | -12.4794 | -8.394
| 2038 | 0 | 0 | 0 | 0 | 43.2373 | 4.8123 | 516.7231 | 0 | 28.3864 | 0 | 18.6934 | 0.20359 | 57.7067 | 669.7628 | 669.7628 | 2038 | 3.3444 | 0.37393 | 0.43426 | 4.1525 | 43.2373 | 4.8123 | 507.1888 | 0 | 28.3864 | -1.0975 | 18.5515 | 0.20194 | 56.9228 | 658.2036 | 662.3562 | 2038 | 3.3444 | 0.37393 | 0.43426 | 4.1525 | 0 | 0 | -9.5343 | 0 | 0 | -1.0975 | -0.14197 | -0.0016507 | -0.78385 | -11.5592 | -7.4066
| 2039 | 0 | 0 | 0 | 0 | 38.7938 | 4.3322 | 512.8173 | 0 | 26.484 | 0 | 17.8506 | 0.19393 | 60.0033 | 660.4752 | 660.4752 | 2039 | 2.9929 | 0.34887 | 0.41367 | 3.7554 | 38.7938 | 4.3322 | 502.6472 | 0 | 26.484 | -1.0443 | 17.6866 | 0.18978 | 59.1214 | 648.2107 | 651.9662 | 2039 | 2.9929 | 0.34887 | 0.41367 | 3.7554 | 0 | 0 | -10.1702 | 0 | 0 | -1.0443 | -0.16394 | -0.0041475 | -0.88189 | -12.2644 | -8.509
| 2040 | 0 | 0 | 0 | 0 | 34.7784 | 3.8999 | 507.1096 | 0 | 24.709 | 0 | 16.7148 | 0.17243 | 60.5282 | 647.9123 | 647.9123 | 2040 | 2.6735 | 0.32549 | 0.39406 | 3.3931 | 34.7784 | 3.8999 | 497.6321 | 0 | 24.709 | -0.99369 | 16.5714 | 0.16901 | 59.6648 | 636.4308 | 639.8239 | 2040 | 2.6735 | 0.32549 | 0.39406 | 3.3931 | 0 | 0 | -9.4775 | 0 | 0 | -0.99369 | -0.1434 | -0.0034225 | -0.86338 | -11.4814 | -8.0883
| 2041 | 0 | 0 | 0 | 0 | 31.1695 | 3.511 | 496.2883 | 0 | 23.0531 | 0 | 16.4104 | 0.17313 | 62.1342 | 632.7395 | 632.7395 | 2041 | 2.3835 | 0.30368 | 0.37537 | 3.0626 | 31.1695 | 3.511 | 486.9487 | 0 | 23.0531 | -0.94555 | 16.268 | 0.17083 | 61.2666 | 621.4421 | 624.5046 | 2041 | 2.3835 | 0.30368 | 0.37537 | 3.0626 | 0 | 0 | -9.3396 | 0 | 0 | -0.94555 | -0.14241 | -0.0023029 | -0.86763 | -11.2975 | -8.2349
| 2042 | 0 | 0 | 0 | 0 | 33.8103 | 7.3772 | 476.2437 | 0 | 21.5081 | 0 | 15.8481 | 0.15707 | 62.0521 | 616.9966 | 616.9966 | 2042 | 2.1204 | 0.28332 | 0.35757 | 2.7613 | 33.8103 | 7.3772 | 467.7881 | 0 | 21.5081 | -0.89974 | 15.7367 | 0.15446 | 61.2018 | 606.6768 | 609.4381 | 2042 | 2.1204 | 0.28332 | 0.35757 | 2.7613 | 0 | 0 | -8.4556 | 0 | 0 | -0.89974 | -0.11145 | -0.0026061 | -0.85036 | -10.3198 | -7.5585
| 2043 | 0 | 0 | 0 | 0 | 65.8421 | 6.6644 | 451.8728 | 0 | 20.0666 | 0 | 17.1328 | 0.1521 | 61.9846 | 623.7154 | 623.7154 | 2043 | 1.8818 | 0.26434 | 0.34062 | 2.4868 | 65.8421 | 6.6644 | 443.1577 | 0 | 20.0666 | -0.85615 | 16.9662 | 0.14842 | 61.0711 | 613.0604 | 615.5471 | 2043 | 1.8818 | 0.26434 | 0.34062 | 2.4868 | 0 | 0 | -8.7151 | 0 | 0 | -0.85615 | -0.16667 | -0.0036818 | -0.91343 | -10.655 | -8.1683
| 2044 | 0 | 0 | 0 | 0 | 92.3702 | 6.006 | 422.809 | 0 | 18.7217 | 0 | 17.4361 | 0.13021 | 60.4405 | 617.9138 | 617.9138 | 2044 | 1.6657 | 0.24662 | 0.32447 | 2.2368 | 92.3702 | 6.006 | 414.7036 | 0 | 18.7217 | -0.81467 | 17.2835 | 0.12867 | 59.566 | 607.965 | 610.2017 | 2044 | 1.6657 | 0.24662 | 0.32447 | 2.2368 | 0 | 0 | -8.1054 | 0 | 0 | -0.81467 | -0.15265 | -0.0015421 | -0.87453 | -9.9488 | -7.712
| 2045 | 0 | 0 | 0 | 0 | 83.4912 | 5.413 | 419.4588 | 0 | 17.467 | 0 | 16.4676 | 0.11758 | 59.5584 | 601.9737 | 601.9737 | 2045 | 1.4701 | 0.23009 | 0.30909 | 2.0093 | 83.4912 | 5.413 | 411.6999 | 0 | 17.467 | -0.7752 | 16.3392 | 0.11649 | 58.7249 | 592.4766 | 594.4859 | 2045 | 1.4701 | 0.23009 | 0.30909 | 2.0093 | 0 | 0 | -7.7589 | 0 | 0 | -0.7752 | -0.1284 | -0.0010912 | -0.83349 | -9.4971 | -7.4878
| 2046 | 0 | 0 | 0 | 0 | 75.3965 | 4.8773 | 406.9015 | 0 | 16.2964 | 0 | 15.8819 | 0.11699 | 61.8497 | 581.3203 | 581.3203 | 2046 | 1.2932 | 0.21467 | 0.29443 | 1.8023 | 75.3965 | 4.8773 | 399.311 | 0 | 16.2964 | -0.73764 | 15.8064 | 0.11597 | 61.0777 | 572.1437 | 573.946 | 2046 | 1.2932 | 0.21467 | 0.29443 | 1.8023 | 0 | 0 | -7.5905 | 0 | 0 | -0.73764 | -0.075496 | -0.0010255 | -0.77197 | -9.1766 | -7.3742
| 2047 | 0 | 0 | 0 | 0 | 68.0732 | 4.3929 | 392.0277 | 0 | 15.2042 | 0 | 14.9941 | 0.10734 | 61.9967 | 556.7962 | 556.7962 | 2047 | 1.1335 | 0.20028 | 0.28047 | 1.6142 | 68.0732 | 4.3929 | 385.05 | 0 | 15.2042 | -0.7019 | 14.9219 | 0.10766 | 61.2248 | 548.2728 | 549.887 | 2047 | 1.1335 | 0.20028 | 0.28047 | 1.6142 | 0 | 0 | -6.9777 | 0 | 0 | -0.7019 | -0.072188 | 0.00032296 | -0.77192 | -8.5234 | -6.9092
| 2048* | 0 | 0 | 0 | 0 | 631.0653 | 32.7585 | 780.0897 | 0 | 14.1852 | 0 | 20.8471 | 0.20801 | 129.7174 | 1608.8713 | 1608.8713 | 2048* | 1.8487 | -1.1586 | 0.61316 | 1.3032 | 631.0653 | 32.7585 | 764.8039 | 0 | 14.1852 | -1.3034 | 20.7328 | 0.20599 | 127.9569 | 1590.4052 | 1591.7084 | 2048* | 1.8487 | -1.1586 | 0.61316 | 1.3032 | 0 | 0 | -15.2858 | 0 | 0 | -1.3034 | -0.11428 | -0.0020222 | -1.7606 | -18.4661 | -17.1629
| Total | 0 | 0 | 0 | 0 | 2311.6149 | 142.3659 | 14840.0056 | 2.1332 | 1388.7848 | 0 | 575.3716 | 6.7911 | 1059.0216 | 20326.0886 | 20326.0886 | Total | 195.0975 | 15.5017 | 16.9689 | 227.5681 | 2311.6149 | 142.3659 | 14560.0223 | 2.1332 | 1388.7848 | -42.8947 | 568.562 | 6.6211 | 1043.8286 | 19981.0381 | 20208.6062 | Total | 195.0975 | 15.5017 | 16.9689 | 227.5681 | 0 | 0 | -279.9833 | 0 | 0 | -42.8947 | -6.8095 | -0.17002 | -15.193 | -345.0506 | -117.4825
*Includes end effects

## Q6b - Annual RR (Low Fuel)
6b. | 7.183% | WACC
| Reference – ([Nominal / NPV] $ millions) | [15 empty] | Third SoBRA – ([Nominal / NPV] $ millions) | [15 empty] | Delta – ([Nominal / NPV] $ millions)
| Year | 2020 SoBRA |  |  |  | Remainder of System | [9 empty] | System Total | Year | 2020 SoBRA |  |  |  | Remainder of System | [9 empty] | System Total | Year | 2020 SoBRA |  |  |  | Remainder of System | [9 empty] | System Total
|  | Generation & Transmission | Land | O&M | Total | Generation | Transmission | Fuel | Purchases | Fuel Transportation & Other Fixed Costs | Value of Deferral | O&M | Emissions (Non-carbon) | Emissions (Carbon-only) | Total |  |  | Generation & Transmission | Land | O&M | Total | Generation | Transmission | Fuel | Purchases | Fuel Transportation & Other Fixed Costs | Value of Deferral | O&M | Emissions (Non-carbon) | Emissions (Carbon-only) | Total |  |  | Generation & Transmission | Land | O&M | Total | Generation | Transmission | Fuel | Purchases | Fuel Transportation & Other Fixed Costs | Value of Deferral | O&M | Emissions (Non-carbon) | Emissions (Carbon-only) | Total
| 2019 | 0 | 0 | 0 | 0 | 0 | 0 | 469.5263 | 0 | 114.3304 | 0 | 10.6449 | 0.26593 | 0 | 594.7675 | 594.7675 | 2019 | 0 | 0 | 0 | 0 | 0 | 0 | 469.5263 | 0 | 114.3304 | 0 | 10.6449 | 0.26593 | 0 | 594.7675 | 594.7675 | 2019 | 0 | 0 | 0 | 0 | 0 | 0 | 0 | 0 | 0 | 0 | 0 | 0 | 0 | 0 | 0
| 2020 | 0 | 0 | 0 | 0 | 0 | 0 | 338.7804 | 0.19593 | 94.476 | 0 | 9.8608 | 0.27916 | 0 | 443.5923 | 443.5923 | 2020 | 22.1129 | 1.3034 | 1.0631 | 24.4795 | 0 | 0 | 330.1144 | 0.19593 | 94.476 | -2.683 | 9.6456 | 0.26955 | 0 | 432.0186 | 456.498 | 2020 | 22.1129 | 1.3034 | 1.0631 | 24.4795 | 0 | 0 | -8.666 | 0 | 0 | -2.683 | -0.21517 | -0.0096163 | 0 | -11.5737 | 12.9057
| 2021 | 0 | 0 | 0 | 0 | 25.5568 | 0 | 348.758 | 0.91398 | 92.3162 | 0 | 15.1534 | 0.26324 | 0 | 482.9616 | 482.9616 | 2021 | 19.2366 | 1.2161 | 1.0025 | 21.4552 | 25.5568 | 0 | 340.5426 | 0.91398 | 92.3162 | -2.553 | 14.687 | 0.25568 | 0 | 471.7193 | 493.1744 | 2021 | 19.2366 | 1.2161 | 1.0025 | 21.4552 | 0 | 0 | -8.2154 | 0 | 0 | -2.553 | -0.46635 | -0.0075609 | 0 | -11.2423 | 10.2129
| 2022 | 0 | 0 | 0 | 0 | 39.9328 | 0 | 315.3386 | 1.0233 | 86.1292 | 0 | 15.6332 | 0.2181 | 0 | 458.2752 | 458.2752 | 2022 | 16.6602 | 1.1346 | 0.94486 | 18.7396 | 39.9328 | 0 | 308.1378 | 1.0233 | 86.1292 | -2.4293 | 15.1822 | 0.2124 | 0 | 448.1883 | 466.928 | 2022 | 16.6602 | 1.1346 | 0.94486 | 18.7396 | 0 | 0 | -7.2008 | 0 | 0 | -2.4293 | -0.45105 | -0.0056995 | 0 | -10.0868 | 8.6528
| 2023 | 0 | 0 | 0 | 0 | 105.2173 | 4.2029 | 274.9604 | 0 | 80.3568 | 0 | 23.8067 | 0.26335 | 0 | 488.8074 | 488.8074 | 2023 | 14.6686 | 1.0585 | 0.90005 | 16.6271 | 105.2173 | 4.2029 | 269.1009 | 0 | 80.3568 | -2.3116 | 23.2846 | 0.24991 | 0 | 480.1008 | 496.728 | 2023 | 14.6686 | 1.0585 | 0.90005 | 16.6271 | 0 | 0 | -5.8595 | 0 | 0 | -2.3116 | -0.52208 | -0.013439 | 0 | -8.7066 | 7.9205
| 2024 | 0 | 0 | 0 | 0 | 95.395 | 3.7698 | 280.3593 | 0 | 74.9714 | 0 | 21.8229 | 0.23802 | 0 | 476.5564 | 476.5564 | 2024 | 12.9831 | 0.98759 | 0.85736 | 14.828 | 95.395 | 3.7698 | 274.1957 | 0 | 74.9714 | -2.1996 | 21.4387 | 0.22535 | 0 | 467.7964 | 482.6244 | 2024 | 12.9831 | 0.98759 | 0.85736 | 14.828 | 0 | 0 | -6.1635 | 0 | 0 | -2.1996 | -0.3842 | -0.012671 | 0 | -8.76 | 6.068
| 2025 | 0 | 0 | 0 | 0 | 86.2838 | 3.4123 | 273.6639 | 0 | 69.9468 | 0 | 20.9404 | 0.24571 | 0 | 454.4929 | 454.4929 | 2025 | 11.5374 | 0.9214 | 0.81669 | 13.2755 | 86.2838 | 3.4123 | 267.2835 | 0 | 69.9468 | -2.093 | 20.4614 | 0.23496 | 0 | 445.5296 | 458.8051 | 2025 | 11.5374 | 0.9214 | 0.81669 | 13.2755 | 0 | 0 | -6.3805 | 0 | 0 | -2.093 | -0.47907 | -0.010743 | 0 | -8.9633 | 4.3121
| 2026 | 0 | 0 | 0 | 0 | 90.9868 | 5.6475 | 271.068 | 0 | 65.259 | 0 | 21.2015 | 0.22033 | 0 | 454.3831 | 454.3831 | 2026 | 10.376 | 0.85965 | 0.77796 | 12.0136 | 90.9868 | 5.6475 | 265.0483 | 0 | 65.259 | -1.9916 | 20.7566 | 0.21021 | 0 | 445.9168 | 457.9304 | 2026 | 10.376 | 0.85965 | 0.77796 | 12.0136 | 0 | 0 | -6.0197 | 0 | 0 | -1.9916 | -0.44491 | -0.010123 | 0 | -8.4663 | 3.5473
| 2027 | 0 | 0 | 0 | 0 | 82.3119 | 5.0359 | 267.9494 | 0 | 60.8854 | 0 | 20.5183 | 0.21822 | 0 | 436.9192 | 436.9192 | 2027 | 9.3879 | 0.80204 | 0.74106 | 10.931 | 82.3119 | 5.0359 | 263.8744 | 0 | 60.8854 | -1.8951 | 20.0758 | 0.20869 | 0 | 430.497 | 441.428 | 2027 | 9.3879 | 0.80204 | 0.74106 | 10.931 | 0 | 0 | -4.075 | 0 | 0 | -1.8951 | -0.44253 | -0.0095269 | 0 | -6.4222 | 4.5088
| 2028 | 0 | 0 | 0 | 0 | 74.4175 | 4.5595 | 266.7394 | 0 | 56.8049 | 0 | 20.0127 | 0.21661 | 7.857 | 430.6076 | 430.6076 | 2028 | 8.4856 | 0.74829 | 0.70591 | 9.9398 | 74.4175 | 4.5595 | 260.5821 | 0 | 56.8049 | -1.8033 | 19.5528 | 0.20562 | 7.6866 | 422.0057 | 431.9456 | 2028 | 8.4856 | 0.74829 | 0.70591 | 9.9398 | 0 | 0 | -6.1572 | 0 | 0 | -1.8033 | -0.45987 | -0.01099 | -0.17044 | -8.6019 | 1.338
| 2029 | 0 | 0 | 0 | 0 | 67.2719 | 4.573 | 270.3991 | 0 | 52.9978 | 0 | 19.6301 | 0.22386 | 8.2417 | 423.3376 | 423.3376 | 2029 | 7.6622 | 0.69814 | 0.67243 | 9.0327 | 67.2719 | 4.573 | 263.8218 | 0 | 52.9978 | -1.7159 | 19.3396 | 0.21353 | 8.088 | 414.5897 | 423.6224 | 2029 | 7.6622 | 0.69814 | 0.67243 | 9.0327 | 0 | 0 | -6.5773 | 0 | 0 | -1.7159 | -0.29058 | -0.010331 | -0.15378 | -8.7479 | 0.28483
| 2030 | 0 | 0 | 0 | 0 | 71.4011 | 4.13 | 266.4188 | 0 | 49.4459 | 0 | 19.6485 | 0.20299 | 15.14 | 426.3874 | 426.3874 | 2030 | 6.9109 | 0.65135 | 0.64054 | 8.2028 | 71.4011 | 4.13 | 261.4337 | 0 | 49.4459 | -1.6328 | 19.2998 | 0.19502 | 14.9483 | 419.2212 | 427.424 | 2030 | 6.9109 | 0.65135 | 0.64054 | 8.2028 | 0 | 0 | -4.985 | 0 | 0 | -1.6328 | -0.34868 | -0.0079688 | -0.19173 | -7.1662 | 1.0366
| 2031 | 0 | 0 | 0 | 0 | 64.5025 | 3.7374 | 254.908 | 0 | 46.1321 | 0 | 18.8204 | 0.19377 | 20.6463 | 408.9405 | 408.9405 | 2031 | 6.226 | 0.60769 | 0.61016 | 7.4439 | 64.5025 | 3.7374 | 250.2976 | 0 | 46.1321 | -1.5537 | 18.4928 | 0.1871 | 20.4368 | 402.2326 | 409.6764 | 2031 | 6.226 | 0.60769 | 0.61016 | 7.4439 | 0 | 0 | -4.6104 | 0 | 0 | -1.5537 | -0.32756 | -0.006666 | -0.20952 | -6.7079 | 0.73598
| 2032 | 0 | 0 | 0 | 0 | 58.1883 | 3.3803 | 263.7169 | 0 | 43.0403 | 0 | 18.2928 | 0.19442 | 26.7244 | 413.5375 | 413.5375 | 2032 | 5.6018 | 0.56697 | 0.58123 | 6.75 | 58.1883 | 3.3803 | 258.1921 | 0 | 43.0403 | -1.4784 | 17.8872 | 0.18418 | 26.1767 | 405.5708 | 412.3208 | 2032 | 5.6018 | 0.56697 | 0.58123 | 6.75 | 0 | 0 | -5.5247 | 0 | 0 | -1.4784 | -0.40564 | -0.010237 | -0.54771 | -7.9668 | -1.2167
| 2033 | 0 | 0 | 0 | 0 | 52.4467 | 3.0549 | 265.87 | 0 | 40.1558 | 0 | 18.3629 | 0.20621 | 32.9148 | 413.0113 | 413.0113 | 2033 | 5.0334 | 0.52897 | 0.55366 | 6.116 | 52.4467 | 3.0549 | 260.7038 | 0 | 40.1558 | -1.4068 | 17.9084 | 0.19657 | 32.3633 | 405.4226 | 411.5386 | 2033 | 5.0334 | 0.52897 | 0.55366 | 6.116 | 0 | 0 | -5.1662 | 0 | 0 | -1.4068 | -0.45453 | -0.0096424 | -0.5515 | -7.5887 | -1.4727
| 2034 | 0 | 0 | 0 | 0 | 55.9274 | 2.7582 | 255.0086 | 0 | 37.4646 | 0 | 17.6506 | 0.17753 | 38.3033 | 407.2903 | 407.2903 | 2034 | 4.5159 | 0.49352 | 0.52741 | 5.5369 | 55.9274 | 2.7582 | 249.7128 | 0 | 37.4646 | -1.3386 | 17.379 | 0.17263 | 37.6032 | 399.6792 | 405.2161 | 2034 | 4.5159 | 0.49352 | 0.52741 | 5.5369 | 0 | 0 | -5.2959 | 0 | 0 | -1.3386 | -0.2716 | -0.0048968 | -0.70009 | -7.6111 | -2.0742
| 2035 | 0 | 0 | 0 | 0 | 50.3539 | 2.4878 | 245.0066 | 0 | 34.9537 | 0 | 17.0223 | 0.1699 | 43.7182 | 393.7125 | 393.7125 | 2035 | 4.0452 | 0.46044 | 0.5024 | 5.0081 | 50.3539 | 2.4878 | 239.9726 | 0 | 34.9537 | -1.2738 | 16.728 | 0.16333 | 43.1513 | 386.5368 | 391.5449 | 2035 | 4.0452 | 0.46044 | 0.5024 | 5.0081 | 0 | 0 | -5.034 | 0 | 0 | -1.2738 | -0.29435 | -0.0065717 | -0.56693 | -7.1756 | -2.1676
| 2036 | 0 | 0 | 0 | 0 | 45.2591 | 2.2413 | 250.2428 | 0 | 32.6111 | 0 | 16.9135 | 0.16882 | 46.41 | 393.8466 | 393.8466 | 2036 | 3.6174 | 0.42958 | 0.47857 | 4.5255 | 45.2591 | 2.2413 | 244.6385 | 0 | 32.6111 | -1.2121 | 16.616 | 0.16201 | 45.8032 | 386.1191 | 390.6446 | 2036 | 3.6174 | 0.42958 | 0.47857 | 4.5255 | 0 | 0 | -5.6043 | 0 | 0 | -1.2121 | -0.29751 | -0.0068117 | -0.6068 | -7.7275 | -3.202
| 2037 | 0 | 0 | 0 | 0 | 48.1342 | 5.3304 | 254.6261 | 0 | 30.4255 | 0 | 17.6829 | 0.17256 | 49.881 | 406.2527 | 406.2527 | 2037 | 3.2287 | 0.40079 | 0.45588 | 4.0853 | 48.1342 | 5.3304 | 248.9946 | 0 | 30.4255 | -1.1533 | 17.4124 | 0.1667 | 48.8722 | 398.1827 | 402.2681 | 2037 | 3.2287 | 0.40079 | 0.45588 | 4.0853 | 0 | 0 | -5.6315 | 0 | 0 | -1.1533 | -0.27056 | -0.0058542 | -1.0087 | -8.07 | -3.9846
| 2038 | 0 | 0 | 0 | 0 | 43.2373 | 4.8123 | 248.6698 | 0 | 28.3864 | 0 | 16.9828 | 0.16151 | 52.0382 | 394.2884 | 394.2884 | 2038 | 3.3444 | 0.37393 | 0.43426 | 4.1525 | 43.2373 | 4.8123 | 243.4073 | 0 | 28.3864 | -1.0975 | 16.7472 | 0.1571 | 51.0711 | 386.7213 | 390.8738 | 2038 | 3.3444 | 0.37393 | 0.43426 | 4.1525 | 0 | 0 | -5.2626 | 0 | 0 | -1.0975 | -0.23563 | -0.0044122 | -0.96702 | -7.5671 | -3.4146
| 2039 | 0 | 0 | 0 | 0 | 38.7938 | 4.3322 | 244.4239 | 0 | 26.484 | 0 | 16.2006 | 0.15324 | 54.2918 | 384.6796 | 384.6796 | 2039 | 2.9929 | 0.34887 | 0.41367 | 3.7554 | 38.7938 | 4.3322 | 238.7516 | 0 | 26.484 | -1.0443 | 15.9493 | 0.14753 | 53.1638 | 376.578 | 380.3334 | 2039 | 2.9929 | 0.34887 | 0.41367 | 3.7554 | 0 | 0 | -5.6724 | 0 | 0 | -1.0443 | -0.2513 | -0.0057102 | -1.128 | -8.1016 | -4.3462
| 2040 | 0 | 0 | 0 | 0 | 34.7784 | 3.8999 | 238.1877 | 0 | 24.709 | 0 | 15.4571 | 0.14148 | 56.0637 | 373.2372 | 373.2372 | 2040 | 2.6735 | 0.32549 | 0.39406 | 3.3931 | 34.7784 | 3.8999 | 233.5979 | 0 | 24.709 | -0.99369 | 15.2609 | 0.13902 | 55.0395 | 366.4309 | 369.824 | 2040 | 2.6735 | 0.32549 | 0.39406 | 3.3931 | 0 | 0 | -4.5899 | 0 | 0 | -0.99369 | -0.19615 | -0.0024564 | -1.0242 | -6.8063 | -3.4132
| 2041 | 0 | 0 | 0 | 0 | 31.1695 | 3.511 | 232.9238 | 0 | 23.0531 | 0 | 14.9459 | 0.13934 | 57.2344 | 362.9769 | 362.9769 | 2041 | 2.3835 | 0.30368 | 0.37537 | 3.0626 | 31.1695 | 3.511 | 228.5113 | 0 | 23.0531 | -0.94555 | 14.7631 | 0.13703 | 56.302 | 356.5013 | 359.5639 | 2041 | 2.3835 | 0.30368 | 0.37537 | 3.0626 | 0 | 0 | -4.4125 | 0 | 0 | -0.94555 | -0.18286 | -0.0023092 | -0.93236 | -6.4756 | -3.413
| 2042 | 0 | 0 | 0 | 0 | 33.8103 | 7.3772 | 219.094 | 0 | 21.5081 | 0 | 14.4378 | 0.12262 | 56.7503 | 353.1003 | 353.1003 | 2042 | 2.1204 | 0.28332 | 0.35757 | 2.7613 | 33.8103 | 7.3772 | 214.7143 | 0 | 21.5081 | -0.89974 | 14.2827 | 0.12045 | 55.865 | 346.7784 | 349.5396 | 2042 | 2.1204 | 0.28332 | 0.35757 | 2.7613 | 0 | 0 | -4.3797 | 0 | 0 | -0.89974 | -0.15505 | -0.0021726 | -0.88525 | -6.3219 | -3.5606
| 2043 | 0 | 0 | 0 | 0 | 65.8421 | 6.6644 | 207.6989 | 0 | 20.0666 | 0 | 15.7373 | 0.11512 | 55.8554 | 371.9798 | 371.9798 | 2043 | 1.8818 | 0.26434 | 0.34062 | 2.4868 | 65.8421 | 6.6644 | 203.424 | 0 | 20.0666 | -0.85615 | 15.5548 | 0.11267 | 55.0341 | 365.8425 | 368.3293 | 2043 | 1.8818 | 0.26434 | 0.34062 | 2.4868 | 0 | 0 | -4.2749 | 0 | 0 | -0.85615 | -0.18245 | -0.0024565 | -0.82129 | -6.1373 | -3.6505
| 2044 | 0 | 0 | 0 | 0 | 92.3702 | 6.006 | 189.4224 | 0 | 18.7217 | 0 | 16.2796 | 0.099224 | 53.6431 | 376.5423 | 376.5423 | 2044 | 1.6657 | 0.24662 | 0.32447 | 2.2368 | 92.3702 | 6.006 | 185.4025 | 0 | 18.7217 | -0.81467 | 16.0722 | 0.0969 | 52.4718 | 370.3267 | 372.5635 | 2044 | 1.6657 | 0.24662 | 0.32447 | 2.2368 | 0 | 0 | -4.0199 | 0 | 0 | -0.81467 | -0.20739 | -0.0023242 | -1.1713 | -6.2156 | -3.9788
| 2045 | 0 | 0 | 0 | 0 | 83.4912 | 5.413 | 181.4886 | 0 | 17.467 | 0 | 15.4327 | 0.092758 | 53.7877 | 357.173 | 357.173 | 2045 | 1.4701 | 0.23009 | 0.30909 | 2.0093 | 83.4912 | 5.413 | 177.5996 | 0 | 17.467 | -0.7752 | 15.2613 | 0.09021 | 52.6661 | 351.2133 | 353.2226 | 2045 | 1.4701 | 0.23009 | 0.30909 | 2.0093 | 0 | 0 | -3.889 | 0 | 0 | -0.7752 | -0.17139 | -0.0025482 | -1.1216 | -5.9598 | -3.9505
| 2046 | 0 | 0 | 0 | 0 | 75.3965 | 4.8773 | 171.8027 | 0 | 16.2964 | 0 | 14.6514 | 0.086042 | 54.2208 | 337.3311 | 337.3311 | 2046 | 1.2932 | 0.21467 | 0.29443 | 1.8023 | 75.3965 | 4.8773 | 168.6825 | 0 | 16.2964 | -0.73764 | 14.5181 | 0.084332 | 53.4707 | 332.5882 | 334.3906 | 2046 | 1.2932 | 0.21467 | 0.29443 | 1.8023 | 0 | 0 | -3.1202 | 0 | 0 | -0.73764 | -0.13325 | -0.00171 | -0.7501 | -4.7429 | -2.9406
| 2047 | 0 | 0 | 0 | 0 | 68.0732 | 4.3929 | 163.3796 | 0 | 15.2042 | 0 | 13.914 | 0.080753 | 54.5153 | 319.56 | 319.56 | 2047 | 1.1335 | 0.20028 | 0.28047 | 1.6142 | 68.0732 | 4.3929 | 160.0859 | 0 | 15.2042 | -0.7019 | 13.7829 | 0.077529 | 53.7382 | 314.653 | 316.2672 | 2047 | 1.1335 | 0.20028 | 0.28047 | 1.6142 | 0 | 0 | -3.2937 | 0 | 0 | -0.7019 | -0.1311 | -0.0032243 | -0.77707 | -4.907 | -3.2928
| 2048* | 0 | 0 | 0 | 0 | 631.0653 | 32.7585 | 326.3981 | 0 | 14.1852 | 0 | 19.7898 | 0.15616 | 114.5755 | 1138.9287 | 1138.9287 | 2048* | 1.8487 | -1.1586 | 0.61316 | 1.3032 | 631.0653 | 32.7585 | 320.1732 | 0 | 14.1852 | -1.3034 | 19.6196 | 0.15284 | 112.557 | 1129.2083 | 1130.5115 | 2048* | 1.8487 | -1.1586 | 0.61316 | 1.3032 | 0 | 0 | -6.2249 | 0 | 0 | -1.3034 | -0.17026 | -0.0033173 | -2.0185 | -9.7204 | -8.4171
| Total | 0 | 0 | 0 | 0 | 2311.6149 | 142.3659 | 7856.8301 | 2.1332 | 1388.7848 | 0 | 517.4482 | 5.487 | 952.813 | 13177.477 | 13177.477 | Total | 195.0975 | 15.5017 | 16.9689 | 227.5681 | 2311.6149 | 142.3659 | 7700.5236 | 2.1332 | 1388.7848 | -42.8947 | 508.6051 | 5.295 | 936.509 | 12952.9367 | 13180.5048 | Total | 195.0975 | 15.5017 | 16.9689 | 227.5681 | 0 | 0 | -156.3066 | 0 | 0 | -42.8947 | -8.8431 | -0.19199 | -16.3039 | -224.5403 | 3.0278
*Includes end effects

## Q6c - Emissions NPVs
6c.
| CPVRR Savings |  | Emissions
| ($Millions) |  | Low | Medium | High
| Fuel | Low | -0.17872 | -16.4827 | -56.2324
|  | Medium | -0.17442 | -16.7855 | -59.1245
|  | High | -0.15824 | -15.3512 | -54.8029

## Q7a - 2017 RP vs 2019 RP
7a.
|  | Full 600 MW - TEC's 2017 Resource Plan |  |  | Full 600 MW - TEC's 2019 Resouce Plan
| Year | Portfolio Additions | Portfolio Retirements | Year | Portfolio Additions | Portfolio Retirements
| 2018 | Solar 150 MW - W | _ | 2018 | Solar 144.7 MW - W | _
| 2019 | Solar 250 MW - W | _ | 2019 | Solar 260.3 MW - W | _
| 2020 | Solar 150 MW - W | _ | 2020 | Solar 149.3 MW - W | _
| 2021 | Solar 50 MW - W | _ | 2021 | (2) 7HA.02 CT (Converted to CC 2023) 393/360 MW - S PPA Placeholder 50 MW - W Solar 45.7 MW - W | BB 1 Modernization BB 2 Retires
| 2022 | _ | _ | 2022 | PPA Placeholder 100 MW - W | _
| 2023 | (1) GE 7FA.05 CT 244/229 MW - W | _ | 2023 | (1) GE 7FA.05 CT 245/229 MW - W (1) 2x1 CC (remaining portion) 335 MW - W | _
| 2024 | _ | _ | 2024 | _ | _
| 2025 | _ | _ | 2025 | _ | _
| 2026 | (1) GE 7FA.05 CT 244/229 MW - W | _ | 2026 | (1) GE 7FA.05 CT 245/229 MW - W | _
| 2027 | _ | _ | 2027 | _ | _
| 2028 | _ | _ | 2028 | _ | _
| 2029 | (1) GE 7FA.05 CT 244/229 MW - W | _ | 2029 | _ | _
| 2030 | _ | _ | 2030 | (1) GE 7FA.05 CT 245/229 MW - W | _
| 2031 | _ | _ | 2031 | _ | _
| 2032 | _ | _ | 2032 | _ | _
| 2033 | (1) GE 7FA.05 CT 244/229 MW - W | _ | 2033 | _ | _
| 2034 | _ | _ | 2034 | (1) GE 7FA.05 CT 245/229 MW - W | _
| 2035 | _ | BB 1 Retires | 2035 | _ | _
| 2036 | (1) GE 1x1 7HA.02 CC 506/479 MW - W | PK 1 Retires | 2036 | _ | PK 1 Retires
| 2037 | (1) GE 7FA.05 CT 244/229 MW - W | _ | 2037 | (1) GE 7FA.05 CT 245/229 MW - W | _
| 2038 | (1) GE 7FA.05 CT 244/229 MW - S | BB 2 Retires | 2038 | _ | _
| 2039 | (1) GE LM-6000 52/44 MW - W | _ | 2039 | _ | _
| 2040 | _ | _ | 2040 | _ | _
| 2041 | (1) GE 1x1 7HA.02 CC 506/479 MW - S | BB 3 Retires | 2041 | _ | BB 3 Retires
| 2042 | _ | _ | 2042 | (1) GE 7FA.05 CT 245/229 MW - W | _
| 2043 | (1) GE 1x1 7HA.02 CC 506/479 MW - S | BAY 1 Retires | 2043 | (1) GE 2x1 7HA.02 CC 1128/1064 MW - S | BAY 1 Retires
| 2044 | (1) GE 7FA.05 CT 245/229 MW - W (2) GE 1x1 7HA.02 CC 1012/957 MW - W | BAY 2 Retires | 2044 | (1) GE LM-6000 52/44 MW - W (1) GE 1x1 7HA.02 CC 506/479 MW - W | BAY 2 Retires
| 2045 | _ | _ | 2045 | _ | _
| 2046 | _ | _ | 2046 | _ | _
| 2047 | _ | _ | 2047 | _ | _
| 2048 | _ | _ | 2048 | _ | _
| 2049 | _ | _ | 2049 | _ | _

## Q7b - Orig 600 Annual RR
6a. | 7.012% | WACC |  |  |  | 2 | 6 | 7 | 87 | 15 | [6 empty] | 2 | 14 | 5 |  | 2 | 6 | 7 | 87 | 15
| 2017 Reference – ([Nominal / NPV] $ millions) | [14 empty] | 2017 600 MW of SoBRA – ([Nominal / NPV] $ millions) | [14 empty] | Delta – ([Nominal / NPV] $ millions)
| Year | 600 MW of SoBRA |  |  |  | Remainder of System | [8 empty] | System Total | Year | 600 MW of SoBRA |  |  |  | Remainder of System | [8 empty] | System Total | Year | 600 MW of SoBRA |  |  |  | Remainder of System | [8 empty] | System Total
|  | Generation & Transmission | Land | O&M | Total | Generation & Transmission | Fuel | Purchases | Fuel Transportation & Other Fixed Costs | Value of Deferral | O&M | Emissions (Non-carbon) | Emissions (Carbon-only) | Total |  |  | Generation & Transmission | Land | O&M | Total | Generation & Transmission | Fuel | Purchases | Fuel Transportation & Other Fixed Costs | Value of Deferral | O&M | Emissions (Non-carbon) | Emissions (Carbon-only) | Total |  |  | Generation & Transmission | Land | O&M | Total | Generation & Transmission | Fuel | Purchases | Fuel Transportation & Other Fixed Costs | Value of Deferral | O&M | Emissions (Non-carbon) | Emissions (Carbon-only) | Total
| 2017 | 0 | 0 | 0 | 0 | 0 | 528.2248 | 9.8881 | 105.0021 | 0 | 26.9849 | 5.1559 | 0 | 675.2559 | 675.2559 | 2017 | 0 | 0 | 0 | 0 | 0 | 528.2248 | 9.8881 | 105.0021 | 0 | 26.9849 | 5.1743 | 0 | 675.2742 | 675.2742 | 2017 | 0 | 0 | 0 | 0 | 0 | 0 | 0 | 0 | 0 | 0 | 0.018356 | 0 | 0.018356 | 0.018356
| 2018 | 0 | 0 | 0 | 0 | 0 | 442.2087 | 9.3913 | 127.9047 | 0 | 25.3047 | 4.4961 | 0 | 609.3055 | 609.3055 | 2018 | 6.3985 | 0.70173 | 0.32276 | 7.423 | 0 | 439.3817 | 9.3913 | 127.9047 | -2.9761 | 25.2911 | 4.497 | 0 | 603.4896 | 610.9126 | 2018 | 6.3985 | 0.70173 | 0.32276 | 7.423 | 0 | -2.8271 | 0 | 0 | -2.9761 | -0.013606 | 0.00090114 | 0 | -5.8159 | 1.6071
| 2019 | 0 | 0 | 0 | 0 | 0 | 427.6883 | 0 | 118.6446 | 0 | 24.8428 | 4.9364 | 0 | 576.112 | 576.112 | 2019 | 49.9612 | 6.3756 | 2.6314 | 58.9682 | 0 | 398.8226 | 0 | 118.6446 | -8.1995 | 24.2727 | 4.7367 | 0 | 538.277 | 597.2452 | 2019 | 49.9612 | 6.3756 | 2.6314 | 58.9682 | 0 | -28.8657 | 0 | 0 | -8.1995 | -0.57008 | -0.19969 | 0 | -37.835 | 21.1332
| 2020 | 0 | 0 | 0 | 0 | 0 | 442.3053 | 0 | 110.8707 | 0 | 24.421 | 5.0304 | 0 | 582.6274 | 582.6274 | 2020 | 59.9422 | 7.5935 | 3.371 | 70.9066 | 0 | 405.3001 | 0 | 110.8707 | -10.8423 | 23.5875 | 4.6639 | 0 | 533.58 | 604.4866 | 2020 | 59.9422 | 7.5935 | 3.371 | 70.9066 | 0 | -37.0051 | 0 | 0 | -10.8423 | -0.83344 | -0.36652 | 0 | -49.0474 | 21.8592
| 2021 | 0 | 0 | 0 | 0 | 11.3093 | 443.3417 | 0 | 103.6062 | 0 | 24.5237 | 4.4834 | 0 | 587.2642 | 587.2642 | 2021 | 58.2824 | 7.8556 | 3.5127 | 69.6507 | 10.6422 | 408.4641 | 0 | 103.6062 | -11.2151 | 23.0488 | 4.0921 | 0 | 538.6383 | 608.2889 | 2021 | 58.2824 | 7.8556 | 3.5127 | 69.6507 | -0.66706 | -34.8776 | 0 | 0 | -11.2151 | -1.4749 | -0.39132 | 0 | -48.626 | 21.0247
| 2022 | 0 | 0 | 0 | 0 | 15.4304 | 432.7405 | 0 | 96.8176 | 0 | 24.018 | 4.4361 | 0 | 573.4427 | 573.4427 | 2022 | 51.7598 | 7.3409 | 3.3581 | 62.4587 | 14.5513 | 398.0028 | 0 | 96.8176 | -10.6781 | 23.0604 | 4.2708 | 0 | 526.0247 | 588.4835 | 2022 | 51.7598 | 7.3409 | 3.3581 | 62.4587 | -0.87909 | -34.7378 | 0 | 0 | -10.6781 | -0.95766 | -0.16531 | 0 | -47.418 | 15.0408
| 2023 | 0 | 0 | 0 | 0 | 13.9377 | 431.022 | 0 | 90.4739 | 0 | 23.8879 | 4.5988 | 0 | 563.9203 | 563.9203 | 2023 | 46.1707 | 6.8599 | 3.2102 | 56.2408 | 13.179 | 397.1373 | 0 | 90.4739 | -10.1669 | 22.9888 | 4.4296 | 0 | 518.0417 | 574.2825 | 2023 | 46.1707 | 6.8599 | 3.2102 | 56.2408 | -0.75876 | -33.8847 | 0 | 0 | -10.1669 | -0.89915 | -0.16918 | 0 | -45.8786 | 10.3622
| 2024 | 0 | 0 | 0 | 0 | 22.4762 | 424.0027 | 0 | 84.5458 | 0 | 24.2895 | 4.7534 | 0 | 560.0677 | 560.0677 | 2024 | 41.3895 | 6.4104 | 3.0689 | 50.8687 | 21.243 | 393.0705 | 0 | 84.5458 | -9.6801 | 23.3542 | 4.5884 | 0 | 517.1219 | 567.9906 | 2024 | 41.3895 | 6.4104 | 3.0689 | 50.8687 | -1.2332 | -30.9322 | 0 | 0 | -9.6801 | -0.93529 | -0.16501 | 0 | -42.9458 | 7.9229
| 2025 | 0 | 0 | 0 | 0 | 24.8689 | 423.1528 | 0 | 79.0062 | 0 | 24.2191 | 4.8628 | 0 | 556.1098 | 556.1098 | 2025 | 37.2853 | 5.9904 | 2.9338 | 46.2094 | 23.5479 | 393.2615 | 0 | 79.0062 | -9.2167 | 23.4426 | 4.7639 | 0 | 514.8053 | 561.0146 | 2025 | 37.2853 | 5.9904 | 2.9338 | 46.2094 | -1.321 | -29.8913 | 0 | 0 | -9.2167 | -0.77659 | -0.098961 | 0 | -41.3046 | 4.9048
| 2026 | 0 | 0 | 0 | 0 | 22.4767 | 414.4957 | 0 | 73.8295 | 0 | 22.995 | 4.422 | 0 | 538.2189 | 538.2189 | 2026 | 33.7079 | 5.5979 | 2.8046 | 42.1104 | 21.3482 | 382.1126 | 0 | 73.8295 | -8.7754 | 22.2243 | 4.3015 | 0 | 495.0408 | 537.1512 | 2026 | 33.7079 | 5.5979 | 2.8046 | 42.1104 | -1.1285 | -32.383 | 0 | 0 | -8.7754 | -0.7707 | -0.12054 | 0 | -43.1781 | -1.0677
| 2027 | 0 | 0 | 0 | 0 | 28.7578 | 412.629 | 0 | 68.992 | 0 | 22.5966 | 4.1892 | 0 | 537.1646 | 537.1646 | 2027 | 30.5152 | 5.2311 | 2.6811 | 38.4274 | 19.3646 | 381.8436 | 0 | 68.992 | -8.3552 | 21.3214 | 4.0954 | 0 | 487.2618 | 525.6891 | 2027 | 30.5152 | 5.2311 | 2.6811 | 38.4274 | -9.3932 | -30.7854 | 0 | 0 | -8.3552 | -1.2752 | -0.093814 | 0 | -49.9028 | -11.4755
| 2028 | 0 | 0 | 0 | 0 | 29.8807 | 423.6138 | 0 | 64.4715 | 0 | 22.4183 | 4.1397 | 13.0049 | 557.5289 | 557.5289 | 2028 | 27.6139 | 4.8883 | 2.5631 | 35.0652 | 17.568 | 390.5685 | 0 | 64.4715 | -7.9552 | 20.9516 | 4.0688 | 12.4858 | 502.1589 | 537.2242 | 2028 | 27.6139 | 4.8883 | 2.5631 | 35.0652 | -12.3128 | -33.0453 | 0 | 0 | -7.9552 | -1.4667 | -0.070926 | -0.51912 | -55.37 | -20.3047
| 2029 | 0 | 0 | 0 | 0 | 26.9972 | 420.2013 | 0 | 60.2471 | 0 | 21.4503 | 3.8697 | 13.611 | 546.3767 | 546.3767 | 2029 | 24.9617 | 4.568 | 2.4502 | 31.98 | 26.7969 | 388.1701 | 0 | 60.2471 | -7.5743 | 20.8469 | 3.7913 | 13.0657 | 505.3438 | 537.3238 | 2029 | 24.9617 | 4.568 | 2.4502 | 31.98 | -0.20031 | -32.0312 | 0 | 0 | -7.5743 | -0.60341 | -0.078408 | -0.54529 | -41.0329 | -9.053
| 2030 | 0 | 0 | 0 | 0 | 24.3881 | 436.5514 | 0 | 56.2996 | 0 | 20.5488 | 3.5855 | 25.0785 | 566.4517 | 566.4517 | 2030 | 22.5386 | 4.2687 | 2.3423 | 29.1496 | 24.3289 | 403.295 | 0 | 56.2996 | -7.2117 | 19.7909 | 3.4806 | 23.9657 | 523.9491 | 553.0987 | 2030 | 22.5386 | 4.2687 | 2.3423 | 29.1496 | -0.059145 | -33.2563 | 0 | 0 | -7.2117 | -0.75797 | -0.10483 | -1.1127 | -42.5026 | -13.353
| 2031 | 0 | 0 | 0 | 0 | 29.0681 | 424.9153 | 0 | 52.6107 | 0 | 20.1676 | 3.3928 | 34.2651 | 564.4196 | 564.4196 | 2031 | 20.3258 | 3.989 | 2.2392 | 26.554 | 22.041 | 393.8284 | 0 | 52.6107 | -6.8664 | 19.0436 | 3.3063 | 32.7613 | 516.725 | 543.2791 | 2031 | 20.3258 | 3.989 | 2.2392 | 26.554 | -7.027 | -31.0869 | 0 | 0 | -6.8664 | -1.124 | -0.086448 | -1.5038 | -47.6946 | -21.1406
| 2032 | 0 | 0 | 0 | 0 | 29.4858 | 427.154 | 0 | 49.1635 | 0 | 19.925 | 3.4028 | 44.8724 | 574.0035 | 574.0035 | 2032 | 18.3063 | 3.7276 | 2.1406 | 24.1745 | 19.9631 | 395.7181 | 0 | 49.1635 | -6.5376 | 18.631 | 3.3516 | 43.1374 | 523.4272 | 547.6017 | 2032 | 18.3063 | 3.7276 | 2.1406 | 24.1745 | -9.5227 | -31.4359 | 0 | 0 | -6.5376 | -1.294 | -0.051185 | -1.7349 | -50.5763 | -26.4018
| 2033 | 0 | 0 | 0 | 0 | 26.6003 | 412.3408 | 0 | 45.9422 | 0 | 19.2064 | 3.2226 | 54.8222 | 562.1345 | 562.1345 | 2033 | 16.4641 | 3.4834 | 2.0464 | 21.9938 | 27.1451 | 380.2241 | 0 | 45.9422 | -6.2246 | 18.5849 | 3.1736 | 52.7477 | 521.5929 | 543.5867 | 2033 | 16.4641 | 3.4834 | 2.0464 | 21.9938 | 0.54476 | -32.1168 | 0 | 0 | -6.2246 | -0.62142 | -0.049013 | -2.0745 | -40.5416 | -18.5477
| 2034 | 0 | 0 | 0 | 0 | 30.1385 | 412.6357 | 0 | 42.9319 | 0 | 18.825 | 2.9534 | 63.7705 | 571.2551 | 571.2551 | 2034 | 14.7847 | 3.2552 | 1.9563 | 19.9961 | 24.6074 | 382.8045 | 0 | 42.9319 | -5.9266 | 17.8194 | 2.9112 | 61.3165 | 526.4643 | 546.4604 | 2034 | 14.7847 | 3.2552 | 1.9563 | 19.9961 | -5.5311 | -29.8312 | 0 | 0 | -5.9266 | -1.0057 | -0.042242 | -2.454 | -44.7908 | -24.7947
| 2035 | 0 | 0 | 0 | 0 | 30.0037 | 409.608 | 0 | 40.1189 | 0 | 18.1997 | 2.6821 | 72.5238 | 573.1362 | 573.1362 | 2035 | 13.2548 | 3.0419 | 1.8701 | 18.1668 | 22.2667 | 378.9848 | 0 | 40.1189 | -5.6428 | 16.9874 | 2.6407 | 69.5783 | 524.9339 | 543.1007 | 2035 | 13.2548 | 3.0419 | 1.8701 | 18.1668 | -7.737 | -30.6231 | 0 | 0 | -5.6428 | -1.2124 | -0.041404 | -2.9455 | -48.2023 | -30.0355
| 2036 | 0 | 0 | 0 | 0 | 52.6997 | 395.6836 | 0 | 42.8294 | 0 | 21.865 | 2.1611 | 70.1723 | 585.411 | 585.411 | 2036 | 11.8618 | 2.8426 | 1.7878 | 16.4922 | 45.8099 | 367.8148 | 0 | 42.8294 | -5.3727 | 20.5327 | 2.1296 | 67.3057 | 541.0494 | 557.5416 | 2036 | 11.8618 | 2.8426 | 1.7878 | 16.4922 | -6.8897 | -27.8687 | 0 | 0 | -5.3727 | -1.3323 | -0.031575 | -2.8666 | -44.3616 | -27.8695
| 2037 | 0 | 0 | 0 | 0 | 64.1882 | 379.658 | 0 | 43.7768 | 0 | 23.5969 | 1.8154 | 68.1806 | 581.216 | 581.216 | 2037 | 10.5945 | 2.6563 | 1.7091 | 14.9599 | 49.2494 | 364.1358 | 0 | 40.0089 | -5.1154 | 19.7032 | 1.8009 | 66.2784 | 536.0614 | 551.0213 | 2037 | 10.5945 | 2.6563 | 1.7091 | 14.9599 | -14.9388 | -15.5221 | 0 | -3.7679 | -5.1154 | -3.8936 | -0.014499 | -1.9022 | -45.1546 | -30.1947
| 2038 | 0 | 0 | 0 | 0 | 65.7654 | 372.9367 | 0 | 42.7122 | 0 | 24.1781 | 1.3332 | 65.3086 | 572.2341 | 572.2341 | 2038 | 11.2472 | 2.4823 | 1.6338 | 15.3633 | 49.5736 | 360.0065 | 0 | 37.3875 | -4.8705 | 19.2778 | 1.3212 | 63.6777 | 526.3737 | 541.737 | 2038 | 11.2472 | 2.4823 | 1.6338 | 15.3633 | -16.1918 | -12.9302 | 0 | -5.3247 | -4.8705 | -4.9003 | -0.012011 | -1.6309 | -45.8604 | -30.4971
| 2039 | 0 | 0 | 0 | 0 | 59.6421 | 362.8973 | 0 | 39.9135 | 0 | 23.6722 | 1.1538 | 66.5371 | 553.8161 | 553.8161 | 2039 | 10.0823 | 2.3196 | 1.5619 | 13.9638 | 50.0915 | 352.5086 | 0 | 34.9377 | -4.6373 | 19.277 | 1.1464 | 65.4301 | 518.754 | 532.7178 | 2039 | 10.0823 | 2.3196 | 1.5619 | 13.9638 | -9.5506 | -10.3887 | 0 | -4.9758 | -4.6373 | -4.3952 | -0.0074313 | -1.107 | -35.0621 | -21.0982
| 2040 | 0 | 0 | 0 | 0 | 54.1063 | 342.0451 | 0 | 37.3232 | 0 | 22.1697 | 1.1666 | 70.4071 | 527.2181 | 527.2181 | 2040 | 9.0218 | 2.1676 | 1.4931 | 12.6825 | 45.4944 | 330.7567 | 0 | 32.6601 | -4.4153 | 18.1909 | 1.1604 | 69.0268 | 492.8741 | 505.5566 | 2040 | 9.0218 | 2.1676 | 1.4931 | 12.6825 | -8.6119 | -11.2884 | 0 | -4.6631 | -4.4153 | -3.9788 | -0.0062086 | -1.3802 | -34.344 | -21.6615
| 2041 | 0 | 0 | 0 | 0 | 62.7699 | 327.519 | 0 | 38.1061 | 0 | 23.9682 | 0.84641 | 64.8523 | 518.062 | 518.062 | 2041 | 8.0569 | 2.0256 | 1.4274 | 11.5099 | 59.8963 | 317.2964 | 0 | 33.3826 | -4.2039 | 20.3025 | 0.83684 | 63.4269 | 490.9377 | 502.4476 | 2041 | 8.0569 | 2.0256 | 1.4274 | 11.5099 | -2.8736 | -10.2226 | 0 | -4.7236 | -4.2039 | -3.6657 | -0.0095642 | -1.4254 | -27.1243 | -15.6144
| 2042 | 0 | 0 | 0 | 0 | 63.3024 | 318.9224 | 0 | 37.1865 | 0 | 24.1266 | 0.69489 | 62.8901 | 507.1229 | 507.1229 | 2042 | 7.1798 | 1.8929 | 1.3645 | 10.4372 | 56.3071 | 309.3819 | 0 | 32.5707 | -4.0026 | 20.6948 | 0.68577 | 61.4464 | 477.084 | 487.5212 | 2042 | 7.1798 | 1.8929 | 1.3645 | 10.4372 | -6.9953 | -9.5404 | 0 | -4.6158 | -4.0026 | -3.4319 | -0.0091271 | -1.4437 | -30.0388 | -19.6017
| 2043 | 0 | 0 | 0 | 0 | 82.3735 | 302.693 | 0 | 34.75 | 0 | 25.936 | 0.57614 | 60.1082 | 506.4369 | 506.4369 | 2043 | 6.383 | 1.7689 | 1.3044 | 9.4563 | 68.1385 | 302.9835 | 0 | 30.4366 | -3.8109 | 22.6503 | 0.57895 | 60.2121 | 481.189 | 490.6452 | 2043 | 6.383 | 1.7689 | 1.3044 | 9.4563 | -14.235 | 0.29049 | 0 | -4.3134 | -3.8109 | -3.2857 | 0.0028107 | 0.10387 | -25.2479 | -15.7917
| 2044 | 0 | 0 | 0 | 0 | 104.2347 | 286.0049 | 0 | 32.5038 | 0 | 27.9253 | 0.60968 | 61.5013 | 512.7796 | 512.7796 | 2044 | 5.6598 | 1.653 | 1.247 | 8.5597 | 96.4696 | 275.7125 | 0 | 28.4613 | -3.6285 | 26.1636 | 0.59747 | 59.5371 | 483.313 | 491.8727 | 2044 | 5.6598 | 1.653 | 1.247 | 8.5597 | -7.7651 | -10.2924 | 0 | -4.0425 | -3.6285 | -1.7617 | -0.012212 | -1.9643 | -29.4666 | -20.9069
| 2045 | 0 | 0 | 0 | 0 | 94.7514 | 277.3286 | 0 | 30.3453 | 0 | 27.5738 | 0.56811 | 62.0819 | 492.6492 | 492.6492 | 2045 | 5.0039 | 1.5446 | 1.1921 | 7.7407 | 87.7912 | 268.0047 | 0 | 26.5787 | -3.4547 | 25.774 | 0.55934 | 60.2791 | 465.5322 | 473.2729 | 2045 | 5.0039 | 1.5446 | 1.1921 | 7.7407 | -6.9602 | -9.324 | 0 | -3.7667 | -3.4547 | -1.7998 | -0.0087635 | -1.8028 | -27.117 | -19.3763
| 2046* | 0 | 0 | 0 | 0 | 1009.0783 | 269.4216 | 0 | 28.3302 | 0 | 25.6369 | 0.54017 | 63.145 | 1396.1521 | 1396.1521 | 2046* | 12.6644 | 6.3314 | 1.1396 | 20.1354 | 971.1671 | 259.6748 | 0 | 24.8206 | -9.8906 | 24.0511 | 0.52834 | 61.0694 | 1331.4208 | 1351.5562 | 2046* | 12.6644 | 6.3314 | 1.1396 | 20.1354 | -37.9112 | -9.7468 | 0 | -3.5096 | -9.8906 | -1.5858 | -0.011823 | -2.0755 | -64.7313 | -44.5959
| Total | 0 | 0 | 0 | 0 | 2078.7313 | 11823.9419 | 19.2794 | 1879.2557 | 0 | 699.4731 | 90.0789 | 1037.1329 | 17627.8933 | 17627.8933 | Total | 671.4178 | 118.8637 | 61.3633 | 851.6448 | 1888.582 | 11147.4914 | 19.2794 | 1835.5526 | -197.4469 | 648.8502 | 87.6829 | 1006.7482 | 16436.7398 | 17288.3846 | Total | 671.4178 | 118.8637 | 61.3633 | 851.6448 | -190.1494 | -676.4505 | 0 | -43.7032 | -197.4469 | -50.6229 | -2.396 | -30.3848 | -1191.1536 | -339.5087
|  | *Includes end effects | [28 empty] | Checkers to be removed | 671.4178 | 118.8637 | 61.3633 | 851.6448 | -190.1494 | -720.1537 | 0 |  | -197.4469 | -50.6229 | -2.2178 | -30.3848 | -1190.9754 | -339.3306
[32 empty] | 0 | 0 | 0 | 0 | 0 | 43.7032 | 0 | -43.7032 | 0 | 0 | -0.17816 | 1.8829e-13 | -0.17816 | -0.17816

## Q7b - Orig 600 Annual RR 19Fuel
6a. | 7.012% | WACC |  |  |  | 2 | 5 | 7 | 87 | 15 | [6 empty] | 2 | 14 | 5 |  | 2 | 5 | 7 | 87 | 15
| 2017 Reference (June 2019 Fuel) – ([Nominal / NPV] $ millions) | [14 empty] | 2017 600 MW of SoBRA (June 2019 Fuel) – ([Nominal / NPV] $ millions) | [14 empty] | Delta (June 2019 Fuel) – ([Nominal / NPV] $ millions)
| Year | 600 MW of SoBRA |  |  |  | Remainder of System | [8 empty] | System Total | Year | 600 MW of SoBRA |  |  |  | Remainder of System | [8 empty] | System Total | Year | 600 MW of SoBRA |  |  |  | Remainder of System | [8 empty] | System Total
|  | Generation & Transmission | Land | O&M | Total | Generation & Transmission | Fuel | Purchases | Fuel Transportation & Other Fixed Costs | Value of Deferral | O&M | Emissions (Non-carbon) | Emissions (Carbon-only) | Total |  |  | Generation & Transmission | Land | O&M | Total | Generation & Transmission | Fuel | Purchases | Fuel Transportation & Other Fixed Costs | Value of Deferral | O&M | Emissions (Non-carbon) | Emissions (Carbon-only) | Total |  |  | Generation & Transmission | Land | O&M | Total | Generation & Transmission | Fuel | Purchases | Fuel Transportation & Other Fixed Costs | Value of Deferral | O&M | Emissions (Non-carbon) | Emissions (Carbon-only) | Total
| 2017 | 0 | 0 | 0 | 0 | 0 | 497.1481 | 9.8881 | 105.0021 | 0 | 26.9849 | 5.1559 | 0 | 644.1792 | 644.1792 | 2017 | 0 | 0 | 0 | 0 | 0 | 497.8202 | 9.8881 | 105.0021 | 0 | 26.9849 | 5.1743 | 0 | 644.8696 | 644.8696 | 2017 | 0 | 0 | 0 | 0 | 0 |  | 0 | 0 | 0 | 0 | 0.018356 | 0 | 0.69044 | 0.69044
| 2018 | 0 | 0 | 0 | 0 | 0 | 465.4049 | 9.3913 | 127.9047 | 0 | 25.3047 | 4.4961 | 0 | 632.5017 | 632.5017 | 2018 | 6.3985 | 0.70173 | 0.32276 | 7.423 | 0 | 464.0751 | 9.3913 | 127.9047 | -2.9761 | 25.2911 | 4.497 | 0 | 628.1831 | 635.606 | 2018 | 6.3985 | 0.70173 | 0.32276 | 7.423 | 0 | -1.3298 | 0 | 0 | -2.9761 | -0.013606 | 0.00090114 | 0 | -4.3186 | 3.1044
| 2019 | 0 | 0 | 0 | 0 | 0 | 338.771 | 0 | 118.6446 | 0 | 24.8428 | 4.9364 | 0 | 487.1947 | 487.1947 | 2019 | 49.9612 | 6.3756 | 2.6314 | 58.9682 | 0 | 320.3565 | 0 | 118.6446 | -8.1995 | 24.2727 | 4.7367 | 0 | 459.811 | 518.7791 | 2019 | 49.9612 | 6.3756 | 2.6314 | 58.9682 | 0 | -18.4145 | 0 | 0 | -8.1995 | -0.57008 | -0.19969 | 0 | -27.3838 | 31.5844
| 2020 | 0 | 0 | 0 | 0 | 0 | 314.7448 | 0 | 110.8707 | 0 | 24.421 | 5.0304 | 0 | 455.0669 | 455.0669 | 2020 | 59.9422 | 7.5935 | 3.371 | 70.9066 | 0 | 291.5879 | 0 | 110.8707 | -10.8423 | 23.5875 | 4.6639 | 0 | 419.8677 | 490.7743 | 2020 | 59.9422 | 7.5935 | 3.371 | 70.9066 | 0 | -23.1569 | 0 | 0 | -10.8423 | -0.83344 | -0.36652 | 0 | -35.1992 | 35.7075
| 2021 | 0 | 0 | 0 | 0 | 11.3093 | 297.278 | 0 | 103.6062 | 0 | 24.5237 | 4.4834 | 0 | 441.2005 | 441.2005 | 2021 | 58.2824 | 7.8556 | 3.5127 | 69.6507 | 10.6422 | 267.5998 | 0 | 103.6062 | -11.2151 | 23.0488 | 4.0921 | 0 | 397.7739 | 467.4246 | 2021 | 58.2824 | 7.8556 | 3.5127 | 69.6507 | -0.66706 | -29.6782 | 0 | 0 | -11.2151 | -1.4749 | -0.39132 | 0 | -43.4266 | 26.2241
| 2022 | 0 | 0 | 0 | 0 | 15.4304 | 304.4968 | 0 | 96.8176 | 0 | 24.018 | 4.4361 | 0 | 445.1989 | 445.1989 | 2022 | 51.7598 | 7.3409 | 3.3581 | 62.4587 | 14.5513 | 280.3617 | 0 | 96.8176 | -10.6781 | 23.0604 | 4.2708 | 0 | 408.3837 | 470.8424 | 2022 | 51.7598 | 7.3409 | 3.3581 | 62.4587 | -0.87909 | -24.1351 | 0 | 0 | -10.6781 | -0.95766 | -0.16531 | 0 | -36.8153 | 25.6435
| 2023 | 0 | 0 | 0 | 0 | 13.9377 | 318.2238 | 0 | 90.4739 | 0 | 23.8879 | 4.5988 | 0 | 451.1222 | 451.1222 | 2023 | 46.1707 | 6.8599 | 3.2102 | 56.2408 | 13.179 | 295.1499 | 0 | 90.4739 | -10.1669 | 22.9888 | 4.4296 | 0 | 416.0543 | 472.2951 | 2023 | 46.1707 | 6.8599 | 3.2102 | 56.2408 | -0.75876 | -23.0739 | 0 | 0 | -10.1669 | -0.89915 | -0.16918 | 0 | -35.0679 | 21.1729
| 2024 | 0 | 0 | 0 | 0 | 22.4762 | 332.8702 | 0 | 84.5458 | 0 | 24.2895 | 4.7534 | 0 | 468.9352 | 468.9352 | 2024 | 41.3895 | 6.4104 | 3.0689 | 50.8687 | 21.243 | 307.2174 | 0 | 84.5458 | -9.6801 | 23.3542 | 4.5884 | 0 | 431.2688 | 482.1375 | 2024 | 41.3895 | 6.4104 | 3.0689 | 50.8687 | -1.2332 | -25.6528 | 0 | 0 | -9.6801 | -0.93529 | -0.16501 | 0 | -37.6664 | 13.2023
| 2025 | 0 | 0 | 0 | 0 | 24.8689 | 353.7823 | 0 | 79.0062 | 0 | 24.2191 | 4.8628 | 0 | 486.7393 | 486.7393 | 2025 | 37.2853 | 5.9904 | 2.9338 | 46.2094 | 23.5479 | 328.2235 | 0 | 79.0062 | -9.2167 | 23.4426 | 4.7639 | 0 | 449.7673 | 495.9766 | 2025 | 37.2853 | 5.9904 | 2.9338 | 46.2094 | -1.321 | -25.5588 | 0 | 0 | -9.2167 | -0.77659 | -0.098961 | 0 | -36.972 | 9.2374
| 2026 | 0 | 0 | 0 | 0 | 22.4767 | 364.6746 | 0 | 73.8295 | 0 | 22.995 | 4.422 | 0 | 488.3979 | 488.3979 | 2026 | 33.7079 | 5.5979 | 2.8046 | 42.1104 | 21.3482 | 340.0649 | 0 | 73.8295 | -8.7754 | 22.2243 | 4.3015 | 0 | 452.993 | 495.1034 | 2026 | 33.7079 | 5.5979 | 2.8046 | 42.1104 | -1.1285 | -24.6097 | 0 | 0 | -8.7754 | -0.7707 | -0.12054 | 0 | -35.4048 | 6.7056
| 2027 | 0 | 0 | 0 | 0 | 28.7578 | 378.2672 | 0 | 68.992 | 0 | 22.5966 | 4.1892 | 0 | 502.8027 | 502.8027 | 2027 | 30.5152 | 5.2311 | 2.6811 | 38.4274 | 19.3646 | 352.5381 | 0 | 68.992 | -8.3552 | 21.3214 | 4.0954 | 0 | 457.9562 | 496.3836 | 2027 | 30.5152 | 5.2311 | 2.6811 | 38.4274 | -9.3932 | -25.7291 | 0 | 0 | -8.3552 | -1.2752 | -0.093814 | 0 | -44.8465 | -6.4191
| 2028 | 0 | 0 | 0 | 0 | 29.8807 | 377.1362 | 0 | 64.4715 | 0 | 22.4183 | 4.1397 | 13.0049 | 511.0513 | 511.0513 | 2028 | 27.6139 | 4.8883 | 2.5631 | 35.0652 | 17.568 | 352.1276 | 0 | 64.4715 | -7.9552 | 20.9516 | 4.0688 | 12.4858 | 463.718 | 498.7833 | 2028 | 27.6139 | 4.8883 | 2.5631 | 35.0652 | -12.3128 | -25.0086 | 0 | 0 | -7.9552 | -1.4667 | -0.070926 | -0.51912 | -47.3333 | -12.268
| 2029 | 0 | 0 | 0 | 0 | 26.9972 | 375.3214 | 0 | 60.2471 | 0 | 21.4503 | 3.8697 | 13.611 | 501.4967 | 501.4967 | 2029 | 24.9617 | 4.568 | 2.4502 | 31.98 | 26.7969 | 351.7396 | 0 | 60.2471 | -7.5743 | 20.8469 | 3.7913 | 13.0657 | 468.9133 | 500.8932 | 2029 | 24.9617 | 4.568 | 2.4502 | 31.98 | -0.20031 | -23.5817 | 0 | 0 | -7.5743 | -0.60341 | -0.078408 | -0.54529 | -32.5834 | -0.60348
| 2030 | 0 | 0 | 0 | 0 | 24.3881 | 368.5728 | 0 | 56.2996 | 0 | 20.5488 | 3.5855 | 25.0785 | 498.4732 | 498.4732 | 2030 | 22.5386 | 4.2687 | 2.3423 | 29.1496 | 24.3289 | 344.6954 | 0 | 56.2996 | -7.2117 | 19.7909 | 3.4806 | 23.9657 | 465.3495 | 494.4991 | 2030 | 22.5386 | 4.2687 | 2.3423 | 29.1496 | -0.059145 | -23.8774 | 0 | 0 | -7.2117 | -0.75797 | -0.10483 | -1.1127 | -33.1237 | -3.9741
| 2031 | 0 | 0 | 0 | 0 | 29.0681 | 364.0756 | 0 | 52.6107 | 0 | 20.1676 | 3.3928 | 34.2651 | 503.5799 | 503.5799 | 2031 | 20.3258 | 3.989 | 2.2392 | 26.554 | 22.041 | 340.5528 | 0 | 52.6107 | -6.8664 | 19.0436 | 3.3063 | 32.7613 | 463.4494 | 490.0034 | 2031 | 20.3258 | 3.989 | 2.2392 | 26.554 | -7.027 | -23.5228 | 0 | 0 | -6.8664 | -1.124 | -0.086448 | -1.5038 | -40.1305 | -13.5764
| 2032 | 0 | 0 | 0 | 0 | 29.4858 | 360.1669 | 0 | 49.1635 | 0 | 19.925 | 3.4028 | 44.8724 | 507.0164 | 507.0164 | 2032 | 18.3063 | 3.7276 | 2.1406 | 24.1745 | 19.9631 | 337.3976 | 0 | 49.1635 | -6.5376 | 18.631 | 3.3516 | 43.1374 | 465.1066 | 489.2811 | 2032 | 18.3063 | 3.7276 | 2.1406 | 24.1745 | -9.5227 | -22.7694 | 0 | 0 | -6.5376 | -1.294 | -0.051185 | -1.7349 | -41.9098 | -17.7353
| 2033 | 0 | 0 | 0 | 0 | 26.6003 | 357.9482 | 0 | 45.9422 | 0 | 19.2064 | 3.2226 | 54.8222 | 507.7418 | 507.7418 | 2033 | 16.4641 | 3.4834 | 2.0464 | 21.9938 | 27.1451 | 336.2036 | 0 | 45.9422 | -6.2246 | 18.5849 | 3.1736 | 52.7477 | 477.5724 | 499.5663 | 2033 | 16.4641 | 3.4834 | 2.0464 | 21.9938 | 0.54476 | -21.7446 | 0 | 0 | -6.2246 | -0.62142 | -0.049013 | -2.0745 | -30.1694 | -8.1756
| 2034 | 0 | 0 | 0 | 0 | 30.1385 | 351.6824 | 0 | 42.9319 | 0 | 18.825 | 2.9534 | 63.7705 | 510.3018 | 510.3018 | 2034 | 14.7847 | 3.2552 | 1.9563 | 19.9961 | 24.6074 | 329.9773 | 0 | 42.9319 | -5.9266 | 17.8194 | 2.9112 | 61.3165 | 473.6371 | 493.6332 | 2034 | 14.7847 | 3.2552 | 1.9563 | 19.9961 | -5.5311 | -21.7051 | 0 | 0 | -5.9266 | -1.0057 | -0.042242 | -2.454 | -36.6647 | -16.6685
| 2035 | 0 | 0 | 0 | 0 | 30.0037 | 345.5667 | 0 | 40.1189 | 0 | 18.1997 | 2.6821 | 72.5238 | 509.095 | 509.095 | 2035 | 13.2548 | 3.0419 | 1.8701 | 18.1668 | 22.2667 | 323.5414 | 0 | 40.1189 | -5.6428 | 16.9874 | 2.6407 | 69.5783 | 469.4905 | 487.6573 | 2035 | 13.2548 | 3.0419 | 1.8701 | 18.1668 | -7.737 | -22.0253 | 0 | 0 | -5.6428 | -1.2124 | -0.041404 | -2.9455 | -39.6045 | -21.4377
| 2036 | 0 | 0 | 0 | 0 | 52.6997 | 322.6472 | 0 | 42.8294 | 0 | 21.865 | 2.1611 | 70.1723 | 512.3746 | 512.3746 | 2036 | 11.8618 | 2.8426 | 1.7878 | 16.4922 | 45.8099 | 302.156 | 0 | 42.8294 | -5.3727 | 20.5327 | 2.1296 | 67.3057 | 475.3906 | 491.8828 | 2036 | 11.8618 | 2.8426 | 1.7878 | 16.4922 | -6.8897 | -20.4911 | 0 | 0 | -5.3727 | -1.3323 | -0.031575 | -2.8666 | -36.984 | -20.4919
| 2037 | 0 | 0 | 0 | 0 | 64.1882 | 307.8019 | 0 | 43.7768 | 0 | 23.5969 | 1.8154 | 68.1806 | 509.36 | 509.36 | 2037 | 10.5945 | 2.6563 | 1.7091 | 14.9599 | 49.2494 | 298.4882 | 0 | 40.0089 | -5.1154 | 19.7032 | 1.8009 | 66.2784 | 470.4137 | 485.3736 | 2037 | 10.5945 | 2.6563 | 1.7091 | 14.9599 | -14.9388 | -9.3138 | 0 | -3.7679 | -5.1154 | -3.8936 | -0.014499 | -1.9022 | -38.9462 | -23.9864
| 2038 | 0 | 0 | 0 | 0 | 65.7654 | 288.6059 | 0 | 42.7122 | 0 | 24.1781 | 1.3332 | 65.3086 | 487.9033 | 487.9033 | 2038 | 11.2472 | 2.4823 | 1.6338 | 15.3633 | 49.5736 | 283.5661 | 0 | 37.3875 | -4.8705 | 19.2778 | 1.3212 | 63.6777 | 449.9333 | 465.2967 | 2038 | 11.2472 | 2.4823 | 1.6338 | 15.3633 | -16.1918 | -5.0398 | 0 | -5.3247 | -4.8705 | -4.9003 | -0.012011 | -1.6309 | -37.97 | -22.6067
| 2039 | 0 | 0 | 0 | 0 | 59.6421 | 282.9932 | 0 | 39.9135 | 0 | 23.6722 | 1.1538 | 66.5371 | 473.9119 | 473.9119 | 2039 | 10.0823 | 2.3196 | 1.5619 | 13.9638 | 50.0915 | 279.1482 | 0 | 34.9377 | -4.6373 | 19.277 | 1.1464 | 65.4301 | 445.3936 | 459.3574 | 2039 | 10.0823 | 2.3196 | 1.5619 | 13.9638 | -9.5506 | -3.845 | 0 | -4.9758 | -4.6373 | -4.3952 | -0.0074313 | -1.107 | -28.5183 | -14.5545
| 2040 | 0 | 0 | 0 | 0 | 54.1063 | 276.4577 | 0 | 37.3232 | 0 | 22.1697 | 1.1666 | 70.4071 | 461.6306 | 461.6306 | 2040 | 9.0218 | 2.1676 | 1.4931 | 12.6825 | 45.4944 | 271.295 | 0 | 32.6601 | -4.4153 | 18.1909 | 1.1604 | 69.0268 | 433.4124 | 446.0949 | 2040 | 9.0218 | 2.1676 | 1.4931 | 12.6825 | -8.6119 | -5.1627 | 0 | -4.6631 | -4.4153 | -3.9788 | -0.0062086 | -1.3802 | -28.2182 | -15.5357
| 2041 | 0 | 0 | 0 | 0 | 62.7699 | 255.3439 | 0 | 38.1061 | 0 | 23.9682 | 0.84641 | 64.8523 | 445.8869 | 445.8869 | 2041 | 8.0569 | 2.0256 | 1.4274 | 11.5099 | 59.8963 | 250.8612 | 0 | 33.3826 | -4.2039 | 20.3025 | 0.83684 | 63.4269 | 424.5025 | 436.0124 | 2041 | 8.0569 | 2.0256 | 1.4274 | 11.5099 | -2.8736 | -4.4827 | 0 | -4.7236 | -4.2039 | -3.6657 | -0.0095642 | -1.4254 | -21.3844 | -9.8745
| 2042 | 0 | 0 | 0 | 0 | 63.3024 | 241.7425 | 0 | 37.1865 | 0 | 24.1266 | 0.69489 | 62.8901 | 429.943 | 429.943 | 2042 | 7.1798 | 1.8929 | 1.3645 | 10.4372 | 56.3071 | 237.4454 | 0 | 32.5707 | -4.0026 | 20.6948 | 0.68577 | 61.4464 | 405.1476 | 415.5847 | 2042 | 7.1798 | 1.8929 | 1.3645 | 10.4372 | -6.9953 | -4.2971 | 0 | -4.6158 | -4.0026 | -3.4319 | -0.0091271 | -1.4437 | -24.7955 | -14.3583
| 2043 | 0 | 0 | 0 | 0 | 82.3735 | 226.0756 | 0 | 34.75 | 0 | 25.936 | 0.57614 | 60.1082 | 429.8194 | 429.8194 | 2043 | 6.383 | 1.7689 | 1.3044 | 9.4563 | 68.1385 | 228.7883 | 0 | 30.4366 | -3.8109 | 22.6503 | 0.57895 | 60.2121 | 406.9938 | 416.4501 | 2043 | 6.383 | 1.7689 | 1.3044 | 9.4563 | -14.235 | 2.7128 | 0 | -4.3134 | -3.8109 | -3.2857 | 0.0028107 | 0.10387 | -22.8256 | -13.3694
| 2044 | 0 | 0 | 0 | 0 | 104.2347 | 215.3641 | 0 | 32.5038 | 0 | 27.9253 | 0.60968 | 61.5013 | 442.1388 | 442.1388 | 2044 | 5.6598 | 1.653 | 1.247 | 8.5597 | 96.4696 | 209.516 | 0 | 28.4613 | -3.6285 | 26.1636 | 0.59747 | 59.5371 | 417.1165 | 425.6763 | 2044 | 5.6598 | 1.653 | 1.247 | 8.5597 | -7.7651 | -5.848 | 0 | -4.0425 | -3.6285 | -1.7617 | -0.012212 | -1.9643 | -25.0223 | -16.4625
| 2045 | 0 | 0 | 0 | 0 | 94.7514 | 209.5336 | 0 | 30.3453 | 0 | 27.5738 | 0.56811 | 62.0819 | 424.8542 | 424.8542 | 2045 | 5.0039 | 1.5446 | 1.1921 | 7.7407 | 87.7912 | 204.2177 | 0 | 26.5787 | -3.4547 | 25.774 | 0.55934 | 60.2791 | 401.7452 | 409.4859 | 2045 | 5.0039 | 1.5446 | 1.1921 | 7.7407 | -6.9602 | -5.3159 | 0 | -3.7667 | -3.4547 | -1.7998 | -0.0087635 | -1.8028 | -23.1089 | -15.3682
| 2046* | 0 | 0 | 0 | 0 | 1009.0783 | 203.4 | 0 | 28.3302 | 0 | 25.6369 | 0.54017 | 63.145 | 1330.1305 | 1330.1305 | 2046* | 12.6644 | 6.3314 | 1.1396 | 20.1354 | 971.1671 | 197.5395 | 0 | 24.8206 | -9.8906 | 24.0511 | 0.52834 | 61.0694 | 1269.2855 | 1289.4209 | 2046* | 12.6644 | 6.3314 | 1.1396 | 20.1354 | -37.9112 | -5.8605 | 0 | -3.5096 | -9.8906 | -1.5858 | -0.011823 | -2.0755 | -60.845 | -40.7096
| Total | 0 | 0 | 0 | 0 | 2078.7313 | 9696.0972 | 19.2794 | 1879.2557 | 0 | 699.4731 | 90.0789 | 1037.1329 | 15500.0486 | 15500.0486 | Total | 671.4178 | 118.8637 | 61.3633 | 851.6448 | 1888.582 | 9224.2519 | 19.2794 | 1835.5526 | -197.4469 | 648.8502 | 87.6829 | 1006.7482 | 14513.5002 | 15365.145 | Total | 671.4178 | 118.8637 | 61.3633 | 851.6448 | -190.1494 | -471.8453 | 0 | -43.7032 | -197.4469 | -50.6229 | -2.396 | -30.3848 | -986.5484 | -134.9036
*Includes end effects

## Q8 - Avoided Fuel
8.
| Reference |  |  |  |  | Third SoBRA |  |  |  |  | Avoided Fuels
| Fuel x1000 | Coal (Ton) | Distillate (BBL) | Natural Gas (MCF) | Petcoke (Ton) | Fuel x1000 | Coal (Ton) | Distillate (BBL) | Natural Gas (MCF) | Petcoke (Ton) | Fuel x1000 | Coal (Ton) | Distillate (BBL) | Natural Gas (MCF) | Petcoke (Ton)
| 2019 | 612.97 | 0 | 124326.46 | 0 | 2019 | 612.97 | 0 | 124326.46 | 0 | 2019 | 0 | 0 | 0 | 0
| 2020 | 383.04 | 0 | 134554.15 | 0 | 2020 | 383.51 | 0 | 131620.98 | 0 | 2020 | 0.47 | 0 | -2933.17 | 0
| 2021 | 521.84 | 0 | 136528.28 | 0 | 2021 | 507.02 | 0 | 133867.93 | 0 | 2021 | -14.82 | 0 | -2660.35 | 0
| 2022 | 454.19 | 0 | 137530.96 | 0 | 2022 | 444.93 | 0 | 134672.74 | 0 | 2022 | -9.26 | 0 | -2858.22 | 0
| 2023 | 166.62 | 0 | 133669.13 | 0 | 2023 | 138.89 | 0 | 131305.08 | 0 | 2023 | -27.73 | 0 | -2364.05 | 0
| 2024 | 222.7 | 0 | 134912.94 | 0 | 2024 | 193.55 | 0 | 132802.98 | 0 | 2024 | -29.15 | 0 | -2109.96 | 0
| 2025 | 253.65 | 0 | 136861.87 | 0 | 2025 | 242.35 | 0 | 134464.64 | 0 | 2025 | -11.3 | 0 | -2397.23 | 0
| 2026 | 294.1 | 0 | 136918.29 | 0 | 2026 | 274.06 | 0 | 134988.63 | 0 | 2026 | -20.04 | 0 | -1929.66 | 0
| 2027 | 400.67 | 0 | 137093.15 | 0 | 2027 | 357.63 | 0 | 135354.28 | 0 | 2027 | -43.04 | 0 | -1738.87 | 0
| 2028 | 386.84 | 0 | 139388.56 | 0 | 2028 | 361.77 | 0 | 137242.79 | 0 | 2028 | -25.07 | 0 | -2145.77 | 0
| 2029 | 439.52 | 0 | 140367.17 | 0 | 2029 | 409.17 | 0 | 138484.72 | 0 | 2029 | -30.35 | 0 | -1882.45 | 0
| 2030 | 424.99 | 0 | 141959.36 | 0 | 2030 | 377.93 | 0 | 140168.92 | 0 | 2030 | -47.06 | 0 | -1790.44 | 0
| 2031 | 454.65 | 0 | 143229.35 | 0 | 2031 | 421.87 | 0 | 141237.37 | 0 | 2031 | -32.78 | 0 | -1991.98 | 0
| 2032 | 530.03 | 0 | 144074.98 | 0 | 2032 | 491.86 | 0 | 142150.15 | 0 | 2032 | -38.17 | 0 | -1924.83 | 0
| 2033 | 560.64 | 0 | 145308.13 | 0 | 2033 | 530.21 | 0 | 143421.01 | 0 | 2033 | -30.43 | 0 | -1887.12 | 0
| 2034 | 475.45 | 0 | 147723.08 | 0 | 2034 | 457.98 | 0 | 145632.31 | 0 | 2034 | -17.47 | 0 | -2090.77 | 0
| 2035 | 515.8 | 0 | 148790.19 | 0 | 2035 | 502.82 | 0 | 146488.88 | 0 | 2035 | -12.98 | 0 | -2301.31 | 0
| 2036 | 809.04 | 0 | 145748.1 | 0 | 2036 | 809.19 | 0 | 143288.68 | 0 | 2036 | 0.15 | 0 | -2459.42 | 0
| 2037 | 910.62 | 0 | 147866.84 | 0 | 2037 | 886.06 | 0 | 145579.96 | 0 | 2037 | -24.56 | 0 | -2286.88 | 0
| 2038 | 924.99 | 0 | 148072.48 | 0 | 2038 | 876.72 | 0 | 146161.02 | 0 | 2038 | -48.27 | 0 | -1911.46 | 0
| 2039 | 924.48 | 0 | 147817.52 | 0 | 2039 | 893.33 | 0 | 145716.58 | 0 | 2039 | -31.15 | 0 | -2100.94 | 0
| 2040 | 773.17 | 0 | 150000.24 | 0 | 2040 | 785.21 | 0 | 147189.65 | 0 | 2040 | 12.04 | 0 | -2810.59 | 0
| 2041 | 908.16 | 0 | 148159.79 | 0 | 2041 | 907.75 | 0 | 145622.65 | 0 | 2041 | -0.41 | 0 | -2537.14 | 0
| 2042 | 947.94 | 0 | 146803.38 | 0 | 2042 | 922.9 | 0 | 144581.08 | 0 | 2042 | -25.04 | 0 | -2222.3 | 0
| 2043 | 945.92 | 0 | 145576.26 | 0 | 2043 | 929.66 | 0 | 143228.1 | 0 | 2043 | -16.26 | 0 | -2348.16 | 0
| 2044 | 578.49 | 0 | 145378.74 | 0 | 2044 | 559.05 | 0 | 143141.27 | 0 | 2044 | -19.44 | 0 | -2237.47 | 0
| 2045 | 532.43 | 0 | 146515.45 | 0 | 2045 | 528.49 | 0 | 144132.52 | 0 | 2045 | -3.94 | 0 | -2382.93 | 0
| 2046 | 610.74 | 0 | 144681.59 | 0 | 2046 | 617.12 | 0 | 142085.7 | 0 | 2046 | 6.38 | 0 | -2595.89 | 0
| 2047 | 635.76 | 0 | 144125.56 | 0 | 2047 | 611.08 | 0 | 142057.03 | 0 | 2047 | -24.68 | 0 | -2068.53 | 0
| 2048 | 588.14 | 0 | 145624.36 | 0 | 2048 | 587.42 | 0 | 143065.53 | 0 | 2048 | -0.72 | 0 | -2558.83 | 0
| 2049 | 641.75 | 0 | 153459 | 0 | 2049 | 634.36 | 0 | 150673.18 | 0 | 2049 | -7.39 | 0 | -2785.82 | 0
Note: Values shown may be affected due to rounding.

## Q8 - Coal Tons
8. |  | 23.04 | BB Coal Heating Value (mmBtu/Ton)
|  | 27.6168 | PK1 Coal Heating Value (mmBtu/Ton)
| Reference - 2021 Coal |  |  |  |  | Third SoBRA (149.3 MW of Solar) - 2021 Coal
| Unit | GWh | Avg HR (Btu/kWh) | mmBtu x1000 | Tons x1000 | Unit | GWh | Avg HR (Btu/kWh) | mmBtu x1000 | Tons x1000
| Big Bend 4 | 949.41 | 12367.1476 | 11741.4936 | 509.6134 | Big Bend 4 | 918.06 | 12426.2092 | 11408.0056 | 495.1391
[9 empty] | 2021 Coal Delta Tons x1000 | -14.4743
Note: Values shown may be affected due to rounding.

## Q8 - NG MCF
8.
|  | 1.028 | Gas Heating Value (mmBtu/MCF)
| Reference - 2021 Natural Gas | [6 empty] | Third SoBRA (149.3 MW of Solar) - 2021 Natural Gas
| Unit | GWh | Avg HR (Btu/kWh) | Start Fuel Quantity (mmBtu) | Startup Fuel (mmBtu) | mmBtu x1000 | MCF x1000 | Unit | GWh | Avg HR (Btu/kWh) | Start Fuel Quantity (mmBtu) | Startup Fuel (mmBtu) | mmBtu x1000 | MCF x1000
| Big Bend 1 | 3.2 | 13575 | 5149.3 | 5149.3 | 48.5893 | 47.2659 | Big Bend 1 | 3.36 | 13333.3333 | 5149.3 | 5149.3 | 49.9493 | 48.5888
| Big Bend 2 | 60.75 | 11587.6543 | 5149.3 | 59216.95 | 763.167 | 742.3803 | Big Bend 2 | 58.16 | 11693.6039 | 5149.3 | 69515.55 | 749.6155 | 729.198
| Big Bend 3 | 241.9 | 11248.2844 | 5149.3 | 221419.9 | 2943.3799 | 2863.21 | Big Bend 3 | 233.39 | 11255.7093 | 5149.3 | 212408.625 | 2840.3786 | 2763.0142
| Big Bend 4 | 49.97 | 12367.1476 | 5149.3 | 94386.669 | 712.373 | 692.9699 | Big Bend 4 | 48.32 | 12426.2092 | 5149.3 | 89237.369 | 689.6718 | 670.887
| Big Bend CT4 | 13.16 | 11990.8745 | 64.9 | 5624.883 | 163.4248 | 158.9735 | Big Bend CT4 | 10.91 | 12070.5775 | 64.9 | 5235.483 | 136.9255 | 133.196
| Bayside 1 | 4880.6 | 7269.9048 | 500 | 2915 | 35484.4123 | 34517.9108 | Bayside 1 | 4810.35 | 7273.188 | 500 | 2415 | 34988.995 | 34035.9874
| Bayside 2 | 5133.5 | 7392.6074 | 500 | 18585 | 37968.535 | 36934.3726 | Bayside 2 | 5066.05 | 7397.878 | 500 | 19085 | 37497.105 | 36475.7831
| Bayside 3 | 17.82 | 11470.8193 | 64.9 | 7268.8 | 211.6788 | 205.9132 | Bayside 3 | 15.67 | 11507.977 | 64.9 | 7333.7 | 187.6637 | 182.5522
| Bayside 4 | 11.93 | 11378.5595 | 64.9 | 5294.542 | 141.0408 | 137.1992 | Bayside 4 | 10.13 | 11371.1747 | 64.9 | 4645.542 | 119.8355 | 116.5715
| Bayside 5 | 29.02 | 11409.9208 | 64.9 | 9210.608 | 340.3265 | 331.0569 | Bayside 5 | 25.43 | 11394.261 | 64.9 | 9989.408 | 299.7455 | 291.5812
| Bayside 6 | 22.48 | 11440.5874 | 64.9 | 8437 | 265.6214 | 258.3866 | Bayside 6 | 19.94 | 11488.7105 | 64.9 | 8956.2 | 238.0411 | 231.5575
| Polk 1 | 0 | 0 | 3600 | 0 | 0 | 0 | Polk 1 | 0 | 0 | 3600 | 0 | 0 | 0
| Polk 1g | 724.62 | 8215.5751 | 500 | 64665 | 6017.835 | 5853.9251 | Polk 1g | 711.64 | 8217.2447 | 500 | 63165 | 5910.885 | 5749.8881
| Polk 2 CC | 6127.91 | 7062.8306 | 400 | 1168 | 43281.558 | 42102.6829 | Polk 2 CC | 6081.2 | 7059.5951 | 400 | 1168 | 42931.978 | 41762.6245
| Polk 2 Duct Fire | 186.12 | 8253.5998 | 0 | 0 | 1536.16 | 1494.3191 | Polk 2 Duct Fire | 172.7 | 8253.3295 | 0 | 0 | 1425.35 | 1386.5272
| Polk 2 | 73.19 | 11582.32 | 100 | 4800 | 852.51 | 829.2899 | Polk 2 | 70.06 | 11598.0588 | 100 | 4800 | 817.36 | 795.0973
| Polk 3 | 55.29 | 11518.0897 | 100 | 4117 | 640.9522 | 623.4943 | Polk 3 | 50.25 | 11505.1752 | 100 | 3917 | 582.0521 | 566.1985
| Polk 4 | 32.5 | 11502.307 | 100 | 2733 | 376.558 | 366.3015 | Polk 4 | 29.48 | 11500 | 100 | 2750 | 341.77 | 332.4611
| Polk 5 | 18.77 | 11492.8077 | 100 | 1650 | 217.37 | 211.4494 | Polk 5 | 16.01 | 11492.817 | 100 | 1650 | 185.65 | 180.5934
| BBCT 5A | 533.17 | 9457.3401 | 500 | 75085 | 5117.455 | 4978.0691 | BBCT 5A | 484.28 | 9475.6959 | 500 | 72585 | 4661.475 | 4534.5088
| BBCT 5B | 342.57 | 9373.4127 | 500 | 58085 | 3269.135 | 3180.0924 | BBCT 5B | 310.08 | 9379.4827 | 500 | 54585 | 2962.975 | 2882.2714
| Total |  |  |  |  | 140352.0819 | 136529.2626 | Total | [5 empty] | 133869.0872
[13 empty] | 2021 Natural Gas Delta MCF x1000 | -2660.1754
Note: Values shown may be affected due to rounding.

## Q8 -PetCoke Tons
8.
|  | 28.8 | PK1 PetCoke Heating Value (mmBtu/Ton)
| Reference - 2021 PetCoke |  |  |  |  | Third SoBRA (149.3 MW of Solar) - 2021 PetCoke
| Unit | GWh | Avg HR (Btu/kWh) | mmBtu x1000 | Tons x1000 | Unit | GWh | Avg HR (Btu/kWh) | mmBtu x1000 | Tons x1000
| Polk 1 | 0 | 10188.6912 | 0 | 0 | Polk 1 | 0 | 10188.6912 | 0 | 0
[9 empty] | 2021 PetCoke Delta Tons x1000 | 0
Note: Values shown may be affected due to rounding.

## Q9 - Avoided Emissions
9.
|  | CO2 (Tons x1000) |  |  |  | NOX (Tons x1000) |  |  |  | SO2 (Tons x1000)
| Years | Reference | Third SoBRA (149.3 MW of Solar) | Avoided CO2 | Years | Reference | Third SoBRA (149.3 MW of Solar) | Avoided NOX | Years | Reference | Third SoBRA (149.3 MW of Solar) | Avoided SO2
| 2019 | 8894.53 | 8894.53 | 0 | 2019 | 1.5602 | 1.5602 | 0 | 2019 | 1.4 | 1.4 | 0
| 2020 | 8977.82 | 8802.51 | -175.31 | 2020 | 1.6902 | 1.6102 | -0.08 | 2020 | 0.88001 | 0.88001 | 0
| 2021 | 9417.59 | 9223.28 | -194.31 | 2021 | 1.7502 | 1.7002 | -0.05 | 2021 | 1.28 | 1.24 | -0.04
| 2022 | 9321.37 | 9128.07 | -193.3 | 2022 | 1.5602 | 1.4902 | -0.07 | 2022 | 1.12 | 1.09 | -0.03001
| 2023 | 8423.98 | 8217.68 | -206.3 | 2023 | 2.0702 | 1.9702 | -0.1 | 2023 | 1.77 | 1.68 | -0.09
| 2024 | 8628.48 | 8434.15 | -194.33 | 2024 | 2.0802 | 2.0002 | -0.08 | 2024 | 1.84 | 1.75 | -0.09
| 2025 | 8817.31 | 8647 | -170.31 | 2025 | 2.2901 | 2.2201 | -0.07 | 2025 | 1.93 | 1.89 | -0.04
| 2026 | 8914.27 | 8751.86 | -162.41 | 2026 | 2.1802 | 2.1102 | -0.07 | 2026 | 1.99 | 1.92 | -0.07
| 2027 | 9171.26 | 8967.15 | -204.11 | 2027 | 2.3102 | 2.2102 | -0.1 | 2027 | 2.23 | 2.1 | -0.13
| 2028 | 9277.32 | 9090.3 | -187.02 | 2028 | 2.4502 | 2.3602 | -0.09 | 2028 | 2.24 | 2.15 | -0.09
| 2029 | 9457.99 | 9274.6 | -183.39 | 2029 | 2.6101 | 2.5101 | -0.10001 | 2029 | 2.43 | 2.33 | -0.1
| 2030 | 9520.2 | 9303.65 | -216.55 | 2030 | 2.5102 | 2.3602 | -0.15001 | 2030 | 2.33 | 2.2 | -0.13
| 2031 | 9665.14 | 9469.53 | -195.61 | 2031 | 2.5802 | 2.4402 | -0.14 | 2031 | 2.39 | 2.3 | -0.09
| 2032 | 9890.33 | 9686.29 | -204.04 | 2032 | 2.7302 | 2.6402 | -0.09 | 2032 | 2.62 | 2.5 | -0.12
| 2033 | 10035.29 | 9851.46 | -183.83 | 2033 | 2.9601 | 2.9001 | -0.06 | 2033 | 2.8 | 2.7 | -0.1
| 2034 | 9983.51 | 9817.36 | -166.15 | 2034 | 2.7602 | 2.6702 | -0.09001 | 2034 | 2.59 | 2.5 | -0.09
| 2035 | 10140.96 | 9972.59 | -168.37 | 2035 | 2.8602 | 2.7802 | -0.08001 | 2035 | 2.69 | 2.63 | -0.06
| 2036 | 10636.31 | 10488.74 | -147.57 | 2036 | 3.1802 | 3.1202 | -0.06 | 2036 | 3.41 | 3.39 | -0.02
| 2037 | 10998.64 | 10804.32 | -194.32 | 2037 | 3.4201 | 3.3801 | -0.04 | 2037 | 3.74 | 3.67 | -0.07
| 2038 | 11044.33 | 10817.67 | -226.66 | 2038 | 3.3902 | 3.2502 | -0.14 | 2038 | 3.79 | 3.65 | -0.14
| 2039 | 11027.75 | 10829.36 | -198.39 | 2039 | 3.3401 | 3.2601 | -0.08 | 2039 | 3.78 | 3.69 | -0.09
| 2040 | 10809.04 | 10667.88 | -141.16 | 2040 | 3.1702 | 3.1302 | -0.04 | 2040 | 3.44 | 3.45 | 0.01
| 2041 | 11010.61 | 10857.1 | -153.51 | 2041 | 3.3201 | 3.2501 | -0.07 | 2041 | 3.76 | 3.73 | -0.03
| 2042 | 11021.02 | 10829.48 | -191.54 | 2042 | 3.2002 | 3.1301 | -0.07001 | 2042 | 3.81 | 3.74 | -0.07
| 2043 | 10942.6 | 10763.76 | -178.84 | 2043 | 3.3002 | 3.2302 | -0.07001 | 2043 | 3.97 | 3.91 | -0.06
| 2044 | 10080.88 | 9901.31 | -179.57 | 2044 | 2.7401 | 2.7001 | -0.04 | 2044 | 3.16 | 3.1 | -0.06
| 2045 | 10042.66 | 9890.26 | -152.4 | 2045 | 2.7501 | 2.7001 | -0.05 | 2045 | 3.06 | 3.03 | -0.03
| 2046 | 10113.45 | 9972.17 | -141.28 | 2046 | 2.7401 | 2.6901 | -0.05 | 2046 | 3.18 | 3.16 | -0.02
| 2047 | 10137.94 | 9956.46 | -181.48 | 2047 | 2.7301 | 2.6801 | -0.05 | 2047 | 3.21 | 3.15 | -0.06
| 2048 | 10117.92 | 9962.38 | -155.54 | 2048 | 2.7401 | 2.6601 | -0.08 | 2048 | 3.19 | 3.13 | -0.06
| 2049 | 10713.07 | 10528.49 | -184.58 | 2049 | 3.0601 | 2.9901 | -0.07 | 2049 | 3.45 | 3.38 | -0.07
Note: Values shown may be affected due to rounding.

## Q9 - Avoided CO2
9. | 205.6 | Coal CO2 Emissions Rate (lbs/mmBtu) |  |  |  | 222.8 | PetCoke/Polk Coal CO2 Emissions Rate (lbs/mmBtu)
| 117 | Natural Gas CO2 Emissions Rate (lbs/mmBtu)
| Reference - 2021 CO2 Emissions |  |  |  |  | Third SoBRA (149.3 MW of Solar) - 2021 CO2 Emissions
| Unit | Coal mmBtu x1000 | Gas mmBtu x1000 | PetCoke mmBtu x1000 | Tons x1000 | Unit | Coal mmBtu x1000 | Gas mmBtu x1000 | PetCoke mmBtu x1000 | Tons x1000
| Big Bend 1 | 0 | 48.5893 | 0 | 2.8425 | Big Bend 1 | 0 | 49.9493 | 0 | 2.922
| Big Bend 2 | 0 | 763.167 | 0 | 44.6453 | Big Bend 2 | 0 | 749.6155 | 0 | 43.8525
| Big Bend 3 | 0 | 2943.3799 | 0 | 172.1877 | Big Bend 3 | 0 | 2840.3786 | 0 | 166.1621
| Big Bend 4 | 11741.4936 | 712.373 | 0 | 1248.6994 | Big Bend 4 | 11408.0056 | 689.6718 | 0 | 1213.0888
| Bayside 1 | 0 | 35484.4123 | 0 | 2075.8381 | Bayside 1 | 0 | 34988.995 | 0 | 2046.8562
| Bayside 2 | 0 | 37968.535 | 0 | 2221.1593 | Bayside 2 | 0 | 37497.105 | 0 | 2193.5806
| Bayside 3 | 0 | 211.6788 | 0 | 12.3832 | Bayside 3 | 0 | 187.6637 | 0 | 10.9783
| Bayside 4 | 0 | 141.0408 | 0 | 8.2509 | Bayside 4 | 0 | 119.8355 | 0 | 7.0104
| Bayside 5 | 0 | 340.3265 | 0 | 19.9091 | Bayside 5 | 0 | 299.7455 | 0 | 17.5351
| Bayside 6 | 0 | 265.6214 | 0 | 15.5389 | Bayside 6 | 0 | 238.0411 | 0 | 13.9254
| Big Bend CT4 | 0 | 163.4248 | 0 | 9.5604 | Big Bend CT4 | 0 | 136.9255 | 0 | 8.0101
| Polk 1 | 0 | 0 | 0 | 0 | Polk 1 | 0 | 0 | 0 | 0
| Polk 1g | 0 | 6017.835 | 0 | 352.0433 | Polk 1g | 0 | 5910.885 | 0 | 345.7868
| Polk 2 | 0 | 852.51 | 0 | 49.8718 | Polk 2 | 0 | 817.36 | 0 | 47.8156
| Polk 3 | 0 | 640.9522 | 0 | 37.4957 | Polk 3 | 0 | 582.0521 | 0 | 34.05
| Polk 4 | 0 | 376.558 | 0 | 22.0286 | Polk 4 | 0 | 341.77 | 0 | 19.9935
| Polk 5 | 0 | 217.37 | 0 | 12.7161 | Polk 5 | 0 | 185.65 | 0 | 10.8605
| Solar | 0 | 0 | 0 | 0 | Solar | 0 | 0 | 0 | 0
| Polk 2 CC w/ DF | 0 | 44817.718 | 0 | 2621.8365 | Polk 2 CC w/ DF | 0 | 44357.328 | 0 | 2594.9037
| BBCT 5A | 0 | 5117.455 | 0 | 299.3711 | BBCT 5A | 0 | 4661.475 | 0 | 272.6963
| BBCT 5B | 0 | 3269.135 | 0 | 191.2444 | BBCT 5B | 0 | 2962.975 | 0 | 173.334
| Total |  |  |  | 9417.6223 | Total |  |  |  | 9223.3621
[9 empty] | 2021 Avoided CO2 | -194.2602
Note: Values shown may be affected due to rounding.

## Q9 - Avoided NOx
9.
| Reference - 2021 NOX Emissions |  |  |  |  | Third SoBRA (149.3 MW of Solar) - 2021 NOX Emissions |  |  |  |  | Unit | lb/MMBtu
| Unit | Coal mmBtu x1000 | Gas mmBtu x1000 | PetCoke mmBtu x1000 | Tons x1000 | Unit | Coal mmBtu x1000 | Gas mmBtu x1000 | PetCoke mmBtu x1000 | Tons x1000 | Big Bend Units 1-3 (coal) | 0.12
| Big Bend 1 | 0 | 48.5893 | 0 | 0.001482 | Big Bend 1 | 0 | 49.9493 | 0 | 0.0015235 | Big Bend Unit 4 (coal) | 0.1
| Big Bend 2 | 0 | 763.167 | 0 | 0.023277 | Big Bend 2 | 0 | 749.6155 | 0 | 0.022863 | Big Bend Unit 1-4 (gas) | 0.061
| Big Bend 3 | 0 | 2943.3799 | 0 | 0.089773 | Big Bend 3 | 0 | 2840.3786 | 0 | 0.086632 | Big Bend CT4 | 0.093
| Big Bend 4 | 11741.4936 | 712.373 | 0 | 0.6088 | Big Bend 4 | 11408.0056 | 689.6718 | 0 | 0.59144 | Bayside Units 1-2 | 0.013
| Bayside 1 | 0 | 35484.4123 | 0 | 0.23065 | Bayside 1 | 0 | 34988.995 | 0 | 0.22743 | Bayside Units 3-6 | 0.092
| Bayside 2 | 0 | 37968.535 | 0 | 0.2468 | Bayside 2 | 0 | 37497.105 | 0 | 0.24373 | Polk Unit 1 (coal/petroleum coke blend) | 0.08
| Bayside 3 | 0 | 211.6788 | 0 | 0.0097372 | Bayside 3 | 0 | 187.6637 | 0 | 0.0086325 | Polk Unit 1 (gas) | 0.11
| Bayside 4 | 0 | 141.0408 | 0 | 0.0064879 | Bayside 4 | 0 | 119.8355 | 0 | 0.0055124 | Polk Units 2 - 5 Simple Cycle Gas | 0.011
| Bayside 5 | 0 | 340.3265 | 0 | 0.015655 | Bayside 5 | 0 | 299.7455 | 0 | 0.013788 | Polk Units 2-5 Combined Cycle Gas | 0.0074
| Bayside 6 | 0 | 265.6214 | 0 | 0.012219 | Bayside 6 | 0 | 238.0411 | 0 | 0.01095 | Future Big Bend Modernization | 0.06
| Big Bend CT4 | 0 | 163.4248 | 0 | 0.0075993 | Big Bend CT4 | 0 | 136.9255 | 0 | 0.006367
| Polk 1 | 0 | 0 | 0 | 0 | Polk 1 | 0 | 0 | 0 | 0
| Polk 1g | 0 | 6017.835 | 0 | 0.33098 | Polk 1g | 0 | 5910.885 | 0 | 0.3251
| Polk 2 | 0 | 852.51 | 0 | 0.0046888 | Polk 2 | 0 | 817.36 | 0 | 0.0044955
| Polk 3 | 0 | 640.9522 | 0 | 0.0035252 | Polk 3 | 0 | 582.0521 | 0 | 0.0032013
| Polk 4 | 0 | 376.558 | 0 | 0.0020711 | Polk 4 | 0 | 341.77 | 0 | 0.0018797
| Polk 5 | 0 | 217.37 | 0 | 0.0011955 | Polk 5 | 0 | 185.65 | 0 | 0.0010211
| Solar | 0 | 0 | 0 | 0 | Solar | 0 | 0 | 0 | 0
| Polk 2 CC w/ DF | 0 | 44817.718 | 0 | 0.16583 | Polk 2 CC w/ DF | 0 | 44357.328 | 0 | 0.16412
| BBCT 5A | 0 | 5117.455 | 0 | 0.15352 | BBCT 5A | 0 | 4661.475 | 0 | 0.13984
| BBCT 5B | 0 | 3269.135 | 0 | 0.098074 | BBCT 5B | 0 | 2962.975 | 0 | 0.088889
| Total |  |  |  | 2.0124 | Total |  |  |  | 1.9474
[9 empty] | 2021 Avoided NOX | -0.064945
Note: Values shown may be affected due to rounding.

## Q9 - Avoided SO2
9. | 0.2 | Coal SO2 Emissions Rate (lbs/mmBtu)
| 0 | Natural Gas SO2 Emissions Rate (lbs/mmBtu)
| Reference - 2021 SO2 Emissions |  |  |  |  | Third SoBRA (149.3 MW of Solar) - 2021 SO2 Emissions
| Unit | Coal mmBtu x1000 | Gas mmBtu x1000 | PetCoke mmBtu x1000 | Tons x1000 | Unit | Coal mmBtu x1000 | Gas mmBtu x1000 | PetCoke mmBtu x1000 | Tons x1000
| Big Bend 1 | 0 | 48.5893 | 0 | 0 | Big Bend 1 | 0 | 49.9493 | 0 | 0
| Big Bend 2 | 0 | 763.167 | 0 | 0 | Big Bend 2 | 0 | 749.6155 | 0 | 0
| Big Bend 3 | 0 | 2943.3799 | 0 | 0 | Big Bend 3 | 0 | 2840.3786 | 0 | 0
| Big Bend 4 | 11741.4936 | 712.373 | 0 | 1.1741 | Big Bend 4 | 11408.0056 | 689.6718 | 0 | 1.1408
| Bayside 1 | 0 | 35484.4123 | 0 | 0 | Bayside 1 | 0 | 34988.995 | 0 | 0
| Bayside 2 | 0 | 37968.535 | 0 | 0 | Bayside 2 | 0 | 37497.105 | 0 | 0
| Bayside 3 | 0 | 211.6788 | 0 | 0 | Bayside 3 | 0 | 187.6637 | 0 | 0
| Bayside 4 | 0 | 141.0408 | 0 | 0 | Bayside 4 | 0 | 119.8355 | 0 | 0
| Bayside 5 | 0 | 340.3265 | 0 | 0 | Bayside 5 | 0 | 299.7455 | 0 | 0
| Bayside 6 | 0 | 265.6214 | 0 | 0 | Bayside 6 | 0 | 238.0411 | 0 | 0
| Big Bend CT4 | 0 | 163.4248 | 0 | 0 | Big Bend CT4 | 0 | 136.9255 | 0 | 0
| Polk 1 | 0 | 0 | 0 | 0 | Polk 1 | 0 | 0 | 0 | 0
| Polk 1g | 0 | 6017.835 | 0 | 0 | Polk 1g | 0 | 5910.885 | 0 | 0
| Polk 2 | 0 | 852.51 | 0 | 0 | Polk 2 | 0 | 817.36 | 0 | 0
| Polk 3 | 0 | 640.9522 | 0 | 0 | Polk 3 | 0 | 582.0521 | 0 | 0
| Polk 4 | 0 | 376.558 | 0 | 0 | Polk 4 | 0 | 341.77 | 0 | 0
| Polk 5 | 0 | 217.37 | 0 | 0 | Polk 5 | 0 | 185.65 | 0 | 0
| Solar | 0 | 0 | 0 | 0 | Solar | 0 | 0 | 0 | 0
| Polk 2 CC w/ DF | 0 | 44817.718 | 0 | 0 | Polk 2 CC w/ DF | 0 | 44357.328 | 0 | 0
| BBCT 5A | 0 | 5117.455 | 0 | 0 | BBCT 5A | 0 | 4661.475 | 0 | 0
| BBCT 5B | 0 | 3269.135 | 0 | 0 | BBCT 5B | 0 | 2962.975 | 0 | 0
| Total |  |  |  | 1.1741 | Total |  |  |  | 1.1408
[9 empty] | 2021 Avoided SO2 | -0.033349
Note: Values shown may be affected due to rounding.