## Index, Inputs
Residential On Call Impact Model (ROCIM) |  |  |  | FPL 003028
Index and User-Specified Inputs |  |  |  | Docket No. 20240012-EG
WORKBOOK |  | DESCRIPTION | USER-SPECIFIED PARAMETERS
OUTPUTS
1 | Gross Impacts | Gross Impacts, by FPL System, House Type, Usage Segment and Region for a specific hour. The Hour must be specified by the user in Cell D6. Available hours are 0600-0900; 1200-2000. | 1600
2 | Net Impacts | Net Impacts, by FPL System, House Type, Usage Segment and Region for a specific hour. The Control Failure Rate can be modified by the user in Cell D7. | 8.45%
3 | System Hourly Net Impacts | System-level Per Participant and Per Appliance Net Impacts Across All Appliance/Strategy Combinations
4 | Per Part, ACSH Cycle | Per Participant Net Impacts, Air Conditioning and Space Heating Cycling,by Hour and Temperature Bin
5 | Per Part, ACSH Shed | Per Participant Net Impacts, Air Conditioning and Space Heating Shedding, by Hour and Temperature Bin
6 | Per Part, WHS | Per Participant Net Impacts, Water Heating Shedding, by Hour and Temperature Bin
7 | Per Part, PPS | Per Participant Net Impacts, Pool Pump Shedding, by Hour and Temperature Bin
TEMPERATURE DATA
8 | Temps | Temperature Inputs. Temperature data are specified by the user. Enter "Temperature Scenario" Name in Cell D14. | Baseline (Summer, 17 Aug 01; Winter: 4 Jan 01)
PARTICIPATION DATA |  | Default is February 2006. Data can be updated as desired (in Workbooks 36 and 37 below)
9 | Participants | Residential On Call Participation Data (Number of Premises)
10 | Appliances | Residential On Call Participation Data (Number of Appliances)
CALCULATIONS
11 | Appliances/Participant | Number of Appliances/Participant
12 | Calcs for APC-ASC | Intermediate Calculations for Air Conditioning and Space Heating Cycling
13 | Calcs for APS-ASS | Intermediate Calculations for Air Conditioning and Space Heating Shedding
14 | Calcs for WHS | Intermediate Calculations for Water Heating Shedding
15 | Calcs for PPS | Intermediate Calculations for Pool Pump Shedding
INPUT DATA, kW/APPLIANCE BY APPLIANCE STRATEGY AND SEGMENT
16 | APC-ASC, SFD High | Air Conditioning and Space Heating Cycling, SFD High Usage Segment
17 | APC-ASC, SFD Medium | Air Conditioning and Space Heating Cycling, SFD Medium Usage Segment
18 | APC-ASC, SFD Low | Air Conditioning and Space Heating Cycling, SFD Low Usage Segment
19 | APC-ASC, SFA | Air Conditioning and Space Heating Cycling, SFA
20 | APC-ASC, MH | Air Conditioning and Space Heating Cycling, Mobile Homes
21 | APS-ASS, SFD High | Air Conditioning and Space Heating Shedding, SFD High Usage Segment
22 | APS-ASS, SFD Medium | Air Conditioning and Space Heating Shedding, SFD Medium Usage Segment
23 | APS-ASS, SFD Low | Air Conditioning and Space Heating Shedding, SFD Low Usage Segment
24 | APS-ASS, SFA | Air Conditioning and Space Heating Shedding, SFA
25 | APS-ASS, MH | Air Conditioning and Space Heating Shedding, Mobile Homes
26 | WHS, SFD High | Water Heating Shedding, SFD High Usage Segment
27 | WHS, SFD Medium | Water Heating Shedding, SFD Medium Usage Segment
28 | WHS, SFD Low | Water Heating Shedding, SFD Low Usage Segment
29 | WHS, SFA | Water Heating Shedding, SFA
30 | WHS, MH | Water Heating Shedding, Mobile Homes
31 | PPS, SFD High | Pool Pump Shedding, SFD High Usage Segment
32 | PPS, SFD Medium | Pool Pump Shedding, SFD Medium Usage Segment
33 | PPS, SFD Low | Pool Pump Shedding, SFD Low Usage Segment
34 | PPS, SFA | Pool Pump Shedding, SFA
35 | PPS, MH | Pool Pump Shedding, Mobile Homes
USER-SUPPLIED INPUT DATA, NUMBER OF PARTICIPANTS
36 | Participants - Source | Participants by Segment; Default is April 2008. Can be modified by User. Enter new Participation Scenario in Cell D49 | 2022-06-30
37 | Appliances - Source | Appliances by Segment; Default is April 2008 Must be changed when "Participants - Source" is changed. | 2022-06-30
Formulas:
USER-SPECIFIED PARAMETERS = [USER-SPECIFIED PARAMETERS, row above]

## (1) Gross Impacts
Scenario: | Participation: | 2022-06-30 |  |  |  |  | Hour: | 1600 |  |  |  |  | FPL 003029
| Temperature Day: | Baseline (Summer, 17 Aug 01; Winter: 4 Jan 01) |  |  |  |  | Season: | Summer |  |  |  |  | Docket No. 20240012-EG
Residential On Call Impact Model
Aggregate Gross Impacts (kW)
Usage Segment* | FPL Analysis Region | Appliance Strategy | [5 empty] | TOTAL
|  | Air Conditioning |  | Space Heating |  | Water Heating | Pool Pump
|  | Cycle | Shed | Cycle | Shed
FPL SYSTEM
ALL | SYSTEM | 349649.7737 | 183064.8787 | NA | NA | 78597.6839 | 39615.9061 | 650928.2425 | NA | NA | 78597.6839 | 39615.9061
| Dade | 51936.7882 | 30155.0379 | NA | NA | 9661.7557 | 3135.1292 | 94888.711 | NA | NA | 9661.7557 | 3135.1292
| Broward | 74571.903 | 30195.4164 | NA | NA | 19852.9418 | 8086.701 | 132706.9623 | NA | NA | 19852.9418 | 8086.701
| East | 74959.5475 | 41964.4849 | NA | NA | 15802.6963 | 8305.9269 | 141032.6556 | NA | NA | 15802.6963 | 8305.9269
| West | 94921.1416 | 49162.0201 | NA | NA | 21829.2795 | 14254.3431 | 180166.7844 | NA | NA | 21829.2795 | 14254.3431
| North | 53260.3934 | 31587.9195 | NA | NA | 11451.0106 | 5833.8058 | 102133.1293 | NA | NA | 11451.0106 | 5833.8058
Single-Family Detached
ALL | SYSTEM | 255772.7123 | 149475.4302 | NA | NA | 57419.9369 | 39203.4417 | 501871.5211 | NA | NA | 57419.9369 | 39203.4417
| Dade | 37587.3935 | 23397.4183 | NA | NA | 6437.3576 | 3121.1361 | 70543.3055 | NA | NA | 6437.3576 | 3121.1361
| Broward | 49112.1424 | 24715.8914 | NA | NA | 12114.1399 | 7950.1013 | 93892.2751 | NA | NA | 12114.1399 | 7950.1013
| East | 55308.0981 | 35166.6952 | NA | NA | 11845.2004 | 8231.9631 | 110551.9569 | NA | NA | 11845.2004 | 8231.9631
| West | 69586.848 | 38877.5562 | NA | NA | 16861.926 | 14098.4196 | 139424.7498 | NA | NA | 16861.926 | 14098.4196
| North | 44178.2303 | 27317.8691 | NA | NA | 10161.3129 | 5801.8215 | 87459.2338 | NA | NA | 10161.3129 | 5801.8215
High | SYSTEM | 114184.2771 | 57459.6257 | NA | NA | 22678.8204 | 20550.5889 | 214873.3121 | NA | NA | 22678.8204 | 20550.5889
| Dade | 21085.6483 | 12218.7537 | NA | NA | 3431.0896 | 2228.2406 | 38963.7322 | NA | NA | 3431.0896 | 2228.2406
| Broward | 25552.6189 | 12023.3405 | NA | NA | 5786.7313 | 5311.3953 | 48674.086 | NA | NA | 5786.7313 | 5311.3953
| East | 26783.453 | 14213.5969 | NA | NA | 4914.7036 | 5121.4885 | 51033.242 | NA | NA | 4914.7036 | 5121.4885
| West | 26458.5824 | 11705.794 | NA | NA | 5605.3241 | 5513.2963 | 49282.9969 | NA | NA | 5605.3241 | 5513.2963
| North | 14303.9747 | 7298.1405 | NA | NA | 2940.9718 | 2376.1681 | 26919.2551 | NA | NA | 2940.9718 | 2376.1681
Medium | SYSTEM | 90845.8543 | 52504.6526 | NA | NA | 20374.7999 | 13939.8307 | 177665.1376 | NA | NA | 20374.7999 | 13939.8307
| Dade | 12161.1105 | 7700.2251 | NA | NA | 2058.2317 | 734.3066 | 22653.874 | NA | NA | 2058.2317 | 734.3066
| Broward | 16233.088 | 8043.1686 | NA | NA | 4004.6312 | 2148.2798 | 30429.1678 | NA | NA | 4004.6312 | 2148.2798
| East | 18627.9446 | 12288.8094 | NA | NA | 4136.7966 | 2480.1171 | 37533.6677 | NA | NA | 4136.7966 | 2480.1171
| West | 26104.658 | 14367.0471 | NA | NA | 6255.8285 | 6011.7186 | 52739.2521 | NA | NA | 6255.8285 | 6011.7186
| North | 17719.0532 | 10105.4023 | NA | NA | 3919.3118 | 2565.4086 | 34309.176 | NA | NA | 3919.3118 | 2565.4086
Low | SYSTEM | 50742.5808 | 39511.1518 | NA | NA | 14366.3165 | 4713.0221 | 109333.0713 | NA | NA | 14366.3165 | 4713.0221
| Dade | 4340.6347 | 3478.4395 | NA | NA | 948.0363 | 158.5889 | 8925.6993 | NA | NA | 948.0363 | 158.5889
| Broward | 7326.4355 | 4649.3822 | NA | NA | 2322.7773 | 490.4262 | 14789.0213 | NA | NA | 2322.7773 | 490.4262
| East | 9896.7006 | 8664.2889 | NA | NA | 2793.7002 | 630.3575 | 21985.0472 | NA | NA | 2793.7002 | 630.3575
| West | 17023.6077 | 12804.7151 | NA | NA | 5000.7735 | 2573.4047 | 37402.5009 | NA | NA | 5000.7735 | 2573.4047
| North | 12155.2024 | 9914.3262 | NA | NA | 3301.0293 | 860.2448 | 26230.8027 | NA | NA | 3301.0293 | 860.2448
Single-Family Attached
ALL | SYSTEM | 81884.5825 | 27674.0284 | NA | NA | 20141.5534 | 353.8265 | 130053.9909 | NA | NA | 20141.5534 | 353.8265
| Dade | 14231.0661 | 6693.4694 | NA | NA | 3201.1423 | 13.9931 | 24139.671 | NA | NA | 3201.1423 | 13.9931
| Broward | 25050.8975 | 5296.7943 | NA | NA | 7670.1125 | 129.9363 | 38147.7406 | NA | NA | 7670.1125 | 129.9363
| East | 18231.506 | 5841.3695 | NA | NA | 3902.6676 | 67.9667 | 28043.5098 | NA | NA | 3902.6676 | 67.9667
| West | 18238.1016 | 7300.5106 | NA | NA | 4318.1923 | 127.9373 | 29984.7418 | NA | NA | 4318.1923 | 127.9373
| North | 6133.0113 | 2541.8847 | NA | NA | 1049.4387 | 13.9931 | 9738.3278 | NA | NA | 1049.4387 | 13.9931
Mobile Homes
ALL | SYSTEM | 11992.4789 | 5915.4201 | NA | NA | 1036.1937 | 58.6379 | 19002.7306 | NA | NA | 1036.1937 | 58.6379
| Dade | 118.3286 | 64.1501 | NA | NA | 23.2558 | 0 | 205.7346 | NA | NA | 23.2558 | 0
| Broward | 408.8631 | 182.7307 | NA | NA | 68.6894 | 6.6634 | 666.9466 | NA | NA | 68.6894 | 6.6634
| East | 1419.9433 | 956.4202 | NA | NA | 54.8283 | 5.9971 | 2437.1889 | NA | NA | 54.8283 | 5.9971
| West | 7096.192 | 2983.9533 | NA | NA | 649.1612 | 27.9863 | 10757.2927 | NA | NA | 649.1612 | 27.9863
| North | 2949.1518 | 1728.1658 | NA | NA | 240.2589 | 17.9912 | 4935.5677 | NA | NA | 240.2589 | 17.9912
* SFD High, Medium and Low are those SFD customers in the top, middle and bottom third of annual usage, respectively. The SFD High segment includes customers with average monthly usage over 1,613 kWh. The SFD Medium segment has customers with average monthly usage of between 1,067 and 1,613 kWh. SFD Low segment customers use less than 1,067 kWh per month.
All results are "At the Meter".

## (2) Net Impacts
Scenario: | Participation: | 2022-06-30 |  |  |  |  | Hour: | 1600 | FPL 003030
| Temperature Day: | Baseline (Summer, 17 Aug 01; Winter: 4 Jan 01) |  |  |  |  | Season: | Summer | Docket No. 20240012-EG
Residential On Call Impact Model
Aggregate Net Impacts (kW)
Control Failure Rate = |  | 8.45%
Usage Segment* | FPL Analysis Region | Appliance Strategy | [5 empty] | TOTAL
|  | Air Conditioning |  | Space Heating |  | Water Heating | Pool Pump
|  | Cycle | Shed | Cycle | Shed
FPL SYSTEM
ALL | SYSTEM | 320104.3679 | 167595.8965 | NA | NA | 71956.1796 | 36268.362 | 595924.806
| Dade | 47548.1296 | 27606.9372 | NA | NA | 8845.3374 | 2870.2108 | 86870.6149
| Broward | 68270.5772 | 27643.9037 | NA | NA | 18175.3682 | 7403.3748 | 121493.224
| East | 68625.4657 | 38418.4859 | NA | NA | 14467.3685 | 7604.076 | 129115.3962
| West | 86900.3052 | 45007.8294 | NA | NA | 19984.7054 | 13049.8511 | 164942.6911
| North | 48759.8902 | 28918.7403 | NA | NA | 10483.4002 | 5340.8492 | 93502.8799
Single-Family Detached
ALL | SYSTEM | 234159.9181 | 136844.7563 | NA | NA | 52567.9522 | 35890.7509 | 459463.3775
| Dade | 34411.2587 | 21420.3365 | NA | NA | 5893.4009 | 2857.4001 | 64582.3961
| Broward | 44962.1664 | 22627.3986 | NA | NA | 11090.4951 | 7278.3178 | 85958.3778
| East | 50634.5638 | 32195.1094 | NA | NA | 10844.281 | 7536.3622 | 101210.3165
| West | 63706.7593 | 35592.4027 | NA | NA | 15437.0933 | 12907.1031 | 127643.3585
| North | 40445.1699 | 25009.5091 | NA | NA | 9302.682 | 5311.5676 | 80068.9286
High | SYSTEM | 104535.7057 | 52604.2873 | NA | NA | 20762.4601 | 18814.0641 | 196716.5173
| Dade | 19303.911 | 11186.269 | NA | NA | 3141.1625 | 2039.9543 | 35671.2968
| Broward | 23393.4226 | 11007.3682 | NA | NA | 5297.7525 | 4862.5824 | 44561.1258
| East | 24520.2512 | 13012.548 | NA | NA | 4499.4112 | 4688.7227 | 46720.933
| West | 24222.8322 | 10716.6544 | NA | NA | 5131.6742 | 5047.4228 | 45118.5836
| North | 13095.2888 | 6681.4477 | NA | NA | 2692.4597 | 2175.3819 | 24644.5781
Medium | SYSTEM | 83169.3797 | 48068.0095 | NA | NA | 18653.1293 | 12761.915 | 162652.4335
| Dade | 11133.4967 | 7049.5561 | NA | NA | 1884.3112 | 672.2577 | 20739.6216
| Broward | 14861.3921 | 7363.5209 | NA | NA | 3666.2399 | 1966.7502 | 27857.9031
| East | 17053.8833 | 11250.405 | NA | NA | 3787.2373 | 2270.5472 | 34362.0728
| West | 23898.8144 | 13153.0316 | NA | NA | 5727.2109 | 5503.7284 | 48282.7853
| North | 16221.7932 | 9251.4958 | NA | NA | 3588.13 | 2348.6316 | 31410.0506
Low | SYSTEM | 46454.8328 | 36172.4595 | NA | NA | 13152.3628 | 4314.7717 | 100094.4268
| Dade | 3973.8511 | 3184.5113 | NA | NA | 867.9272 | 145.1881 | 8171.4777
| Broward | 6707.3517 | 4256.5094 | NA | NA | 2126.5026 | 448.9852 | 13539.349
| East | 9060.4294 | 7932.1565 | NA | NA | 2557.6325 | 577.0923 | 20127.3107
| West | 15585.1128 | 11722.7166 | NA | NA | 4578.2081 | 2355.952 | 34241.9895
| North | 11128.0878 | 9076.5656 | NA | NA | 3022.0923 | 787.5541 | 24014.2998
Single-Family Attached
ALL | SYSTEM | 74965.3353 | 25335.573 | NA | NA | 18439.5921 | 323.9281 | 119064.4286
| Dade | 13028.541 | 6127.8713 | NA | NA | 2930.6458 | 12.8107 | 22099.8688
| Broward | 22934.0967 | 4849.2152 | NA | NA | 7021.988 | 118.9567 | 34924.2565
| East | 16690.9438 | 5347.7738 | NA | NA | 3572.8922 | 62.2235 | 25673.8332
| West | 16696.982 | 6683.6174 | NA | NA | 3953.3051 | 117.1266 | 27451.0311
| North | 5614.7718 | 2327.0954 | NA | NA | 960.7611 | 12.8107 | 8915.4391
Mobile Homes
ALL | SYSTEM | 10979.1144 | 5415.5671 | NA | NA | 948.6353 | 53.683 | 17396.9998
| Dade | 108.3298 | 58.7294 | NA | NA | 21.2907 | 0 | 188.35
| Broward | 374.3142 | 167.2899 | NA | NA | 62.8852 | 6.1003 | 610.5896
| East | 1299.9581 | 875.6027 | NA | NA | 50.1953 | 5.4903 | 2231.2465
| West | 6496.5638 | 2731.8092 | NA | NA | 594.307 | 25.6214 | 9848.3015
| North | 2699.9485 | 1582.1358 | NA | NA | 219.9571 | 16.4709 | 4518.5122
* SFD High, Medium and Low are those SFD customers in the top, middle and bottom third of annual usage, respectively. The SFD High segment includes customers with average monthly usage over 1,613 kWh. The SFD Medium segment has customers with average monthly usage of between 1,067 and 1,613 kWh. SFD Low segment customers use less than 1,067 kWh per month.
All results are "At the Meter".

## (3) Hourly Net Impacts
Scenario: |  | Participation: |  |  | 2022-06-30 | [10 empty] | FPL 003031
|  | Temperature Day: |  |  | Baseline (Summer, 17 Aug 01; Winter: 4 Jan 01) | [10 empty] | Docket No. 20240012-EG
FPL System Level Hourly Net Impacts per Premise and per Appliance
Control Failure Rate = |  |  | 8.45%
a. kW/Premise | [7 empty] | b. kW/Appliance
Switch Time | AGGRE-GATE | Appliance Strategy | [5 empty] | Switch Time | AGGRE-GATE | Appliance Strategy
|  | Air Conditioning |  | Space Heating |  | Water Heating | Pool Pump |  |  | Air Conditioning |  | Space Heating |  | Water Heating | Pool Pump
|  | Cycle | Shed | Cycle | Shed |  |  |  |  | Cycle | Shed | Cycle | Shed
Winter | [7 empty] | Winter
6:00 | 0.95861 |  |  | 0.50889 | 2.7746 | 0.38671 | 0.099386 | 6:00 | -- |  |  | 0.4893 | 2.6128 | 0.38343 | 0.099314
7:00 | 1.0842 |  |  | 0.56859 | 2.915 | 0.47421 | 0.1187 | 7:00 | -- |  |  | 0.54669 | 2.745 | 0.47018 | 0.11862
8:00 | 0.98479 |  |  | 0.47193 | 2.5461 | 0.46898 | 0.24056 | 8:00 | -- |  |  | 0.45376 | 2.3977 | 0.465 | 0.24039
9:00 | 0.77427 |  |  | 0.30995 | 1.8874 | 0.39849 | 0.50698 | 9:00 | -- |  |  | 0.29802 | 1.7774 | 0.39511 | 0.50661
Summer | [7 empty] | Summer
12:00 | 0.69374 | 0.39361 | 1.716 |  |  | 0.16739 | 0.91156 | 12:00 | -- | 0.37684 | 1.5711 |  |  | 0.16597 | 0.9109
13:00 | 0.78748 | 0.49377 | 1.9069 |  |  | 0.155 | 0.90689 | 13:00 | -- | 0.47273 | 1.7458 |  |  | 0.15369 | 0.90623
14:00 | 0.83945 | 0.55833 | 2.0257 |  |  | 0.13803 | 0.8754 | 14:00 | -- | 0.53455 | 1.8546 |  |  | 0.13686 | 0.87476
15:00 | 0.86918 | 0.59458 | 2.098 |  |  | 0.1416 | 0.76416 | 15:00 | -- | 0.56925 | 1.9208 |  |  | 0.1404 | 0.76361
16:00 | 0.86902 | 0.58862 | 2.0936 |  |  | 0.17169 | 0.61048 | 16:00 | -- | 0.56355 | 1.9168 |  |  | 0.17023 | 0.61003
17:00 | 0.88067 | 0.58644 | 2.097 |  |  | 0.22014 | 0.41852 | 17:00 | -- | 0.56147 | 1.9199 |  |  | 0.21827 | 0.41822
18:00 | 0.84355 | 0.54337 | 2.0393 |  |  | 0.24766 | 0.26786 | 18:00 | -- | 0.52023 | 1.8671 |  |  | 0.24556 | 0.26766
19:00 | 0.72846 | 0.43843 | 1.8839 |  |  | 0.23389 | 0.20665 | 19:00 | -- | 0.41976 | 1.7248 |  |  | 0.2319 | 0.2065
20:00 | 0.60754 | 0.33024 | 1.6828 |  |  | 0.22203 | 0.15587 | 20:00 | -- | 0.31618 | 1.5407 |  |  | 0.22014 | 0.15576
All results are "At the Meter".
Control failure rate=8.45%

## (4) Per Part, ACSH Cycle
Scenario: |  | Participation: |  |  | 2022-06-30 | [9 empty] | FPL 003032
|  | Temperature Day: |  |  | Baseline (Summer, 17 Aug 01; Winter: 4 Jan 01) | [9 empty] | Docket No. 20240012-EG
Residential On Call Program Impacts
Air Conditioner/Heat Pump Cycle (APC);
Air Conditioner/Strip Heat Cycle (ASC)
Net Impacts (kW/Premise) and EUM Sample Size
By Time and Temperature Bin
Control Failure Rate = |  |  | 8.45%
Switch Time | Net Impacts (kW/Premise) | [6 empty] | Sample Size (EUM points)
| Temperature Switch Group (oF) | [6 empty] | Temperature Switch Group (oF)
| Winter |  |  | Summer |  |  |  | Winter |  |  | Summer
| <36 | 36-46 | >46-56 | 70-<80 | 80-<90 | 90-<96 | 96+ | <36 | 36-46 | >46-56 | 70-<80 | 80-<90 | 90-<96 | 96+
6:00 | 0.73594 | 0.55605 | 0.3349 |  |  |  |  | 373 | 647 | 543
7:00 | 0.84978 | 0.61467 | 0.35814 |  |  |  |  | 405 | 648 | 472
8:00 | 0.718 | 0.53376 | 0.2736 |  |  |  |  | 372 | 626 | 617
9:00 | 0.718 | 0.50544 | 0.27035 |  |  |  |  | Est'd | Est'd | 648
12:00 |  |  |  | . | 0.33045 | 0.40468 | 0.4203 |  |  |  |  | 693 | 721 | 453
13:00 |  |  |  | . | 0.42609 | 0.50556 | 0.52247 |  |  |  |  | 698 | 718 | 633
14:00 |  |  |  | 0.33497 | 0.50284 | 0.59248 | 0.60373 |  |  |  | 165 | 698 | 717 | 640
15:00 |  |  |  | 0.40929 | 0.56402 | 0.65466 | 0.67761 |  |  |  | 203 | 706 | 716 | 547
16:00 |  |  |  | 0.39963 | 0.58862 | 0.69328 | 0.73834 |  |  |  | 298 | 724 | 676 | 459
17:00 |  |  |  | 0.3302 | 0.58644 | 0.6846 | 0.70503 |  |  |  | 164 | 725 | 609 | 246
18:00 |  |  |  | 0.21319 | 0.54337 | 0.64744 | 0.67015 |  |  |  | 331 | 725 | 554 | 164
19:00 |  |  |  | 0.24461 | 0.43843 | 0.47011 | . |  |  |  | 454 | 725 | 261
20:00 |  |  |  | 0.16142 | 0.33024 | . | . |  |  |  | 416 | 725
All results are "At the Meter".

## (5) Per Part, ACSH Shed
Scenario: |  | Participation: |  |  | 2022-06-30 | [9 empty] | FPL 003033
|  | Temperature Day: |  |  | Baseline (Summer, 17 Aug 01; Winter: 4 Jan 01) | [9 empty] | Docket No. 20240012-EG
Residential On Call Program Impacts
Air Conditioner/Heat Pump Shed (APS);
Air Conditioner/Strip Heat Shed (ASS)
Net Impacts (kW/Premise) and EUM Sample Size
By Time and Temperature Bin
Control Failure Rate = |  |  | 8.45%
Switch Time | Net Impacts (kW/Premise) | [6 empty] | Sample Size (EUM points)
| Temperature Switch Group (oF) | [6 empty] | Temperature Switch Group (oF)
| Winter |  |  | Summer |  |  |  | Winter |  |  | Summer
| <36 | 36-46 | >46-56 | 70-<80 | 80-<90 | 90-<96 | 96+ | <36 | 36-46 | >46-56 | 70-<80 | 80-<90 | 90-<96 | 96+
6:00 | 3.6729 | 2.8488 | 1.9949 |  |  |  |  | 373 | 647 | 543
7:00 | 3.9218 | 2.9576 | 2.1068 |  |  |  |  | 405 | 648 | 472
8:00 | 3.4911 | 2.6179 | 1.7824 |  |  |  |  | 372 | 626 | 617
9:00 | 2.8149 | 2.5468 | 1.7144 |  |  |  |  | 101 | 609 | 648
12:00 |  |  |  | . | 1.6085 | 1.7377 | 1.7508 |  |  |  | 0 | 693 | 721 | 453
13:00 |  |  |  | . | 1.7936 | 1.9304 | 1.9381 |  |  |  |  | 698 | 718 | 633
14:00 |  |  |  | 1.6009 | 1.94 | 2.0868 | 2.1125 |  |  |  | 165 | 698 | 717 | 640
15:00 |  |  |  | 1.8361 | 2.0525 | 2.1984 | 2.2032 |  |  |  | 203 | 706 | 716 | 547
16:00 |  |  |  | 1.757 | 2.0936 | 2.2705 | 2.3614 |  |  |  | 298 | 724 | 676 | 459
17:00 |  |  |  | 1.6955 | 2.097 | 2.2633 | 2.2763 |  |  |  | 164 | 725 | 609 | 246
18:00 |  |  |  | 1.3826 | 2.0393 | 2.224 | 2.2434 |  |  |  | 331 | 725 | 554 | 164
19:00 |  |  |  | 1.4386 | 1.8839 | 2.0075 | . |  |  |  | 454 | 725 | 261 | 0
20:00 |  |  |  | 1.2527 | 1.6828 | . | . |  |  |  | 416 | 725 | 0 | 0
All results are "At the Meter".

## (6) Per Part, WHS
Scenario: |  | Participation: |  |  | 2022-06-30 | [9 empty] | FPL 003034
|  | Temperature Day: |  |  | Baseline (Summer, 17 Aug 01; Winter: 4 Jan 01) | [9 empty] | Docket No. 20240012-EG
Residential On Call Program Impacts
Water Heat Shed (WHS)
Net Impacts (kW/Premise) and EUM Sample Size
By Time and Temperature Bin
Control Failure Rate = |  |  | 8.45%
Switch Time | Net Impacts (kW/Premise) | [6 empty] | Sample Size (EUM points)
| Temperature Switch Group (oF) | [6 empty] | Temperature Switch Group (oF)
| Winter |  |  | Summer |  |  |  | Winter |  |  | Summer
| <36 | 36-46 | >46-56 | 70-<80 | 80-<90 | 90-<96 | 96+ | <36 | 36-46 | >46-56 | 70-<80 | 80-<90 | 90-<96 | 96+
6:00 | 0.38671 | 0.38671 | 0.38671 |  |  |  |  | 299 | 534 | 458
7:00 | 0.47421 | 0.47421 | 0.47421 |  |  |  |  | 324 | 536 | 400
8:00 | 0.46898 | 0.46898 | 0.46898 |  |  |  |  | 299 | 530 | 528
9:00 | 0.39849 | 0.39849 | 0.39849 |  |  |  |  | 88 | 520 | 544
12:00 |  |  |  | . | 0.16739 | 0.16739 | 0.16739 |  |  |  | 0 | 535 | 554 | 349
13:00 |  |  |  | . | 0.155 | 0.155 | 0.155 |  |  |  |  | 542 | 553 | 464
14:00 |  |  |  | 0.13803 | 0.13803 | 0.13803 | 0.13803 |  |  |  | 89 | 543 | 551 | 468
15:00 |  |  |  | 0.1416 | 0.1416 | 0.1416 | 0.1416 |  |  |  | 138 | 548 | 550 | 396
16:00 |  |  |  | 0.17169 | 0.17169 | 0.17169 | 0.17169 |  |  |  | 210 | 558 | 535 | 347
17:00 |  |  |  | 0.22014 | 0.22014 | 0.22014 | 0.22014 |  |  |  | 118 | 560 | 481 | 188
18:00 |  |  |  | 0.24766 | 0.24766 | 0.24766 | 0.24766 |  |  |  | 242 | 560 | 447 | 128
19:00 |  |  |  | 0.23389 | 0.23389 | 0.23389 | . |  |  |  | 333 | 560 | 225 | 0
20:00 |  |  |  | 0.22203 | 0.22203 | . | . |  |  |  | 300 | 560 | 0 | 0
All results are "At the Meter".

## (7) Per Part, PPS
Scenario: |  | Participation: |  |  | 2022-06-30 | [9 empty] | FPL 003035
|  | Temperature Day: |  |  | Baseline (Summer, 17 Aug 01; Winter: 4 Jan 01) | [9 empty] | Docket No. 20240012-EG
Residential On Call Program Impacts
Pool Pump Shed (PPS)
Net Impacts (kW/Premise) and EUM Sample Size
By Time and Temperature Bin
Control Failure Rate = |  |  | 8.45%
Switch Time | Net Impacts (kW/Premise) | [6 empty] | Sample Size (EUM points)
| Temperature Switch Group (oF) | [6 empty] | Temperature Switch Group (oF)
| Winter |  |  | Summer |  |  |  | Winter |  |  | Summer
| <36 | 36-46 | >46-56 | 70-<80 | 80-<90 | 90-<96 | 96+ | <36 | 36-46 | >46-56 | 70-<80 | 80-<90 | 90-<96 | 96+
6:00 | 0.099386 | 0.099386 | 0.099386 |  |  |  |  | 94 | 145 | 116
7:00 | 0.1187 | 0.1187 | 0.1187 |  |  |  |  | 97 | 146 | 100
8:00 | 0.24056 | 0.24056 | 0.24056 |  |  |  |  | 94 | 142 | 138
9:00 | 0.50698 | 0.50698 | 0.50698 |  |  |  |  | 33 | 137 | 146
12:00 |  |  |  | . | 0.91156 | 0.91156 | 0.91156 |  |  |  | 0 | 135 | 142 | 93
13:00 |  |  |  | . | 0.90689 | 0.90689 | 0.90689 |  |  |  |  | 136 | 141 | 125
14:00 |  |  |  | 0.8754 | 0.8754 | 0.8754 | 0.8754 |  |  |  | 23 | 137 | 137 | 129
15:00 |  |  |  | 0.76416 | 0.76416 | 0.76416 | 0.76416 |  |  |  | 36 | 137 | 140 | 102
16:00 |  |  |  | 0.61048 | 0.61048 | 0.61048 | 0.61048 |  |  |  | 52 | 142 | 136 | 98
17:00 |  |  |  | 0.41852 | 0.41852 | 0.41852 | 0.41852 |  |  |  | 26 | 145 | 116 | 56
18:00 |  |  |  | 0.26786 | 0.26786 | 0.26786 | 0.26786 |  |  |  | 57 | 145 | 113 | 32
19:00 |  |  |  | 0.20665 | 0.20665 | 0.20665 | . |  |  |  | 88 | 149 | 57 | 0
20:00 |  |  |  | 0.15587 | 0.15587 | . | . |  |  |  | 79 | 148 | 0 | 0
All results are "At the Meter".

## (8) Input - Temperatures
Temperature Scenario: |  | Baseline (Summer, 17 Aug 01; Winter: 4 Jan 01) |  |  | FPL 003036
Docket No. 20240012-EG
Outdoor Air Temperatures
Switch Time | Weather Station
| Daytona | West Palm Beach | Fort Myers | Miami
Winter
6:00 | 32 | 44 | 43 | 49
7:00 | 32 | 44 | 43 | 49
8:00 | 34 | 45 | 45 | 49
9:00 | 40 | 48 | 46 | 51
Summer
12:00 | 87 | 90 | 94 | 90
13:00 | 87 | 90 | 92 | 92
14:00 | 84 | 89 | 94 | 91
15:00 | 83 | 89 | 82 | 90
16:00 | 83 | 88 | 82 | 88
17:00 | 83 | 86 | 81 | 87
18:00 | 82 | 84 | 80 | 86
19:00 | 80 | 83 | 80 | 85
20:00 | 80 | 83 | 80 | 84

## (9) Input - Participants
Scenario: | Participation: | 2022-06-30 | [5 empty] | FPL 003037
Residential On Call Impact Model | [7 empty] | Docket No. 20240012-EG
Participation Data
Number of Premises
Usage Segment* | FPL Analysis Region | Appliance Strategy
|  | Air Conditioning |  | Space Heating |  | Water Heating | Pool Pump
|  | Cycle | Shed | Cycle | Shed
FPL SYSTEM
ALL | SYSTEM | 543818 | 80052 | 404136 | 58263 | 419104 | 59410
| Dade | 77054 | 13003 | 48387 | 7709 | 50240 | 4703
| Broward | 118628 | 12621 | 90427 | 8552 | 107237 | 12128
| East | 113310 | 17683 | 71130 | 11844 | 83190 | 12456
| West | 151331 | 22462 | 127448 | 18424 | 117391 | 21371
| North | 83495 | 14283 | 66744 | 11734 | 61046 | 8752
Single-Family Detached
ALL | SYSTEM | 334633 | 59933 | 261132 | 42704 | 281763 | 58792
| Dade | 44592 | 8816 | 27251 | 4501 | 29326 | 4682
| Broward | 60994 | 9255 | 47478 | 5814 | 57049 | 11923
| East | 69140 | 13580 | 46302 | 8882 | 57510 | 12345
| West | 96123 | 16450 | 85768 | 13620 | 85174 | 21138
| North | 63784 | 11832 | 54333 | 9887 | 52704 | 8704
High | SYSTEM | 101829 | 16480 | 74651 | 10501 | 83142 | 30810
| Dade | 18870 | 3677 | 11044 | 1736 | 12635 | 3343
| Broward | 23046 | 3402 | 17561 | 2043 | 21322 | 7963
| East | 22900 | 3864 | 13991 | 2260 | 17980 | 7678
| West | 23822 | 3374 | 20755 | 2654 | 20354 | 8261
| North | 13191 | 2163 | 11300 | 1808 | 10851 | 3565
Medium | SYSTEM | 120748 | 21145 | 95014 | 15287 | 101425 | 20912
| Dade | 16188 | 3169 | 10067 | 1674 | 10277 | 1102
| Broward | 21701 | 3239 | 16850 | 2047 | 19992 | 3224
| East | 24467 | 4854 | 16664 | 3253 | 20616 | 3721
| West | 34709 | 5809 | 31178 | 4900 | 31023 | 9017
| North | 23683 | 4074 | 20255 | 3413 | 19517 | 3848
Low | SYSTEM | 112056 | 22308 | 91467 | 16916 | 97196 | 7070
| Dade | 9534 | 1970 | 6140 | 1091 | 6414 | 237
| Broward | 16247 | 2614 | 13067 | 1724 | 15735 | 736
| East | 21773 | 4862 | 15647 | 3369 | 18914 | 946
| West | 37592 | 7267 | 33835 | 6066 | 33797 | 3860
| North | 26910 | 5595 | 22778 | 4666 | 22336 | 1291
Single-Family Attached
ALL | SYSTEM | 185450 | 17096 | 120327 | 12700 | 130617 | 530
| Dade | 32228 | 4154 | 20938 | 3179 | 20763 | 21
| Broward | 56831 | 3274 | 42225 | 2660 | 49743 | 195
| East | 41370 | 3616 | 22232 | 2526 | 25325 | 102
| West | 41154 | 4483 | 27987 | 3321 | 28004 | 191
| North | 13867 | 1569 | 6945 | 1014 | 6782 | 21
Mobile Homes
ALL | SYSTEM | 23735 | 3023 | 22677 | 2859 | 6724 | 88
| Dade | 234 | 33 | 198 | 29 | 151 | 0
| Broward | 803 | 92 | 724 | 78 | 445 | 10
| East | 2800 | 487 | 2596 | 436 | 355 | 9
| West | 14054 | 1529 | 13693 | 1483 | 4213 | 42
| North | 5844 | 882 | 5466 | 833 | 1560 | 27
* SFD High, Medium and Low are those SFD customers in the top, middle and bottom third of annual usage, respectively. The SFD High segment includes customers with average monthly usage over 1,613 kWh. The SFD Medium segment has customers with average monthly usage of between 1,067 and 1,613 kWh. SFD Low segment customers use less than 1,067 kWh per month.

## (10) Input - Appliances
Scenario: | Participation: | 2022-06-30 | [5 empty] | FPL 003038
Residential On Call Impact Model | [7 empty] | Docket No. 20240012-EG
Participation Data
Number of Appliances
Usage Segment* | FPL Analysis Region | Appliance Strategy
|  | Air Conditioning |  | Space Heating |  | Water Heating | Pool Pump
|  | Cycle | Shed | Cycle | Shed
FPL SYSTEM
ALL | SYSTEM | 568011 | 87436 | 420320 | 61870 | 422696 | 59453
| Dade | 81013 | 14105 | 50309 | 8178 | 50630 | 4705
| Broward | 123166 | 14053 | 92844 | 9135 | 107915 | 12136
| East | 120029 | 19790 | 73615 | 12600 | 83933 | 12465
| West | 157348 | 24137 | 134638 | 19449 | 118698 | 21392
| North | 86455 | 15351 | 68914 | 12508 | 61520 | 8755
Single-Family Detached
ALL | SYSTEM | 357968 | 67115 | 276025 | 46177 | 285189 | 58834
| Dade | 48413 | 9893 | 29077 | 4956 | 29694 | 4684
| Broward | 65382 | 10652 | 49783 | 6375 | 57667 | 11931
| East | 75746 | 15651 | 48718 | 9619 | 58237 | 12354
| West | 101777 | 18044 | 92024 | 14581 | 86445 | 21158
| North | 66650 | 12875 | 56423 | 10646 | 53146 | 8707
High | SYSTEM | 118096 | 21171 | 83432 | 12637 | 85511 | 30841
| Dade | 21808 | 4502 | 12421 | 2083 | 12937 | 3344
| Broward | 26428 | 4430 | 19285 | 2447 | 21819 | 7971
| East | 27701 | 5237 | 15642 | 2738 | 18531 | 7686
| West | 27365 | 4313 | 23615 | 3182 | 21135 | 8274
| North | 14794 | 2689 | 12469 | 2187 | 11089 | 3566
Medium | SYSTEM | 125940 | 22965 | 98904 | 16257 | 102209 | 20920
| Dade | 16859 | 3368 | 10410 | 1761 | 10325 | 1102
| Broward | 22504 | 3518 | 17302 | 2170 | 20089 | 3224
| East | 25824 | 5375 | 17234 | 3444 | 20752 | 3722
| West | 36189 | 6284 | 33064 | 5209 | 31382 | 9022
| North | 24564 | 4420 | 20894 | 3673 | 19661 | 3850
Low | SYSTEM | 113932 | 22979 | 93689 | 17283 | 97469 | 7073
| Dade | 9746 | 2023 | 6246 | 1112 | 6432 | 238
| Broward | 16450 | 2704 | 13196 | 1758 | 15759 | 736
| East | 22221 | 5039 | 15842 | 3437 | 18954 | 946
| West | 38223 | 7447 | 35345 | 6190 | 33928 | 3862
| North | 27292 | 5766 | 23060 | 4786 | 22396 | 1291
Single-Family Attached
ALL | SYSTEM | 186226 | 17278 | 121375 | 12825 | 130779 | 531
| Dade | 32365 | 4179 | 21033 | 3193 | 20785 | 21
| Broward | 56972 | 3307 | 42328 | 2681 | 49802 | 195
| East | 41463 | 3647 | 22285 | 2543 | 25340 | 102
| West | 41478 | 4558 | 28716 | 3380 | 28038 | 192
| North | 13948 | 1587 | 7013 | 1028 | 6814 | 21
Mobile Homes
ALL | SYSTEM | 23817 | 3043 | 22920 | 2868 | 6728 | 88
| Dade | 235 | 33 | 199 | 29 | 151 | 0
| Broward | 812 | 94 | 733 | 79 | 446 | 10
| East | 2820 | 492 | 2612 | 438 | 356 | 9
| West | 14093 | 1535 | 13898 | 1488 | 4215 | 42
| North | 5857 | 889 | 5478 | 834 | 1560 | 27
* SFD High, Medium and Low are those SFD customers in the top, middle and bottom third of annual usage, respectively. The SFD High segment includes customers with average monthly usage over 1,613 kWh. The SFD Medium segment has customers with average monthly usage of between 1,067 and 1,613 kWh. SFD Low segment customers use less than 1,067 kWh per month.

## (11) Calcs - Appl per Part
Residential On Call Impact Model | [7 empty] | FPL 003039
Number of Appliances per Participant | [7 empty] | Docket No. 20240012-EG
Usage Segment* | FPL Analysis Region | Appliance Strategy
|  | Air Conditioning |  | Space Heating |  | Water Heating | Pool Pump
|  | Cycle | Shed | Cycle | Shed
FPL SYSTEM
ALL | SYSTEM | 1.0445 | 1.0922 | 1.04 | 1.0619 | 1.0086 | 1.0007
| Dade | 1.0514 | 1.0847 | 1.0397 | 1.0608 | 1.0078 | 1.0004
| Broward | 1.0383 | 1.1135 | 1.0267 | 1.0682 | 1.0063 | 1.0007
| East | 1.0593 | 1.1192 | 1.0349 | 1.0638 | 1.0089 | 1.0007
| West | 1.0398 | 1.0746 | 1.0564 | 1.0556 | 1.0111 | 1.001
| North | 1.0355 | 1.0748 | 1.0325 | 1.066 | 1.0078 | 1.0003
Single-Family Detached
ALL | SYSTEM | 1.0697 | 1.1198 | 1.057 | 1.0813 | 1.0122 | 1.0007
| Dade | 1.0857 | 1.1222 | 1.067 | 1.1011 | 1.0125 | 1.0004
| Broward | 1.0719 | 1.1509 | 1.0485 | 1.0965 | 1.0108 | 1.0007
| East | 1.0955 | 1.1525 | 1.0522 | 1.083 | 1.0126 | 1.0007
| West | 1.0588 | 1.0969 | 1.0729 | 1.0706 | 1.0149 | 1.0009
| North | 1.0449 | 1.0882 | 1.0385 | 1.0768 | 1.0084 | 1.0003
High | SYSTEM | 1.1597 | 1.2846 | 1.1176 | 1.2034 | 1.0285 | 1.001
| Dade | 1.1557 | 1.2244 | 1.1247 | 1.1999 | 1.0239 | 1.0003
| Broward | 1.1467 | 1.3022 | 1.0982 | 1.1977 | 1.0233 | 1.001
| East | 1.2097 | 1.3553 | 1.118 | 1.2115 | 1.0306 | 1.001
| West | 1.1487 | 1.2783 | 1.1378 | 1.1989 | 1.0384 | 1.0016
| North | 1.1215 | 1.2432 | 1.1035 | 1.2096 | 1.0219 | 1.0003
Medium | SYSTEM | 1.043 | 1.0861 | 1.0409 | 1.0635 | 1.0077 | 1.0004
| Dade | 1.0415 | 1.0628 | 1.0341 | 1.052 | 1.0047 | 1
| Broward | 1.037 | 1.0861 | 1.0268 | 1.0601 | 1.0049 | 1
| East | 1.0555 | 1.1073 | 1.0342 | 1.0587 | 1.0066 | 1.0003
| West | 1.0426 | 1.0818 | 1.0605 | 1.0631 | 1.0116 | 1.0006
| North | 1.0372 | 1.0849 | 1.0315 | 1.0762 | 1.0074 | 1.0005
Low | SYSTEM | 1.0167 | 1.0301 | 1.0243 | 1.0217 | 1.0028 | 1.0004
| Dade | 1.0222 | 1.0269 | 1.0173 | 1.0192 | 1.0028 | 1.0042
| Broward | 1.0125 | 1.0344 | 1.0099 | 1.0197 | 1.0015 | 1
| East | 1.0206 | 1.0364 | 1.0125 | 1.0202 | 1.0021 | 1
| West | 1.0168 | 1.0248 | 1.0446 | 1.0204 | 1.0039 | 1.0005
| North | 1.0142 | 1.0306 | 1.0124 | 1.0257 | 1.0027 | 1
Single-Family Attached
ALL | SYSTEM | 1.0042 | 1.0106 | 1.0087 | 1.0098 | 1.0012 | 1.0019
| Dade | 1.0043 | 1.006 | 1.0045 | 1.0044 | 1.0011 | 1
| Broward | 1.0025 | 1.0101 | 1.0024 | 1.0079 | 1.0012 | 1
| East | 1.0022 | 1.0086 | 1.0024 | 1.0067 | 1.0006 | 1
| West | 1.0079 | 1.0167 | 1.026 | 1.0178 | 1.0012 | 1.0052
| North | 1.0058 | 1.0115 | 1.0098 | 1.0138 | 1.0047 | 1
Mobile Homes
ALL | SYSTEM | 1.0035 | 1.0066 | 1.0107 | 1.0031 | 1.0006 | 1
| Dade | 1.0043 | 1 | 1.0051 | 1 | 1 | -
| Broward | 1.0112 | 1.0217 | 1.0124 | 1.0128 | 1.0022 | 1
| East | 1.0071 | 1.0103 | 1.0062 | 1.0046 | 1.0028 | 1
| West | 1.0028 | 1.0039 | 1.015 | 1.0034 | 1.0005 | 1
| North | 1.0022 | 1.0079 | 1.0022 | 1.0012 | 1 | 1
* SFD High, Medium and Low are those SFD customers in the top, middle and bottom third of annual usage, respectively. The SFD High segment includes customers with average monthly usage over 1,613 kWh. The SFD Medium segment has customers with average monthly usage of between 1,067 and 1,613 kWh. SFD Low segment customers use less than 1,067 kWh per month.

## (12) Calcs for APC-ASC
CAC/Heat Cycle |  | Gross impacts based on weather data
Failure rate | 8.45% |  | Winter Heating | [20 empty] | Summer CAC | [51 empty] | Default Appliance Distribution (Per 2003 LMIS) | [7 empty] | Default Participant Distribution (Per 2003 LMIS)
|  | 6-7 AM |  |  |  |  | 7-8 AM |  |  |  |  | 8-9 AM |  |  |  |  | 9-10 AM | [6 empty] | 12-1 PM |  |  |  | 1-2 PM | [5 empty] | 2-3 PM | [5 empty] | 3-4 PM | [5 empty] | 4-5 PM | [5 empty] | 5-6 PM | [5 empty] | 6-7 PM | [5 empty] | 7-8 PM | [5 empty] | 8-9 PM
Region | Segment | Temp | <36 | 36-<46 | 46-<56 | Impact | Temp | <36 | 36-<46 | 46-<56 | Impact | Temp | <36 | 36-<46 | 46-<56 | Impact | Temp | <36 | 36-<46 | 46-<56 | Impact | Temp | 70-<80 | 80-<90 | 90-<96 | 96+ | Impact | Temp | 70-<80 | 80-<90 | 90-<96 | 96+ | Impact | Temp | 70-<80 | 80-<90 | 90-<96 | 96+ | Impact | Temp | 70-<80 | 80-<90 | 90-<96 | 96+ | Impact | Temp | 70-<80 | 80-<90 | 90-<96 | 96+ | Impact | Temp | 70-<80 | 80-<90 | 90-<96 | 96+ | Impact | Temp | 70-<80 | 80-<90 | 90-<96 | 96+ | Impact | Temp | 70-<80 | 80-<90 | 90-<96 | 96+ | Impact | Temp | 70-<80 | 80-<90 | 90-<96 | 96+ | Impact | Region | Segment | AC Cycle | AC Shed | HT Cycle | HT Shed | WH | PP | Region | Segment | AC Cycle | AC Shed | HT Cycle | HT Shed | WH | PP | Unique Parts | Unique Summer Parts | Unique Winter Parts
North | SFD High | 32 | 0.82349 |  |  | 0.82349 | 32 | 0.9836 |  |  | 0.9836 | 34 | 0.76472 |  |  | 0.76472 | 40 |  | 0.63751 |  | 0.63751 | 87 |  | 0.60731 |  |  | 0.60731 | 87 |  | 0.75188 |  |  | 0.75188 | 84 |  | 0.85499 |  |  | 0.85499 | 83 |  | 0.94456 |  |  | 0.94456 | 83 |  | 0.96688 |  |  | 0.96688 | 83 |  | 0.95431 |  |  | 0.95431 | 82 |  | 0.89887 |  |  | 0.89887 | 80 |  | 0.77113 |  |  | 0.77113 | 80 |  | 0.6038 |  |  | 0.6038 | North | SFD High | 14794 | 2689 | 12469 | 2187 | 11089 | 3566 | North | SFD High | 13191 | 2163 | 11300 | 1808 | 10851 | 3565 | 16482 | 16482 | 15196
North | SFD Med | 32 | 0.82349 |  |  | 0.82349 | 32 | 0.9836 |  |  | 0.9836 | 34 | 0.76472 |  |  | 0.76472 | 40 |  | 0.62741 |  | 0.62741 | 87 |  | 0.40365 |  |  | 0.40365 | 87 |  | 0.52604 |  |  | 0.52604 | 84 |  | 0.62591 |  |  | 0.62591 | 83 |  | 0.70148 |  |  | 0.70148 | 83 |  | 0.72134 |  |  | 0.72134 | 83 |  | 0.71505 |  |  | 0.71505 | 82 |  | 0.65623 |  |  | 0.65623 | 80 |  | 0.52386 |  |  | 0.52386 | 80 |  | 0.39285 |  |  | 0.39285 | North | SFD Med | 24564 | 4420 | 20894 | 3673 | 19661 | 3850 | North | SFD Med | 23683 | 4074 | 20255 | 3413 | 19517 | 3848 | 29289 | 29289 | 26593
North | SFD Low | 32 | 0.82349 |  |  | 0.82349 | 32 | 0.9836 |  |  | 0.9836 | 34 | 0.76472 |  |  | 0.76472 | 40 |  | 0.5151 |  | 0.5151 | 87 |  | 0.25469 |  |  | 0.25469 | 87 |  | 0.34009 |  |  | 0.34009 | 84 |  | 0.36345 |  |  | 0.36345 | 83 |  | 0.42971 |  |  | 0.42971 | 83 |  | 0.44538 |  |  | 0.44538 | 83 |  | 0.45265 |  |  | 0.45265 | 82 |  | 0.39013 |  |  | 0.39013 | 80 |  | 0.28877 |  |  | 0.28877 | 80 |  | 0.19779 |  |  | 0.19779 | North | SFD Low | 27292 | 5766 | 23060 | 4786 | 22396 | 1291 | North | SFD Low | 26910 | 5595 | 22778 | 4666 | 22336 | 1291 | 34120 | 34120 | 30118
North | SFA | 32 | 0.64837 |  |  | 0.64837 | 32 | 0.66803 |  |  | 0.66803 | 34 | 0.72785 |  |  | 0.72785 | 40 |  | 0.39392 |  | 0.39392 | 87 |  | 0.20329 |  |  | 0.20329 | 87 |  | 0.26932 |  |  | 0.26932 | 84 |  | 0.36354 |  |  | 0.36354 | 83 |  | 0.40066 |  |  | 0.40066 | 83 |  | 0.43971 |  |  | 0.43971 | 83 |  | 0.43948 |  |  | 0.43948 | 82 |  | 0.42431 |  |  | 0.42431 | 80 |  | 0.33677 |  |  | 0.33677 | 80 |  | 0.25521 |  |  | 0.25521 | North | SFA | 13948 | 1587 | 7013 | 1028 | 6814 | 21 | North | SFA | 13867 | 1569 | 6945 | 1014 | 6782 | 21 | 15979 | 15979 | 8777
North | MH | 32 | 0.82349 |  |  | 0.82349 | 32 | 0.9836 |  |  | 0.9836 | 34 | 0.76472 |  |  | 0.76472 | 40 |  | 0.5151 |  | 0.5151 | 87 |  | 0.28795 |  |  | 0.28795 | 87 |  | 0.38449 |  |  | 0.38449 | 84 |  | 0.4109 |  |  | 0.4109 | 83 |  | 0.48581 |  |  | 0.48581 | 83 |  | 0.50353 |  |  | 0.50353 | 83 |  | 0.51174 |  |  | 0.51174 | 82 |  | 0.44106 |  |  | 0.44106 | 80 |  | 0.32648 |  |  | 0.32648 | 80 |  | 0.22361 |  |  | 0.22361 | North | MH | 5857 | 889 | 5478 | 834 | 1560 | 27 | North | MH | 5844 | 882 | 5466 | 833 | 1560 | 27 | 6865 | 6865 | 6479
East | SFD High | 44 |  | 0.87574 |  | 0.87574 | 44 |  | 0.86219 |  | 0.86219 | 45 |  | 0.63751 |  | 0.63751 | 48 |  |  | 0.35895 | 0.35895 | 90 |  |  | 0.72844 |  | 0.72844 | 90 |  |  | 0.87351 |  | 0.87351 | 89 |  | 0.85499 |  |  | 0.85499 | 89 |  | 0.94456 |  |  | 0.94456 | 88 |  | 0.96688 |  |  | 0.96688 | 86 |  | 0.95431 |  |  | 0.95431 | 84 |  | 0.89887 |  |  | 0.89887 | 83 |  | 0.77113 |  |  | 0.77113 | 83 |  | 0.6038 |  |  | 0.6038 | East | SFD High | 27701 | 5237 | 15642 | 2738 | 18531 | 7686 | East | SFD High | 22900 | 3864 | 13991 | 2260 | 17980 | 7678 | 29615 | 29615 | 23757
East | SFD Med | 44 |  | 0.66969 |  | 0.66969 | 44 |  | 0.77583 |  | 0.77583 | 45 |  | 0.66799 |  | 0.66799 | 48 |  |  | 0.34828 | 0.34828 | 90 |  |  | 0.48304 |  | 0.48304 | 90 |  |  | 0.61823 |  | 0.61823 | 89 |  | 0.62591 |  |  | 0.62591 | 89 |  | 0.70148 |  |  | 0.70148 | 88 |  | 0.72134 |  |  | 0.72134 | 86 |  | 0.71505 |  |  | 0.71505 | 84 |  | 0.65623 |  |  | 0.65623 | 83 |  | 0.52386 |  |  | 0.52386 | 83 |  | 0.39285 |  |  | 0.39285 | East | SFD Med | 25824 | 5375 | 17234 | 3444 | 20752 | 3722 | East | SFD Med | 24467 | 4854 | 16664 | 3253 | 20616 | 3721 | 31421 | 31421 | 24837
East | SFD Low | 44 |  | 0.41118 |  | 0.41118 | 44 |  | 0.53602 |  | 0.53602 | 45 |  | 0.57354 |  | 0.57354 | 48 |  |  | 0.28027 | 0.28027 | 90 |  |  | 0.31266 |  | 0.31266 | 90 |  |  | 0.39784 |  | 0.39784 | 89 |  | 0.36345 |  |  | 0.36345 | 89 |  | 0.42971 |  |  | 0.42971 | 88 |  | 0.44538 |  |  | 0.44538 | 86 |  | 0.45265 |  |  | 0.45265 | 84 |  | 0.39013 |  |  | 0.39013 | 83 |  | 0.28877 |  |  | 0.28877 | 83 |  | 0.19779 |  |  | 0.19779 | East | SFD Low | 22221 | 5039 | 15842 | 3437 | 18954 | 946 | East | SFD Low | 21773 | 4862 | 15647 | 3369 | 18914 | 946 | 28284 | 28284 | 22123
East | SFA | 44 |  | 0.47963 |  | 0.47963 | 44 |  | 0.49571 |  | 0.49571 | 45 |  | 0.40773 |  | 0.40773 | 48 |  |  | 0.18344 | 0.18344 | 90 |  |  | 0.26573 |  | 0.26573 | 90 |  |  | 0.33964 |  | 0.33964 | 89 |  | 0.36354 |  |  | 0.36354 | 89 |  | 0.40066 |  |  | 0.40066 | 88 |  | 0.43971 |  |  | 0.43971 | 86 |  | 0.43948 |  |  | 0.43948 | 84 |  | 0.42431 |  |  | 0.42431 | 83 |  | 0.33677 |  |  | 0.33677 | 83 |  | 0.25521 |  |  | 0.25521 | East | SFA | 41463 | 3647 | 22285 | 2543 | 25340 | 102 | East | SFA | 41370 | 3616 | 22232 | 2526 | 25325 | 102 | 47638 | 47638 | 28502
East | MH | 44 |  | 0.41118 |  | 0.41118 | 44 |  | 0.53602 |  | 0.53602 | 45 |  | 0.57354 |  | 0.57354 | 48 |  |  | 0.28027 | 0.28027 | 90 |  |  | 0.35348 |  | 0.35348 | 90 |  |  | 0.44978 |  | 0.44978 | 89 |  | 0.4109 |  |  | 0.4109 | 89 |  | 0.48581 |  |  | 0.48581 | 88 |  | 0.50353 |  |  | 0.50353 | 86 |  | 0.51174 |  |  | 0.51174 | 84 |  | 0.44106 |  |  | 0.44106 | 83 |  | 0.32648 |  |  | 0.32648 | 83 |  | 0.22361 |  |  | 0.22361 | East | MH | 2820 | 492 | 2612 | 438 | 356 | 9 | East | MH | 2800 | 487 | 2596 | 436 | 355 | 9 | 3361 | 3361 | 3122
West | SFD High | 43 |  | 0.87574 |  | 0.87574 | 43 |  | 0.86219 |  | 0.86219 | 45 |  | 0.63751 |  | 0.63751 | 46 |  |  | 0.35895 | 0.35895 | 94 |  |  | 0.72844 |  | 0.72844 | 92 |  |  | 0.87351 |  | 0.87351 | 94 |  |  | 0.99538 |  | 0.99538 | 82 |  | 0.94456 |  |  | 0.94456 | 82 |  | 0.96688 |  |  | 0.96688 | 81 |  | 0.95431 |  |  | 0.95431 | 80 |  | 0.89887 |  |  | 0.89887 | 80 |  | 0.77113 |  |  | 0.77113 | 80 |  | 0.6038 |  |  | 0.6038 | West | SFD High | 27365 | 4313 | 23615 | 3182 | 21135 | 8274 | West | SFD High | 23822 | 3374 | 20755 | 2654 | 20354 | 8261 | 29348 | 29348 | 27415
West | SFD Med | 43 |  | 0.66969 |  | 0.66969 | 43 |  | 0.77583 |  | 0.77583 | 45 |  | 0.66799 |  | 0.66799 | 46 |  |  | 0.34828 | 0.34828 | 94 |  |  | 0.48304 |  | 0.48304 | 92 |  |  | 0.61823 |  | 0.61823 | 94 |  |  | 0.72958 |  | 0.72958 | 82 |  | 0.70148 |  |  | 0.70148 | 82 |  | 0.72134 |  |  | 0.72134 | 81 |  | 0.71505 |  |  | 0.71505 | 80 |  | 0.65623 |  |  | 0.65623 | 80 |  | 0.52386 |  |  | 0.52386 | 80 |  | 0.39285 |  |  | 0.39285 | West | SFD Med | 36189 | 6284 | 33064 | 5209 | 31382 | 9022 | West | SFD Med | 34709 | 5809 | 31178 | 4900 | 31023 | 9017 | 42897 | 42897 | 40322
West | SFD Low | 43 |  | 0.41118 |  | 0.41118 | 43 |  | 0.53602 |  | 0.53602 | 45 |  | 0.57354 |  | 0.57354 | 46 |  |  | 0.28027 | 0.28027 | 94 |  |  | 0.31266 |  | 0.31266 | 92 |  |  | 0.39784 |  | 0.39784 | 94 |  |  | 0.48251 |  | 0.48251 | 82 |  | 0.42971 |  |  | 0.42971 | 82 |  | 0.44538 |  |  | 0.44538 | 81 |  | 0.45265 |  |  | 0.45265 | 80 |  | 0.39013 |  |  | 0.39013 | 80 |  | 0.28877 |  |  | 0.28877 | 80 |  | 0.19779 |  |  | 0.19779 | West | SFD Low | 38223 | 7447 | 35345 | 6190 | 33928 | 3862 | West | SFD Low | 37592 | 7267 | 33835 | 6066 | 33797 | 3860 | 47133 | 47133 | 43698
West | SFA | 43 |  | 0.47963 |  | 0.47963 | 43 |  | 0.49571 |  | 0.49571 | 45 |  | 0.40773 |  | 0.40773 | 46 |  |  | 0.18344 | 0.18344 | 94 |  |  | 0.26573 |  | 0.26573 | 92 |  |  | 0.33964 |  | 0.33964 | 94 |  |  | 0.40027 |  | 0.40027 | 82 |  | 0.40066 |  |  | 0.40066 | 82 |  | 0.43971 |  |  | 0.43971 | 81 |  | 0.43948 |  |  | 0.43948 | 80 |  | 0.42431 |  |  | 0.42431 | 80 |  | 0.33677 |  |  | 0.33677 | 80 |  | 0.25521 |  |  | 0.25521 | West | SFA | 41478 | 4558 | 28716 | 3380 | 28038 | 192 | West | SFA | 41154 | 4483 | 27987 | 3321 | 28004 | 191 | 48293 | 48293 | 34874
West | MH | 43 |  | 0.41118 |  | 0.41118 | 43 |  | 0.53602 |  | 0.53602 | 45 |  | 0.57354 |  | 0.57354 | 46 |  |  | 0.28027 | 0.28027 | 94 |  |  | 0.35348 |  | 0.35348 | 92 |  |  | 0.44978 |  | 0.44978 | 94 |  |  | 0.54551 |  | 0.54551 | 82 |  | 0.48581 |  |  | 0.48581 | 82 |  | 0.50353 |  |  | 0.50353 | 81 |  | 0.51174 |  |  | 0.51174 | 80 |  | 0.44106 |  |  | 0.44106 | 80 |  | 0.32648 |  |  | 0.32648 | 80 |  | 0.22361 |  |  | 0.22361 | West | MH | 14093 | 1535 | 13898 | 1488 | 4215 | 42 | West | MH | 14054 | 1529 | 13693 | 1483 | 4213 | 42 | 15854 | 15854 | 15524
Broward | SFD High | 49 |  |  | 0.46874 | 0.46874 | 49 |  |  | 0.52817 | 0.52817 | 49 |  |  | 0.342 | 0.342 | 51 |  |  | 0.35895 | 0.35895 | 90 |  |  | 0.72844 |  | 0.72844 | 92 |  |  | 0.87351 |  | 0.87351 | 91 |  |  | 0.99538 |  | 0.99538 | 90 |  |  | 1.0619 |  | 1.0619 | 88 |  | 0.96688 |  |  | 0.96688 | 87 |  | 0.95431 |  |  | 0.95431 | 86 |  | 0.89887 |  |  | 0.89887 | 85 |  | 0.77113 |  |  | 0.77113 | 84 |  | 0.6038 |  |  | 0.6038 | Broward | SFD High | 26428 | 4430 | 19285 | 2447 | 21819 | 7971 | Broward | SFD High | 23046 | 3402 | 17561 | 2043 | 21322 | 7963 | 32610 | 32610 | 29371
Broward | SFD Med | 49 |  |  | 0.41629 | 0.41629 | 49 |  |  | 0.47393 | 0.47393 | 49 |  |  | 0.40184 | 0.40184 | 51 |  |  | 0.34828 | 0.34828 | 90 |  |  | 0.48304 |  | 0.48304 | 92 |  |  | 0.61823 |  | 0.61823 | 91 |  |  | 0.72958 |  | 0.72958 | 90 |  |  | 0.80961 |  | 0.80961 | 88 |  | 0.72134 |  |  | 0.72134 | 87 |  | 0.71505 |  |  | 0.71505 | 86 |  | 0.65623 |  |  | 0.65623 | 85 |  | 0.52386 |  |  | 0.52386 | 84 |  | 0.39285 |  |  | 0.39285 | Broward | SFD Med | 22504 | 3518 | 17302 | 2170 | 20089 | 3224 | Broward | SFD Med | 21701 | 3239 | 16850 | 2047 | 19992 | 3224 | 30299 | 30299 | 26680
Broward | SFD Low | 49 |  |  | 0.31859 | 0.31859 | 49 |  |  | 0.34448 | 0.34448 | 49 |  |  | 0.29003 | 0.29003 | 51 |  |  | 0.28027 | 0.28027 | 90 |  |  | 0.31266 |  | 0.31266 | 92 |  |  | 0.39784 |  | 0.39784 | 91 |  |  | 0.48251 |  | 0.48251 | 90 |  |  | 0.53948 |  | 0.53948 | 88 |  | 0.44538 |  |  | 0.44538 | 87 |  | 0.45265 |  |  | 0.45265 | 86 |  | 0.39013 |  |  | 0.39013 | 85 |  | 0.28877 |  |  | 0.28877 | 84 |  | 0.19779 |  |  | 0.19779 | Broward | SFD Low | 16450 | 2704 | 13196 | 1758 | 15759 | 736 | Broward | SFD Low | 16247 | 2614 | 13067 | 1724 | 15735 | 736 | 22809 | 22809 | 20007
Broward | SFA | 49 |  |  | 0.25053 | 0.25053 | 49 |  |  | 0.22236 | 0.22236 | 49 |  |  | 0.15389 | 0.15389 | 51 |  |  | 0.18344 | 0.18344 | 90 |  |  | 0.26573 |  | 0.26573 | 92 |  |  | 0.33964 |  | 0.33964 | 91 |  |  | 0.40027 |  | 0.40027 | 90 |  |  | 0.4592 |  | 0.4592 | 88 |  | 0.43971 |  |  | 0.43971 | 87 |  | 0.43948 |  |  | 0.43948 | 86 |  | 0.42431 |  |  | 0.42431 | 85 |  | 0.33677 |  |  | 0.33677 | 84 |  | 0.25521 |  |  | 0.25521 | Broward | SFA | 56972 | 3307 | 42328 | 2681 | 49802 | 195 | Broward | SFA | 56831 | 3274 | 42225 | 2660 | 49743 | 195 | 68654 | 68653 | 54270
Broward | MH | 49 |  |  | 0.31859 | 0.31859 | 49 |  |  | 0.34448 | 0.34448 | 49 |  |  | 0.29003 | 0.29003 | 51 |  |  | 0.28027 | 0.28027 | 90 |  |  | 0.35348 |  | 0.35348 | 92 |  |  | 0.44978 |  | 0.44978 | 91 |  |  | 0.54551 |  | 0.54551 | 90 |  |  | 0.60992 |  | 0.60992 | 88 |  | 0.50353 |  |  | 0.50353 | 87 |  | 0.51174 |  |  | 0.51174 | 86 |  | 0.44106 |  |  | 0.44106 | 85 |  | 0.32648 |  |  | 0.32648 | 84 |  | 0.22361 |  |  | 0.22361 | Broward | MH | 812 | 94 | 733 | 79 | 446 | 10 | Broward | MH | 803 | 92 | 724 | 78 | 445 | 10 | 1118 | 1118 | 1038
Dade | SFD High | 49 |  |  | 0.46874 | 0.46874 | 49 |  |  | 0.52817 | 0.52817 | 49 |  |  | 0.342 | 0.342 | 51 |  |  | 0.35895 | 0.35895 | 90 |  |  | 0.72844 |  | 0.72844 | 92 |  |  | 0.87351 |  | 0.87351 | 91 |  |  | 0.99538 |  | 0.99538 | 90 |  |  | 1.0619 |  | 1.0619 | 88 |  | 0.96688 |  |  | 0.96688 | 87 |  | 0.95431 |  |  | 0.95431 | 86 |  | 0.89887 |  |  | 0.89887 | 85 |  | 0.77113 |  |  | 0.77113 | 84 |  | 0.6038 |  |  | 0.6038 | Dade | SFD High | 21808 | 4502 | 12421 | 2083 | 12937 | 3344 | Dade | SFD High | 18870 | 3677 | 11044 | 1736 | 12635 | 3343 | 26873 | 26873 | 20153
Dade | SFD Med | 49 |  |  | 0.41629 | 0.41629 | 49 |  |  | 0.47393 | 0.47393 | 49 |  |  | 0.40184 | 0.40184 | 51 |  |  | 0.34828 | 0.34828 | 90 |  |  | 0.48304 |  | 0.48304 | 92 |  |  | 0.61823 |  | 0.61823 | 91 |  |  | 0.72958 |  | 0.72958 | 90 |  |  | 0.80961 |  | 0.80961 | 88 |  | 0.72134 |  |  | 0.72134 | 87 |  | 0.71505 |  |  | 0.71505 | 86 |  | 0.65623 |  |  | 0.65623 | 85 |  | 0.52386 |  |  | 0.52386 | 84 |  | 0.39285 |  |  | 0.39285 | Dade | SFD Med | 16859 | 3368 | 10410 | 1761 | 10325 | 1102 | Dade | SFD Med | 16188 | 3169 | 10067 | 1674 | 10277 | 1102 | 22388 | 22388 | 16496
Dade | SFD Low | 49 |  |  | 0.31859 | 0.31859 | 49 |  |  | 0.34448 | 0.34448 | 49 |  |  | 0.29003 | 0.29003 | 51 |  |  | 0.28027 | 0.28027 | 90 |  |  | 0.31266 |  | 0.31266 | 92 |  |  | 0.39784 |  | 0.39784 | 91 |  |  | 0.48251 |  | 0.48251 | 90 |  |  | 0.53948 |  | 0.53948 | 88 |  | 0.44538 |  |  | 0.44538 | 87 |  | 0.45265 |  |  | 0.45265 | 86 |  | 0.39013 |  |  | 0.39013 | 85 |  | 0.28877 |  |  | 0.28877 | 84 |  | 0.19779 |  |  | 0.19779 | Dade | SFD Low | 9746 | 2023 | 6246 | 1112 | 6432 | 238 | Dade | SFD Low | 9534 | 1970 | 6140 | 1091 | 6414 | 237 | 13612 | 13612 | 10034
Dade | SFA | 49 |  |  | 0.25053 | 0.25053 | 49 |  |  | 0.22236 | 0.22236 | 49 |  |  | 0.15389 | 0.15389 | 51 |  |  | 0.18344 | 0.18344 | 90 |  |  | 0.26573 |  | 0.26573 | 92 |  |  | 0.33964 |  | 0.33964 | 91 |  |  | 0.40027 |  | 0.40027 | 90 |  |  | 0.4592 |  | 0.4592 | 88 |  | 0.43971 |  |  | 0.43971 | 87 |  | 0.43948 |  |  | 0.43948 | 86 |  | 0.42431 |  |  | 0.42431 | 85 |  | 0.33677 |  |  | 0.33677 | 84 |  | 0.25521 |  |  | 0.25521 | Dade | SFA | 32365 | 4179 | 21033 | 3193 | 20785 | 21 | Dade | SFA | 32228 | 4154 | 20938 | 3179 | 20763 | 21 | 40465 | 40465 | 28718
Dade | MH | 49 |  |  | 0.31859 | 0.31859 | 49 |  |  | 0.34448 | 0.34448 | 49 |  |  | 0.29003 | 0.29003 | 51 |  |  | 0.28027 | 0.28027 | 90 |  |  | 0.35348 |  | 0.35348 | 92 |  |  | 0.44978 |  | 0.44978 | 91 |  |  | 0.54551 |  | 0.54551 | 90 |  |  | 0.60992 |  | 0.60992 | 88 |  | 0.50353 |  |  | 0.50353 | 87 |  | 0.51174 |  |  | 0.51174 | 86 |  | 0.44106 |  |  | 0.44106 | 85 |  | 0.32648 |  |  | 0.32648 | 84 |  | 0.22361 |  |  | 0.22361 | Dade | MH | 235 | 33 | 199 | 29 | 151 | 0 | Dade | MH | 234 | 33 | 198 | 29 | 151 | 0 | 338 | 338 | 304
[76 empty] | System |  | 568011 | 87436 | 420320 | 61870 | 422696 | 59453 | System |  | 543818 | 80052 | 404136 | 58263 | 419104 | 59410 | 685745 | 685744 | 558408
System Gross Impact per-appliance | [5 empty] | 0.53446 |  |  |  |  | 0.59715 |  |  |  |  | 0.49564 |  |  |  |  | 0.32552 | [5 empty] | 0.41163 | [5 empty] | 0.51637 | [5 empty] | 0.58388 | [5 empty] | 0.62179 | [5 empty] | 0.61557 | [5 empty] | 0.61329 | [5 empty] | 0.56824 | [5 empty] | 0.4585 | [5 empty] | 0.34536
System Net Impact per-appliance | [5 empty] | 0.4893 |  |  |  |  | 0.54669 |  |  |  |  | 0.45376 |  |  |  |  | 0.29802 | [5 empty] | 0.37684 | [5 empty] | 0.47273 | [5 empty] | 0.53455 | [5 empty] | 0.56925 | [5 empty] | 0.56355 | [5 empty] | 0.56147 | [5 empty] | 0.52023 | [5 empty] | 0.41976 | [5 empty] | 0.31618
System Gross Impact per-premise | [5 empty] | 0.55586 |  |  |  |  | 0.62107 |  |  |  |  | 0.51549 |  |  |  |  | 0.33856 | [5 empty] | 0.42994 | [5 empty] | 0.53934 | [5 empty] | 0.60986 | [5 empty] | 0.64946 | [5 empty] | 0.64295 | [5 empty] | 0.64057 | [5 empty] | 0.59352 | [5 empty] | 0.4789 | [5 empty] | 0.36072 |  | SFD | 357968 | 67115 | 276025 | 46177 | 285189 | 58834 |  | SFD | 334633 | 59933 | 261132 | 42704 | 281763 | 58792 | 437180 | 437180 | 376800
System Net Impact per-premise | [5 empty] | 0.50889 |  |  |  |  | 0.56859 |  |  |  |  | 0.47193 |  |  |  |  | 0.30995 | [5 empty] | 0.39361 | [5 empty] | 0.49377 | [5 empty] | 0.55833 | [5 empty] | 0.59458 | [5 empty] | 0.58862 | [5 empty] | 0.58644 | [5 empty] | 0.54337 | [5 empty] | 0.43843 | [5 empty] | 0.33024 |  | SFD High | 118096 | 21171 | 83432 | 12637 | 85511 | 30841 |  | SFD High | 101829 | 16480 | 74651 | 10501 | 83142 | 30810 | 134928 | 134928 | 115892
[77 empty] | SFD Med | 125940 | 22965 | 98904 | 16257 | 102209 | 20920 |  | SFD Med | 120748 | 21145 | 95014 | 15287 | 101425 | 20912 | 156294 | 156294 | 134928
Contribution to Aggregate Gross Impact per-premise | [5 empty] | 0.4023 |  |  |  |  | 0.44948 |  |  |  |  | 0.37307 |  |  |  |  | 0.24502 | [5 empty] | 0.34096 | [5 empty] | 0.42771 | [5 empty] | 0.48364 | [5 empty] | 0.51504 | [5 empty] | 0.50988 | [5 empty] | 0.508 | [5 empty] | 0.47068 | [5 empty] | 0.37978 | [5 empty] | 0.28607 |  | SFD Low | 113932 | 22979 | 93689 | 17283 | 97469 | 7073 |  | SFD Low | 112056 | 22308 | 91467 | 16916 | 97196 | 7070 | 145958 | 145958 | 125980
Contribution to Aggregate Net Impact per-premise | [5 empty] | 0.3683 |  |  |  |  | 0.4115 |  |  |  |  | 0.34155 |  |  |  |  | 0.22432 | [5 empty] | 0.31214 | [5 empty] | 0.39157 | [5 empty] | 0.44277 | [5 empty] | 0.47152 | [5 empty] | 0.4668 | [5 empty] | 0.46507 | [5 empty] | 0.43091 | [5 empty] | 0.34769 | [5 empty] | 0.26189 |  | SFA | 186226 | 17278 | 121375 | 12825 | 130779 | 531 |  | SFA | 185450 | 17096 | 120327 | 12700 | 130617 | 530 | 221029 | 221028 | 155141
[77 empty] | MH | 23817 | 3043 | 22920 | 2868 | 6728 | 88 |  | MH | 23735 | 3023 | 22677 | 2859 | 6724 | 88 | 27536 | 27536 | 26467
Gross Impact kW:
[76 empty] | North |  | 86455 | 15351 | 68914 | 12508 | 61520 | 8755 | North |  | 83495 | 14283 | 66744 | 11734 | 61046 | 8752 | 102735 | 102735 | 87163
System | [5 empty] | 224644.9882 |  |  |  |  | 250995.9568 |  |  |  |  | 208327.1581 |  |  |  |  | 136823.785 | [5 empty] | 233807.8541 | [5 empty] | 293302.7541 | [5 empty] | 331652.1466 | [5 empty] | 353186.0774 | [5 empty] | 349649.7737 | [5 empty] | 348355.0454 | [5 empty] | 322768.5436 | [5 empty] | 260433.4906 | [5 empty] | 196167.4217 | East |  | 120029 | 19790 | 73615 | 12600 | 83933 | 12465 | East |  | 113310 | 17683 | 71130 | 11844 | 83190 | 12456 | 140319 | 140319 | 102341
Dade | [5 empty] | 17478.6069 |  |  |  |  | 18390.9555 |  |  |  |  | 13537.2498 |  |  |  |  | 13748.6275 | [5 empty] | 35760.0756 | [5 empty] | 44447.634 | [5 empty] | 51792.6217 | [5 empty] | 57070.3108 | [5 empty] | 51936.7882 | [5 empty] | 51622.0758 | [5 empty] | 48304.5237 | [5 empty] | 39439.1407 | [5 empty] | 30030.6129 | West |  | 157348 | 24137 | 134638 | 19449 | 118698 | 21392 | West |  | 151331 | 22462 | 127448 | 18424 | 117391 | 21371 | 183525 | 183525 | 161833
Broward | [5 empty] | 31284.5476 |  |  |  |  | 32595.778 |  |  |  |  | 24101.9856 |  |  |  |  | 24616.605 | [5 empty] | 50691.1424 | [5 empty] | 63257.2467 | [5 empty] | 73908.6077 | [5 empty] | 81814.7799 | [5 empty] | 74571.903 | [5 empty] | 74211.4656 | [5 empty] | 69472.5619 | [5 empty] | 56370.1222 | [5 empty] | 42772.6958 | Broward |  | 123166 | 14053 | 92844 | 9135 | 107915 | 12136 | Broward |  | 118628 | 12621 | 90427 | 8552 | 107237 | 12128 | 155490 | 155489 | 131366
East | [5 empty] | 43516.226 |  |  |  |  | 47795.6169 |  |  |  |  | 41154.3778 |  |  |  |  | 20876.912 | [5 empty] | 51615.0239 | [5 empty] | 64353.3704 | [5 empty] | 64156.1318 | [5 empty] | 71811.2595 | [5 empty] | 74959.5475 | [5 empty] | 74624.2559 | [5 empty] | 69351.9955 | [5 empty] | 56190.1305 | [5 empty] | 42477.9463 | Dade |  | 81013 | 14105 | 50309 | 8178 | 50630 | 4705 | Dade |  | 77054 | 13003 | 48387 | 7709 | 50240 | 4703 | 103676 | 103676 | 75705
West | [5 empty] | 76843.9861 |  |  |  |  | 86642.5872 |  |  |  |  | 77092.278 |  |  |  |  | 39061.0555 | [5 empty] | 65368.9055 | [5 empty] | 81909.4543 | [5 empty] | 96374.4992 | [5 empty] | 91123.4448 | [5 empty] | 94921.1416 | [5 empty] | 94733.8791 | [5 empty] | 87073.0475 | [5 empty] | 69667.2543 | [5 empty] | 52036.444
North | [5 empty] | 55521.6216 |  |  |  |  | 65571.0193 |  |  |  |  | 52441.2668 |  |  |  |  | 38520.585 | [5 empty] | 30372.7068 | [5 empty] | 39335.0486 | [5 empty] | 45420.2862 | [5 empty] | 51366.2823 | [5 empty] | 53260.3934 | [5 empty] | 53163.3691 | [5 empty] | 48566.415 | [5 empty] | 38766.8429 | [5 empty] | 28849.7227
SFD All | [5 empty] | 168165.6309 |  |  |  |  | 192381.5964 |  |  |  |  | 158748.8243 |  |  |  |  | 105372.9156 | [5 empty] | 177157.4921 | [5 empty] | 220704.1147 | [5 empty] | 247322.9693 | [5 empty] | 261642.0667 | [5 empty] | 255772.7123 | [5 empty] | 254324.9992 | [5 empty] | 233246.7217 | [5 empty] | 189942.7922 | [5 empty] | 143314.9626
SFD All, Dade | [5 empty] | 12145.7229 |  |  |  |  | 13645.5437 |  |  |  |  | 10242.7154 |  |  |  |  | 9834.6506 | [5 empty] | 27076.5573 | [5 empty] | 33349.5514 | [5 empty] | 38709.8412 | [5 empty] | 42064.8185 | [5 empty] | 37587.3935 | [5 empty] | 37278.1818 | [5 empty] | 34468.1666 | [5 empty] | 28462.9146 | [5 empty] | 21718.1879 | Switch Time | Net Impacts (kW/Premise)
SFD All, Broward | [5 empty] | 20446.4136 |  |  |  |  | 22931.2973 |  |  |  |  | 17375.4354 |  |  |  |  | 16646.6995 | [5 empty] | 35264.7731 | [5 empty] | 43542.169 | [5 empty] | 50661.7401 | [5 empty] | 55157.7127 | [5 empty] | 49112.1424 | [5 empty] | 48758.1142 | [5 empty] | 44940.7812 | [5 empty] | 36918.6629 | [5 empty] | 28051.292 |  | Temperature Switch Group (oF)
SFD All, East | [5 empty] | 31753.6225 |  |  |  |  | 35348.632 |  |  |  |  | 30570.05 |  |  |  |  | 16056.9741 | [5 empty] | 39600.1223 | [5 empty] | 49002.5837 | [5 empty] | 47923.9841 | [5 empty] | 53828.7104 | [5 empty] | 55308.0981 | [5 empty] | 54959.1507 | [5 empty] | 50515.1463 | [5 empty] | 41306.0446 | [5 empty] | 31265.5904 |  | Winter |  |  | Summer
SFD All, West | [5 empty] | 57356.299 |  |  |  |  | 64958.2018 |  |  |  |  | 57412.903 |  |  |  |  | 29898.2778 | [5 empty] | 49365.2464 | [5 empty] | 61483.2205 | [5 empty] | 72084.4156 | [5 empty] | 67658.3411 | [5 empty] | 69586.848 | [5 empty] | 69293.2816 | [5 empty] | 63257.7483 | [5 empty] | 51097.7448 | [5 empty] | 38299.5177 |  | <36 | 36-<46 | 46-<56 | 70-<80 | 80-<90 | 90-<94 | 94+
SFD All, North | [5 empty] | 46463.573 |  |  |  |  | 55497.9216 |  |  |  |  | 43147.7205 |  |  |  |  | 32936.3136 | [5 empty] | 25850.793 | [5 empty] | 33326.5901 | [5 empty] | 37942.9884 | [5 empty] | 42932.484 | [5 empty] | 44178.2303 | [5 empty] | 44036.2709 | [5 empty] | 40064.8793 | [5 empty] | 32157.4253 | [5 empty] | 23980.3745 | 6:00 | 0.73594 | 0.55605 | 0.3349
SFD High | [5 empty] | 59508.8875 |  |  |  |  | 62857.7285 |  |  |  |  | 45405.5288 |  |  |  |  | 33421.0925 | [5 empty] | 84233.7414 | [5 empty] | 101358.4414 | [5 empty] | 111584.9674 | [5 empty] | 117208.4359 | [5 empty] | 114184.2771 | [5 empty] | 112700.1785 | [5 empty] | 106153.1813 | [5 empty] | 91066.8742 | [5 empty] | 71305.9336 | 7:00 | 0.84978 | 0.61467 | 0.35814
SFD High, Dade | [5 empty] | 5822.279 |  |  |  |  | 6560.3623 |  |  |  |  | 4248.0245 |  |  |  |  | 4458.4871 | [5 empty] | 15885.786 | [5 empty] | 19049.4782 | [5 empty] | 21707.3331 | [5 empty] | 23157.8412 | [5 empty] | 21085.6483 | [5 empty] | 20811.5897 | [5 empty] | 19602.5994 | [5 empty] | 16816.7118 | [5 empty] | 13167.5908 | 8:00 | 0.718 | 0.53376 | 0.2736
SFD High, Broward | [5 empty] | 9039.7432 |  |  |  |  | 10185.7006 |  |  |  |  | 6595.536 |  |  |  |  | 6922.3028 | [5 empty] | 19251.1717 | [5 empty] | 23085.0884 | [5 empty] | 26306.007 | [5 empty] | 28063.8036 | [5 empty] | 25552.6189 | [5 empty] | 25220.5013 | [5 empty] | 23755.3878 | [5 empty] | 20379.313 | [5 empty] | 15957.1299 | 9:00 | 0.718 | 0.50544 | 0.27035
SFD High, East | [5 empty] | 13698.2806 |  |  |  |  | 13486.4187 |  |  |  |  | 9971.916 |  |  |  |  | 5614.657 | [5 empty] | 20178.4738 | [5 empty] | 24197.065 | [5 empty] | 23684.1728 | [5 empty] | 26165.189 | [5 empty] | 26783.453 | [5 empty] | 26435.3377 | [5 empty] | 24899.6518 | [5 empty] | 21360.9562 | [5 empty] | 16725.7627 | 12:00 |  |  |  | . | 0.33045 | 0.40468 | 0.4203
SFD High, West | [5 empty] | 20680.5329 |  |  |  |  | 20360.6813 |  |  |  |  | 15054.7754 |  |  |  |  | 8476.5456 | [5 empty] | 19933.7185 | [5 empty] | 23903.5661 | [5 empty] | 27238.6817 | [5 empty] | 25847.8176 | [5 empty] | 26458.5824 | [5 empty] | 26114.6896 | [5 empty] | 24597.6308 | [5 empty] | 21101.8579 | [5 empty] | 16522.8871 | 13:00 |  |  |  | . | 0.42609 | 0.50556 | 0.52247
SFD High, North | [5 empty] | 10268.0519 |  |  |  |  | 12264.5656 |  |  |  |  | 9535.2769 |  |  |  |  | 7949.0999 | [5 empty] | 8984.5914 | [5 empty] | 11123.2436 | [5 empty] | 12648.7727 | [5 empty] | 13973.7845 | [5 empty] | 14303.9747 | [5 empty] | 14118.0602 | [5 empty] | 13297.9116 | [5 empty] | 11408.0353 | [5 empty] | 8932.5632 | 14:00 |  |  |  | 0.33497 | 0.50284 | 0.59248 | 0.60373
SFD Med | [5 empty] | 62426.1769 |  |  |  |  | 72707.5538 |  |  |  |  | 60712.3894 |  |  |  |  | 40278.2196 | [5 empty] | 58884.0636 | [5 empty] | 75595.4704 | [5 empty] | 86659.5594 | [5 empty] | 92600.5746 | [5 empty] | 90845.8543 | [5 empty] | 90053.9854 | [5 empty] | 82645.7967 | [5 empty] | 65975.3895 | [5 empty] | 49474.962 | 15:00 |  |  |  | 0.40929 | 0.56402 | 0.65466 | 0.67761
SFD Med, Dade | [5 empty] | 4333.5593 |  |  |  |  | 4933.5857 |  |  |  |  | 4183.1353 |  |  |  |  | 3625.5762 | [5 empty] | 8143.6114 | [5 empty] | 10422.7681 | [5 empty] | 12299.9463 | [5 empty] | 13649.1691 | [5 empty] | 12161.1105 | [5 empty] | 12055.1067 | [5 empty] | 11063.4071 | [5 empty] | 8831.8175 | [5 empty] | 6622.9822 | 16:00 |  |  |  | 0.39963 | 0.58862 | 0.69328 | 0.73834
SFD Med, Broward | [5 empty] | 7202.617 |  |  |  |  | 8199.8944 |  |  |  |  | 6952.6039 |  |  |  |  | 6025.9096 | [5 empty] | 10870.3856 | [5 empty] | 13912.686 | [5 empty] | 16418.411 | [5 empty] | 18219.4022 | [5 empty] | 16233.088 | [5 empty] | 16091.5903 | [5 empty] | 14767.834 | [5 empty] | 11789.0278 | [5 empty] | 8840.5951 | 17:00 |  |  |  | 0.3302 | 0.58644 | 0.6846 | 0.70503
SFD Med, East | [5 empty] | 11541.4403 |  |  |  |  | 13370.6344 |  |  |  |  | 11512.1594 |  |  |  |  | 6002.2267 | [5 empty] | 12474.0863 | [5 empty] | 15965.2152 | [5 empty] | 16163.5873 | [5 empty] | 18115.0104 | [5 empty] | 18627.9446 | [5 empty] | 18465.5719 | [5 empty] | 16946.5226 | [5 empty] | 13528.2552 | [5 empty] | 10144.8421 | 18:00 |  |  |  | 0.21319 | 0.54337 | 0.64744 | 0.67015
SFD Med, West | [5 empty] | 22142.6355 |  |  |  |  | 25652.0051 |  |  |  |  | 22086.4592 |  |  |  |  | 11515.4708 | [5 empty] | 17480.8206 | [5 empty] | 22373.1866 | [5 empty] | 26402.6784 | [5 empty] | 25385.8469 | [5 empty] | 26104.658 | [5 empty] | 25877.1135 | [5 empty] | 23748.3622 | [5 empty] | 18958.102 | [5 empty] | 14216.6857 | 19:00 |  |  |  | 0.24461 | 0.43843 | 0.47011 | .
SFD Med, North | [5 empty] | 17205.9248 |  |  |  |  | 20551.4342 |  |  |  |  | 15978.0315 |  |  |  |  | 13109.0362 | [5 empty] | 9915.1597 | [5 empty] | 12921.6145 | [5 empty] | 15374.9364 | [5 empty] | 17231.146 | [5 empty] | 17719.0532 | [5 empty] | 17564.603 | [5 empty] | 16119.6709 | [5 empty] | 12868.187 | [5 empty] | 9649.8568 | 20:00 |  |  |  | 0.16142 | 0.33024 | . | .
SFD Low | [5 empty] | 46230.5665 |  |  |  |  | 56816.3141 |  |  |  |  | 52630.906 |  |  |  |  | 31673.6036 | [5 empty] | 34039.6871 | [5 empty] | 43750.2029 | [5 empty] | 49078.4426 | [5 empty] | 51833.0562 | [5 empty] | 50742.5808 | [5 empty] | 51570.8353 | [5 empty] | 44447.7438 | [5 empty] | 32900.5285 | [5 empty] | 22534.067
SFD Low, Dade | [5 empty] | 1989.8846 |  |  |  |  | 2151.5957 |  |  |  |  | 1811.5555 |  |  |  |  | 1750.5873 | [5 empty] | 3047.1599 | [5 empty] | 3877.3051 | [5 empty] | 4702.5618 | [5 empty] | 5257.8082 | [5 empty] | 4340.6347 | [5 empty] | 4411.4855 | [5 empty] | 3802.1602 | [5 empty] | 2814.3853 | [5 empty] | 1927.6149
SFD Low, Broward | [5 empty] | 4204.0534 |  |  |  |  | 4545.7023 |  |  |  |  | 3827.2954 |  |  |  |  | 3698.4871 | [5 empty] | 5143.2158 | [5 empty] | 6544.3946 | [5 empty] | 7937.3221 | [5 empty] | 8874.5069 | [5 empty] | 7326.4355 | [5 empty] | 7446.0225 | [5 empty] | 6417.5595 | [5 empty] | 4750.3221 | [5 empty] | 3253.5671
SFD Low, East | [5 empty] | 6513.9016 |  |  |  |  | 8491.5789 |  |  |  |  | 9085.9746 |  |  |  |  | 4440.0903 | [5 empty] | 6947.5621 | [5 empty] | 8840.3035 | [5 empty] | 8076.224 | [5 empty] | 9548.5111 | [5 empty] | 9896.7006 | [5 empty] | 10058.2411 | [5 empty] | 8668.972 | [5 empty] | 6416.8332 | [5 empty] | 4394.9856
SFD Low, West | [5 empty] | 14533.1305 |  |  |  |  | 18945.5154 |  |  |  |  | 20271.6684 |  |  |  |  | 9906.2614 | [5 empty] | 11950.7074 | [5 empty] | 15206.4677 | [5 empty] | 18443.0555 | [5 empty] | 16424.6766 | [5 empty] | 17023.6077 | [5 empty] | 17301.4784 | [5 empty] | 14911.7553 | [5 empty] | 11037.7848 | [5 empty] | 7559.9449
SFD Low, North | [5 empty] | 18989.5963 |  |  |  |  | 22681.9218 |  |  |  |  | 17634.4121 |  |  |  |  | 11878.1774 | [5 empty] | 6951.0419 | [5 empty] | 9281.732 | [5 empty] | 9919.2793 | [5 empty] | 11727.5534 | [5 empty] | 12155.2024 | [5 empty] | 12353.6077 | [5 empty] | 10647.2968 | [5 empty] | 7881.203 | [5 empty] | 5397.9545
SFA | [5 empty] | 44882.8078 |  |  |  |  | 44055.4849 |  |  |  |  | 35649.7955 |  |  |  |  | 23740.6307 | [5 empty] | 48615.3807 | [5 empty] | 62268.6413 | [5 empty] | 72504.7375 | [5 empty] | 79843.5126 | [5 empty] | 81884.5825 | [5 empty] | 81841.818 | [5 empty] | 79017.062 | [5 empty] | 62715.0022 | [5 empty] | 47526.7678
SFA, Dade | [5 empty] | 5269.4855 |  |  |  |  | 4676.8611 |  |  |  |  | 3236.8176 |  |  |  |  | 3858.2025 | [5 empty] | 8600.4507 | [5 empty] | 10992.3847 | [5 empty] | 12954.5855 | [5 empty] | 14862.1609 | [5 empty] | 14231.0661 | [5 empty] | 14223.6339 | [5 empty] | 13732.7076 | [5 empty] | 10899.5041 | [5 empty] | 8259.8769
SFA, Broward | [5 empty] | 10604.6109 |  |  |  |  | 9411.98 |  |  |  |  | 6513.955 |  |  |  |  | 7764.4651 | [5 empty] | 15139.3442 | [5 empty] | 19349.8576 | [5 empty] | 22803.9131 | [5 empty] | 26161.8116 | [5 empty] | 25050.8975 | [5 empty] | 25037.8146 | [5 empty] | 24173.6388 | [5 empty] | 19186.3602 | [5 empty] | 14539.8334
SFA, East | [5 empty] | 10688.6034 |  |  |  |  | 11046.9089 |  |  |  |  | 9086.249 |  |  |  |  | 4087.8639 | [5 empty] | 11018.0901 | [5 empty] | 14082.4115 | [5 empty] | 15073.3999 | [5 empty] | 16612.5627 | [5 empty] | 18231.506 | [5 empty] | 18221.9846 | [5 empty] | 17593.056 | [5 empty] | 13963.4215 | [5 empty] | 10581.779
SFA, West | [5 empty] | 13773.118 |  |  |  |  | 14234.8233 |  |  |  |  | 11708.3565 |  |  |  |  | 5267.5387 | [5 empty] | 11022.0761 | [5 empty] | 14087.506 | [5 empty] | 16602.2029 | [5 empty] | 16618.5726 | [5 empty] | 18238.1016 | [5 empty] | 18228.5767 | [5 empty] | 17599.4206 | [5 empty] | 13968.4731 | [5 empty] | 10585.6071
SFA, North | [5 empty] | 4546.9901 |  |  |  |  | 4684.9117 |  |  |  |  | 5104.4175 |  |  |  |  | 2762.5604 | [5 empty] | 2835.4196 | [5 empty] | 3756.4815 | [5 empty] | 5070.636 | [5 empty] | 5588.4047 | [5 empty] | 6133.0113 | [5 empty] | 6129.8083 | [5 empty] | 5918.239 | [5 empty] | 4697.2434 | [5 empty] | 3559.6713
MH | [5 empty] | 11596.5495 |  |  |  |  | 14558.8755 |  |  |  |  | 13928.5383 |  |  |  |  | 7710.2387 | [5 empty] | 8034.9814 | [5 empty] | 10329.9981 | [5 empty] | 11824.4397 | [5 empty] | 11700.4981 | [5 empty] | 11992.4789 | [5 empty] | 12188.2282 | [5 empty] | 10504.7599 | [5 empty] | 7775.6962 | [5 empty] | 5325.6913
MH, Dade | [5 empty] | 63.3985 |  |  |  |  | 68.5507 |  |  |  |  | 57.7169 |  |  |  |  | 55.7744 | [5 empty] | 83.0676 | [5 empty] | 105.6979 | [5 empty] | 128.195 | [5 empty] | 143.3314 | [5 empty] | 118.3286 | [5 empty] | 120.2601 | [5 empty] | 103.6494 | [5 empty] | 76.722 | [5 empty] | 52.5481
MH, Broward | [5 empty] | 233.5231 |  |  |  |  | 252.5007 |  |  |  |  | 212.5953 |  |  |  |  | 205.4404 | [5 empty] | 287.0251 | [5 empty] | 365.2201 | [5 empty] | 442.9546 | [5 empty] | 495.2556 | [5 empty] | 408.8631 | [5 empty] | 415.5369 | [5 empty] | 358.1419 | [5 empty] | 265.0991 | [5 empty] | 181.5704
MH, East | [5 empty] | 1074.0002 |  |  |  |  | 1400.076 |  |  |  |  | 1498.0789 |  |  |  |  | 732.074 | [5 empty] | 996.8115 | [5 empty] | 1268.3752 | [5 empty] | 1158.7478 | [5 empty] | 1369.9863 | [5 empty] | 1419.9433 | [5 empty] | 1443.1206 | [5 empty] | 1243.7932 | [5 empty] | 920.6644 | [5 empty] | 630.5769
MH, West | [5 empty] | 5714.5692 |  |  |  |  | 7449.5621 |  |  |  |  | 7971.0185 |  |  |  |  | 3895.239 | [5 empty] | 4981.583 | [5 empty] | 6338.7278 | [5 empty] | 7687.8806 | [5 empty] | 6846.5311 | [5 empty] | 7096.192 | [5 empty] | 7212.0208 | [5 empty] | 6215.8786 | [5 empty] | 4601.0365 | [5 empty] | 3151.3191
MH, North | [5 empty] | 4511.0585 |  |  |  |  | 5388.1859 |  |  |  |  | 4189.1288 |  |  |  |  | 2821.711 | [5 empty] | 1686.4942 | [5 empty] | 2251.977 | [5 empty] | 2406.6617 | [5 empty] | 2845.3936 | [5 empty] | 2949.1518 | [5 empty] | 2997.2899 | [5 empty] | 2583.2968 | [5 empty] | 1912.1742 | [5 empty] | 1309.6769

## (13) Calcs for APS-ASS
CAC/Heat Shed |  | Gross impacts based on weather data
Failure rate | 8.45% |  | Winter Heating | [20 empty] | Summer CAC | [51 empty] | Default Appliance Distribution (Per 2003 LMIS) | [7 empty] | Default Participant Distribution (Per 2003 LMIS)
|  | 6-7 AM |  |  |  |  | 7-8 AM |  |  |  |  | 8-9 AM |  |  |  |  | 9-10 AM | [6 empty] | 12-1 PM |  |  |  | 1-2 PM | [5 empty] | 2-3 PM | [5 empty] | 3-4 PM | [5 empty] | 4-5 PM | [5 empty] | 5-6 PM | [5 empty] | 6-7 PM | [5 empty] | 7-8 PM | [5 empty] | 8-9 PM
Region | Segment | Temp | <36 | 36-<46 | 46-<56 | Impact | Temp | <36 | 36-<46 | 46-<56 | Impact | Temp | <36 | 36-<46 | 46-<56 | Impact | Temp | <36 | 36-<46 | 46-<56 | Impact | Temp | 70-<80 | 80-<90 | 90-<96 | 96+ | Impact | Temp | 70-<80 | 80-<90 | 90-<96 | 96+ | Impact | Temp | 70-<80 | 80-<90 | 90-<96 | 96+ | Impact | Temp | 70-<80 | 80-<90 | 90-<96 | 96+ | Impact | Temp | 70-<80 | 80-<90 | 90-<96 | 96+ | Impact | Temp | 70-<80 | 80-<90 | 90-<96 | 96+ | Impact | Temp | 70-<80 | 80-<90 | 90-<96 | 96+ | Impact | Temp | 70-<80 | 80-<90 | 90-<96 | 96+ | Impact | Temp | 70-<80 | 80-<90 | 90-<96 | 96+ | Impact | Region | Segment | AC Cycle | AC Shed | HT Cycle | HT Shed | WH | PP | Region | Segment | AC Cycle | AC Shed | HT Cycle | HT Shed | WH | PP | Unique Parts | Unique Summer Parts | Unique Winter Parts
North | SFD High | 32 | 3.9682 |  |  | 3.9682 | 32 | 4.2445 |  |  | 4.2445 | 34 | 3.6447 |  |  | 3.6447 | 40 |  | 2.4812 |  | 2.4812 | 87 |  | 2.153 |  |  | 2.153 | 87 |  | 2.381 |  |  | 2.381 | 84 |  | 2.5589 |  |  | 2.5589 | 83 |  | 2.6648 |  |  | 2.6648 | 83 |  | 2.7141 |  |  | 2.7141 | 83 |  | 2.7091 |  |  | 2.7091 | 82 |  | 2.6431 |  |  | 2.6431 | 80 |  | 2.4817 |  |  | 2.4817 | 80 |  | 2.2355 |  |  | 2.2355 | North | SFD High | 14794 | 2689 | 12469 | 2187 | 11089 | 3566 | North | SFD High | 13191 | 2163 | 11300 | 1808 | 10851 | 3565 | 16482 | 16482 | 15196
North | SFD Med | 32 | 3.9682 |  |  | 3.9682 | 32 | 4.2445 |  |  | 4.2445 | 34 | 3.6447 |  |  | 3.6447 | 40 |  | 2.8748 |  | 2.8748 | 87 |  | 1.7653 |  |  | 1.7653 | 87 |  | 1.9549 |  |  | 1.9549 | 84 |  | 2.1266 |  |  | 2.1266 | 83 |  | 2.2619 |  |  | 2.2619 | 83 |  | 2.2863 |  |  | 2.2863 | 83 |  | 2.2748 |  |  | 2.2748 | 82 |  | 2.2149 |  |  | 2.2149 | 80 |  | 2.0503 |  |  | 2.0503 | 80 |  | 1.8417 |  |  | 1.8417 | North | SFD Med | 24564 | 4420 | 20894 | 3673 | 19661 | 3850 | North | SFD Med | 23683 | 4074 | 20255 | 3413 | 19517 | 3848 | 29289 | 29289 | 26593
North | SFD Low | 32 | 3.9682 |  |  | 3.9682 | 32 | 4.2445 |  |  | 4.2445 | 34 | 3.6447 |  |  | 3.6447 | 40 |  | 2.7991 |  | 2.7991 | 87 |  | 1.3178 |  |  | 1.3178 | 87 |  | 1.4819 |  |  | 1.4819 | 84 |  | 1.5675 |  |  | 1.5675 | 83 |  | 1.6808 |  |  | 1.6808 | 83 |  | 1.7194 |  |  | 1.7194 | 83 |  | 1.744 |  |  | 1.744 | 82 |  | 1.6597 |  |  | 1.6597 | 80 |  | 1.4984 |  |  | 1.4984 | 80 |  | 1.3103 |  |  | 1.3103 | North | SFD Low | 27292 | 5766 | 23060 | 4786 | 22396 | 1291 | North | SFD Low | 26910 | 5595 | 22778 | 4666 | 22336 | 1291 | 34120 | 34120 | 30118
North | SFA | 32 | 3.0507 |  |  | 3.0507 | 32 | 3.2293 |  |  | 3.2293 | 34 | 3.3858 |  |  | 3.3858 | 40 |  | 2.1506 |  | 2.1506 | 87 |  | 1.1406 |  |  | 1.1406 | 87 |  | 1.2954 |  |  | 1.2954 | 84 |  | 1.4592 |  |  | 1.4592 | 83 |  | 1.5458 |  |  | 1.5458 | 83 |  | 1.6017 |  |  | 1.6017 | 83 |  | 1.603 |  |  | 1.603 | 82 |  | 1.6002 |  |  | 1.6002 | 80 |  | 1.4767 |  |  | 1.4767 | 80 |  | 1.3261 |  |  | 1.3261 | North | SFA | 13948 | 1587 | 7013 | 1028 | 6814 | 21 | North | SFA | 13867 | 1569 | 6945 | 1014 | 6782 | 21 | 15979 | 15979 | 8777
North | MH | 32 | 3.9682 |  |  | 3.9682 | 32 | 4.2445 |  |  | 4.2445 | 34 | 3.6447 |  |  | 3.6447 | 40 |  | 2.7991 |  | 2.7991 | 87 |  | 1.4899 |  |  | 1.4899 | 87 |  | 1.6753 |  |  | 1.6753 | 84 |  | 1.7722 |  |  | 1.7722 | 83 |  | 1.9002 |  |  | 1.9002 | 83 |  | 1.9439 |  |  | 1.9439 | 83 |  | 1.9717 |  |  | 1.9717 | 82 |  | 1.8764 |  |  | 1.8764 | 80 |  | 1.6941 |  |  | 1.6941 | 80 |  | 1.4814 |  |  | 1.4814 | North | MH | 5857 | 889 | 5478 | 834 | 1560 | 27 | North | MH | 5844 | 882 | 5466 | 833 | 1560 | 27 | 6865 | 6865 | 6479
East | SFD High | 44 |  | 3.7073 |  | 3.7073 | 44 |  | 3.5954 |  | 3.5954 | 45 |  | 2.9222 |  | 2.9222 | 48 |  |  | 1.8795 | 1.8795 | 90 |  |  | 2.3323 |  | 2.3323 | 90 |  |  | 2.5552 |  | 2.5552 | 89 |  | 2.5589 |  |  | 2.5589 | 89 |  | 2.6648 |  |  | 2.6648 | 88 |  | 2.7141 |  |  | 2.7141 | 86 |  | 2.7091 |  |  | 2.7091 | 84 |  | 2.6431 |  |  | 2.6431 | 83 |  | 2.4817 |  |  | 2.4817 | 83 |  | 2.2355 |  |  | 2.2355 | East | SFD High | 27701 | 5237 | 15642 | 2738 | 18531 | 7686 | East | SFD High | 22900 | 3864 | 13991 | 2260 | 17980 | 7678 | 29615 | 29615 | 23757
East | SFD Med | 44 |  | 3.0865 |  | 3.0865 | 44 |  | 3.308 |  | 3.308 | 45 |  | 2.8686 |  | 2.8686 | 48 |  |  | 1.9064 | 1.9064 | 90 |  |  | 1.875 |  | 1.875 | 90 |  |  | 2.1143 |  | 2.1143 | 89 |  | 2.1266 |  |  | 2.1266 | 89 |  | 2.2619 |  |  | 2.2619 | 88 |  | 2.2863 |  |  | 2.2863 | 86 |  | 2.2748 |  |  | 2.2748 | 84 |  | 2.2149 |  |  | 2.2149 | 83 |  | 2.0503 |  |  | 2.0503 | 83 |  | 1.8417 |  |  | 1.8417 | East | SFD Med | 25824 | 5375 | 17234 | 3444 | 20752 | 3722 | East | SFD Med | 24467 | 4854 | 16664 | 3253 | 20616 | 3721 | 31421 | 31421 | 24837
East | SFD Low | 44 |  | 2.7595 |  | 2.7595 | 44 |  | 2.9545 |  | 2.9545 | 45 |  | 2.8558 |  | 2.8558 | 48 |  |  | 1.8598 | 1.8598 | 90 |  |  | 1.4262 |  | 1.4262 | 90 |  |  | 1.5883 |  | 1.5883 | 89 |  | 1.5675 |  |  | 1.5675 | 89 |  | 1.6808 |  |  | 1.6808 | 88 |  | 1.7194 |  |  | 1.7194 | 86 |  | 1.744 |  |  | 1.744 | 84 |  | 1.6597 |  |  | 1.6597 | 83 |  | 1.4984 |  |  | 1.4984 | 83 |  | 1.3103 |  |  | 1.3103 | East | SFD Low | 22221 | 5039 | 15842 | 3437 | 18954 | 946 | East | SFD Low | 21773 | 4862 | 15647 | 3369 | 18914 | 946 | 28284 | 28284 | 22123
East | SFA | 44 |  | 2.235 |  | 2.235 | 44 |  | 2.2982 |  | 2.2982 | 45 |  | 1.988 |  | 1.988 | 48 |  |  | 1.3167 | 1.3167 | 90 |  |  | 1.2633 |  | 1.2633 | 90 |  |  | 1.3997 |  | 1.3997 | 89 |  | 1.4592 |  |  | 1.4592 | 89 |  | 1.5458 |  |  | 1.5458 | 88 |  | 1.6017 |  |  | 1.6017 | 86 |  | 1.603 |  |  | 1.603 | 84 |  | 1.6002 |  |  | 1.6002 | 83 |  | 1.4767 |  |  | 1.4767 | 83 |  | 1.3261 |  |  | 1.3261 | East | SFA | 41463 | 3647 | 22285 | 2543 | 25340 | 102 | East | SFA | 41370 | 3616 | 22232 | 2526 | 25325 | 102 | 47638 | 47638 | 28502
East | MH | 44 |  | 2.7595 |  | 2.7595 | 44 |  | 2.9545 |  | 2.9545 | 45 |  | 2.8558 |  | 2.8558 | 48 |  |  | 1.8598 | 1.8598 | 90 |  |  | 1.6124 |  | 1.6124 | 90 |  |  | 1.7957 |  | 1.7957 | 89 |  | 1.7722 |  |  | 1.7722 | 89 |  | 1.9002 |  |  | 1.9002 | 88 |  | 1.9439 |  |  | 1.9439 | 86 |  | 1.9717 |  |  | 1.9717 | 84 |  | 1.8764 |  |  | 1.8764 | 83 |  | 1.6941 |  |  | 1.6941 | 83 |  | 1.4814 |  |  | 1.4814 | East | MH | 2820 | 492 | 2612 | 438 | 356 | 9 | East | MH | 2800 | 487 | 2596 | 436 | 355 | 9 | 3361 | 3361 | 3122
West | SFD High | 43 |  | 3.7073 |  | 3.7073 | 43 |  | 3.5954 |  | 3.5954 | 45 |  | 2.9222 |  | 2.9222 | 46 |  |  | 1.8795 | 1.8795 | 94 |  |  | 2.3323 |  | 2.3323 | 92 |  |  | 2.5552 |  | 2.5552 | 94 |  |  | 2.7347 |  | 2.7347 | 82 |  | 2.6648 |  |  | 2.6648 | 82 |  | 2.7141 |  |  | 2.7141 | 81 |  | 2.7091 |  |  | 2.7091 | 80 |  | 2.6431 |  |  | 2.6431 | 80 |  | 2.4817 |  |  | 2.4817 | 80 |  | 2.2355 |  |  | 2.2355 | West | SFD High | 27365 | 4313 | 23615 | 3182 | 21135 | 8274 | West | SFD High | 23822 | 3374 | 20755 | 2654 | 20354 | 8261 | 29348 | 29348 | 27415
West | SFD Med | 43 |  | 3.0865 |  | 3.0865 | 43 |  | 3.308 |  | 3.308 | 45 |  | 2.8686 |  | 2.8686 | 46 |  |  | 1.9064 | 1.9064 | 94 |  |  | 1.875 |  | 1.875 | 92 |  |  | 2.1143 |  | 2.1143 | 94 |  |  | 2.2737 |  | 2.2737 | 82 |  | 2.2619 |  |  | 2.2619 | 82 |  | 2.2863 |  |  | 2.2863 | 81 |  | 2.2748 |  |  | 2.2748 | 80 |  | 2.2149 |  |  | 2.2149 | 80 |  | 2.0503 |  |  | 2.0503 | 80 |  | 1.8417 |  |  | 1.8417 | West | SFD Med | 36189 | 6284 | 33064 | 5209 | 31382 | 9022 | West | SFD Med | 34709 | 5809 | 31178 | 4900 | 31023 | 9017 | 42897 | 42897 | 40322
West | SFD Low | 43 |  | 2.7595 |  | 2.7595 | 43 |  | 2.9545 |  | 2.9545 | 45 |  | 2.8558 |  | 2.8558 | 46 |  |  | 1.8598 | 1.8598 | 94 |  |  | 1.4262 |  | 1.4262 | 92 |  |  | 1.5883 |  | 1.5883 | 94 |  |  | 1.7431 |  | 1.7431 | 82 |  | 1.6808 |  |  | 1.6808 | 82 |  | 1.7194 |  |  | 1.7194 | 81 |  | 1.744 |  |  | 1.744 | 80 |  | 1.6597 |  |  | 1.6597 | 80 |  | 1.4984 |  |  | 1.4984 | 80 |  | 1.3103 |  |  | 1.3103 | West | SFD Low | 38223 | 7447 | 35345 | 6190 | 33928 | 3862 | West | SFD Low | 37592 | 7267 | 33835 | 6066 | 33797 | 3860 | 47133 | 47133 | 43698
West | SFA | 43 |  | 2.235 |  | 2.235 | 43 |  | 2.2982 |  | 2.2982 | 45 |  | 1.988 |  | 1.988 | 46 |  |  | 1.3167 | 1.3167 | 94 |  |  | 1.2633 |  | 1.2633 | 92 |  |  | 1.3997 |  | 1.3997 | 94 |  |  | 1.5223 |  | 1.5223 | 82 |  | 1.5458 |  |  | 1.5458 | 82 |  | 1.6017 |  |  | 1.6017 | 81 |  | 1.603 |  |  | 1.603 | 80 |  | 1.6002 |  |  | 1.6002 | 80 |  | 1.4767 |  |  | 1.4767 | 80 |  | 1.3261 |  |  | 1.3261 | West | SFA | 41478 | 4558 | 28716 | 3380 | 28038 | 192 | West | SFA | 41154 | 4483 | 27987 | 3321 | 28004 | 191 | 48293 | 48293 | 34874
West | MH | 43 |  | 2.7595 |  | 2.7595 | 43 |  | 2.9545 |  | 2.9545 | 45 |  | 2.8558 |  | 2.8558 | 46 |  |  | 1.8598 | 1.8598 | 94 |  |  | 1.6124 |  | 1.6124 | 92 |  |  | 1.7957 |  | 1.7957 | 94 |  |  | 1.9707 |  | 1.9707 | 82 |  | 1.9002 |  |  | 1.9002 | 82 |  | 1.9439 |  |  | 1.9439 | 81 |  | 1.9717 |  |  | 1.9717 | 80 |  | 1.8764 |  |  | 1.8764 | 80 |  | 1.6941 |  |  | 1.6941 | 80 |  | 1.4814 |  |  | 1.4814 | West | MH | 14093 | 1535 | 13898 | 1488 | 4215 | 42 | West | MH | 14054 | 1529 | 13693 | 1483 | 4213 | 42 | 15854 | 15854 | 15524
Broward | SFD High | 49 |  |  | 2.4329 | 2.4329 | 49 |  |  | 2.5148 | 2.5148 | 49 |  |  | 1.9783 | 1.9783 | 51 |  |  | 1.8795 | 1.8795 | 90 |  |  | 2.3323 |  | 2.3323 | 92 |  |  | 2.5552 |  | 2.5552 | 91 |  |  | 2.7347 |  | 2.7347 | 90 |  |  | 2.8475 |  | 2.8475 | 88 |  | 2.7141 |  |  | 2.7141 | 87 |  | 2.7091 |  |  | 2.7091 | 86 |  | 2.6431 |  |  | 2.6431 | 85 |  | 2.4817 |  |  | 2.4817 | 84 |  | 2.2355 |  |  | 2.2355 | Broward | SFD High | 26428 | 4430 | 19285 | 2447 | 21819 | 7971 | Broward | SFD High | 23046 | 3402 | 17561 | 2043 | 21322 | 7963 | 32610 | 32610 | 29371
Broward | SFD Med | 49 |  |  | 2.112 | 2.112 | 49 |  |  | 2.3054 | 2.3054 | 49 |  |  | 1.9497 | 1.9497 | 51 |  |  | 1.9064 | 1.9064 | 90 |  |  | 1.875 |  | 1.875 | 92 |  |  | 2.1143 |  | 2.1143 | 91 |  |  | 2.2737 |  | 2.2737 | 90 |  |  | 2.4006 |  | 2.4006 | 88 |  | 2.2863 |  |  | 2.2863 | 87 |  | 2.2748 |  |  | 2.2748 | 86 |  | 2.2149 |  |  | 2.2149 | 85 |  | 2.0503 |  |  | 2.0503 | 84 |  | 1.8417 |  |  | 1.8417 | Broward | SFD Med | 22504 | 3518 | 17302 | 2170 | 20089 | 3224 | Broward | SFD Med | 21701 | 3239 | 16850 | 2047 | 19992 | 3224 | 30299 | 30299 | 26680
Broward | SFD Low | 49 |  |  | 2.1679 | 2.1679 | 49 |  |  | 2.2929 | 2.2929 | 49 |  |  | 2.0455 | 2.0455 | 51 |  |  | 1.8598 | 1.8598 | 90 |  |  | 1.4262 |  | 1.4262 | 92 |  |  | 1.5883 |  | 1.5883 | 91 |  |  | 1.7431 |  | 1.7431 | 90 |  |  | 1.8458 |  | 1.8458 | 88 |  | 1.7194 |  |  | 1.7194 | 87 |  | 1.744 |  |  | 1.744 | 86 |  | 1.6597 |  |  | 1.6597 | 85 |  | 1.4984 |  |  | 1.4984 | 84 |  | 1.3103 |  |  | 1.3103 | Broward | SFD Low | 16450 | 2704 | 13196 | 1758 | 15759 | 736 | Broward | SFD Low | 16247 | 2614 | 13067 | 1724 | 15735 | 736 | 22809 | 22809 | 20007
Broward | SFA | 49 |  |  | 1.4187 | 1.4187 | 49 |  |  | 1.4517 | 1.4517 | 49 |  |  | 1.2102 | 1.2102 | 51 |  |  | 1.3167 | 1.3167 | 90 |  |  | 1.2633 |  | 1.2633 | 92 |  |  | 1.3997 |  | 1.3997 | 91 |  |  | 1.5223 |  | 1.5223 | 90 |  |  | 1.6235 |  | 1.6235 | 88 |  | 1.6017 |  |  | 1.6017 | 87 |  | 1.603 |  |  | 1.603 | 86 |  | 1.6002 |  |  | 1.6002 | 85 |  | 1.4767 |  |  | 1.4767 | 84 |  | 1.3261 |  |  | 1.3261 | Broward | SFA | 56972 | 3307 | 42328 | 2681 | 49802 | 195 | Broward | SFA | 56831 | 3274 | 42225 | 2660 | 49743 | 195 | 68654 | 68653 | 54270
Broward | MH | 49 |  |  | 2.1679 | 2.1679 | 49 |  |  | 2.2929 | 2.2929 | 49 |  |  | 2.0455 | 2.0455 | 51 |  |  | 1.8598 | 1.8598 | 90 |  |  | 1.6124 |  | 1.6124 | 92 |  |  | 1.7957 |  | 1.7957 | 91 |  |  | 1.9707 |  | 1.9707 | 90 |  |  | 2.0868 |  | 2.0868 | 88 |  | 1.9439 |  |  | 1.9439 | 87 |  | 1.9717 |  |  | 1.9717 | 86 |  | 1.8764 |  |  | 1.8764 | 85 |  | 1.6941 |  |  | 1.6941 | 84 |  | 1.4814 |  |  | 1.4814 | Broward | MH | 812 | 94 | 733 | 79 | 446 | 10 | Broward | MH | 803 | 92 | 724 | 78 | 445 | 10 | 1118 | 1118 | 1038
Dade | SFD High | 49 |  |  | 2.4329 | 2.4329 | 49 |  |  | 2.5148 | 2.5148 | 49 |  |  | 1.9783 | 1.9783 | 51 |  |  | 1.8795 | 1.8795 | 90 |  |  | 2.3323 |  | 2.3323 | 92 |  |  | 2.5552 |  | 2.5552 | 91 |  |  | 2.7347 |  | 2.7347 | 90 |  |  | 2.8475 |  | 2.8475 | 88 |  | 2.7141 |  |  | 2.7141 | 87 |  | 2.7091 |  |  | 2.7091 | 86 |  | 2.6431 |  |  | 2.6431 | 85 |  | 2.4817 |  |  | 2.4817 | 84 |  | 2.2355 |  |  | 2.2355 | Dade | SFD High | 21808 | 4502 | 12421 | 2083 | 12937 | 3344 | Dade | SFD High | 18870 | 3677 | 11044 | 1736 | 12635 | 3343 | 26873 | 26873 | 20153
Dade | SFD Med | 49 |  |  | 2.112 | 2.112 | 49 |  |  | 2.3054 | 2.3054 | 49 |  |  | 1.9497 | 1.9497 | 51 |  |  | 1.9064 | 1.9064 | 90 |  |  | 1.875 |  | 1.875 | 92 |  |  | 2.1143 |  | 2.1143 | 91 |  |  | 2.2737 |  | 2.2737 | 90 |  |  | 2.4006 |  | 2.4006 | 88 |  | 2.2863 |  |  | 2.2863 | 87 |  | 2.2748 |  |  | 2.2748 | 86 |  | 2.2149 |  |  | 2.2149 | 85 |  | 2.0503 |  |  | 2.0503 | 84 |  | 1.8417 |  |  | 1.8417 | Dade | SFD Med | 16859 | 3368 | 10410 | 1761 | 10325 | 1102 | Dade | SFD Med | 16188 | 3169 | 10067 | 1674 | 10277 | 1102 | 22388 | 22388 | 16496
Dade | SFD Low | 49 |  |  | 2.1679 | 2.1679 | 49 |  |  | 2.2929 | 2.2929 | 49 |  |  | 2.0455 | 2.0455 | 51 |  |  | 1.8598 | 1.8598 | 90 |  |  | 1.4262 |  | 1.4262 | 92 |  |  | 1.5883 |  | 1.5883 | 91 |  |  | 1.7431 |  | 1.7431 | 90 |  |  | 1.8458 |  | 1.8458 | 88 |  | 1.7194 |  |  | 1.7194 | 87 |  | 1.744 |  |  | 1.744 | 86 |  | 1.6597 |  |  | 1.6597 | 85 |  | 1.4984 |  |  | 1.4984 | 84 |  | 1.3103 |  |  | 1.3103 | Dade | SFD Low | 9746 | 2023 | 6246 | 1112 | 6432 | 238 | Dade | SFD Low | 9534 | 1970 | 6140 | 1091 | 6414 | 237 | 13612 | 13612 | 10034
Dade | SFA | 49 |  |  | 1.4187 | 1.4187 | 49 |  |  | 1.4517 | 1.4517 | 49 |  |  | 1.2102 | 1.2102 | 51 |  |  | 1.3167 | 1.3167 | 90 |  |  | 1.2633 |  | 1.2633 | 92 |  |  | 1.3997 |  | 1.3997 | 91 |  |  | 1.5223 |  | 1.5223 | 90 |  |  | 1.6235 |  | 1.6235 | 88 |  | 1.6017 |  |  | 1.6017 | 87 |  | 1.603 |  |  | 1.603 | 86 |  | 1.6002 |  |  | 1.6002 | 85 |  | 1.4767 |  |  | 1.4767 | 84 |  | 1.3261 |  |  | 1.3261 | Dade | SFA | 32365 | 4179 | 21033 | 3193 | 20785 | 21 | Dade | SFA | 32228 | 4154 | 20938 | 3179 | 20763 | 21 | 40465 | 40465 | 28718
Dade | MH | 49 |  |  | 2.1679 | 2.1679 | 49 |  |  | 2.2929 | 2.2929 | 49 |  |  | 2.0455 | 2.0455 | 51 |  |  | 1.8598 | 1.8598 | 90 |  |  | 1.6124 |  | 1.6124 | 92 |  |  | 1.7957 |  | 1.7957 | 91 |  |  | 1.9707 |  | 1.9707 | 90 |  |  | 2.0868 |  | 2.0868 | 88 |  | 1.9439 |  |  | 1.9439 | 87 |  | 1.9717 |  |  | 1.9717 | 86 |  | 1.8764 |  |  | 1.8764 | 85 |  | 1.6941 |  |  | 1.6941 | 84 |  | 1.4814 |  |  | 1.4814 | Dade | MH | 235 | 33 | 199 | 29 | 151 | 0 | Dade | MH | 234 | 33 | 198 | 29 | 151 | 0 | 338 | 338 | 304
[76 empty] | System |  | 568011 | 87436 | 420320 | 61870 | 422696 | 59453 | System |  | 543818 | 80052 | 404136 | 58263 | 419104 | 59410 | 685745 | 685744 | 558408
System Gross Impact per-appliance | [5 empty] | 2.854 |  |  |  |  | 2.9984 |  |  |  |  | 2.619 |  |  |  |  | 1.9414 | [5 empty] | 1.7161 | [5 empty] | 1.907 | [5 empty] | 2.0258 | [5 empty] | 2.0981 | [5 empty] | 2.0937 | [5 empty] | 2.0971 | [5 empty] | 2.0394 | [5 empty] | 1.884 | [5 empty] | 1.6829
System Net Impact per-appliance | [5 empty] | 2.6128 |  |  |  |  | 2.745 |  |  |  |  | 2.3977 |  |  |  |  | 1.7774 | [5 empty] | 1.5711 | [5 empty] | 1.7458 | [5 empty] | 1.8546 | [5 empty] | 1.9208 | [5 empty] | 1.9168 | [5 empty] | 1.9199 | [5 empty] | 1.8671 | [5 empty] | 1.7248 | [5 empty] | 1.5407
System Gross Impact per-premise | [5 empty] | 3.0307 |  |  |  |  | 3.184 |  |  |  |  | 2.7811 |  |  |  |  | 2.0616 | [5 empty] | 1.8744 | [5 empty] | 2.0829 | [5 empty] | 2.2127 | [5 empty] | 2.2916 | [5 empty] | 2.2868 | [5 empty] | 2.2906 | [5 empty] | 2.2276 | [5 empty] | 2.0578 | [5 empty] | 1.8382 |  | SFD | 357968 | 67115 | 276025 | 46177 | 285189 | 58834 |  | SFD | 334633 | 59933 | 261132 | 42704 | 281763 | 58792 | 437180 | 437180 | 376800
System Net Impact per-premise | [5 empty] | 2.7746 |  |  |  |  | 2.915 |  |  |  |  | 2.5461 |  |  |  |  | 1.8874 | [5 empty] | 1.716 | [5 empty] | 1.9069 | [5 empty] | 2.0257 | [5 empty] | 2.098 | [5 empty] | 2.0936 | [5 empty] | 2.097 | [5 empty] | 2.0393 | [5 empty] | 1.8839 | [5 empty] | 1.6828 |  | SFD High | 118096 | 21171 | 83432 | 12637 | 85511 | 30841 |  | SFD High | 101829 | 16480 | 74651 | 10501 | 83142 | 30810 | 134928 | 134928 | 115892
[77 empty] | SFD Med | 125940 | 22965 | 98904 | 16257 | 102209 | 20920 |  | SFD Med | 120748 | 21145 | 95014 | 15287 | 101425 | 20912 | 156294 | 156294 | 134928
Contribution to Aggregate Gross Impact per-premise | [5 empty] | 0.31622 |  |  |  |  | 0.33221 |  |  |  |  | 0.29018 |  |  |  |  | 0.21511 | [5 empty] | 0.21881 | [5 empty] | 0.24315 | [5 empty] | 0.2583 | [5 empty] | 0.26752 | [5 empty] | 0.26696 | [5 empty] | 0.2674 | [5 empty] | 0.26004 | [5 empty] | 0.24022 | [5 empty] | 0.21458 |  | SFD Low | 113932 | 22979 | 93689 | 17283 | 97469 | 7073 |  | SFD Low | 112056 | 22308 | 91467 | 16916 | 97196 | 7070 | 145958 | 145958 | 125980
Contribution to Aggregate Net Impact per-premise | [5 empty] | 0.2895 |  |  |  |  | 0.30414 |  |  |  |  | 0.26566 |  |  |  |  | 0.19693 | [5 empty] | 0.20032 | [5 empty] | 0.2226 | [5 empty] | 0.23648 | [5 empty] | 0.24491 | [5 empty] | 0.2444 | [5 empty] | 0.2448 | [5 empty] | 0.23807 | [5 empty] | 0.21992 | [5 empty] | 0.19645 |  | SFA | 186226 | 17278 | 121375 | 12825 | 130779 | 531 |  | SFA | 185450 | 17096 | 120327 | 12700 | 130617 | 530 | 221029 | 221028 | 155141
[77 empty] | MH | 23817 | 3043 | 22920 | 2868 | 6728 | 88 |  | MH | 23735 | 3023 | 22677 | 2859 | 6724 | 88 | 27536 | 27536 | 26467
Gross Impact kW:
[76 empty] | North |  | 86455 | 15351 | 68914 | 12508 | 61520 | 8755 | North |  | 83495 | 14283 | 66744 | 11734 | 61046 | 8752 | 102735 | 102735 | 87163
System | [5 empty] | 176577.2067 |  |  |  |  | 185510.8742 |  |  |  |  | 162037.0325 |  |  |  |  | 120116.5588 | [5 empty] | 150047.2373 | [5 empty] | 166737.9124 | [5 empty] | 177130.4678 | [5 empty] | 183446.8391 | [5 empty] | 183064.8787 | [5 empty] | 183365.7927 | [5 empty] | 178319.8592 | [5 empty] | 164728.2608 | [5 empty] | 147149.6315 | East |  | 120029 | 19790 | 73615 | 12600 | 83933 | 12465 | East |  | 113310 | 17683 | 71130 | 11844 | 83190 | 12456 | 140319 | 140319 | 102341
Dade | [5 empty] | 15790.4106 |  |  |  |  | 16549.6393 |  |  |  |  | 13752.3678 |  |  |  |  | 13598.4576 | [5 empty] | 25032.7766 | [5 empty] | 27746.2343 | [5 empty] | 29922.7083 | [5 empty] | 31492.2726 | [5 empty] | 30155.0379 | [5 empty] | 30149.8278 | [5 empty] | 29465.9549 | [5 empty] | 27336.675 | [5 empty] | 24508.0474 | West |  | 157348 | 24137 | 134638 | 19449 | 118698 | 21392 | West |  | 151331 | 22462 | 127448 | 18424 | 117391 | 21371 | 183525 | 183525 | 161833
Broward | [5 empty] | 18322.295 |  |  |  |  | 19260.5346 |  |  |  |  | 16073.9284 |  |  |  |  | 15682.5668 | [5 empty] | 25114.0948 | [5 empty] | 27850.0772 | [5 empty] | 30046.6742 | [5 empty] | 31615.9199 | [5 empty] | 30195.4164 | [5 empty] | 30206.0851 | [5 empty] | 29457.2126 | [5 empty] | 27301.5791 | [5 empty] | 24449.6679 | Broward |  | 123166 | 14053 | 92844 | 9135 | 107915 | 12136 | Broward |  | 118628 | 12621 | 90427 | 8552 | 107237 | 12128 | 155490 | 155489 | 131366
East | [5 empty] | 37157.2021 |  |  |  |  | 38529.7621 |  |  |  |  | 34002.1842 |  |  |  |  | 22266.8446 | [5 empty] | 34879.5094 | [5 empty] | 38737.7008 | [5 empty] | 38923.6259 | [5 empty] | 41155.1295 | [5 empty] | 41964.4849 | [5 empty] | 42018.533 | [5 empty] | 40869.6079 | [5 empty] | 37786.8847 | [5 empty] | 33773.6278 | Dade |  | 81013 | 14105 | 50309 | 8178 | 50630 | 4705 | Dade |  | 77054 | 13003 | 48387 | 7709 | 50240 | 4703 | 103676 | 103676 | 75705
West | [5 empty] | 56616.09 |  |  |  |  | 59124.1747 |  |  |  |  | 52887.2795 |  |  |  |  | 34641.1447 | [5 empty] | 40695.537 | [5 empty] | 45271.2714 | [5 empty] | 49027.6527 | [5 empty] | 48186.4209 | [5 empty] | 49162.0201 | [5 empty] | 49299.4949 | [5 empty] | 47852.2595 | [5 empty] | 44077.9132 | [5 empty] | 39290.4408
North | [5 empty] | 48691.209 |  |  |  |  | 52046.7635 |  |  |  |  | 45321.2727 |  |  |  |  | 33927.5451 | [5 empty] | 24325.3195 | [5 empty] | 27132.6287 | [5 empty] | 29209.8067 | [5 empty] | 30997.0963 | [5 empty] | 31587.9195 | [5 empty] | 31691.852 | [5 empty] | 30674.8243 | [5 empty] | 28225.2089 | [5 empty] | 25127.8475
SFD All | [5 empty] | 143011.4375 |  |  |  |  | 150573.944 |  |  |  |  | 130911.6948 |  |  |  |  | 96254.814 | [5 empty] | 123617.5842 | [5 empty] | 137362.5475 | [5 empty] | 145435.0543 | [5 empty] | 150350.3906 | [5 empty] | 149475.4302 | [5 empty] | 149668.8547 | [5 empty] | 144960.995 | [5 empty] | 134058.0353 | [5 empty] | 119729.7664
SFD All, Dade | [5 empty] | 11197.6842 |  |  |  |  | 11847.8554 |  |  |  |  | 9828.7777 |  |  |  |  | 9340.1806 | [5 empty] | 19700.3614 | [5 empty] | 21837.7478 | [5 empty] | 23495.8282 | [5 empty] | 24638.6378 | [5 empty] | 23397.4183 | [5 empty] | 23385.719 | [5 empty] | 22716.6407 | [5 empty] | 21109.4573 | [5 empty] | 18917.4569 | Switch Time | Net Impacts (kW/Premise)
SFD All, Broward | [5 empty] | 14347.5387 |  |  |  |  | 15187.3763 |  |  |  |  | 12667.7009 |  |  |  |  | 12005.4672 | [5 empty] | 20784.8976 | [5 empty] | 23052.5661 | [5 empty] | 24827.057 | [5 empty] | 26050.7146 | [5 empty] | 24715.8914 | [5 empty] | 24719.541 | [5 empty] | 23988.8435 | [5 empty] | 22258.7442 | [5 empty] | 19925.0597 |  | Temperature Switch Group (oF)
SFD All, East | [5 empty] | 30264.936 |  |  |  |  | 31391.4969 |  |  |  |  | 27695.8025 |  |  |  |  | 18103.7712 | [5 empty] | 29479.0821 | [5 empty] | 32749.6091 | [5 empty] | 32729.8722 | [5 empty] | 34582.6678 | [5 empty] | 35166.6952 | [5 empty] | 35202.2259 | [5 empty] | 34110.3408 | [5 empty] | 31567.7188 | [5 empty] | 28208.569 |  | Winter |  |  | Summer
SFD All, West | [5 empty] | 44955.632 |  |  |  |  | 46960.1383 |  |  |  |  | 41918.3499 |  |  |  |  | 27423.1277 | [5 empty] | 32462.5817 | [5 empty] | 36135.154 | [5 empty] | 39063.763 | [5 empty] | 38223.7792 | [5 empty] | 38877.5562 | [5 empty] | 38966.3544 | [5 empty] | 37678.0645 | [5 empty] | 34746.5231 | [5 empty] | 30972.2592 |  | <36 | 36-<46 | 46-<56 | 70-<80 | 80-<90 | 90-<94 | 94+
SFD All, North | [5 empty] | 42245.6466 |  |  |  |  | 45187.0773 |  |  |  |  | 38801.0639 |  |  |  |  | 29382.2674 | [5 empty] | 21190.6615 | [5 empty] | 23587.4704 | [5 empty] | 25318.534 | [5 empty] | 26854.5913 | [5 empty] | 27317.8691 | [5 empty] | 27395.0144 | [5 empty] | 26467.1055 | [5 empty] | 24375.5918 | [5 empty] | 21706.4215 | 6:00 | 3.6729 | 2.8488 | 1.9949
SFD High | [5 empty] | 41646.6626 |  |  |  |  | 41959.8432 |  |  |  |  | 34231.7583 |  |  |  |  | 25066.7855 | [5 empty] | 48895.5835 | [5 empty] | 53628.3751 | [5 empty] | 56503.2895 | [5 empty] | 58048.3135 | [5 empty] | 57459.6257 | [5 empty] | 57353.526 | [5 empty] | 55957.2042 | [5 empty] | 52540.744 | [5 empty] | 47326.7367 | 7:00 | 3.9218 | 2.9576 | 2.1068
SFD High, Dade | [5 empty] | 5067.7886 |  |  |  |  | 5238.3738 |  |  |  |  | 4120.7604 |  |  |  |  | 3914.9358 | [5 empty] | 10500.1655 | [5 empty] | 11503.6608 | [5 empty] | 12311.7663 | [5 empty] | 12819.3906 | [5 empty] | 12218.7537 | [5 empty] | 12196.1917 | [5 empty] | 11899.2647 | [5 empty] | 11172.7566 | [5 empty] | 10064.0012 | 8:00 | 3.4911 | 2.6179 | 1.7824
SFD High, Broward | [5 empty] | 5953.3743 |  |  |  |  | 6153.7689 |  |  |  |  | 4840.8549 |  |  |  |  | 4599.0628 | [5 empty] | 10332.2375 | [5 empty] | 11319.684 | [5 empty] | 12114.8655 | [5 empty] | 12614.3714 | [5 empty] | 12023.3405 | [5 empty] | 12001.1393 | [5 empty] | 11708.9611 | [5 empty] | 10994.0719 | [5 empty] | 9903.0487 | 9:00 | 2.8149 | 2.5468 | 1.7144
SFD High, East | [5 empty] | 10150.491 |  |  |  |  | 9844.2905 |  |  |  |  | 8000.9118 |  |  |  |  | 5145.9886 | [5 empty] | 12214.4306 | [5 empty] | 13381.7574 | [5 empty] | 13400.9028 | [5 empty] | 13955.5851 | [5 empty] | 14213.5969 | [5 empty] | 14187.3514 | [5 empty] | 13841.9479 | [5 empty] | 12996.8295 | [5 empty] | 11707.0578 | 12:00 |  |  |  | . | 1.6085 | 1.7377 | 1.7508
SFD High, West | [5 empty] | 11796.5165 |  |  |  |  | 11440.6619 |  |  |  |  | 9298.357 |  |  |  |  | 5980.4732 | [5 empty] | 10059.3545 | [5 empty] | 11020.7217 | [5 empty] | 11794.9018 | [5 empty] | 11493.3051 | [5 empty] | 11705.794 | [5 empty] | 11684.1792 | [5 empty] | 11399.7176 | [5 empty] | 10703.7093 | [5 empty] | 9641.5009 | 13:00 |  |  |  | . | 1.7936 | 1.9304 | 1.9381
SFD High, North | [5 empty] | 8678.4923 |  |  |  |  | 9282.7483 |  |  |  |  | 7970.8742 |  |  |  |  | 5426.3251 | [5 empty] | 5789.3955 | [5 empty] | 6402.5513 | [5 empty] | 6880.8531 | [5 empty] | 7165.6613 | [5 empty] | 7298.1405 | [5 empty] | 7284.6645 | [5 empty] | 7107.3129 | [5 empty] | 6673.3768 | [5 empty] | 6011.1282 | 14:00 |  |  |  | 1.6009 | 1.94 | 2.0868 | 2.1125
SFD Med | [5 empty] | 49585.0206 |  |  |  |  | 53276.2392 |  |  |  |  | 45873.3334 |  |  |  |  | 34548.9093 | [5 empty] | 42575.0061 | [5 empty] | 47849.84 | [5 empty] | 50773.7818 | [5 empty] | 52899.0145 | [5 empty] | 52504.6526 | [5 empty] | 52240.1319 | [5 empty] | 50864.9646 | [5 empty] | 47084.9744 | [5 empty] | 42293.9724 | 15:00 |  |  |  | 1.8361 | 2.0525 | 2.1984 | 2.2032
SFD Med, Dade | [5 empty] | 3719.1707 |  |  |  |  | 4059.744 |  |  |  |  | 3433.397 |  |  |  |  | 3357.0999 | [5 empty] | 6315.0878 | [5 empty] | 7120.8939 | [5 empty] | 7657.6826 | [5 empty] | 8085.1345 | [5 empty] | 7700.2251 | [5 empty] | 7661.4311 | [5 empty] | 7459.7518 | [5 empty] | 6905.3862 | [5 empty] | 6202.7476 | 16:00 |  |  |  | 1.757 | 2.0936 | 2.2705 | 2.3614
SFD Med, Broward | [5 empty] | 4582.9644 |  |  |  |  | 5002.6374 |  |  |  |  | 4230.8185 |  |  |  |  | 4136.8012 | [5 empty] | 6596.3417 | [5 empty] | 7438.0359 | [5 empty] | 7998.7314 | [5 empty] | 8445.2206 | [5 empty] | 8043.1686 | [5 empty] | 8002.6468 | [5 empty] | 7791.9854 | [5 empty] | 7212.9301 | [5 empty] | 6478.9983 | 17:00 |  |  |  | 1.6955 | 2.097 | 2.2633 | 2.2763
SFD Med, East | [5 empty] | 10629.9606 |  |  |  |  | 11392.6089 |  |  |  |  | 9879.5703 |  |  |  |  | 6565.5038 | [5 empty] | 10078.2651 | [5 empty] | 11364.2532 | [5 empty] | 11430.2825 | [5 empty] | 12157.5685 | [5 empty] | 12288.8094 | [5 empty] | 12226.8978 | [5 empty] | 11905.0374 | [5 empty] | 11020.3239 | [5 empty] | 9898.9811 | 18:00 |  |  |  | 1.3826 | 2.0393 | 2.224 | 2.2434
SFD Med, West | [5 empty] | 16077.661 |  |  |  |  | 17231.1555 |  |  |  |  | 14942.7067 |  |  |  |  | 9930.2291 | [5 empty] | 11782.6638 | [5 empty] | 13286.1335 | [5 empty] | 14287.6715 | [5 empty] | 14213.6113 | [5 empty] | 14367.0471 | [5 empty] | 14294.6653 | [5 empty] | 13918.3731 | [5 empty] | 12884.04 | [5 empty] | 11573.06 | 19:00 |  |  |  | 1.4386 | 1.8839 | 2.0075 | .
SFD Med, North | [5 empty] | 14575.2639 |  |  |  |  | 15590.0934 |  |  |  |  | 13386.8408 |  |  |  |  | 10559.2753 | [5 empty] | 7802.6477 | [5 empty] | 8640.5235 | [5 empty] | 9399.4137 | [5 empty] | 9997.4796 | [5 empty] | 10105.4023 | [5 empty] | 10054.4909 | [5 empty] | 9789.8168 | [5 empty] | 9062.2942 | [5 empty] | 8140.1854 | 20:00 |  |  |  | 1.2527 | 1.6828 | . | .
SFD Low | [5 empty] | 51779.7543 |  |  |  |  | 55337.8616 |  |  |  |  | 50806.6032 |  |  |  |  | 36639.1191 | [5 empty] | 32146.9946 | [5 empty] | 35884.3323 | [5 empty] | 38157.983 | [5 empty] | 39403.0626 | [5 empty] | 39511.1518 | [5 empty] | 40075.1968 | [5 empty] | 38138.8262 | [5 empty] | 34432.3168 | [5 empty] | 30109.0573
SFD Low, Dade | [5 empty] | 2410.7249 |  |  |  |  | 2549.7376 |  |  |  |  | 2274.6204 |  |  |  |  | 2068.1449 | [5 empty] | 2885.1081 | [5 empty] | 3213.193 | [5 empty] | 3526.3793 | [5 empty] | 3734.1128 | [5 empty] | 3478.4395 | [5 empty] | 3528.0962 | [5 empty] | 3357.6242 | [5 empty] | 3031.3145 | [5 empty] | 2650.7082
SFD Low, Broward | [5 empty] | 3811.2 |  |  |  |  | 4030.97 |  |  |  |  | 3596.0275 |  |  |  |  | 3269.6032 | [5 empty] | 3856.3185 | [5 empty] | 4294.8463 | [5 empty] | 4713.46 | [5 empty] | 4991.1225 | [5 empty] | 4649.3822 | [5 empty] | 4715.7549 | [5 empty] | 4487.897 | [5 empty] | 4051.7422 | [5 empty] | 3543.0128
SFD Low, East | [5 empty] | 9484.4845 |  |  |  |  | 10154.5976 |  |  |  |  | 9815.3203 |  |  |  |  | 6392.2788 | [5 empty] | 7186.3864 | [5 empty] | 8003.5985 | [5 empty] | 7898.6868 | [5 empty] | 8469.5141 | [5 empty] | 8664.2889 | [5 empty] | 8787.9767 | [5 empty] | 8363.3555 | [5 empty] | 7550.5655 | [5 empty] | 6602.5301
SFD Low, West | [5 empty] | 17081.4545 |  |  |  |  | 18288.3209 |  |  |  |  | 17677.2862 |  |  |  |  | 11512.4253 | [5 empty] | 10620.5634 | [5 empty] | 11828.2989 | [5 empty] | 12981.1897 | [5 empty] | 12516.8628 | [5 empty] | 12804.7151 | [5 empty] | 12987.5099 | [5 empty] | 12359.9738 | [5 empty] | 11158.7738 | [5 empty] | 9757.6983
SFD Low, North | [5 empty] | 18991.8904 |  |  |  |  | 20314.2356 |  |  |  |  | 17443.3488 |  |  |  |  | 13396.6669 | [5 empty] | 7598.6182 | [5 empty] | 8544.3956 | [5 empty] | 9038.2671 | [5 empty] | 9691.4504 | [5 empty] | 9914.3262 | [5 empty] | 10055.859 | [5 empty] | 9569.9757 | [5 empty] | 8639.9207 | [5 empty] | 7555.1079
SFA | [5 empty] | 24707.2969 |  |  |  |  | 25459.0142 |  |  |  |  | 22364.539 |  |  |  |  | 17744.3453 | [5 empty] | 21632.1208 | [5 empty] | 24018.034 | [5 empty] | 25972.684 | [5 empty] | 27290.3119 | [5 empty] | 27674.0284 | [5 empty] | 27697.0719 | [5 empty] | 27648.9021 | [5 empty] | 25515.1842 | [5 empty] | 22912.0816
SFA, Dade | [5 empty] | 4529.8568 |  |  |  |  | 4635.289 |  |  |  |  | 3864.2699 |  |  |  |  | 4204.3415 | [5 empty] | 5279.2074 | [5 empty] | 5849.2281 | [5 empty] | 6361.8459 | [5 empty] | 6784.7695 | [5 empty] | 6693.4694 | [5 empty] | 6699.0429 | [5 empty] | 6687.3922 | [5 empty] | 6171.3135 | [5 empty] | 5541.7056
SFA, Broward | [5 empty] | 3803.4908 |  |  |  |  | 3892.0168 |  |  |  |  | 3244.6313 |  |  |  |  | 3530.1721 | [5 empty] | 4177.6356 | [5 empty] | 4628.7144 | [5 empty] | 5034.3681 | [5 empty] | 5369.0435 | [5 empty] | 5296.7943 | [5 empty] | 5301.2048 | [5 empty] | 5291.9851 | [5 empty] | 4883.5927 | [5 empty] | 4385.3602
SFA, East | [5 empty] | 5683.5945 |  |  |  |  | 5844.1967 |  |  |  |  | 5055.5495 |  |  |  |  | 3348.4624 | [5 empty] | 4607.1475 | [5 empty] | 5104.6028 | [5 empty] | 5321.8457 | [5 empty] | 5637.542 | [5 empty] | 5841.3695 | [5 empty] | 5846.2334 | [5 empty] | 5836.0659 | [5 empty] | 5385.6857 | [5 empty] | 4836.2288
SFA, West | [5 empty] | 7554.2861 |  |  |  |  | 7767.7486 |  |  |  |  | 6719.527 |  |  |  |  | 4450.5713 | [5 empty] | 5757.987 | [5 empty] | 6379.7037 | [5 empty] | 6938.8116 | [5 empty] | 7045.7682 | [5 empty] | 7300.5106 | [5 empty] | 7306.5895 | [5 empty] | 7293.8821 | [5 empty] | 6730.9995 | [5 empty] | 6044.2915
SFA, North | [5 empty] | 3136.0687 |  |  |  |  | 3319.7631 |  |  |  |  | 3480.5613 |  |  |  |  | 2210.798 | [5 empty] | 1810.1433 | [5 empty] | 2055.7851 | [5 empty] | 2315.8127 | [5 empty] | 2453.1887 | [5 empty] | 2541.8847 | [5 empty] | 2544.0012 | [5 empty] | 2539.5768 | [5 empty] | 2343.5929 | [5 empty] | 2104.4955
MH | [5 empty] | 8858.4723 |  |  |  |  | 9477.916 |  |  |  |  | 8760.7986 |  |  |  |  | 6117.3995 | [5 empty] | 4797.5324 | [5 empty] | 5357.3309 | [5 empty] | 5722.7295 | [5 empty] | 5806.1366 | [5 empty] | 5915.4201 | [5 empty] | 5999.8662 | [5 empty] | 5709.9621 | [5 empty] | 5155.0413 | [5 empty] | 4507.7836
MH, Dade | [5 empty] | 62.8696 |  |  |  |  | 66.495 |  |  |  |  | 59.3201 |  |  |  |  | 53.9354 | [5 empty] | 53.2078 | [5 empty] | 59.2584 | [5 empty] | 65.0343 | [5 empty] | 68.8653 | [5 empty] | 64.1501 | [5 empty] | 65.0659 | [5 empty] | 61.922 | [5 empty] | 55.9042 | [5 empty] | 48.8849
MH, Broward | [5 empty] | 171.2655 |  |  |  |  | 181.1414 |  |  |  |  | 161.5962 |  |  |  |  | 146.9276 | [5 empty] | 151.5616 | [5 empty] | 168.7967 | [5 empty] | 185.2491 | [5 empty] | 196.1618 | [5 empty] | 182.7307 | [5 empty] | 185.3393 | [5 empty] | 176.384 | [5 empty] | 159.2422 | [5 empty] | 139.248
MH, East | [5 empty] | 1208.6716 |  |  |  |  | 1294.0686 |  |  |  |  | 1250.8322 |  |  |  |  | 814.611 | [5 empty] | 793.2798 | [5 empty] | 883.4889 | [5 empty] | 871.9081 | [5 empty] | 934.9197 | [5 empty] | 956.4202 | [5 empty] | 970.0737 | [5 empty] | 923.2012 | [5 empty] | 833.4802 | [5 empty] | 728.8299
MH, West | [5 empty] | 4106.1719 |  |  |  |  | 4396.2878 |  |  |  |  | 4249.4026 |  |  |  |  | 2767.4457 | [5 empty] | 2474.9684 | [5 empty] | 2756.4136 | [5 empty] | 3025.0781 | [5 empty] | 2916.8735 | [5 empty] | 2983.9533 | [5 empty] | 3026.551 | [5 empty] | 2880.3128 | [5 empty] | 2600.3905 | [5 empty] | 2273.8902
MH, North | [5 empty] | 3309.4936 |  |  |  |  | 3539.9232 |  |  |  |  | 3039.6475 |  |  |  |  | 2334.4798 | [5 empty] | 1324.5148 | [5 empty] | 1489.3732 | [5 empty] | 1575.46 | [5 empty] | 1689.3163 | [5 empty] | 1728.1658 | [5 empty] | 1752.8364 | [5 empty] | 1668.1421 | [5 empty] | 1506.0242 | [5 empty] | 1316.9305

## (14) Calcs for WHS
Water Heater Shed |  | Gross impacts based on weather data
Failure rate | 8.45% |  | Winter | [20 empty] | Summer | [51 empty] | Default Appliance Distribution (Per 2003 LMIS) | [7 empty] | Default Participant Distribution (Per 2003 LMIS)
|  | 6-7 AM |  |  |  |  | 7-8 AM |  |  |  |  | 8-9 AM |  |  |  |  | 9-10 AM | [6 empty] | 12-1 PM |  |  |  | 1-2 PM | [5 empty] | 2-3 PM | [5 empty] | 3-4 PM | [5 empty] | 4-5 PM | [5 empty] | 5-6 PM | [5 empty] | 6-7 PM | [5 empty] | 7-8 PM | [5 empty] | 8-9 PM
Region | Segment | Temp | <36 | 36-<46 | 46-<56 | Impact | Temp | <36 | 36-<46 | 46-<56 | Impact | Temp | <36 | 36-<46 | 46-<56 | Impact | Temp | <36 | 36-<46 | 46-<56 | Impact | Temp | 70-<80 | 80-<90 | 90-<96 | 96+ | Impact | Temp | 70-<80 | 80-<90 | 90-<96 | 96+ | Impact | Temp | 70-<80 | 80-<90 | 90-<96 | 96+ | Impact | Temp | 70-<80 | 80-<90 | 90-<96 | 96+ | Impact | Temp | 70-<80 | 80-<90 | 90-<96 | 96+ | Impact | Temp | 70-<80 | 80-<90 | 90-<96 | 96+ | Impact | Temp | 70-<80 | 80-<90 | 90-<96 | 96+ | Impact | Temp | 70-<80 | 80-<90 | 90-<96 | 96+ | Impact | Temp | 70-<80 | 80-<90 | 90-<96 | 96+ | Impact | Region | Segment | AC Cycle | AC Shed | HT Cycle | HT Shed | WH | PP | Region | Segment | AC Cycle | AC Shed | HT Cycle | HT Shed | WH | PP | Unique Parts | Unique Summer Parts | Unique Winter Parts
North | SFD High | 32 | 0.64335 |  |  | 0.64335 | 32 | 0.73075 |  |  | 0.73075 | 34 | 0.68944 |  |  | 0.68944 | 40 |  | 0.52806 |  | 0.52806 | 87 |  | 0.22711 |  |  | 0.22711 | 87 |  | 0.21701 |  |  | 0.21701 | 84 |  | 0.18601 |  |  | 0.18601 | 83 |  | 0.21316 |  |  | 0.21316 | 83 |  | 0.26522 |  |  | 0.26522 | 83 |  | 0.28791 |  |  | 0.28791 | 82 |  | 0.35851 |  |  | 0.35851 | 80 |  | 0.37147 |  |  | 0.37147 | 80 |  | 0.35308 |  |  | 0.35308 | North | SFD High | 14794 | 2689 | 12469 | 2187 | 11089 | 3566 | North | SFD High | 13191 | 2163 | 11300 | 1808 | 10851 | 3565 | 16482 | 16482 | 15196
North | SFD Med | 32 | 0.4294 |  |  | 0.4294 | 32 | 0.56104 |  |  | 0.56104 | 34 | 0.50552 |  |  | 0.50552 | 40 |  | 0.46751 |  | 0.46751 | 87 |  | 0.19675 |  |  | 0.19675 | 87 |  | 0.17453 |  |  | 0.17453 | 84 |  | 0.17569 |  |  | 0.17569 | 83 |  | 0.17092 |  |  | 0.17092 | 83 |  | 0.19934 |  |  | 0.19934 | 83 |  | 0.26794 |  |  | 0.26794 | 82 |  | 0.30045 |  |  | 0.30045 | 80 |  | 0.27094 |  |  | 0.27094 | 80 |  | 0.27058 |  |  | 0.27058 | North | SFD Med | 24564 | 4420 | 20894 | 3673 | 19661 | 3850 | North | SFD Med | 23683 | 4074 | 20255 | 3413 | 19517 | 3848 | 29289 | 29289 | 26593
North | SFD Low | 32 | 0.35891 |  |  | 0.35891 | 32 | 0.43913 |  |  | 0.43913 | 34 | 0.47411 |  |  | 0.47411 | 40 |  | 0.41414 |  | 0.41414 | 87 |  | 0.14883 |  |  | 0.14883 | 87 |  | 0.14601 |  |  | 0.14601 | 84 |  | 0.11667 |  |  | 0.11667 | 83 |  | 0.11196 |  |  | 0.11196 | 83 |  | 0.14739 |  |  | 0.14739 | 83 |  | 0.18246 |  |  | 0.18246 | 82 |  | 0.19296 |  |  | 0.19296 | 80 |  | 0.17176 |  |  | 0.17176 | 80 |  | 0.18957 |  |  | 0.18957 | North | SFD Low | 27292 | 5766 | 23060 | 4786 | 22396 | 1291 | North | SFD Low | 26910 | 5595 | 22778 | 4666 | 22336 | 1291 | 34120 | 34120 | 30118
North | SFA | 32 | 0.31378 |  |  | 0.31378 | 32 | 0.39601 |  |  | 0.39601 | 34 | 0.42078 |  |  | 0.42078 | 40 |  | 0.35722 |  | 0.35722 | 87 |  | 0.1643 |  |  | 0.1643 | 87 |  | 0.14786 |  |  | 0.14786 | 84 |  | 0.13056 |  |  | 0.13056 | 83 |  | 0.13246 |  |  | 0.13246 | 83 |  | 0.15401 |  |  | 0.15401 | 83 |  | 0.22535 |  |  | 0.22535 | 82 |  | 0.24147 |  |  | 0.24147 | 80 |  | 0.22452 |  |  | 0.22452 | 80 |  | 0.18411 |  |  | 0.18411 | North | SFA | 13948 | 1587 | 7013 | 1028 | 6814 | 21 | North | SFA | 13867 | 1569 | 6945 | 1014 | 6782 | 21 | 15979 | 15979 | 8777
North | MH | 32 | 0.31378 |  |  | 0.31378 | 32 | 0.39601 |  |  | 0.39601 | 34 | 0.42078 |  |  | 0.42078 | 40 |  | 0.35722 |  | 0.35722 | 87 |  | 0.1643 |  |  | 0.1643 | 87 |  | 0.14786 |  |  | 0.14786 | 84 |  | 0.13056 |  |  | 0.13056 | 83 |  | 0.13246 |  |  | 0.13246 | 83 |  | 0.15401 |  |  | 0.15401 | 83 |  | 0.22535 |  |  | 0.22535 | 82 |  | 0.24147 |  |  | 0.24147 | 80 |  | 0.22452 |  |  | 0.22452 | 80 |  | 0.18411 |  |  | 0.18411 | North | MH | 5857 | 889 | 5478 | 834 | 1560 | 27 | North | MH | 5844 | 882 | 5466 | 833 | 1560 | 27 | 6865 | 6865 | 6479
East | SFD High | 44 |  | 0.64335 |  | 0.64335 | 44 |  | 0.73075 |  | 0.73075 | 45 |  | 0.68944 |  | 0.68944 | 48 |  |  | 0.52806 | 0.52806 | 90 |  |  | 0.22711 |  | 0.22711 | 90 |  |  | 0.21701 |  | 0.21701 | 89 |  | 0.18601 |  |  | 0.18601 | 89 |  | 0.21316 |  |  | 0.21316 | 88 |  | 0.26522 |  |  | 0.26522 | 86 |  | 0.28791 |  |  | 0.28791 | 84 |  | 0.35851 |  |  | 0.35851 | 83 |  | 0.37147 |  |  | 0.37147 | 83 |  | 0.35308 |  |  | 0.35308 | East | SFD High | 27701 | 5237 | 15642 | 2738 | 18531 | 7686 | East | SFD High | 22900 | 3864 | 13991 | 2260 | 17980 | 7678 | 29615 | 29615 | 23757
East | SFD Med | 44 |  | 0.4294 |  | 0.4294 | 44 |  | 0.56104 |  | 0.56104 | 45 |  | 0.50552 |  | 0.50552 | 48 |  |  | 0.46751 | 0.46751 | 90 |  |  | 0.19675 |  | 0.19675 | 90 |  |  | 0.17453 |  | 0.17453 | 89 |  | 0.17569 |  |  | 0.17569 | 89 |  | 0.17092 |  |  | 0.17092 | 88 |  | 0.19934 |  |  | 0.19934 | 86 |  | 0.26794 |  |  | 0.26794 | 84 |  | 0.30045 |  |  | 0.30045 | 83 |  | 0.27094 |  |  | 0.27094 | 83 |  | 0.27058 |  |  | 0.27058 | East | SFD Med | 25824 | 5375 | 17234 | 3444 | 20752 | 3722 | East | SFD Med | 24467 | 4854 | 16664 | 3253 | 20616 | 3721 | 31421 | 31421 | 24837
East | SFD Low | 44 |  | 0.35891 |  | 0.35891 | 44 |  | 0.43913 |  | 0.43913 | 45 |  | 0.47411 |  | 0.47411 | 48 |  |  | 0.41414 | 0.41414 | 90 |  |  | 0.14883 |  | 0.14883 | 90 |  |  | 0.14601 |  | 0.14601 | 89 |  | 0.11667 |  |  | 0.11667 | 89 |  | 0.11196 |  |  | 0.11196 | 88 |  | 0.14739 |  |  | 0.14739 | 86 |  | 0.18246 |  |  | 0.18246 | 84 |  | 0.19296 |  |  | 0.19296 | 83 |  | 0.17176 |  |  | 0.17176 | 83 |  | 0.18957 |  |  | 0.18957 | East | SFD Low | 22221 | 5039 | 15842 | 3437 | 18954 | 946 | East | SFD Low | 21773 | 4862 | 15647 | 3369 | 18914 | 946 | 28284 | 28284 | 22123
East | SFA | 44 |  | 0.31378 |  | 0.31378 | 44 |  | 0.39601 |  | 0.39601 | 45 |  | 0.42078 |  | 0.42078 | 48 |  |  | 0.35722 | 0.35722 | 90 |  |  | 0.1643 |  | 0.1643 | 90 |  |  | 0.14786 |  | 0.14786 | 89 |  | 0.13056 |  |  | 0.13056 | 89 |  | 0.13246 |  |  | 0.13246 | 88 |  | 0.15401 |  |  | 0.15401 | 86 |  | 0.22535 |  |  | 0.22535 | 84 |  | 0.24147 |  |  | 0.24147 | 83 |  | 0.22452 |  |  | 0.22452 | 83 |  | 0.18411 |  |  | 0.18411 | East | SFA | 41463 | 3647 | 22285 | 2543 | 25340 | 102 | East | SFA | 41370 | 3616 | 22232 | 2526 | 25325 | 102 | 47638 | 47638 | 28502
East | MH | 44 |  | 0.31378 |  | 0.31378 | 44 |  | 0.39601 |  | 0.39601 | 45 |  | 0.42078 |  | 0.42078 | 48 |  |  | 0.35722 | 0.35722 | 90 |  |  | 0.1643 |  | 0.1643 | 90 |  |  | 0.14786 |  | 0.14786 | 89 |  | 0.13056 |  |  | 0.13056 | 89 |  | 0.13246 |  |  | 0.13246 | 88 |  | 0.15401 |  |  | 0.15401 | 86 |  | 0.22535 |  |  | 0.22535 | 84 |  | 0.24147 |  |  | 0.24147 | 83 |  | 0.22452 |  |  | 0.22452 | 83 |  | 0.18411 |  |  | 0.18411 | East | MH | 2820 | 492 | 2612 | 438 | 356 | 9 | East | MH | 2800 | 487 | 2596 | 436 | 355 | 9 | 3361 | 3361 | 3122
West | SFD High | 43 |  | 0.64335 |  | 0.64335 | 43 |  | 0.73075 |  | 0.73075 | 45 |  | 0.68944 |  | 0.68944 | 46 |  |  | 0.52806 | 0.52806 | 94 |  |  | 0.22711 |  | 0.22711 | 92 |  |  | 0.21701 |  | 0.21701 | 94 |  |  | 0.18601 |  | 0.18601 | 82 |  | 0.21316 |  |  | 0.21316 | 82 |  | 0.26522 |  |  | 0.26522 | 81 |  | 0.28791 |  |  | 0.28791 | 80 |  | 0.35851 |  |  | 0.35851 | 80 |  | 0.37147 |  |  | 0.37147 | 80 |  | 0.35308 |  |  | 0.35308 | West | SFD High | 27365 | 4313 | 23615 | 3182 | 21135 | 8274 | West | SFD High | 23822 | 3374 | 20755 | 2654 | 20354 | 8261 | 29348 | 29348 | 27415
West | SFD Med | 43 |  | 0.4294 |  | 0.4294 | 43 |  | 0.56104 |  | 0.56104 | 45 |  | 0.50552 |  | 0.50552 | 46 |  |  | 0.46751 | 0.46751 | 94 |  |  | 0.19675 |  | 0.19675 | 92 |  |  | 0.17453 |  | 0.17453 | 94 |  |  | 0.17569 |  | 0.17569 | 82 |  | 0.17092 |  |  | 0.17092 | 82 |  | 0.19934 |  |  | 0.19934 | 81 |  | 0.26794 |  |  | 0.26794 | 80 |  | 0.30045 |  |  | 0.30045 | 80 |  | 0.27094 |  |  | 0.27094 | 80 |  | 0.27058 |  |  | 0.27058 | West | SFD Med | 36189 | 6284 | 33064 | 5209 | 31382 | 9022 | West | SFD Med | 34709 | 5809 | 31178 | 4900 | 31023 | 9017 | 42897 | 42897 | 40322
West | SFD Low | 43 |  | 0.35891 |  | 0.35891 | 43 |  | 0.43913 |  | 0.43913 | 45 |  | 0.47411 |  | 0.47411 | 46 |  |  | 0.41414 | 0.41414 | 94 |  |  | 0.14883 |  | 0.14883 | 92 |  |  | 0.14601 |  | 0.14601 | 94 |  |  | 0.11667 |  | 0.11667 | 82 |  | 0.11196 |  |  | 0.11196 | 82 |  | 0.14739 |  |  | 0.14739 | 81 |  | 0.18246 |  |  | 0.18246 | 80 |  | 0.19296 |  |  | 0.19296 | 80 |  | 0.17176 |  |  | 0.17176 | 80 |  | 0.18957 |  |  | 0.18957 | West | SFD Low | 38223 | 7447 | 35345 | 6190 | 33928 | 3862 | West | SFD Low | 37592 | 7267 | 33835 | 6066 | 33797 | 3860 | 47133 | 47133 | 43698
West | SFA | 43 |  | 0.31378 |  | 0.31378 | 43 |  | 0.39601 |  | 0.39601 | 45 |  | 0.42078 |  | 0.42078 | 46 |  |  | 0.35722 | 0.35722 | 94 |  |  | 0.1643 |  | 0.1643 | 92 |  |  | 0.14786 |  | 0.14786 | 94 |  |  | 0.13056 |  | 0.13056 | 82 |  | 0.13246 |  |  | 0.13246 | 82 |  | 0.15401 |  |  | 0.15401 | 81 |  | 0.22535 |  |  | 0.22535 | 80 |  | 0.24147 |  |  | 0.24147 | 80 |  | 0.22452 |  |  | 0.22452 | 80 |  | 0.18411 |  |  | 0.18411 | West | SFA | 41478 | 4558 | 28716 | 3380 | 28038 | 192 | West | SFA | 41154 | 4483 | 27987 | 3321 | 28004 | 191 | 48293 | 48293 | 34874
West | MH | 43 |  | 0.31378 |  | 0.31378 | 43 |  | 0.39601 |  | 0.39601 | 45 |  | 0.42078 |  | 0.42078 | 46 |  |  | 0.35722 | 0.35722 | 94 |  |  | 0.1643 |  | 0.1643 | 92 |  |  | 0.14786 |  | 0.14786 | 94 |  |  | 0.13056 |  | 0.13056 | 82 |  | 0.13246 |  |  | 0.13246 | 82 |  | 0.15401 |  |  | 0.15401 | 81 |  | 0.22535 |  |  | 0.22535 | 80 |  | 0.24147 |  |  | 0.24147 | 80 |  | 0.22452 |  |  | 0.22452 | 80 |  | 0.18411 |  |  | 0.18411 | West | MH | 14093 | 1535 | 13898 | 1488 | 4215 | 42 | West | MH | 14054 | 1529 | 13693 | 1483 | 4213 | 42 | 15854 | 15854 | 15524
Broward | SFD High | 49 |  |  | 0.64335 | 0.64335 | 49 |  |  | 0.73075 | 0.73075 | 49 |  |  | 0.68944 | 0.68944 | 51 |  |  | 0.52806 | 0.52806 | 90 |  |  | 0.22711 |  | 0.22711 | 92 |  |  | 0.21701 |  | 0.21701 | 91 |  |  | 0.18601 |  | 0.18601 | 90 |  |  | 0.21316 |  | 0.21316 | 88 |  | 0.26522 |  |  | 0.26522 | 87 |  | 0.28791 |  |  | 0.28791 | 86 |  | 0.35851 |  |  | 0.35851 | 85 |  | 0.37147 |  |  | 0.37147 | 84 |  | 0.35308 |  |  | 0.35308 | Broward | SFD High | 26428 | 4430 | 19285 | 2447 | 21819 | 7971 | Broward | SFD High | 23046 | 3402 | 17561 | 2043 | 21322 | 7963 | 32610 | 32610 | 29371
Broward | SFD Med | 49 |  |  | 0.4294 | 0.4294 | 49 |  |  | 0.56104 | 0.56104 | 49 |  |  | 0.50552 | 0.50552 | 51 |  |  | 0.46751 | 0.46751 | 90 |  |  | 0.19675 |  | 0.19675 | 92 |  |  | 0.17453 |  | 0.17453 | 91 |  |  | 0.17569 |  | 0.17569 | 90 |  |  | 0.17092 |  | 0.17092 | 88 |  | 0.19934 |  |  | 0.19934 | 87 |  | 0.26794 |  |  | 0.26794 | 86 |  | 0.30045 |  |  | 0.30045 | 85 |  | 0.27094 |  |  | 0.27094 | 84 |  | 0.27058 |  |  | 0.27058 | Broward | SFD Med | 22504 | 3518 | 17302 | 2170 | 20089 | 3224 | Broward | SFD Med | 21701 | 3239 | 16850 | 2047 | 19992 | 3224 | 30299 | 30299 | 26680
Broward | SFD Low | 49 |  |  | 0.35891 | 0.35891 | 49 |  |  | 0.43913 | 0.43913 | 49 |  |  | 0.47411 | 0.47411 | 51 |  |  | 0.41414 | 0.41414 | 90 |  |  | 0.14883 |  | 0.14883 | 92 |  |  | 0.14601 |  | 0.14601 | 91 |  |  | 0.11667 |  | 0.11667 | 90 |  |  | 0.11196 |  | 0.11196 | 88 |  | 0.14739 |  |  | 0.14739 | 87 |  | 0.18246 |  |  | 0.18246 | 86 |  | 0.19296 |  |  | 0.19296 | 85 |  | 0.17176 |  |  | 0.17176 | 84 |  | 0.18957 |  |  | 0.18957 | Broward | SFD Low | 16450 | 2704 | 13196 | 1758 | 15759 | 736 | Broward | SFD Low | 16247 | 2614 | 13067 | 1724 | 15735 | 736 | 22809 | 22809 | 20007
Broward | SFA | 49 |  |  | 0.31378 | 0.31378 | 49 |  |  | 0.39601 | 0.39601 | 49 |  |  | 0.42078 | 0.42078 | 51 |  |  | 0.35722 | 0.35722 | 90 |  |  | 0.1643 |  | 0.1643 | 92 |  |  | 0.14786 |  | 0.14786 | 91 |  |  | 0.13056 |  | 0.13056 | 90 |  |  | 0.13246 |  | 0.13246 | 88 |  | 0.15401 |  |  | 0.15401 | 87 |  | 0.22535 |  |  | 0.22535 | 86 |  | 0.24147 |  |  | 0.24147 | 85 |  | 0.22452 |  |  | 0.22452 | 84 |  | 0.18411 |  |  | 0.18411 | Broward | SFA | 56972 | 3307 | 42328 | 2681 | 49802 | 195 | Broward | SFA | 56831 | 3274 | 42225 | 2660 | 49743 | 195 | 68654 | 68653 | 54270
Broward | MH | 49 |  |  | 0.31378 | 0.31378 | 49 |  |  | 0.39601 | 0.39601 | 49 |  |  | 0.42078 | 0.42078 | 51 |  |  | 0.35722 | 0.35722 | 90 |  |  | 0.1643 |  | 0.1643 | 92 |  |  | 0.14786 |  | 0.14786 | 91 |  |  | 0.13056 |  | 0.13056 | 90 |  |  | 0.13246 |  | 0.13246 | 88 |  | 0.15401 |  |  | 0.15401 | 87 |  | 0.22535 |  |  | 0.22535 | 86 |  | 0.24147 |  |  | 0.24147 | 85 |  | 0.22452 |  |  | 0.22452 | 84 |  | 0.18411 |  |  | 0.18411 | Broward | MH | 812 | 94 | 733 | 79 | 446 | 10 | Broward | MH | 803 | 92 | 724 | 78 | 445 | 10 | 1118 | 1118 | 1038
Dade | SFD High | 49 |  |  | 0.64335 | 0.64335 | 49 |  |  | 0.73075 | 0.73075 | 49 |  |  | 0.68944 | 0.68944 | 51 |  |  | 0.52806 | 0.52806 | 90 |  |  | 0.22711 |  | 0.22711 | 92 |  |  | 0.21701 |  | 0.21701 | 91 |  |  | 0.18601 |  | 0.18601 | 90 |  |  | 0.21316 |  | 0.21316 | 88 |  | 0.26522 |  |  | 0.26522 | 87 |  | 0.28791 |  |  | 0.28791 | 86 |  | 0.35851 |  |  | 0.35851 | 85 |  | 0.37147 |  |  | 0.37147 | 84 |  | 0.35308 |  |  | 0.35308 | Dade | SFD High | 21808 | 4502 | 12421 | 2083 | 12937 | 3344 | Dade | SFD High | 18870 | 3677 | 11044 | 1736 | 12635 | 3343 | 26873 | 26873 | 20153
Dade | SFD Med | 49 |  |  | 0.4294 | 0.4294 | 49 |  |  | 0.56104 | 0.56104 | 49 |  |  | 0.50552 | 0.50552 | 51 |  |  | 0.46751 | 0.46751 | 90 |  |  | 0.19675 |  | 0.19675 | 92 |  |  | 0.17453 |  | 0.17453 | 91 |  |  | 0.17569 |  | 0.17569 | 90 |  |  | 0.17092 |  | 0.17092 | 88 |  | 0.19934 |  |  | 0.19934 | 87 |  | 0.26794 |  |  | 0.26794 | 86 |  | 0.30045 |  |  | 0.30045 | 85 |  | 0.27094 |  |  | 0.27094 | 84 |  | 0.27058 |  |  | 0.27058 | Dade | SFD Med | 16859 | 3368 | 10410 | 1761 | 10325 | 1102 | Dade | SFD Med | 16188 | 3169 | 10067 | 1674 | 10277 | 1102 | 22388 | 22388 | 16496
Dade | SFD Low | 49 |  |  | 0.35891 | 0.35891 | 49 |  |  | 0.43913 | 0.43913 | 49 |  |  | 0.47411 | 0.47411 | 51 |  |  | 0.41414 | 0.41414 | 90 |  |  | 0.14883 |  | 0.14883 | 92 |  |  | 0.14601 |  | 0.14601 | 91 |  |  | 0.11667 |  | 0.11667 | 90 |  |  | 0.11196 |  | 0.11196 | 88 |  | 0.14739 |  |  | 0.14739 | 87 |  | 0.18246 |  |  | 0.18246 | 86 |  | 0.19296 |  |  | 0.19296 | 85 |  | 0.17176 |  |  | 0.17176 | 84 |  | 0.18957 |  |  | 0.18957 | Dade | SFD Low | 9746 | 2023 | 6246 | 1112 | 6432 | 238 | Dade | SFD Low | 9534 | 1970 | 6140 | 1091 | 6414 | 237 | 13612 | 13612 | 10034
Dade | SFA | 49 |  |  | 0.31378 | 0.31378 | 49 |  |  | 0.39601 | 0.39601 | 49 |  |  | 0.42078 | 0.42078 | 51 |  |  | 0.35722 | 0.35722 | 90 |  |  | 0.1643 |  | 0.1643 | 92 |  |  | 0.14786 |  | 0.14786 | 91 |  |  | 0.13056 |  | 0.13056 | 90 |  |  | 0.13246 |  | 0.13246 | 88 |  | 0.15401 |  |  | 0.15401 | 87 |  | 0.22535 |  |  | 0.22535 | 86 |  | 0.24147 |  |  | 0.24147 | 85 |  | 0.22452 |  |  | 0.22452 | 84 |  | 0.18411 |  |  | 0.18411 | Dade | SFA | 32365 | 4179 | 21033 | 3193 | 20785 | 21 | Dade | SFA | 32228 | 4154 | 20938 | 3179 | 20763 | 21 | 40465 | 40465 | 28718
Dade | MH | 49 |  |  | 0.31378 | 0.31378 | 49 |  |  | 0.39601 | 0.39601 | 49 |  |  | 0.42078 | 0.42078 | 51 |  |  | 0.35722 | 0.35722 | 90 |  |  | 0.1643 |  | 0.1643 | 92 |  |  | 0.14786 |  | 0.14786 | 91 |  |  | 0.13056 |  | 0.13056 | 90 |  |  | 0.13246 |  | 0.13246 | 88 |  | 0.15401 |  |  | 0.15401 | 87 |  | 0.22535 |  |  | 0.22535 | 86 |  | 0.24147 |  |  | 0.24147 | 85 |  | 0.22452 |  |  | 0.22452 | 84 |  | 0.18411 |  |  | 0.18411 | Dade | MH | 235 | 33 | 199 | 29 | 151 | 0 | Dade | MH | 234 | 33 | 198 | 29 | 151 | 0 | 338 | 338 | 304
[76 empty] | System |  | 568011 | 87436 | 420320 | 61870 | 422696 | 59453 | System |  | 543818 | 80052 | 404136 | 58263 | 419104 | 59410 | 685745 | 685744 | 558408
System Gross Impact per-appliance | [5 empty] | 0.41882 |  |  |  |  | 0.51357 |  |  |  |  | 0.50792 |  |  |  |  | 0.43158 | [5 empty] | 0.18129 | [5 empty] | 0.16787 | [5 empty] | 0.14949 | [5 empty] | 0.15336 | [5 empty] | 0.18594 | [5 empty] | 0.23842 | [5 empty] | 0.26822 | [5 empty] | 0.25331 | [5 empty] | 0.24046
System Net Impact per-appliance | [5 empty] | 0.38343 |  |  |  |  | 0.47018 |  |  |  |  | 0.465 |  |  |  |  | 0.39511 | [5 empty] | 0.16597 | [5 empty] | 0.15369 | [5 empty] | 0.13686 | [5 empty] | 0.1404 | [5 empty] | 0.17023 | [5 empty] | 0.21827 | [5 empty] | 0.24556 | [5 empty] | 0.2319 | [5 empty] | 0.22014
System Gross Impact per-premise | [5 empty] | 0.4224 |  |  |  |  | 0.51798 |  |  |  |  | 0.51227 |  |  |  |  | 0.43528 | [5 empty] | 0.18284 | [5 empty] | 0.16931 | [5 empty] | 0.15077 | [5 empty] | 0.15467 | [5 empty] | 0.18754 | [5 empty] | 0.24046 | [5 empty] | 0.27052 | [5 empty] | 0.25548 | [5 empty] | 0.24252 |  | SFD | 357968 | 67115 | 276025 | 46177 | 285189 | 58834 |  | SFD | 334633 | 59933 | 261132 | 42704 | 281763 | 58792 | 437180 | 437180 | 376800
System Net Impact per-premise | [5 empty] | 0.38671 |  |  |  |  | 0.47421 |  |  |  |  | 0.46898 |  |  |  |  | 0.39849 | [5 empty] | 0.16739 | [5 empty] | 0.155 | [5 empty] | 0.13803 | [5 empty] | 0.1416 | [5 empty] | 0.17169 | [5 empty] | 0.22014 | [5 empty] | 0.24766 | [5 empty] | 0.23389 | [5 empty] | 0.22203 |  | SFD High | 118096 | 21171 | 83432 | 12637 | 85511 | 30841 |  | SFD High | 101829 | 16480 | 74651 | 10501 | 83142 | 30810 | 134928 | 134928 | 115892
[77 empty] | SFD Med | 125940 | 22965 | 98904 | 16257 | 102209 | 20920 |  | SFD Med | 120748 | 21145 | 95014 | 15287 | 101425 | 20912 | 156294 | 156294 | 134928
Contribution to Aggregate Gross Impact per-premise | [5 empty] | 0.31703 |  |  |  |  | 0.38876 |  |  |  |  | 0.38448 |  |  |  |  | 0.32669 | [5 empty] | 0.11175 | [5 empty] | 0.10348 | [5 empty] | 0.092146 | [5 empty] | 0.094531 | [5 empty] | 0.11462 | [5 empty] | 0.14696 | [5 empty] | 0.16533 | [5 empty] | 0.15614 | [5 empty] | 0.14822 |  | SFD Low | 113932 | 22979 | 93689 | 17283 | 97469 | 7073 |  | SFD Low | 112056 | 22308 | 91467 | 16916 | 97196 | 7070 | 145958 | 145958 | 125980
Contribution to Aggregate Net Impact per-premise | [5 empty] | 0.29024 |  |  |  |  | 0.35591 |  |  |  |  | 0.35199 |  |  |  |  | 0.29908 | [5 empty] | 0.1023 | [5 empty] | 0.094733 | [5 empty] | 0.084359 | [5 empty] | 0.086543 | [5 empty] | 0.10493 | [5 empty] | 0.13454 | [5 empty] | 0.15136 | [5 empty] | 0.14295 | [5 empty] | 0.1357 |  | SFA | 186226 | 17278 | 121375 | 12825 | 130779 | 531 |  | SFA | 185450 | 17096 | 120327 | 12700 | 130617 | 530 | 221029 | 221028 | 155141
[77 empty] | MH | 23817 | 3043 | 22920 | 2868 | 6728 | 88 |  | MH | 23735 | 3023 | 22677 | 2859 | 6724 | 88 | 27536 | 27536 | 26467
Gross Impact kW:
[76 empty] | North |  | 86455 | 15351 | 68914 | 12508 | 61520 | 8755 | North |  | 83495 | 14283 | 66744 | 11734 | 61046 | 8752 | 102735 | 102735 | 87163
System | [5 empty] | 177031.5305 |  |  |  |  | 217085.4011 |  |  |  |  | 214693.979 |  |  |  |  | 182425.5079 | [5 empty] | 76628.7023 | [5 empty] | 70958.3095 | [5 empty] | 63188.3897 | [5 empty] | 64823.8827 | [5 empty] | 78597.6839 | [5 empty] | 100778.0759 | [5 empty] | 113376.5249 | [5 empty] | 107072.0323 | [5 empty] | 101641.3374 | East |  | 120029 | 19790 | 73615 | 12600 | 83933 | 12465 | East |  | 113310 | 17683 | 71130 | 11844 | 83190 | 12456 | 140319 | 140319 | 102341
Dade | [5 empty] | 21634.4326 |  |  |  |  | 26361.6975 |  |  |  |  | 25997.625 |  |  |  |  | 21801.1195 | [5 empty] | 9366.6232 | [5 empty] | 8644.1849 | [5 empty] | 7704.369 | [5 empty] | 8015.6859 | [5 empty] | 9661.7557 | [5 empty] | 12382.8357 | [5 empty] | 14036.701 | [5 empty] | 13408.525 | [5 empty] | 12435.3555 | West |  | 157348 | 24137 | 134638 | 19449 | 118698 | 21392 | West |  | 151331 | 22462 | 127448 | 18424 | 117391 | 21371 | 183525 | 183525 | 161833
Broward | [5 empty] | 44086.4628 |  |  |  |  | 54033.6914 |  |  |  |  | 53812.9772 |  |  |  |  | 45389.6899 | [5 empty] | 19508.9658 | [5 empty] | 17971.6443 | [5 empty] | 15987.2436 | [5 empty] | 16504.7268 | [5 empty] | 19852.9418 | [5 empty] | 25863.6736 | [5 empty] | 29032.2703 | [5 empty] | 27536.5259 | [5 empty] | 25378.0508 | Broward |  | 123166 | 14053 | 92844 | 9135 | 107915 | 12136 | Broward |  | 118628 | 12621 | 90427 | 8552 | 107237 | 12128 | 155490 | 155489 | 131366
East | [5 empty] | 35698.485 |  |  |  |  | 43683.2166 |  |  |  |  | 43065.0766 |  |  |  |  | 36516.1398 | [5 empty] | 15334.3054 | [5 empty] | 14210.1053 | [5 empty] | 12659.2574 | [5 empty] | 13022.7798 | [5 empty] | 15802.6963 | [5 empty] | 20144.7504 | [5 empty] | 22740.6315 | [5 empty] | 21531.156 | [5 empty] | 20481.9689 | Dade |  | 81013 | 14105 | 50309 | 8178 | 50630 | 4705 | Dade |  | 77054 | 13003 | 48387 | 7709 | 50240 | 4703 | 103676 | 103676 | 75705
West | [5 empty] | 49369.9845 |  |  |  |  | 60722.0541 |  |  |  |  | 60092.387 |  |  |  |  | 51404.5676 | [5 empty] | 21323.0399 | [5 empty] | 19786.3126 | [5 empty] | 17614.3199 | [5 empty] | 17939.7848 | [5 empty] | 21829.2795 | [5 empty] | 27952.566 | [5 empty] | 31340.6733 | [5 empty] | 29422.6909 | [5 empty] | 28323.4563
North | [5 empty] | 26242.1656 |  |  |  |  | 32284.7415 |  |  |  |  | 31725.9132 |  |  |  |  | 27313.9911 | [5 empty] | 11095.768 | [5 empty] | 10346.0624 | [5 empty] | 9223.1997 | [5 empty] | 9340.9054 | [5 empty] | 11451.0106 | [5 empty] | 14434.2502 | [5 empty] | 16226.2488 | [5 empty] | 15173.1345 | [5 empty] | 15022.5058
SFD All | [5 empty] | 133884.0363 |  |  |  |  | 162631.7067 |  |  |  |  | 156833.9063 |  |  |  |  | 133305.4077 | [5 empty] | 54036.4183 | [5 empty] | 50626.719 | [5 empty] | 45234.9322 | [5 empty] | 46609.9145 | [5 empty] | 57419.9369 | [5 empty] | 69790.3304 | [5 empty] | 80172.7204 | [5 empty] | 76199.2327 | [5 empty] | 76325.2406
SFD All, Dade | [5 empty] | 15065.0511 |  |  |  |  | 18070.901 |  |  |  |  | 17188.1936 |  |  |  |  | 14322.3845 | [5 empty] | 5926.8561 | [5 empty] | 5548.6176 | [5 empty] | 4970.8821 | [5 empty] | 5242.5352 | [5 empty] | 6437.3576 | [5 empty] | 7664.8255 | [5 empty] | 8981.2867 | [5 empty] | 8708.0157 | [5 empty] | 8580.8768 | Switch Time | Net Impacts (kW/Premise)
SFD All, Broward | [5 empty] | 28319.4453 |  |  |  |  | 34135.1463 |  |  |  |  | 32669.6686 |  |  |  |  | 27440.1543 | [5 empty] | 11253.2618 | [5 empty] | 10542.0461 | [5 empty] | 9426.6661 | [5 empty] | 9848.9531 | [5 empty] | 12114.1399 | [5 empty] | 14540.0884 | [5 empty] | 16898.8897 | [5 empty] | 16254.9444 | [5 empty] | 16127.0073 |  | Temperature Switch Group (oF)
SFD All, East | [5 empty] | 27635.4918 |  |  |  |  | 33507.4282 |  |  |  |  | 32252.7367 |  |  |  |  | 27337.0428 | [5 empty] | 11112.4743 | [5 empty] | 10410.7311 | [5 empty] | 9304.2861 | [5 empty] | 9619.1267 | [5 empty] | 11845.2004 | [5 empty] | 14354.0553 | [5 empty] | 16535.8204 | [5 empty] | 15761.9409 | [5 empty] | 15751.1376 |  | Winter |  |  | Summer
SFD All, West | [5 empty] | 39249.5097 |  |  |  |  | 47949.6497 |  |  |  |  | 46520.9984 |  |  |  |  | 39883.1862 | [5 empty] | 16023.8992 | [5 empty] | 15017.4297 | [5 empty] | 13403.2407 | [5 empty] | 13667.6015 | [5 empty] | 16861.926 | [5 empty] | 20684.2251 | [5 empty] | 23552.5439 | [5 empty] | 22181.3111 | [5 empty] | 22385.4308 |  | <36 | 36-<46 | 46-<56 | 70-<80 | 80-<90 | 90-<94 | 94+
SFD All, North | [5 empty] | 23614.5385 |  |  |  |  | 28968.5814 |  |  |  |  | 28202.3089 |  |  |  |  | 24322.64 | [5 empty] | 9719.9269 | [5 empty] | 9107.8946 | [5 empty] | 8129.8572 | [5 empty] | 8231.698 | [5 empty] | 10161.3129 | [5 empty] | 12547.1362 | [5 empty] | 14204.1797 | [5 empty] | 13293.0206 | [5 empty] | 13480.788 | 6:00 | 0.38671 | 0.38671 | 0.38671
SFD High | [5 empty] | 55013.8062 |  |  |  |  | 62486.9005 |  |  |  |  | 58954.3787 |  |  |  |  | 45155.0307 | [5 empty] | 19420.6846 | [5 empty] | 18556.7789 | [5 empty] | 15906.3252 | [5 empty] | 18227.2893 | [5 empty] | 22678.8204 | [5 empty] | 24619.5492 | [5 empty] | 30656.4112 | [5 empty] | 31765.1915 | [5 empty] | 30192.3772 | 7:00 | 0.47421 | 0.47421 | 0.47421
SFD High, Dade | [5 empty] | 8323.065 |  |  |  |  | 9453.673 |  |  |  |  | 8919.2361 |  |  |  |  | 6831.5261 | [5 empty] | 2938.1646 | [5 empty] | 2807.4639 | [5 empty] | 2406.4755 | [5 empty] | 2757.6153 | [5 empty] | 3431.0896 | [5 empty] | 3724.7033 | [5 empty] | 4638.0231 | [5 empty] | 4805.771 | [5 empty] | 4567.8192 | 8:00 | 0.46898 | 0.46898 | 0.46898
SFD High, Broward | [5 empty] | 14037.3313 |  |  |  |  | 15944.1672 |  |  |  |  | 15042.8084 |  |  |  |  | 11521.7646 | [5 empty] | 4955.3849 | [5 empty] | 4734.9506 | [5 empty] | 4058.6604 | [5 empty] | 4650.878 | [5 empty] | 5786.7313 | [5 empty] | 6281.928 | [5 empty] | 7822.2946 | [5 empty] | 8105.2112 | [5 empty] | 7703.8917 | 9:00 | 0.39849 | 0.39849 | 0.39849
SFD High, East | [5 empty] | 11921.9848 |  |  |  |  | 13541.4713 |  |  |  |  | 12775.9422 |  |  |  |  | 9785.4998 | [5 empty] | 4208.6364 | [5 empty] | 4021.4203 | [5 empty] | 3447.0432 | [5 empty] | 3950.0169 | [5 empty] | 4914.7036 | [5 empty] | 5335.2769 | [5 empty] | 6643.519 | [5 empty] | 6883.8017 | [5 empty] | 6542.9587 | 12:00 |  |  |  | . | 0.16739 | 0.16739 | 0.16739
SFD High, West | [5 empty] | 13597.2775 |  |  |  |  | 15444.3363 |  |  |  |  | 14571.234 |  |  |  |  | 11160.5708 | [5 empty] | 4800.0394 | [5 empty] | 4586.5154 | [5 empty] | 3931.4262 | [5 empty] | 4505.0784 | [5 empty] | 5605.3241 | [5 empty] | 6084.9969 | [5 empty] | 7577.0749 | [5 empty] | 7851.1223 | [5 empty] | 7462.3837 | 13:00 |  |  |  | . | 0.155 | 0.155 | 0.155
SFD High, North | [5 empty] | 7134.1476 |  |  |  |  | 8103.2527 |  |  |  |  | 7645.158 |  |  |  |  | 5855.6693 | [5 empty] | 2518.4593 | [5 empty] | 2406.4287 | [5 empty] | 2062.7199 | [5 empty] | 2363.7007 | [5 empty] | 2940.9718 | [5 empty] | 3192.644 | [5 empty] | 3975.4996 | [5 empty] | 4119.2853 | [5 empty] | 3915.324 | 14:00 |  |  |  | 0.13803 | 0.13803 | 0.13803 | 0.13803
SFD Med | [5 empty] | 43888.0373 |  |  |  |  | 57343.6803 |  |  |  |  | 51668.7165 |  |  |  |  | 47784.1272 | [5 empty] | 20109.2275 | [5 empty] | 17838.4817 | [5 empty] | 17957.0741 | [5 empty] | 17470.0057 | [5 empty] | 20374.7999 | [5 empty] | 27386.2268 | [5 empty] | 30708.6618 | [5 empty] | 27692.8437 | [5 empty] | 27655.9379 | 15:00 |  |  |  | 0.1416 | 0.1416 | 0.1416 | 0.1416
SFD Med, Dade | [5 empty] | 4433.5038 |  |  |  |  | 5792.7726 |  |  |  |  | 5219.4963 |  |  |  |  | 4827.0809 | [5 empty] | 2031.404 | [5 empty] | 1802.0167 | [5 empty] | 1813.9967 | [5 empty] | 1764.7938 | [5 empty] | 2058.2317 | [5 empty] | 2766.5156 | [5 empty] | 3102.143 | [5 empty] | 2797.4896 | [5 empty] | 2793.7614 | 16:00 |  |  |  | 0.17169 | 0.17169 | 0.17169 | 0.17169
SFD Med, Broward | [5 empty] | 8626.1169 |  |  |  |  | 11270.8 |  |  |  |  | 10155.3958 |  |  |  |  | 9391.8865 | [5 empty] | 3952.4335 | [5 empty] | 3506.1223 | [5 empty] | 3529.4315 | [5 empty] | 3433.699 | [5 empty] | 4004.6312 | [5 empty] | 5382.7149 | [5 empty] | 6035.7337 | [5 empty] | 5442.98 | [5 empty] | 5435.7262 | 17:00 |  |  |  | 0.22014 | 0.22014 | 0.22014 | 0.22014
SFD Med, East | [5 empty] | 8910.8058 |  |  |  |  | 11642.7717 |  |  |  |  | 10490.5557 |  |  |  |  | 9701.8482 | [5 empty] | 4082.8762 | [5 empty] | 3621.8354 | [5 empty] | 3645.9138 | [5 empty] | 3547.0219 | [5 empty] | 4136.7966 | [5 empty] | 5560.3614 | [5 empty] | 6234.9318 | [5 empty] | 5622.6154 | [5 empty] | 5615.1222 | 18:00 |  |  |  | 0.24766 | 0.24766 | 0.24766 | 0.24766
SFD Med, West | [5 empty] | 13475.2751 |  |  |  |  | 17606.6626 |  |  |  |  | 15864.2356 |  |  |  |  | 14671.5209 | [5 empty] | 6174.2877 | [5 empty] | 5477.0835 | [5 empty] | 5513.4959 | [5 empty] | 5363.9476 | [5 empty] | 6255.8285 | [5 empty] | 8408.5997 | [5 empty] | 9428.712 | [5 empty] | 8502.7426 | [5 empty] | 8491.4112 | 19:00 |  |  |  | 0.23389 | 0.23389 | 0.23389 | .
SFD Med, North | [5 empty] | 8442.3358 |  |  |  |  | 11030.6734 |  |  |  |  | 9939.0331 |  |  |  |  | 9191.7906 | [5 empty] | 3868.2261 | [5 empty] | 3431.4237 | [5 empty] | 3454.2363 | [5 empty] | 3360.5434 | [5 empty] | 3919.3118 | [5 empty] | 5268.0352 | [5 empty] | 5907.1412 | [5 empty] | 5327.0162 | [5 empty] | 5319.917 | 20:00 |  |  |  | 0.22203 | 0.22203 | . | .
SFD Low | [5 empty] | 34982.1928 |  |  |  |  | 42801.1259 |  |  |  |  | 46210.8111 |  |  |  |  | 40366.2498 | [5 empty] | 14506.5062 | [5 empty] | 14231.4584 | [5 empty] | 11371.5328 | [5 empty] | 10912.6195 | [5 empty] | 14366.3165 | [5 empty] | 17784.5544 | [5 empty] | 18807.6475 | [5 empty] | 16741.1975 | [5 empty] | 18476.9254
SFD Low, Dade | [5 empty] | 2308.4823 |  |  |  |  | 2824.4554 |  |  |  |  | 3049.4612 |  |  |  |  | 2663.7774 | [5 empty] | 957.2874 | [5 empty] | 939.137 | [5 empty] | 750.4099 | [5 empty] | 720.1261 | [5 empty] | 948.0363 | [5 empty] | 1173.6065 | [5 empty] | 1241.1206 | [5 empty] | 1104.7552 | [5 empty] | 1219.2962
SFD Low, Broward | [5 empty] | 5655.9971 |  |  |  |  | 6920.1792 |  |  |  |  | 7471.4645 |  |  |  |  | 6526.5031 | [5 empty] | 2345.4435 | [5 empty] | 2300.9732 | [5 empty] | 1838.5742 | [5 empty] | 1764.3761 | [5 empty] | 2322.7773 | [5 empty] | 2875.4454 | [5 empty] | 3040.8614 | [5 empty] | 2706.7532 | [5 empty] | 2987.3895
SFD Low, East | [5 empty] | 6802.7012 |  |  |  |  | 8323.1852 |  |  |  |  | 8986.2388 |  |  |  |  | 7849.6948 | [5 empty] | 2820.9617 | [5 empty] | 2767.4754 | [5 empty] | 2211.3291 | [5 empty] | 2122.0879 | [5 empty] | 2793.7002 | [5 empty] | 3458.417 | [5 empty] | 3657.3695 | [5 empty] | 3255.5239 | [5 empty] | 3593.0567
SFD Low, West | [5 empty] | 12176.9572 |  |  |  |  | 14898.6508 |  |  |  |  | 16085.5287 |  |  |  |  | 14051.0944 | [5 empty] | 5049.5721 | [5 empty] | 4953.8307 | [5 empty] | 3958.3187 | [5 empty] | 3798.5755 | [5 empty] | 5000.7735 | [5 empty] | 6190.6284 | [5 empty] | 6546.7571 | [5 empty] | 5827.4461 | [5 empty] | 6431.636
SFD Low, North | [5 empty] | 8038.0551 |  |  |  |  | 9834.6553 |  |  |  |  | 10618.1178 |  |  |  |  | 9275.1801 | [5 empty] | 3333.2415 | [5 empty] | 3270.0422 | [5 empty] | 2612.901 | [5 empty] | 2507.4539 | [5 empty] | 3301.0293 | [5 empty] | 4086.457 | [5 empty] | 4321.5389 | [5 empty] | 3846.719 | [5 empty] | 4245.547
SFA | [5 empty] | 41036.3556 |  |  |  |  | 51789.3613 |  |  |  |  | 55029.0709 |  |  |  |  | 46716.7313 | [5 empty] | 21486.8793 | [5 empty] | 19336.7979 | [5 empty] | 17075.0233 | [5 empty] | 17322.7875 | [5 empty] | 20141.5534 | [5 empty] | 29471.5641 | [5 empty] | 31579.1949 | [5 empty] | 29362.2423 | [5 empty] | 24077.4203
SFA, Dade | [5 empty] | 6522.0001 |  |  |  |  | 8230.9994 |  |  |  |  | 8745.8938 |  |  |  |  | 7424.795 | [5 empty] | 3414.9579 | [5 empty] | 3073.2407 | [5 empty] | 2713.7718 | [5 empty] | 2753.1495 | [5 empty] | 3201.1423 | [5 empty] | 4683.9818 | [5 empty] | 5018.9523 | [5 empty] | 4666.6071 | [5 empty] | 3826.6784
SFA, Broward | [5 empty] | 15627.0699 |  |  |  |  | 19721.9261 |  |  |  |  | 20955.6411 |  |  |  |  | 17790.216 | [5 empty] | 8182.4265 | [5 empty] | 7363.6533 | [5 empty] | 6502.346 | [5 empty] | 6596.6972 | [5 empty] | 7670.1125 | [5 empty] | 11223.0774 | [5 empty] | 12025.685 | [5 empty] | 11181.4465 | [5 empty] | 9168.9314
SFA, East | [5 empty] | 7951.2861 |  |  |  |  | 10034.81 |  |  |  |  | 10662.5426 |  |  |  |  | 9051.9271 | [5 empty] | 4163.3406 | [5 empty] | 3746.7366 | [5 empty] | 3308.4906 | [5 empty] | 3356.4979 | [5 empty] | 3902.6676 | [5 empty] | 5710.4691 | [5 empty] | 6118.8478 | [5 empty] | 5689.2867 | [5 empty] | 4665.289
SFA, West | [5 empty] | 8797.8753 |  |  |  |  | 11103.2361 |  |  |  |  | 11797.8046 |  |  |  |  | 10015.7037 | [5 empty] | 4606.6197 | [5 empty] | 4145.659 | [5 empty] | 3660.7521 | [5 empty] | 3713.8709 | [5 empty] | 4318.1923 | [5 empty] | 6318.474 | [5 empty] | 6770.3337 | [5 empty] | 6295.0363 | [5 empty] | 5162.0116
SFA, North | [5 empty] | 2138.1241 |  |  |  |  | 2698.3897 |  |  |  |  | 2867.1888 |  |  |  |  | 2434.0896 | [5 empty] | 1119.5344 | [5 empty] | 1007.5084 | [5 empty] | 889.6628 | [5 empty] | 902.5721 | [5 empty] | 1049.4387 | [5 empty] | 1535.5618 | [5 empty] | 1645.376 | [5 empty] | 1529.8658 | [5 empty] | 1254.5098
MH | [5 empty] | 2111.1386 |  |  |  |  | 2664.3331 |  |  |  |  | 2831.0018 |  |  |  |  | 2403.3688 | [5 empty] | 1105.4047 | [5 empty] | 994.7926 | [5 empty] | 878.4343 | [5 empty] | 891.1807 | [5 empty] | 1036.1937 | [5 empty] | 1516.1814 | [5 empty] | 1624.6096 | [5 empty] | 1510.5572 | [5 empty] | 1238.6766
MH, Dade | [5 empty] | 47.3814 |  |  |  |  | 59.797 |  |  |  |  | 63.5376 |  |  |  |  | 53.9401 | [5 empty] | 24.8092 | [5 empty] | 22.3266 | [5 empty] | 19.7152 | [5 empty] | 20.0012 | [5 empty] | 23.2558 | [5 empty] | 34.0284 | [5 empty] | 36.462 | [5 empty] | 33.9022 | [5 empty] | 27.8003
MH, Broward | [5 empty] | 139.9477 |  |  |  |  | 176.619 |  |  |  |  | 187.6675 |  |  |  |  | 159.3196 | [5 empty] | 73.2774 | [5 empty] | 65.9449 | [5 empty] | 58.2315 | [5 empty] | 59.0765 | [5 empty] | 68.6894 | [5 empty] | 100.5079 | [5 empty] | 107.6956 | [5 empty] | 100.135 | [5 empty] | 82.112
MH, East | [5 empty] | 111.7071 |  |  |  |  | 140.9784 |  |  |  |  | 149.7974 |  |  |  |  | 127.1699 | [5 empty] | 58.4905 | [5 empty] | 52.6377 | [5 empty] | 46.4808 | [5 empty] | 47.1552 | [5 empty] | 54.8283 | [5 empty] | 80.226 | [5 empty] | 85.9633 | [5 empty] | 79.9284 | [5 empty] | 65.5423
MH, West | [5 empty] | 1322.5995 |  |  |  |  | 1669.1683 |  |  |  |  | 1773.5839 |  |  |  |  | 1505.6777 | [5 empty] | 692.5209 | [5 empty] | 623.2239 | [5 empty] | 550.3271 | [5 empty] | 558.3125 | [5 empty] | 649.1612 | [5 empty] | 949.8669 | [5 empty] | 1017.7957 | [5 empty] | 946.3435 | [5 empty] | 776.0139
MH, North | [5 empty] | 489.503 |  |  |  |  | 617.7705 |  |  |  |  | 656.4154 |  |  |  |  | 557.2615 | [5 empty] | 256.3067 | [5 empty] | 230.6594 | [5 empty] | 203.6798 | [5 empty] | 206.6352 | [5 empty] | 240.2589 | [5 empty] | 351.5522 | [5 empty] | 376.6931 | [5 empty] | 350.2481 | [5 empty] | 287.208

## (15) Calcs for PPS
Pool Pump Shed |  | Gross impacts based on weather data
Failure rate | 8.45% |  | Winter | [20 empty] | Summer | [51 empty] | Default Appliance Distribution (Per 2003 LMIS) | [7 empty] | Default Participant Distribution (Per 2003 LMIS)
|  | 6-7 AM |  |  |  |  | 7-8 AM |  |  |  |  | 8-9 AM |  |  |  |  | 9-10 AM | [6 empty] | 12-1 PM |  |  |  | 1-2 PM | [5 empty] | 2-3 PM | [5 empty] | 3-4 PM | [5 empty] | 4-5 PM | [5 empty] | 5-6 PM | [5 empty] | 6-7 PM | [5 empty] | 7-8 PM | [5 empty] | 8-9 PM
Region | Segment | Temp | <36 | 36-<46 | 46-<56 | Impact | Temp | <36 | 36-<46 | 46-<56 | Impact | Temp | <36 | 36-<46 | 46-<56 | Impact | Temp | <36 | 36-<46 | 46-<56 | Impact | Temp | 70-<80 | 80-<90 | 90-<96 | 96+ | Impact | Temp | 70-<80 | 80-<90 | 90-<96 | 96+ | Impact | Temp | 70-<80 | 80-<90 | 90-<96 | 96+ | Impact | Temp | 70-<80 | 80-<90 | 90-<96 | 96+ | Impact | Temp | 70-<80 | 80-<90 | 90-<96 | 96+ | Impact | Temp | 70-<80 | 80-<90 | 90-<96 | 96+ | Impact | Temp | 70-<80 | 80-<90 | 90-<96 | 96+ | Impact | Temp | 70-<80 | 80-<90 | 90-<96 | 96+ | Impact | Temp | 70-<80 | 80-<90 | 90-<96 | 96+ | Impact | Region | Segment | AC Cycle | AC Shed | HT Cycle | HT Shed | WH | PP | Region | Segment | AC Cycle | AC Shed | HT Cycle | HT Shed | WH | PP | Unique Parts | Unique Summer Parts | Unique Winter Parts
North | SFD High | 32 | 0.10848 |  |  | 0.10848 | 32 | 0.12956 |  |  | 0.12956 | 34 | 0.26257 |  |  | 0.26257 | 40 |  | 0.55337 |  | 0.55337 | 87 |  | 0.99498 |  |  | 0.99498 | 87 |  | 0.98988 |  |  | 0.98988 | 84 |  | 0.9555 |  |  | 0.9555 | 83 |  | 0.83409 |  |  | 0.83409 | 83 |  | 0.66634 |  |  | 0.66634 | 83 |  | 0.45682 |  |  | 0.45682 | 82 |  | 0.29237 |  |  | 0.29237 | 80 |  | 0.22557 |  |  | 0.22557 | 80 |  | 0.17014 |  |  | 0.17014 | North | SFD High | 14794 | 2689 | 12469 | 2187 | 11089 | 3566 | North | SFD High | 13191 | 2163 | 11300 | 1808 | 10851 | 3565 | 16482 | 16482 | 15196
North | SFD Med | 32 | 0.10848 |  |  | 0.10848 | 32 | 0.12956 |  |  | 0.12956 | 34 | 0.26257 |  |  | 0.26257 | 40 |  | 0.55337 |  | 0.55337 | 87 |  | 0.99498 |  |  | 0.99498 | 87 |  | 0.98988 |  |  | 0.98988 | 84 |  | 0.9555 |  |  | 0.9555 | 83 |  | 0.83409 |  |  | 0.83409 | 83 |  | 0.66634 |  |  | 0.66634 | 83 |  | 0.45682 |  |  | 0.45682 | 82 |  | 0.29237 |  |  | 0.29237 | 80 |  | 0.22557 |  |  | 0.22557 | 80 |  | 0.17014 |  |  | 0.17014 | North | SFD Med | 24564 | 4420 | 20894 | 3673 | 19661 | 3850 | North | SFD Med | 23683 | 4074 | 20255 | 3413 | 19517 | 3848 | 29289 | 29289 | 26593
North | SFD Low | 32 | 0.10848 |  |  | 0.10848 | 32 | 0.12956 |  |  | 0.12956 | 34 | 0.26257 |  |  | 0.26257 | 40 |  | 0.55337 |  | 0.55337 | 87 |  | 0.99498 |  |  | 0.99498 | 87 |  | 0.98988 |  |  | 0.98988 | 84 |  | 0.9555 |  |  | 0.9555 | 83 |  | 0.83409 |  |  | 0.83409 | 83 |  | 0.66634 |  |  | 0.66634 | 83 |  | 0.45682 |  |  | 0.45682 | 82 |  | 0.29237 |  |  | 0.29237 | 80 |  | 0.22557 |  |  | 0.22557 | 80 |  | 0.17014 |  |  | 0.17014 | North | SFD Low | 27292 | 5766 | 23060 | 4786 | 22396 | 1291 | North | SFD Low | 26910 | 5595 | 22778 | 4666 | 22336 | 1291 | 34120 | 34120 | 30118
North | SFA | 32 | 0.10848 |  |  | 0.10848 | 32 | 0.12956 |  |  | 0.12956 | 34 | 0.26257 |  |  | 0.26257 | 40 |  | 0.55337 |  | 0.55337 | 87 |  | 0.99498 |  |  | 0.99498 | 87 |  | 0.98988 |  |  | 0.98988 | 84 |  | 0.9555 |  |  | 0.9555 | 83 |  | 0.83409 |  |  | 0.83409 | 83 |  | 0.66634 |  |  | 0.66634 | 83 |  | 0.45682 |  |  | 0.45682 | 82 |  | 0.29237 |  |  | 0.29237 | 80 |  | 0.22557 |  |  | 0.22557 | 80 |  | 0.17014 |  |  | 0.17014 | North | SFA | 13948 | 1587 | 7013 | 1028 | 6814 | 21 | North | SFA | 13867 | 1569 | 6945 | 1014 | 6782 | 21 | 15979 | 15979 | 8777
North | MH | 32 | 0.10848 |  |  | 0.10848 | 32 | 0.12956 |  |  | 0.12956 | 34 | 0.26257 |  |  | 0.26257 | 40 |  | 0.55337 |  | 0.55337 | 87 |  | 0.99498 |  |  | 0.99498 | 87 |  | 0.98988 |  |  | 0.98988 | 84 |  | 0.9555 |  |  | 0.9555 | 83 |  | 0.83409 |  |  | 0.83409 | 83 |  | 0.66634 |  |  | 0.66634 | 83 |  | 0.45682 |  |  | 0.45682 | 82 |  | 0.29237 |  |  | 0.29237 | 80 |  | 0.22557 |  |  | 0.22557 | 80 |  | 0.17014 |  |  | 0.17014 | North | MH | 5857 | 889 | 5478 | 834 | 1560 | 27 | North | MH | 5844 | 882 | 5466 | 833 | 1560 | 27 | 6865 | 6865 | 6479
East | SFD High | 44 |  | 0.10848 |  | 0.10848 | 44 |  | 0.12956 |  | 0.12956 | 45 |  | 0.26257 |  | 0.26257 | 48 |  |  | 0.55337 | 0.55337 | 90 |  |  | 0.99498 |  | 0.99498 | 90 |  |  | 0.98988 |  | 0.98988 | 89 |  | 0.9555 |  |  | 0.9555 | 89 |  | 0.83409 |  |  | 0.83409 | 88 |  | 0.66634 |  |  | 0.66634 | 86 |  | 0.45682 |  |  | 0.45682 | 84 |  | 0.29237 |  |  | 0.29237 | 83 |  | 0.22557 |  |  | 0.22557 | 83 |  | 0.17014 |  |  | 0.17014 | East | SFD High | 27701 | 5237 | 15642 | 2738 | 18531 | 7686 | East | SFD High | 22900 | 3864 | 13991 | 2260 | 17980 | 7678 | 29615 | 29615 | 23757
East | SFD Med | 44 |  | 0.10848 |  | 0.10848 | 44 |  | 0.12956 |  | 0.12956 | 45 |  | 0.26257 |  | 0.26257 | 48 |  |  | 0.55337 | 0.55337 | 90 |  |  | 0.99498 |  | 0.99498 | 90 |  |  | 0.98988 |  | 0.98988 | 89 |  | 0.9555 |  |  | 0.9555 | 89 |  | 0.83409 |  |  | 0.83409 | 88 |  | 0.66634 |  |  | 0.66634 | 86 |  | 0.45682 |  |  | 0.45682 | 84 |  | 0.29237 |  |  | 0.29237 | 83 |  | 0.22557 |  |  | 0.22557 | 83 |  | 0.17014 |  |  | 0.17014 | East | SFD Med | 25824 | 5375 | 17234 | 3444 | 20752 | 3722 | East | SFD Med | 24467 | 4854 | 16664 | 3253 | 20616 | 3721 | 31421 | 31421 | 24837
East | SFD Low | 44 |  | 0.10848 |  | 0.10848 | 44 |  | 0.12956 |  | 0.12956 | 45 |  | 0.26257 |  | 0.26257 | 48 |  |  | 0.55337 | 0.55337 | 90 |  |  | 0.99498 |  | 0.99498 | 90 |  |  | 0.98988 |  | 0.98988 | 89 |  | 0.9555 |  |  | 0.9555 | 89 |  | 0.83409 |  |  | 0.83409 | 88 |  | 0.66634 |  |  | 0.66634 | 86 |  | 0.45682 |  |  | 0.45682 | 84 |  | 0.29237 |  |  | 0.29237 | 83 |  | 0.22557 |  |  | 0.22557 | 83 |  | 0.17014 |  |  | 0.17014 | East | SFD Low | 22221 | 5039 | 15842 | 3437 | 18954 | 946 | East | SFD Low | 21773 | 4862 | 15647 | 3369 | 18914 | 946 | 28284 | 28284 | 22123
East | SFA | 44 |  | 0.10848 |  | 0.10848 | 44 |  | 0.12956 |  | 0.12956 | 45 |  | 0.26257 |  | 0.26257 | 48 |  |  | 0.55337 | 0.55337 | 90 |  |  | 0.99498 |  | 0.99498 | 90 |  |  | 0.98988 |  | 0.98988 | 89 |  | 0.9555 |  |  | 0.9555 | 89 |  | 0.83409 |  |  | 0.83409 | 88 |  | 0.66634 |  |  | 0.66634 | 86 |  | 0.45682 |  |  | 0.45682 | 84 |  | 0.29237 |  |  | 0.29237 | 83 |  | 0.22557 |  |  | 0.22557 | 83 |  | 0.17014 |  |  | 0.17014 | East | SFA | 41463 | 3647 | 22285 | 2543 | 25340 | 102 | East | SFA | 41370 | 3616 | 22232 | 2526 | 25325 | 102 | 47638 | 47638 | 28502
East | MH | 44 |  | 0.10848 |  | 0.10848 | 44 |  | 0.12956 |  | 0.12956 | 45 |  | 0.26257 |  | 0.26257 | 48 |  |  | 0.55337 | 0.55337 | 90 |  |  | 0.99498 |  | 0.99498 | 90 |  |  | 0.98988 |  | 0.98988 | 89 |  | 0.9555 |  |  | 0.9555 | 89 |  | 0.83409 |  |  | 0.83409 | 88 |  | 0.66634 |  |  | 0.66634 | 86 |  | 0.45682 |  |  | 0.45682 | 84 |  | 0.29237 |  |  | 0.29237 | 83 |  | 0.22557 |  |  | 0.22557 | 83 |  | 0.17014 |  |  | 0.17014 | East | MH | 2820 | 492 | 2612 | 438 | 356 | 9 | East | MH | 2800 | 487 | 2596 | 436 | 355 | 9 | 3361 | 3361 | 3122
West | SFD High | 43 |  | 0.10848 |  | 0.10848 | 43 |  | 0.12956 |  | 0.12956 | 45 |  | 0.26257 |  | 0.26257 | 46 |  |  | 0.55337 | 0.55337 | 94 |  |  | 0.99498 |  | 0.99498 | 92 |  |  | 0.98988 |  | 0.98988 | 94 |  |  | 0.9555 |  | 0.9555 | 82 |  | 0.83409 |  |  | 0.83409 | 82 |  | 0.66634 |  |  | 0.66634 | 81 |  | 0.45682 |  |  | 0.45682 | 80 |  | 0.29237 |  |  | 0.29237 | 80 |  | 0.22557 |  |  | 0.22557 | 80 |  | 0.17014 |  |  | 0.17014 | West | SFD High | 27365 | 4313 | 23615 | 3182 | 21135 | 8274 | West | SFD High | 23822 | 3374 | 20755 | 2654 | 20354 | 8261 | 29348 | 29348 | 27415
West | SFD Med | 43 |  | 0.10848 |  | 0.10848 | 43 |  | 0.12956 |  | 0.12956 | 45 |  | 0.26257 |  | 0.26257 | 46 |  |  | 0.55337 | 0.55337 | 94 |  |  | 0.99498 |  | 0.99498 | 92 |  |  | 0.98988 |  | 0.98988 | 94 |  |  | 0.9555 |  | 0.9555 | 82 |  | 0.83409 |  |  | 0.83409 | 82 |  | 0.66634 |  |  | 0.66634 | 81 |  | 0.45682 |  |  | 0.45682 | 80 |  | 0.29237 |  |  | 0.29237 | 80 |  | 0.22557 |  |  | 0.22557 | 80 |  | 0.17014 |  |  | 0.17014 | West | SFD Med | 36189 | 6284 | 33064 | 5209 | 31382 | 9022 | West | SFD Med | 34709 | 5809 | 31178 | 4900 | 31023 | 9017 | 42897 | 42897 | 40322
West | SFD Low | 43 |  | 0.10848 |  | 0.10848 | 43 |  | 0.12956 |  | 0.12956 | 45 |  | 0.26257 |  | 0.26257 | 46 |  |  | 0.55337 | 0.55337 | 94 |  |  | 0.99498 |  | 0.99498 | 92 |  |  | 0.98988 |  | 0.98988 | 94 |  |  | 0.9555 |  | 0.9555 | 82 |  | 0.83409 |  |  | 0.83409 | 82 |  | 0.66634 |  |  | 0.66634 | 81 |  | 0.45682 |  |  | 0.45682 | 80 |  | 0.29237 |  |  | 0.29237 | 80 |  | 0.22557 |  |  | 0.22557 | 80 |  | 0.17014 |  |  | 0.17014 | West | SFD Low | 38223 | 7447 | 35345 | 6190 | 33928 | 3862 | West | SFD Low | 37592 | 7267 | 33835 | 6066 | 33797 | 3860 | 47133 | 47133 | 43698
West | SFA | 43 |  | 0.10848 |  | 0.10848 | 43 |  | 0.12956 |  | 0.12956 | 45 |  | 0.26257 |  | 0.26257 | 46 |  |  | 0.55337 | 0.55337 | 94 |  |  | 0.99498 |  | 0.99498 | 92 |  |  | 0.98988 |  | 0.98988 | 94 |  |  | 0.9555 |  | 0.9555 | 82 |  | 0.83409 |  |  | 0.83409 | 82 |  | 0.66634 |  |  | 0.66634 | 81 |  | 0.45682 |  |  | 0.45682 | 80 |  | 0.29237 |  |  | 0.29237 | 80 |  | 0.22557 |  |  | 0.22557 | 80 |  | 0.17014 |  |  | 0.17014 | West | SFA | 41478 | 4558 | 28716 | 3380 | 28038 | 192 | West | SFA | 41154 | 4483 | 27987 | 3321 | 28004 | 191 | 48293 | 48293 | 34874
West | MH | 43 |  | 0.10848 |  | 0.10848 | 43 |  | 0.12956 |  | 0.12956 | 45 |  | 0.26257 |  | 0.26257 | 46 |  |  | 0.55337 | 0.55337 | 94 |  |  | 0.99498 |  | 0.99498 | 92 |  |  | 0.98988 |  | 0.98988 | 94 |  |  | 0.9555 |  | 0.9555 | 82 |  | 0.83409 |  |  | 0.83409 | 82 |  | 0.66634 |  |  | 0.66634 | 81 |  | 0.45682 |  |  | 0.45682 | 80 |  | 0.29237 |  |  | 0.29237 | 80 |  | 0.22557 |  |  | 0.22557 | 80 |  | 0.17014 |  |  | 0.17014 | West | MH | 14093 | 1535 | 13898 | 1488 | 4215 | 42 | West | MH | 14054 | 1529 | 13693 | 1483 | 4213 | 42 | 15854 | 15854 | 15524
Broward | SFD High | 49 |  |  | 0.10848 | 0.10848 | 49 |  |  | 0.12956 | 0.12956 | 49 |  |  | 0.26257 | 0.26257 | 51 |  |  | 0.55337 | 0.55337 | 90 |  |  | 0.99498 |  | 0.99498 | 92 |  |  | 0.98988 |  | 0.98988 | 91 |  |  | 0.9555 |  | 0.9555 | 90 |  |  | 0.83409 |  | 0.83409 | 88 |  | 0.66634 |  |  | 0.66634 | 87 |  | 0.45682 |  |  | 0.45682 | 86 |  | 0.29237 |  |  | 0.29237 | 85 |  | 0.22557 |  |  | 0.22557 | 84 |  | 0.17014 |  |  | 0.17014 | Broward | SFD High | 26428 | 4430 | 19285 | 2447 | 21819 | 7971 | Broward | SFD High | 23046 | 3402 | 17561 | 2043 | 21322 | 7963 | 32610 | 32610 | 29371
Broward | SFD Med | 49 |  |  | 0.10848 | 0.10848 | 49 |  |  | 0.12956 | 0.12956 | 49 |  |  | 0.26257 | 0.26257 | 51 |  |  | 0.55337 | 0.55337 | 90 |  |  | 0.99498 |  | 0.99498 | 92 |  |  | 0.98988 |  | 0.98988 | 91 |  |  | 0.9555 |  | 0.9555 | 90 |  |  | 0.83409 |  | 0.83409 | 88 |  | 0.66634 |  |  | 0.66634 | 87 |  | 0.45682 |  |  | 0.45682 | 86 |  | 0.29237 |  |  | 0.29237 | 85 |  | 0.22557 |  |  | 0.22557 | 84 |  | 0.17014 |  |  | 0.17014 | Broward | SFD Med | 22504 | 3518 | 17302 | 2170 | 20089 | 3224 | Broward | SFD Med | 21701 | 3239 | 16850 | 2047 | 19992 | 3224 | 30299 | 30299 | 26680
Broward | SFD Low | 49 |  |  | 0.10848 | 0.10848 | 49 |  |  | 0.12956 | 0.12956 | 49 |  |  | 0.26257 | 0.26257 | 51 |  |  | 0.55337 | 0.55337 | 90 |  |  | 0.99498 |  | 0.99498 | 92 |  |  | 0.98988 |  | 0.98988 | 91 |  |  | 0.9555 |  | 0.9555 | 90 |  |  | 0.83409 |  | 0.83409 | 88 |  | 0.66634 |  |  | 0.66634 | 87 |  | 0.45682 |  |  | 0.45682 | 86 |  | 0.29237 |  |  | 0.29237 | 85 |  | 0.22557 |  |  | 0.22557 | 84 |  | 0.17014 |  |  | 0.17014 | Broward | SFD Low | 16450 | 2704 | 13196 | 1758 | 15759 | 736 | Broward | SFD Low | 16247 | 2614 | 13067 | 1724 | 15735 | 736 | 22809 | 22809 | 20007
Broward | SFA | 49 |  |  | 0.10848 | 0.10848 | 49 |  |  | 0.12956 | 0.12956 | 49 |  |  | 0.26257 | 0.26257 | 51 |  |  | 0.55337 | 0.55337 | 90 |  |  | 0.99498 |  | 0.99498 | 92 |  |  | 0.98988 |  | 0.98988 | 91 |  |  | 0.9555 |  | 0.9555 | 90 |  |  | 0.83409 |  | 0.83409 | 88 |  | 0.66634 |  |  | 0.66634 | 87 |  | 0.45682 |  |  | 0.45682 | 86 |  | 0.29237 |  |  | 0.29237 | 85 |  | 0.22557 |  |  | 0.22557 | 84 |  | 0.17014 |  |  | 0.17014 | Broward | SFA | 56972 | 3307 | 42328 | 2681 | 49802 | 195 | Broward | SFA | 56831 | 3274 | 42225 | 2660 | 49743 | 195 | 68654 | 68653 | 54270
Broward | MH | 49 |  |  | 0.10848 | 0.10848 | 49 |  |  | 0.12956 | 0.12956 | 49 |  |  | 0.26257 | 0.26257 | 51 |  |  | 0.55337 | 0.55337 | 90 |  |  | 0.99498 |  | 0.99498 | 92 |  |  | 0.98988 |  | 0.98988 | 91 |  |  | 0.9555 |  | 0.9555 | 90 |  |  | 0.83409 |  | 0.83409 | 88 |  | 0.66634 |  |  | 0.66634 | 87 |  | 0.45682 |  |  | 0.45682 | 86 |  | 0.29237 |  |  | 0.29237 | 85 |  | 0.22557 |  |  | 0.22557 | 84 |  | 0.17014 |  |  | 0.17014 | Broward | MH | 812 | 94 | 733 | 79 | 446 | 10 | Broward | MH | 803 | 92 | 724 | 78 | 445 | 10 | 1118 | 1118 | 1038
Dade | SFD High | 49 |  |  | 0.10848 | 0.10848 | 49 |  |  | 0.12956 | 0.12956 | 49 |  |  | 0.26257 | 0.26257 | 51 |  |  | 0.55337 | 0.55337 | 90 |  |  | 0.99498 |  | 0.99498 | 92 |  |  | 0.98988 |  | 0.98988 | 91 |  |  | 0.9555 |  | 0.9555 | 90 |  |  | 0.83409 |  | 0.83409 | 88 |  | 0.66634 |  |  | 0.66634 | 87 |  | 0.45682 |  |  | 0.45682 | 86 |  | 0.29237 |  |  | 0.29237 | 85 |  | 0.22557 |  |  | 0.22557 | 84 |  | 0.17014 |  |  | 0.17014 | Dade | SFD High | 21808 | 4502 | 12421 | 2083 | 12937 | 3344 | Dade | SFD High | 18870 | 3677 | 11044 | 1736 | 12635 | 3343 | 26873 | 26873 | 20153
Dade | SFD Med | 49 |  |  | 0.10848 | 0.10848 | 49 |  |  | 0.12956 | 0.12956 | 49 |  |  | 0.26257 | 0.26257 | 51 |  |  | 0.55337 | 0.55337 | 90 |  |  | 0.99498 |  | 0.99498 | 92 |  |  | 0.98988 |  | 0.98988 | 91 |  |  | 0.9555 |  | 0.9555 | 90 |  |  | 0.83409 |  | 0.83409 | 88 |  | 0.66634 |  |  | 0.66634 | 87 |  | 0.45682 |  |  | 0.45682 | 86 |  | 0.29237 |  |  | 0.29237 | 85 |  | 0.22557 |  |  | 0.22557 | 84 |  | 0.17014 |  |  | 0.17014 | Dade | SFD Med | 16859 | 3368 | 10410 | 1761 | 10325 | 1102 | Dade | SFD Med | 16188 | 3169 | 10067 | 1674 | 10277 | 1102 | 22388 | 22388 | 16496
Dade | SFD Low | 49 |  |  | 0.10848 | 0.10848 | 49 |  |  | 0.12956 | 0.12956 | 49 |  |  | 0.26257 | 0.26257 | 51 |  |  | 0.55337 | 0.55337 | 90 |  |  | 0.99498 |  | 0.99498 | 92 |  |  | 0.98988 |  | 0.98988 | 91 |  |  | 0.9555 |  | 0.9555 | 90 |  |  | 0.83409 |  | 0.83409 | 88 |  | 0.66634 |  |  | 0.66634 | 87 |  | 0.45682 |  |  | 0.45682 | 86 |  | 0.29237 |  |  | 0.29237 | 85 |  | 0.22557 |  |  | 0.22557 | 84 |  | 0.17014 |  |  | 0.17014 | Dade | SFD Low | 9746 | 2023 | 6246 | 1112 | 6432 | 238 | Dade | SFD Low | 9534 | 1970 | 6140 | 1091 | 6414 | 237 | 13612 | 13612 | 10034
Dade | SFA | 49 |  |  | 0.10848 | 0.10848 | 49 |  |  | 0.12956 | 0.12956 | 49 |  |  | 0.26257 | 0.26257 | 51 |  |  | 0.55337 | 0.55337 | 90 |  |  | 0.99498 |  | 0.99498 | 92 |  |  | 0.98988 |  | 0.98988 | 91 |  |  | 0.9555 |  | 0.9555 | 90 |  |  | 0.83409 |  | 0.83409 | 88 |  | 0.66634 |  |  | 0.66634 | 87 |  | 0.45682 |  |  | 0.45682 | 86 |  | 0.29237 |  |  | 0.29237 | 85 |  | 0.22557 |  |  | 0.22557 | 84 |  | 0.17014 |  |  | 0.17014 | Dade | SFA | 32365 | 4179 | 21033 | 3193 | 20785 | 21 | Dade | SFA | 32228 | 4154 | 20938 | 3179 | 20763 | 21 | 40465 | 40465 | 28718
Dade | MH | 49 |  |  | 0.10848 | 0.10848 | 49 |  |  | 0.12956 | 0.12956 | 49 |  |  | 0.26257 | 0.26257 | 51 |  |  | 0.55337 | 0.55337 | 90 |  |  | 0.99498 |  | 0.99498 | 92 |  |  | 0.98988 |  | 0.98988 | 91 |  |  | 0.9555 |  | 0.9555 | 90 |  |  | 0.83409 |  | 0.83409 | 88 |  | 0.66634 |  |  | 0.66634 | 87 |  | 0.45682 |  |  | 0.45682 | 86 |  | 0.29237 |  |  | 0.29237 | 85 |  | 0.22557 |  |  | 0.22557 | 84 |  | 0.17014 |  |  | 0.17014 | Dade | MH | 235 | 33 | 199 | 29 | 151 | 0 | Dade | MH | 234 | 33 | 198 | 29 | 151 | 0 | 338 | 338 | 304
[76 empty] | System |  | 568011 | 87436 | 420320 | 61870 | 422696 | 59453 | System |  | 543818 | 80052 | 404136 | 58263 | 419104 | 59410 | 685745 | 685744 | 558408
System Gross Impact per-appliance | [5 empty] | 0.10848 |  |  |  |  | 0.12956 |  |  |  |  | 0.26257 |  |  |  |  | 0.55337 | [5 empty] | 0.99498 | [5 empty] | 0.98988 | [5 empty] | 0.9555 | [5 empty] | 0.83409 | [5 empty] | 0.66634 | [5 empty] | 0.45682 | [5 empty] | 0.29237 | [5 empty] | 0.22557 | [5 empty] | 0.17014
System Net Impact per-appliance | [5 empty] | 0.099314 |  |  |  |  | 0.11862 |  |  |  |  | 0.24039 |  |  |  |  | 0.50661 | [5 empty] | 0.9109 | [5 empty] | 0.90623 | [5 empty] | 0.87476 | [5 empty] | 0.76361 | [5 empty] | 0.61003 | [5 empty] | 0.41822 | [5 empty] | 0.26766 | [5 empty] | 0.2065 | [5 empty] | 0.15576
System Gross Impact per-premise | [5 empty] | 0.10856 |  |  |  |  | 0.12966 |  |  |  |  | 0.26276 |  |  |  |  | 0.55378 | [5 empty] | 0.9957 | [5 empty] | 0.99059 | [5 empty] | 0.9562 | [5 empty] | 0.8347 | [5 empty] | 0.66682 | [5 empty] | 0.45715 | [5 empty] | 0.29258 | [5 empty] | 0.22573 | [5 empty] | 0.17026 |  | SFD | 357968 | 67115 | 276025 | 46177 | 285189 | 58834 |  | SFD | 334633 | 59933 | 261132 | 42704 | 281763 | 58792 | 437180 | 437180 | 376800
System Net Impact per-premise | [5 empty] | 0.099386 |  |  |  |  | 0.1187 |  |  |  |  | 0.24056 |  |  |  |  | 0.50698 | [5 empty] | 0.91156 | [5 empty] | 0.90689 | [5 empty] | 0.8754 | [5 empty] | 0.76416 | [5 empty] | 0.61048 | [5 empty] | 0.41852 | [5 empty] | 0.26786 | [5 empty] | 0.20665 | [5 empty] | 0.15587 |  | SFD High | 118096 | 21171 | 83432 | 12637 | 85511 | 30841 |  | SFD High | 101829 | 16480 | 74651 | 10501 | 83142 | 30810 | 134928 | 134928 | 115892
[77 empty] | SFD Med | 125940 | 22965 | 98904 | 16257 | 102209 | 20920 |  | SFD Med | 120748 | 21145 | 95014 | 15287 | 101425 | 20912 | 156294 | 156294 | 134928
Contribution to Aggregate Gross Impact per-premise | [5 empty] | 0.01155 |  |  |  |  | 0.013795 |  |  |  |  | 0.027956 |  |  |  |  | 0.058917 | [5 empty] | 0.086263 | [5 empty] | 0.085821 | [5 empty] | 0.082841 | [5 empty] | 0.072315 | [5 empty] | 0.057771 | [5 empty] | 0.039606 | [5 empty] | 0.025348 | [5 empty] | 0.019556 | [5 empty] | 0.014751 |  | SFD Low | 113932 | 22979 | 93689 | 17283 | 97469 | 7073 |  | SFD Low | 112056 | 22308 | 91467 | 16916 | 97196 | 7070 | 145958 | 145958 | 125980
Contribution to Aggregate Net Impact per-premise | [5 empty] | 0.010574 |  |  |  |  | 0.012629 |  |  |  |  | 0.025594 |  |  |  |  | 0.053939 | [5 empty] | 0.078974 | [5 empty] | 0.078569 | [5 empty] | 0.075841 | [5 empty] | 0.066204 | [5 empty] | 0.052889 | [5 empty] | 0.036259 | [5 empty] | 0.023206 | [5 empty] | 0.017904 | [5 empty] | 0.013504 |  | SFA | 186226 | 17278 | 121375 | 12825 | 130779 | 531 |  | SFA | 185450 | 17096 | 120327 | 12700 | 130617 | 530 | 221029 | 221028 | 155141
[77 empty] | MH | 23817 | 3043 | 22920 | 2868 | 6728 | 88 |  | MH | 23735 | 3023 | 22677 | 2859 | 6724 | 88 | 27536 | 27536 | 26467
Gross Impact kW:
[76 empty] | North |  | 86455 | 15351 | 68914 | 12508 | 61520 | 8755 | North |  | 83495 | 14283 | 66744 | 11734 | 61046 | 8752 | 102735 | 102735 | 87163
System | [5 empty] | 6449.4733 |  |  |  |  | 7702.9863 |  |  |  |  | 15610.7288 |  |  |  |  | 32899.7979 | [5 empty] | 59154.2903 | [5 empty] | 58851.2465 | [5 empty] | 56807.609 | [5 empty] | 49589.2479 | [5 empty] | 39615.9061 | [5 empty] | 27159.3373 | [5 empty] | 17382.1369 | [5 empty] | 13410.5278 | [5 empty] | 10115.2621 | East |  | 120029 | 19790 | 73615 | 12600 | 83933 | 12465 | East |  | 113310 | 17683 | 71130 | 11844 | 83190 | 12456 | 140319 | 140319 | 102341
Dade | [5 empty] | 510.3993 |  |  |  |  | 609.6 |  |  |  |  | 1235.4041 |  |  |  |  | 2603.6289 | [5 empty] | 4681.3607 | [5 empty] | 4657.3783 | [5 empty] | 4495.6487 | [5 empty] | 3924.401 | [5 empty] | 3135.1292 | [5 empty] | 2149.3395 | [5 empty] | 1375.59 | [5 empty] | 1061.2843 | [5 empty] | 800.5031 | West |  | 157348 | 24137 | 134638 | 19449 | 118698 | 21392 | West |  | 151331 | 22462 | 127448 | 18424 | 117391 | 21371 | 183525 | 183525 | 161833
Broward | [5 empty] | 1316.5157 |  |  |  |  | 1572.3923 |  |  |  |  | 3186.5811 |  |  |  |  | 6715.7578 | [5 empty] | 12075.0251 | [5 empty] | 12013.1655 | [5 empty] | 11596.0026 | [5 empty] | 10122.5357 | [5 empty] | 8086.701 | [5 empty] | 5543.9712 | [5 empty] | 3548.1744 | [5 empty] | 2737.4593 | [5 empty] | 2064.8045 | Broward |  | 123166 | 14053 | 92844 | 9135 | 107915 | 12136 | Broward |  | 118628 | 12621 | 90427 | 8552 | 107237 | 12128 | 155490 | 155489 | 131366
East | [5 empty] | 1352.2057 |  |  |  |  | 1615.019 |  |  |  |  | 3272.9675 |  |  |  |  | 6897.8181 | [5 empty] | 12402.3721 | [5 empty] | 12338.8355 | [5 empty] | 11910.3636 | [5 empty] | 10396.9518 | [5 empty] | 8305.9269 | [5 empty] | 5694.265 | [5 empty] | 3644.3634 | [5 empty] | 2811.6702 | [5 empty] | 2120.7801 | Dade |  | 81013 | 14105 | 50309 | 8178 | 50630 | 4705 | Dade |  | 77054 | 13003 | 48387 | 7709 | 50240 | 4703 | 103676 | 103676 | 75705
West | [5 empty] | 2320.6084 |  |  |  |  | 2771.6395 |  |  |  |  | 5616.9531 |  |  |  |  | 11837.7959 | [5 empty] | 21284.5202 | [5 empty] | 21175.4809 | [5 empty] | 20440.1523 | [5 empty] | 17842.8875 | [5 empty] | 14254.3431 | [5 empty] | 9772.2999 | [5 empty] | 6254.3298 | [5 empty] | 4825.2908 | [5 empty] | 3639.6092
North | [5 empty] | 949.7442 |  |  |  |  | 1134.3354 |  |  |  |  | 2298.8231 |  |  |  |  | 4844.7972 | [5 empty] | 8711.0123 | [5 empty] | 8666.3863 | [5 empty] | 8365.4419 | [5 empty] | 7302.472 | [5 empty] | 5833.8058 | [5 empty] | 3999.4617 | [5 empty] | 2559.6792 | [5 empty] | 1974.8233 | [5 empty] | 1489.5652
SFD All | [5 empty] | 6382.3241 |  |  |  |  | 7622.786 |  |  |  |  | 15448.1963 |  |  |  |  | 32557.2589 | [5 empty] | 58538.4003 | [5 empty] | 58238.5117 | [5 empty] | 56216.1518 | [5 empty] | 49072.9452 | [5 empty] | 39203.4417 | [5 empty] | 26876.5655 | [5 empty] | 17201.1613 | [5 empty] | 13270.903 | [5 empty] | 10009.9462
SFD All, Dade | [5 empty] | 508.1213 |  |  |  |  | 606.8792 |  |  |  |  | 1229.8901 |  |  |  |  | 2592.008 | [5 empty] | 4660.4662 | [5 empty] | 4636.5909 | [5 empty] | 4475.5831 | [5 empty] | 3906.8851 | [5 empty] | 3121.1361 | [5 empty] | 2139.7463 | [5 empty] | 1369.4503 | [5 empty] | 1056.5474 | [5 empty] | 796.9301 | Switch Time | Net Impacts (kW/Premise)
SFD All, Broward | [5 empty] | 1294.2773 |  |  |  |  | 1545.8317 |  |  |  |  | 3132.7537 |  |  |  |  | 6602.3159 | [5 empty] | 11871.0551 | [5 empty] | 11810.2404 | [5 empty] | 11400.1242 | [5 empty] | 9951.5469 | [5 empty] | 7950.1013 | [5 empty] | 5450.323 | [5 empty] | 3488.239 | [5 empty] | 2691.2184 | [5 empty] | 2029.926 |  | Temperature Switch Group (oF)
SFD All, East | [5 empty] | 1340.1644 |  |  |  |  | 1600.6374 |  |  |  |  | 3243.8219 |  |  |  |  | 6836.3935 | [5 empty] | 12291.9298 | [5 empty] | 12228.959 | [5 empty] | 11804.3026 | [5 empty] | 10304.3676 | [5 empty] | 8231.9631 | [5 empty] | 5643.558 | [5 empty] | 3611.9106 | [5 empty] | 2786.6325 | [5 empty] | 2101.8947 |  | Winter |  |  | Summer
SFD All, West | [5 empty] | 2295.2241 |  |  |  |  | 2741.3215 |  |  |  |  | 5555.5111 |  |  |  |  | 11708.3061 | [5 empty] | 21051.6959 | [5 empty] | 20943.8493 | [5 empty] | 20216.5642 | [5 empty] | 17647.7101 | [5 empty] | 14098.4196 | [5 empty] | 9665.4039 | [5 empty] | 6185.9158 | [5 empty] | 4772.5085 | [5 empty] | 3599.7967 |  | <36 | 36-<46 | 46-<56 | 70-<80 | 80-<90 | 90-<94 | 94+
SFD All, North | [5 empty] | 944.5371 |  |  |  |  | 1128.1164 |  |  |  |  | 2286.2196 |  |  |  |  | 4818.2353 | [5 empty] | 8663.2534 | [5 empty] | 8618.8721 | [5 empty] | 8319.5777 | [5 empty] | 7262.4356 | [5 empty] | 5801.8215 | [5 empty] | 3977.5344 | [5 empty] | 2545.6456 | [5 empty] | 1963.9962 | [5 empty] | 1481.3985 | 6:00 | 0.099386 | 0.099386 | 0.099386
SFD High | [5 empty] | 3345.6378 |  |  |  |  | 3995.8926 |  |  |  |  | 8098.0016 |  |  |  |  | 17066.6353 | [5 empty] | 30686.0456 | [5 empty] | 30528.8428 | [5 empty] | 29468.7143 | [5 empty] | 25724.219 | [5 empty] | 20550.5889 | [5 empty] | 14088.7949 | [5 empty] | 9016.9122 | [5 empty] | 6956.6563 | [5 empty] | 5247.2507 | 7:00 | 0.1187 | 0.1187 | 0.1187
SFD High, Dade | [5 empty] | 362.7578 |  |  |  |  | 433.263 |  |  |  |  | 878.0428 |  |  |  |  | 1850.4857 | [5 empty] | 3327.1987 | [5 empty] | 3310.1537 | [5 empty] | 3195.207 | [5 empty] | 2789.2023 | [5 empty] | 2228.2406 | [5 empty] | 1527.6071 | [5 empty] | 977.6776 | [5 empty] | 754.29 | [5 empty] | 568.9441 | 8:00 | 0.24056 | 0.24056 | 0.24056
SFD High, Broward | [5 empty] | 864.6957 |  |  |  |  | 1032.757 |  |  |  |  | 2092.9662 |  |  |  |  | 4410.9513 | [5 empty] | 7930.9513 | [5 empty] | 7890.3215 | [5 empty] | 7616.3264 | [5 empty] | 6648.5441 | [5 empty] | 5311.3953 | [5 empty] | 3641.3146 | [5 empty] | 2330.4629 | [5 empty] | 1797.9802 | [5 empty] | 1356.1764 | 9:00 | 0.50698 | 0.50698 | 0.50698
SFD High, East | [5 empty] | 833.7788 |  |  |  |  | 995.8312 |  |  |  |  | 2018.133 |  |  |  |  | 4253.2395 | [5 empty] | 7647.3832 | [5 empty] | 7608.2062 | [5 empty] | 7344.0076 | [5 empty] | 6410.828 | [5 empty] | 5121.4885 | [5 empty] | 3511.1208 | [5 empty] | 2247.1381 | [5 empty] | 1733.6941 | [5 empty] | 1307.6868 | 12:00 |  |  |  | . | 0.91156 | 0.91156 | 0.91156
SFD High, West | [5 empty] | 897.5652 |  |  |  |  | 1072.015 |  |  |  |  | 2172.5257 |  |  |  |  | 4578.6239 | [5 empty] | 8232.4289 | [5 empty] | 8190.2547 | [5 empty] | 7905.8442 | [5 empty] | 6901.2739 | [5 empty] | 5513.2963 | [5 empty] | 3779.7312 | [5 empty] | 2419.0503 | [5 empty] | 1866.3265 | [5 empty] | 1407.7284 | 13:00 |  |  |  | . | 0.90689 | 0.90689 | 0.90689
SFD High, North | [5 empty] | 386.8404 |  |  |  |  | 462.0263 |  |  |  |  | 936.3339 |  |  |  |  | 1973.3349 | [5 empty] | 3548.0833 | [5 empty] | 3529.9067 | [5 empty] | 3407.329 | [5 empty] | 2974.3706 | [5 empty] | 2376.1681 | [5 empty] | 1629.0212 | [5 empty] | 1042.5832 | [5 empty] | 804.3655 | [5 empty] | 606.715 | 14:00 |  |  |  | 0.8754 | 0.8754 | 0.8754 | 0.8754
SFD Med | [5 empty] | 2269.4058 |  |  |  |  | 2710.4852 |  |  |  |  | 5493.0188 |  |  |  |  | 11576.6029 | [5 empty] | 20814.8916 | [5 empty] | 20708.2582 | [5 empty] | 19989.1541 | [5 empty] | 17449.1963 | [5 empty] | 13939.8307 | [5 empty] | 9556.6807 | [5 empty] | 6116.3323 | [5 empty] | 4718.824 | [5 empty] | 3559.3037 | 15:00 |  |  |  | 0.76416 | 0.76416 | 0.76416 | 0.76416
SFD Med, Dade | [5 empty] | 119.5452 |  |  |  |  | 142.7799 |  |  |  |  | 289.355 |  |  |  |  | 609.8191 | [5 empty] | 1096.4632 | [5 empty] | 1090.8461 | [5 empty] | 1052.966 | [5 empty] | 919.1689 | [5 empty] | 734.3066 | [5 empty] | 503.416 | [5 empty] | 322.1892 | [5 empty] | 248.5729 | [5 empty] | 187.493 | 16:00 |  |  |  | 0.61048 | 0.61048 | 0.61048 | 0.61048
SFD Med, Broward | [5 empty] | 349.7402 |  |  |  |  | 417.7153 |  |  |  |  | 846.5341 |  |  |  |  | 1784.0807 | [5 empty] | 3207.8017 | [5 empty] | 3191.3683 | [5 empty] | 3080.5465 | [5 empty] | 2689.1113 | [5 empty] | 2148.2798 | [5 empty] | 1472.7886 | [5 empty] | 942.5935 | [5 empty] | 727.2222 | [5 empty] | 548.5275 | 17:00 |  |  |  | 0.41852 | 0.41852 | 0.41852 | 0.41852
SFD Med, East | [5 empty] | 403.7633 |  |  |  |  | 482.2383 |  |  |  |  | 977.2952 |  |  |  |  | 2059.6614 | [5 empty] | 3703.2996 | [5 empty] | 3684.3278 | [5 empty] | 3556.3877 | [5 empty] | 3104.4889 | [5 empty] | 2480.1171 | [5 empty] | 1700.2852 | [5 empty] | 1088.1926 | [5 empty] | 839.5537 | [5 empty] | 633.2566 | 18:00 |  |  |  | 0.26786 | 0.26786 | 0.26786 | 0.26786
SFD Med, West | [5 empty] | 978.7084 |  |  |  |  | 1168.9291 |  |  |  |  | 2368.93 |  |  |  |  | 4992.5483 | [5 empty] | 8976.6708 | [5 empty] | 8930.6838 | [5 empty] | 8620.5616 | [5 empty] | 7525.1744 | [5 empty] | 6011.7186 | [5 empty] | 4121.4327 | [5 empty] | 2637.7414 | [5 empty] | 2035.0492 | [5 empty] | 1534.9923 | 19:00 |  |  |  | 0.20665 | 0.20665 | 0.20665 | .
SFD Med, North | [5 empty] | 417.6488 |  |  |  |  | 498.8226 |  |  |  |  | 1010.9045 |  |  |  |  | 2130.4934 | [5 empty] | 3830.6564 | [5 empty] | 3811.0322 | [5 empty] | 3678.6923 | [5 empty] | 3211.2527 | [5 empty] | 2565.4086 | [5 empty] | 1758.7582 | [5 empty] | 1125.6156 | [5 empty] | 868.426 | [5 empty] | 655.0344 | 20:00 |  |  |  | 0.15587 | 0.15587 | . | .
SFD Low | [5 empty] | 767.2805 |  |  |  |  | 916.4083 |  |  |  |  | 1857.176 |  |  |  |  | 3914.0207 | [5 empty] | 7037.4631 | [5 empty] | 7001.4106 | [5 empty] | 6758.2833 | [5 empty] | 5899.5299 | [5 empty] | 4713.0221 | [5 empty] | 3231.09 | [5 empty] | 2067.9167 | [5 empty] | 1595.4227 | [5 empty] | 1203.3917
SFD Low, Dade | [5 empty] | 25.8183 |  |  |  |  | 30.8363 |  |  |  |  | 62.4923 |  |  |  |  | 131.7032 | [5 empty] | 236.8042 | [5 empty] | 235.5911 | [5 empty] | 227.4101 | [5 empty] | 198.5138 | [5 empty] | 158.5889 | [5 empty] | 108.7232 | [5 empty] | 69.5835 | [5 empty] | 53.6845 | [5 empty] | 40.493
SFD Low, Broward | [5 empty] | 79.8414 |  |  |  |  | 95.3593 |  |  |  |  | 193.2534 |  |  |  |  | 407.2839 | [5 empty] | 732.3021 | [5 empty] | 728.5506 | [5 empty] | 703.2513 | [5 empty] | 613.8914 | [5 empty] | 490.4262 | [5 empty] | 336.2197 | [5 empty] | 215.1826 | [5 empty] | 166.016 | [5 empty] | 125.2222
SFD Low, East | [5 empty] | 102.6223 |  |  |  |  | 122.5678 |  |  |  |  | 248.3937 |  |  |  |  | 523.4927 | [5 empty] | 941.247 | [5 empty] | 936.4251 | [5 empty] | 903.9073 | [5 empty] | 789.0507 | [5 empty] | 630.3575 | [5 empty] | 432.152 | [5 empty] | 276.5798 | [5 empty] | 213.3847 | [5 empty] | 160.9513
SFD Low, West | [5 empty] | 418.9505 |  |  |  |  | 500.3773 |  |  |  |  | 1014.0554 |  |  |  |  | 2137.1339 | [5 empty] | 3842.5962 | [5 empty] | 3822.9108 | [5 empty] | 3690.1584 | [5 empty] | 3221.2618 | [5 empty] | 2573.4047 | [5 empty] | 1764.24 | [5 empty] | 1129.1241 | [5 empty] | 871.1328 | [5 empty] | 657.076
SFD Low, North | [5 empty] | 140.0479 |  |  |  |  | 167.2675 |  |  |  |  | 338.9812 |  |  |  |  | 714.407 | [5 empty] | 1284.5136 | [5 empty] | 1277.9331 | [5 empty] | 1233.5563 | [5 empty] | 1076.8123 | [5 empty] | 860.2448 | [5 empty] | 589.755 | [5 empty] | 377.4467 | [5 empty] | 291.2047 | [5 empty] | 219.6492
SFA | [5 empty] | 57.603 |  |  |  |  | 68.7986 |  |  |  |  | 139.4261 |  |  |  |  | 293.8421 | [5 empty] | 528.3321 | [5 empty] | 525.6255 | [5 empty] | 507.3729 | [5 empty] | 442.9026 | [5 empty] | 353.8265 | [5 empty] | 242.5716 | [5 empty] | 155.2472 | [5 empty] | 119.7751 | [5 empty] | 90.3437
SFA, Dade | [5 empty] | 2.2781 |  |  |  |  | 2.7209 |  |  |  |  | 5.514 |  |  |  |  | 11.6209 | [5 empty] | 20.8945 | [5 empty] | 20.7874 | [5 empty] | 20.0656 | [5 empty] | 17.5159 | [5 empty] | 13.9931 | [5 empty] | 9.5932 | [5 empty] | 6.1397 | [5 empty] | 4.7369 | [5 empty] | 3.5729
SFA, Broward | [5 empty] | 21.1536 |  |  |  |  | 25.265 |  |  |  |  | 51.2017 |  |  |  |  | 107.9081 | [5 empty] | 194.0203 | [5 empty] | 193.0263 | [5 empty] | 186.3234 | [5 empty] | 162.6479 | [5 empty] | 129.9363 | [5 empty] | 89.08 | [5 empty] | 57.0117 | [5 empty] | 43.9852 | [5 empty] | 33.1771
SFA, East | [5 empty] | 11.065 |  |  |  |  | 13.2156 |  |  |  |  | 26.7824 |  |  |  |  | 56.4442 | [5 empty] | 101.4875 | [5 empty] | 100.9676 | [5 empty] | 97.4615 | [5 empty] | 85.0773 | [5 empty] | 67.9667 | [5 empty] | 46.5957 | [5 empty] | 29.8215 | [5 empty] | 23.0077 | [5 empty] | 17.3542
SFA, West | [5 empty] | 20.8282 |  |  |  |  | 24.8763 |  |  |  |  | 50.4139 |  |  |  |  | 106.248 | [5 empty] | 191.0353 | [5 empty] | 190.0567 | [5 empty] | 183.4569 | [5 empty] | 160.1456 | [5 empty] | 127.9373 | [5 empty] | 87.7095 | [5 empty] | 56.1346 | [5 empty] | 43.3085 | [5 empty] | 32.6666
SFA, North | [5 empty] | 2.2781 |  |  |  |  | 2.7209 |  |  |  |  | 5.514 |  |  |  |  | 11.6209 | [5 empty] | 20.8945 | [5 empty] | 20.7874 | [5 empty] | 20.0656 | [5 empty] | 17.5159 | [5 empty] | 13.9931 | [5 empty] | 9.5932 | [5 empty] | 6.1397 | [5 empty] | 4.7369 | [5 empty] | 3.5729
MH | [5 empty] | 9.5463 |  |  |  |  | 11.4017 |  |  |  |  | 23.1064 |  |  |  |  | 48.697 | [5 empty] | 87.5579 | [5 empty] | 87.1093 | [5 empty] | 84.0844 | [5 empty] | 73.4001 | [5 empty] | 58.6379 | [5 empty] | 40.2002 | [5 empty] | 25.7284 | [5 empty] | 19.8497 | [5 empty] | 14.9722
MH, Dade | [5 empty] | 0 |  |  |  |  | 0 |  |  |  |  | 0 |  |  |  |  | 0 | [5 empty] | 0 | [5 empty] | 0 | [5 empty] | 0 | [5 empty] | 0 | [5 empty] | 0 | [5 empty] | 0 | [5 empty] | 0 | [5 empty] | 0 | [5 empty] | 0
MH, Broward | [5 empty] | 1.0848 |  |  |  |  | 1.2956 |  |  |  |  | 2.6257 |  |  |  |  | 5.5337 | [5 empty] | 9.9498 | [5 empty] | 9.8988 | [5 empty] | 9.555 | [5 empty] | 8.3409 | [5 empty] | 6.6634 | [5 empty] | 4.5682 | [5 empty] | 2.9237 | [5 empty] | 2.2557 | [5 empty] | 1.7014
MH, East | [5 empty] | 0.97632 |  |  |  |  | 1.1661 |  |  |  |  | 2.3632 |  |  |  |  | 4.9804 | [5 empty] | 8.9548 | [5 empty] | 8.9089 | [5 empty] | 8.5995 | [5 empty] | 7.5068 | [5 empty] | 5.9971 | [5 empty] | 4.1114 | [5 empty] | 2.6313 | [5 empty] | 2.0301 | [5 empty] | 1.5312
MH, West | [5 empty] | 4.5562 |  |  |  |  | 5.4417 |  |  |  |  | 11.028 |  |  |  |  | 23.2417 | [5 empty] | 41.789 | [5 empty] | 41.5749 | [5 empty] | 40.1312 | [5 empty] | 35.0318 | [5 empty] | 27.9863 | [5 empty] | 19.1865 | [5 empty] | 12.2794 | [5 empty] | 9.4737 | [5 empty] | 7.1458
MH, North | [5 empty] | 2.929 |  |  |  |  | 3.4982 |  |  |  |  | 7.0895 |  |  |  |  | 14.9411 | [5 empty] | 26.8643 | [5 empty] | 26.7267 | [5 empty] | 25.7986 | [5 empty] | 22.5205 | [5 empty] | 17.9912 | [5 empty] | 12.3341 | [5 empty] | 7.8939 | [5 empty] | 6.0903 | [5 empty] | 4.5937

## (16) APC-ASC, SFD High
Exhibit D-16
Residential On Call Program Impacts
Air Conditioner/Heat Pump Cycle (APC);
Air Conditioner/Strip Heat Cycle (ASC)
Single-Family Detached Premises
High Usage Segment
Gross Impacts (kW/Appliance)
Switch Time | Temperature Switch Group (oF)
| <36 | 36-<46 | 46-<56 | 70-<80 | 80-<90 | 90-<96 | 96+
6:00 | 0.82349 | 0.87574 | 0.46874
7:00 | 0.9836 | 0.86219 | 0.52817
8:00 | 0.76472 | 0.63751 | 0.342
9:00 | 0.76472 | 0.63751 | 0.35895
12:00 |  |  |  | . | 0.60731 | 0.72844 | 0.76156
13:00 |  |  |  | 0.40281 | 0.75188 | 0.87351 | 0.91496
14:00 |  |  |  | 0.59306 | 0.85499 | 0.99538 | 1.0331
15:00 |  |  |  | 0.57295 | 0.94456 | 1.0619 | 1.1102
16:00 |  |  |  | 0.61875 | 0.96688 | 1.1014 | 1.1576
17:00 |  |  |  | 0.59512 | 0.95431 | 1.0903 | 1.1398
18:00 |  |  |  | 0.3842 | 0.89887 | 1.1093 | 1.1597
19:00 |  |  |  | 0.40692 | 0.77113 | 0.79403 | .
20:00 |  |  |  | 0.27591 | 0.6038 | . | .
NOTE: These impacts were obtained by blending 1993-1996, 2000-2001 and 2005-2008 data together
and applying new CLs based on 2006 HES (efficiency) and 2006-2007 HVAC Program (capacity).

## (17) APC-ASC, SFD Med
Exhibit D-17
Residential On Call Program Impacts
Air Conditioner/Heat Pump Cycle (APC);
Air Conditioner/Strip Heat Cycle (ASC)
Single-Family Detached Premises
Medium Usage Segment
Gross Impacts (kW/Appliance)
Switch Time | Temperature Switch Group (oF)
| <36 | 36-<46 | 46-<56 | 70-<80 | 80-<90 | 90-<96 | 96+
6:00 | 0.82349 | 0.66969 | 0.41629
7:00 | 0.9836 | 0.77583 | 0.47393
8:00 | 0.76472 | 0.66799 | 0.40184
9:00 | 0.76472 | 0.62741 | 0.34828
12:00 |  |  |  | . | 0.40365 | 0.48304 | 0.49243
13:00 |  |  |  | 0.16178 | 0.52604 | 0.61823 | 0.63065
14:00 |  |  |  | 0.52714 | 0.62591 | 0.72958 | 0.72929
15:00 |  |  |  | 0.58691 | 0.70148 | 0.80961 | 0.82533
16:00 |  |  |  | 0.50013 | 0.72134 | 0.87668 | 0.8846
17:00 |  |  |  | 0.53005 | 0.71505 | 0.89037 | 0.90766
18:00 |  |  |  | 0.32945 | 0.65623 | 0.8351 | 0.85132
19:00 |  |  |  | 0.26606 | 0.52386 | 0.6537 | .
20:00 |  |  |  | 0.17943 | 0.39285 | . | .
NOTE: These impacts were obtained by blending 1993-1996, 2000-2001 and 2005-2008 data together
and applying new CLs based on 2006 HES (efficiency) and 2006-2007 HVAC Program (capacity).

## (18) APC-ASC, SFD Low
Exhibit D-18
Residential On Call Program Impacts
Air Conditioner/Heat Pump Cycle (APC);
Air Conditioner/Strip Heat Cycle (ASC)
Single-Family Detached Premises
Low Usage Segment
Gross Impacts (kW/Appliance)
Switch Time | Temperature Switch Group (oF)
| <36 | 36-<46 | 46-<56 | 70-<80 | 80-<90 | 90-<96 | 96+
6:00 | 0.82349 | 0.41118 | 0.31859
7:00 | 0.9836 | 0.53602 | 0.34448
8:00 | 0.76472 | 0.57354 | 0.29003
9:00 | 0.76472 | 0.5151 | 0.28027
12:00 |  |  |  | . | 0.25469 | 0.31266 | 0.32118
13:00 |  |  |  | 0 | 0.34009 | 0.39784 | 0.4063
14:00 |  |  |  | 0.15441 | 0.36345 | 0.48251 | 0.49566
15:00 |  |  |  | 0.21456 | 0.42971 | 0.53948 | 0.55419
16:00 |  |  |  | 0.30615 | 0.44538 | 0.58771 | 0.60723
17:00 |  |  |  | 0.16558 | 0.45265 | 0.52773 | 0.54211
18:00 |  |  |  | 0.099093 | 0.39013 | 0.40866 | 0.41979
19:00 |  |  |  | 0.21804 | 0.28877 | 0.23865 | .
20:00 |  |  |  | 0.10139 | 0.19779 | . | .
NOTE: These impacts were obtained by blending 1993-1996, 2000-2001 and 2005-2008 data together
and applying new CLs based on 2006 HES (efficiency) and 2006-2007 HVAC Program (capacity).

## (19) APC-ASC, SFA
Exhibit D-19
Residential On Call Program Impacts
Air Conditioner/Heat Pump Cycle (APC);
Air Conditioner/Strip Heat Cycle (ASC)
Single-Family Attached Premises
Gross Impacts (kW/Appliance)
Switch Time | Temperature Switch Group (oF)
| <36 | 36-<46 | 46-<56 | 70-<80 | 80-<90 | 90-<96 | 96+
6:00 | 0.64837 | 0.47963 | 0.25053
7:00 | 0.66803 | 0.49571 | 0.22236
8:00 | 0.72785 | 0.40773 | 0.15389
9:00 | 0.72785 | 0.39392 | 0.18344
12:00 |  |  |  | . | 0.20329 | 0.26573 | 0.27581
13:00 |  |  |  | . | 0.26932 | 0.33964 | 0.35251
14:00 |  |  |  | 0.21909 | 0.36354 | 0.40027 | 0.39942
15:00 |  |  |  | 0.38298 | 0.40066 | 0.4592 | 0.47661
16:00 |  |  |  | 0.31253 | 0.43971 | 0.47552 | 0.56349
17:00 |  |  |  | 0.19214 | 0.43948 | 0.49099 | 0.49878
18:00 |  |  |  | 0.13864 | 0.42431 | 0.48785 | 0.50634
19:00 |  |  |  | 0.17735 | 0.33677 | 0.37341 | .
20:00 |  |  |  | 0.14189 | 0.25521 | . | .
NOTE: These impacts were obtained by blending 1993-1996, 2000-2001 and 2005-2008 data together
and applying new CLs based on 2006 HES (efficiency) and 2006-2007 HVAC Program (capacity).

## (20) APC-ASC, MH
Exhibit D-20
Residential On Call Program Impacts
Air Conditioner/Heat Pump Cycle (APC);
Air Conditioner/Strip Heat Cycle (ASC)
Mobile Home Premises
Gross Impacts (kW/Appliance)
Switch Time | Temperature Switch Group (oF)
| <36 | 36-<46 | 46-<56 | 70-<80 | 80-<90 | 90-<96 | 96+
6:00 | 0.82349 | 0.41118 | 0.31859
7:00 | 0.9836 | 0.53602 | 0.34448
8:00 | 0.76472 | 0.57354 | 0.29003
9:00 | 0.76472 | 0.5151 | 0.28027
12:00 |  |  |  | . | 0.28795 | 0.35348 | 0.40966
13:00 |  |  |  | 0 | 0.38449 | 0.44978 | 0.45935
14:00 |  |  |  | 0.17457 | 0.4109 | 0.54551 | 0.58432
15:00 |  |  |  | 0.24257 | 0.48581 | 0.60992 | 0.65331
16:00 |  |  |  | 0.34612 | 0.50353 | 0.66444 | 0.68651
17:00 |  |  |  | 0.1872 | 0.51174 | 0.59663 | 0.63907
18:00 |  |  |  | 0.11203 | 0.44106 | 0.46201 | 0.49488
19:00 |  |  |  | 0.24651 | 0.32648 | 0.26981 | .
20:00 |  |  |  | 0.11463 | 0.22361 | . | .
NOTE: These impacts were obtained by blending 1993-1996, 2000-2001 and 2005-2008 data together
and applying new CLs based on 2006 HES (efficiency) and 2006-2007 HVAC Program (capacity).

## (21) APS-ASS, SFD High
Exhibit D-21
Residential On Call Program Impacts
Air Conditioner/Heat Pump Shed (APS);
Air Conditioner/Strip Heat Shed (ASS)
Single-Family Detached Premises
High Usage Segment
Gross Impacts (kW/Appliance)
Switch Time | Temperature Switch Group (oF)
| <36 | 36-<46 | 46-<56 | 70-<80 | 80-<90 | 90-<96 | 96+
6:00 | 3.9682 | 3.7073 | 2.4329
7:00 | 4.2445 | 3.5954 | 2.5148
8:00 | 3.6447 | 2.9222 | 1.9783
9:00 | 2.9688 | 2.4812 | 1.8795
12:00 |  |  |  | . | 2.153 | 2.3323 | 2.3552
13:00 |  |  |  | 1.8016 | 2.381 | 2.5552 | 2.6655
14:00 |  |  |  | 2.1077 | 2.5589 | 2.7347 | 2.783
15:00 |  |  |  | 2.1665 | 2.6648 | 2.8475 | 2.8762
16:00 |  |  |  | 2.1632 | 2.7141 | 2.8894 | 3.0149
17:00 |  |  |  | 2.151 | 2.7091 | 2.886 | 2.8566
18:00 |  |  |  | 1.8358 | 2.6431 | 2.9162 | 2.9456
19:00 |  |  |  | 1.9146 | 2.4817 | 2.6077 | .
20:00 |  |  |  | 1.6292 | 2.2355 | . | .
NOTE: These impacts were obtained by blending 1993-1996, 2000-2001 and 2005-2008 data together
and applying new CLs based on 2006 HES (efficiency) and 2006-2007 HVAC Program (capacity).

## (22) APS-ASS, SFD Med
Exhibit D-22
Residential On Call Program Impacts
Air Conditioner/Heat Pump Shed (APS);
Air Conditioner/Strip Heat Shed (ASS)
Single-Family Detached Premises
Medium Usage Segment
Gross Impacts (kW/Appliance)
Switch Time | Temperature Switch Group (oF)
| <36 | 36-<46 | 46-<56 | 70-<80 | 80-<90 | 90-<96 | 96+
6:00 | 3.9682 | 3.0865 | 2.112
7:00 | 4.2445 | 3.308 | 2.3054
8:00 | 3.6447 | 2.8686 | 1.9497
9:00 | 2.9688 | 2.8748 | 1.9064
12:00 |  |  |  | . | 1.7653 | 1.875 | 1.7583
13:00 |  |  |  | 1.4098 | 1.9549 | 2.1143 | 2.0536
14:00 |  |  |  | 1.8839 | 2.1266 | 2.2737 | 2.2796
15:00 |  |  |  | 2.1526 | 2.2619 | 2.4006 | 2.3349
16:00 |  |  |  | 1.9241 | 2.2863 | 2.4976 | 2.5431
17:00 |  |  |  | 2.0399 | 2.2748 | 2.554 | 2.5208
18:00 |  |  |  | 1.6518 | 2.2149 | 2.4898 | 2.4575
19:00 |  |  |  | 1.5265 | 2.0503 | 2.3402 | .
20:00 |  |  |  | 1.3683 | 1.8417 | . | .
NOTE: These impacts were obtained by blending 1993-1996, 2000-2001 and 2005-2008 data together
and applying new CLs based on 2006 HES (efficiency) and 2006-2007 HVAC Program (capacity).

## (23) APS-ASS, SFD Low
Exhibit D-23
Residential On Call Program Impacts
Air Conditioner/Heat Pump Shed (APS);
Air Conditioner/Strip Heat Shed (ASS)
Single-Family Detached Premises
Low Usage Segment
Gross Impacts (kW/Appliance)
Switch Time | Temperature Switch Group (oF)
| <36 | 36-<46 | 46-<56 | 70-<80 | 80-<90 | 90-<96 | 96+
6:00 | 3.9682 | 2.7595 | 2.1679
7:00 | 4.2445 | 2.9545 | 2.2929
8:00 | 3.6447 | 2.8558 | 2.0455
9:00 | 2.9688 | 2.7991 | 1.8598
12:00 |  |  |  | . | 1.3178 | 1.4262 | 1.628
13:00 |  |  |  | 0.69197 | 1.4819 | 1.5883 | 1.6695
14:00 |  |  |  | 1.1395 | 1.5675 | 1.7431 | 1.8322
15:00 |  |  |  | 1.4517 | 1.6808 | 1.8458 | 1.9402
16:00 |  |  |  | 1.4618 | 1.7194 | 1.9434 | 2.0427
17:00 |  |  |  | 1.299 | 1.744 | 1.8471 | 1.9415
18:00 |  |  |  | 0.97598 | 1.6597 | 1.7459 | 1.8351
19:00 |  |  |  | 1.1824 | 1.4984 | 1.51 | .
20:00 |  |  |  | 1.0012 | 1.3103 | . | .
NOTE: These impacts were obtained by blending 1993-1996, 2000-2001 and 2005-2008 data together
and applying new CLs based on 2006 HES (efficiency) and 2006-2007 HVAC Program (capacity).

## (24) APS-ASS, SFA
Exhibit D-24
Residential On Call Program Impacts
Air Conditioner/Heat Pump Shed (APS);
Air Conditioner/Strip Heat Shed (ASS)
Single-Family Attached Premises
Gross Impacts (kW/Appliance)
Switch Time | Temperature Switch Group (oF)
| <36 | 36-<46 | 46-<56 | 70-<80 | 80-<90 | 90-<96 | 96+
6:00 | 3.0507 | 2.235 | 1.4187
7:00 | 3.2293 | 2.2982 | 1.4517
8:00 | 3.3858 | 1.988 | 1.2102
9:00 | 2.6148 | 2.1506 | 1.3167
12:00 |  |  |  | . | 1.1406 | 1.2633 | 1.1483
13:00 |  |  |  | . | 1.2954 | 1.3997 | 1.26
14:00 |  |  |  | 1.273 | 1.4592 | 1.5223 | 1.4493
15:00 |  |  |  | 1.5569 | 1.5458 | 1.6235 | 1.5557
16:00 |  |  |  | 1.4486 | 1.6017 | 1.6591 | 1.753
17:00 |  |  |  | 1.2472 | 1.603 | 1.6988 | 1.7008
18:00 |  |  |  | 1.0598 | 1.6002 | 1.7032 | 1.6716
19:00 |  |  |  | 1.0975 | 1.4767 | 1.545 | .
20:00 |  |  |  | 0.99393 | 1.3261 | . | .
NOTE: These impacts were obtained by blending 1993-1996, 2000-2001 and 2005-2008 data together
and applying new CLs based on 2006 HES (efficiency) and 2006-2007 HVAC Program (capacity).

## (25) APS-ASS, MH
Exhibit D-25
Residential On Call Program Impacts
Air Conditioner/Heat Pump Shed (APS);
Air Conditioner/Strip Heat Shed (ASS)
Mobile Home Premises
Gross Impacts (kW/Appliance)
Switch Time | Temperature Switch Group (oF)
| <36 | 36-<46 | 46-<56 | 70-<80 | 80-<90 | 90-<96 | 96+
6:00 | 3.9682 | 2.7595 | 2.1679
7:00 | 4.2445 | 2.9545 | 2.2929
8:00 | 3.6447 | 2.8558 | 2.0455
9:00 | 2.9688 | 2.7991 | 1.8598
12:00 |  |  |  | . | 1.4899 | 1.6124 | 1.8406
13:00 |  |  |  | 0.78231 | 1.6753 | 1.7957 | 1.8875
14:00 |  |  |  | 1.2883 | 1.7722 | 1.9707 | 2.0715
15:00 |  |  |  | 1.6412 | 1.9002 | 2.0868 | 2.1935
16:00 |  |  |  | 1.6526 | 1.9439 | 2.1971 | 2.3094
17:00 |  |  |  | 1.4687 | 1.9717 | 2.0882 | 2.1949
18:00 |  |  |  | 1.1034 | 1.8764 | 1.9739 | 2.0747
19:00 |  |  |  | 1.3368 | 1.6941 | 1.7072 | .
20:00 |  |  |  | 1.132 | 1.4814 | . | .
NOTE: These impacts were obtained by blending 1993-1996, 2000-2001 and 2005-2008 data together
and applying new CLs based on 2006 HES (efficiency) and 2006-2007 HVAC Program (capacity).

## (26) WHS, SFD High
Exhibit D-26
Residential On Call Program Impacts
Water Heater Shed (WHS)
Single-Family Detached Premises
High Usage Segment
Gross Impacts (kW/Appliance)
Switch Time | Temperature Switch Group (oF)
| <36 | 36-<46 | 46-<56 | 70-<80 | 80-<90 | 90-<96 | 96+
6:00 | 0.64335 | 0.64335 | 0.64335
7:00 | 0.73075 | 0.73075 | 0.73075
8:00 | 0.68944 | 0.68944 | 0.68944
9:00 | 0.52806 | 0.52806 | 0.52806
12:00 |  |  |  | . | 0.22711 | 0.22711 | 0.22711
13:00 |  |  |  | . | 0.21701 | 0.21701 | 0.21701
14:00 |  |  |  | 0.18601 | 0.18601 | 0.18601 | 0.18601
15:00 |  |  |  | 0.21316 | 0.21316 | 0.21316 | 0.21316
16:00 |  |  |  | 0.26522 | 0.26522 | 0.26522 | 0.26522
17:00 |  |  |  | 0.28791 | 0.28791 | 0.28791 | 0.28791
18:00 |  |  |  | 0.35851 | 0.35851 | 0.35851 | 0.35851
19:00 |  |  |  | 0.37147 | 0.37147 | 0.37147 | .
20:00 |  |  |  | 0.35308 | 0.35308 | . | .
NOTE: These impacts were obtained by blending 1993-1996, 2000-2001 and 2005 data together.

## (27) WHS, SFD Med
Exhibit D-27
Residential On Call Program Impacts
Water Heater Shed (WHS)
Single-Family Detached Premises
Medium Usage Segment
Gross Impacts (kW/Appliance)
Switch Time | Temperature Switch Group (oF)
| <36 | 36-<46 | 46-<56 | 70-<80 | 80-<90 | 90-<96 | 96+
6:00 | 0.4294 | 0.4294 | 0.4294
7:00 | 0.56104 | 0.56104 | 0.56104
8:00 | 0.50552 | 0.50552 | 0.50552
9:00 | 0.46751 | 0.46751 | 0.46751
12:00 |  |  |  | . | 0.19675 | 0.19675 | 0.19675
13:00 |  |  |  | . | 0.17453 | 0.17453 | 0.17453
14:00 |  |  |  | 0.17569 | 0.17569 | 0.17569 | 0.17569
15:00 |  |  |  | 0.17092 | 0.17092 | 0.17092 | 0.17092
16:00 |  |  |  | 0.19934 | 0.19934 | 0.19934 | 0.19934
17:00 |  |  |  | 0.26794 | 0.26794 | 0.26794 | 0.26794
18:00 |  |  |  | 0.30045 | 0.30045 | 0.30045 | 0.30045
19:00 |  |  |  | 0.27094 | 0.27094 | 0.27094 | .
20:00 |  |  |  | 0.27058 | 0.27058 | . | .
NOTE: These impacts were obtained by blending 1993-1996, 2000-2001 and 2005 data together.

## (28) WHS, SFD Low
Exhibit D-28
Residential On Call Program Impacts
Water Heater Shed (WHS)
Single-Family Detached
Low Usage Segment
Gross Impacts (kW/Appliance)
Switch Time | Temperature Switch Group (oF)
| <36 | 36-<46 | 46-<56 | 70-<80 | 80-<90 | 90-<96 | 96+
6:00 | 0.35891 | 0.35891 | 0.35891
7:00 | 0.43913 | 0.43913 | 0.43913
8:00 | 0.47411 | 0.47411 | 0.47411
9:00 | 0.41414 | 0.41414 | 0.41414
12:00 |  |  |  | . | 0.14883 | 0.14883 | 0.14883
13:00 |  |  |  | . | 0.14601 | 0.14601 | 0.14601
14:00 |  |  |  | 0.11667 | 0.11667 | 0.11667 | 0.11667
15:00 |  |  |  | 0.11196 | 0.11196 | 0.11196 | 0.11196
16:00 |  |  |  | 0.14739 | 0.14739 | 0.14739 | 0.14739
17:00 |  |  |  | 0.18246 | 0.18246 | 0.18246 | 0.18246
18:00 |  |  |  | 0.19296 | 0.19296 | 0.19296 | 0.19296
19:00 |  |  |  | 0.17176 | 0.17176 | 0.17176 | .
20:00 |  |  |  | 0.18957 | 0.18957 | . | .
SOURCE: FPL 2002/On Call Evaluation, Final Report, Appendix C

## (29) WHS, SFA
Exhibit D-29
Residential On Call Program Impacts
Water Heater Shed (WHS)
Single-Family Attached Segment
Gross Impacts (kW/Appliance)
Switch Time | Temperature Switch Group (oF)
| <36 | 36-<46 | 46-<56 | 70-<80 | 80-<90 | 90-<96 | 96+
6:00 | 0.31378 | 0.31378 | 0.31378
7:00 | 0.39601 | 0.39601 | 0.39601
8:00 | 0.42078 | 0.42078 | 0.42078
9:00 | 0.35722 | 0.35722 | 0.35722
12:00 |  |  |  | . | 0.1643 | 0.1643 | 0.1643
13:00 |  |  |  | . | 0.14786 | 0.14786 | 0.14786
14:00 |  |  |  | 0.13056 | 0.13056 | 0.13056 | 0.13056
15:00 |  |  |  | 0.13246 | 0.13246 | 0.13246 | 0.13246
16:00 |  |  |  | 0.15401 | 0.15401 | 0.15401 | 0.15401
17:00 |  |  |  | 0.22535 | 0.22535 | 0.22535 | 0.22535
18:00 |  |  |  | 0.24147 | 0.24147 | 0.24147 | 0.24147
19:00 |  |  |  | 0.22452 | 0.22452 | 0.22452 | .
20:00 |  |  |  | 0.18411 | 0.18411 | . | .
NOTE: These impacts were obtained by blending 1993-1996, 2000-2001 and 2005 data together.

## (30) WHS, MH
Exhibit D-30
Residential On Call Program Impacts
Water Heater Shed (WHS)
Mobile Home Segment
Gross Impacts (kW/Appliance)
Switch Time | Temperature Switch Group (oF)
| <36 | 36-<46 | 46-<56 | 70-<80 | 80-<90 | 90-<96 | 96+
6:00 | 0.31378 | 0.31378 | 0.31378
7:00 | 0.39601 | 0.39601 | 0.39601
8:00 | 0.42078 | 0.42078 | 0.42078
9:00 | 0.35722 | 0.35722 | 0.35722
12:00 |  |  |  | . | 0.1643 | 0.1643 | 0.1643
13:00 |  |  |  | . | 0.14786 | 0.14786 | 0.14786
14:00 |  |  |  | 0.13056 | 0.13056 | 0.13056 | 0.13056
15:00 |  |  |  | 0.13246 | 0.13246 | 0.13246 | 0.13246
16:00 |  |  |  | 0.15401 | 0.15401 | 0.15401 | 0.15401
17:00 |  |  |  | 0.22535 | 0.22535 | 0.22535 | 0.22535
18:00 |  |  |  | 0.24147 | 0.24147 | 0.24147 | 0.24147
19:00 |  |  |  | 0.22452 | 0.22452 | 0.22452 | .
20:00 |  |  |  | 0.18411 | 0.18411 | . | .
NOTE: These impacts were obtained by blending 1993-1996, 2000-2001 and 2005 data together.

## (31) PPS, SFD High
Exhibit D-31
Residential On Call Program Impacts
Pool Pump Shed (PPS)
Single-Family Detached Premises
High Usage Segment
Gross Impacts (kW/Appliance)
Switch Time | Temperature Switch Group (oF)
| <36 | 36-<46 | 46-<56 | 70-<80 | 80-<90 | 90-<96 | 96+
6:00 | 0.10848 | 0.10848 | 0.10848
7:00 | 0.12956 | 0.12956 | 0.12956
8:00 | 0.26257 | 0.26257 | 0.26257
9:00 | 0.55337 | 0.55337 | 0.55337
12:00 |  |  |  | . | 0.99498 | 0.99498 | 0.99498
13:00 |  |  |  | . | 0.98988 | 0.98988 | 0.98988
14:00 |  |  |  | 0.9555 | 0.9555 | 0.9555 | 0.9555
15:00 |  |  |  | 0.83409 | 0.83409 | 0.83409 | 0.83409
16:00 |  |  |  | 0.66634 | 0.66634 | 0.66634 | 0.66634
17:00 |  |  |  | 0.45682 | 0.45682 | 0.45682 | 0.45682
18:00 |  |  |  | 0.29237 | 0.29237 | 0.29237 | 0.29237
19:00 |  |  |  | 0.22557 | 0.22557 | 0.22557 | .
20:00 |  |  |  | 0.17014 | 0.17014 | . | .
SOURCE: FPL 2002/On Call Evaluation, Final Report, Appendix C

## (32) PPS, SFD Med
Exhibit D-32
Residential On Call Program Impacts
Pool Pump Shed (PPS)
Single-Family Detached Premises
Medium Usage Segment
Gross Impacts (kW/Appliance)
Switch Time | Temperature Switch Group (oF)
| <36 | 36-<46 | 46-<56 | 70-<80 | 80-<90 | 90-<96 | 96+
6:00 | 0.10848 | 0.10848 | 0.10848
7:00 | 0.12956 | 0.12956 | 0.12956
8:00 | 0.26257 | 0.26257 | 0.26257
9:00 | 0.55337 | 0.55337 | 0.55337
12:00 |  |  |  | . | 0.99498 | 0.99498 | 0.99498
13:00 |  |  |  | . | 0.98988 | 0.98988 | 0.98988
14:00 |  |  |  | 0.9555 | 0.9555 | 0.9555 | 0.9555
15:00 |  |  |  | 0.83409 | 0.83409 | 0.83409 | 0.83409
16:00 |  |  |  | 0.66634 | 0.66634 | 0.66634 | 0.66634
17:00 |  |  |  | 0.45682 | 0.45682 | 0.45682 | 0.45682
18:00 |  |  |  | 0.29237 | 0.29237 | 0.29237 | 0.29237
19:00 |  |  |  | 0.22557 | 0.22557 | 0.22557 | .
20:00 |  |  |  | 0.17014 | 0.17014 | . | .
SOURCE: FPL 2002/On Call Evaluation, Final Report, Appendix C

## (33) PPS, SFD Low
Exhibit D-33
Residential On Call Program Impacts
Pool Pump Shed (PPS)
Single-Family Detached Premises
Low Usage Segment
Gross Impacts (kW/Appliance)
Switch Time | Temperature Switch Group (oF)
| <36 | 36-<46 | 46-<56 | 70-<80 | 80-<90 | 90-<96 | 96+
6:00 | 0.10848 | 0.10848 | 0.10848
7:00 | 0.12956 | 0.12956 | 0.12956
8:00 | 0.26257 | 0.26257 | 0.26257
9:00 | 0.55337 | 0.55337 | 0.55337
12:00 |  |  |  | . | 0.99498 | 0.99498 | 0.99498
13:00 |  |  |  | . | 0.98988 | 0.98988 | 0.98988
14:00 |  |  |  | 0.9555 | 0.9555 | 0.9555 | 0.9555
15:00 |  |  |  | 0.83409 | 0.83409 | 0.83409 | 0.83409
16:00 |  |  |  | 0.66634 | 0.66634 | 0.66634 | 0.66634
17:00 |  |  |  | 0.45682 | 0.45682 | 0.45682 | 0.45682
18:00 |  |  |  | 0.29237 | 0.29237 | 0.29237 | 0.29237
19:00 |  |  |  | 0.22557 | 0.22557 | 0.22557 | .
20:00 |  |  |  | 0.17014 | 0.17014 | . | .
SOURCE: FPL 2002/On Call Evaluation, Final Report, Appendix C

## (34) PPS, SFA
Exhibit D-34
Residential On Call Program Impacts
Pool Pump Shed (PPS)
Single-Family Attached Segment
Gross Impacts (kW/Appliance)
Switch Time | Temperature Switch Group (oF)
| <36 | 36-<46 | 46-<56 | 70-<80 | 80-<90 | 90-<96 | 96+
6:00 | 0.10848 | 0.10848 | 0.10848
7:00 | 0.12956 | 0.12956 | 0.12956
8:00 | 0.26257 | 0.26257 | 0.26257
9:00 | 0.55337 | 0.55337 | 0.55337
12:00 |  |  |  | . | 0.99498 | 0.99498 | 0.99498
13:00 |  |  |  | . | 0.98988 | 0.98988 | 0.98988
14:00 |  |  |  | 0.9555 | 0.9555 | 0.9555 | 0.9555
15:00 |  |  |  | 0.83409 | 0.83409 | 0.83409 | 0.83409
16:00 |  |  |  | 0.66634 | 0.66634 | 0.66634 | 0.66634
17:00 |  |  |  | 0.45682 | 0.45682 | 0.45682 | 0.45682
18:00 |  |  |  | 0.29237 | 0.29237 | 0.29237 | 0.29237
19:00 |  |  |  | 0.22557 | 0.22557 | 0.22557 | .
20:00 |  |  |  | 0.17014 | 0.17014 | . | .
SOURCE: FPL 2002/On Call Evaluation, Final Report, Appendix C

## (35) PPS, MH
Exhibit D-35
Residential On Call Program Impacts
Pool Pump Shed (PPS)
Mobile Home Segment
Gross Impacts (kW/Appliance)
Switch Time | Temperature Switch Group (oF)
| <36 | 36-<46 | 46-<56 | 70-<80 | 80-<90 | 90-<96 | 96+
6:00 | 0.10848 | 0.10848 | 0.10848
7:00 | 0.12956 | 0.12956 | 0.12956
8:00 | 0.26257 | 0.26257 | 0.26257
9:00 | 0.55337 | 0.55337 | 0.55337
12:00 |  |  |  | . | 0.99498 | 0.99498 | 0.99498
13:00 |  |  |  | . | 0.98988 | 0.98988 | 0.98988
14:00 |  |  |  | 0.9555 | 0.9555 | 0.9555 | 0.9555
15:00 |  |  |  | 0.83409 | 0.83409 | 0.83409 | 0.83409
16:00 |  |  |  | 0.66634 | 0.66634 | 0.66634 | 0.66634
17:00 |  |  |  | 0.45682 | 0.45682 | 0.45682 | 0.45682
18:00 |  |  |  | 0.29237 | 0.29237 | 0.29237 | 0.29237
19:00 |  |  |  | 0.22557 | 0.22557 | 0.22557 | .
20:00 |  |  |  | 0.17014 | 0.17014 | . | .
SOURCE: FPL 2002/On Call Evaluation, Final Report, Appendix C

## (36) Participants - Source
Residential On Call Premise Disposition | [9 empty] | FPL 003064
Source: | 2022-06-30 | [8 empty] | Docket No. 20240012-EG
Participation can be changed in Cells C5-K30
Region | Segment | AC Cycle | AC Shed | HT Cycle | HT Shed | WH | PP | Unique PPIDs | Unique Summer PPIDs | Unique Winter PPIDs
North | SFD High | 13191 | 2163 | 11300 | 1808 | 10851 | 3565 | 16482 | 16482 | 15196
North | SFD Med | 23683 | 4074 | 20255 | 3413 | 19517 | 3848 | 29289 | 29289 | 26593
North | SFD Low | 26910 | 5595 | 22778 | 4666 | 22336 | 1291 | 34120 | 34120 | 30118
North | SFA | 13867 | 1569 | 6945 | 1014 | 6782 | 21 | 15979 | 15979 | 8777
North | MH | 5844 | 882 | 5466 | 833 | 1560 | 27 | 6865 | 6865 | 6479
East | SFD High | 22900 | 3864 | 13991 | 2260 | 17980 | 7678 | 29615 | 29615 | 23757
East | SFD Med | 24467 | 4854 | 16664 | 3253 | 20616 | 3721 | 31421 | 31421 | 24837
East | SFD Low | 21773 | 4862 | 15647 | 3369 | 18914 | 946 | 28284 | 28284 | 22123
East | SFA | 41370 | 3616 | 22232 | 2526 | 25325 | 102 | 47638 | 47638 | 28502
East | MH | 2800 | 487 | 2596 | 436 | 355 | 9 | 3361 | 3361 | 3122
West | SFD High | 23822 | 3374 | 20755 | 2654 | 20354 | 8261 | 29348 | 29348 | 27415
West | SFD Med | 34709 | 5809 | 31178 | 4900 | 31023 | 9017 | 42897 | 42897 | 40322
West | SFD Low | 37592 | 7267 | 33835 | 6066 | 33797 | 3860 | 47133 | 47133 | 43698
West | SFA | 41154 | 4483 | 27987 | 3321 | 28004 | 191 | 48293 | 48293 | 34874
West | MH | 14054 | 1529 | 13693 | 1483 | 4213 | 42 | 15854 | 15854 | 15524
Broward | SFD High | 23046 | 3402 | 17561 | 2043 | 21322 | 7963 | 32610 | 32610 | 29371
Broward | SFD Med | 21701 | 3239 | 16850 | 2047 | 19992 | 3224 | 30299 | 30299 | 26680
Broward | SFD Low | 16247 | 2614 | 13067 | 1724 | 15735 | 736 | 22809 | 22809 | 20007
Broward | SFA | 56831 | 3274 | 42225 | 2660 | 49743 | 195 | 68654 | 68653 | 54270
Broward | MH | 803 | 92 | 724 | 78 | 445 | 10 | 1118 | 1118 | 1038
Dade | SFD High | 18870 | 3677 | 11044 | 1736 | 12635 | 3343 | 26873 | 26873 | 20153
Dade | SFD Med | 16188 | 3169 | 10067 | 1674 | 10277 | 1102 | 22388 | 22388 | 16496
Dade | SFD Low | 9534 | 1970 | 6140 | 1091 | 6414 | 237 | 13612 | 13612 | 10034
Dade | SFA | 32228 | 4154 | 20938 | 3179 | 20763 | 21 | 40465 | 40465 | 28718
Dade | MH | 234 | 33 | 198 | 29 | 151 | 0 | 338 | 338 | 304
System |  | 543818 | 80052 | 404136 | 58263 | 419104 | 59410 | 685745 | 685744 | 558408

## (37) Appliances - Source
Residential On-Call Appliance Disposition | [7 empty] | FPL 003065
Source: | 2022-06-30 | [6 empty] | Docket No. 20240012-EG
Participation can be changed in Cells C5-H30
Region | Segment | AC Cycle | AC Shed | HT Cycle | HT Shed | WH | PP
North | SFD High | 14794 | 2689 | 12469 | 2187 | 11089 | 3566
North | SFD Med | 24564 | 4420 | 20894 | 3673 | 19661 | 3850
North | SFD Low | 27292 | 5766 | 23060 | 4786 | 22396 | 1291
North | SFA | 13948 | 1587 | 7013 | 1028 | 6814 | 21
North | MH | 5857 | 889 | 5478 | 834 | 1560 | 27
East | SFD High | 27701 | 5237 | 15642 | 2738 | 18531 | 7686
East | SFD Med | 25824 | 5375 | 17234 | 3444 | 20752 | 3722
East | SFD Low | 22221 | 5039 | 15842 | 3437 | 18954 | 946
East | SFA | 41463 | 3647 | 22285 | 2543 | 25340 | 102
East | MH | 2820 | 492 | 2612 | 438 | 356 | 9
West | SFD High | 27365 | 4313 | 23615 | 3182 | 21135 | 8274
West | SFD Med | 36189 | 6284 | 33064 | 5209 | 31382 | 9022
West | SFD Low | 38223 | 7447 | 35345 | 6190 | 33928 | 3862
West | SFA | 41478 | 4558 | 28716 | 3380 | 28038 | 192
West | MH | 14093 | 1535 | 13898 | 1488 | 4215 | 42
Broward | SFD High | 26428 | 4430 | 19285 | 2447 | 21819 | 7971
Broward | SFD Med | 22504 | 3518 | 17302 | 2170 | 20089 | 3224
Broward | SFD Low | 16450 | 2704 | 13196 | 1758 | 15759 | 736
Broward | SFA | 56972 | 3307 | 42328 | 2681 | 49802 | 195
Broward | MH | 812 | 94 | 733 | 79 | 446 | 10
Dade | SFD High | 21808 | 4502 | 12421 | 2083 | 12937 | 3344
Dade | SFD Med | 16859 | 3368 | 10410 | 1761 | 10325 | 1102
Dade | SFD Low | 9746 | 2023 | 6246 | 1112 | 6432 | 238
Dade | SFA | 32365 | 4179 | 21033 | 3193 | 20785 | 21
Dade | MH | 235 | 33 | 199 | 29 | 151 | 0
System |  | 568011 | 87436 | 420320 | 61870 | 422696 | 59453