## LUG
ProgramID | ProjectID | Circuit Number | CMI Dollars NPV | Restoration Dollars NPV | Benefits | Project_Costs | BCR | OH Miles Converted | $ / OH Mile | Customer Total | Total OH Zones | Total UG Zones | Upstream UG Protection Zones | Downstream UG Protection Zones | Total Protection Zones | Included Protection Zones | Scenario | Region | Fixed Year | SPP 2021 Year
Lateral Hardening | Lateral Hardening-Fuse-91633720,1 | 13377 | 652654.5731 | 16595.4365 | 3063322.4065 | 192954.5455 | 15.8759 | 0.1608 | 1200000 | 127 | 1 | 1 | 0 | 1 | 2 | Lateral Hardening-Fuse-91633720 [ 2029 ] | 1500Million | Western | -1 | 2022
Lateral Hardening | Lateral Hardening-Fuse-60144164,1 | 13939 | 1641372.839 | 20101.9516 | 1595902.0599 | 145454.5455 | 10.9718 | 0.12121 | 1200000 | 48 | 1 | 1 | 0 | 1 | 2 | Lateral Hardening-Fuse-60144164 [ 2021 ] | 1500Million | Central | -1 | 2022
Lateral Hardening | Lateral Hardening-Fuse-92679861,1 | 13502 | 2188194.059 | 67017.1794 | 2177976.8928 | 211363.6364 | 10.3044 | 0.17614 | 1200000 | 75 | 1 | 1 | 0 | 1 | 2 | Lateral Hardening-Fuse-92679861 [ 2021 ] | 1500Million | Eastern | -1 | 2022
Lateral Hardening | Lateral Hardening-Fuse-10786382,1 | 14040 | 2298981.3754 | 47319.3645 | 2357234.3514 | 280909.0909 | 8.3914 | 0.23409 | 1200000 | 106 | 1 | 2 | 0 | 2 | 3 | Lateral Hardening-Fuse-10786382 [ 2020 ] | 1500Million | Central | -1 | 2022
Lateral Hardening | Lateral Hardening-Fuse-60139973,2 | 13225 | 5833746.1247 | 222066.8716 | 6829698.2573 | 863272.7273 | 7.9114 | 0.89924 | 960000 | 73 | 2 | 3 | 0 | 3 | 5 | Lateral Hardening-Fuse-60139973 [ 2021 ], Lateral Hardening-Fuse-92750192 [ 2021 ] | 1500Million | Eastern | -1 | 2022
Lateral Hardening | Lateral Hardening-Fuse-90882614,2 | 13099 | 4130473.5322 | 215190.8867 | 4605486.6992 | 594000 | 7.7533 | 0.61875 | 960000 | 139 | 2 | 3 | 0 | 3 | 5 | Lateral Hardening-Fuse-90882614 [ 2022 ], Lateral Hardening-Fuse-60563698 [ 2022 ] | 1500Million | Central | -1 | 2022
Lateral Hardening | Lateral Hardening-Fuse-90568909,1 | 13605 | 2118085.6416 | 124634.0644 | 2619223.2691 | 355000 | 7.3781 | 0.29583 | 1200000 | 162 | 1 | 0 | 0 | 0 | 1 | Lateral Hardening-Fuse-90568909 [ 2021 ] | 1500Million | Western | -1 | 2022
Lateral Hardening | Lateral Hardening-Fuse-92079502,1 | 13638 | 1159704.7564 | 23255.2843 | 1131892.3683 | 155454.5455 | 7.2812 | 0.12955 | 1200000 | 55 | 1 | 0 | 0 | 0 | 1 | Lateral Hardening-Fuse-92079502 [ 2028 ] | 1500Million | Western | -1 | 2022
Lateral Hardening | Lateral Hardening-Fuse-10191173,1 | 13220 | 3659206.432 | 140310.2721 | 4249530.2941 | 621363.6364 | 6.839 | 0.5178 | 1200000 | 87 | 1 | 0 | 0 | 0 | 1 | Lateral Hardening-Fuse-10191173 [ 2024 ] | 1500Million | Western | -1 | 2022
Lateral Hardening | Lateral Hardening-Fuse-60223573,4 | 14020 | 3698714.512 | 204781.9082 | 4857163.0114 | 722727.2727 | 6.7206 | 0.75284 | 960000 | 426 | 4 | 9 | 0 | 9 | 13 | Lateral Hardening-Fuse-60223573 [ 2022 ], Lateral Hardening-Fuse-60575594, Lateral Hardening-Fuse-91493742, Lateral Hardening-Fuse-10798730 | 1500Million | South Hillsborough | -1 | 2022
Lateral Hardening | Lateral Hardening-Fuse-91785740,1 | 13333 | 1817727.6148 | 96889.4999 | 1854112.2735 | 279318.1818 | 6.638 | 0.23277 | 1200000 | 50 | 1 | 0 | 0 | 0 | 1 | Lateral Hardening-Fuse-91785740 [ 2021 ] | 1500Million | Western | -1 | 2022
Lateral Hardening | Lateral Hardening-Fuse-60172930,1 | 13918 | 1381995.6811 | 55453.1452 | 1901754.2677 | 308409.0909 | 6.1663 | 0.25701 | 1200000 | 66 | 1 | 2 | 0 | 2 | 3 | Lateral Hardening-Fuse-60172930 [ 2023 ] | 1500Million | Winter Haven | -1 | 2022
Lateral Hardening | Lateral Hardening-Fuse-92983670,1 | 13535 | 1555500.4645 | 28778.9237 | 1522558.3892 | 255227.2727 | 5.9655 | 0.21269 | 1200000 | 175 | 1 | 0 | 0 | 0 | 1 | Lateral Hardening-Fuse-92983670 [ 2022 ] | 1500Million | Western | -1 | 2022
Lateral Hardening | Lateral Hardening-Fuse-90499921,4 | 13279 | 1040740.9089 | 68593.6737 | 2136022.4425 | 359272.7273 | 5.9454 | 0.37424 | 960000 | 6 | 4 | 12 | 2 | 10 | 16 | Lateral Hardening-Fuse-90499921, Lateral Hardening-Fuse-90500582, Lateral Hardening-Fuse-90591463, Lateral Hardening-Fuse-91346455 [ 2027 ] | 1500Million | Winter Haven | -1 | 2022
Lateral Hardening | Lateral Hardening-Fuse-10004634,1 | 13159 | 2038346.2657 | 82993.7631 | 3004616.8093 | 507500 | 5.9204 | 0.42292 | 1200000 | 152 | 1 | 0 | 0 | 0 | 1 | Lateral Hardening-Fuse-10004634 [ 2025 ] | 1500Million | Central | -1 | 2022
Lateral Hardening | Lateral Hardening-Fuse-92909503,1 | 13113 | 524647.2162 | 14356.4835 | 514031.8154 | 87045.4545 | 5.9053 | 0.072538 | 1200000 | 223 | 1 | 0 | 0 | 0 | 1 | Lateral Hardening-Fuse-92909503 [ 2021 ] | 1500Million | Western | -1 | 2022
Lateral Hardening | Lateral Hardening-Fuse-90737020,1 | 13715 | 605961.0032 | 3082.5499 | 580364.885 | 98409.0909 | 5.8975 | 0.082008 | 1200000 | 17 | 1 | 0 | 0 | 0 | 1 | Lateral Hardening-Fuse-90737020 [ 2021 ] | 1500Million | Central | -1 | 2022
Lateral Hardening | Lateral Hardening-Fuse-60146751,1 | 13436 | 6149513.8275 | 347909.3121 | 7372609.566 | 1262727.2727 | 5.8386 | 1.0523 | 1200000 | 122 | 1 | 0 | 0 | 0 | 1 | Lateral Hardening-Fuse-60146751 [ 2025 ] | 1500Million | Eastern | -1 | 2022
Lateral Hardening | Lateral Hardening-Fuse-10381720,1 | 13222 | 2439060.8456 | 220982.9834 | 3411401.8083 | 585000 | 5.8315 | 0.4875 | 1200000 | 29 | 1 | 2 | 0 | 2 | 3 | Lateral Hardening-Fuse-10381720 [ 2025 ] | 1500Million | Central | -1 | 2022
Lateral Hardening | Lateral Hardening-Fuse-10156225,1 | 13069 | 878453.2421 | 21868.7919 | 861726.5663 | 154772.7273 | 5.5677 | 0.12898 | 1200000 | 19 | 1 | 0 | 0 | 0 | 1 | Lateral Hardening-Fuse-10156225 [ 2028 ] | 1500Million | Western | -1 | 2022
Lateral Hardening | Lateral Hardening-Fuse-90241880,1 | 13972 | 4013668.7337 | 137000.9382 | 6021344.9591 | 1084545.4545 | 5.552 | 0.90379 | 1200000 | 143 | 1 | 7 | 0 | 7 | 8 | Lateral Hardening-Fuse-90241880 [ 2020 ] | 1500Million | Winter Haven | -1 | 2022
Lateral Hardening | Lateral Hardening-Fuse-60169592,1 | 13516 | 1643404.3161 | 46026.4002 | 1708829.3299 | 312500 | 5.4683 | 0.26042 | 1200000 | 31 | 1 | 2 | 0 | 2 | 3 | Lateral Hardening-Fuse-60169592 [ 2021 ] | 1500Million | Western | -1 | 2022
Lateral Hardening | Lateral Hardening-Fuse-10242257,1 | 13520 | 2903445.2495 | 143856.629 | 2948775.5496 | 541136.3636 | 5.4492 | 0.45095 | 1200000 | 41 | 1 | 0 | 0 | 0 | 1 | Lateral Hardening-Fuse-10242257 [ 2022 ] | 1500Million | Western | -1 | 2022
Lateral Hardening | Lateral Hardening-Fuse-10007582,1 | 13333 | 1997115.0107 | 63699.825 | 1981596.4256 | 365454.5455 | 5.4223 | 0.30455 | 1200000 | 60 | 1 | 2 | 0 | 2 | 3 | Lateral Hardening-Fuse-10007582 [ 2021 ] | 1500Million | Western | -1 | 2022
Lateral Hardening | Lateral Hardening-Fuse-90427351,2 | 13605 | 2897956.4106 | 195329.312 | 3154527.8194 | 595272.7273 | 5.2993 | 0.62008 | 960000 | 61 | 2 | 3 | 0 | 3 | 5 | Lateral Hardening-Fuse-90427351 [ 2021 ], Lateral Hardening-Fuse-91052996 [ 2021 ] | 1500Million | Western | -1 | 2022
Lateral Hardening | Lateral Hardening-Fuse-60296493,4 | 13091 | 2409368.9929 | 127057.2478 | 2452760.7322 | 468545.4545 | 5.2348 | 0.48807 | 960000 | 163 | 4 | 0 | 0 | 0 | 4 | Lateral Hardening-Fuse-60296493 [ 2025 ], Lateral Hardening-Fuse-10163218, Lateral Hardening-Fuse-10163207, Lateral Hardening-Fuse-10163206 | 1500Million | Central | -1 | 2022
Lateral Hardening | Lateral Hardening-Fuse-10571247,1 | 14266 | 1767041.0424 | 80476.4159 | 1786968.6873 | 355000 | 5.0337 | 0.29583 | 1200000 | 212 | 1 | 1 | 0 | 1 | 2 | Lateral Hardening-Fuse-10571247 [ 2023 ] | 1500Million | Central | -1 | 2022
Lateral Hardening | Lateral Hardening-Fuse-10476050,1 | 13436 | 1349631.1002 | 41315.6176 | 1341692.1469 | 273636.3636 | 4.9032 | 0.22803 | 1200000 | 20 | 1 | 0 | 0 | 0 | 1 | Lateral Hardening-Fuse-10476050 [ 2025 ] | 1500Million | Eastern | -1 | 2022
Lateral Hardening | Lateral Hardening-Fuse-60044927,1 | 13288 | 722433.4054 | 20308.3636 | 993909.0642 | 204090.9091 | 4.8699 | 0.17008 | 1200000 | 30 | 1 | 3 | 0 | 3 | 4 | Lateral Hardening-Fuse-60044927 [ 2029 ] | 1500Million | Winter Haven | -1 | 2022
Lateral Hardening | Lateral Hardening-Fuse-10467606,1 | 13934 | 1779052.9207 | 36379.9514 | 1749411.2574 | 370227.2727 | 4.7252 | 0.30852 | 1200000 | 214 | 1 | 0 | 0 | 0 | 1 | Lateral Hardening-Fuse-10467606 [ 2021 ] | 1500Million | Central | -1 | 2022
Lateral Hardening | Lateral Hardening-Fuse-90901917,1 | 13220 | 2557379.4731 | 130167.979 | 2769333.1499 | 587727.2727 | 4.7119 | 0.48977 | 1200000 | 73 | 1 | 0 | 0 | 0 | 1 | Lateral Hardening-Fuse-90901917 [ 2024 ] | 1500Million | Western | -1 | 2022
Lateral Hardening | Lateral Hardening-Fuse-10163228,1 | 13091 | 656026.4187 | 40737.6159 | 781258.6217 | 166363.6364 | 4.6961 | 0.13864 | 1200000 | 26 | 1 | 0 | 0 | 0 | 1 | Lateral Hardening-Fuse-10163228 [ 2025 ] | 1500Million | Central | -1 | 2022
Lateral Hardening | Lateral Hardening-Fuse-60058546,1 | 13279 | 611562.9724 | 15204.1448 | 599483.5833 | 130454.5455 | 4.5953 | 0.10871 | 1200000 | 25 | 1 | 0 | 0 | 0 | 1 | Lateral Hardening-Fuse-60058546 [ 2027 ] | 1500Million | Winter Haven | -1 | 2022
Lateral Hardening | Lateral Hardening-Fuse-10299739,1 | 13747 | 538141.5781 | 3058.9938 | 515580.8826 | 120454.5455 | 4.2803 | 0.10038 | 1200000 | 146 | 1 | 2 | 0 | 2 | 3 | Lateral Hardening-Fuse-10299739 [ 2021 ] | 1500Million | Western | -1 | 2022
Lateral Hardening | Lateral Hardening-Fuse-10163225,1 | 13091 | 1277389.6649 | 87361.1721 | 1322380.616 | 310454.5455 | 4.2595 | 0.25871 | 1200000 | 32 | 1 | 0 | 0 | 0 | 1 | Lateral Hardening-Fuse-10163225 [ 2025 ] | 1500Million | Central | -1 | 2022
Lateral Hardening | Lateral Hardening-Fuse-92573944,3 | 13502 | 4337237.5511 | 284644.1362 | 4517632.362 | 1068000 | 4.23 | 1.1125 | 960000 | 532 | 3 | 7 | 0 | 7 | 10 | Lateral Hardening-Fuse-92573944 [ 2021 ], Lateral Hardening-Fuse-10497389, Lateral Hardening-Fuse-10497397 | 1500Million | Eastern | -1 | 2022
Lateral Hardening | Lateral Hardening-Fuse-10163243,6 | 13091 | 3937512.0894 | 275862.7523 | 4135609.4012 | 994727.2727 | 4.1575 | 1.0362 | 960000 | 180 | 6 | 0 | 0 | 0 | 6 | Lateral Hardening-Fuse-10163243 [ 2025 ], Lateral Hardening-Fuse-10163232, Lateral Hardening-Fuse-10163233, Lateral Hardening-Fuse-10163234, Lateral Hardening-Fuse-10163235 [ 2025 ], Lateral Hardening-Fuse-10163244 | 1500Million | Central | -1 | 2022
Lateral Hardening | Lateral Hardening-Fuse-92421291,1 | 13972 | 2119595.8595 | 122232.77 | 2170199.5055 | 524318.1818 | 4.1391 | 0.43693 | 1200000 | 386 | 1 | 4 | 0 | 4 | 5 | Lateral Hardening-Fuse-92421291 [ 2020 ] | 1500Million | Winter Haven | -1 | 2022
Lateral Hardening | Lateral Hardening-Fuse-60302651,1 | 13091 | 789489.5358 | 20661.2587 | 776621.2208 | 190000 | 4.0875 | 0.15833 | 1200000 | 42 | 1 | 0 | 0 | 0 | 1 | Lateral Hardening-Fuse-60302651 [ 2025 ] | 1500Million | Central | -1 | 2022
Lateral Hardening | Lateral Hardening-Fuse-10477228,1 | 13326 | 828896.2417 | 20450.8524 | 902667.7339 | 226363.6364 | 3.9877 | 0.18864 | 1200000 | 29 | 1 | 1 | 0 | 1 | 2 | Lateral Hardening-Fuse-10477228 [ 2028 ] | 1500Million | Eastern | -1 | 2022
Lateral Hardening | Lateral Hardening-Fuse-60440052,2 | 14020 | 1282143.1118 | 22035.4414 | 1242481.6742 | 316000 | 3.9319 | 0.32917 | 960000 | 94 | 2 | 3 | 0 | 3 | 5 | Lateral Hardening-Fuse-60440052 [ 2022 ], Lateral Hardening-Fuse-10742015 [ 2022 ] | 1500Million | South Hillsborough | -1 | 2022
Lateral Hardening | Lateral Hardening-Fuse-90152415,1 | 13208 | 397647.2241 | 7203.539 | 385751.2436 | 100000 | 3.8575 | 0.083333 | 1200000 | 29 | 1 | 0 | 0 | 0 | 1 | Lateral Hardening-Fuse-90152415 [ 2024 ] | 1500Million | Western | -1 | 2022
Lateral Hardening | Lateral Hardening-Fuse-90413214,1 | 13918 | 1198328.5804 | 61601.1257 | 1212793.1039 | 326136.3636 | 3.7187 | 0.27178 | 1200000 | 161 | 1 | 6 | 0 | 6 | 7 | Lateral Hardening-Fuse-90413214 [ 2023 ] | 1500Million | Winter Haven | -1 | 2022
Lateral Hardening | Lateral Hardening-Fuse-90054386,1 | 13575 | 257213.7037 | 3880.7092 | 451181.3808 | 122045.4545 | 3.6968 | 0.1017 | 1200000 | 116 | 1 | 3 | 0 | 3 | 4 | Lateral Hardening-Fuse-90054386 [ 2023 ] | 1500Million | Western | -1 | 2022
Lateral Hardening | Lateral Hardening-Fuse-10567784,1 | 13279 | 912985.3782 | 48515.0104 | 928157.0605 | 251363.6364 | 3.6925 | 0.20947 | 1200000 | 29 | 1 | 0 | 0 | 0 | 1 | Lateral Hardening-Fuse-10567784 [ 2027 ] | 1500Million | Winter Haven | -1 | 2022
Lateral Hardening | Lateral Hardening-Fuse-92613689,4 | 13091 | 1476981.5467 | 82730.6049 | 1504490.363 | 414000 | 3.634 | 0.43125 | 960000 | 166 | 4 | 0 | 0 | 0 | 4 | Lateral Hardening-Fuse-92613689 [ 2025 ], Lateral Hardening-Fuse-92613742, Lateral Hardening-Fuse-92613743, Lateral Hardening-Fuse-92613739 | 1500Million | Central | -1 | 2022
Lateral Hardening | Lateral Hardening-Fuse-92983661,1 | 13535 | 1385564.6202 | 112572.4395 | 1450972.9892 | 399772.7273 | 3.6295 | 0.33314 | 1200000 | 13 | 1 | 0 | 0 | 0 | 1 | Lateral Hardening-Fuse-92983661 [ 2022 ] | 1500Million | Western | -1 | 2022
Lateral Hardening | Lateral Hardening-Fuse-10307215,1 | 13860 | 1259430.6928 | 15728.9439 | 1214628.9595 | 335000 | 3.6258 | 0.27917 | 1200000 | 240 | 1 | 7 | 0 | 7 | 8 | Lateral Hardening-Fuse-10307215 [ 2021 ] | 1500Million | Western | -1 | 2022
Lateral Hardening | Lateral Hardening-Fuse-60029925,3 | 13091 | 1807609.8139 | 98611.0507 | 1954403.0322 | 545090.9091 | 3.5855 | 0.5678 | 960000 | 113 | 3 | 0 | 0 | 0 | 3 | Lateral Hardening-Fuse-60029925 [ 2025 ], Lateral Hardening-Fuse-91000765, Lateral Hardening-Fuse-91374388 [ 2025 ] | 1500Million | Central | -1 | 2022
Lateral Hardening | Lateral Hardening-Fuse-92436549,1 | 13489 | 1704547.178 | 109715.089 | 1757473.7459 | 490454.5455 | 3.5834 | 0.40871 | 1200000 | 17 | 1 | 0 | 0 | 0 | 1 | Lateral Hardening-Fuse-92436549 [ 2023 ] | 1500Million | South Hillsborough | -1 | 2022
Lateral Hardening | Lateral Hardening-Fuse-92826954,2 | 13159 | 1790019.3909 | 196046.9098 | 1942508.0007 | 544727.2727 | 3.566 | 0.56742 | 960000 | 93 | 2 | 0 | 0 | 0 | 2 | Lateral Hardening-Fuse-92826954 [ 2025 ], Lateral Hardening-Fuse-60003772 [ 2025 ] | 1500Million | Central | -1 | 2022
Lateral Hardening | Lateral Hardening-Fuse-10476018,1 | 13436 | 1430795.1752 | 106034.8443 | 1592793.7065 | 449090.9091 | 3.5467 | 0.37424 | 1200000 | 33 | 1 | 1 | 0 | 1 | 2 | Lateral Hardening-Fuse-10476018 [ 2025 ] | 1500Million | Eastern | -1 | 2022
Lateral Hardening | Lateral Hardening-Fuse-90796385,7 | 13113 | 4702051.5466 | 205373.826 | 5028373.9211 | 1439636.3636 | 3.4928 | 1.4996 | 960000 | 253 | 7 | 0 | 0 | 0 | 7 | Lateral Hardening-Fuse-90796385 [ 2021 ], Lateral Hardening-Fuse-90623632, Lateral Hardening-Fuse-60009393, Lateral Hardening-Fuse-60009395, Lateral Hardening-Fuse-60009401, Lateral Hardening-Fuse-60009403, Lateral Hardening-Fuse-60340774 [ 2021 ] | 1500Million | Western | -1 | 2022
Lateral Hardening | Lateral Hardening-Fuse-10163202,4 | 13091 | 1299151.31 | 46838.7065 | 1287988.1061 | 371090.9091 | 3.4708 | 0.38655 | 960000 | 139 | 4 | 0 | 0 | 0 | 4 | Lateral Hardening-Fuse-10163202 [ 2025 ], Lateral Hardening-Fuse-10163208, Lateral Hardening-Fuse-92620373 [ 2025 ], Lateral Hardening-Fuse-92620375 | 1500Million | Central | -1 | 2022
Lateral Hardening | Lateral Hardening-Fuse-60107076,1 | 13669 | 514688.6623 | 10157.0391 | 499984.5409 | 147045.4545 | 3.4002 | 0.12254 | 1200000 | 9 | 1 | 1 | 0 | 1 | 2 | Lateral Hardening-Fuse-60107076 [ 2022 ] | 1500Million | Western | -1 | 2022
Lateral Hardening | Lateral Hardening-Fuse-92002993,2 | 13479 | 1240238.9381 | 112440.3402 | 1306476.4614 | 403636.3636 | 3.2368 | 0.42045 | 960000 | 57 | 2 | 0 | 0 | 0 | 2 | Lateral Hardening-Fuse-92002993 [ 2028 ], Lateral Hardening-Fuse-92007333 | 1500Million | Winter Haven | -1 | 2022
Lateral Hardening | Lateral Hardening-Fuse-10567792,2 | 13279 | 1649582.3025 | 114641.0918 | 1704809.0471 | 537818.1818 | 3.1699 | 0.56023 | 960000 | 59 | 2 | 0 | 0 | 0 | 2 | Lateral Hardening-Fuse-10567792 [ 2027 ], Lateral Hardening-Fuse-10567793 | 1500Million | Winter Haven | -1 | 2022
Lateral Hardening | Lateral Hardening-Fuse-10163241,2 | 13091 | 730223.0851 | 41624.9157 | 787095.2059 | 249272.7273 | 3.1576 | 0.25966 | 960000 | 32 | 2 | 0 | 0 | 0 | 2 | Lateral Hardening-Fuse-10163241 [ 2025 ], Lateral Hardening-Fuse-91008006 | 1500Million | Central | -1 | 2022
Lateral Hardening | Lateral Hardening-Fuse-10637242,11 | 13699 | 7763337.8712 | 802064.3513 | 8370191.568 | 2654909.0909 | 3.1527 | 2.7655 | 960000 | 312 | 11 | 4 | 0 | 4 | 15 | Lateral Hardening-Fuse-10637242 [ 2021 ], Lateral Hardening-Fuse-10637259 [ 2021 ], Lateral Hardening-Fuse-10637247 [ 2021 ], Lateral Hardening-Fuse-10637240 [ 2021 ], Lateral Hardening-Fuse-60165438, Lateral Hardening-Fuse-90869352, Lateral Hardening-Fuse-90869354, Lateral Hardening-Fuse-10637235, Lateral Hardening-Fuse-10637236, Lateral Hardening-Fuse-10637239, Lateral Hardening-Fuse-10637258 | 1500Million | Winter Haven | -1 | 2022
Lateral Hardening | Lateral Hardening-Fuse-10007588,2 | 13333 | 498006.7857 | 13113.6737 | 487114.4009 | 155090.9091 | 3.1408 | 0.16155 | 960000 | 49 | 2 | 1 | 0 | 1 | 3 | Lateral Hardening-Fuse-10007588 [ 2021 ], Lateral Hardening-Fuse-60037437 | 1500Million | Western | -1 | 2022
Lateral Hardening | Lateral Hardening-Fuse-10443864,1 | 13172 | 167346.3299 | 4641.1988 | 163985.5534 | 52272.7273 | 3.1371 | 0.043561 | 1200000 | 9 | 1 | 0 | 0 | 0 | 1 | Lateral Hardening-Fuse-10443864 | 1500Million | Eastern | -1 | 2022
Lateral Hardening | Lateral Hardening-Fuse-92350793,1 | 13279 | 1093890.0029 | 70985.6237 | 1127566.8146 | 361363.6364 | 3.1203 | 0.30114 | 1200000 | 34 | 1 | 2 | 0 | 2 | 3 | Lateral Hardening-Fuse-92350793 [ 2027 ] | 1500Million | Winter Haven | -1 | 2022
Lateral Hardening | Lateral Hardening-Fuse-92774744,3 | 13669 | 2346505.7202 | 152172.4191 | 2413664.0358 | 774181.8182 | 3.1177 | 0.80644 | 960000 | 279 | 3 | 2 | 0 | 2 | 5 | Lateral Hardening-Fuse-92774744 [ 2022 ], Lateral Hardening-Fuse-92770538 [ 2022 ], Lateral Hardening-Fuse-10282729 | 1500Million | Western | -1 | 2022
Lateral Hardening | Lateral Hardening-Fuse-60659922,1 | 13217 | 1710983.9906 | 147030.1249 | 2064986.6706 | 666136.3636 | 3.0999 | 0.55511 | 1200000 | 184 | 1 | 2 | 0 | 2 | 3 | Lateral Hardening-Fuse-60659922 [ 2025 ] | 1500Million | Western | -1 | 2022
Lateral Hardening | Lateral Hardening-Fuse-91177941,3 | 13638 | 2333887.332 | 187810.083 | 2519055.6484 | 830727.2727 | 3.0323 | 0.86534 | 960000 | 92 | 3 | 1 | 0 | 1 | 4 | Lateral Hardening-Fuse-91177941 [ 2028 ], Lateral Hardening-Fuse-90524990, Lateral Hardening-Fuse-90524988 | 1500Million | Western | -1 | 2022
Lateral Hardening | Lateral Hardening-Fuse-93292955,1 | 14356 | 438065.833 | 5397.8649 | 422339.4255 | 140227.2727 | 3.0118 | 0.11686 | 1200000 | 196 | 1 | 2 | 0 | 2 | 3 | Lateral Hardening-Fuse-93292955 [ 2026 ] | 1500Million | Eastern | -1 | 2022
Lateral Hardening | Lateral Hardening-Fuse-91335523,2 | 13332 | 1603595.9504 | 147573.9999 | 1703914.9229 | 570000 | 2.9893 | 0.59375 | 960000 | 237 | 2 | 3 | 0 | 3 | 5 | Lateral Hardening-Fuse-91335523 [ 2021 ], Lateral Hardening-Fuse-10204438 | 1500Million | Western | -1 | 2022
Lateral Hardening | Lateral Hardening-Fuse-10786374,6 | 14040 | 2388072.4483 | 103151.3332 | 2410754.8316 | 817343.1109 | 2.9495 | 0.77557 | 1053863.6448 | 218 | 6 | 2 | 0 | 2 | 8 | Lateral Hardening-Fuse-10786374 [ 2020 ], Lateral Hardening-Fuse-90485522 [ 2026 ], Lateral Hardening-Fuse-91287001, Lateral Hardening-Fuse-90485394, Lateral Hardening-Fuse-90697505, Lateral Hardening-Fuse-90485558 | 1500Million | Central | -1 | 2022
Lateral Hardening | Lateral Hardening-Fuse-92903838,1 | 13159 | 845297.5198 | 110022.9796 | 935475.8914 | 324545.4545 | 2.8824 | 0.27045 | 1200000 | 43 | 1 | 0 | 0 | 0 | 1 | Lateral Hardening-Fuse-92903838 [ 2025 ] | 1500Million | Central | -1 | 2022
Lateral Hardening | Lateral Hardening-Fuse-93104605,1 | 13171 | 1213935.8659 | 81790.3003 | 1253403.0071 | 436136.3636 | 2.8739 | 0.36345 | 1200000 | 52 | 1 | 1 | 0 | 1 | 2 | Lateral Hardening-Fuse-93104605 [ 2021 ] | 1500Million | Eastern | -1 | 2022
Lateral Hardening | Lateral Hardening-Fuse-10441823,2 | 13947 | 1014208.8615 | 84258.4127 | 1198266.888 | 418000 | 2.8667 | 0.43542 | 960000 | 51 | 2 | 0 | 0 | 0 | 2 | Lateral Hardening-Fuse-10441823 [ 2025 ], Lateral Hardening-Fuse-10441816 | 1500Million | Central | -1 | 2022
Lateral Hardening | Lateral Hardening-Fuse-91232937,1 | 13103 | 1308107.3707 | 161511.6325 | 1682130.4814 | 587272.7273 | 2.8643 | 0.48939 | 1200000 | 124 | 1 | 0 | 0 | 0 | 1 | Lateral Hardening-Fuse-91232937 [ 2024 ] | 1500Million | Central | -1 | 2022
Lateral Hardening | Lateral Hardening-Fuse-10282248,1 | 13638 | 810511.7967 | 18148.4511 | 789714.9215 | 277272.7273 | 2.8482 | 0.23106 | 1200000 | 79 | 1 | 1 | 0 | 1 | 2 | Lateral Hardening-Fuse-10282248 [ 2028 ] | 1500Million | Western | -1 | 2022
Lateral Hardening | Lateral Hardening-Fuse-90598389,13 | 13171 | 6650561.9328 | 681033.2349 | 11098940.6953 | 3931272.7273 | 2.8232 | 4.0951 | 960000 | 392 | 13 | 3 | 0 | 3 | 16 | Lateral Hardening-Fuse-90598389 [ 2021 ], Lateral Hardening-Fuse-10455361, Lateral Hardening-Fuse-90374558 [ 2021 ], Lateral Hardening-Fuse-10455410, Lateral Hardening-Fuse-10455412, Lateral Hardening-Fuse-10455414 [ 2021 ], Lateral Hardening-Fuse-10455415, Lateral Hardening-Fuse-10455411, Lateral Hardening-Fuse-10455413, Lateral Hardening-Fuse-10455366, Lateral Hardening-Fuse-90378605, Lateral Hardening-Fuse-10455363, Lateral Hardening-Fuse-10455398 | 1500Million | Eastern | -1 | 2022
Lateral Hardening | Lateral Hardening-Fuse-92097014,1 | 13217 | 620580.4674 | 44746.024 | 641457.8681 | 228636.3636 | 2.8056 | 0.19053 | 1200000 | 18 | 1 | 0 | 0 | 0 | 1 | Lateral Hardening-Fuse-92097014 [ 2025 ] | 1500Million | Western | -1 | 2022
Lateral Hardening | Lateral Hardening-Fuse-10089965,1 | 13279 | 307159.8289 | 11370.3265 | 303885.428 | 108409.0909 | 2.8031 | 0.090341 | 1200000 | 13 | 1 | 1 | 0 | 1 | 2 | Lateral Hardening-Fuse-10089965 [ 2027 ] | 1500Million | Winter Haven | -1 | 2022
Lateral Hardening | Lateral Hardening-Fuse-92577310,2 | 13502 | 1245223.5562 | 136159.7704 | 1331024.1181 | 475090.9091 | 2.8016 | 0.49489 | 960000 | 277 | 2 | 4 | 0 | 4 | 6 | Lateral Hardening-Fuse-92577310 [ 2021 ], Lateral Hardening-Fuse-92578251 | 1500Million | Eastern | -1 | 2022
Lateral Hardening | Lateral Hardening-Fuse-10163224,4 | 13091 | 1013506.2944 | 87832.925 | 1067943.9675 | 395454.5455 | 2.7005 | 0.41193 | 960000 | 57 | 4 | 0 | 0 | 0 | 4 | Lateral Hardening-Fuse-10163224 [ 2025 ], Lateral Hardening-Fuse-60082906, Lateral Hardening-Fuse-10163222, Lateral Hardening-Fuse-10163223 | 1500Million | Central | -1 | 2022
Lateral Hardening | Lateral Hardening-Fuse-90022392,4 | 13172 | 1387468.8131 | 86768.075 | 1433054.8355 | 533454.5455 | 2.6864 | 0.55568 | 960000 | 23 | 4 | 0 | 0 | 0 | 4 | Lateral Hardening-Fuse-90022392 [ 2024 ], Lateral Hardening-Fuse-93048255, Lateral Hardening-Fuse-92014124 [ 2024 ], Lateral Hardening-Fuse-10455393 | 1500Million | Eastern | -1 | 2022
Lateral Hardening | Lateral Hardening-Fuse-60144458,1 | 13167 | 1493390.771 | 208740.5168 | 2180288.902 | 818409.0909 | 2.6641 | 0.68201 | 1200000 | 149 | 1 | 0 | 0 | 0 | 1 | Lateral Hardening-Fuse-60144458 [ 2029 ] | 1500Million | Western | -1 | 2022
Lateral Hardening | Lateral Hardening-Fuse-92767537,6 | 13208 | 1856319.6109 | 383104.0079 | 2735975.3783 | 1027636.3636 | 2.6624 | 1.0705 | 960000 | 121 | 6 | 0 | 0 | 0 | 6 | Lateral Hardening-Fuse-92767537 [ 2024 ], Lateral Hardening-Fuse-90449608 [ 2024 ], Lateral Hardening-Fuse-92767544 [ 2024 ], Lateral Hardening-Fuse-92761301, Lateral Hardening-Fuse-90450471, Lateral Hardening-Fuse-92954028 | 1500Million | Western | -1 | 2022
Lateral Hardening | Lateral Hardening-Fuse-90787275,2 | 13279 | 738406.8622 | 98969.2578 | 1531704.2668 | 579272.7273 | 2.6442 | 0.60341 | 960000 | 52 | 2 | 1 | 0 | 1 | 3 | Lateral Hardening-Fuse-90787275 [ 2027 ], Lateral Hardening-Fuse-91101973 | 1500Million | Winter Haven | -1 | 2022
Lateral Hardening | Lateral Hardening-Fuse-92925536,1 | 14356 | 237465.4501 | 22564.7104 | 248174.2854 | 96363.6364 | 2.5754 | 0.080303 | 1200000 | 13 | 1 | 0 | 0 | 0 | 1 | Lateral Hardening-Fuse-92925536 | 1500Million | Eastern | -1 | 2022
Lateral Hardening | Lateral Hardening-Fuse-10160212,1 | 13167 | 225498.6224 | 6742.6865 | 221399.2502 | 86818.1818 | 2.5501 | 0.072348 | 1200000 | 55 | 1 | 2 | 0 | 2 | 3 | Lateral Hardening-Fuse-10160212 [ 2029 ] | 1500Million | Western | -1 | 2022
Lateral Hardening | Lateral Hardening-Fuse-10121709,1 | 13057 | 508912.8158 | 6840.1761 | 491425.7384 | 195909.0909 | 2.5084 | 0.16326 | 1200000 | 98 | 1 | 0 | 0 | 0 | 1 | Lateral Hardening-Fuse-10121709 [ 2021 ] | 1500Million | Central | -1 | 2022
Lateral Hardening | Lateral Hardening-Fuse-93337190,5 | 13117 | 2236653.2921 | 319047.7477 | 2475687.5169 | 987090.9091 | 2.5081 | 1.0282 | 960000 | 63 | 5 | 1 | 0 | 1 | 6 | Lateral Hardening-Fuse-93337190 [ 2027 ], Lateral Hardening-Fuse-93337191, Lateral Hardening-Fuse-93337196, Lateral Hardening-Fuse-10537251, Lateral Hardening-Fuse-10537252 | 1500Million | Winter Haven | -1 | 2022
Lateral Hardening | Lateral Hardening-Fuse-60118975,13 | 13103 | 4094700.2177 | 359795.8969 | 4577263.7666 | 1827636.3636 | 2.5045 | 1.9038 | 960000 | 378 | 13 | 0 | 0 | 0 | 13 | Lateral Hardening-Fuse-60118975 [ 2024 ], Lateral Hardening-Fuse-91919805, Lateral Hardening-Fuse-90516086, Lateral Hardening-Fuse-10367916, Lateral Hardening-Fuse-90544238, Lateral Hardening-Fuse-91926073, Lateral Hardening-Fuse-91902933, Lateral Hardening-Fuse-90518571, Lateral Hardening-Fuse-91954728, Lateral Hardening-Fuse-91902832, Lateral Hardening-Fuse-91902814, Lateral Hardening-Fuse-91910944 [ 2024 ], Lateral Hardening-Fuse-91927381 | 1500Million | Central | -1 | 2022
Lateral Hardening | Lateral Hardening-Fuse-90621444,1 | 13167 | 180149.9992 | 4526.851 | 651604.1685 | 260909.0909 | 2.4974 | 0.21742 | 1200000 | 45 | 1 | 2 | 0 | 2 | 3 | Lateral Hardening-Fuse-90621444 | 1500Million | Western | -1 | 2022
Lateral Hardening | Lateral Hardening-Fuse-90054924,1 | 13575 | 298309.8927 | 32474.8174 | 318553.1365 | 128636.3636 | 2.4764 | 0.1072 | 1200000 | 240 | 1 | 3 | 0 | 3 | 4 | Lateral Hardening-Fuse-90054924 [ 2023 ] | 1500Million | Western | -1 | 2022
Lateral Hardening | Lateral Hardening-Fuse-10163217,1 | 13091 | 562853.3324 | 60645.6696 | 603002.0774 | 245000 | 2.4612 | 0.20417 | 1200000 | 20 | 1 | 0 | 0 | 0 | 1 | Lateral Hardening-Fuse-10163217 [ 2025 ] | 1500Million | Central | -1 | 2022
Lateral Hardening | Lateral Hardening-Fuse-10847292,1 | 13707 | 331132.0874 | 26038.5054 | 344984.9438 | 141363.6364 | 2.4404 | 0.1178 | 1200000 | 4 | 1 | 0 | 0 | 0 | 1 | Lateral Hardening-Fuse-10847292 | 1500Million | Eastern | -1 | 2022
Lateral Hardening | Lateral Hardening-Fuse-60201820,1 | 14306 | 742112.817 | 60285.701 | 915481.5088 | 376818.1818 | 2.4295 | 0.31402 | 1200000 | 23 | 1 | 0 | 0 | 0 | 1 | Lateral Hardening-Fuse-60201820 [ 2029 ] | 1500Million | Dade City | -1 | 2022
Lateral Hardening | Lateral Hardening-Fuse-90805980,1 | 13061 | 968233.9286 | 139959.2662 | 1192724.4988 | 492045.4545 | 2.424 | 0.41004 | 1200000 | 70 | 1 | 0 | 0 | 0 | 1 | Lateral Hardening-Fuse-90805980 [ 2029 ] | 1500Million | Western | -1 | 2022
Lateral Hardening | Lateral Hardening-Fuse-60241209,1 | 13137 | 260813.2719 | 9360.2273 | 257519.376 | 108863.6364 | 2.3655 | 0.09072 | 1200000 | 163 | 1 | 1 | 0 | 1 | 2 | Lateral Hardening-Fuse-60241209 [ 2028 ] | 1500Million | Western | -1 | 2022
Lateral Hardening | Lateral Hardening-Fuse-90830976,1 | 13328 | 233185.5312 | 10003.6073 | 232031.1124 | 98181.8182 | 2.3633 | 0.081818 | 1200000 | 6 | 1 | 1 | 0 | 1 | 2 | Lateral Hardening-Fuse-90830976 [ 2029 ] | 1500Million | Dade City | -1 | 2022
Lateral Hardening | Lateral Hardening-Fuse-90748138,1 | 13103 | 239309.8321 | 9294.1688 | 237014.9306 | 100454.5455 | 2.3594 | 0.083712 | 1200000 | 14 | 1 | 0 | 0 | 0 | 1 | Lateral Hardening-Fuse-90748138 [ 2024 ] | 1500Million | Central | -1 | 2022
Lateral Hardening | Lateral Hardening-Fuse-10532898,1 | 13705 | 485682.1083 | 37239.2521 | 502819.6252 | 214090.9091 | 2.3486 | 0.17841 | 1200000 | 21 | 1 | 0 | 0 | 0 | 1 | Lateral Hardening-Fuse-10532898 [ 2027 ] | 1500Million | Eastern | -1 | 2022
Lateral Hardening | Lateral Hardening-Fuse-92316625,1 | 13279 | 348519.8763 | 17065.1394 | 402305.6595 | 172045.4545 | 2.3384 | 0.14337 | 1200000 | 16 | 1 | 0 | 0 | 0 | 1 | Lateral Hardening-Fuse-92316625 [ 2027 ] | 1500Million | Winter Haven | -1 | 2022
Lateral Hardening | Lateral Hardening-Fuse-10163238,3 | 13091 | 851479.8363 | 55086.2917 | 869937.3675 | 374181.8182 | 2.3249 | 0.38977 | 960000 | 84 | 3 | 0 | 0 | 0 | 3 | Lateral Hardening-Fuse-10163238 [ 2025 ], Lateral Hardening-Fuse-10163236, Lateral Hardening-Fuse-60082932 | 1500Million | Central | -1 | 2022
Lateral Hardening | Lateral Hardening-Fuse-10389247,2 | 13365 | 831792.4192 | 51505.7783 | 843342.2685 | 366363.6364 | 2.3019 | 0.38163 | 960000 | 212 | 2 | 0 | 0 | 0 | 2 | Lateral Hardening-Fuse-10389247 [ 2028 ], Lateral Hardening-Fuse-91534075 | 1500Million | Central | -1 | 2022
Lateral Hardening | Lateral Hardening-Fuse-93337153,6 | 13117 | 1986018.6873 | 141479.3644 | 2058959.1562 | 902363.6364 | 2.2817 | 0.93996 | 960000 | 94 | 6 | 0 | 0 | 0 | 6 | Lateral Hardening-Fuse-93337153 [ 2027 ], Lateral Hardening-Fuse-93337156, Lateral Hardening-Fuse-60614876, Lateral Hardening-Fuse-10537287, Lateral Hardening-Fuse-93337186, Lateral Hardening-Fuse-91287424 | 1500Million | Winter Haven | -1 | 2022
Lateral Hardening | Lateral Hardening-Fuse-60171426,2 | 13577 | 1567562.2677 | 378708.8185 | 2172838.2784 | 963818.1818 | 2.2544 | 1.004 | 960000 | 192 | 2 | 13 | 0 | 13 | 15 | Lateral Hardening-Fuse-60171426 [ 2029 ], Lateral Hardening-Fuse-91779499 | 1500Million | Eastern | -1 | 2022
Lateral Hardening | Lateral Hardening-Fuse-60144172,1 | 13939 | 386912.5654 | 29520.3505 | 402724.9726 | 179318.1818 | 2.2459 | 0.14943 | 1200000 | 8 | 1 | 0 | 0 | 0 | 1 | Lateral Hardening-Fuse-60144172 [ 2021 ] | 1500Million | Central | -1 | 2022
Lateral Hardening | Lateral Hardening-Fuse-10441822,14 | 13947 | 4906931.657 | 830998.1346 | 6040220.9439 | 2738363.6364 | 2.2058 | 2.8525 | 960000 | 480 | 14 | 0 | 0 | 0 | 14 | Lateral Hardening-Fuse-10441822 [ 2025 ], Lateral Hardening-Fuse-91929070, Lateral Hardening-Fuse-10441802, Lateral Hardening-Fuse-10441814 [ 2025 ], Lateral Hardening-Fuse-91940286, Lateral Hardening-Fuse-10441813, Lateral Hardening-Fuse-90580822, Lateral Hardening-Fuse-10441800, Lateral Hardening-Fuse-10441826, Lateral Hardening-Fuse-10441825, Lateral Hardening-Fuse-10441799, Lateral Hardening-Fuse-10441798, Lateral Hardening-Fuse-10441797, Lateral Hardening-Fuse-91914335 | 1500Million | Central | -1 | 2022
Lateral Hardening | Lateral Hardening-Fuse-10028768,2 | 13217 | 748252.4708 | 94095.7901 | 926383.1668 | 422363.6364 | 2.1933 | 0.43996 | 960000 | 24 | 2 | 2 | 0 | 2 | 4 | Lateral Hardening-Fuse-10028768 [ 2025 ], Lateral Hardening-Fuse-10028764 | 1500Million | Western | -1 | 2022
Lateral Hardening | Lateral Hardening-Fuse-10029691,1 | 13279 | 286309.1618 | 19461.1711 | 293590.0117 | 136136.3636 | 2.1566 | 0.11345 | 1200000 | 21 | 1 | 0 | 0 | 0 | 1 | Lateral Hardening-Fuse-10029691 | 1500Million | Winter Haven | -1 | 2022
Lateral Hardening | Lateral Hardening-Fuse-60233886,1 | 14040 | 328372.6528 | 12339.9275 | 324717.185 | 151363.6364 | 2.1453 | 0.12614 | 1200000 | 101 | 1 | 3 | 0 | 3 | 4 | Lateral Hardening-Fuse-60233886 [ 2026 ] | 1500Million | Central | -1 | 2022
Lateral Hardening | Lateral Hardening-Fuse-10476024,2 | 13436 | 1211749.726 | 290188.3858 | 2590731.5813 | 1241818.1818 | 2.0862 | 1.2936 | 960000 | 348 | 2 | 8 | 0 | 8 | 10 | Lateral Hardening-Fuse-10476024 [ 2025 ], Lateral Hardening-Fuse-92313656 | 1500Million | Eastern | -1 | 2022
Lateral Hardening | Lateral Hardening-Fuse-10089969,1 | 13279 | 347214.1486 | 29045.9564 | 414395.5651 | 198863.6364 | 2.0838 | 0.16572 | 1200000 | 36 | 1 | 0 | 0 | 0 | 1 | Lateral Hardening-Fuse-10089969 | 1500Million | Winter Haven | -1 | 2022
Lateral Hardening | Lateral Hardening-Fuse-10692797,2 | 13463 | 1476010.3088 | 297797.2249 | 1727317.7093 | 836727.2727 | 2.0644 | 0.87159 | 960000 | 158 | 2 | 0 | 0 | 0 | 2 | Lateral Hardening-Fuse-10692797 [ 2028 ], Lateral Hardening-Fuse-92662050 [ 2028 ] | 1500Million | Plant City | -1 | 2022
Lateral Hardening | Lateral Hardening-Fuse-90514649,2 | 13678 | 2236432.0066 | 126034.7762 | 2290706.4096 | 1113272.7273 | 2.0576 | 1.1597 | 960000 | 52 | 2 | 5 | 0 | 5 | 7 | Lateral Hardening-Fuse-90514649 [ 2021 ], Lateral Hardening-Fuse-10288737 | 1500Million | Western | -1 | 2022
Lateral Hardening | Lateral Hardening-Fuse-91700188,1 | 13332 | 258351.58 | 15530.2773 | 263761.3346 | 130000 | 2.0289 | 0.10833 | 1200000 | 62 | 1 | 3 | 0 | 3 | 4 | Lateral Hardening-Fuse-91700188 [ 2021 ] | 1500Million | Western | -1 | 2022
Lateral Hardening | Lateral Hardening-Fuse-92823421,1 | 13479 | 669566.4552 | 94555.7466 | 740156.9887 | 370000 | 2.0004 | 0.30833 | 1200000 | 33 | 1 | 1 | 0 | 1 | 2 | Lateral Hardening-Fuse-92823421 [ 2028 ] | 1500Million | Winter Haven | -1 | 2022
Lateral Hardening | Lateral Hardening-Fuse-90367628,1 | 13489 | 1681271.3175 | 277804.2352 | 2103505.9819 | 1052500 | 1.9986 | 0.87708 | 1200000 | 105 | 1 | 4 | 0 | 4 | 5 | Lateral Hardening-Fuse-90367628 [ 2023 ] | 1500Million | South Hillsborough | -1 | 2022
Lateral Hardening | Lateral Hardening-Fuse-60341748,1 | 13328 | 532261.4417 | 56832.4852 | 768078.948 | 390227.2727 | 1.9683 | 0.32519 | 1200000 | 31 | 1 | 0 | 0 | 0 | 1 | Lateral Hardening-Fuse-60341748 [ 2029 ] | 1500Million | Dade City | -1 | 2022
Lateral Hardening | Lateral Hardening-Fuse-91421327,1 | 13124 | 211479.634 | 34956.4774 | 237403.6004 | 120681.8182 | 1.9672 | 0.10057 | 1200000 | 9 | 1 | 0 | 0 | 0 | 1 | Lateral Hardening-Fuse-91421327 | 1500Million | Plant City | -1 | 2022
Lateral Hardening | Lateral Hardening-Fuse-92014756,1 | 13377 | 351111.4463 | 94937.5617 | 431506.5923 | 219772.7273 | 1.9634 | 0.18314 | 1200000 | 31 | 1 | 0 | 0 | 0 | 1 | Lateral Hardening-Fuse-92014756 | 1500Million | Western | -1 | 2022
Lateral Hardening | Lateral Hardening-Fuse-91769533,1 | 13577 | 225055.1163 | 27230.8309 | 242670.462 | 123636.3636 | 1.9628 | 0.10303 | 1200000 | 44 | 1 | 2 | 0 | 2 | 3 | Lateral Hardening-Fuse-91769533 [ 2029 ] | 1500Million | Eastern | -1 | 2022
Lateral Hardening | Lateral Hardening-Fuse-92398222,1 | 13167 | 279921.4383 | 11625.2784 | 277707.9292 | 141590.9091 | 1.9613 | 0.11799 | 1200000 | 13 | 1 | 0 | 0 | 0 | 1 | Lateral Hardening-Fuse-92398222 | 1500Million | Western | -1 | 2022
Lateral Hardening | Lateral Hardening-Fuse-10476051,1 | 13436 | 1365045.1159 | 162773.4566 | 1549972.1019 | 795227.2727 | 1.9491 | 0.66269 | 1200000 | 55 | 1 | 0 | 0 | 0 | 1 | Lateral Hardening-Fuse-10476051 [ 2025 ] | 1500Million | Eastern | -1 | 2022
Lateral Hardening | Lateral Hardening-Fuse-10692803,1 | 13463 | 202890.4156 | 13523.2145 | 207047.5761 | 106363.6364 | 1.9466 | 0.088636 | 1200000 | 15 | 1 | 0 | 0 | 0 | 1 | Lateral Hardening-Fuse-10692803 [ 2028 ] | 1500Million | Plant City | -1 | 2022
Lateral Hardening | Lateral Hardening-Fuse-10441824,10 | 13947 | 3287712.372 | 575935.7616 | 3944140.0738 | 2031454.5455 | 1.9415 | 2.1161 | 960000 | 394 | 10 | 0 | 0 | 0 | 10 | Lateral Hardening-Fuse-10441824 [ 2025 ], Lateral Hardening-Fuse-10441811, Lateral Hardening-Fuse-10441796, Lateral Hardening-Fuse-91872181, Lateral Hardening-Fuse-10441812, Lateral Hardening-Fuse-10441791, Lateral Hardening-Fuse-10441795, Lateral Hardening-Fuse-91923578, Lateral Hardening-Fuse-10441794, Lateral Hardening-Fuse-10441793 | 1500Million | Central | -1 | 2022
Lateral Hardening | Lateral Hardening-Fuse-10090003,1 | 13279 | 131128.1614 | 5042.3367 | 129879.1252 | 67045.4545 | 1.9372 | 0.055871 | 1200000 | 15 | 1 | 0 | 0 | 0 | 1 | Lateral Hardening-Fuse-10090003 | 1500Million | Winter Haven | -1 | 2022
Lateral Hardening | Lateral Hardening-Fuse-10537296,1 | 13117 | 202010.378 | 14874.9604 | 207353.0559 | 107500 | 1.9289 | 0.089583 | 1200000 | 19 | 1 | 0 | 0 | 0 | 1 | Lateral Hardening-Fuse-10537296 | 1500Million | Winter Haven | -1 | 2022
Lateral Hardening | Lateral Hardening-Fuse-91301942,1 | 13279 | 587169.8509 | 60686.6672 | 627932.7067 | 326590.9091 | 1.9227 | 0.27216 | 1200000 | 43 | 1 | 0 | 0 | 0 | 1 | Lateral Hardening-Fuse-91301942 [ 2027 ] | 1500Million | Winter Haven | -1 | 2022
Lateral Hardening | Lateral Hardening-Fuse-10089975,1 | 13279 | 446603.2163 | 29603.0992 | 458285.2871 | 246590.9091 | 1.8585 | 0.20549 | 1200000 | 19 | 1 | 0 | 0 | 0 | 1 | Lateral Hardening-Fuse-10089975 [ 2027 ] | 1500Million | Winter Haven | -1 | 2022
Lateral Hardening | Lateral Hardening-Fuse-91087503,3 | 13091 | 822954.3598 | 129424.9702 | 930638.9037 | 503090.9091 | 1.8498 | 0.52405 | 960000 | 45 | 3 | 0 | 0 | 0 | 3 | Lateral Hardening-Fuse-91087503 [ 2025 ], Lateral Hardening-Fuse-10163221, Lateral Hardening-Fuse-10163220 | 1500Million | Central | -1 | 2022
Lateral Hardening | Lateral Hardening-Fuse-10248867,2 | 13572 | 944675.3091 | 68449.3169 | 976310.537 | 531818.1818 | 1.8358 | 0.55398 | 960000 | 64 | 2 | 1 | 0 | 1 | 3 | Lateral Hardening-Fuse-10248867 [ 2027 ], Lateral Hardening-Fuse-10248871 | 1500Million | Western | -1 | 2022
Lateral Hardening | Lateral Hardening-Fuse-91108415,1 | 13279 | 183218.2926 | 17587.8461 | 191982.3848 | 105000 | 1.8284 | 0.0875 | 1200000 | 11 | 1 | 0 | 0 | 0 | 1 | Lateral Hardening-Fuse-91108415 [ 2027 ] | 1500Million | Winter Haven | -1 | 2022
Lateral Hardening | Lateral Hardening-Fuse-60463714,1 | 13853 | 449345.5085 | 34749.8595 | 464934.9153 | 255227.2727 | 1.8217 | 0.21269 | 1200000 | 18 | 1 | 1 | 0 | 1 | 2 | Lateral Hardening-Fuse-60463714 [ 2029 ] | 1500Million | Plant City | -1 | 2022
Lateral Hardening | Lateral Hardening-Fuse-10467575,1 | 13934 | 196107.0949 | 9298.5349 | 196490.1463 | 109545.4545 | 1.7937 | 0.091288 | 1200000 | 7 | 1 | 0 | 0 | 0 | 1 | Lateral Hardening-Fuse-10467575 [ 2021 ] | 1500Million | Central | -1 | 2022
Lateral Hardening | Lateral Hardening-Fuse-91174974,2 | 13638 | 445526.8416 | 88725.6934 | 517793.6846 | 291272.7273 | 1.7777 | 0.30341 | 960000 | 6 | 2 | 1 | 0 | 1 | 3 | Lateral Hardening-Fuse-91174974 [ 2028 ], Lateral Hardening-Fuse-92079343 | 1500Million | Western | -1 | 2022
Lateral Hardening | Lateral Hardening-Fuse-92098391,1 | 13705 | 217529.7412 | 8234.3314 | 215407.5779 | 121590.9091 | 1.7716 | 0.10133 | 1200000 | 13 | 1 | 1 | 0 | 1 | 2 | Lateral Hardening-Fuse-92098391 [ 2027 ] | 1500Million | Eastern | -1 | 2022
Lateral Hardening | Lateral Hardening-Fuse-10681854,6 | 13214 | 1834829.201 | 442071.3821 | 2221070.077 | 1258727.2727 | 1.7645 | 1.3112 | 960000 | 31 | 6 | 4 | 0 | 4 | 10 | Lateral Hardening-Fuse-10681854 [ 2025 ], Lateral Hardening-Fuse-91002749, Lateral Hardening-Fuse-91004089, Lateral Hardening-Fuse-10681831, Lateral Hardening-Fuse-10681836 [ 2025 ], Lateral Hardening-Fuse-10681849 | 1500Million | Eastern | -1 | 2022
Lateral Hardening | Lateral Hardening-Fuse-10692795,1 | 13463 | 139259.4029 | 8331.2128 | 151109.8693 | 87272.7273 | 1.7315 | 0.072727 | 1200000 | 14 | 1 | 0 | 0 | 0 | 1 | Lateral Hardening-Fuse-10692795 | 1500Million | Plant City | -1 | 2022
Lateral Hardening | Lateral Hardening-Fuse-10813126,11 | 13341 | 3462108.0794 | 681600.1788 | 4138180.7922 | 2402363.6364 | 1.7225 | 2.5025 | 960000 | 395 | 11 | 8 | 0 | 8 | 19 | Lateral Hardening-Fuse-10813126 [ 2022 ], Lateral Hardening-Fuse-10813138, Lateral Hardening-Fuse-10813124, Lateral Hardening-Fuse-10813106, Lateral Hardening-Fuse-10813140, Lateral Hardening-Fuse-10813144, Lateral Hardening-Fuse-10813141, Lateral Hardening-Fuse-10813143, Lateral Hardening-Fuse-60647777, Lateral Hardening-Fuse-10813142, Lateral Hardening-Fuse-10813139 | 1500Million | South Hillsborough | -1 | 2022
Lateral Hardening | Lateral Hardening-Fuse-60035493,3 | 13159 | 569454.2977 | 51619.3136 | 602041.0621 | 353818.1818 | 1.7016 | 0.36856 | 960000 | 32 | 3 | 0 | 0 | 0 | 3 | Lateral Hardening-Fuse-60035493 [ 2025 ], Lateral Hardening-Fuse-92909463, Lateral Hardening-Fuse-92909524 | 1500Million | Central | -1 | 2022
Lateral Hardening | Lateral Hardening-Fuse-93337160,1 | 13117 | 543072.2218 | 67340.9525 | 590082.7564 | 347045.4545 | 1.7003 | 0.2892 | 1200000 | 16 | 1 | 1 | 0 | 1 | 2 | Lateral Hardening-Fuse-93337160 [ 2027 ] | 1500Million | Winter Haven | -1 | 2022
Lateral Hardening | Lateral Hardening-Fuse-10537315,4 | 13117 | 1527505.2059 | 429086.1569 | 1969621.0165 | 1163818.1818 | 1.6924 | 1.2123 | 960000 | 190 | 4 | 0 | 0 | 0 | 4 | Lateral Hardening-Fuse-10537315 [ 2027 ], Lateral Hardening-Fuse-91103688, Lateral Hardening-Fuse-91102464, Lateral Hardening-Fuse-91164636 | 1500Million | Winter Haven | -1 | 2022
Lateral Hardening | Lateral Hardening-Fuse-91324334,1 | 13099 | 1094157.1211 | 138351.889 | 1274506.255 | 761590.9091 | 1.6735 | 0.63466 | 1200000 | 122 | 1 | 0 | 0 | 0 | 1 | Lateral Hardening-Fuse-91324334 [ 2022 ] | 1500Million | Central | -1 | 2022
Lateral Hardening | Lateral Hardening-Fuse-10928770,3 | 13377 | 851559.7781 | 208107.243 | 1044872.4522 | 627090.9091 | 1.6662 | 0.65322 | 960000 | 38 | 3 | 3 | 0 | 3 | 6 | Lateral Hardening-Fuse-10928770, Lateral Hardening-Fuse-92455436, Lateral Hardening-Fuse-10928793 | 1500Million | Western | -1 | 2022
Lateral Hardening | Lateral Hardening-Fuse-10254063,3 | 13678 | 716118.5691 | 62402.4907 | 764800.2205 | 459818.1818 | 1.6633 | 0.47898 | 960000 | 17 | 3 | 1 | 0 | 1 | 4 | Lateral Hardening-Fuse-10254063 [ 2021 ], Lateral Hardening-Fuse-90481954, Lateral Hardening-Fuse-10254058 | 1500Million | Western | -1 | 2022
Lateral Hardening | Lateral Hardening-Fuse-92915321,1 | 13159 | 81125.9447 | 5747.445 | 82949.1146 | 50000 | 1.659 | 0.037311 | 1340101.5228 | 10 | 1 | 0 | 0 | 0 | 1 | Lateral Hardening-Fuse-92915321 | 1500Million | Central | -1 | 2022
Lateral Hardening | Lateral Hardening-Fuse-10030640,1 | 13622 | 627596.7934 | 114498.9459 | 721387.9879 | 439318.1818 | 1.6421 | 0.3661 | 1200000 | 28 | 1 | 0 | 0 | 0 | 1 | Lateral Hardening-Fuse-10030640 | 1500Million | Western | -1 | 2022
Lateral Hardening | Lateral Hardening-Fuse-91001566,1 | 13091 | 141373.8803 | 12727.5565 | 161940.3769 | 98636.3636 | 1.6418 | 0.082197 | 1200000 | 21 | 1 | 0 | 0 | 0 | 1 | Lateral Hardening-Fuse-91001566 | 1500Million | Central | -1 | 2022
Lateral Hardening | Lateral Hardening-Fuse-10093148,2 | 13613 | 521205.3866 | 75734.0494 | 596048.5816 | 363454.5455 | 1.64 | 0.3786 | 960000 | 59 | 2 | 0 | 0 | 0 | 2 | Lateral Hardening-Fuse-10093148, Lateral Hardening-Fuse-90447822 | 1500Million | Western | -1 | 2022
Lateral Hardening | Lateral Hardening-Fuse-10443874,1 | 13172 | 281496.4969 | 12947.6827 | 280703.1606 | 171363.6364 | 1.6381 | 0.1428 | 1200000 | 63 | 1 | 2 | 0 | 2 | 3 | Lateral Hardening-Fuse-10443874 [ 2024 ] | 1500Million | Eastern | -1 | 2022
Lateral Hardening | Lateral Hardening-Fuse-90668598,7 | 13220 | 893305.8831 | 273694.1534 | 1467691.2828 | 901636.3636 | 1.6278 | 0.9392 | 960000 | 114 | 7 | 0 | 0 | 0 | 7 | Lateral Hardening-Fuse-90668598 [ 2024 ], Lateral Hardening-Fuse-90902712, Lateral Hardening-Fuse-90902720, Lateral Hardening-Fuse-90902721, Lateral Hardening-Fuse-90902816, Lateral Hardening-Fuse-90902818, Lateral Hardening-Fuse-90902817 | 1500Million | Western | -1 | 2022
Lateral Hardening | Lateral Hardening-Fuse-10532910,1 | 13705 | 357890.7326 | 25659.4327 | 371782.2648 | 228409.0909 | 1.6277 | 0.19034 | 1200000 | 26 | 1 | 0 | 0 | 0 | 1 | Lateral Hardening-Fuse-10532910 [ 2027 ] | 1500Million | Eastern | -1 | 2022
Lateral Hardening | Lateral Hardening-Fuse-90474396,1 | 13605 | 281618.5574 | 24439.8016 | 332007.4453 | 204545.4545 | 1.6231 | 0.17045 | 1200000 | 22 | 1 | 0 | 0 | 0 | 1 | Lateral Hardening-Fuse-90474396 | 1500Million | Western | -1 | 2022
Lateral Hardening | Lateral Hardening-Fuse-91519309,2 | 13645 | 880705.4453 | 89000.5996 | 938029.4023 | 585090.9091 | 1.6032 | 0.60947 | 960000 | 40 | 2 | 1 | 0 | 1 | 3 | Lateral Hardening-Fuse-91519309 [ 2021 ], Lateral Hardening-Fuse-10813116 | 1500Million | South Hillsborough | -1 | 2022
Lateral Hardening | Lateral Hardening-Fuse-10532917,1 | 13705 | 285047.0631 | 15057.742 | 372311.2982 | 232500 | 1.6013 | 0.19375 | 1200000 | 29 | 1 | 0 | 0 | 0 | 1 | Lateral Hardening-Fuse-10532917 | 1500Million | Eastern | -1 | 2022
Lateral Hardening | Lateral Hardening-Fuse-93318795,1 | 13061 | 673051.1623 | 268640.6673 | 916223.1369 | 575227.2727 | 1.5928 | 0.47936 | 1200000 | 80 | 1 | 0 | 0 | 0 | 1 | Lateral Hardening-Fuse-93318795 | 1500Million | Western | -1 | 2022
Lateral Hardening | Lateral Hardening-Fuse-10163230,1 | 13091 | 82678.6144 | 777.5074 | 79505.7495 | 50000 | 1.5901 | 0.029356 | 1703225.8065 | 8 | 1 | 0 | 0 | 0 | 1 | Lateral Hardening-Fuse-10163230 | 1500Million | Central | -1 | 2022
Lateral Hardening | Lateral Hardening-Fuse-90422522,1 | 13113 | 214496.8984 | 5354.9069 | 209569.9163 | 131818.1818 | 1.5898 | 0.10985 | 1200000 | 12 | 1 | 0 | 0 | 0 | 1 | Lateral Hardening-Fuse-90422522 [ 2021 ] | 1500Million | Western | -1 | 2022
Lateral Hardening | Lateral Hardening-Fuse-91618829,9 | 13535 | 1880575.9134 | 280404.1976 | 2101988.5007 | 1323272.7273 | 1.5885 | 1.3784 | 960000 | 75 | 9 | 0 | 0 | 0 | 9 | Lateral Hardening-Fuse-91618829 [ 2022 ], Lateral Hardening-Fuse-92970968, Lateral Hardening-Fuse-92969195, Lateral Hardening-Fuse-92969198, Lateral Hardening-Fuse-91597763, Lateral Hardening-Fuse-92959083 [ 2022 ], Lateral Hardening-Fuse-92959081, Lateral Hardening-Fuse-10016620, Lateral Hardening-Fuse-92969194 [ 2022 ] | 1500Million | Western | -1 | 2022
Lateral Hardening | Lateral Hardening-Fuse-91952783,2 | 13121 | 361995.3924 | 17503.4702 | 363211.6193 | 229090.9091 | 1.5854 | 0.23864 | 960000 | 23 | 2 | 0 | 0 | 0 | 2 | Lateral Hardening-Fuse-91952783 [ 2029 ], Lateral Hardening-Fuse-92899946 | 1500Million | Plant City | -1 | 2022
Lateral Hardening | Lateral Hardening-Fuse-10928779,1 | 13377 | 311133.9959 | 35134.2727 | 330713.3687 | 208636.3636 | 1.5851 | 0.17386 | 1200000 | 14 | 1 | 0 | 0 | 0 | 1 | Lateral Hardening-Fuse-10928779 | 1500Million | Western | -1 | 2022
Lateral Hardening | Lateral Hardening-Fuse-92003027,2 | 13479 | 202175.7704 | 47002.904 | 389881.122 | 247272.7273 | 1.5767 | 0.25758 | 960000 | 18 | 2 | 0 | 0 | 0 | 2 | Lateral Hardening-Fuse-92003027, Lateral Hardening-Fuse-92007338 | 1500Million | Winter Haven | -1 | 2022
Lateral Hardening | Lateral Hardening-Fuse-60015632,4 | 13120 | 791118.2506 | 85386.0801 | 983167.6452 | 624909.0909 | 1.5733 | 0.65095 | 960000 | 144 | 4 | 2 | 0 | 2 | 6 | Lateral Hardening-Fuse-60015632 [ 2021 ], Lateral Hardening-Fuse-60015642, Lateral Hardening-Fuse-60015650, Lateral Hardening-Fuse-60015968 | 1500Million | Plant City | -1 | 2022
Lateral Hardening | Lateral Hardening-Fuse-92003021,1 | 13479 | 348237.6697 | 39990.2407 | 373864.84 | 241590.9091 | 1.5475 | 0.20133 | 1200000 | 13 | 1 | 0 | 0 | 0 | 1 | Lateral Hardening-Fuse-92003021 [ 2028 ] | 1500Million | Winter Haven | -1 | 2022
Lateral Hardening | Lateral Hardening-Fuse-60065898,1 | 14275 | 20714.4967 | 2584.1804 | 77110.7942 | 50000 | 1.5422 | 0.03447 | 1450549.4505 | 4 | 1 | 1 | 1 | 0 | 2 | Lateral Hardening-Fuse-60065898 | 1500Million | Western | -1 | 2022
Lateral Hardening | Lateral Hardening-Fuse-90530159,3 | 13613 | 787109.1767 | 106111.4024 | 871738.1694 | 566181.8182 | 1.5397 | 0.58977 | 960000 | 189 | 3 | 1 | 0 | 1 | 4 | Lateral Hardening-Fuse-90530159 [ 2025 ], Lateral Hardening-Fuse-90447983, Lateral Hardening-Fuse-90447989 | 1500Million | Western | -1 | 2022
Lateral Hardening | Lateral Hardening-Fuse-92182142,1 | 13650 | 177266.5177 | 2534.484 | 171338.6477 | 111363.6364 | 1.5386 | 0.092803 | 1200000 | 99 | 1 | 3 | 0 | 3 | 4 | Lateral Hardening-Fuse-92182142 [ 2022 ] | 1500Million | South Hillsborough | -1 | 2022
Lateral Hardening | Lateral Hardening-Fuse-60328686,1 | 13707 | 222820.9038 | 20200.9896 | 231952.1423 | 151363.6364 | 1.5324 | 0.12614 | 1200000 | 9 | 1 | 1 | 1 | 0 | 2 | Lateral Hardening-Fuse-60328686 | 1500Million | Eastern | -1 | 2022
Lateral Hardening | Lateral Hardening-Fuse-92909767,1 | 13159 | 125637.5439 | 3587.288 | 123144.1545 | 80454.5455 | 1.5306 | 0.067045 | 1200000 | 83 | 1 | 0 | 0 | 0 | 1 | Lateral Hardening-Fuse-92909767 [ 2025 ] | 1500Million | Central | -1 | 2022
Lateral Hardening | Lateral Hardening-Fuse-10476041,1 | 13436 | 483655.6046 | 102944.0372 | 569125.0502 | 373636.3636 | 1.5232 | 0.31136 | 1200000 | 10 | 1 | 0 | 0 | 0 | 1 | Lateral Hardening-Fuse-10476041 [ 2025 ] | 1500Million | Eastern | -1 | 2022
Lateral Hardening | Lateral Hardening-Fuse-92952190,1 | 13535 | 427091.2159 | 54990.203 | 466665.3942 | 308636.3636 | 1.512 | 0.2572 | 1200000 | 80 | 1 | 1 | 0 | 1 | 2 | Lateral Hardening-Fuse-92952190 [ 2022 ] | 1500Million | Western | -1 | 2022
Lateral Hardening | Lateral Hardening-Fuse-60048809,1 | 13622 | 247966.4072 | 25903.8416 | 264309.6401 | 175909.0909 | 1.5025 | 0.14659 | 1200000 | 6 | 1 | 0 | 0 | 0 | 1 | Lateral Hardening-Fuse-60048809 [ 2028 ] | 1500Million | Western | -1 | 2022
Lateral Hardening | Lateral Hardening-Fuse-90100002,3 | 13208 | 250984.3413 | 106109.8963 | 679488.8256 | 458363.6364 | 1.4824 | 0.47746 | 960000 | 47 | 3 | 1 | 1 | 0 | 4 | Lateral Hardening-Fuse-90100002, Lateral Hardening-Fuse-10168798, Lateral Hardening-Fuse-90190774 | 1500Million | Western | -1 | 2022
Lateral Hardening | Lateral Hardening-Fuse-10742009,2 | 14020 | 757870.9691 | 98396.2366 | 829188.4999 | 563818.1818 | 1.4707 | 0.58731 | 960000 | 19 | 2 | 2 | 0 | 2 | 4 | Lateral Hardening-Fuse-10742009 [ 2022 ], Lateral Hardening-Fuse-10742013 [ 2022 ] | 1500Million | South Hillsborough | -1 | 2022
Lateral Hardening | Lateral Hardening-Fuse-10743715,1 | 13328 | 278646.7651 | 25991.1498 | 320140.76 | 217954.5455 | 1.4688 | 0.18163 | 1200000 | 36 | 1 | 1 | 0 | 1 | 2 | Lateral Hardening-Fuse-10743715 | 1500Million | Dade City | -1 | 2022
Lateral Hardening | Lateral Hardening-Fuse-90446796,3 | 14123 | 960368.1603 | 151072.6045 | 1076440.8923 | 736909.0909 | 1.4608 | 0.76761 | 960000 | 13 | 3 | 7 | 0 | 7 | 10 | Lateral Hardening-Fuse-90446796 [ 2025 ], Lateral Hardening-Fuse-60160330, Lateral Hardening-Fuse-92133837 | 1500Million | Plant City | -1 | 2022
Lateral Hardening | Lateral Hardening-Fuse-90153246,3 | 13208 | 299887.8572 | 88350.8738 | 424546.5167 | 291272.7273 | 1.4576 | 0.30341 | 960000 | 39 | 3 | 2 | 0 | 2 | 5 | Lateral Hardening-Fuse-90153246, Lateral Hardening-Fuse-60434242, Lateral Hardening-Fuse-60060940 | 1500Million | Western | -1 | 2022
Lateral Hardening | Lateral Hardening-Fuse-90907506,1 | 13432 | 145497.7839 | 8526.8325 | 163045.131 | 112045.4545 | 1.4552 | 0.093371 | 1200000 | 7 | 1 | 0 | 0 | 0 | 1 | Lateral Hardening-Fuse-90907506 | 1500Million | Dade City | -1 | 2022
Lateral Hardening | Lateral Hardening-Fuse-10497396,1 | 13502 | 450138.9566 | 78322.414 | 512105.7863 | 354545.4545 | 1.4444 | 0.29545 | 1200000 | 72 | 1 | 0 | 0 | 0 | 1 | Lateral Hardening-Fuse-10497396 [ 2021 ] | 1500Million | Eastern | -1 | 2022
Lateral Hardening | Lateral Hardening-Fuse-10567753,1 | 13117 | 186789.395 | 11031.6655 | 188863.4484 | 132272.7273 | 1.4278 | 0.11023 | 1200000 | 30 | 1 | 0 | 0 | 0 | 1 | Lateral Hardening-Fuse-10567753 | 1500Million | Winter Haven | -1 | 2022
Lateral Hardening | Lateral Hardening-Fuse-92624740,1 | 13279 | 264608.4072 | 33860.9288 | 306273.9491 | 215227.2727 | 1.423 | 0.17936 | 1200000 | 37 | 1 | 0 | 0 | 0 | 1 | Lateral Hardening-Fuse-92624740 | 1500Million | Winter Haven | -1 | 2022
Lateral Hardening | Lateral Hardening-Fuse-91632542,2 | 13167 | 201155.4858 | 7688.0884 | 199407.9983 | 141272.7273 | 1.4115 | 0.14716 | 960000 | 34 | 2 | 0 | 0 | 0 | 2 | Lateral Hardening-Fuse-91632542, Lateral Hardening-Fuse-90709930 | 1500Million | Western | -1 | 2022
Lateral Hardening | Lateral Hardening-Fuse-60183106,1 | 14123 | 910633.792 | 260128.3739 | 1165087.0065 | 826136.3636 | 1.4103 | 0.68845 | 1200000 | 25 | 1 | 0 | 0 | 0 | 1 | Lateral Hardening-Fuse-60183106 [ 2025 ] | 1500Million | Plant City | -1 | 2022
Lateral Hardening | Lateral Hardening-Fuse-92398407,3 | 13769 | 1458154.4881 | 312471.172 | 1744575.2573 | 1239454.5455 | 1.4075 | 1.2911 | 960000 | 8 | 3 | 2 | 0 | 2 | 5 | Lateral Hardening-Fuse-92398407 [ 2028 ], Lateral Hardening-Fuse-92398410 [ 2028 ], Lateral Hardening-Fuse-10827098 [ 2028 ] | 1500Million | Winter Haven | -1 | 2022
Lateral Hardening | Lateral Hardening-Fuse-93337150,2 | 13117 | 308030.8449 | 33017.7786 | 327300.4899 | 233090.9091 | 1.4042 | 0.2428 | 960000 | 23 | 2 | 0 | 0 | 0 | 2 | Lateral Hardening-Fuse-93337150 [ 2027 ], Lateral Hardening-Fuse-10537312 | 1500Million | Winter Haven | -1 | 2022
Lateral Hardening | Lateral Hardening-Fuse-92003157,1 | 13479 | 391414.7767 | 57221.4962 | 494900.7312 | 355000 | 1.3941 | 0.29583 | 1200000 | 27 | 1 | 0 | 0 | 0 | 1 | Lateral Hardening-Fuse-92003157 [ 2028 ] | 1500Million | Winter Haven | -1 | 2022
Lateral Hardening | Lateral Hardening-Fuse-91234338,1 | 13124 | 660747.0065 | 116942.9952 | 757962.7895 | 550681.8182 | 1.3764 | 0.4589 | 1200000 | 59 | 1 | 0 | 0 | 0 | 1 | Lateral Hardening-Fuse-91234338 [ 2029 ] | 1500Million | Plant City | -1 | 2022
Lateral Hardening | Lateral Hardening-Fuse-10163227,1 | 13091 | 91003.0265 | 8185.1878 | 94993.1842 | 69090.9091 | 1.3749 | 0.057576 | 1200000 | 16 | 1 | 0 | 0 | 0 | 1 | Lateral Hardening-Fuse-10163227 | 1500Million | Central | -1 | 2022
Lateral Hardening | Lateral Hardening-Fuse-10476047,1 | 13436 | 516095.6134 | 94232.4348 | 714228.68 | 524545.4545 | 1.3616 | 0.43712 | 1200000 | 19 | 1 | 0 | 0 | 0 | 1 | Lateral Hardening-Fuse-10476047 [ 2025 ] | 1500Million | Eastern | -1 | 2022
Lateral Hardening | Lateral Hardening-Fuse-10532909,1 | 13705 | 650086.9805 | 193595.7404 | 824762.683 | 607272.7273 | 1.3581 | 0.50606 | 1200000 | 159 | 1 | 5 | 0 | 5 | 6 | Lateral Hardening-Fuse-10532909 [ 2027 ] | 1500Million | Eastern | -1 | 2022
Lateral Hardening | Lateral Hardening-Fuse-10156236,1 | 13069 | 729394.55 | 97619.0851 | 797484.1854 | 593636.3636 | 1.3434 | 0.4947 | 1200000 | 102 | 1 | 0 | 0 | 0 | 1 | Lateral Hardening-Fuse-10156236 [ 2028 ] | 1500Million | Western | -1 | 2022
Lateral Hardening | Lateral Hardening-Fuse-90704750,1 | 13117 | 102792.5415 | 3128.7255 | 100952.6569 | 75454.5455 | 1.3379 | 0.062879 | 1200000 | 14 | 1 | 0 | 0 | 0 | 1 | Lateral Hardening-Fuse-90704750 | 1500Million | Winter Haven | -1 | 2022
Lateral Hardening | Lateral Hardening-Fuse-92058986,1 | 13124 | 1444591.2491 | 220658.8211 | 1625382.3053 | 1221590.9091 | 1.3305 | 1.018 | 1200000 | 41 | 1 | 0 | 0 | 0 | 1 | Lateral Hardening-Fuse-92058986 [ 2029 ] | 1500Million | Plant City | -1 | 2022
Lateral Hardening | Lateral Hardening-Fuse-10723993,2 | 13780 | 675524.2347 | 149864.6644 | 799330.1612 | 601636.3636 | 1.3286 | 0.6267 | 960000 | 101 | 2 | 3 | 0 | 3 | 5 | Lateral Hardening-Fuse-10723993 [ 2021 ], Lateral Hardening-Fuse-10723980 | 1500Million | South Hillsborough | -1 | 2022
Lateral Hardening | Lateral Hardening-Fuse-10160197,1 | 13167 | 492637.0543 | 37783.8585 | 508248.6909 | 383181.8182 | 1.3264 | 0.31932 | 1200000 | 50 | 1 | 0 | 0 | 0 | 1 | Lateral Hardening-Fuse-10160197 | 1500Million | Western | -1 | 2022
Lateral Hardening | Lateral Hardening-Fuse-60120514,1 | 13185 | 387553.7465 | 29992.283 | 401508.8044 | 304772.7273 | 1.3174 | 0.25398 | 1200000 | 55 | 1 | 1 | 0 | 1 | 2 | Lateral Hardening-Fuse-60120514 [ 2029 ] | 1500Million | Central | -1 | 2022
Lateral Hardening | Lateral Hardening-Fuse-90630341,2 | 14111 | 523266.6805 | 110012.5472 | 698496.716 | 537818.1818 | 1.2988 | 0.56023 | 960000 | 89 | 2 | 2 | 0 | 2 | 4 | Lateral Hardening-Fuse-90630341, Lateral Hardening-Fuse-92187661 | 1500Million | Eastern | -1 | 2022
Lateral Hardening | Lateral Hardening-Fuse-10070652,11 | 13984 | 2184335.8796 | 458132.6604 | 2791660.0975 | 2160545.4545 | 1.2921 | 2.2506 | 960000 | 87 | 11 | 1 | 0 | 1 | 12 | Lateral Hardening-Fuse-10070652 [ 2028 ], Lateral Hardening-Fuse-90375255, Lateral Hardening-Fuse-10070741, Lateral Hardening-Fuse-60170556, Lateral Hardening-Fuse-10070726, Lateral Hardening-Fuse-10070735, Lateral Hardening-Fuse-10070737, Lateral Hardening-Fuse-10070738, Lateral Hardening-Fuse-91070886, Lateral Hardening-Fuse-10070739 [ 2028 ], Lateral Hardening-Fuse-10070740 | 1500Million | Plant City | -1 | 2022
Lateral Hardening | Lateral Hardening-Fuse-93139810,4 | 13031 | 1154563.8555 | 211586.2958 | 1325404.3343 | 1029090.9091 | 1.2879 | 1.072 | 960000 | 64 | 4 | 2 | 0 | 2 | 6 | Lateral Hardening-Fuse-93139810 [ 2029 ], Lateral Hardening-Fuse-93247468, Lateral Hardening-Fuse-93247460, Lateral Hardening-Fuse-93247461 | 1500Million | Winter Haven | -1 | 2022
Lateral Hardening | Lateral Hardening-Fuse-10367874,1 | 13103 | 136952.3169 | 21982.5224 | 153331.7664 | 119772.7273 | 1.2802 | 0.099811 | 1200000 | 25 | 1 | 0 | 0 | 0 | 1 | Lateral Hardening-Fuse-10367874 | 1500Million | Central | -1 | 2022
Lateral Hardening | Lateral Hardening-Fuse-92007516,1 | 13479 | 65882.4974 | 10178.5868 | 72746.401 | 57045.4545 | 1.2752 | 0.047538 | 1200000 | 4 | 1 | 1 | 0 | 1 | 2 | Lateral Hardening-Fuse-92007516 | 1500Million | Winter Haven | -1 | 2022
Lateral Hardening | Lateral Hardening-Fuse-92316629,1 | 13279 | 336710.7478 | 24827.1588 | 344802.4179 | 271590.9091 | 1.2696 | 0.22633 | 1200000 | 31 | 1 | 0 | 0 | 0 | 1 | Lateral Hardening-Fuse-92316629 | 1500Million | Winter Haven | -1 | 2022
Lateral Hardening | Lateral Hardening-Fuse-60241204,1 | 13137 | 607590.9271 | 123670.0756 | 708830.8107 | 566363.6364 | 1.2515 | 0.47197 | 1200000 | 68 | 1 | 0 | 0 | 0 | 1 | Lateral Hardening-Fuse-60241204 | 1500Million | Western | -1 | 2022
Lateral Hardening | Lateral Hardening-Fuse-10160211,1 | 13167 | 191248.2702 | 14549.5199 | 196730.428 | 158181.8182 | 1.2437 | 0.13182 | 1200000 | 56 | 1 | 1 | 0 | 1 | 2 | Lateral Hardening-Fuse-10160211 | 1500Million | Western | -1 | 2022
Lateral Hardening | Lateral Hardening-Fuse-90527917,1 | 13622 | 84028.8596 | 6052.3419 | 86113.5764 | 69318.1818 | 1.2423 | 0.057765 | 1200000 | 5 | 1 | 0 | 0 | 0 | 1 | Lateral Hardening-Fuse-90527917 [ 2028 ] | 1500Million | Western | -1 | 2022
Lateral Hardening | Lateral Hardening-Fuse-10616460,1 | 13124 | 83563.1781 | 12015.4508 | 99190.239 | 81818.1818 | 1.2123 | 0.068182 | 1200000 | 12 | 1 | 0 | 0 | 0 | 1 | Lateral Hardening-Fuse-10616460 | 1500Million | Plant City | -1 | 2022
Lateral Hardening | Lateral Hardening-Fuse-10521030,1 | 13691 | 232535.9584 | 31540.9311 | 256256.0666 | 213863.6364 | 1.1982 | 0.17822 | 1200000 | 55 | 1 | 1 | 0 | 1 | 2 | Lateral Hardening-Fuse-10521030 [ 2029 ] | 1500Million | Eastern | -1 | 2022
Lateral Hardening | Lateral Hardening-Fuse-60213248,1 | 13439 | 171421.5867 | 66592.216 | 257059.066 | 222045.4545 | 1.1577 | 0.18504 | 1200000 | 36 | 1 | 0 | 0 | 0 | 1 | Lateral Hardening-Fuse-60213248 | 1500Million | South Hillsborough | -1 | 2022
Lateral Hardening | Lateral Hardening-Fuse-90863507,1 | 13328 | 56922.7772 | 3094.1225 | 57244.3205 | 50000 | 1.1449 | 0.04072 | 1227906.9767 | 11 | 1 | 0 | 0 | 0 | 1 | Lateral Hardening-Fuse-90863507 | 1500Million | Dade City | -1 | 2022
Lateral Hardening | Lateral Hardening-Fuse-10913207,1 | 13708 | 60548.3616 | 1598.7736 | 59186.2823 | 55227.2727 | 1.0717 | 0.046023 | 1200000 | 8 | 1 | 0 | 0 | 0 | 1 | Lateral Hardening-Fuse-10913207 | 1500Million | Eastern | -1 | 2022
Lateral Hardening | Lateral Hardening-Fuse-91474290,1 | 14306 | 87741.0492 | 18317.7803 | 112110.1229 | 105681.8182 | 1.0608 | 0.088068 | 1200000 | 11 | 1 | 0 | 0 | 0 | 1 | Lateral Hardening-Fuse-91474290 | 1500Million | Dade City | -1 | 2022
Lateral Hardening | Lateral Hardening-Fuse-60302650,1 | 13091 | 74359.0143 | 6686.4662 | 77431.1279 | 74090.9091 | 1.0451 | 0.061742 | 1200000 | 13 | 1 | 0 | 0 | 0 | 1 | Lateral Hardening-Fuse-60302650 | 1500Million | Central | -1 | 2022
Lateral Hardening | Lateral Hardening-Fuse-92207754,1 | 13645 | 811457.8584 | 109342.1381 | 893327.7015 | 879090.9091 | 1.0162 | 0.73258 | 1200000 | 12 | 1 | 0 | 0 | 0 | 1 | Lateral Hardening-Fuse-92207754 [ 2021 ] | 1500Million | South Hillsborough | -1 | 2022
Lateral Hardening | Lateral Hardening-Fuse-92211833,2 | 13647 | 806127.388 | 151036.0997 | 930259.8819 | 915636.3636 | 1.016 | 0.95379 | 960000 | 65 | 2 | 0 | 0 | 0 | 2 | Lateral Hardening-Fuse-92211833 [ 2029 ], Lateral Hardening-Fuse-60653865 | 1500Million | South Hillsborough | -1 | 2022
Lateral Hardening | Lateral Hardening-Fuse-90542599,6 | 14026 | 1641323.6595 | 663240.0751 | 2414784.0306 | 2429636.3636 | 0.99389 | 2.5309 | 960000 | 87 | 6 | 4 | 0 | 4 | 10 | Lateral Hardening-Fuse-90542599 [ 2027 ], Lateral Hardening-Fuse-10750272, Lateral Hardening-Fuse-10750273 [ 2027 ], Lateral Hardening-Fuse-90951581, Lateral Hardening-Fuse-10750276, Lateral Hardening-Fuse-91329080 | 1500Million | South Hillsborough | -1 | 2022
Lateral Hardening | Lateral Hardening-Fuse-10718207,1 | 13777 | 176200.3347 | 10666.4784 | 178305.2054 | 190909.0909 | 0.93398 | 0.15909 | 1200000 | 56 | 1 | 1 | 0 | 1 | 2 | Lateral Hardening-Fuse-10718207 [ 2029 ] | 1500Million | South Hillsborough | -1 | 2022
Lateral Hardening | Lateral Hardening-Fuse-10761257,4 | 13432 | 1807443.3883 | 250431.0965 | 2089143.76 | 2332181.8182 | 0.89579 | 2.4294 | 960000 | 30 | 4 | 2 | 0 | 2 | 6 | Lateral Hardening-Fuse-10761257 [ 2021 ], Lateral Hardening-Fuse-10761263, Lateral Hardening-Fuse-10761264, Lateral Hardening-Fuse-60209074 | 1500Million | Dade City | -1 | 2022
Lateral Hardening | Lateral Hardening-Fuse-91963161,1 | 13328 | 87860.1182 | 3483.8879 | 87101.1694 | 107727.2727 | 0.80853 | 0.089773 | 1200000 | 5 | 1 | 0 | 0 | 0 | 1 | Lateral Hardening-Fuse-91963161 [ 2029 ] | 1500Million | Dade City | -1 | 2022
Lateral Hardening | Lateral Hardening-Fuse-10761260,1 | 13432 | 224712.8319 | 60295.0019 | 277531.1496 | 415681.8182 | 0.66765 | 0.3464 | 1200000 | 8 | 1 | 0 | 0 | 0 | 1 | Lateral Hardening-Fuse-10761260 | 1500Million | Dade City | -1 | 2022
Lateral Hardening | Lateral Hardening-Fuse-91474494,1 | 14306 | 92180.238 | 43856.9293 | 184374.8723 | 754090.9091 | 0.2445 | 0.62841 | 1200000 | 7 | 1 | 0 | 0 | 0 | 1 | Lateral Hardening-Fuse-91474494 | 1500Million | Dade City | -1 | 2022
Lateral Hardening | Lateral Hardening-Fuse-60588225,1 | 13174 | 5815144.6879 | 69984.0172 | 5696406.2726 | 349090.9091 | 16.3178 | 0.29091 | 1200000 | 409 | 1 | 9 | 1 | 8 | 10 | Lateral Hardening-Fuse-60588225 [ 2020 ] | 1500Million | Eastern | -1 | 2023
Lateral Hardening | Lateral Hardening-Fuse-60061785,1 | 13668 | 126270.1279 | 356.9119 | 1616440.8275 | 113863.6364 | 14.1963 | 0.094886 | 1200000 | 307 | 2 | 0 | 0 | 0 | 2 | Lateral Hardening-Fuse-60061785 [ 2027 ] | 1500Million | Plant City | -1 | 2023
Lateral Hardening | Lateral Hardening-Fuse-60077605,1 | 13079 | 2184870.6836 | 38544.903 | 2707365.9399 | 216363.6364 | 12.513 | 0.1803 | 1200000 | 43 | 1 | 0 | 0 | 0 | 1 | Lateral Hardening-Fuse-60077605 [ 2022 ] | 1500Million | Western | -1 | 2023
Lateral Hardening | Lateral Hardening-Fuse-10913197,2 | 13174 | 3297198.9558 | 45551.063 | 3288639.2257 | 304295.8382 | 10.8074 | 0.32197 | 945107.0739 | 315 | 2 | 5 | 0 | 5 | 7 | Lateral Hardening-Fuse-10913197 [ 2021 ], Lateral Hardening-Fuse-60451701 [ 2020 ] | 1500Million | Eastern | -1 | 2023
Lateral Hardening | Lateral Hardening-Fuse-60258173,1 | 14355 | 1652015.8413 | 18949.2993 | 1962684.5361 | 189318.1818 | 10.3671 | 0.15777 | 1200000 | 379 | 1 | 4 | 0 | 4 | 5 | Lateral Hardening-Fuse-60258173 [ 2022 ] | 1500Million | Eastern | -1 | 2023
Lateral Hardening | Lateral Hardening-Fuse-10013916,1 | 13140 | 1227047.1291 | 14644.0452 | 1183072.9867 | 123409.0909 | 9.5866 | 0.10284 | 1200000 | 154 | 1 | 1 | 0 | 1 | 2 | Lateral Hardening-Fuse-10013916 [ 2021 ] | 1500Million | Western | -1 | 2023
Lateral Hardening | Lateral Hardening-Fuse-10580678,2 | 13105 | 2267343.781 | 37366.4989 | 2471291.2883 | 272909.0909 | 9.0554 | 0.28428 | 960000 | 238 | 2 | 4 | 0 | 4 | 6 | Lateral Hardening-Fuse-10580678 [ 2021 ], Lateral Hardening-Fuse-10580651 | 1500Million | Central | -1 | 2023
Lateral Hardening | Lateral Hardening-Fuse-60077624,4 | 13079 | 2379169.0214 | 63197.7258 | 3938887.8161 | 438000 | 8.9929 | 0.45625 | 960000 | 67 | 4 | 1 | 0 | 1 | 5 | Lateral Hardening-Fuse-60077624 [ 2022 ], Lateral Hardening-Fuse-90508344, Lateral Hardening-Fuse-90508362, Lateral Hardening-Fuse-90508424 | 1500Million | Western | -1 | 2023
Lateral Hardening | Lateral Hardening-Fuse-10165381,2 | 13045 | 2497244.7491 | 70185.0175 | 2480498.6527 | 294363.6364 | 8.4266 | 0.30663 | 960000 | 70 | 2 | 0 | 0 | 0 | 2 | Lateral Hardening-Fuse-10165381 [ 2025 ], Lateral Hardening-Fuse-10165387 | 1500Million | Central | -1 | 2023
Lateral Hardening | Lateral Hardening-Fuse-60046437,1 | 13310 | 1639120.0701 | 37764.409 | 1773776.9428 | 228863.6364 | 7.7504 | 0.19072 | 1200000 | 58 | 1 | 0 | 0 | 0 | 1 | Lateral Hardening-Fuse-60046437 [ 2024 ] | 1500Million | Winter Haven | -1 | 2023
Lateral Hardening | Lateral Hardening-Fuse-60008221,2 | 13090 | 2789145.353 | 171197.418 | 2864695.4025 | 372909.0909 | 7.682 | 0.38845 | 960000 | 64 | 2 | 0 | 0 | 0 | 2 | Lateral Hardening-Fuse-60008221 [ 2023 ], Lateral Hardening-Fuse-91943338 | 1500Million | Central | -1 | 2023
Lateral Hardening | Lateral Hardening-Fuse-10310468,4 | 13864 | 1230958.0993 | 45286.1239 | 3070036.0233 | 428727.2727 | 7.1608 | 0.44659 | 960000 | 38 | 4 | 2 | 0 | 2 | 6 | Lateral Hardening-Fuse-10310468 [ 2021 ], Lateral Hardening-Fuse-10310508, Lateral Hardening-Fuse-10310460, Lateral Hardening-Fuse-10310488 | 1500Million | Western | -1 | 2023
Lateral Hardening | Lateral Hardening-Fuse-92183930,1 | 13163 | 3936980.3151 | 283185.7086 | 4093461.3989 | 590454.5455 | 6.9327 | 0.49205 | 1200000 | 61 | 1 | 1 | 0 | 1 | 2 | Lateral Hardening-Fuse-92183930 [ 2026 ] | 1500Million | Western | -1 | 2023
Lateral Hardening | Lateral Hardening-Fuse-10580690,1 | 13105 | 1742095.6104 | 36501.1139 | 1903903.2358 | 279772.7273 | 6.8052 | 0.23314 | 1200000 | 138 | 1 | 2 | 0 | 2 | 3 | Lateral Hardening-Fuse-10580690 [ 2021 ] | 1500Million | Central | -1 | 2023
Lateral Hardening | Lateral Hardening-Fuse-60069818,1 | 13051 | 1768334.602 | 79331.2594 | 1786888.3474 | 272500 | 6.5574 | 0.22708 | 1200000 | 29 | 1 | 0 | 0 | 0 | 1 | Lateral Hardening-Fuse-60069818 [ 2026 ] | 1500Million | Central | -1 | 2023
Lateral Hardening | Lateral Hardening-Fuse-91873275,4 | 13140 | 4052186.7298 | 140235.0357 | 4598617.3898 | 710000 | 6.4769 | 0.73958 | 960000 | 65 | 4 | 7 | 0 | 7 | 11 | Lateral Hardening-Fuse-91873275 [ 2021 ], Lateral Hardening-Fuse-92350605, Lateral Hardening-Fuse-91151012, Lateral Hardening-Fuse-60523583 | 1500Million | Western | -1 | 2023
Lateral Hardening | Lateral Hardening-Fuse-60069823,1 | 13051 | 717735.9593 | 13647.7877 | 1533761.9279 | 249090.9091 | 6.1574 | 0.20758 | 1200000 | 67 | 1 | 2 | 0 | 2 | 3 | Lateral Hardening-Fuse-60069823 [ 2026 ] | 1500Million | Central | -1 | 2023
Lateral Hardening | Lateral Hardening-Fuse-60046464,1 | 13310 | 1578316.9109 | 64086.4848 | 1588055.4136 | 282954.5455 | 5.6124 | 0.2358 | 1200000 | 49 | 1 | 2 | 0 | 2 | 3 | Lateral Hardening-Fuse-60046464 [ 2024 ] | 1500Million | Winter Haven | -1 | 2023
Lateral Hardening | Lateral Hardening-Fuse-60033388,1 | 13163 | 1156771.998 | 65122.8812 | 1176608.9673 | 215454.5455 | 5.4611 | 0.17955 | 1200000 | 37 | 1 | 0 | 0 | 0 | 1 | Lateral Hardening-Fuse-60033388 [ 2026 ] | 1500Million | Western | -1 | 2023
Lateral Hardening | Lateral Hardening-Fuse-60033418,1 | 13163 | 995314.5451 | 67113.0312 | 1222215.3886 | 226136.3636 | 5.4048 | 0.18845 | 1200000 | 23 | 1 | 0 | 0 | 0 | 1 | Lateral Hardening-Fuse-60033418 [ 2026 ] | 1500Million | Western | -1 | 2023
Lateral Hardening | Lateral Hardening-Fuse-10162073,1 | 13142 | 2682174.0356 | 115488.6448 | 2972606.8751 | 562954.5455 | 5.2804 | 0.46913 | 1200000 | 248 | 1 | 0 | 0 | 0 | 1 | Lateral Hardening-Fuse-10162073 [ 2024 ] | 1500Million | Western | -1 | 2023
Lateral Hardening | Lateral Hardening-Fuse-60104344,2 | 13079 | 1416667.5149 | 36241.6543 | 1384503.9806 | 262363.6364 | 5.277 | 0.2733 | 960000 | 39 | 2 | 2 | 0 | 2 | 4 | Lateral Hardening-Fuse-60104344 [ 2022 ], Lateral Hardening-Fuse-90508503 | 1500Million | Western | -1 | 2023
Lateral Hardening | Lateral Hardening-Fuse-91957169,1 | 13533 | 1514885.8862 | 16789.5643 | 1460125.3817 | 293181.8182 | 4.9803 | 0.24432 | 1200000 | 372 | 1 | 0 | 0 | 0 | 1 | Lateral Hardening-Fuse-91957169 [ 2024 ] | 1500Million | Western | -1 | 2023
Lateral Hardening | Lateral Hardening-Fuse-91071417,2 | 13142 | 288047.5211 | 5786.1825 | 332596.8014 | 66909.0909 | 4.9709 | 0.069697 | 960000 | 41 | 2 | 2 | 0 | 2 | 4 | Lateral Hardening-Fuse-91071417 [ 2024 ], Lateral Hardening-Fuse-90986746 | 1500Million | Western | -1 | 2023
Lateral Hardening | Lateral Hardening-Fuse-92814355,1 | 13344 | 285628.1835 | 5970.5873 | 277904.4893 | 57272.7273 | 4.8523 | 0.047727 | 1200000 | 44 | 1 | 2 | 0 | 2 | 3 | Lateral Hardening-Fuse-92814355 [ 2022 ] | 1500Million | South Hillsborough | -1 | 2023
Lateral Hardening | Lateral Hardening-Fuse-10155413,1 | 13067 | 1823199.1332 | 93937.5636 | 3146653.8193 | 653636.3636 | 4.8141 | 0.5447 | 1200000 | 37 | 1 | 2 | 0 | 2 | 3 | Lateral Hardening-Fuse-10155413 [ 2029 ] | 1500Million | Western | -1 | 2023
Lateral Hardening | Lateral Hardening-Fuse-60046608,1 | 13310 | 1123300.5453 | 67063.5342 | 1480693.0498 | 310454.5455 | 4.7694 | 0.25871 | 1200000 | 57 | 1 | 0 | 0 | 0 | 1 | Lateral Hardening-Fuse-60046608 [ 2024 ] | 1500Million | Winter Haven | -1 | 2023
Lateral Hardening | Lateral Hardening-Fuse-10240721,1 | 13518 | 1039170.7805 | 46993.0362 | 1047478.6153 | 219772.7273 | 4.7662 | 0.18314 | 1200000 | 15 | 1 | 0 | 0 | 0 | 1 | Lateral Hardening-Fuse-10240721 [ 2027 ] | 1500Million | Western | -1 | 2023
Lateral Hardening | Lateral Hardening-Fuse-10913196,2 | 13174 | 2825923.7826 | 141374.7588 | 3234087.7552 | 689818.1818 | 4.6883 | 0.71856 | 960000 | 259 | 2 | 2 | 0 | 2 | 4 | Lateral Hardening-Fuse-10913196 [ 2021 ], Lateral Hardening-Fuse-93310101 [ 2021 ] | 1500Million | Eastern | -1 | 2023
Lateral Hardening | Lateral Hardening-Fuse-92396598,1 | 13417 | 4377854.1602 | 353990.0416 | 4620077.2317 | 1010454.5455 | 4.5723 | 0.84205 | 1200000 | 104 | 1 | 0 | 0 | 0 | 1 | Lateral Hardening-Fuse-92396598 [ 2024 ] | 1500Million | Central | -1 | 2023
Lateral Hardening | Lateral Hardening-Fuse-10165356,4 | 13045 | 2988970.9403 | 106073.9498 | 2972886.4808 | 652545.4545 | 4.5558 | 0.67973 | 960000 | 100 | 4 | 1 | 0 | 1 | 5 | Lateral Hardening-Fuse-10165356 [ 2025 ], Lateral Hardening-Fuse-60426395 [ 2025 ], Lateral Hardening-Fuse-10165359, Lateral Hardening-Fuse-10165360 | 1500Million | Central | -1 | 2023
Lateral Hardening | Lateral Hardening-Fuse-10840133,1 | 13686 | 2128897.122 | 120937.9029 | 2173735.8793 | 483863.6364 | 4.4925 | 0.40322 | 1200000 | 35 | 1 | 0 | 0 | 0 | 1 | Lateral Hardening-Fuse-10840133 [ 2023 ] | 1500Million | Eastern | -1 | 2023
Lateral Hardening | Lateral Hardening-Fuse-10802850,1 | 13133 | 767774.6662 | 41182.3057 | 1078188.3455 | 249772.7273 | 4.3167 | 0.20814 | 1200000 | 48 | 1 | 0 | 0 | 0 | 1 | Lateral Hardening-Fuse-10802850 [ 2027 ] | 1500Million | Eastern | -1 | 2023
Lateral Hardening | Lateral Hardening-Fuse-60094069,1 | 13533 | 1106531.853 | 39154.3659 | 1667026.5482 | 391363.6364 | 4.2595 | 0.32614 | 1200000 | 58 | 1 | 0 | 0 | 0 | 1 | Lateral Hardening-Fuse-60094069 [ 2024 ] | 1500Million | Western | -1 | 2023
Lateral Hardening | Lateral Hardening-Fuse-60289071,1 | 13045 | 492975.7419 | 29159.2282 | 501651.2036 | 118181.8182 | 4.2447 | 0.098485 | 1200000 | 16 | 1 | 0 | 0 | 0 | 1 | Lateral Hardening-Fuse-60289071 [ 2025 ] | 1500Million | Central | -1 | 2023
Lateral Hardening | Lateral Hardening-Fuse-60164901,1 | 13105 | 587380.7205 | 13698.3077 | 572928.292 | 137272.7273 | 4.1736 | 0.11439 | 1200000 | 85 | 1 | 2 | 0 | 2 | 3 | Lateral Hardening-Fuse-60164901 [ 2021 ] | 1500Million | Central | -1 | 2023
Lateral Hardening | Lateral Hardening-Fuse-10582069,1 | 13354 | 963549.1603 | 22571.3841 | 940158.1739 | 230454.5455 | 4.0796 | 0.19205 | 1200000 | 296 | 1 | 5 | 0 | 5 | 6 | Lateral Hardening-Fuse-10582069 [ 2021 ] | 1500Million | Central | -1 | 2023
Lateral Hardening | Lateral Hardening-Fuse-92898004,3 | 13122 | 1504096.0833 | 34931.0903 | 1469552.5623 | 360363.6364 | 4.078 | 0.37538 | 960000 | 35 | 3 | 1 | 0 | 1 | 4 | Lateral Hardening-Fuse-92898004 [ 2026 ], Lateral Hardening-Fuse-93401852 [ 2026 ], Lateral Hardening-Fuse-10141640 | 1500Million | Plant City | -1 | 2023
Lateral Hardening | Lateral Hardening-Fuse-10165382,1 | 13045 | 206972.6915 | 5220.0293 | 202148.0622 | 50000 | 4.043 | 0.035227 | 1419354.8387 | 17 | 1 | 0 | 0 | 0 | 1 | Lateral Hardening-Fuse-10165382 [ 2025 ] | 1500Million | Central | -1 | 2023
Lateral Hardening | Lateral Hardening-Fuse-91750992,4 | 13371 | 4287556.9015 | 259134.3617 | 4447179.0102 | 1116000 | 3.9849 | 1.1625 | 960000 | 106 | 4 | 4 | 0 | 4 | 8 | Lateral Hardening-Fuse-91750992 [ 2026 ], Lateral Hardening-Fuse-10572964, Lateral Hardening-Fuse-10572997, Lateral Hardening-Fuse-10572996 [ 2026 ] | 1500Million | Winter Haven | -1 | 2023
Lateral Hardening | Lateral Hardening-Fuse-92275699,4 | 13038 | 6624212.157 | 494084.8227 | 7323904.2153 | 1843818.1818 | 3.9721 | 1.9206 | 960000 | 122 | 4 | 4 | 0 | 4 | 8 | Lateral Hardening-Fuse-92275699 [ 2023 ], Lateral Hardening-Fuse-91463885 [ 2023 ], Lateral Hardening-Fuse-92346045, Lateral Hardening-Fuse-93389307 | 1500Million | Eastern | -1 | 2023
Lateral Hardening | Lateral Hardening-Fuse-90531031,5 | 13865 | 2500717.5612 | 91555.2358 | 2573733.0723 | 656000 | 3.9234 | 0.68333 | 960000 | 37 | 5 | 3 | 0 | 3 | 8 | Lateral Hardening-Fuse-90531031 [ 2024 ], Lateral Hardening-Fuse-10311274, Lateral Hardening-Fuse-60510237, Lateral Hardening-Fuse-10311280 [ 2024 ], Lateral Hardening-Fuse-10311272 | 1500Million | Western | -1 | 2023
Lateral Hardening | Lateral Hardening-Fuse-60010026,4 | 13090 | 2716931.0856 | 165927.0066 | 3227027.7793 | 824545.4545 | 3.9137 | 0.8589 | 960000 | 105 | 4 | 0 | 0 | 0 | 4 | Lateral Hardening-Fuse-60010026 [ 2023 ], Lateral Hardening-Fuse-60010030, Lateral Hardening-Fuse-60010034, Lateral Hardening-Fuse-60010037 [ 2023 ] | 1500Million | Central | -1 | 2023
Lateral Hardening | Lateral Hardening-Fuse-92021978,1 | 13417 | 1125149.4816 | 42001.1922 | 1127824.2071 | 289772.7273 | 3.8921 | 0.24148 | 1200000 | 73 | 1 | 0 | 0 | 0 | 1 | Lateral Hardening-Fuse-92021978 [ 2024 ] | 1500Million | Central | -1 | 2023
Lateral Hardening | Lateral Hardening-Fuse-93033231,1 | 13838 | 962936.5108 | 11932.0963 | 928949.1934 | 239772.7273 | 3.8743 | 0.19981 | 1200000 | 78 | 1 | 0 | 0 | 0 | 1 | Lateral Hardening-Fuse-93033231 [ 2026 ] | 1500Million | Central | -1 | 2023
Lateral Hardening | Lateral Hardening-Fuse-10310477,6 | 13864 | 6206746.2825 | 362830.5129 | 6340512.4212 | 1643818.1818 | 3.8572 | 1.7123 | 960000 | 318 | 6 | 22 | 0 | 22 | 28 | Lateral Hardening-Fuse-10310477 [ 2021 ], Lateral Hardening-Fuse-10310498, Lateral Hardening-Fuse-10310505 [ 2021 ], Lateral Hardening-Fuse-10310497 [ 2021 ], Lateral Hardening-Fuse-10310485, Lateral Hardening-Fuse-60345378 | 1500Million | Western | -1 | 2023
Lateral Hardening | Lateral Hardening-Fuse-10802844,1 | 13133 | 1881563.9226 | 198393.6073 | 2126468.7295 | 578409.0909 | 3.6764 | 0.48201 | 1200000 | 55 | 1 | 1 | 0 | 1 | 2 | Lateral Hardening-Fuse-10802844 [ 2027 ] | 1500Million | Eastern | -1 | 2023
Lateral Hardening | Lateral Hardening-Fuse-10565136,1 | 13291 | 598312.1648 | 19861.2006 | 591872.8885 | 161363.6364 | 3.6679 | 0.13447 | 1200000 | 19 | 1 | 0 | 0 | 0 | 1 | Lateral Hardening-Fuse-10565136 [ 2028 ] | 1500Million | Winter Haven | -1 | 2023
Lateral Hardening | Lateral Hardening-Fuse-10565130,1 | 13291 | 911337.8448 | 52016.172 | 931908.5686 | 257272.7273 | 3.6223 | 0.21439 | 1200000 | 24 | 1 | 0 | 0 | 0 | 1 | Lateral Hardening-Fuse-10565130 [ 2028 ] | 1500Million | Winter Haven | -1 | 2023
Lateral Hardening | Lateral Hardening-Fuse-10277744,1 | 13673 | 4311480.8919 | 185397.4164 | 4356672.8817 | 1204318.1818 | 3.6175 | 1.0036 | 1200000 | 278 | 1 | 11 | 0 | 11 | 12 | Lateral Hardening-Fuse-10277744 [ 2021 ] | 1500Million | Western | -1 | 2023
Lateral Hardening | Lateral Hardening-Fuse-92035802,4 | 13417 | 1834453.875 | 97578.8884 | 1864843.4371 | 519090.9091 | 3.5925 | 0.54072 | 960000 | 92 | 4 | 0 | 0 | 0 | 4 | Lateral Hardening-Fuse-92035802 [ 2024 ], Lateral Hardening-Fuse-92013044, Lateral Hardening-Fuse-92013047, Lateral Hardening-Fuse-10052663 [ 2024 ] | 1500Million | Central | -1 | 2023
Lateral Hardening | Lateral Hardening-Fuse-10565138,2 | 13291 | 2122296.192 | 163874.5176 | 2212552.5545 | 616727.2727 | 3.5876 | 0.64242 | 960000 | 63 | 2 | 1 | 0 | 1 | 3 | Lateral Hardening-Fuse-10565138 [ 2028 ], Lateral Hardening-Fuse-10565140 [ 2028 ] | 1500Million | Winter Haven | -1 | 2023
Lateral Hardening | Lateral Hardening-Fuse-60311122,5 | 13873 | 3827836.949 | 405242.4435 | 5065501.5177 | 1419090.9091 | 3.5695 | 1.4782 | 960000 | 245 | 5 | 8 | 0 | 8 | 13 | Lateral Hardening-Fuse-60311122 [ 2022 ], Lateral Hardening-Fuse-10820612 [ 2022 ], Lateral Hardening-Fuse-10820629, Lateral Hardening-Fuse-91442900, Lateral Hardening-Fuse-10820611 | 1500Million | Western | -1 | 2023
Lateral Hardening | Lateral Hardening-Fuse-93277035,1 | 13213 | 3763544.8036 | 280304.6111 | 3990040.4507 | 1122727.2727 | 3.5539 | 0.93561 | 1200000 | 67 | 1 | 0 | 0 | 0 | 1 | Lateral Hardening-Fuse-93277035 [ 2027 ] | 1500Million | Eastern | -1 | 2023
Lateral Hardening | Lateral Hardening-Fuse-60010164,1 | 13090 | 1022709.2949 | 78446.185 | 1064696.6513 | 302500 | 3.5197 | 0.25208 | 1200000 | 22 | 1 | 1 | 0 | 1 | 2 | Lateral Hardening-Fuse-60010164 [ 2023 ] | 1500Million | Central | -1 | 2023
Lateral Hardening | Lateral Hardening-Fuse-10565125,1 | 13291 | 619759.4213 | 61151.9585 | 692247.9564 | 198863.6364 | 3.481 | 0.16572 | 1200000 | 21 | 1 | 0 | 0 | 0 | 1 | Lateral Hardening-Fuse-10565125 [ 2028 ] | 1500Million | Winter Haven | -1 | 2023
Lateral Hardening | Lateral Hardening-Fuse-10165386,1 | 13045 | 1614514.0109 | 125311.9999 | 1876837.3368 | 539772.7273 | 3.4771 | 0.44981 | 1200000 | 62 | 1 | 0 | 0 | 0 | 1 | Lateral Hardening-Fuse-10165386 [ 2025 ] | 1500Million | Central | -1 | 2023
Lateral Hardening | Lateral Hardening-Fuse-92127332,1 | 13163 | 1087130.8095 | 46546.5503 | 1088744.5345 | 315000 | 3.4563 | 0.2625 | 1200000 | 82 | 1 | 2 | 0 | 2 | 3 | Lateral Hardening-Fuse-92127332 [ 2026 ] | 1500Million | Western | -1 | 2023
Lateral Hardening | Lateral Hardening-Fuse-10310492,1 | 13864 | 463698.4628 | 43218.663 | 672716.9957 | 197727.2727 | 3.4022 | 0.16477 | 1200000 | 9 | 1 | 1 | 0 | 1 | 2 | Lateral Hardening-Fuse-10310492 | 1500Million | Western | -1 | 2023
Lateral Hardening | Lateral Hardening-Fuse-92555763,1 | 13174 | 174106.6198 | 3151.6266 | 168872.4033 | 50000 | 3.3774 | 0.026894 | 1859154.9296 | 144 | 1 | 1 | 0 | 1 | 2 | Lateral Hardening-Fuse-92555763 [ 2021 ] | 1500Million | Eastern | -1 | 2023
Lateral Hardening | Lateral Hardening-Fuse-60135439,1 | 13838 | 584633.6998 | 41761.4796 | 1372267.5732 | 412727.2727 | 3.3249 | 0.34394 | 1200000 | 73 | 1 | 2 | 0 | 2 | 3 | Lateral Hardening-Fuse-60135439 [ 2026 ] | 1500Million | Central | -1 | 2023
Lateral Hardening | Lateral Hardening-Fuse-10141686,1 | 13122 | 1285779.896 | 37625.1794 | 1277633.8204 | 386363.6364 | 3.3068 | 0.32197 | 1200000 | 45 | 1 | 0 | 0 | 0 | 1 | Lateral Hardening-Fuse-10141686 [ 2026 ] | 1500Million | Plant City | -1 | 2023
Lateral Hardening | Lateral Hardening-Fuse-90240169,1 | 13133 | 1864299.9833 | 133660.0156 | 2006923.3398 | 609090.9091 | 3.2949 | 0.50758 | 1200000 | 130 | 1 | 0 | 0 | 0 | 1 | Lateral Hardening-Fuse-90240169 [ 2027 ] | 1500Million | Eastern | -1 | 2023
Lateral Hardening | Lateral Hardening-Fuse-60365361,1 | 13962 | 236173.2987 | 11886.2567 | 254515.1299 | 77272.7273 | 3.2937 | 0.064394 | 1200000 | 6 | 1 | 1 | 1 | 0 | 2 | Lateral Hardening-Fuse-60365361 [ 2027 ] | 1500Million | Plant City | -1 | 2023
Lateral Hardening | Lateral Hardening-Fuse-10710606,6 | 14000 | 4934443.8169 | 359711.708 | 5177011.6306 | 1581272.7273 | 3.274 | 1.6472 | 960000 | 59 | 6 | 0 | 0 | 0 | 6 | Lateral Hardening-Fuse-10710606 [ 2024 ], Lateral Hardening-Fuse-10710620, Lateral Hardening-Fuse-10710605, Lateral Hardening-Fuse-10710619, Lateral Hardening-Fuse-10710604, Lateral Hardening-Fuse-10710603 | 1500Million | Plant City | -1 | 2023
Lateral Hardening | Lateral Hardening-Fuse-91060899,1 | 13533 | 623223.7315 | 34892.7045 | 857501.5616 | 272954.5455 | 3.1416 | 0.22746 | 1200000 | 146 | 1 | 0 | 0 | 0 | 1 | Lateral Hardening-Fuse-91060899 [ 2024 ] | 1500Million | Western | -1 | 2023
Lateral Hardening | Lateral Hardening-Fuse-60046402,2 | 13310 | 868840.5751 | 32807.8776 | 859694.3294 | 275818.1818 | 3.1169 | 0.28731 | 960000 | 55 | 2 | 2 | 0 | 2 | 4 | Lateral Hardening-Fuse-60046402 [ 2024 ], Lateral Hardening-Fuse-60046446 | 1500Million | Winter Haven | -1 | 2023
Lateral Hardening | Lateral Hardening-Fuse-10566580,3 | 13289 | 2396513.4937 | 96585.443 | 2414455.6214 | 782909.0909 | 3.084 | 0.81553 | 960000 | 103 | 3 | 5 | 0 | 5 | 8 | Lateral Hardening-Fuse-10566580 [ 2022 ], Lateral Hardening-Fuse-10566557, Lateral Hardening-Fuse-60409665 | 1500Million | Winter Haven | -1 | 2023
Lateral Hardening | Lateral Hardening-Fuse-92822971,3 | 13041 | 2304879.8673 | 177503.3919 | 2415061.7666 | 783636.3636 | 3.0819 | 0.81629 | 960000 | 171 | 3 | 7 | 0 | 7 | 10 | Lateral Hardening-Fuse-92822971 [ 2024 ], Lateral Hardening-Fuse-92818108, Lateral Hardening-Fuse-92818115 | 1500Million | Eastern | -1 | 2023
Lateral Hardening | Lateral Hardening-Fuse-60399037,1 | 13213 | 182801.1021 | 21606.4994 | 196652.6657 | 64545.4545 | 3.0467 | 0.053788 | 1200000 | 12 | 1 | 0 | 0 | 0 | 1 | Lateral Hardening-Fuse-60399037 [ 2027 ] | 1500Million | Eastern | -1 | 2023
Lateral Hardening | Lateral Hardening-Fuse-91738123,1 | 13163 | 609880.5731 | 22361.2559 | 603094.3235 | 210227.2727 | 2.8688 | 0.17519 | 1200000 | 20 | 1 | 0 | 0 | 0 | 1 | Lateral Hardening-Fuse-91738123 | 1500Million | Western | -1 | 2023
Lateral Hardening | Lateral Hardening-Fuse-92354352,2 | 14355 | 1629001.8492 | 228836.2798 | 1799468.6757 | 632363.6364 | 2.8456 | 0.65871 | 960000 | 57 | 2 | 0 | 0 | 0 | 2 | Lateral Hardening-Fuse-92354352 [ 2022 ], Lateral Hardening-Fuse-91487835 | 1500Million | Eastern | -1 | 2023
Lateral Hardening | Lateral Hardening-Fuse-10566566,1 | 13289 | 559802.5097 | 47429.1507 | 733029.2944 | 259090.9091 | 2.8292 | 0.21591 | 1200000 | 45 | 1 | 2 | 0 | 2 | 3 | Lateral Hardening-Fuse-10566566 [ 2022 ] | 1500Million | Winter Haven | -1 | 2023
Lateral Hardening | Lateral Hardening-Fuse-92972963,3 | 13471 | 906975.1049 | 28395.3985 | 892128.2811 | 320363.6364 | 2.7847 | 0.33371 | 960000 | 34 | 3 | 0 | 0 | 0 | 3 | Lateral Hardening-Fuse-92972963 [ 2026 ], Lateral Hardening-Fuse-90758161, Lateral Hardening-Fuse-60166027 | 1500Million | Winter Haven | -1 | 2023
Lateral Hardening | Lateral Hardening-Fuse-90399851,6 | 13419 | 2004986.7855 | 98840.3162 | 2030571.7521 | 733454.5455 | 2.7685 | 0.76402 | 960000 | 116 | 6 | 1 | 0 | 1 | 7 | Lateral Hardening-Fuse-90399851 [ 2026 ], Lateral Hardening-Fuse-91961390 [ 2026 ], Lateral Hardening-Fuse-91971403, Lateral Hardening-Fuse-91975033, Lateral Hardening-Fuse-90372159, Lateral Hardening-Fuse-91975049 | 1500Million | Central | -1 | 2023
Lateral Hardening | Lateral Hardening-Fuse-93177909,1 | 13589 | 406493.1453 | 4466.1483 | 391271.1677 | 143409.0909 | 2.7284 | 0.11951 | 1200000 | 46 | 1 | 2 | 0 | 2 | 3 | Lateral Hardening-Fuse-93177909 [ 2023 ] | 1500Million | Western | -1 | 2023
Lateral Hardening | Lateral Hardening-Fuse-10565127,1 | 13291 | 840623.3051 | 180693.772 | 989625.7266 | 363636.3636 | 2.7215 | 0.30303 | 1200000 | 36 | 1 | 0 | 0 | 0 | 1 | Lateral Hardening-Fuse-10565127 [ 2028 ] | 1500Million | Winter Haven | -1 | 2023
Lateral Hardening | Lateral Hardening-Fuse-10141687,6 | 13122 | 1667037.3066 | 136934.7694 | 2430407.5522 | 893454.5455 | 2.7202 | 0.93068 | 960000 | 163 | 6 | 3 | 0 | 3 | 9 | Lateral Hardening-Fuse-10141687 [ 2026 ], Lateral Hardening-Fuse-10141692, Lateral Hardening-Fuse-10141693, Lateral Hardening-Fuse-91347335, Lateral Hardening-Fuse-93267230, Lateral Hardening-Fuse-10141663 | 1500Million | Plant City | -1 | 2023
Lateral Hardening | Lateral Hardening-Fuse-10210653,1 | 13426 | 1130018.9567 | 124876.2881 | 1272869.6366 | 468409.0909 | 2.7174 | 0.39034 | 1200000 | 36 | 1 | 1 | 0 | 1 | 2 | Lateral Hardening-Fuse-10210653 [ 2027 ] | 1500Million | Western | -1 | 2023
Lateral Hardening | Lateral Hardening-Fuse-92408051,1 | 13140 | 294880.0042 | 6192.1919 | 286767.3887 | 106363.6364 | 2.6961 | 0.088636 | 1200000 | 48 | 1 | 1 | 0 | 1 | 2 | Lateral Hardening-Fuse-92408051 | 1500Million | Western | -1 | 2023
Lateral Hardening | Lateral Hardening-Fuse-10572982,1 | 13371 | 527224.5368 | 42924.8113 | 548623.1456 | 205227.2727 | 2.6732 | 0.17102 | 1200000 | 26 | 1 | 0 | 0 | 0 | 1 | Lateral Hardening-Fuse-10572982 [ 2026 ] | 1500Million | Winter Haven | -1 | 2023
Lateral Hardening | Lateral Hardening-Fuse-92035203,1 | 13417 | 256350.386 | 11068.9214 | 255194.8208 | 95909.0909 | 2.6608 | 0.079924 | 1200000 | 34 | 1 | 0 | 0 | 0 | 1 | Lateral Hardening-Fuse-92035203 [ 2024 ] | 1500Million | Central | -1 | 2023
Lateral Hardening | Lateral Hardening-Fuse-60399045,1 | 13213 | 314381.2677 | 17848.3596 | 318342.3148 | 120909.0909 | 2.6329 | 0.10076 | 1200000 | 10 | 1 | 0 | 0 | 0 | 1 | Lateral Hardening-Fuse-60399045 [ 2027 ] | 1500Million | Eastern | -1 | 2023
Lateral Hardening | Lateral Hardening-Fuse-93278600,3 | 13213 | 1150049.2292 | 136963.1902 | 1246906.7435 | 473818.1818 | 2.6316 | 0.49356 | 960000 | 17 | 3 | 0 | 0 | 0 | 3 | Lateral Hardening-Fuse-93278600 [ 2027 ], Lateral Hardening-Fuse-93278601, Lateral Hardening-Fuse-93278602 | 1500Million | Eastern | -1 | 2023
Lateral Hardening | Lateral Hardening-Fuse-92442830,3 | 13122 | 152065.7072 | 2483.5976 | 147200.8404 | 56727.2727 | 2.5949 | 0.059091 | 960000 | 21 | 3 | 2 | 0 | 2 | 5 | Lateral Hardening-Fuse-92442830 [ 2026 ], Lateral Hardening-Fuse-60075666, Lateral Hardening-Fuse-10141642 | 1500Million | Plant City | -1 | 2023
Lateral Hardening | Lateral Hardening-Fuse-91750785,1 | 13371 | 449822.0059 | 32561.1395 | 465775.4917 | 180454.5455 | 2.5811 | 0.15038 | 1200000 | 32 | 1 | 0 | 0 | 0 | 1 | Lateral Hardening-Fuse-91750785 [ 2026 ] | 1500Million | Winter Haven | -1 | 2023
Lateral Hardening | Lateral Hardening-Fuse-10840134,2 | 13686 | 1189858.4674 | 126793.1408 | 1380402.8033 | 537090.9091 | 2.5701 | 0.55947 | 960000 | 280 | 2 | 0 | 0 | 0 | 2 | Lateral Hardening-Fuse-10840134 [ 2023 ], Lateral Hardening-Fuse-10840135 | 1500Million | Eastern | -1 | 2023
Lateral Hardening | Lateral Hardening-Fuse-93172625,1 | 13213 | 379820.0628 | 50043.8389 | 415177.0628 | 161590.9091 | 2.5693 | 0.13466 | 1200000 | 24 | 1 | 1 | 0 | 1 | 2 | Lateral Hardening-Fuse-93172625 [ 2027 ] | 1500Million | Eastern | -1 | 2023
Lateral Hardening | Lateral Hardening-Fuse-10679367,3 | 13807 | 1028604.134 | 114070.9095 | 1111352.3364 | 433272.7273 | 2.565 | 0.45133 | 960000 | 8 | 3 | 1 | 0 | 1 | 4 | Lateral Hardening-Fuse-10679367 [ 2028 ], Lateral Hardening-Fuse-60188259 [ 2028 ], Lateral Hardening-Fuse-60188260 | 1500Million | Plant City | -1 | 2023
Lateral Hardening | Lateral Hardening-Fuse-93276507,1 | 13213 | 416179.4792 | 13796.078 | 412456.6025 | 163181.8182 | 2.5276 | 0.13598 | 1200000 | 9 | 1 | 0 | 0 | 0 | 1 | Lateral Hardening-Fuse-93276507 [ 2027 ] | 1500Million | Eastern | -1 | 2023
Lateral Hardening | Lateral Hardening-Fuse-10055061,2 | 13419 | 709496.7666 | 12090.689 | 687799.0196 | 276727.2727 | 2.4855 | 0.28826 | 960000 | 38 | 2 | 0 | 0 | 0 | 2 | Lateral Hardening-Fuse-10055061 [ 2026 ], Lateral Hardening-Fuse-93069216 | 1500Million | Central | -1 | 2023
Lateral Hardening | Lateral Hardening-Fuse-60033370,1 | 13163 | 389534.4775 | 9114.0973 | 379965.8011 | 153636.3636 | 2.4732 | 0.12803 | 1200000 | 32 | 1 | 1 | 0 | 1 | 2 | Lateral Hardening-Fuse-60033370 [ 2026 ] | 1500Million | Western | -1 | 2023
Lateral Hardening | Lateral Hardening-Fuse-10676209,33 | 13785 | 19854812.8246 | 1803439.2254 | 22651678.1032 | 9201090.9091 | 2.4618 | 9.5845 | 960000 | 298 | 33 | 12 | 0 | 12 | 45 | Lateral Hardening-Fuse-10676209 [ 2021 ], Lateral Hardening-Fuse-60451110, Lateral Hardening-Fuse-90239166 [ 2021 ], Lateral Hardening-Fuse-10667370, Lateral Hardening-Fuse-10667347, Lateral Hardening-Fuse-92760529, Lateral Hardening-Fuse-10667346, Lateral Hardening-Fuse-92466250 [ 2021 ], Lateral Hardening-Fuse-92341491, Lateral Hardening-Fuse-90851473 [ 2021 ], Lateral Hardening-Fuse-90851456, Lateral Hardening-Fuse-10667351, Lateral Hardening-Fuse-10667382, Lateral Hardening-Fuse-10667339, Lateral Hardening-Fuse-10667338, Lateral Hardening-Fuse-92237723, Lateral Hardening-Fuse-10667369, Lateral Hardening-Fuse-92659372, Lateral Hardening-Fuse-92244575, Lateral Hardening-Fuse-10667326, Lateral Hardening-Fuse-10667327, Lateral Hardening-Fuse-10667328, Lateral Hardening-Fuse-10667336, Lateral Hardening-Fuse-92464127 [ 2021 ], Lateral Hardening-Fuse-10667333, Lateral Hardening-Fuse-60451113, Lateral Hardening-Fuse-92838167, Lateral Hardening-Fuse-10667365, Lateral Hardening-Fuse-60326342, Lateral Hardening-Fuse-10667366 [ 2021 ], Lateral Hardening-Fuse-91188909, Lateral Hardening-Fuse-10667348, Lateral Hardening-Fuse-90400771 | 1500Million | Plant City | -1 | 2023
Lateral Hardening | Lateral Hardening-Fuse-10565143,1 | 13291 | 279513.761 | 6331.1395 | 272244.3734 | 112500 | 2.4199 | 0.09375 | 1200000 | 94 | 1 | 2 | 0 | 2 | 3 | Lateral Hardening-Fuse-10565143 [ 2028 ] | 1500Million | Winter Haven | -1 | 2023
Lateral Hardening | Lateral Hardening-Fuse-92537158,1 | 13150 | 208931.731 | 3542.6137 | 202382.6798 | 85909.0909 | 2.3558 | 0.071591 | 1200000 | 12 | 1 | 1 | 0 | 1 | 2 | Lateral Hardening-Fuse-92537158 | 1500Million | Winter Haven | -1 | 2023
Lateral Hardening | Lateral Hardening-Fuse-90566593,1 | 13471 | 1102837.9475 | 106241.4375 | 1461248.4711 | 621818.1818 | 2.35 | 0.51818 | 1200000 | 95 | 1 | 1 | 0 | 1 | 2 | Lateral Hardening-Fuse-90566593 [ 2026 ] | 1500Million | Winter Haven | -1 | 2023
Lateral Hardening | Lateral Hardening-Fuse-10123796,1 | 13060 | 151834.0307 | 1876.7314 | 146459.3451 | 62500 | 2.3433 | 0.052083 | 1200000 | 52 | 1 | 0 | 0 | 0 | 1 | Lateral Hardening-Fuse-10123796 [ 2026 ] | 1500Million | Western | -1 | 2023
Lateral Hardening | Lateral Hardening-Fuse-91060802,1 | 13533 | 705663.9959 | 49346.5258 | 728822.5968 | 315909.0909 | 2.3071 | 0.26326 | 1200000 | 51 | 1 | 0 | 0 | 0 | 1 | Lateral Hardening-Fuse-91060802 [ 2024 ] | 1500Million | Western | -1 | 2023
Lateral Hardening | Lateral Hardening-Fuse-10580662,2 | 13105 | 292326.3599 | 12504.1945 | 290840.1751 | 127090.9091 | 2.2884 | 0.13239 | 960000 | 12 | 2 | 0 | 0 | 0 | 2 | Lateral Hardening-Fuse-10580662, Lateral Hardening-Fuse-92321008 | 1500Million | Central | -1 | 2023
Lateral Hardening | Lateral Hardening-Fuse-60579717,1 | 13310 | 397674.1091 | 35397.6441 | 470958.2889 | 206363.6364 | 2.2822 | 0.17197 | 1200000 | 42 | 1 | 1 | 0 | 1 | 2 | Lateral Hardening-Fuse-60579717 | 1500Million | Winter Haven | -1 | 2023
Lateral Hardening | Lateral Hardening-Fuse-10055000,2 | 13419 | 614522.3652 | 29638.8546 | 781844.6297 | 346181.8182 | 2.2585 | 0.36061 | 960000 | 44 | 2 | 0 | 0 | 0 | 2 | Lateral Hardening-Fuse-10055000 [ 2026 ], Lateral Hardening-Fuse-10055003 | 1500Million | Central | -1 | 2023
Lateral Hardening | Lateral Hardening-Fuse-10516414,1 | 13686 | 552677.8927 | 32241.4579 | 573860.9403 | 254318.1818 | 2.2565 | 0.21193 | 1200000 | 13 | 1 | 1 | 0 | 1 | 2 | Lateral Hardening-Fuse-10516414 [ 2023 ] | 1500Million | Eastern | -1 | 2023
Lateral Hardening | Lateral Hardening-Fuse-92907479,1 | 13060 | 160559.4258 | 891.0667 | 153708.3906 | 68636.3636 | 2.2395 | 0.057197 | 1200000 | 293 | 1 | 0 | 0 | 0 | 1 | Lateral Hardening-Fuse-92907479 [ 2026 ] | 1500Million | Western | -1 | 2023
Lateral Hardening | Lateral Hardening-Fuse-10443455,1 | 13132 | 244306.5446 | 14701.9233 | 354716.3139 | 160909.0909 | 2.2045 | 0.13409 | 1200000 | 23 | 1 | 0 | 0 | 0 | 1 | Lateral Hardening-Fuse-10443455 [ 2029 ] | 1500Million | Eastern | -1 | 2023
Lateral Hardening | Lateral Hardening-Fuse-10148028,1 | 13150 | 545163.5605 | 35387.4918 | 558326.3371 | 258409.0909 | 2.1606 | 0.21534 | 1200000 | 36 | 1 | 0 | 0 | 0 | 1 | Lateral Hardening-Fuse-10148028 [ 2029 ] | 1500Million | Winter Haven | -1 | 2023
Lateral Hardening | Lateral Hardening-Fuse-60320292,1 | 13291 | 312372.6075 | 87087.2524 | 401898.609 | 186136.3636 | 2.1592 | 0.15511 | 1200000 | 23 | 1 | 0 | 0 | 0 | 1 | Lateral Hardening-Fuse-60320292 [ 2028 ] | 1500Million | Winter Haven | -1 | 2023
Lateral Hardening | Lateral Hardening-Fuse-10469947,1 | 13213 | 422251.5209 | 110214.2913 | 535179.2266 | 249545.4545 | 2.1446 | 0.20795 | 1200000 | 11 | 1 | 0 | 0 | 0 | 1 | Lateral Hardening-Fuse-10469947 [ 2027 ] | 1500Million | Eastern | -1 | 2023
Lateral Hardening | Lateral Hardening-Fuse-93276687,3 | 13213 | 1330128.4914 | 107952.0763 | 1385072.3559 | 648181.8182 | 2.1369 | 0.67519 | 960000 | 24 | 3 | 1 | 0 | 1 | 4 | Lateral Hardening-Fuse-93276687 [ 2027 ], Lateral Hardening-Fuse-93279862, Lateral Hardening-Fuse-93279849 [ 2027 ] | 1500Million | Eastern | -1 | 2023
Lateral Hardening | Lateral Hardening-Fuse-10565133,1 | 13291 | 351859.9416 | 15878.9443 | 352630.8011 | 166136.3636 | 2.1225 | 0.13845 | 1200000 | 13 | 1 | 1 | 0 | 1 | 2 | Lateral Hardening-Fuse-10565133 [ 2028 ] | 1500Million | Winter Haven | -1 | 2023
Lateral Hardening | Lateral Hardening-Fuse-10385758,1 | 13352 | 482958.24 | 15281.9913 | 475088.3765 | 227045.4545 | 2.0925 | 0.1892 | 1200000 | 178 | 1 | 6 | 0 | 6 | 7 | Lateral Hardening-Fuse-10385758 [ 2027 ] | 1500Million | Central | -1 | 2023
Lateral Hardening | Lateral Hardening-Fuse-92126804,2 | 13163 | 1194963.687 | 292736.2308 | 1847211.0844 | 884545.4545 | 2.0883 | 0.9214 | 960000 | 165 | 2 | 0 | 0 | 0 | 2 | Lateral Hardening-Fuse-92126804, Lateral Hardening-Fuse-60033211 [ 2026 ] | 1500Million | Western | -1 | 2023
Lateral Hardening | Lateral Hardening-Fuse-10469943,2 | 13213 | 795870.446 | 182123.2863 | 1251916.7961 | 601090.9091 | 2.0827 | 0.62614 | 960000 | 14 | 2 | 2 | 0 | 2 | 4 | Lateral Hardening-Fuse-10469943 [ 2027 ], Lateral Hardening-Fuse-10469909 | 1500Million | Eastern | -1 | 2023
Lateral Hardening | Lateral Hardening-Fuse-10582057,1 | 13838 | 98188.7704 | 11333.1133 | 111324.0516 | 54090.9091 | 2.0581 | 0.045076 | 1200000 | 26 | 1 | 1 | 0 | 1 | 2 | Lateral Hardening-Fuse-10582057 [ 2026 ] | 1500Million | Central | -1 | 2023
Lateral Hardening | Lateral Hardening-Fuse-90464567,2 | 13419 | 1102753.4382 | 110330.3672 | 1180925.8358 | 575818.1818 | 2.0509 | 0.59981 | 960000 | 80 | 2 | 0 | 0 | 0 | 2 | Lateral Hardening-Fuse-90464567 [ 2026 ], Lateral Hardening-Fuse-91263223 | 1500Million | Central | -1 | 2023
Lateral Hardening | Lateral Hardening-Fuse-10163740,1 | 13066 | 1548989.7004 | 223071.456 | 1724018.8314 | 853181.8182 | 2.0207 | 0.71098 | 1200000 | 109 | 1 | 0 | 0 | 0 | 1 | Lateral Hardening-Fuse-10163740 [ 2029 ] | 1500Million | Western | -1 | 2023
Lateral Hardening | Lateral Hardening-Fuse-10247860,1 | 13533 | 100082.2649 | 4478.5835 | 99847.2414 | 50000 | 1.9969 | 0.035985 | 1389473.6842 | 47 | 1 | 0 | 0 | 0 | 1 | Lateral Hardening-Fuse-10247860 [ 2024 ] | 1500Million | Western | -1 | 2023
Lateral Hardening | Lateral Hardening-Fuse-92353276,1 | 13133 | 391500.9998 | 56492.2847 | 433410.6411 | 220227.2727 | 1.968 | 0.18352 | 1200000 | 54 | 1 | 1 | 0 | 1 | 2 | Lateral Hardening-Fuse-92353276 [ 2027 ] | 1500Million | Eastern | -1 | 2023
Lateral Hardening | Lateral Hardening-Fuse-92021977,1 | 13417 | 239175.533 | 16110.5491 | 245468.4979 | 126136.3636 | 1.9461 | 0.10511 | 1200000 | 17 | 1 | 0 | 0 | 0 | 1 | Lateral Hardening-Fuse-92021977 [ 2024 ] | 1500Million | Central | -1 | 2023
Lateral Hardening | Lateral Hardening-Fuse-91579954,5 | 13838 | 2246210.8442 | 205099.1693 | 2433706.642 | 1252545.4545 | 1.943 | 1.3047 | 960000 | 108 | 5 | 0 | 0 | 0 | 5 | Lateral Hardening-Fuse-91579954 [ 2026 ], Lateral Hardening-Fuse-92314856, Lateral Hardening-Fuse-92314881, Lateral Hardening-Fuse-92316641 [ 2026 ], Lateral Hardening-Fuse-10431789 | 1500Million | Central | -1 | 2023
Lateral Hardening | Lateral Hardening-Fuse-10141673,2 | 13122 | 277557.36 | 12514.7116 | 276661.5935 | 144363.6364 | 1.9164 | 0.15038 | 960000 | 11 | 2 | 0 | 0 | 0 | 2 | Lateral Hardening-Fuse-10141673 [ 2026 ], Lateral Hardening-Fuse-60075908 | 1500Million | Plant City | -1 | 2023
Lateral Hardening | Lateral Hardening-Fuse-91066431,1 | 13163 | 530973.9724 | 12157.9721 | 517687.6922 | 271363.6364 | 1.9077 | 0.22614 | 1200000 | 24 | 1 | 1 | 0 | 1 | 2 | Lateral Hardening-Fuse-91066431 [ 2026 ] | 1500Million | Western | -1 | 2023
Lateral Hardening | Lateral Hardening-Fuse-60074523,1 | 13051 | 885814.8654 | 94734.69 | 983077.3523 | 518863.6364 | 1.8947 | 0.43239 | 1200000 | 141 | 1 | 3 | 0 | 3 | 4 | Lateral Hardening-Fuse-60074523 [ 2026 ] | 1500Million | Central | -1 | 2023
Lateral Hardening | Lateral Hardening-Fuse-10566585,1 | 13289 | 132065.144 | 6039.7066 | 131597.7068 | 69772.7273 | 1.8861 | 0.058144 | 1200000 | 13 | 1 | 0 | 0 | 0 | 1 | Lateral Hardening-Fuse-10566585 | 1500Million | Winter Haven | -1 | 2023
Lateral Hardening | Lateral Hardening-Fuse-60046361,1 | 13310 | 260695.2961 | 28441.7985 | 276150.954 | 147272.7273 | 1.8751 | 0.12273 | 1200000 | 19 | 1 | 0 | 0 | 0 | 1 | Lateral Hardening-Fuse-60046361 | 1500Million | Winter Haven | -1 | 2023
Lateral Hardening | Lateral Hardening-Fuse-60399063,1 | 13213 | 269367.3343 | 27901.5125 | 300810.9179 | 161136.3636 | 1.8668 | 0.13428 | 1200000 | 36 | 1 | 0 | 0 | 0 | 1 | Lateral Hardening-Fuse-60399063 [ 2027 ] | 1500Million | Eastern | -1 | 2023
Lateral Hardening | Lateral Hardening-Fuse-90293337,4 | 13060 | 1457662.461 | 65514.7952 | 1772433.3557 | 956000 | 1.854 | 0.99583 | 960000 | 302 | 4 | 0 | 0 | 0 | 4 | Lateral Hardening-Fuse-90293337 [ 2026 ], Lateral Hardening-Fuse-90284266, Lateral Hardening-Fuse-90284565, Lateral Hardening-Fuse-10123810 | 1500Million | Western | -1 | 2023
Lateral Hardening | Lateral Hardening-Fuse-90157556,1 | 13067 | 411244.035 | 30028.165 | 423724.8714 | 231136.3636 | 1.8332 | 0.19261 | 1200000 | 18 | 1 | 0 | 0 | 0 | 1 | Lateral Hardening-Fuse-90157556 [ 2029 ] | 1500Million | Western | -1 | 2023
Lateral Hardening | Lateral Hardening-Fuse-60305740,1 | 13865 | 294000.4154 | 23628.8055 | 305123.4735 | 167954.5455 | 1.8167 | 0.13996 | 1200000 | 42 | 1 | 1 | 0 | 1 | 2 | Lateral Hardening-Fuse-60305740 [ 2024 ] | 1500Million | Western | -1 | 2023
Lateral Hardening | Lateral Hardening-Fuse-91418404,1 | 13621 | 319064.0622 | 35268.9344 | 343027.4342 | 189318.1818 | 1.8119 | 0.15777 | 1200000 | 12 | 1 | 0 | 0 | 0 | 1 | Lateral Hardening-Fuse-91418404 [ 2029 ] | 1500Million | Western | -1 | 2023
Lateral Hardening | Lateral Hardening-Fuse-91442237,1 | 13142 | 386300.2916 | 34258.8775 | 403528.0055 | 223181.8182 | 1.8081 | 0.18598 | 1200000 | 14 | 1 | 1 | 0 | 1 | 2 | Lateral Hardening-Fuse-91442237 | 1500Million | Western | -1 | 2023
Lateral Hardening | Lateral Hardening-Fuse-10580676,1 | 13105 | 258194.817 | 38554.8618 | 285467.3538 | 158863.6364 | 1.7969 | 0.13239 | 1200000 | 17 | 1 | 0 | 0 | 0 | 1 | Lateral Hardening-Fuse-10580676 [ 2021 ] | 1500Million | Central | -1 | 2023
Lateral Hardening | Lateral Hardening-Fuse-10813122,3 | 13344 | 1598742.689 | 192489.8968 | 1739639.5929 | 969090.9091 | 1.7951 | 1.0095 | 960000 | 222 | 3 | 6 | 0 | 6 | 9 | Lateral Hardening-Fuse-10813122 [ 2022 ], Lateral Hardening-Fuse-60541991, Lateral Hardening-Fuse-60541999 | 1500Million | South Hillsborough | -1 | 2023
Lateral Hardening | Lateral Hardening-Fuse-10375159,23 | 13176 | 12657041.1531 | 2778777.5311 | 16016784.1496 | 8953272.7273 | 1.7889 | 9.3263 | 960000 | 1232 | 23 | 25 | 0 | 25 | 48 | Lateral Hardening-Fuse-10375159, Lateral Hardening-Fuse-10375133 [ 2022 ], Lateral Hardening-Fuse-10375136 [ 2022 ], Lateral Hardening-Fuse-10375152, Lateral Hardening-Fuse-92308296, Lateral Hardening-Fuse-10375154, Lateral Hardening-Fuse-10375148 [ 2022 ], Lateral Hardening-Fuse-10375145, Lateral Hardening-Fuse-91029163 [ 2022 ], Lateral Hardening-Fuse-91960479 [ 2022 ], Lateral Hardening-Fuse-10375132, Lateral Hardening-Fuse-10375134 [ 2022 ], Lateral Hardening-Fuse-10375139, Lateral Hardening-Fuse-10375140, Lateral Hardening-Fuse-10375141 [ 2022 ], Lateral Hardening-Fuse-10375157, Lateral Hardening-Fuse-10375143, Lateral Hardening-Fuse-90719743 [ 2022 ], Lateral Hardening-Fuse-10375151, Lateral Hardening-Fuse-10375153, Lateral Hardening-Fuse-90621213, Lateral Hardening-Fuse-90700851, Lateral Hardening-Fuse-93175666 | 1500Million | Central | -1 | 2023
Lateral Hardening | Lateral Hardening-Fuse-10055020,1 | 13419 | 1003996.225 | 53667.4602 | 1008495.4407 | 564545.4545 | 1.7864 | 0.47045 | 1200000 | 78 | 1 | 1 | 0 | 1 | 2 | Lateral Hardening-Fuse-10055020 [ 2026 ] | 1500Million | Central | -1 | 2023
Lateral Hardening | Lateral Hardening-Fuse-10859730,1 | 13038 | 1067308.5862 | 208953.7612 | 1516455.2864 | 851363.6364 | 1.7812 | 0.70947 | 1200000 | 92 | 1 | 5 | 0 | 5 | 6 | Lateral Hardening-Fuse-10859730 [ 2023 ] | 1500Million | Eastern | -1 | 2023
Lateral Hardening | Lateral Hardening-Fuse-10834656,1 | 13041 | 464425.3504 | 71297.3894 | 553463.2892 | 314090.9091 | 1.7621 | 0.26174 | 1200000 | 23 | 1 | 1 | 0 | 1 | 2 | Lateral Hardening-Fuse-10834656 [ 2024 ] | 1500Million | Eastern | -1 | 2023
Lateral Hardening | Lateral Hardening-Fuse-10385763,2 | 13352 | 448401.9449 | 67621.1333 | 526612.5395 | 298909.0909 | 1.7618 | 0.31136 | 960000 | 57 | 2 | 0 | 0 | 0 | 2 | Lateral Hardening-Fuse-10385763, Lateral Hardening-Fuse-91819032 [ 2027 ] | 1500Million | Central | -1 | 2023
Lateral Hardening | Lateral Hardening-Fuse-60178629,1 | 13921 | 812504.4397 | 108104.778 | 892036.0963 | 507727.2727 | 1.7569 | 0.42311 | 1200000 | 45 | 1 | 7 | 2 | 5 | 8 | Lateral Hardening-Fuse-60178629 [ 2022 ] | 1500Million | Winter Haven | -1 | 2023
Lateral Hardening | Lateral Hardening-Fuse-91150567,6 | 13517 | 1822524.2493 | 351958.0855 | 2158769.4741 | 1246363.6364 | 1.7321 | 1.2983 | 960000 | 171 | 6 | 0 | 0 | 0 | 6 | Lateral Hardening-Fuse-91150567 [ 2025 ], Lateral Hardening-Fuse-93211280, Lateral Hardening-Fuse-93211265, Lateral Hardening-Fuse-93212157 [ 2025 ], Lateral Hardening-Fuse-93211895, Lateral Hardening-Fuse-93211894 | 1500Million | Western | -1 | 2023
Lateral Hardening | Lateral Hardening-Fuse-10667391,4 | 13785 | 1373512.4442 | 161793.9934 | 1608666.4788 | 935636.3636 | 1.7193 | 0.97462 | 960000 | 20 | 4 | 2 | 0 | 2 | 6 | Lateral Hardening-Fuse-10667391 [ 2021 ], Lateral Hardening-Fuse-10667354, Lateral Hardening-Fuse-10667371, Lateral Hardening-Fuse-10667355 | 1500Million | Plant City | -1 | 2023
Lateral Hardening | Lateral Hardening-Fuse-10710623,1 | 14000 | 339835.9109 | 57795.5513 | 400467.605 | 233409.0909 | 1.7157 | 0.19451 | 1200000 | 9 | 1 | 1 | 0 | 1 | 2 | Lateral Hardening-Fuse-10710623 | 1500Million | Plant City | -1 | 2023
Lateral Hardening | Lateral Hardening-Fuse-90691701,1 | 13045 | 53539.7416 | 5000.3474 | 102043.0778 | 59545.4545 | 1.7137 | 0.049621 | 1200000 | 8 | 1 | 0 | 0 | 0 | 1 | Lateral Hardening-Fuse-90691701 | 1500Million | Central | -1 | 2023
Lateral Hardening | Lateral Hardening-Fuse-93276295,1 | 13213 | 119043.8746 | 6774.9975 | 120016.6449 | 70227.2727 | 1.709 | 0.058523 | 1200000 | 4 | 1 | 0 | 0 | 0 | 1 | Lateral Hardening-Fuse-93276295 | 1500Million | Eastern | -1 | 2023
Lateral Hardening | Lateral Hardening-Fuse-10704088,8 | 13962 | 1939507.9939 | 286706.2521 | 3366101.7347 | 1997090.9091 | 1.6855 | 2.0803 | 960000 | 260 | 8 | 6 | 1 | 5 | 14 | Lateral Hardening-Fuse-10704088, Lateral Hardening-Fuse-10704087, Lateral Hardening-Fuse-93355716 [ 2027 ], Lateral Hardening-Fuse-60195702 [ 2027 ], Lateral Hardening-Fuse-90010860, Lateral Hardening-Fuse-91340769, Lateral Hardening-Fuse-91323316, Lateral Hardening-Fuse-92919693 | 1500Million | Plant City | -1 | 2023
Lateral Hardening | Lateral Hardening-Fuse-10080977,4 | 13668 | 690450.9733 | 93156.3565 | 763511.8787 | 456000 | 1.6744 | 0.475 | 960000 | 45 | 4 | 0 | 0 | 0 | 4 | Lateral Hardening-Fuse-10080977 [ 2027 ], Lateral Hardening-Fuse-10080887, Lateral Hardening-Fuse-10080937, Lateral Hardening-Fuse-60061779 | 1500Million | Plant City | -1 | 2023
Lateral Hardening | Lateral Hardening-Fuse-60188262,10 | 13807 | 2351455.9771 | 273038.0533 | 2665929.3711 | 1617454.5455 | 1.6482 | 1.6848 | 960000 | 47 | 10 | 1 | 0 | 1 | 11 | Lateral Hardening-Fuse-60188262 [ 2028 ], Lateral Hardening-Fuse-90286089, Lateral Hardening-Fuse-10679361, Lateral Hardening-Fuse-10679425, Lateral Hardening-Fuse-60371561, Lateral Hardening-Fuse-10679303, Lateral Hardening-Fuse-10679362, Lateral Hardening-Fuse-10679302, Lateral Hardening-Fuse-10679304, Lateral Hardening-Fuse-10679305 | 1500Million | Plant City | -1 | 2023
Lateral Hardening | Lateral Hardening-Fuse-90414375,1 | 13920 | 19396.6002 | 1732.2791 | 180418.7943 | 110227.2727 | 1.6368 | 0.091856 | 1200000 | 24 | 1 | 2 | 0 | 2 | 3 | Lateral Hardening-Fuse-90414375 | 1500Million | Winter Haven | -1 | 2023
Lateral Hardening | Lateral Hardening-Fuse-93159006,3 | 14121 | 1003326.9976 | 157307.971 | 1130782.7828 | 702181.8182 | 1.6104 | 0.73144 | 960000 | 76 | 3 | 3 | 0 | 3 | 6 | Lateral Hardening-Fuse-93159006 [ 2021 ], Lateral Hardening-Fuse-10667373, Lateral Hardening-Fuse-10667388 | 1500Million | Plant City | -1 | 2023
Lateral Hardening | Lateral Hardening-Fuse-93274073,1 | 13213 | 102071.2835 | 19340.9547 | 117133.8399 | 72954.5455 | 1.6056 | 0.060795 | 1200000 | 3 | 1 | 0 | 0 | 0 | 1 | Lateral Hardening-Fuse-93274073 [ 2027 ] | 1500Million | Eastern | -1 | 2023
Lateral Hardening | Lateral Hardening-Fuse-90993899,2 | 13865 | 871795.3367 | 151226.9122 | 987862.8105 | 619454.5455 | 1.5947 | 0.64527 | 960000 | 45 | 2 | 0 | 0 | 0 | 2 | Lateral Hardening-Fuse-90993899 [ 2024 ], Lateral Hardening-Fuse-90993802 | 1500Million | Western | -1 | 2023
Lateral Hardening | Lateral Hardening-Fuse-10469920,1 | 13213 | 309235.5667 | 58001.2095 | 356087.3529 | 223636.3636 | 1.5923 | 0.18636 | 1200000 | 23 | 1 | 0 | 0 | 0 | 1 | Lateral Hardening-Fuse-10469920 [ 2027 ] | 1500Million | Eastern | -1 | 2023
Lateral Hardening | Lateral Hardening-Fuse-91871394,1 | 13352 | 81423.058 | 1947.6576 | 79440.6999 | 50000 | 1.5888 | 0.035038 | 1427027.027 | 24 | 1 | 0 | 0 | 0 | 1 | Lateral Hardening-Fuse-91871394 | 1500Million | Central | -1 | 2023
Lateral Hardening | Lateral Hardening-Fuse-92558802,1 | 13163 | 171878.9199 | 9365.6838 | 172803.1017 | 109772.7273 | 1.5742 | 0.091477 | 1200000 | 18 | 1 | 0 | 0 | 0 | 1 | Lateral Hardening-Fuse-92558802 | 1500Million | Western | -1 | 2023
Lateral Hardening | Lateral Hardening-Fuse-10392348,6 | 13496 | 756412.6781 | 169132.9558 | 1103210.0956 | 704545.4545 | 1.5658 | 0.7339 | 960000 | 11 | 6 | 1 | 0 | 1 | 7 | Lateral Hardening-Fuse-10392348 [ 2027 ], Lateral Hardening-Fuse-91870409, Lateral Hardening-Fuse-91870427, Lateral Hardening-Fuse-90673514, Lateral Hardening-Fuse-10392349, Lateral Hardening-Fuse-90417360 | 1500Million | Central | -1 | 2023
Lateral Hardening | Lateral Hardening-Fuse-91967538,19 | 13419 | 3648886.3395 | 333226.0051 | 4263676.6204 | 2740909.0909 | 1.5556 | 2.8551 | 960000 | 452 | 19 | 2 | 0 | 2 | 21 | Lateral Hardening-Fuse-91967538 [ 2026 ], Lateral Hardening-Fuse-10055027, Lateral Hardening-Fuse-91995238, Lateral Hardening-Fuse-93353814 [ 2026 ], Lateral Hardening-Fuse-91894820, Lateral Hardening-Fuse-91995928, Lateral Hardening-Fuse-10055052, Lateral Hardening-Fuse-60311130, Lateral Hardening-Fuse-60311131, Lateral Hardening-Fuse-10055039, Lateral Hardening-Fuse-91953606 [ 2026 ], Lateral Hardening-Fuse-91991289, Lateral Hardening-Fuse-10055042, Lateral Hardening-Fuse-10055033, Lateral Hardening-Fuse-10055032, Lateral Hardening-Fuse-91959604, Lateral Hardening-Fuse-60063258, Lateral Hardening-Fuse-91995254, Lateral Hardening-Fuse-93151108 | 1500Million | Central | -1 | 2023
Lateral Hardening | Lateral Hardening-Fuse-60380454,2 | 13864 | 218220.6923 | 26737.6546 | 236123.3977 | 152000 | 1.5534 | 0.15833 | 960000 | 3 | 2 | 2 | 1 | 1 | 4 | Lateral Hardening-Fuse-60380454 [ 2021 ], Lateral Hardening-Fuse-10310445 | 1500Million | Western | -1 | 2023
Lateral Hardening | Lateral Hardening-Fuse-92295470,5 | 13045 | 1246552.7547 | 166124.1781 | 1495949.3993 | 979090.9091 | 1.5279 | 1.0199 | 960000 | 140 | 5 | 0 | 0 | 0 | 5 | Lateral Hardening-Fuse-92295470, Lateral Hardening-Fuse-92295522, Lateral Hardening-Fuse-10165377, Lateral Hardening-Fuse-60081134 [ 2025 ], Lateral Hardening-Fuse-60081135 | 1500Million | Central | -1 | 2023
Lateral Hardening | Lateral Hardening-Fuse-10381727,1 | 13223 | 305971.2171 | 27710.9025 | 501877.9781 | 329545.4545 | 1.5229 | 0.27462 | 1200000 | 59 | 1 | 1 | 0 | 1 | 2 | Lateral Hardening-Fuse-10381727 | 1500Million | Central | -1 | 2023
Lateral Hardening | Lateral Hardening-Fuse-90734368,1 | 13133 | 591197.0508 | 63162.5644 | 630868.4689 | 415454.5455 | 1.5185 | 0.34621 | 1200000 | 32 | 1 | 0 | 0 | 0 | 1 | Lateral Hardening-Fuse-90734368 [ 2027 ] | 1500Million | Eastern | -1 | 2023
Lateral Hardening | Lateral Hardening-Fuse-90988843,1 | 13426 | 351697.911 | 77950.7562 | 561796.1557 | 370681.8182 | 1.5156 | 0.3089 | 1200000 | 134 | 1 | 4 | 0 | 4 | 5 | Lateral Hardening-Fuse-90988843 [ 2027 ] | 1500Million | Western | -1 | 2023
Lateral Hardening | Lateral Hardening-Fuse-92001068,6 | 13419 | 896287.2913 | 98003.3951 | 1098268.1729 | 726727.2727 | 1.5113 | 0.75701 | 960000 | 136 | 6 | 3 | 0 | 3 | 9 | Lateral Hardening-Fuse-92001068, Lateral Hardening-Fuse-90461834 [ 2026 ], Lateral Hardening-Fuse-90372104, Lateral Hardening-Fuse-10054994 [ 2026 ], Lateral Hardening-Fuse-90372106, Lateral Hardening-Fuse-92001046 | 1500Million | Central | -1 | 2023
Lateral Hardening | Lateral Hardening-Fuse-93443879,1 | 13419 | 174134.1831 | 6496.7156 | 172360.6307 | 117272.7273 | 1.4697 | 0.097727 | 1200000 | 15 | 1 | 0 | 0 | 0 | 1 | Lateral Hardening-Fuse-93443879 | 1500Million | Central | -1 | 2023
Lateral Hardening | Lateral Hardening-Fuse-91511740,1 | 13163 | 118007.6307 | 7267.0665 | 119484.0053 | 81363.6364 | 1.4685 | 0.067803 | 1200000 | 17 | 1 | 0 | 0 | 0 | 1 | Lateral Hardening-Fuse-91511740 [ 2026 ] | 1500Million | Western | -1 | 2023
Lateral Hardening | Lateral Hardening-Fuse-10165380,1 | 13045 | 244052.156 | 114971.0102 | 392112.6716 | 273636.3636 | 1.433 | 0.22803 | 1200000 | 36 | 1 | 0 | 0 | 0 | 1 | Lateral Hardening-Fuse-10165380 [ 2025 ] | 1500Million | Central | -1 | 2023
Lateral Hardening | Lateral Hardening-Fuse-91868130,1 | 13201 | 194515.9539 | 5443.8515 | 190506.6431 | 133181.8182 | 1.4304 | 0.11098 | 1200000 | 127 | 1 | 0 | 0 | 0 | 1 | Lateral Hardening-Fuse-91868130 [ 2028 ] | 1500Million | Western | -1 | 2023
Lateral Hardening | Lateral Hardening-Fuse-10054999,2 | 13419 | 388889.7658 | 32402.1502 | 403552.517 | 282727.2727 | 1.4274 | 0.29451 | 960000 | 35 | 2 | 0 | 0 | 0 | 2 | Lateral Hardening-Fuse-10054999 [ 2026 ], Lateral Hardening-Fuse-10054998 | 1500Million | Central | -1 | 2023
Lateral Hardening | Lateral Hardening-Fuse-10014422,1 | 13012 | 209628.4657 | 16655.8025 | 216112.6444 | 153636.3636 | 1.4067 | 0.12803 | 1200000 | 28 | 1 | 0 | 0 | 0 | 1 | Lateral Hardening-Fuse-10014422 | 1500Million | Western | -1 | 2023
Lateral Hardening | Lateral Hardening-Fuse-91870802,1 | 13142 | 142200.1347 | 5637.0932 | 141054.7945 | 100454.5455 | 1.4042 | 0.083712 | 1200000 | 41 | 1 | 0 | 0 | 0 | 1 | Lateral Hardening-Fuse-91870802 | 1500Million | Western | -1 | 2023
Lateral Hardening | Lateral Hardening-Fuse-60195648,37 | 13962 | 9112323.7602 | 1527382.6667 | 11068911.4764 | 7944545.4545 | 1.3933 | 8.2756 | 960000 | 200 | 37 | 1 | 0 | 1 | 38 | Lateral Hardening-Fuse-60195648 [ 2027 ], Lateral Hardening-Fuse-10704122 [ 2027 ], Lateral Hardening-Fuse-10704152, Lateral Hardening-Fuse-93301857, Lateral Hardening-Fuse-10704121, Lateral Hardening-Fuse-10704151, Lateral Hardening-Fuse-92732628, Lateral Hardening-Fuse-92058015 [ 2027 ], Lateral Hardening-Fuse-92057986, Lateral Hardening-Fuse-10704179 [ 2027 ], Lateral Hardening-Fuse-10704131, Lateral Hardening-Fuse-10704130, Lateral Hardening-Fuse-10704150, Lateral Hardening-Fuse-92047845, Lateral Hardening-Fuse-10704168, Lateral Hardening-Fuse-90104196, Lateral Hardening-Fuse-92052900 [ 2027 ], Lateral Hardening-Fuse-91514664, Lateral Hardening-Fuse-10704134 [ 2027 ], Lateral Hardening-Fuse-10704125, Lateral Hardening-Fuse-10704124, Lateral Hardening-Fuse-10704123, Lateral Hardening-Fuse-10704107, Lateral Hardening-Fuse-10704147, Lateral Hardening-Fuse-10704120, Lateral Hardening-Fuse-10704114, Lateral Hardening-Fuse-10704119, Lateral Hardening-Fuse-60280097, Lateral Hardening-Fuse-10704113, Lateral Hardening-Fuse-91393612, Lateral Hardening-Fuse-10704165, Lateral Hardening-Fuse-10704115, Lateral Hardening-Fuse-10704111, Lateral Hardening-Fuse-10704108, Lateral Hardening-Fuse-10704118, Lateral Hardening-Fuse-10704148 [ 2027 ], Lateral Hardening-Fuse-60280079 | 1500Million | Plant City | -1 | 2023
Lateral Hardening | Lateral Hardening-Fuse-92732066,1 | 13129 | 495756.7412 | 53413.8353 | 531629.1172 | 382500 | 1.3899 | 0.31875 | 1200000 | 8 | 1 | 1 | 0 | 1 | 2 | Lateral Hardening-Fuse-92732066 [ 2029 ] | 1500Million | Eastern | -1 | 2023
Lateral Hardening | Lateral Hardening-Fuse-92276274,2 | 13038 | 611119.1808 | 69188.9044 | 659605.7214 | 476727.2727 | 1.3836 | 0.49659 | 960000 | 33 | 2 | 3 | 0 | 3 | 5 | Lateral Hardening-Fuse-92276274, Lateral Hardening-Fuse-10859743 | 1500Million | Eastern | -1 | 2023
Lateral Hardening | Lateral Hardening-Fuse-10431777,2 | 13838 | 1062391.7493 | 229172.746 | 1273512.8244 | 927272.7273 | 1.3734 | 0.96591 | 960000 | 159 | 2 | 3 | 0 | 3 | 5 | Lateral Hardening-Fuse-10431777, Lateral Hardening-Fuse-90829180 [ 2026 ] | 1500Million | Central | -1 | 2023
Lateral Hardening | Lateral Hardening-Fuse-93164126,1 | 13344 | 697704.2361 | 97079.4449 | 771829.3369 | 565227.2727 | 1.3655 | 0.47102 | 1200000 | 324 | 1 | 5 | 0 | 5 | 6 | Lateral Hardening-Fuse-93164126 [ 2022 ] | 1500Million | South Hillsborough | -1 | 2023
Lateral Hardening | Lateral Hardening-Fuse-10566573,1 | 13289 | 812762.876 | 133480.063 | 953862.4613 | 708409.0909 | 1.3465 | 0.59034 | 1200000 | 79 | 1 | 3 | 0 | 3 | 4 | Lateral Hardening-Fuse-10566573 | 1500Million | Winter Haven | -1 | 2023
Lateral Hardening | Lateral Hardening-Fuse-90628364,2 | 13838 | 587159.7959 | 67192.228 | 691334.014 | 516545.4545 | 1.3384 | 0.53807 | 960000 | 50 | 2 | 0 | 0 | 0 | 2 | Lateral Hardening-Fuse-90628364 [ 2026 ], Lateral Hardening-Fuse-92315756 | 1500Million | Central | -1 | 2023
Lateral Hardening | Lateral Hardening-Fuse-10580689,1 | 13105 | 173920.5424 | 11802.7576 | 204770.5325 | 153181.8182 | 1.3368 | 0.12765 | 1200000 | 47 | 1 | 0 | 0 | 0 | 1 | Lateral Hardening-Fuse-10580689 [ 2021 ] | 1500Million | Central | -1 | 2023
Lateral Hardening | Lateral Hardening-Fuse-93382668,1 | 13060 | 539514.6878 | 34760.0254 | 551380.7038 | 417500 | 1.3207 | 0.34792 | 1200000 | 54 | 1 | 0 | 0 | 0 | 1 | Lateral Hardening-Fuse-93382668 [ 2026 ] | 1500Million | Western | -1 | 2023
Lateral Hardening | Lateral Hardening-Fuse-10802861,1 | 13133 | 518015.8682 | 295733.1073 | 794081.6502 | 610681.8182 | 1.3003 | 0.5089 | 1200000 | 64 | 1 | 2 | 0 | 2 | 3 | Lateral Hardening-Fuse-10802861 | 1500Million | Eastern | -1 | 2023
Lateral Hardening | Lateral Hardening-Fuse-92963314,1 | 13471 | 152528.3236 | 30388.243 | 176529.4945 | 136136.3636 | 1.2967 | 0.11345 | 1200000 | 27 | 1 | 0 | 0 | 0 | 1 | Lateral Hardening-Fuse-92963314 | 1500Million | Winter Haven | -1 | 2023
Lateral Hardening | Lateral Hardening-Fuse-10123790,1 | 13060 | 310032.3835 | 8157.0347 | 303156.4458 | 234318.1818 | 1.2938 | 0.19527 | 1200000 | 35 | 1 | 0 | 0 | 0 | 1 | Lateral Hardening-Fuse-10123790 | 1500Million | Western | -1 | 2023
Lateral Hardening | Lateral Hardening-Fuse-93154451,1 | 14011 | 116062.1363 | 11664.9473 | 121988.3018 | 98636.3636 | 1.2367 | 0.082197 | 1200000 | 4 | 1 | 0 | 0 | 0 | 1 | Lateral Hardening-Fuse-93154451 | 1500Million | Central | -1 | 2023
Lateral Hardening | Lateral Hardening-Fuse-10566579,1 | 13289 | 120427.7741 | 6491.7868 | 121060.5556 | 98636.3636 | 1.2273 | 0.082197 | 1200000 | 7 | 1 | 0 | 0 | 0 | 1 | Lateral Hardening-Fuse-10566579 | 1500Million | Winter Haven | -1 | 2023
Lateral Hardening | Lateral Hardening-Fuse-93276849,1 | 13213 | 187771.4696 | 34939.4596 | 215549.0629 | 178181.8182 | 1.2097 | 0.14848 | 1200000 | 33 | 1 | 1 | 0 | 1 | 2 | Lateral Hardening-Fuse-93276849 | 1500Million | Eastern | -1 | 2023
Lateral Hardening | Lateral Hardening-Fuse-10726543,3 | 13648 | 1312504.1639 | 205175.0042 | 1485933.1095 | 1237454.5455 | 1.2008 | 1.289 | 960000 | 10 | 3 | 0 | 0 | 0 | 3 | Lateral Hardening-Fuse-10726543 [ 2026 ], Lateral Hardening-Fuse-10726532, Lateral Hardening-Fuse-91536251 | 1500Million | South Hillsborough | -1 | 2023
Lateral Hardening | Lateral Hardening-Fuse-10541452,1 | 13884 | 175982.321 | 3651.3882 | 171203.129 | 153181.8182 | 1.1176 | 0.12765 | 1200000 | 107 | 1 | 2 | 0 | 2 | 3 | Lateral Hardening-Fuse-10541452 [ 2026 ] | 1500Million | Eastern | -1 | 2023
Lateral Hardening | Lateral Hardening-Fuse-90267141,1 | 13738 | 131749.2792 | 813.281 | 1685404.1533 | 50000 | 33.7081 | 0.02803 | 1783783.7838 | 315 | 1 | 3 | 1 | 2 | 4 | Lateral Hardening-Fuse-90267141 [ 2024 ] | 1500Million | Western | -1 | 2024
Lateral Hardening | Lateral Hardening-Fuse-10462583,1 | 13226 | 1825137.3529 | 25127.7248 | 1774526.8717 | 146136.3636 | 12.143 | 0.12178 | 1200000 | 211 | 1 | 6 | 0 | 6 | 7 | Lateral Hardening-Fuse-10462583 [ 2021 ] | 1500Million | Eastern | -1 | 2024
Lateral Hardening | Lateral Hardening-Fuse-10820614,1 | 14032 | 2591925.6096 | 63088.885 | 4224948.407 | 419318.1818 | 10.0758 | 0.34943 | 1200000 | 225 | 1 | 7 | 0 | 7 | 8 | Lateral Hardening-Fuse-10820614 [ 2021 ] | 1500Million | Western | -1 | 2024
Lateral Hardening | Lateral Hardening-Fuse-10565867,2 | 13290 | 2538642.0341 | 113184.1119 | 3102081.9713 | 334727.2727 | 9.2675 | 0.34867 | 960000 | 59 | 2 | 1 | 0 | 1 | 3 | Lateral Hardening-Fuse-10565867 [ 2025 ], Lateral Hardening-Fuse-10565868 [ 2025 ] | 1500Million | Winter Haven | -1 | 2024
Lateral Hardening | Lateral Hardening-Fuse-60314670,1 | 13835 | 2212312.3641 | 39496.3866 | 2313789.1469 | 257500 | 8.9856 | 0.21458 | 1200000 | 272 | 1 | 1 | 0 | 1 | 2 | Lateral Hardening-Fuse-60314670 [ 2022 ] | 1500Million | Central | -1 | 2024
Lateral Hardening | Lateral Hardening-Fuse-10105723,1 | 13878 | 2780918.6717 | 59744.452 | 3259702.7271 | 375681.8182 | 8.6768 | 0.31307 | 1200000 | 91 | 1 | 8 | 0 | 8 | 9 | Lateral Hardening-Fuse-10105723 [ 2022 ] | 1500Million | Eastern | -1 | 2024
Lateral Hardening | Lateral Hardening-Fuse-92634300,1 | 14032 | 3270484.3883 | 93936.2247 | 3257844.469 | 376590.9091 | 8.6509 | 0.31383 | 1200000 | 318 | 1 | 4 | 0 | 4 | 5 | Lateral Hardening-Fuse-92634300 [ 2020 ] | 1500Million | Western | -1 | 2024
Lateral Hardening | Lateral Hardening-Fuse-10655453,2 | 13188 | 1413878.5325 | 29481.8679 | 1381913.3431 | 172181.8182 | 8.0259 | 0.17936 | 960000 | 64 | 2 | 3 | 0 | 3 | 5 | Lateral Hardening-Fuse-10655453 [ 2021 ], Lateral Hardening-Fuse-10655450 | 1500Million | Central | -1 | 2024
Lateral Hardening | Lateral Hardening-Fuse-93283733,1 | 13351 | 1759639.0369 | 25754.2619 | 1701415.2943 | 214090.9091 | 7.9472 | 0.17841 | 1200000 | 86 | 1 | 5 | 0 | 5 | 6 | Lateral Hardening-Fuse-93283733 [ 2023 ] | 1500Million | Central | -1 | 2024
Lateral Hardening | Lateral Hardening-Fuse-10298299,3 | 13738 | 3442527.5869 | 112799.9905 | 4991690.4212 | 661818.1818 | 7.5424 | 0.68939 | 960000 | 82 | 3 | 0 | 0 | 0 | 3 | Lateral Hardening-Fuse-10298299 [ 2024 ], Lateral Hardening-Fuse-10298286 [ 2024 ], Lateral Hardening-Fuse-10298289 | 1500Million | Western | -1 | 2024
Lateral Hardening | Lateral Hardening-Fuse-92679866,1 | 13911 | 4667820.1454 | 331384.9648 | 4909351.2776 | 666590.9091 | 7.3649 | 0.55549 | 1200000 | 107 | 1 | 2 | 0 | 2 | 3 | Lateral Hardening-Fuse-92679866 [ 2022 ] | 1500Million | Eastern | -1 | 2024
Lateral Hardening | Lateral Hardening-Fuse-60131429,1 | 13835 | 2314702.1833 | 46771.6242 | 2278243.4947 | 325681.8182 | 6.9953 | 0.2714 | 1200000 | 71 | 1 | 2 | 0 | 2 | 3 | Lateral Hardening-Fuse-60131429 [ 2022 ] | 1500Million | Central | -1 | 2024
Lateral Hardening | Lateral Hardening-Fuse-93283740,1 | 13351 | 487502.8108 | 7272.3009 | 471369.3446 | 68181.8182 | 6.9134 | 0.056818 | 1200000 | 120 | 1 | 1 | 0 | 1 | 2 | Lateral Hardening-Fuse-93283740 [ 2023 ] | 1500Million | Central | -1 | 2024
Lateral Hardening | Lateral Hardening-Fuse-91487301,1 | 14032 | 1969612.1885 | 54374.0916 | 1950913.9727 | 334318.1818 | 5.8355 | 0.2786 | 1200000 | 217 | 1 | 0 | 0 | 0 | 1 | Lateral Hardening-Fuse-91487301 [ 2021 ] | 1500Million | Western | -1 | 2024
Lateral Hardening | Lateral Hardening-Fuse-90398961,1 | 13795 | 225305.6289 | 5480.2849 | 479212.2346 | 84318.1818 | 5.6834 | 0.070265 | 1200000 | 23 | 1 | 2 | 0 | 2 | 3 | Lateral Hardening-Fuse-90398961 [ 2027 ] | 1500Million | Eastern | -1 | 2024
Lateral Hardening | Lateral Hardening-Fuse-92394405,1 | 13019 | 2537689.809 | 70991.2634 | 2526416.1495 | 445909.0909 | 5.6658 | 0.37159 | 1200000 | 192 | 1 | 0 | 0 | 0 | 1 | Lateral Hardening-Fuse-92394405 [ 2024 ] | 1500Million | South Hillsborough | -1 | 2024
Lateral Hardening | Lateral Hardening-Fuse-91274867,1 | 13221 | 1952051.2746 | 73457.3503 | 2578682.5436 | 455227.2727 | 5.6646 | 0.37936 | 1200000 | 39 | 1 | 0 | 0 | 0 | 1 | Lateral Hardening-Fuse-91274867 [ 2023 ] | 1500Million | Central | -1 | 2024
Lateral Hardening | Lateral Hardening-Fuse-93188519,1 | 13797 | 4290052.2435 | 166230.8244 | 4314001.0355 | 791590.9091 | 5.4498 | 0.65966 | 1200000 | 163 | 1 | 6 | 0 | 6 | 7 | Lateral Hardening-Fuse-93188519 [ 2021 ] | 1500Million | Eastern | -1 | 2024
Lateral Hardening | Lateral Hardening-Fuse-10050730,3 | 13199 | 2719564.259 | 80249.4354 | 2701451.4011 | 509818.1818 | 5.2989 | 0.53106 | 960000 | 293 | 3 | 2 | 0 | 2 | 5 | Lateral Hardening-Fuse-10050730 [ 2026 ], Lateral Hardening-Fuse-90526744 [ 2026 ], Lateral Hardening-Fuse-90093960 | 1500Million | Western | -1 | 2024
Lateral Hardening | Lateral Hardening-Fuse-92665539,1 | 13226 | 553633.1863 | 11906.951 | 539849.0666 | 105454.5455 | 5.1193 | 0.087879 | 1200000 | 17 | 1 | 0 | 0 | 0 | 1 | Lateral Hardening-Fuse-92665539 [ 2021 ] | 1500Million | Eastern | -1 | 2024
Lateral Hardening | Lateral Hardening-Fuse-92655485,1 | 13068 | 2116752.6754 | 96490.8521 | 2142556.6063 | 430227.2727 | 4.9801 | 0.35852 | 1200000 | 60 | 1 | 0 | 0 | 0 | 1 | Lateral Hardening-Fuse-92655485 [ 2027 ] | 1500Million | Western | -1 | 2024
Lateral Hardening | Lateral Hardening-Fuse-90988755,5 | 13224 | 2778769.2322 | 75611.4551 | 2744724.0185 | 574545.4545 | 4.7772 | 0.59848 | 960000 | 84 | 5 | 0 | 0 | 0 | 5 | Lateral Hardening-Fuse-90988755 [ 2025 ], Lateral Hardening-Fuse-10382376 [ 2025 ], Lateral Hardening-Fuse-10382378, Lateral Hardening-Fuse-10382391, Lateral Hardening-Fuse-10382395 | 1500Million | Central | -1 | 2024
Lateral Hardening | Lateral Hardening-Fuse-10429505,2 | 13835 | 2129190.8986 | 101642.6533 | 2147610.5719 | 455454.5455 | 4.7153 | 0.47443 | 960000 | 48 | 2 | 0 | 0 | 0 | 2 | Lateral Hardening-Fuse-10429505 [ 2022 ], Lateral Hardening-Fuse-91773975 [ 2022 ] | 1500Million | Central | -1 | 2024
Lateral Hardening | Lateral Hardening-Fuse-92748361,1 | 13652 | 2391053.0599 | 185202.8551 | 2520997.8336 | 572272.7273 | 4.4052 | 0.47689 | 1200000 | 44 | 1 | 2 | 0 | 2 | 3 | Lateral Hardening-Fuse-92748361 [ 2021 ] | 1500Million | South Hillsborough | -1 | 2024
Lateral Hardening | Lateral Hardening-Fuse-91782844,1 | 13434 | 787648.4982 | 32032.5778 | 794119.6647 | 184545.4545 | 4.3031 | 0.15379 | 1200000 | 9 | 1 | 1 | 0 | 1 | 2 | Lateral Hardening-Fuse-91782844 [ 2027 ] | 1500Million | Eastern | -1 | 2024
Lateral Hardening | Lateral Hardening-Fuse-91459009,2 | 13068 | 1974374.451 | 55805.6279 | 1948432.7376 | 460000 | 4.2357 | 0.47917 | 960000 | 335 | 2 | 5 | 0 | 5 | 7 | Lateral Hardening-Fuse-91459009 [ 2027 ], Lateral Hardening-Fuse-10688326 | 1500Million | Western | -1 | 2024
Lateral Hardening | Lateral Hardening-Fuse-93050316,1 | 13019 | 2999643.6399 | 194188.4678 | 3106926.6738 | 744090.9091 | 4.1755 | 0.62008 | 1200000 | 87 | 1 | 0 | 0 | 0 | 1 | Lateral Hardening-Fuse-93050316 [ 2024 ] | 1500Million | South Hillsborough | -1 | 2024
Lateral Hardening | Lateral Hardening-Fuse-10153131,1 | 13154 | 450943.231 | 19781.6291 | 517558.1521 | 132272.7273 | 3.9128 | 0.11023 | 1200000 | 23 | 1 | 0 | 0 | 0 | 1 | Lateral Hardening-Fuse-10153131 [ 2029 ] | 1500Million | Western | -1 | 2024
Lateral Hardening | Lateral Hardening-Fuse-10904179,1 | 13712 | 1651010.219 | 68356.757 | 1665624.3619 | 426818.1818 | 3.9024 | 0.35568 | 1200000 | 39 | 1 | 2 | 0 | 2 | 3 | Lateral Hardening-Fuse-10904179 [ 2026 ] | 1500Million | Eastern | -1 | 2024
Lateral Hardening | Lateral Hardening-Fuse-93116108,3 | 13039 | 2539862.9757 | 388251.1309 | 2859490.1019 | 751818.1818 | 3.8034 | 0.78314 | 960000 | 61 | 3 | 0 | 0 | 0 | 3 | Lateral Hardening-Fuse-93116108 [ 2023 ], Lateral Hardening-Fuse-91739147, Lateral Hardening-Fuse-92234903 | 1500Million | Eastern | -1 | 2024
Lateral Hardening | Lateral Hardening-Fuse-10563769,3 | 13293 | 1629645.0912 | 96306.2373 | 1697689.9592 | 448181.8182 | 3.7879 | 0.46686 | 960000 | 52 | 3 | 1 | 0 | 1 | 4 | Lateral Hardening-Fuse-10563769 [ 2024 ], Lateral Hardening-Fuse-60166998, Lateral Hardening-Fuse-10563774 | 1500Million | Winter Haven | -1 | 2024
Lateral Hardening | Lateral Hardening-Fuse-10554595,1 | 13911 | 581324.4325 | 32247.784 | 590580.1328 | 156363.6364 | 3.777 | 0.1303 | 1200000 | 6 | 1 | 0 | 0 | 0 | 1 | Lateral Hardening-Fuse-10554595 [ 2022 ] | 1500Million | Eastern | -1 | 2024
Lateral Hardening | Lateral Hardening-Fuse-10092875,1 | 13611 | 1047553.0297 | 104890.3036 | 1116337.3841 | 295909.0909 | 3.7726 | 0.24659 | 1200000 | 122 | 1 | 1 | 0 | 1 | 2 | Lateral Hardening-Fuse-10092875 [ 2028 ] | 1500Million | Western | -1 | 2024
Lateral Hardening | Lateral Hardening-Fuse-60028650,1 | 13007 | 449342.5793 | 13677.8087 | 441975.1248 | 118636.3636 | 3.7255 | 0.098864 | 1200000 | 21 | 1 | 0 | 0 | 0 | 1 | Lateral Hardening-Fuse-60028650 [ 2029 ] | 1500Million | Plant City | -1 | 2024
Lateral Hardening | Lateral Hardening-Fuse-10563800,1 | 13293 | 850180.1263 | 70185.558 | 890366.8402 | 249090.9091 | 3.5745 | 0.20758 | 1200000 | 29 | 1 | 0 | 0 | 0 | 1 | Lateral Hardening-Fuse-10563800 [ 2024 ] | 1500Million | Winter Haven | -1 | 2024
Lateral Hardening | Lateral Hardening-Fuse-10795783,3 | 13695 | 982279.2423 | 29998.9342 | 968399.6205 | 272000 | 3.5603 | 0.28333 | 960000 | 39 | 3 | 1 | 0 | 1 | 4 | Lateral Hardening-Fuse-10795783 [ 2023 ], Lateral Hardening-Fuse-10795724, Lateral Hardening-Fuse-10795756 [ 2023 ] | 1500Million | Winter Haven | -1 | 2024
Lateral Hardening | Lateral Hardening-Fuse-90607461,5 | 13293 | 4456640.8712 | 377178.1681 | 4720083.3904 | 1364909.0909 | 3.4582 | 1.4218 | 960000 | 195 | 5 | 1 | 0 | 1 | 6 | Lateral Hardening-Fuse-90607461 [ 2024 ], Lateral Hardening-Fuse-10563790, Lateral Hardening-Fuse-10563787, Lateral Hardening-Fuse-10563786, Lateral Hardening-Fuse-10563782 | 1500Million | Winter Haven | -1 | 2024
Lateral Hardening | Lateral Hardening-Fuse-10640160,1 | 13795 | 514394.9109 | 79703.2212 | 679093.5362 | 197500 | 3.4384 | 0.16458 | 1200000 | 70 | 1 | 2 | 0 | 2 | 3 | Lateral Hardening-Fuse-10640160 [ 2027 ] | 1500Million | Eastern | -1 | 2024
Lateral Hardening | Lateral Hardening-Fuse-60274637,3 | 14021 | 2309778.7451 | 208089.0191 | 2518710.7003 | 733090.9091 | 3.4357 | 0.76364 | 960000 | 18 | 3 | 1 | 0 | 1 | 4 | Lateral Hardening-Fuse-60274637 [ 2029 ], Lateral Hardening-Fuse-10747909 [ 2029 ], Lateral Hardening-Fuse-10747912 | 1500Million | South Hillsborough | -1 | 2024
Lateral Hardening | Lateral Hardening-Fuse-10465338,1 | 13434 | 732960.3475 | 52494.8265 | 760346.209 | 222500 | 3.4173 | 0.18542 | 1200000 | 14 | 1 | 0 | 0 | 0 | 1 | Lateral Hardening-Fuse-10465338 [ 2027 ] | 1500Million | Eastern | -1 | 2024
Lateral Hardening | Lateral Hardening-Fuse-92937761,1 | 13224 | 814014.522 | 49771.4573 | 835342.9555 | 246590.9091 | 3.3876 | 0.20549 | 1200000 | 34 | 1 | 0 | 0 | 0 | 1 | Lateral Hardening-Fuse-92937761 [ 2025 ] | 1500Million | Central | -1 | 2024
Lateral Hardening | Lateral Hardening-Fuse-92534522,1 | 13351 | 473355.1494 | 12397.4883 | 462834.9151 | 139772.7273 | 3.3113 | 0.11648 | 1200000 | 82 | 1 | 3 | 1 | 2 | 4 | Lateral Hardening-Fuse-92534522 [ 2023 ] | 1500Million | Central | -1 | 2024
Lateral Hardening | Lateral Hardening-Fuse-10563808,1 | 13293 | 4903134.4752 | 612379.2727 | 5557014.4327 | 1682045.4545 | 3.3037 | 1.4017 | 1200000 | 264 | 1 | 3 | 0 | 3 | 4 | Lateral Hardening-Fuse-10563808 [ 2024 ] | 1500Million | Winter Haven | -1 | 2024
Lateral Hardening | Lateral Hardening-Fuse-92395386,1 | 13019 | 495816.7071 | 35181.7255 | 513407.3067 | 157727.2727 | 3.255 | 0.13144 | 1200000 | 14 | 1 | 0 | 0 | 0 | 1 | Lateral Hardening-Fuse-92395386 [ 2024 ] | 1500Million | South Hillsborough | -1 | 2024
Lateral Hardening | Lateral Hardening-Fuse-90130568,4 | 13911 | 4541476.8982 | 451532.1645 | 4940538.5917 | 1521454.5455 | 3.2472 | 1.5848 | 960000 | 126 | 4 | 2 | 0 | 2 | 6 | Lateral Hardening-Fuse-90130568 [ 2022 ], Lateral Hardening-Fuse-10554585, Lateral Hardening-Fuse-10554588 [ 2022 ], Lateral Hardening-Fuse-10554589 | 1500Million | Eastern | -1 | 2024
Lateral Hardening | Lateral Hardening-Fuse-10429528,2 | 13835 | 1008002.7814 | 73380.3472 | 1046500.6223 | 323090.9091 | 3.239 | 0.33655 | 960000 | 69 | 2 | 0 | 0 | 0 | 2 | Lateral Hardening-Fuse-10429528 [ 2022 ], Lateral Hardening-Fuse-10429527 | 1500Million | Central | -1 | 2024
Lateral Hardening | Lateral Hardening-Fuse-91772300,3 | 13351 | 2284306.9809 | 131646.2555 | 2340020.5705 | 724363.6364 | 3.2305 | 0.75455 | 960000 | 327 | 3 | 1 | 0 | 1 | 4 | Lateral Hardening-Fuse-91772300, Lateral Hardening-Fuse-93283735 [ 2023 ], Lateral Hardening-Fuse-93282480 [ 2023 ] | 1500Million | Central | -1 | 2024
Lateral Hardening | Lateral Hardening-Fuse-10382389,2 | 13224 | 1443066.3919 | 142948.7651 | 1669734.9589 | 524000 | 3.1865 | 0.54583 | 960000 | 47 | 2 | 0 | 0 | 0 | 2 | Lateral Hardening-Fuse-10382389 [ 2025 ], Lateral Hardening-Fuse-91852827 [ 2025 ] | 1500Million | Central | -1 | 2024
Lateral Hardening | Lateral Hardening-Fuse-10429512,2 | 13835 | 412123.5966 | 31708.8546 | 906008.7576 | 286727.2727 | 3.1598 | 0.29867 | 960000 | 38 | 2 | 1 | 0 | 1 | 3 | Lateral Hardening-Fuse-10429512 [ 2022 ], Lateral Hardening-Fuse-91816077 | 1500Million | Central | -1 | 2024
Lateral Hardening | Lateral Hardening-Fuse-91168509,2 | 13037 | 1406141.7925 | 82462.3467 | 1432244.3492 | 453636.3636 | 3.1573 | 0.47254 | 960000 | 56 | 2 | 1 | 0 | 1 | 3 | Lateral Hardening-Fuse-91168509 [ 2026 ], Lateral Hardening-Fuse-5009250 | 1500Million | Central | -1 | 2024
Lateral Hardening | Lateral Hardening-Fuse-93283244,2 | 13351 | 1875534.2991 | 114560.4849 | 1924094.7532 | 618000 | 3.1134 | 0.64375 | 960000 | 83 | 2 | 0 | 0 | 0 | 2 | Lateral Hardening-Fuse-93283244 [ 2023 ], Lateral Hardening-Fuse-93283243 [ 2023 ] | 1500Million | Central | -1 | 2024
Lateral Hardening | Lateral Hardening-Fuse-92496615,2 | 13039 | 1281952.5513 | 107216.5601 | 1353920.6936 | 441272.7273 | 3.0682 | 0.45966 | 960000 | 68 | 2 | 1 | 0 | 1 | 3 | Lateral Hardening-Fuse-92496615 [ 2023 ], Lateral Hardening-Fuse-91597940 | 1500Million | Eastern | -1 | 2024
Lateral Hardening | Lateral Hardening-Fuse-92057223,1 | 13935 | 707303.3866 | 45417.4574 | 919383.5976 | 308409.0909 | 2.9811 | 0.25701 | 1200000 | 42 | 1 | 3 | 0 | 3 | 4 | Lateral Hardening-Fuse-92057223 [ 2023 ] | 1500Million | Central | -1 | 2024
Lateral Hardening | Lateral Hardening-Fuse-90098676,4 | 13190 | 4495889.2666 | 740101.018 | 6096444.8433 | 2075818.1818 | 2.9369 | 2.1623 | 960000 | 464 | 4 | 7 | 0 | 7 | 11 | Lateral Hardening-Fuse-90098676 [ 2029 ], Lateral Hardening-Fuse-90283263, Lateral Hardening-Fuse-90195900, Lateral Hardening-Fuse-10164196 | 1500Million | Western | -1 | 2024
Lateral Hardening | Lateral Hardening-Fuse-10565887,1 | 13290 | 1138076.5736 | 109531.4582 | 1208825.5494 | 416818.1818 | 2.9001 | 0.34735 | 1200000 | 136 | 1 | 1 | 0 | 1 | 2 | Lateral Hardening-Fuse-10565887 [ 2025 ] | 1500Million | Winter Haven | -1 | 2024
Lateral Hardening | Lateral Hardening-Fuse-92670950,2 | 13226 | 1908581.024 | 149747.821 | 1985708.0821 | 685272.7273 | 2.8977 | 0.71383 | 960000 | 57 | 2 | 0 | 0 | 0 | 2 | Lateral Hardening-Fuse-92670950 [ 2021 ], Lateral Hardening-Fuse-10462562 | 1500Million | Eastern | -1 | 2024
Lateral Hardening | Lateral Hardening-Fuse-91812632,5 | 13837 | 2840186.7445 | 528344.8299 | 3561542.5573 | 1232181.8182 | 2.8904 | 1.2835 | 960000 | 182 | 5 | 0 | 0 | 0 | 5 | Lateral Hardening-Fuse-91812632 [ 2029 ], Lateral Hardening-Fuse-91563454 [ 2029 ], Lateral Hardening-Fuse-92292246, Lateral Hardening-Fuse-91727763 [ 2029 ], Lateral Hardening-Fuse-60129647 | 1500Million | Central | -1 | 2024
Lateral Hardening | Lateral Hardening-Fuse-10840140,1 | 14112 | 968252.096 | 90668.5323 | 1032372.1741 | 363181.8182 | 2.8426 | 0.30265 | 1200000 | 65 | 1 | 3 | 0 | 3 | 4 | Lateral Hardening-Fuse-10840140 [ 2024 ] | 1500Million | Eastern | -1 | 2024
Lateral Hardening | Lateral Hardening-Fuse-10087596,3 | 13389 | 1445788.3717 | 112786.708 | 1533788.3501 | 566545.4545 | 2.7073 | 0.59015 | 960000 | 58 | 3 | 0 | 0 | 0 | 3 | Lateral Hardening-Fuse-10087596 [ 2025 ], Lateral Hardening-Fuse-90280609, Lateral Hardening-Fuse-90280634 [ 2025 ] | 1500Million | Plant City | -1 | 2024
Lateral Hardening | Lateral Hardening-Fuse-90431393,19 | 13655 | 9795828.7099 | 648381.4217 | 11821999.8291 | 4388000 | 2.6942 | 4.5708 | 960000 | 327 | 19 | 8 | 0 | 8 | 27 | Lateral Hardening-Fuse-90431393 [ 2022 ], Lateral Hardening-Fuse-92356416 [ 2022 ], Lateral Hardening-Fuse-91569788, Lateral Hardening-Fuse-91676371, Lateral Hardening-Fuse-60014348, Lateral Hardening-Fuse-91715590, Lateral Hardening-Fuse-60337816, Lateral Hardening-Fuse-91714162, Lateral Hardening-Fuse-91714169 [ 2022 ], Lateral Hardening-Fuse-92356632 [ 2022 ], Lateral Hardening-Fuse-60014384, Lateral Hardening-Fuse-92356395, Lateral Hardening-Fuse-92356399, Lateral Hardening-Fuse-93046095, Lateral Hardening-Fuse-92356594, Lateral Hardening-Fuse-92890365, Lateral Hardening-Fuse-60014408, Lateral Hardening-Fuse-92358234 [ 2022 ], Lateral Hardening-Fuse-92356595 [ 2022 ] | 1500Million | Plant City | -1 | 2024
Lateral Hardening | Lateral Hardening-Fuse-10544635,3 | 13911 | 1712286.0565 | 126794.651 | 1808308.2411 | 678545.4545 | 2.665 | 0.70682 | 960000 | 142 | 3 | 0 | 0 | 0 | 3 | Lateral Hardening-Fuse-10544635 [ 2022 ], Lateral Hardening-Fuse-91995336 [ 2022 ], Lateral Hardening-Fuse-10544633 [ 2022 ] | 1500Million | Eastern | -1 | 2024
Lateral Hardening | Lateral Hardening-Fuse-10565895,1 | 13290 | 224933.4218 | 10454.3621 | 224662.7022 | 85227.2727 | 2.636 | 0.071023 | 1200000 | 20 | 1 | 0 | 0 | 0 | 1 | Lateral Hardening-Fuse-10565895 [ 2025 ] | 1500Million | Winter Haven | -1 | 2024
Lateral Hardening | Lateral Hardening-Fuse-10384723,1 | 13351 | 653337.4406 | 24870.0177 | 807387.5377 | 307045.4545 | 2.6295 | 0.25587 | 1200000 | 72 | 1 | 2 | 0 | 2 | 3 | Lateral Hardening-Fuse-10384723 [ 2023 ] | 1500Million | Central | -1 | 2024
Lateral Hardening | Lateral Hardening-Fuse-91479826,8 | 13036 | 4438532.9805 | 363530.0242 | 5208905.4939 | 1993454.5455 | 2.613 | 2.0765 | 960000 | 416 | 8 | 2 | 0 | 2 | 10 | Lateral Hardening-Fuse-91479826 [ 2026 ], Lateral Hardening-Fuse-91033265 [ 2026 ], Lateral Hardening-Fuse-10143568, Lateral Hardening-Fuse-93300001, Lateral Hardening-Fuse-10143508, Lateral Hardening-Fuse-10143504, Lateral Hardening-Fuse-10143510, Lateral Hardening-Fuse-10143512 | 1500Million | Central | -1 | 2024
Lateral Hardening | Lateral Hardening-Fuse-93090160,1 | 13039 | 654623.6931 | 27695.6738 | 658375.4922 | 252500 | 2.6074 | 0.21042 | 1200000 | 22 | 1 | 0 | 0 | 0 | 1 | Lateral Hardening-Fuse-93090160 [ 2023 ] | 1500Million | Eastern | -1 | 2024
Lateral Hardening | Lateral Hardening-Fuse-10904182,2 | 13712 | 1680431.9506 | 180860.9067 | 1821367.4318 | 701454.5455 | 2.5966 | 0.73068 | 960000 | 48 | 2 | 1 | 0 | 1 | 3 | Lateral Hardening-Fuse-10904182 [ 2026 ], Lateral Hardening-Fuse-93128541 [ 2026 ] | 1500Million | Eastern | -1 | 2024
Lateral Hardening | Lateral Hardening-Fuse-93291320,1 | 13808 | 3037646.3611 | 198691.496 | 3174311.6121 | 1223181.8182 | 2.5951 | 1.0193 | 1200000 | 47 | 1 | 0 | 0 | 0 | 1 | Lateral Hardening-Fuse-93291320 [ 2027 ] | 1500Million | Plant City | -1 | 2024
Lateral Hardening | Lateral Hardening-Fuse-10382337,1 | 13224 | 274812.8034 | 9405.97 | 271093.2063 | 104545.4545 | 2.5931 | 0.087121 | 1200000 | 18 | 1 | 0 | 0 | 0 | 1 | Lateral Hardening-Fuse-10382337 | 1500Million | Central | -1 | 2024
Lateral Hardening | Lateral Hardening-Fuse-10143561,3 | 13036 | 752389.6924 | 40182.6588 | 874773.6565 | 337454.5455 | 2.5923 | 0.35152 | 960000 | 39 | 3 | 0 | 0 | 0 | 3 | Lateral Hardening-Fuse-10143561 [ 2026 ], Lateral Hardening-Fuse-10143546 [ 2026 ], Lateral Hardening-Fuse-10143544 | 1500Million | Central | -1 | 2024
Lateral Hardening | Lateral Hardening-Fuse-92856634,1 | 13224 | 770114.6875 | 34590.3036 | 770940.5315 | 302727.2727 | 2.5467 | 0.25227 | 1200000 | 34 | 1 | 0 | 0 | 0 | 1 | Lateral Hardening-Fuse-92856634 [ 2025 ] | 1500Million | Central | -1 | 2024
Lateral Hardening | Lateral Hardening-Fuse-10005210,1 | 13160 | 452705.0759 | 48577.3629 | 650653.4832 | 256818.1818 | 2.5335 | 0.21402 | 1200000 | 95 | 1 | 2 | 0 | 2 | 3 | Lateral Hardening-Fuse-10005210 [ 2026 ] | 1500Million | Central | -1 | 2024
Lateral Hardening | Lateral Hardening-Fuse-93426307,6 | 13389 | 2466513.4323 | 90886.8017 | 2465043.2949 | 989818.1818 | 2.4904 | 1.0311 | 960000 | 100 | 6 | 0 | 0 | 0 | 6 | Lateral Hardening-Fuse-93426307 [ 2025 ], Lateral Hardening-Fuse-93426299, Lateral Hardening-Fuse-90286313, Lateral Hardening-Fuse-93426253 [ 2025 ], Lateral Hardening-Fuse-93426296, Lateral Hardening-Fuse-93426238 | 1500Million | Plant City | -1 | 2024
Lateral Hardening | Lateral Hardening-Fuse-60028713,5 | 13007 | 1570078.5737 | 162955.9233 | 2104319.316 | 858545.4545 | 2.451 | 0.89432 | 960000 | 50 | 5 | 4 | 0 | 4 | 9 | Lateral Hardening-Fuse-60028713 [ 2029 ], Lateral Hardening-Fuse-90297638, Lateral Hardening-Fuse-91585039 [ 2029 ], Lateral Hardening-Fuse-60028695, Lateral Hardening-Fuse-60028796 | 1500Million | Plant City | -1 | 2024
Lateral Hardening | Lateral Hardening-Fuse-60005444,3 | 13037 | 2005062.1951 | 73868.017 | 2018665.8125 | 824909.0909 | 2.4471 | 0.85928 | 960000 | 304 | 3 | 6 | 0 | 6 | 9 | Lateral Hardening-Fuse-60005444 [ 2026 ], Lateral Hardening-Fuse-60005473, Lateral Hardening-Fuse-60005457 [ 2026 ] | 1500Million | Central | -1 | 2024
Lateral Hardening | Lateral Hardening-Fuse-10105717,1 | 13878 | 348502.7497 | 18296.168 | 918197.9786 | 375454.5455 | 2.4456 | 0.31288 | 1200000 | 351 | 1 | 7 | 0 | 7 | 8 | Lateral Hardening-Fuse-10105717 [ 2022 ] | 1500Million | Eastern | -1 | 2024
Lateral Hardening | Lateral Hardening-Fuse-93019714,1 | 13840 | 377405.2186 | 22152.9054 | 386293.7828 | 160454.5455 | 2.4075 | 0.13371 | 1200000 | 41 | 1 | 0 | 0 | 0 | 1 | Lateral Hardening-Fuse-93019714 [ 2020 ] | 1500Million | Central | -1 | 2024
Lateral Hardening | Lateral Hardening-Fuse-91359197,10 | 13224 | 2915977.0908 | 321253.5325 | 3219010.2688 | 1349454.5455 | 2.3854 | 1.4057 | 960000 | 256 | 10 | 1 | 0 | 1 | 11 | Lateral Hardening-Fuse-91359197 [ 2025 ], Lateral Hardening-Fuse-60123823 [ 2025 ], Lateral Hardening-Fuse-91852790, Lateral Hardening-Fuse-60123822, Lateral Hardening-Fuse-91032282 [ 2025 ], Lateral Hardening-Fuse-91852789, Lateral Hardening-Fuse-91852788, Lateral Hardening-Fuse-91852787, Lateral Hardening-Fuse-91852791, Lateral Hardening-Fuse-91852794 | 1500Million | Central | -1 | 2024
Lateral Hardening | Lateral Hardening-Fuse-10429522,7 | 13835 | 2391974.4114 | 184694.9145 | 2507820.136 | 1058727.2727 | 2.3687 | 1.1028 | 960000 | 172 | 7 | 2 | 0 | 2 | 9 | Lateral Hardening-Fuse-10429522 [ 2022 ], Lateral Hardening-Fuse-90872927, Lateral Hardening-Fuse-90872926, Lateral Hardening-Fuse-91715358, Lateral Hardening-Fuse-91697831, Lateral Hardening-Fuse-91683028, Lateral Hardening-Fuse-91689295 | 1500Million | Central | -1 | 2024
Lateral Hardening | Lateral Hardening-Fuse-10563815,1 | 13293 | 1154304.9739 | 163551.9962 | 1275729.7277 | 541818.1818 | 2.3545 | 0.45152 | 1200000 | 58 | 1 | 1 | 0 | 1 | 2 | Lateral Hardening-Fuse-10563815 [ 2024 ] | 1500Million | Winter Haven | -1 | 2024
Lateral Hardening | Lateral Hardening-Fuse-10406693,1 | 13837 | 528119.9718 | 28234.6696 | 608790.8219 | 259772.7273 | 2.3436 | 0.21648 | 1200000 | 20 | 1 | 0 | 0 | 0 | 1 | Lateral Hardening-Fuse-10406693 [ 2029 ] | 1500Million | Central | -1 | 2024
Lateral Hardening | Lateral Hardening-Fuse-92922162,1 | 13224 | 304755.3432 | 13798.0317 | 304216.5705 | 130227.2727 | 2.336 | 0.10852 | 1200000 | 19 | 1 | 0 | 0 | 0 | 1 | Lateral Hardening-Fuse-92922162 [ 2025 ] | 1500Million | Central | -1 | 2024
Lateral Hardening | Lateral Hardening-Fuse-91151734,1 | 13364 | 261021.6907 | 10814.3201 | 259213.3198 | 111590.9091 | 2.3229 | 0.092992 | 1200000 | 53 | 1 | 1 | 0 | 1 | 2 | Lateral Hardening-Fuse-91151734 [ 2025 ] | 1500Million | Central | -1 | 2024
Lateral Hardening | Lateral Hardening-Fuse-90377733,1 | 13389 | 312946.1307 | 18638.446 | 318158.0065 | 137954.5455 | 2.3063 | 0.11496 | 1200000 | 4 | 1 | 0 | 0 | 0 | 1 | Lateral Hardening-Fuse-90377733 [ 2025 ] | 1500Million | Plant City | -1 | 2024
Lateral Hardening | Lateral Hardening-Fuse-10005221,1 | 13160 | 1356570.4597 | 114587.8626 | 1565327.2042 | 688636.3636 | 2.2731 | 0.57386 | 1200000 | 125 | 1 | 0 | 0 | 0 | 1 | Lateral Hardening-Fuse-10005221 [ 2026 ] | 1500Million | Central | -1 | 2024
Lateral Hardening | Lateral Hardening-Fuse-10686019,1 | 13808 | 374203.0537 | 25393.9898 | 384692.79 | 169772.7273 | 2.2659 | 0.14148 | 1200000 | 5 | 1 | 0 | 0 | 0 | 1 | Lateral Hardening-Fuse-10686019 [ 2027 ] | 1500Million | Plant City | -1 | 2024
Lateral Hardening | Lateral Hardening-Fuse-90900553,1 | 13712 | 2763462.3615 | 378081.1373 | 3173456.0988 | 1408409.0909 | 2.2532 | 1.1737 | 1200000 | 214 | 1 | 2 | 0 | 2 | 3 | Lateral Hardening-Fuse-90900553 [ 2026 ] | 1500Million | Eastern | -1 | 2024
Lateral Hardening | Lateral Hardening-Fuse-10384706,1 | 13351 | 296531.4141 | 12868.7683 | 296441.3217 | 131818.1818 | 2.2489 | 0.10985 | 1200000 | 29 | 1 | 1 | 0 | 1 | 2 | Lateral Hardening-Fuse-10384706 [ 2023 ] | 1500Million | Central | -1 | 2024
Lateral Hardening | Lateral Hardening-Fuse-90297635,1 | 13007 | 339286.524 | 19053.2066 | 344128.6097 | 154545.4545 | 2.2267 | 0.12879 | 1200000 | 12 | 1 | 0 | 0 | 0 | 1 | Lateral Hardening-Fuse-90297635 [ 2029 ] | 1500Million | Plant City | -1 | 2024
Lateral Hardening | Lateral Hardening-Fuse-10904171,1 | 13712 | 2044586.1241 | 230348.0966 | 2312603.9661 | 1040000 | 2.2237 | 0.86667 | 1200000 | 51 | 1 | 2 | 0 | 2 | 3 | Lateral Hardening-Fuse-10904171 [ 2026 ] | 1500Million | Eastern | -1 | 2024
Lateral Hardening | Lateral Hardening-Fuse-10429550,1 | 13835 | 541809.1351 | 31950.6636 | 553256.1889 | 250909.0909 | 2.205 | 0.20909 | 1200000 | 37 | 1 | 0 | 0 | 0 | 1 | Lateral Hardening-Fuse-10429550 [ 2022 ] | 1500Million | Central | -1 | 2024
Lateral Hardening | Lateral Hardening-Fuse-10298296,1 | 13738 | 711900.9887 | 25665.9465 | 703613.3492 | 319318.1818 | 2.2035 | 0.2661 | 1200000 | 18 | 1 | 3 | 0 | 3 | 4 | Lateral Hardening-Fuse-10298296 [ 2024 ] | 1500Million | Western | -1 | 2024
Lateral Hardening | Lateral Hardening-Fuse-91170210,1 | 13036 | 372177.484 | 20993.208 | 375233.7501 | 171136.3636 | 2.1926 | 0.14261 | 1200000 | 24 | 1 | 0 | 0 | 0 | 1 | Lateral Hardening-Fuse-91170210 [ 2026 ] | 1500Million | Central | -1 | 2024
Lateral Hardening | Lateral Hardening-Fuse-10688316,1 | 13068 | 266936.4338 | 12672.3893 | 266635.575 | 122954.5455 | 2.1686 | 0.10246 | 1200000 | 16 | 1 | 0 | 0 | 0 | 1 | Lateral Hardening-Fuse-10688316 [ 2027 ] | 1500Million | Western | -1 | 2024
Lateral Hardening | Lateral Hardening-Fuse-93177927,1 | 13084 | 313031.7254 | 12366.3362 | 310419.5809 | 143636.3636 | 2.1611 | 0.1197 | 1200000 | 14 | 1 | 0 | 0 | 0 | 1 | Lateral Hardening-Fuse-93177927 [ 2029 ] | 1500Million | Eastern | -1 | 2024
Lateral Hardening | Lateral Hardening-Fuse-93271595,3 | 13820 | 2182907.989 | 123979.9897 | 2228975.9123 | 1037636.3636 | 2.1481 | 1.0809 | 960000 | 77 | 3 | 1 | 0 | 1 | 4 | Lateral Hardening-Fuse-93271595, Lateral Hardening-Fuse-93271080 [ 2025 ], Lateral Hardening-Fuse-93271592 [ 2025 ] | 1500Million | South Hillsborough | -1 | 2024
Lateral Hardening | Lateral Hardening-Fuse-10563783,2 | 13293 | 507936.0591 | 44589.2467 | 529143.2038 | 246727.2727 | 2.1446 | 0.25701 | 960000 | 40 | 2 | 0 | 0 | 0 | 2 | Lateral Hardening-Fuse-10563783 [ 2024 ], Lateral Hardening-Fuse-60166994 | 1500Million | Winter Haven | -1 | 2024
Lateral Hardening | Lateral Hardening-Fuse-10588281,1 | 13444 | 1016625.1726 | 66068.4775 | 1050060.8088 | 494090.9091 | 2.1252 | 0.41174 | 1200000 | 92 | 1 | 2 | 0 | 2 | 3 | Lateral Hardening-Fuse-10588281 [ 2029 ] | 1500Million | Winter Haven | -1 | 2024
Lateral Hardening | Lateral Hardening-Fuse-92018843,1 | 13911 | 304613.8556 | 15478.1681 | 309221.5752 | 146590.9091 | 2.1094 | 0.12216 | 1200000 | 16 | 1 | 0 | 0 | 0 | 1 | Lateral Hardening-Fuse-92018843 [ 2022 ] | 1500Million | Eastern | -1 | 2024
Lateral Hardening | Lateral Hardening-Fuse-10087545,4 | 13389 | 971218.1262 | 80172.4941 | 1118263.6658 | 530909.0909 | 2.1063 | 0.55303 | 960000 | 37 | 4 | 0 | 0 | 0 | 4 | Lateral Hardening-Fuse-10087545 [ 2025 ], Lateral Hardening-Fuse-90288577 [ 2025 ], Lateral Hardening-Fuse-90288542, Lateral Hardening-Fuse-90288550 | 1500Million | Plant City | -1 | 2024
Lateral Hardening | Lateral Hardening-Fuse-60028585,6 | 13007 | 1423037.1999 | 136857.629 | 1704527.7296 | 809272.7273 | 2.1062 | 0.84299 | 960000 | 51 | 6 | 1 | 0 | 1 | 7 | Lateral Hardening-Fuse-60028585 [ 2029 ], Lateral Hardening-Fuse-90296905, Lateral Hardening-Fuse-90296900 [ 2029 ], Lateral Hardening-Fuse-60028593, Lateral Hardening-Fuse-90296902, Lateral Hardening-Fuse-60028603 | 1500Million | Plant City | -1 | 2024
Lateral Hardening | Lateral Hardening-Fuse-10465327,3 | 13434 | 985954.7658 | 149188.138 | 1138222.2209 | 547454.5455 | 2.0791 | 0.57027 | 960000 | 164 | 3 | 2 | 0 | 2 | 5 | Lateral Hardening-Fuse-10465327 [ 2027 ], Lateral Hardening-Fuse-91900427, Lateral Hardening-Fuse-91899106 | 1500Million | Eastern | -1 | 2024
Lateral Hardening | Lateral Hardening-Fuse-60157737,17 | 13911 | 6325526.7149 | 958750.9397 | 7688174.9226 | 3703090.9091 | 2.0762 | 3.8574 | 960000 | 761 | 17 | 12 | 0 | 12 | 29 | Lateral Hardening-Fuse-60157737 [ 2022 ], Lateral Hardening-Fuse-91276385 [ 2022 ], Lateral Hardening-Fuse-91317878, Lateral Hardening-Fuse-91084389, Lateral Hardening-Fuse-91556649 [ 2022 ], Lateral Hardening-Fuse-91665193 [ 2022 ], Lateral Hardening-Fuse-91665202, Lateral Hardening-Fuse-90128675, Lateral Hardening-Fuse-90858554, Lateral Hardening-Fuse-90858611, Lateral Hardening-Fuse-91291097, Lateral Hardening-Fuse-91291099, Lateral Hardening-Fuse-91484981, Lateral Hardening-Fuse-91431762, Lateral Hardening-Fuse-91431747, Lateral Hardening-Fuse-91431731, Lateral Hardening-Fuse-60157746 | 1500Million | Eastern | -1 | 2024
Lateral Hardening | Lateral Hardening-Fuse-10588277,1 | 13444 | 105962.8819 | 2388.7091 | 146439.7594 | 70909.0909 | 2.0652 | 0.059091 | 1200000 | 48 | 1 | 0 | 0 | 0 | 1 | Lateral Hardening-Fuse-10588277 | 1500Million | Winter Haven | -1 | 2024
Lateral Hardening | Lateral Hardening-Fuse-10795737,1 | 13695 | 502634.5291 | 46004.9377 | 530735.3514 | 258409.0909 | 2.0539 | 0.21534 | 1200000 | 36 | 1 | 0 | 0 | 0 | 1 | Lateral Hardening-Fuse-10795737 [ 2023 ] | 1500Million | Winter Haven | -1 | 2024
Lateral Hardening | Lateral Hardening-Fuse-10153141,1 | 13154 | 214306.6035 | 29933.5795 | 398598.3703 | 195909.0909 | 2.0346 | 0.16326 | 1200000 | 17 | 1 | 3 | 0 | 3 | 4 | Lateral Hardening-Fuse-10153141 | 1500Million | Western | -1 | 2024
Lateral Hardening | Lateral Hardening-Fuse-60076375,1 | 13036 | 375809.3603 | 15019.4317 | 372888.8809 | 183409.0909 | 2.0331 | 0.15284 | 1200000 | 33 | 1 | 0 | 0 | 0 | 1 | Lateral Hardening-Fuse-60076375 [ 2026 ] | 1500Million | Central | -1 | 2024
Lateral Hardening | Lateral Hardening-Fuse-91439842,4 | 13224 | 1363904.0338 | 134017.4042 | 1450358.6945 | 717090.9091 | 2.0226 | 0.74697 | 960000 | 87 | 4 | 0 | 0 | 0 | 4 | Lateral Hardening-Fuse-91439842 [ 2025 ], Lateral Hardening-Fuse-10382354, Lateral Hardening-Fuse-90104823, Lateral Hardening-Fuse-91439878 [ 2025 ] | 1500Million | Central | -1 | 2024
Lateral Hardening | Lateral Hardening-Fuse-10087587,1 | 13389 | 232534.1373 | 10222.442 | 242662.2105 | 120227.2727 | 2.0184 | 0.10019 | 1200000 | 9 | 1 | 0 | 0 | 0 | 1 | Lateral Hardening-Fuse-10087587 [ 2025 ] | 1500Million | Plant City | -1 | 2024
Lateral Hardening | Lateral Hardening-Fuse-10339836,1 | 14032 | 310262.114 | 10937.3468 | 306644.8063 | 154090.9091 | 1.99 | 0.12841 | 1200000 | 12 | 1 | 4 | 0 | 4 | 5 | Lateral Hardening-Fuse-10339836 [ 2021 ] | 1500Million | Western | -1 | 2024
Lateral Hardening | Lateral Hardening-Fuse-10686128,1 | 13808 | 671801.5725 | 47660.7512 | 693172.8925 | 350681.8182 | 1.9766 | 0.29223 | 1200000 | 88 | 1 | 2 | 0 | 2 | 3 | Lateral Hardening-Fuse-10686128 [ 2027 ] | 1500Million | Plant City | -1 | 2024
Lateral Hardening | Lateral Hardening-Fuse-91867495,2 | 13808 | 725344.5118 | 58058.366 | 756293.6462 | 384363.6364 | 1.9677 | 0.40038 | 960000 | 4 | 2 | 0 | 0 | 0 | 2 | Lateral Hardening-Fuse-91867495, Lateral Hardening-Fuse-91935537 [ 2027 ] | 1500Million | Plant City | -1 | 2024
Lateral Hardening | Lateral Hardening-Fuse-60005771,1 | 13037 | 366967.79 | 10436.6862 | 359632.6641 | 183181.8182 | 1.9633 | 0.15265 | 1200000 | 11 | 1 | 1 | 0 | 1 | 2 | Lateral Hardening-Fuse-60005771 [ 2026 ] | 1500Million | Central | -1 | 2024
Lateral Hardening | Lateral Hardening-Fuse-60255611,2 | 13037 | 687137.3231 | 80414.529 | 767618.9747 | 395090.9091 | 1.9429 | 0.41155 | 960000 | 46 | 2 | 0 | 0 | 0 | 2 | Lateral Hardening-Fuse-60255611 [ 2026 ], Lateral Hardening-Fuse-91815577 | 1500Million | Central | -1 | 2024
Lateral Hardening | Lateral Hardening-Fuse-10801798,2 | 13953 | 2572776.4197 | 816889.3793 | 3689673.5888 | 1904181.8182 | 1.9377 | 1.9835 | 960000 | 141 | 2 | 6 | 0 | 6 | 8 | Lateral Hardening-Fuse-10801798, Lateral Hardening-Fuse-90889173 | 1500Million | Eastern | -1 | 2024
Lateral Hardening | Lateral Hardening-Fuse-60005739,1 | 13037 | 940602.3889 | 105015.7553 | 1012353.2703 | 522727.2727 | 1.9367 | 0.43561 | 1200000 | 76 | 1 | 0 | 0 | 0 | 1 | Lateral Hardening-Fuse-60005739 [ 2026 ] | 1500Million | Central | -1 | 2024
Lateral Hardening | Lateral Hardening-Fuse-60526230,2 | 13293 | 1085974.8477 | 258899.0645 | 1310105.3997 | 693090.9091 | 1.8902 | 0.72197 | 960000 | 78 | 2 | 1 | 1 | 0 | 3 | Lateral Hardening-Fuse-60526230 [ 2024 ], Lateral Hardening-Fuse-60167012 | 1500Million | Winter Haven | -1 | 2024
Lateral Hardening | Lateral Hardening-Fuse-10583638,1 | 13840 | 442313.103 | 98430.0636 | 524373.3795 | 277954.5455 | 1.8865 | 0.23163 | 1200000 | 55 | 1 | 0 | 0 | 0 | 1 | Lateral Hardening-Fuse-10583638 [ 2023 ] | 1500Million | Central | -1 | 2024
Lateral Hardening | Lateral Hardening-Fuse-92408622,1 | 13019 | 1613918.3135 | 134379.6194 | 1694029.3684 | 900681.8182 | 1.8808 | 0.75057 | 1200000 | 135 | 1 | 0 | 0 | 0 | 1 | Lateral Hardening-Fuse-92408622 [ 2024 ] | 1500Million | South Hillsborough | -1 | 2024
Lateral Hardening | Lateral Hardening-Fuse-10465316,1 | 13434 | 311048.4248 | 21705.3074 | 322123.8523 | 174090.9091 | 1.8503 | 0.14508 | 1200000 | 13 | 1 | 0 | 0 | 0 | 1 | Lateral Hardening-Fuse-10465316 [ 2027 ] | 1500Million | Eastern | -1 | 2024
Lateral Hardening | Lateral Hardening-Fuse-10781383,1 | 13712 | 204390.8393 | 14645.2829 | 209999.0253 | 113636.3636 | 1.848 | 0.094697 | 1200000 | 16 | 1 | 1 | 0 | 1 | 2 | Lateral Hardening-Fuse-10781383 [ 2026 ] | 1500Million | Eastern | -1 | 2024
Lateral Hardening | Lateral Hardening-Fuse-10686006,1 | 13808 | 612071.6285 | 47152.0469 | 638144.1012 | 345454.5455 | 1.8473 | 0.28788 | 1200000 | 5 | 1 | 0 | 0 | 0 | 1 | Lateral Hardening-Fuse-10686006 [ 2027 ] | 1500Million | Plant City | -1 | 2024
Lateral Hardening | Lateral Hardening-Fuse-90530156,1 | 13224 | 155449.1254 | 6032.0164 | 167573.1942 | 92045.4545 | 1.8205 | 0.076705 | 1200000 | 17 | 1 | 0 | 0 | 0 | 1 | Lateral Hardening-Fuse-90530156 [ 2025 ] | 1500Million | Central | -1 | 2024
Lateral Hardening | Lateral Hardening-Fuse-93018621,4 | 13290 | 1145525.7951 | 165761.1947 | 1320463.8497 | 731272.7273 | 1.8057 | 0.76174 | 960000 | 76 | 4 | 1 | 0 | 1 | 5 | Lateral Hardening-Fuse-93018621 [ 2025 ], Lateral Hardening-Fuse-60318165, Lateral Hardening-Fuse-90945014, Lateral Hardening-Fuse-60318166 | 1500Million | Winter Haven | -1 | 2024
Lateral Hardening | Lateral Hardening-Fuse-10098194,4 | 13084 | 1026862.8279 | 97912.944 | 1092607.5125 | 607636.3636 | 1.7981 | 0.63295 | 960000 | 62 | 4 | 0 | 0 | 0 | 4 | Lateral Hardening-Fuse-10098194 [ 2029 ], Lateral Hardening-Fuse-10098197, Lateral Hardening-Fuse-10098199, Lateral Hardening-Fuse-10098200 | 1500Million | Eastern | -1 | 2024
Lateral Hardening | Lateral Hardening-Fuse-60087488,1 | 13036 | 783877.987 | 140110.7474 | 896184.8978 | 504318.1818 | 1.777 | 0.42027 | 1200000 | 65 | 1 | 0 | 0 | 0 | 1 | Lateral Hardening-Fuse-60087488 [ 2026 ] | 1500Million | Central | -1 | 2024
Lateral Hardening | Lateral Hardening-Fuse-92070695,2 | 13188 | 317565.7071 | 93739.7013 | 399642.8411 | 226181.8182 | 1.7669 | 0.23561 | 960000 | 19 | 2 | 2 | 1 | 1 | 4 | Lateral Hardening-Fuse-92070695 [ 2021 ], Lateral Hardening-Fuse-91526663 | 1500Million | Central | -1 | 2024
Lateral Hardening | Lateral Hardening-Fuse-10095454,2 | 13786 | 400124.4058 | 32547.3169 | 420109.8653 | 238727.2727 | 1.7598 | 0.24867 | 960000 | 4 | 2 | 1 | 0 | 1 | 3 | Lateral Hardening-Fuse-10095454 [ 2024 ], Lateral Hardening-Fuse-90815303 | 1500Million | Plant City | -1 | 2024
Lateral Hardening | Lateral Hardening-Fuse-10465331,1 | 13434 | 653395.3143 | 62534.0228 | 690154.3102 | 396363.6364 | 1.7412 | 0.3303 | 1200000 | 29 | 1 | 1 | 0 | 1 | 2 | Lateral Hardening-Fuse-10465331 [ 2027 ] | 1500Million | Eastern | -1 | 2024
Lateral Hardening | Lateral Hardening-Fuse-92655489,1 | 13068 | 196583.8001 | 9124.1301 | 196144.8414 | 113181.8182 | 1.733 | 0.094318 | 1200000 | 19 | 1 | 0 | 0 | 0 | 1 | Lateral Hardening-Fuse-92655489 | 1500Million | Western | -1 | 2024
Lateral Hardening | Lateral Hardening-Fuse-10236654,1 | 13511 | 2205207.7075 | 426238.0357 | 2647847.9942 | 1533409.0909 | 1.7268 | 1.2778 | 1200000 | 150 | 1 | 0 | 0 | 0 | 1 | Lateral Hardening-Fuse-10236654 [ 2029 ] | 1500Million | Western | -1 | 2024
Lateral Hardening | Lateral Hardening-Fuse-91566819,1 | 13690 | 929721.6065 | 315288.594 | 1309130.0644 | 764318.1818 | 1.7128 | 0.63693 | 1200000 | 338 | 1 | 3 | 0 | 3 | 4 | Lateral Hardening-Fuse-91566819 [ 2029 ] | 1500Million | Eastern | -1 | 2024
Lateral Hardening | Lateral Hardening-Fuse-92803239,2 | 14032 | 858643.7142 | 142779.2861 | 966911.6801 | 579272.7273 | 1.6692 | 0.60341 | 960000 | 14 | 2 | 1 | 0 | 1 | 3 | Lateral Hardening-Fuse-92803239 [ 2021 ], Lateral Hardening-Fuse-92729035 [ 2021 ] | 1500Million | Western | -1 | 2024
Lateral Hardening | Lateral Hardening-Fuse-60646433,1 | 13712 | 83944.8336 | 2803.1902 | 82744.7271 | 50000 | 1.6549 | 0.04072 | 1227906.9767 | 3 | 1 | 0 | 0 | 0 | 1 | Lateral Hardening-Fuse-60646433 | 1500Million | Eastern | -1 | 2024
Lateral Hardening | Lateral Hardening-Fuse-10795721,1 | 13695 | 298072.1963 | 45127.4458 | 331812.6908 | 201363.6364 | 1.6478 | 0.1678 | 1200000 | 23 | 1 | 0 | 0 | 0 | 1 | Lateral Hardening-Fuse-10795721 | 1500Million | Winter Haven | -1 | 2024
Lateral Hardening | Lateral Hardening-Fuse-90526768,1 | 13199 | 292222.6914 | 24641.4623 | 361528.5345 | 221818.1818 | 1.6298 | 0.18485 | 1200000 | 23 | 1 | 0 | 0 | 0 | 1 | Lateral Hardening-Fuse-90526768 [ 2026 ] | 1500Million | Western | -1 | 2024
Lateral Hardening | Lateral Hardening-Fuse-10429499,1 | 13835 | 391878.4917 | 53575.7431 | 430071.2143 | 265454.5455 | 1.6201 | 0.22121 | 1200000 | 22 | 1 | 6 | 0 | 6 | 7 | Lateral Hardening-Fuse-10429499 [ 2022 ] | 1500Million | Central | -1 | 2024
Lateral Hardening | Lateral Hardening-Fuse-60027274,1 | 13062 | 1353864.0371 | 319740.6991 | 1753503.1851 | 1085909.0909 | 1.6148 | 0.90492 | 1200000 | 126 | 1 | 0 | 0 | 0 | 1 | Lateral Hardening-Fuse-60027274 | 1500Million | Western | -1 | 2024
Lateral Hardening | Lateral Hardening-Fuse-10640135,1 | 13795 | 72991.7103 | 2388.363 | 79321.6009 | 50000 | 1.5864 | 0.027841 | 1795918.3673 | 38 | 1 | 1 | 0 | 1 | 2 | Lateral Hardening-Fuse-10640135 [ 2027 ] | 1500Million | Eastern | -1 | 2024
Lateral Hardening | Lateral Hardening-Fuse-10565888,1 | 13290 | 385632.0042 | 41359.7564 | 413182.2736 | 260454.5455 | 1.5864 | 0.21705 | 1200000 | 31 | 1 | 0 | 0 | 0 | 1 | Lateral Hardening-Fuse-10565888 [ 2025 ] | 1500Million | Winter Haven | -1 | 2024
Lateral Hardening | Lateral Hardening-Fuse-92856629,1 | 13224 | 173390.6083 | 18228.9012 | 182992.3317 | 115454.5455 | 1.585 | 0.096212 | 1200000 | 12 | 1 | 0 | 0 | 0 | 1 | Lateral Hardening-Fuse-92856629 | 1500Million | Central | -1 | 2024
Lateral Hardening | Lateral Hardening-Fuse-10465308,1 | 13434 | 1039561.016 | 196031.5565 | 1385983.2346 | 875227.2727 | 1.5836 | 0.72936 | 1200000 | 60 | 1 | 0 | 0 | 0 | 1 | Lateral Hardening-Fuse-10465308 [ 2027 ] | 1500Million | Eastern | -1 | 2024
Lateral Hardening | Lateral Hardening-Fuse-90881194,3 | 13840 | 864286.181 | 116068.9584 | 986555.7497 | 624363.6364 | 1.5801 | 0.65038 | 960000 | 22 | 3 | 0 | 0 | 0 | 3 | Lateral Hardening-Fuse-90881194 [ 2023 ], Lateral Hardening-Fuse-10583652 [ 2023 ], Lateral Hardening-Fuse-90144168 | 1500Million | Central | -1 | 2024
Lateral Hardening | Lateral Hardening-Fuse-92936883,1 | 13391 | 2564500.0374 | 395039.7056 | 2911963.8554 | 1884545.4545 | 1.5452 | 1.5705 | 1200000 | 106 | 1 | 0 | 0 | 0 | 1 | Lateral Hardening-Fuse-92936883 [ 2028 ] | 1500Million | Plant City | -1 | 2024
Lateral Hardening | Lateral Hardening-Fuse-10087575,13 | 13389 | 2941402.9722 | 407281.1948 | 3817614.8165 | 2473090.9091 | 1.5437 | 2.5761 | 960000 | 109 | 13 | 0 | 0 | 0 | 13 | Lateral Hardening-Fuse-10087575 [ 2025 ], Lateral Hardening-Fuse-10087610, Lateral Hardening-Fuse-90287531, Lateral Hardening-Fuse-10087563, Lateral Hardening-Fuse-90288102, Lateral Hardening-Fuse-90288088, Lateral Hardening-Fuse-90288082, Lateral Hardening-Fuse-92608641, Lateral Hardening-Fuse-60479437, Lateral Hardening-Fuse-10087611, Lateral Hardening-Fuse-90288071, Lateral Hardening-Fuse-10087562, Lateral Hardening-Fuse-10087570 | 1500Million | Plant City | -1 | 2024
Lateral Hardening | Lateral Hardening-Fuse-91692347,1 | 13068 | 413476.6234 | 76413.6793 | 492020.1756 | 320681.8182 | 1.5343 | 0.26723 | 1200000 | 55 | 1 | 0 | 0 | 0 | 1 | Lateral Hardening-Fuse-91692347 [ 2027 ] | 1500Million | Western | -1 | 2024
Lateral Hardening | Lateral Hardening-Fuse-91957152,1 | 13073 | 146115.2627 | 12696.0172 | 151831.1005 | 99090.9091 | 1.5322 | 0.082576 | 1200000 | 47 | 1 | 1 | 0 | 1 | 2 | Lateral Hardening-Fuse-91957152 | 1500Million | Western | -1 | 2024
Lateral Hardening | Lateral Hardening-Fuse-90430158,6 | 13190 | 1677889.2657 | 794284.335 | 2408814.3844 | 1573272.7273 | 1.5311 | 1.6388 | 960000 | 127 | 6 | 5 | 0 | 5 | 11 | Lateral Hardening-Fuse-90430158, Lateral Hardening-Fuse-90426389, Lateral Hardening-Fuse-90425091, Lateral Hardening-Fuse-90416981, Lateral Hardening-Fuse-90417130, Lateral Hardening-Fuse-90435738 | 1500Million | Western | -1 | 2024
Lateral Hardening | Lateral Hardening-Fuse-92601419,2 | 13827 | 304624.7856 | 100183.0792 | 499673.1435 | 326727.2727 | 1.5293 | 0.34034 | 960000 | 138 | 2 | 2 | 0 | 2 | 4 | Lateral Hardening-Fuse-92601419, Lateral Hardening-Fuse-91442073 [ 2029 ] | 1500Million | Central | -1 | 2024
Lateral Hardening | Lateral Hardening-Fuse-10465296,1 | 13434 | 298056.3157 | 78957.3503 | 376921.6154 | 246818.1818 | 1.5271 | 0.20568 | 1200000 | 49 | 1 | 0 | 0 | 0 | 1 | Lateral Hardening-Fuse-10465296 [ 2027 ] | 1500Million | Eastern | -1 | 2024
Lateral Hardening | Lateral Hardening-Fuse-10795770,1 | 13695 | 542940.6364 | 76708.9491 | 597422.3898 | 395454.5455 | 1.5107 | 0.32955 | 1200000 | 19 | 1 | 1 | 0 | 1 | 2 | Lateral Hardening-Fuse-10795770 [ 2023 ] | 1500Million | Winter Haven | -1 | 2024
Lateral Hardening | Lateral Hardening-Fuse-93294943,1 | 13808 | 242376.3937 | 13559.6074 | 244345.0749 | 162272.7273 | 1.5058 | 0.13523 | 1200000 | 6 | 1 | 0 | 0 | 0 | 1 | Lateral Hardening-Fuse-93294943 | 1500Million | Plant City | -1 | 2024
Lateral Hardening | Lateral Hardening-Fuse-10406661,1 | 13837 | 185691.8182 | 10502.1857 | 229178.0648 | 152500 | 1.5028 | 0.12708 | 1200000 | 71 | 1 | 0 | 0 | 0 | 1 | Lateral Hardening-Fuse-10406661 [ 2029 ] | 1500Million | Central | -1 | 2024
Lateral Hardening | Lateral Hardening-Fuse-93185703,1 | 13797 | 80277.9779 | 4157.4299 | 80595.7874 | 53636.3636 | 1.5026 | 0.044697 | 1200000 | 3 | 1 | 0 | 0 | 0 | 1 | Lateral Hardening-Fuse-93185703 [ 2021 ] | 1500Million | Eastern | -1 | 2024
Lateral Hardening | Lateral Hardening-Fuse-91164548,5 | 13036 | 2179482.5397 | 223690.2114 | 2330216.9153 | 1551636.3636 | 1.5018 | 1.6163 | 960000 | 69 | 5 | 2 | 0 | 2 | 7 | Lateral Hardening-Fuse-91164548 [ 2026 ], Lateral Hardening-Fuse-91528526, Lateral Hardening-Fuse-91484342, Lateral Hardening-Fuse-92880771, Lateral Hardening-Fuse-91164537 | 1500Million | Central | -1 | 2024
Lateral Hardening | Lateral Hardening-Fuse-10000703,1 | 13236 | 864510.3746 | 163445.6267 | 1082049.7288 | 727727.2727 | 1.4869 | 0.60644 | 1200000 | 12 | 1 | 0 | 0 | 0 | 1 | Lateral Hardening-Fuse-10000703 [ 2029 ] | 1500Million | South Hillsborough | -1 | 2024
Lateral Hardening | Lateral Hardening-Fuse-93019196,1 | 13840 | 357465.1911 | 44494.5253 | 391830.6656 | 263863.6364 | 1.485 | 0.21989 | 1200000 | 122 | 1 | 0 | 0 | 0 | 1 | Lateral Hardening-Fuse-93019196 [ 2023 ] | 1500Million | Central | -1 | 2024
Lateral Hardening | Lateral Hardening-Fuse-92165771,2 | 13019 | 1208966.733 | 206237.1072 | 1371259.8989 | 932909.0909 | 1.4699 | 0.97178 | 960000 | 83 | 2 | 0 | 0 | 0 | 2 | Lateral Hardening-Fuse-92165771 [ 2024 ], Lateral Hardening-Fuse-92165770 | 1500Million | South Hillsborough | -1 | 2024
Lateral Hardening | Lateral Hardening-Fuse-92617096,2 | 13084 | 761405.4651 | 110621.2791 | 844832.7932 | 581454.5455 | 1.453 | 0.60568 | 960000 | 17 | 2 | 3 | 0 | 3 | 5 | Lateral Hardening-Fuse-92617096 [ 2029 ], Lateral Hardening-Fuse-91106520 | 1500Million | Eastern | -1 | 2024
Lateral Hardening | Lateral Hardening-Fuse-10406696,1 | 13837 | 254309.4533 | 18674.0293 | 308103.9923 | 217045.4545 | 1.4195 | 0.18087 | 1200000 | 9 | 1 | 0 | 0 | 0 | 1 | Lateral Hardening-Fuse-10406696 [ 2029 ] | 1500Million | Central | -1 | 2024
Lateral Hardening | Lateral Hardening-Fuse-60443955,1 | 14112 | 429448.0511 | 65116.2491 | 479029.7559 | 340909.0909 | 1.4052 | 0.28409 | 1200000 | 51 | 1 | 0 | 0 | 0 | 1 | Lateral Hardening-Fuse-60443955 [ 2024 ] | 1500Million | Eastern | -1 | 2024
Lateral Hardening | Lateral Hardening-Fuse-92655466,1 | 13068 | 1146624.528 | 285304.1138 | 1399462.893 | 1005454.5455 | 1.3919 | 0.83788 | 1200000 | 91 | 1 | 0 | 0 | 0 | 1 | Lateral Hardening-Fuse-92655466 [ 2027 ] | 1500Million | Western | -1 | 2024
Lateral Hardening | Lateral Hardening-Fuse-91324237,2 | 13160 | 671999.4883 | 162531.2316 | 871007.2983 | 636181.8182 | 1.3691 | 0.66269 | 960000 | 81 | 2 | 0 | 0 | 0 | 2 | Lateral Hardening-Fuse-91324237, Lateral Hardening-Fuse-91457686 | 1500Million | Central | -1 | 2024
Lateral Hardening | Lateral Hardening-Fuse-60036093,1 | 13076 | 338615.7519 | 111895.7646 | 455382.0288 | 334772.7273 | 1.3603 | 0.27898 | 1200000 | 19 | 1 | 0 | 0 | 0 | 1 | Lateral Hardening-Fuse-60036093 [ 2029 ] | 1500Million | Western | -1 | 2024
Lateral Hardening | Lateral Hardening-Fuse-91565732,1 | 13695 | 99542.3426 | 1828.5306 | 96697.0255 | 71818.1818 | 1.3464 | 0.059848 | 1200000 | 37 | 1 | 1 | 0 | 1 | 2 | Lateral Hardening-Fuse-91565732 [ 2023 ] | 1500Million | Winter Haven | -1 | 2024
Lateral Hardening | Lateral Hardening-Fuse-92691548,1 | 13290 | 108949.9636 | 3394.0061 | 107106.7718 | 80227.2727 | 1.335 | 0.066856 | 1200000 | 67 | 1 | 3 | 0 | 3 | 4 | Lateral Hardening-Fuse-92691548 [ 2025 ] | 1500Million | Winter Haven | -1 | 2024
Lateral Hardening | Lateral Hardening-Fuse-92950916,1 | 13189 | 558268.3091 | 96738.0141 | 632155.2938 | 476136.3636 | 1.3277 | 0.39678 | 1200000 | 6 | 1 | 1 | 1 | 0 | 2 | Lateral Hardening-Fuse-92950916 | 1500Million | Western | -1 | 2024
Lateral Hardening | Lateral Hardening-Fuse-93283126,1 | 13351 | 265936.2367 | 14451.3657 | 267328.4524 | 201590.9091 | 1.3261 | 0.16799 | 1200000 | 65 | 1 | 0 | 0 | 0 | 1 | Lateral Hardening-Fuse-93283126 | 1500Million | Central | -1 | 2024
Lateral Hardening | Lateral Hardening-Fuse-92321291,1 | 13073 | 149811.9786 | 8721.4565 | 151212.7679 | 114545.4545 | 1.3201 | 0.095455 | 1200000 | 23 | 1 | 0 | 0 | 0 | 1 | Lateral Hardening-Fuse-92321291 [ 2027 ] | 1500Million | Western | -1 | 2024
Lateral Hardening | Lateral Hardening-Fuse-10569623,1 | 13372 | 291035.7161 | 83465.7771 | 362576.6206 | 276590.9091 | 1.3109 | 0.23049 | 1200000 | 34 | 1 | 0 | 0 | 0 | 1 | Lateral Hardening-Fuse-10569623 | 1500Million | Winter Haven | -1 | 2024
Lateral Hardening | Lateral Hardening-Fuse-90109322,10 | 14021 | 3649416.1301 | 1217558.311 | 5099889.2228 | 3902181.8182 | 1.3069 | 4.0648 | 960000 | 185 | 10 | 7 | 0 | 7 | 17 | Lateral Hardening-Fuse-90109322 [ 2029 ], Lateral Hardening-Fuse-90967697, Lateral Hardening-Fuse-92683095, Lateral Hardening-Fuse-10747898, Lateral Hardening-Fuse-10747897, Lateral Hardening-Fuse-10747878, Lateral Hardening-Fuse-10747889, Lateral Hardening-Fuse-10747902 [ 2029 ], Lateral Hardening-Fuse-10747877, Lateral Hardening-Fuse-10747925 [ 2029 ] | 1500Million | South Hillsborough | -1 | 2024
Lateral Hardening | Lateral Hardening-Fuse-92320895,1 | 13073 | 878856.9575 | 134863.9705 | 981239.8875 | 751818.1818 | 1.3052 | 0.62652 | 1200000 | 76 | 1 | 0 | 0 | 0 | 1 | Lateral Hardening-Fuse-92320895 | 1500Million | Western | -1 | 2024
Lateral Hardening | Lateral Hardening-Fuse-60037717,1 | 13189 | 441225.6598 | 85359.9167 | 701459.835 | 540227.2727 | 1.2985 | 0.45019 | 1200000 | 70 | 1 | 1 | 0 | 1 | 2 | Lateral Hardening-Fuse-60037717 | 1500Million | Western | -1 | 2024
Lateral Hardening | Lateral Hardening-Fuse-10382388,1 | 13224 | 96195.4054 | 8939.1813 | 111612.8498 | 86136.3636 | 1.2958 | 0.07178 | 1200000 | 11 | 1 | 0 | 0 | 0 | 1 | Lateral Hardening-Fuse-10382388 | 1500Million | Central | -1 | 2024
Lateral Hardening | Lateral Hardening-Fuse-10465318,2 | 13434 | 785736.7183 | 517274.4156 | 1379802.9887 | 1065090.9091 | 1.2955 | 1.1095 | 960000 | 109 | 2 | 0 | 0 | 0 | 2 | Lateral Hardening-Fuse-10465318, Lateral Hardening-Fuse-91943999 | 1500Million | Eastern | -1 | 2024
Lateral Hardening | Lateral Hardening-Fuse-91805588,1 | 13837 | 316611.1845 | 60937.078 | 386757.0013 | 299772.7273 | 1.2902 | 0.24981 | 1200000 | 17 | 1 | 0 | 0 | 0 | 1 | Lateral Hardening-Fuse-91805588 [ 2029 ] | 1500Million | Central | -1 | 2024
Lateral Hardening | Lateral Hardening-Fuse-10092882,1 | 13611 | 329769.0373 | 296824.0712 | 763877.7735 | 597500 | 1.2785 | 0.49792 | 1200000 | 78 | 1 | 0 | 0 | 0 | 1 | Lateral Hardening-Fuse-10092882 | 1500Million | Western | -1 | 2024
Lateral Hardening | Lateral Hardening-Fuse-60318162,1 | 13290 | 97972.7748 | 10923.9451 | 104625.0524 | 82272.7273 | 1.2717 | 0.068561 | 1200000 | 19 | 1 | 0 | 0 | 0 | 1 | Lateral Hardening-Fuse-60318162 | 1500Million | Winter Haven | -1 | 2024
Lateral Hardening | Lateral Hardening-Fuse-60004327,1 | 13037 | 118617.2472 | 7818.8898 | 120685.3534 | 95227.2727 | 1.2673 | 0.079356 | 1200000 | 19 | 1 | 0 | 0 | 0 | 1 | Lateral Hardening-Fuse-60004327 | 1500Million | Central | -1 | 2024
Lateral Hardening | Lateral Hardening-Fuse-91814195,2 | 13236 | 303811.5501 | 73963.1573 | 366817.5247 | 292000 | 1.2562 | 0.30417 | 960000 | 7 | 2 | 1 | 0 | 1 | 3 | Lateral Hardening-Fuse-91814195, Lateral Hardening-Fuse-60025586 | 1500Million | South Hillsborough | -1 | 2024
Lateral Hardening | Lateral Hardening-Fuse-10563776,1 | 13293 | 285712.1588 | 26792.6419 | 299846.741 | 240000 | 1.2494 | 0.2 | 1200000 | 7 | 1 | 1 | 0 | 1 | 2 | Lateral Hardening-Fuse-10563776 | 1500Million | Winter Haven | -1 | 2024
Lateral Hardening | Lateral Hardening-Fuse-10565897,1 | 13290 | 116389.8059 | 21405.1654 | 144362.0138 | 119318.1818 | 1.2099 | 0.099432 | 1200000 | 33 | 1 | 1 | 0 | 1 | 2 | Lateral Hardening-Fuse-10565897 | 1500Million | Winter Haven | -1 | 2024
Lateral Hardening | Lateral Hardening-Fuse-92318034,1 | 13073 | 432547.0471 | 47137.475 | 461632.5427 | 383181.8182 | 1.2047 | 0.31932 | 1200000 | 54 | 1 | 0 | 0 | 0 | 1 | Lateral Hardening-Fuse-92318034 | 1500Million | Western | -1 | 2024
Lateral Hardening | Lateral Hardening-Fuse-60025506,4 | 13236 | 977068.5598 | 253857.3574 | 1381200.4506 | 1173818.1818 | 1.1767 | 1.2227 | 960000 | 13 | 4 | 2 | 0 | 2 | 6 | Lateral Hardening-Fuse-60025506, Lateral Hardening-Fuse-10000751, Lateral Hardening-Fuse-10000752, Lateral Hardening-Fuse-92788549 | 1500Million | South Hillsborough | -1 | 2024
Lateral Hardening | Lateral Hardening-Fuse-10298290,1 | 13738 | 92725.3323 | 4487.7498 | 92807.3592 | 81136.3636 | 1.1438 | 0.067614 | 1200000 | 9 | 1 | 2 | 0 | 2 | 3 | Lateral Hardening-Fuse-10298290 | 1500Million | Western | -1 | 2024
Lateral Hardening | Lateral Hardening-Fuse-92394961,1 | 13019 | 366522.8598 | 43401.6277 | 396218.8109 | 366363.6364 | 1.0815 | 0.3053 | 1200000 | 26 | 1 | 0 | 0 | 0 | 1 | Lateral Hardening-Fuse-92394961 [ 2024 ] | 1500Million | South Hillsborough | -1 | 2024
Lateral Hardening | Lateral Hardening-Fuse-10000906,1 | 13236 | 161830.1077 | 20012.8624 | 174906.9563 | 165227.2727 | 1.0586 | 0.13769 | 1200000 | 16 | 1 | 0 | 0 | 0 | 1 | Lateral Hardening-Fuse-10000906 [ 2029 ] | 1500Million | South Hillsborough | -1 | 2024
Lateral Hardening | Lateral Hardening-Fuse-10714658,1 | 13019 | 389012.8031 | 70405.0462 | 459319.728 | 515681.8182 | 0.8907 | 0.42973 | 1200000 | 28 | 1 | 0 | 0 | 0 | 1 | Lateral Hardening-Fuse-10714658 | 1500Million | South Hillsborough | -1 | 2024
Lateral Hardening | Lateral Hardening-Fuse-10000836,1 | 13236 | 2163313.69 | 704500.5088 | 3140351.3348 | 3640681.8182 | 0.86257 | 3.0339 | 1200000 | 41 | 1 | 0 | 0 | 0 | 1 | Lateral Hardening-Fuse-10000836 [ 2029 ] | 1500Million | South Hillsborough | -1 | 2024
Lateral Hardening | Lateral Hardening-Fuse-90755954,1 | 13454 | 3759699.1042 | 82885.0265 | 3723695.7145 | 354772.7273 | 10.496 | 0.29564 | 1200000 | 314 | 1 | 4 | 0 | 4 | 5 | Lateral Hardening-Fuse-90755954 [ 2020 ] | 1500Million | Eastern | -1 | 2025
Lateral Hardening | Lateral Hardening-Fuse-90917828,4 | 13143 | 5216754.2814 | 445251.1067 | 8405051.5564 | 915272.7273 | 9.1831 | 0.95341 | 960000 | 389 | 4 | 0 | 0 | 0 | 4 | Lateral Hardening-Fuse-90917828 [ 2026 ], Lateral Hardening-Fuse-91843819 [ 2026 ], Lateral Hardening-Fuse-10928277, Lateral Hardening-Fuse-10928279 | 1500Million | Western | -1 | 2025
Lateral Hardening | Lateral Hardening-Fuse-10427677,1 | 13831 | 2278488.5751 | 37489.6758 | 2237041.1602 | 305000 | 7.3346 | 0.25417 | 1200000 | 331 | 1 | 4 | 0 | 4 | 5 | Lateral Hardening-Fuse-10427677 [ 2021 ] | 1500Million | Central | -1 | 2025
Lateral Hardening | Lateral Hardening-Fuse-10085332,1 | 13028 | 4335128.33 | 286101.5242 | 5241612.043 | 762272.7273 | 6.8763 | 0.63523 | 1200000 | 525 | 1 | 0 | 0 | 0 | 1 | Lateral Hardening-Fuse-10085332 [ 2023 ] | 1500Million | Central | -1 | 2025
Lateral Hardening | Lateral Hardening-Fuse-10466911,1 | 13433 | 5640475.3196 | 175975.3206 | 5698488.7614 | 846818.1818 | 6.7293 | 0.70568 | 1200000 | 191 | 1 | 6 | 0 | 6 | 7 | Lateral Hardening-Fuse-10466911 [ 2021 ] | 1500Million | Eastern | -1 | 2025
Lateral Hardening | Lateral Hardening-Fuse-10096968,3 | 13906 | 5030282.0246 | 280133.4796 | 5274819.2806 | 863818.1818 | 6.1064 | 0.89981 | 960000 | 113 | 3 | 0 | 0 | 0 | 3 | Lateral Hardening-Fuse-10096968 [ 2023 ], Lateral Hardening-Fuse-90397845 [ 2023 ], Lateral Hardening-Fuse-90397846 | 1500Million | Eastern | -1 | 2025
Lateral Hardening | Lateral Hardening-Fuse-60140423,8 | 13454 | 11080052.34 | 480048.3433 | 12847027.7507 | 2197636.3636 | 5.8458 | 2.2892 | 960000 | 309 | 8 | 7 | 0 | 7 | 15 | Lateral Hardening-Fuse-60140423 [ 2021 ], Lateral Hardening-Fuse-90429155 [ 2021 ], Lateral Hardening-Fuse-90166679, Lateral Hardening-Fuse-10472634 [ 2021 ], Lateral Hardening-Fuse-92619960, Lateral Hardening-Fuse-10472622, Lateral Hardening-Fuse-10472621, Lateral Hardening-Fuse-90429143 | 1500Million | Eastern | -1 | 2025
Lateral Hardening | Lateral Hardening-Fuse-10250638,1 | 13574 | 1124283.2046 | 20469.7429 | 1172336.0955 | 205000 | 5.7187 | 0.17083 | 1200000 | 20 | 1 | 0 | 0 | 0 | 1 | Lateral Hardening-Fuse-10250638 [ 2022 ] | 1500Million | Western | -1 | 2025
Lateral Hardening | Lateral Hardening-Fuse-60128362,1 | 13468 | 2905909.0926 | 95484.0711 | 3293003.8697 | 640909.0909 | 5.138 | 0.53409 | 1200000 | 179 | 1 | 2 | 0 | 2 | 3 | Lateral Hardening-Fuse-60128362 [ 2022 ] | 1500Million | Central | -1 | 2025
Lateral Hardening | Lateral Hardening-Fuse-60269456,3 | 13297 | 2000005.1534 | 43571.9076 | 1947061.2413 | 386727.2727 | 5.0347 | 0.40284 | 960000 | 95 | 3 | 4 | 0 | 4 | 7 | Lateral Hardening-Fuse-60269456 [ 2021 ], Lateral Hardening-Fuse-10560423, Lateral Hardening-Fuse-91086839 | 1500Million | Winter Haven | -1 | 2025
Lateral Hardening | Lateral Hardening-Fuse-60305848,3 | 13632 | 2624766.5082 | 166326.2928 | 2859497.6074 | 584727.2727 | 4.8903 | 0.60909 | 960000 | 58 | 3 | 0 | 0 | 0 | 3 | Lateral Hardening-Fuse-60305848 [ 2022 ], Lateral Hardening-Fuse-10408272 [ 2022 ], Lateral Hardening-Fuse-92005481 | 1500Million | Central | -1 | 2025
Lateral Hardening | Lateral Hardening-Fuse-10158434,3 | 13162 | 2293693.2041 | 79848.5643 | 2952340.8295 | 617272.7273 | 4.7829 | 0.64299 | 960000 | 73 | 3 | 1 | 0 | 1 | 4 | Lateral Hardening-Fuse-10158434 [ 2022 ], Lateral Hardening-Fuse-90070700, Lateral Hardening-Fuse-10158448 | 1500Million | Western | -1 | 2025
Lateral Hardening | Lateral Hardening-Fuse-92128810,3 | 13946 | 7530192.3566 | 502521.3608 | 7960715.1679 | 1679636.3636 | 4.7395 | 1.7496 | 960000 | 299 | 3 | 0 | 0 | 0 | 3 | Lateral Hardening-Fuse-92128810, Lateral Hardening-Fuse-92128807 [ 2023 ], Lateral Hardening-Fuse-92596267 [ 2023 ] | 1500Million | Central | -1 | 2025
Lateral Hardening | Lateral Hardening-Fuse-93124277,2 | 13162 | 750070.8958 | 56135.7633 | 778278.7829 | 164363.6364 | 4.7351 | 0.17121 | 960000 | 25 | 2 | 2 | 0 | 2 | 4 | Lateral Hardening-Fuse-93124277 [ 2022 ], Lateral Hardening-Fuse-91985692 | 1500Million | Western | -1 | 2025
Lateral Hardening | Lateral Hardening-Fuse-91718907,1 | 13028 | 904833.5968 | 107317.3093 | 1150108.3152 | 258181.8182 | 4.4546 | 0.21515 | 1200000 | 14 | 1 | 0 | 0 | 0 | 1 | Lateral Hardening-Fuse-91718907 [ 2023 ] | 1500Million | Central | -1 | 2025
Lateral Hardening | Lateral Hardening-Fuse-60154843,3 | 13162 | 1752703.2664 | 86689.0697 | 1777860.3843 | 401818.1818 | 4.4245 | 0.41856 | 960000 | 42 | 3 | 3 | 0 | 3 | 6 | Lateral Hardening-Fuse-60154843 [ 2022 ], Lateral Hardening-Fuse-10158444, Lateral Hardening-Fuse-10158442 | 1500Million | Western | -1 | 2025
Lateral Hardening | Lateral Hardening-Fuse-93100115,3 | 13278 | 1667666.4975 | 78624.0721 | 1677454.7023 | 394545.4545 | 4.2516 | 0.41098 | 960000 | 33 | 3 | 0 | 0 | 0 | 3 | Lateral Hardening-Fuse-93100115 [ 2027 ], Lateral Hardening-Fuse-10089371 [ 2027 ], Lateral Hardening-Fuse-10089374 [ 2027 ] | 1500Million | Winter Haven | -1 | 2025
Lateral Hardening | Lateral Hardening-Fuse-91565152,1 | 13044 | 1130006.4756 | 56303.5917 | 1147678.8136 | 270000 | 4.2507 | 0.225 | 1200000 | 53 | 1 | 0 | 0 | 0 | 1 | Lateral Hardening-Fuse-91565152 [ 2026 ] | 1500Million | Central | -1 | 2025
Lateral Hardening | Lateral Hardening-Fuse-90793590,1 | 13028 | 501879.4855 | 31675.8508 | 605710.2927 | 144545.4545 | 4.1904 | 0.12045 | 1200000 | 23 | 1 | 1 | 1 | 0 | 2 | Lateral Hardening-Fuse-90793590 [ 2023 ] | 1500Million | Central | -1 | 2025
Lateral Hardening | Lateral Hardening-Fuse-92185426,4 | 13162 | 2279549.9804 | 67469.9994 | 2286355.5461 | 552363.6364 | 4.1392 | 0.57538 | 960000 | 58 | 4 | 0 | 0 | 0 | 4 | Lateral Hardening-Fuse-92185426 [ 2022 ], Lateral Hardening-Fuse-60090174, Lateral Hardening-Fuse-60090179, Lateral Hardening-Fuse-60090178 | 1500Million | Western | -1 | 2025
Lateral Hardening | Lateral Hardening-Fuse-10096964,3 | 13906 | 2912044.4581 | 198427.3138 | 3278561.6827 | 803818.1818 | 4.0787 | 0.83731 | 960000 | 36 | 3 | 0 | 0 | 0 | 3 | Lateral Hardening-Fuse-10096964 [ 2023 ], Lateral Hardening-Fuse-92609982, Lateral Hardening-Fuse-60332330 | 1500Million | Eastern | -1 | 2025
Lateral Hardening | Lateral Hardening-Fuse-92173076,1 | 13909 | 1485516.9215 | 61179.7039 | 1496031.8919 | 373863.6364 | 4.0015 | 0.31155 | 1200000 | 22 | 1 | 0 | 0 | 0 | 1 | Lateral Hardening-Fuse-92173076 [ 2023 ] | 1500Million | Eastern | -1 | 2025
Lateral Hardening | Lateral Hardening-Fuse-10560430,7 | 13297 | 7516101.308 | 478799.8044 | 7711039.5837 | 1960909.0909 | 3.9324 | 2.0426 | 960000 | 345 | 7 | 4 | 0 | 4 | 11 | Lateral Hardening-Fuse-10560430 [ 2021 ], Lateral Hardening-Fuse-10560425 [ 2021 ], Lateral Hardening-Fuse-60161474, Lateral Hardening-Fuse-10560411, Lateral Hardening-Fuse-10560409, Lateral Hardening-Fuse-10560408, Lateral Hardening-Fuse-90250916 [ 2021 ] | 1500Million | Winter Haven | -1 | 2025
Lateral Hardening | Lateral Hardening-Fuse-10928275,1 | 13143 | 445739.602 | 19764.0529 | 444394.6614 | 113181.8182 | 3.9264 | 0.094318 | 1200000 | 29 | 1 | 0 | 0 | 0 | 1 | Lateral Hardening-Fuse-10928275 [ 2026 ] | 1500Million | Western | -1 | 2025
Lateral Hardening | Lateral Hardening-Fuse-92213510,3 | 13128 | 2047926.6521 | 140879.2203 | 2128060.3016 | 544181.8182 | 3.9106 | 0.56686 | 960000 | 88 | 3 | 5 | 0 | 5 | 8 | Lateral Hardening-Fuse-92213510 [ 2024 ], Lateral Hardening-Fuse-90654965, Lateral Hardening-Fuse-60352070 | 1500Million | Eastern | -1 | 2025
Lateral Hardening | Lateral Hardening-Fuse-60037987,3 | 13399 | 1549698.9907 | 53345.0109 | 1535592.2486 | 396000 | 3.8778 | 0.4125 | 960000 | 36 | 3 | 2 | 0 | 2 | 5 | Lateral Hardening-Fuse-60037987 [ 2021 ], Lateral Hardening-Fuse-60037992, Lateral Hardening-Fuse-91863328 | 1500Million | Central | -1 | 2025
Lateral Hardening | Lateral Hardening-Fuse-91522987,1 | 13454 | 190005.7925 | 15591.0137 | 196531.5086 | 52045.4545 | 3.7762 | 0.043371 | 1200000 | 50 | 1 | 2 | 0 | 2 | 3 | Lateral Hardening-Fuse-91522987 [ 2021 ] | 1500Million | Eastern | -1 | 2025
Lateral Hardening | Lateral Hardening-Fuse-91910924,1 | 13165 | 1088311.7597 | 19700.3255 | 1056611.7218 | 280909.0909 | 3.7614 | 0.23409 | 1200000 | 63 | 1 | 0 | 0 | 0 | 1 | Lateral Hardening-Fuse-91910924 [ 2026 ] | 1500Million | Western | -1 | 2025
Lateral Hardening | Lateral Hardening-Fuse-60400885,1 | 13943 | 259911.1941 | 2773.3031 | 250270.9578 | 67954.5455 | 3.6829 | 0.056629 | 1200000 | 29 | 1 | 0 | 0 | 0 | 1 | Lateral Hardening-Fuse-60400885 [ 2029 ] | 1500Million | Central | -1 | 2025
Lateral Hardening | Lateral Hardening-Fuse-92390770,1 | 13495 | 742661.5461 | 27495.4244 | 737458.8053 | 205454.5455 | 3.5894 | 0.17121 | 1200000 | 19 | 1 | 0 | 0 | 0 | 1 | Lateral Hardening-Fuse-92390770 [ 2029 ] | 1500Million | Eastern | -1 | 2025
Lateral Hardening | Lateral Hardening-Fuse-10340775,2 | 14031 | 3786995.8029 | 397176.5061 | 4209816.5798 | 1190727.2727 | 3.5355 | 1.2403 | 960000 | 82 | 2 | 2 | 0 | 2 | 4 | Lateral Hardening-Fuse-10340775 [ 2025 ], Lateral Hardening-Fuse-90942947 | 1500Million | Western | -1 | 2025
Lateral Hardening | Lateral Hardening-Fuse-60609109,1 | 13143 | 460527.0594 | 83365.3399 | 1035213.8522 | 292954.5455 | 3.5337 | 0.24413 | 1200000 | 31 | 1 | 0 | 0 | 0 | 1 | Lateral Hardening-Fuse-60609109 | 1500Million | Western | -1 | 2025
Lateral Hardening | Lateral Hardening-Fuse-60072751,1 | 13111 | 832810.4887 | 44623.6647 | 843967.0235 | 244545.4545 | 3.4512 | 0.20379 | 1200000 | 21 | 1 | 0 | 0 | 0 | 1 | Lateral Hardening-Fuse-60072751 [ 2021 ] | 1500Million | Western | -1 | 2025
Lateral Hardening | Lateral Hardening-Fuse-60128378,3 | 13468 | 3590116.6894 | 475871.4552 | 4498312.5334 | 1307272.7273 | 3.441 | 1.3617 | 960000 | 461 | 3 | 2 | 0 | 2 | 5 | Lateral Hardening-Fuse-60128378 [ 2022 ], Lateral Hardening-Fuse-92005029, Lateral Hardening-Fuse-91664355 | 1500Million | Central | -1 | 2025
Lateral Hardening | Lateral Hardening-Fuse-93244013,1 | 13114 | 264315.74 | 3202.1061 | 254949.2124 | 74545.4545 | 3.4201 | 0.062121 | 1200000 | 89 | 1 | 1 | 0 | 1 | 2 | Lateral Hardening-Fuse-93244013 [ 2027 ] | 1500Million | Western | -1 | 2025
Lateral Hardening | Lateral Hardening-Fuse-90239520,2 | 13165 | 1323387.5182 | 83080.6047 | 1356169.891 | 402727.2727 | 3.3675 | 0.41951 | 960000 | 58 | 2 | 0 | 0 | 0 | 2 | Lateral Hardening-Fuse-90239520 [ 2026 ], Lateral Hardening-Fuse-90247061 [ 2026 ] | 1500Million | Western | -1 | 2025
Lateral Hardening | Lateral Hardening-Fuse-93407761,3 | 13047 | 4379487.9504 | 394958.4759 | 4622635.1803 | 1377818.1818 | 3.355 | 1.4352 | 960000 | 232 | 3 | 0 | 0 | 0 | 3 | Lateral Hardening-Fuse-93407761 [ 2026 ], Lateral Hardening-Fuse-60654119, Lateral Hardening-Fuse-60013568 | 1500Million | Central | -1 | 2025
Lateral Hardening | Lateral Hardening-Fuse-92999604,1 | 13111 | 1635357.0437 | 65083.6793 | 1635348.2474 | 500454.5455 | 3.2677 | 0.41705 | 1200000 | 72 | 1 | 5 | 0 | 5 | 6 | Lateral Hardening-Fuse-92999604 [ 2021 ] | 1500Million | Western | -1 | 2025
Lateral Hardening | Lateral Hardening-Fuse-10340753,1 | 14031 | 3277397.7505 | 125245.5882 | 3295985.1628 | 1024090.9091 | 3.2184 | 0.85341 | 1200000 | 219 | 1 | 0 | 0 | 0 | 1 | Lateral Hardening-Fuse-10340753 [ 2025 ] | 1500Million | Western | -1 | 2025
Lateral Hardening | Lateral Hardening-Fuse-10427678,1 | 13831 | 176964.9115 | 7459.6065 | 175980.5632 | 55681.8182 | 3.1605 | 0.046402 | 1200000 | 39 | 1 | 0 | 0 | 0 | 1 | Lateral Hardening-Fuse-10427678 | 1500Million | Central | -1 | 2025
Lateral Hardening | Lateral Hardening-Fuse-10476053,2 | 13435 | 3817280.8245 | 487010.4034 | 4324012.8812 | 1372000 | 3.1516 | 1.4292 | 960000 | 43 | 2 | 0 | 0 | 0 | 2 | Lateral Hardening-Fuse-10476053 [ 2028 ], Lateral Hardening-Fuse-90500142 | 1500Million | Eastern | -1 | 2025
Lateral Hardening | Lateral Hardening-Fuse-10675173,2 | 13464 | 1640654.1219 | 78912.127 | 1870858.8156 | 597090.9091 | 3.1333 | 0.62197 | 960000 | 36 | 2 | 2 | 0 | 2 | 4 | Lateral Hardening-Fuse-10675173 [ 2027 ], Lateral Hardening-Fuse-10675163 | 1500Million | Plant City | -1 | 2025
Lateral Hardening | Lateral Hardening-Fuse-10441212,2 | 13946 | 1568547.917 | 149736.2516 | 1664775.8124 | 543090.9091 | 3.0654 | 0.56572 | 960000 | 33 | 2 | 0 | 0 | 0 | 2 | Lateral Hardening-Fuse-10441212 [ 2023 ], Lateral Hardening-Fuse-91918757 | 1500Million | Central | -1 | 2025
Lateral Hardening | Lateral Hardening-Fuse-90435139,3 | 13162 | 1354488.4976 | 44232.6817 | 1333754.5625 | 442000 | 3.0175 | 0.46042 | 960000 | 78 | 3 | 1 | 0 | 1 | 4 | Lateral Hardening-Fuse-90435139 [ 2022 ], Lateral Hardening-Fuse-91782193, Lateral Hardening-Fuse-60090214 | 1500Million | Western | -1 | 2025
Lateral Hardening | Lateral Hardening-Fuse-91337725,1 | 13464 | 668494.4182 | 19962.9022 | 726394.6282 | 242954.5455 | 2.9898 | 0.20246 | 1200000 | 15 | 1 | 0 | 0 | 0 | 1 | Lateral Hardening-Fuse-91337725 [ 2027 ] | 1500Million | Plant City | -1 | 2025
Lateral Hardening | Lateral Hardening-Fuse-10868138,8 | 13231 | 5915059.0928 | 539714.7985 | 6653424.7339 | 2242909.0909 | 2.9664 | 2.3364 | 960000 | 290 | 8 | 2 | 0 | 2 | 10 | Lateral Hardening-Fuse-10868138 [ 2021 ], Lateral Hardening-Fuse-10868110, Lateral Hardening-Fuse-92128947, Lateral Hardening-Fuse-10868120 [ 2021 ], Lateral Hardening-Fuse-10868119, Lateral Hardening-Fuse-10868114, Lateral Hardening-Fuse-10868118, Lateral Hardening-Fuse-10868136 | 1500Million | Eastern | -1 | 2025
Lateral Hardening | Lateral Hardening-Fuse-90397369,2 | 13454 | 1518598.2884 | 84661.1046 | 1550999.593 | 528727.2727 | 2.9335 | 0.55076 | 960000 | 30 | 2 | 1 | 0 | 1 | 3 | Lateral Hardening-Fuse-90397369 [ 2021 ], Lateral Hardening-Fuse-90254959 | 1500Million | Eastern | -1 | 2025
Lateral Hardening | Lateral Hardening-Fuse-10675160,1 | 13464 | 718945.8962 | 22639.6143 | 738047.096 | 252272.7273 | 2.9256 | 0.21023 | 1200000 | 28 | 1 | 1 | 0 | 1 | 2 | Lateral Hardening-Fuse-10675160 [ 2027 ] | 1500Million | Plant City | -1 | 2025
Lateral Hardening | Lateral Hardening-Fuse-60350024,5 | 13097 | 3662174.0954 | 345395.1414 | 3913189.596 | 1338545.4545 | 2.9235 | 1.3943 | 960000 | 78 | 5 | 0 | 0 | 0 | 5 | Lateral Hardening-Fuse-60350024 [ 2025 ], Lateral Hardening-Fuse-10368932, Lateral Hardening-Fuse-91918865, Lateral Hardening-Fuse-10368953, Lateral Hardening-Fuse-90670594 [ 2025 ] | 1500Million | Central | -1 | 2025
Lateral Hardening | Lateral Hardening-Fuse-60020524,2 | 13679 | 1303104.7861 | 44360.2304 | 1294299.2837 | 450000 | 2.8762 | 0.46875 | 960000 | 32 | 2 | 4 | 0 | 4 | 6 | Lateral Hardening-Fuse-60020524 [ 2028 ], Lateral Hardening-Fuse-60555532 | 1500Million | Western | -1 | 2025
Lateral Hardening | Lateral Hardening-Fuse-91251457,1 | 13047 | 680482.3691 | 33023.4313 | 684297.3614 | 243181.8182 | 2.8139 | 0.20265 | 1200000 | 32 | 1 | 0 | 0 | 0 | 1 | Lateral Hardening-Fuse-91251457 [ 2026 ] | 1500Million | Central | -1 | 2025
Lateral Hardening | Lateral Hardening-Fuse-92206482,1 | 13909 | 1279542.1072 | 39302.7556 | 1264365.2779 | 452954.5455 | 2.7914 | 0.37746 | 1200000 | 23 | 1 | 0 | 0 | 0 | 1 | Lateral Hardening-Fuse-92206482 [ 2023 ] | 1500Million | Eastern | -1 | 2025
Lateral Hardening | Lateral Hardening-Fuse-10089390,1 | 13278 | 1329092.6404 | 147530.1595 | 1437769.3918 | 523636.3636 | 2.7457 | 0.43636 | 1200000 | 45 | 1 | 0 | 0 | 0 | 1 | Lateral Hardening-Fuse-10089390 [ 2027 ] | 1500Million | Winter Haven | -1 | 2025
Lateral Hardening | Lateral Hardening-Fuse-90106483,1 | 14024 | 729196.9205 | 39425.9105 | 744241.7796 | 273863.6364 | 2.7176 | 0.22822 | 1200000 | 25 | 1 | 0 | 0 | 0 | 1 | Lateral Hardening-Fuse-90106483 [ 2023 ] | 1500Million | South Hillsborough | -1 | 2025
Lateral Hardening | Lateral Hardening-Fuse-10722417,12 | 13817 | 9530487.1723 | 881135.4418 | 12303623.1007 | 4530545.4545 | 2.7157 | 4.7193 | 960000 | 605 | 12 | 11 | 0 | 11 | 23 | Lateral Hardening-Fuse-10722417 [ 2023 ], Lateral Hardening-Fuse-92118880, Lateral Hardening-Fuse-91151453, Lateral Hardening-Fuse-10722416 [ 2023 ], Lateral Hardening-Fuse-92466089, Lateral Hardening-Fuse-10722422, Lateral Hardening-Fuse-92118877, Lateral Hardening-Fuse-10722434, Lateral Hardening-Fuse-10722405, Lateral Hardening-Fuse-10722402, Lateral Hardening-Fuse-10722407, Lateral Hardening-Fuse-10722406 | 1500Million | South Hillsborough | -1 | 2025
Lateral Hardening | Lateral Hardening-Fuse-60210581,1 | 14198 | 139304.704 | 957.9277 | 133604.5347 | 50000 | 2.6721 | 0.022727 | 2200000 | 129 | 1 | 2 | 0 | 2 | 3 | Lateral Hardening-Fuse-60210581 [ 2026 ] | 1500Million | Eastern | -1 | 2025
Lateral Hardening | Lateral Hardening-Fuse-90850833,1 | 13028 | 898137.8256 | 157514.5053 | 1074335.2304 | 403181.8182 | 2.6646 | 0.33598 | 1200000 | 60 | 1 | 0 | 0 | 0 | 1 | Lateral Hardening-Fuse-90850833 [ 2023 ] | 1500Million | Central | -1 | 2025
Lateral Hardening | Lateral Hardening-Fuse-90137810,1 | 13906 | 2351110.6989 | 258671.8728 | 2553846.1942 | 963863.6364 | 2.6496 | 0.80322 | 1200000 | 68 | 1 | 1 | 0 | 1 | 2 | Lateral Hardening-Fuse-90137810 [ 2023 ] | 1500Million | Eastern | -1 | 2025
Lateral Hardening | Lateral Hardening-Fuse-10127955,2 | 13078 | 634993.9752 | 75547.9768 | 684853.4115 | 258909.0909 | 2.6452 | 0.2697 | 960000 | 36 | 2 | 0 | 0 | 0 | 2 | Lateral Hardening-Fuse-10127955 [ 2023 ], Lateral Hardening-Fuse-92819432 | 1500Million | Western | -1 | 2025
Lateral Hardening | Lateral Hardening-Fuse-60012580,1 | 13027 | 645708.7764 | 73293.1032 | 694270.9583 | 264772.7273 | 2.6221 | 0.22064 | 1200000 | 8 | 1 | 0 | 0 | 0 | 1 | Lateral Hardening-Fuse-60012580 [ 2029 ] | 1500Million | Central | -1 | 2025
Lateral Hardening | Lateral Hardening-Fuse-90287681,2 | 13679 | 1527018.2203 | 151866.2758 | 1621234.9264 | 619454.5455 | 2.6172 | 0.64527 | 960000 | 119 | 2 | 1 | 0 | 1 | 3 | Lateral Hardening-Fuse-90287681 [ 2028 ], Lateral Hardening-Fuse-90294217 [ 2028 ] | 1500Million | Western | -1 | 2025
Lateral Hardening | Lateral Hardening-Fuse-92293168,1 | 13114 | 734520.5227 | 116614.281 | 825074.6779 | 316363.6364 | 2.608 | 0.26364 | 1200000 | 38 | 1 | 2 | 0 | 2 | 3 | Lateral Hardening-Fuse-92293168 [ 2027 ] | 1500Million | Western | -1 | 2025
Lateral Hardening | Lateral Hardening-Fuse-91147533,3 | 13097 | 1538638.9622 | 135846.4806 | 1622759.9071 | 645090.9091 | 2.5156 | 0.67197 | 960000 | 45 | 3 | 2 | 0 | 2 | 5 | Lateral Hardening-Fuse-91147533 [ 2025 ], Lateral Hardening-Fuse-10372395, Lateral Hardening-Fuse-90670872 | 1500Million | Central | -1 | 2025
Lateral Hardening | Lateral Hardening-Fuse-91338527,3 | 13123 | 1661576.5201 | 120995.6215 | 1735416.6291 | 690909.0909 | 2.5118 | 0.7197 | 960000 | 179 | 3 | 2 | 0 | 2 | 5 | Lateral Hardening-Fuse-91338527 [ 2028 ], Lateral Hardening-Fuse-91343904, Lateral Hardening-Fuse-91343916 | 1500Million | Plant City | -1 | 2025
Lateral Hardening | Lateral Hardening-Fuse-91582612,1 | 14102 | 821678.8769 | 51073.7385 | 893322.1403 | 355681.8182 | 2.5116 | 0.2964 | 1200000 | 142 | 1 | 1 | 0 | 1 | 2 | Lateral Hardening-Fuse-91582612 [ 2021 ] | 1500Million | Central | -1 | 2025
Lateral Hardening | Lateral Hardening-Fuse-90111178,9 | 14024 | 2438708.7507 | 175599.5069 | 2701083.6288 | 1097090.9091 | 2.462 | 1.1428 | 960000 | 263 | 9 | 3 | 0 | 3 | 12 | Lateral Hardening-Fuse-90111178 [ 2023 ], Lateral Hardening-Fuse-10747874 [ 2023 ], Lateral Hardening-Fuse-60210221, Lateral Hardening-Fuse-10747891, Lateral Hardening-Fuse-91741334 [ 2023 ], Lateral Hardening-Fuse-10747892, Lateral Hardening-Fuse-10747893, Lateral Hardening-Fuse-90217789, Lateral Hardening-Fuse-60210213 | 1500Million | South Hillsborough | -1 | 2025
Lateral Hardening | Lateral Hardening-Fuse-90143792,1 | 13706 | 430728.3796 | 40555.5175 | 454842.2415 | 189545.4545 | 2.3996 | 0.15795 | 1200000 | 4 | 1 | 1 | 0 | 1 | 2 | Lateral Hardening-Fuse-90143792 [ 2027 ] | 1500Million | Eastern | -1 | 2025
Lateral Hardening | Lateral Hardening-Fuse-91565159,4 | 13044 | 1130197.245 | 91599.9274 | 1175491.5062 | 492909.0909 | 2.3848 | 0.51345 | 960000 | 16 | 4 | 1 | 0 | 1 | 5 | Lateral Hardening-Fuse-91565159, Lateral Hardening-Fuse-91565160 [ 2026 ], Lateral Hardening-Fuse-91565162, Lateral Hardening-Fuse-91565161 [ 2026 ] | 1500Million | Central | -1 | 2025
Lateral Hardening | Lateral Hardening-Fuse-91195438,1 | 13706 | 1785964.9288 | 218824.0223 | 1965552.782 | 827045.4545 | 2.3766 | 0.6892 | 1200000 | 71 | 1 | 1 | 0 | 1 | 2 | Lateral Hardening-Fuse-91195438 [ 2027 ] | 1500Million | Eastern | -1 | 2025
Lateral Hardening | Lateral Hardening-Fuse-10722429,1 | 13817 | 1895377.5275 | 181292.5117 | 2022141.8971 | 859545.4545 | 2.3526 | 0.71629 | 1200000 | 78 | 1 | 0 | 0 | 0 | 1 | Lateral Hardening-Fuse-10722429 [ 2023 ] | 1500Million | South Hillsborough | -1 | 2025
Lateral Hardening | Lateral Hardening-Fuse-90116190,1 | 14024 | 356205.6631 | 17145.4508 | 356564.0573 | 152045.4545 | 2.3451 | 0.1267 | 1200000 | 20 | 1 | 1 | 0 | 1 | 2 | Lateral Hardening-Fuse-90116190 [ 2023 ] | 1500Million | South Hillsborough | -1 | 2025
Lateral Hardening | Lateral Hardening-Fuse-91565299,8 | 13044 | 3189006.951 | 310961.7039 | 3366544.4329 | 1477090.9091 | 2.2792 | 1.5386 | 960000 | 220 | 8 | 1 | 0 | 1 | 9 | Lateral Hardening-Fuse-91565299 [ 2026 ], Lateral Hardening-Fuse-91565278, Lateral Hardening-Fuse-91565280, Lateral Hardening-Fuse-91565306 [ 2026 ], Lateral Hardening-Fuse-91984709, Lateral Hardening-Fuse-91977396, Lateral Hardening-Fuse-91566888, Lateral Hardening-Fuse-91970423 | 1500Million | Central | -1 | 2025
Lateral Hardening | Lateral Hardening-Fuse-91580610,3 | 13044 | 806169.0101 | 62489.5663 | 840646.0926 | 371454.5455 | 2.2631 | 0.38693 | 960000 | 54 | 3 | 0 | 0 | 0 | 3 | Lateral Hardening-Fuse-91580610 [ 2026 ], Lateral Hardening-Fuse-91570377, Lateral Hardening-Fuse-91570455 | 1500Million | Central | -1 | 2025
Lateral Hardening | Lateral Hardening-Fuse-60011392,1 | 13047 | 611677.6863 | 56279.3525 | 646720.6635 | 293181.8182 | 2.2059 | 0.24432 | 1200000 | 39 | 1 | 0 | 0 | 0 | 1 | Lateral Hardening-Fuse-60011392 [ 2026 ] | 1500Million | Central | -1 | 2025
Lateral Hardening | Lateral Hardening-Fuse-91023868,8 | 13143 | 1944824.4887 | 635506.9624 | 3444336.6417 | 1613636.3636 | 2.1345 | 1.6809 | 960000 | 222 | 8 | 0 | 0 | 0 | 8 | Lateral Hardening-Fuse-91023868 [ 2026 ], Lateral Hardening-Fuse-91953442 [ 2026 ], Lateral Hardening-Fuse-91947690, Lateral Hardening-Fuse-91947692, Lateral Hardening-Fuse-91947684, Lateral Hardening-Fuse-91947686, Lateral Hardening-Fuse-10928288, Lateral Hardening-Fuse-91947688 | 1500Million | Western | -1 | 2025
Lateral Hardening | Lateral Hardening-Fuse-10408290,4 | 13632 | 2791946.0233 | 335873.6346 | 3104485.4922 | 1467454.5455 | 2.1156 | 1.5286 | 960000 | 255 | 4 | 3 | 0 | 3 | 7 | Lateral Hardening-Fuse-10408290 [ 2022 ], Lateral Hardening-Fuse-10408258, Lateral Hardening-Fuse-10408256, Lateral Hardening-Fuse-10408262 | 1500Million | Central | -1 | 2025
Lateral Hardening | Lateral Hardening-Fuse-10441209,1 | 13946 | 340430.5656 | 26306.4779 | 352683.91 | 166818.1818 | 2.1142 | 0.13902 | 1200000 | 13 | 1 | 0 | 0 | 0 | 1 | Lateral Hardening-Fuse-10441209 [ 2023 ] | 1500Million | Central | -1 | 2025
Lateral Hardening | Lateral Hardening-Fuse-92209767,2 | 13242 | 4375425.68 | 586443.1718 | 4895166.235 | 2318000 | 2.1118 | 2.4146 | 960000 | 123 | 2 | 0 | 0 | 0 | 2 | Lateral Hardening-Fuse-92209767 [ 2028 ], Lateral Hardening-Fuse-10635149 | 1500Million | Plant City | -1 | 2025
Lateral Hardening | Lateral Hardening-Fuse-60009924,3 | 13027 | 1091341.4513 | 127420.6039 | 1182700.1196 | 565454.5455 | 2.0916 | 0.58902 | 960000 | 38 | 3 | 0 | 0 | 0 | 3 | Lateral Hardening-Fuse-60009924 [ 2029 ], Lateral Hardening-Fuse-91732749, Lateral Hardening-Fuse-60009944 | 1500Million | Central | -1 | 2025
Lateral Hardening | Lateral Hardening-Fuse-60464640,1 | 13706 | 596207.9411 | 28107.9541 | 613620.3748 | 294090.9091 | 2.0865 | 0.24508 | 1200000 | 6 | 1 | 0 | 0 | 0 | 1 | Lateral Hardening-Fuse-60464640 [ 2027 ] | 1500Million | Eastern | -1 | 2025
Lateral Hardening | Lateral Hardening-Fuse-91718908,1 | 13028 | 434824.172 | 99782.3547 | 535624.5716 | 257500 | 2.0801 | 0.21458 | 1200000 | 21 | 1 | 0 | 0 | 0 | 1 | Lateral Hardening-Fuse-91718908 [ 2023 ] | 1500Million | Central | -1 | 2025
Lateral Hardening | Lateral Hardening-Fuse-91334566,1 | 13464 | 843250.5774 | 131024.7578 | 945429.4806 | 458181.8182 | 2.0634 | 0.38182 | 1200000 | 62 | 1 | 0 | 0 | 0 | 1 | Lateral Hardening-Fuse-91334566 [ 2029 ] | 1500Million | Plant City | -1 | 2025
Lateral Hardening | Lateral Hardening-Fuse-91781907,1 | 13162 | 169034.491 | 21416.2728 | 200869.7108 | 97500 | 2.0602 | 0.08125 | 1200000 | 14 | 1 | 0 | 0 | 0 | 1 | Lateral Hardening-Fuse-91781907 | 1500Million | Western | -1 | 2025
Lateral Hardening | Lateral Hardening-Fuse-60401679,3 | 13505 | 1747244.4114 | 302314.2737 | 2252502.8686 | 1105090.9091 | 2.0383 | 1.1511 | 960000 | 72 | 3 | 3 | 0 | 3 | 6 | Lateral Hardening-Fuse-60401679 [ 2029 ], Lateral Hardening-Fuse-90866450, Lateral Hardening-Fuse-90853562 | 1500Million | Eastern | -1 | 2025
Lateral Hardening | Lateral Hardening-Fuse-91557959,1 | 13097 | 464413.2231 | 58979.2316 | 601845.1199 | 295909.0909 | 2.0339 | 0.24659 | 1200000 | 87 | 1 | 2 | 0 | 2 | 3 | Lateral Hardening-Fuse-91557959 [ 2025 ] | 1500Million | Central | -1 | 2025
Lateral Hardening | Lateral Hardening-Fuse-92251134,2 | 13128 | 843581.3532 | 209789.8106 | 1061910.681 | 524363.6364 | 2.0251 | 0.54621 | 960000 | 61 | 2 | 0 | 0 | 0 | 2 | Lateral Hardening-Fuse-92251134 [ 2024 ], Lateral Hardening-Fuse-10451474 | 1500Million | Eastern | -1 | 2025
Lateral Hardening | Lateral Hardening-Fuse-10096960,7 | 13906 | 959750.6422 | 126647.7553 | 1174367.5103 | 584909.0909 | 2.0078 | 0.60928 | 960000 | 60 | 7 | 0 | 0 | 0 | 7 | Lateral Hardening-Fuse-10096960 [ 2023 ], Lateral Hardening-Fuse-91355275, Lateral Hardening-Fuse-91355269, Lateral Hardening-Fuse-91355277, Lateral Hardening-Fuse-91355284, Lateral Hardening-Fuse-91355281, Lateral Hardening-Fuse-91355276 | 1500Million | Eastern | -1 | 2025
Lateral Hardening | Lateral Hardening-Fuse-10868122,1 | 13231 | 170632.5229 | 17983.8917 | 180288.5563 | 90000 | 2.0032 | 0.075 | 1200000 | 11 | 1 | 0 | 0 | 0 | 1 | Lateral Hardening-Fuse-10868122 | 1500Million | Eastern | -1 | 2025
Lateral Hardening | Lateral Hardening-Fuse-92856937,1 | 13114 | 803794.2347 | 140833.0269 | 916003.1077 | 457500 | 2.0022 | 0.38125 | 1200000 | 72 | 1 | 3 | 0 | 3 | 4 | Lateral Hardening-Fuse-92856937 [ 2027 ] | 1500Million | Western | -1 | 2025
Lateral Hardening | Lateral Hardening-Fuse-60399088,1 | 13505 | 697482.6928 | 148272.3173 | 847510.1644 | 428636.3636 | 1.9772 | 0.3572 | 1200000 | 37 | 1 | 0 | 0 | 0 | 1 | Lateral Hardening-Fuse-60399088 [ 2029 ] | 1500Million | Eastern | -1 | 2025
Lateral Hardening | Lateral Hardening-Fuse-90397839,1 | 13906 | 463452.9893 | 34183.1051 | 551562.4629 | 280681.8182 | 1.9651 | 0.2339 | 1200000 | 9 | 1 | 1 | 0 | 1 | 2 | Lateral Hardening-Fuse-90397839 [ 2023 ] | 1500Million | Eastern | -1 | 2025
Lateral Hardening | Lateral Hardening-Fuse-91568000,4 | 13044 | 1398061.9024 | 205962.4338 | 1560713.7688 | 796000 | 1.9607 | 0.82917 | 960000 | 72 | 4 | 0 | 0 | 0 | 4 | Lateral Hardening-Fuse-91568000, Lateral Hardening-Fuse-91567924, Lateral Hardening-Fuse-91567980, Lateral Hardening-Fuse-91567972 [ 2026 ] | 1500Million | Central | -1 | 2025
Lateral Hardening | Lateral Hardening-Fuse-10675178,2 | 13464 | 669342.2616 | 74892.3903 | 760980.8411 | 389090.9091 | 1.9558 | 0.4053 | 960000 | 55 | 2 | 1 | 0 | 1 | 3 | Lateral Hardening-Fuse-10675178 [ 2027 ], Lateral Hardening-Fuse-60175349 | 1500Million | Plant City | -1 | 2025
Lateral Hardening | Lateral Hardening-Fuse-92315766,1 | 13030 | 291815.7174 | 19253.921 | 298240.6793 | 155000 | 1.9241 | 0.12917 | 1200000 | 13 | 1 | 0 | 0 | 0 | 1 | Lateral Hardening-Fuse-92315766 | 1500Million | Winter Haven | -1 | 2025
Lateral Hardening | Lateral Hardening-Fuse-10451468,1 | 13128 | 1465605.9337 | 210203.7625 | 1673665.9873 | 877500 | 1.9073 | 0.73125 | 1200000 | 60 | 1 | 2 | 0 | 2 | 3 | Lateral Hardening-Fuse-10451468 [ 2024 ] | 1500Million | Eastern | -1 | 2025
Lateral Hardening | Lateral Hardening-Fuse-10476040,3 | 13435 | 715707.0453 | 72906.261 | 912115.7884 | 489090.9091 | 1.8649 | 0.50947 | 960000 | 28 | 3 | 1 | 0 | 1 | 4 | Lateral Hardening-Fuse-10476040, Lateral Hardening-Fuse-90659992, Lateral Hardening-Fuse-90117271 | 1500Million | Eastern | -1 | 2025
Lateral Hardening | Lateral Hardening-Fuse-93369551,1 | 13433 | 1209333.5935 | 154218.1797 | 1335343.9461 | 727045.4545 | 1.8367 | 0.60587 | 1200000 | 10 | 1 | 0 | 0 | 0 | 1 | Lateral Hardening-Fuse-93369551 [ 2021 ] | 1500Million | Eastern | -1 | 2025
Lateral Hardening | Lateral Hardening-Fuse-10477646,3 | 13435 | 2313194.1013 | 546777.2323 | 2815748.2326 | 1543090.9091 | 1.8247 | 1.6074 | 960000 | 79 | 3 | 0 | 0 | 0 | 3 | Lateral Hardening-Fuse-10477646 [ 2028 ], Lateral Hardening-Fuse-90836846, Lateral Hardening-Fuse-60409985 | 1500Million | Eastern | -1 | 2025
Lateral Hardening | Lateral Hardening-Fuse-60013633,1 | 13047 | 438912.0475 | 34020.0017 | 453055.0323 | 249090.9091 | 1.8188 | 0.20758 | 1200000 | 53 | 1 | 0 | 0 | 0 | 1 | Lateral Hardening-Fuse-60013633 | 1500Million | Central | -1 | 2025
Lateral Hardening | Lateral Hardening-Fuse-10675158,1 | 13464 | 269735.2868 | 19570.3293 | 368669.4939 | 204545.4545 | 1.8024 | 0.17045 | 1200000 | 17 | 1 | 0 | 0 | 0 | 1 | Lateral Hardening-Fuse-10675158 [ 2027 ] | 1500Million | Plant City | -1 | 2025
Lateral Hardening | Lateral Hardening-Fuse-60009921,1 | 13027 | 568358.0511 | 35069.2976 | 608074.6689 | 341818.1818 | 1.7789 | 0.28485 | 1200000 | 58 | 1 | 0 | 0 | 0 | 1 | Lateral Hardening-Fuse-60009921 | 1500Million | Central | -1 | 2025
Lateral Hardening | Lateral Hardening-Fuse-10144150,2 | 13123 | 1024311.3816 | 175012.3419 | 1291935.8714 | 728000 | 1.7746 | 0.75833 | 960000 | 110 | 2 | 1 | 0 | 1 | 3 | Lateral Hardening-Fuse-10144150 [ 2028 ], Lateral Hardening-Fuse-10144178 | 1500Million | Plant City | -1 | 2025
Lateral Hardening | Lateral Hardening-Fuse-92200425,1 | 13909 | 384356.9141 | 41106.184 | 408512.4602 | 230454.5455 | 1.7726 | 0.19205 | 1200000 | 34 | 1 | 0 | 0 | 0 | 1 | Lateral Hardening-Fuse-92200425 [ 2023 ] | 1500Million | Eastern | -1 | 2025
Lateral Hardening | Lateral Hardening-Fuse-92275609,1 | 13143 | 583277.6909 | 127194.1233 | 690125.3943 | 390227.2727 | 1.7685 | 0.32519 | 1200000 | 43 | 1 | 0 | 0 | 0 | 1 | Lateral Hardening-Fuse-92275609 [ 2026 ] | 1500Million | Western | -1 | 2025
Lateral Hardening | Lateral Hardening-Fuse-91575780,1 | 13044 | 105126.7625 | 5590.0174 | 105711.2646 | 60000 | 1.7619 | 0.05 | 1200000 | 8 | 1 | 0 | 0 | 0 | 1 | Lateral Hardening-Fuse-91575780 | 1500Million | Central | -1 | 2025
Lateral Hardening | Lateral Hardening-Fuse-91640192,1 | 13468 | 224165.0712 | 10467.6373 | 224820.6623 | 128181.8182 | 1.7539 | 0.10682 | 1200000 | 10 | 1 | 0 | 0 | 0 | 1 | Lateral Hardening-Fuse-91640192 [ 2022 ] | 1500Million | Central | -1 | 2025
Lateral Hardening | Lateral Hardening-Fuse-10509581,1 | 13128 | 332020.1524 | 35755.3994 | 384702.7081 | 220681.8182 | 1.7432 | 0.1839 | 1200000 | 52 | 1 | 2 | 0 | 2 | 3 | Lateral Hardening-Fuse-10509581 [ 2024 ] | 1500Million | Eastern | -1 | 2025
Lateral Hardening | Lateral Hardening-Fuse-10560432,8 | 13297 | 1938880.1785 | 583454.3456 | 2918691.2523 | 1675818.1818 | 1.7417 | 1.7456 | 960000 | 368 | 8 | 5 | 0 | 5 | 13 | Lateral Hardening-Fuse-10560432 [ 2021 ], Lateral Hardening-Fuse-10560398 [ 2021 ], Lateral Hardening-Fuse-60441559, Lateral Hardening-Fuse-10560428, Lateral Hardening-Fuse-10560401, Lateral Hardening-Fuse-60161436, Lateral Hardening-Fuse-60161437, Lateral Hardening-Fuse-60161429 | 1500Million | Winter Haven | -1 | 2025
Lateral Hardening | Lateral Hardening-Fuse-91565155,1 | 13044 | 253597.6873 | 24740.8825 | 268735.6561 | 159318.1818 | 1.6868 | 0.13277 | 1200000 | 36 | 1 | 0 | 0 | 0 | 1 | Lateral Hardening-Fuse-91565155 | 1500Million | Central | -1 | 2025
Lateral Hardening | Lateral Hardening-Fuse-10408280,2 | 13632 | 814586.6186 | 137978.6043 | 952751.2482 | 572727.2727 | 1.6635 | 0.59659 | 960000 | 48 | 2 | 0 | 0 | 0 | 2 | Lateral Hardening-Fuse-10408280 [ 2022 ], Lateral Hardening-Fuse-10408276 | 1500Million | Central | -1 | 2025
Lateral Hardening | Lateral Hardening-Fuse-10089383,1 | 13278 | 346832.7613 | 21528.865 | 353526.0231 | 216590.9091 | 1.6322 | 0.18049 | 1200000 | 15 | 1 | 0 | 0 | 0 | 1 | Lateral Hardening-Fuse-10089383 | 1500Million | Winter Haven | -1 | 2025
Lateral Hardening | Lateral Hardening-Fuse-90518413,1 | 13128 | 93934.6911 | 2714.5427 | 92174.2901 | 56818.1818 | 1.6223 | 0.047348 | 1200000 | 6 | 1 | 0 | 0 | 0 | 1 | Lateral Hardening-Fuse-90518413 | 1500Million | Eastern | -1 | 2025
Lateral Hardening | Lateral Hardening-Fuse-10372431,15 | 13097 | 4806614.5659 | 871037.443 | 5905352.6709 | 3658181.8182 | 1.6143 | 3.8106 | 960000 | 279 | 15 | 9 | 0 | 9 | 24 | Lateral Hardening-Fuse-10372431 [ 2025 ], Lateral Hardening-Fuse-10372409, Lateral Hardening-Fuse-90670914 [ 2025 ], Lateral Hardening-Fuse-10372445 [ 2025 ], Lateral Hardening-Fuse-91274133 [ 2025 ], Lateral Hardening-Fuse-10372449, Lateral Hardening-Fuse-10372424, Lateral Hardening-Fuse-60325910 [ 2025 ], Lateral Hardening-Fuse-90783617, Lateral Hardening-Fuse-93130931, Lateral Hardening-Fuse-90533311, Lateral Hardening-Fuse-10372427, Lateral Hardening-Fuse-90884398, Lateral Hardening-Fuse-90869610, Lateral Hardening-Fuse-91001447 | 1500Million | Central | -1 | 2025
Lateral Hardening | Lateral Hardening-Fuse-10509556,3 | 13128 | 1387567.516 | 338170.07 | 1771026.0147 | 1108363.6364 | 1.5979 | 1.1545 | 960000 | 59 | 3 | 1 | 0 | 1 | 4 | Lateral Hardening-Fuse-10509556 [ 2024 ], Lateral Hardening-Fuse-91264831, Lateral Hardening-Fuse-91655480 | 1500Million | Eastern | -1 | 2025
Lateral Hardening | Lateral Hardening-Fuse-90188551,1 | 13454 | 367430.2578 | 37516.5707 | 400793.0314 | 252045.4545 | 1.5902 | 0.21004 | 1200000 | 39 | 1 | 2 | 1 | 1 | 3 | Lateral Hardening-Fuse-90188551 [ 2021 ] | 1500Million | Eastern | -1 | 2025
Lateral Hardening | Lateral Hardening-Fuse-92486892,1 | 13781 | 342919.9238 | 23357.1186 | 349856.875 | 220909.0909 | 1.5837 | 0.18409 | 1200000 | 77 | 1 | 0 | 0 | 0 | 1 | Lateral Hardening-Fuse-92486892 | 1500Million | South Hillsborough | -1 | 2025
Lateral Hardening | Lateral Hardening-Fuse-10477659,1 | 13435 | 133376.7892 | 6665.2644 | 133596.0167 | 85909.0909 | 1.5551 | 0.071591 | 1200000 | 12 | 1 | 0 | 0 | 0 | 1 | Lateral Hardening-Fuse-10477659 | 1500Million | Eastern | -1 | 2025
Lateral Hardening | Lateral Hardening-Fuse-10868121,1 | 13231 | 402427.7385 | 93160.2657 | 493983.0546 | 327727.2727 | 1.5073 | 0.27311 | 1200000 | 25 | 1 | 0 | 0 | 0 | 1 | Lateral Hardening-Fuse-10868121 [ 2021 ] | 1500Million | Eastern | -1 | 2025
Lateral Hardening | Lateral Hardening-Fuse-91680239,2 | 14031 | 1559529.758 | 419196.8179 | 2247462.6568 | 1504000 | 1.4943 | 1.5667 | 960000 | 223 | 2 | 6 | 0 | 6 | 8 | Lateral Hardening-Fuse-91680239 [ 2025 ], Lateral Hardening-Fuse-91132709 | 1500Million | Western | -1 | 2025
Lateral Hardening | Lateral Hardening-Fuse-10635160,2 | 13242 | 1023105.9563 | 232380.0298 | 1229366.932 | 823090.9091 | 1.4936 | 0.85739 | 960000 | 14 | 2 | 0 | 0 | 0 | 2 | Lateral Hardening-Fuse-10635160 [ 2028 ], Lateral Hardening-Fuse-10635135 [ 2028 ] | 1500Million | Plant City | -1 | 2025
Lateral Hardening | Lateral Hardening-Fuse-10560414,1 | 13297 | 197196.9528 | 13249.0142 | 219724.8284 | 147272.7273 | 1.492 | 0.12273 | 1200000 | 11 | 1 | 0 | 0 | 0 | 1 | Lateral Hardening-Fuse-10560414 | 1500Million | Winter Haven | -1 | 2025
Lateral Hardening | Lateral Hardening-Fuse-91303529,1 | 13909 | 150226.83 | 26349.5428 | 171170.2626 | 116136.3636 | 1.4739 | 0.09678 | 1200000 | 15 | 1 | 0 | 0 | 0 | 1 | Lateral Hardening-Fuse-91303529 [ 2023 ] | 1500Million | Eastern | -1 | 2025
Lateral Hardening | Lateral Hardening-Fuse-60034479,1 | 13143 | 236967.1977 | 167952.4447 | 533271.7988 | 362272.7273 | 1.472 | 0.30189 | 1200000 | 49 | 1 | 0 | 0 | 0 | 1 | Lateral Hardening-Fuse-60034479 | 1500Million | Western | -1 | 2025
Lateral Hardening | Lateral Hardening-Fuse-92282884,5 | 13906 | 1166162.6501 | 165908.9676 | 1303893.8924 | 888181.8182 | 1.468 | 0.92519 | 960000 | 29 | 5 | 0 | 0 | 0 | 5 | Lateral Hardening-Fuse-92282884 [ 2023 ], Lateral Hardening-Fuse-91500635 [ 2023 ], Lateral Hardening-Fuse-60069100, Lateral Hardening-Fuse-10097031, Lateral Hardening-Fuse-10097025 | 1500Million | Eastern | -1 | 2025
Lateral Hardening | Lateral Hardening-Fuse-91566383,1 | 13044 | 282057.2494 | 33683.4339 | 303867.6911 | 209090.9091 | 1.4533 | 0.17424 | 1200000 | 20 | 1 | 0 | 0 | 0 | 1 | Lateral Hardening-Fuse-91566383 | 1500Million | Central | -1 | 2025
Lateral Hardening | Lateral Hardening-Fuse-60047772,1 | 13052 | 157226.837 | 3820.6996 | 153459.2346 | 106590.9091 | 1.4397 | 0.088826 | 1200000 | 55 | 1 | 1 | 0 | 1 | 2 | Lateral Hardening-Fuse-60047772 [ 2027 ] | 1500Million | Central | -1 | 2025
Lateral Hardening | Lateral Hardening-Fuse-10127958,11 | 13078 | 3891008.4662 | 1241908.8394 | 5520589.2836 | 3843818.1818 | 1.4362 | 4.004 | 960000 | 563 | 11 | 2 | 0 | 2 | 13 | Lateral Hardening-Fuse-10127958 [ 2023 ], Lateral Hardening-Fuse-90444618, Lateral Hardening-Fuse-10127935, Lateral Hardening-Fuse-90444684, Lateral Hardening-Fuse-10127933, Lateral Hardening-Fuse-10127934, Lateral Hardening-Fuse-10127936, Lateral Hardening-Fuse-10127937, Lateral Hardening-Fuse-10127939, Lateral Hardening-Fuse-10127940, Lateral Hardening-Fuse-10127938 | 1500Million | Western | -1 | 2025
Lateral Hardening | Lateral Hardening-Fuse-60176321,3 | 13661 | 626556.0878 | 139257.3781 | 746950.6015 | 521636.3636 | 1.4319 | 0.54337 | 960000 | 87 | 3 | 1 | 0 | 1 | 4 | Lateral Hardening-Fuse-60176321 [ 2029 ], Lateral Hardening-Fuse-60182617, Lateral Hardening-Fuse-10601425 | 1500Million | Winter Haven | -1 | 2025
Lateral Hardening | Lateral Hardening-Fuse-10913189,1 | 13706 | 1363730.523 | 223546.2842 | 1722617.615 | 1206136.3636 | 1.4282 | 1.0051 | 1200000 | 208 | 1 | 0 | 0 | 0 | 1 | Lateral Hardening-Fuse-10913189 [ 2027 ] | 1500Million | Eastern | -1 | 2025
Lateral Hardening | Lateral Hardening-Fuse-60065305,1 | 13278 | 171038.6568 | 13675.2552 | 176985.935 | 124090.9091 | 1.4263 | 0.10341 | 1200000 | 13 | 1 | 0 | 0 | 0 | 1 | Lateral Hardening-Fuse-60065305 | 1500Million | Winter Haven | -1 | 2025
Lateral Hardening | Lateral Hardening-Fuse-60034473,1 | 13143 | 135206.592 | 6177.9965 | 134949.2654 | 94772.7273 | 1.4239 | 0.078977 | 1200000 | 21 | 1 | 0 | 0 | 0 | 1 | Lateral Hardening-Fuse-60034473 | 1500Million | Western | -1 | 2025
Lateral Hardening | Lateral Hardening-Fuse-10441185,1 | 13946 | 1464820.2569 | 474332.7545 | 1937844.8206 | 1364090.9091 | 1.4206 | 1.1367 | 1200000 | 225 | 1 | 0 | 0 | 0 | 1 | Lateral Hardening-Fuse-10441185 | 1500Million | Central | -1 | 2025
Lateral Hardening | Lateral Hardening-Fuse-92185433,1 | 13162 | 168320.9625 | 11275.5097 | 171496.9117 | 121136.3636 | 1.4157 | 0.10095 | 1200000 | 16 | 1 | 0 | 0 | 0 | 1 | Lateral Hardening-Fuse-92185433 | 1500Million | Western | -1 | 2025
Lateral Hardening | Lateral Hardening-Fuse-60161443,1 | 13297 | 71968.6621 | 1237.8668 | 69738.8323 | 50000 | 1.3948 | 0.017045 | 2933333.3333 | 71 | 1 | 1 | 0 | 1 | 2 | Lateral Hardening-Fuse-60161443 [ 2021 ] | 1500Million | Winter Haven | -1 | 2025
Lateral Hardening | Lateral Hardening-Fuse-92734348,2 | 13070 | 518002.0466 | 88011.5713 | 588725.5991 | 423454.5455 | 1.3903 | 0.4411 | 960000 | 12 | 2 | 4 | 0 | 4 | 6 | Lateral Hardening-Fuse-92734348 [ 2028 ], Lateral Hardening-Fuse-92734372 [ 2028 ] | 1500Million | Western | -1 | 2025
Lateral Hardening | Lateral Hardening-Fuse-60225949,8 | 13679 | 1757314.5621 | 260919.9247 | 1961525.2656 | 1414000 | 1.3872 | 1.4729 | 960000 | 103 | 8 | 4 | 1 | 3 | 12 | Lateral Hardening-Fuse-60225949 [ 2028 ], Lateral Hardening-Fuse-90289640 [ 2028 ], Lateral Hardening-Fuse-90294505, Lateral Hardening-Fuse-90293243 [ 2028 ], Lateral Hardening-Fuse-90606361, Lateral Hardening-Fuse-90294221, Lateral Hardening-Fuse-90293238, Lateral Hardening-Fuse-90289619 | 1500Million | Western | -1 | 2025
Lateral Hardening | Lateral Hardening-Fuse-60128351,1 | 13468 | 402834.8789 | 77953.3025 | 465436.6528 | 335681.8182 | 1.3865 | 0.27973 | 1200000 | 34 | 1 | 0 | 0 | 0 | 1 | Lateral Hardening-Fuse-60128351 [ 2022 ] | 1500Million | Central | -1 | 2025
Lateral Hardening | Lateral Hardening-Fuse-10158432,3 | 13162 | 696745.6871 | 146790.5553 | 835725.7876 | 604545.4545 | 1.3824 | 0.62973 | 960000 | 64 | 3 | 0 | 0 | 0 | 3 | Lateral Hardening-Fuse-10158432 [ 2022 ], Lateral Hardening-Fuse-90303471, Lateral Hardening-Fuse-90525976 | 1500Million | Western | -1 | 2025
Lateral Hardening | Lateral Hardening-Fuse-93325170,3 | 13906 | 632345.6394 | 181530.9817 | 793800.7923 | 577272.7273 | 1.3751 | 0.60133 | 960000 | 72 | 3 | 3 | 0 | 3 | 6 | Lateral Hardening-Fuse-93325170, Lateral Hardening-Fuse-91445686, Lateral Hardening-Fuse-93327656 | 1500Million | Eastern | -1 | 2025
Lateral Hardening | Lateral Hardening-Fuse-91920065,1 | 13946 | 457120.4499 | 93440.4437 | 533639.4827 | 390000 | 1.3683 | 0.325 | 1200000 | 41 | 1 | 0 | 0 | 0 | 1 | Lateral Hardening-Fuse-91920065 | 1500Million | Central | -1 | 2025
Lateral Hardening | Lateral Hardening-Fuse-92105635,8 | 13030 | 4115125.8293 | 637258.7082 | 4625690.7652 | 3388909.0909 | 1.3649 | 3.5301 | 960000 | 50 | 8 | 4 | 0 | 4 | 12 | Lateral Hardening-Fuse-92105635 [ 2028 ], Lateral Hardening-Fuse-91582790, Lateral Hardening-Fuse-92076006, Lateral Hardening-Fuse-92313968 [ 2028 ], Lateral Hardening-Fuse-10170081, Lateral Hardening-Fuse-91432562, Lateral Hardening-Fuse-91581632, Lateral Hardening-Fuse-92317346 [ 2028 ] | 1500Million | Winter Haven | -1 | 2025
Lateral Hardening | Lateral Hardening-Fuse-92315811,1 | 13030 | 664324.1261 | 56690.3938 | 695297.7412 | 510909.0909 | 1.3609 | 0.42576 | 1200000 | 38 | 1 | 0 | 0 | 0 | 1 | Lateral Hardening-Fuse-92315811 [ 2028 ] | 1500Million | Winter Haven | -1 | 2025
Lateral Hardening | Lateral Hardening-Fuse-91565147,1 | 13044 | 114794.3106 | 17998.9238 | 128009.5338 | 94318.1818 | 1.3572 | 0.078598 | 1200000 | 20 | 1 | 0 | 0 | 0 | 1 | Lateral Hardening-Fuse-91565147 | 1500Million | Central | -1 | 2025
Lateral Hardening | Lateral Hardening-Fuse-90528012,1 | 13435 | 729363.7545 | 161663.1361 | 866629.3018 | 650681.8182 | 1.3319 | 0.54223 | 1200000 | 29 | 1 | 0 | 0 | 0 | 1 | Lateral Hardening-Fuse-90528012 [ 2028 ] | 1500Million | Eastern | -1 | 2025
Lateral Hardening | Lateral Hardening-Fuse-91565351,1 | 13044 | 263616.4945 | 19918.0487 | 270598.6675 | 204090.9091 | 1.3259 | 0.17008 | 1200000 | 41 | 1 | 0 | 0 | 0 | 1 | Lateral Hardening-Fuse-91565351 | 1500Million | Central | -1 | 2025
Lateral Hardening | Lateral Hardening-Fuse-10144159,1 | 13123 | 851528.4731 | 71142.5373 | 890391.1689 | 673409.0909 | 1.3222 | 0.56117 | 1200000 | 45 | 1 | 0 | 0 | 0 | 1 | Lateral Hardening-Fuse-10144159 | 1500Million | Plant City | -1 | 2025
Lateral Hardening | Lateral Hardening-Fuse-90211134,1 | 13162 | 103202.3851 | 13103.6912 | 131183.4057 | 99545.4545 | 1.3178 | 0.082955 | 1200000 | 25 | 1 | 0 | 0 | 0 | 1 | Lateral Hardening-Fuse-90211134 | 1500Million | Western | -1 | 2025
Lateral Hardening | Lateral Hardening-Fuse-10089367,1 | 13278 | 288313.2531 | 53587.3041 | 331201.9518 | 253409.0909 | 1.307 | 0.21117 | 1200000 | 16 | 1 | 0 | 0 | 0 | 1 | Lateral Hardening-Fuse-10089367 [ 2027 ] | 1500Million | Winter Haven | -1 | 2025
Lateral Hardening | Lateral Hardening-Fuse-60020618,1 | 13679 | 213432.4696 | 55100.0262 | 260131.8672 | 202954.5455 | 1.2817 | 0.16913 | 1200000 | 11 | 1 | 0 | 0 | 0 | 1 | Lateral Hardening-Fuse-60020618 [ 2028 ] | 1500Million | Western | -1 | 2025
Lateral Hardening | Lateral Hardening-Fuse-10089380,1 | 13278 | 812802.0321 | 77408.0856 | 856927.3145 | 669772.7273 | 1.2794 | 0.55814 | 1200000 | 49 | 1 | 1 | 0 | 1 | 2 | Lateral Hardening-Fuse-10089380 [ 2027 ] | 1500Million | Winter Haven | -1 | 2025
Lateral Hardening | Lateral Hardening-Fuse-90199873,3 | 13817 | 565731.3166 | 61862.1477 | 692201.9749 | 543818.1818 | 1.2729 | 0.56648 | 960000 | 38 | 3 | 1 | 0 | 1 | 4 | Lateral Hardening-Fuse-90199873 [ 2023 ], Lateral Hardening-Fuse-10722418, Lateral Hardening-Fuse-10722373 | 1500Million | South Hillsborough | -1 | 2025
Lateral Hardening | Lateral Hardening-Fuse-91565154,1 | 13044 | 191966.816 | 34086.0966 | 218615.3425 | 172272.7273 | 1.269 | 0.14356 | 1200000 | 37 | 1 | 0 | 0 | 0 | 1 | Lateral Hardening-Fuse-91565154 | 1500Million | Central | -1 | 2025
Lateral Hardening | Lateral Hardening-Fuse-60337684,1 | 14001 | 76577.333 | 4666.368 | 84380.3109 | 66590.9091 | 1.2671 | 0.055492 | 1200000 | 16 | 1 | 0 | 0 | 0 | 1 | Lateral Hardening-Fuse-60337684 | 1500Million | Plant City | -1 | 2025
Lateral Hardening | Lateral Hardening-Fuse-60011056,1 | 13047 | 120900.8004 | 20914.6494 | 135851.935 | 107272.7273 | 1.2664 | 0.089394 | 1200000 | 5 | 1 | 0 | 0 | 0 | 1 | Lateral Hardening-Fuse-60011056 | 1500Million | Central | -1 | 2025
Lateral Hardening | Lateral Hardening-Fuse-10144153,2 | 13123 | 878709.2898 | 168126.5753 | 1192877.1469 | 956727.2727 | 1.2468 | 0.99659 | 960000 | 96 | 2 | 0 | 0 | 0 | 2 | Lateral Hardening-Fuse-10144153 [ 2028 ], Lateral Hardening-Fuse-10144183 | 1500Million | Plant City | -1 | 2025
Lateral Hardening | Lateral Hardening-Fuse-90657228,10 | 13128 | 2128345.3088 | 523173.5973 | 2898330.0133 | 2326545.4545 | 1.2458 | 2.4235 | 960000 | 169 | 10 | 0 | 0 | 0 | 10 | Lateral Hardening-Fuse-90657228 [ 2024 ], Lateral Hardening-Fuse-10509566, Lateral Hardening-Fuse-10509569, Lateral Hardening-Fuse-10509570, Lateral Hardening-Fuse-91273237, Lateral Hardening-Fuse-10509571, Lateral Hardening-Fuse-90569388, Lateral Hardening-Fuse-10509552, Lateral Hardening-Fuse-10509573, Lateral Hardening-Fuse-60226022 | 1500Million | Eastern | -1 | 2025
Lateral Hardening | Lateral Hardening-Fuse-10625698,1 | 13011 | 327327.0679 | 52906.1944 | 367467.9771 | 298181.8182 | 1.2324 | 0.24848 | 1200000 | 30 | 1 | 0 | 0 | 0 | 1 | Lateral Hardening-Fuse-10625698 [ 2028 ] | 1500Million | Plant City | -1 | 2025
Lateral Hardening | Lateral Hardening-Fuse-92734176,1 | 13070 | 136748.069 | 23572.1259 | 155245.5351 | 126818.1818 | 1.2242 | 0.10568 | 1200000 | 8 | 1 | 0 | 0 | 0 | 1 | Lateral Hardening-Fuse-92734176 | 1500Million | Western | -1 | 2025
Lateral Hardening | Lateral Hardening-Fuse-90020653,1 | 13297 | 68017.4001 | 2271.9229 | 67040.6701 | 55000 | 1.2189 | 0.045833 | 1200000 | 4 | 1 | 0 | 0 | 0 | 1 | Lateral Hardening-Fuse-90020653 | 1500Million | Winter Haven | -1 | 2025
Lateral Hardening | Lateral Hardening-Fuse-93403488,1 | 13906 | 513981.9137 | 76815.9653 | 572544.3413 | 471363.6364 | 1.2147 | 0.3928 | 1200000 | 40 | 1 | 0 | 0 | 0 | 1 | Lateral Hardening-Fuse-93403488 [ 2023 ] | 1500Million | Eastern | -1 | 2025
Lateral Hardening | Lateral Hardening-Fuse-60206785,1 | 14024 | 139220.1408 | 20335.1137 | 154181.9177 | 127272.7273 | 1.2114 | 0.10606 | 1200000 | 10 | 1 | 0 | 0 | 0 | 1 | Lateral Hardening-Fuse-60206785 | 1500Million | South Hillsborough | -1 | 2025
Lateral Hardening | Lateral Hardening-Fuse-10674784,1 | 13464 | 625084.4099 | 114706.3619 | 716862.9199 | 592045.4545 | 1.2108 | 0.49337 | 1200000 | 58 | 1 | 1 | 0 | 1 | 2 | Lateral Hardening-Fuse-10674784 | 1500Million | Plant City | -1 | 2025
Lateral Hardening | Lateral Hardening-Fuse-93215104,3 | 13817 | 1053099.4453 | 219781.9003 | 1233825.1628 | 1127818.1818 | 1.094 | 1.1748 | 960000 | 22 | 3 | 0 | 0 | 0 | 3 | Lateral Hardening-Fuse-93215104 [ 2023 ], Lateral Hardening-Fuse-93113255, Lateral Hardening-Fuse-10722413 | 1500Million | South Hillsborough | -1 | 2025
Lateral Hardening | Lateral Hardening-Fuse-60128360,1 | 13468 | 44500.894 | 7381.9083 | 52775.8668 | 50000 | 1.0555 | 0.024432 | 2046511.6279 | 3 | 1 | 0 | 0 | 0 | 1 | Lateral Hardening-Fuse-60128360 | 1500Million | Central | -1 | 2025
Lateral Hardening | Lateral Hardening-Fuse-10466883,1 | 13433 | 71489.6958 | 3442.5958 | 71517.2778 | 70681.8182 | 1.0118 | 0.058902 | 1200000 | 8 | 1 | 0 | 0 | 0 | 1 | Lateral Hardening-Fuse-10466883 | 1500Million | Eastern | -1 | 2025
Lateral Hardening | Lateral Hardening-Fuse-10457704,2 | 13229 | 4800968.5087 | 62530.4125 | 5484243.2615 | 272545.4545 | 20.1223 | 0.2839 | 960000 | 177 | 2 | 2 | 0 | 2 | 4 | Lateral Hardening-Fuse-10457704 [ 2023 ], Lateral Hardening-Fuse-92525393 [ 2023 ] | 1500Million | Eastern | -1 | 2026
Lateral Hardening | Lateral Hardening-Fuse-10383149,1 | 13348 | 2780531.8553 | 58718.2386 | 2749362.5751 | 297727.2727 | 9.2345 | 0.24811 | 1200000 | 154 | 1 | 1 | 0 | 1 | 2 | Lateral Hardening-Fuse-10383149 [ 2023 ] | 1500Million | Central | -1 | 2026
Lateral Hardening | Lateral Hardening-Fuse-10053266,1 | 13544 | 3214049.2229 | 64377.2963 | 3171315.482 | 348863.6364 | 9.0904 | 0.29072 | 1200000 | 172 | 1 | 1 | 0 | 1 | 2 | Lateral Hardening-Fuse-10053266 [ 2021 ] | 1500Million | Western | -1 | 2026
Lateral Hardening | Lateral Hardening-Fuse-92655424,1 | 13198 | 976997.7457 | 33657.2688 | 977060.3275 | 112954.5455 | 8.65 | 0.094129 | 1200000 | 20 | 1 | 0 | 0 | 0 | 1 | Lateral Hardening-Fuse-92655424 [ 2022 ] | 1500Million | Western | -1 | 2026
Lateral Hardening | Lateral Hardening-Fuse-10482600,2 | 13455 | 3107478.8647 | 45499.4577 | 3015415.7912 | 365272.7273 | 8.2552 | 0.38049 | 960000 | 151 | 2 | 2 | 0 | 2 | 4 | Lateral Hardening-Fuse-10482600 [ 2025 ], Lateral Hardening-Fuse-10482617 [ 2025 ] | 1500Million | Eastern | -1 | 2026
Lateral Hardening | Lateral Hardening-Fuse-92183966,7 | 13198 | 4347581.3206 | 94979.7489 | 4928711.9609 | 622545.4545 | 7.917 | 0.64848 | 960000 | 116 | 7 | 1 | 0 | 1 | 8 | Lateral Hardening-Fuse-92183966 [ 2022 ], Lateral Hardening-Fuse-92585443 [ 2022 ], Lateral Hardening-Fuse-60060419, Lateral Hardening-Fuse-10051852 [ 2022 ], Lateral Hardening-Fuse-92585444, Lateral Hardening-Fuse-60570726, Lateral Hardening-Fuse-10051856 | 1500Million | Western | -1 | 2026
Lateral Hardening | Lateral Hardening-Fuse-10429536,1 | 13630 | 742699.649 | 5396.099 | 713101.994 | 98409.0909 | 7.2463 | 0.082008 | 1200000 | 99 | 1 | 2 | 0 | 2 | 3 | Lateral Hardening-Fuse-10429536 [ 2023 ] | 1500Million | Central | -1 | 2026
Lateral Hardening | Lateral Hardening-Fuse-60059524,1 | 13026 | 1471511.8064 | 34767.541 | 1618977.85 | 227272.7273 | 7.1235 | 0.18939 | 1200000 | 128 | 1 | 0 | 0 | 0 | 1 | Lateral Hardening-Fuse-60059524 [ 2022 ] | 1500Million | Central | -1 | 2026
Lateral Hardening | Lateral Hardening-Fuse-60131098,1 | 13420 | 1312610.1119 | 28327.6874 | 2117525.0363 | 308863.6364 | 6.8559 | 0.25739 | 1200000 | 298 | 1 | 2 | 0 | 2 | 3 | Lateral Hardening-Fuse-60131098 [ 2023 ] | 1500Million | Central | -1 | 2026
Lateral Hardening | Lateral Hardening-Fuse-60036344,3 | 13183 | 4484417.2482 | 143206.1501 | 4452655.1774 | 685090.9091 | 6.4994 | 0.71364 | 960000 | 42 | 3 | 5 | 0 | 5 | 8 | Lateral Hardening-Fuse-60036344 [ 2023 ], Lateral Hardening-Fuse-10005811 [ 2023 ], Lateral Hardening-Fuse-91156872 | 1500Million | Central | -1 | 2026
Lateral Hardening | Lateral Hardening-Fuse-10051851,1 | 13198 | 1580395.8337 | 26756.3392 | 1541481.8662 | 254772.7273 | 6.0504 | 0.21231 | 1200000 | 85 | 1 | 0 | 0 | 0 | 1 | Lateral Hardening-Fuse-10051851 [ 2022 ] | 1500Million | Western | -1 | 2026
Lateral Hardening | Lateral Hardening-Fuse-10663246,3 | 13001 | 6066338.4154 | 175372.1049 | 7045547.4617 | 1200363.6364 | 5.8695 | 1.2504 | 960000 | 265 | 3 | 9 | 0 | 9 | 12 | Lateral Hardening-Fuse-10663246 [ 2021 ], Lateral Hardening-Fuse-60179144 [ 2021 ], Lateral Hardening-Fuse-92938076 | 1500Million | South Hillsborough | -1 | 2026
Lateral Hardening | Lateral Hardening-Fuse-92048269,1 | 13001 | 1441108.5957 | 30415.8033 | 1660950.1242 | 286136.3636 | 5.8048 | 0.23845 | 1200000 | 152 | 1 | 0 | 0 | 0 | 1 | Lateral Hardening-Fuse-92048269 [ 2021 ] | 1500Million | South Hillsborough | -1 | 2026
Lateral Hardening | Lateral Hardening-Fuse-10051875,1 | 13198 | 673178.7061 | 14723.1369 | 659020.6551 | 116818.1818 | 5.6414 | 0.097348 | 1200000 | 24 | 1 | 0 | 0 | 0 | 1 | Lateral Hardening-Fuse-10051875 [ 2022 ] | 1500Million | Western | -1 | 2026
Lateral Hardening | Lateral Hardening-Fuse-60018305,2 | 13049 | 1414550.4018 | 34445.2165 | 1385931.2004 | 248909.0909 | 5.568 | 0.25928 | 960000 | 52 | 2 | 0 | 0 | 0 | 2 | Lateral Hardening-Fuse-60018305 [ 2026 ], Lateral Hardening-Fuse-60018312 [ 2026 ] | 1500Million | Central | -1 | 2026
Lateral Hardening | Lateral Hardening-Fuse-10596841,1 | 13770 | 2405503.2567 | 87839.6787 | 3623826.0772 | 653636.3636 | 5.5441 | 0.5447 | 1200000 | 556 | 1 | 0 | 0 | 0 | 1 | Lateral Hardening-Fuse-10596841 [ 2023 ] | 1500Million | Winter Haven | -1 | 2026
Lateral Hardening | Lateral Hardening-Fuse-90147316,3 | 13207 | 1766412.7367 | 66264.9221 | 1757980.586 | 326000 | 5.3926 | 0.33958 | 960000 | 56 | 3 | 0 | 0 | 0 | 3 | Lateral Hardening-Fuse-90147316 [ 2024 ], Lateral Hardening-Fuse-90147927, Lateral Hardening-Fuse-90147931 | 1500Million | Western | -1 | 2026
Lateral Hardening | Lateral Hardening-Fuse-92298267,1 | 13586 | 2931980.759 | 51206.5634 | 2843052.2119 | 538863.6364 | 5.276 | 0.44905 | 1200000 | 506 | 1 | 1 | 1 | 0 | 2 | Lateral Hardening-Fuse-92298267 [ 2021 ] | 1500Million | Western | -1 | 2026
Lateral Hardening | Lateral Hardening-Fuse-90179103,1 | 13630 | 1378762.1901 | 51368.2105 | 1475751.5062 | 285681.8182 | 5.1657 | 0.23807 | 1200000 | 36 | 1 | 1 | 0 | 1 | 2 | Lateral Hardening-Fuse-90179103 [ 2023 ] | 1500Million | Central | -1 | 2026
Lateral Hardening | Lateral Hardening-Fuse-92829453,1 | 13961 | 2037028.6607 | 118196.7952 | 2087452.053 | 404318.1818 | 5.1629 | 0.33693 | 1200000 | 452 | 1 | 6 | 0 | 6 | 7 | Lateral Hardening-Fuse-92829453 [ 2020 ] | 1500Million | Plant City | -1 | 2026
Lateral Hardening | Lateral Hardening-Fuse-10005857,3 | 13183 | 2032809.2733 | 101213.5166 | 2884106.9546 | 568727.2727 | 5.0712 | 0.59242 | 960000 | 32 | 3 | 2 | 0 | 2 | 5 | Lateral Hardening-Fuse-10005857 [ 2023 ], Lateral Hardening-Fuse-90082535, Lateral Hardening-Fuse-10005863 [ 2023 ] | 1500Million | Central | -1 | 2026
Lateral Hardening | Lateral Hardening-Fuse-60311190,7 | 13373 | 4164344.5496 | 232820.1239 | 5709872.8504 | 1131272.7273 | 5.0473 | 1.1784 | 960000 | 102 | 7 | 1 | 0 | 1 | 8 | Lateral Hardening-Fuse-60311190 [ 2024 ], Lateral Hardening-Fuse-90885250, Lateral Hardening-Fuse-90768462, Lateral Hardening-Fuse-10091416, Lateral Hardening-Fuse-10091410, Lateral Hardening-Fuse-60479145, Lateral Hardening-Fuse-10091403 | 1500Million | Winter Haven | -1 | 2026
Lateral Hardening | Lateral Hardening-Fuse-10836901,2 | 13127 | 4668552.7844 | 295007.2459 | 4930087.6172 | 1021090.9091 | 4.8283 | 1.0636 | 960000 | 138 | 2 | 2 | 0 | 2 | 4 | Lateral Hardening-Fuse-10836901 [ 2022 ], Lateral Hardening-Fuse-92663180 [ 2022 ] | 1500Million | Eastern | -1 | 2026
Lateral Hardening | Lateral Hardening-Fuse-60193482,5 | 13961 | 6370897.2463 | 457157.1052 | 7755033.5424 | 1644909.0909 | 4.7146 | 1.7134 | 960000 | 135 | 5 | 5 | 0 | 5 | 10 | Lateral Hardening-Fuse-60193482 [ 2021 ], Lateral Hardening-Fuse-91967289, Lateral Hardening-Fuse-10696504, Lateral Hardening-Fuse-91967308 [ 2021 ], Lateral Hardening-Fuse-93337930 | 1500Million | Plant City | -1 | 2026
Lateral Hardening | Lateral Hardening-Fuse-10632095,2 | 13311 | 1783118.0572 | 114867.0808 | 1833242.2496 | 400545.4545 | 4.5769 | 0.41723 | 960000 | 38 | 2 | 1 | 0 | 1 | 3 | Lateral Hardening-Fuse-10632095 [ 2027 ], Lateral Hardening-Fuse-10632125 [ 2027 ] | 1500Million | Winter Haven | -1 | 2026
Lateral Hardening | Lateral Hardening-Fuse-92223144,3 | 13206 | 1280991.8503 | 34780.8987 | 1257326.0242 | 276181.8182 | 4.5525 | 0.28769 | 960000 | 86 | 3 | 2 | 0 | 2 | 5 | Lateral Hardening-Fuse-92223144 [ 2026 ], Lateral Hardening-Fuse-90522309 [ 2026 ], Lateral Hardening-Fuse-10167786 | 1500Million | Western | -1 | 2026
Lateral Hardening | Lateral Hardening-Fuse-91863559,1 | 13630 | 433406.86 | 19297.537 | 433829.9417 | 95681.8182 | 4.5341 | 0.079735 | 1200000 | 16 | 1 | 0 | 0 | 0 | 1 | Lateral Hardening-Fuse-91863559 [ 2023 ] | 1500Million | Central | -1 | 2026
Lateral Hardening | Lateral Hardening-Fuse-10366507,3 | 13089 | 2510747.2769 | 120937.3956 | 2528399.3713 | 563272.7273 | 4.4888 | 0.58674 | 960000 | 47 | 3 | 1 | 0 | 1 | 4 | Lateral Hardening-Fuse-10366507 [ 2024 ], Lateral Hardening-Fuse-10366534 [ 2024 ], Lateral Hardening-Fuse-60117209 [ 2024 ] | 1500Million | Central | -1 | 2026
Lateral Hardening | Lateral Hardening-Fuse-92820848,2 | 13961 | 2139219.0539 | 78934.8133 | 2132314.9431 | 475818.1818 | 4.4814 | 0.49564 | 960000 | 521 | 2 | 7 | 0 | 7 | 9 | Lateral Hardening-Fuse-92820848 [ 2021 ], Lateral Hardening-Fuse-91713322 | 1500Million | Plant City | -1 | 2026
Lateral Hardening | Lateral Hardening-Fuse-92810815,1 | 13420 | 528232.791 | 17400.3054 | 523221.189 | 117727.2727 | 4.4443 | 0.098106 | 1200000 | 21 | 1 | 2 | 0 | 2 | 3 | Lateral Hardening-Fuse-92810815 [ 2023 ] | 1500Million | Central | -1 | 2026
Lateral Hardening | Lateral Hardening-Fuse-60279623,1 | 13916 | 844892.2839 | 6234.7152 | 983849.9637 | 222727.2727 | 4.4173 | 0.18561 | 1200000 | 298 | 1 | 4 | 0 | 4 | 5 | Lateral Hardening-Fuse-60279623 [ 2021 ] | 1500Million | Winter Haven | -1 | 2026
Lateral Hardening | Lateral Hardening-Fuse-60059457,1 | 13026 | 1039920.5955 | 32953.4682 | 1084568.1845 | 249772.7273 | 4.3422 | 0.20814 | 1200000 | 37 | 1 | 0 | 0 | 0 | 1 | Lateral Hardening-Fuse-60059457 [ 2022 ] | 1500Million | Central | -1 | 2026
Lateral Hardening | Lateral Hardening-Fuse-10615013,3 | 13125 | 1830232.6371 | 97772.7634 | 2604440.2676 | 603636.3636 | 4.3146 | 0.62879 | 960000 | 58 | 3 | 2 | 0 | 2 | 5 | Lateral Hardening-Fuse-10615013 [ 2024 ], Lateral Hardening-Fuse-10615019, Lateral Hardening-Fuse-92786452 | 1500Million | Plant City | -1 | 2026
Lateral Hardening | Lateral Hardening-Fuse-90146892,4 | 13207 | 2689029.0056 | 165553.6367 | 2803037.3587 | 650181.8182 | 4.3112 | 0.67727 | 960000 | 73 | 4 | 0 | 0 | 0 | 4 | Lateral Hardening-Fuse-90146892 [ 2024 ], Lateral Hardening-Fuse-90147164, Lateral Hardening-Fuse-90147167, Lateral Hardening-Fuse-90147001 | 1500Million | Western | -1 | 2026
Lateral Hardening | Lateral Hardening-Fuse-10429530,3 | 13630 | 2702092.3255 | 95976.4069 | 2805593.5888 | 664181.8182 | 4.2241 | 0.69186 | 960000 | 83 | 3 | 0 | 0 | 0 | 3 | Lateral Hardening-Fuse-10429530 [ 2023 ], Lateral Hardening-Fuse-92434814 [ 2023 ], Lateral Hardening-Fuse-92434831 [ 2023 ] | 1500Million | Central | -1 | 2026
Lateral Hardening | Lateral Hardening-Fuse-90910088,4 | 13420 | 1610396.5173 | 37068.6417 | 1581441.7407 | 384909.0909 | 4.1086 | 0.40095 | 960000 | 70 | 4 | 0 | 0 | 0 | 4 | Lateral Hardening-Fuse-90910088 [ 2023 ], Lateral Hardening-Fuse-10055936, Lateral Hardening-Fuse-60320466, Lateral Hardening-Fuse-60320467 [ 2023 ] | 1500Million | Central | -1 | 2026
Lateral Hardening | Lateral Hardening-Fuse-90482454,4 | 13206 | 2551186.4962 | 136564.6887 | 2610512.8436 | 651454.5455 | 4.0072 | 0.6786 | 960000 | 91 | 4 | 0 | 0 | 0 | 4 | Lateral Hardening-Fuse-90482454 [ 2026 ], Lateral Hardening-Fuse-90482463, Lateral Hardening-Fuse-10167794, Lateral Hardening-Fuse-90482469 | 1500Million | Western | -1 | 2026
Lateral Hardening | Lateral Hardening-Fuse-90733129,3 | 13082 | 1596501.6595 | 242601.839 | 2303178.5531 | 575454.5455 | 4.0024 | 0.59943 | 960000 | 73 | 3 | 1 | 0 | 1 | 4 | Lateral Hardening-Fuse-90733129 [ 2029 ], Lateral Hardening-Fuse-91288121 [ 2029 ], Lateral Hardening-Fuse-90968819 [ 2029 ] | 1500Million | Western | -1 | 2026
Lateral Hardening | Lateral Hardening-Fuse-60073790,1 | 13082 | 1305019.1053 | 72169.6389 | 1408314.9469 | 352954.5455 | 3.9901 | 0.29413 | 1200000 | 55 | 1 | 2 | 0 | 2 | 3 | Lateral Hardening-Fuse-60073790 [ 2029 ] | 1500Million | Western | -1 | 2026
Lateral Hardening | Lateral Hardening-Fuse-91509159,2 | 13348 | 1527848.6804 | 74483.4422 | 1550330.66 | 392727.2727 | 3.9476 | 0.40909 | 960000 | 189 | 2 | 1 | 0 | 1 | 3 | Lateral Hardening-Fuse-91509159 [ 2023 ], Lateral Hardening-Fuse-91509096 | 1500Million | Central | -1 | 2026
Lateral Hardening | Lateral Hardening-Fuse-60106849,1 | 13672 | 1264285.4473 | 51586.8143 | 1265210.4769 | 321363.6364 | 3.937 | 0.2678 | 1200000 | 268 | 1 | 2 | 0 | 2 | 3 | Lateral Hardening-Fuse-60106849 [ 2021 ] | 1500Million | Western | -1 | 2026
Lateral Hardening | Lateral Hardening-Fuse-90241323,1 | 13166 | 367669.7443 | 6979.3649 | 357016.4869 | 91590.9091 | 3.8979 | 0.076326 | 1200000 | 28 | 1 | 1 | 0 | 1 | 2 | Lateral Hardening-Fuse-90241323 | 1500Million | Western | -1 | 2026
Lateral Hardening | Lateral Hardening-Fuse-10005898,1 | 13183 | 341803.1107 | 19952.5266 | 466142.4117 | 122500 | 3.8052 | 0.10208 | 1200000 | 14 | 1 | 0 | 0 | 0 | 1 | Lateral Hardening-Fuse-10005898 [ 2023 ] | 1500Million | Central | -1 | 2026
Lateral Hardening | Lateral Hardening-Fuse-91971930,1 | 13672 | 862574.6744 | 55492.2586 | 886759.1957 | 233636.3636 | 3.7955 | 0.1947 | 1200000 | 31 | 1 | 0 | 0 | 0 | 1 | Lateral Hardening-Fuse-91971930 [ 2021 ] | 1500Million | Western | -1 | 2026
Lateral Hardening | Lateral Hardening-Fuse-60303627,3 | 13586 | 5047733.4154 | 396626.6353 | 5533219.3211 | 1459454.5455 | 3.7913 | 1.5203 | 960000 | 82 | 3 | 2 | 0 | 2 | 5 | Lateral Hardening-Fuse-60303627 [ 2021 ], Lateral Hardening-Fuse-60105982, Lateral Hardening-Fuse-10255357 | 1500Million | Western | -1 | 2026
Lateral Hardening | Lateral Hardening-Fuse-60073788,1 | 13082 | 1005473.511 | 58663.7385 | 1111634.3836 | 295000 | 3.7683 | 0.24583 | 1200000 | 46 | 1 | 0 | 0 | 0 | 1 | Lateral Hardening-Fuse-60073788 [ 2029 ] | 1500Million | Western | -1 | 2026
Lateral Hardening | Lateral Hardening-Fuse-92257437,1 | 13227 | 612573.0749 | 63552.3502 | 651697.0509 | 177272.7273 | 3.6762 | 0.14773 | 1200000 | 21 | 1 | 0 | 0 | 0 | 1 | Lateral Hardening-Fuse-92257437 [ 2026 ] | 1500Million | Eastern | -1 | 2026
Lateral Hardening | Lateral Hardening-Fuse-10457713,1 | 13229 | 240576.7697 | 10293.7022 | 239213.2264 | 65681.8182 | 3.642 | 0.054735 | 1200000 | 46 | 1 | 2 | 0 | 2 | 3 | Lateral Hardening-Fuse-10457713 [ 2023 ] | 1500Million | Eastern | -1 | 2026
Lateral Hardening | Lateral Hardening-Fuse-92831833,2 | 13630 | 971530.2097 | 31537.6379 | 959992.5455 | 267272.7273 | 3.5918 | 0.27841 | 960000 | 14 | 2 | 3 | 0 | 3 | 5 | Lateral Hardening-Fuse-92831833 [ 2023 ], Lateral Hardening-Fuse-92745478 | 1500Million | Central | -1 | 2026
Lateral Hardening | Lateral Hardening-Fuse-91365066,1 | 13311 | 401631.8641 | 21760.3439 | 407882.4094 | 114545.4545 | 3.5609 | 0.095455 | 1200000 | 17 | 1 | 0 | 0 | 0 | 1 | Lateral Hardening-Fuse-91365066 [ 2027 ] | 1500Million | Winter Haven | -1 | 2026
Lateral Hardening | Lateral Hardening-Fuse-92509975,1 | 13916 | 1868167.3762 | 89591.8404 | 1895503.9184 | 540681.8182 | 3.5058 | 0.45057 | 1200000 | 89 | 1 | 0 | 0 | 0 | 1 | Lateral Hardening-Fuse-92509975 [ 2021 ] | 1500Million | Winter Haven | -1 | 2026
Lateral Hardening | Lateral Hardening-Fuse-91863539,5 | 13630 | 3397053.694 | 205325.1719 | 3761520.2843 | 1103818.1818 | 3.4077 | 1.1498 | 960000 | 246 | 5 | 0 | 0 | 0 | 5 | Lateral Hardening-Fuse-91863539 [ 2023 ], Lateral Hardening-Fuse-92437307, Lateral Hardening-Fuse-92437360 [ 2023 ], Lateral Hardening-Fuse-92437369 [ 2023 ], Lateral Hardening-Fuse-92437373 [ 2023 ] | 1500Million | Central | -1 | 2026
Lateral Hardening | Lateral Hardening-Fuse-90666423,7 | 13206 | 2830045.0962 | 214869.7882 | 3897047.4524 | 1172181.8182 | 3.3246 | 1.221 | 960000 | 212 | 7 | 0 | 0 | 0 | 7 | Lateral Hardening-Fuse-90666423 [ 2026 ], Lateral Hardening-Fuse-90521469, Lateral Hardening-Fuse-90522191, Lateral Hardening-Fuse-90522268, Lateral Hardening-Fuse-90522277, Lateral Hardening-Fuse-92238876, Lateral Hardening-Fuse-92238877 | 1500Million | Western | -1 | 2026
Lateral Hardening | Lateral Hardening-Fuse-60016353,1 | 13049 | 152565.9796 | 5958.6409 | 292600.3762 | 89545.4545 | 3.2676 | 0.074621 | 1200000 | 11 | 1 | 0 | 0 | 0 | 1 | Lateral Hardening-Fuse-60016353 | 1500Million | Central | -1 | 2026
Lateral Hardening | Lateral Hardening-Fuse-10570221,5 | 13373 | 3287847.5753 | 319259.0367 | 5625870.5529 | 1730000 | 3.2519 | 1.8021 | 960000 | 161 | 5 | 1 | 0 | 1 | 6 | Lateral Hardening-Fuse-10570221 [ 2024 ], Lateral Hardening-Fuse-90827041 [ 2024 ], Lateral Hardening-Fuse-91112475, Lateral Hardening-Fuse-91112476, Lateral Hardening-Fuse-10570226 | 1500Million | Winter Haven | -1 | 2026
Lateral Hardening | Lateral Hardening-Fuse-10696431,1 | 13961 | 614723.3605 | 16958.0802 | 606986.8601 | 189545.4545 | 3.2023 | 0.15795 | 1200000 | 6 | 1 | 0 | 0 | 0 | 1 | Lateral Hardening-Fuse-10696431 [ 2021 ] | 1500Million | Plant City | -1 | 2026
Lateral Hardening | Lateral Hardening-Fuse-10457701,1 | 13229 | 755141.2524 | 29652.466 | 754939.6564 | 241590.9091 | 3.1249 | 0.20133 | 1200000 | 22 | 1 | 0 | 0 | 0 | 1 | Lateral Hardening-Fuse-10457701 [ 2023 ] | 1500Million | Eastern | -1 | 2026
Lateral Hardening | Lateral Hardening-Fuse-60047463,1 | 13350 | 373235.3476 | 12224.192 | 415633.3251 | 135454.5455 | 3.0684 | 0.11288 | 1200000 | 70 | 1 | 0 | 0 | 0 | 1 | Lateral Hardening-Fuse-60047463 [ 2029 ] | 1500Million | Central | -1 | 2026
Lateral Hardening | Lateral Hardening-Fuse-93118733,1 | 13324 | 414520.773 | 19092.7414 | 416097.1645 | 135681.8182 | 3.0667 | 0.11307 | 1200000 | 11 | 1 | 0 | 0 | 0 | 1 | Lateral Hardening-Fuse-93118733 | 1500Million | Eastern | -1 | 2026
Lateral Hardening | Lateral Hardening-Fuse-92773510,1 | 13373 | 1104029.9104 | 89721.0665 | 1155489.7721 | 383636.3636 | 3.0119 | 0.3197 | 1200000 | 26 | 1 | 0 | 0 | 0 | 1 | Lateral Hardening-Fuse-92773510 [ 2024 ] | 1500Million | Winter Haven | -1 | 2026
Lateral Hardening | Lateral Hardening-Fuse-91988872,2 | 13460 | 4365619.8793 | 514400.8164 | 4805897.4628 | 1603272.7273 | 2.9976 | 1.6701 | 960000 | 34 | 2 | 1 | 0 | 1 | 3 | Lateral Hardening-Fuse-91988872 [ 2024 ], Lateral Hardening-Fuse-91988855 | 1500Million | Eastern | -1 | 2026
Lateral Hardening | Lateral Hardening-Fuse-60131096,6 | 13420 | 2991253.3303 | 138592.0732 | 3009028.9108 | 1020000 | 2.95 | 1.0625 | 960000 | 94 | 6 | 2 | 0 | 2 | 8 | Lateral Hardening-Fuse-60131096 [ 2023 ], Lateral Hardening-Fuse-92011909, Lateral Hardening-Fuse-92091985 [ 2023 ], Lateral Hardening-Fuse-90195024, Lateral Hardening-Fuse-10055929 [ 2023 ], Lateral Hardening-Fuse-92011911 | 1500Million | Central | -1 | 2026
Lateral Hardening | Lateral Hardening-Fuse-90342767,1 | 13324 | 1467151.5371 | 175084.1825 | 2032779.4061 | 697727.2727 | 2.9134 | 0.58144 | 1200000 | 30 | 1 | 0 | 0 | 0 | 1 | Lateral Hardening-Fuse-90342767 [ 2029 ] | 1500Million | Eastern | -1 | 2026
Lateral Hardening | Lateral Hardening-Fuse-10596850,2 | 13770 | 676567.6423 | 37311.5942 | 688675.861 | 241818.1818 | 2.8479 | 0.25189 | 960000 | 146 | 2 | 3 | 0 | 3 | 5 | Lateral Hardening-Fuse-10596850 [ 2023 ], Lateral Hardening-Fuse-10596852 | 1500Million | Winter Haven | -1 | 2026
Lateral Hardening | Lateral Hardening-Fuse-60073802,1 | 13082 | 536797.9407 | 154739.4566 | 878747.6231 | 315909.0909 | 2.7816 | 0.26326 | 1200000 | 39 | 1 | 1 | 0 | 1 | 2 | Lateral Hardening-Fuse-60073802 | 1500Million | Western | -1 | 2026
Lateral Hardening | Lateral Hardening-Fuse-10640103,1 | 13724 | 552220.3864 | 72185.3561 | 605108.1941 | 220909.0909 | 2.7392 | 0.18409 | 1200000 | 9 | 1 | 1 | 0 | 1 | 2 | Lateral Hardening-Fuse-10640103 [ 2022 ] | 1500Million | Plant City | -1 | 2026
Lateral Hardening | Lateral Hardening-Fuse-92027991,1 | 13420 | 757186.9154 | 43942.5004 | 773115.4629 | 284772.7273 | 2.7149 | 0.23731 | 1200000 | 31 | 1 | 0 | 0 | 0 | 1 | Lateral Hardening-Fuse-92027991 [ 2023 ] | 1500Million | Central | -1 | 2026
Lateral Hardening | Lateral Hardening-Fuse-10914143,2 | 13152 | 892627.1907 | 77933.128 | 1345506.8452 | 497090.9091 | 2.7068 | 0.5178 | 960000 | 45 | 2 | 0 | 0 | 0 | 2 | Lateral Hardening-Fuse-10914143 [ 2024 ], Lateral Hardening-Fuse-60243080 | 1500Million | Winter Haven | -1 | 2026
Lateral Hardening | Lateral Hardening-Fuse-90334707,1 | 13127 | 784168.9718 | 119196.6787 | 1168629.5742 | 432727.2727 | 2.7006 | 0.36061 | 1200000 | 154 | 1 | 6 | 0 | 6 | 7 | Lateral Hardening-Fuse-90334707 [ 2022 ] | 1500Million | Eastern | -1 | 2026
Lateral Hardening | Lateral Hardening-Fuse-10051896,3 | 13198 | 413272.281 | 29794.0096 | 781708.4247 | 298363.6364 | 2.62 | 0.3108 | 960000 | 21 | 3 | 0 | 0 | 0 | 3 | Lateral Hardening-Fuse-10051896 [ 2022 ], Lateral Hardening-Fuse-10051886, Lateral Hardening-Fuse-92196668 | 1500Million | Western | -1 | 2026
Lateral Hardening | Lateral Hardening-Fuse-91618630,3 | 13183 | 794944.6373 | 66946.0382 | 832126.3702 | 320545.4545 | 2.596 | 0.3339 | 960000 | 53 | 3 | 0 | 0 | 0 | 3 | Lateral Hardening-Fuse-91618630 [ 2023 ], Lateral Hardening-Fuse-91867056, Lateral Hardening-Fuse-91595402 | 1500Million | Central | -1 | 2026
Lateral Hardening | Lateral Hardening-Fuse-60578988,1 | 13942 | 339112.082 | 10605.0493 | 333274.8018 | 129545.4545 | 2.5726 | 0.10795 | 1200000 | 35 | 1 | 1 | 1 | 0 | 2 | Lateral Hardening-Fuse-60578988 [ 2029 ] | 1500Million | Central | -1 | 2026
Lateral Hardening | Lateral Hardening-Fuse-90976646,1 | 13942 | 132408.6251 | 2388.7556 | 128474.3525 | 50000 | 2.5695 | 0.025758 | 1941176.4706 | 36 | 1 | 2 | 1 | 1 | 3 | Lateral Hardening-Fuse-90976646 [ 2029 ] | 1500Million | Central | -1 | 2026
Lateral Hardening | Lateral Hardening-Fuse-91490707,1 | 13026 | 829743.5494 | 34325.2607 | 874759.2517 | 340909.0909 | 2.566 | 0.28409 | 1200000 | 104 | 1 | 2 | 0 | 2 | 3 | Lateral Hardening-Fuse-91490707 [ 2022 ] | 1500Million | Central | -1 | 2026
Lateral Hardening | Lateral Hardening-Fuse-10240061,1 | 13513 | 997768.6665 | 77502.6638 | 1039017.7429 | 407954.5455 | 2.5469 | 0.33996 | 1200000 | 41 | 1 | 5 | 0 | 5 | 6 | Lateral Hardening-Fuse-10240061 [ 2028 ] | 1500Million | Western | -1 | 2026
Lateral Hardening | Lateral Hardening-Fuse-60016217,3 | 13049 | 1049485.2203 | 92650.6936 | 1330093.0376 | 529636.3636 | 2.5113 | 0.5517 | 960000 | 122 | 3 | 1 | 0 | 1 | 4 | Lateral Hardening-Fuse-60016217 [ 2026 ], Lateral Hardening-Fuse-60016220, Lateral Hardening-Fuse-60016232 | 1500Million | Central | -1 | 2026
Lateral Hardening | Lateral Hardening-Fuse-10167768,1 | 13206 | 333878.9784 | 9635.7684 | 327388.5671 | 130454.5455 | 2.5096 | 0.10871 | 1200000 | 26 | 1 | 0 | 0 | 0 | 1 | Lateral Hardening-Fuse-10167768 [ 2026 ] | 1500Million | Western | -1 | 2026
Lateral Hardening | Lateral Hardening-Fuse-10055941,1 | 13420 | 427347.7483 | 20330.1877 | 433280.3767 | 175909.0909 | 2.4631 | 0.14659 | 1200000 | 6 | 1 | 0 | 0 | 0 | 1 | Lateral Hardening-Fuse-10055941 [ 2023 ] | 1500Million | Central | -1 | 2026
Lateral Hardening | Lateral Hardening-Fuse-92433031,1 | 13630 | 556772.5506 | 30792.5184 | 566478.281 | 231590.9091 | 2.446 | 0.19299 | 1200000 | 25 | 1 | 0 | 0 | 0 | 1 | Lateral Hardening-Fuse-92433031 [ 2023 ] | 1500Million | Central | -1 | 2026
Lateral Hardening | Lateral Hardening-Fuse-92670023,1 | 13152 | 1141772.1639 | 87399.9824 | 1191726.3939 | 500681.8182 | 2.3802 | 0.41723 | 1200000 | 106 | 1 | 4 | 0 | 4 | 5 | Lateral Hardening-Fuse-92670023 [ 2024 ] | 1500Million | Winter Haven | -1 | 2026
Lateral Hardening | Lateral Hardening-Fuse-10866796,2 | 13227 | 2726306.9517 | 442236.4335 | 3417464.6823 | 1444000 | 2.3667 | 1.5042 | 960000 | 322 | 2 | 0 | 0 | 0 | 2 | Lateral Hardening-Fuse-10866796 [ 2026 ], Lateral Hardening-Fuse-92346081 | 1500Million | Eastern | -1 | 2026
Lateral Hardening | Lateral Hardening-Fuse-60563697,14 | 13089 | 4342959.1732 | 630613.3092 | 5781188.934 | 2445454.5455 | 2.3641 | 2.5473 | 960000 | 321 | 14 | 0 | 0 | 0 | 14 | Lateral Hardening-Fuse-60563697 [ 2024 ], Lateral Hardening-Fuse-60117218 [ 2024 ], Lateral Hardening-Fuse-60117374, Lateral Hardening-Fuse-60154855, Lateral Hardening-Fuse-10366516, Lateral Hardening-Fuse-10366517, Lateral Hardening-Fuse-10366518, Lateral Hardening-Fuse-60117210, Lateral Hardening-Fuse-60117212, Lateral Hardening-Fuse-60117216, Lateral Hardening-Fuse-90813030, Lateral Hardening-Fuse-90813031, Lateral Hardening-Fuse-60117220, Lateral Hardening-Fuse-92951194 | 1500Million | Central | -1 | 2026
Lateral Hardening | Lateral Hardening-Fuse-92859507,1 | 13460 | 276026.8387 | 9934.8849 | 272872.439 | 115681.8182 | 2.3588 | 0.096402 | 1200000 | 26 | 1 | 2 | 0 | 2 | 3 | Lateral Hardening-Fuse-92859507 [ 2024 ] | 1500Million | Eastern | -1 | 2026
Lateral Hardening | Lateral Hardening-Fuse-10801788,1 | 13506 | 225476.8424 | 18666.7203 | 247506.7428 | 105227.2727 | 2.3521 | 0.087689 | 1200000 | 8 | 1 | 0 | 0 | 0 | 1 | Lateral Hardening-Fuse-10801788 [ 2029 ] | 1500Million | Eastern | -1 | 2026
Lateral Hardening | Lateral Hardening-Fuse-60016282,1 | 13049 | 168479.7604 | 4088.8661 | 164542.4503 | 70454.5455 | 2.3354 | 0.058712 | 1200000 | 32 | 1 | 2 | 0 | 2 | 3 | Lateral Hardening-Fuse-60016282 [ 2026 ] | 1500Million | Central | -1 | 2026
Lateral Hardening | Lateral Hardening-Fuse-60179191,4 | 13001 | 2922348.0701 | 339547.521 | 3396702.0494 | 1455272.7273 | 2.3341 | 1.5159 | 960000 | 151 | 4 | 1 | 0 | 1 | 5 | Lateral Hardening-Fuse-60179191 [ 2021 ], Lateral Hardening-Fuse-90313370, Lateral Hardening-Fuse-92476626, Lateral Hardening-Fuse-10663264 | 1500Million | South Hillsborough | -1 | 2026
Lateral Hardening | Lateral Hardening-Fuse-10671334,16 | 13724 | 6782394.9575 | 465856.4817 | 8062542.6666 | 3493818.1818 | 2.3077 | 3.6394 | 960000 | 142 | 16 | 0 | 0 | 0 | 16 | Lateral Hardening-Fuse-10671334 [ 2022 ], Lateral Hardening-Fuse-90292967, Lateral Hardening-Fuse-90295206 [ 2022 ], Lateral Hardening-Fuse-90296983, Lateral Hardening-Fuse-10671298, Lateral Hardening-Fuse-10671186, Lateral Hardening-Fuse-10671188, Lateral Hardening-Fuse-10671306 [ 2022 ], Lateral Hardening-Fuse-10671327 [ 2022 ], Lateral Hardening-Fuse-90295207 [ 2022 ], Lateral Hardening-Fuse-91281171, Lateral Hardening-Fuse-90296980, Lateral Hardening-Fuse-90296981 [ 2022 ], Lateral Hardening-Fuse-90292968, Lateral Hardening-Fuse-90292970, Lateral Hardening-Fuse-90295213 | 1500Million | Plant City | -1 | 2026
Lateral Hardening | Lateral Hardening-Fuse-10615023,3 | 13125 | 1069760.2728 | 41321.0963 | 1062210.2907 | 463454.5455 | 2.2919 | 0.48277 | 960000 | 95 | 3 | 0 | 0 | 0 | 3 | Lateral Hardening-Fuse-10615023 [ 2024 ], Lateral Hardening-Fuse-10615022, Lateral Hardening-Fuse-10615024 [ 2024 ] | 1500Million | Plant City | -1 | 2026
Lateral Hardening | Lateral Hardening-Fuse-10857249,2 | 13040 | 253429.7725 | 6713.5742 | 309400.9215 | 135636.3636 | 2.2811 | 0.14129 | 960000 | 162 | 2 | 3 | 0 | 3 | 5 | Lateral Hardening-Fuse-10857249 [ 2027 ], Lateral Hardening-Fuse-10857243 | 1500Million | Eastern | -1 | 2026
Lateral Hardening | Lateral Hardening-Fuse-10025099,1 | 13373 | 1172280.9616 | 226569.3594 | 1388364.8404 | 617272.7273 | 2.2492 | 0.51439 | 1200000 | 56 | 1 | 0 | 0 | 0 | 1 | Lateral Hardening-Fuse-10025099 [ 2024 ] | 1500Million | Winter Haven | -1 | 2026
Lateral Hardening | Lateral Hardening-Fuse-91827956,2 | 13348 | 924720.2461 | 90090.5417 | 980947.091 | 438727.2727 | 2.2359 | 0.45701 | 960000 | 167 | 2 | 0 | 0 | 0 | 2 | Lateral Hardening-Fuse-91827956 [ 2023 ], Lateral Hardening-Fuse-92232731 [ 2023 ] | 1500Million | Central | -1 | 2026
Lateral Hardening | Lateral Hardening-Fuse-60036314,1 | 13183 | 875129.3123 | 78132.3672 | 917981.7228 | 411590.9091 | 2.2303 | 0.34299 | 1200000 | 18 | 1 | 1 | 0 | 1 | 2 | Lateral Hardening-Fuse-60036314 [ 2023 ] | 1500Million | Central | -1 | 2026
Lateral Hardening | Lateral Hardening-Fuse-92310638,1 | 13206 | 818988.3704 | 93869.8699 | 880815.4084 | 397272.7273 | 2.2172 | 0.33106 | 1200000 | 42 | 1 | 0 | 0 | 0 | 1 | Lateral Hardening-Fuse-92310638 [ 2026 ] | 1500Million | Western | -1 | 2026
Lateral Hardening | Lateral Hardening-Fuse-60069123,1 | 13461 | 4103302.5273 | 535886.2158 | 4565327.5504 | 2103863.6364 | 2.17 | 1.7532 | 1200000 | 154 | 1 | 0 | 0 | 0 | 1 | Lateral Hardening-Fuse-60069123 [ 2026 ] | 1500Million | Eastern | -1 | 2026
Lateral Hardening | Lateral Hardening-Fuse-93134087,10 | 13207 | 3885790.7625 | 391893.0434 | 4274605.6384 | 1972363.6364 | 2.1673 | 2.0545 | 960000 | 197 | 10 | 5 | 0 | 5 | 15 | Lateral Hardening-Fuse-93134087, Lateral Hardening-Fuse-10168343, Lateral Hardening-Fuse-90216846 [ 2024 ], Lateral Hardening-Fuse-90613782 [ 2024 ], Lateral Hardening-Fuse-92468644, Lateral Hardening-Fuse-91043796, Lateral Hardening-Fuse-10168341, Lateral Hardening-Fuse-10168346, Lateral Hardening-Fuse-90680918, Lateral Hardening-Fuse-91816675 | 1500Million | Western | -1 | 2026
Lateral Hardening | Lateral Hardening-Fuse-10167762,1 | 13206 | 471168.3125 | 26568.6951 | 477874.8991 | 220909.0909 | 2.1632 | 0.18409 | 1200000 | 28 | 1 | 0 | 0 | 0 | 1 | Lateral Hardening-Fuse-10167762 | 1500Million | Western | -1 | 2026
Lateral Hardening | Lateral Hardening-Fuse-10475330,1 | 14117 | 414529.5412 | 18373.7301 | 413208.7224 | 191818.1818 | 2.1542 | 0.15985 | 1200000 | 13 | 1 | 1 | 0 | 1 | 2 | Lateral Hardening-Fuse-10475330 | 1500Million | Eastern | -1 | 2026
Lateral Hardening | Lateral Hardening-Fuse-10168319,2 | 13207 | 432058.9938 | 119536.504 | 682579.2964 | 319454.5455 | 2.1367 | 0.33277 | 960000 | 42 | 2 | 1 | 0 | 1 | 3 | Lateral Hardening-Fuse-10168319, Lateral Hardening-Fuse-92965252 | 1500Million | Western | -1 | 2026
Lateral Hardening | Lateral Hardening-Fuse-60059509,1 | 13026 | 225902.6046 | 3490.7546 | 218620.7865 | 102954.5455 | 2.1235 | 0.085795 | 1200000 | 97 | 1 | 0 | 0 | 0 | 1 | Lateral Hardening-Fuse-60059509 [ 2022 ] | 1500Million | Central | -1 | 2026
Lateral Hardening | Lateral Hardening-Fuse-91386005,3 | 13916 | 1367453.8313 | 175458.7694 | 1744635.2097 | 824545.4545 | 2.1159 | 0.8589 | 960000 | 205 | 3 | 3 | 0 | 3 | 6 | Lateral Hardening-Fuse-91386005 [ 2021 ], Lateral Hardening-Fuse-91584279, Lateral Hardening-Fuse-91384758 | 1500Million | Winter Haven | -1 | 2026
Lateral Hardening | Lateral Hardening-Fuse-10379993,2 | 13187 | 1218448.4379 | 224909.404 | 1408801.6921 | 672727.2727 | 2.0942 | 0.70076 | 960000 | 107 | 2 | 7 | 0 | 7 | 9 | Lateral Hardening-Fuse-10379993 [ 2026 ], Lateral Hardening-Fuse-92322837 | 1500Million | Central | -1 | 2026
Lateral Hardening | Lateral Hardening-Fuse-10493801,5 | 13672 | 2411362.8517 | 177283.435 | 3056029.1804 | 1467818.1818 | 2.082 | 1.529 | 960000 | 378 | 5 | 4 | 0 | 4 | 9 | Lateral Hardening-Fuse-10493801 [ 2021 ], Lateral Hardening-Fuse-60189291, Lateral Hardening-Fuse-10493792, Lateral Hardening-Fuse-10493793, Lateral Hardening-Fuse-10493794 | 1500Million | Western | -1 | 2026
Lateral Hardening | Lateral Hardening-Fuse-10391682,1 | 13546 | 545102.3497 | 42969.7647 | 566217.4869 | 275000 | 2.059 | 0.22917 | 1200000 | 37 | 1 | 0 | 0 | 0 | 1 | Lateral Hardening-Fuse-10391682 [ 2029 ] | 1500Million | Central | -1 | 2026
Lateral Hardening | Lateral Hardening-Fuse-93220438,1 | 13459 | 295842.0374 | 11816.717 | 293334.1302 | 143636.3636 | 2.0422 | 0.1197 | 1200000 | 61 | 1 | 0 | 0 | 0 | 1 | Lateral Hardening-Fuse-93220438 [ 2028 ] | 1500Million | Eastern | -1 | 2026
Lateral Hardening | Lateral Hardening-Fuse-92442286,1 | 13586 | 1115873.0033 | 109344.3681 | 1188714.7285 | 586818.1818 | 2.0257 | 0.48902 | 1200000 | 187 | 1 | 0 | 0 | 0 | 1 | Lateral Hardening-Fuse-92442286 [ 2021 ] | 1500Million | Western | -1 | 2026
Lateral Hardening | Lateral Hardening-Fuse-10167784,2 | 13206 | 752571.1004 | 114146.0626 | 839156.3576 | 422000 | 1.9885 | 0.43958 | 960000 | 70 | 2 | 0 | 0 | 0 | 2 | Lateral Hardening-Fuse-10167784 [ 2026 ], Lateral Hardening-Fuse-90260222 | 1500Million | Western | -1 | 2026
Lateral Hardening | Lateral Hardening-Fuse-10596832,2 | 13770 | 1354747.986 | 139602.5151 | 1443935.0066 | 728909.0909 | 1.981 | 0.75928 | 960000 | 185 | 2 | 3 | 0 | 3 | 5 | Lateral Hardening-Fuse-10596832 [ 2023 ], Lateral Hardening-Fuse-60311659 | 1500Million | Winter Haven | -1 | 2026
Lateral Hardening | Lateral Hardening-Fuse-10671206,6 | 13724 | 2000150.3829 | 178236.5706 | 2482729.8056 | 1256727.2727 | 1.9756 | 1.3091 | 960000 | 114 | 6 | 2 | 0 | 2 | 8 | Lateral Hardening-Fuse-10671206 [ 2022 ], Lateral Hardening-Fuse-90401922, Lateral Hardening-Fuse-90297365, Lateral Hardening-Fuse-90297370, Lateral Hardening-Fuse-93100656, Lateral Hardening-Fuse-10671309 | 1500Million | Plant City | -1 | 2026
Lateral Hardening | Lateral Hardening-Fuse-10476020,1 | 13324 | 361911.6381 | 26421.3707 | 375126.2913 | 190909.0909 | 1.9649 | 0.15909 | 1200000 | 12 | 1 | 0 | 0 | 0 | 1 | Lateral Hardening-Fuse-10476020 [ 2029 ] | 1500Million | Eastern | -1 | 2026
Lateral Hardening | Lateral Hardening-Fuse-10632116,3 | 13311 | 1490969.0718 | 299917.4935 | 1751081.0339 | 909272.7273 | 1.9258 | 0.94716 | 960000 | 134 | 3 | 0 | 0 | 0 | 3 | Lateral Hardening-Fuse-10632116 [ 2027 ], Lateral Hardening-Fuse-10632120, Lateral Hardening-Fuse-10632121 | 1500Million | Winter Haven | -1 | 2026
Lateral Hardening | Lateral Hardening-Fuse-91616235,1 | 13373 | 455773.5224 | 19349.5321 | 455491.552 | 238636.3636 | 1.9087 | 0.19886 | 1200000 | 23 | 1 | 0 | 0 | 0 | 1 | Lateral Hardening-Fuse-91616235 [ 2024 ] | 1500Million | Winter Haven | -1 | 2026
Lateral Hardening | Lateral Hardening-Fuse-10051863,1 | 13198 | 177911.9992 | 5985.1461 | 175335.2488 | 92045.4545 | 1.9049 | 0.076705 | 1200000 | 67 | 1 | 2 | 0 | 2 | 3 | Lateral Hardening-Fuse-10051863 | 1500Million | Western | -1 | 2026
Lateral Hardening | Lateral Hardening-Fuse-60141367,4 | 13460 | 3165524.2186 | 754792.8822 | 4128130.9902 | 2174909.0909 | 1.8981 | 2.2655 | 960000 | 43 | 4 | 2 | 1 | 1 | 6 | Lateral Hardening-Fuse-60141367 [ 2024 ], Lateral Hardening-Fuse-10487526 [ 2024 ], Lateral Hardening-Fuse-60249577, Lateral Hardening-Fuse-10487525 | 1500Million | Eastern | -1 | 2026
Lateral Hardening | Lateral Hardening-Fuse-92655421,1 | 13198 | 152299.291 | 15880.1194 | 170161.9498 | 90227.2727 | 1.8859 | 0.075189 | 1200000 | 10 | 1 | 0 | 0 | 0 | 1 | Lateral Hardening-Fuse-92655421 | 1500Million | Western | -1 | 2026
Lateral Hardening | Lateral Hardening-Fuse-92389274,1 | 13229 | 445825.9731 | 33146.2653 | 463474.1444 | 247500 | 1.8726 | 0.20625 | 1200000 | 22 | 1 | 0 | 0 | 0 | 1 | Lateral Hardening-Fuse-92389274 [ 2023 ] | 1500Million | Eastern | -1 | 2026
Lateral Hardening | Lateral Hardening-Fuse-10671283,53 | 13724 | 21958708.1356 | 2224823.7638 | 23601218.1063 | 12680909.0909 | 1.8612 | 13.2093 | 960000 | 101 | 53 | 13 | 0 | 13 | 66 | Lateral Hardening-Fuse-10671283 [ 2022 ], Lateral Hardening-Fuse-10671319 [ 2022 ], Lateral Hardening-Fuse-10671243, Lateral Hardening-Fuse-10671296, Lateral Hardening-Fuse-10671250, Lateral Hardening-Fuse-91049435 [ 2022 ], Lateral Hardening-Fuse-10671310 [ 2022 ], Lateral Hardening-Fuse-10671294, Lateral Hardening-Fuse-90275340, Lateral Hardening-Fuse-90275342, Lateral Hardening-Fuse-90275286, Lateral Hardening-Fuse-90275302, Lateral Hardening-Fuse-10671213, Lateral Hardening-Fuse-93103251 [ 2022 ], Lateral Hardening-Fuse-10671229 [ 2022 ], Lateral Hardening-Fuse-10671224 [ 2022 ], Lateral Hardening-Fuse-90280953, Lateral Hardening-Fuse-90280957, Lateral Hardening-Fuse-10671326, Lateral Hardening-Fuse-90834084, Lateral Hardening-Fuse-10671211, Lateral Hardening-Fuse-90275224, Lateral Hardening-Fuse-90275189, Lateral Hardening-Fuse-90275246, Lateral Hardening-Fuse-90275234, Lateral Hardening-Fuse-10671208 [ 2022 ], Lateral Hardening-Fuse-10671295, Lateral Hardening-Fuse-10671303, Lateral Hardening-Fuse-10671231, Lateral Hardening-Fuse-10671222, Lateral Hardening-Fuse-90841063, Lateral Hardening-Fuse-10671219, Lateral Hardening-Fuse-10671217, Lateral Hardening-Fuse-10671214, Lateral Hardening-Fuse-10671215, Lateral Hardening-Fuse-10671209, Lateral Hardening-Fuse-10671210, Lateral Hardening-Fuse-10671233 [ 2022 ], Lateral Hardening-Fuse-10671325, Lateral Hardening-Fuse-10671235, Lateral Hardening-Fuse-10671313, Lateral Hardening-Fuse-10671227, Lateral Hardening-Fuse-10671286, Lateral Hardening-Fuse-10671287 [ 2022 ], Lateral Hardening-Fuse-10671320, Lateral Hardening-Fuse-10671289, Lateral Hardening-Fuse-10671297, Lateral Hardening-Fuse-10671239, Lateral Hardening-Fuse-10671241, Lateral Hardening-Fuse-90445309, Lateral Hardening-Fuse-90445315 [ 2022 ], Lateral Hardening-Fuse-10671248, Lateral Hardening-Fuse-10671251 | 1500Million | Plant City | -1 | 2026
Lateral Hardening | Lateral Hardening-Fuse-10475349,2 | 13455 | 1405630.7089 | 286688.1026 | 1752807.6961 | 946363.6364 | 1.8522 | 0.9858 | 960000 | 79 | 2 | 1 | 0 | 1 | 3 | Lateral Hardening-Fuse-10475349 [ 2025 ], Lateral Hardening-Fuse-10475345 [ 2025 ] | 1500Million | Eastern | -1 | 2026
Lateral Hardening | Lateral Hardening-Fuse-93219142,1 | 13459 | 616963.7895 | 30388.0717 | 623860.8613 | 340681.8182 | 1.8312 | 0.2839 | 1200000 | 12 | 1 | 0 | 0 | 0 | 1 | Lateral Hardening-Fuse-93219142 [ 2028 ] | 1500Million | Eastern | -1 | 2026
Lateral Hardening | Lateral Hardening-Fuse-60059452,1 | 13026 | 367777.7491 | 9306.8955 | 359389.0118 | 196590.9091 | 1.8281 | 0.16383 | 1200000 | 73 | 1 | 0 | 0 | 0 | 1 | Lateral Hardening-Fuse-60059452 [ 2022 ] | 1500Million | Central | -1 | 2026
Lateral Hardening | Lateral Hardening-Fuse-92311850,1 | 13461 | 147687.3693 | 13091.0448 | 153592.0717 | 84090.9091 | 1.8265 | 0.070076 | 1200000 | 15 | 1 | 0 | 0 | 0 | 1 | Lateral Hardening-Fuse-92311850 | 1500Million | Eastern | -1 | 2026
Lateral Hardening | Lateral Hardening-Fuse-10570258,4 | 13373 | 1455067.7745 | 199070.2029 | 1897292.2957 | 1053272.7273 | 1.8013 | 1.0972 | 960000 | 120 | 4 | 0 | 0 | 0 | 4 | Lateral Hardening-Fuse-10570258 [ 2024 ], Lateral Hardening-Fuse-91497026, Lateral Hardening-Fuse-91103421, Lateral Hardening-Fuse-10570257 | 1500Million | Winter Haven | -1 | 2026
Lateral Hardening | Lateral Hardening-Fuse-10615016,2 | 13125 | 311443.9028 | 15838.2984 | 312459.2299 | 178000 | 1.7554 | 0.18542 | 960000 | 20 | 2 | 0 | 0 | 0 | 2 | Lateral Hardening-Fuse-10615016 [ 2024 ], Lateral Hardening-Fuse-90086807 | 1500Million | Plant City | -1 | 2026
Lateral Hardening | Lateral Hardening-Fuse-10663269,1 | 13001 | 223815.8546 | 10113.1079 | 245913.5277 | 141818.1818 | 1.734 | 0.11818 | 1200000 | 20 | 1 | 0 | 0 | 0 | 1 | Lateral Hardening-Fuse-10663269 [ 2021 ] | 1500Million | South Hillsborough | -1 | 2026
Lateral Hardening | Lateral Hardening-Fuse-10053269,1 | 13544 | 184956.9813 | 45624.2939 | 335987.8921 | 194090.9091 | 1.7311 | 0.16174 | 1200000 | 21 | 1 | 0 | 0 | 0 | 1 | Lateral Hardening-Fuse-10053269 [ 2021 ] | 1500Million | Western | -1 | 2026
Lateral Hardening | Lateral Hardening-Fuse-10457729,1 | 13229 | 298599.3493 | 42218.6195 | 348123.0585 | 201136.3636 | 1.7308 | 0.16761 | 1200000 | 36 | 1 | 0 | 0 | 0 | 1 | Lateral Hardening-Fuse-10457729 | 1500Million | Eastern | -1 | 2026
Lateral Hardening | Lateral Hardening-Fuse-10663240,4 | 13001 | 1479752.226 | 153270.3594 | 1660042.2757 | 964363.6364 | 1.7214 | 1.0045 | 960000 | 23 | 4 | 1 | 0 | 1 | 5 | Lateral Hardening-Fuse-10663240 [ 2021 ], Lateral Hardening-Fuse-10663258 [ 2021 ], Lateral Hardening-Fuse-10663245, Lateral Hardening-Fuse-10663249 | 1500Million | South Hillsborough | -1 | 2026
Lateral Hardening | Lateral Hardening-Fuse-10476029,1 | 13324 | 704782.0884 | 83496.1387 | 871817.6096 | 513636.3636 | 1.6973 | 0.42803 | 1200000 | 8 | 1 | 0 | 0 | 0 | 1 | Lateral Hardening-Fuse-10476029 [ 2029 ] | 1500Million | Eastern | -1 | 2026
Lateral Hardening | Lateral Hardening-Fuse-10391681,1 | 13546 | 163449.0891 | 5016.5199 | 160638.0737 | 94772.7273 | 1.695 | 0.078977 | 1200000 | 17 | 1 | 0 | 0 | 0 | 1 | Lateral Hardening-Fuse-10391681 | 1500Million | Central | -1 | 2026
Lateral Hardening | Lateral Hardening-Fuse-92313031,1 | 13461 | 356449.9525 | 41274.0503 | 383878.5624 | 227500 | 1.6874 | 0.18958 | 1200000 | 29 | 1 | 0 | 0 | 0 | 1 | Lateral Hardening-Fuse-92313031 | 1500Million | Eastern | -1 | 2026
Lateral Hardening | Lateral Hardening-Fuse-90685496,1 | 13206 | 135425.8413 | 3135.3388 | 132043.235 | 79772.7273 | 1.6552 | 0.066477 | 1200000 | 18 | 1 | 0 | 0 | 0 | 1 | Lateral Hardening-Fuse-90685496 | 1500Million | Western | -1 | 2026
Lateral Hardening | Lateral Hardening-Fuse-10570224,1 | 13373 | 271925.0304 | 30172.8264 | 311482.7535 | 190000 | 1.6394 | 0.15833 | 1200000 | 13 | 1 | 0 | 0 | 0 | 1 | Lateral Hardening-Fuse-10570224 [ 2024 ] | 1500Million | Winter Haven | -1 | 2026
Lateral Hardening | Lateral Hardening-Fuse-10570235,1 | 13373 | 121035.172 | 7198.8776 | 166548.9973 | 102045.4545 | 1.6321 | 0.085038 | 1200000 | 10 | 1 | 0 | 0 | 0 | 1 | Lateral Hardening-Fuse-10570235 [ 2024 ] | 1500Million | Winter Haven | -1 | 2026
Lateral Hardening | Lateral Hardening-Fuse-91748729,5 | 13586 | 2166849.0978 | 478070.2336 | 2974365.8835 | 1830000 | 1.6253 | 1.9062 | 960000 | 48 | 5 | 4 | 1 | 3 | 9 | Lateral Hardening-Fuse-91748729 [ 2021 ], Lateral Hardening-Fuse-10255351, Lateral Hardening-Fuse-91749566, Lateral Hardening-Fuse-91749567, Lateral Hardening-Fuse-10255354 | 1500Million | Western | -1 | 2026
Lateral Hardening | Lateral Hardening-Fuse-93049624,1 | 13813 | 856706.8032 | 47826.6698 | 874335.3482 | 542045.4545 | 1.613 | 0.4517 | 1200000 | 29 | 1 | 0 | 0 | 0 | 1 | Lateral Hardening-Fuse-93049624 [ 2028 ] | 1500Million | Dade City | -1 | 2026
Lateral Hardening | Lateral Hardening-Fuse-92863550,1 | 13460 | 239306.0397 | 8494.2399 | 237922.8875 | 150000 | 1.5862 | 0.125 | 1200000 | 14 | 1 | 0 | 0 | 0 | 1 | Lateral Hardening-Fuse-92863550 [ 2024 ] | 1500Million | Eastern | -1 | 2026
Lateral Hardening | Lateral Hardening-Fuse-60073803,1 | 13082 | 248947.6572 | 68700.3465 | 306863.7571 | 193863.6364 | 1.5829 | 0.16155 | 1200000 | 33 | 1 | 0 | 0 | 0 | 1 | Lateral Hardening-Fuse-60073803 | 1500Million | Western | -1 | 2026
Lateral Hardening | Lateral Hardening-Fuse-91954843,1 | 13461 | 2234036.3773 | 598012.1914 | 2817144.3188 | 1781590.9091 | 1.5813 | 1.4847 | 1200000 | 107 | 1 | 0 | 0 | 0 | 1 | Lateral Hardening-Fuse-91954843 [ 2026 ] | 1500Million | Eastern | -1 | 2026
Lateral Hardening | Lateral Hardening-Fuse-10168326,10 | 13207 | 2380463.323 | 779714.6587 | 3549850.3073 | 2255818.1818 | 1.5736 | 2.3498 | 960000 | 259 | 10 | 4 | 0 | 4 | 14 | Lateral Hardening-Fuse-10168326 [ 2024 ], Lateral Hardening-Fuse-10168331, Lateral Hardening-Fuse-60035810, Lateral Hardening-Fuse-60080856, Lateral Hardening-Fuse-10168329 [ 2024 ], Lateral Hardening-Fuse-91933207 [ 2024 ], Lateral Hardening-Fuse-10168342, Lateral Hardening-Fuse-90069659, Lateral Hardening-Fuse-90069715, Lateral Hardening-Fuse-90835208 | 1500Million | Western | -1 | 2026
Lateral Hardening | Lateral Hardening-Fuse-10484796,1 | 13461 | 116557.8992 | 28669.4818 | 140072.1271 | 90681.8182 | 1.5447 | 0.075568 | 1200000 | 16 | 1 | 0 | 0 | 0 | 1 | Lateral Hardening-Fuse-10484796 | 1500Million | Eastern | -1 | 2026
Lateral Hardening | Lateral Hardening-Fuse-92661768,1 | 13127 | 857599.9974 | 138034.0566 | 975705.3367 | 640909.0909 | 1.5224 | 0.53409 | 1200000 | 173 | 1 | 0 | 0 | 0 | 1 | Lateral Hardening-Fuse-92661768 [ 2022 ] | 1500Million | Eastern | -1 | 2026
Lateral Hardening | Lateral Hardening-Fuse-90911087,2 | 13724 | 825121.4463 | 149313.067 | 967999.8682 | 636545.4545 | 1.5207 | 0.66307 | 960000 | 35 | 2 | 1 | 0 | 1 | 3 | Lateral Hardening-Fuse-90911087 [ 2020 ], Lateral Hardening-Fuse-90290161 | 1500Million | Plant City | -1 | 2026
Lateral Hardening | Lateral Hardening-Fuse-60073820,1 | 13082 | 331741.567 | 26107.6922 | 341624.3862 | 230000 | 1.4853 | 0.19167 | 1200000 | 93 | 1 | 0 | 0 | 0 | 1 | Lateral Hardening-Fuse-60073820 | 1500Million | Western | -1 | 2026
Lateral Hardening | Lateral Hardening-Fuse-91513539,1 | 13420 | 351274.2651 | 31499.948 | 369444.3335 | 249772.7273 | 1.4791 | 0.20814 | 1200000 | 26 | 1 | 0 | 0 | 0 | 1 | Lateral Hardening-Fuse-91513539 | 1500Million | Central | -1 | 2026
Lateral Hardening | Lateral Hardening-Fuse-91196189,1 | 13169 | 590472.892 | 18672.3688 | 581080.1943 | 394090.9091 | 1.4745 | 0.32841 | 1200000 | 232 | 1 | 8 | 0 | 8 | 9 | Lateral Hardening-Fuse-91196189 [ 2024 ] | 1500Million | Eastern | -1 | 2026
Lateral Hardening | Lateral Hardening-Fuse-10632101,1 | 13311 | 99087.1665 | 3902.3754 | 98204.1819 | 67272.7273 | 1.4598 | 0.056061 | 1200000 | 3 | 1 | 0 | 0 | 0 | 1 | Lateral Hardening-Fuse-10632101 [ 2027 ] | 1500Million | Winter Haven | -1 | 2026
Lateral Hardening | Lateral Hardening-Fuse-10366532,1 | 13089 | 135889.6561 | 3650.1612 | 133108.6053 | 92954.5455 | 1.432 | 0.077462 | 1200000 | 18 | 1 | 0 | 0 | 0 | 1 | Lateral Hardening-Fuse-10366532 | 1500Million | Central | -1 | 2026
Lateral Hardening | Lateral Hardening-Fuse-92429218,2 | 13082 | 455874.7459 | 87033.875 | 524907.2596 | 369636.3636 | 1.4201 | 0.38504 | 960000 | 45 | 2 | 1 | 0 | 1 | 3 | Lateral Hardening-Fuse-92429218, Lateral Hardening-Fuse-92418308 | 1500Million | Western | -1 | 2026
Lateral Hardening | Lateral Hardening-Fuse-10671179,1 | 13724 | 67079.2762 | 6835.3134 | 70567.8984 | 50000 | 1.4114 | 0.030492 | 1639751.5528 | 4 | 1 | 0 | 0 | 0 | 1 | Lateral Hardening-Fuse-10671179 | 1500Million | Plant City | -1 | 2026
Lateral Hardening | Lateral Hardening-Fuse-93225890,1 | 13459 | 296348.191 | 41454.2284 | 324117.5743 | 230454.5455 | 1.4064 | 0.19205 | 1200000 | 6 | 1 | 0 | 0 | 0 | 1 | Lateral Hardening-Fuse-93225890 [ 2028 ] | 1500Million | Eastern | -1 | 2026
Lateral Hardening | Lateral Hardening-Fuse-90691155,1 | 13206 | 300266.4009 | 21268.0931 | 308404.1923 | 219545.4545 | 1.4047 | 0.18295 | 1200000 | 26 | 1 | 0 | 0 | 0 | 1 | Lateral Hardening-Fuse-90691155 | 1500Million | Western | -1 | 2026
Lateral Hardening | Lateral Hardening-Fuse-60018197,1 | 13049 | 316172.0315 | 55442.5759 | 360714.591 | 257500 | 1.4008 | 0.21458 | 1200000 | 27 | 1 | 0 | 0 | 0 | 1 | Lateral Hardening-Fuse-60018197 [ 2026 ] | 1500Million | Central | -1 | 2026
Lateral Hardening | Lateral Hardening-Fuse-10632098,1 | 13311 | 65614.979 | 10588.5453 | 77879.9997 | 56136.3636 | 1.3873 | 0.04678 | 1200000 | 4 | 1 | 0 | 0 | 0 | 1 | Lateral Hardening-Fuse-10632098 [ 2027 ] | 1500Million | Winter Haven | -1 | 2026
Lateral Hardening | Lateral Hardening-Fuse-92385672,1 | 13461 | 151868.4782 | 34948.6403 | 180455.4472 | 131136.3636 | 1.3761 | 0.10928 | 1200000 | 6 | 1 | 0 | 0 | 0 | 1 | Lateral Hardening-Fuse-92385672 | 1500Million | Eastern | -1 | 2026
Lateral Hardening | Lateral Hardening-Fuse-10801777,1 | 13506 | 804004.6732 | 247299.4882 | 1038554.3897 | 761818.1818 | 1.3633 | 0.63485 | 1200000 | 40 | 1 | 0 | 0 | 0 | 1 | Lateral Hardening-Fuse-10801777 [ 2029 ] | 1500Million | Eastern | -1 | 2026
Lateral Hardening | Lateral Hardening-Fuse-93223549,1 | 13459 | 195271.8733 | 125188.1329 | 312443.7066 | 229545.4545 | 1.3611 | 0.19129 | 1200000 | 20 | 1 | 0 | 0 | 0 | 1 | Lateral Hardening-Fuse-93223549 [ 2028 ] | 1500Million | Eastern | -1 | 2026
Lateral Hardening | Lateral Hardening-Fuse-93220732,1 | 13459 | 69641.3576 | 1517.6717 | 67831.6282 | 50000 | 1.3566 | 0.0125 | 4000000 | 27 | 1 | 1 | 0 | 1 | 2 | Lateral Hardening-Fuse-93220732 [ 2028 ] | 1500Million | Eastern | -1 | 2026
Lateral Hardening | Lateral Hardening-Fuse-10510827,1 | 13685 | 65342.545 | 5527.0857 | 67615.8723 | 50000 | 1.3523 | 0.038258 | 1306930.6931 | 4 | 1 | 0 | 0 | 0 | 1 | Lateral Hardening-Fuse-10510827 | 1500Million | Eastern | -1 | 2026
Lateral Hardening | Lateral Hardening-Fuse-10366535,6 | 13089 | 655762.6739 | 71045.1468 | 765981.3565 | 578000 | 1.3252 | 0.60208 | 960000 | 92 | 6 | 0 | 0 | 0 | 6 | Lateral Hardening-Fuse-10366535 [ 2024 ], Lateral Hardening-Fuse-10366513, Lateral Hardening-Fuse-10366514, Lateral Hardening-Fuse-93448924, Lateral Hardening-Fuse-60396352, Lateral Hardening-Fuse-60154854 | 1500Million | Central | -1 | 2026
Lateral Hardening | Lateral Hardening-Fuse-91616228,13 | 13373 | 2359434.7405 | 628936.0464 | 3020799.1764 | 2311090.9091 | 1.3071 | 2.4074 | 960000 | 16 | 13 | 13 | 0 | 13 | 26 | Lateral Hardening-Fuse-10570245 [ 2024 ], Lateral Hardening-Fuse-10570261, Lateral Hardening-Fuse-91616183 [ 2024 ], Lateral Hardening-Fuse-10570244, Lateral Hardening-Fuse-91104263, Lateral Hardening-Fuse-91109747 [ 2024 ], Lateral Hardening-Fuse-91616188, Lateral Hardening-Fuse-91104409, Lateral Hardening-Fuse-91616171, Lateral Hardening-Fuse-10570243, Lateral Hardening-Fuse-10570264, Lateral Hardening-Fuse-60162440, Lateral Hardening-Fuse-91616228 | 1500Million | Winter Haven | -1 | 2026
Lateral Hardening | Lateral Hardening-Fuse-90918472,1 | 13166 | 47695.7196 | 1085.4743 | 97570.3777 | 74772.7273 | 1.3049 | 0.062311 | 1200000 | 47 | 1 | 0 | 0 | 0 | 1 | Lateral Hardening-Fuse-90918472 | 1500Million | Western | -1 | 2026
Lateral Hardening | Lateral Hardening-Fuse-91506253,1 | 13348 | 132401.6736 | 3387.6385 | 129463.8188 | 99318.1818 | 1.3035 | 0.082765 | 1200000 | 124 | 1 | 1 | 0 | 1 | 2 | Lateral Hardening-Fuse-91506253 | 1500Million | Central | -1 | 2026
Lateral Hardening | Lateral Hardening-Fuse-91636758,1 | 13544 | 200924.4674 | 46830.3084 | 239178.7241 | 184318.1818 | 1.2976 | 0.1536 | 1200000 | 23 | 1 | 0 | 0 | 0 | 1 | Lateral Hardening-Fuse-91636758 | 1500Million | Western | -1 | 2026
Lateral Hardening | Lateral Hardening-Fuse-91954701,1 | 13460 | 1063068.2272 | 218790.5569 | 1252919.9498 | 967954.5455 | 1.2944 | 0.80663 | 1200000 | 22 | 1 | 0 | 0 | 0 | 1 | Lateral Hardening-Fuse-91954701 [ 2024 ] | 1500Million | Eastern | -1 | 2026
Lateral Hardening | Lateral Hardening-Fuse-60073786,7 | 13082 | 1021554.0924 | 233733.0306 | 1285080.0039 | 997272.7273 | 1.2886 | 1.0388 | 960000 | 364 | 7 | 2 | 0 | 2 | 9 | Lateral Hardening-Fuse-60073786, Lateral Hardening-Fuse-60081240 [ 2029 ], Lateral Hardening-Fuse-60081242, Lateral Hardening-Fuse-60081239, Lateral Hardening-Fuse-60081251, Lateral Hardening-Fuse-60081246, Lateral Hardening-Fuse-90704011 | 1500Million | Western | -1 | 2026
Lateral Hardening | Lateral Hardening-Fuse-60224464,1 | 13227 | 726163.4773 | 159077.6277 | 881241.8389 | 692954.5455 | 1.2717 | 0.57746 | 1200000 | 69 | 1 | 0 | 0 | 0 | 1 | Lateral Hardening-Fuse-60224464 | 1500Million | Eastern | -1 | 2026
Lateral Hardening | Lateral Hardening-Fuse-93223566,4 | 13459 | 846473.1455 | 123950.4886 | 939392.5771 | 739454.5455 | 1.2704 | 0.77027 | 960000 | 23 | 4 | 2 | 0 | 2 | 6 | Lateral Hardening-Fuse-93223566 [ 2028 ], Lateral Hardening-Fuse-93227139, Lateral Hardening-Fuse-93223825, Lateral Hardening-Fuse-93223810 | 1500Million | Eastern | -1 | 2026
Lateral Hardening | Lateral Hardening-Fuse-10484816,1 | 13459 | 63206.1856 | 3247.0981 | 63379.3355 | 50000 | 1.2676 | 0.032765 | 1526011.5607 | 14 | 1 | 0 | 0 | 0 | 1 | Lateral Hardening-Fuse-10484816 | 1500Million | Eastern | -1 | 2026
Lateral Hardening | Lateral Hardening-Fuse-10663268,1 | 13001 | 323806.4722 | 80500.5468 | 392085.5885 | 310227.2727 | 1.2639 | 0.25852 | 1200000 | 10 | 1 | 3 | 0 | 3 | 4 | Lateral Hardening-Fuse-10663268 | 1500Million | South Hillsborough | -1 | 2026
Lateral Hardening | Lateral Hardening-Fuse-10663262,1 | 13001 | 140356.2911 | 5125.3058 | 138688.4309 | 110454.5455 | 1.2556 | 0.092045 | 1200000 | 67 | 1 | 2 | 0 | 2 | 3 | Lateral Hardening-Fuse-10663262 [ 2021 ] | 1500Million | South Hillsborough | -1 | 2026
Lateral Hardening | Lateral Hardening-Fuse-10366531,1 | 13089 | 63927.9686 | 2915.1032 | 70362.0399 | 57045.4545 | 1.2334 | 0.047538 | 1200000 | 13 | 1 | 0 | 0 | 0 | 1 | Lateral Hardening-Fuse-10366531 | 1500Million | Central | -1 | 2026
Lateral Hardening | Lateral Hardening-Fuse-10696464,1 | 13961 | 67334.3239 | 5695.5629 | 73883.2222 | 61363.6364 | 1.204 | 0.051136 | 1200000 | 4 | 1 | 0 | 0 | 0 | 1 | Lateral Hardening-Fuse-10696464 | 1500Million | Plant City | -1 | 2026
Lateral Hardening | Lateral Hardening-Fuse-93381826,1 | 13813 | 139268.2895 | 29040.1055 | 163071.0879 | 144318.1818 | 1.1299 | 0.12027 | 1200000 | 3 | 1 | 0 | 0 | 0 | 1 | Lateral Hardening-Fuse-93381826 [ 2028 ] | 1500Million | Dade City | -1 | 2026
Lateral Hardening | Lateral Hardening-Fuse-93045832,1 | 13813 | 476572.3307 | 112306.4679 | 574140.7572 | 574090.9091 | 1.0001 | 0.47841 | 1200000 | 14 | 1 | 0 | 0 | 0 | 1 | Lateral Hardening-Fuse-93045832 [ 2028 ] | 1500Million | Dade City | -1 | 2026
Lateral Hardening | Lateral Hardening-Fuse-91039551,11 | 13813 | 1873258.2359 | 459635.2232 | 2802659.3947 | 3154363.6364 | 0.8885 | 3.2858 | 960000 | 77 | 11 | 2 | 0 | 2 | 13 | Lateral Hardening-Fuse-91039551 [ 2028 ], Lateral Hardening-Fuse-93039348, Lateral Hardening-Fuse-93039524, Lateral Hardening-Fuse-93039525, Lateral Hardening-Fuse-93039695, Lateral Hardening-Fuse-93039704, Lateral Hardening-Fuse-93039897, Lateral Hardening-Fuse-93059344 [ 2028 ], Lateral Hardening-Fuse-93031754 [ 2028 ], Lateral Hardening-Fuse-93039804, Lateral Hardening-Fuse-93039700 | 1500Million | Dade City | -1 | 2026
Lateral Hardening | Lateral Hardening-Fuse-10759867,1 | 13813 | 86890.6266 | 13597.3577 | 96527.8016 | 121363.6364 | 0.79536 | 0.10114 | 1200000 | 14 | 1 | 0 | 0 | 0 | 1 | Lateral Hardening-Fuse-10759867 [ 2028 ] | 1500Million | Dade City | -1 | 2026
Lateral Hardening | Lateral Hardening-Fuse-92124447,1 | 13813 | 40033.7744 | 5336.8856 | 43346.8062 | 82045.4545 | 0.52833 | 0.068371 | 1200000 | 5 | 1 | 0 | 0 | 0 | 1 | Lateral Hardening-Fuse-92124447 | 1500Million | Dade City | -1 | 2026
Lateral Hardening | Lateral Hardening-Fuse-93048228,1 | 13813 | 142148.4721 | 118126.1622 | 252944.5388 | 642954.5455 | 0.39341 | 0.5358 | 1200000 | 4 | 1 | 0 | 0 | 0 | 1 | Lateral Hardening-Fuse-93048228 [ 2028 ] | 1500Million | Dade City | -1 | 2026
Lateral Hardening | Lateral Hardening-Fuse-93043121,1 | 13813 | 10569.4554 | 143742.6951 | 150238.3914 | 544318.1818 | 0.27601 | 0.4536 | 1200000 | 6 | 1 | 2 | 0 | 2 | 3 | Lateral Hardening-Fuse-93043121 [ 2028 ] | 1500Million | Dade City | -1 | 2026
Lateral Hardening | Lateral Hardening-Fuse-90746960,1 | 13813 | 1135.3461 | 14239.5857 | 15173.5166 | 67727.2727 | 0.22404 | 0.056439 | 1200000 | 2 | 1 | 0 | 0 | 0 | 1 | Lateral Hardening-Fuse-90746960 | 1500Million | Dade City | -1 | 2026
Lateral Hardening | Lateral Hardening-Fuse-93040079,1 | 13813 | 28411.6811 | 163151.0545 | 186697.9723 | 1124318.1818 | 0.16605 | 0.93693 | 1200000 | 15 | 1 | 0 | 0 | 0 | 1 | Lateral Hardening-Fuse-93040079 | 1500Million | Dade City | -1 | 2026
Lateral Hardening | Lateral Hardening-Fuse-92442349,1 | 13141 | 5634922.9559 | 172022.9043 | 5629703.8444 | 482272.7273 | 11.6733 | 0.40189 | 1200000 | 160 | 1 | 2 | 0 | 2 | 3 | Lateral Hardening-Fuse-92442349 [ 2021 ] | 1500Million | Western | -1 | 2027
Lateral Hardening | Lateral Hardening-Fuse-92599119,1 | 13390 | 7032553.1245 | 179656.6338 | 7084963.2766 | 868409.0909 | 8.1586 | 0.72367 | 1200000 | 296 | 1 | 0 | 0 | 0 | 1 | Lateral Hardening-Fuse-92599119 [ 2020 ] | 1500Million | Plant City | -1 | 2027
Lateral Hardening | Lateral Hardening-Fuse-92630916,1 | 13141 | 3857397.281 | 93691.7843 | 3825891.9542 | 484772.7273 | 7.8921 | 0.40398 | 1200000 | 61 | 1 | 0 | 0 | 0 | 1 | Lateral Hardening-Fuse-92630916 [ 2021 ] | 1500Million | Western | -1 | 2027
Lateral Hardening | Lateral Hardening-Fuse-10075336,1 | 13656 | 1695131.3212 | 46743.484 | 1676999.9638 | 233181.8182 | 7.1918 | 0.19432 | 1200000 | 24 | 1 | 3 | 0 | 3 | 4 | Lateral Hardening-Fuse-10075336 [ 2025 ] | 1500Million | Plant City | -1 | 2027
Lateral Hardening | Lateral Hardening-Fuse-91016874,2 | 13046 | 2502164.2115 | 59916.3425 | 2467078.6059 | 360181.8182 | 6.8495 | 0.37519 | 960000 | 59 | 2 | 0 | 0 | 0 | 2 | Lateral Hardening-Fuse-91016874 [ 2025 ], Lateral Hardening-Fuse-60069989 [ 2025 ] | 1500Million | Central | -1 | 2027
Lateral Hardening | Lateral Hardening-Fuse-90312305,1 | 13612 | 210726.7639 | 3006.7544 | 776733.5001 | 113863.6364 | 6.8216 | 0.094886 | 1200000 | 77 | 1 | 0 | 0 | 0 | 1 | Lateral Hardening-Fuse-90312305 [ 2023 ] | 1500Million | Western | -1 | 2027
Lateral Hardening | Lateral Hardening-Fuse-60013838,7 | 13094 | 2825311.7684 | 105586.3431 | 5277940.4493 | 777818.1818 | 6.7856 | 0.81023 | 960000 | 220 | 7 | 3 | 0 | 3 | 10 | Lateral Hardening-Fuse-60013838 [ 2023 ], Lateral Hardening-Fuse-60011372, Lateral Hardening-Fuse-60013871, Lateral Hardening-Fuse-60011374, Lateral Hardening-Fuse-60013882, Lateral Hardening-Fuse-60013890, Lateral Hardening-Fuse-60011363 | 1500Million | Central | -1 | 2027
Lateral Hardening | Lateral Hardening-Fuse-10482593,1 | 13457 | 1098333.9112 | 12169.1887 | 1061149.4426 | 164318.1818 | 6.4579 | 0.13693 | 1200000 | 147 | 1 | 3 | 0 | 3 | 4 | Lateral Hardening-Fuse-10482593 [ 2022 ] | 1500Million | Eastern | -1 | 2027
Lateral Hardening | Lateral Hardening-Fuse-93235148,1 | 13696 | 775643.9765 | 18373.8043 | 756661.3537 | 118409.0909 | 6.3902 | 0.098674 | 1200000 | 42 | 1 | 1 | 0 | 1 | 2 | Lateral Hardening-Fuse-93235148 [ 2027 ] | 1500Million | Winter Haven | -1 | 2027
Lateral Hardening | Lateral Hardening-Fuse-92828738,2 | 13094 | 1811149.3186 | 52960.0469 | 1791124.6739 | 281454.5455 | 6.3638 | 0.29318 | 960000 | 72 | 2 | 2 | 0 | 2 | 4 | Lateral Hardening-Fuse-92828738 [ 2023 ], Lateral Hardening-Fuse-60170746 | 1500Million | Central | -1 | 2027
Lateral Hardening | Lateral Hardening-Fuse-60297772,2 | 13414 | 1704158.6438 | 46774.6589 | 1905861.8799 | 301818.1818 | 6.3146 | 0.31439 | 960000 | 72 | 2 | 1 | 0 | 1 | 3 | Lateral Hardening-Fuse-60297772 [ 2027 ], Lateral Hardening-Fuse-10674250 [ 2027 ] | 1500Million | Plant City | -1 | 2027
Lateral Hardening | Lateral Hardening-Fuse-10758536,1 | 13004 | 2408032.518 | 95802.2547 | 4413338.3547 | 790681.8182 | 5.5817 | 0.6589 | 1200000 | 262 | 1 | 9 | 0 | 9 | 10 | Lateral Hardening-Fuse-10758536 [ 2023 ] | 1500Million | Dade City | -1 | 2027
Lateral Hardening | Lateral Hardening-Fuse-91924447,1 | 13042 | 2332197.0012 | 106940.8486 | 2363923.6088 | 432500 | 5.4657 | 0.36042 | 1200000 | 71 | 1 | 0 | 0 | 0 | 1 | Lateral Hardening-Fuse-91924447 [ 2025 ] | 1500Million | Central | -1 | 2027
Lateral Hardening | Lateral Hardening-Fuse-93264130,1 | 13042 | 1405443.017 | 52240.3182 | 1408378.1818 | 260454.5455 | 5.4074 | 0.21705 | 1200000 | 31 | 1 | 0 | 0 | 0 | 1 | Lateral Hardening-Fuse-93264130 [ 2025 ] | 1500Million | Central | -1 | 2027
Lateral Hardening | Lateral Hardening-Fuse-10361894,1 | 13106 | 874288.5675 | 16837.6244 | 854511.8087 | 158636.3636 | 5.3866 | 0.1322 | 1200000 | 39 | 1 | 0 | 0 | 0 | 1 | Lateral Hardening-Fuse-10361894 [ 2022 ] | 1500Million | Central | -1 | 2027
Lateral Hardening | Lateral Hardening-Fuse-60011307,1 | 13094 | 982283.9834 | 22819.6342 | 960257.7744 | 184772.7273 | 5.197 | 0.15398 | 1200000 | 136 | 1 | 1 | 0 | 1 | 2 | Lateral Hardening-Fuse-60011307 [ 2023 ] | 1500Million | Central | -1 | 2027
Lateral Hardening | Lateral Hardening-Fuse-92605327,1 | 13390 | 1293068.8298 | 30416.7468 | 1275140.8328 | 246136.3636 | 5.1806 | 0.20511 | 1200000 | 80 | 1 | 0 | 0 | 0 | 1 | Lateral Hardening-Fuse-92605327 [ 2023 ] | 1500Million | Plant City | -1 | 2027
Lateral Hardening | Lateral Hardening-Fuse-92622569,1 | 13390 | 3705489.8971 | 79627.6204 | 3663899.8311 | 733863.6364 | 4.9926 | 0.61155 | 1200000 | 101 | 1 | 0 | 0 | 0 | 1 | Lateral Hardening-Fuse-92622569 [ 2023 ] | 1500Million | Plant City | -1 | 2027
Lateral Hardening | Lateral Hardening-Fuse-90886759,4 | 14030 | 4484128.029 | 268620.3804 | 4717784.6775 | 949272.7273 | 4.9699 | 0.98883 | 960000 | 177 | 4 | 3 | 0 | 3 | 7 | Lateral Hardening-Fuse-90886759 [ 2023 ], Lateral Hardening-Fuse-90242104 [ 2023 ], Lateral Hardening-Fuse-92669066, Lateral Hardening-Fuse-92669080 [ 2023 ] | 1500Million | Western | -1 | 2027
Lateral Hardening | Lateral Hardening-Fuse-93267158,1 | 13042 | 1006431.7789 | 54292.7297 | 1027874.9238 | 216818.1818 | 4.7407 | 0.18068 | 1200000 | 41 | 1 | 0 | 0 | 0 | 1 | Lateral Hardening-Fuse-93267158 [ 2025 ] | 1500Million | Central | -1 | 2027
Lateral Hardening | Lateral Hardening-Fuse-10842826,1 | 13796 | 702134.1121 | 12442.8996 | 855724.5355 | 182272.7273 | 4.6947 | 0.15189 | 1200000 | 364 | 1 | 5 | 0 | 5 | 6 | Lateral Hardening-Fuse-10842826 [ 2021 ] | 1500Million | Eastern | -1 | 2027
Lateral Hardening | Lateral Hardening-Fuse-10100690,1 | 13048 | 1161891.7836 | 70468.0209 | 1193677.4045 | 254545.4545 | 4.6894 | 0.21212 | 1200000 | 48 | 1 | 3 | 0 | 3 | 4 | Lateral Hardening-Fuse-10100690 [ 2027 ] | 1500Million | Central | -1 | 2027
Lateral Hardening | Lateral Hardening-Fuse-90877719,1 | 13072 | 883876.3034 | 22856.6481 | 868115.5075 | 188863.6364 | 4.5965 | 0.15739 | 1200000 | 31 | 1 | 0 | 0 | 0 | 1 | Lateral Hardening-Fuse-90877719 [ 2029 ] | 1500Million | Western | -1 | 2027
Lateral Hardening | Lateral Hardening-Fuse-10093658,1 | 13043 | 536610.0847 | 31858.8483 | 546059.8006 | 119545.4545 | 4.5678 | 0.099621 | 1200000 | 21 | 1 | 0 | 0 | 0 | 1 | Lateral Hardening-Fuse-10093658 [ 2025 ] | 1500Million | Central | -1 | 2027
Lateral Hardening | Lateral Hardening-Fuse-92835651,4 | 13329 | 3568714.9935 | 140656.0398 | 3597678.1629 | 793636.3636 | 4.5332 | 0.8267 | 960000 | 111 | 4 | 1 | 0 | 1 | 5 | Lateral Hardening-Fuse-92835651 [ 2022 ], Lateral Hardening-Fuse-10744370, Lateral Hardening-Fuse-10744371, Lateral Hardening-Fuse-90833262 | 1500Million | Dade City | -1 | 2027
Lateral Hardening | Lateral Hardening-Fuse-10842823,1 | 13796 | 2227330.3308 | 189480.8571 | 2419552.8548 | 537727.2727 | 4.4996 | 0.44811 | 1200000 | 41 | 1 | 0 | 0 | 0 | 1 | Lateral Hardening-Fuse-10842823 [ 2021 ] | 1500Million | Eastern | -1 | 2027
Lateral Hardening | Lateral Hardening-Fuse-91076397,1 | 13048 | 311867.825 | 6524.4237 | 303607.0933 | 67727.2727 | 4.4828 | 0.056439 | 1200000 | 6 | 1 | 0 | 0 | 0 | 1 | Lateral Hardening-Fuse-91076397 [ 2027 ] | 1500Million | Central | -1 | 2027
Lateral Hardening | Lateral Hardening-Fuse-90440184,9 | 13612 | 3813230.268 | 289756.9833 | 6010844.2472 | 1357636.3636 | 4.4274 | 1.4142 | 960000 | 188 | 9 | 0 | 0 | 0 | 9 | Lateral Hardening-Fuse-90440184 [ 2023 ], Lateral Hardening-Fuse-92956326 [ 2023 ], Lateral Hardening-Fuse-90523017, Lateral Hardening-Fuse-90523015, Lateral Hardening-Fuse-92209195, Lateral Hardening-Fuse-90446255, Lateral Hardening-Fuse-90446262, Lateral Hardening-Fuse-92133123, Lateral Hardening-Fuse-92133124 | 1500Million | Western | -1 | 2027
Lateral Hardening | Lateral Hardening-Fuse-60003135,1 | 13612 | 1213438.0697 | 173885.4075 | 1612599.9726 | 364318.1818 | 4.4264 | 0.3036 | 1200000 | 85 | 1 | 0 | 0 | 0 | 1 | Lateral Hardening-Fuse-60003135 [ 2023 ] | 1500Million | Western | -1 | 2027
Lateral Hardening | Lateral Hardening-Fuse-91011451,1 | 13048 | 545203.1349 | 9624.1476 | 564483.5799 | 127954.5455 | 4.4116 | 0.10663 | 1200000 | 34 | 1 | 0 | 0 | 0 | 1 | Lateral Hardening-Fuse-91011451 [ 2027 ] | 1500Million | Central | -1 | 2027
Lateral Hardening | Lateral Hardening-Fuse-60029058,1 | 13088 | 1180141.9836 | 59151.4232 | 1199186.7038 | 272727.2727 | 4.397 | 0.22727 | 1200000 | 34 | 1 | 1 | 0 | 1 | 2 | Lateral Hardening-Fuse-60029058 [ 2027 ] | 1500Million | Central | -1 | 2027
Lateral Hardening | Lateral Hardening-Fuse-91795934,4 | 13106 | 4448165.7134 | 226911.433 | 4533834.2519 | 1033454.5455 | 4.3871 | 1.0765 | 960000 | 338 | 4 | 7 | 0 | 7 | 11 | Lateral Hardening-Fuse-91795934 [ 2022 ], Lateral Hardening-Fuse-91649419, Lateral Hardening-Fuse-91458887, Lateral Hardening-Fuse-91458582 | 1500Million | Central | -1 | 2027
Lateral Hardening | Lateral Hardening-Fuse-10100721,2 | 13048 | 843381.6212 | 82381.0632 | 935613.5541 | 220181.8182 | 4.2493 | 0.22936 | 960000 | 23 | 2 | 0 | 0 | 0 | 2 | Lateral Hardening-Fuse-10100721 [ 2027 ], Lateral Hardening-Fuse-91099641 [ 2027 ] | 1500Million | Central | -1 | 2027
Lateral Hardening | Lateral Hardening-Fuse-10633682,2 | 13241 | 2691935.389 | 109810.224 | 2706852.9258 | 637454.5455 | 4.2463 | 0.66402 | 960000 | 30 | 2 | 0 | 0 | 0 | 2 | Lateral Hardening-Fuse-10633682 [ 2023 ], Lateral Hardening-Fuse-60171066 [ 2023 ] | 1500Million | Plant City | -1 | 2027
Lateral Hardening | Lateral Hardening-Fuse-60013778,1 | 13094 | 1264055.9936 | 58569.5795 | 1277413.1112 | 305454.5455 | 4.182 | 0.25455 | 1200000 | 92 | 1 | 0 | 0 | 0 | 1 | Lateral Hardening-Fuse-60013778 [ 2023 ] | 1500Million | Central | -1 | 2027
Lateral Hardening | Lateral Hardening-Fuse-91154995,2 | 13048 | 1625680.6481 | 125442.4414 | 2122208.2297 | 509272.7273 | 4.1671 | 0.53049 | 960000 | 79 | 2 | 0 | 0 | 0 | 2 | Lateral Hardening-Fuse-91154995 [ 2027 ], Lateral Hardening-Fuse-91126087 | 1500Million | Central | -1 | 2027
Lateral Hardening | Lateral Hardening-Fuse-10361901,1 | 13106 | 3325103.4281 | 183142.5237 | 3669638.9398 | 898181.8182 | 4.0856 | 0.74848 | 1200000 | 295 | 1 | 0 | 0 | 0 | 1 | Lateral Hardening-Fuse-10361901 [ 2022 ] | 1500Million | Central | -1 | 2027
Lateral Hardening | Lateral Hardening-Fuse-92197346,5 | 13330 | 5803296.9948 | 393067.9057 | 6199940.431 | 1531818.1818 | 4.0474 | 1.5956 | 960000 | 201 | 5 | 0 | 0 | 0 | 5 | Lateral Hardening-Fuse-92197346 [ 2025 ], Lateral Hardening-Fuse-60201461 [ 2025 ], Lateral Hardening-Fuse-10753412 [ 2025 ], Lateral Hardening-Fuse-10753413, Lateral Hardening-Fuse-10753399 | 1500Million | Dade City | -1 | 2027
Lateral Hardening | Lateral Hardening-Fuse-92728705,1 | 13796 | 2087427.4099 | 147272.3631 | 2176902.5591 | 539772.7273 | 4.033 | 0.44981 | 1200000 | 325 | 1 | 6 | 0 | 6 | 7 | Lateral Hardening-Fuse-92728705 [ 2021 ] | 1500Million | Eastern | -1 | 2027
Lateral Hardening | Lateral Hardening-Fuse-93232689,2 | 13696 | 1176796.2868 | 62819.8418 | 1199902.4444 | 300545.4545 | 3.9924 | 0.31307 | 960000 | 39 | 2 | 0 | 0 | 0 | 2 | Lateral Hardening-Fuse-93232689 [ 2027 ], Lateral Hardening-Fuse-93232680 | 1500Million | Winter Haven | -1 | 2027
Lateral Hardening | Lateral Hardening-Fuse-10338448,3 | 13892 | 4363076.1968 | 393917.0598 | 5240737.4025 | 1328181.8182 | 3.9458 | 1.3835 | 960000 | 266 | 3 | 12 | 0 | 12 | 15 | Lateral Hardening-Fuse-10338448 [ 2022 ], Lateral Hardening-Fuse-90845001, Lateral Hardening-Fuse-10338460 | 1500Million | Western | -1 | 2027
Lateral Hardening | Lateral Hardening-Fuse-90718270,6 | 13927 | 5118773.4099 | 368220.3382 | 5450098.1289 | 1387454.5455 | 3.9281 | 1.4453 | 960000 | 357 | 6 | 2 | 0 | 2 | 8 | Lateral Hardening-Fuse-90718270 [ 2024 ], Lateral Hardening-Fuse-10612081, Lateral Hardening-Fuse-10612078 [ 2024 ], Lateral Hardening-Fuse-10612083 [ 2024 ], Lateral Hardening-Fuse-10612084, Lateral Hardening-Fuse-10612079 [ 2024 ] | 1500Million | Winter Haven | -1 | 2027
Lateral Hardening | Lateral Hardening-Fuse-93151059,1 | 13458 | 2536017.7883 | 103945.9889 | 2555652.9595 | 660909.0909 | 3.8669 | 0.55076 | 1200000 | 73 | 1 | 0 | 0 | 0 | 1 | Lateral Hardening-Fuse-93151059 [ 2026 ] | 1500Million | Eastern | -1 | 2027
Lateral Hardening | Lateral Hardening-Fuse-10633669,1 | 13241 | 231521.5242 | 5112.4895 | 240376.5676 | 63181.8182 | 3.8045 | 0.052652 | 1200000 | 16 | 1 | 0 | 0 | 0 | 1 | Lateral Hardening-Fuse-10633669 [ 2023 ] | 1500Million | Plant City | -1 | 2027
Lateral Hardening | Lateral Hardening-Fuse-92597622,1 | 13390 | 841362.5121 | 50231.7767 | 864938.8363 | 227500 | 3.8019 | 0.18958 | 1200000 | 48 | 1 | 0 | 0 | 0 | 1 | Lateral Hardening-Fuse-92597622 [ 2023 ] | 1500Million | Plant City | -1 | 2027
Lateral Hardening | Lateral Hardening-Fuse-92701725,1 | 13299 | 861728.0607 | 11052.7722 | 832071.945 | 220681.8182 | 3.7705 | 0.1839 | 1200000 | 153 | 1 | 3 | 0 | 3 | 4 | Lateral Hardening-Fuse-92701725 [ 2023 ] | 1500Million | Winter Haven | -1 | 2027
Lateral Hardening | Lateral Hardening-Fuse-10643541,7 | 13390 | 8471368.8583 | 591763.0713 | 9366702.7597 | 2498559.4009 | 3.7488 | 2.6335 | 948751.7898 | 245 | 7 | 5 | 0 | 5 | 12 | Lateral Hardening-Fuse-10643541 [ 2020 ], Lateral Hardening-Fuse-10643535, Lateral Hardening-Fuse-10643490, Lateral Hardening-Fuse-10643533, Lateral Hardening-Fuse-10643488, Lateral Hardening-Fuse-90049936, Lateral Hardening-Fuse-92607652 [ 2023 ] | 1500Million | Plant City | -1 | 2027
Lateral Hardening | Lateral Hardening-Fuse-60003381,1 | 13042 | 1212271.9506 | 67354.7319 | 1238738.0039 | 333181.8182 | 3.7179 | 0.27765 | 1200000 | 33 | 1 | 0 | 0 | 0 | 1 | Lateral Hardening-Fuse-60003381 [ 2025 ] | 1500Million | Central | -1 | 2027
Lateral Hardening | Lateral Hardening-Fuse-60131389,2 | 14030 | 801209.8367 | 60388.4668 | 855785.0429 | 231090.9091 | 3.7032 | 0.24072 | 960000 | 115 | 2 | 7 | 0 | 7 | 9 | Lateral Hardening-Fuse-60131389 [ 2023 ], Lateral Hardening-Fuse-60125643 [ 2023 ] | 1500Million | Western | -1 | 2027
Lateral Hardening | Lateral Hardening-Fuse-10558902,1 | 13299 | 4835492.1242 | 184479.8797 | 5288325.3744 | 1430454.5455 | 3.697 | 1.192 | 1200000 | 192 | 1 | 0 | 0 | 0 | 1 | Lateral Hardening-Fuse-10558902 [ 2023 ] | 1500Million | Winter Haven | -1 | 2027
Lateral Hardening | Lateral Hardening-Fuse-93295124,1 | 13043 | 867723.9831 | 40174.6232 | 876768.7761 | 237954.5455 | 3.6846 | 0.1983 | 1200000 | 14 | 1 | 0 | 0 | 0 | 1 | Lateral Hardening-Fuse-93295124 [ 2025 ] | 1500Million | Central | -1 | 2027
Lateral Hardening | Lateral Hardening-Fuse-93346483,1 | 13094 | 948689.9436 | 35584.3056 | 944402.7268 | 257500 | 3.6676 | 0.21458 | 1200000 | 55 | 1 | 0 | 0 | 0 | 1 | Lateral Hardening-Fuse-93346483 [ 2023 ] | 1500Million | Central | -1 | 2027
Lateral Hardening | Lateral Hardening-Fuse-93266654,2 | 13042 | 775059.098 | 82006.8351 | 829478.8341 | 227272.7273 | 3.6497 | 0.23674 | 960000 | 40 | 2 | 0 | 0 | 0 | 2 | Lateral Hardening-Fuse-93266654 [ 2025 ], Lateral Hardening-Fuse-93266651 | 1500Million | Central | -1 | 2027
Lateral Hardening | Lateral Hardening-Fuse-91750750,1 | 13696 | 324884.4265 | 18075.5111 | 529851.112 | 146136.3636 | 3.6257 | 0.12178 | 1200000 | 14 | 1 | 0 | 0 | 0 | 1 | Lateral Hardening-Fuse-91750750 [ 2027 ] | 1500Million | Winter Haven | -1 | 2027
Lateral Hardening | Lateral Hardening-Fuse-10093628,3 | 13043 | 1572499.5669 | 139428.3493 | 1654779.9918 | 473454.5455 | 3.4951 | 0.49318 | 960000 | 30 | 3 | 5 | 0 | 5 | 8 | Lateral Hardening-Fuse-10093628 [ 2025 ], Lateral Hardening-Fuse-60518113 [ 2025 ], Lateral Hardening-Fuse-10093663 | 1500Million | Central | -1 | 2027
Lateral Hardening | Lateral Hardening-Fuse-90021958,6 | 13458 | 3370787.5762 | 123713.6075 | 3365178.6892 | 965272.7273 | 3.4862 | 1.0055 | 960000 | 49 | 6 | 5 | 0 | 5 | 11 | Lateral Hardening-Fuse-90021958 [ 2026 ], Lateral Hardening-Fuse-10484801, Lateral Hardening-Fuse-92034239 [ 2026 ], Lateral Hardening-Fuse-60618552, Lateral Hardening-Fuse-10484802, Lateral Hardening-Fuse-10484800 [ 2026 ] | 1500Million | Eastern | -1 | 2027
Lateral Hardening | Lateral Hardening-Fuse-91351288,6 | 13243 | 4655643.4552 | 280659.6854 | 4802016.9125 | 1391090.9091 | 3.452 | 1.4491 | 960000 | 241 | 6 | 7 | 0 | 7 | 13 | Lateral Hardening-Fuse-91351288 [ 2022 ], Lateral Hardening-Fuse-91340272 [ 2022 ], Lateral Hardening-Fuse-10791853 [ 2022 ], Lateral Hardening-Fuse-10791855, Lateral Hardening-Fuse-10791872, Lateral Hardening-Fuse-10791873 | 1500Million | Plant City | -1 | 2027
Lateral Hardening | Lateral Hardening-Fuse-93263753,1 | 13042 | 963073.4134 | 95004.4068 | 1023659.3502 | 299090.9091 | 3.4226 | 0.24924 | 1200000 | 30 | 1 | 0 | 0 | 0 | 1 | Lateral Hardening-Fuse-93263753 [ 2025 ] | 1500Million | Central | -1 | 2027
Lateral Hardening | Lateral Hardening-Fuse-10637218,1 | 13696 | 905033.1795 | 79745.3528 | 995821.519 | 291136.3636 | 3.4205 | 0.24261 | 1200000 | 32 | 1 | 0 | 0 | 0 | 1 | Lateral Hardening-Fuse-10637218 [ 2027 ] | 1500Million | Winter Haven | -1 | 2027
Lateral Hardening | Lateral Hardening-Fuse-93266652,3 | 13042 | 1040710.9245 | 95023.7593 | 1101632.5328 | 324181.8182 | 3.3982 | 0.33769 | 960000 | 46 | 3 | 0 | 0 | 0 | 3 | Lateral Hardening-Fuse-93266652 [ 2025 ], Lateral Hardening-Fuse-91871353, Lateral Hardening-Fuse-91871354 | 1500Million | Central | -1 | 2027
Lateral Hardening | Lateral Hardening-Fuse-91179506,1 | 13883 | 312157.775 | 3658.6173 | 300906.8226 | 90000 | 3.3434 | 0.075 | 1200000 | 159 | 1 | 1 | 0 | 1 | 2 | Lateral Hardening-Fuse-91179506 [ 2021 ] | 1500Million | Eastern | -1 | 2027
Lateral Hardening | Lateral Hardening-Fuse-93022948,4 | 13043 | 2822683.5995 | 354250.4381 | 3107401.7417 | 948181.8182 | 3.2772 | 0.98769 | 960000 | 100 | 4 | 0 | 0 | 0 | 4 | Lateral Hardening-Fuse-93022948 [ 2025 ], Lateral Hardening-Fuse-92034734, Lateral Hardening-Fuse-10093665, Lateral Hardening-Fuse-91985643 | 1500Million | Central | -1 | 2027
Lateral Hardening | Lateral Hardening-Fuse-92890357,1 | 13112 | 694170.6858 | 28981.0985 | 693252.1532 | 212045.4545 | 3.2694 | 0.1767 | 1200000 | 56 | 1 | 0 | 0 | 0 | 1 | Lateral Hardening-Fuse-92890357 [ 2028 ] | 1500Million | Western | -1 | 2027
Lateral Hardening | Lateral Hardening-Fuse-92197131,1 | 13330 | 719168.4015 | 25639.7526 | 718195.1091 | 223863.6364 | 3.2082 | 0.18655 | 1200000 | 76 | 1 | 0 | 0 | 0 | 1 | Lateral Hardening-Fuse-92197131 [ 2025 ] | 1500Million | Dade City | -1 | 2027
Lateral Hardening | Lateral Hardening-Fuse-10100722,1 | 13048 | 240512.5414 | 9028.2555 | 238576.5336 | 74545.4545 | 3.2004 | 0.062121 | 1200000 | 18 | 1 | 0 | 0 | 0 | 1 | Lateral Hardening-Fuse-10100722 [ 2027 ] | 1500Million | Central | -1 | 2027
Lateral Hardening | Lateral Hardening-Fuse-10142257,2 | 13034 | 1563789.7125 | 141715.6373 | 1649195.3618 | 533272.7273 | 3.0926 | 0.55549 | 960000 | 90 | 2 | 0 | 0 | 0 | 2 | Lateral Hardening-Fuse-10142257 [ 2028 ], Lateral Hardening-Fuse-10142259 | 1500Million | Central | -1 | 2027
Lateral Hardening | Lateral Hardening-Fuse-90266817,9 | 13612 | 1374855.2516 | 173526.1619 | 3004486.4439 | 978909.0909 | 3.0692 | 1.0197 | 960000 | 114 | 9 | 0 | 0 | 0 | 9 | Lateral Hardening-Fuse-90266817 [ 2023 ], Lateral Hardening-Fuse-90291123 [ 2023 ], Lateral Hardening-Fuse-90290282, Lateral Hardening-Fuse-90290311, Lateral Hardening-Fuse-90291171, Lateral Hardening-Fuse-90483895, Lateral Hardening-Fuse-90483827, Lateral Hardening-Fuse-60023012, Lateral Hardening-Fuse-90291712 | 1500Million | Western | -1 | 2027
Lateral Hardening | Lateral Hardening-Fuse-60407620,2 | 13043 | 1460849.3847 | 120367.4213 | 1522700.6826 | 498909.0909 | 3.0521 | 0.5197 | 960000 | 79 | 2 | 0 | 0 | 0 | 2 | Lateral Hardening-Fuse-60407620 [ 2025 ], Lateral Hardening-Fuse-60407618 | 1500Million | Central | -1 | 2027
Lateral Hardening | Lateral Hardening-Fuse-92607672,2 | 13390 | 2098212.8173 | 69303.6673 | 2110442.4885 | 692909.0909 | 3.0458 | 0.72178 | 960000 | 34 | 2 | 1 | 0 | 1 | 3 | Lateral Hardening-Fuse-92607672 [ 2023 ], Lateral Hardening-Fuse-60348623 | 1500Million | Plant City | -1 | 2027
Lateral Hardening | Lateral Hardening-Fuse-10101247,3 | 13046 | 1027290.7043 | 73663.144 | 1173736.7547 | 391636.3636 | 2.997 | 0.40795 | 960000 | 61 | 3 | 0 | 0 | 0 | 3 | Lateral Hardening-Fuse-10101247 [ 2025 ], Lateral Hardening-Fuse-10101273, Lateral Hardening-Fuse-10101275 | 1500Million | Central | -1 | 2027
Lateral Hardening | Lateral Hardening-Fuse-90441325,1 | 13612 | 223654.6928 | 11426.7343 | 258483.1114 | 87272.7273 | 2.9618 | 0.072727 | 1200000 | 14 | 1 | 0 | 0 | 0 | 1 | Lateral Hardening-Fuse-90441325 | 1500Million | Western | -1 | 2027
Lateral Hardening | Lateral Hardening-Fuse-10633689,10 | 13241 | 6458157.6289 | 324317.4971 | 6601041.56 | 2231818.1818 | 2.9577 | 2.3248 | 960000 | 356 | 10 | 10 | 0 | 10 | 20 | Lateral Hardening-Fuse-10633689, Lateral Hardening-Fuse-10633690 [ 2023 ], Lateral Hardening-Fuse-90444552, Lateral Hardening-Fuse-10633674, Lateral Hardening-Fuse-92742466 [ 2023 ], Lateral Hardening-Fuse-92640838, Lateral Hardening-Fuse-10633677, Lateral Hardening-Fuse-10633670, Lateral Hardening-Fuse-10633672, Lateral Hardening-Fuse-10633673 | 1500Million | Plant City | -1 | 2027
Lateral Hardening | Lateral Hardening-Fuse-90848130,1 | 13656 | 568800.3109 | 30879.2141 | 581767.9711 | 200681.8182 | 2.899 | 0.16723 | 1200000 | 10 | 1 | 0 | 0 | 0 | 1 | Lateral Hardening-Fuse-90848130 [ 2025 ] | 1500Million | Plant City | -1 | 2027
Lateral Hardening | Lateral Hardening-Fuse-92624129,1 | 13390 | 940583.5344 | 33241.1001 | 940992.4972 | 329318.1818 | 2.8574 | 0.27443 | 1200000 | 45 | 1 | 0 | 0 | 0 | 1 | Lateral Hardening-Fuse-92624129 [ 2023 ] | 1500Million | Plant City | -1 | 2027
Lateral Hardening | Lateral Hardening-Fuse-93233174,1 | 13696 | 461883.228 | 31045.9639 | 473411.8522 | 167045.4545 | 2.834 | 0.1392 | 1200000 | 51 | 1 | 0 | 0 | 0 | 1 | Lateral Hardening-Fuse-93233174 [ 2027 ] | 1500Million | Winter Haven | -1 | 2027
Lateral Hardening | Lateral Hardening-Fuse-93263741,1 | 13042 | 428900.2882 | 13779.9258 | 421492.3381 | 148863.6364 | 2.8314 | 0.12405 | 1200000 | 20 | 1 | 0 | 0 | 0 | 1 | Lateral Hardening-Fuse-93263741 [ 2025 ] | 1500Million | Central | -1 | 2027
Lateral Hardening | Lateral Hardening-Fuse-92937437,1 | 13241 | 744462.5216 | 33533.0712 | 747983.6813 | 266590.9091 | 2.8057 | 0.22216 | 1200000 | 31 | 1 | 0 | 0 | 0 | 1 | Lateral Hardening-Fuse-92937437 [ 2023 ] | 1500Million | Plant City | -1 | 2027
Lateral Hardening | Lateral Hardening-Fuse-10093646,2 | 13043 | 984266.2166 | 62097.9493 | 1013062.8916 | 361454.5455 | 2.8027 | 0.37652 | 960000 | 50 | 2 | 0 | 0 | 0 | 2 | Lateral Hardening-Fuse-10093646 [ 2025 ], Lateral Hardening-Fuse-10093672 | 1500Million | Central | -1 | 2027
Lateral Hardening | Lateral Hardening-Fuse-91013302,3 | 13043 | 2097118.8587 | 291785.2673 | 2453186.9296 | 880363.6364 | 2.7866 | 0.91705 | 960000 | 110 | 3 | 0 | 0 | 0 | 3 | Lateral Hardening-Fuse-91013302 [ 2025 ], Lateral Hardening-Fuse-91343691, Lateral Hardening-Fuse-10093680 | 1500Million | Central | -1 | 2027
Lateral Hardening | Lateral Hardening-Fuse-93266150,2 | 13042 | 864964.3716 | 90514.2825 | 924778.989 | 332545.4545 | 2.7809 | 0.3464 | 960000 | 51 | 2 | 0 | 0 | 0 | 2 | Lateral Hardening-Fuse-93266150 [ 2025 ], Lateral Hardening-Fuse-93266151 | 1500Million | Central | -1 | 2027
Lateral Hardening | Lateral Hardening-Fuse-92008787,1 | 13883 | 192257.6247 | 9526.7321 | 192568.6692 | 70000 | 2.751 | 0.058333 | 1200000 | 4 | 1 | 1 | 0 | 1 | 2 | Lateral Hardening-Fuse-92008787 [ 2021 ] | 1500Million | Eastern | -1 | 2027
Lateral Hardening | Lateral Hardening-Fuse-91722510,1 | 13106 | 369637.6464 | 4505.0625 | 356470.8069 | 130227.2727 | 2.7373 | 0.10852 | 1200000 | 177 | 1 | 1 | 0 | 1 | 2 | Lateral Hardening-Fuse-91722510 [ 2022 ] | 1500Million | Central | -1 | 2027
Lateral Hardening | Lateral Hardening-Fuse-90312570,1 | 13612 | 513075.2615 | 63355.7988 | 607202.0159 | 222500 | 2.729 | 0.18542 | 1200000 | 27 | 1 | 0 | 0 | 0 | 1 | Lateral Hardening-Fuse-90312570 [ 2023 ] | 1500Million | Western | -1 | 2027
Lateral Hardening | Lateral Hardening-Fuse-10093683,1 | 13043 | 279471.7344 | 9452.781 | 275667.5778 | 102045.4545 | 2.7014 | 0.085038 | 1200000 | 14 | 1 | 0 | 0 | 0 | 1 | Lateral Hardening-Fuse-10093683 [ 2025 ] | 1500Million | Central | -1 | 2027
Lateral Hardening | Lateral Hardening-Fuse-60499213,2 | 13147 | 1143213.0378 | 177646.1891 | 1512565.1131 | 560000 | 2.701 | 0.58333 | 960000 | 65 | 2 | 1 | 0 | 1 | 3 | Lateral Hardening-Fuse-60499213 [ 2026 ], Lateral Hardening-Fuse-60509312 | 1500Million | Plant City | -1 | 2027
Lateral Hardening | Lateral Hardening-Fuse-91024982,2 | 13046 | 1241225.9969 | 151099.919 | 1420863.5218 | 528000 | 2.691 | 0.55 | 960000 | 66 | 2 | 0 | 0 | 0 | 2 | Lateral Hardening-Fuse-91024982 [ 2025 ], Lateral Hardening-Fuse-10101285 | 1500Million | Central | -1 | 2027
Lateral Hardening | Lateral Hardening-Fuse-60002970,1 | 13612 | 789540.8001 | 40011.9947 | 798671.3757 | 297727.2727 | 2.6826 | 0.24811 | 1200000 | 135 | 1 | 2 | 0 | 2 | 3 | Lateral Hardening-Fuse-60002970 [ 2023 ] | 1500Million | Western | -1 | 2027
Lateral Hardening | Lateral Hardening-Fuse-90823812,1 | 13329 | 150585.1918 | 2830.5288 | 158336.8649 | 59772.7273 | 2.649 | 0.049811 | 1200000 | 8 | 1 | 0 | 0 | 0 | 1 | Lateral Hardening-Fuse-90823812 [ 2022 ] | 1500Million | Dade City | -1 | 2027
Lateral Hardening | Lateral Hardening-Fuse-92622098,1 | 13390 | 1843022.3928 | 98876.5049 | 1889440.3714 | 715454.5455 | 2.6409 | 0.59621 | 1200000 | 66 | 1 | 0 | 0 | 0 | 1 | Lateral Hardening-Fuse-92622098 [ 2023 ] | 1500Million | Plant City | -1 | 2027
Lateral Hardening | Lateral Hardening-Fuse-10101286,6 | 13046 | 3347644.3263 | 545036.4964 | 4410796.7464 | 1704181.8182 | 2.5882 | 1.7752 | 960000 | 222 | 6 | 0 | 0 | 0 | 6 | Lateral Hardening-Fuse-10101286 [ 2025 ], Lateral Hardening-Fuse-10101256, Lateral Hardening-Fuse-10101257 [ 2025 ], Lateral Hardening-Fuse-10101258, Lateral Hardening-Fuse-60070015, Lateral Hardening-Fuse-91648118 | 1500Million | Central | -1 | 2027
Lateral Hardening | Lateral Hardening-Fuse-93264373,2 | 13042 | 993466.6006 | 114258.3744 | 1070562.6145 | 417272.7273 | 2.5656 | 0.43466 | 960000 | 78 | 2 | 0 | 0 | 0 | 2 | Lateral Hardening-Fuse-93264373 [ 2025 ], Lateral Hardening-Fuse-91092111 | 1500Million | Central | -1 | 2027
Lateral Hardening | Lateral Hardening-Fuse-91623641,1 | 13141 | 457162.6499 | 27241.0313 | 461760.8571 | 180454.5455 | 2.5589 | 0.15038 | 1200000 | 43 | 1 | 0 | 0 | 0 | 1 | Lateral Hardening-Fuse-91623641 | 1500Million | Western | -1 | 2027
Lateral Hardening | Lateral Hardening-Fuse-60069040,1 | 13048 | 1161998.4225 | 144677.5512 | 1272956.922 | 503409.0909 | 2.5287 | 0.41951 | 1200000 | 54 | 1 | 0 | 0 | 0 | 1 | Lateral Hardening-Fuse-60069040 [ 2027 ] | 1500Million | Central | -1 | 2027
Lateral Hardening | Lateral Hardening-Fuse-60279838,3 | 13863 | 1026141.9104 | 94069.6251 | 1213217.3704 | 480545.4545 | 2.5247 | 0.50057 | 960000 | 264 | 3 | 6 | 0 | 6 | 9 | Lateral Hardening-Fuse-60279838 [ 2021 ], Lateral Hardening-Fuse-91362071, Lateral Hardening-Fuse-60314756 | 1500Million | Western | -1 | 2027
Lateral Hardening | Lateral Hardening-Fuse-92982044,1 | 13241 | 1349939.8681 | 76980.7442 | 1377782.4861 | 547272.7273 | 2.5175 | 0.45606 | 1200000 | 41 | 1 | 0 | 0 | 0 | 1 | Lateral Hardening-Fuse-92982044 [ 2023 ] | 1500Million | Plant City | -1 | 2027
Lateral Hardening | Lateral Hardening-Fuse-91643964,1 | 13106 | 407338.1679 | 8705.1835 | 396620.1757 | 157727.2727 | 2.5146 | 0.13144 | 1200000 | 132 | 1 | 2 | 0 | 2 | 3 | Lateral Hardening-Fuse-91643964 [ 2022 ] | 1500Million | Central | -1 | 2027
Lateral Hardening | Lateral Hardening-Fuse-92543665,1 | 13004 | 798963.5776 | 69667.0804 | 841334.5343 | 336590.9091 | 2.4996 | 0.28049 | 1200000 | 75 | 1 | 0 | 0 | 0 | 1 | Lateral Hardening-Fuse-92543665 [ 2023 ] | 1500Million | Dade City | -1 | 2027
Lateral Hardening | Lateral Hardening-Fuse-92320131,1 | 13656 | 724475.2932 | 27439.9986 | 724107.6255 | 290454.5455 | 2.493 | 0.24205 | 1200000 | 13 | 1 | 0 | 0 | 0 | 1 | Lateral Hardening-Fuse-92320131 [ 2025 ] | 1500Million | Plant City | -1 | 2027
Lateral Hardening | Lateral Hardening-Fuse-10361899,1 | 13106 | 475703.052 | 9021.0863 | 461967.229 | 185681.8182 | 2.488 | 0.15473 | 1200000 | 125 | 1 | 0 | 0 | 0 | 1 | Lateral Hardening-Fuse-10361899 [ 2022 ] | 1500Million | Central | -1 | 2027
Lateral Hardening | Lateral Hardening-Fuse-10643538,3 | 13390 | 928598.005 | 91031.6284 | 1290201.5476 | 520909.0909 | 2.4768 | 0.54261 | 960000 | 43 | 3 | 0 | 0 | 0 | 3 | Lateral Hardening-Fuse-10643538 [ 2023 ], Lateral Hardening-Fuse-10643494, Lateral Hardening-Fuse-93158134 | 1500Million | Plant City | -1 | 2027
Lateral Hardening | Lateral Hardening-Fuse-10895225,18 | 13003 | 17759796.1901 | 2145906.8669 | 21295970.2812 | 8610727.2727 | 2.4732 | 8.9695 | 960000 | 234 | 18 | 2 | 0 | 2 | 20 | Lateral Hardening-Fuse-10895225 [ 2022 ], Lateral Hardening-Fuse-90638283 [ 2022 ], Lateral Hardening-Fuse-10895195, Lateral Hardening-Fuse-90638274, Lateral Hardening-Fuse-90195695, Lateral Hardening-Fuse-10895274, Lateral Hardening-Fuse-10895205, Lateral Hardening-Fuse-10895207, Lateral Hardening-Fuse-10895208, Lateral Hardening-Fuse-90638278 [ 2022 ], Lateral Hardening-Fuse-10895279, Lateral Hardening-Fuse-90638284, Lateral Hardening-Fuse-90925082, Lateral Hardening-Fuse-10895275, Lateral Hardening-Fuse-10895276, Lateral Hardening-Fuse-10895260, Lateral Hardening-Fuse-10895261, Lateral Hardening-Fuse-10895211 [ 2022 ] | 1500Million | South Hillsborough | -1 | 2027
Lateral Hardening | Lateral Hardening-Fuse-10147338,1 | 13141 | 274327.082 | 83348.5385 | 557492.7913 | 227272.7273 | 2.453 | 0.18939 | 1200000 | 58 | 1 | 0 | 0 | 0 | 1 | Lateral Hardening-Fuse-10147338 | 1500Million | Western | -1 | 2027
Lateral Hardening | Lateral Hardening-Fuse-92418323,1 | 13696 | 174357.0359 | 10086.9275 | 176039.4717 | 71818.1818 | 2.4512 | 0.059848 | 1200000 | 114 | 1 | 0 | 0 | 0 | 1 | Lateral Hardening-Fuse-92418323 [ 2027 ] | 1500Million | Winter Haven | -1 | 2027
Lateral Hardening | Lateral Hardening-Fuse-92882651,2 | 13112 | 423811.6222 | 84119.7612 | 489427.3011 | 200363.6364 | 2.4427 | 0.20871 | 960000 | 28 | 2 | 0 | 0 | 0 | 2 | Lateral Hardening-Fuse-92882651, Lateral Hardening-Fuse-92882652 [ 2028 ] | 1500Million | Western | -1 | 2027
Lateral Hardening | Lateral Hardening-Fuse-92669942,3 | 14030 | 2090619.0514 | 242084.2202 | 2270161.3144 | 929454.5455 | 2.4425 | 0.96818 | 960000 | 118 | 3 | 1 | 0 | 1 | 4 | Lateral Hardening-Fuse-92669942 [ 2023 ], Lateral Hardening-Fuse-92669923 [ 2023 ], Lateral Hardening-Fuse-92669914 [ 2023 ] | 1500Million | Western | -1 | 2027
Lateral Hardening | Lateral Hardening-Fuse-60021419,1 | 13004 | 259486.0529 | 9608.4679 | 286278.0995 | 117727.2727 | 2.4317 | 0.098106 | 1200000 | 22 | 1 | 0 | 0 | 0 | 1 | Lateral Hardening-Fuse-60021419 | 1500Million | Dade City | -1 | 2027
Lateral Hardening | Lateral Hardening-Fuse-91821142,1 | 13458 | 176537.1974 | 11745.7049 | 188308.0287 | 77500 | 2.4298 | 0.064583 | 1200000 | 10 | 1 | 0 | 0 | 0 | 1 | Lateral Hardening-Fuse-91821142 [ 2026 ] | 1500Million | Eastern | -1 | 2027
Lateral Hardening | Lateral Hardening-Fuse-90024957,1 | 13072 | 679610.3569 | 41527.2757 | 892193.1237 | 367727.2727 | 2.4262 | 0.30644 | 1200000 | 34 | 1 | 4 | 0 | 4 | 5 | Lateral Hardening-Fuse-90024957 [ 2029 ] | 1500Million | Western | -1 | 2027
Lateral Hardening | Lateral Hardening-Fuse-10142230,1 | 13034 | 937889.5323 | 75598.7478 | 981875.409 | 405000 | 2.4244 | 0.3375 | 1200000 | 29 | 1 | 0 | 0 | 0 | 1 | Lateral Hardening-Fuse-10142230 [ 2028 ] | 1500Million | Central | -1 | 2027
Lateral Hardening | Lateral Hardening-Fuse-60069066,2 | 13048 | 1226528.1779 | 242106.7531 | 1458290.1962 | 603454.5455 | 2.4166 | 0.6286 | 960000 | 142 | 2 | 0 | 0 | 0 | 2 | Lateral Hardening-Fuse-60069066 [ 2027 ], Lateral Hardening-Fuse-91966980 | 1500Million | Central | -1 | 2027
Lateral Hardening | Lateral Hardening-Fuse-91505116,7 | 13330 | 2883876.1861 | 218984.1385 | 3022717.2189 | 1266000 | 2.3876 | 1.3188 | 960000 | 99 | 7 | 0 | 0 | 0 | 7 | Lateral Hardening-Fuse-91505116 [ 2025 ], Lateral Hardening-Fuse-10753378, Lateral Hardening-Fuse-10753405, Lateral Hardening-Fuse-10753376, Lateral Hardening-Fuse-10753404, Lateral Hardening-Fuse-10753403 [ 2025 ], Lateral Hardening-Fuse-10753402 | 1500Million | Dade City | -1 | 2027
Lateral Hardening | Lateral Hardening-Fuse-93287382,7 | 13112 | 4107080.6634 | 832129.94 | 4800734.5436 | 2012181.8182 | 2.3858 | 2.096 | 960000 | 140 | 7 | 2 | 0 | 2 | 9 | Lateral Hardening-Fuse-93287382 [ 2028 ], Lateral Hardening-Fuse-93287380, Lateral Hardening-Fuse-90804531, Lateral Hardening-Fuse-90804532 [ 2028 ], Lateral Hardening-Fuse-90804573, Lateral Hardening-Fuse-92835334, Lateral Hardening-Fuse-90809591 | 1500Million | Western | -1 | 2027
Lateral Hardening | Lateral Hardening-Fuse-60029011,1 | 13088 | 207585.0094 | 10857.9811 | 208467.9184 | 88181.8182 | 2.3641 | 0.073485 | 1200000 | 18 | 1 | 0 | 0 | 0 | 1 | Lateral Hardening-Fuse-60029011 | 1500Million | Central | -1 | 2027
Lateral Hardening | Lateral Hardening-Fuse-10147344,1 | 13141 | 285031.1794 | 5641.4295 | 277077.6812 | 118181.8182 | 2.3445 | 0.098485 | 1200000 | 19 | 1 | 0 | 0 | 0 | 1 | Lateral Hardening-Fuse-10147344 [ 2021 ] | 1500Million | Western | -1 | 2027
Lateral Hardening | Lateral Hardening-Fuse-91575422,1 | 13141 | 272313.3568 | 7469.4659 | 266907.2043 | 114545.4545 | 2.3301 | 0.095455 | 1200000 | 36 | 1 | 0 | 0 | 0 | 1 | Lateral Hardening-Fuse-91575422 [ 2021 ] | 1500Million | Western | -1 | 2027
Lateral Hardening | Lateral Hardening-Fuse-10100716,1 | 13048 | 1121930.1507 | 147798.4125 | 1231211.9318 | 530227.2727 | 2.322 | 0.44186 | 1200000 | 88 | 1 | 0 | 0 | 0 | 1 | Lateral Hardening-Fuse-10100716 [ 2027 ] | 1500Million | Central | -1 | 2027
Lateral Hardening | Lateral Hardening-Fuse-91804875,6 | 13329 | 4094811.6468 | 634178.1101 | 5247802.1239 | 2276909.0909 | 2.3048 | 2.3718 | 960000 | 133 | 6 | 0 | 0 | 0 | 6 | Lateral Hardening-Fuse-91804875 [ 2022 ], Lateral Hardening-Fuse-91805770, Lateral Hardening-Fuse-91805751, Lateral Hardening-Fuse-93277394, Lateral Hardening-Fuse-60415989, Lateral Hardening-Fuse-93277466 | 1500Million | Dade City | -1 | 2027
Lateral Hardening | Lateral Hardening-Fuse-92307564,1 | 13330 | 245378.2509 | 7707.2091 | 241408.7681 | 105909.0909 | 2.2794 | 0.088258 | 1200000 | 83 | 1 | 0 | 0 | 0 | 1 | Lateral Hardening-Fuse-92307564 [ 2025 ] | 1500Million | Dade City | -1 | 2027
Lateral Hardening | Lateral Hardening-Fuse-10142238,1 | 13034 | 442362.8044 | 25474.5738 | 491965.4622 | 215909.0909 | 2.2786 | 0.17992 | 1200000 | 18 | 1 | 0 | 0 | 0 | 1 | Lateral Hardening-Fuse-10142238 [ 2028 ] | 1500Million | Central | -1 | 2027
Lateral Hardening | Lateral Hardening-Fuse-10165803,1 | 13072 | 327442.5478 | 12963.7707 | 324190.8684 | 142727.2727 | 2.2714 | 0.11894 | 1200000 | 11 | 1 | 0 | 0 | 0 | 1 | Lateral Hardening-Fuse-10165803 | 1500Million | Western | -1 | 2027
Lateral Hardening | Lateral Hardening-Fuse-92609981,1 | 13390 | 428204.4294 | 52309.9821 | 463760.8407 | 205000 | 2.2622 | 0.17083 | 1200000 | 34 | 1 | 0 | 0 | 0 | 1 | Lateral Hardening-Fuse-92609981 [ 2023 ] | 1500Million | Plant City | -1 | 2027
Lateral Hardening | Lateral Hardening-Fuse-10758556,1 | 13004 | 483755.9887 | 14986.8159 | 575276.0899 | 254772.7273 | 2.258 | 0.21231 | 1200000 | 29 | 1 | 0 | 0 | 0 | 1 | Lateral Hardening-Fuse-10758556 [ 2023 ] | 1500Million | Dade City | -1 | 2027
Lateral Hardening | Lateral Hardening-Fuse-10147371,1 | 13141 | 1136735.88 | 167050.9922 | 1264934.0992 | 564318.1818 | 2.2415 | 0.47027 | 1200000 | 98 | 1 | 0 | 0 | 0 | 1 | Lateral Hardening-Fuse-10147371 [ 2021 ] | 1500Million | Western | -1 | 2027
Lateral Hardening | Lateral Hardening-Fuse-93113905,1 | 13034 | 115268.4008 | 1957.0543 | 111711.3225 | 50000 | 2.2342 | 0.035985 | 1389473.6842 | 10 | 1 | 0 | 0 | 0 | 1 | Lateral Hardening-Fuse-93113905 | 1500Million | Central | -1 | 2027
Lateral Hardening | Lateral Hardening-Fuse-93266650,1 | 13042 | 828785.7747 | 106652.7222 | 905948.7658 | 407954.5455 | 2.2207 | 0.33996 | 1200000 | 56 | 1 | 0 | 0 | 0 | 1 | Lateral Hardening-Fuse-93266650 [ 2025 ] | 1500Million | Central | -1 | 2027
Lateral Hardening | Lateral Hardening-Fuse-10791889,1 | 13243 | 665612.7575 | 49560.3774 | 690196.7449 | 313409.0909 | 2.2022 | 0.26117 | 1200000 | 53 | 1 | 2 | 0 | 2 | 3 | Lateral Hardening-Fuse-10791889 [ 2022 ] | 1500Million | Plant City | -1 | 2027
Lateral Hardening | Lateral Hardening-Fuse-93346482,2 | 13094 | 461807.611 | 26094.8027 | 467619.7943 | 213636.3636 | 2.1889 | 0.22254 | 960000 | 18 | 2 | 0 | 0 | 0 | 2 | Lateral Hardening-Fuse-93346482 [ 2023 ], Lateral Hardening-Fuse-60027530 | 1500Million | Central | -1 | 2027
Lateral Hardening | Lateral Hardening-Fuse-92901825,1 | 13147 | 1167396.9906 | 63327.328 | 1194337.0643 | 554545.4545 | 2.1537 | 0.46212 | 1200000 | 126 | 1 | 0 | 0 | 0 | 1 | Lateral Hardening-Fuse-92901825 [ 2026 ] | 1500Million | Plant City | -1 | 2027
Lateral Hardening | Lateral Hardening-Fuse-10142261,1 | 13034 | 110531.095 | 2810.5107 | 107982.615 | 50227.2727 | 2.1499 | 0.041856 | 1200000 | 17 | 1 | 0 | 0 | 0 | 1 | Lateral Hardening-Fuse-10142261 | 1500Million | Central | -1 | 2027
Lateral Hardening | Lateral Hardening-Fuse-10674240,1 | 13414 | 441626.5612 | 18870.2534 | 441440.9871 | 205454.5455 | 2.1486 | 0.17121 | 1200000 | 25 | 1 | 0 | 0 | 0 | 1 | Lateral Hardening-Fuse-10674240 [ 2027 ] | 1500Million | Plant City | -1 | 2027
Lateral Hardening | Lateral Hardening-Fuse-10165816,4 | 13072 | 449318.7929 | 43872.0608 | 754470.709 | 354000 | 2.1313 | 0.36875 | 960000 | 53 | 4 | 1 | 0 | 1 | 5 | Lateral Hardening-Fuse-10165816 [ 2029 ], Lateral Hardening-Fuse-10165828, Lateral Hardening-Fuse-10165827, Lateral Hardening-Fuse-60068097 | 1500Million | Western | -1 | 2027
Lateral Hardening | Lateral Hardening-Fuse-92132257,1 | 13016 | 300655.903 | 21765.2538 | 307747.7635 | 145227.2727 | 2.1191 | 0.12102 | 1200000 | 61 | 1 | 2 | 0 | 2 | 3 | Lateral Hardening-Fuse-92132257 [ 2029 ] | 1500Million | Western | -1 | 2027
Lateral Hardening | Lateral Hardening-Fuse-91077489,7 | 13043 | 2345678.834 | 523060.5757 | 3593678.3084 | 1698545.4545 | 2.1157 | 1.7693 | 960000 | 92 | 7 | 0 | 0 | 0 | 7 | Lateral Hardening-Fuse-91077489, Lateral Hardening-Fuse-92364022, Lateral Hardening-Fuse-92076241, Lateral Hardening-Fuse-91978715, Lateral Hardening-Fuse-91967366, Lateral Hardening-Fuse-91970348, Lateral Hardening-Fuse-91966955 [ 2025 ] | 1500Million | Central | -1 | 2027
Lateral Hardening | Lateral Hardening-Fuse-90852788,1 | 13148 | 794193.5797 | 73697.6911 | 874949.8328 | 414318.1818 | 2.1118 | 0.34527 | 1200000 | 14 | 1 | 0 | 0 | 0 | 1 | Lateral Hardening-Fuse-90852788 [ 2025 ] | 1500Million | Plant City | -1 | 2027
Lateral Hardening | Lateral Hardening-Fuse-10165789,1 | 13072 | 363211.3453 | 8846.526 | 552690.997 | 266818.1818 | 2.0714 | 0.22235 | 1200000 | 32 | 1 | 0 | 0 | 0 | 1 | Lateral Hardening-Fuse-10165789 | 1500Million | Western | -1 | 2027
Lateral Hardening | Lateral Hardening-Fuse-10142266,2 | 13034 | 670667.7785 | 24138.4959 | 666974.2944 | 323272.7273 | 2.0632 | 0.33674 | 960000 | 45 | 2 | 0 | 0 | 0 | 2 | Lateral Hardening-Fuse-10142266 [ 2028 ], Lateral Hardening-Fuse-10142252 | 1500Million | Central | -1 | 2027
Lateral Hardening | Lateral Hardening-Fuse-91016875,2 | 13046 | 609004.8728 | 72271.9687 | 716671.825 | 349272.7273 | 2.0519 | 0.36383 | 960000 | 55 | 2 | 0 | 0 | 0 | 2 | Lateral Hardening-Fuse-91016875 [ 2025 ], Lateral Hardening-Fuse-91016869 | 1500Million | Central | -1 | 2027
Lateral Hardening | Lateral Hardening-Fuse-60022877,3 | 13612 | 363687.7762 | 29827.243 | 405277.2354 | 197636.3636 | 2.0506 | 0.20587 | 960000 | 33 | 3 | 0 | 0 | 0 | 3 | Lateral Hardening-Fuse-60022877 [ 2023 ], Lateral Hardening-Fuse-90483806, Lateral Hardening-Fuse-91270662 | 1500Million | Western | -1 | 2027
Lateral Hardening | Lateral Hardening-Fuse-93201487,1 | 13656 | 2081826.8454 | 146906.8737 | 2182665.5386 | 1064545.4545 | 2.0503 | 0.88712 | 1200000 | 346 | 1 | 0 | 0 | 0 | 1 | Lateral Hardening-Fuse-93201487 [ 2025 ] | 1500Million | Plant City | -1 | 2027
Lateral Hardening | Lateral Hardening-Fuse-92442350,1 | 13141 | 210853.1154 | 13736.5317 | 214327.4916 | 105227.2727 | 2.0368 | 0.087689 | 1200000 | 13 | 1 | 1 | 0 | 1 | 2 | Lateral Hardening-Fuse-92442350 [ 2021 ] | 1500Million | Western | -1 | 2027
Lateral Hardening | Lateral Hardening-Fuse-90291488,3 | 13457 | 698203.9339 | 46796.7255 | 815881.8919 | 404909.0909 | 2.015 | 0.42178 | 960000 | 195 | 3 | 2 | 0 | 2 | 5 | Lateral Hardening-Fuse-90291488 [ 2022 ], Lateral Hardening-Fuse-90176591 [ 2022 ], Lateral Hardening-Fuse-60526621 | 1500Million | Eastern | -1 | 2027
Lateral Hardening | Lateral Hardening-Fuse-60013764,1 | 13094 | 325963.8167 | 27806.3988 | 364026.5653 | 180681.8182 | 2.0147 | 0.15057 | 1200000 | 27 | 1 | 0 | 0 | 0 | 1 | Lateral Hardening-Fuse-60013764 [ 2023 ] | 1500Million | Central | -1 | 2027
Lateral Hardening | Lateral Hardening-Fuse-92603717,1 | 13390 | 577284.9224 | 42640.3448 | 600804.8682 | 298636.3636 | 2.0118 | 0.24886 | 1200000 | 36 | 1 | 0 | 0 | 0 | 1 | Lateral Hardening-Fuse-92603717 [ 2023 ] | 1500Million | Plant City | -1 | 2027
Lateral Hardening | Lateral Hardening-Fuse-92605381,1 | 13390 | 726723.3887 | 127047.9166 | 827124.5057 | 415000 | 1.9931 | 0.34583 | 1200000 | 134 | 1 | 0 | 0 | 0 | 1 | Lateral Hardening-Fuse-92605381 [ 2023 ] | 1500Million | Plant City | -1 | 2027
Lateral Hardening | Lateral Hardening-Fuse-92610250,1 | 13390 | 2036793.5778 | 217171.5571 | 2203587.863 | 1112272.7273 | 1.9812 | 0.92689 | 1200000 | 59 | 1 | 0 | 0 | 0 | 1 | Lateral Hardening-Fuse-92610250 [ 2023 ] | 1500Million | Plant City | -1 | 2027
Lateral Hardening | Lateral Hardening-Fuse-60114848,3 | 13600 | 1154609.7471 | 184496.5436 | 1355911.2913 | 686000 | 1.9765 | 0.71458 | 960000 | 133 | 3 | 0 | 0 | 0 | 3 | Lateral Hardening-Fuse-60114848 [ 2029 ], Lateral Hardening-Fuse-60114850, Lateral Hardening-Fuse-60114854 | 1500Million | Central | -1 | 2027
Lateral Hardening | Lateral Hardening-Fuse-10101265,5 | 13046 | 995068.1595 | 144428.4567 | 1340182.9753 | 681272.7273 | 1.9672 | 0.70966 | 960000 | 92 | 5 | 0 | 0 | 0 | 5 | Lateral Hardening-Fuse-10101265 [ 2025 ], Lateral Hardening-Fuse-10101287, Lateral Hardening-Fuse-10101288, Lateral Hardening-Fuse-60070085, Lateral Hardening-Fuse-10101290 | 1500Million | Central | -1 | 2027
Lateral Hardening | Lateral Hardening-Fuse-10101253,1 | 13046 | 379059.7617 | 53613.8763 | 433006.424 | 222727.2727 | 1.9441 | 0.18561 | 1200000 | 32 | 1 | 0 | 0 | 0 | 1 | Lateral Hardening-Fuse-10101253 [ 2025 ] | 1500Million | Central | -1 | 2027
Lateral Hardening | Lateral Hardening-Fuse-91035604,2 | 13034 | 1622527.9539 | 218203.3791 | 1787155.2684 | 928909.0909 | 1.9239 | 0.96761 | 960000 | 105 | 2 | 0 | 0 | 0 | 2 | Lateral Hardening-Fuse-91035604 [ 2028 ], Lateral Hardening-Fuse-10142232 | 1500Million | Central | -1 | 2027
Lateral Hardening | Lateral Hardening-Fuse-91066748,1 | 13299 | 606757.7191 | 76537.5642 | 661176.9418 | 343863.6364 | 1.9228 | 0.28655 | 1200000 | 102 | 1 | 4 | 0 | 4 | 5 | Lateral Hardening-Fuse-91066748 [ 2023 ] | 1500Million | Winter Haven | -1 | 2027
Lateral Hardening | Lateral Hardening-Fuse-92897362,1 | 13147 | 423997.5728 | 25775.4065 | 434431.8087 | 227045.4545 | 1.9134 | 0.1892 | 1200000 | 29 | 1 | 0 | 0 | 0 | 1 | Lateral Hardening-Fuse-92897362 [ 2026 ] | 1500Million | Plant City | -1 | 2027
Lateral Hardening | Lateral Hardening-Fuse-91804851,1 | 13329 | 225232.9081 | 15945.0632 | 231773.4214 | 123636.3636 | 1.8746 | 0.10303 | 1200000 | 11 | 1 | 0 | 0 | 0 | 1 | Lateral Hardening-Fuse-91804851 [ 2022 ] | 1500Million | Dade City | -1 | 2027
Lateral Hardening | Lateral Hardening-Fuse-92620889,1 | 13390 | 514683.8798 | 42719.7001 | 539531.862 | 289545.4545 | 1.8634 | 0.24129 | 1200000 | 69 | 1 | 0 | 0 | 0 | 1 | Lateral Hardening-Fuse-92620889 [ 2023 ] | 1500Million | Plant City | -1 | 2027
Lateral Hardening | Lateral Hardening-Fuse-10100724,2 | 13048 | 456549.2572 | 23345.14 | 457610.3551 | 246000 | 1.8602 | 0.25625 | 960000 | 37 | 2 | 1 | 0 | 1 | 3 | Lateral Hardening-Fuse-10100724 [ 2027 ], Lateral Hardening-Fuse-10100728 | 1500Million | Central | -1 | 2027
Lateral Hardening | Lateral Hardening-Fuse-91805704,4 | 13329 | 1186759.5422 | 92321.1243 | 1246128.2329 | 672181.8182 | 1.8539 | 0.70019 | 960000 | 72 | 4 | 1 | 0 | 1 | 5 | Lateral Hardening-Fuse-91805704 [ 2022 ], Lateral Hardening-Fuse-91805708, Lateral Hardening-Fuse-91805712, Lateral Hardening-Fuse-91805711 | 1500Million | Dade City | -1 | 2027
Lateral Hardening | Lateral Hardening-Fuse-91998125,5 | 13583 | 1034291.504 | 88396.3577 | 1210024.5825 | 673090.9091 | 1.7977 | 0.70114 | 960000 | 25 | 5 | 0 | 0 | 0 | 5 | Lateral Hardening-Fuse-91998125 [ 2028 ], Lateral Hardening-Fuse-90481910, Lateral Hardening-Fuse-90481867, Lateral Hardening-Fuse-90481902, Lateral Hardening-Fuse-90397948 | 1500Million | Western | -1 | 2027
Lateral Hardening | Lateral Hardening-Fuse-92669557,1 | 14030 | 92832.8169 | 1162.0642 | 89535.7543 | 50000 | 1.7907 | 0.0089015 | 5617021.2766 | 90 | 1 | 0 | 0 | 0 | 1 | Lateral Hardening-Fuse-92669557 [ 2023 ] | 1500Million | Western | -1 | 2027
Lateral Hardening | Lateral Hardening-Fuse-92610253,1 | 13390 | 745526.8566 | 32705.5022 | 748175.742 | 421818.1818 | 1.7737 | 0.35152 | 1200000 | 53 | 1 | 0 | 0 | 0 | 1 | Lateral Hardening-Fuse-92610253 [ 2023 ] | 1500Million | Plant City | -1 | 2027
Lateral Hardening | Lateral Hardening-Fuse-92649829,2 | 13927 | 877810.0398 | 16618.9302 | 859603.4153 | 485818.1818 | 1.7694 | 0.50606 | 960000 | 65 | 2 | 3 | 0 | 3 | 5 | Lateral Hardening-Fuse-92649829 [ 2024 ], Lateral Hardening-Fuse-60283393 | 1500Million | Winter Haven | -1 | 2027
Lateral Hardening | Lateral Hardening-Fuse-90792446,1 | 13004 | 608548.7302 | 98599.9445 | 732430.3977 | 418636.3636 | 1.7496 | 0.34886 | 1200000 | 23 | 1 | 1 | 0 | 1 | 2 | Lateral Hardening-Fuse-90792446 [ 2023 ] | 1500Million | Dade City | -1 | 2027
Lateral Hardening | Lateral Hardening-Fuse-92599120,1 | 13390 | 1145773.0598 | 157382.5086 | 1271981.1321 | 740227.2727 | 1.7184 | 0.61686 | 1200000 | 50 | 1 | 0 | 0 | 0 | 1 | Lateral Hardening-Fuse-92599120 [ 2023 ] | 1500Million | Plant City | -1 | 2027
Lateral Hardening | Lateral Hardening-Fuse-92205499,1 | 13004 | 343958.8185 | 47479.6738 | 402135.5977 | 236363.6364 | 1.7013 | 0.19697 | 1200000 | 16 | 1 | 0 | 0 | 0 | 1 | Lateral Hardening-Fuse-92205499 [ 2023 ] | 1500Million | Dade City | -1 | 2027
Lateral Hardening | Lateral Hardening-Fuse-10633649,1 | 13241 | 1073323.0478 | 127607.4405 | 1163555.3201 | 686590.9091 | 1.6947 | 0.57216 | 1200000 | 44 | 1 | 4 | 0 | 4 | 5 | Lateral Hardening-Fuse-10633649 [ 2023 ] | 1500Million | Plant City | -1 | 2027
Lateral Hardening | Lateral Hardening-Fuse-10100725,1 | 13048 | 216902.8678 | 9177.1164 | 284022.0037 | 169318.1818 | 1.6774 | 0.1411 | 1200000 | 23 | 1 | 0 | 0 | 0 | 1 | Lateral Hardening-Fuse-10100725 | 1500Million | Central | -1 | 2027
Lateral Hardening | Lateral Hardening-Fuse-10165797,1 | 13072 | 290886.396 | 18238.532 | 294912.6502 | 175909.0909 | 1.6765 | 0.14659 | 1200000 | 13 | 1 | 1 | 0 | 1 | 2 | Lateral Hardening-Fuse-10165797 [ 2029 ] | 1500Million | Western | -1 | 2027
Lateral Hardening | Lateral Hardening-Fuse-91700158,1 | 13600 | 544789.7715 | 43396.4192 | 565601.7152 | 343863.6364 | 1.6448 | 0.28655 | 1200000 | 12 | 1 | 2 | 0 | 2 | 3 | Lateral Hardening-Fuse-91700158 [ 2029 ] | 1500Million | Central | -1 | 2027
Lateral Hardening | Lateral Hardening-Fuse-60141222,1 | 13458 | 162391.2062 | 17042.5433 | 171419.5722 | 106363.6364 | 1.6116 | 0.088636 | 1200000 | 30 | 1 | 0 | 0 | 0 | 1 | Lateral Hardening-Fuse-60141222 | 1500Million | Eastern | -1 | 2027
Lateral Hardening | Lateral Hardening-Fuse-10791877,1 | 13243 | 167956.1515 | 4266.775 | 164295.1317 | 102045.4545 | 1.61 | 0.085038 | 1200000 | 44 | 1 | 0 | 0 | 0 | 1 | Lateral Hardening-Fuse-10791877 | 1500Million | Plant City | -1 | 2027
Lateral Hardening | Lateral Hardening-Fuse-60013397,2 | 13016 | 136562.8644 | 13431.7983 | 143585.4078 | 90181.8182 | 1.5922 | 0.093939 | 960000 | 38 | 2 | 1 | 0 | 1 | 3 | Lateral Hardening-Fuse-60013397, Lateral Hardening-Fuse-60339040 | 1500Million | Western | -1 | 2027
Lateral Hardening | Lateral Hardening-Fuse-60027573,1 | 13094 | 209918.3093 | 13094.6007 | 213707.9437 | 134318.1818 | 1.5911 | 0.11193 | 1200000 | 18 | 1 | 0 | 0 | 0 | 1 | Lateral Hardening-Fuse-60027573 [ 2023 ] | 1500Million | Central | -1 | 2027
Lateral Hardening | Lateral Hardening-Fuse-10612064,1 | 13927 | 255202.0173 | 20753.7735 | 264756.2442 | 167954.5455 | 1.5764 | 0.13996 | 1200000 | 12 | 1 | 0 | 0 | 0 | 1 | Lateral Hardening-Fuse-10612064 [ 2024 ] | 1500Million | Winter Haven | -1 | 2027
Lateral Hardening | Lateral Hardening-Fuse-91680342,1 | 13458 | 1070955.914 | 185294.5913 | 1225668.1188 | 803863.6364 | 1.5247 | 0.66989 | 1200000 | 42 | 1 | 0 | 0 | 0 | 1 | Lateral Hardening-Fuse-91680342 [ 2026 ] | 1500Million | Eastern | -1 | 2027
Lateral Hardening | Lateral Hardening-Fuse-93267926,1 | 13042 | 391389.0593 | 50784.9742 | 427826.7499 | 286363.6364 | 1.494 | 0.23864 | 1200000 | 41 | 1 | 0 | 0 | 0 | 1 | Lateral Hardening-Fuse-93267926 [ 2025 ] | 1500Million | Central | -1 | 2027
Lateral Hardening | Lateral Hardening-Fuse-92884623,11 | 13796 | 4402713.652 | 585358.0125 | 4878258.5695 | 3273454.5455 | 1.4902 | 3.4098 | 960000 | 68 | 11 | 1 | 0 | 1 | 12 | Lateral Hardening-Fuse-92884623 [ 2021 ], Lateral Hardening-Fuse-93130631, Lateral Hardening-Fuse-92884644 [ 2021 ], Lateral Hardening-Fuse-92884650, Lateral Hardening-Fuse-93161416, Lateral Hardening-Fuse-92884646, Lateral Hardening-Fuse-92884655, Lateral Hardening-Fuse-92884659, Lateral Hardening-Fuse-93130639, Lateral Hardening-Fuse-92884653, Lateral Hardening-Fuse-92884664 | 1500Million | Eastern | -1 | 2027
Lateral Hardening | Lateral Hardening-Fuse-10483791,1 | 13458 | 1062828.0837 | 185384.8021 | 1298320.6071 | 874318.1818 | 1.485 | 0.7286 | 1200000 | 48 | 1 | 0 | 0 | 0 | 1 | Lateral Hardening-Fuse-10483791 [ 2026 ] | 1500Million | Eastern | -1 | 2027
Lateral Hardening | Lateral Hardening-Fuse-10100709,1 | 13048 | 81284.7562 | 11292.6171 | 124482.4426 | 83863.6364 | 1.4843 | 0.069886 | 1200000 | 9 | 1 | 0 | 0 | 0 | 1 | Lateral Hardening-Fuse-10100709 | 1500Million | Central | -1 | 2027
Lateral Hardening | Lateral Hardening-Fuse-92318889,1 | 13656 | 1366816.8088 | 197589.1202 | 1532047.1813 | 1039545.4545 | 1.4738 | 0.86629 | 1200000 | 114 | 1 | 0 | 0 | 0 | 1 | Lateral Hardening-Fuse-92318889 [ 2025 ] | 1500Million | Plant City | -1 | 2027
Lateral Hardening | Lateral Hardening-Fuse-92874488,1 | 13112 | 229241.7849 | 19722.0848 | 237724.142 | 161363.6364 | 1.4732 | 0.13447 | 1200000 | 40 | 1 | 0 | 0 | 0 | 1 | Lateral Hardening-Fuse-92874488 | 1500Million | Western | -1 | 2027
Lateral Hardening | Lateral Hardening-Fuse-10895244,1 | 13003 | 370824.4066 | 38639.4257 | 444792.8278 | 303181.8182 | 1.4671 | 0.25265 | 1200000 | 52 | 1 | 2 | 0 | 2 | 3 | Lateral Hardening-Fuse-10895244 [ 2022 ] | 1500Million | South Hillsborough | -1 | 2027
Lateral Hardening | Lateral Hardening-Fuse-91677837,2 | 13147 | 751625.5355 | 39651.2461 | 885897.9259 | 614181.8182 | 1.4424 | 0.63977 | 960000 | 202 | 2 | 4 | 0 | 4 | 6 | Lateral Hardening-Fuse-91677837 [ 2026 ], Lateral Hardening-Fuse-10693237 [ 2026 ] | 1500Million | Plant City | -1 | 2027
Lateral Hardening | Lateral Hardening-Fuse-92463452,4 | 13330 | 780302.9179 | 97657.0297 | 851279.8901 | 594181.8182 | 1.4327 | 0.61894 | 960000 | 30 | 4 | 0 | 0 | 0 | 4 | Lateral Hardening-Fuse-92463452 [ 2025 ], Lateral Hardening-Fuse-10753435, Lateral Hardening-Fuse-60210176, Lateral Hardening-Fuse-93437025 | 1500Million | Dade City | -1 | 2027
Lateral Hardening | Lateral Hardening-Fuse-92267618,1 | 13330 | 2058817.3507 | 391623.8321 | 2414771.4449 | 1722045.4545 | 1.4023 | 1.435 | 1200000 | 80 | 1 | 0 | 0 | 0 | 1 | Lateral Hardening-Fuse-92267618 [ 2025 ] | 1500Million | Dade City | -1 | 2027
Lateral Hardening | Lateral Hardening-Fuse-60021534,1 | 13004 | 99730.685 | 5000.8862 | 100047.836 | 71818.1818 | 1.3931 | 0.059848 | 1200000 | 7 | 1 | 1 | 0 | 1 | 2 | Lateral Hardening-Fuse-60021534 [ 2023 ] | 1500Million | Dade City | -1 | 2027
Lateral Hardening | Lateral Hardening-Fuse-93235147,1 | 13696 | 170872.8289 | 10477.4919 | 173128.2946 | 125227.2727 | 1.3825 | 0.10436 | 1200000 | 15 | 1 | 2 | 0 | 2 | 3 | Lateral Hardening-Fuse-93235147 | 1500Million | Winter Haven | -1 | 2027
Lateral Hardening | Lateral Hardening-Fuse-91347798,3 | 13243 | 440162.4104 | 85291.38 | 508843.069 | 372000 | 1.3679 | 0.3875 | 960000 | 38 | 3 | 0 | 0 | 0 | 3 | Lateral Hardening-Fuse-91347798 [ 2022 ], Lateral Hardening-Fuse-10791869, Lateral Hardening-Fuse-10791868 | 1500Million | Plant City | -1 | 2027
Lateral Hardening | Lateral Hardening-Fuse-90393849,1 | 13147 | 130206.545 | 3828.1963 | 127840.0963 | 93863.6364 | 1.362 | 0.07822 | 1200000 | 25 | 1 | 0 | 0 | 0 | 1 | Lateral Hardening-Fuse-90393849 | 1500Million | Plant City | -1 | 2027
Lateral Hardening | Lateral Hardening-Fuse-93267541,1 | 13042 | 124311.0888 | 10832.3065 | 128995.0596 | 95681.8182 | 1.3482 | 0.079735 | 1200000 | 17 | 1 | 0 | 0 | 0 | 1 | Lateral Hardening-Fuse-93267541 | 1500Million | Central | -1 | 2027
Lateral Hardening | Lateral Hardening-Fuse-10643429,3 | 13390 | 742584.5722 | 113000.2798 | 849068.3509 | 631454.5455 | 1.3446 | 0.65777 | 960000 | 17 | 3 | 0 | 0 | 0 | 3 | Lateral Hardening-Fuse-10643429 [ 2023 ], Lateral Hardening-Fuse-10643486 [ 2023 ], Lateral Hardening-Fuse-10643528 | 1500Million | Plant City | -1 | 2027
Lateral Hardening | Lateral Hardening-Fuse-93215705,1 | 13656 | 396410.376 | 15375.5343 | 393753.9091 | 294545.4545 | 1.3368 | 0.24545 | 1200000 | 5 | 1 | 0 | 0 | 0 | 1 | Lateral Hardening-Fuse-93215705 [ 2025 ] | 1500Million | Plant City | -1 | 2027
Lateral Hardening | Lateral Hardening-Fuse-10093691,5 | 13043 | 992190.3249 | 229773.3077 | 1202892.0929 | 908545.4545 | 1.324 | 0.9464 | 960000 | 49 | 5 | 0 | 0 | 0 | 5 | Lateral Hardening-Fuse-10093691, Lateral Hardening-Fuse-91960109, Lateral Hardening-Fuse-91728896, Lateral Hardening-Fuse-91963326, Lateral Hardening-Fuse-91965811 | 1500Million | Central | -1 | 2027
Lateral Hardening | Lateral Hardening-Fuse-10633695,1 | 13241 | 103406.6333 | 3694.5333 | 102178.8425 | 77272.7273 | 1.3223 | 0.064394 | 1200000 | 11 | 1 | 0 | 0 | 0 | 1 | Lateral Hardening-Fuse-10633695 | 1500Million | Plant City | -1 | 2027
Lateral Hardening | Lateral Hardening-Fuse-60029109,1 | 13088 | 139856.7038 | 5202.4229 | 148067.914 | 112272.7273 | 1.3188 | 0.093561 | 1200000 | 13 | 1 | 0 | 0 | 0 | 1 | Lateral Hardening-Fuse-60029109 [ 2027 ] | 1500Million | Central | -1 | 2027
Lateral Hardening | Lateral Hardening-Fuse-90847111,1 | 13330 | 152478.2541 | 17999.5876 | 168851.4935 | 128409.0909 | 1.3149 | 0.10701 | 1200000 | 9 | 1 | 0 | 0 | 0 | 1 | Lateral Hardening-Fuse-90847111 [ 2025 ] | 1500Million | Dade City | -1 | 2027
Lateral Hardening | Lateral Hardening-Fuse-93082436,1 | 13612 | 109800.5024 | 6983.7973 | 111468.254 | 86363.6364 | 1.2907 | 0.07197 | 1200000 | 13 | 1 | 0 | 0 | 0 | 1 | Lateral Hardening-Fuse-93082436 | 1500Million | Western | -1 | 2027
Lateral Hardening | Lateral Hardening-Fuse-91725611,2 | 13329 | 278364.3462 | 21206.3152 | 285912.2568 | 232909.0909 | 1.2276 | 0.24261 | 960000 | 20 | 2 | 0 | 0 | 0 | 2 | Lateral Hardening-Fuse-91725611 [ 2022 ], Lateral Hardening-Fuse-90629081 | 1500Million | Dade City | -1 | 2027
Lateral Hardening | Lateral Hardening-Fuse-60210456,1 | 13330 | 444166.0064 | 78682.6541 | 521321.0547 | 429545.4545 | 1.2137 | 0.35795 | 1200000 | 52 | 1 | 0 | 0 | 0 | 1 | Lateral Hardening-Fuse-60210456 [ 2025 ] | 1500Million | Dade City | -1 | 2027
Lateral Hardening | Lateral Hardening-Fuse-91801888,1 | 13329 | 172628.3152 | 26089.5716 | 192693.5825 | 159772.7273 | 1.206 | 0.13314 | 1200000 | 39 | 1 | 1 | 0 | 1 | 2 | Lateral Hardening-Fuse-91801888 | 1500Million | Dade City | -1 | 2027
Lateral Hardening | Lateral Hardening-Fuse-60201471,1 | 13330 | 74424.3253 | 4425.5933 | 75357.6415 | 67045.4545 | 1.124 | 0.055871 | 1200000 | 29 | 1 | 1 | 0 | 1 | 2 | Lateral Hardening-Fuse-60201471 | 1500Million | Dade City | -1 | 2027
Lateral Hardening | Lateral Hardening-Fuse-10895266,1 | 13003 | 228323.7686 | 16079.4739 | 268839.6429 | 243636.3636 | 1.1034 | 0.20303 | 1200000 | 17 | 1 | 0 | 0 | 0 | 1 | Lateral Hardening-Fuse-10895266 [ 2022 ] | 1500Million | South Hillsborough | -1 | 2027
Lateral Hardening | Lateral Hardening-Fuse-10745601,3 | 13330 | 671993.3611 | 350203.9594 | 1010814.1827 | 1083272.7273 | 0.93311 | 1.1284 | 960000 | 16 | 3 | 0 | 0 | 0 | 3 | Lateral Hardening-Fuse-10745601, Lateral Hardening-Fuse-93275253 [ 2025 ], Lateral Hardening-Fuse-90178686 | 1500Million | Dade City | -1 | 2027
Lateral Hardening | Lateral Hardening-Fuse-10745481,9 | 13330 | 1846995.9172 | 523266.2626 | 2333579.834 | 2605090.9091 | 0.89578 | 2.7136 | 960000 | 40 | 9 | 5 | 0 | 5 | 14 | Lateral Hardening-Fuse-10745481 [ 2025 ], Lateral Hardening-Fuse-10745611 [ 2025 ], Lateral Hardening-Fuse-90021867, Lateral Hardening-Fuse-10745550, Lateral Hardening-Fuse-92177842 [ 2025 ], Lateral Hardening-Fuse-90022283, Lateral Hardening-Fuse-91624544, Lateral Hardening-Fuse-10745610, Lateral Hardening-Fuse-10745552 | 1500Million | Dade City | -1 | 2027
Lateral Hardening | Lateral Hardening-Fuse-10761271,1 | 13330 | 196855.0704 | 66033.5879 | 256455.6687 | 292272.7273 | 0.87745 | 0.24356 | 1200000 | 4 | 1 | 0 | 0 | 0 | 1 | Lateral Hardening-Fuse-10761271 [ 2025 ] | 1500Million | Dade City | -1 | 2027
Lateral Hardening | Lateral Hardening-Fuse-60021267,1 | 13004 | 374552.1197 | 82018.1621 | 494763.1291 | 578181.8182 | 0.85572 | 0.48182 | 1200000 | 48 | 1 | 0 | 0 | 0 | 1 | Lateral Hardening-Fuse-60021267 | 1500Million | Dade City | -1 | 2027
Lateral Hardening | Lateral Hardening-Fuse-10753409,1 | 13330 | 166042.8426 | 37569.1914 | 196473.4887 | 235000 | 0.83606 | 0.19583 | 1200000 | 14 | 1 | 0 | 0 | 0 | 1 | Lateral Hardening-Fuse-10753409 | 1500Million | Dade City | -1 | 2027
Lateral Hardening | Lateral Hardening-Fuse-10753401,1 | 13330 | 377252.5574 | 79239.1796 | 440837.8071 | 552272.7273 | 0.79822 | 0.46023 | 1200000 | 55 | 1 | 0 | 0 | 0 | 1 | Lateral Hardening-Fuse-10753401 | 1500Million | Dade City | -1 | 2027
Lateral Hardening | Lateral Hardening-Fuse-10745599,1 | 13330 | 204165.1438 | 24095.446 | 220172.4893 | 313863.6364 | 0.70149 | 0.26155 | 1200000 | 6 | 1 | 0 | 0 | 0 | 1 | Lateral Hardening-Fuse-10745599 | 1500Million | Dade City | -1 | 2027
Lateral Hardening | Lateral Hardening-Fuse-60209060,1 | 13329 | 33005.3978 | 1002.1662 | 32432.9874 | 50000 | 0.64866 | 0.019129 | 2613861.3861 | 6 | 1 | 0 | 0 | 0 | 1 | Lateral Hardening-Fuse-60209060 | 1500Million | Dade City | -1 | 2027
Lateral Hardening | Lateral Hardening-Fuse-10753406,1 | 13330 | 33259.6474 | 8776.353 | 40601.9855 | 71590.9091 | 0.56714 | 0.059659 | 1200000 | 51 | 1 | 1 | 0 | 1 | 2 | Lateral Hardening-Fuse-10753406 | 1500Million | Dade City | -1 | 2027
Lateral Hardening | Lateral Hardening-Fuse-10761273,2 | 13330 | 49701.3406 | 222525.2809 | 268481.4011 | 603818.1818 | 0.44464 | 0.62898 | 960000 | 23 | 2 | 0 | 0 | 0 | 2 | Lateral Hardening-Fuse-10761273, Lateral Hardening-Fuse-91929497 | 1500Million | Dade City | -1 | 2027
Lateral Hardening | Lateral Hardening-Fuse-60021650,1 | 13004 | 51666.454 | 71365.3769 | 135197.7269 | 350909.0909 | 0.38528 | 0.29242 | 1200000 | 34 | 1 | 0 | 0 | 0 | 1 | Lateral Hardening-Fuse-60021650 | 1500Million | Dade City | -1 | 2027
Lateral Hardening | Lateral Hardening-Fuse-10745547,1 | 13330 | 2291.4307 | 212103.0693 | 235151.8649 | 826590.9091 | 0.28448 | 0.68883 | 1200000 | 1 | 1 | 0 | 0 | 0 | 1 | Lateral Hardening-Fuse-10745547 | 1500Million | Dade City | -1 | 2027
Lateral Hardening | Lateral Hardening-Fuse-10753439,2 | 13330 | 46202.8059 | 48093.7792 | 92505.6935 | 329090.9091 | 0.28109 | 0.3428 | 960000 | 34 | 2 | 0 | 0 | 0 | 2 | Lateral Hardening-Fuse-10753439, Lateral Hardening-Fuse-92470195 | 1500Million | Dade City | -1 | 2027
Lateral Hardening | Lateral Hardening-Fuse-10744375,1 | 13329 | 5384.0769 | 7549.7219 | 15050.7172 | 53636.3636 | 0.28061 | 0.044697 | 1200000 | 8 | 1 | 0 | 0 | 0 | 1 | Lateral Hardening-Fuse-10744375 | 1500Million | Dade City | -1 | 2027
Lateral Hardening | Lateral Hardening-Fuse-10745546,1 | 13330 | 19169.2794 | 270750.8355 | 310114.2212 | 1143636.3636 | 0.27117 | 0.95303 | 1200000 | 10 | 1 | 0 | 0 | 0 | 1 | Lateral Hardening-Fuse-10745546 | 1500Million | Dade City | -1 | 2027
Lateral Hardening | Lateral Hardening-Fuse-10745553,1 | 13330 | 23712.5054 | 64962.7296 | 88629.4455 | 343636.3636 | 0.25792 | 0.28636 | 1200000 | 15 | 1 | 0 | 0 | 0 | 1 | Lateral Hardening-Fuse-10745553 | 1500Million | Dade City | -1 | 2027
Lateral Hardening | Lateral Hardening-Fuse-10761276,1 | 13330 | 1900.955 | 14661.5701 | 16863.3749 | 88863.6364 | 0.18977 | 0.074053 | 1200000 | 2 | 1 | 0 | 0 | 0 | 1 | Lateral Hardening-Fuse-10761276 | 1500Million | Dade City | -1 | 2027
Lateral Hardening | Lateral Hardening-Fuse-90641822,1 | 13109 | 3066118.6076 | 38239.4614 | 5191968.2007 | 260909.0909 | 19.8995 | 0.21742 | 1200000 | 437 | 1 | 5 | 0 | 5 | 6 | Lateral Hardening-Fuse-90641822 [ 2022 ] | 1500Million | Western | -1 | 2028
Lateral Hardening | Lateral Hardening-Fuse-10471354,1 | 13230 | 5350501.315 | 109449.2743 | 5992257.9766 | 530909.0909 | 11.2868 | 0.44242 | 1200000 | 98 | 1 | 6 | 0 | 6 | 7 | Lateral Hardening-Fuse-10471354 [ 2021 ] | 1500Million | Eastern | -1 | 2028
Lateral Hardening | Lateral Hardening-Fuse-60044019,1 | 13211 | 6632327.8761 | 148983.0644 | 6554694.1322 | 632954.5455 | 10.3557 | 0.52746 | 1200000 | 425 | 1 | 5 | 0 | 5 | 6 | Lateral Hardening-Fuse-60044019 [ 2021 ] | 1500Million | Eastern | -1 | 2028
Lateral Hardening | Lateral Hardening-Fuse-93279980,3 | 13230 | 4315153.4311 | 75957.1391 | 4216762.7561 | 454181.8182 | 9.2843 | 0.47311 | 960000 | 83 | 3 | 0 | 0 | 0 | 3 | Lateral Hardening-Fuse-93279980 [ 2021 ], Lateral Hardening-Fuse-92208546 [ 2021 ], Lateral Hardening-Fuse-92598223 | 1500Million | Eastern | -1 | 2028
Lateral Hardening | Lateral Hardening-Fuse-91643108,2 | 13104 | 3555471.8536 | 135468.9957 | 3563446.3224 | 421636.3636 | 8.4515 | 0.4392 | 960000 | 94 | 2 | 0 | 0 | 0 | 2 | Lateral Hardening-Fuse-91643108 [ 2022 ], Lateral Hardening-Fuse-10362871 [ 2022 ] | 1500Million | Central | -1 | 2028
Lateral Hardening | Lateral Hardening-Fuse-92426509,1 | 13314 | 3925940.0539 | 123536.3983 | 3921968.5313 | 482500 | 8.1284 | 0.40208 | 1200000 | 278 | 1 | 5 | 0 | 5 | 6 | Lateral Hardening-Fuse-92426509 [ 2021 ] | 1500Million | Winter Haven | -1 | 2028
Lateral Hardening | Lateral Hardening-Fuse-92357188,2 | 13418 | 5376693.8055 | 233648.9789 | 5455654.7233 | 679636.3636 | 8.0273 | 0.70795 | 960000 | 90 | 2 | 1 | 0 | 1 | 3 | Lateral Hardening-Fuse-92357188 [ 2021 ], Lateral Hardening-Fuse-92292295 [ 2021 ] | 1500Million | Central | -1 | 2028
Lateral Hardening | Lateral Hardening-Fuse-60209053,1 | 13748 | 1006510.8751 | 36798.3021 | 1008106.2135 | 131136.3636 | 7.6875 | 0.10928 | 1200000 | 26 | 1 | 2 | 1 | 1 | 3 | Lateral Hardening-Fuse-60209053 [ 2028 ] | 1500Million | Western | -1 | 2028
Lateral Hardening | Lateral Hardening-Fuse-10362869,3 | 13104 | 4629152.6863 | 112016.8722 | 4574877.2755 | 599454.5455 | 7.6317 | 0.62443 | 960000 | 90 | 3 | 0 | 0 | 0 | 3 | Lateral Hardening-Fuse-10362869 [ 2022 ], Lateral Hardening-Fuse-10362882 [ 2022 ], Lateral Hardening-Fuse-10362881 [ 2022 ] | 1500Million | Central | -1 | 2028
Lateral Hardening | Lateral Hardening-Fuse-90582506,1 | 13115 | 6877075.0242 | 294819.2918 | 7225299.8075 | 970909.0909 | 7.4418 | 0.80909 | 1200000 | 89 | 1 | 0 | 0 | 0 | 1 | Lateral Hardening-Fuse-90582506 [ 2022 ] | 1500Million | Winter Haven | -1 | 2028
Lateral Hardening | Lateral Hardening-Fuse-91317842,1 | 13115 | 2632144.3464 | 63798.7683 | 2612154.9598 | 359772.7273 | 7.2606 | 0.29981 | 1200000 | 169 | 1 | 0 | 0 | 0 | 1 | Lateral Hardening-Fuse-91317842 [ 2022 ] | 1500Million | Winter Haven | -1 | 2028
Lateral Hardening | Lateral Hardening-Fuse-91581977,2 | 13825 | 2738359.4023 | 90322.7074 | 2727491.4136 | 379272.7273 | 7.1914 | 0.39508 | 960000 | 205 | 2 | 5 | 0 | 5 | 7 | Lateral Hardening-Fuse-91581977 [ 2023 ], Lateral Hardening-Fuse-91414736 [ 2023 ] | 1500Million | Central | -1 | 2028
Lateral Hardening | Lateral Hardening-Fuse-60395568,1 | 13799 | 3506860.8178 | 185027.5463 | 3917686.0985 | 548863.6364 | 7.1378 | 0.45739 | 1200000 | 277 | 1 | 2 | 0 | 2 | 3 | Lateral Hardening-Fuse-60395568 [ 2021 ] | 1500Million | Eastern | -1 | 2028
Lateral Hardening | Lateral Hardening-Fuse-60104341,1 | 13334 | 799103.76 | 13478.5079 | 774604.6321 | 112272.7273 | 6.8993 | 0.093561 | 1200000 | 27 | 1 | 0 | 0 | 0 | 1 | Lateral Hardening-Fuse-60104341 [ 2024 ] | 1500Million | Western | -1 | 2028
Lateral Hardening | Lateral Hardening-Fuse-10159466,1 | 13523 | 1754953.7633 | 49536.059 | 2168471.406 | 319318.1818 | 6.7909 | 0.2661 | 1200000 | 158 | 1 | 0 | 0 | 0 | 1 | Lateral Hardening-Fuse-10159466 [ 2028 ] | 1500Million | Western | -1 | 2028
Lateral Hardening | Lateral Hardening-Fuse-90643551,2 | 13109 | 4628425.0405 | 218267.5007 | 4716717.0962 | 710181.8182 | 6.6416 | 0.73977 | 960000 | 109 | 2 | 0 | 0 | 0 | 2 | Lateral Hardening-Fuse-90643551 [ 2022 ], Lateral Hardening-Fuse-10846405 | 1500Million | Western | -1 | 2028
Lateral Hardening | Lateral Hardening-Fuse-10545848,1 | 13910 | 190186.6573 | 6458.0883 | 302944.5943 | 50000 | 6.0589 | 0.03447 | 1450549.4505 | 10 | 1 | 0 | 0 | 0 | 1 | Lateral Hardening-Fuse-10545848 [ 2024 ] | 1500Million | Eastern | -1 | 2028
Lateral Hardening | Lateral Hardening-Fuse-91667288,2 | 13748 | 411861.7679 | 10304.7246 | 402383.6066 | 66545.4545 | 6.0467 | 0.069318 | 960000 | 79 | 2 | 5 | 1 | 4 | 7 | Lateral Hardening-Fuse-91667288 [ 2028 ], Lateral Hardening-Fuse-60209025 | 1500Million | Western | -1 | 2028
Lateral Hardening | Lateral Hardening-Fuse-60393455,1 | 13483 | 7022089.9055 | 582174.3892 | 9580814.2825 | 1585909.0909 | 6.0412 | 1.3216 | 1200000 | 557 | 1 | 16 | 1 | 15 | 17 | Lateral Hardening-Fuse-60393455 [ 2023 ] | 1500Million | Western | -1 | 2028
Lateral Hardening | Lateral Hardening-Fuse-60422059,1 | 13723 | 2244518.8394 | 60597.972 | 2226876.5293 | 376136.3636 | 5.9204 | 0.31345 | 1200000 | 63 | 1 | 0 | 0 | 0 | 1 | Lateral Hardening-Fuse-60422059 [ 2024 ] | 1500Million | Plant City | -1 | 2028
Lateral Hardening | Lateral Hardening-Fuse-91774500,1 | 13631 | 1784101.292 | 53772.6562 | 1874387.0084 | 340909.0909 | 5.4982 | 0.28409 | 1200000 | 73 | 1 | 0 | 0 | 0 | 1 | Lateral Hardening-Fuse-91774500 [ 2026 ] | 1500Million | Central | -1 | 2028
Lateral Hardening | Lateral Hardening-Fuse-92659172,1 | 13118 | 1723722.4517 | 77805.3552 | 1740401.1294 | 330000 | 5.2739 | 0.275 | 1200000 | 31 | 1 | 0 | 0 | 0 | 1 | Lateral Hardening-Fuse-92659172 [ 2021 ] | 1500Million | Winter Haven | -1 | 2028
Lateral Hardening | Lateral Hardening-Fuse-92247781,1 | 13080 | 3157064.1474 | 160689.2685 | 3217984.806 | 611363.6364 | 5.2636 | 0.50947 | 1200000 | 114 | 1 | 0 | 0 | 0 | 1 | Lateral Hardening-Fuse-92247781 [ 2026 ] | 1500Million | Western | -1 | 2028
Lateral Hardening | Lateral Hardening-Fuse-60123654,3 | 13102 | 2105222.041 | 88415.089 | 2215202.7214 | 425454.5455 | 5.2067 | 0.44318 | 960000 | 75 | 3 | 0 | 0 | 0 | 3 | Lateral Hardening-Fuse-60123654 [ 2022 ], Lateral Hardening-Fuse-60123656 [ 2022 ], Lateral Hardening-Fuse-60123652 | 1500Million | Central | -1 | 2028
Lateral Hardening | Lateral Hardening-Fuse-10680818,1 | 13308 | 605515.4704 | 15323.4353 | 594541.8166 | 114545.4545 | 5.1904 | 0.095455 | 1200000 | 24 | 1 | 0 | 0 | 0 | 1 | Lateral Hardening-Fuse-10680818 [ 2026 ] | 1500Million | Winter Haven | -1 | 2028
Lateral Hardening | Lateral Hardening-Fuse-90798073,4 | 13370 | 1381077.5983 | 56186.0422 | 2863508.0742 | 559454.5455 | 5.1184 | 0.58277 | 960000 | 38 | 4 | 0 | 0 | 0 | 4 | Lateral Hardening-Fuse-90798073 [ 2022 ], Lateral Hardening-Fuse-10567770, Lateral Hardening-Fuse-10567791, Lateral Hardening-Fuse-10567768 | 1500Million | Winter Haven | -1 | 2028
Lateral Hardening | Lateral Hardening-Fuse-10925094,2 | 13342 | 3565303.5731 | 162738.047 | 3679227.4885 | 731090.9091 | 5.0325 | 0.76155 | 960000 | 58 | 2 | 0 | 0 | 0 | 2 | Lateral Hardening-Fuse-10925094 [ 2023 ], Lateral Hardening-Fuse-10925137 [ 2023 ] | 1500Million | South Hillsborough | -1 | 2028
Lateral Hardening | Lateral Hardening-Fuse-10372414,2 | 13993 | 2029840.9658 | 152590.2597 | 2268978.5904 | 451090.9091 | 5.03 | 0.46989 | 960000 | 36 | 2 | 3 | 0 | 3 | 5 | Lateral Hardening-Fuse-10372414 [ 2021 ], Lateral Hardening-Fuse-10372447 | 1500Million | Central | -1 | 2028
Lateral Hardening | Lateral Hardening-Fuse-60614298,1 | 13740 | 828095.4947 | 49179.8062 | 995209.5756 | 204090.9091 | 4.8763 | 0.17008 | 1200000 | 33 | 1 | 0 | 0 | 0 | 1 | Lateral Hardening-Fuse-60614298 [ 2025 ] | 1500Million | Western | -1 | 2028
Lateral Hardening | Lateral Hardening-Fuse-10392863,3 | 13522 | 5363572.3036 | 346627.7622 | 5757063.919 | 1213090.9091 | 4.7458 | 1.2636 | 960000 | 237 | 3 | 1 | 0 | 1 | 4 | Lateral Hardening-Fuse-10392863, Lateral Hardening-Fuse-10392905 [ 2023 ], Lateral Hardening-Fuse-91947423 [ 2023 ] | 1500Million | Western | -1 | 2028
Lateral Hardening | Lateral Hardening-Fuse-10717269,1 | 13900 | 2370748.6786 | 46865.7296 | 2336001.1759 | 501818.1818 | 4.6551 | 0.41818 | 1200000 | 152 | 1 | 3 | 0 | 3 | 4 | Lateral Hardening-Fuse-10717269 [ 2021 ] | 1500Million | South Hillsborough | -1 | 2028
Lateral Hardening | Lateral Hardening-Fuse-90704066,4 | 13370 | 3043065.4356 | 163673.1716 | 3166631.7315 | 750727.2727 | 4.2181 | 0.78201 | 960000 | 45 | 4 | 2 | 0 | 2 | 6 | Lateral Hardening-Fuse-90704066, Lateral Hardening-Fuse-90747757 [ 2022 ], Lateral Hardening-Fuse-60447995, Lateral Hardening-Fuse-90704056 | 1500Million | Winter Haven | -1 | 2028
Lateral Hardening | Lateral Hardening-Fuse-90747759,2 | 13370 | 1496469.1073 | 81461.1188 | 2093683.3753 | 510363.6364 | 4.1023 | 0.53163 | 960000 | 140 | 2 | 4 | 0 | 4 | 6 | Lateral Hardening-Fuse-90747759 [ 2022 ], Lateral Hardening-Fuse-10091389 | 1500Million | Winter Haven | -1 | 2028
Lateral Hardening | Lateral Hardening-Fuse-91924595,1 | 13418 | 1049986.4309 | 44712.9206 | 1058127.3598 | 258181.8182 | 4.0984 | 0.21515 | 1200000 | 37 | 1 | 0 | 0 | 0 | 1 | Lateral Hardening-Fuse-91924595 [ 2021 ] | 1500Million | Central | -1 | 2028
Lateral Hardening | Lateral Hardening-Fuse-91645657,2 | 13334 | 1920300.3135 | 147571.7102 | 2136535.1441 | 537090.9091 | 3.978 | 0.55947 | 960000 | 150 | 2 | 3 | 0 | 3 | 5 | Lateral Hardening-Fuse-91645657 [ 2024 ], Lateral Hardening-Fuse-60104322 | 1500Million | Western | -1 | 2028
Lateral Hardening | Lateral Hardening-Fuse-92612349,2 | 13118 | 4716713.3404 | 318192.6735 | 4941042.258 | 1268727.2727 | 3.8945 | 1.3216 | 960000 | 238 | 2 | 5 | 0 | 5 | 7 | Lateral Hardening-Fuse-92612349 [ 2021 ], Lateral Hardening-Fuse-10618020 | 1500Million | Winter Haven | -1 | 2028
Lateral Hardening | Lateral Hardening-Fuse-60190659,1 | 13308 | 1010846.8344 | 28533.1196 | 1000937.9614 | 258863.6364 | 3.8667 | 0.21572 | 1200000 | 26 | 1 | 2 | 0 | 2 | 3 | Lateral Hardening-Fuse-60190659 [ 2026 ] | 1500Million | Winter Haven | -1 | 2028
Lateral Hardening | Lateral Hardening-Fuse-91010293,4 | 13342 | 2115103.2191 | 89352.584 | 2135025.9433 | 559454.5455 | 3.8163 | 0.58277 | 960000 | 197 | 4 | 2 | 0 | 2 | 6 | Lateral Hardening-Fuse-91010293 [ 2023 ], Lateral Hardening-Fuse-10925133, Lateral Hardening-Fuse-10925134, Lateral Hardening-Fuse-92248100 | 1500Million | South Hillsborough | -1 | 2028
Lateral Hardening | Lateral Hardening-Fuse-10425054,1 | 13829 | 542265.1815 | 13669.497 | 532513.4069 | 142727.2727 | 3.731 | 0.11894 | 1200000 | 55 | 1 | 2 | 0 | 2 | 3 | Lateral Hardening-Fuse-10425054 [ 2023 ] | 1500Million | Central | -1 | 2028
Lateral Hardening | Lateral Hardening-Fuse-10409206,2 | 13631 | 736521.6427 | 41067.9334 | 1536632.0588 | 421636.3636 | 3.6444 | 0.4392 | 960000 | 48 | 2 | 3 | 0 | 3 | 5 | Lateral Hardening-Fuse-10409206 [ 2026 ], Lateral Hardening-Fuse-92983642 | 1500Million | Central | -1 | 2028
Lateral Hardening | Lateral Hardening-Fuse-10545861,3 | 13910 | 2049890.8603 | 137691.3384 | 2230181.0541 | 624000 | 3.574 | 0.65 | 960000 | 87 | 3 | 3 | 0 | 3 | 6 | Lateral Hardening-Fuse-10545861 [ 2024 ], Lateral Hardening-Fuse-93130468, Lateral Hardening-Fuse-90288369 | 1500Million | Eastern | -1 | 2028
Lateral Hardening | Lateral Hardening-Fuse-60211536,3 | 13470 | 4104310.1195 | 367230.0213 | 4792935.8101 | 1417636.3636 | 3.3809 | 1.4767 | 960000 | 162 | 3 | 2 | 0 | 2 | 5 | Lateral Hardening-Fuse-60211536 [ 2026 ], Lateral Hardening-Fuse-90734326 [ 2026 ], Lateral Hardening-Fuse-92124135 | 1500Million | Winter Haven | -1 | 2028
Lateral Hardening | Lateral Hardening-Fuse-91934653,9 | 13522 | 3032230.4359 | 110041.7476 | 3027954.8409 | 897818.1818 | 3.3726 | 0.93523 | 960000 | 145 | 9 | 0 | 0 | 0 | 9 | Lateral Hardening-Fuse-91934653 [ 2023 ], Lateral Hardening-Fuse-91916639, Lateral Hardening-Fuse-91917135, Lateral Hardening-Fuse-91917294, Lateral Hardening-Fuse-10392871, Lateral Hardening-Fuse-10392916, Lateral Hardening-Fuse-91916628, Lateral Hardening-Fuse-10392920, Lateral Hardening-Fuse-10392921 | 1500Million | Western | -1 | 2028
Lateral Hardening | Lateral Hardening-Fuse-60318065,2 | 13218 | 853295.0226 | 80572.3212 | 1139382.853 | 339818.1818 | 3.3529 | 0.35398 | 960000 | 132 | 2 | 2 | 0 | 2 | 4 | Lateral Hardening-Fuse-60318065 [ 2029 ], Lateral Hardening-Fuse-60124057 | 1500Million | Western | -1 | 2028
Lateral Hardening | Lateral Hardening-Fuse-10051153,1 | 13021 | 581226.7761 | 6396.3374 | 602780.8625 | 182272.7273 | 3.307 | 0.15189 | 1200000 | 20 | 1 | 0 | 0 | 0 | 1 | Lateral Hardening-Fuse-10051153 [ 2022 ] | 1500Million | Central | -1 | 2028
Lateral Hardening | Lateral Hardening-Fuse-10567076,1 | 13314 | 1524549.1584 | 77743.4414 | 1669212.8905 | 509318.1818 | 3.2773 | 0.42443 | 1200000 | 94 | 1 | 2 | 0 | 2 | 3 | Lateral Hardening-Fuse-10567076 [ 2021 ] | 1500Million | Winter Haven | -1 | 2028
Lateral Hardening | Lateral Hardening-Fuse-10536016,1 | 13115 | 1231602.6418 | 151132.6887 | 1705422.4793 | 526136.3636 | 3.2414 | 0.43845 | 1200000 | 59 | 1 | 1 | 0 | 1 | 2 | Lateral Hardening-Fuse-10536016 [ 2022 ] | 1500Million | Winter Haven | -1 | 2028
Lateral Hardening | Lateral Hardening-Fuse-10603657,1 | 13772 | 1888678.76 | 72587.0833 | 1897759.7974 | 597727.2727 | 3.175 | 0.49811 | 1200000 | 39 | 1 | 0 | 0 | 0 | 1 | Lateral Hardening-Fuse-10603657 [ 2024 ] | 1500Million | Winter Haven | -1 | 2028
Lateral Hardening | Lateral Hardening-Fuse-90932283,2 | 13192 | 1005059.597 | 87541.0318 | 1055444.4563 | 333090.9091 | 3.1686 | 0.34697 | 960000 | 9 | 2 | 1 | 0 | 1 | 3 | Lateral Hardening-Fuse-90932283 [ 2021 ], Lateral Hardening-Fuse-90932106 [ 2021 ] | 1500Million | Western | -1 | 2028
Lateral Hardening | Lateral Hardening-Fuse-10392913,7 | 13522 | 5262939.4192 | 621562.8451 | 6626976.2429 | 2115636.3636 | 3.1324 | 2.2038 | 960000 | 386 | 7 | 2 | 0 | 2 | 9 | Lateral Hardening-Fuse-10392913, Lateral Hardening-Fuse-60305720 [ 2023 ], Lateral Hardening-Fuse-60305732, Lateral Hardening-Fuse-60305733, Lateral Hardening-Fuse-10392900, Lateral Hardening-Fuse-10392902 [ 2023 ], Lateral Hardening-Fuse-10392919 | 1500Million | Western | -1 | 2028
Lateral Hardening | Lateral Hardening-Fuse-92169062,2 | 13522 | 1611429.4683 | 77138.715 | 1630733.4501 | 523272.7273 | 3.1164 | 0.54508 | 960000 | 90 | 2 | 0 | 0 | 0 | 2 | Lateral Hardening-Fuse-92169062 [ 2023 ], Lateral Hardening-Fuse-60653825 | 1500Million | Western | -1 | 2028
Lateral Hardening | Lateral Hardening-Fuse-10846390,1 | 13109 | 854906.1861 | 73013.382 | 896850.4487 | 289318.1818 | 3.0999 | 0.2411 | 1200000 | 33 | 1 | 0 | 0 | 0 | 1 | Lateral Hardening-Fuse-10846390 [ 2022 ] | 1500Million | Western | -1 | 2028
Lateral Hardening | Lateral Hardening-Fuse-10512812,2 | 14110 | 908790.3628 | 80829.9941 | 1052436.3363 | 343454.5455 | 3.0643 | 0.35777 | 960000 | 140 | 2 | 6 | 0 | 6 | 8 | Lateral Hardening-Fuse-10512812 [ 2027 ], Lateral Hardening-Fuse-91662846 | 1500Million | Eastern | -1 | 2028
Lateral Hardening | Lateral Hardening-Fuse-60233901,1 | 13109 | 1582487.8498 | 201526.7296 | 1729476.9548 | 567045.4545 | 3.05 | 0.47254 | 1200000 | 291 | 1 | 1 | 0 | 1 | 2 | Lateral Hardening-Fuse-60233901 [ 2022 ] | 1500Million | Western | -1 | 2028
Lateral Hardening | Lateral Hardening-Fuse-10173513,1 | 13483 | 1691600.2225 | 278971.5114 | 1997452.874 | 656136.3636 | 3.0443 | 0.54678 | 1200000 | 149 | 1 | 0 | 0 | 0 | 1 | Lateral Hardening-Fuse-10173513 [ 2023 ] | 1500Million | Western | -1 | 2028
Lateral Hardening | Lateral Hardening-Fuse-60058683,3 | 13021 | 1787044.9704 | 124341.8477 | 2010913.3787 | 662909.0909 | 3.0335 | 0.69053 | 960000 | 142 | 3 | 1 | 0 | 1 | 4 | Lateral Hardening-Fuse-60058683 [ 2022 ], Lateral Hardening-Fuse-60058690, Lateral Hardening-Fuse-92011502 | 1500Million | Central | -1 | 2028
Lateral Hardening | Lateral Hardening-Fuse-92018190,1 | 13418 | 1195175.4478 | 39446.3047 | 1192829.0316 | 394772.7273 | 3.0216 | 0.32898 | 1200000 | 85 | 1 | 1 | 0 | 1 | 2 | Lateral Hardening-Fuse-92018190 [ 2021 ] | 1500Million | Central | -1 | 2028
Lateral Hardening | Lateral Hardening-Fuse-91241032,1 | 13104 | 542637.989 | 24245.7226 | 540531.4001 | 180454.5455 | 2.9954 | 0.15038 | 1200000 | 23 | 1 | 2 | 0 | 2 | 3 | Lateral Hardening-Fuse-91241032 [ 2022 ] | 1500Million | Central | -1 | 2028
Lateral Hardening | Lateral Hardening-Fuse-91668251,1 | 13104 | 709314.1583 | 38992.4349 | 720793.6348 | 243181.8182 | 2.964 | 0.20265 | 1200000 | 24 | 1 | 0 | 0 | 0 | 1 | Lateral Hardening-Fuse-91668251 [ 2022 ] | 1500Million | Central | -1 | 2028
Lateral Hardening | Lateral Hardening-Fuse-91293905,4 | 13102 | 1493839.1193 | 110642.9428 | 1547885.5915 | 528363.6364 | 2.9296 | 0.55038 | 960000 | 64 | 4 | 0 | 0 | 0 | 4 | Lateral Hardening-Fuse-91293905 [ 2022 ], Lateral Hardening-Fuse-91531016, Lateral Hardening-Fuse-91799883, Lateral Hardening-Fuse-60142845 | 1500Million | Central | -1 | 2028
Lateral Hardening | Lateral Hardening-Fuse-91943165,1 | 13740 | 3661595.2797 | 402143.7671 | 3974333.0376 | 1380909.0909 | 2.8781 | 1.1508 | 1200000 | 218 | 1 | 0 | 0 | 0 | 1 | Lateral Hardening-Fuse-91943165 [ 2025 ] | 1500Million | Western | -1 | 2028
Lateral Hardening | Lateral Hardening-Fuse-60015117,1 | 13008 | 812880.856 | 28791.9763 | 928295.7416 | 323409.0909 | 2.8703 | 0.26951 | 1200000 | 32 | 1 | 1 | 0 | 1 | 2 | Lateral Hardening-Fuse-60015117 [ 2029 ] | 1500Million | Plant City | -1 | 2028
Lateral Hardening | Lateral Hardening-Fuse-10242810,1 | 13532 | 1721222.7714 | 129872.8588 | 1793521.3566 | 626136.3636 | 2.8644 | 0.52178 | 1200000 | 41 | 1 | 0 | 0 | 0 | 1 | Lateral Hardening-Fuse-10242810 [ 2028 ] | 1500Million | Western | -1 | 2028
Lateral Hardening | Lateral Hardening-Fuse-10363933,1 | 13096 | 424661.7584 | 19497.0773 | 447897.0827 | 156818.1818 | 2.8562 | 0.13068 | 1200000 | 9 | 1 | 0 | 0 | 0 | 1 | Lateral Hardening-Fuse-10363933 [ 2027 ] | 1500Million | Central | -1 | 2028
Lateral Hardening | Lateral Hardening-Fuse-92350282,1 | 13021 | 1020528.6368 | 94152.4294 | 1080111.263 | 381363.6364 | 2.8322 | 0.3178 | 1200000 | 25 | 1 | 0 | 0 | 0 | 1 | Lateral Hardening-Fuse-92350282 [ 2022 ] | 1500Million | Central | -1 | 2028
Lateral Hardening | Lateral Hardening-Fuse-93176460,6 | 13740 | 5028518.6953 | 435644.1548 | 5344476.4191 | 1908909.0909 | 2.7998 | 1.9884 | 960000 | 228 | 6 | 2 | 0 | 2 | 8 | Lateral Hardening-Fuse-93176460 [ 2025 ], Lateral Hardening-Fuse-93176487, Lateral Hardening-Fuse-93175508, Lateral Hardening-Fuse-92304873, Lateral Hardening-Fuse-90502164, Lateral Hardening-Fuse-90392839 [ 2025 ] | 1500Million | Western | -1 | 2028
Lateral Hardening | Lateral Hardening-Fuse-91007877,2 | 13035 | 713500.8722 | 26142.6355 | 704649.0999 | 252363.6364 | 2.7922 | 0.26288 | 960000 | 37 | 2 | 0 | 0 | 0 | 2 | Lateral Hardening-Fuse-91007877 [ 2028 ], Lateral Hardening-Fuse-10142924 | 1500Million | Central | -1 | 2028
Lateral Hardening | Lateral Hardening-Fuse-92686712,2 | 13793 | 188917.2023 | 10257.903 | 190284.3535 | 68363.6364 | 2.7834 | 0.071212 | 960000 | 87 | 2 | 1 | 0 | 1 | 3 | Lateral Hardening-Fuse-92686712 [ 2022 ], Lateral Hardening-Fuse-92686721 | 1500Million | Eastern | -1 | 2028
Lateral Hardening | Lateral Hardening-Fuse-92659353,1 | 13118 | 1275987.3615 | 122785.5201 | 1363745.9169 | 490000 | 2.7832 | 0.40833 | 1200000 | 59 | 1 | 0 | 0 | 0 | 1 | Lateral Hardening-Fuse-92659353 [ 2021 ] | 1500Million | Winter Haven | -1 | 2028
Lateral Hardening | Lateral Hardening-Fuse-10564624,1 | 13292 | 1775148.1885 | 205562.5013 | 1936889.612 | 706136.3636 | 2.7429 | 0.58845 | 1200000 | 116 | 1 | 2 | 0 | 2 | 3 | Lateral Hardening-Fuse-10564624 [ 2027 ] | 1500Million | Winter Haven | -1 | 2028
Lateral Hardening | Lateral Hardening-Fuse-10680822,3 | 13308 | 1521115.9996 | 141814.9516 | 1612541.7511 | 588000 | 2.7424 | 0.6125 | 960000 | 79 | 3 | 0 | 0 | 0 | 3 | Lateral Hardening-Fuse-10680822 [ 2026 ], Lateral Hardening-Fuse-10680824, Lateral Hardening-Fuse-10680823 [ 2026 ] | 1500Million | Winter Haven | -1 | 2028
Lateral Hardening | Lateral Hardening-Fuse-10668890,2 | 13723 | 1702361.4933 | 187445.9413 | 1844832.0146 | 673272.7273 | 2.7401 | 0.70133 | 960000 | 15 | 2 | 0 | 0 | 0 | 2 | Lateral Hardening-Fuse-10668890 [ 2024 ], Lateral Hardening-Fuse-60273868 | 1500Million | Plant City | -1 | 2028
Lateral Hardening | Lateral Hardening-Fuse-90285405,1 | 13523 | 488895.5699 | 28990.2465 | 996944.2085 | 365681.8182 | 2.7263 | 0.30473 | 1200000 | 29 | 1 | 0 | 0 | 0 | 1 | Lateral Hardening-Fuse-90285405 [ 2028 ] | 1500Million | Western | -1 | 2028
Lateral Hardening | Lateral Hardening-Fuse-10471377,1 | 13230 | 1527423.526 | 90584.8349 | 1568812.0961 | 575681.8182 | 2.7251 | 0.47973 | 1200000 | 58 | 1 | 3 | 0 | 3 | 4 | Lateral Hardening-Fuse-10471377 [ 2021 ] | 1500Million | Eastern | -1 | 2028
Lateral Hardening | Lateral Hardening-Fuse-10545847,1 | 13910 | 278575.969 | 9228.9714 | 274473.7615 | 101590.9091 | 2.7018 | 0.084659 | 1200000 | 8 | 1 | 1 | 0 | 1 | 2 | Lateral Hardening-Fuse-10545847 [ 2024 ] | 1500Million | Eastern | -1 | 2028
Lateral Hardening | Lateral Hardening-Fuse-60123660,4 | 13102 | 1254480.7657 | 63738.0003 | 1329273.0682 | 494363.6364 | 2.6889 | 0.51496 | 960000 | 41 | 4 | 1 | 0 | 1 | 5 | Lateral Hardening-Fuse-60123660 [ 2022 ], Lateral Hardening-Fuse-90748252 [ 2022 ], Lateral Hardening-Fuse-60123665, Lateral Hardening-Fuse-60123663 | 1500Million | Central | -1 | 2028
Lateral Hardening | Lateral Hardening-Fuse-10535999,1 | 13118 | 1025559.5155 | 102278.8044 | 1145020.6887 | 425909.0909 | 2.6884 | 0.35492 | 1200000 | 106 | 1 | 1 | 0 | 1 | 2 | Lateral Hardening-Fuse-10535999 [ 2021 ] | 1500Million | Winter Haven | -1 | 2028
Lateral Hardening | Lateral Hardening-Fuse-10159463,1 | 13523 | 1160209.2825 | 54293.3422 | 1160405.0968 | 435681.8182 | 2.6634 | 0.36307 | 1200000 | 91 | 1 | 0 | 0 | 0 | 1 | Lateral Hardening-Fuse-10159463 [ 2028 ] | 1500Million | Western | -1 | 2028
Lateral Hardening | Lateral Hardening-Fuse-93275113,3 | 13080 | 1577929.1319 | 197433.955 | 1723672.006 | 648181.8182 | 2.6592 | 0.67519 | 960000 | 366 | 3 | 0 | 0 | 0 | 3 | Lateral Hardening-Fuse-93275113 [ 2026 ], Lateral Hardening-Fuse-92442969, Lateral Hardening-Fuse-90483376 | 1500Million | Western | -1 | 2028
Lateral Hardening | Lateral Hardening-Fuse-92496254,1 | 13230 | 877869.0725 | 73991.3811 | 920961.1109 | 347727.2727 | 2.6485 | 0.28977 | 1200000 | 20 | 1 | 0 | 0 | 0 | 1 | Lateral Hardening-Fuse-92496254 [ 2021 ] | 1500Million | Eastern | -1 | 2028
Lateral Hardening | Lateral Hardening-Fuse-91645481,2 | 13104 | 438917.0232 | 45867.0754 | 468154.4711 | 180545.4545 | 2.593 | 0.18807 | 960000 | 36 | 2 | 0 | 0 | 0 | 2 | Lateral Hardening-Fuse-91645481 [ 2022 ], Lateral Hardening-Fuse-90711161 | 1500Million | Central | -1 | 2028
Lateral Hardening | Lateral Hardening-Fuse-10142939,1 | 13035 | 306149.1199 | 10679.1208 | 302282.826 | 121136.3636 | 2.4954 | 0.10095 | 1200000 | 8 | 1 | 0 | 0 | 0 | 1 | Lateral Hardening-Fuse-10142939 [ 2028 ] | 1500Million | Central | -1 | 2028
Lateral Hardening | Lateral Hardening-Fuse-92983610,1 | 13631 | 892727.4478 | 70684.2117 | 933055.2891 | 375227.2727 | 2.4866 | 0.31269 | 1200000 | 38 | 1 | 1 | 1 | 0 | 2 | Lateral Hardening-Fuse-92983610 [ 2026 ] | 1500Million | Central | -1 | 2028
Lateral Hardening | Lateral Hardening-Fuse-10317618,1 | 13748 | 634246.453 | 117517.6775 | 1035702.2944 | 424545.4545 | 2.4396 | 0.35379 | 1200000 | 61 | 1 | 3 | 0 | 3 | 4 | Lateral Hardening-Fuse-10317618 [ 2028 ] | 1500Million | Western | -1 | 2028
Lateral Hardening | Lateral Hardening-Fuse-60014830,1 | 13029 | 671940.975 | 43040.1354 | 685862.4082 | 283636.3636 | 2.4181 | 0.23636 | 1200000 | 29 | 1 | 0 | 0 | 0 | 1 | Lateral Hardening-Fuse-60014830 [ 2028 ] | 1500Million | Central | -1 | 2028
Lateral Hardening | Lateral Hardening-Fuse-60124027,1 | 13218 | 1180171.6865 | 159204.3536 | 1832383.9889 | 767727.2727 | 2.3868 | 0.63977 | 1200000 | 73 | 1 | 0 | 0 | 0 | 1 | Lateral Hardening-Fuse-60124027 [ 2029 ] | 1500Million | Western | -1 | 2028
Lateral Hardening | Lateral Hardening-Fuse-10299009,4 | 13740 | 3538186.2316 | 475986.8739 | 4460625.9302 | 1890000 | 2.3601 | 1.9688 | 960000 | 252 | 4 | 0 | 0 | 0 | 4 | Lateral Hardening-Fuse-10299009 [ 2025 ], Lateral Hardening-Fuse-92211992 [ 2025 ], Lateral Hardening-Fuse-90501515, Lateral Hardening-Fuse-90501544 | 1500Million | Western | -1 | 2028
Lateral Hardening | Lateral Hardening-Fuse-91087056,6 | 13115 | 2082204.0252 | 283523.4426 | 2537038.1586 | 1101818.1818 | 2.3026 | 1.1477 | 960000 | 6 | 6 | 4 | 0 | 4 | 10 | Lateral Hardening-Fuse-91087056, Lateral Hardening-Fuse-91328754 [ 2022 ], Lateral Hardening-Fuse-10535980, Lateral Hardening-Fuse-10536019, Lateral Hardening-Fuse-10535978, Lateral Hardening-Fuse-10536028 | 1500Million | Winter Haven | -1 | 2028
Lateral Hardening | Lateral Hardening-Fuse-10393581,1 | 13523 | 1696418.3874 | 235774.2892 | 1880869.6848 | 823409.0909 | 2.2842 | 0.68617 | 1200000 | 83 | 1 | 0 | 0 | 0 | 1 | Lateral Hardening-Fuse-10393581 [ 2028 ] | 1500Million | Western | -1 | 2028
Lateral Hardening | Lateral Hardening-Fuse-10535991,1 | 13115 | 617028.1878 | 73630.6624 | 696337.1388 | 305909.0909 | 2.2763 | 0.25492 | 1200000 | 26 | 1 | 0 | 0 | 0 | 1 | Lateral Hardening-Fuse-10535991 [ 2022 ] | 1500Million | Winter Haven | -1 | 2028
Lateral Hardening | Lateral Hardening-Fuse-10823013,1 | 13651 | 476776.1073 | 19358.4282 | 473019.7525 | 208181.8182 | 2.2721 | 0.17348 | 1200000 | 44 | 1 | 2 | 0 | 2 | 3 | Lateral Hardening-Fuse-10823013 [ 2028 ] | 1500Million | South Hillsborough | -1 | 2028
Lateral Hardening | Lateral Hardening-Fuse-92326526,5 | 13740 | 2790606.2431 | 282602.4283 | 2982267.8671 | 1313636.3636 | 2.2702 | 1.3684 | 960000 | 234 | 5 | 0 | 0 | 0 | 5 | Lateral Hardening-Fuse-92326526, Lateral Hardening-Fuse-60104598, Lateral Hardening-Fuse-60104604 [ 2025 ], Lateral Hardening-Fuse-60104601, Lateral Hardening-Fuse-90502192 | 1500Million | Western | -1 | 2028
Lateral Hardening | Lateral Hardening-Fuse-10142911,2 | 13035 | 934906.9551 | 48199.4249 | 944211.9274 | 420727.2727 | 2.2442 | 0.43826 | 960000 | 16 | 2 | 2 | 0 | 2 | 4 | Lateral Hardening-Fuse-10142911 [ 2028 ], Lateral Hardening-Fuse-10142942 | 1500Million | Central | -1 | 2028
Lateral Hardening | Lateral Hardening-Fuse-60084392,1 | 13080 | 650120.8042 | 58885.3596 | 687535.7509 | 306818.1818 | 2.2409 | 0.25568 | 1200000 | 86 | 1 | 1 | 0 | 1 | 2 | Lateral Hardening-Fuse-60084392 [ 2026 ] | 1500Million | Western | -1 | 2028
Lateral Hardening | Lateral Hardening-Fuse-10392877,1 | 13522 | 170817.8187 | 7289.9632 | 249451.8833 | 112045.4545 | 2.2263 | 0.093371 | 1200000 | 13 | 1 | 0 | 0 | 0 | 1 | Lateral Hardening-Fuse-10392877 | 1500Million | Western | -1 | 2028
Lateral Hardening | Lateral Hardening-Fuse-60017429,2 | 13029 | 867536.5867 | 73920.7526 | 907421.3792 | 408181.8182 | 2.2231 | 0.42519 | 960000 | 40 | 2 | 4 | 0 | 4 | 6 | Lateral Hardening-Fuse-60017429 [ 2028 ], Lateral Hardening-Fuse-91310277 | 1500Million | Central | -1 | 2028
Lateral Hardening | Lateral Hardening-Fuse-91015266,1 | 13102 | 551460.3683 | 28709.6336 | 555421.2561 | 251818.1818 | 2.2056 | 0.20985 | 1200000 | 17 | 1 | 0 | 0 | 0 | 1 | Lateral Hardening-Fuse-91015266 [ 2022 ] | 1500Million | Central | -1 | 2028
Lateral Hardening | Lateral Hardening-Fuse-10051146,1 | 13021 | 402611.4926 | 12701.4308 | 395863.9745 | 183636.3636 | 2.1557 | 0.15303 | 1200000 | 22 | 1 | 1 | 0 | 1 | 2 | Lateral Hardening-Fuse-10051146 [ 2022 ] | 1500Million | Central | -1 | 2028
Lateral Hardening | Lateral Hardening-Fuse-91340554,17 | 13100 | 6377255.1096 | 656174.2173 | 7309286.3262 | 3393272.7273 | 2.1541 | 3.5347 | 960000 | 413 | 17 | 4 | 0 | 4 | 21 | Lateral Hardening-Fuse-91340554 [ 2021 ], Lateral Hardening-Fuse-91467991, Lateral Hardening-Fuse-10371703 [ 2021 ], Lateral Hardening-Fuse-10371697 [ 2021 ], Lateral Hardening-Fuse-10371684, Lateral Hardening-Fuse-91502510, Lateral Hardening-Fuse-91011688, Lateral Hardening-Fuse-10371708, Lateral Hardening-Fuse-10371698, Lateral Hardening-Fuse-10371714, Lateral Hardening-Fuse-10371704, Lateral Hardening-Fuse-91472870, Lateral Hardening-Fuse-10371706, Lateral Hardening-Fuse-90867507, Lateral Hardening-Fuse-90600457, Lateral Hardening-Fuse-10371702, Lateral Hardening-Fuse-10371701 | 1500Million | Central | -1 | 2028
Lateral Hardening | Lateral Hardening-Fuse-92181604,1 | 13370 | 684510.2432 | 60604.5645 | 719690.2887 | 335454.5455 | 2.1454 | 0.27955 | 1200000 | 38 | 1 | 0 | 0 | 0 | 1 | Lateral Hardening-Fuse-92181604 [ 2022 ] | 1500Million | Winter Haven | -1 | 2028
Lateral Hardening | Lateral Hardening-Fuse-92101862,1 | 13829 | 346888.838 | 4086.9025 | 334371.8004 | 155909.0909 | 2.1447 | 0.12992 | 1200000 | 177 | 1 | 4 | 0 | 4 | 5 | Lateral Hardening-Fuse-92101862 [ 2023 ] | 1500Million | Central | -1 | 2028
Lateral Hardening | Lateral Hardening-Fuse-10363940,6 | 13096 | 841931.3307 | 63588.4508 | 873824.9753 | 408000 | 2.1417 | 0.425 | 960000 | 14 | 6 | 1 | 0 | 1 | 7 | Lateral Hardening-Fuse-10363940 [ 2027 ], Lateral Hardening-Fuse-90687261 [ 2027 ], Lateral Hardening-Fuse-90687684, Lateral Hardening-Fuse-90687705, Lateral Hardening-Fuse-90863712, Lateral Hardening-Fuse-90687263 | 1500Million | Central | -1 | 2028
Lateral Hardening | Lateral Hardening-Fuse-92204382,2 | 13118 | 1371085.663 | 194656.758 | 1530608.6768 | 715272.7273 | 2.1399 | 0.74508 | 960000 | 94 | 2 | 0 | 0 | 0 | 2 | Lateral Hardening-Fuse-92204382 [ 2021 ], Lateral Hardening-Fuse-10538858 | 1500Million | Winter Haven | -1 | 2028
Lateral Hardening | Lateral Hardening-Fuse-92651890,1 | 13118 | 249472.8044 | 15114.1946 | 252482.5629 | 118409.0909 | 2.1323 | 0.098674 | 1200000 | 13 | 1 | 0 | 0 | 0 | 1 | Lateral Hardening-Fuse-92651890 [ 2021 ] | 1500Million | Winter Haven | -1 | 2028
Lateral Hardening | Lateral Hardening-Fuse-60015427,1 | 13008 | 805476.1093 | 76135.4894 | 899077.819 | 426818.1818 | 2.1065 | 0.35568 | 1200000 | 9 | 1 | 0 | 0 | 0 | 1 | Lateral Hardening-Fuse-60015427 [ 2029 ] | 1500Million | Plant City | -1 | 2028
Lateral Hardening | Lateral Hardening-Fuse-92498726,1 | 13008 | 1303038.9907 | 165618.3449 | 1421665.6576 | 679090.9091 | 2.0935 | 0.56591 | 1200000 | 33 | 1 | 0 | 0 | 0 | 1 | Lateral Hardening-Fuse-92498726 [ 2029 ] | 1500Million | Plant City | -1 | 2028
Lateral Hardening | Lateral Hardening-Fuse-92652000,1 | 13118 | 112426.9003 | 1458.8264 | 108557.0522 | 52272.7273 | 2.0767 | 0.043561 | 1200000 | 27 | 1 | 0 | 0 | 0 | 1 | Lateral Hardening-Fuse-92652000 | 1500Million | Winter Haven | -1 | 2028
Lateral Hardening | Lateral Hardening-Fuse-10392874,1 | 13522 | 395494.5342 | 14318.6498 | 391036.801 | 189090.9091 | 2.068 | 0.15758 | 1200000 | 14 | 1 | 0 | 0 | 0 | 1 | Lateral Hardening-Fuse-10392874 [ 2023 ] | 1500Million | Western | -1 | 2028
Lateral Hardening | Lateral Hardening-Fuse-10142925,1 | 13035 | 601373.6699 | 59364.6159 | 634966.9576 | 312500 | 2.0319 | 0.26042 | 1200000 | 10 | 1 | 0 | 0 | 0 | 1 | Lateral Hardening-Fuse-10142925 | 1500Million | Central | -1 | 2028
Lateral Hardening | Lateral Hardening-Fuse-10433144,1 | 13993 | 277190.2479 | 24362.0964 | 289966.8223 | 142954.5455 | 2.0284 | 0.11913 | 1200000 | 125 | 1 | 0 | 0 | 0 | 1 | Lateral Hardening-Fuse-10433144 [ 2021 ] | 1500Million | Central | -1 | 2028
Lateral Hardening | Lateral Hardening-Fuse-10535995,9 | 13118 | 3203845.7748 | 317209.5704 | 3585723.3001 | 1776545.4545 | 2.0184 | 1.8506 | 960000 | 378 | 9 | 15 | 0 | 15 | 24 | Lateral Hardening-Fuse-10535995 [ 2021 ], Lateral Hardening-Fuse-92653814, Lateral Hardening-Fuse-91036389, Lateral Hardening-Fuse-92653902, Lateral Hardening-Fuse-92653824, Lateral Hardening-Fuse-10536035, Lateral Hardening-Fuse-10536001, Lateral Hardening-Fuse-92653713, Lateral Hardening-Fuse-92653844 | 1500Million | Winter Haven | -1 | 2028
Lateral Hardening | Lateral Hardening-Fuse-10142935,1 | 13035 | 404533.7758 | 19322.1138 | 404250.3504 | 200454.5455 | 2.0167 | 0.16705 | 1200000 | 26 | 1 | 0 | 0 | 0 | 1 | Lateral Hardening-Fuse-10142935 | 1500Million | Central | -1 | 2028
Lateral Hardening | Lateral Hardening-Fuse-60081660,1 | 13418 | 502958.8367 | 32936.2942 | 514363.2358 | 258409.0909 | 1.9905 | 0.21534 | 1200000 | 36 | 1 | 0 | 0 | 0 | 1 | Lateral Hardening-Fuse-60081660 [ 2021 ] | 1500Million | Central | -1 | 2028
Lateral Hardening | Lateral Hardening-Fuse-10564610,1 | 13292 | 545510.7416 | 77236.3071 | 682697.8337 | 345000 | 1.9788 | 0.2875 | 1200000 | 27 | 1 | 2 | 0 | 2 | 3 | Lateral Hardening-Fuse-10564610 [ 2027 ] | 1500Million | Winter Haven | -1 | 2028
Lateral Hardening | Lateral Hardening-Fuse-10846386,1 | 13109 | 249320.2697 | 45345.4402 | 316646.1508 | 160454.5455 | 1.9734 | 0.13371 | 1200000 | 114 | 1 | 0 | 0 | 0 | 1 | Lateral Hardening-Fuse-10846386 | 1500Million | Western | -1 | 2028
Lateral Hardening | Lateral Hardening-Fuse-91007734,2 | 13342 | 1796476.8436 | 313944.1379 | 2091418.9765 | 1069272.7273 | 1.9559 | 1.1138 | 960000 | 139 | 2 | 0 | 0 | 0 | 2 | Lateral Hardening-Fuse-91007734 [ 2023 ], Lateral Hardening-Fuse-10925131 | 1500Million | South Hillsborough | -1 | 2028
Lateral Hardening | Lateral Hardening-Fuse-10545845,1 | 13910 | 278321.1668 | 20309.2884 | 288078.9336 | 148409.0909 | 1.9411 | 0.12367 | 1200000 | 41 | 1 | 1 | 0 | 1 | 2 | Lateral Hardening-Fuse-10545845 [ 2024 ] | 1500Million | Eastern | -1 | 2028
Lateral Hardening | Lateral Hardening-Fuse-10536023,5 | 13115 | 1807476.6944 | 187822.7339 | 1982202.0283 | 1025636.3636 | 1.9327 | 1.0684 | 960000 | 100 | 5 | 8 | 0 | 8 | 13 | Lateral Hardening-Fuse-10536023 [ 2022 ], Lateral Hardening-Fuse-90493831 [ 2022 ], Lateral Hardening-Fuse-90249988, Lateral Hardening-Fuse-10536027, Lateral Hardening-Fuse-10536026 | 1500Million | Winter Haven | -1 | 2028
Lateral Hardening | Lateral Hardening-Fuse-91493238,7 | 13825 | 1330838.2527 | 91178.8334 | 1368885.0247 | 711454.5455 | 1.9241 | 0.7411 | 960000 | 265 | 7 | 2 | 0 | 2 | 9 | Lateral Hardening-Fuse-91493238 [ 2023 ], Lateral Hardening-Fuse-10420562, Lateral Hardening-Fuse-91308381, Lateral Hardening-Fuse-91457886, Lateral Hardening-Fuse-10420575, Lateral Hardening-Fuse-91435320, Lateral Hardening-Fuse-91461644 | 1500Million | Central | -1 | 2028
Lateral Hardening | Lateral Hardening-Fuse-92981077,1 | 13631 | 835997.3987 | 66703.0636 | 874509.8844 | 466363.6364 | 1.8752 | 0.38864 | 1200000 | 32 | 1 | 0 | 0 | 0 | 1 | Lateral Hardening-Fuse-92981077 [ 2026 ] | 1500Million | Central | -1 | 2028
Lateral Hardening | Lateral Hardening-Fuse-10680830,1 | 13308 | 320097.7727 | 14228.5596 | 320556.6968 | 173863.6364 | 1.8437 | 0.14489 | 1200000 | 29 | 1 | 0 | 0 | 0 | 1 | Lateral Hardening-Fuse-10680830 [ 2026 ] | 1500Million | Winter Haven | -1 | 2028
Lateral Hardening | Lateral Hardening-Fuse-10274816,2 | 13624 | 148609.5152 | 12468.7522 | 186307.021 | 101090.9091 | 1.843 | 0.1053 | 960000 | 12 | 2 | 1 | 0 | 1 | 3 | Lateral Hardening-Fuse-10274816 [ 2027 ], Lateral Hardening-Fuse-10274688 | 1500Million | Western | -1 | 2028
Lateral Hardening | Lateral Hardening-Fuse-92368306,1 | 13748 | 396250.1845 | 55837.7506 | 437323.3048 | 237727.2727 | 1.8396 | 0.19811 | 1200000 | 40 | 1 | 1 | 0 | 1 | 2 | Lateral Hardening-Fuse-92368306 [ 2028 ] | 1500Million | Western | -1 | 2028
Lateral Hardening | Lateral Hardening-Fuse-60079455,1 | 13483 | 519511.0069 | 62901.238 | 565131.6685 | 307272.7273 | 1.8392 | 0.25606 | 1200000 | 68 | 1 | 0 | 0 | 0 | 1 | Lateral Hardening-Fuse-60079455 [ 2023 ] | 1500Million | Western | -1 | 2028
Lateral Hardening | Lateral Hardening-Fuse-90527363,1 | 13342 | 341878.9533 | 17090.0986 | 344053.4403 | 187272.7273 | 1.8372 | 0.15606 | 1200000 | 34 | 1 | 2 | 0 | 2 | 3 | Lateral Hardening-Fuse-90527363 [ 2023 ] | 1500Million | South Hillsborough | -1 | 2028
Lateral Hardening | Lateral Hardening-Fuse-60253106,2 | 13370 | 548898.9599 | 63798.2408 | 788613.8589 | 431090.9091 | 1.8293 | 0.44905 | 960000 | 15 | 2 | 3 | 0 | 3 | 5 | Lateral Hardening-Fuse-60253106 [ 2022 ], Lateral Hardening-Fuse-91870000 | 1500Million | Winter Haven | -1 | 2028
Lateral Hardening | Lateral Hardening-Fuse-91442479,3 | 13825 | 569974.1851 | 40853.818 | 587180.0775 | 322363.6364 | 1.8215 | 0.3358 | 960000 | 15 | 3 | 0 | 0 | 0 | 3 | Lateral Hardening-Fuse-91442479 [ 2023 ], Lateral Hardening-Fuse-91404297, Lateral Hardening-Fuse-91404298 | 1500Million | Central | -1 | 2028
Lateral Hardening | Lateral Hardening-Fuse-92076524,1 | 13021 | 154569.0369 | 3137.2539 | 150288.9525 | 82727.2727 | 1.8167 | 0.068939 | 1200000 | 41 | 1 | 2 | 0 | 2 | 3 | Lateral Hardening-Fuse-92076524 [ 2022 ] | 1500Million | Central | -1 | 2028
Lateral Hardening | Lateral Hardening-Fuse-10397078,2 | 13591 | 530089.8192 | 33725.1104 | 559148.7897 | 310363.6364 | 1.8016 | 0.3233 | 960000 | 36 | 2 | 0 | 0 | 0 | 2 | Lateral Hardening-Fuse-10397078 [ 2024 ], Lateral Hardening-Fuse-10397077 | 1500Million | Central | -1 | 2028
Lateral Hardening | Lateral Hardening-Fuse-10774281,2 | 13469 | 659169.83 | 94076.3685 | 771716.2038 | 435090.9091 | 1.7737 | 0.45322 | 960000 | 52 | 2 | 0 | 0 | 0 | 2 | Lateral Hardening-Fuse-10774281 [ 2029 ], Lateral Hardening-Fuse-10774279 | 1500Million | Central | -1 | 2028
Lateral Hardening | Lateral Hardening-Fuse-10198089,1 | 13334 | 403516.3325 | 27350.9214 | 412891.6607 | 233181.8182 | 1.7707 | 0.19432 | 1200000 | 31 | 1 | 0 | 0 | 0 | 1 | Lateral Hardening-Fuse-10198089 | 1500Million | Western | -1 | 2028
Lateral Hardening | Lateral Hardening-Fuse-90487798,1 | 13740 | 245034.2431 | 7186.9432 | 259070.3706 | 146363.6364 | 1.77 | 0.12197 | 1200000 | 15 | 1 | 0 | 0 | 0 | 1 | Lateral Hardening-Fuse-90487798 [ 2025 ] | 1500Million | Western | -1 | 2028
Lateral Hardening | Lateral Hardening-Fuse-10393592,1 | 13523 | 1314841.6955 | 259683.2666 | 1587992.964 | 903636.3636 | 1.7573 | 0.75303 | 1200000 | 121 | 1 | 0 | 0 | 0 | 1 | Lateral Hardening-Fuse-10393592 [ 2028 ] | 1500Million | Western | -1 | 2028
Lateral Hardening | Lateral Hardening-Fuse-93432283,4 | 13532 | 1617695.5748 | 210292.2345 | 1759599.9165 | 1003454.5455 | 1.7535 | 1.0453 | 960000 | 105 | 4 | 0 | 0 | 0 | 4 | Lateral Hardening-Fuse-93432283, Lateral Hardening-Fuse-93432268 [ 2028 ], Lateral Hardening-Fuse-93432241, Lateral Hardening-Fuse-93432282 | 1500Million | Western | -1 | 2028
Lateral Hardening | Lateral Hardening-Fuse-10392882,7 | 13522 | 1804525.5065 | 294005.6467 | 2134773.8882 | 1223090.9091 | 1.7454 | 1.2741 | 960000 | 170 | 7 | 0 | 0 | 0 | 7 | Lateral Hardening-Fuse-10392882 [ 2023 ], Lateral Hardening-Fuse-91916635, Lateral Hardening-Fuse-91918853, Lateral Hardening-Fuse-10392886, Lateral Hardening-Fuse-10392893, Lateral Hardening-Fuse-60305728 [ 2023 ], Lateral Hardening-Fuse-60305729 | 1500Million | Western | -1 | 2028
Lateral Hardening | Lateral Hardening-Fuse-10283693,2 | 13490 | 1069547.8907 | 613259.3771 | 1712623.1694 | 985454.5455 | 1.7379 | 1.0265 | 960000 | 218 | 2 | 1 | 0 | 1 | 3 | Lateral Hardening-Fuse-10283693, Lateral Hardening-Fuse-91175718 | 1500Million | Western | -1 | 2028
Lateral Hardening | Lateral Hardening-Fuse-90278425,2 | 13523 | 654332.7896 | 25757.1644 | 647905.8842 | 373818.1818 | 1.7332 | 0.38939 | 960000 | 32 | 2 | 2 | 0 | 2 | 4 | Lateral Hardening-Fuse-90278425, Lateral Hardening-Fuse-92150104 [ 2028 ] | 1500Million | Western | -1 | 2028
Lateral Hardening | Lateral Hardening-Fuse-92888391,1 | 13854 | 422281.4488 | 28226.6414 | 432337.6868 | 252045.4545 | 1.7153 | 0.21004 | 1200000 | 77 | 1 | 3 | 0 | 3 | 4 | Lateral Hardening-Fuse-92888391 [ 2029 ] | 1500Million | Plant City | -1 | 2028
Lateral Hardening | Lateral Hardening-Fuse-10274748,1 | 13624 | 515417.0452 | 69215.9146 | 565905.5447 | 335454.5455 | 1.687 | 0.27955 | 1200000 | 25 | 1 | 2 | 0 | 2 | 3 | Lateral Hardening-Fuse-10274748 [ 2027 ] | 1500Million | Western | -1 | 2028
Lateral Hardening | Lateral Hardening-Fuse-10662328,1 | 13470 | 258190.445 | 12803.5849 | 258677.6459 | 154772.7273 | 1.6713 | 0.12898 | 1200000 | 8 | 1 | 0 | 0 | 0 | 1 | Lateral Hardening-Fuse-10662328 [ 2026 ] | 1500Million | Winter Haven | -1 | 2028
Lateral Hardening | Lateral Hardening-Fuse-10548848,1 | 13693 | 176038.8906 | 19390.4714 | 189192.0761 | 113636.3636 | 1.6649 | 0.094697 | 1200000 | 5 | 1 | 0 | 0 | 0 | 1 | Lateral Hardening-Fuse-10548848 [ 2029 ] | 1500Million | Eastern | -1 | 2028
Lateral Hardening | Lateral Hardening-Fuse-90014421,2 | 14071 | 1139458.5688 | 227063.3016 | 1341253.3533 | 806000 | 1.6641 | 0.83958 | 960000 | 24 | 2 | 1 | 0 | 1 | 3 | Lateral Hardening-Fuse-90014421 [ 2028 ], Lateral Hardening-Fuse-10363905 | 1500Million | Western | -1 | 2028
Lateral Hardening | Lateral Hardening-Fuse-10567762,1 | 13370 | 705704.4448 | 124250.7608 | 831594.1974 | 501818.1818 | 1.6572 | 0.41818 | 1200000 | 134 | 1 | 3 | 0 | 3 | 4 | Lateral Hardening-Fuse-10567762 | 1500Million | Winter Haven | -1 | 2028
Lateral Hardening | Lateral Hardening-Fuse-91023977,3 | 13035 | 627410.0761 | 39746.5662 | 655626.4868 | 395818.1818 | 1.6564 | 0.41231 | 960000 | 65 | 3 | 0 | 0 | 0 | 3 | Lateral Hardening-Fuse-91023977 [ 2028 ], Lateral Hardening-Fuse-91033585, Lateral Hardening-Fuse-10142922 | 1500Million | Central | -1 | 2028
Lateral Hardening | Lateral Hardening-Fuse-10362874,2 | 13104 | 488852.7634 | 91339.2307 | 562780.3665 | 340545.4545 | 1.6526 | 0.35473 | 960000 | 38 | 2 | 0 | 0 | 0 | 2 | Lateral Hardening-Fuse-10362874 [ 2022 ], Lateral Hardening-Fuse-10362880 | 1500Million | Central | -1 | 2028
Lateral Hardening | Lateral Hardening-Fuse-10198075,2 | 13334 | 310906.7489 | 64537.5798 | 468317.2929 | 283818.1818 | 1.6501 | 0.29564 | 960000 | 46 | 2 | 0 | 0 | 0 | 2 | Lateral Hardening-Fuse-10198075, Lateral Hardening-Fuse-60104319 | 1500Million | Western | -1 | 2028
Lateral Hardening | Lateral Hardening-Fuse-93325781,2 | 13723 | 650089.6887 | 70330.7293 | 701344.6572 | 432363.6364 | 1.6221 | 0.45038 | 960000 | 19 | 2 | 0 | 0 | 0 | 2 | Lateral Hardening-Fuse-93325781 [ 2024 ], Lateral Hardening-Fuse-93325787 | 1500Million | Plant City | -1 | 2028
Lateral Hardening | Lateral Hardening-Fuse-60370374,1 | 13799 | 230596.1658 | 34551.8067 | 298030.8751 | 184772.7273 | 1.613 | 0.15398 | 1200000 | 7 | 1 | 0 | 0 | 0 | 1 | Lateral Hardening-Fuse-60370374 | 1500Million | Eastern | -1 | 2028
Lateral Hardening | Lateral Hardening-Fuse-60387227,3 | 13723 | 434325.5046 | 53216.1812 | 498383.7133 | 309090.9091 | 1.6124 | 0.32197 | 960000 | 15 | 3 | 0 | 0 | 0 | 3 | Lateral Hardening-Fuse-60387227 [ 2024 ], Lateral Hardening-Fuse-93322497, Lateral Hardening-Fuse-93322501 | 1500Million | Plant City | -1 | 2028
Lateral Hardening | Lateral Hardening-Fuse-10662346,2 | 13470 | 1298724.2284 | 245507.7194 | 1493761.1338 | 931272.7273 | 1.604 | 0.97008 | 960000 | 85 | 2 | 0 | 0 | 0 | 2 | Lateral Hardening-Fuse-10662346 [ 2026 ], Lateral Hardening-Fuse-10662345 | 1500Million | Winter Haven | -1 | 2028
Lateral Hardening | Lateral Hardening-Fuse-92685260,1 | 13793 | 66230.4421 | 16076.5427 | 79247.4084 | 50000 | 1.5849 | 0.037311 | 1340101.5228 | 3 | 1 | 2 | 1 | 1 | 3 | Lateral Hardening-Fuse-92685260 | 1500Million | Eastern | -1 | 2028
Lateral Hardening | Lateral Hardening-Fuse-10363934,1 | 13096 | 495425.8145 | 96667.8693 | 609106.116 | 385909.0909 | 1.5784 | 0.32159 | 1200000 | 16 | 1 | 0 | 0 | 0 | 1 | Lateral Hardening-Fuse-10363934 [ 2027 ] | 1500Million | Central | -1 | 2028
Lateral Hardening | Lateral Hardening-Fuse-60124039,1 | 13218 | 261250.5013 | 54505.8432 | 304743.8494 | 194545.4545 | 1.5664 | 0.16212 | 1200000 | 30 | 1 | 0 | 0 | 0 | 1 | Lateral Hardening-Fuse-60124039 | 1500Million | Western | -1 | 2028
Lateral Hardening | Lateral Hardening-Fuse-92685255,1 | 13793 | 367789.4977 | 6294.8948 | 356495.8092 | 227954.5455 | 1.5639 | 0.18996 | 1200000 | 30 | 1 | 0 | 0 | 0 | 1 | Lateral Hardening-Fuse-92685255 [ 2022 ] | 1500Million | Eastern | -1 | 2028
Lateral Hardening | Lateral Hardening-Fuse-91951196,3 | 13740 | 941258.8488 | 147512.6936 | 1058680.1167 | 685090.9091 | 1.5453 | 0.71364 | 960000 | 75 | 3 | 1 | 0 | 1 | 4 | Lateral Hardening-Fuse-91951196 [ 2025 ], Lateral Hardening-Fuse-90502266, Lateral Hardening-Fuse-92003457 | 1500Million | Western | -1 | 2028
Lateral Hardening | Lateral Hardening-Fuse-10567761,1 | 13370 | 349452.8046 | 65067.4279 | 401398.1364 | 260454.5455 | 1.5411 | 0.21705 | 1200000 | 44 | 1 | 0 | 0 | 0 | 1 | Lateral Hardening-Fuse-10567761 | 1500Million | Winter Haven | -1 | 2028
Lateral Hardening | Lateral Hardening-Fuse-93043396,1 | 13955 | 755462.5272 | 122216.917 | 851081.0878 | 554090.9091 | 1.536 | 0.46174 | 1200000 | 9 | 1 | 1 | 0 | 1 | 2 | Lateral Hardening-Fuse-93043396 [ 2026 ] | 1500Million | Eastern | -1 | 2028
Lateral Hardening | Lateral Hardening-Fuse-10668889,1 | 13723 | 865070.0803 | 89529.9575 | 932549.755 | 607500 | 1.5351 | 0.50625 | 1200000 | 33 | 1 | 0 | 0 | 0 | 1 | Lateral Hardening-Fuse-10668889 [ 2024 ] | 1500Million | Plant City | -1 | 2028
Lateral Hardening | Lateral Hardening-Fuse-10392864,2 | 13522 | 291274.7884 | 18349.5981 | 464568.9281 | 310727.2727 | 1.4951 | 0.32367 | 960000 | 15 | 2 | 2 | 0 | 2 | 4 | Lateral Hardening-Fuse-10392864 [ 2023 ], Lateral Hardening-Fuse-92827508 | 1500Million | Western | -1 | 2028
Lateral Hardening | Lateral Hardening-Fuse-10510818,1 | 13693 | 129434.5598 | 5727.6368 | 143015.6666 | 96136.3636 | 1.4876 | 0.080114 | 1200000 | 3 | 1 | 0 | 0 | 0 | 1 | Lateral Hardening-Fuse-10510818 [ 2029 ] | 1500Million | Eastern | -1 | 2028
Lateral Hardening | Lateral Hardening-Fuse-10793104,1 | 13470 | 234349.4956 | 15586.2261 | 239676.5643 | 161136.3636 | 1.4874 | 0.13428 | 1200000 | 4 | 1 | 1 | 0 | 1 | 2 | Lateral Hardening-Fuse-10793104 [ 2026 ] | 1500Million | Winter Haven | -1 | 2028
Lateral Hardening | Lateral Hardening-Fuse-10363917,2 | 13096 | 396981.9742 | 36433.7705 | 433471.4784 | 292909.0909 | 1.4799 | 0.30511 | 960000 | 28 | 2 | 0 | 0 | 0 | 2 | Lateral Hardening-Fuse-10363917 [ 2027 ], Lateral Hardening-Fuse-90686935 [ 2027 ] | 1500Million | Central | -1 | 2028
Lateral Hardening | Lateral Hardening-Fuse-10680816,1 | 13308 | 556811.5946 | 68349.8901 | 604786.2914 | 409090.9091 | 1.4784 | 0.34091 | 1200000 | 38 | 1 | 0 | 0 | 0 | 1 | Lateral Hardening-Fuse-10680816 [ 2026 ] | 1500Million | Winter Haven | -1 | 2028
Lateral Hardening | Lateral Hardening-Fuse-93432382,1 | 13532 | 484934.4569 | 45933.8488 | 511311.1016 | 346818.1818 | 1.4743 | 0.28902 | 1200000 | 37 | 1 | 0 | 0 | 0 | 1 | Lateral Hardening-Fuse-93432382 | 1500Million | Western | -1 | 2028
Lateral Hardening | Lateral Hardening-Fuse-92815117,6 | 13490 | 1006414.6508 | 360887.1482 | 1327403.4173 | 901090.9091 | 1.4731 | 0.93864 | 960000 | 166 | 6 | 1 | 0 | 1 | 7 | Lateral Hardening-Fuse-92815117 [ 2022 ], Lateral Hardening-Fuse-92815127, Lateral Hardening-Fuse-92815125, Lateral Hardening-Fuse-93339846, Lateral Hardening-Fuse-91055727, Lateral Hardening-Fuse-91100368 | 1500Million | Western | -1 | 2028
Lateral Hardening | Lateral Hardening-Fuse-60111391,4 | 13748 | 879328.8565 | 186128.1122 | 1028356.3062 | 698545.4545 | 1.4721 | 0.72765 | 960000 | 80 | 4 | 0 | 0 | 0 | 4 | Lateral Hardening-Fuse-60111391 [ 2028 ], Lateral Hardening-Fuse-92173084, Lateral Hardening-Fuse-92156616, Lateral Hardening-Fuse-92147113 | 1500Million | Western | -1 | 2028
Lateral Hardening | Lateral Hardening-Fuse-60130323,1 | 14071 | 484040.3406 | 81365.6172 | 578610.6737 | 393181.8182 | 1.4716 | 0.32765 | 1200000 | 21 | 1 | 0 | 0 | 0 | 1 | Lateral Hardening-Fuse-60130323 [ 2028 ] | 1500Million | Western | -1 | 2028
Lateral Hardening | Lateral Hardening-Fuse-92690894,1 | 13830 | 198453.5758 | 18223.0682 | 207022.335 | 142500 | 1.4528 | 0.11875 | 1200000 | 6 | 1 | 0 | 0 | 0 | 1 | Lateral Hardening-Fuse-92690894 | 1500Million | Central | -1 | 2028
Lateral Hardening | Lateral Hardening-Fuse-93323993,2 | 13723 | 700599.608 | 111020.775 | 789848.7028 | 546181.8182 | 1.4461 | 0.56894 | 960000 | 104 | 2 | 0 | 0 | 0 | 2 | Lateral Hardening-Fuse-93323993 [ 2024 ], Lateral Hardening-Fuse-93321091 | 1500Million | Plant City | -1 | 2028
Lateral Hardening | Lateral Hardening-Fuse-10204412,1 | 13337 | 137753.4357 | 1536.0551 | 132681.5135 | 92272.7273 | 1.4379 | 0.076894 | 1200000 | 54 | 1 | 1 | 0 | 1 | 2 | Lateral Hardening-Fuse-10204412 [ 2026 ] | 1500Million | Western | -1 | 2028
Lateral Hardening | Lateral Hardening-Fuse-60131041,1 | 13102 | 333091.5247 | 31815.3211 | 349731.664 | 245000 | 1.4275 | 0.20417 | 1200000 | 37 | 1 | 0 | 0 | 0 | 1 | Lateral Hardening-Fuse-60131041 | 1500Million | Central | -1 | 2028
Lateral Hardening | Lateral Hardening-Fuse-92605800,7 | 13096 | 2235495.0994 | 409056.1087 | 2586202.1339 | 1814727.2727 | 1.4251 | 1.8903 | 960000 | 15 | 7 | 15 | 0 | 15 | 22 | Lateral Hardening-Fuse-92605800 [ 2027 ], Lateral Hardening-Fuse-10363996, Lateral Hardening-Fuse-92606346 [ 2027 ], Lateral Hardening-Fuse-92606894, Lateral Hardening-Fuse-90915082, Lateral Hardening-Fuse-90915088, Lateral Hardening-Fuse-10363978 | 1500Million | Central | -1 | 2028
Lateral Hardening | Lateral Hardening-Fuse-90896822,2 | 13096 | 278183.8191 | 40457.1256 | 333267.4693 | 235454.5455 | 1.4154 | 0.24527 | 960000 | 3 | 2 | 0 | 0 | 0 | 2 | Lateral Hardening-Fuse-90896822, Lateral Hardening-Fuse-90896823 [ 2027 ] | 1500Million | Central | -1 | 2028
Lateral Hardening | Lateral Hardening-Fuse-60058624,1 | 13021 | 64703.7818 | 5793.6558 | 77161.0214 | 54772.7273 | 1.4087 | 0.045644 | 1200000 | 40 | 1 | 2 | 0 | 2 | 3 | Lateral Hardening-Fuse-60058624 | 1500Million | Central | -1 | 2028
Lateral Hardening | Lateral Hardening-Fuse-93323630,2 | 13723 | 991888.0591 | 178713.8752 | 1141774.2107 | 816181.8182 | 1.3989 | 0.85019 | 960000 | 54 | 2 | 0 | 0 | 0 | 2 | Lateral Hardening-Fuse-93323630 [ 2024 ], Lateral Hardening-Fuse-93323813 | 1500Million | Plant City | -1 | 2028
Lateral Hardening | Lateral Hardening-Fuse-92119086,1 | 13470 | 318596.2509 | 17400.0362 | 321990.455 | 231590.9091 | 1.3903 | 0.19299 | 1200000 | 9 | 1 | 0 | 0 | 0 | 1 | Lateral Hardening-Fuse-92119086 [ 2026 ] | 1500Million | Winter Haven | -1 | 2028
Lateral Hardening | Lateral Hardening-Fuse-10426548,2 | 13830 | 291565.0659 | 39856.6292 | 319853.519 | 230909.0909 | 1.3852 | 0.24053 | 960000 | 85 | 2 | 2 | 0 | 2 | 4 | Lateral Hardening-Fuse-10426548 [ 2025 ], Lateral Hardening-Fuse-92691320 | 1500Million | Central | -1 | 2028
Lateral Hardening | Lateral Hardening-Fuse-93324127,1 | 13723 | 119939.7332 | 12885.782 | 128156.612 | 94772.7273 | 1.3523 | 0.078977 | 1200000 | 3 | 1 | 0 | 0 | 0 | 1 | Lateral Hardening-Fuse-93324127 [ 2024 ] | 1500Million | Plant City | -1 | 2028
Lateral Hardening | Lateral Hardening-Fuse-91641201,2 | 13177 | 385143.0858 | 72709.7815 | 442471.5781 | 332363.6364 | 1.3313 | 0.34621 | 960000 | 37 | 2 | 0 | 0 | 0 | 2 | Lateral Hardening-Fuse-91641201 [ 2029 ], Lateral Hardening-Fuse-90459314 | 1500Million | Central | -1 | 2028
Lateral Hardening | Lateral Hardening-Fuse-10925106,1 | 13342 | 389532.8932 | 47691.849 | 422321.2621 | 319090.9091 | 1.3235 | 0.26591 | 1200000 | 102 | 1 | 3 | 0 | 3 | 4 | Lateral Hardening-Fuse-10925106 [ 2023 ] | 1500Million | South Hillsborough | -1 | 2028
Lateral Hardening | Lateral Hardening-Fuse-92655578,2 | 13910 | 443638.9058 | 95732.378 | 531400.308 | 402363.6364 | 1.3207 | 0.41913 | 960000 | 12 | 2 | 0 | 0 | 0 | 2 | Lateral Hardening-Fuse-92655578 [ 2024 ], Lateral Hardening-Fuse-10545833 [ 2024 ] | 1500Million | Eastern | -1 | 2028
Lateral Hardening | Lateral Hardening-Fuse-92386422,1 | 13910 | 510676.2624 | 79414.7431 | 578639.5844 | 442727.2727 | 1.307 | 0.36894 | 1200000 | 58 | 1 | 0 | 0 | 0 | 1 | Lateral Hardening-Fuse-92386422 [ 2024 ] | 1500Million | Eastern | -1 | 2028
Lateral Hardening | Lateral Hardening-Fuse-92102324,1 | 13418 | 319927.0524 | 36557.0484 | 342746.398 | 262500 | 1.3057 | 0.21875 | 1200000 | 35 | 1 | 0 | 0 | 0 | 1 | Lateral Hardening-Fuse-92102324 | 1500Million | Central | -1 | 2028
Lateral Hardening | Lateral Hardening-Fuse-10397053,5 | 13591 | 1102647.5386 | 362395.003 | 1446883.8298 | 1108545.4545 | 1.3052 | 1.1547 | 960000 | 131 | 5 | 0 | 0 | 0 | 5 | Lateral Hardening-Fuse-10397053 [ 2024 ], Lateral Hardening-Fuse-10397059, Lateral Hardening-Fuse-92439136, Lateral Hardening-Fuse-10397056, Lateral Hardening-Fuse-10397060 [ 2024 ] | 1500Million | Central | -1 | 2028
Lateral Hardening | Lateral Hardening-Fuse-10274754,5 | 13624 | 1024332.4453 | 106321.0145 | 1112179.4123 | 852545.4545 | 1.3045 | 0.88807 | 960000 | 10 | 5 | 1 | 0 | 1 | 6 | Lateral Hardening-Fuse-10274754, Lateral Hardening-Fuse-91774745 [ 2027 ], Lateral Hardening-Fuse-92807207, Lateral Hardening-Fuse-92807127, Lateral Hardening-Fuse-91282885 | 1500Million | Western | -1 | 2028
Lateral Hardening | Lateral Hardening-Fuse-60203497,1 | 13438 | 441993.5408 | 31506.3807 | 486014.8838 | 374090.9091 | 1.2992 | 0.31174 | 1200000 | 92 | 1 | 0 | 0 | 0 | 1 | Lateral Hardening-Fuse-60203497 [ 2029 ] | 1500Million | South Hillsborough | -1 | 2028
Lateral Hardening | Lateral Hardening-Fuse-92652010,1 | 13118 | 75313.154 | 3674.8114 | 75282.6062 | 57954.5455 | 1.299 | 0.048295 | 1200000 | 5 | 1 | 2 | 0 | 2 | 3 | Lateral Hardening-Fuse-92652010 [ 2021 ] | 1500Million | Winter Haven | -1 | 2028
Lateral Hardening | Lateral Hardening-Fuse-10393584,1 | 13523 | 425602.9261 | 18440.8238 | 423575.4873 | 328636.3636 | 1.2889 | 0.27386 | 1200000 | 22 | 1 | 0 | 0 | 0 | 1 | Lateral Hardening-Fuse-10393584 | 1500Million | Western | -1 | 2028
Lateral Hardening | Lateral Hardening-Fuse-91640897,1 | 13104 | 310224.8154 | 40170.4525 | 338258.919 | 264545.4545 | 1.2786 | 0.22045 | 1200000 | 18 | 1 | 0 | 0 | 0 | 1 | Lateral Hardening-Fuse-91640897 [ 2022 ] | 1500Million | Central | -1 | 2028
Lateral Hardening | Lateral Hardening-Fuse-91622372,1 | 13829 | 148142.3425 | 11503.1526 | 162111.0867 | 128863.6364 | 1.258 | 0.10739 | 1200000 | 14 | 1 | 0 | 0 | 0 | 1 | Lateral Hardening-Fuse-91622372 | 1500Million | Central | -1 | 2028
Lateral Hardening | Lateral Hardening-Fuse-60017286,1 | 13029 | 543177.8109 | 119677.8301 | 729806.1745 | 586818.1818 | 1.2437 | 0.48902 | 1200000 | 79 | 1 | 2 | 0 | 2 | 3 | Lateral Hardening-Fuse-60017286 | 1500Million | Central | -1 | 2028
Lateral Hardening | Lateral Hardening-Fuse-10776331,4 | 14071 | 970900.0155 | 634386.8549 | 1702364.2878 | 1368909.0909 | 1.2436 | 1.4259 | 960000 | 131 | 4 | 0 | 0 | 0 | 4 | Lateral Hardening-Fuse-10776331 [ 2028 ], Lateral Hardening-Fuse-90668863, Lateral Hardening-Fuse-10776338, Lateral Hardening-Fuse-10776336 | 1500Million | Western | -1 | 2028
Lateral Hardening | Lateral Hardening-Fuse-92390275,3 | 13342 | 508857.1945 | 95904.6657 | 602932.7041 | 485636.3636 | 1.2415 | 0.50587 | 960000 | 29 | 3 | 0 | 0 | 0 | 3 | Lateral Hardening-Fuse-92390275 [ 2023 ], Lateral Hardening-Fuse-92251089, Lateral Hardening-Fuse-10925139 | 1500Million | South Hillsborough | -1 | 2028
Lateral Hardening | Lateral Hardening-Fuse-92687385,1 | 13793 | 241640.9702 | 19531.7245 | 249237.3342 | 206363.6364 | 1.2078 | 0.17197 | 1200000 | 7 | 1 | 0 | 0 | 0 | 1 | Lateral Hardening-Fuse-92687385 | 1500Million | Eastern | -1 | 2028
Lateral Hardening | Lateral Hardening-Fuse-91959273,1 | 13523 | 119100.7698 | 10104.6905 | 123180.0432 | 102045.4545 | 1.2071 | 0.085038 | 1200000 | 15 | 1 | 0 | 0 | 0 | 1 | Lateral Hardening-Fuse-91959273 [ 2028 ] | 1500Million | Western | -1 | 2028
Lateral Hardening | Lateral Hardening-Fuse-90110279,1 | 14025 | 164011.6458 | 15763.8807 | 172439.4107 | 143863.6364 | 1.1986 | 0.11989 | 1200000 | 14 | 1 | 0 | 0 | 0 | 1 | Lateral Hardening-Fuse-90110279 | 1500Million | South Hillsborough | -1 | 2028
Lateral Hardening | Lateral Hardening-Fuse-91863298,1 | 13900 | 359039.7862 | 36995.3492 | 380524.5067 | 319772.7273 | 1.19 | 0.26648 | 1200000 | 172 | 1 | 5 | 0 | 5 | 6 | Lateral Hardening-Fuse-91863298 [ 2021 ] | 1500Million | South Hillsborough | -1 | 2028
Lateral Hardening | Lateral Hardening-Fuse-91912750,1 | 13256 | 1093832.9399 | 347185.4986 | 1457815.249 | 1251363.6364 | 1.165 | 1.0428 | 1200000 | 61 | 1 | 0 | 0 | 0 | 1 | Lateral Hardening-Fuse-91912750 [ 2029 ] | 1500Million | South Hillsborough | -1 | 2028
Lateral Hardening | Lateral Hardening-Fuse-10798807,1 | 14025 | 328837.3975 | 76037.1519 | 391882.986 | 340227.2727 | 1.1518 | 0.28352 | 1200000 | 11 | 1 | 0 | 0 | 0 | 1 | Lateral Hardening-Fuse-10798807 [ 2029 ] | 1500Million | South Hillsborough | -1 | 2028
Lateral Hardening | Lateral Hardening-Fuse-92540110,4 | 13256 | 617837.6187 | 142607.0888 | 735134.7024 | 663454.5455 | 1.108 | 0.6911 | 960000 | 66 | 4 | 3 | 0 | 3 | 7 | Lateral Hardening-Fuse-92540110 [ 2029 ], Lateral Hardening-Fuse-60201148, Lateral Hardening-Fuse-60201087, Lateral Hardening-Fuse-60201147 | 1500Million | South Hillsborough | -1 | 2028
Lateral Hardening | Lateral Hardening-Fuse-10362868,1 | 13104 | 83551.8367 | 9940.7424 | 89359.3073 | 80681.8182 | 1.1076 | 0.067235 | 1200000 | 29 | 1 | 0 | 0 | 0 | 1 | Lateral Hardening-Fuse-10362868 | 1500Million | Central | -1 | 2028
Lateral Hardening | Lateral Hardening-Fuse-10299012,1 | 13740 | 157516.9854 | 18767.0051 | 169453.024 | 154772.7273 | 1.0949 | 0.12898 | 1200000 | 6 | 1 | 0 | 0 | 0 | 1 | Lateral Hardening-Fuse-10299012 | 1500Million | Western | -1 | 2028
Lateral Hardening | Lateral Hardening-Fuse-10925119,4 | 13342 | 833094.6892 | 116260.3028 | 1057631.3388 | 972000 | 1.0881 | 1.0125 | 960000 | 18 | 4 | 3 | 0 | 3 | 7 | Lateral Hardening-Fuse-10925119 [ 2023 ], Lateral Hardening-Fuse-10925122, Lateral Hardening-Fuse-90595696, Lateral Hardening-Fuse-10925123 | 1500Million | South Hillsborough | -1 | 2028
Lateral Hardening | Lateral Hardening-Fuse-90181522,3 | 13651 | 721962.7725 | 103293.3456 | 800451.0955 | 744363.6364 | 1.0753 | 0.77538 | 960000 | 29 | 3 | 0 | 0 | 0 | 3 | Lateral Hardening-Fuse-90181522 [ 2028 ], Lateral Hardening-Fuse-90914334, Lateral Hardening-Fuse-10823026 | 1500Million | South Hillsborough | -1 | 2028
Lateral Hardening | Lateral Hardening-Fuse-10798763,12 | 14025 | 1719673.2625 | 602565.1277 | 2502620.4105 | 2928000 | 0.85472 | 3.05 | 960000 | 63 | 12 | 1 | 0 | 1 | 13 | Lateral Hardening-Fuse-10798763 [ 2029 ], Lateral Hardening-Fuse-10798766, Lateral Hardening-Fuse-60210534, Lateral Hardening-Fuse-90165656, Lateral Hardening-Fuse-92494158, Lateral Hardening-Fuse-10798777, Lateral Hardening-Fuse-10798778, Lateral Hardening-Fuse-10798779, Lateral Hardening-Fuse-10798780, Lateral Hardening-Fuse-10798782, Lateral Hardening-Fuse-92031313, Lateral Hardening-Fuse-60210530 | 1500Million | South Hillsborough | -1 | 2028
Lateral Hardening | Lateral Hardening-Fuse-60123673,1 | 13102 | 7001.2172 | 8688.6952 | 15300.2626 | 147727.2727 | 0.10357 | 0.12311 | 1200000 | 13 | 1 | 0 | 0 | 0 | 1 | Lateral Hardening-Fuse-60123673 | 1500Million | Central | -1 | 2028
Lateral Hardening | Lateral Hardening-Fuse-90084626,2 | 13313 | 4575388.6083 | 79857.7233 | 4491613.2116 | 306909.0909 | 14.635 | 0.3197 | 960000 | 123 | 2 | 1 | 0 | 1 | 3 | Lateral Hardening-Fuse-90084626 [ 2021 ], Lateral Hardening-Fuse-60568375 [ 2021 ] | 1500Million | Winter Haven | -1 | 2029
Lateral Hardening | Lateral Hardening-Fuse-60180762,1 | 13462 | 1332617.7204 | 16936.5901 | 1561669.4498 | 160454.5455 | 9.7328 | 0.13371 | 1200000 | 103 | 1 | 0 | 0 | 0 | 1 | Lateral Hardening-Fuse-60180762 [ 2021 ] | 1500Million | Plant City | -1 | 2029
Lateral Hardening | Lateral Hardening-Fuse-91354294,1 | 13065 | 1723272.1295 | 44500.1932 | 1709742.853 | 195681.8182 | 8.7374 | 0.16307 | 1200000 | 147 | 1 | 2 | 0 | 2 | 3 | Lateral Hardening-Fuse-91354294 [ 2028 ] | 1500Million | Western | -1 | 2029
Lateral Hardening | Lateral Hardening-Fuse-60077860,1 | 13153 | 981778.7976 | 29885.6889 | 1027922.2322 | 127500 | 8.0621 | 0.10625 | 1200000 | 16 | 1 | 0 | 0 | 0 | 1 | Lateral Hardening-Fuse-60077860 [ 2028 ] | 1500Million | Winter Haven | -1 | 2029
Lateral Hardening | Lateral Hardening-Fuse-92950231,1 | 13443 | 2005024.4192 | 50680.2948 | 1985553.7331 | 280454.5455 | 7.0798 | 0.23371 | 1200000 | 205 | 1 | 4 | 0 | 4 | 5 | Lateral Hardening-Fuse-92950231 [ 2022 ] | 1500Million | Winter Haven | -1 | 2029
Lateral Hardening | Lateral Hardening-Fuse-10376173,1 | 13107 | 3747988.8013 | 70073.4246 | 3692986.5805 | 522500 | 7.0679 | 0.43542 | 1200000 | 148 | 1 | 1 | 0 | 1 | 2 | Lateral Hardening-Fuse-10376173 [ 2021 ] | 1500Million | Central | -1 | 2029
Lateral Hardening | Lateral Hardening-Fuse-91504609,8 | 13309 | 7384744.1477 | 286806.4254 | 9092548.0842 | 1302363.6364 | 6.9816 | 1.3566 | 960000 | 201 | 8 | 1 | 0 | 1 | 9 | Lateral Hardening-Fuse-91504609 [ 2022 ], Lateral Hardening-Fuse-92600372 [ 2022 ], Lateral Hardening-Fuse-92600652 [ 2022 ], Lateral Hardening-Fuse-92915808, Lateral Hardening-Fuse-92620825, Lateral Hardening-Fuse-92915430 [ 2022 ], Lateral Hardening-Fuse-92605591 [ 2022 ], Lateral Hardening-Fuse-92915806 [ 2022 ] | 1500Million | Winter Haven | -1 | 2029
Lateral Hardening | Lateral Hardening-Fuse-91540495,1 | 13428 | 1977644.5948 | 35862.3534 | 1933019.9843 | 279772.7273 | 6.9093 | 0.23314 | 1200000 | 423 | 1 | 14 | 0 | 14 | 15 | Lateral Hardening-Fuse-91540495 [ 2021 ] | 1500Million | Western | -1 | 2029
Lateral Hardening | Lateral Hardening-Fuse-60168916,1 | 13473 | 2849336.0561 | 45879.365 | 2788114.0691 | 412272.7273 | 6.7628 | 0.34356 | 1200000 | 442 | 2 | 3 | 0 | 3 | 5 | Lateral Hardening-Fuse-60168916 [ 2021 ] | 1500Million | Winter Haven | -1 | 2029
Lateral Hardening | Lateral Hardening-Fuse-10573762,1 | 13443 | 2832975.2428 | 107198.2504 | 3437500.5352 | 551818.1818 | 6.2294 | 0.45985 | 1200000 | 133 | 1 | 0 | 0 | 0 | 1 | Lateral Hardening-Fuse-10573762 [ 2022 ] | 1500Million | Winter Haven | -1 | 2029
Lateral Hardening | Lateral Hardening-Fuse-91231633,1 | 13590 | 2071946.293 | 113240.1476 | 2247494.6011 | 410454.5455 | 5.4756 | 0.34205 | 1200000 | 60 | 1 | 1 | 0 | 1 | 2 | Lateral Hardening-Fuse-91231633 [ 2021 ] | 1500Million | Central | -1 | 2029
Lateral Hardening | Lateral Hardening-Fuse-93057902,6 | 13593 | 5261121.7633 | 197008.8819 | 5270798.8049 | 965454.5455 | 5.4594 | 1.0057 | 960000 | 139 | 6 | 2 | 0 | 2 | 8 | Lateral Hardening-Fuse-93057902 [ 2021 ], Lateral Hardening-Fuse-93056033, Lateral Hardening-Fuse-93063325, Lateral Hardening-Fuse-93051097, Lateral Hardening-Fuse-93063324, Lateral Hardening-Fuse-93054591 | 1500Million | Central | -1 | 2029
Lateral Hardening | Lateral Hardening-Fuse-91407512,1 | 13462 | 1723952.9774 | 49993.2902 | 1716028.6368 | 337272.7273 | 5.088 | 0.28106 | 1200000 | 90 | 1 | 3 | 0 | 3 | 4 | Lateral Hardening-Fuse-91407512 [ 2021 ] | 1500Million | Plant City | -1 | 2029
Lateral Hardening | Lateral Hardening-Fuse-10421435,1 | 13826 | 1582696.1302 | 51117.2773 | 1699267.2293 | 358636.3636 | 4.7381 | 0.29886 | 1200000 | 168 | 1 | 4 | 0 | 4 | 5 | Lateral Hardening-Fuse-10421435 [ 2023 ] | 1500Million | Central | -1 | 2029
Lateral Hardening | Lateral Hardening-Fuse-10684614,7 | 13313 | 3656618.314 | 182021.9957 | 3725741.3203 | 837454.5455 | 4.4489 | 0.87235 | 960000 | 125 | 7 | 1 | 0 | 1 | 8 | Lateral Hardening-Fuse-10684614 [ 2021 ], Lateral Hardening-Fuse-10684581 [ 2021 ], Lateral Hardening-Fuse-10684580, Lateral Hardening-Fuse-10684608 [ 2021 ], Lateral Hardening-Fuse-10684611, Lateral Hardening-Fuse-10684584 [ 2021 ], Lateral Hardening-Fuse-10684587 | 1500Million | Winter Haven | -1 | 2029
Lateral Hardening | Lateral Hardening-Fuse-91640875,2 | 13180 | 892527.5744 | 13189.0029 | 863681.5665 | 209090.9091 | 4.1307 | 0.2178 | 960000 | 53 | 2 | 0 | 0 | 0 | 2 | Lateral Hardening-Fuse-91640875 [ 2029 ], Lateral Hardening-Fuse-60040069 [ 2029 ] | 1500Million | Central | -1 | 2029
Lateral Hardening | Lateral Hardening-Fuse-93248106,1 | 13175 | 2542871.0726 | 81165.061 | 2543967.1006 | 618409.0909 | 4.1137 | 0.51534 | 1200000 | 73 | 1 | 0 | 0 | 0 | 1 | Lateral Hardening-Fuse-93248106 [ 2028 ] | 1500Million | Central | -1 | 2029
Lateral Hardening | Lateral Hardening-Fuse-10595470,3 | 13698 | 3374750.2529 | 130283.2363 | 3397786.0161 | 867636.3636 | 3.9161 | 0.90379 | 960000 | 38 | 3 | 2 | 0 | 2 | 5 | Lateral Hardening-Fuse-10595470 [ 2022 ], Lateral Hardening-Fuse-10595473, Lateral Hardening-Fuse-10595529 | 1500Million | Winter Haven | -1 | 2029
Lateral Hardening | Lateral Hardening-Fuse-90110972,1 | 13897 | 188321.4024 | 14385.454 | 193538.7754 | 50000 | 3.8708 | 0.036932 | 1353846.1538 | 64 | 1 | 2 | 0 | 2 | 3 | Lateral Hardening-Fuse-90110972 [ 2024 ] | 1500Million | South Hillsborough | -1 | 2029
Lateral Hardening | Lateral Hardening-Fuse-92962818,1 | 13006 | 931400.885 | 59241.3572 | 957660.6469 | 248181.8182 | 3.8587 | 0.20682 | 1200000 | 9 | 1 | 0 | 0 | 0 | 1 | Lateral Hardening-Fuse-92962818 [ 2022 ] | 1500Million | Dade City | -1 | 2029
Lateral Hardening | Lateral Hardening-Fuse-10218990,3 | 13510 | 1659515.8827 | 90333.6282 | 1692356.3963 | 442363.6364 | 3.8257 | 0.4608 | 960000 | 40 | 3 | 2 | 0 | 2 | 5 | Lateral Hardening-Fuse-10218990 [ 2024 ], Lateral Hardening-Fuse-90633932, Lateral Hardening-Fuse-10218993 | 1500Million | Western | -1 | 2029
Lateral Hardening | Lateral Hardening-Fuse-60458175,1 | 13462 | 2942674.3481 | 150471.9211 | 3013902.7298 | 792045.4545 | 3.8052 | 0.66004 | 1200000 | 76 | 1 | 5 | 0 | 5 | 6 | Lateral Hardening-Fuse-60458175 [ 2021 ] | 1500Million | Plant City | -1 | 2029
Lateral Hardening | Lateral Hardening-Fuse-91949195,1 | 13024 | 2458566.174 | 136904.9876 | 2662599.231 | 709545.4545 | 3.7525 | 0.59129 | 1200000 | 109 | 1 | 0 | 0 | 0 | 1 | Lateral Hardening-Fuse-91949195 [ 2025 ] | 1500Million | Central | -1 | 2029
Lateral Hardening | Lateral Hardening-Fuse-60077931,1 | 13153 | 1064236.3166 | 67114.6445 | 1286687.0481 | 352727.2727 | 3.6478 | 0.29394 | 1200000 | 52 | 1 | 0 | 0 | 0 | 1 | Lateral Hardening-Fuse-60077931 [ 2028 ] | 1500Million | Winter Haven | -1 | 2029
Lateral Hardening | Lateral Hardening-Fuse-10933151,1 | 13897 | 3396485.672 | 136418.1987 | 3439877.464 | 946136.3636 | 3.6357 | 0.78845 | 1200000 | 85 | 1 | 0 | 0 | 0 | 1 | Lateral Hardening-Fuse-10933151 [ 2020 ] | 1500Million | South Hillsborough | -1 | 2029
Lateral Hardening | Lateral Hardening-Fuse-92448697,1 | 13510 | 172975.5917 | 2441.6785 | 167141.6864 | 50000 | 3.3428 | 0.040341 | 1239436.6197 | 9 | 1 | 0 | 0 | 0 | 1 | Lateral Hardening-Fuse-92448697 [ 2024 ] | 1500Million | Western | -1 | 2029
Lateral Hardening | Lateral Hardening-Fuse-91719630,1 | 13023 | 952425.9887 | 41794.4639 | 960182.9432 | 292500 | 3.2827 | 0.24375 | 1200000 | 36 | 1 | 0 | 0 | 0 | 1 | Lateral Hardening-Fuse-91719630 [ 2025 ] | 1500Million | Central | -1 | 2029
Lateral Hardening | Lateral Hardening-Fuse-60077882,8 | 13443 | 4548987.442 | 483517.63 | 5173225.6389 | 1594000 | 3.2454 | 1.6604 | 960000 | 222 | 8 | 4 | 0 | 4 | 12 | Lateral Hardening-Fuse-60077882 [ 2022 ], Lateral Hardening-Fuse-90700006, Lateral Hardening-Fuse-60077911, Lateral Hardening-Fuse-60077885, Lateral Hardening-Fuse-10151715, Lateral Hardening-Fuse-60077909, Lateral Hardening-Fuse-90700005, Lateral Hardening-Fuse-60077910 | 1500Million | Winter Haven | -1 | 2029
Lateral Hardening | Lateral Hardening-Fuse-92376304,3 | 13296 | 2481236.826 | 141633.5549 | 2534151.0965 | 781454.5455 | 3.2429 | 0.81402 | 960000 | 218 | 3 | 1 | 0 | 1 | 4 | Lateral Hardening-Fuse-92376304 [ 2021 ], Lateral Hardening-Fuse-90897468, Lateral Hardening-Fuse-60171375 | 1500Million | Winter Haven | -1 | 2029
Lateral Hardening | Lateral Hardening-Fuse-10640113,1 | 13579 | 842867.0662 | 32566.3044 | 846794.9999 | 262727.2727 | 3.2231 | 0.21894 | 1200000 | 62 | 1 | 3 | 0 | 3 | 4 | Lateral Hardening-Fuse-10640113 [ 2027 ] | 1500Million | Eastern | -1 | 2029
Lateral Hardening | Lateral Hardening-Fuse-92905104,1 | 13826 | 768845.9675 | 8976.6634 | 740594.2857 | 236818.1818 | 3.1273 | 0.19735 | 1200000 | 192 | 1 | 0 | 0 | 0 | 1 | Lateral Hardening-Fuse-92905104 [ 2023 ] | 1500Million | Central | -1 | 2029
Lateral Hardening | Lateral Hardening-Fuse-91532289,1 | 13832 | 392134.5175 | 9587.5593 | 382846.4246 | 122727.2727 | 3.1195 | 0.10227 | 1200000 | 35 | 1 | 0 | 0 | 0 | 1 | Lateral Hardening-Fuse-91532289 | 1500Million | Central | -1 | 2029
Lateral Hardening | Lateral Hardening-Fuse-60166032,2 | 13309 | 1327498.5185 | 95848.0728 | 1377173.9623 | 442909.0909 | 3.1094 | 0.46136 | 960000 | 40 | 2 | 0 | 0 | 0 | 2 | Lateral Hardening-Fuse-60166032 [ 2022 ], Lateral Hardening-Fuse-60166033 | 1500Million | Winter Haven | -1 | 2029
Lateral Hardening | Lateral Hardening-Fuse-10376186,1 | 13107 | 364038.2744 | 19132.6411 | 455728.3334 | 148181.8182 | 3.0755 | 0.12348 | 1200000 | 183 | 1 | 3 | 0 | 3 | 4 | Lateral Hardening-Fuse-10376186 [ 2021 ] | 1500Million | Central | -1 | 2029
Lateral Hardening | Lateral Hardening-Fuse-91937629,5 | 13024 | 2677731.2998 | 397749.1692 | 3555481.8482 | 1164909.0909 | 3.0522 | 1.2134 | 960000 | 157 | 5 | 0 | 0 | 0 | 5 | Lateral Hardening-Fuse-91937629 [ 2025 ], Lateral Hardening-Fuse-60002476, Lateral Hardening-Fuse-90876578 [ 2025 ], Lateral Hardening-Fuse-92106693, Lateral Hardening-Fuse-60002474 | 1500Million | Central | -1 | 2029
Lateral Hardening | Lateral Hardening-Fuse-60060568,1 | 13175 | 344445.7308 | 21064.0248 | 350546.8788 | 115227.2727 | 3.0422 | 0.096023 | 1200000 | 22 | 1 | 0 | 0 | 0 | 1 | Lateral Hardening-Fuse-60060568 [ 2028 ] | 1500Million | Central | -1 | 2029
Lateral Hardening | Lateral Hardening-Fuse-60060564,1 | 13175 | 410368.7432 | 21919.3959 | 453021.9271 | 155454.5455 | 2.9142 | 0.12955 | 1200000 | 25 | 1 | 0 | 0 | 0 | 1 | Lateral Hardening-Fuse-60060564 [ 2028 ] | 1500Million | Central | -1 | 2029
Lateral Hardening | Lateral Hardening-Fuse-10129814,5 | 13422 | 6081208.6339 | 685592.0905 | 7434776.8234 | 2559090.9091 | 2.9052 | 2.6657 | 960000 | 195 | 5 | 8 | 0 | 8 | 13 | Lateral Hardening-Fuse-10129814 [ 2024 ], Lateral Hardening-Fuse-10129834 [ 2024 ], Lateral Hardening-Fuse-91365823 [ 2024 ], Lateral Hardening-Fuse-10129832 [ 2024 ], Lateral Hardening-Fuse-60255244 | 1500Million | Dade City | -1 | 2029
Lateral Hardening | Lateral Hardening-Fuse-10218976,1 | 13510 | 705101.0845 | 65232.8971 | 743348.2662 | 257045.4545 | 2.8919 | 0.2142 | 1200000 | 24 | 1 | 0 | 0 | 0 | 1 | Lateral Hardening-Fuse-10218976 [ 2024 ] | 1500Million | Western | -1 | 2029
Lateral Hardening | Lateral Hardening-Fuse-92624769,2 | 13709 | 2253589.5651 | 240018.0192 | 2442162.81 | 854000 | 2.8597 | 0.88958 | 960000 | 187 | 2 | 2 | 0 | 2 | 4 | Lateral Hardening-Fuse-92624769 [ 2026 ], Lateral Hardening-Fuse-92126903 | 1500Million | Eastern | -1 | 2029
Lateral Hardening | Lateral Hardening-Fuse-93249124,1 | 13175 | 394357.5911 | 17420.2985 | 394776.2513 | 140681.8182 | 2.8062 | 0.11723 | 1200000 | 11 | 1 | 0 | 0 | 0 | 1 | Lateral Hardening-Fuse-93249124 [ 2028 ] | 1500Million | Central | -1 | 2029
Lateral Hardening | Lateral Hardening-Fuse-93103371,1 | 13313 | 344231.3564 | 6545.7027 | 334319.17 | 121136.3636 | 2.7599 | 0.10095 | 1200000 | 40 | 1 | 0 | 0 | 0 | 1 | Lateral Hardening-Fuse-93103371 [ 2021 ] | 1500Million | Winter Haven | -1 | 2029
Lateral Hardening | Lateral Hardening-Fuse-10629029,1 | 13787 | 207907.9492 | 5949.7055 | 216266.8107 | 78409.0909 | 2.7582 | 0.065341 | 1200000 | 5 | 1 | 0 | 0 | 0 | 1 | Lateral Hardening-Fuse-10629029 [ 2027 ] | 1500Million | Plant City | -1 | 2029
Lateral Hardening | Lateral Hardening-Fuse-91412064,1 | 13462 | 168552.783 | 3306.4977 | 163821.5414 | 60454.5455 | 2.7098 | 0.050379 | 1200000 | 48 | 1 | 1 | 0 | 1 | 2 | Lateral Hardening-Fuse-91412064 [ 2021 ] | 1500Million | Plant City | -1 | 2029
Lateral Hardening | Lateral Hardening-Fuse-60087052,1 | 13359 | 197665.1327 | 1611.5115 | 189989.2135 | 71818.1818 | 2.6454 | 0.059848 | 1200000 | 41 | 1 | 1 | 0 | 1 | 2 | Lateral Hardening-Fuse-60087052 [ 2029 ] | 1500Million | Western | -1 | 2029
Lateral Hardening | Lateral Hardening-Fuse-10624934,1 | 13514 | 614378.6132 | 98577.2475 | 744651.9872 | 282272.7273 | 2.6381 | 0.23523 | 1200000 | 19 | 1 | 0 | 0 | 0 | 1 | Lateral Hardening-Fuse-10624934 [ 2022 ] | 1500Million | Western | -1 | 2029
Lateral Hardening | Lateral Hardening-Fuse-92571177,6 | 13443 | 2877113.548 | 179347.4645 | 2963868.8143 | 1126727.2727 | 2.6305 | 1.1737 | 960000 | 172 | 6 | 3 | 0 | 3 | 9 | Lateral Hardening-Fuse-92571177 [ 2022 ], Lateral Hardening-Fuse-60077890 [ 2022 ], Lateral Hardening-Fuse-92571170, Lateral Hardening-Fuse-60077891 [ 2022 ], Lateral Hardening-Fuse-60077889, Lateral Hardening-Fuse-60077887 | 1500Million | Winter Haven | -1 | 2029
Lateral Hardening | Lateral Hardening-Fuse-10151717,1 | 13153 | 169396.0561 | 1749.8993 | 222826.1518 | 86136.3636 | 2.5869 | 0.07178 | 1200000 | 27 | 1 | 1 | 0 | 1 | 2 | Lateral Hardening-Fuse-10151717 [ 2028 ] | 1500Million | Winter Haven | -1 | 2029
Lateral Hardening | Lateral Hardening-Fuse-90522517,5 | 13359 | 1768061.5056 | 414987.2919 | 2970495.707 | 1154363.6364 | 2.5733 | 1.2025 | 960000 | 128 | 5 | 0 | 0 | 0 | 5 | Lateral Hardening-Fuse-90522517 [ 2029 ], Lateral Hardening-Fuse-10197018 [ 2029 ], Lateral Hardening-Fuse-92321614, Lateral Hardening-Fuse-92321581, Lateral Hardening-Fuse-90528991 | 1500Million | Western | -1 | 2029
Lateral Hardening | Lateral Hardening-Fuse-93247225,1 | 13175 | 821759.2483 | 76105.6496 | 869876.9894 | 340000 | 2.5585 | 0.28333 | 1200000 | 35 | 1 | 0 | 0 | 0 | 1 | Lateral Hardening-Fuse-93247225 [ 2028 ] | 1500Million | Central | -1 | 2029
Lateral Hardening | Lateral Hardening-Fuse-93247243,1 | 13175 | 504851.6883 | 43372.9383 | 529667.8863 | 212272.7273 | 2.4952 | 0.17689 | 1200000 | 37 | 1 | 0 | 0 | 0 | 1 | Lateral Hardening-Fuse-93247243 [ 2028 ] | 1500Million | Central | -1 | 2029
Lateral Hardening | Lateral Hardening-Fuse-93249426,1 | 13175 | 462262.5154 | 18757.1685 | 457994.6516 | 184318.1818 | 2.4848 | 0.1536 | 1200000 | 13 | 1 | 0 | 0 | 0 | 1 | Lateral Hardening-Fuse-93249426 [ 2028 ] | 1500Million | Central | -1 | 2029
Lateral Hardening | Lateral Hardening-Fuse-10590630,1 | 13579 | 355792.197 | 26082.5244 | 377463.516 | 155227.2727 | 2.4317 | 0.12936 | 1200000 | 47 | 1 | 1 | 0 | 1 | 2 | Lateral Hardening-Fuse-10590630 [ 2027 ] | 1500Million | Eastern | -1 | 2029
Lateral Hardening | Lateral Hardening-Fuse-92969105,2 | 13423 | 1158263.2841 | 97520.5236 | 1215753.6995 | 502363.6364 | 2.4201 | 0.5233 | 960000 | 34 | 2 | 0 | 0 | 0 | 2 | Lateral Hardening-Fuse-92969105 [ 2028 ], Lateral Hardening-Fuse-10757362 | 1500Million | Dade City | -1 | 2029
Lateral Hardening | Lateral Hardening-Fuse-10453996,1 | 13130 | 592062.9623 | 43029.9121 | 629058.0615 | 260000 | 2.4195 | 0.21667 | 1200000 | 10 | 1 | 0 | 0 | 0 | 1 | Lateral Hardening-Fuse-10453996 [ 2029 ] | 1500Million | Eastern | -1 | 2029
Lateral Hardening | Lateral Hardening-Fuse-10684613,2 | 13313 | 215591.9848 | 6352.8546 | 211634.0259 | 88363.6364 | 2.395 | 0.092045 | 960000 | 54 | 2 | 4 | 0 | 4 | 6 | Lateral Hardening-Fuse-10684613 [ 2021 ], Lateral Hardening-Fuse-90052199 | 1500Million | Winter Haven | -1 | 2029
Lateral Hardening | Lateral Hardening-Fuse-91827162,1 | 13491 | 658627.1163 | 45545.5729 | 679106.3947 | 287045.4545 | 2.3658 | 0.2392 | 1200000 | 36 | 1 | 0 | 0 | 0 | 1 | Lateral Hardening-Fuse-91827162 [ 2021 ] | 1500Million | Western | -1 | 2029
Lateral Hardening | Lateral Hardening-Fuse-10433159,2 | 13839 | 468142.4853 | 44720.6476 | 496202.6222 | 210727.2727 | 2.3547 | 0.21951 | 960000 | 18 | 2 | 0 | 0 | 0 | 2 | Lateral Hardening-Fuse-10433159 [ 2026 ], Lateral Hardening-Fuse-90532545 | 1500Million | Central | -1 | 2029
Lateral Hardening | Lateral Hardening-Fuse-60531111,7 | 13296 | 3759342.1064 | 392567.8246 | 4055316.6401 | 1752909.0909 | 2.3135 | 1.8259 | 960000 | 106 | 7 | 6 | 0 | 6 | 13 | Lateral Hardening-Fuse-60531111 [ 2021 ], Lateral Hardening-Fuse-10562370, Lateral Hardening-Fuse-10562334, Lateral Hardening-Fuse-60171372, Lateral Hardening-Fuse-91500810, Lateral Hardening-Fuse-90010089, Lateral Hardening-Fuse-10562369 | 1500Million | Winter Haven | -1 | 2029
Lateral Hardening | Lateral Hardening-Fuse-91382618,1 | 13462 | 886787.7936 | 33764.6309 | 877834.5452 | 383181.8182 | 2.2909 | 0.31932 | 1200000 | 58 | 1 | 2 | 0 | 2 | 3 | Lateral Hardening-Fuse-91382618 [ 2021 ] | 1500Million | Plant City | -1 | 2029
Lateral Hardening | Lateral Hardening-Fuse-91532301,1 | 13832 | 242834.7298 | 8109.1245 | 239316.9807 | 104545.4545 | 2.2891 | 0.087121 | 1200000 | 17 | 1 | 0 | 0 | 0 | 1 | Lateral Hardening-Fuse-91532301 [ 2029 ] | 1500Million | Central | -1 | 2029
Lateral Hardening | Lateral Hardening-Fuse-60060554,1 | 13175 | 475376.0923 | 28633.851 | 484817.7688 | 213863.6364 | 2.2669 | 0.17822 | 1200000 | 20 | 1 | 0 | 0 | 0 | 1 | Lateral Hardening-Fuse-60060554 [ 2028 ] | 1500Million | Central | -1 | 2029
Lateral Hardening | Lateral Hardening-Fuse-60272365,1 | 14109 | 690383.3711 | 42052.2796 | 706181.8569 | 313181.8182 | 2.2549 | 0.26098 | 1200000 | 99 | 1 | 1 | 1 | 0 | 2 | Lateral Hardening-Fuse-60272365 [ 2023 ] | 1500Million | Eastern | -1 | 2029
Lateral Hardening | Lateral Hardening-Fuse-91531560,2 | 13709 | 870485.1037 | 142520.4655 | 983849.95 | 438909.0909 | 2.2416 | 0.4572 | 960000 | 136 | 2 | 5 | 0 | 5 | 7 | Lateral Hardening-Fuse-91531560 [ 2026 ], Lateral Hardening-Fuse-10904203 | 1500Million | Eastern | -1 | 2029
Lateral Hardening | Lateral Hardening-Fuse-10629004,5 | 13787 | 2661323.1615 | 315802.4781 | 4322392.5715 | 1934363.6364 | 2.2345 | 2.015 | 960000 | 65 | 5 | 3 | 0 | 3 | 8 | Lateral Hardening-Fuse-10629004 [ 2027 ], Lateral Hardening-Fuse-10629021, Lateral Hardening-Fuse-92243297, Lateral Hardening-Fuse-92243317, Lateral Hardening-Fuse-90009339 | 1500Million | Plant City | -1 | 2029
Lateral Hardening | Lateral Hardening-Fuse-10757376,1 | 13423 | 121725.9873 | 3387.7444 | 387852.8659 | 173636.3636 | 2.2337 | 0.1447 | 1200000 | 220 | 1 | 1 | 0 | 1 | 2 | Lateral Hardening-Fuse-10757376 [ 2028 ] | 1500Million | Dade City | -1 | 2029
Lateral Hardening | Lateral Hardening-Fuse-90472822,2 | 13064 | 501592.3768 | 29206.3451 | 511088.5491 | 228909.0909 | 2.2327 | 0.23845 | 960000 | 74 | 2 | 2 | 0 | 2 | 4 | Lateral Hardening-Fuse-90472822 [ 2029 ], Lateral Hardening-Fuse-92638342 | 1500Million | Western | -1 | 2029
Lateral Hardening | Lateral Hardening-Fuse-93251021,1 | 13175 | 389160.5899 | 23537.528 | 396450.5535 | 181363.6364 | 2.1859 | 0.15114 | 1200000 | 25 | 1 | 0 | 0 | 0 | 1 | Lateral Hardening-Fuse-93251021 [ 2028 ] | 1500Million | Central | -1 | 2029
Lateral Hardening | Lateral Hardening-Fuse-10151661,1 | 13153 | 308702.785 | 29379.8356 | 325148.2399 | 148863.6364 | 2.1842 | 0.12405 | 1200000 | 18 | 1 | 0 | 0 | 0 | 1 | Lateral Hardening-Fuse-10151661 [ 2028 ] | 1500Million | Winter Haven | -1 | 2029
Lateral Hardening | Lateral Hardening-Fuse-93257299,1 | 13175 | 734635.5962 | 46719.6446 | 752989.5178 | 347500 | 2.1669 | 0.28958 | 1200000 | 65 | 1 | 0 | 0 | 0 | 1 | Lateral Hardening-Fuse-93257299 [ 2028 ] | 1500Million | Central | -1 | 2029
Lateral Hardening | Lateral Hardening-Fuse-92898439,3 | 13443 | 1607685.1656 | 201591.6666 | 1755124.6944 | 822727.2727 | 2.1333 | 0.85701 | 960000 | 72 | 3 | 0 | 0 | 0 | 3 | Lateral Hardening-Fuse-92898439, Lateral Hardening-Fuse-10573754 [ 2022 ], Lateral Hardening-Fuse-92474472 [ 2022 ] | 1500Million | Winter Haven | -1 | 2029
Lateral Hardening | Lateral Hardening-Fuse-90840104,1 | 13130 | 1315024.725 | 139233.4637 | 1558112.9412 | 731363.6364 | 2.1304 | 0.60947 | 1200000 | 69 | 1 | 0 | 0 | 0 | 1 | Lateral Hardening-Fuse-90840104 [ 2029 ] | 1500Million | Eastern | -1 | 2029
Lateral Hardening | Lateral Hardening-Fuse-10684588,2 | 13313 | 522020.0921 | 54057.3374 | 562315.7205 | 266727.2727 | 2.1082 | 0.27784 | 960000 | 18 | 2 | 0 | 0 | 0 | 2 | Lateral Hardening-Fuse-10684588 [ 2021 ], Lateral Hardening-Fuse-10684591 | 1500Million | Winter Haven | -1 | 2029
Lateral Hardening | Lateral Hardening-Fuse-93245974,1 | 13175 | 1245419.9092 | 189726.9246 | 1395611.0483 | 666590.9091 | 2.0937 | 0.55549 | 1200000 | 100 | 1 | 0 | 0 | 0 | 1 | Lateral Hardening-Fuse-93245974 [ 2028 ] | 1500Million | Central | -1 | 2029
Lateral Hardening | Lateral Hardening-Fuse-93107855,7 | 13687 | 2829934.9145 | 202462.5382 | 3025358.6458 | 1448727.2727 | 2.0883 | 1.5091 | 960000 | 86 | 7 | 0 | 0 | 0 | 7 | Lateral Hardening-Fuse-93107855 [ 2028 ], Lateral Hardening-Fuse-10829504, Lateral Hardening-Fuse-10829478, Lateral Hardening-Fuse-10829480, Lateral Hardening-Fuse-10829482 [ 2028 ], Lateral Hardening-Fuse-10829486, Lateral Hardening-Fuse-92219346 | 1500Million | Eastern | -1 | 2029
Lateral Hardening | Lateral Hardening-Fuse-60088567,1 | 13510 | 607683.435 | 160833.4032 | 744272.2534 | 358409.0909 | 2.0766 | 0.29867 | 1200000 | 29 | 1 | 0 | 0 | 0 | 1 | Lateral Hardening-Fuse-60088567 [ 2024 ] | 1500Million | Western | -1 | 2029
Lateral Hardening | Lateral Hardening-Fuse-92638378,2 | 13064 | 587396.8044 | 236348.8974 | 799591.1236 | 388000 | 2.0608 | 0.40417 | 960000 | 69 | 2 | 3 | 0 | 3 | 5 | Lateral Hardening-Fuse-92638378 [ 2029 ], Lateral Hardening-Fuse-92638299 | 1500Million | Western | -1 | 2029
Lateral Hardening | Lateral Hardening-Fuse-92949400,1 | 13006 | 2902466.6365 | 353745.1811 | 3180299.8489 | 1543636.3636 | 2.0603 | 1.2864 | 1200000 | 46 | 1 | 0 | 0 | 0 | 1 | Lateral Hardening-Fuse-92949400 [ 2022 ] | 1500Million | Dade City | -1 | 2029
Lateral Hardening | Lateral Hardening-Fuse-10151662,1 | 13153 | 1554465.8595 | 316522.3616 | 2113203.7447 | 1038409.0909 | 2.035 | 0.86534 | 1200000 | 118 | 1 | 0 | 0 | 0 | 1 | Lateral Hardening-Fuse-10151662 [ 2028 ] | 1500Million | Winter Haven | -1 | 2029
Lateral Hardening | Lateral Hardening-Fuse-10126980,1 | 13065 | 537297.8732 | 51302.832 | 568791.1871 | 281590.9091 | 2.0199 | 0.23466 | 1200000 | 39 | 1 | 0 | 0 | 0 | 1 | Lateral Hardening-Fuse-10126980 [ 2028 ] | 1500Million | Western | -1 | 2029
Lateral Hardening | Lateral Hardening-Fuse-93160257,9 | 13065 | 3967498.8678 | 655773.7919 | 4745070.2885 | 2356545.4545 | 2.0136 | 2.4547 | 960000 | 240 | 9 | 8 | 0 | 8 | 17 | Lateral Hardening-Fuse-93160257 [ 2028 ], Lateral Hardening-Fuse-90783188 [ 2028 ], Lateral Hardening-Fuse-90755914, Lateral Hardening-Fuse-10253108 [ 2028 ], Lateral Hardening-Fuse-10253103, Lateral Hardening-Fuse-92218960, Lateral Hardening-Fuse-90753978, Lateral Hardening-Fuse-93160258, Lateral Hardening-Fuse-92215516 | 1500Million | Western | -1 | 2029
Lateral Hardening | Lateral Hardening-Fuse-10129777,1 | 13006 | 600125.6546 | 70418.0217 | 1033390.0522 | 515454.5455 | 2.0048 | 0.42955 | 1200000 | 12 | 1 | 1 | 0 | 1 | 2 | Lateral Hardening-Fuse-10129777 [ 2022 ] | 1500Million | Dade City | -1 | 2029
Lateral Hardening | Lateral Hardening-Fuse-91161524,1 | 13146 | 556198.7292 | 33740.2065 | 569330.0768 | 286136.3636 | 1.9897 | 0.23845 | 1200000 | 18 | 1 | 0 | 0 | 0 | 1 | Lateral Hardening-Fuse-91161524 [ 2026 ] | 1500Million | Plant City | -1 | 2029
Lateral Hardening | Lateral Hardening-Fuse-10129843,1 | 13006 | 527004.1186 | 33193.529 | 565687.6765 | 291363.6364 | 1.9415 | 0.2428 | 1200000 | 14 | 1 | 0 | 0 | 0 | 1 | Lateral Hardening-Fuse-10129843 [ 2022 ] | 1500Million | Dade City | -1 | 2029
Lateral Hardening | Lateral Hardening-Fuse-10758548,1 | 13422 | 788087.8879 | 56952.0334 | 817886.8083 | 428181.8182 | 1.9101 | 0.35682 | 1200000 | 9 | 1 | 0 | 0 | 0 | 1 | Lateral Hardening-Fuse-10758548 [ 2024 ] | 1500Million | Dade City | -1 | 2029
Lateral Hardening | Lateral Hardening-Fuse-90837669,2 | 13130 | 2542609.3637 | 572709.2807 | 3053211.7458 | 1608545.4545 | 1.8981 | 1.6756 | 960000 | 83 | 2 | 0 | 0 | 0 | 2 | Lateral Hardening-Fuse-90837669 [ 2029 ], Lateral Hardening-Fuse-91299668 [ 2029 ] | 1500Million | Eastern | -1 | 2029
Lateral Hardening | Lateral Hardening-Fuse-10707425,3 | 13302 | 3194554.4942 | 1286988.6208 | 4423083.6638 | 2376727.2727 | 1.861 | 2.4758 | 960000 | 233 | 3 | 3 | 0 | 3 | 6 | Lateral Hardening-Fuse-10707425 [ 2024 ], Lateral Hardening-Fuse-10707423, Lateral Hardening-Fuse-10707424 | 1500Million | South Hillsborough | -1 | 2029
Lateral Hardening | Lateral Hardening-Fuse-92666447,1 | 13023 | 693287.189 | 22362.1604 | 688119.329 | 370909.0909 | 1.8552 | 0.30909 | 1200000 | 39 | 1 | 0 | 0 | 0 | 1 | Lateral Hardening-Fuse-92666447 [ 2025 ] | 1500Million | Central | -1 | 2029
Lateral Hardening | Lateral Hardening-Fuse-60060549,2 | 13175 | 799179.1512 | 124676.8858 | 945325.4888 | 514000 | 1.8392 | 0.53542 | 960000 | 48 | 2 | 0 | 0 | 0 | 2 | Lateral Hardening-Fuse-60060549 [ 2028 ], Lateral Hardening-Fuse-93288706 | 1500Million | Central | -1 | 2029
Lateral Hardening | Lateral Hardening-Fuse-91558222,1 | 13590 | 382881.6741 | 22175.4541 | 388624.2959 | 215000 | 1.8076 | 0.17917 | 1200000 | 23 | 1 | 0 | 0 | 0 | 1 | Lateral Hardening-Fuse-91558222 | 1500Million | Central | -1 | 2029
Lateral Hardening | Lateral Hardening-Fuse-10098739,1 | 13087 | 1196704.3476 | 275337.4304 | 1499093.2959 | 831136.3636 | 1.8037 | 0.69261 | 1200000 | 54 | 1 | 0 | 0 | 0 | 1 | Lateral Hardening-Fuse-10098739 [ 2029 ] | 1500Million | Eastern | -1 | 2029
Lateral Hardening | Lateral Hardening-Fuse-92238609,1 | 13065 | 272778.7197 | 27933.3842 | 290923.115 | 163409.0909 | 1.7803 | 0.13617 | 1200000 | 27 | 1 | 0 | 0 | 0 | 1 | Lateral Hardening-Fuse-92238609 [ 2028 ] | 1500Million | Western | -1 | 2029
Lateral Hardening | Lateral Hardening-Fuse-92497121,14 | 13146 | 4849115.1887 | 458981.153 | 5154889.7935 | 2898727.2727 | 1.7783 | 3.0195 | 960000 | 72 | 14 | 3 | 0 | 3 | 17 | Lateral Hardening-Fuse-92497121 [ 2026 ], Lateral Hardening-Fuse-60174585, Lateral Hardening-Fuse-10628996 [ 2026 ], Lateral Hardening-Fuse-60356453 [ 2026 ], Lateral Hardening-Fuse-10628992, Lateral Hardening-Fuse-60356451, Lateral Hardening-Fuse-92074668, Lateral Hardening-Fuse-10628993, Lateral Hardening-Fuse-92007339, Lateral Hardening-Fuse-10628997, Lateral Hardening-Fuse-10628995, Lateral Hardening-Fuse-10629045, Lateral Hardening-Fuse-10629011, Lateral Hardening-Fuse-10628936 | 1500Million | Plant City | -1 | 2029
Lateral Hardening | Lateral Hardening-Fuse-60181011,1 | 13388 | 191024.4759 | 14712.9334 | 254881.7201 | 143409.0909 | 1.7773 | 0.11951 | 1200000 | 8 | 1 | 0 | 0 | 0 | 1 | Lateral Hardening-Fuse-60181011 [ 2024 ] | 1500Million | Plant City | -1 | 2029
Lateral Hardening | Lateral Hardening-Fuse-91989789,4 | 13024 | 1636373.8276 | 272020.203 | 1860598.7254 | 1047090.9091 | 1.7769 | 1.0907 | 960000 | 167 | 4 | 2 | 0 | 2 | 6 | Lateral Hardening-Fuse-91989789 [ 2025 ], Lateral Hardening-Fuse-60005028, Lateral Hardening-Fuse-91961118, Lateral Hardening-Fuse-60005005 | 1500Million | Central | -1 | 2029
Lateral Hardening | Lateral Hardening-Fuse-10562356,1 | 13296 | 445213.6707 | 41505.6249 | 469116.02 | 264772.7273 | 1.7718 | 0.22064 | 1200000 | 33 | 1 | 2 | 0 | 2 | 3 | Lateral Hardening-Fuse-10562356 [ 2021 ] | 1500Million | Winter Haven | -1 | 2029
Lateral Hardening | Lateral Hardening-Fuse-92671556,1 | 13064 | 490424.8524 | 18688.0036 | 487241.0922 | 275227.2727 | 1.7703 | 0.22936 | 1200000 | 164 | 1 | 0 | 0 | 0 | 1 | Lateral Hardening-Fuse-92671556 [ 2029 ] | 1500Million | Western | -1 | 2029
Lateral Hardening | Lateral Hardening-Fuse-10025072,1 | 13294 | 159076.011 | 9936.4127 | 162129.9443 | 91590.9091 | 1.7702 | 0.076326 | 1200000 | 17 | 1 | 0 | 0 | 0 | 1 | Lateral Hardening-Fuse-10025072 | 1500Million | Winter Haven | -1 | 2029
Lateral Hardening | Lateral Hardening-Fuse-10129908,1 | 13006 | 335636.6264 | 27479.6649 | 479892.4647 | 271590.9091 | 1.767 | 0.22633 | 1200000 | 52 | 1 | 0 | 0 | 0 | 1 | Lateral Hardening-Fuse-10129908 | 1500Million | Dade City | -1 | 2029
Lateral Hardening | Lateral Hardening-Fuse-10230118,5 | 13491 | 2570967.3656 | 305818.9206 | 2787065.1121 | 1590545.4545 | 1.7523 | 1.6568 | 960000 | 100 | 5 | 7 | 0 | 7 | 12 | Lateral Hardening-Fuse-10230118 [ 2021 ], Lateral Hardening-Fuse-10230125, Lateral Hardening-Fuse-60094815, Lateral Hardening-Fuse-60617471, Lateral Hardening-Fuse-60107459 | 1500Million | Western | -1 | 2029
Lateral Hardening | Lateral Hardening-Fuse-60642676,7 | 13006 | 3330618.7152 | 493142.2882 | 4247166.575 | 2432909.0909 | 1.7457 | 2.5343 | 960000 | 77 | 7 | 2 | 0 | 2 | 9 | Lateral Hardening-Fuse-60642676 [ 2022 ], Lateral Hardening-Fuse-10129853, Lateral Hardening-Fuse-60192810, Lateral Hardening-Fuse-10129850, Lateral Hardening-Fuse-92385740, Lateral Hardening-Fuse-10129847, Lateral Hardening-Fuse-10129872 | 1500Million | Dade City | -1 | 2029
Lateral Hardening | Lateral Hardening-Fuse-93263184,1 | 13175 | 160297.6066 | 9877.5529 | 162436.2189 | 93409.0909 | 1.739 | 0.077841 | 1200000 | 13 | 1 | 0 | 0 | 0 | 1 | Lateral Hardening-Fuse-93263184 | 1500Million | Central | -1 | 2029
Lateral Hardening | Lateral Hardening-Fuse-91430030,1 | 13023 | 344012.1496 | 11630.5598 | 339215.8956 | 196818.1818 | 1.7235 | 0.16402 | 1200000 | 33 | 1 | 0 | 0 | 0 | 1 | Lateral Hardening-Fuse-91430030 | 1500Million | Central | -1 | 2029
Lateral Hardening | Lateral Hardening-Fuse-91361858,3 | 13514 | 782773.0566 | 142934.2788 | 893002.4384 | 524000 | 1.7042 | 0.54583 | 960000 | 77 | 3 | 0 | 0 | 0 | 3 | Lateral Hardening-Fuse-91361858 [ 2022 ], Lateral Hardening-Fuse-90824395, Lateral Hardening-Fuse-90824396 | 1500Million | Western | -1 | 2029
Lateral Hardening | Lateral Hardening-Fuse-10090748,3 | 13294 | 1541418.6429 | 324876.5918 | 1891535.96 | 1121090.9091 | 1.6872 | 1.1678 | 960000 | 53 | 3 | 2 | 0 | 2 | 5 | Lateral Hardening-Fuse-10090748 [ 2028 ], Lateral Hardening-Fuse-10090747, Lateral Hardening-Fuse-60257053 | 1500Million | Winter Haven | -1 | 2029
Lateral Hardening | Lateral Hardening-Fuse-10025070,1 | 13294 | 204486.2843 | 20695.1012 | 216249.9667 | 128181.8182 | 1.6871 | 0.10682 | 1200000 | 25 | 1 | 1 | 0 | 1 | 2 | Lateral Hardening-Fuse-10025070 [ 2028 ] | 1500Million | Winter Haven | -1 | 2029
Lateral Hardening | Lateral Hardening-Fuse-60171778,16 | 13698 | 5743694.0368 | 1792170.8485 | 7804747.5499 | 4634181.8182 | 1.6842 | 4.8273 | 960000 | 310 | 16 | 1 | 0 | 1 | 17 | Lateral Hardening-Fuse-60171778 [ 2022 ], Lateral Hardening-Fuse-92570591, Lateral Hardening-Fuse-10595500 [ 2022 ], Lateral Hardening-Fuse-10595506, Lateral Hardening-Fuse-93184145, Lateral Hardening-Fuse-90397971, Lateral Hardening-Fuse-90567948, Lateral Hardening-Fuse-10595523, Lateral Hardening-Fuse-90201397, Lateral Hardening-Fuse-10595498, Lateral Hardening-Fuse-10595496, Lateral Hardening-Fuse-91701504, Lateral Hardening-Fuse-10595497, Lateral Hardening-Fuse-60320764, Lateral Hardening-Fuse-60320765, Lateral Hardening-Fuse-10595504 | 1500Million | Winter Haven | -1 | 2029
Lateral Hardening | Lateral Hardening-Fuse-91692923,2 | 13107 | 516963.6244 | 52987.9422 | 551191.2658 | 330000 | 1.6703 | 0.34375 | 960000 | 41 | 2 | 0 | 0 | 0 | 2 | Lateral Hardening-Fuse-91692923, Lateral Hardening-Fuse-91814127 | 1500Million | Central | -1 | 2029
Lateral Hardening | Lateral Hardening-Fuse-90428273,5 | 13870 | 1216526.3377 | 99792.7517 | 1274904.865 | 763636.3636 | 1.6695 | 0.79545 | 960000 | 112 | 5 | 3 | 0 | 3 | 8 | Lateral Hardening-Fuse-90428273 [ 2024 ], Lateral Hardening-Fuse-10320678, Lateral Hardening-Fuse-10320680, Lateral Hardening-Fuse-60278587, Lateral Hardening-Fuse-60278588 | 1500Million | Western | -1 | 2029
Lateral Hardening | Lateral Hardening-Fuse-60170586,1 | 13698 | 492882.4878 | 44947.0173 | 516282.5448 | 312500 | 1.6521 | 0.26042 | 1200000 | 29 | 1 | 0 | 0 | 0 | 1 | Lateral Hardening-Fuse-60170586 [ 2022 ] | 1500Million | Winter Haven | -1 | 2029
Lateral Hardening | Lateral Hardening-Fuse-90262628,6 | 13870 | 2435642.0537 | 375998.624 | 3046744.412 | 1844545.4545 | 1.6518 | 1.9214 | 960000 | 488 | 6 | 18 | 0 | 18 | 24 | Lateral Hardening-Fuse-90262628, Lateral Hardening-Fuse-10320672 [ 2024 ], Lateral Hardening-Fuse-10320688 [ 2024 ], Lateral Hardening-Fuse-60351102, Lateral Hardening-Fuse-10320675, Lateral Hardening-Fuse-10320670 [ 2024 ] | 1500Million | Western | -1 | 2029
Lateral Hardening | Lateral Hardening-Fuse-90907329,4 | 13826 | 390845.7737 | 46943.9199 | 487777.2884 | 297272.7273 | 1.6408 | 0.30966 | 960000 | 46 | 4 | 4 | 1 | 3 | 8 | Lateral Hardening-Fuse-90907329 [ 2023 ], Lateral Hardening-Fuse-92477420, Lateral Hardening-Fuse-92460548, Lateral Hardening-Fuse-10421462 | 1500Million | Central | -1 | 2029
Lateral Hardening | Lateral Hardening-Fuse-60127680,1 | 13826 | 554374.7637 | 4978.2204 | 532691.1482 | 327954.5455 | 1.6243 | 0.2733 | 1200000 | 262 | 1 | 5 | 0 | 5 | 6 | Lateral Hardening-Fuse-60127680 [ 2023 ] | 1500Million | Central | -1 | 2029
Lateral Hardening | Lateral Hardening-Fuse-60265559,1 | 13400 | 175140.0934 | 17343.5247 | 183965.8771 | 113863.6364 | 1.6157 | 0.094886 | 1200000 | 3 | 1 | 0 | 0 | 0 | 1 | Lateral Hardening-Fuse-60265559 | 1500Million | Central | -1 | 2029
Lateral Hardening | Lateral Hardening-Fuse-10829502,3 | 13687 | 594247.1524 | 113382.0003 | 785735.4996 | 487272.7273 | 1.6125 | 0.50758 | 960000 | 118 | 3 | 4 | 0 | 4 | 7 | Lateral Hardening-Fuse-10829502 [ 2028 ], Lateral Hardening-Fuse-91957942, Lateral Hardening-Fuse-10829464 | 1500Million | Eastern | -1 | 2029
Lateral Hardening | Lateral Hardening-Fuse-10126962,1 | 13065 | 309021.2176 | 39991.1984 | 337146.9658 | 215909.0909 | 1.5615 | 0.17992 | 1200000 | 32 | 1 | 1 | 0 | 1 | 2 | Lateral Hardening-Fuse-10126962 | 1500Million | Western | -1 | 2029
Lateral Hardening | Lateral Hardening-Fuse-93257298,1 | 13175 | 270315.0187 | 24602.6454 | 283128.8608 | 185454.5455 | 1.5267 | 0.15455 | 1200000 | 33 | 1 | 0 | 0 | 0 | 1 | Lateral Hardening-Fuse-93257298 | 1500Million | Central | -1 | 2029
Lateral Hardening | Lateral Hardening-Fuse-10376172,1 | 13107 | 689175.2886 | 179859.8876 | 905829.851 | 594318.1818 | 1.5241 | 0.49527 | 1200000 | 78 | 1 | 0 | 0 | 0 | 1 | Lateral Hardening-Fuse-10376172 | 1500Million | Central | -1 | 2029
Lateral Hardening | Lateral Hardening-Fuse-10684602,1 | 13313 | 51486.5037 | 2488.7574 | 185913.8532 | 122500 | 1.5177 | 0.10208 | 1200000 | 4 | 1 | 1 | 0 | 1 | 2 | Lateral Hardening-Fuse-10684602 | 1500Million | Winter Haven | -1 | 2029
Lateral Hardening | Lateral Hardening-Fuse-10098740,1 | 13087 | 1428807.9045 | 388646.8624 | 1822302.2361 | 1206818.1818 | 1.51 | 1.0057 | 1200000 | 228 | 1 | 5 | 0 | 5 | 6 | Lateral Hardening-Fuse-10098740 [ 2029 ] | 1500Million | Eastern | -1 | 2029
Lateral Hardening | Lateral Hardening-Fuse-60171942,9 | 13698 | 1863333.58 | 173980.9063 | 2172447.6166 | 1440000 | 1.5086 | 1.5 | 960000 | 86 | 9 | 0 | 0 | 0 | 9 | Lateral Hardening-Fuse-60171942 [ 2022 ], Lateral Hardening-Fuse-92575715, Lateral Hardening-Fuse-92574994, Lateral Hardening-Fuse-92574995, Lateral Hardening-Fuse-91910190, Lateral Hardening-Fuse-91910196, Lateral Hardening-Fuse-10595511, Lateral Hardening-Fuse-10595510, Lateral Hardening-Fuse-60171933 | 1500Million | Winter Haven | -1 | 2029
Lateral Hardening | Lateral Hardening-Fuse-10758543,1 | 13422 | 173018.9674 | 12690.0803 | 178572.1722 | 119772.7273 | 1.4909 | 0.099811 | 1200000 | 11 | 1 | 0 | 0 | 0 | 1 | Lateral Hardening-Fuse-10758543 [ 2024 ] | 1500Million | Dade City | -1 | 2029
Lateral Hardening | Lateral Hardening-Fuse-10829428,1 | 13687 | 315545.7765 | 36400.1989 | 339117.871 | 227500 | 1.4906 | 0.18958 | 1200000 | 4 | 1 | 0 | 0 | 0 | 1 | Lateral Hardening-Fuse-10829428 [ 2028 ] | 1500Million | Eastern | -1 | 2029
Lateral Hardening | Lateral Hardening-Fuse-92046357,1 | 13023 | 171173.4601 | 3078.9159 | 166101.0651 | 115000 | 1.4444 | 0.095833 | 1200000 | 29 | 1 | 0 | 0 | 0 | 1 | Lateral Hardening-Fuse-92046357 | 1500Million | Central | -1 | 2029
Lateral Hardening | Lateral Hardening-Fuse-10098735,1 | 13087 | 321208.8345 | 49526.4567 | 358468.2703 | 248636.3636 | 1.4417 | 0.2072 | 1200000 | 26 | 1 | 0 | 0 | 0 | 1 | Lateral Hardening-Fuse-10098735 [ 2029 ] | 1500Million | Eastern | -1 | 2029
Lateral Hardening | Lateral Hardening-Fuse-10218987,1 | 13510 | 153039.9417 | 1581.3331 | 147274.4312 | 102272.7273 | 1.44 | 0.085227 | 1200000 | 219 | 1 | 0 | 0 | 0 | 1 | Lateral Hardening-Fuse-10218987 [ 2024 ] | 1500Million | Western | -1 | 2029
Lateral Hardening | Lateral Hardening-Fuse-60145853,1 | 13294 | 197952.9914 | 17117.4683 | 206363.8802 | 143863.6364 | 1.4344 | 0.11989 | 1200000 | 19 | 1 | 0 | 0 | 0 | 1 | Lateral Hardening-Fuse-60145853 | 1500Million | Winter Haven | -1 | 2029
Lateral Hardening | Lateral Hardening-Fuse-90668922,12 | 14069 | 3370275.3452 | 818999.2264 | 4613506.5877 | 3236363.6364 | 1.4255 | 3.3712 | 960000 | 181 | 12 | 1 | 0 | 1 | 13 | Lateral Hardening-Fuse-90668922 [ 2025 ], Lateral Hardening-Fuse-10918246, Lateral Hardening-Fuse-90534616, Lateral Hardening-Fuse-90861215, Lateral Hardening-Fuse-10918236, Lateral Hardening-Fuse-10918240, Lateral Hardening-Fuse-90861207, Lateral Hardening-Fuse-10918242, Lateral Hardening-Fuse-10918244, Lateral Hardening-Fuse-90862582, Lateral Hardening-Fuse-90192315, Lateral Hardening-Fuse-90534627 | 1500Million | Western | -1 | 2029
Lateral Hardening | Lateral Hardening-Fuse-90010289,10 | 13296 | 3322138.6056 | 495320.7828 | 3811054.9148 | 2694363.6364 | 1.4145 | 2.8066 | 960000 | 95 | 10 | 6 | 0 | 6 | 16 | Lateral Hardening-Fuse-90010289 [ 2021 ], Lateral Hardening-Fuse-93347958, Lateral Hardening-Fuse-92094500, Lateral Hardening-Fuse-10562381, Lateral Hardening-Fuse-10562342 [ 2021 ], Lateral Hardening-Fuse-92006608, Lateral Hardening-Fuse-10562339, Lateral Hardening-Fuse-92428041, Lateral Hardening-Fuse-10562336, Lateral Hardening-Fuse-92103181 | 1500Million | Winter Haven | -1 | 2029
Lateral Hardening | Lateral Hardening-Fuse-90009947,1 | 13228 | 681076.9261 | 171498.341 | 1386095.6224 | 987954.5455 | 1.403 | 0.8233 | 1200000 | 72 | 1 | 2 | 0 | 2 | 3 | Lateral Hardening-Fuse-90009947 | 1500Million | Eastern | -1 | 2029
Lateral Hardening | Lateral Hardening-Fuse-60005096,1 | 13024 | 96290.876 | 4773.4787 | 118975.1477 | 85000 | 1.3997 | 0.070833 | 1200000 | 9 | 1 | 0 | 0 | 0 | 1 | Lateral Hardening-Fuse-60005096 | 1500Million | Central | -1 | 2029
Lateral Hardening | Lateral Hardening-Fuse-91096289,1 | 13787 | 128017.8929 | 23581.246 | 152543.8901 | 109545.4545 | 1.3925 | 0.091288 | 1200000 | 4 | 1 | 0 | 0 | 0 | 1 | Lateral Hardening-Fuse-91096289 [ 2027 ] | 1500Million | Plant City | -1 | 2029
Lateral Hardening | Lateral Hardening-Fuse-10573761,1 | 13443 | 241228.5965 | 19042.3826 | 278792.1408 | 204090.9091 | 1.366 | 0.17008 | 1200000 | 7 | 1 | 0 | 0 | 0 | 1 | Lateral Hardening-Fuse-10573761 [ 2022 ] | 1500Million | Winter Haven | -1 | 2029
Lateral Hardening | Lateral Hardening-Fuse-91479581,1 | 13826 | 129721.7869 | 31889.4849 | 156048.634 | 115454.5455 | 1.3516 | 0.096212 | 1200000 | 4 | 1 | 0 | 0 | 0 | 1 | Lateral Hardening-Fuse-91479581 [ 2023 ] | 1500Million | Central | -1 | 2029
Lateral Hardening | Lateral Hardening-Fuse-10757367,2 | 13423 | 736500.4278 | 137870.6716 | 914414.6843 | 679272.7273 | 1.3462 | 0.70758 | 960000 | 41 | 2 | 1 | 0 | 1 | 3 | Lateral Hardening-Fuse-10757367 [ 2028 ], Lateral Hardening-Fuse-60238815 | 1500Million | Dade City | -1 | 2029
Lateral Hardening | Lateral Hardening-Fuse-92977502,31 | 13388 | 9684742.7787 | 1336708.9148 | 10854015.4335 | 8080727.2727 | 1.3432 | 8.4174 | 960000 | 350 | 31 | 15 | 0 | 15 | 46 | Lateral Hardening-Fuse-92977502, Lateral Hardening-Fuse-92977508 [ 2024 ], Lateral Hardening-Fuse-10635997, Lateral Hardening-Fuse-60286199, Lateral Hardening-Fuse-10636025, Lateral Hardening-Fuse-10636020, Lateral Hardening-Fuse-10636019, Lateral Hardening-Fuse-60181094, Lateral Hardening-Fuse-60181092, Lateral Hardening-Fuse-10636014 [ 2024 ], Lateral Hardening-Fuse-10636013, Lateral Hardening-Fuse-91313848, Lateral Hardening-Fuse-10636015, Lateral Hardening-Fuse-10635994, Lateral Hardening-Fuse-10635995, Lateral Hardening-Fuse-10635998, Lateral Hardening-Fuse-60261634, Lateral Hardening-Fuse-10635996, Lateral Hardening-Fuse-92977504 [ 2024 ], Lateral Hardening-Fuse-90396157 [ 2024 ], Lateral Hardening-Fuse-91313609, Lateral Hardening-Fuse-91474607 [ 2024 ], Lateral Hardening-Fuse-10636011, Lateral Hardening-Fuse-90498312, Lateral Hardening-Fuse-92294959 [ 2024 ], Lateral Hardening-Fuse-92299545, Lateral Hardening-Fuse-92306462, Lateral Hardening-Fuse-60181083, Lateral Hardening-Fuse-10636024, Lateral Hardening-Fuse-10636031, Lateral Hardening-Fuse-10636023 | 1500Million | Plant City | -1 | 2029
Lateral Hardening | Lateral Hardening-Fuse-10313390,3 | 13866 | 866898.541 | 120041.1412 | 1040181.66 | 778727.2727 | 1.3357 | 0.81117 | 960000 | 60 | 3 | 1 | 0 | 1 | 4 | Lateral Hardening-Fuse-10313390 [ 2029 ], Lateral Hardening-Fuse-90063240, Lateral Hardening-Fuse-60123864 | 1500Million | Western | -1 | 2029
Lateral Hardening | Lateral Hardening-Fuse-91907263,1 | 13023 | 148147.2274 | 8956.4413 | 149955.2762 | 113181.8182 | 1.3249 | 0.094318 | 1200000 | 14 | 1 | 0 | 0 | 0 | 1 | Lateral Hardening-Fuse-91907263 | 1500Million | Central | -1 | 2029
Lateral Hardening | Lateral Hardening-Fuse-92354169,1 | 13787 | 216611.0759 | 9135.3769 | 215326.5783 | 165681.8182 | 1.2996 | 0.13807 | 1200000 | 8 | 1 | 0 | 0 | 0 | 1 | Lateral Hardening-Fuse-92354169 [ 2027 ] | 1500Million | Plant City | -1 | 2029
Lateral Hardening | Lateral Hardening-Fuse-60168942,6 | 13473 | 1188076.3599 | 97793.6373 | 1233745.843 | 950000 | 1.2987 | 0.98958 | 960000 | 195 | 6 | 1 | 0 | 1 | 7 | Lateral Hardening-Fuse-60168942 [ 2021 ], Lateral Hardening-Fuse-60105326 [ 2021 ], Lateral Hardening-Fuse-60105327, Lateral Hardening-Fuse-60105331, Lateral Hardening-Fuse-92080173, Lateral Hardening-Fuse-60112133 | 1500Million | Winter Haven | -1 | 2029
Lateral Hardening | Lateral Hardening-Fuse-93297123,4 | 13359 | 407989.5161 | 250961.5795 | 864340.5054 | 675818.1818 | 1.279 | 0.70398 | 960000 | 73 | 4 | 1 | 0 | 1 | 5 | Lateral Hardening-Fuse-93297123 [ 2029 ], Lateral Hardening-Fuse-92223189, Lateral Hardening-Fuse-60261909, Lateral Hardening-Fuse-10197016 | 1500Million | Western | -1 | 2029
Lateral Hardening | Lateral Hardening-Fuse-10829398,2 | 13687 | 1578625.0721 | 588037.2399 | 2153478.9972 | 1712181.8182 | 1.2577 | 1.7835 | 960000 | 78 | 2 | 0 | 0 | 0 | 2 | Lateral Hardening-Fuse-10829398 [ 2028 ], Lateral Hardening-Fuse-10829498 | 1500Million | Eastern | -1 | 2029
Lateral Hardening | Lateral Hardening-Fuse-60035995,1 | 13006 | 296837.9594 | 70759.1475 | 376187.6457 | 305454.5455 | 1.2316 | 0.25455 | 1200000 | 10 | 1 | 0 | 0 | 0 | 1 | Lateral Hardening-Fuse-60035995 [ 2022 ] | 1500Million | Dade City | -1 | 2029
Lateral Hardening | Lateral Hardening-Fuse-60088568,1 | 13510 | 309000.6446 | 264033.9926 | 666678.6488 | 545000 | 1.2233 | 0.45417 | 1200000 | 55 | 1 | 1 | 0 | 1 | 2 | Lateral Hardening-Fuse-60088568 | 1500Million | Western | -1 | 2029
Lateral Hardening | Lateral Hardening-Fuse-90928856,2 | 13787 | 709149.1793 | 107539.2604 | 810403.3358 | 669454.5455 | 1.2105 | 0.69735 | 960000 | 19 | 2 | 1 | 0 | 1 | 3 | Lateral Hardening-Fuse-90928856 [ 2027 ], Lateral Hardening-Fuse-10629041 | 1500Million | Plant City | -1 | 2029
Lateral Hardening | Lateral Hardening-Fuse-10313353,1 | 13866 | 248473.9205 | 11800.543 | 248418.3388 | 208181.8182 | 1.1933 | 0.17348 | 1200000 | 6 | 1 | 1 | 0 | 1 | 2 | Lateral Hardening-Fuse-10313353 [ 2029 ] | 1500Million | Western | -1 | 2029
Lateral Hardening | Lateral Hardening-Fuse-93246385,2 | 13422 | 3293516.9061 | 872380.6514 | 4173752.129 | 3502727.2727 | 1.1916 | 3.6487 | 960000 | 58 | 2 | 0 | 0 | 0 | 2 | Lateral Hardening-Fuse-93246385 [ 2024 ], Lateral Hardening-Fuse-60084363 [ 2024 ] | 1500Million | Dade City | -1 | 2029
Lateral Hardening | Lateral Hardening-Fuse-91414104,1 | 13298 | 286319.2672 | 71270.4272 | 346036.5131 | 296590.9091 | 1.1667 | 0.24716 | 1200000 | 5 | 1 | 0 | 0 | 0 | 1 | Lateral Hardening-Fuse-91414104 [ 2029 ] | 1500Million | Winter Haven | -1 | 2029
Lateral Hardening | Lateral Hardening-Fuse-10396295,1 | 13590 | 197844.6043 | 78708.5714 | 268458.4194 | 231363.6364 | 1.1603 | 0.1928 | 1200000 | 21 | 1 | 0 | 0 | 0 | 1 | Lateral Hardening-Fuse-10396295 | 1500Million | Central | -1 | 2029
Lateral Hardening | Lateral Hardening-Fuse-10758547,1 | 13422 | 144891.4424 | 23344.1804 | 214241.5362 | 188181.8182 | 1.1385 | 0.15682 | 1200000 | 13 | 1 | 0 | 0 | 0 | 1 | Lateral Hardening-Fuse-10758547 [ 2024 ] | 1500Million | Dade City | -1 | 2029
Lateral Hardening | Lateral Hardening-Fuse-91087735,1 | 13422 | 81918.027 | 16765.8167 | 105683.6584 | 96136.3636 | 1.0993 | 0.080114 | 1200000 | 7 | 1 | 0 | 0 | 0 | 1 | Lateral Hardening-Fuse-91087735 | 1500Million | Dade City | -1 | 2029
Lateral Hardening | Lateral Hardening-Fuse-92963790,1 | 13006 | 859108.9843 | 79058.4933 | 906885.1449 | 890909.0909 | 1.0179 | 0.74242 | 1200000 | 42 | 1 | 0 | 0 | 0 | 1 | Lateral Hardening-Fuse-92963790 | 1500Million | Dade City | -1 | 2029
Lateral Hardening | Lateral Hardening-Fuse-60077876,1 | 13153 | 54350.058 | 2788.7419 | 54551.5087 | 55909.0909 | 0.97572 | 0.046591 | 1200000 | 9 | 1 | 0 | 0 | 0 | 1 | Lateral Hardening-Fuse-60077876 | 1500Million | Winter Haven | -1 | 2029
Lateral Hardening | Lateral Hardening-Fuse-10129828,1 | 13422 | 187701.2067 | 23797.8948 | 204352.77 | 213181.8182 | 0.95858 | 0.17765 | 1200000 | 7 | 1 | 0 | 0 | 0 | 1 | Lateral Hardening-Fuse-10129828 | 1500Million | Dade City | -1 | 2029
Lateral Hardening | Lateral Hardening-Fuse-90837911,1 | 13006 | 178515.6306 | 17725.2927 | 188330.4427 | 200454.5455 | 0.93952 | 0.16705 | 1200000 | 27 | 1 | 0 | 0 | 0 | 1 | Lateral Hardening-Fuse-90837911 | 1500Million | Dade City | -1 | 2029
Lateral Hardening | Lateral Hardening-Fuse-10129786,14 | 13006 | 2556223.9089 | 240376.1117 | 2778296.6336 | 3005454.5455 | 0.92442 | 3.1307 | 960000 | 48 | 14 | 0 | 0 | 0 | 14 | Lateral Hardening-Fuse-10129786 [ 2022 ], Lateral Hardening-Fuse-92957261, Lateral Hardening-Fuse-90418738 [ 2022 ], Lateral Hardening-Fuse-92957032, Lateral Hardening-Fuse-93358513, Lateral Hardening-Fuse-60642685, Lateral Hardening-Fuse-90418765, Lateral Hardening-Fuse-60642682, Lateral Hardening-Fuse-92931806, Lateral Hardening-Fuse-92957486, Lateral Hardening-Fuse-90418531, Lateral Hardening-Fuse-10129796, Lateral Hardening-Fuse-60467559, Lateral Hardening-Fuse-92939642 | 1500Million | Dade City | -1 | 2029
Lateral Hardening | Lateral Hardening-Fuse-91921257,1 | 13422 | 320492.3018 | 42131.6669 | 368326.0765 | 401363.6364 | 0.91769 | 0.33447 | 1200000 | 43 | 1 | 0 | 0 | 0 | 1 | Lateral Hardening-Fuse-91921257 | 1500Million | Dade City | -1 | 2029
Lateral Hardening | Lateral Hardening-Fuse-90799155,10 | 13423 | 3312943.7041 | 1290851.4852 | 4862316.9468 | 5337090.9091 | 0.91104 | 5.5595 | 960000 | 51 | 10 | 2 | 0 | 2 | 12 | Lateral Hardening-Fuse-90799155 [ 2028 ], Lateral Hardening-Fuse-10757369 [ 2028 ], Lateral Hardening-Fuse-60388347, Lateral Hardening-Fuse-90420206, Lateral Hardening-Fuse-10757398 [ 2028 ], Lateral Hardening-Fuse-60261573, Lateral Hardening-Fuse-90420747, Lateral Hardening-Fuse-10757386, Lateral Hardening-Fuse-92838598 [ 2028 ], Lateral Hardening-Fuse-10757396 | 1500Million | Dade City | -1 | 2029
Lateral Hardening | Lateral Hardening-Fuse-10757377,4 | 13423 | 2353017.3925 | 880890.9293 | 3302834.8801 | 3738727.2727 | 0.88341 | 3.8945 | 960000 | 88 | 4 | 0 | 0 | 0 | 4 | Lateral Hardening-Fuse-10757377 [ 2028 ], Lateral Hardening-Fuse-92755702, Lateral Hardening-Fuse-10757399, Lateral Hardening-Fuse-10757400 | 1500Million | Dade City | -1 | 2029
Lateral Hardening | Lateral Hardening-Fuse-10761279,2 | 13422 | 400366.6802 | 157877.6304 | 542613.9121 | 678363.6364 | 0.79989 | 0.70663 | 960000 | 26 | 2 | 1 | 0 | 1 | 3 | Lateral Hardening-Fuse-10761279, Lateral Hardening-Fuse-90398056 | 1500Million | Dade City | -1 | 2029
Lateral Hardening | Lateral Hardening-Fuse-10129910,1 | 13006 | 256747.8262 | 36818.2314 | 322869.8791 | 416136.3636 | 0.77588 | 0.34678 | 1200000 | 101 | 1 | 1 | 0 | 1 | 2 | Lateral Hardening-Fuse-10129910 | 1500Million | Dade City | -1 | 2029
Lateral Hardening | Lateral Hardening-Fuse-92476355,1 | 13422 | 68559.394 | 8390.1004 | 73532.1312 | 106363.6364 | 0.69133 | 0.088636 | 1200000 | 4 | 1 | 0 | 0 | 0 | 1 | Lateral Hardening-Fuse-92476355 | 1500Million | Dade City | -1 | 2029
Lateral Hardening | Lateral Hardening-Fuse-10758560,1 | 13422 | 159428.5616 | 60581.3236 | 227609.8655 | 334772.7273 | 0.67989 | 0.27898 | 1200000 | 31 | 1 | 0 | 0 | 0 | 1 | Lateral Hardening-Fuse-10758560 | 1500Million | Dade City | -1 | 2029
Lateral Hardening | Lateral Hardening-Fuse-92902547,1 | 13422 | 253973.9084 | 116556.6506 | 361448.3823 | 536363.6364 | 0.67389 | 0.44697 | 1200000 | 6 | 1 | 0 | 0 | 0 | 1 | Lateral Hardening-Fuse-92902547 | 1500Million | Dade City | -1 | 2029
Lateral Hardening | Lateral Hardening-Fuse-10129893,3 | 13422 | 450235.8531 | 145643.8757 | 598030.8771 | 931636.3636 | 0.64191 | 0.97045 | 960000 | 5 | 3 | 4 | 0 | 4 | 7 | Lateral Hardening-Fuse-10129893 [ 2024 ], Lateral Hardening-Fuse-10129836 [ 2024 ], Lateral Hardening-Fuse-92330768 | 1500Million | Dade City | -1 | 2029
Lateral Hardening | Lateral Hardening-Fuse-10758589,1 | 13422 | 33860.855 | 7588.1172 | 39677.8409 | 62045.4545 | 0.6395 | 0.051705 | 1200000 | 2 | 1 | 0 | 0 | 0 | 1 | Lateral Hardening-Fuse-10758589 | 1500Million | Dade City | -1 | 2029
Lateral Hardening | Lateral Hardening-Fuse-10757388,1 | 13423 | 437425.8731 | 199215.8079 | 634088.5159 | 1017045.4545 | 0.62346 | 0.84754 | 1200000 | 8 | 1 | 0 | 0 | 0 | 1 | Lateral Hardening-Fuse-10757388 [ 2028 ] | 1500Million | Dade City | -1 | 2029
Lateral Hardening | Lateral Hardening-Fuse-92962368,1 | 13006 | 261894.318 | 129959.186 | 379600.2043 | 612954.5455 | 0.6193 | 0.5108 | 1200000 | 47 | 1 | 0 | 0 | 0 | 1 | Lateral Hardening-Fuse-92962368 | 1500Million | Dade City | -1 | 2029
Lateral Hardening | Lateral Hardening-Fuse-10758585,1 | 13422 | 96394.4984 | 24981.7567 | 130655.5193 | 216590.9091 | 0.60324 | 0.18049 | 1200000 | 6 | 1 | 0 | 0 | 0 | 1 | Lateral Hardening-Fuse-10758585 | 1500Million | Dade City | -1 | 2029
Lateral Hardening | Lateral Hardening-Fuse-10757387,1 | 13423 | 442113.1113 | 328630.2365 | 854195.8259 | 1422500 | 0.60049 | 1.1854 | 1200000 | 18 | 1 | 0 | 0 | 0 | 1 | Lateral Hardening-Fuse-10757387 | 1500Million | Dade City | -1 | 2029
Lateral Hardening | Lateral Hardening-Fuse-10129824,1 | 13422 | 261680.4814 | 122044.2505 | 378280.5288 | 640000 | 0.59106 | 0.53333 | 1200000 | 7 | 1 | 0 | 0 | 0 | 1 | Lateral Hardening-Fuse-10129824 | 1500Million | Dade City | -1 | 2029
Lateral Hardening | Lateral Hardening-Fuse-10129894,1 | 13006 | 48502.4334 | 7380.141 | 53437.2959 | 91590.9091 | 0.58343 | 0.076326 | 1200000 | 5 | 1 | 0 | 0 | 0 | 1 | Lateral Hardening-Fuse-10129894 | 1500Million | Dade City | -1 | 2029
Lateral Hardening | Lateral Hardening-Fuse-10757381,1 | 13423 | 35384.1437 | 6701.2956 | 40215.6815 | 70000 | 0.57451 | 0.058333 | 1200000 | 3 | 1 | 0 | 0 | 0 | 1 | Lateral Hardening-Fuse-10757381 | 1500Million | Dade City | -1 | 2029
Lateral Hardening | Lateral Hardening-Fuse-10758551,1 | 13422 | 184846.8074 | 88841.3495 | 266569.4074 | 510227.2727 | 0.52245 | 0.42519 | 1200000 | 11 | 1 | 0 | 0 | 0 | 1 | Lateral Hardening-Fuse-10758551 | 1500Million | Dade City | -1 | 2029
Lateral Hardening | Lateral Hardening-Fuse-60320388,1 | 13006 | 3836.2858 | 411.0288 | 25218.0183 | 50000 | 0.50436 | 0.038636 | 1294117.6471 | 13 | 1 | 0 | 0 | 0 | 1 | Lateral Hardening-Fuse-60320388 | 1500Million | Dade City | -1 | 2029
Lateral Hardening | Lateral Hardening-Fuse-10129866,1 | 13006 | 17883.7185 | 54.2148 | 22119.1642 | 50000 | 0.44238 | 0.04072 | 1227906.9767 | 4 | 1 | 0 | 0 | 0 | 1 | Lateral Hardening-Fuse-10129866 | 1500Million | Dade City | -1 | 2029
Lateral Hardening | Lateral Hardening-Fuse-91534450,1 | 13422 | 34683.3339 | 566.2032 | 33548.3902 | 80454.5455 | 0.41699 | 0.067045 | 1200000 | 2 | 1 | 0 | 0 | 0 | 1 | Lateral Hardening-Fuse-91534450 | 1500Million | Dade City | -1 | 2029
Lateral Hardening | Lateral Hardening-Fuse-10758559,1 | 13422 | 41677.6311 | 6650.2714 | 46206.7341 | 118181.8182 | 0.39098 | 0.098485 | 1200000 | 3 | 1 | 0 | 0 | 0 | 1 | Lateral Hardening-Fuse-10758559 | 1500Million | Dade City | -1 | 2029
Lateral Hardening | Lateral Hardening-Fuse-10129822,1 | 13422 | 18044.6163 | 143225.5387 | 164903.3418 | 507272.7273 | 0.32508 | 0.42273 | 1200000 | 11 | 1 | 1 | 0 | 1 | 2 | Lateral Hardening-Fuse-10129822 | 1500Million | Dade City | -1 | 2029
Lateral Hardening | Lateral Hardening-Fuse-90020537,1 | 13006 | 25624.7527 | 58979.8172 | 103692.5988 | 375909.0909 | 0.27584 | 0.31326 | 1200000 | 26 | 1 | 0 | 0 | 0 | 1 | Lateral Hardening-Fuse-90020537 | 1500Million | Dade City | -1 | 2029
Lateral Hardening | Lateral Hardening-Fuse-10129849,1 | 13006 | 130003.8022 | 67612.9909 | 191507.5375 | 727954.5455 | 0.26308 | 0.60663 | 1200000 | 21 | 1 | 2 | 0 | 2 | 3 | Lateral Hardening-Fuse-10129849 | 1500Million | Dade City | -1 | 2029
Lateral Hardening | Lateral Hardening-Fuse-10129876,1 | 13006 | 22893.4918 | 4463.9472 | 39587.7781 | 160227.2727 | 0.24707 | 0.13352 | 1200000 | 5 | 1 | 0 | 0 | 0 | 1 | Lateral Hardening-Fuse-10129876 | 1500Million | Dade City | -1 | 2029
Lateral Hardening | Lateral Hardening-Fuse-10761262,1 | 13422 | 1244.7122 | 21249.4104 | 26575.0037 | 118409.0909 | 0.22443 | 0.098674 | 1200000 | 1 | 1 | 0 | 0 | 0 | 1 | Lateral Hardening-Fuse-10761262 | 1500Million | Dade City | -1 | 2029
Lateral Hardening | Lateral Hardening-Fuse-10129818,1 | 13422 | 9802.4542 | 91187.1284 | 99606.8043 | 454545.4545 | 0.21913 | 0.37879 | 1200000 | 5 | 1 | 0 | 0 | 0 | 1 | Lateral Hardening-Fuse-10129818 | 1500Million | Dade City | -1 | 2029
Lateral Hardening | Lateral Hardening-Fuse-10758602,1 | 13422 | 730.2892 | 9177.0436 | 9775.7155 | 50000 | 0.19551 | 0.039205 | 1275362.3188 | 1 | 1 | 0 | 0 | 0 | 1 | Lateral Hardening-Fuse-10758602 | 1500Million | Dade City | -1 | 2029
Lateral Hardening | Lateral Hardening-Fuse-92751951,1 | 13422 | 3752.2438 | 10829.6336 | 14384.9062 | 73863.6364 | 0.19475 | 0.061553 | 1200000 | 5 | 1 | 0 | 0 | 0 | 1 | Lateral Hardening-Fuse-92751951 | 1500Million | Dade City | -1 | 2029
Lateral Hardening | Lateral Hardening-Fuse-92939959,1 | 13006 | 14134.1921 | 2575.8254 | 15996.1115 | 85681.8182 | 0.18669 | 0.071402 | 1200000 | 2 | 1 | 0 | 0 | 0 | 1 | Lateral Hardening-Fuse-92939959 | 1500Million | Dade City | -1 | 2029
Lateral Hardening | Lateral Hardening-Fuse-91167346,1 | 13422 | 2991.9709 | 18388.8927 | 21233.0697 | 114090.9091 | 0.18611 | 0.095076 | 1200000 | 3 | 1 | 0 | 0 | 0 | 1 | Lateral Hardening-Fuse-91167346 | 1500Million | Dade City | -1 | 2029
Lateral Hardening | Lateral Hardening-Fuse-10129888,1 | 13006 | 24227.5625 | 39043.4732 | 64689.6811 | 353636.3636 | 0.18293 | 0.2947 | 1200000 | 23 | 1 | 1 | 0 | 1 | 2 | Lateral Hardening-Fuse-10129888 | 1500Million | Dade City | -1 | 2029
Lateral Hardening | Lateral Hardening-Fuse-10758591,1 | 13422 | 2304.0861 | 12099.3857 | 14252.4549 | 78636.3636 | 0.18125 | 0.06553 | 1200000 | 3 | 1 | 0 | 0 | 0 | 1 | Lateral Hardening-Fuse-10758591 | 1500Million | Dade City | -1 | 2029
Lateral Hardening | Lateral Hardening-Fuse-10129837,1 | 13422 | 3381.8292 | 17982.3081 | 22277.9142 | 123636.3636 | 0.18019 | 0.10303 | 1200000 | 3 | 1 | 0 | 0 | 0 | 1 | Lateral Hardening-Fuse-10129837 | 1500Million | Dade City | -1 | 2029
Lateral Hardening | Lateral Hardening-Fuse-10758594,1 | 13422 | 1030.2133 | 12012.1921 | 13288.8866 | 77045.4545 | 0.17248 | 0.064205 | 1200000 | 1 | 1 | 0 | 0 | 0 | 1 | Lateral Hardening-Fuse-10758594 | 1500Million | Dade City | -1 | 2029
Lateral Hardening | Lateral Hardening-Fuse-60238816,1 | 13423 | 0 | 7171.9385 | 8329.7919 | 50000 | 0.1666 | 0.039394 | 1269230.7692 | 9 | 1 | 0 | 0 | 0 | 1 | Lateral Hardening-Fuse-60238816 | 1500Million | Dade City | -1 | 2029
Lateral Hardening | Lateral Hardening-Fuse-92387757,1 | 13422 | 1102.7175 | 9680.466 | 10721.0873 | 74545.4545 | 0.14382 | 0.062121 | 1200000 | 1 | 1 | 0 | 0 | 0 | 1 | Lateral Hardening-Fuse-92387757 | 1500Million | Dade City | -1 | 2029
Lateral Hardening | Lateral Hardening-Fuse-60059346,1 | 13205 | 2182198.0625 | 28103.9188 | 2124805.3929 | 209545.4545 | 10.1401 | 0.17462 | 1200000 | 242 | 1 | 4 | 0 | 4 | 5 | Lateral Hardening-Fuse-60059346 [ 2021 ] | 1500Million | Central | -1 | 2030
Lateral Hardening | Lateral Hardening-Fuse-60008718,1 | 13081 | 827277.172 | 25464.9538 | 2050043.4037 | 207045.4545 | 9.9014 | 0.17254 | 1200000 | 70 | 1 | 0 | 0 | 0 | 1 | Lateral Hardening-Fuse-60008718 [ 2028 ] | 1500Million | Western | -1 | 2030
Lateral Hardening | Lateral Hardening-Fuse-91004837,6 | 13093 | 9085344.3033 | 185693.6479 | 8919545.4866 | 1023272.7273 | 8.7167 | 1.0659 | 960000 | 175 | 6 | 0 | 0 | 0 | 6 | Lateral Hardening-Fuse-91004837 [ 2022 ], Lateral Hardening-Fuse-91004843 [ 2022 ], Lateral Hardening-Fuse-60029740 [ 2022 ], Lateral Hardening-Fuse-60029758 [ 2022 ], Lateral Hardening-Fuse-91000223, Lateral Hardening-Fuse-60031588 | 1500Million | Central | -1 | 2030
Lateral Hardening | Lateral Hardening-Fuse-60287236,1 | 13509 | 1515138.7048 | 40867.3704 | 1497637.8265 | 174318.1818 | 8.5914 | 0.14527 | 1200000 | 158 | 1 | 0 | 0 | 0 | 1 | Lateral Hardening-Fuse-60287236 [ 2020 ] | 1500Million | Eastern | -1 | 2030
Lateral Hardening | Lateral Hardening-Fuse-10297442,1 | 13754 | 1130992.8067 | 24347.1605 | 1392700.2612 | 165454.5455 | 8.4174 | 0.13788 | 1200000 | 47 | 1 | 0 | 0 | 0 | 1 | Lateral Hardening-Fuse-10297442 [ 2025 ] | 1500Million | Western | -1 | 2030
Lateral Hardening | Lateral Hardening-Fuse-90998414,1 | 13205 | 835438.2524 | 27153.6519 | 826487.6027 | 100681.8182 | 8.2089 | 0.083902 | 1200000 | 219 | 1 | 5 | 0 | 5 | 6 | Lateral Hardening-Fuse-90998414 [ 2021 ] | 1500Million | Central | -1 | 2030
Lateral Hardening | Lateral Hardening-Fuse-90929181,2 | 13205 | 1821945.1815 | 77292.8661 | 2602703.2968 | 390181.8182 | 6.6705 | 0.40644 | 960000 | 53 | 2 | 0 | 0 | 0 | 2 | Lateral Hardening-Fuse-90929181 [ 2021 ], Lateral Hardening-Fuse-92398924 | 1500Million | Central | -1 | 2030
Lateral Hardening | Lateral Hardening-Fuse-90442230,1 | 13205 | 1777976.2517 | 78296.9245 | 1797337.525 | 302045.4545 | 5.9506 | 0.2517 | 1200000 | 63 | 1 | 1 | 1 | 0 | 2 | Lateral Hardening-Fuse-90442230 [ 2021 ] | 1500Million | Central | -1 | 2030
Lateral Hardening | Lateral Hardening-Fuse-10501132,2 | 13509 | 1025026.755 | 26487.3208 | 1470797.3173 | 253636.3636 | 5.7988 | 0.2642 | 960000 | 40 | 2 | 1 | 0 | 1 | 3 | Lateral Hardening-Fuse-10501132 [ 2021 ], Lateral Hardening-Fuse-10501129 | 1500Million | Eastern | -1 | 2030
Lateral Hardening | Lateral Hardening-Fuse-10120787,1 | 13053 | 270694.7268 | 6980.4298 | 278695.7699 | 50000 | 5.5739 | 0.024811 | 2015267.1756 | 11 | 1 | 0 | 0 | 0 | 1 | Lateral Hardening-Fuse-10120787 [ 2025 ] | 1500Million | Central | -1 | 2030
Lateral Hardening | Lateral Hardening-Fuse-10632726,1 | 13312 | 687716.2908 | 30446.1473 | 688559.1255 | 143409.0909 | 4.8014 | 0.11951 | 1200000 | 17 | 1 | 1 | 0 | 1 | 2 | Lateral Hardening-Fuse-10632726 [ 2026 ] | 1500Million | Winter Haven | -1 | 2030
Lateral Hardening | Lateral Hardening-Fuse-60182740,1 | 13312 | 5401578.5137 | 330474.6896 | 6029384.3004 | 1322727.2727 | 4.5583 | 1.1023 | 1200000 | 131 | 1 | 0 | 0 | 0 | 1 | Lateral Hardening-Fuse-60182740 [ 2026 ] | 1500Million | Winter Haven | -1 | 2030
Lateral Hardening | Lateral Hardening-Fuse-60068049,2 | 13139 | 3188537.1 | 595246.3416 | 4279568.6251 | 940909.0909 | 4.5483 | 0.98011 | 960000 | 101 | 2 | 0 | 0 | 0 | 2 | Lateral Hardening-Fuse-60068049 [ 2027 ], Lateral Hardening-Fuse-92335042 | 1500Million | Western | -1 | 2030
Lateral Hardening | Lateral Hardening-Fuse-60182741,1 | 13312 | 841377.3908 | 6906.5924 | 808840.5755 | 177954.5455 | 4.5452 | 0.1483 | 1200000 | 70 | 1 | 3 | 0 | 3 | 4 | Lateral Hardening-Fuse-60182741 [ 2020 ] | 1500Million | Winter Haven | -1 | 2030
Lateral Hardening | Lateral Hardening-Fuse-60008530,1 | 13081 | 1046757.4865 | 32745.9893 | 1031808.5096 | 229090.9091 | 4.5039 | 0.19091 | 1200000 | 147 | 1 | 5 | 0 | 5 | 6 | Lateral Hardening-Fuse-60008530 [ 2028 ] | 1500Million | Western | -1 | 2030
Lateral Hardening | Lateral Hardening-Fuse-90022802,1 | 13205 | 1035839.0925 | 72109.3115 | 1072539.3692 | 241818.1818 | 4.4353 | 0.20152 | 1200000 | 26 | 1 | 1 | 0 | 1 | 2 | Lateral Hardening-Fuse-90022802 [ 2021 ] | 1500Million | Central | -1 | 2030
Lateral Hardening | Lateral Hardening-Fuse-60592688,2 | 13017 | 2315631.7233 | 46430.5434 | 2271522.1063 | 521636.3636 | 4.3546 | 0.54337 | 960000 | 126 | 2 | 2 | 0 | 2 | 4 | Lateral Hardening-Fuse-60592688 [ 2025 ], Lateral Hardening-Fuse-92073930 | 1500Million | South Hillsborough | -1 | 2030
Lateral Hardening | Lateral Hardening-Fuse-92035582,2 | 13442 | 1332584.0142 | 100194.486 | 1385053.8278 | 318909.0909 | 4.3431 | 0.3322 | 960000 | 110 | 2 | 2 | 0 | 2 | 4 | Lateral Hardening-Fuse-92035582 [ 2022 ], Lateral Hardening-Fuse-92035546 | 1500Million | Winter Haven | -1 | 2030
Lateral Hardening | Lateral Hardening-Fuse-91621768,1 | 13254 | 3022075.4688 | 90624.4009 | 3008541.1632 | 706363.6364 | 4.2592 | 0.58864 | 1200000 | 142 | 1 | 0 | 0 | 0 | 1 | Lateral Hardening-Fuse-91621768 [ 2027 ] | 1500Million | South Hillsborough | -1 | 2030
Lateral Hardening | Lateral Hardening-Fuse-90097474,7 | 13754 | 6402919.262 | 772696.5982 | 8042970.5116 | 1892545.4545 | 4.2498 | 1.9714 | 960000 | 220 | 7 | 4 | 0 | 4 | 11 | Lateral Hardening-Fuse-90097474 [ 2025 ], Lateral Hardening-Fuse-90423524 [ 2025 ], Lateral Hardening-Fuse-93285960, Lateral Hardening-Fuse-93283131, Lateral Hardening-Fuse-90126542, Lateral Hardening-Fuse-90915815, Lateral Hardening-Fuse-91855497 | 1500Million | Western | -1 | 2030
Lateral Hardening | Lateral Hardening-Fuse-91837409,3 | 13948 | 2373308.6216 | 75260.51 | 2340987.0989 | 552727.2727 | 4.2353 | 0.57576 | 960000 | 87 | 3 | 0 | 0 | 0 | 3 | Lateral Hardening-Fuse-91837409 [ 2022 ], Lateral Hardening-Fuse-60320571 [ 2022 ], Lateral Hardening-Fuse-10442389 [ 2022 ] | 1500Million | Central | -1 | 2030
Lateral Hardening | Lateral Hardening-Fuse-60084637,2 | 13059 | 4108718.0516 | 432908.1393 | 4728982.6054 | 1128363.6364 | 4.191 | 1.1754 | 960000 | 148 | 2 | 1 | 0 | 1 | 3 | Lateral Hardening-Fuse-60084637 [ 2024 ], Lateral Hardening-Fuse-10122241 | 1500Million | Western | -1 | 2030
Lateral Hardening | Lateral Hardening-Fuse-10632727,1 | 13312 | 548920.4686 | 13738.2196 | 621228.2581 | 148409.0909 | 4.1859 | 0.12367 | 1200000 | 38 | 1 | 0 | 0 | 0 | 1 | Lateral Hardening-Fuse-10632727 [ 2026 ] | 1500Million | Winter Haven | -1 | 2030
Lateral Hardening | Lateral Hardening-Fuse-92035843,2 | 13442 | 1566692.3818 | 73240.8476 | 1588639.0028 | 387272.7273 | 4.1021 | 0.40341 | 960000 | 141 | 2 | 5 | 0 | 5 | 7 | Lateral Hardening-Fuse-92035843 [ 2022 ], Lateral Hardening-Fuse-91756098 | 1500Million | Winter Haven | -1 | 2030
Lateral Hardening | Lateral Hardening-Fuse-91246837,9 | 13059 | 8597401.5332 | 374472.2515 | 8644409.4366 | 2151272.7273 | 4.0183 | 2.2409 | 960000 | 427 | 9 | 3 | 0 | 3 | 12 | Lateral Hardening-Fuse-91246837, Lateral Hardening-Fuse-93003525 [ 2024 ], Lateral Hardening-Fuse-93006225 [ 2024 ], Lateral Hardening-Fuse-60302601 [ 2024 ], Lateral Hardening-Fuse-93006052, Lateral Hardening-Fuse-93006053, Lateral Hardening-Fuse-10122214, Lateral Hardening-Fuse-10122236 [ 2024 ], Lateral Hardening-Fuse-92233168 | 1500Million | Western | -1 | 2030
Lateral Hardening | Lateral Hardening-Fuse-60058616,1 | 13610 | 545676.8406 | 31866.9109 | 555447.943 | 138409.0909 | 4.0131 | 0.11534 | 1200000 | 21 | 1 | 0 | 0 | 0 | 1 | Lateral Hardening-Fuse-60058616 [ 2029 ] | 1500Million | Western | -1 | 2030
Lateral Hardening | Lateral Hardening-Fuse-92203067,1 | 13754 | 1486786.8179 | 104816.6432 | 1543356.2871 | 385000 | 4.0087 | 0.32083 | 1200000 | 92 | 1 | 0 | 0 | 0 | 1 | Lateral Hardening-Fuse-92203067 [ 2025 ] | 1500Million | Western | -1 | 2030
Lateral Hardening | Lateral Hardening-Fuse-92203676,1 | 13754 | 1217249.7188 | 80466.71 | 1256678.8981 | 313636.3636 | 4.0068 | 0.26136 | 1200000 | 65 | 1 | 0 | 0 | 0 | 1 | Lateral Hardening-Fuse-92203676 [ 2025 ] | 1500Million | Western | -1 | 2030
Lateral Hardening | Lateral Hardening-Fuse-10120786,1 | 13053 | 1204352.5711 | 61353.7465 | 1222929.7605 | 306136.3636 | 3.9947 | 0.25511 | 1200000 | 84 | 1 | 0 | 0 | 0 | 1 | Lateral Hardening-Fuse-10120786 [ 2025 ] | 1500Million | Central | -1 | 2030
Lateral Hardening | Lateral Hardening-Fuse-93399451,1 | 13139 | 1162125.1407 | 39179.0411 | 1154221.5671 | 293863.6364 | 3.9277 | 0.24489 | 1200000 | 29 | 1 | 2 | 0 | 2 | 3 | Lateral Hardening-Fuse-93399451 [ 2027 ] | 1500Million | Western | -1 | 2030
Lateral Hardening | Lateral Hardening-Fuse-10442385,5 | 13948 | 3252758.0375 | 223279.6147 | 4138386.628 | 1099636.3636 | 3.7634 | 1.1455 | 960000 | 150 | 5 | 0 | 0 | 0 | 5 | Lateral Hardening-Fuse-10442385 [ 2022 ], Lateral Hardening-Fuse-92566859, Lateral Hardening-Fuse-10442390, Lateral Hardening-Fuse-92566858, Lateral Hardening-Fuse-92566860 | 1500Million | Central | -1 | 2030
Lateral Hardening | Lateral Hardening-Fuse-91772133,1 | 13509 | 235113.2631 | 7187.9666 | 231102.1207 | 62045.4545 | 3.7247 | 0.051705 | 1200000 | 23 | 1 | 3 | 0 | 3 | 4 | Lateral Hardening-Fuse-91772133 [ 2021 ] | 1500Million | Eastern | -1 | 2030
Lateral Hardening | Lateral Hardening-Fuse-90504849,10 | 13509 | 5681108.499 | 362036.6095 | 6472806.5924 | 1744181.8182 | 3.7111 | 1.8169 | 960000 | 697 | 10 | 12 | 0 | 12 | 22 | Lateral Hardening-Fuse-90504849 [ 2021 ], Lateral Hardening-Fuse-90816576, Lateral Hardening-Fuse-90816572, Lateral Hardening-Fuse-90816573, Lateral Hardening-Fuse-90816687, Lateral Hardening-Fuse-90816669, Lateral Hardening-Fuse-90816670, Lateral Hardening-Fuse-91155544, Lateral Hardening-Fuse-90816578, Lateral Hardening-Fuse-90816680 | 1500Million | Eastern | -1 | 2030
Lateral Hardening | Lateral Hardening-Fuse-10071933,1 | 13305 | 765018.9427 | 74981.0287 | 813719.176 | 222954.5455 | 3.6497 | 0.1858 | 1200000 | 11 | 1 | 0 | 0 | 0 | 1 | Lateral Hardening-Fuse-10071933 [ 2026 ] | 1500Million | South Hillsborough | -1 | 2030
Lateral Hardening | Lateral Hardening-Fuse-90847913,1 | 13754 | 945398.2584 | 51117.9504 | 1064623.2854 | 295227.2727 | 3.6061 | 0.24602 | 1200000 | 61 | 1 | 0 | 0 | 0 | 1 | Lateral Hardening-Fuse-90847913 [ 2025 ] | 1500Million | Western | -1 | 2030
Lateral Hardening | Lateral Hardening-Fuse-60266136,1 | 13749 | 456804.9479 | 27148.2981 | 700161.0794 | 195000 | 3.5906 | 0.1625 | 1200000 | 60 | 1 | 1 | 0 | 1 | 2 | Lateral Hardening-Fuse-60266136 [ 2027 ] | 1500Million | Western | -1 | 2030
Lateral Hardening | Lateral Hardening-Fuse-92529638,1 | 13210 | 375426.2347 | 14567.5861 | 373586.9776 | 104545.4545 | 3.5734 | 0.087121 | 1200000 | 23 | 1 | 0 | 0 | 0 | 1 | Lateral Hardening-Fuse-92529638 [ 2029 ] | 1500Million | Western | -1 | 2030
Lateral Hardening | Lateral Hardening-Fuse-10120788,1 | 13053 | 1022723.0799 | 76644.8073 | 1064823.3658 | 307727.2727 | 3.4603 | 0.25644 | 1200000 | 41 | 1 | 0 | 0 | 0 | 1 | Lateral Hardening-Fuse-10120788 [ 2025 ] | 1500Million | Central | -1 | 2030
Lateral Hardening | Lateral Hardening-Fuse-60346595,1 | 13509 | 610805.8161 | 24035.3803 | 612255.1008 | 177045.4545 | 3.4582 | 0.14754 | 1200000 | 16 | 1 | 0 | 0 | 0 | 1 | Lateral Hardening-Fuse-60346595 [ 2021 ] | 1500Million | Eastern | -1 | 2030
Lateral Hardening | Lateral Hardening-Fuse-92035381,8 | 13442 | 4779203.734 | 419718.6741 | 5322795.9656 | 1564909.0909 | 3.4013 | 1.6301 | 960000 | 257 | 8 | 9 | 0 | 9 | 17 | Lateral Hardening-Fuse-92035381 [ 2022 ], Lateral Hardening-Fuse-92035718, Lateral Hardening-Fuse-10578020, Lateral Hardening-Fuse-60586181 [ 2022 ], Lateral Hardening-Fuse-90291399, Lateral Hardening-Fuse-92035524, Lateral Hardening-Fuse-92035536, Lateral Hardening-Fuse-92035726 | 1500Million | Winter Haven | -1 | 2030
Lateral Hardening | Lateral Hardening-Fuse-92646066,1 | 13331 | 2036613.4066 | 98822.9311 | 2057211.9512 | 612500 | 3.3587 | 0.51042 | 1200000 | 139 | 1 | 0 | 0 | 0 | 1 | Lateral Hardening-Fuse-92646066 [ 2026 ] | 1500Million | Dade City | -1 | 2030
Lateral Hardening | Lateral Hardening-Fuse-91495918,1 | 13053 | 725759.381 | 37057.3527 | 732334.8695 | 218863.6364 | 3.3461 | 0.18239 | 1200000 | 16 | 1 | 0 | 0 | 0 | 1 | Lateral Hardening-Fuse-91495918 [ 2025 ] | 1500Million | Central | -1 | 2030
Lateral Hardening | Lateral Hardening-Fuse-10501141,1 | 13509 | 649331.1858 | 24917.493 | 647558.1618 | 196363.6364 | 3.2977 | 0.16364 | 1200000 | 15 | 1 | 1 | 0 | 1 | 2 | Lateral Hardening-Fuse-10501141 [ 2021 ] | 1500Million | Eastern | -1 | 2030
Lateral Hardening | Lateral Hardening-Fuse-10424217,3 | 13828 | 1024612.0429 | 22113.8596 | 1022034.7499 | 315454.5455 | 3.2399 | 0.3286 | 960000 | 137 | 3 | 1 | 0 | 1 | 4 | Lateral Hardening-Fuse-10424217 [ 2023 ], Lateral Hardening-Fuse-10424218, Lateral Hardening-Fuse-10424219 | 1500Million | Central | -1 | 2030
Lateral Hardening | Lateral Hardening-Fuse-90379002,1 | 13754 | 1247755.9952 | 109026.0263 | 1473601.5199 | 469318.1818 | 3.1399 | 0.3911 | 1200000 | 71 | 1 | 0 | 0 | 0 | 1 | Lateral Hardening-Fuse-90379002 [ 2025 ] | 1500Million | Western | -1 | 2030
Lateral Hardening | Lateral Hardening-Fuse-93085168,1 | 13210 | 416196.659 | 18882.9758 | 417079.6524 | 134318.1818 | 3.1052 | 0.11193 | 1200000 | 19 | 1 | 0 | 0 | 0 | 1 | Lateral Hardening-Fuse-93085168 [ 2029 ] | 1500Million | Western | -1 | 2030
Lateral Hardening | Lateral Hardening-Fuse-91360927,1 | 13254 | 1067040.7278 | 62921.7284 | 1089818.356 | 351363.6364 | 3.1017 | 0.2928 | 1200000 | 29 | 1 | 2 | 0 | 2 | 3 | Lateral Hardening-Fuse-91360927 [ 2027 ] | 1500Million | South Hillsborough | -1 | 2030
Lateral Hardening | Lateral Hardening-Fuse-10716327,18 | 13959 | 8212793.901 | 435561.8681 | 9926227.6745 | 3204181.8182 | 3.0979 | 3.3377 | 960000 | 285 | 18 | 10 | 0 | 10 | 28 | Lateral Hardening-Fuse-10716327 [ 2024 ], Lateral Hardening-Fuse-90819593 [ 2024 ], Lateral Hardening-Fuse-90098852, Lateral Hardening-Fuse-90098866 [ 2024 ], Lateral Hardening-Fuse-90098936 [ 2024 ], Lateral Hardening-Fuse-92148656 [ 2024 ], Lateral Hardening-Fuse-10716331, Lateral Hardening-Fuse-91526615 [ 2024 ], Lateral Hardening-Fuse-92148495, Lateral Hardening-Fuse-92145929, Lateral Hardening-Fuse-92145937, Lateral Hardening-Fuse-10716384, Lateral Hardening-Fuse-92842187, Lateral Hardening-Fuse-90017806, Lateral Hardening-Fuse-90098845, Lateral Hardening-Fuse-90614370, Lateral Hardening-Fuse-90098856, Lateral Hardening-Fuse-90098837 | 1500Million | Plant City | -1 | 2030
Lateral Hardening | Lateral Hardening-Fuse-10657027,6 | 13098 | 3203065.389 | 218728.9325 | 3406814.1865 | 1113090.9091 | 3.0607 | 1.1595 | 960000 | 104 | 6 | 4 | 0 | 4 | 10 | Lateral Hardening-Fuse-10657027 [ 2024 ], Lateral Hardening-Fuse-10657025, Lateral Hardening-Fuse-10657023, Lateral Hardening-Fuse-60174285, Lateral Hardening-Fuse-10657024 [ 2024 ], Lateral Hardening-Fuse-10657026 | 1500Million | Central | -1 | 2030
Lateral Hardening | Lateral Hardening-Fuse-91928022,3 | 13754 | 914980.1629 | 76908.4042 | 952107.491 | 315454.5455 | 3.0182 | 0.3286 | 960000 | 163 | 3 | 2 | 0 | 2 | 5 | Lateral Hardening-Fuse-91928022 [ 2025 ], Lateral Hardening-Fuse-92126206, Lateral Hardening-Fuse-91930150 [ 2025 ] | 1500Million | Western | -1 | 2030
Lateral Hardening | Lateral Hardening-Fuse-10374094,1 | 13178 | 667971.8641 | 14388.5222 | 650512.5155 | 215681.8182 | 3.0161 | 0.17973 | 1200000 | 21 | 1 | 0 | 0 | 0 | 1 | Lateral Hardening-Fuse-10374094 [ 2029 ] | 1500Million | Central | -1 | 2030
Lateral Hardening | Lateral Hardening-Fuse-10925140,2 | 13017 | 3018783.8251 | 430601.0723 | 3456659.5984 | 1149818.1818 | 3.0063 | 1.1977 | 960000 | 304 | 2 | 4 | 0 | 4 | 6 | Lateral Hardening-Fuse-10925140 [ 2025 ], Lateral Hardening-Fuse-92540126 | 1500Million | South Hillsborough | -1 | 2030
Lateral Hardening | Lateral Hardening-Fuse-90630567,1 | 13754 | 464479.5745 | 25222.5493 | 470670.6988 | 157727.2727 | 2.9841 | 0.13144 | 1200000 | 16 | 1 | 0 | 0 | 0 | 1 | Lateral Hardening-Fuse-90630567 [ 2025 ] | 1500Million | Western | -1 | 2030
Lateral Hardening | Lateral Hardening-Fuse-10424221,1 | 13828 | 138085.6487 | 2323.7731 | 169955.5732 | 57045.4545 | 2.9793 | 0.047538 | 1200000 | 9 | 1 | 0 | 0 | 0 | 1 | Lateral Hardening-Fuse-10424221 [ 2023 ] | 1500Million | Central | -1 | 2030
Lateral Hardening | Lateral Hardening-Fuse-90668793,1 | 14042 | 670188.5912 | 18355.5175 | 659343.0691 | 224090.9091 | 2.9423 | 0.18674 | 1200000 | 58 | 1 | 1 | 0 | 1 | 2 | Lateral Hardening-Fuse-90668793 [ 2026 ] | 1500Million | Central | -1 | 2030
Lateral Hardening | Lateral Hardening-Fuse-92486363,1 | 13312 | 748898.3097 | 65853.946 | 786641.5096 | 267500 | 2.9407 | 0.22292 | 1200000 | 20 | 1 | 0 | 0 | 0 | 1 | Lateral Hardening-Fuse-92486363 [ 2026 ] | 1500Million | Winter Haven | -1 | 2030
Lateral Hardening | Lateral Hardening-Fuse-60029776,1 | 13093 | 958495.458 | 80861.9262 | 1008083.9568 | 343409.0909 | 2.9355 | 0.28617 | 1200000 | 64 | 1 | 0 | 0 | 0 | 1 | Lateral Hardening-Fuse-60029776 [ 2022 ] | 1500Million | Central | -1 | 2030
Lateral Hardening | Lateral Hardening-Fuse-92637098,1 | 13331 | 2578794.8136 | 114838.1625 | 2605569.3547 | 887727.2727 | 2.9351 | 0.73977 | 1200000 | 185 | 1 | 0 | 0 | 0 | 1 | Lateral Hardening-Fuse-92637098 [ 2026 ] | 1500Million | Dade City | -1 | 2030
Lateral Hardening | Lateral Hardening-Fuse-10297412,1 | 13754 | 184150.4038 | 7166.8556 | 207884.6226 | 70909.0909 | 2.9317 | 0.059091 | 1200000 | 11 | 1 | 1 | 0 | 1 | 2 | Lateral Hardening-Fuse-10297412 | 1500Million | Western | -1 | 2030
Lateral Hardening | Lateral Hardening-Fuse-60029681,1 | 13093 | 204744.7615 | 10404.597 | 226575.1498 | 78181.8182 | 2.8981 | 0.065152 | 1200000 | 26 | 1 | 0 | 0 | 0 | 1 | Lateral Hardening-Fuse-60029681 | 1500Million | Central | -1 | 2030
Lateral Hardening | Lateral Hardening-Fuse-60007354,2 | 13081 | 668965.4377 | 41425.6901 | 753018.7522 | 272545.4545 | 2.7629 | 0.2839 | 960000 | 100 | 2 | 4 | 0 | 4 | 6 | Lateral Hardening-Fuse-60007354 [ 2028 ], Lateral Hardening-Fuse-92443929 | 1500Million | Western | -1 | 2030
Lateral Hardening | Lateral Hardening-Fuse-10274831,1 | 14274 | 1561232.2784 | 107440.791 | 1616179.6407 | 624090.9091 | 2.5897 | 0.52008 | 1200000 | 11 | 1 | 0 | 0 | 0 | 1 | Lateral Hardening-Fuse-10274831 [ 2026 ] | 1500Million | Western | -1 | 2030
Lateral Hardening | Lateral Hardening-Fuse-10424241,5 | 13828 | 4328731.3681 | 433578.1006 | 4657415.8548 | 1821272.7273 | 2.5572 | 1.8972 | 960000 | 387 | 5 | 6 | 0 | 6 | 11 | Lateral Hardening-Fuse-10424241 [ 2023 ], Lateral Hardening-Fuse-91601628, Lateral Hardening-Fuse-90869177, Lateral Hardening-Fuse-10424220, Lateral Hardening-Fuse-60150863 | 1500Million | Central | -1 | 2030
Lateral Hardening | Lateral Hardening-Fuse-10501150,2 | 13509 | 1602124.623 | 282299.0292 | 1900037.3895 | 752181.8182 | 2.526 | 0.78352 | 960000 | 44 | 2 | 0 | 0 | 0 | 2 | Lateral Hardening-Fuse-10501150 [ 2021 ], Lateral Hardening-Fuse-10501133 [ 2021 ] | 1500Million | Eastern | -1 | 2030
Lateral Hardening | Lateral Hardening-Fuse-10632723,1 | 13312 | 382383.6426 | 24511.7357 | 390908.7759 | 155000 | 2.522 | 0.12917 | 1200000 | 18 | 1 | 4 | 0 | 4 | 5 | Lateral Hardening-Fuse-10632723 [ 2026 ] | 1500Million | Winter Haven | -1 | 2030
Lateral Hardening | Lateral Hardening-Fuse-10925146,7 | 13017 | 3465846.7275 | 348272.0161 | 3898849.4416 | 1553454.5455 | 2.5098 | 1.6182 | 960000 | 213 | 7 | 2 | 0 | 2 | 9 | Lateral Hardening-Fuse-10925146 [ 2025 ], Lateral Hardening-Fuse-90751124 [ 2025 ], Lateral Hardening-Fuse-92314919, Lateral Hardening-Fuse-92315959 [ 2025 ], Lateral Hardening-Fuse-90701827, Lateral Hardening-Fuse-92314872, Lateral Hardening-Fuse-92314966 | 1500Million | South Hillsborough | -1 | 2030
Lateral Hardening | Lateral Hardening-Fuse-60005954,1 | 13899 | 492492.0071 | 27608.9751 | 503135.2631 | 201136.3636 | 2.5015 | 0.16761 | 1200000 | 8 | 1 | 0 | 0 | 0 | 1 | Lateral Hardening-Fuse-60005954 [ 2025 ] | 1500Million | South Hillsborough | -1 | 2030
Lateral Hardening | Lateral Hardening-Fuse-92407976,3 | 13899 | 1034075.4478 | 45394.5448 | 1033576.455 | 413818.1818 | 2.4977 | 0.43106 | 960000 | 200 | 3 | 6 | 0 | 6 | 9 | Lateral Hardening-Fuse-92407976 [ 2025 ], Lateral Hardening-Fuse-90398774 [ 2025 ], Lateral Hardening-Fuse-92406905 | 1500Million | South Hillsborough | -1 | 2030
Lateral Hardening | Lateral Hardening-Fuse-60008652,1 | 13081 | 242471.2912 | 9555.424 | 240486.5105 | 99090.9091 | 2.4269 | 0.082576 | 1200000 | 31 | 1 | 0 | 0 | 0 | 1 | Lateral Hardening-Fuse-60008652 [ 2028 ] | 1500Million | Western | -1 | 2030
Lateral Hardening | Lateral Hardening-Fuse-60006690,8 | 13092 | 3045734.379 | 277656.9533 | 3219838.9062 | 1326909.0909 | 2.4266 | 1.3822 | 960000 | 177 | 8 | 2 | 0 | 2 | 10 | Lateral Hardening-Fuse-60006690 [ 2024 ], Lateral Hardening-Fuse-60006699, Lateral Hardening-Fuse-60006801, Lateral Hardening-Fuse-60006819, Lateral Hardening-Fuse-60006787, Lateral Hardening-Fuse-60006810, Lateral Hardening-Fuse-60006782, Lateral Hardening-Fuse-60006778 | 1500Million | Central | -1 | 2030
Lateral Hardening | Lateral Hardening-Fuse-60031511,1 | 13093 | 501458.565 | 37048.1001 | 521122.1582 | 216818.1818 | 2.4035 | 0.18068 | 1200000 | 29 | 1 | 0 | 0 | 0 | 1 | Lateral Hardening-Fuse-60031511 [ 2022 ] | 1500Million | Central | -1 | 2030
Lateral Hardening | Lateral Hardening-Fuse-60029683,1 | 13093 | 158362.3828 | 5435.8604 | 156157.247 | 65000 | 2.4024 | 0.054167 | 1200000 | 13 | 1 | 0 | 0 | 0 | 1 | Lateral Hardening-Fuse-60029683 [ 2022 ] | 1500Million | Central | -1 | 2030
Lateral Hardening | Lateral Hardening-Fuse-90416605,1 | 13081 | 263516.151 | 7454.0267 | 258247.6842 | 107727.2727 | 2.3972 | 0.089773 | 1200000 | 225 | 1 | 1 | 0 | 1 | 2 | Lateral Hardening-Fuse-90416605 | 1500Million | Western | -1 | 2030
Lateral Hardening | Lateral Hardening-Fuse-60008460,2 | 13081 | 745635.0408 | 56492.2017 | 765918.5049 | 319636.3636 | 2.3962 | 0.33295 | 960000 | 45 | 2 | 3 | 0 | 3 | 5 | Lateral Hardening-Fuse-60008460 [ 2028 ], Lateral Hardening-Fuse-92320386 | 1500Million | Western | -1 | 2030
Lateral Hardening | Lateral Hardening-Fuse-10297440,1 | 13754 | 321620.4083 | 22819.3834 | 331013.5051 | 138863.6364 | 2.3837 | 0.11572 | 1200000 | 90 | 1 | 2 | 0 | 2 | 3 | Lateral Hardening-Fuse-10297440 [ 2025 ] | 1500Million | Western | -1 | 2030
Lateral Hardening | Lateral Hardening-Fuse-10705847,3 | 13268 | 1299985.9519 | 90848.2282 | 1407014.494 | 593454.5455 | 2.3709 | 0.61818 | 960000 | 40 | 3 | 3 | 0 | 3 | 6 | Lateral Hardening-Fuse-10705847 [ 2022 ], Lateral Hardening-Fuse-10705948, Lateral Hardening-Fuse-90375314 | 1500Million | Plant City | -1 | 2030
Lateral Hardening | Lateral Hardening-Fuse-93124410,1 | 13670 | 2005038.4589 | 56007.8152 | 2018793.425 | 856136.3636 | 2.358 | 0.71345 | 1200000 | 387 | 1 | 8 | 0 | 8 | 9 | Lateral Hardening-Fuse-93124410 [ 2021 ] | 1500Million | Western | -1 | 2030
Lateral Hardening | Lateral Hardening-Fuse-90977020,7 | 13659 | 5628862.3355 | 889794.4116 | 7029589.574 | 3011454.5455 | 2.3343 | 3.1369 | 960000 | 229 | 7 | 9 | 0 | 9 | 16 | Lateral Hardening-Fuse-90977020 [ 2023 ], Lateral Hardening-Fuse-92199929, Lateral Hardening-Fuse-10793121 [ 2023 ], Lateral Hardening-Fuse-10793123 [ 2023 ], Lateral Hardening-Fuse-90662781, Lateral Hardening-Fuse-60211472, Lateral Hardening-Fuse-10793153 | 1500Million | Winter Haven | -1 | 2030
Lateral Hardening | Lateral Hardening-Fuse-10120771,9 | 13053 | 5031344.6269 | 431110.2226 | 5283249.2327 | 2298181.8182 | 2.2989 | 2.3939 | 960000 | 518 | 9 | 3 | 0 | 3 | 12 | Lateral Hardening-Fuse-10120771, Lateral Hardening-Fuse-60072541, Lateral Hardening-Fuse-10120778, Lateral Hardening-Fuse-60072540, Lateral Hardening-Fuse-10120782 [ 2025 ], Lateral Hardening-Fuse-91172364, Lateral Hardening-Fuse-10120781 [ 2025 ], Lateral Hardening-Fuse-60072551 [ 2025 ], Lateral Hardening-Fuse-10120780 | 1500Million | Central | -1 | 2030
Lateral Hardening | Lateral Hardening-Fuse-10442391,1 | 13948 | 501877.1831 | 22436.4666 | 582805.0125 | 258409.0909 | 2.2554 | 0.21534 | 1200000 | 29 | 1 | 0 | 0 | 0 | 1 | Lateral Hardening-Fuse-10442391 [ 2022 ] | 1500Million | Central | -1 | 2030
Lateral Hardening | Lateral Hardening-Fuse-92890860,1 | 13509 | 805275.3361 | 119703.4564 | 902426.5978 | 401818.1818 | 2.2459 | 0.33485 | 1200000 | 9 | 1 | 0 | 0 | 0 | 1 | Lateral Hardening-Fuse-92890860 [ 2021 ] | 1500Million | Eastern | -1 | 2030
Lateral Hardening | Lateral Hardening-Fuse-10424239,2 | 13828 | 548542.2602 | 30688.7963 | 552647.4574 | 246909.0909 | 2.2383 | 0.2572 | 960000 | 89 | 2 | 1 | 0 | 1 | 3 | Lateral Hardening-Fuse-10424239 [ 2023 ], Lateral Hardening-Fuse-60131612 | 1500Million | Central | -1 | 2030
Lateral Hardening | Lateral Hardening-Fuse-10424227,2 | 13828 | 1469852.9792 | 134849.0623 | 1551321.0887 | 696181.8182 | 2.2283 | 0.72519 | 960000 | 53 | 2 | 0 | 0 | 0 | 2 | Lateral Hardening-Fuse-10424227 [ 2023 ], Lateral Hardening-Fuse-92267972 [ 2023 ] | 1500Million | Central | -1 | 2030
Lateral Hardening | Lateral Hardening-Fuse-10442372,2 | 13948 | 535899.1234 | 72614.2163 | 589750.3227 | 269454.5455 | 2.1887 | 0.28068 | 960000 | 28 | 2 | 0 | 0 | 0 | 2 | Lateral Hardening-Fuse-10442372 [ 2022 ], Lateral Hardening-Fuse-10442377 | 1500Million | Central | -1 | 2030
Lateral Hardening | Lateral Hardening-Fuse-10124540,1 | 13063 | 514019.8326 | 43891.9723 | 535121.0031 | 244772.7273 | 2.1862 | 0.20398 | 1200000 | 69 | 1 | 2 | 0 | 2 | 3 | Lateral Hardening-Fuse-10124540 [ 2029 ] | 1500Million | Western | -1 | 2030
Lateral Hardening | Lateral Hardening-Fuse-10442379,1 | 13948 | 350953.1869 | 24614.2878 | 360382.1378 | 165454.5455 | 2.1781 | 0.13788 | 1200000 | 6 | 1 | 1 | 0 | 1 | 2 | Lateral Hardening-Fuse-10442379 [ 2022 ] | 1500Million | Central | -1 | 2030
Lateral Hardening | Lateral Hardening-Fuse-10716315,1 | 13959 | 249424.3492 | 14020.3657 | 251622.6467 | 116590.9091 | 2.1582 | 0.097159 | 1200000 | 21 | 1 | 0 | 0 | 0 | 1 | Lateral Hardening-Fuse-10716315 [ 2024 ] | 1500Million | Plant City | -1 | 2030
Lateral Hardening | Lateral Hardening-Fuse-60088175,1 | 13139 | 1124465.0256 | 160383.0959 | 1342707.4854 | 626590.9091 | 2.1429 | 0.52216 | 1200000 | 66 | 1 | 0 | 0 | 0 | 1 | Lateral Hardening-Fuse-60088175 [ 2027 ] | 1500Million | Western | -1 | 2030
Lateral Hardening | Lateral Hardening-Fuse-10868102,1 | 13798 | 461066.4376 | 68834.1378 | 627624.3671 | 293636.3636 | 2.1374 | 0.2447 | 1200000 | 105 | 1 | 3 | 0 | 3 | 4 | Lateral Hardening-Fuse-10868102 [ 2029 ] | 1500Million | Eastern | -1 | 2030
Lateral Hardening | Lateral Hardening-Fuse-10795751,1 | 13697 | 692187.0429 | 107214.875 | 774481.5325 | 364772.7273 | 2.1232 | 0.30398 | 1200000 | 13 | 1 | 0 | 0 | 0 | 1 | Lateral Hardening-Fuse-10795751 [ 2023 ] | 1500Million | Winter Haven | -1 | 2030
Lateral Hardening | Lateral Hardening-Fuse-60012112,5 | 13092 | 2110477.8724 | 168358.6601 | 2398426.605 | 1141090.9091 | 2.1019 | 1.1886 | 960000 | 113 | 5 | 3 | 0 | 3 | 8 | Lateral Hardening-Fuse-60012112 [ 2024 ], Lateral Hardening-Fuse-60012177, Lateral Hardening-Fuse-60012180 [ 2024 ], Lateral Hardening-Fuse-60012131, Lateral Hardening-Fuse-60012217 | 1500Million | Central | -1 | 2030
Lateral Hardening | Lateral Hardening-Fuse-60029810,1 | 13093 | 425270.8071 | 54849.9656 | 494169.286 | 241590.9091 | 2.0455 | 0.20133 | 1200000 | 46 | 1 | 0 | 0 | 0 | 1 | Lateral Hardening-Fuse-60029810 | 1500Million | Central | -1 | 2030
Lateral Hardening | Lateral Hardening-Fuse-60088186,1 | 13139 | 508432.3976 | 41856.316 | 531079.067 | 263409.0909 | 2.0162 | 0.21951 | 1200000 | 31 | 1 | 0 | 0 | 0 | 1 | Lateral Hardening-Fuse-60088186 [ 2027 ] | 1500Million | Western | -1 | 2030
Lateral Hardening | Lateral Hardening-Fuse-10124533,1 | 13063 | 513948.0095 | 46762.5803 | 538865.7541 | 270000 | 1.9958 | 0.225 | 1200000 | 22 | 1 | 0 | 0 | 0 | 1 | Lateral Hardening-Fuse-10124533 [ 2029 ] | 1500Million | Western | -1 | 2030
Lateral Hardening | Lateral Hardening-Fuse-10842829,1 | 13798 | 440252.9389 | 45669.889 | 469955.9672 | 246590.9091 | 1.9058 | 0.20549 | 1200000 | 16 | 1 | 0 | 0 | 0 | 1 | Lateral Hardening-Fuse-10842829 [ 2029 ] | 1500Million | Eastern | -1 | 2030
Lateral Hardening | Lateral Hardening-Fuse-93269555,2 | 13110 | 282331.3747 | 18955.8406 | 289263.2762 | 152000 | 1.903 | 0.15833 | 960000 | 57 | 2 | 1 | 0 | 1 | 3 | Lateral Hardening-Fuse-93269555 [ 2029 ], Lateral Hardening-Fuse-60033789 | 1500Million | Western | -1 | 2030
Lateral Hardening | Lateral Hardening-Fuse-91778603,1 | 13092 | 1221009.2428 | 152747.1608 | 1395535.649 | 762727.2727 | 1.8297 | 0.63561 | 1200000 | 97 | 1 | 0 | 0 | 0 | 1 | Lateral Hardening-Fuse-91778603 [ 2024 ] | 1500Million | Central | -1 | 2030
Lateral Hardening | Lateral Hardening-Fuse-60048514,1 | 13405 | 137990.876 | 7592.216 | 277774.1703 | 155909.0909 | 1.7816 | 0.12992 | 1200000 | 6 | 1 | 0 | 0 | 0 | 1 | Lateral Hardening-Fuse-60048514 [ 2025 ] | 1500Million | Western | -1 | 2030
Lateral Hardening | Lateral Hardening-Fuse-60006349,4 | 13899 | 1215535.8289 | 133994.5789 | 1469302.5145 | 827636.3636 | 1.7753 | 0.86212 | 960000 | 80 | 4 | 4 | 0 | 4 | 8 | Lateral Hardening-Fuse-60006349 [ 2025 ], Lateral Hardening-Fuse-60006347, Lateral Hardening-Fuse-60006341, Lateral Hardening-Fuse-60006352 | 1500Million | South Hillsborough | -1 | 2030
Lateral Hardening | Lateral Hardening-Fuse-91633548,33 | 13268 | 12741220.9513 | 1673712.4955 | 14385539.3316 | 8178363.6364 | 1.759 | 8.5191 | 960000 | 241 | 33 | 4 | 0 | 4 | 37 | Lateral Hardening-Fuse-91633548 [ 2022 ], Lateral Hardening-Fuse-10705883 [ 2022 ], Lateral Hardening-Fuse-10705933, Lateral Hardening-Fuse-10705937, Lateral Hardening-Fuse-60575459, Lateral Hardening-Fuse-10705935, Lateral Hardening-Fuse-10705889 [ 2022 ], Lateral Hardening-Fuse-90378808 [ 2022 ], Lateral Hardening-Fuse-93067842 [ 2022 ], Lateral Hardening-Fuse-10705875, Lateral Hardening-Fuse-92013444, Lateral Hardening-Fuse-10705852, Lateral Hardening-Fuse-92014970, Lateral Hardening-Fuse-92014720, Lateral Hardening-Fuse-10705930, Lateral Hardening-Fuse-10705882, Lateral Hardening-Fuse-60467609, Lateral Hardening-Fuse-60541911, Lateral Hardening-Fuse-60281262, Lateral Hardening-Fuse-10705880, Lateral Hardening-Fuse-10705881, Lateral Hardening-Fuse-10705878, Lateral Hardening-Fuse-10705919, Lateral Hardening-Fuse-10705876, Lateral Hardening-Fuse-10705932, Lateral Hardening-Fuse-90997578, Lateral Hardening-Fuse-91294696, Lateral Hardening-Fuse-90378714, Lateral Hardening-Fuse-10705936, Lateral Hardening-Fuse-10705887, Lateral Hardening-Fuse-10705918, Lateral Hardening-Fuse-60281265, Lateral Hardening-Fuse-60341894 | 1500Million | Plant City | -1 | 2030
Lateral Hardening | Lateral Hardening-Fuse-90749642,3 | 13081 | 344867.2492 | 111587.0143 | 602274.6085 | 348363.6364 | 1.7289 | 0.36288 | 960000 | 60 | 3 | 3 | 0 | 3 | 6 | Lateral Hardening-Fuse-90749642, Lateral Hardening-Fuse-92021798, Lateral Hardening-Fuse-92837135 | 1500Million | Western | -1 | 2030
Lateral Hardening | Lateral Hardening-Fuse-60068046,1 | 13139 | 264549.079 | 23168.312 | 277182.3233 | 160454.5455 | 1.7275 | 0.13371 | 1200000 | 10 | 1 | 0 | 0 | 0 | 1 | Lateral Hardening-Fuse-60068046 [ 2027 ] | 1500Million | Western | -1 | 2030
Lateral Hardening | Lateral Hardening-Fuse-10124545,1 | 13063 | 584837.1238 | 39632.8655 | 600264.2775 | 352045.4545 | 1.7051 | 0.29337 | 1200000 | 47 | 1 | 0 | 0 | 0 | 1 | Lateral Hardening-Fuse-10124545 | 1500Million | Western | -1 | 2030
Lateral Hardening | Lateral Hardening-Fuse-60311548,1 | 13331 | 519659.2228 | 28020.3762 | 525974.6057 | 313636.3636 | 1.677 | 0.26136 | 1200000 | 21 | 1 | 1 | 0 | 1 | 2 | Lateral Hardening-Fuse-60311548 [ 2026 ] | 1500Million | Dade City | -1 | 2030
Lateral Hardening | Lateral Hardening-Fuse-92839477,1 | 13081 | 206260.43 | 5692.5423 | 202015.9023 | 120909.0909 | 1.6708 | 0.10076 | 1200000 | 91 | 1 | 6 | 0 | 6 | 7 | Lateral Hardening-Fuse-92839477 [ 2028 ] | 1500Million | Western | -1 | 2030
Lateral Hardening | Lateral Hardening-Fuse-92566766,1 | 13948 | 377483.2369 | 30616.1895 | 392412.9698 | 237272.7273 | 1.6538 | 0.19773 | 1200000 | 36 | 1 | 0 | 0 | 0 | 1 | Lateral Hardening-Fuse-92566766 | 1500Million | Central | -1 | 2030
Lateral Hardening | Lateral Hardening-Fuse-60412087,1 | 13659 | 229700.6835 | 19289.8014 | 239401.1884 | 145000 | 1.651 | 0.12083 | 1200000 | 2 | 1 | 0 | 0 | 0 | 1 | Lateral Hardening-Fuse-60412087 [ 2023 ] | 1500Million | Winter Haven | -1 | 2030
Lateral Hardening | Lateral Hardening-Fuse-91256591,7 | 13405 | 5185938.9968 | 984671.9776 | 6241174.9426 | 3820000 | 1.6338 | 3.9792 | 960000 | 59 | 7 | 4 | 0 | 4 | 11 | Lateral Hardening-Fuse-91256591 [ 2025 ], Lateral Hardening-Fuse-10064508 [ 2025 ], Lateral Hardening-Fuse-10064507 [ 2025 ], Lateral Hardening-Fuse-10064525, Lateral Hardening-Fuse-10064526, Lateral Hardening-Fuse-10064487, Lateral Hardening-Fuse-10064521 | 1500Million | Western | -1 | 2030
Lateral Hardening | Lateral Hardening-Fuse-60088200,1 | 13139 | 813503.705 | 447874.7751 | 1427812.325 | 878863.6364 | 1.6246 | 0.73239 | 1200000 | 70 | 1 | 0 | 0 | 0 | 1 | Lateral Hardening-Fuse-60088200 [ 2027 ] | 1500Million | Western | -1 | 2030
Lateral Hardening | Lateral Hardening-Fuse-60325892,6 | 13098 | 1527337.7682 | 297398.1029 | 1928941.5713 | 1188909.0909 | 1.6224 | 1.2384 | 960000 | 78 | 6 | 2 | 0 | 2 | 8 | Lateral Hardening-Fuse-60325892 [ 2024 ], Lateral Hardening-Fuse-92078535 [ 2024 ], Lateral Hardening-Fuse-90864662, Lateral Hardening-Fuse-92030792, Lateral Hardening-Fuse-92078531, Lateral Hardening-Fuse-92078845 | 1500Million | Central | -1 | 2030
Lateral Hardening | Lateral Hardening-Fuse-60203579,1 | 13899 | 83084.8574 | 1720.1119 | 80830.9359 | 50000 | 1.6166 | 0.026705 | 1872340.4255 | 3 | 1 | 0 | 0 | 0 | 1 | Lateral Hardening-Fuse-60203579 [ 2025 ] | 1500Million | South Hillsborough | -1 | 2030
Lateral Hardening | Lateral Hardening-Fuse-10657036,4 | 13098 | 1005099.2929 | 167005.4556 | 1176181.6305 | 737272.7273 | 1.5953 | 0.76799 | 960000 | 78 | 4 | 1 | 0 | 1 | 5 | Lateral Hardening-Fuse-10657036 [ 2024 ], Lateral Hardening-Fuse-10657035, Lateral Hardening-Fuse-10657034, Lateral Hardening-Fuse-10657033 | 1500Million | Central | -1 | 2030
Lateral Hardening | Lateral Hardening-Fuse-90795105,1 | 13098 | 152894.8368 | 12829.3133 | 158310.7688 | 99772.7273 | 1.5867 | 0.083144 | 1200000 | 22 | 1 | 1 | 0 | 1 | 2 | Lateral Hardening-Fuse-90795105 [ 2024 ] | 1500Million | Central | -1 | 2030
Lateral Hardening | Lateral Hardening-Fuse-90683160,1 | 13312 | 411786.7824 | 21005.9704 | 412851.0686 | 262045.4545 | 1.5755 | 0.21837 | 1200000 | 42 | 1 | 0 | 0 | 0 | 1 | Lateral Hardening-Fuse-90683160 | 1500Million | Winter Haven | -1 | 2030
Lateral Hardening | Lateral Hardening-Fuse-90214420,1 | 13697 | 774766.7951 | 118054.6445 | 865620.946 | 549772.7273 | 1.5745 | 0.45814 | 1200000 | 23 | 1 | 0 | 0 | 0 | 1 | Lateral Hardening-Fuse-90214420 [ 2029 ] | 1500Million | Winter Haven | -1 | 2030
Lateral Hardening | Lateral Hardening-Fuse-10071929,13 | 13305 | 5529586.9895 | 982134.6655 | 6396031.1688 | 4067454.5455 | 1.5725 | 4.2369 | 960000 | 192 | 13 | 1 | 0 | 1 | 14 | Lateral Hardening-Fuse-10071929 [ 2026 ], Lateral Hardening-Fuse-92586622, Lateral Hardening-Fuse-90399458, Lateral Hardening-Fuse-10071954, Lateral Hardening-Fuse-10072009 [ 2026 ], Lateral Hardening-Fuse-90049920, Lateral Hardening-Fuse-10072015, Lateral Hardening-Fuse-90222085, Lateral Hardening-Fuse-10071952, Lateral Hardening-Fuse-90064942, Lateral Hardening-Fuse-10072016 [ 2026 ], Lateral Hardening-Fuse-93345914, Lateral Hardening-Fuse-60559666 | 1500Million | South Hillsborough | -1 | 2030
Lateral Hardening | Lateral Hardening-Fuse-92642428,1 | 13331 | 1559488.6625 | 152710.408 | 1678858.9791 | 1070000 | 1.569 | 0.89167 | 1200000 | 69 | 1 | 0 | 0 | 0 | 1 | Lateral Hardening-Fuse-92642428 [ 2026 ] | 1500Million | Dade City | -1 | 2030
Lateral Hardening | Lateral Hardening-Fuse-60005956,3 | 13899 | 1208371.4821 | 131234.4186 | 1297218.5004 | 831454.5455 | 1.5602 | 0.8661 | 960000 | 85 | 3 | 1 | 0 | 1 | 4 | Lateral Hardening-Fuse-60005956 [ 2025 ], Lateral Hardening-Fuse-60342398, Lateral Hardening-Fuse-60006121 | 1500Million | South Hillsborough | -1 | 2030
Lateral Hardening | Lateral Hardening-Fuse-10657019,8 | 13098 | 1681276.9741 | 342802.6002 | 2241004.8094 | 1477272.7273 | 1.517 | 1.5388 | 960000 | 121 | 8 | 1 | 0 | 1 | 9 | Lateral Hardening-Fuse-10657019 [ 2024 ], Lateral Hardening-Fuse-90767118 [ 2024 ], Lateral Hardening-Fuse-60302764, Lateral Hardening-Fuse-91111545, Lateral Hardening-Fuse-10657017, Lateral Hardening-Fuse-10657045, Lateral Hardening-Fuse-10657016, Lateral Hardening-Fuse-10657013 | 1500Million | Central | -1 | 2030
Lateral Hardening | Lateral Hardening-Fuse-92633786,1 | 13331 | 330307.8489 | 30828.1948 | 348725.9921 | 232500 | 1.4999 | 0.19375 | 1200000 | 4 | 1 | 0 | 0 | 0 | 1 | Lateral Hardening-Fuse-92633786 | 1500Million | Dade City | -1 | 2030
Lateral Hardening | Lateral Hardening-Fuse-92775767,1 | 13210 | 1059969.3359 | 134411.9238 | 1157178.86 | 772500 | 1.498 | 0.64375 | 1200000 | 53 | 1 | 0 | 0 | 0 | 1 | Lateral Hardening-Fuse-92775767 | 1500Million | Western | -1 | 2030
Lateral Hardening | Lateral Hardening-Fuse-92036136,17 | 13442 | 5534723.5901 | 931133.9727 | 6566516.6384 | 4383636.3636 | 1.498 | 4.5663 | 960000 | 491 | 17 | 22 | 0 | 22 | 39 | Lateral Hardening-Fuse-92036136 [ 2022 ], Lateral Hardening-Fuse-92035838, Lateral Hardening-Fuse-92036121, Lateral Hardening-Fuse-92035493, Lateral Hardening-Fuse-91756176, Lateral Hardening-Fuse-92035690, Lateral Hardening-Fuse-91756149, Lateral Hardening-Fuse-91756160, Lateral Hardening-Fuse-92036083, Lateral Hardening-Fuse-91756165, Lateral Hardening-Fuse-92035691, Lateral Hardening-Fuse-92035457, Lateral Hardening-Fuse-91756173, Lateral Hardening-Fuse-92035481, Lateral Hardening-Fuse-92035840, Lateral Hardening-Fuse-10577997, Lateral Hardening-Fuse-92037965 | 1500Million | Winter Haven | -1 | 2030
Lateral Hardening | Lateral Hardening-Fuse-10842834,1 | 13798 | 173487.2694 | 15184.5411 | 180049.2207 | 121590.9091 | 1.4808 | 0.10133 | 1200000 | 93 | 1 | 2 | 0 | 2 | 3 | Lateral Hardening-Fuse-10842834 [ 2029 ] | 1500Million | Eastern | -1 | 2030
Lateral Hardening | Lateral Hardening-Fuse-91964760,1 | 13139 | 101017.9856 | 2401.282 | 98603.9776 | 66590.9091 | 1.4807 | 0.055492 | 1200000 | 36 | 1 | 2 | 0 | 2 | 3 | Lateral Hardening-Fuse-91964760 | 1500Million | Western | -1 | 2030
Lateral Hardening | Lateral Hardening-Fuse-60029778,1 | 13093 | 236152.0629 | 34772.7971 | 315545.8512 | 213409.0909 | 1.4786 | 0.17784 | 1200000 | 37 | 1 | 0 | 0 | 0 | 1 | Lateral Hardening-Fuse-60029778 [ 2022 ] | 1500Million | Central | -1 | 2030
Lateral Hardening | Lateral Hardening-Fuse-92362882,33 | 13697 | 13970650.4932 | 2649046.0205 | 16413153.4893 | 11236909.0909 | 1.4606 | 11.7051 | 960000 | 580 | 33 | 7 | 0 | 7 | 40 | Lateral Hardening-Fuse-92362882 [ 2023 ], Lateral Hardening-Fuse-10795768, Lateral Hardening-Fuse-90032927 [ 2023 ], Lateral Hardening-Fuse-10795719, Lateral Hardening-Fuse-90010358, Lateral Hardening-Fuse-92357746, Lateral Hardening-Fuse-10795743, Lateral Hardening-Fuse-10795745, Lateral Hardening-Fuse-90889828, Lateral Hardening-Fuse-10795742, Lateral Hardening-Fuse-10795738, Lateral Hardening-Fuse-10795741 [ 2023 ], Lateral Hardening-Fuse-90032924, Lateral Hardening-Fuse-90882696, Lateral Hardening-Fuse-91649554, Lateral Hardening-Fuse-10795735, Lateral Hardening-Fuse-10795774, Lateral Hardening-Fuse-10795758, Lateral Hardening-Fuse-10795731, Lateral Hardening-Fuse-10795736, Lateral Hardening-Fuse-10795729, Lateral Hardening-Fuse-92680492, Lateral Hardening-Fuse-90209776, Lateral Hardening-Fuse-10795803 [ 2023 ], Lateral Hardening-Fuse-10795764, Lateral Hardening-Fuse-10795765, Lateral Hardening-Fuse-10795766, Lateral Hardening-Fuse-10795767, Lateral Hardening-Fuse-10795727, Lateral Hardening-Fuse-10795728, Lateral Hardening-Fuse-90877918, Lateral Hardening-Fuse-10795760, Lateral Hardening-Fuse-10795730 | 1500Million | Winter Haven | -1 | 2030
Lateral Hardening | Lateral Hardening-Fuse-60069893,1 | 13610 | 361493.5163 | 108030.1438 | 455954.7474 | 316590.9091 | 1.4402 | 0.26383 | 1200000 | 48 | 1 | 3 | 0 | 3 | 4 | Lateral Hardening-Fuse-60069893 | 1500Million | Western | -1 | 2030
Lateral Hardening | Lateral Hardening-Fuse-10795746,1 | 13697 | 302058.2922 | 61237.2009 | 351673.6337 | 246136.3636 | 1.4288 | 0.20511 | 1200000 | 31 | 1 | 0 | 0 | 0 | 1 | Lateral Hardening-Fuse-10795746 | 1500Million | Winter Haven | -1 | 2030
Lateral Hardening | Lateral Hardening-Fuse-92795885,11 | 13305 | 8182441.9719 | 1375073.7481 | 9434465.8885 | 6626363.6364 | 1.4238 | 6.9025 | 960000 | 151 | 11 | 6 | 0 | 6 | 17 | Lateral Hardening-Fuse-92795885 [ 2026 ], Lateral Hardening-Fuse-93027730 [ 2026 ], Lateral Hardening-Fuse-93027726, Lateral Hardening-Fuse-10072005, Lateral Hardening-Fuse-10071970, Lateral Hardening-Fuse-10072012, Lateral Hardening-Fuse-91743707, Lateral Hardening-Fuse-10071973, Lateral Hardening-Fuse-10071974, Lateral Hardening-Fuse-91659404, Lateral Hardening-Fuse-10072004 | 1500Million | South Hillsborough | -1 | 2030
Lateral Hardening | Lateral Hardening-Fuse-92529635,1 | 13210 | 179081.4403 | 14338.8894 | 184978.2634 | 130227.2727 | 1.4204 | 0.10852 | 1200000 | 16 | 1 | 0 | 0 | 0 | 1 | Lateral Hardening-Fuse-92529635 | 1500Million | Western | -1 | 2030
Lateral Hardening | Lateral Hardening-Fuse-10793113,1 | 13659 | 48856.7382 | 1210.4129 | 70334.2013 | 50000 | 1.4067 | 0.0085227 | 5866666.6667 | 113 | 1 | 1 | 0 | 1 | 2 | Lateral Hardening-Fuse-10793113 | 1500Million | Winter Haven | -1 | 2030
Lateral Hardening | Lateral Hardening-Fuse-92962459,7 | 13268 | 1841101.2554 | 188278.3809 | 1981021.8475 | 1413272.7273 | 1.4017 | 1.4722 | 960000 | 55 | 7 | 3 | 0 | 3 | 10 | Lateral Hardening-Fuse-92962459 [ 2022 ], Lateral Hardening-Fuse-10705944, Lateral Hardening-Fuse-92408682, Lateral Hardening-Fuse-10705834, Lateral Hardening-Fuse-10705828, Lateral Hardening-Fuse-10705906, Lateral Hardening-Fuse-60320582 | 1500Million | Plant City | -1 | 2030
Lateral Hardening | Lateral Hardening-Fuse-60029711,1 | 13093 | 230560.4213 | 29517.3116 | 249683.5699 | 181136.3636 | 1.3784 | 0.15095 | 1200000 | 38 | 1 | 0 | 0 | 0 | 1 | Lateral Hardening-Fuse-60029711 | 1500Million | Central | -1 | 2030
Lateral Hardening | Lateral Hardening-Fuse-10925176,4 | 13017 | 2256560.6025 | 557547.8403 | 3334905.2205 | 2422000 | 1.3769 | 2.5229 | 960000 | 101 | 4 | 3 | 0 | 3 | 7 | Lateral Hardening-Fuse-10925176 [ 2025 ], Lateral Hardening-Fuse-10925152, Lateral Hardening-Fuse-10925160, Lateral Hardening-Fuse-92313568 | 1500Million | South Hillsborough | -1 | 2030
Lateral Hardening | Lateral Hardening-Fuse-60029585,1 | 13093 | 93035.909 | 9966.6579 | 98852.6626 | 72954.5455 | 1.355 | 0.060795 | 1200000 | 17 | 1 | 0 | 0 | 0 | 1 | Lateral Hardening-Fuse-60029585 | 1500Million | Central | -1 | 2030
Lateral Hardening | Lateral Hardening-Fuse-60142815,1 | 13798 | 446262.8091 | 58616.7437 | 488822.9317 | 362045.4545 | 1.3502 | 0.3017 | 1200000 | 120 | 1 | 3 | 0 | 3 | 4 | Lateral Hardening-Fuse-60142815 [ 2029 ] | 1500Million | Eastern | -1 | 2030
Lateral Hardening | Lateral Hardening-Fuse-10705945,24 | 13268 | 5781297.3205 | 881179.7489 | 6867164.5115 | 5093454.5455 | 1.3482 | 5.3057 | 960000 | 95 | 24 | 5 | 0 | 5 | 29 | Lateral Hardening-Fuse-10705945 [ 2022 ], Lateral Hardening-Fuse-93449800 [ 2022 ], Lateral Hardening-Fuse-10705854, Lateral Hardening-Fuse-10705855, Lateral Hardening-Fuse-10705924, Lateral Hardening-Fuse-10705934 [ 2022 ], Lateral Hardening-Fuse-93351292 [ 2022 ], Lateral Hardening-Fuse-93348547, Lateral Hardening-Fuse-93348550, Lateral Hardening-Fuse-10705929, Lateral Hardening-Fuse-10705873, Lateral Hardening-Fuse-10705861, Lateral Hardening-Fuse-92944646, Lateral Hardening-Fuse-92287404, Lateral Hardening-Fuse-10705864, Lateral Hardening-Fuse-10705862, Lateral Hardening-Fuse-92589346, Lateral Hardening-Fuse-90993877, Lateral Hardening-Fuse-10705859, Lateral Hardening-Fuse-10705904, Lateral Hardening-Fuse-10705916, Lateral Hardening-Fuse-90816450, Lateral Hardening-Fuse-10705925, Lateral Hardening-Fuse-60320579 | 1500Million | Plant City | -1 | 2030
Lateral Hardening | Lateral Hardening-Fuse-10868107,1 | 13798 | 259772.7905 | 20507.0359 | 363466.1029 | 270227.2727 | 1.345 | 0.22519 | 1200000 | 35 | 1 | 5 | 0 | 5 | 6 | Lateral Hardening-Fuse-10868107 [ 2029 ] | 1500Million | Eastern | -1 | 2030
Lateral Hardening | Lateral Hardening-Fuse-10071961,1 | 13305 | 113996.0115 | 10606.9792 | 119082.8167 | 89545.4545 | 1.3299 | 0.074621 | 1200000 | 2 | 1 | 1 | 0 | 1 | 2 | Lateral Hardening-Fuse-10071961 [ 2026 ] | 1500Million | South Hillsborough | -1 | 2030
Lateral Hardening | Lateral Hardening-Fuse-10774301,1 | 14042 | 51834.2059 | 5571.5074 | 97382.3054 | 73409.0909 | 1.3266 | 0.061174 | 1200000 | 5 | 1 | 0 | 0 | 0 | 1 | Lateral Hardening-Fuse-10774301 | 1500Million | Central | -1 | 2030
Lateral Hardening | Lateral Hardening-Fuse-10120776,3 | 13053 | 587508.6742 | 95205.9415 | 811157.3537 | 614000 | 1.3211 | 0.63958 | 960000 | 141 | 3 | 5 | 0 | 5 | 8 | Lateral Hardening-Fuse-10120776 [ 2025 ], Lateral Hardening-Fuse-91493341, Lateral Hardening-Fuse-91493342 | 1500Million | Central | -1 | 2030
Lateral Hardening | Lateral Hardening-Fuse-93118819,3 | 13210 | 501295.1727 | 150539.5007 | 629559.8115 | 480181.8182 | 1.3111 | 0.50019 | 960000 | 60 | 3 | 1 | 0 | 1 | 4 | Lateral Hardening-Fuse-93118819, Lateral Hardening-Fuse-93118817, Lateral Hardening-Fuse-93114753 | 1500Million | Western | -1 | 2030
Lateral Hardening | Lateral Hardening-Fuse-92648135,2 | 13331 | 710066.7717 | 66602.8918 | 752491.597 | 574181.8182 | 1.3105 | 0.59811 | 960000 | 18 | 2 | 0 | 0 | 0 | 2 | Lateral Hardening-Fuse-92648135 [ 2026 ], Lateral Hardening-Fuse-92648190 | 1500Million | Dade City | -1 | 2030
Lateral Hardening | Lateral Hardening-Fuse-60174239,4 | 13098 | 759778.3112 | 119463.5921 | 886535.4868 | 677272.7273 | 1.309 | 0.70549 | 960000 | 164 | 4 | 0 | 0 | 0 | 4 | Lateral Hardening-Fuse-60174239 [ 2024 ], Lateral Hardening-Fuse-10657056, Lateral Hardening-Fuse-60174240, Lateral Hardening-Fuse-10657042 | 1500Million | Central | -1 | 2030
Lateral Hardening | Lateral Hardening-Fuse-10071962,1 | 13305 | 120224.7926 | 14923.5417 | 129917.0172 | 100227.2727 | 1.2962 | 0.083523 | 1200000 | 4 | 1 | 0 | 0 | 0 | 1 | Lateral Hardening-Fuse-10071962 [ 2026 ] | 1500Million | South Hillsborough | -1 | 2030
Lateral Hardening | Lateral Hardening-Fuse-91305807,1 | 13053 | 422117.0498 | 74660.2743 | 481308.9882 | 381363.6364 | 1.2621 | 0.3178 | 1200000 | 95 | 1 | 1 | 0 | 1 | 2 | Lateral Hardening-Fuse-91305807 | 1500Million | Central | -1 | 2030
Lateral Hardening | Lateral Hardening-Fuse-10122239,5 | 13059 | 1263271.1471 | 211752.7531 | 1436019.9436 | 1162909.0909 | 1.2349 | 1.2114 | 960000 | 102 | 5 | 1 | 0 | 1 | 6 | Lateral Hardening-Fuse-10122239 [ 2024 ], Lateral Hardening-Fuse-10122226, Lateral Hardening-Fuse-90792627, Lateral Hardening-Fuse-10122231, Lateral Hardening-Fuse-60267848 | 1500Million | Western | -1 | 2030
Lateral Hardening | Lateral Hardening-Fuse-90014436,1 | 13331 | 449985.2599 | 183103.8981 | 660782.266 | 540909.0909 | 1.2216 | 0.45076 | 1200000 | 18 | 1 | 1 | 1 | 0 | 2 | Lateral Hardening-Fuse-90014436 [ 2026 ] | 1500Million | Dade City | -1 | 2030
Lateral Hardening | Lateral Hardening-Fuse-10716318,1 | 13959 | 84314.9918 | 25486.1955 | 126266.2187 | 104545.4545 | 1.2078 | 0.087121 | 1200000 | 2 | 1 | 0 | 0 | 0 | 1 | Lateral Hardening-Fuse-10716318 [ 2024 ] | 1500Million | Plant City | -1 | 2030
Lateral Hardening | Lateral Hardening-Fuse-92223899,1 | 13063 | 455924.2687 | 216101.4018 | 652843.5974 | 541136.3636 | 1.2064 | 0.45095 | 1200000 | 78 | 1 | 4 | 0 | 4 | 5 | Lateral Hardening-Fuse-92223899 | 1500Million | Western | -1 | 2030
Lateral Hardening | Lateral Hardening-Fuse-92426770,1 | 14042 | 196078.6194 | 33994.171 | 222526.0197 | 185000 | 1.2028 | 0.15417 | 1200000 | 11 | 1 | 0 | 0 | 0 | 1 | Lateral Hardening-Fuse-92426770 [ 2026 ] | 1500Million | Central | -1 | 2030
Lateral Hardening | Lateral Hardening-Fuse-10694105,1 | 13254 | 1599012.8512 | 351596.2725 | 1960575.3152 | 1651363.6364 | 1.1872 | 1.3761 | 1200000 | 46 | 1 | 0 | 0 | 0 | 1 | Lateral Hardening-Fuse-10694105 [ 2027 ] | 1500Million | South Hillsborough | -1 | 2030
Lateral Hardening | Lateral Hardening-Fuse-10759925,1 | 13331 | 299594.6769 | 75056.4126 | 362914.9389 | 326363.6364 | 1.112 | 0.27197 | 1200000 | 10 | 1 | 0 | 0 | 0 | 1 | Lateral Hardening-Fuse-10759925 | 1500Million | Dade City | -1 | 2030
Lateral Hardening | Lateral Hardening-Fuse-10071941,1 | 13305 | 661391.9972 | 135307.3249 | 815927.703 | 762954.5455 | 1.0694 | 0.6358 | 1200000 | 8 | 1 | 1 | 0 | 1 | 2 | Lateral Hardening-Fuse-10071941 [ 2026 ] | 1500Million | South Hillsborough | -1 | 2030
Lateral Hardening | Lateral Hardening-Fuse-92634722,1 | 13331 | 67773.9516 | 1831.6566 | 66379.5342 | 62954.5455 | 1.0544 | 0.052462 | 1200000 | 6 | 1 | 0 | 0 | 0 | 1 | Lateral Hardening-Fuse-92634722 | 1500Million | Dade City | -1 | 2030
Lateral Hardening | Lateral Hardening-Fuse-92639517,2 | 13331 | 345375.4052 | 117971.6954 | 449224.0759 | 432000 | 1.0399 | 0.45 | 960000 | 62 | 2 | 0 | 0 | 0 | 2 | Lateral Hardening-Fuse-92639517 [ 2026 ], Lateral Hardening-Fuse-92643052 | 1500Million | Dade City | -1 | 2030
Lateral Hardening | Lateral Hardening-Fuse-60302536,1 | 13899 | 173840.9738 | 11117.3835 | 176466.8446 | 174318.1818 | 1.0123 | 0.14527 | 1200000 | 26 | 1 | 0 | 0 | 0 | 1 | Lateral Hardening-Fuse-60302536 | 1500Million | South Hillsborough | -1 | 2030
Lateral Hardening | Lateral Hardening-Fuse-92638029,1 | 13331 | 302795.1412 | 76715.3848 | 367709.003 | 406818.1818 | 0.90387 | 0.33902 | 1200000 | 8 | 1 | 0 | 0 | 0 | 1 | Lateral Hardening-Fuse-92638029 [ 2026 ] | 1500Million | Dade City | -1 | 2030
Lateral Hardening | Lateral Hardening-Fuse-92648112,1 | 13331 | 481205.5183 | 89002.0378 | 552894.3686 | 616136.3636 | 0.89736 | 0.51345 | 1200000 | 15 | 1 | 0 | 0 | 0 | 1 | Lateral Hardening-Fuse-92648112 [ 2026 ] | 1500Million | Dade City | -1 | 2030
Lateral Hardening | Lateral Hardening-Fuse-92647473,1 | 13331 | 353909.0524 | 57884.2137 | 398760.9789 | 479772.7273 | 0.83115 | 0.39981 | 1200000 | 10 | 1 | 0 | 0 | 0 | 1 | Lateral Hardening-Fuse-92647473 [ 2026 ] | 1500Million | Dade City | -1 | 2030
Lateral Hardening | Lateral Hardening-Fuse-92634867,2 | 13331 | 526688.2016 | 122255.1325 | 629876.5688 | 808545.4545 | 0.77902 | 0.84223 | 960000 | 52 | 2 | 0 | 0 | 0 | 2 | Lateral Hardening-Fuse-92634867 [ 2026 ], Lateral Hardening-Fuse-92637834 | 1500Million | Dade City | -1 | 2030
Lateral Hardening | Lateral Hardening-Fuse-92648323,1 | 13331 | 265845.7821 | 155172.1274 | 409929.1241 | 570227.2727 | 0.71889 | 0.47519 | 1200000 | 86 | 1 | 0 | 0 | 0 | 1 | Lateral Hardening-Fuse-92648323 | 1500Million | Dade City | -1 | 2030
Lateral Hardening | Lateral Hardening-Fuse-92637114,1 | 13331 | 196606.0596 | 53327.478 | 242506.0121 | 364545.4545 | 0.66523 | 0.30379 | 1200000 | 23 | 1 | 0 | 0 | 0 | 1 | Lateral Hardening-Fuse-92637114 | 1500Million | Dade City | -1 | 2030
Lateral Hardening | Lateral Hardening-Fuse-10759936,17 | 13331 | 883913.914 | 637913.0478 | 1678333.8854 | 3598545.4545 | 0.46639 | 3.7485 | 960000 | 68 | 17 | 0 | 0 | 0 | 17 | Lateral Hardening-Fuse-10759936 [ 2026 ], Lateral Hardening-Fuse-93016861 [ 2026 ], Lateral Hardening-Fuse-92408335, Lateral Hardening-Fuse-60206867, Lateral Hardening-Fuse-10759911, Lateral Hardening-Fuse-10759933, Lateral Hardening-Fuse-92412141, Lateral Hardening-Fuse-10759932, Lateral Hardening-Fuse-92415687, Lateral Hardening-Fuse-10760003, Lateral Hardening-Fuse-92408344, Lateral Hardening-Fuse-92408336 [ 2026 ], Lateral Hardening-Fuse-92410202, Lateral Hardening-Fuse-92409102, Lateral Hardening-Fuse-10759972, Lateral Hardening-Fuse-90797364, Lateral Hardening-Fuse-92410232 | 1500Million | Dade City | -1 | 2030
Lateral Hardening | Lateral Hardening-Fuse-92642582,1 | 13331 | 26222.7499 | 18150.7896 | 43326.2759 | 121818.1818 | 0.35566 | 0.10152 | 1200000 | 28 | 1 | 0 | 0 | 0 | 1 | Lateral Hardening-Fuse-92642582 | 1500Million | Dade City | -1 | 2030
Lateral Hardening | Lateral Hardening-Fuse-10759938,1 | 13331 | 16135.9653 | 11116.0435 | 26375.6936 | 86818.1818 | 0.3038 | 0.072348 | 1200000 | 36 | 1 | 0 | 0 | 0 | 1 | Lateral Hardening-Fuse-10759938 | 1500Million | Dade City | -1 | 2030
Lateral Hardening | Lateral Hardening-Fuse-92638373,1 | 13331 | 27983.5004 | 106968.9633 | 131204.7319 | 534772.7273 | 0.24535 | 0.44564 | 1200000 | 19 | 1 | 0 | 0 | 0 | 1 | Lateral Hardening-Fuse-92638373 | 1500Million | Dade City | -1 | 2030
Lateral Hardening | Lateral Hardening-Fuse-92420785,1 | 13331 | 10003.1007 | 16002.3886 | 25544.5667 | 109090.9091 | 0.23416 | 0.090909 | 1200000 | 12 | 1 | 0 | 0 | 0 | 1 | Lateral Hardening-Fuse-92420785 | 1500Million | Dade City | -1 | 2030
Lateral Hardening | Lateral Hardening-Fuse-60079254,1 | 13138 | 1332311.9296 | 14336.8851 | 1537182.1641 | 110454.5455 | 13.9169 | 0.092045 | 1200000 | 163 | 1 | 0 | 0 | 0 | 1 | Lateral Hardening-Fuse-60079254 [ 2022 ] | 1500Million | Western | -1 | 2031
Lateral Hardening | Lateral Hardening-Fuse-60165355,1 | 13756 | 1140909.7157 | 16817.1594 | 1104214.9573 | 99545.4545 | 11.0926 | 0.082955 | 1200000 | 68 | 1 | 0 | 0 | 0 | 1 | Lateral Hardening-Fuse-60165355 [ 2021 ] | 1500Million | Western | -1 | 2031
Lateral Hardening | Lateral Hardening-Fuse-60165357,1 | 13756 | 3462800.0449 | 56296.7683 | 3397592.636 | 323863.6364 | 10.4908 | 0.26989 | 1200000 | 151 | 1 | 0 | 0 | 0 | 1 | Lateral Hardening-Fuse-60165357 [ 2021 ] | 1500Million | Western | -1 | 2031
Lateral Hardening | Lateral Hardening-Fuse-60170397,1 | 13005 | 2502700.5235 | 93226.4428 | 4004461.8333 | 429090.9091 | 9.3324 | 0.35758 | 1200000 | 80 | 1 | 3 | 0 | 3 | 4 | Lateral Hardening-Fuse-60170397 [ 2024 ] | 1500Million | Dade City | -1 | 2031
Lateral Hardening | Lateral Hardening-Fuse-92740152,3 | 13633 | 3492902.8037 | 69716.4603 | 3447106.2409 | 372000 | 9.2664 | 0.3875 | 960000 | 64 | 3 | 4 | 0 | 4 | 7 | Lateral Hardening-Fuse-92740152 [ 2021 ], Lateral Hardening-Fuse-91797323, Lateral Hardening-Fuse-90557872 | 1500Million | Central | -1 | 2031
Lateral Hardening | Lateral Hardening-Fuse-90738378,1 | 13071 | 1550189.2957 | 17218.5262 | 1493796.5416 | 195454.5455 | 7.6427 | 0.16288 | 1200000 | 331 | 1 | 5 | 0 | 5 | 6 | Lateral Hardening-Fuse-90738378 [ 2020 ] | 1500Million | Western | -1 | 2031
Lateral Hardening | Lateral Hardening-Fuse-91780598,1 | 14041 | 4005562.8657 | 64570.6629 | 3932468.7747 | 546363.6364 | 7.1975 | 0.4553 | 1200000 | 260 | 1 | 0 | 0 | 0 | 1 | Lateral Hardening-Fuse-91780598 [ 2023 ] | 1500Million | Central | -1 | 2031
Lateral Hardening | Lateral Hardening-Fuse-10297943,2 | 13737 | 1323993.3313 | 25029.5019 | 2099687.4751 | 296000 | 7.0935 | 0.30833 | 960000 | 92 | 2 | 2 | 0 | 2 | 4 | Lateral Hardening-Fuse-10297943 [ 2023 ], Lateral Hardening-Fuse-90637854 | 1500Million | Western | -1 | 2031
Lateral Hardening | Lateral Hardening-Fuse-90207831,1 | 13756 | 3165792.9031 | 101603.3199 | 3167591.7927 | 455000 | 6.9617 | 0.37917 | 1200000 | 200 | 1 | 1 | 0 | 1 | 2 | Lateral Hardening-Fuse-90207831 [ 2021 ] | 1500Million | Western | -1 | 2031
Lateral Hardening | Lateral Hardening-Fuse-60140011,1 | 14116 | 2054500.2307 | 89017.2813 | 2593408.8886 | 391136.3636 | 6.6304 | 0.32595 | 1200000 | 57 | 1 | 3 | 0 | 3 | 4 | Lateral Hardening-Fuse-60140011 [ 2021 ] | 1500Million | Eastern | -1 | 2031
Lateral Hardening | Lateral Hardening-Fuse-92881445,1 | 13710 | 3381998.4167 | 199846.2676 | 3501876.2351 | 538409.0909 | 6.5041 | 0.44867 | 1200000 | 175 | 1 | 4 | 0 | 4 | 5 | Lateral Hardening-Fuse-92881445 [ 2020 ] | 1500Million | Eastern | -1 | 2031
Lateral Hardening | Lateral Hardening-Fuse-60474882,1 | 13191 | 1913322.2379 | 82248.5955 | 1926586.8769 | 307045.4545 | 6.2746 | 0.25587 | 1200000 | 49 | 1 | 1 | 1 | 0 | 2 | Lateral Hardening-Fuse-60474882 [ 2025 ] | 1500Million | Western | -1 | 2031
Lateral Hardening | Lateral Hardening-Fuse-10145625,4 | 13138 | 4285538.0101 | 127312.5127 | 5178386.1433 | 839090.9091 | 6.1714 | 0.87405 | 960000 | 363 | 4 | 2 | 0 | 2 | 6 | Lateral Hardening-Fuse-10145625 [ 2022 ], Lateral Hardening-Fuse-10145626, Lateral Hardening-Fuse-10145602 [ 2022 ], Lateral Hardening-Fuse-10145624 | 1500Million | Western | -1 | 2031
Lateral Hardening | Lateral Hardening-Fuse-10173491,1 | 13191 | 572585.5285 | 27707.0338 | 1345854.1083 | 218181.8182 | 6.1685 | 0.18182 | 1200000 | 36 | 1 | 4 | 0 | 4 | 5 | Lateral Hardening-Fuse-10173491 [ 2025 ] | 1500Million | Western | -1 | 2031
Lateral Hardening | Lateral Hardening-Fuse-10244449,1 | 13425 | 5073408.142 | 119888.6448 | 5055879.7661 | 835909.0909 | 6.0484 | 0.69659 | 1200000 | 211 | 1 | 2 | 0 | 2 | 3 | Lateral Hardening-Fuse-10244449 [ 2021 ] | 1500Million | Western | -1 | 2031
Lateral Hardening | Lateral Hardening-Fuse-91179943,1 | 13358 | 1774136.1741 | 62279.6918 | 1765634.7371 | 306590.9091 | 5.7589 | 0.25549 | 1200000 | 64 | 1 | 0 | 0 | 0 | 1 | Lateral Hardening-Fuse-91179943 [ 2025 ] | 1500Million | Western | -1 | 2031
Lateral Hardening | Lateral Hardening-Fuse-91213055,5 | 13592 | 2880474.2413 | 95804.4797 | 3425499.79 | 610909.0909 | 5.6072 | 0.63636 | 960000 | 80 | 5 | 1 | 0 | 1 | 6 | Lateral Hardening-Fuse-91213055 [ 2022 ], Lateral Hardening-Fuse-10402248, Lateral Hardening-Fuse-60128814, Lateral Hardening-Fuse-10402275, Lateral Hardening-Fuse-60128815 | 1500Million | Central | -1 | 2031
Lateral Hardening | Lateral Hardening-Fuse-10402239,5 | 13592 | 2247881.2899 | 51664.1012 | 2213784.3235 | 407636.3636 | 5.4308 | 0.42462 | 960000 | 66 | 5 | 0 | 0 | 0 | 5 | Lateral Hardening-Fuse-10402239 [ 2022 ], Lateral Hardening-Fuse-91541561, Lateral Hardening-Fuse-91537203 [ 2022 ], Lateral Hardening-Fuse-91541390, Lateral Hardening-Fuse-92124741 [ 2022 ] | 1500Million | Central | -1 | 2031
Lateral Hardening | Lateral Hardening-Fuse-60505673,1 | 13358 | 1227145.3176 | 37736.1207 | 1210322.3657 | 224318.1818 | 5.3956 | 0.18693 | 1200000 | 43 | 1 | 4 | 1 | 3 | 5 | Lateral Hardening-Fuse-60505673 [ 2025 ] | 1500Million | Western | -1 | 2031
Lateral Hardening | Lateral Hardening-Fuse-10540484,1 | 13964 | 2252684.3159 | 150703.5274 | 2835234.5693 | 530000 | 5.3495 | 0.44167 | 1200000 | 27 | 1 | 1 | 0 | 1 | 2 | Lateral Hardening-Fuse-10540484 [ 2028 ] | 1500Million | Eastern | -1 | 2031
Lateral Hardening | Lateral Hardening-Fuse-60081731,1 | 13358 | 3995817.4953 | 240361.3404 | 4122875.5076 | 793181.8182 | 5.1979 | 0.66098 | 1200000 | 219 | 1 | 3 | 0 | 3 | 4 | Lateral Hardening-Fuse-60081731 [ 2025 ] | 1500Million | Western | -1 | 2031
Lateral Hardening | Lateral Hardening-Fuse-90591555,2 | 14022 | 4163292.6386 | 255698.1166 | 4760193.816 | 917818.1818 | 5.1864 | 0.95606 | 960000 | 495 | 2 | 13 | 0 | 13 | 15 | Lateral Hardening-Fuse-90591555 [ 2021 ], Lateral Hardening-Fuse-60659082 | 1500Million | South Hillsborough | -1 | 2031
Lateral Hardening | Lateral Hardening-Fuse-10366868,2 | 13101 | 1928102.7498 | 83524.7672 | 1960198.9581 | 382000 | 5.1314 | 0.39792 | 960000 | 59 | 2 | 0 | 0 | 0 | 2 | Lateral Hardening-Fuse-10366868 [ 2023 ], Lateral Hardening-Fuse-10366851 | 1500Million | Central | -1 | 2031
Lateral Hardening | Lateral Hardening-Fuse-92140897,1 | 13967 | 3398642.4413 | 463625.8057 | 4084519.7288 | 801363.6364 | 5.097 | 0.6678 | 1200000 | 439 | 1 | 0 | 0 | 0 | 1 | Lateral Hardening-Fuse-92140897 [ 2025 ] | 1500Million | Winter Haven | -1 | 2031
Lateral Hardening | Lateral Hardening-Fuse-60117378,2 | 13101 | 1041231.9855 | 95819.3288 | 2227600.0527 | 444545.4545 | 5.011 | 0.46307 | 960000 | 47 | 2 | 0 | 0 | 0 | 2 | Lateral Hardening-Fuse-60117378 [ 2023 ], Lateral Hardening-Fuse-10366866 | 1500Million | Central | -1 | 2031
Lateral Hardening | Lateral Hardening-Fuse-91960399,1 | 13737 | 2443375.6081 | 105899.4266 | 2577684.8491 | 519318.1818 | 4.9636 | 0.43277 | 1200000 | 62 | 1 | 1 | 0 | 1 | 2 | Lateral Hardening-Fuse-91960399 [ 2023 ] | 1500Million | Western | -1 | 2031
Lateral Hardening | Lateral Hardening-Fuse-92778111,2 | 13805 | 5607653.8088 | 295593.545 | 5799372.8672 | 1184545.4545 | 4.8959 | 1.2339 | 960000 | 3 | 2 | 0 | 0 | 0 | 2 | Lateral Hardening-Fuse-92680655 [ 2024 ], Lateral Hardening-Fuse-92778111 | 1500Million | Plant City | -1 | 2031
Lateral Hardening | Lateral Hardening-Fuse-10197577,1 | 13358 | 1535117.7008 | 225935.7903 | 2282101.4241 | 471590.9091 | 4.8392 | 0.39299 | 1200000 | 74 | 1 | 0 | 0 | 0 | 1 | Lateral Hardening-Fuse-10197577 [ 2025 ] | 1500Million | Western | -1 | 2031
Lateral Hardening | Lateral Hardening-Fuse-10158909,13 | 13164 | 7087923.8614 | 624614.1238 | 10795700.4078 | 2250181.8182 | 4.7977 | 2.3439 | 960000 | 293 | 13 | 6 | 0 | 6 | 19 | Lateral Hardening-Fuse-10158909 [ 2021 ], Lateral Hardening-Fuse-90252716 [ 2021 ], Lateral Hardening-Fuse-91772081, Lateral Hardening-Fuse-10158935, Lateral Hardening-Fuse-90252529, Lateral Hardening-Fuse-90252541, Lateral Hardening-Fuse-90252585, Lateral Hardening-Fuse-90252589, Lateral Hardening-Fuse-90521752, Lateral Hardening-Fuse-91416515, Lateral Hardening-Fuse-60087359, Lateral Hardening-Fuse-10158934, Lateral Hardening-Fuse-10158936 | 1500Million | Western | -1 | 2031
Lateral Hardening | Lateral Hardening-Fuse-60170521,1 | 13358 | 906852.1939 | 21682.559 | 890012.1389 | 188181.8182 | 4.7295 | 0.15682 | 1200000 | 81 | 1 | 0 | 0 | 0 | 1 | Lateral Hardening-Fuse-60170521 [ 2025 ] | 1500Million | Western | -1 | 2031
Lateral Hardening | Lateral Hardening-Fuse-92354144,3 | 13710 | 1773765.5376 | 61611.0015 | 1813806.9749 | 392363.6364 | 4.6228 | 0.40871 | 960000 | 243 | 3 | 9 | 0 | 9 | 12 | Lateral Hardening-Fuse-92354144 [ 2023 ], Lateral Hardening-Fuse-92885158, Lateral Hardening-Fuse-92327024 | 1500Million | Eastern | -1 | 2031
Lateral Hardening | Lateral Hardening-Fuse-91365233,3 | 13592 | 2098156.1364 | 103679.1691 | 2548573.4353 | 562000 | 4.5348 | 0.58542 | 960000 | 133 | 3 | 0 | 0 | 0 | 3 | Lateral Hardening-Fuse-91365233 [ 2022 ], Lateral Hardening-Fuse-90959317 [ 2022 ], Lateral Hardening-Fuse-90959251 | 1500Million | Central | -1 | 2031
Lateral Hardening | Lateral Hardening-Fuse-92214946,2 | 13161 | 1935012.0917 | 66653.2975 | 1920917.769 | 423636.3636 | 4.5344 | 0.44129 | 960000 | 72 | 2 | 0 | 0 | 0 | 2 | Lateral Hardening-Fuse-92214946 [ 2024 ], Lateral Hardening-Fuse-60019620 | 1500Million | Western | -1 | 2031
Lateral Hardening | Lateral Hardening-Fuse-10144733,4 | 13136 | 1004242.6619 | 64862.8072 | 2302626.3962 | 518363.6364 | 4.4421 | 0.53996 | 960000 | 43 | 4 | 0 | 0 | 0 | 4 | Lateral Hardening-Fuse-10144733 [ 2029 ], Lateral Hardening-Fuse-90241628, Lateral Hardening-Fuse-90241764, Lateral Hardening-Fuse-90276809 | 1500Million | Western | -1 | 2031
Lateral Hardening | Lateral Hardening-Fuse-90816343,5 | 13158 | 3307391.7897 | 138230.0037 | 3342279.669 | 775454.5455 | 4.3101 | 0.80777 | 960000 | 128 | 5 | 1 | 0 | 1 | 6 | Lateral Hardening-Fuse-90816343 [ 2021 ], Lateral Hardening-Fuse-93317809 [ 2021 ], Lateral Hardening-Fuse-92874802 [ 2021 ], Lateral Hardening-Fuse-60010481, Lateral Hardening-Fuse-60010474 | 1500Million | Central | -1 | 2031
Lateral Hardening | Lateral Hardening-Fuse-10296956,1 | 13753 | 2781606.6691 | 163599.1555 | 2848944.2953 | 662045.4545 | 4.3032 | 0.5517 | 1200000 | 130 | 1 | 1 | 0 | 1 | 2 | Lateral Hardening-Fuse-10296956 [ 2026 ] | 1500Million | Western | -1 | 2031
Lateral Hardening | Lateral Hardening-Fuse-10762822,1 | 13815 | 969140.7205 | 29386.1943 | 965628.3295 | 229545.4545 | 4.2067 | 0.19129 | 1200000 | 62 | 1 | 0 | 0 | 0 | 1 | Lateral Hardening-Fuse-10762822 [ 2027 ] | 1500Million | Dade City | -1 | 2031
Lateral Hardening | Lateral Hardening-Fuse-10483757,2 | 14012 | 3922261.2831 | 101673.9908 | 3885929.6538 | 934545.4545 | 4.1581 | 0.97348 | 960000 | 88 | 2 | 6 | 0 | 6 | 8 | Lateral Hardening-Fuse-10483757 [ 2024 ], Lateral Hardening-Fuse-10483820 | 1500Million | Central | -1 | 2031
Lateral Hardening | Lateral Hardening-Fuse-60011810,3 | 13158 | 3342433.7782 | 402157.7437 | 3884851.1692 | 942727.2727 | 4.1209 | 0.98201 | 960000 | 237 | 3 | 3 | 0 | 3 | 6 | Lateral Hardening-Fuse-60011810 [ 2021 ], Lateral Hardening-Fuse-92290015 [ 2021 ], Lateral Hardening-Fuse-91637001 | 1500Million | Central | -1 | 2031
Lateral Hardening | Lateral Hardening-Fuse-10173494,1 | 13191 | 851060.2954 | 35117.9909 | 1013198.0637 | 247045.4545 | 4.1013 | 0.20587 | 1200000 | 23 | 1 | 2 | 0 | 2 | 3 | Lateral Hardening-Fuse-10173494 [ 2025 ] | 1500Million | Western | -1 | 2031
Lateral Hardening | Lateral Hardening-Fuse-91377944,13 | 13836 | 8588381.4679 | 525401.3502 | 9945146.4533 | 2435513.2427 | 4.0834 | 2.6241 | 928149.3989 | 300 | 13 | 8 | 0 | 8 | 21 | Lateral Hardening-Fuse-91377944 [ 2021 ], Lateral Hardening-Fuse-60133698 [ 2021 ], Lateral Hardening-Fuse-60133814, Lateral Hardening-Fuse-91406672 [ 2020 ], Lateral Hardening-Fuse-60133705, Lateral Hardening-Fuse-60133559, Lateral Hardening-Fuse-60133702, Lateral Hardening-Fuse-60133703, Lateral Hardening-Fuse-60133704 [ 2021 ], Lateral Hardening-Fuse-60133701, Lateral Hardening-Fuse-93321406 [ 2021 ], Lateral Hardening-Fuse-10436876, Lateral Hardening-Fuse-91406642 [ 2021 ] | 1500Million | Central | -1 | 2031
Lateral Hardening | Lateral Hardening-Fuse-60360851,5 | 13722 | 3135701.9151 | 93534.3995 | 3687466.6289 | 912909.0909 | 4.0392 | 0.95095 | 960000 | 143 | 5 | 0 | 0 | 0 | 5 | Lateral Hardening-Fuse-60360851 [ 2022 ], Lateral Hardening-Fuse-60360859 [ 2022 ], Lateral Hardening-Fuse-90061967, Lateral Hardening-Fuse-91894186, Lateral Hardening-Fuse-60360857 | 1500Million | Plant City | -1 | 2031
Lateral Hardening | Lateral Hardening-Fuse-60170460,1 | 13138 | 696624.2875 | 33483.5869 | 1276897.2833 | 317500 | 4.0217 | 0.26458 | 1200000 | 179 | 1 | 1 | 0 | 1 | 2 | Lateral Hardening-Fuse-60170460 [ 2022 ] | 1500Million | Western | -1 | 2031
Lateral Hardening | Lateral Hardening-Fuse-90113831,2 | 13896 | 1656466.582 | 87836.402 | 1876027.1683 | 467090.9091 | 4.0164 | 0.48655 | 960000 | 71 | 2 | 0 | 0 | 0 | 2 | Lateral Hardening-Fuse-90113831 [ 2026 ], Lateral Hardening-Fuse-10933189 | 1500Million | South Hillsborough | -1 | 2031
Lateral Hardening | Lateral Hardening-Fuse-60170504,3 | 13204 | 3316617.6574 | 309852.0008 | 4218776.6673 | 1054363.6364 | 4.0013 | 1.0983 | 960000 | 122 | 3 | 0 | 0 | 0 | 3 | Lateral Hardening-Fuse-60170504 [ 2022 ], Lateral Hardening-Fuse-90276841, Lateral Hardening-Fuse-60062686 [ 2022 ] | 1500Million | Central | -1 | 2031
Lateral Hardening | Lateral Hardening-Fuse-91780595,4 | 14041 | 3112532.3526 | 162001.9052 | 3184679.1939 | 813454.5455 | 3.915 | 0.84735 | 960000 | 252 | 4 | 4 | 0 | 4 | 8 | Lateral Hardening-Fuse-91780595 [ 2023 ], Lateral Hardening-Fuse-91896447, Lateral Hardening-Fuse-10797463 [ 2023 ], Lateral Hardening-Fuse-91285070 | 1500Million | Central | -1 | 2031
Lateral Hardening | Lateral Hardening-Fuse-60584220,3 | 13896 | 3332303.093 | 433022.4866 | 3797750.13 | 1017636.3636 | 3.7319 | 1.06 | 960000 | 125 | 3 | 1 | 1 | 0 | 4 | Lateral Hardening-Fuse-60584220 [ 2026 ], Lateral Hardening-Fuse-93250712, Lateral Hardening-Fuse-93348988 [ 2026 ] | 1500Million | South Hillsborough | -1 | 2031
Lateral Hardening | Lateral Hardening-Fuse-91201752,1 | 13077 | 5353818.5051 | 450977.2134 | 5692984.3431 | 1529545.4545 | 3.722 | 1.2746 | 1200000 | 91 | 1 | 0 | 0 | 0 | 1 | Lateral Hardening-Fuse-91201752 [ 2028 ] | 1500Million | Western | -1 | 2031
Lateral Hardening | Lateral Hardening-Fuse-92081600,1 | 13161 | 2405991.8382 | 99860.6237 | 2635649.3525 | 720227.2727 | 3.6595 | 0.60019 | 1200000 | 86 | 1 | 0 | 0 | 0 | 1 | Lateral Hardening-Fuse-92081600 [ 2024 ] | 1500Million | Western | -1 | 2031
Lateral Hardening | Lateral Hardening-Fuse-92235128,1 | 13397 | 628233.0959 | 13043.1371 | 611375.4779 | 170681.8182 | 3.582 | 0.14223 | 1200000 | 48 | 1 | 0 | 0 | 0 | 1 | Lateral Hardening-Fuse-92235128 | 1500Million | Central | -1 | 2031
Lateral Hardening | Lateral Hardening-Fuse-10402259,1 | 13592 | 818728.3622 | 50027.5538 | 838297.8263 | 237954.5455 | 3.5229 | 0.1983 | 1200000 | 26 | 1 | 1 | 0 | 1 | 2 | Lateral Hardening-Fuse-10402259 [ 2022 ] | 1500Million | Central | -1 | 2031
Lateral Hardening | Lateral Hardening-Fuse-91711513,1 | 13592 | 498074.0893 | 21895.0026 | 555198.2356 | 157954.5455 | 3.5149 | 0.13163 | 1200000 | 25 | 1 | 0 | 0 | 0 | 1 | Lateral Hardening-Fuse-91711513 [ 2022 ] | 1500Million | Central | -1 | 2031
Lateral Hardening | Lateral Hardening-Fuse-92000626,1 | 14012 | 2538434.8734 | 263405.3712 | 2728827.2306 | 782727.2727 | 3.4863 | 0.65227 | 1200000 | 106 | 1 | 1 | 0 | 1 | 2 | Lateral Hardening-Fuse-92000626 [ 2024 ] | 1500Million | Central | -1 | 2031
Lateral Hardening | Lateral Hardening-Fuse-92018064,5 | 14041 | 2737534.9542 | 262749.4055 | 2935437.6795 | 846181.8182 | 3.469 | 0.88144 | 960000 | 75 | 5 | 1 | 0 | 1 | 6 | Lateral Hardening-Fuse-92018064 [ 2023 ], Lateral Hardening-Fuse-91195616, Lateral Hardening-Fuse-91990427, Lateral Hardening-Fuse-91395586, Lateral Hardening-Fuse-91403395 | 1500Million | Central | -1 | 2031
Lateral Hardening | Lateral Hardening-Fuse-91432109,1 | 13071 | 565657.2395 | 38011.3161 | 582260.2595 | 171136.3636 | 3.4023 | 0.14261 | 1200000 | 25 | 1 | 0 | 0 | 0 | 1 | Lateral Hardening-Fuse-91432109 [ 2020 ] | 1500Million | Western | -1 | 2031
Lateral Hardening | Lateral Hardening-Fuse-10589595,1 | 13756 | 987327.3151 | 55845.0576 | 1009827.2238 | 299090.9091 | 3.3763 | 0.24924 | 1200000 | 100 | 1 | 0 | 0 | 0 | 1 | Lateral Hardening-Fuse-10589595 [ 2021 ] | 1500Million | Western | -1 | 2031
Lateral Hardening | Lateral Hardening-Fuse-92678249,1 | 13805 | 3549409.8512 | 227296.1802 | 3709897.3249 | 1117500 | 3.3198 | 0.93125 | 1200000 | 126 | 1 | 0 | 0 | 0 | 1 | Lateral Hardening-Fuse-92678249 [ 2024 ] | 1500Million | Plant City | -1 | 2031
Lateral Hardening | Lateral Hardening-Fuse-92287705,1 | 13710 | 1470692.6885 | 187065.1714 | 1611613.4144 | 489090.9091 | 3.2951 | 0.40758 | 1200000 | 33 | 1 | 2 | 0 | 2 | 3 | Lateral Hardening-Fuse-92287705 [ 2023 ] | 1500Million | Eastern | -1 | 2031
Lateral Hardening | Lateral Hardening-Fuse-10197575,1 | 13358 | 217719.5241 | 7658.6695 | 241885.1094 | 75909.0909 | 3.1865 | 0.063258 | 1200000 | 25 | 1 | 0 | 0 | 0 | 1 | Lateral Hardening-Fuse-10197575 [ 2025 ] | 1500Million | Western | -1 | 2031
Lateral Hardening | Lateral Hardening-Fuse-92134864,3 | 13020 | 1236845.1358 | 95151.5865 | 1357785.0416 | 436545.4545 | 3.1103 | 0.45473 | 960000 | 58 | 3 | 1 | 0 | 1 | 4 | Lateral Hardening-Fuse-92134864 [ 2024 ], Lateral Hardening-Fuse-92128693, Lateral Hardening-Fuse-92130874 | 1500Million | South Hillsborough | -1 | 2031
Lateral Hardening | Lateral Hardening-Fuse-92679285,1 | 14041 | 2585613.9401 | 237405.7873 | 2761971.4566 | 895227.2727 | 3.0852 | 0.74602 | 1200000 | 169 | 1 | 0 | 0 | 0 | 1 | Lateral Hardening-Fuse-92679285 [ 2023 ] | 1500Million | Central | -1 | 2031
Lateral Hardening | Lateral Hardening-Fuse-60089041,1 | 13219 | 1328235.3993 | 88441.1153 | 1360238.8934 | 440909.0909 | 3.0851 | 0.36742 | 1200000 | 138 | 1 | 4 | 0 | 4 | 5 | Lateral Hardening-Fuse-60089041 [ 2028 ] | 1500Million | Western | -1 | 2031
Lateral Hardening | Lateral Hardening-Fuse-91193204,2 | 13077 | 2560254.7312 | 219067.2462 | 2676210.4236 | 868909.0909 | 3.08 | 0.90511 | 960000 | 52 | 2 | 0 | 0 | 0 | 2 | Lateral Hardening-Fuse-91193204, Lateral Hardening-Fuse-10127391 [ 2028 ] | 1500Million | Western | -1 | 2031
Lateral Hardening | Lateral Hardening-Fuse-10144741,2 | 13136 | 1025028.692 | 231037.5144 | 1304437.8329 | 424181.8182 | 3.0752 | 0.44186 | 960000 | 40 | 2 | 0 | 0 | 0 | 2 | Lateral Hardening-Fuse-10144741 [ 2029 ], Lateral Hardening-Fuse-90244411 | 1500Million | Western | -1 | 2031
Lateral Hardening | Lateral Hardening-Fuse-93355196,1 | 13303 | 254996.2692 | 3526.2231 | 246177.2602 | 80227.2727 | 3.0685 | 0.066856 | 1200000 | 14 | 1 | 0 | 0 | 0 | 1 | Lateral Hardening-Fuse-93355196 [ 2027 ] | 1500Million | South Hillsborough | -1 | 2031
Lateral Hardening | Lateral Hardening-Fuse-60297955,2 | 13431 | 2019234.2268 | 166676.1756 | 2192667.4801 | 718545.4545 | 3.0515 | 0.74848 | 960000 | 147 | 2 | 3 | 0 | 3 | 5 | Lateral Hardening-Fuse-60297955 [ 2023 ], Lateral Hardening-Fuse-60591631 | 1500Million | Dade City | -1 | 2031
Lateral Hardening | Lateral Hardening-Fuse-91201751,4 | 13077 | 2469668.9016 | 170580.3156 | 2544296.625 | 889454.5455 | 2.8605 | 0.92652 | 960000 | 67 | 4 | 3 | 0 | 3 | 7 | Lateral Hardening-Fuse-91201751 [ 2028 ], Lateral Hardening-Fuse-92111687, Lateral Hardening-Fuse-91906929, Lateral Hardening-Fuse-10127379 | 1500Million | Western | -1 | 2031
Lateral Hardening | Lateral Hardening-Fuse-60170422,14 | 13071 | 7992786.7237 | 829808.4701 | 9425889.1819 | 3391636.3636 | 2.7792 | 3.533 | 960000 | 376 | 14 | 12 | 0 | 12 | 26 | Lateral Hardening-Fuse-60170422 [ 2022 ], Lateral Hardening-Fuse-93035682 [ 2022 ], Lateral Hardening-Fuse-60647656, Lateral Hardening-Fuse-90292855, Lateral Hardening-Fuse-10061200, Lateral Hardening-Fuse-91245762, Lateral Hardening-Fuse-10061188, Lateral Hardening-Fuse-10061190, Lateral Hardening-Fuse-10061189, Lateral Hardening-Fuse-10061207, Lateral Hardening-Fuse-60170424, Lateral Hardening-Fuse-10061213, Lateral Hardening-Fuse-91245761 [ 2022 ], Lateral Hardening-Fuse-90292859 | 1500Million | Western | -1 | 2031
Lateral Hardening | Lateral Hardening-Fuse-92527631,3 | 13219 | 2117428.2016 | 125834.8569 | 2171922.9121 | 782000 | 2.7774 | 0.81458 | 960000 | 91 | 3 | 0 | 0 | 0 | 3 | Lateral Hardening-Fuse-92527631 [ 2028 ], Lateral Hardening-Fuse-90198337, Lateral Hardening-Fuse-60130098 | 1500Million | Western | -1 | 2031
Lateral Hardening | Lateral Hardening-Fuse-92299193,5 | 14012 | 6331774.8218 | 760345.7279 | 6954466.7428 | 2528363.6364 | 2.7506 | 2.6337 | 960000 | 296 | 5 | 5 | 0 | 5 | 10 | Lateral Hardening-Fuse-92299193, Lateral Hardening-Fuse-91573736 [ 2024 ], Lateral Hardening-Fuse-91181114, Lateral Hardening-Fuse-10483771, Lateral Hardening-Fuse-10483818 | 1500Million | Central | -1 | 2031
Lateral Hardening | Lateral Hardening-Fuse-92447642,1 | 13010 | 2071596.6444 | 142428.2707 | 2141154.5366 | 808636.3636 | 2.6479 | 0.67386 | 1200000 | 57 | 1 | 0 | 0 | 0 | 1 | Lateral Hardening-Fuse-92447642 [ 2026 ] | 1500Million | Plant City | -1 | 2031
Lateral Hardening | Lateral Hardening-Fuse-10933157,1 | 13896 | 807002.8805 | 60206.1394 | 866213.0714 | 330681.8182 | 2.6195 | 0.27557 | 1200000 | 21 | 1 | 0 | 0 | 0 | 1 | Lateral Hardening-Fuse-10933157 [ 2026 ] | 1500Million | South Hillsborough | -1 | 2031
Lateral Hardening | Lateral Hardening-Fuse-10540513,1 | 13964 | 1078587.9099 | 106909.879 | 1322370.2148 | 508863.6364 | 2.5987 | 0.42405 | 1200000 | 24 | 1 | 0 | 0 | 0 | 1 | Lateral Hardening-Fuse-10540513 [ 2028 ] | 1500Million | Eastern | -1 | 2031
Lateral Hardening | Lateral Hardening-Fuse-10366849,1 | 13101 | 176679.1154 | 10112.7521 | 178304.5832 | 71136.3636 | 2.5065 | 0.05928 | 1200000 | 20 | 1 | 0 | 0 | 0 | 1 | Lateral Hardening-Fuse-10366849 | 1500Million | Central | -1 | 2031
Lateral Hardening | Lateral Hardening-Fuse-91914540,1 | 13101 | 395888.5229 | 10554.3425 | 387297.3526 | 154772.7273 | 2.5024 | 0.12898 | 1200000 | 12 | 1 | 0 | 0 | 0 | 1 | Lateral Hardening-Fuse-91914540 [ 2023 ] | 1500Million | Central | -1 | 2031
Lateral Hardening | Lateral Hardening-Fuse-91404359,1 | 13805 | 1147212.9236 | 76981.6336 | 1644015.3098 | 672272.7273 | 2.4455 | 0.56023 | 1200000 | 44 | 1 | 1 | 1 | 0 | 2 | Lateral Hardening-Fuse-91404359 [ 2024 ] | 1500Million | Plant City | -1 | 2031
Lateral Hardening | Lateral Hardening-Fuse-90740214,1 | 13737 | 287284.857 | 21634.1119 | 296129.2202 | 121363.6364 | 2.44 | 0.10114 | 1200000 | 18 | 1 | 0 | 0 | 0 | 1 | Lateral Hardening-Fuse-90740214 [ 2023 ] | 1500Million | Western | -1 | 2031
Lateral Hardening | Lateral Hardening-Fuse-60144246,1 | 13155 | 1882050.8366 | 230081.3099 | 2067462.0545 | 852954.5455 | 2.4239 | 0.7108 | 1200000 | 73 | 1 | 0 | 0 | 0 | 1 | Lateral Hardening-Fuse-60144246 [ 2029 ] | 1500Million | Western | -1 | 2031
Lateral Hardening | Lateral Hardening-Fuse-90996053,2 | 13020 | 1179897.9397 | 46555.5932 | 1175084.9097 | 485090.9091 | 2.4224 | 0.5053 | 960000 | 41 | 2 | 0 | 0 | 0 | 2 | Lateral Hardening-Fuse-90996053 [ 2028 ], Lateral Hardening-Fuse-10807557 [ 2028 ] | 1500Million | South Hillsborough | -1 | 2031
Lateral Hardening | Lateral Hardening-Fuse-10402265,1 | 13592 | 604440.4012 | 27003.825 | 605385.4511 | 250681.8182 | 2.415 | 0.2089 | 1200000 | 73 | 1 | 0 | 0 | 0 | 1 | Lateral Hardening-Fuse-10402265 | 1500Million | Central | -1 | 2031
Lateral Hardening | Lateral Hardening-Fuse-10147354,1 | 13358 | 300641.8394 | 23916.7279 | 312112.0387 | 132045.4545 | 2.3637 | 0.11004 | 1200000 | 53 | 1 | 0 | 0 | 0 | 1 | Lateral Hardening-Fuse-10147354 [ 2025 ] | 1500Million | Western | -1 | 2031
Lateral Hardening | Lateral Hardening-Fuse-90165527,1 | 13431 | 522249.4073 | 32926.7629 | 551535.7308 | 233636.3636 | 2.3607 | 0.1947 | 1200000 | 7 | 1 | 0 | 0 | 0 | 1 | Lateral Hardening-Fuse-90165527 [ 2023 ] | 1500Million | Dade City | -1 | 2031
Lateral Hardening | Lateral Hardening-Fuse-10402276,1 | 13592 | 781401.8499 | 84043.0158 | 917083.3923 | 392954.5455 | 2.3338 | 0.32746 | 1200000 | 90 | 1 | 0 | 0 | 0 | 1 | Lateral Hardening-Fuse-10402276 [ 2022 ] | 1500Million | Central | -1 | 2031
Lateral Hardening | Lateral Hardening-Fuse-92570284,1 | 13020 | 199297.6658 | 901.0621 | 190739.7314 | 81818.1818 | 2.3313 | 0.068182 | 1200000 | 14 | 1 | 0 | 0 | 0 | 1 | Lateral Hardening-Fuse-92570284 [ 2028 ] | 1500Million | South Hillsborough | -1 | 2031
Lateral Hardening | Lateral Hardening-Fuse-91952037,1 | 13964 | 898568.4794 | 77677.0457 | 944559.8405 | 406363.6364 | 2.3244 | 0.33864 | 1200000 | 27 | 1 | 2 | 0 | 2 | 3 | Lateral Hardening-Fuse-91952037 [ 2028 ] | 1500Million | Eastern | -1 | 2031
Lateral Hardening | Lateral Hardening-Fuse-92005809,1 | 13219 | 673083.4776 | 24176.2876 | 665048.0042 | 287272.7273 | 2.315 | 0.23939 | 1200000 | 54 | 1 | 0 | 0 | 0 | 1 | Lateral Hardening-Fuse-92005809 [ 2028 ] | 1500Million | Western | -1 | 2031
Lateral Hardening | Lateral Hardening-Fuse-91702481,1 | 14012 | 196139.4808 | 22270.8437 | 210033.4417 | 92727.2727 | 2.2651 | 0.077273 | 1200000 | 2 | 1 | 0 | 0 | 0 | 1 | Lateral Hardening-Fuse-91702481 [ 2024 ] | 1500Million | Central | -1 | 2031
Lateral Hardening | Lateral Hardening-Fuse-93314910,2 | 13889 | 865436.3576 | 86863.2193 | 922725.1183 | 408545.4545 | 2.2586 | 0.42557 | 960000 | 27 | 2 | 3 | 0 | 3 | 5 | Lateral Hardening-Fuse-93314910 [ 2025 ], Lateral Hardening-Fuse-93327717 | 1500Million | Western | -1 | 2031
Lateral Hardening | Lateral Hardening-Fuse-10933143,2 | 13896 | 1246981.8351 | 141689.5561 | 1399156.0412 | 621818.1818 | 2.2501 | 0.64773 | 960000 | 48 | 2 | 0 | 0 | 0 | 2 | Lateral Hardening-Fuse-10933143 [ 2026 ], Lateral Hardening-Fuse-10933192 | 1500Million | South Hillsborough | -1 | 2031
Lateral Hardening | Lateral Hardening-Fuse-91073265,1 | 14116 | 253065.0228 | 7629.9354 | 248409.411 | 111136.3636 | 2.2352 | 0.092614 | 1200000 | 18 | 1 | 0 | 0 | 0 | 1 | Lateral Hardening-Fuse-91073265 [ 2021 ] | 1500Million | Eastern | -1 | 2031
Lateral Hardening | Lateral Hardening-Fuse-91532149,12 | 13204 | 5788737.4189 | 621670.1684 | 6227996.3713 | 2810000 | 2.2164 | 2.9271 | 960000 | 622 | 12 | 5 | 0 | 5 | 17 | Lateral Hardening-Fuse-91532149 [ 2022 ], Lateral Hardening-Fuse-60068869 [ 2022 ], Lateral Hardening-Fuse-60068921, Lateral Hardening-Fuse-91452803, Lateral Hardening-Fuse-60068913, Lateral Hardening-Fuse-60068917, Lateral Hardening-Fuse-60068929, Lateral Hardening-Fuse-60062706, Lateral Hardening-Fuse-10084365, Lateral Hardening-Fuse-60062709, Lateral Hardening-Fuse-60068910, Lateral Hardening-Fuse-60068912 | 1500Million | Central | -1 | 2031
Lateral Hardening | Lateral Hardening-Fuse-10172610,1 | 13219 | 493740.8179 | 21376.8921 | 491168.3114 | 222727.2727 | 2.2052 | 0.18561 | 1200000 | 40 | 1 | 0 | 0 | 0 | 1 | Lateral Hardening-Fuse-10172610 [ 2028 ] | 1500Million | Western | -1 | 2031
Lateral Hardening | Lateral Hardening-Fuse-92593884,5 | 13020 | 1375570.5748 | 95498.4022 | 1420983.5043 | 648363.6364 | 2.1916 | 0.67538 | 960000 | 61 | 5 | 0 | 0 | 0 | 5 | Lateral Hardening-Fuse-92593884 [ 2028 ], Lateral Hardening-Fuse-92486101 [ 2028 ], Lateral Hardening-Fuse-10807547, Lateral Hardening-Fuse-10807548, Lateral Hardening-Fuse-10807550 | 1500Million | South Hillsborough | -1 | 2031
Lateral Hardening | Lateral Hardening-Fuse-92591834,1 | 13303 | 972388.0904 | 68870.0621 | 1008545.8013 | 461136.3636 | 2.1871 | 0.38428 | 1200000 | 21 | 1 | 0 | 0 | 0 | 1 | Lateral Hardening-Fuse-92591834 [ 2027 ] | 1500Million | South Hillsborough | -1 | 2031
Lateral Hardening | Lateral Hardening-Fuse-92336596,1 | 13818 | 1146654.2633 | 93632.9485 | 1201654.645 | 551136.3636 | 2.1803 | 0.45928 | 1200000 | 9 | 1 | 0 | 0 | 0 | 1 | Lateral Hardening-Fuse-92336596 [ 2021 ] | 1500Million | South Hillsborough | -1 | 2031
Lateral Hardening | Lateral Hardening-Fuse-10402236,1 | 13592 | 813344.3741 | 149559.3298 | 1115904.0359 | 513636.3636 | 2.1726 | 0.42803 | 1200000 | 71 | 1 | 0 | 0 | 0 | 1 | Lateral Hardening-Fuse-10402236 [ 2022 ] | 1500Million | Central | -1 | 2031
Lateral Hardening | Lateral Hardening-Fuse-60529999,9 | 13431 | 6119706.6446 | 671836.7117 | 7323524.4501 | 3436181.8182 | 2.1313 | 3.5794 | 960000 | 85 | 9 | 0 | 0 | 0 | 9 | Lateral Hardening-Fuse-60529999 [ 2023 ], Lateral Hardening-Fuse-92349883 [ 2023 ], Lateral Hardening-Fuse-92056600, Lateral Hardening-Fuse-92348382, Lateral Hardening-Fuse-10745562, Lateral Hardening-Fuse-10745661, Lateral Hardening-Fuse-92351442, Lateral Hardening-Fuse-91972392, Lateral Hardening-Fuse-10745503 | 1500Million | Dade City | -1 | 2031
Lateral Hardening | Lateral Hardening-Fuse-10277747,1 | 13674 | 1422152.0321 | 66356.7981 | 1440021.0797 | 680681.8182 | 2.1156 | 0.56723 | 1200000 | 368 | 1 | 8 | 0 | 8 | 9 | Lateral Hardening-Fuse-10277747 [ 2022 ] | 1500Million | Western | -1 | 2031
Lateral Hardening | Lateral Hardening-Fuse-60389100,1 | 13431 | 946676.6198 | 53402.9666 | 1034816.6944 | 490681.8182 | 2.1089 | 0.4089 | 1200000 | 9 | 1 | 6 | 1 | 5 | 7 | Lateral Hardening-Fuse-60389100 [ 2023 ] | 1500Million | Dade City | -1 | 2031
Lateral Hardening | Lateral Hardening-Fuse-10745641,1 | 13431 | 1269314.7463 | 107804.971 | 1465551.6667 | 696590.9091 | 2.1039 | 0.58049 | 1200000 | 32 | 1 | 0 | 0 | 0 | 1 | Lateral Hardening-Fuse-10745641 [ 2023 ] | 1500Million | Dade City | -1 | 2031
Lateral Hardening | Lateral Hardening-Fuse-10589587,1 | 13756 | 350139.6891 | 23110.2381 | 360546.0804 | 172272.7273 | 2.0929 | 0.14356 | 1200000 | 12 | 1 | 1 | 0 | 1 | 2 | Lateral Hardening-Fuse-10589587 [ 2021 ] | 1500Million | Western | -1 | 2031
Lateral Hardening | Lateral Hardening-Fuse-10540507,1 | 13964 | 424005.3064 | 53632.0767 | 511337.1095 | 247500 | 2.066 | 0.20625 | 1200000 | 13 | 1 | 0 | 0 | 0 | 1 | Lateral Hardening-Fuse-10540507 [ 2028 ] | 1500Million | Eastern | -1 | 2031
Lateral Hardening | Lateral Hardening-Fuse-91810177,2 | 13964 | 750510.914 | 131663.5056 | 855348.9788 | 416000 | 2.0561 | 0.43333 | 960000 | 17 | 2 | 1 | 0 | 1 | 3 | Lateral Hardening-Fuse-91810177, Lateral Hardening-Fuse-91154799 | 1500Million | Eastern | -1 | 2031
Lateral Hardening | Lateral Hardening-Fuse-91909240,2 | 13136 | 490945.4639 | 90242.064 | 558511.8458 | 273090.9091 | 2.0451 | 0.28447 | 960000 | 44 | 2 | 1 | 0 | 1 | 3 | Lateral Hardening-Fuse-91909240 [ 2029 ], Lateral Hardening-Fuse-60079330 | 1500Million | Western | -1 | 2031
Lateral Hardening | Lateral Hardening-Fuse-60024439,2 | 13303 | 945804.6125 | 94700.9609 | 1008491.3214 | 493454.5455 | 2.0437 | 0.51402 | 960000 | 20 | 2 | 1 | 0 | 1 | 3 | Lateral Hardening-Fuse-60024439 [ 2027 ], Lateral Hardening-Fuse-92614347 | 1500Million | South Hillsborough | -1 | 2031
Lateral Hardening | Lateral Hardening-Fuse-91806526,1 | 13964 | 384765.4381 | 20848.4734 | 389050.2317 | 191818.1818 | 2.0282 | 0.15985 | 1200000 | 8 | 1 | 1 | 0 | 1 | 2 | Lateral Hardening-Fuse-91806526 [ 2028 ] | 1500Million | Eastern | -1 | 2031
Lateral Hardening | Lateral Hardening-Fuse-60021890,1 | 13303 | 390234.3684 | 23171.8957 | 396064.9252 | 196136.3636 | 2.0193 | 0.16345 | 1200000 | 11 | 1 | 0 | 0 | 0 | 1 | Lateral Hardening-Fuse-60021890 [ 2027 ] | 1500Million | South Hillsborough | -1 | 2031
Lateral Hardening | Lateral Hardening-Fuse-10916743,1 | 13805 | 720685.9997 | 96325.5053 | 791346.7558 | 392272.7273 | 2.0173 | 0.32689 | 1200000 | 8 | 1 | 0 | 0 | 0 | 1 | Lateral Hardening-Fuse-10916743 [ 2024 ] | 1500Million | Plant City | -1 | 2031
Lateral Hardening | Lateral Hardening-Fuse-60018018,1 | 13303 | 331981.4341 | 37193.7704 | 364561.4553 | 184090.9091 | 1.9803 | 0.15341 | 1200000 | 10 | 1 | 0 | 0 | 0 | 1 | Lateral Hardening-Fuse-60018018 [ 2027 ] | 1500Million | South Hillsborough | -1 | 2031
Lateral Hardening | Lateral Hardening-Fuse-60172031,1 | 13968 | 1456930.875 | 258448.3164 | 1674044.7771 | 853181.8182 | 1.9621 | 0.71098 | 1200000 | 109 | 1 | 1 | 0 | 1 | 2 | Lateral Hardening-Fuse-60172031 [ 2029 ] | 1500Million | Winter Haven | -1 | 2031
Lateral Hardening | Lateral Hardening-Fuse-60081732,2 | 13358 | 698360.8453 | 92690.6994 | 768457.5283 | 394181.8182 | 1.9495 | 0.41061 | 960000 | 120 | 2 | 0 | 0 | 0 | 2 | Lateral Hardening-Fuse-60081732, Lateral Hardening-Fuse-90445715 | 1500Million | Western | -1 | 2031
Lateral Hardening | Lateral Hardening-Fuse-90249278,3 | 14014 | 1137080.4658 | 129246.6575 | 1296397.4884 | 674909.0909 | 1.9208 | 0.70303 | 960000 | 25 | 3 | 1 | 0 | 1 | 4 | Lateral Hardening-Fuse-90249278 [ 2027 ], Lateral Hardening-Fuse-91533854 [ 2027 ], Lateral Hardening-Fuse-91533830 [ 2027 ] | 1500Million | Central | -1 | 2031
Lateral Hardening | Lateral Hardening-Fuse-91965410,1 | 13219 | 460865.9009 | 38391.5018 | 483082.3813 | 252272.7273 | 1.9149 | 0.21023 | 1200000 | 34 | 1 | 0 | 0 | 0 | 1 | Lateral Hardening-Fuse-91965410 [ 2028 ] | 1500Million | Western | -1 | 2031
Lateral Hardening | Lateral Hardening-Fuse-10339548,2 | 13895 | 284703.3384 | 73272.7387 | 554754.2738 | 291454.5455 | 1.9034 | 0.3036 | 960000 | 63 | 2 | 3 | 0 | 3 | 5 | Lateral Hardening-Fuse-10339548, Lateral Hardening-Fuse-60108272 | 1500Million | Western | -1 | 2031
Lateral Hardening | Lateral Hardening-Fuse-92380240,2 | 13071 | 1525910.925 | 309845.8618 | 1814615.4648 | 955090.9091 | 1.8999 | 0.99489 | 960000 | 70 | 2 | 1 | 0 | 1 | 3 | Lateral Hardening-Fuse-92380240, Lateral Hardening-Fuse-92377934 [ 2022 ] | 1500Million | Western | -1 | 2031
Lateral Hardening | Lateral Hardening-Fuse-90424414,2 | 13895 | 286859.1734 | 10903.9341 | 283843.858 | 150000 | 1.8923 | 0.15625 | 960000 | 70 | 2 | 6 | 0 | 6 | 8 | Lateral Hardening-Fuse-90424414 [ 2025 ], Lateral Hardening-Fuse-91931177 | 1500Million | Western | -1 | 2031
Lateral Hardening | Lateral Hardening-Fuse-91696358,2 | 14041 | 1399905.4241 | 262044.6909 | 1669590.2594 | 885090.9091 | 1.8863 | 0.92197 | 960000 | 53 | 2 | 1 | 0 | 1 | 3 | Lateral Hardening-Fuse-91696358 [ 2023 ], Lateral Hardening-Fuse-92914163 | 1500Million | Central | -1 | 2031
Lateral Hardening | Lateral Hardening-Fuse-60021877,8 | 13303 | 6028157.2142 | 596240.4725 | 6427803.7638 | 3461818.1818 | 1.8568 | 3.6061 | 960000 | 61 | 8 | 2 | 0 | 2 | 10 | Lateral Hardening-Fuse-60021877 [ 2027 ], Lateral Hardening-Fuse-92619205 [ 2027 ], Lateral Hardening-Fuse-92619855, Lateral Hardening-Fuse-90175459 [ 2027 ], Lateral Hardening-Fuse-60023301, Lateral Hardening-Fuse-92619214, Lateral Hardening-Fuse-92627336, Lateral Hardening-Fuse-60021945 | 1500Million | South Hillsborough | -1 | 2031
Lateral Hardening | Lateral Hardening-Fuse-91845370,5 | 13889 | 1764537.4953 | 228793.8287 | 1947780.1558 | 1064909.0909 | 1.8291 | 1.1093 | 960000 | 100 | 5 | 3 | 0 | 3 | 8 | Lateral Hardening-Fuse-91845370 [ 2025 ], Lateral Hardening-Fuse-10324180, Lateral Hardening-Fuse-93327818, Lateral Hardening-Fuse-93330241, Lateral Hardening-Fuse-10324181 | 1500Million | Western | -1 | 2031
Lateral Hardening | Lateral Hardening-Fuse-92867406,1 | 13010 | 146036.9543 | 12245.8702 | 151299.2625 | 82727.2727 | 1.8289 | 0.068939 | 1200000 | 7 | 1 | 0 | 0 | 0 | 1 | Lateral Hardening-Fuse-92867406 | 1500Million | Plant City | -1 | 2031
Lateral Hardening | Lateral Hardening-Fuse-10540462,1 | 13964 | 193129.8524 | 10687.7474 | 195199.8383 | 106818.1818 | 1.8274 | 0.089015 | 1200000 | 11 | 1 | 0 | 0 | 0 | 1 | Lateral Hardening-Fuse-10540462 [ 2028 ] | 1500Million | Eastern | -1 | 2031
Lateral Hardening | Lateral Hardening-Fuse-10540508,1 | 13964 | 150547.8556 | 7140.097 | 150428.6618 | 82727.2727 | 1.8184 | 0.068939 | 1200000 | 11 | 1 | 0 | 0 | 0 | 1 | Lateral Hardening-Fuse-10540508 | 1500Million | Eastern | -1 | 2031
Lateral Hardening | Lateral Hardening-Fuse-90068881,3 | 13431 | 934967.7926 | 89455.6418 | 990859.0822 | 546545.4545 | 1.8129 | 0.56932 | 960000 | 16 | 3 | 2 | 0 | 2 | 5 | Lateral Hardening-Fuse-90068881, Lateral Hardening-Fuse-93281804 [ 2023 ], Lateral Hardening-Fuse-92356992 | 1500Million | Dade City | -1 | 2031
Lateral Hardening | Lateral Hardening-Fuse-10173500,1 | 13191 | 446071.104 | 30953.7886 | 458606.3792 | 257272.7273 | 1.7826 | 0.21439 | 1200000 | 52 | 1 | 1 | 0 | 1 | 2 | Lateral Hardening-Fuse-10173500 [ 2025 ] | 1500Million | Western | -1 | 2031
Lateral Hardening | Lateral Hardening-Fuse-60172028,1 | 13968 | 308953.8396 | 26658.6498 | 345311.6499 | 196590.9091 | 1.7565 | 0.16383 | 1200000 | 138 | 1 | 3 | 0 | 3 | 4 | Lateral Hardening-Fuse-60172028 [ 2029 ] | 1500Million | Winter Haven | -1 | 2031
Lateral Hardening | Lateral Hardening-Fuse-91649705,2 | 13219 | 282682.0034 | 18355.464 | 369074.2711 | 211818.1818 | 1.7424 | 0.22064 | 960000 | 95 | 2 | 1 | 0 | 1 | 3 | Lateral Hardening-Fuse-91649705 [ 2028 ], Lateral Hardening-Fuse-10172618 | 1500Million | Western | -1 | 2031
Lateral Hardening | Lateral Hardening-Fuse-10540518,1 | 13964 | 792345.1082 | 110276.276 | 876061.1849 | 503181.8182 | 1.741 | 0.41932 | 1200000 | 84 | 1 | 0 | 0 | 0 | 1 | Lateral Hardening-Fuse-10540518 [ 2028 ] | 1500Million | Eastern | -1 | 2031
Lateral Hardening | Lateral Hardening-Fuse-92170849,1 | 13020 | 368267.1091 | 26573.0707 | 379878.0532 | 218409.0909 | 1.7393 | 0.18201 | 1200000 | 19 | 1 | 0 | 0 | 0 | 1 | Lateral Hardening-Fuse-92170849 [ 2028 ] | 1500Million | South Hillsborough | -1 | 2031
Lateral Hardening | Lateral Hardening-Fuse-10745571,1 | 13431 | 163989.8315 | 9064.1395 | 184961.1084 | 108409.0909 | 1.7061 | 0.090341 | 1200000 | 13 | 1 | 0 | 0 | 0 | 1 | Lateral Hardening-Fuse-10745571 | 1500Million | Dade City | -1 | 2031
Lateral Hardening | Lateral Hardening-Fuse-10127399,1 | 13077 | 1041149.2394 | 211362.4467 | 1214418.885 | 719318.1818 | 1.6883 | 0.59943 | 1200000 | 53 | 1 | 1 | 0 | 1 | 2 | Lateral Hardening-Fuse-10127399 | 1500Million | Western | -1 | 2031
Lateral Hardening | Lateral Hardening-Fuse-92952026,1 | 13138 | 525834.9692 | 41904.6507 | 545937.2046 | 323863.6364 | 1.6857 | 0.26989 | 1200000 | 47 | 1 | 0 | 0 | 0 | 1 | Lateral Hardening-Fuse-92952026 | 1500Million | Western | -1 | 2031
Lateral Hardening | Lateral Hardening-Fuse-90458154,1 | 13753 | 362086.5113 | 25616.2132 | 369740.1671 | 219772.7273 | 1.6824 | 0.18314 | 1200000 | 38 | 1 | 0 | 0 | 0 | 1 | Lateral Hardening-Fuse-90458154 | 1500Million | Western | -1 | 2031
Lateral Hardening | Lateral Hardening-Fuse-92678765,1 | 13805 | 336469.3677 | 67987.4911 | 390902.2545 | 233181.8182 | 1.6764 | 0.19432 | 1200000 | 6 | 1 | 0 | 0 | 0 | 1 | Lateral Hardening-Fuse-92678765 [ 2024 ] | 1500Million | Plant City | -1 | 2031
Lateral Hardening | Lateral Hardening-Fuse-91550764,1 | 13592 | 127565.0359 | 2200.1025 | 123705.7006 | 73863.6364 | 1.6748 | 0.061553 | 1200000 | 20 | 1 | 0 | 0 | 0 | 1 | Lateral Hardening-Fuse-91550764 | 1500Million | Central | -1 | 2031
Lateral Hardening | Lateral Hardening-Fuse-60518342,1 | 13219 | 269168.3389 | 6435.7377 | 262626.4677 | 158409.0909 | 1.6579 | 0.13201 | 1200000 | 17 | 1 | 1 | 0 | 1 | 2 | Lateral Hardening-Fuse-60518342 [ 2028 ] | 1500Million | Western | -1 | 2031
Lateral Hardening | Lateral Hardening-Fuse-10173522,1 | 13191 | 647432.886 | 69546.8625 | 691671.1591 | 418409.0909 | 1.6531 | 0.34867 | 1200000 | 37 | 1 | 1 | 0 | 1 | 2 | Lateral Hardening-Fuse-10173522 | 1500Million | Western | -1 | 2031
Lateral Hardening | Lateral Hardening-Fuse-92961840,1 | 13677 | 1448755.434 | 343523.662 | 1757475.8069 | 1076136.3636 | 1.6331 | 0.89678 | 1200000 | 29 | 1 | 2 | 0 | 2 | 3 | Lateral Hardening-Fuse-92961840 [ 2027 ] | 1500Million | Western | -1 | 2031
Lateral Hardening | Lateral Hardening-Fuse-60076425,3 | 13164 | 522156.7323 | 448631.6882 | 1582222.7479 | 970181.8182 | 1.6309 | 1.0106 | 960000 | 114 | 3 | 0 | 0 | 0 | 3 | Lateral Hardening-Fuse-60076425, Lateral Hardening-Fuse-91746038, Lateral Hardening-Fuse-10158907 | 1500Million | Western | -1 | 2031
Lateral Hardening | Lateral Hardening-Fuse-92962811,1 | 13729 | 1076999.4532 | 103391.601 | 1143467.9628 | 701590.9091 | 1.6298 | 0.58466 | 1200000 | 10 | 1 | 0 | 0 | 0 | 1 | Lateral Hardening-Fuse-92962811 [ 2027 ] | 1500Million | Eastern | -1 | 2031
Lateral Hardening | Lateral Hardening-Fuse-90112240,1 | 13896 | 319642.7963 | 18291.97 | 322253.3179 | 199772.7273 | 1.6131 | 0.16648 | 1200000 | 46 | 1 | 0 | 0 | 0 | 1 | Lateral Hardening-Fuse-90112240 [ 2026 ] | 1500Million | South Hillsborough | -1 | 2031
Lateral Hardening | Lateral Hardening-Fuse-92448059,1 | 13010 | 542168.7256 | 18209.5578 | 533939.2552 | 333863.6364 | 1.5993 | 0.27822 | 1200000 | 170 | 1 | 0 | 0 | 0 | 1 | Lateral Hardening-Fuse-92448059 | 1500Million | Plant City | -1 | 2031
Lateral Hardening | Lateral Hardening-Fuse-10589590,1 | 13756 | 243613.8678 | 34443.0121 | 268292.6258 | 171363.6364 | 1.5656 | 0.1428 | 1200000 | 31 | 1 | 0 | 0 | 0 | 1 | Lateral Hardening-Fuse-10589590 | 1500Million | Western | -1 | 2031
Lateral Hardening | Lateral Hardening-Fuse-92527630,1 | 13219 | 207055.6384 | 6209.6837 | 203357.2085 | 130681.8182 | 1.5561 | 0.1089 | 1200000 | 19 | 1 | 0 | 0 | 0 | 1 | Lateral Hardening-Fuse-92527630 | 1500Million | Western | -1 | 2031
Lateral Hardening | Lateral Hardening-Fuse-92565595,1 | 13303 | 1466478.3866 | 144577.0835 | 1559960.8013 | 1002727.2727 | 1.5557 | 0.83561 | 1200000 | 100 | 1 | 4 | 0 | 4 | 5 | Lateral Hardening-Fuse-92565595 [ 2027 ] | 1500Million | South Hillsborough | -1 | 2031
Lateral Hardening | Lateral Hardening-Fuse-90469050,1 | 13219 | 479154.3202 | 74458.993 | 536633.9437 | 347500 | 1.5443 | 0.28958 | 1200000 | 40 | 1 | 0 | 0 | 0 | 1 | Lateral Hardening-Fuse-90469050 [ 2028 ] | 1500Million | Western | -1 | 2031
Lateral Hardening | Lateral Hardening-Fuse-10158932,1 | 13164 | 136107.5162 | 6260.2776 | 168250.0145 | 110454.5455 | 1.5233 | 0.092045 | 1200000 | 13 | 1 | 0 | 0 | 0 | 1 | Lateral Hardening-Fuse-10158932 | 1500Million | Western | -1 | 2031
Lateral Hardening | Lateral Hardening-Fuse-91995708,4 | 13219 | 1963107.4733 | 406378.7238 | 2356913.7867 | 1568000 | 1.5031 | 1.6333 | 960000 | 223 | 4 | 1 | 0 | 1 | 5 | Lateral Hardening-Fuse-91995708, Lateral Hardening-Fuse-10172607, Lateral Hardening-Fuse-10172605, Lateral Hardening-Fuse-93205980 | 1500Million | Western | -1 | 2031
Lateral Hardening | Lateral Hardening-Fuse-10540502,1 | 13964 | 119912.3995 | 26078.3951 | 140766.7089 | 93863.6364 | 1.4997 | 0.07822 | 1200000 | 10 | 1 | 0 | 0 | 0 | 1 | Lateral Hardening-Fuse-10540502 [ 2028 ] | 1500Million | Eastern | -1 | 2031
Lateral Hardening | Lateral Hardening-Fuse-92602262,1 | 13010 | 168220.6018 | 8620.7036 | 169463.7318 | 113409.0909 | 1.4943 | 0.094508 | 1200000 | 17 | 1 | 0 | 0 | 0 | 1 | Lateral Hardening-Fuse-92602262 | 1500Million | Plant City | -1 | 2031
Lateral Hardening | Lateral Hardening-Fuse-10271806,3 | 13677 | 2438735.4587 | 602302.6214 | 3038960.9142 | 2045272.7273 | 1.4858 | 2.1305 | 960000 | 66 | 3 | 1 | 0 | 1 | 4 | Lateral Hardening-Fuse-10271806 [ 2027 ], Lateral Hardening-Fuse-10271872 [ 2027 ], Lateral Hardening-Fuse-91607219 [ 2027 ] | 1500Million | Western | -1 | 2031
Lateral Hardening | Lateral Hardening-Fuse-92527637,1 | 13219 | 367035.6336 | 32138.7304 | 380781.5788 | 256363.6364 | 1.4853 | 0.21364 | 1200000 | 41 | 1 | 0 | 0 | 0 | 1 | Lateral Hardening-Fuse-92527637 | 1500Million | Western | -1 | 2031
Lateral Hardening | Lateral Hardening-Fuse-10007252,1 | 13737 | 133145.1352 | 6747.2716 | 156196.9961 | 105227.2727 | 1.4844 | 0.087689 | 1200000 | 5 | 1 | 0 | 0 | 0 | 1 | Lateral Hardening-Fuse-10007252 | 1500Million | Western | -1 | 2031
Lateral Hardening | Lateral Hardening-Fuse-10807553,2 | 13020 | 329375.8009 | 20314.5199 | 333429.1406 | 228000 | 1.4624 | 0.2375 | 960000 | 16 | 2 | 0 | 0 | 0 | 2 | Lateral Hardening-Fuse-10807553 [ 2028 ], Lateral Hardening-Fuse-10807595 | 1500Million | South Hillsborough | -1 | 2031
Lateral Hardening | Lateral Hardening-Fuse-10402277,1 | 13592 | 161547.2504 | 6886.8369 | 160731.1547 | 111136.3636 | 1.4463 | 0.092614 | 1200000 | 6 | 1 | 0 | 0 | 0 | 1 | Lateral Hardening-Fuse-10402277 | 1500Million | Central | -1 | 2031
Lateral Hardening | Lateral Hardening-Fuse-91461782,1 | 13158 | 509458.8405 | 83789.6143 | 574734.0943 | 401136.3636 | 1.4328 | 0.33428 | 1200000 | 42 | 1 | 0 | 0 | 0 | 1 | Lateral Hardening-Fuse-91461782 [ 2021 ] | 1500Million | Central | -1 | 2031
Lateral Hardening | Lateral Hardening-Fuse-10933137,1 | 13896 | 539522.1681 | 85983.522 | 606472.7574 | 423863.6364 | 1.4308 | 0.35322 | 1200000 | 47 | 1 | 1 | 0 | 1 | 2 | Lateral Hardening-Fuse-10933137 [ 2026 ] | 1500Million | South Hillsborough | -1 | 2031
Lateral Hardening | Lateral Hardening-Fuse-92866355,1 | 14041 | 432487.4502 | 49145.5362 | 466289.3396 | 325909.0909 | 1.4307 | 0.27159 | 1200000 | 79 | 1 | 3 | 0 | 3 | 4 | Lateral Hardening-Fuse-92866355 | 1500Million | Central | -1 | 2031
Lateral Hardening | Lateral Hardening-Fuse-10296950,1 | 13753 | 626799.3957 | 160525.4168 | 766552.78 | 553863.6364 | 1.384 | 0.46155 | 1200000 | 49 | 1 | 0 | 0 | 0 | 1 | Lateral Hardening-Fuse-10296950 | 1500Million | Western | -1 | 2031
Lateral Hardening | Lateral Hardening-Fuse-92595805,1 | 13303 | 285292.4029 | 19025.4114 | 293406.4354 | 212272.7273 | 1.3822 | 0.17689 | 1200000 | 16 | 1 | 0 | 0 | 0 | 1 | Lateral Hardening-Fuse-92595805 [ 2027 ] | 1500Million | South Hillsborough | -1 | 2031
Lateral Hardening | Lateral Hardening-Fuse-92869779,1 | 13896 | 405513.933 | 35710.5373 | 425957.409 | 308181.8182 | 1.3822 | 0.25682 | 1200000 | 32 | 1 | 0 | 0 | 0 | 1 | Lateral Hardening-Fuse-92869779 [ 2026 ] | 1500Million | South Hillsborough | -1 | 2031
Lateral Hardening | Lateral Hardening-Fuse-10668850,1 | 13722 | 73263.0459 | 9335.1045 | 79083.0452 | 57272.7273 | 1.3808 | 0.047727 | 1200000 | 5 | 1 | 0 | 0 | 0 | 1 | Lateral Hardening-Fuse-10668850 | 1500Million | Plant City | -1 | 2031
Lateral Hardening | Lateral Hardening-Fuse-92527633,1 | 13219 | 307605.3865 | 8025.9655 | 300715.7415 | 219318.1818 | 1.3711 | 0.18277 | 1200000 | 47 | 1 | 1 | 0 | 1 | 2 | Lateral Hardening-Fuse-92527633 | 1500Million | Western | -1 | 2031
Lateral Hardening | Lateral Hardening-Fuse-92602260,1 | 13010 | 1051990.134 | 136426.3527 | 1152012.3665 | 848863.6364 | 1.3571 | 0.70739 | 1200000 | 95 | 1 | 0 | 0 | 0 | 1 | Lateral Hardening-Fuse-92602260 | 1500Million | Plant City | -1 | 2031
Lateral Hardening | Lateral Hardening-Fuse-93363078,1 | 13836 | 73996.9753 | 6790.5128 | 77375.276 | 57045.4545 | 1.3564 | 0.047538 | 1200000 | 4 | 1 | 0 | 0 | 0 | 1 | Lateral Hardening-Fuse-93363078 | 1500Million | Central | -1 | 2031
Lateral Hardening | Lateral Hardening-Fuse-10057089,1 | 13005 | 371273.8856 | 102573.9633 | 606731.99 | 448409.0909 | 1.3531 | 0.37367 | 1200000 | 12 | 1 | 0 | 0 | 0 | 1 | Lateral Hardening-Fuse-10057089 [ 2024 ] | 1500Million | Dade City | -1 | 2031
Lateral Hardening | Lateral Hardening-Fuse-91568217,2 | 13482 | 769735.0432 | 23808.4414 | 756727.3251 | 573818.1818 | 1.3188 | 0.59773 | 960000 | 225 | 2 | 2 | 0 | 2 | 4 | Lateral Hardening-Fuse-91568217 [ 2026 ], Lateral Hardening-Fuse-92237002 | 1500Million | Western | -1 | 2031
Lateral Hardening | Lateral Hardening-Fuse-92964755,2 | 13729 | 744124.632 | 160049.5906 | 879796.2407 | 668363.6364 | 1.3163 | 0.69621 | 960000 | 19 | 2 | 0 | 0 | 0 | 2 | Lateral Hardening-Fuse-92964755 [ 2027 ], Lateral Hardening-Fuse-90334732 | 1500Million | Eastern | -1 | 2031
Lateral Hardening | Lateral Hardening-Fuse-10745580,1 | 13431 | 844414.0339 | 63298.5909 | 971876.0653 | 740681.8182 | 1.3121 | 0.61723 | 1200000 | 16 | 1 | 0 | 0 | 0 | 1 | Lateral Hardening-Fuse-10745580 [ 2023 ] | 1500Million | Dade City | -1 | 2031
Lateral Hardening | Lateral Hardening-Fuse-92677341,6 | 13805 | 2271758.0237 | 305612.0663 | 2507975.4685 | 1920363.6364 | 1.306 | 2.0004 | 960000 | 71 | 6 | 5 | 0 | 5 | 11 | Lateral Hardening-Fuse-92677341 [ 2024 ], Lateral Hardening-Fuse-92675933, Lateral Hardening-Fuse-92678526, Lateral Hardening-Fuse-92676671, Lateral Hardening-Fuse-92675931, Lateral Hardening-Fuse-92675929 | 1500Million | Plant City | -1 | 2031
Lateral Hardening | Lateral Hardening-Fuse-90740699,1 | 13737 | 251113.5342 | 15391.5197 | 254744.6845 | 198636.3636 | 1.2825 | 0.16553 | 1200000 | 21 | 1 | 0 | 0 | 0 | 1 | Lateral Hardening-Fuse-90740699 [ 2023 ] | 1500Million | Western | -1 | 2031
Lateral Hardening | Lateral Hardening-Fuse-92527629,1 | 13219 | 106526.9045 | 13017.7883 | 114176.9535 | 90681.8182 | 1.2591 | 0.075568 | 1200000 | 14 | 1 | 0 | 0 | 0 | 1 | Lateral Hardening-Fuse-92527629 | 1500Million | Western | -1 | 2031
Lateral Hardening | Lateral Hardening-Fuse-93104390,4 | 13077 | 1257916.2585 | 229193.267 | 1460275.2202 | 1164545.4545 | 1.2539 | 1.2131 | 960000 | 14 | 4 | 5 | 0 | 5 | 9 | Lateral Hardening-Fuse-93104390 [ 2028 ], Lateral Hardening-Fuse-90167481 [ 2028 ], Lateral Hardening-Fuse-10241045, Lateral Hardening-Fuse-10241048 | 1500Million | Western | -1 | 2031
Lateral Hardening | Lateral Hardening-Fuse-91909286,1 | 13136 | 347239.6877 | 80730.811 | 441963.7138 | 359318.1818 | 1.23 | 0.29943 | 1200000 | 15 | 1 | 0 | 0 | 0 | 1 | Lateral Hardening-Fuse-91909286 [ 2029 ] | 1500Million | Western | -1 | 2031
Lateral Hardening | Lateral Hardening-Fuse-91463903,1 | 14041 | 371250.3344 | 64348.0602 | 522869.6008 | 434318.1818 | 1.2039 | 0.36193 | 1200000 | 29 | 1 | 0 | 0 | 0 | 1 | Lateral Hardening-Fuse-91463903 | 1500Million | Central | -1 | 2031
Lateral Hardening | Lateral Hardening-Fuse-10807592,4 | 13020 | 894036.5401 | 113623.9396 | 971424.2995 | 808000 | 1.2023 | 0.84167 | 960000 | 56 | 4 | 0 | 0 | 0 | 4 | Lateral Hardening-Fuse-10807592 [ 2028 ], Lateral Hardening-Fuse-92193739, Lateral Hardening-Fuse-92196942 [ 2028 ], Lateral Hardening-Fuse-10807602 | 1500Million | South Hillsborough | -1 | 2031
Lateral Hardening | Lateral Hardening-Fuse-92545401,1 | 13431 | 416731.4471 | 73161.0333 | 474920.1063 | 399090.9091 | 1.19 | 0.33258 | 1200000 | 9 | 1 | 0 | 0 | 0 | 1 | Lateral Hardening-Fuse-92545401 [ 2023 ] | 1500Million | Dade City | -1 | 2031
Lateral Hardening | Lateral Hardening-Fuse-10145618,1 | 13138 | 100459.2016 | 3983.2819 | 99640.8177 | 85227.2727 | 1.1691 | 0.071023 | 1200000 | 94 | 1 | 1 | 0 | 1 | 2 | Lateral Hardening-Fuse-10145618 [ 2022 ] | 1500Million | Western | -1 | 2031
Lateral Hardening | Lateral Hardening-Fuse-90793511,2 | 14144 | 262793.0982 | 77664.698 | 328127.2084 | 282000 | 1.1636 | 0.29375 | 960000 | 78 | 2 | 2 | 0 | 2 | 4 | Lateral Hardening-Fuse-90793511 [ 2029 ], Lateral Hardening-Fuse-92948799 | 1500Million | South Hillsborough | -1 | 2031
Lateral Hardening | Lateral Hardening-Fuse-10807546,1 | 13020 | 506166.4559 | 91237.1946 | 610186.3432 | 524545.4545 | 1.1633 | 0.43712 | 1200000 | 37 | 1 | 0 | 0 | 0 | 1 | Lateral Hardening-Fuse-10807546 [ 2028 ] | 1500Million | South Hillsborough | -1 | 2031
Lateral Hardening | Lateral Hardening-Fuse-10726541,1 | 14023 | 88034.0497 | 47688.437 | 135766.9738 | 118863.6364 | 1.1422 | 0.099053 | 1200000 | 2 | 1 | 0 | 0 | 0 | 1 | Lateral Hardening-Fuse-10726541 | 1500Million | South Hillsborough | -1 | 2031
Lateral Hardening | Lateral Hardening-Fuse-60170395,1 | 13005 | 423498.8354 | 78265.7966 | 486252.9972 | 435227.2727 | 1.1172 | 0.36269 | 1200000 | 73 | 1 | 2 | 0 | 2 | 3 | Lateral Hardening-Fuse-60170395 [ 2024 ] | 1500Million | Dade City | -1 | 2031
Lateral Hardening | Lateral Hardening-Fuse-10925172,1 | 13020 | 110565.3531 | 20856.4207 | 126775.8741 | 114318.1818 | 1.109 | 0.095265 | 1200000 | 44 | 1 | 0 | 0 | 0 | 1 | Lateral Hardening-Fuse-10925172 | 1500Million | South Hillsborough | -1 | 2031
Lateral Hardening | Lateral Hardening-Fuse-90288627,16 | 13815 | 3218541.5944 | 794991.8558 | 3957778.0378 | 3609396.5764 | 1.0965 | 4.3038 | 838655.7791 | 60 | 16 | 7 | 0 | 7 | 23 | Lateral Hardening-Fuse-90288627 [ 2020 ], Lateral Hardening-Fuse-93026469 [ 2020 ], Lateral Hardening-Fuse-10762883, Lateral Hardening-Fuse-10762878 [ 2027 ], Lateral Hardening-Fuse-90289882, Lateral Hardening-Fuse-10762885, Lateral Hardening-Fuse-10762882 [ 2027 ], Lateral Hardening-Fuse-10762904, Lateral Hardening-Fuse-10762886, Lateral Hardening-Fuse-10762884, Lateral Hardening-Fuse-10762877, Lateral Hardening-Fuse-92396531 [ 2027 ], Lateral Hardening-Fuse-10762869, Lateral Hardening-Fuse-10762902, Lateral Hardening-Fuse-10762879, Lateral Hardening-Fuse-10762880 | 1500Million | Dade City | -1 | 2031
Lateral Hardening | Lateral Hardening-Fuse-60651538,3 | 13815 | 653749.6723 | 325356.0111 | 1004703 | 944363.6364 | 1.0639 | 0.98371 | 960000 | 23 | 3 | 0 | 0 | 0 | 3 | Lateral Hardening-Fuse-60651538 [ 2027 ], Lateral Hardening-Fuse-10745555, Lateral Hardening-Fuse-92359920 | 1500Million | Dade City | -1 | 2031
Lateral Hardening | Lateral Hardening-Fuse-10057102,1 | 13005 | 221332.5332 | 5716.224 | 216398.032 | 205681.8182 | 1.0521 | 0.1714 | 1200000 | 11 | 1 | 4 | 0 | 4 | 5 | Lateral Hardening-Fuse-10057102 [ 2024 ] | 1500Million | Dade City | -1 | 2031
Lateral Hardening | Lateral Hardening-Fuse-92352109,1 | 13431 | 76680.8375 | 8776.701 | 81979.1181 | 78863.6364 | 1.0395 | 0.06572 | 1200000 | 4 | 1 | 0 | 0 | 0 | 1 | Lateral Hardening-Fuse-92352109 | 1500Million | Dade City | -1 | 2031
Lateral Hardening | Lateral Hardening-Fuse-90596266,10 | 13303 | 2742396.4776 | 956951.86 | 3822482.3678 | 3716727.2727 | 1.0285 | 3.8716 | 960000 | 35 | 10 | 0 | 0 | 0 | 10 | Lateral Hardening-Fuse-90596266 [ 2027 ], Lateral Hardening-Fuse-90787418, Lateral Hardening-Fuse-92619507, Lateral Hardening-Fuse-92619510, Lateral Hardening-Fuse-60023505 [ 2027 ], Lateral Hardening-Fuse-60023512, Lateral Hardening-Fuse-60023519, Lateral Hardening-Fuse-60023529, Lateral Hardening-Fuse-60440025, Lateral Hardening-Fuse-92028073 | 1500Million | South Hillsborough | -1 | 2031
Lateral Hardening | Lateral Hardening-Fuse-92945159,1 | 13303 | 50686.8967 | 2351.5551 | 50592.8179 | 50000 | 1.0119 | 0.040341 | 1239436.6197 | 3 | 1 | 0 | 0 | 0 | 1 | Lateral Hardening-Fuse-92945159 | 1500Million | South Hillsborough | -1 | 2031
Lateral Hardening | Lateral Hardening-Fuse-10411566,1 | 13633 | 46458.2892 | 6118.6016 | 50290.6796 | 50000 | 1.0058 | 0.039394 | 1269230.7692 | 3 | 1 | 2 | 0 | 2 | 3 | Lateral Hardening-Fuse-10411566 | 1500Million | Central | -1 | 2031
Lateral Hardening | Lateral Hardening-Fuse-60021892,7 | 13303 | 2177388.2054 | 510271.9106 | 2647188.6198 | 2672909.0909 | 0.99038 | 2.7843 | 960000 | 43 | 7 | 3 | 0 | 3 | 10 | Lateral Hardening-Fuse-60021892, Lateral Hardening-Fuse-92619528 [ 2027 ], Lateral Hardening-Fuse-92594240 [ 2027 ], Lateral Hardening-Fuse-91431114, Lateral Hardening-Fuse-60021987, Lateral Hardening-Fuse-92594247, Lateral Hardening-Fuse-92596203 | 1500Million | South Hillsborough | -1 | 2031
Lateral Hardening | Lateral Hardening-Fuse-10745575,1 | 13431 | 326074.9466 | 68649.0344 | 404727.6492 | 411818.1818 | 0.98278 | 0.34318 | 1200000 | 29 | 1 | 0 | 0 | 0 | 1 | Lateral Hardening-Fuse-10745575 | 1500Million | Dade City | -1 | 2031
Lateral Hardening | Lateral Hardening-Fuse-91072296,1 | 13431 | 70100.4492 | 12352.1915 | 91729.5061 | 99318.1818 | 0.92359 | 0.082765 | 1200000 | 9 | 1 | 0 | 0 | 0 | 1 | Lateral Hardening-Fuse-91072296 | 1500Million | Dade City | -1 | 2031
Lateral Hardening | Lateral Hardening-Fuse-10215656,1 | 13449 | 46673.5197 | 5876.237 | 50212.2669 | 60909.0909 | 0.82438 | 0.050758 | 1200000 | 9 | 1 | 0 | 0 | 0 | 1 | Lateral Hardening-Fuse-10215656 | 1500Million | Western | -1 | 2031
Lateral Hardening | Lateral Hardening-Fuse-10745522,2 | 13815 | 235152.6632 | 141981.1181 | 369986.0303 | 454545.4545 | 0.81397 | 0.47348 | 960000 | 7 | 2 | 7 | 2 | 5 | 9 | Lateral Hardening-Fuse-90293341 [ 2027 ], Lateral Hardening-Fuse-10745522 | 1500Million | Dade City | -1 | 2031
Lateral Hardening | Lateral Hardening-Fuse-10745523,7 | 13815 | 1177433.8433 | 528455.8545 | 1807890.9617 | 2236363.6364 | 0.80841 | 2.3295 | 960000 | 40 | 7 | 4 | 0 | 4 | 11 | Lateral Hardening-Fuse-10745523 [ 2027 ], Lateral Hardening-Fuse-60208307 [ 2027 ], Lateral Hardening-Fuse-10745557, Lateral Hardening-Fuse-90292824, Lateral Hardening-Fuse-92585528, Lateral Hardening-Fuse-60616539, Lateral Hardening-Fuse-10745524 | 1500Million | Dade City | -1 | 2031
Lateral Hardening | Lateral Hardening-Fuse-10745627,1 | 13815 | 238701.9284 | 105729.7119 | 351072.4168 | 450227.2727 | 0.77977 | 0.37519 | 1200000 | 7 | 1 | 0 | 0 | 0 | 1 | Lateral Hardening-Fuse-10745627 [ 2027 ] | 1500Million | Dade City | -1 | 2031
Lateral Hardening | Lateral Hardening-Fuse-10762876,5 | 13815 | 849175.8516 | 443653.7498 | 1321350.9177 | 1708545.4545 | 0.77338 | 1.7797 | 960000 | 43 | 5 | 1 | 0 | 1 | 6 | Lateral Hardening-Fuse-10762876, Lateral Hardening-Fuse-10762875, Lateral Hardening-Fuse-10762911, Lateral Hardening-Fuse-10762943, Lateral Hardening-Fuse-92396087 | 1500Million | Dade City | -1 | 2031
Lateral Hardening | Lateral Hardening-Fuse-10745620,3 | 13815 | 414249.4662 | 78658.9843 | 476088.9719 | 647272.7273 | 0.73553 | 0.67424 | 960000 | 43 | 3 | 0 | 0 | 0 | 3 | Lateral Hardening-Fuse-10745620 [ 2027 ], Lateral Hardening-Fuse-90293379, Lateral Hardening-Fuse-10745521 | 1500Million | Dade City | -1 | 2031
Lateral Hardening | Lateral Hardening-Fuse-60208168,1 | 13431 | 570459.371 | 204050.542 | 751301.3378 | 1024772.7273 | 0.73314 | 0.85398 | 1200000 | 35 | 1 | 0 | 0 | 0 | 1 | Lateral Hardening-Fuse-60208168 | 1500Million | Dade City | -1 | 2031
Lateral Hardening | Lateral Hardening-Fuse-90296599,1 | 13815 | 234062.2002 | 113587.3394 | 338714.3133 | 466363.6364 | 0.72629 | 0.38864 | 1200000 | 8 | 1 | 1 | 0 | 1 | 2 | Lateral Hardening-Fuse-90296599 | 1500Million | Dade City | -1 | 2031
Lateral Hardening | Lateral Hardening-Fuse-10745576,1 | 13431 | 159645.487 | 43523.0169 | 208602.1584 | 300681.8182 | 0.69376 | 0.25057 | 1200000 | 18 | 1 | 0 | 0 | 0 | 1 | Lateral Hardening-Fuse-10745576 | 1500Million | Dade City | -1 | 2031
Lateral Hardening | Lateral Hardening-Fuse-90294962,1 | 13431 | 84611.1189 | 6386.2904 | 87114.951 | 140227.2727 | 0.62124 | 0.11686 | 1200000 | 4 | 1 | 0 | 0 | 0 | 1 | Lateral Hardening-Fuse-90294962 | 1500Million | Dade City | -1 | 2031
Lateral Hardening | Lateral Hardening-Fuse-91110014,1 | 13431 | 662539.0491 | 307432.1041 | 1112983.6106 | 1856136.3636 | 0.59962 | 1.5468 | 1200000 | 12 | 1 | 0 | 0 | 0 | 1 | Lateral Hardening-Fuse-91110014 [ 2023 ] | 1500Million | Dade City | -1 | 2031
Lateral Hardening | Lateral Hardening-Fuse-10745554,3 | 13431 | 261591.0533 | 167730.3465 | 428622.6981 | 778363.6364 | 0.55067 | 0.8108 | 960000 | 16 | 3 | 0 | 0 | 0 | 3 | Lateral Hardening-Fuse-10745554, Lateral Hardening-Fuse-90296259, Lateral Hardening-Fuse-92361511 | 1500Million | Dade City | -1 | 2031
Lateral Hardening | Lateral Hardening-Fuse-10745634,1 | 13431 | 28067.2898 | 2229.6248 | 33132.5943 | 77272.7273 | 0.42877 | 0.064394 | 1200000 | 15 | 1 | 0 | 0 | 0 | 1 | Lateral Hardening-Fuse-10745634 | 1500Million | Dade City | -1 | 2031
Lateral Hardening | Lateral Hardening-Fuse-60467537,1 | 13431 | 69640.3121 | 68699.7435 | 134381.5126 | 389318.1818 | 0.34517 | 0.32443 | 1200000 | 48 | 1 | 0 | 0 | 0 | 1 | Lateral Hardening-Fuse-60467537 | 1500Million | Dade City | -1 | 2031
Lateral Hardening | Lateral Hardening-Fuse-10745632,1 | 13431 | 109496.3496 | 25429.9779 | 130486.2623 | 389545.4545 | 0.33497 | 0.32462 | 1200000 | 5 | 1 | 0 | 0 | 0 | 1 | Lateral Hardening-Fuse-10745632 | 1500Million | Dade City | -1 | 2031
Lateral Hardening | Lateral Hardening-Fuse-10745588,1 | 13431 | 16537.0467 | 1327.2648 | 20318.9947 | 78636.3636 | 0.25839 | 0.06553 | 1200000 | 4 | 1 | 0 | 0 | 0 | 1 | Lateral Hardening-Fuse-10745588 | 1500Million | Dade City | -1 | 2031
Lateral Hardening | Lateral Hardening-Fuse-10745564,1 | 13431 | 102522.0063 | 56573.3647 | 154472.6319 | 776136.3636 | 0.19903 | 0.64678 | 1200000 | 5 | 1 | 0 | 0 | 0 | 1 | Lateral Hardening-Fuse-10745564 | 1500Million | Dade City | -1 | 2031
Lateral Hardening | Lateral Hardening-Fuse-10745630,2 | 13431 | 15550.1271 | 74802.3119 | 90322.5491 | 464000 | 0.19466 | 0.48333 | 960000 | 8 | 2 | 0 | 0 | 0 | 2 | Lateral Hardening-Fuse-10745630, Lateral Hardening-Fuse-10745604 | 1500Million | Dade City | -1 | 2031
Lateral Hardening | Lateral Hardening-Fuse-91007675,1 | 13091 | 313183.5604 | 8800.555 | 753418.6971 | 147727.2727 | 5.1001 | 0.12311 | 1200000 | 21 | 1 | 0 | 0 | 0 | 1 | Lateral Hardening-Fuse-91007675 | 1500Million | Central | -1 | 3000
Lateral Hardening | Lateral Hardening-Fuse-92180224,1 | 13230 | 1312020.3548 | 39221.108 | 1303000.8228 | 335909.0909 | 3.879 | 0.27992 | 1200000 | 74 | 1 | 0 | 0 | 0 | 1 | Lateral Hardening-Fuse-92180224 [ 2021 ] | 1500Million | Eastern | -1 | 3000
Lateral Hardening | Lateral Hardening-Fuse-10142246,2 | 13034 | 1541815.5017 | 97527.7652 | 1665808.0848 | 514181.8182 | 3.2397 | 0.53561 | 960000 | 94 | 2 | 0 | 0 | 0 | 2 | Lateral Hardening-Fuse-10142246 [ 2028 ], Lateral Hardening-Fuse-10142248 | 1500Million | Central | -1 | 3000
Lateral Hardening | Lateral Hardening-Fuse-93346473,16 | 13001 | 10330483.6261 | 985599.9894 | 11227979.1409 | 4847090.9091 | 2.3164 | 5.0491 | 960000 | 508 | 16 | 4 | 0 | 4 | 20 | Lateral Hardening-Fuse-93346473 [ 2021 ], Lateral Hardening-Fuse-60179304, Lateral Hardening-Fuse-92472390, Lateral Hardening-Fuse-90596357, Lateral Hardening-Fuse-10663288, Lateral Hardening-Fuse-60179215, Lateral Hardening-Fuse-60179219, Lateral Hardening-Fuse-60179217, Lateral Hardening-Fuse-10663280, Lateral Hardening-Fuse-60179221, Lateral Hardening-Fuse-10663281, Lateral Hardening-Fuse-92462763, Lateral Hardening-Fuse-60179282, Lateral Hardening-Fuse-90251758 [ 2021 ], Lateral Hardening-Fuse-60179283, Lateral Hardening-Fuse-92472394 [ 2021 ] | 1500Million | South Hillsborough | -1 | 3000
Lateral Hardening | Lateral Hardening-Fuse-92403172,1 | 13696 | 734140.844 | 59144.5621 | 768207.5024 | 337727.2727 | 2.2746 | 0.28144 | 1200000 | 15 | 1 | 0 | 0 | 0 | 1 | Lateral Hardening-Fuse-92403172 [ 2027 ] | 1500Million | Winter Haven | -1 | 3000
Lateral Hardening | Lateral Hardening-Fuse-91221942,8 | 13187 | 3406630.1591 | 542037.5365 | 4268106.8257 | 1935090.9091 | 2.2056 | 2.0157 | 960000 | 163 | 8 | 0 | 0 | 0 | 8 | Lateral Hardening-Fuse-91221942 [ 2026 ], Lateral Hardening-Fuse-91205915 [ 2026 ], Lateral Hardening-Fuse-91221961, Lateral Hardening-Fuse-10379999, Lateral Hardening-Fuse-91205919, Lateral Hardening-Fuse-91221958, Lateral Hardening-Fuse-10379973, Lateral Hardening-Fuse-10379974 | 1500Million | Central | -1 | 3000
Lateral Hardening | Lateral Hardening-Fuse-92447008,1 | 13010 | 692639.4003 | 47790.4102 | 716564.5906 | 337272.7273 | 2.1246 | 0.28106 | 1200000 | 21 | 1 | 0 | 0 | 0 | 1 | Lateral Hardening-Fuse-92447008 [ 2026 ] | 1500Million | Plant City | -1 | 3000
Lateral Hardening | Lateral Hardening-Fuse-92528221,1 | 13063 | 1494414.2704 | 525716.1087 | 1974280.7468 | 979545.4545 | 2.0155 | 0.81629 | 1200000 | 101 | 1 | 0 | 0 | 0 | 1 | Lateral Hardening-Fuse-92528221 [ 2029 ] | 1500Million | Western | -1 | 3000
Lateral Hardening | Lateral Hardening-Fuse-10842832,1 | 13798 | 436241.1341 | 94006.7358 | 512961.394 | 268636.3636 | 1.9095 | 0.22386 | 1200000 | 66 | 1 | 1 | 0 | 1 | 2 | Lateral Hardening-Fuse-10842832 | 1500Million | Eastern | -1 | 3000
Lateral Hardening | Lateral Hardening-Fuse-93232709,2 | 13696 | 293993.1218 | 35015.2363 | 318077.0566 | 167090.9091 | 1.9036 | 0.17405 | 960000 | 15 | 2 | 0 | 0 | 0 | 2 | Lateral Hardening-Fuse-93232709 [ 2027 ], Lateral Hardening-Fuse-93233179 | 1500Million | Winter Haven | -1 | 3000
Lateral Hardening | Lateral Hardening-Fuse-92564211,1 | 13434 | 1275138.3466 | 113180.6016 | 1342552.3365 | 708409.0909 | 1.8952 | 0.59034 | 1200000 | 56 | 1 | 0 | 0 | 0 | 1 | Lateral Hardening-Fuse-92564211 [ 2027 ] | 1500Million | Eastern | -1 | 3000
Lateral Hardening | Lateral Hardening-Fuse-10563799,1 | 13293 | 862700.8365 | 177049.0151 | 1012917.0623 | 556818.1818 | 1.8191 | 0.46402 | 1200000 | 66 | 1 | 0 | 0 | 0 | 1 | Lateral Hardening-Fuse-10563799 [ 2024 ] | 1500Million | Winter Haven | -1 | 3000
Lateral Hardening | Lateral Hardening-Fuse-92304326,1 | 13043 | 342453.3941 | 36276.9603 | 364800.0868 | 201590.9091 | 1.8096 | 0.16799 | 1200000 | 38 | 1 | 0 | 0 | 0 | 1 | Lateral Hardening-Fuse-92304326 | 1500Million | Central | -1 | 3000
Lateral Hardening | Lateral Hardening-Fuse-10632099,1 | 13311 | 586727.3372 | 88475.2269 | 654506.3444 | 384545.4545 | 1.702 | 0.32045 | 1200000 | 11 | 1 | 1 | 0 | 1 | 2 | Lateral Hardening-Fuse-10632099 [ 2027 ] | 1500Million | Winter Haven | -1 | 3000
Lateral Hardening | Lateral Hardening-Fuse-90175022,1 | 13458 | 424840.4063 | 63465.0621 | 470100.289 | 298409.0909 | 1.5754 | 0.24867 | 1200000 | 18 | 1 | 0 | 0 | 0 | 1 | Lateral Hardening-Fuse-90175022 | 1500Million | Eastern | -1 | 3000
Lateral Hardening | Lateral Hardening-Fuse-92834683,7 | 13961 | 1361066.0726 | 143571.1637 | 1458582.0785 | 937090.9091 | 1.5565 | 0.97614 | 960000 | 28 | 7 | 1 | 0 | 1 | 8 | Lateral Hardening-Fuse-92834683 [ 2021 ], Lateral Hardening-Fuse-10696413, Lateral Hardening-Fuse-91526636, Lateral Hardening-Fuse-10696415, Lateral Hardening-Fuse-10696416, Lateral Hardening-Fuse-10696417 [ 2021 ], Lateral Hardening-Fuse-10696400 | 1500Million | Plant City | -1 | 3000
Lateral Hardening | Lateral Hardening-Fuse-91664348,1 | 13143 | 488644.8603 | 75021.0237 | 540330.9559 | 354090.9091 | 1.526 | 0.29508 | 1200000 | 116 | 1 | 0 | 0 | 0 | 1 | Lateral Hardening-Fuse-91664348 | 1500Million | Western | -1 | 3000
Lateral Hardening | Lateral Hardening-Fuse-90422220,1 | 13143 | 192102.3933 | 110483.4023 | 476736.0765 | 325909.0909 | 1.4628 | 0.27159 | 1200000 | 44 | 1 | 1 | 0 | 1 | 2 | Lateral Hardening-Fuse-90422220 | 1500Million | Western | -1 | 3000
Lateral Hardening | Lateral Hardening-Fuse-93324791,1 | 13723 | 240467.0758 | 12130.7032 | 243801.1507 | 166818.1818 | 1.4615 | 0.13902 | 1200000 | 11 | 1 | 1 | 0 | 1 | 2 | Lateral Hardening-Fuse-93324791 [ 2024 ] | 1500Million | Plant City | -1 | 3000
Lateral Hardening | Lateral Hardening-Fuse-93224134,2 | 13459 | 300679.3312 | 9583.5077 | 296244.044 | 203090.9091 | 1.4587 | 0.21155 | 960000 | 14 | 2 | 0 | 0 | 0 | 2 | Lateral Hardening-Fuse-93224134 [ 2028 ], Lateral Hardening-Fuse-91954717 | 1500Million | Eastern | -1 | 3000
Lateral Hardening | Lateral Hardening-Fuse-10172614,1 | 13219 | 202657.0177 | 4578.3344 | 347967.8972 | 240227.2727 | 1.4485 | 0.20019 | 1200000 | 30 | 1 | 1 | 0 | 1 | 2 | Lateral Hardening-Fuse-10172614 | 1500Million | Western | -1 | 3000
Lateral Hardening | Lateral Hardening-Fuse-90690907,10 | 13143 | 1381667.8263 | 578773.3425 | 2069740.1659 | 1429454.5455 | 1.4479 | 1.489 | 960000 | 142 | 10 | 5 | 0 | 5 | 15 | Lateral Hardening-Fuse-90690907 [ 2026 ], Lateral Hardening-Fuse-90448841, Lateral Hardening-Fuse-90448787, Lateral Hardening-Fuse-10928297, Lateral Hardening-Fuse-91947694, Lateral Hardening-Fuse-60350622, Lateral Hardening-Fuse-91901066, Lateral Hardening-Fuse-91947700, Lateral Hardening-Fuse-10928291, Lateral Hardening-Fuse-10928293 | 1500Million | Western | -1 | 3000
Lateral Hardening | Lateral Hardening-Fuse-10479381,1 | 14012 | 355114.696 | 62803.0996 | 404473.4928 | 293181.8182 | 1.3796 | 0.24432 | 1200000 | 7 | 1 | 2 | 0 | 2 | 3 | Lateral Hardening-Fuse-10479381 [ 2024 ] | 1500Million | Central | -1 | 3000
Lateral Hardening | Lateral Hardening-Fuse-93276297,2 | 13213 | 456416.7837 | 64009.1403 | 502144.9167 | 369272.7273 | 1.3598 | 0.38466 | 960000 | 6 | 2 | 0 | 0 | 0 | 2 | Lateral Hardening-Fuse-93276297 [ 2027 ], Lateral Hardening-Fuse-93373182 [ 2027 ] | 1500Million | Eastern | -1 | 3000
Lateral Hardening | Lateral Hardening-Fuse-90097418,1 | 13458 | 1139434.0411 | 144615.5518 | 1245367.0401 | 920681.8182 | 1.3527 | 0.76723 | 1200000 | 40 | 1 | 0 | 0 | 0 | 1 | Lateral Hardening-Fuse-90097418 [ 2026 ] | 1500Million | Eastern | -1 | 3000
Lateral Hardening | Lateral Hardening-Fuse-93059592,2 | 13112 | 995220.3538 | 801872.218 | 1751672.5656 | 1295090.9091 | 1.3525 | 1.3491 | 960000 | 165 | 2 | 12 | 0 | 12 | 14 | Lateral Hardening-Fuse-93059592, Lateral Hardening-Fuse-90669782 | 1500Million | Western | -1 | 3000
Lateral Hardening | Lateral Hardening-Fuse-93168837,1 | 13112 | 542628.7529 | 90093.8315 | 613060.6782 | 457045.4545 | 1.3414 | 0.38087 | 1200000 | 42 | 1 | 0 | 0 | 0 | 1 | Lateral Hardening-Fuse-93168837 | 1500Million | Western | -1 | 3000
Lateral Hardening | Lateral Hardening-Fuse-91896794,8 | 14041 | 1996479.0029 | 613700.6928 | 3499713.2278 | 2610181.8182 | 1.3408 | 2.7189 | 960000 | 132 | 8 | 8 | 0 | 8 | 16 | Lateral Hardening-Fuse-91896794 [ 2023 ], Lateral Hardening-Fuse-10797399, Lateral Hardening-Fuse-10797375, Lateral Hardening-Fuse-10797405, Lateral Hardening-Fuse-10797369, Lateral Hardening-Fuse-10797393, Lateral Hardening-Fuse-92015098, Lateral Hardening-Fuse-10797475 | 1500Million | Central | -1 | 3000
Lateral Hardening | Lateral Hardening-Fuse-91090906,1 | 13049 | 346150.0751 | 53242.5458 | 386384.8581 | 291136.3636 | 1.3272 | 0.24261 | 1200000 | 21 | 1 | 0 | 0 | 0 | 1 | Lateral Hardening-Fuse-91090906 [ 2026 ] | 1500Million | Central | -1 | 3000
Lateral Hardening | Lateral Hardening-Fuse-10064523,7 | 13405 | 2659115.3501 | 511433.4489 | 3168255.3054 | 2401636.3636 | 1.3192 | 2.5017 | 960000 | 82 | 7 | 1 | 0 | 1 | 8 | Lateral Hardening-Fuse-10064523 [ 2025 ], Lateral Hardening-Fuse-10064509 [ 2025 ], Lateral Hardening-Fuse-91811196 [ 2025 ], Lateral Hardening-Fuse-10064520, Lateral Hardening-Fuse-10064510, Lateral Hardening-Fuse-91805289, Lateral Hardening-Fuse-91811356 | 1500Million | Western | -1 | 3000
Lateral Hardening | Lateral Hardening-Fuse-90394652,4 | 13389 | 1020194.004 | 113322.7628 | 1171933.1666 | 893636.3636 | 1.3114 | 0.93087 | 960000 | 47 | 4 | 0 | 0 | 0 | 4 | Lateral Hardening-Fuse-90394652 [ 2025 ], Lateral Hardening-Fuse-90396888, Lateral Hardening-Fuse-90287839, Lateral Hardening-Fuse-90368684 | 1500Million | Plant City | -1 | 3000
Lateral Hardening | Lateral Hardening-Fuse-10548839,1 | 13690 | 60367.719 | 8047.5952 | 65363.5051 | 50000 | 1.3073 | 0.039773 | 1257142.8571 | 5 | 1 | 0 | 0 | 0 | 1 | Lateral Hardening-Fuse-10548839 | 1500Million | Eastern | -1 | 3000
Lateral Hardening | Lateral Hardening-Fuse-10563765,1 | 13293 | 370229.8685 | 102399.6607 | 458055.2984 | 354318.1818 | 1.2928 | 0.29527 | 1200000 | 25 | 1 | 0 | 0 | 0 | 1 | Lateral Hardening-Fuse-10563765 | 1500Million | Winter Haven | -1 | 3000
Lateral Hardening | Lateral Hardening-Fuse-90767126,2 | 13470 | 439672.9564 | 68491.1913 | 491194.7586 | 380181.8182 | 1.292 | 0.39602 | 960000 | 28 | 2 | 0 | 0 | 0 | 2 | Lateral Hardening-Fuse-90767126, Lateral Hardening-Fuse-60211542 [ 2026 ] | 1500Million | Winter Haven | -1 | 3000
Lateral Hardening | Lateral Hardening-Fuse-93104653,1 | 13143 | 307574.4343 | 142923.6659 | 438089.5128 | 340000 | 1.2885 | 0.28333 | 1200000 | 47 | 1 | 0 | 0 | 0 | 1 | Lateral Hardening-Fuse-93104653 | 1500Million | Western | -1 | 3000
Lateral Hardening | Lateral Hardening-Fuse-60311396,2 | 13737 | 344758.6863 | 12653.8145 | 340742.0437 | 265636.3636 | 1.2827 | 0.2767 | 960000 | 29 | 2 | 0 | 0 | 0 | 2 | Lateral Hardening-Fuse-60311396 [ 2023 ], Lateral Hardening-Fuse-92323811 | 1500Million | Western | -1 | 3000
Lateral Hardening | Lateral Hardening-Fuse-91705275,1 | 13899 | 204104.8753 | 13924.3705 | 209344.484 | 163636.3636 | 1.2793 | 0.13636 | 1200000 | 12 | 1 | 0 | 0 | 0 | 1 | Lateral Hardening-Fuse-91705275 | 1500Million | South Hillsborough | -1 | 3000
Lateral Hardening | Lateral Hardening-Fuse-10093636,1 | 13043 | 195560.5287 | 39283.9229 | 236937.9278 | 185454.5455 | 1.2776 | 0.15455 | 1200000 | 34 | 1 | 0 | 0 | 0 | 1 | Lateral Hardening-Fuse-10093636 | 1500Million | Central | -1 | 3000
Lateral Hardening | Lateral Hardening-Fuse-92915050,1 | 13159 | 263042.9322 | 67534.486 | 320449.1362 | 250909.0909 | 1.2772 | 0.20909 | 1200000 | 3 | 1 | 0 | 0 | 0 | 1 | Lateral Hardening-Fuse-92915050 | 1500Million | Central | -1 | 3000
Lateral Hardening | Lateral Hardening-Fuse-91451904,3 | 13414 | 629969.2804 | 147948.5726 | 776357.6531 | 611090.9091 | 1.2704 | 0.63655 | 960000 | 69 | 3 | 2 | 0 | 2 | 5 | Lateral Hardening-Fuse-91451904 [ 2027 ], Lateral Hardening-Fuse-10674247, Lateral Hardening-Fuse-60451260 | 1500Million | Plant City | -1 | 3000
Lateral Hardening | Lateral Hardening-Fuse-10674224,1 | 13414 | 140832.626 | 10393.5674 | 144357.1293 | 114090.9091 | 1.2653 | 0.095076 | 1200000 | 8 | 1 | 0 | 0 | 0 | 1 | Lateral Hardening-Fuse-10674224 | 1500Million | Plant City | -1 | 3000
Lateral Hardening | Lateral Hardening-Fuse-93258714,2 | 13042 | 362174.128 | 66800.7737 | 416012.8913 | 330000 | 1.2606 | 0.34375 | 960000 | 34 | 2 | 0 | 0 | 0 | 2 | Lateral Hardening-Fuse-93258714, Lateral Hardening-Fuse-93259911 | 1500Million | Central | -1 | 3000
Lateral Hardening | Lateral Hardening-Fuse-10898142,1 | 13839 | 124326.2166 | 5034.157 | 123472.264 | 97954.5455 | 1.2605 | 0.081629 | 1200000 | 33 | 1 | 0 | 0 | 0 | 1 | Lateral Hardening-Fuse-10898142 | 1500Million | Central | -1 | 3000
Lateral Hardening | Lateral Hardening-Fuse-10402231,2 | 13592 | 468989.2204 | 94411.3631 | 546140.4627 | 433272.7273 | 1.2605 | 0.45133 | 960000 | 80 | 2 | 0 | 0 | 0 | 2 | Lateral Hardening-Fuse-10402231, Lateral Hardening-Fuse-91177000 | 1500Million | Central | -1 | 3000
Lateral Hardening | Lateral Hardening-Fuse-10100714,1 | 13048 | 628606.6931 | 92106.7934 | 698485.3169 | 555227.2727 | 1.258 | 0.46269 | 1200000 | 25 | 1 | 0 | 0 | 0 | 1 | Lateral Hardening-Fuse-10100714 [ 2027 ] | 1500Million | Central | -1 | 3000
Lateral Hardening | Lateral Hardening-Fuse-10142237,1 | 13034 | 578186.6689 | 143014.1479 | 699852.5309 | 556363.6364 | 1.2579 | 0.46364 | 1200000 | 99 | 1 | 1 | 0 | 1 | 2 | Lateral Hardening-Fuse-10142237 [ 2028 ] | 1500Million | Central | -1 | 3000
Lateral Hardening | Lateral Hardening-Fuse-60079238,1 | 13138 | 136315.3772 | 19859.5073 | 163129.6696 | 129772.7273 | 1.257 | 0.10814 | 1200000 | 54 | 1 | 0 | 0 | 0 | 1 | Lateral Hardening-Fuse-60079238 | 1500Million | Western | -1 | 3000
Lateral Hardening | Lateral Hardening-Fuse-92607589,2 | 13390 | 323345.1444 | 51891.3665 | 362368.589 | 288727.2727 | 1.2551 | 0.30076 | 960000 | 29 | 2 | 0 | 0 | 0 | 2 | Lateral Hardening-Fuse-92607589 [ 2023 ], Lateral Hardening-Fuse-91205892 [ 2023 ] | 1500Million | Plant City | -1 | 3000
Lateral Hardening | Lateral Hardening-Fuse-92826958,1 | 13159 | 204049.9383 | 54828.4308 | 251612.8153 | 201363.6364 | 1.2495 | 0.1678 | 1200000 | 24 | 1 | 0 | 0 | 0 | 1 | Lateral Hardening-Fuse-92826958 | 1500Million | Central | -1 | 3000
Lateral Hardening | Lateral Hardening-Fuse-10452687,1 | 13129 | 435186.3466 | 72433.4845 | 489053.5549 | 393181.8182 | 1.2438 | 0.32765 | 1200000 | 5 | 1 | 0 | 0 | 0 | 1 | Lateral Hardening-Fuse-10452687 | 1500Million | Eastern | -1 | 3000
Lateral Hardening | Lateral Hardening-Fuse-10573743,2 | 13443 | 316473.8335 | 45097.6543 | 1335911.4206 | 1074909.0909 | 1.2428 | 1.1197 | 960000 | 111 | 2 | 0 | 0 | 0 | 2 | Lateral Hardening-Fuse-10573743 [ 2022 ], Lateral Hardening-Fuse-60162874 | 1500Million | Winter Haven | -1 | 3000
Lateral Hardening | Lateral Hardening-Fuse-10696420,1 | 13961 | 98592.3503 | 13039.2539 | 106737.2929 | 85909.0909 | 1.2424 | 0.071591 | 1200000 | 20 | 1 | 0 | 0 | 0 | 1 | Lateral Hardening-Fuse-10696420 | 1500Million | Plant City | -1 | 3000
Lateral Hardening | Lateral Hardening-Fuse-93267927,1 | 13042 | 117480.866 | 9000.6121 | 120754.8667 | 97500 | 1.2385 | 0.08125 | 1200000 | 6 | 1 | 2 | 0 | 2 | 3 | Lateral Hardening-Fuse-93267927 | 1500Million | Central | -1 | 3000
Lateral Hardening | Lateral Hardening-Fuse-10793180,1 | 13470 | 210581.6129 | 11408.2285 | 211900.4417 | 171136.3636 | 1.2382 | 0.14261 | 1200000 | 11 | 1 | 0 | 0 | 0 | 1 | Lateral Hardening-Fuse-10793180 | 1500Million | Winter Haven | -1 | 3000
Lateral Hardening | Lateral Hardening-Fuse-10686152,1 | 13808 | 1164013.2003 | 253279.7368 | 1409496.4473 | 1139772.7273 | 1.2366 | 0.94981 | 1200000 | 18 | 1 | 0 | 0 | 0 | 1 | Lateral Hardening-Fuse-10686152 [ 2027 ] | 1500Million | Plant City | -1 | 3000
Lateral Hardening | Lateral Hardening-Fuse-91389255,1 | 13449 | 612507.1885 | 134097.4499 | 785854.0211 | 636136.3636 | 1.2354 | 0.53011 | 1200000 | 54 | 1 | 0 | 0 | 0 | 1 | Lateral Hardening-Fuse-91389255 | 1500Million | Western | -1 | 3000
Lateral Hardening | Lateral Hardening-Fuse-60130957,4 | 13022 | 1265720.5637 | 169522.1558 | 1444415.7998 | 1169454.5455 | 1.2351 | 1.2182 | 960000 | 222 | 4 | 0 | 0 | 0 | 4 | Lateral Hardening-Fuse-60130957, Lateral Hardening-Fuse-60130949 [ 2026 ], Lateral Hardening-Fuse-60130955, Lateral Hardening-Fuse-60130964 | 1500Million | Central | -1 | 3000
Lateral Hardening | Lateral Hardening-Fuse-60028438,2 | 13007 | 318456.1121 | 35535.4109 | 338670.8042 | 274727.2727 | 1.2328 | 0.28617 | 960000 | 34 | 2 | 0 | 0 | 0 | 2 | Lateral Hardening-Fuse-60028438, Lateral Hardening-Fuse-90296844 | 1500Million | Plant City | -1 | 3000
Lateral Hardening | Lateral Hardening-Fuse-10632105,1 | 13311 | 287152.7772 | 35387.7222 | 336334.2226 | 272954.5455 | 1.2322 | 0.22746 | 1200000 | 61 | 1 | 0 | 0 | 0 | 1 | Lateral Hardening-Fuse-10632105 | 1500Million | Winter Haven | -1 | 3000
Lateral Hardening | Lateral Hardening-Fuse-60037174,4 | 13163 | 522211.4773 | 103452.7704 | 760756.3298 | 617454.5455 | 1.2321 | 0.64318 | 960000 | 81 | 4 | 0 | 0 | 0 | 4 | Lateral Hardening-Fuse-60037174 [ 2026 ], Lateral Hardening-Fuse-90444881, Lateral Hardening-Fuse-90444860, Lateral Hardening-Fuse-91782209 | 1500Million | Western | -1 | 3000
Lateral Hardening | Lateral Hardening-Fuse-90878470,2 | 13294 | 528585.2995 | 148771.8812 | 655252.3234 | 532363.6364 | 1.2308 | 0.55455 | 960000 | 60 | 2 | 0 | 0 | 0 | 2 | Lateral Hardening-Fuse-90878470, Lateral Hardening-Fuse-91577874 | 1500Million | Winter Haven | -1 | 3000
Lateral Hardening | Lateral Hardening-Fuse-60251639,2 | 13229 | 797412.3414 | 266894.3882 | 1187236.8488 | 964909.0909 | 1.2304 | 1.0051 | 960000 | 62 | 2 | 2 | 0 | 2 | 4 | Lateral Hardening-Fuse-60251639 [ 2023 ], Lateral Hardening-Fuse-92189620 | 1500Million | Eastern | -1 | 3000
Lateral Hardening | Lateral Hardening-Fuse-92605355,4 | 13390 | 635830.7526 | 59334.7325 | 670163.5588 | 545272.7273 | 1.229 | 0.56799 | 960000 | 20 | 4 | 0 | 0 | 0 | 4 | Lateral Hardening-Fuse-92605355 [ 2023 ], Lateral Hardening-Fuse-92937268, Lateral Hardening-Fuse-92605362, Lateral Hardening-Fuse-92605364 | 1500Million | Plant City | -1 | 3000
Lateral Hardening | Lateral Hardening-Fuse-10168321,4 | 13207 | 406398.5408 | 144562.0093 | 664576.1193 | 540727.2727 | 1.229 | 0.56326 | 960000 | 51 | 4 | 0 | 0 | 0 | 4 | Lateral Hardening-Fuse-10168321, Lateral Hardening-Fuse-91788609, Lateral Hardening-Fuse-90680913, Lateral Hardening-Fuse-91599837 | 1500Million | Western | -1 | 3000
Lateral Hardening | Lateral Hardening-Fuse-10487463,1 | 13458 | 431183.4113 | 103267.3127 | 519733.7419 | 422954.5455 | 1.2288 | 0.35246 | 1200000 | 14 | 1 | 0 | 0 | 0 | 1 | Lateral Hardening-Fuse-10487463 [ 2026 ] | 1500Million | Eastern | -1 | 3000
Lateral Hardening | Lateral Hardening-Fuse-90435778,4 | 13096 | 667566.3438 | 147639.8221 | 814816.3902 | 663636.3636 | 1.2278 | 0.69129 | 960000 | 40 | 4 | 1 | 0 | 1 | 5 | Lateral Hardening-Fuse-90435778 [ 2027 ], Lateral Hardening-Fuse-10363936, Lateral Hardening-Fuse-10363937, Lateral Hardening-Fuse-10363992 | 1500Million | Central | -1 | 3000
Lateral Hardening | Lateral Hardening-Fuse-10025088,9 | 13373 | 2008824.7707 | 427957.3985 | 2363021.9923 | 1925454.5455 | 1.2273 | 2.0057 | 960000 | 268 | 9 | 0 | 0 | 0 | 9 | Lateral Hardening-Fuse-10025088 [ 2024 ], Lateral Hardening-Fuse-90893799, Lateral Hardening-Fuse-10025084, Lateral Hardening-Fuse-92144089, Lateral Hardening-Fuse-10025085, Lateral Hardening-Fuse-90910745, Lateral Hardening-Fuse-10025106, Lateral Hardening-Fuse-91150130, Lateral Hardening-Fuse-60145858 | 1500Million | Winter Haven | -1 | 3000
Lateral Hardening | Lateral Hardening-Fuse-10075304,1 | 13656 | 166962.601 | 4918.0405 | 163967.0539 | 133636.3636 | 1.227 | 0.11136 | 1200000 | 3 | 1 | 0 | 0 | 0 | 1 | Lateral Hardening-Fuse-10075304 [ 2025 ] | 1500Million | Plant City | -1 | 3000
Lateral Hardening | Lateral Hardening-Fuse-10645436,24 | 13148 | 7279558.7112 | 822700.5251 | 7996285.033 | 6519272.7273 | 1.2266 | 6.7909 | 960000 | 136 | 24 | 1 | 0 | 1 | 25 | Lateral Hardening-Fuse-10645436 [ 2025 ], Lateral Hardening-Fuse-93048778 [ 2025 ], Lateral Hardening-Fuse-10645489 [ 2025 ], Lateral Hardening-Fuse-93443250, Lateral Hardening-Fuse-10645529, Lateral Hardening-Fuse-10645456, Lateral Hardening-Fuse-91154407, Lateral Hardening-Fuse-91141841, Lateral Hardening-Fuse-10645452, Lateral Hardening-Fuse-10645530, Lateral Hardening-Fuse-92240491, Lateral Hardening-Fuse-92240492, Lateral Hardening-Fuse-92240469, Lateral Hardening-Fuse-10645486, Lateral Hardening-Fuse-91151966, Lateral Hardening-Fuse-10645487, Lateral Hardening-Fuse-10645484, Lateral Hardening-Fuse-93049232, Lateral Hardening-Fuse-90860395, Lateral Hardening-Fuse-90860287, Lateral Hardening-Fuse-92358240, Lateral Hardening-Fuse-10645528 [ 2025 ], Lateral Hardening-Fuse-10645493, Lateral Hardening-Fuse-10645501 | 1500Million | Plant City | -1 | 3000
Lateral Hardening | Lateral Hardening-Fuse-60057615,11 | 13199 | 1562817.2035 | 268545.4233 | 1888284.9061 | 1539818.1818 | 1.2263 | 1.604 | 960000 | 290 | 11 | 2 | 0 | 2 | 13 | Lateral Hardening-Fuse-60057615, Lateral Hardening-Fuse-90527122, Lateral Hardening-Fuse-90527117, Lateral Hardening-Fuse-10050732 [ 2026 ], Lateral Hardening-Fuse-10050733, Lateral Hardening-Fuse-10050734, Lateral Hardening-Fuse-10050719 [ 2026 ], Lateral Hardening-Fuse-10050722, Lateral Hardening-Fuse-90527115, Lateral Hardening-Fuse-93044164, Lateral Hardening-Fuse-93013040 | 1500Million | Western | -1 | 3000
Lateral Hardening | Lateral Hardening-Fuse-10476054,1 | 13324 | 461959.174 | 38660.5193 | 482466.8635 | 393636.3636 | 1.2257 | 0.32803 | 1200000 | 21 | 1 | 0 | 0 | 0 | 1 | Lateral Hardening-Fuse-10476054 [ 2029 ] | 1500Million | Eastern | -1 | 3000
Lateral Hardening | Lateral Hardening-Fuse-92527542,1 | 13219 | 266389.8901 | 35422.7177 | 291260.7966 | 238863.6364 | 1.2194 | 0.19905 | 1200000 | 38 | 1 | 0 | 0 | 0 | 1 | Lateral Hardening-Fuse-92527542 | 1500Million | Western | -1 | 3000
Lateral Hardening | Lateral Hardening-Fuse-93277440,2 | 13213 | 612598.8814 | 62620.4172 | 648646.2041 | 533272.7273 | 1.2163 | 0.55549 | 960000 | 14 | 2 | 2 | 0 | 2 | 4 | Lateral Hardening-Fuse-93277440 [ 2027 ], Lateral Hardening-Fuse-93277400 | 1500Million | Eastern | -1 | 3000
Lateral Hardening | Lateral Hardening-Fuse-60562062,2 | 13920 | 293510.5927 | 40324.6681 | 436259.054 | 358727.2727 | 1.2161 | 0.37367 | 960000 | 50 | 2 | 0 | 0 | 0 | 2 | Lateral Hardening-Fuse-60562062, Lateral Hardening-Fuse-91753084 | 1500Million | Winter Haven | -1 | 3000
Lateral Hardening | Lateral Hardening-Fuse-93159469,3 | 13299 | 1004877.6059 | 231145.0965 | 1204732.9889 | 991818.1818 | 1.2147 | 1.0331 | 960000 | 49 | 3 | 2 | 0 | 2 | 5 | Lateral Hardening-Fuse-93159469 [ 2023 ], Lateral Hardening-Fuse-92701703 [ 2023 ], Lateral Hardening-Fuse-92676541 | 1500Million | Winter Haven | -1 | 3000
Lateral Hardening | Lateral Hardening-Fuse-92303551,1 | 14111 | 102386.8409 | 20061.6145 | 118000.8381 | 97272.7273 | 1.2131 | 0.081061 | 1200000 | 7 | 1 | 0 | 0 | 0 | 1 | Lateral Hardening-Fuse-92303551 [ 2029 ] | 1500Million | Eastern | -1 | 3000
Lateral Hardening | Lateral Hardening-Fuse-90717538,1 | 13461 | 48500.996 | 7600.8525 | 60579.0429 | 50000 | 1.2116 | 0.041098 | 1216589.8618 | 4 | 1 | 0 | 0 | 0 | 1 | Lateral Hardening-Fuse-90717538 | 1500Million | Eastern | -1 | 3000
Lateral Hardening | Lateral Hardening-Fuse-60034467,1 | 13143 | 233422.8787 | 44311.8079 | 267809.8342 | 221136.3636 | 1.2111 | 0.18428 | 1200000 | 37 | 1 | 0 | 0 | 0 | 1 | Lateral Hardening-Fuse-60034467 | 1500Million | Western | -1 | 3000
Lateral Hardening | Lateral Hardening-Fuse-93276296,1 | 13213 | 122144.5858 | 2073.7998 | 118375.3146 | 97954.5455 | 1.2085 | 0.081629 | 1200000 | 10 | 1 | 0 | 0 | 0 | 1 | Lateral Hardening-Fuse-93276296 | 1500Million | Eastern | -1 | 3000
Lateral Hardening | Lateral Hardening-Fuse-92612860,1 | 13390 | 555259.74 | 114995.791 | 651342.0133 | 539090.9091 | 1.2082 | 0.44924 | 1200000 | 20 | 1 | 0 | 0 | 0 | 1 | Lateral Hardening-Fuse-92612860 [ 2023 ] | 1500Million | Plant City | -1 | 3000
Lateral Hardening | Lateral Hardening-Fuse-60171087,1 | 13241 | 113211.5713 | 6666.3057 | 114442.7909 | 94772.7273 | 1.2075 | 0.078977 | 1200000 | 7 | 1 | 0 | 0 | 0 | 1 | Lateral Hardening-Fuse-60171087 | 1500Million | Plant City | -1 | 3000
Lateral Hardening | Lateral Hardening-Fuse-10521031,2 | 13691 | 531247.0244 | 63561.169 | 576264.4677 | 477272.7273 | 1.2074 | 0.49716 | 960000 | 88 | 2 | 2 | 0 | 2 | 4 | Lateral Hardening-Fuse-10521031 [ 2029 ], Lateral Hardening-Fuse-92170794 | 1500Million | Eastern | -1 | 3000
Lateral Hardening | Lateral Hardening-Fuse-10144743,3 | 13136 | 543195.9673 | 265122.335 | 912211.2431 | 755818.1818 | 1.2069 | 0.78731 | 960000 | 102 | 3 | 0 | 0 | 0 | 3 | Lateral Hardening-Fuse-10144743 [ 2029 ], Lateral Hardening-Fuse-90257531, Lateral Hardening-Fuse-90257534 | 1500Million | Western | -1 | 3000
Lateral Hardening | Lateral Hardening-Fuse-60585042,7 | 13023 | 1130265.7483 | 151545.7582 | 1269818.7284 | 1053272.7273 | 1.2056 | 1.0972 | 960000 | 143 | 7 | 1 | 0 | 1 | 8 | Lateral Hardening-Fuse-60585042 [ 2025 ], Lateral Hardening-Fuse-60035974, Lateral Hardening-Fuse-60004440, Lateral Hardening-Fuse-60004448, Lateral Hardening-Fuse-91939600, Lateral Hardening-Fuse-60004426, Lateral Hardening-Fuse-60004451 | 1500Million | Central | -1 | 3000
Lateral Hardening | Lateral Hardening-Fuse-10755921,1 | 13332 | 116916.621 | 5543.9516 | 156072.4 | 129545.4545 | 1.2048 | 0.10795 | 1200000 | 42 | 1 | 2 | 0 | 2 | 3 | Lateral Hardening-Fuse-10755921 | 1500Million | Western | -1 | 3000
Lateral Hardening | Lateral Hardening-Fuse-10105726,2 | 13878 | 601839.6189 | 311069.2233 | 912103.4451 | 757272.7273 | 1.2045 | 0.78883 | 960000 | 139 | 2 | 4 | 0 | 4 | 6 | Lateral Hardening-Fuse-10105726 [ 2022 ], Lateral Hardening-Fuse-10105677 | 1500Million | Eastern | -1 | 3000
Lateral Hardening | Lateral Hardening-Fuse-60077880,1 | 13153 | 68078.3178 | 14845.9904 | 104281.9189 | 86590.9091 | 1.2043 | 0.072159 | 1200000 | 21 | 1 | 0 | 0 | 0 | 1 | Lateral Hardening-Fuse-60077880 | 1500Million | Winter Haven | -1 | 3000
Lateral Hardening | Lateral Hardening-Fuse-91510346,6 | 13622 | 1376615.6357 | 449873.5993 | 1822732.26 | 1513818.1818 | 1.2041 | 1.5769 | 960000 | 53 | 6 | 2 | 0 | 2 | 8 | Lateral Hardening-Fuse-91510346 [ 2028 ], Lateral Hardening-Fuse-10030676, Lateral Hardening-Fuse-90527935, Lateral Hardening-Fuse-90527947, Lateral Hardening-Fuse-91511989, Lateral Hardening-Fuse-92317614 [ 2028 ] | 1500Million | Western | -1 | 3000
Lateral Hardening | Lateral Hardening-Fuse-90775248,1 | 13297 | 135559.767 | 15346.0954 | 145008.1559 | 120454.5455 | 1.2038 | 0.10038 | 1200000 | 85 | 1 | 1 | 0 | 1 | 2 | Lateral Hardening-Fuse-90775248 | 1500Million | Winter Haven | -1 | 3000
Lateral Hardening | Lateral Hardening-Fuse-92853333,6 | 13910 | 773081.2634 | 127471.6777 | 874073.969 | 726909.0909 | 1.2025 | 0.7572 | 960000 | 80 | 6 | 4 | 0 | 4 | 10 | Lateral Hardening-Fuse-92853333 [ 2024 ], Lateral Hardening-Fuse-92035955, Lateral Hardening-Fuse-92035945, Lateral Hardening-Fuse-92035939, Lateral Hardening-Fuse-92035969, Lateral Hardening-Fuse-92035956 | 1500Million | Eastern | -1 | 3000
Lateral Hardening | Lateral Hardening-Fuse-91338741,5 | 13828 | 743210.8973 | 133325.431 | 852019.5116 | 709090.9091 | 1.2016 | 0.73864 | 960000 | 59 | 5 | 2 | 0 | 2 | 7 | Lateral Hardening-Fuse-91338741 [ 2023 ], Lateral Hardening-Fuse-92267970, Lateral Hardening-Fuse-10424237, Lateral Hardening-Fuse-92267930, Lateral Hardening-Fuse-92267959 | 1500Million | Central | -1 | 3000
Lateral Hardening | Lateral Hardening-Fuse-10091379,1 | 13279 | 118811.9249 | 19392.9751 | 133257.7616 | 110909.0909 | 1.2015 | 0.092424 | 1200000 | 14 | 1 | 0 | 0 | 0 | 1 | Lateral Hardening-Fuse-10091379 | 1500Million | Winter Haven | -1 | 3000
Lateral Hardening | Lateral Hardening-Fuse-60062700,3 | 13204 | 254460.4449 | 36082.9166 | 279033.8646 | 232545.4545 | 1.1999 | 0.24223 | 960000 | 19 | 3 | 0 | 0 | 0 | 3 | Lateral Hardening-Fuse-60062700, Lateral Hardening-Fuse-91460968, Lateral Hardening-Fuse-60062698 | 1500Million | Central | -1 | 3000
Lateral Hardening | Lateral Hardening-Fuse-60029812,1 | 13093 | 235758.787 | 37166.8697 | 262818.2971 | 219090.9091 | 1.1996 | 0.18258 | 1200000 | 43 | 1 | 0 | 0 | 0 | 1 | Lateral Hardening-Fuse-60029812 | 1500Million | Central | -1 | 3000
Lateral Hardening | Lateral Hardening-Fuse-91755453,10 | 14114 | 2914038.2424 | 1429969.651 | 4363808.8713 | 3640181.8182 | 1.1988 | 3.7919 | 960000 | 411 | 10 | 8 | 0 | 8 | 18 | Lateral Hardening-Fuse-91755453 [ 2023 ], Lateral Hardening-Fuse-10472625, Lateral Hardening-Fuse-60380731 [ 2023 ], Lateral Hardening-Fuse-60380735, Lateral Hardening-Fuse-60380739, Lateral Hardening-Fuse-93033560, Lateral Hardening-Fuse-10472615, Lateral Hardening-Fuse-10472614, Lateral Hardening-Fuse-10472631, Lateral Hardening-Fuse-10472635 | 1500Million | Eastern | -1 | 3000
Lateral Hardening | Lateral Hardening-Fuse-10535986,1 | 13115 | 302006.5212 | 37373.3641 | 326182.2315 | 272500 | 1.197 | 0.22708 | 1200000 | 11 | 1 | 0 | 0 | 0 | 1 | Lateral Hardening-Fuse-10535986 [ 2022 ] | 1500Million | Winter Haven | -1 | 3000
Lateral Hardening | Lateral Hardening-Fuse-60163300,1 | 13786 | 205304.512 | 21741.1085 | 219046.4985 | 183181.8182 | 1.1958 | 0.15265 | 1200000 | 9 | 1 | 0 | 0 | 0 | 1 | Lateral Hardening-Fuse-60163300 [ 2024 ] | 1500Million | Plant City | -1 | 3000
Lateral Hardening | Lateral Hardening-Fuse-60182738,1 | 13312 | 574708.0625 | 37865.5235 | 587456.6682 | 491363.6364 | 1.1956 | 0.40947 | 1200000 | 30 | 1 | 3 | 0 | 3 | 4 | Lateral Hardening-Fuse-60182738 [ 2026 ] | 1500Million | Winter Haven | -1 | 3000
Lateral Hardening | Lateral Hardening-Fuse-60603537,2 | 13612 | 203465.8468 | 64428.0011 | 272105.1094 | 227636.3636 | 1.1953 | 0.23712 | 960000 | 41 | 2 | 0 | 0 | 0 | 2 | Lateral Hardening-Fuse-60603537, Lateral Hardening-Fuse-90887498 | 1500Million | Western | -1 | 3000
Lateral Hardening | Lateral Hardening-Fuse-92314306,1 | 13030 | 484297.7014 | 61357.0129 | 529472.0645 | 442954.5455 | 1.1953 | 0.36913 | 1200000 | 48 | 1 | 0 | 0 | 0 | 1 | Lateral Hardening-Fuse-92314306 | 1500Million | Winter Haven | -1 | 3000
Lateral Hardening | Lateral Hardening-Fuse-10093638,2 | 13043 | 502020.9051 | 181653.4065 | 663547.0487 | 555818.1818 | 1.1938 | 0.57898 | 960000 | 101 | 2 | 0 | 0 | 0 | 2 | Lateral Hardening-Fuse-10093638, Lateral Hardening-Fuse-90820555 | 1500Million | Central | -1 | 3000
Lateral Hardening | Lateral Hardening-Fuse-10310499,1 | 13531 | 132332.5455 | 17053.3117 | 198840.8171 | 166590.9091 | 1.1936 | 0.13883 | 1200000 | 33 | 1 | 3 | 0 | 3 | 4 | Lateral Hardening-Fuse-10310499 | 1500Million | Western | -1 | 3000
Lateral Hardening | Lateral Hardening-Fuse-10282731,1 | 13669 | 281084.728 | 36138.3937 | 306523.1257 | 256818.1818 | 1.1935 | 0.21402 | 1200000 | 47 | 1 | 0 | 0 | 0 | 1 | Lateral Hardening-Fuse-10282731 | 1500Million | Western | -1 | 3000
Lateral Hardening | Lateral Hardening-Fuse-92129330,2 | 13048 | 84347.5974 | 13541.9831 | 95414.6532 | 80000 | 1.1927 | 0.083333 | 960000 | 7 | 2 | 0 | 0 | 0 | 2 | Lateral Hardening-Fuse-92129330 [ 2027 ], Lateral Hardening-Fuse-10100719 | 1500Million | Central | -1 | 3000
Lateral Hardening | Lateral Hardening-Fuse-10465336,1 | 13434 | 488252.952 | 133393.9404 | 607363.0302 | 509318.1818 | 1.1925 | 0.42443 | 1200000 | 26 | 1 | 0 | 0 | 0 | 1 | Lateral Hardening-Fuse-10465336 [ 2027 ] | 1500Million | Eastern | -1 | 3000
Lateral Hardening | Lateral Hardening-Fuse-92638241,12 | 13064 | 2578341.9028 | 922136.6343 | 3381096.2639 | 2837090.9091 | 1.1917 | 2.9553 | 960000 | 644 | 12 | 17 | 0 | 17 | 29 | Lateral Hardening-Fuse-92638241, Lateral Hardening-Fuse-90824806 [ 2029 ], Lateral Hardening-Fuse-92675221 [ 2029 ], Lateral Hardening-Fuse-92675297 [ 2029 ], Lateral Hardening-Fuse-90445689, Lateral Hardening-Fuse-92675158 [ 2029 ], Lateral Hardening-Fuse-90807174, Lateral Hardening-Fuse-92237236, Lateral Hardening-Fuse-92474960, Lateral Hardening-Fuse-90789941, Lateral Hardening-Fuse-90445651, Lateral Hardening-Fuse-92638391 [ 2029 ] | 1500Million | Western | -1 | 3000
Lateral Hardening | Lateral Hardening-Fuse-10145628,9 | 13138 | 1734540.9306 | 237569.2147 | 2393107.3009 | 2009090.9091 | 1.1911 | 2.0928 | 960000 | 361 | 9 | 6 | 0 | 6 | 15 | Lateral Hardening-Fuse-10145628 [ 2022 ], Lateral Hardening-Fuse-10145606 [ 2022 ], Lateral Hardening-Fuse-91943969, Lateral Hardening-Fuse-91943977, Lateral Hardening-Fuse-10145632, Lateral Hardening-Fuse-10145633, Lateral Hardening-Fuse-10145629 [ 2022 ], Lateral Hardening-Fuse-60079353, Lateral Hardening-Fuse-10145630 | 1500Million | Western | -1 | 3000
Lateral Hardening | Lateral Hardening-Fuse-10092872,1 | 13611 | 495160.0171 | 84880.7671 | 561586.3285 | 471590.9091 | 1.1908 | 0.39299 | 1200000 | 11 | 1 | 2 | 0 | 2 | 3 | Lateral Hardening-Fuse-10092872 [ 2028 ] | 1500Million | Western | -1 | 3000
Lateral Hardening | Lateral Hardening-Fuse-60172027,1 | 13968 | 764649.6546 | 290369.4048 | 1056375.655 | 887727.2727 | 1.19 | 0.73977 | 1200000 | 89 | 1 | 0 | 0 | 0 | 1 | Lateral Hardening-Fuse-60172027 | 1500Million | Winter Haven | -1 | 3000
Lateral Hardening | Lateral Hardening-Fuse-10054332,2 | 13205 | 526467.6697 | 242599.5107 | 781488.8061 | 656909.0909 | 1.1896 | 0.68428 | 960000 | 60 | 2 | 0 | 0 | 0 | 2 | Lateral Hardening-Fuse-10054332, Lateral Hardening-Fuse-93223447 | 1500Million | Central | -1 | 3000
Lateral Hardening | Lateral Hardening-Fuse-10567774,7 | 13279 | 741301.6738 | 85872.1751 | 812557.1169 | 683636.3636 | 1.1886 | 0.71212 | 960000 | 104 | 7 | 0 | 0 | 0 | 7 | Lateral Hardening-Fuse-10567774 [ 2027 ], Lateral Hardening-Fuse-10567775, Lateral Hardening-Fuse-10567776, Lateral Hardening-Fuse-10567777, Lateral Hardening-Fuse-10567778, Lateral Hardening-Fuse-10567779, Lateral Hardening-Fuse-10567780 | 1500Million | Winter Haven | -1 | 3000
Lateral Hardening | Lateral Hardening-Fuse-93276854,1 | 13213 | 371414.2996 | 51231.1766 | 409673.6473 | 344772.7273 | 1.1882 | 0.28731 | 1200000 | 9 | 1 | 0 | 0 | 0 | 1 | Lateral Hardening-Fuse-93276854 [ 2027 ] | 1500Million | Eastern | -1 | 3000
Lateral Hardening | Lateral Hardening-Fuse-92356255,1 | 13225 | 405377.4987 | 74785.9664 | 484466.1141 | 407727.2727 | 1.1882 | 0.33977 | 1200000 | 57 | 1 | 1 | 0 | 1 | 2 | Lateral Hardening-Fuse-92356255 | 1500Million | Eastern | -1 | 3000
Lateral Hardening | Lateral Hardening-Fuse-90837105,2 | 13130 | 342793.7879 | 100815.6122 | 477448.696 | 402181.8182 | 1.1871 | 0.41894 | 960000 | 9 | 2 | 1 | 1 | 0 | 3 | Lateral Hardening-Fuse-90837105 [ 2029 ], Lateral Hardening-Fuse-90840968 | 1500Million | Eastern | -1 | 3000
Lateral Hardening | Lateral Hardening-Fuse-10465298,1 | 13434 | 126062.7046 | 17886.7797 | 138673.2716 | 116818.1818 | 1.1871 | 0.097348 | 1200000 | 5 | 1 | 0 | 0 | 0 | 1 | Lateral Hardening-Fuse-10465298 | 1500Million | Eastern | -1 | 3000
Lateral Hardening | Lateral Hardening-Fuse-91537596,2 | 13097 | 359863.488 | 32509.0219 | 378692.7699 | 319454.5455 | 1.1854 | 0.33277 | 960000 | 8 | 2 | 0 | 0 | 0 | 2 | Lateral Hardening-Fuse-91537596 [ 2025 ], Lateral Hardening-Fuse-90671027 | 1500Million | Central | -1 | 3000
Lateral Hardening | Lateral Hardening-Fuse-90778126,5 | 13065 | 951184.4635 | 372162.2927 | 1392295.9722 | 1174909.0909 | 1.185 | 1.2239 | 960000 | 183 | 5 | 0 | 0 | 0 | 5 | Lateral Hardening-Fuse-90778126, Lateral Hardening-Fuse-90785587, Lateral Hardening-Fuse-10126973, Lateral Hardening-Fuse-10126974, Lateral Hardening-Fuse-60568913 | 1500Million | Western | -1 | 3000
Lateral Hardening | Lateral Hardening-Fuse-10537306,1 | 13117 | 131423.8147 | 26660.5313 | 153137.8129 | 129318.1818 | 1.1842 | 0.10777 | 1200000 | 5 | 1 | 0 | 0 | 0 | 1 | Lateral Hardening-Fuse-10537306 [ 2027 ] | 1500Million | Winter Haven | -1 | 3000
Lateral Hardening | Lateral Hardening-Fuse-10147363,1 | 13141 | 67733.1954 | 11701.6651 | 76113.4237 | 64318.1818 | 1.1834 | 0.053598 | 1200000 | 14 | 1 | 0 | 0 | 0 | 1 | Lateral Hardening-Fuse-10147363 | 1500Million | Western | -1 | 3000
Lateral Hardening | Lateral Hardening-Fuse-93172835,1 | 13711 | 678050.2603 | 54349.679 | 710577.1698 | 600909.0909 | 1.1825 | 0.50076 | 1200000 | 287 | 1 | 4 | 0 | 4 | 5 | Lateral Hardening-Fuse-93172835 [ 2027 ] | 1500Million | Eastern | -1 | 3000
Lateral Hardening | Lateral Hardening-Fuse-10716303,1 | 13959 | 363669.3581 | 55213.5806 | 404754.6076 | 342500 | 1.1818 | 0.28542 | 1200000 | 16 | 1 | 1 | 0 | 1 | 2 | Lateral Hardening-Fuse-10716303 [ 2024 ] | 1500Million | Plant City | -1 | 3000
Lateral Hardening | Lateral Hardening-Fuse-91736477,1 | 13469 | 108365.0703 | 9369.1835 | 112961.6006 | 95681.8182 | 1.1806 | 0.079735 | 1200000 | 5 | 1 | 0 | 0 | 0 | 1 | Lateral Hardening-Fuse-91736477 [ 2029 ] | 1500Million | Central | -1 | 3000
Lateral Hardening | Lateral Hardening-Fuse-60200737,1 | 13961 | 102786.2114 | 13110.673 | 111567.0373 | 94545.4545 | 1.18 | 0.078788 | 1200000 | 8 | 1 | 0 | 0 | 0 | 1 | Lateral Hardening-Fuse-60200737 | 1500Million | Plant City | -1 | 3000
Lateral Hardening | Lateral Hardening-Fuse-60123882,9 | 13224 | 1328301.7379 | 155062.551 | 1486754.2336 | 1260545.4545 | 1.1795 | 1.3131 | 960000 | 203 | 9 | 0 | 0 | 0 | 9 | Lateral Hardening-Fuse-60123882 [ 2025 ], Lateral Hardening-Fuse-91491192, Lateral Hardening-Fuse-60123880, Lateral Hardening-Fuse-10382347, Lateral Hardening-Fuse-10382348, Lateral Hardening-Fuse-10382345, Lateral Hardening-Fuse-10382346, Lateral Hardening-Fuse-10382349, Lateral Hardening-Fuse-91491208 | 1500Million | Central | -1 | 3000
Lateral Hardening | Lateral Hardening-Fuse-93225948,1 | 13459 | 307878.3133 | 43272.0764 | 340063.9568 | 288409.0909 | 1.1791 | 0.24034 | 1200000 | 14 | 1 | 0 | 0 | 0 | 1 | Lateral Hardening-Fuse-93225948 | 1500Million | Eastern | -1 | 3000
Lateral Hardening | Lateral Hardening-Fuse-92826972,1 | 13159 | 241963.6482 | 120491.3445 | 351435.5212 | 298636.3636 | 1.1768 | 0.24886 | 1200000 | 38 | 1 | 0 | 0 | 0 | 1 | Lateral Hardening-Fuse-92826972 | 1500Million | Central | -1 | 3000
Lateral Hardening | Lateral Hardening-Fuse-92036171,3 | 13442 | 364191.8249 | 45273.8039 | 395372.8206 | 336545.4545 | 1.1748 | 0.35057 | 960000 | 110 | 3 | 6 | 0 | 6 | 9 | Lateral Hardening-Fuse-92036171 [ 2022 ], Lateral Hardening-Fuse-90241729, Lateral Hardening-Fuse-10578021 | 1500Million | Winter Haven | -1 | 3000
Lateral Hardening | Lateral Hardening-Fuse-10240470,1 | 13530 | 384253.7941 | 125557.8458 | 494870.581 | 421363.6364 | 1.1745 | 0.35114 | 1200000 | 62 | 1 | 0 | 0 | 0 | 1 | Lateral Hardening-Fuse-10240470 | 1500Million | Western | -1 | 3000
Lateral Hardening | Lateral Hardening-Fuse-91179590,1 | 13490 | 152439.9041 | 28701.2125 | 175068.7745 | 149090.9091 | 1.1742 | 0.12424 | 1200000 | 30 | 1 | 0 | 0 | 0 | 1 | Lateral Hardening-Fuse-91179590 | 1500Million | Western | -1 | 3000
Lateral Hardening | Lateral Hardening-Fuse-91620192,6 | 13027 | 1101308.3785 | 392715.0019 | 1688599.8305 | 1439818.1818 | 1.1728 | 1.4998 | 960000 | 194 | 6 | 0 | 0 | 0 | 6 | Lateral Hardening-Fuse-91620192 [ 2029 ], Lateral Hardening-Fuse-60012593, Lateral Hardening-Fuse-60012648, Lateral Hardening-Fuse-60012675, Lateral Hardening-Fuse-91700187, Lateral Hardening-Fuse-60012667 | 1500Million | Central | -1 | 3000
Lateral Hardening | Lateral Hardening-Fuse-10120796,6 | 13053 | 1310560.5156 | 380089.8915 | 1660798.023 | 1417454.5455 | 1.1717 | 1.4765 | 960000 | 50 | 6 | 1 | 0 | 1 | 7 | Lateral Hardening-Fuse-10120796 [ 2025 ], Lateral Hardening-Fuse-91307464, Lateral Hardening-Fuse-10120773, Lateral Hardening-Fuse-10120798, Lateral Hardening-Fuse-60072578, Lateral Hardening-Fuse-10120794 | 1500Million | Central | -1 | 3000
Lateral Hardening | Lateral Hardening-Fuse-10441190,4 | 13946 | 1149999.7566 | 372146.3774 | 1552207.1831 | 1325636.3636 | 1.1709 | 1.3809 | 960000 | 192 | 4 | 0 | 0 | 0 | 4 | Lateral Hardening-Fuse-10441190, Lateral Hardening-Fuse-10441189, Lateral Hardening-Fuse-10441187, Lateral Hardening-Fuse-10441188 | 1500Million | Central | -1 | 3000
Lateral Hardening | Lateral Hardening-Fuse-92497118,1 | 13146 | 282942.2612 | 46908.8383 | 318930.1681 | 272954.5455 | 1.1684 | 0.22746 | 1200000 | 6 | 1 | 0 | 0 | 0 | 1 | Lateral Hardening-Fuse-92497118 [ 2026 ] | 1500Million | Plant City | -1 | 3000
Lateral Hardening | Lateral Hardening-Fuse-93218070,1 | 13656 | 128912.2258 | 25955.8565 | 149794.6526 | 128409.0909 | 1.1665 | 0.10701 | 1200000 | 3 | 1 | 0 | 0 | 0 | 1 | Lateral Hardening-Fuse-93218070 [ 2025 ] | 1500Million | Plant City | -1 | 3000
Lateral Hardening | Lateral Hardening-Fuse-10442378,1 | 13948 | 187308.425 | 29903.7787 | 210234.4444 | 180227.2727 | 1.1665 | 0.15019 | 1200000 | 26 | 1 | 0 | 0 | 0 | 1 | Lateral Hardening-Fuse-10442378 | 1500Million | Central | -1 | 3000
Lateral Hardening | Lateral Hardening-Fuse-91480639,1 | 13459 | 435862.4967 | 95307.9289 | 513647.6633 | 440681.8182 | 1.1656 | 0.36723 | 1200000 | 12 | 1 | 2 | 0 | 2 | 3 | Lateral Hardening-Fuse-91480639 | 1500Million | Eastern | -1 | 3000
Lateral Hardening | Lateral Hardening-Fuse-93213213,1 | 13224 | 59467.4734 | 1633.7997 | 58264.1896 | 50000 | 1.1653 | 0.029924 | 1670886.0759 | 6 | 1 | 0 | 0 | 0 | 1 | Lateral Hardening-Fuse-93213213 | 1500Million | Central | -1 | 3000
Lateral Hardening | Lateral Hardening-Fuse-10802874,7 | 13133 | 1076694.7851 | 304783.1498 | 1512173.716 | 1297818.1818 | 1.1652 | 1.3519 | 960000 | 151 | 7 | 1 | 0 | 1 | 8 | Lateral Hardening-Fuse-10802874 [ 2027 ], Lateral Hardening-Fuse-90904199, Lateral Hardening-Fuse-10802897 [ 2027 ], Lateral Hardening-Fuse-10802870, Lateral Hardening-Fuse-92333537, Lateral Hardening-Fuse-92376838, Lateral Hardening-Fuse-10802869 | 1500Million | Eastern | -1 | 3000
Lateral Hardening | Lateral Hardening-Fuse-10210655,1 | 13426 | 549544.5453 | 65973.1145 | 595230.0212 | 511136.3636 | 1.1645 | 0.42595 | 1200000 | 48 | 1 | 0 | 0 | 0 | 1 | Lateral Hardening-Fuse-10210655 | 1500Million | Western | -1 | 3000
Lateral Hardening | Lateral Hardening-Fuse-60143950,1 | 13839 | 81026.2572 | 4653.6508 | 81715.767 | 70227.2727 | 1.1636 | 0.058523 | 1200000 | 24 | 1 | 0 | 0 | 0 | 1 | Lateral Hardening-Fuse-60143950 | 1500Million | Central | -1 | 3000
Lateral Hardening | Lateral Hardening-Fuse-91963153,1 | 13043 | 241509.6478 | 72117.0309 | 327365.0424 | 281590.9091 | 1.1626 | 0.23466 | 1200000 | 39 | 1 | 0 | 0 | 0 | 1 | Lateral Hardening-Fuse-91963153 | 1500Million | Central | -1 | 3000
Lateral Hardening | Lateral Hardening-Fuse-92335715,1 | 13724 | 169078.0155 | 14913.833 | 175804.1106 | 151363.6364 | 1.1615 | 0.12614 | 1200000 | 12 | 1 | 0 | 0 | 0 | 1 | Lateral Hardening-Fuse-92335715 | 1500Million | Plant City | -1 | 3000
Lateral Hardening | Lateral Hardening-Fuse-60234229,1 | 13294 | 748986.0764 | 195123.0814 | 915577.1612 | 788636.3636 | 1.161 | 0.6572 | 1200000 | 55 | 1 | 0 | 0 | 0 | 1 | Lateral Hardening-Fuse-60234229 | 1500Million | Winter Haven | -1 | 3000
Lateral Hardening | Lateral Hardening-Fuse-10563780,2 | 13293 | 732459.3184 | 319365.2255 | 1041895.3159 | 898181.8182 | 1.16 | 0.93561 | 960000 | 95 | 2 | 0 | 0 | 0 | 2 | Lateral Hardening-Fuse-10563780, Lateral Hardening-Fuse-10563760 | 1500Million | Winter Haven | -1 | 3000
Lateral Hardening | Lateral Hardening-Fuse-92732118,1 | 13133 | 60083.3778 | 786.0475 | 57994.1385 | 50000 | 1.1599 | 0.023106 | 2163934.4262 | 94 | 1 | 2 | 0 | 2 | 3 | Lateral Hardening-Fuse-92732118 | 1500Million | Eastern | -1 | 3000
Lateral Hardening | Lateral Hardening-Fuse-90957752,1 | 14030 | 165676.6526 | 33688.6511 | 192402.8278 | 165909.0909 | 1.1597 | 0.13826 | 1200000 | 14 | 1 | 0 | 0 | 0 | 1 | Lateral Hardening-Fuse-90957752 | 1500Million | Western | -1 | 3000
Lateral Hardening | Lateral Hardening-Fuse-10601416,1 | 13661 | 1010905.8395 | 353694.9475 | 1392562.7774 | 1201818.1818 | 1.1587 | 1.0015 | 1200000 | 87 | 1 | 0 | 0 | 0 | 1 | Lateral Hardening-Fuse-10601416 | 1500Million | Winter Haven | -1 | 3000
Lateral Hardening | Lateral Hardening-Fuse-10158912,6 | 13164 | 694825.1456 | 625773.2161 | 1844987.5838 | 1592727.2727 | 1.1584 | 1.6591 | 960000 | 238 | 6 | 0 | 0 | 0 | 6 | Lateral Hardening-Fuse-10158912 [ 2021 ], Lateral Hardening-Fuse-91984871, Lateral Hardening-Fuse-10158921, Lateral Hardening-Fuse-10158915, Lateral Hardening-Fuse-10158917, Lateral Hardening-Fuse-10158925 | 1500Million | Western | -1 | 3000
Lateral Hardening | Lateral Hardening-Fuse-10512795,1 | 14110 | 131622.9441 | 22507.2503 | 151588.8536 | 130909.0909 | 1.158 | 0.10909 | 1200000 | 4 | 1 | 0 | 0 | 0 | 1 | Lateral Hardening-Fuse-10512795 | 1500Million | Eastern | -1 | 3000
Lateral Hardening | Lateral Hardening-Fuse-60102897,1 | 13043 | 49659.7623 | 1125.239 | 57888.3807 | 50000 | 1.1578 | 0.036932 | 1353846.1538 | 12 | 1 | 0 | 0 | 0 | 1 | Lateral Hardening-Fuse-60102897 | 1500Million | Central | -1 | 3000
Lateral Hardening | Lateral Hardening-Fuse-10216485,4 | 13492 | 1447861.52 | 1058983.9597 | 2504465.206 | 2163454.5455 | 1.1576 | 2.2536 | 960000 | 343 | 4 | 5 | 0 | 5 | 9 | Lateral Hardening-Fuse-10216485, Lateral Hardening-Fuse-10216479, Lateral Hardening-Fuse-60263772, Lateral Hardening-Fuse-93355359 [ 2029 ] | 1500Million | Western | -1 | 3000
Lateral Hardening | Lateral Hardening-Fuse-92231152,1 | 13227 | 57214.4459 | 3474.1121 | 57856.7369 | 50000 | 1.1571 | 0.03428 | 1458563.5359 | 5 | 1 | 0 | 0 | 0 | 1 | Lateral Hardening-Fuse-92231152 | 1500Million | Eastern | -1 | 3000
Lateral Hardening | Lateral Hardening-Fuse-10476059,1 | 13324 | 617969.495 | 120616.7917 | 720309.4931 | 623181.8182 | 1.1559 | 0.51932 | 1200000 | 13 | 1 | 0 | 0 | 0 | 1 | Lateral Hardening-Fuse-10476059 [ 2029 ] | 1500Million | Eastern | -1 | 3000
Lateral Hardening | Lateral Hardening-Fuse-93266178,1 | 13042 | 209740.3067 | 42583.5962 | 244405.9156 | 211590.9091 | 1.1551 | 0.17633 | 1200000 | 42 | 1 | 0 | 0 | 0 | 1 | Lateral Hardening-Fuse-93266178 | 1500Million | Central | -1 | 3000
Lateral Hardening | Lateral Hardening-Fuse-10786358,3 | 14040 | 499120.8307 | 110813.6842 | 606434.3077 | 525090.9091 | 1.1549 | 0.54697 | 960000 | 15 | 3 | 0 | 0 | 0 | 3 | Lateral Hardening-Fuse-10786358 [ 2026 ], Lateral Hardening-Fuse-10786360, Lateral Hardening-Fuse-10786362 | 1500Million | Central | -1 | 3000
Lateral Hardening | Lateral Hardening-Fuse-92630155,1 | 13805 | 898132.2958 | 143155.3397 | 1018994.5651 | 883636.3636 | 1.1532 | 0.73636 | 1200000 | 70 | 1 | 0 | 0 | 0 | 1 | Lateral Hardening-Fuse-92630155 [ 2024 ] | 1500Million | Plant City | -1 | 3000
Lateral Hardening | Lateral Hardening-Fuse-10366528,2 | 13089 | 272506.0158 | 37138.0776 | 298372.5855 | 259090.9091 | 1.1516 | 0.26989 | 960000 | 19 | 2 | 0 | 0 | 0 | 2 | Lateral Hardening-Fuse-10366528 [ 2024 ], Lateral Hardening-Fuse-10366533 | 1500Million | Central | -1 | 3000
Lateral Hardening | Lateral Hardening-Fuse-10640110,1 | 13579 | 530926.6246 | 62739.8059 | 571927.2435 | 497727.2727 | 1.1491 | 0.41477 | 1200000 | 18 | 1 | 0 | 0 | 0 | 1 | Lateral Hardening-Fuse-10640110 [ 2027 ] | 1500Million | Eastern | -1 | 3000
Lateral Hardening | Lateral Hardening-Fuse-91600776,1 | 13690 | 92338.3165 | 10461.5064 | 98634.1455 | 85909.0909 | 1.1481 | 0.071591 | 1200000 | 14 | 1 | 0 | 0 | 0 | 1 | Lateral Hardening-Fuse-91600776 | 1500Million | Eastern | -1 | 3000
Lateral Hardening | Lateral Hardening-Fuse-10100684,1 | 13048 | 176521.8752 | 39228.5142 | 208271.5996 | 181590.9091 | 1.1469 | 0.15133 | 1200000 | 21 | 1 | 0 | 0 | 0 | 1 | Lateral Hardening-Fuse-10100684 | 1500Million | Central | -1 | 3000
Lateral Hardening | Lateral Hardening-Fuse-93130614,1 | 13177 | 174593.1385 | 24304.6844 | 190461.0245 | 166136.3636 | 1.1464 | 0.13845 | 1200000 | 6 | 1 | 1 | 0 | 1 | 2 | Lateral Hardening-Fuse-93130614 | 1500Million | Central | -1 | 3000
Lateral Hardening | Lateral Hardening-Fuse-10643509,7 | 13390 | 1247377.0145 | 176624.375 | 1432715.5805 | 1249818.1818 | 1.1463 | 1.3019 | 960000 | 23 | 7 | 1 | 0 | 1 | 8 | Lateral Hardening-Fuse-10643509 [ 2023 ], Lateral Hardening-Fuse-60189891 [ 2023 ], Lateral Hardening-Fuse-92610458, Lateral Hardening-Fuse-10643525, Lateral Hardening-Fuse-10643481, Lateral Hardening-Fuse-10643482, Lateral Hardening-Fuse-60189890 | 1500Million | Plant City | -1 | 3000
Lateral Hardening | Lateral Hardening-Fuse-92445673,1 | 13010 | 269107.0417 | 15989.6899 | 271713.5891 | 237045.4545 | 1.1463 | 0.19754 | 1200000 | 53 | 1 | 0 | 0 | 0 | 1 | Lateral Hardening-Fuse-92445673 | 1500Million | Plant City | -1 | 3000
Lateral Hardening | Lateral Hardening-Fuse-10098184,1 | 13084 | 270939.0562 | 31523.9141 | 375877.5655 | 327954.5455 | 1.1461 | 0.2733 | 1200000 | 14 | 1 | 2 | 0 | 2 | 3 | Lateral Hardening-Fuse-10098184 | 1500Million | Eastern | -1 | 3000
Lateral Hardening | Lateral Hardening-Fuse-92424341,2 | 13479 | 495648.7456 | 159732.0367 | 640707.5408 | 559090.9091 | 1.146 | 0.58239 | 960000 | 33 | 2 | 1 | 0 | 1 | 3 | Lateral Hardening-Fuse-92424341 [ 2028 ], Lateral Hardening-Fuse-92007273 | 1500Million | Winter Haven | -1 | 3000
Lateral Hardening | Lateral Hardening-Fuse-10612050,3 | 13927 | 1139111.2108 | 201599.3451 | 1787633.2779 | 1560000 | 1.1459 | 1.625 | 960000 | 51 | 3 | 1 | 0 | 1 | 4 | Lateral Hardening-Fuse-10612050 [ 2024 ], Lateral Hardening-Fuse-91893646, Lateral Hardening-Fuse-93356676 | 1500Million | Winter Haven | -1 | 3000
Lateral Hardening | Lateral Hardening-Fuse-92601584,1 | 13010 | 84651.0306 | 3455.269 | 84067.1363 | 73409.0909 | 1.1452 | 0.061174 | 1200000 | 5 | 1 | 1 | 0 | 1 | 2 | Lateral Hardening-Fuse-92601584 | 1500Million | Plant City | -1 | 3000
Lateral Hardening | Lateral Hardening-Fuse-60210457,2 | 13330 | 845889.2348 | 286968.3752 | 1182301.2157 | 1032545.4545 | 1.145 | 1.0756 | 960000 | 182 | 2 | 2 | 0 | 2 | 4 | Lateral Hardening-Fuse-60210457, Lateral Hardening-Fuse-10753450 | 1500Million | Dade City | -1 | 3000
Lateral Hardening | Lateral Hardening-Fuse-10842847,1 | 13798 | 60336.2309 | 1675.3719 | 167797.6318 | 146590.9091 | 1.1447 | 0.12216 | 1200000 | 11 | 1 | 0 | 0 | 0 | 1 | Lateral Hardening-Fuse-10842847 | 1500Million | Eastern | -1 | 3000
Lateral Hardening | Lateral Hardening-Fuse-60157736,1 | 13911 | 70724.5722 | 3803.9246 | 71149.9079 | 62272.7273 | 1.1426 | 0.051894 | 1200000 | 63 | 1 | 1 | 0 | 1 | 2 | Lateral Hardening-Fuse-60157736 [ 2022 ] | 1500Million | Eastern | -1 | 3000
Lateral Hardening | Lateral Hardening-Fuse-92057627,1 | 13754 | 104881.1194 | 17672.9541 | 117597.887 | 102954.5455 | 1.1422 | 0.085795 | 1200000 | 15 | 1 | 0 | 0 | 0 | 1 | Lateral Hardening-Fuse-92057627 | 1500Million | Western | -1 | 3000
Lateral Hardening | Lateral Hardening-Fuse-10483756,1 | 14012 | 213462.6432 | 19378.9314 | 230196.7923 | 201818.1818 | 1.1406 | 0.16818 | 1200000 | 6 | 1 | 0 | 0 | 0 | 1 | Lateral Hardening-Fuse-10483756 [ 2024 ] | 1500Million | Central | -1 | 3000
Lateral Hardening | Lateral Hardening-Fuse-10679312,1 | 13807 | 150475.9598 | 14897.4124 | 159620.1114 | 140000 | 1.1401 | 0.11667 | 1200000 | 6 | 1 | 0 | 0 | 0 | 1 | Lateral Hardening-Fuse-10679312 | 1500Million | Plant City | -1 | 3000
Lateral Hardening | Lateral Hardening-Fuse-91995907,1 | 13219 | 150904.5568 | 18472.9652 | 162166.091 | 142272.7273 | 1.1398 | 0.11856 | 1200000 | 45 | 1 | 1 | 0 | 1 | 2 | Lateral Hardening-Fuse-91995907 | 1500Million | Western | -1 | 3000
Lateral Hardening | Lateral Hardening-Fuse-60076834,1 | 13121 | 108364.1431 | 11109.8485 | 114223.9607 | 100227.2727 | 1.1396 | 0.083523 | 1200000 | 4 | 1 | 1 | 0 | 1 | 2 | Lateral Hardening-Fuse-60076834 | 1500Million | Plant City | -1 | 3000
Lateral Hardening | Lateral Hardening-Fuse-91695187,1 | 13622 | 172783.04 | 26467.6611 | 192218.3048 | 168863.6364 | 1.1383 | 0.14072 | 1200000 | 4 | 1 | 0 | 0 | 0 | 1 | Lateral Hardening-Fuse-91695187 [ 2028 ] | 1500Million | Western | -1 | 3000
Lateral Hardening | Lateral Hardening-Fuse-92551971,1 | 13443 | 250876.5857 | 100666.9128 | 340908.8942 | 299545.4545 | 1.1381 | 0.24962 | 1200000 | 38 | 1 | 2 | 0 | 2 | 3 | Lateral Hardening-Fuse-92551971 | 1500Million | Winter Haven | -1 | 3000
Lateral Hardening | Lateral Hardening-Fuse-60124064,1 | 13218 | 142885.391 | 45753.9701 | 254253.7768 | 223409.0909 | 1.1381 | 0.18617 | 1200000 | 15 | 1 | 0 | 0 | 0 | 1 | Lateral Hardening-Fuse-60124064 | 1500Million | Western | -1 | 3000
Lateral Hardening | Lateral Hardening-Fuse-10055940,2 | 13420 | 551595.8527 | 87578.5002 | 655886.6185 | 576363.6364 | 1.138 | 0.60038 | 960000 | 55 | 2 | 0 | 0 | 0 | 2 | Lateral Hardening-Fuse-10055940 [ 2023 ], Lateral Hardening-Fuse-60058518 | 1500Million | Central | -1 | 3000
Lateral Hardening | Lateral Hardening-Fuse-92158049,5 | 13199 | 841862.6379 | 86510.4188 | 887811.1414 | 780909.0909 | 1.1369 | 0.81345 | 960000 | 133 | 5 | 1 | 0 | 1 | 6 | Lateral Hardening-Fuse-92158049, Lateral Hardening-Fuse-92177025, Lateral Hardening-Fuse-92159501, Lateral Hardening-Fuse-92163176, Lateral Hardening-Fuse-92173184 | 1500Million | Western | -1 | 3000
Lateral Hardening | Lateral Hardening-Fuse-92321372,1 | 13359 | 366946.3302 | 244009.5931 | 595268.9363 | 523636.3636 | 1.1368 | 0.43636 | 1200000 | 48 | 1 | 0 | 0 | 0 | 1 | Lateral Hardening-Fuse-92321372 | 1500Million | Western | -1 | 3000
Lateral Hardening | Lateral Hardening-Fuse-10635155,1 | 13242 | 565607.0521 | 154872.334 | 704390.4156 | 620681.8182 | 1.1349 | 0.51723 | 1200000 | 10 | 1 | 0 | 0 | 0 | 1 | Lateral Hardening-Fuse-10635155 [ 2028 ] | 1500Million | Plant City | -1 | 3000
Lateral Hardening | Lateral Hardening-Fuse-10408252,3 | 13632 | 499695.4828 | 241633.987 | 830791.3966 | 732545.4545 | 1.1341 | 0.76307 | 960000 | 66 | 3 | 0 | 0 | 0 | 3 | Lateral Hardening-Fuse-10408252, Lateral Hardening-Fuse-10408288, Lateral Hardening-Fuse-10408250 | 1500Million | Central | -1 | 3000
Lateral Hardening | Lateral Hardening-Fuse-92745476,1 | 13630 | 204697.3093 | 59404.9157 | 255807.4345 | 225681.8182 | 1.1335 | 0.18807 | 1200000 | 14 | 1 | 0 | 0 | 0 | 1 | Lateral Hardening-Fuse-92745476 | 1500Million | Central | -1 | 3000
Lateral Hardening | Lateral Hardening-Fuse-92271172,1 | 13612 | 332246.8431 | 21399.9261 | 337288.0132 | 297727.2727 | 1.1329 | 0.24811 | 1200000 | 40 | 1 | 1 | 0 | 1 | 2 | Lateral Hardening-Fuse-92271172 | 1500Million | Western | -1 | 3000
Lateral Hardening | Lateral Hardening-Fuse-60124480,5 | 13825 | 1066820.3419 | 271089.8968 | 1389524.327 | 1227272.7273 | 1.1322 | 1.2784 | 960000 | 166 | 5 | 5 | 0 | 5 | 10 | Lateral Hardening-Fuse-60124480 [ 2023 ], Lateral Hardening-Fuse-92470006, Lateral Hardening-Fuse-91476054 [ 2023 ], Lateral Hardening-Fuse-91476995, Lateral Hardening-Fuse-60124534 | 1500Million | Central | -1 | 3000
Lateral Hardening | Lateral Hardening-Fuse-92308973,1 | 13461 | 235161.4501 | 63642.815 | 290863.5813 | 257045.4545 | 1.1316 | 0.2142 | 1200000 | 9 | 1 | 0 | 0 | 0 | 1 | Lateral Hardening-Fuse-92308973 [ 2026 ] | 1500Million | Eastern | -1 | 3000
Lateral Hardening | Lateral Hardening-Fuse-92686736,2 | 13793 | 131520.6186 | 2079.9706 | 127332.0113 | 112545.4545 | 1.1314 | 0.11723 | 960000 | 90 | 2 | 1 | 0 | 1 | 3 | Lateral Hardening-Fuse-92686736 [ 2022 ], Lateral Hardening-Fuse-92687426 | 1500Million | Eastern | -1 | 3000
Lateral Hardening | Lateral Hardening-Fuse-10420555,2 | 13825 | 141852.4927 | 39422.5072 | 243132.7388 | 215272.7273 | 1.1294 | 0.22424 | 960000 | 21 | 2 | 0 | 0 | 0 | 2 | Lateral Hardening-Fuse-10420555, Lateral Hardening-Fuse-10420547 | 1500Million | Central | -1 | 3000
Lateral Hardening | Lateral Hardening-Fuse-92670479,1 | 14030 | 143208.0413 | 11167.4732 | 147549.4398 | 130681.8182 | 1.1291 | 0.1089 | 1200000 | 6 | 1 | 0 | 0 | 0 | 1 | Lateral Hardening-Fuse-92670479 [ 2023 ] | 1500Million | Western | -1 | 3000
Lateral Hardening | Lateral Hardening-Fuse-92190389,5 | 13207 | 428045.4762 | 246134.9591 | 656493.7939 | 581454.5455 | 1.1291 | 0.60568 | 960000 | 71 | 5 | 3 | 0 | 3 | 8 | Lateral Hardening-Fuse-92190389 [ 2024 ], Lateral Hardening-Fuse-92000691, Lateral Hardening-Fuse-90747854, Lateral Hardening-Fuse-10168318, Lateral Hardening-Fuse-10168352 | 1500Million | Western | -1 | 3000
Lateral Hardening | Lateral Hardening-Fuse-92035841,1 | 13442 | 325058.0651 | 38233.3062 | 351407.0963 | 311363.6364 | 1.1286 | 0.25947 | 1200000 | 88 | 1 | 0 | 0 | 0 | 1 | Lateral Hardening-Fuse-92035841 | 1500Million | Winter Haven | -1 | 3000
Lateral Hardening | Lateral Hardening-Fuse-92019258,1 | 13418 | 123967.2222 | 14025.7441 | 132345.2628 | 117272.7273 | 1.1285 | 0.097727 | 1200000 | 15 | 1 | 0 | 0 | 0 | 1 | Lateral Hardening-Fuse-92019258 | 1500Million | Central | -1 | 3000
Lateral Hardening | Lateral Hardening-Fuse-10098510,2 | 13085 | 257945.307 | 88664.722 | 478613.928 | 425454.5455 | 1.1249 | 0.44318 | 960000 | 16 | 2 | 1 | 0 | 1 | 3 | Lateral Hardening-Fuse-10098510, Lateral Hardening-Fuse-92767813 | 1500Million | Eastern | -1 | 3000
Lateral Hardening | Lateral Hardening-Fuse-60008489,2 | 13081 | 372371.5683 | 187196.9642 | 583455.2871 | 518909.0909 | 1.1244 | 0.54053 | 960000 | 66 | 2 | 0 | 0 | 0 | 2 | Lateral Hardening-Fuse-60008489, Lateral Hardening-Fuse-60008571 | 1500Million | Western | -1 | 3000
Lateral Hardening | Lateral Hardening-Fuse-60028474,5 | 13007 | 892248.3042 | 134276.7078 | 1227615.3571 | 1091818.1818 | 1.1244 | 1.1373 | 960000 | 77 | 5 | 3 | 0 | 3 | 8 | Lateral Hardening-Fuse-60028474, Lateral Hardening-Fuse-90642289, Lateral Hardening-Fuse-90298333, Lateral Hardening-Fuse-90719549, Lateral Hardening-Fuse-90642325 | 1500Million | Plant City | -1 | 3000
Lateral Hardening | Lateral Hardening-Fuse-92580987,1 | 13137 | 56027.494 | 2916.3222 | 56202.4183 | 50000 | 1.124 | 0.025189 | 1984962.406 | 28 | 1 | 0 | 0 | 0 | 1 | Lateral Hardening-Fuse-92580987 | 1500Million | Western | -1 | 3000
Lateral Hardening | Lateral Hardening-Fuse-92543899,1 | 13686 | 116477.089 | 18900.1548 | 130395.4195 | 116136.3636 | 1.1228 | 0.09678 | 1200000 | 4 | 1 | 0 | 0 | 0 | 1 | Lateral Hardening-Fuse-92543899 | 1500Million | Eastern | -1 | 3000
Lateral Hardening | Lateral Hardening-Fuse-92953759,2 | 13229 | 746824.2276 | 309130.5885 | 1028384.1322 | 916000 | 1.1227 | 0.95417 | 960000 | 97 | 2 | 0 | 0 | 0 | 2 | Lateral Hardening-Fuse-92953759 [ 2023 ], Lateral Hardening-Fuse-91185418 | 1500Million | Eastern | -1 | 3000
Lateral Hardening | Lateral Hardening-Fuse-91792136,5 | 13769 | 704895.9362 | 73285.803 | 748085.7375 | 666727.2727 | 1.122 | 0.69451 | 960000 | 20 | 5 | 6 | 0 | 6 | 11 | Lateral Hardening-Fuse-91792136 [ 2028 ], Lateral Hardening-Fuse-10827126, Lateral Hardening-Fuse-90029774, Lateral Hardening-Fuse-60311490, Lateral Hardening-Fuse-10827125 | 1500Million | Winter Haven | -1 | 3000
Lateral Hardening | Lateral Hardening-Fuse-10424240,1 | 13828 | 418744.0727 | 58960.9811 | 461448.3296 | 411363.6364 | 1.1218 | 0.3428 | 1200000 | 13 | 1 | 1 | 0 | 1 | 2 | Lateral Hardening-Fuse-10424240 | 1500Million | Central | -1 | 3000
Lateral Hardening | Lateral Hardening-Fuse-10569606,1 | 13372 | 140067.4343 | 9465.4659 | 142755.8502 | 127272.7273 | 1.1217 | 0.10606 | 1200000 | 23 | 1 | 1 | 0 | 1 | 2 | Lateral Hardening-Fuse-10569606 | 1500Million | Winter Haven | -1 | 3000
Lateral Hardening | Lateral Hardening-Fuse-92611133,1 | 13118 | 511458.292 | 184034.6057 | 678304.0221 | 604772.7273 | 1.1216 | 0.50398 | 1200000 | 57 | 1 | 0 | 0 | 0 | 1 | Lateral Hardening-Fuse-92611133 | 1500Million | Winter Haven | -1 | 3000
Lateral Hardening | Lateral Hardening-Fuse-10100683,1 | 13048 | 303297.9048 | 111361.463 | 403482.2747 | 359772.7273 | 1.1215 | 0.29981 | 1200000 | 67 | 1 | 0 | 0 | 0 | 1 | Lateral Hardening-Fuse-10100683 | 1500Million | Central | -1 | 3000
Lateral Hardening | Lateral Hardening-Fuse-90467409,2 | 13406 | 555350.3764 | 250551.7313 | 787068.3174 | 702363.6364 | 1.1206 | 0.73163 | 960000 | 71 | 2 | 2 | 0 | 2 | 4 | Lateral Hardening-Fuse-90467409, Lateral Hardening-Fuse-10061157 | 1500Million | Western | -1 | 3000
Lateral Hardening | Lateral Hardening-Fuse-10793149,1 | 13470 | 419439.2261 | 97275.1118 | 498899.9016 | 445227.2727 | 1.1206 | 0.37102 | 1200000 | 22 | 1 | 0 | 0 | 0 | 1 | Lateral Hardening-Fuse-10793149 [ 2026 ] | 1500Million | Winter Haven | -1 | 3000
Lateral Hardening | Lateral Hardening-Fuse-91338194,1 | 13909 | 232372.0072 | 110490.7699 | 332790.0631 | 297045.4545 | 1.1203 | 0.24754 | 1200000 | 28 | 1 | 0 | 0 | 0 | 1 | Lateral Hardening-Fuse-91338194 [ 2023 ] | 1500Million | Eastern | -1 | 3000
Lateral Hardening | Lateral Hardening-Fuse-92385805,1 | 13910 | 599929.754 | 213414.6372 | 790855.9657 | 706363.6364 | 1.1196 | 0.58864 | 1200000 | 61 | 1 | 0 | 0 | 0 | 1 | Lateral Hardening-Fuse-92385805 | 1500Million | Eastern | -1 | 3000
Lateral Hardening | Lateral Hardening-Fuse-92418605,1 | 13638 | 164088.783 | 13581.5006 | 169873.5978 | 151818.1818 | 1.1189 | 0.12652 | 1200000 | 11 | 1 | 0 | 0 | 0 | 1 | Lateral Hardening-Fuse-92418605 | 1500Million | Western | -1 | 3000
Lateral Hardening | Lateral Hardening-Fuse-93301648,1 | 13808 | 150261.477 | 23638.657 | 168524.1395 | 150681.8182 | 1.1184 | 0.12557 | 1200000 | 15 | 1 | 0 | 0 | 0 | 1 | Lateral Hardening-Fuse-93301648 | 1500Million | Plant City | -1 | 3000
Lateral Hardening | Lateral Hardening-Fuse-93260266,1 | 13042 | 117668.0777 | 4390.04 | 116469.6312 | 104318.1818 | 1.1165 | 0.086932 | 1200000 | 15 | 1 | 0 | 0 | 0 | 1 | Lateral Hardening-Fuse-93260266 | 1500Million | Central | -1 | 3000
Lateral Hardening | Lateral Hardening-Fuse-10668856,1 | 13722 | 687052.4957 | 144308.3152 | 823334.744 | 738181.8182 | 1.1154 | 0.61515 | 1200000 | 34 | 1 | 0 | 0 | 0 | 1 | Lateral Hardening-Fuse-10668856 [ 2022 ] | 1500Million | Plant City | -1 | 3000
Lateral Hardening | Lateral Hardening-Fuse-60003414,3 | 13042 | 504448.6833 | 94337.2868 | 635706.7564 | 570181.8182 | 1.1149 | 0.59394 | 960000 | 17 | 3 | 0 | 0 | 0 | 3 | Lateral Hardening-Fuse-60003414 [ 2025 ], Lateral Hardening-Fuse-60003427, Lateral Hardening-Fuse-60003441 | 1500Million | Central | -1 | 3000
Lateral Hardening | Lateral Hardening-Fuse-10297434,1 | 13754 | 213506.7114 | 55792.9703 | 261445.1998 | 234772.7273 | 1.1136 | 0.19564 | 1200000 | 43 | 1 | 0 | 0 | 0 | 1 | Lateral Hardening-Fuse-10297434 | 1500Million | Western | -1 | 3000
Lateral Hardening | Lateral Hardening-Fuse-91070341,1 | 13344 | 99009.9981 | 10218.7241 | 104777.2039 | 94090.9091 | 1.1136 | 0.078409 | 1200000 | 4 | 1 | 1 | 1 | 0 | 2 | Lateral Hardening-Fuse-91070341 | 1500Million | South Hillsborough | -1 | 3000
Lateral Hardening | Lateral Hardening-Fuse-10171811,1 | 13218 | 217503.8035 | 11493.9833 | 218673.2423 | 196590.9091 | 1.1123 | 0.16383 | 1200000 | 9 | 1 | 0 | 0 | 0 | 1 | Lateral Hardening-Fuse-10171811 | 1500Million | Western | -1 | 3000
Lateral Hardening | Lateral Hardening-Fuse-60168873,1 | 13473 | 397284.0129 | 65422.6045 | 446038.0372 | 401818.1818 | 1.11 | 0.33485 | 1200000 | 20 | 1 | 0 | 0 | 0 | 1 | Lateral Hardening-Fuse-60168873 | 1500Million | Winter Haven | -1 | 3000
Lateral Hardening | Lateral Hardening-Fuse-90594232,2 | 13126 | 372529.1789 | 62227.5474 | 435121.1003 | 392181.8182 | 1.1095 | 0.40852 | 960000 | 10 | 2 | 1 | 1 | 0 | 3 | Lateral Hardening-Fuse-90594232 [ 2029 ], Lateral Hardening-Fuse-91316342 | 1500Million | Plant City | -1 | 3000
Lateral Hardening | Lateral Hardening-Fuse-10501136,1 | 13509 | 396467.0388 | 132532.4781 | 512665.5487 | 462272.7273 | 1.109 | 0.38523 | 1200000 | 45 | 1 | 0 | 0 | 0 | 1 | Lateral Hardening-Fuse-10501136 | 1500Million | Eastern | -1 | 3000
Lateral Hardening | Lateral Hardening-Fuse-91847345,1 | 13633 | 98026.0436 | 15949.214 | 114636.0096 | 103409.0909 | 1.1086 | 0.086174 | 1200000 | 11 | 1 | 1 | 0 | 1 | 2 | Lateral Hardening-Fuse-91847345 [ 2021 ] | 1500Million | Central | -1 | 3000
Lateral Hardening | Lateral Hardening-Fuse-10216489,3 | 13492 | 851566.5122 | 795348.2862 | 1654781.7144 | 1492909.0909 | 1.1084 | 1.5551 | 960000 | 230 | 3 | 0 | 0 | 0 | 3 | Lateral Hardening-Fuse-10216489, Lateral Hardening-Fuse-91251089, Lateral Hardening-Fuse-91602229 | 1500Million | Western | -1 | 3000
Lateral Hardening | Lateral Hardening-Fuse-90772684,1 | 13836 | 75632.7422 | 7019.2717 | 84831.7483 | 76590.9091 | 1.1076 | 0.063826 | 1200000 | 4 | 1 | 0 | 0 | 0 | 1 | Lateral Hardening-Fuse-90772684 | 1500Million | Central | -1 | 3000
Lateral Hardening | Lateral Hardening-Fuse-90455912,1 | 13150 | 175509.1872 | 15065.9215 | 182218.9653 | 164545.4545 | 1.1074 | 0.13712 | 1200000 | 49 | 1 | 0 | 0 | 0 | 1 | Lateral Hardening-Fuse-90455912 [ 2029 ] | 1500Million | Winter Haven | -1 | 3000
Lateral Hardening | Lateral Hardening-Fuse-91090901,1 | 13049 | 115899.4191 | 11484.2593 | 121529.8675 | 109772.7273 | 1.1071 | 0.091477 | 1200000 | 18 | 1 | 0 | 0 | 0 | 1 | Lateral Hardening-Fuse-91090901 | 1500Million | Central | -1 | 3000
Lateral Hardening | Lateral Hardening-Fuse-91203776,1 | 13946 | 209783.4255 | 54700.0659 | 269018.2747 | 243181.8182 | 1.1062 | 0.20265 | 1200000 | 46 | 1 | 0 | 0 | 0 | 1 | Lateral Hardening-Fuse-91203776 [ 2023 ] | 1500Million | Central | -1 | 3000
Lateral Hardening | Lateral Hardening-Fuse-90846303,2 | 13959 | 767015.3788 | 411765.4621 | 1179418.0055 | 1066727.2727 | 1.1056 | 1.1112 | 960000 | 31 | 2 | 2 | 0 | 2 | 4 | Lateral Hardening-Fuse-90846303 [ 2024 ], Lateral Hardening-Fuse-10716388 | 1500Million | Plant City | -1 | 3000
Lateral Hardening | Lateral Hardening-Fuse-60004358,3 | 13023 | 746379.0988 | 116845.2274 | 833754.4939 | 754181.8182 | 1.1055 | 0.78561 | 960000 | 84 | 3 | 0 | 0 | 0 | 3 | Lateral Hardening-Fuse-60004358 [ 2025 ], Lateral Hardening-Fuse-60004363, Lateral Hardening-Fuse-91701445 | 1500Million | Central | -1 | 3000
Lateral Hardening | Lateral Hardening-Fuse-91856580,1 | 13073 | 56242.4222 | 9636.5516 | 62998.4517 | 57045.4545 | 1.1044 | 0.047538 | 1200000 | 6 | 1 | 1 | 1 | 0 | 2 | Lateral Hardening-Fuse-91856580 | 1500Million | Western | -1 | 3000
Lateral Hardening | Lateral Hardening-Fuse-10629014,6 | 13146 | 1880940.5048 | 412171.602 | 2233078.0739 | 2022467.56 | 1.1041 | 2.0163 | 1003064.8804 | 97 | 6 | 5 | 0 | 5 | 11 | Lateral Hardening-Fuse-10629014 [ 2020 ], Lateral Hardening-Fuse-91032854 [ 2026 ], Lateral Hardening-Fuse-90970108, Lateral Hardening-Fuse-10629026, Lateral Hardening-Fuse-10629080, Lateral Hardening-Fuse-91032852 | 1500Million | Plant City | -1 | 3000
Lateral Hardening | Lateral Hardening-Fuse-93047392,1 | 13158 | 50900.104 | 6864.6643 | 55187.9795 | 50000 | 1.1038 | 0.030871 | 1619631.9018 | 4 | 1 | 0 | 0 | 0 | 1 | Lateral Hardening-Fuse-93047392 | 1500Million | Central | -1 | 3000
Lateral Hardening | Lateral Hardening-Fuse-93299665,1 | 13808 | 273101.8526 | 56990.4335 | 319215.0848 | 289318.1818 | 1.1033 | 0.2411 | 1200000 | 3 | 1 | 0 | 0 | 0 | 1 | Lateral Hardening-Fuse-93299665 | 1500Million | Plant City | -1 | 3000
Lateral Hardening | Lateral Hardening-Fuse-92938609,1 | 14112 | 89309.8804 | 4294.4884 | 89260.013 | 80909.0909 | 1.1032 | 0.067424 | 1200000 | 28 | 1 | 2 | 0 | 2 | 3 | Lateral Hardening-Fuse-92938609 | 1500Million | Eastern | -1 | 3000
Lateral Hardening | Lateral Hardening-Fuse-91109070,1 | 13241 | 73169.9816 | 2864.5351 | 72577.2871 | 65909.0909 | 1.1012 | 0.054924 | 1200000 | 11 | 1 | 0 | 0 | 0 | 1 | Lateral Hardening-Fuse-91109070 | 1500Million | Plant City | -1 | 3000
Lateral Hardening | Lateral Hardening-Fuse-92318719,1 | 13073 | 512450.0277 | 92787.6666 | 586777.3387 | 532954.5455 | 1.101 | 0.44413 | 1200000 | 48 | 1 | 0 | 0 | 0 | 1 | Lateral Hardening-Fuse-92318719 | 1500Million | Western | -1 | 3000
Lateral Hardening | Lateral Hardening-Fuse-91807285,1 | 13837 | 188535.7628 | 34538.4951 | 224440.3825 | 203863.6364 | 1.1009 | 0.16989 | 1200000 | 7 | 1 | 0 | 0 | 0 | 1 | Lateral Hardening-Fuse-91807285 | 1500Million | Central | -1 | 3000
Lateral Hardening | Lateral Hardening-Fuse-10904183,1 | 13709 | 239916.7041 | 30141.252 | 272147.1937 | 247272.7273 | 1.1006 | 0.20606 | 1200000 | 10 | 1 | 0 | 0 | 0 | 1 | Lateral Hardening-Fuse-10904183 | 1500Million | Eastern | -1 | 3000
Lateral Hardening | Lateral Hardening-Fuse-91166664,1 | 13288 | 121161.5948 | 5245.4665 | 120544.477 | 109545.4545 | 1.1004 | 0.091288 | 1200000 | 11 | 1 | 1 | 0 | 1 | 2 | Lateral Hardening-Fuse-91166664 [ 2029 ] | 1500Million | Winter Haven | -1 | 3000
Lateral Hardening | Lateral Hardening-Fuse-92661311,1 | 13826 | 201968.4547 | 11303.3329 | 204572.5195 | 185909.0909 | 1.1004 | 0.15492 | 1200000 | 7 | 1 | 0 | 0 | 0 | 1 | Lateral Hardening-Fuse-92661311 | 1500Million | Central | -1 | 3000
Lateral Hardening | Lateral Hardening-Fuse-60168045,1 | 13514 | 197888.9344 | 131864.8971 | 452627.3053 | 412500 | 1.0973 | 0.34375 | 1200000 | 59 | 1 | 0 | 0 | 0 | 1 | Lateral Hardening-Fuse-60168045 | 1500Million | Western | -1 | 3000
Lateral Hardening | Lateral Hardening-Fuse-10795713,7 | 13695 | 811182.1045 | 183935.753 | 1054551.4991 | 961090.9091 | 1.0972 | 1.0011 | 960000 | 112 | 7 | 0 | 0 | 0 | 7 | Lateral Hardening-Fuse-10795713 [ 2023 ], Lateral Hardening-Fuse-10795714, Lateral Hardening-Fuse-10795715, Lateral Hardening-Fuse-10795755, Lateral Hardening-Fuse-10795773, Lateral Hardening-Fuse-10795723, Lateral Hardening-Fuse-90208679 | 1500Million | Winter Haven | -1 | 3000
Lateral Hardening | Lateral Hardening-Fuse-10071989,3 | 13305 | 568715.8272 | 166267.0067 | 729643.1811 | 665454.5455 | 1.0965 | 0.69318 | 960000 | 16 | 3 | 0 | 0 | 0 | 3 | Lateral Hardening-Fuse-10071989 [ 2026 ], Lateral Hardening-Fuse-10072014, Lateral Hardening-Fuse-90471314 | 1500Million | South Hillsborough | -1 | 3000
Lateral Hardening | Lateral Hardening-Fuse-92609203,1 | 13390 | 102915.8421 | 10136.0319 | 108837.7201 | 99318.1818 | 1.0958 | 0.082765 | 1200000 | 4 | 1 | 0 | 0 | 0 | 1 | Lateral Hardening-Fuse-92609203 [ 2023 ] | 1500Million | Plant City | -1 | 3000
Lateral Hardening | Lateral Hardening-Fuse-91751707,1 | 14114 | 692753.8128 | 146335.1613 | 842696.946 | 769318.1818 | 1.0954 | 0.6411 | 1200000 | 42 | 1 | 0 | 0 | 0 | 1 | Lateral Hardening-Fuse-91751707 | 1500Million | Eastern | -1 | 3000
Lateral Hardening | Lateral Hardening-Fuse-60044065,1 | 13211 | 344657.4107 | 65471.887 | 397629.3783 | 363181.8182 | 1.0948 | 0.30265 | 1200000 | 32 | 1 | 0 | 0 | 0 | 1 | Lateral Hardening-Fuse-60044065 | 1500Million | Eastern | -1 | 3000
Lateral Hardening | Lateral Hardening-Fuse-10716320,5 | 13959 | 580962.312 | 89181.9979 | 691546.6561 | 631636.3636 | 1.0948 | 0.65795 | 960000 | 25 | 5 | 0 | 0 | 0 | 5 | Lateral Hardening-Fuse-10716320 [ 2024 ], Lateral Hardening-Fuse-90101690, Lateral Hardening-Fuse-90101731, Lateral Hardening-Fuse-92531144, Lateral Hardening-Fuse-90101664 | 1500Million | Plant City | -1 | 3000
Lateral Hardening | Lateral Hardening-Fuse-10422965,1 | 13827 | 221859.5885 | 114018.532 | 372165.8931 | 340227.2727 | 1.0939 | 0.28352 | 1200000 | 19 | 1 | 0 | 0 | 0 | 1 | Lateral Hardening-Fuse-10422965 | 1500Million | Central | -1 | 3000
Lateral Hardening | Lateral Hardening-Fuse-60010345,1 | 13158 | 167467.9413 | 35326.6701 | 195915.9483 | 179318.1818 | 1.0926 | 0.14943 | 1200000 | 21 | 1 | 0 | 0 | 0 | 1 | Lateral Hardening-Fuse-60010345 | 1500Million | Central | -1 | 3000
Lateral Hardening | Lateral Hardening-Fuse-92320735,1 | 13656 | 567285.7112 | 61584.8298 | 606819.8419 | 555454.5455 | 1.0925 | 0.46288 | 1200000 | 97 | 1 | 0 | 0 | 0 | 1 | Lateral Hardening-Fuse-92320735 [ 2025 ] | 1500Million | Plant City | -1 | 3000
Lateral Hardening | Lateral Hardening-Fuse-10635962,1 | 13388 | 360205.3698 | 63498.793 | 511887.125 | 468636.3636 | 1.0923 | 0.39053 | 1200000 | 25 | 1 | 0 | 0 | 0 | 1 | Lateral Hardening-Fuse-10635962 | 1500Million | Plant City | -1 | 3000
Lateral Hardening | Lateral Hardening-Fuse-60039784,1 | 13140 | 176957.5838 | 1794.1103 | 170287.9241 | 155909.0909 | 1.0922 | 0.12992 | 1200000 | 160 | 1 | 3 | 0 | 3 | 4 | Lateral Hardening-Fuse-60039784 | 1500Million | Western | -1 | 3000
Lateral Hardening | Lateral Hardening-Fuse-92458397,4 | 13679 | 493153.2088 | 100909.765 | 575097.2216 | 526545.4545 | 1.0922 | 0.54848 | 960000 | 30 | 4 | 1 | 0 | 1 | 5 | Lateral Hardening-Fuse-92458397 [ 2028 ], Lateral Hardening-Fuse-90289396, Lateral Hardening-Fuse-91239106, Lateral Hardening-Fuse-91239112 | 1500Million | Western | -1 | 3000
Lateral Hardening | Lateral Hardening-Fuse-10916841,1 | 13805 | 511433.5758 | 85406.3365 | 594260.3096 | 544545.4545 | 1.0913 | 0.45379 | 1200000 | 10 | 1 | 0 | 0 | 0 | 1 | Lateral Hardening-Fuse-10916841 [ 2024 ] | 1500Million | Plant City | -1 | 3000
Lateral Hardening | Lateral Hardening-Fuse-10389250,3 | 13365 | 432852.2393 | 38784.7505 | 451784.4447 | 414000 | 1.0913 | 0.43125 | 960000 | 88 | 3 | 0 | 0 | 0 | 3 | Lateral Hardening-Fuse-10389250, Lateral Hardening-Fuse-91721691, Lateral Hardening-Fuse-92874810 | 1500Million | Central | -1 | 3000
Lateral Hardening | Lateral Hardening-Fuse-10503464,1 | 13576 | 280270.7645 | 30524.3527 | 300087.6129 | 275000 | 1.0912 | 0.22917 | 1200000 | 22 | 1 | 0 | 0 | 0 | 1 | Lateral Hardening-Fuse-10503464 | 1500Million | Eastern | -1 | 3000
Lateral Hardening | Lateral Hardening-Fuse-92369409,1 | 13708 | 285022.3288 | 35975.0895 | 311109.7131 | 285454.5455 | 1.0899 | 0.23788 | 1200000 | 8 | 1 | 0 | 0 | 0 | 1 | Lateral Hardening-Fuse-92369409 | 1500Million | Eastern | -1 | 3000
Lateral Hardening | Lateral Hardening-Fuse-92951771,1 | 13365 | 136788.6954 | 1470.674 | 131750.2705 | 120909.0909 | 1.0897 | 0.10076 | 1200000 | 254 | 1 | 2 | 0 | 2 | 3 | Lateral Hardening-Fuse-92951771 [ 2028 ] | 1500Million | Central | -1 | 3000
Lateral Hardening | Lateral Hardening-Fuse-92826951,1 | 13159 | 52520.0311 | 10074.1245 | 59926.2325 | 55000 | 1.0896 | 0.045833 | 1200000 | 12 | 1 | 0 | 0 | 0 | 1 | Lateral Hardening-Fuse-92826951 | 1500Million | Central | -1 | 3000
Lateral Hardening | Lateral Hardening-Fuse-10051881,7 | 13198 | 148276.784 | 34313.1731 | 321914.9127 | 295454.5455 | 1.0896 | 0.30777 | 960000 | 48 | 7 | 1 | 0 | 1 | 8 | Lateral Hardening-Fuse-10051881, Lateral Hardening-Fuse-60303514, Lateral Hardening-Fuse-60364318, Lateral Hardening-Fuse-10051898, Lateral Hardening-Fuse-90716416, Lateral Hardening-Fuse-5010510, Lateral Hardening-Fuse-92050575 | 1500Million | Western | -1 | 3000
Lateral Hardening | Lateral Hardening-Fuse-10093657,1 | 13043 | 54563.4268 | 3846.6488 | 55708.4873 | 51136.3636 | 1.0894 | 0.042614 | 1200000 | 13 | 1 | 0 | 0 | 0 | 1 | Lateral Hardening-Fuse-10093657 | 1500Million | Central | -1 | 3000
Lateral Hardening | Lateral Hardening-Fuse-92870553,9 | 13787 | 4118853.1675 | 859852.7005 | 4912431.9876 | 4512181.8182 | 1.0887 | 4.7002 | 960000 | 63 | 9 | 16 | 0 | 16 | 25 | Lateral Hardening-Fuse-92870553 [ 2027 ], Lateral Hardening-Fuse-92227016 [ 2027 ], Lateral Hardening-Fuse-91150444, Lateral Hardening-Fuse-93399970, Lateral Hardening-Fuse-91369174, Lateral Hardening-Fuse-92870221, Lateral Hardening-Fuse-91796402, Lateral Hardening-Fuse-91496022, Lateral Hardening-Fuse-92228366 [ 2027 ] | 1500Million | Plant City | -1 | 3000
Lateral Hardening | Lateral Hardening-Fuse-90902924,1 | 13586 | 54730.3516 | 2270.7961 | 54407.5466 | 50000 | 1.0882 | 0.026136 | 1913043.4783 | 14 | 1 | 2 | 0 | 2 | 3 | Lateral Hardening-Fuse-90902924 | 1500Million | Western | -1 | 3000
Lateral Hardening | Lateral Hardening-Fuse-93262202,4 | 13696 | 854077.6798 | 310630.3191 | 1162840.3677 | 1069090.9091 | 1.0877 | 1.1136 | 960000 | 109 | 4 | 0 | 0 | 0 | 4 | Lateral Hardening-Fuse-93262202 [ 2027 ], Lateral Hardening-Fuse-93262199, Lateral Hardening-Fuse-10795802, Lateral Hardening-Fuse-93245162 | 1500Million | Winter Haven | -1 | 3000
Lateral Hardening | Lateral Hardening-Fuse-92354982,1 | 13431 | 206842.0405 | 39834.835 | 238546.8592 | 219318.1818 | 1.0877 | 0.18277 | 1200000 | 4 | 1 | 0 | 0 | 0 | 1 | Lateral Hardening-Fuse-92354982 [ 2023 ] | 1500Million | Dade City | -1 | 3000
Lateral Hardening | Lateral Hardening-Fuse-92015624,1 | 13772 | 160293.7321 | 37770.6278 | 191567.8746 | 176136.3636 | 1.0876 | 0.14678 | 1200000 | 4 | 1 | 0 | 0 | 0 | 1 | Lateral Hardening-Fuse-92015624 | 1500Million | Winter Haven | -1 | 3000
Lateral Hardening | Lateral Hardening-Fuse-10477195,1 | 13326 | 249095.6737 | 74575.0586 | 322832.529 | 297045.4545 | 1.0868 | 0.24754 | 1200000 | 42 | 1 | 0 | 0 | 0 | 1 | Lateral Hardening-Fuse-10477195 | 1500Million | Eastern | -1 | 3000
Lateral Hardening | Lateral Hardening-Fuse-93058684,1 | 13593 | 195458.6964 | 24387.2615 | 212874.0752 | 195909.0909 | 1.0866 | 0.16326 | 1200000 | 62 | 1 | 0 | 0 | 0 | 1 | Lateral Hardening-Fuse-93058684 | 1500Million | Central | -1 | 3000
Lateral Hardening | Lateral Hardening-Fuse-10374105,1 | 13178 | 154316.5869 | 9638.6762 | 156479.0882 | 144090.9091 | 1.086 | 0.12008 | 1200000 | 13 | 1 | 0 | 0 | 0 | 1 | Lateral Hardening-Fuse-10374105 [ 2029 ] | 1500Million | Central | -1 | 3000
Lateral Hardening | Lateral Hardening-Fuse-91144426,4 | 13373 | 998806.7436 | 256236.9309 | 1238865.6355 | 1140909.0909 | 1.0859 | 1.1884 | 960000 | 145 | 4 | 0 | 0 | 0 | 4 | Lateral Hardening-Fuse-91144426, Lateral Hardening-Fuse-10570225, Lateral Hardening-Fuse-60517302, Lateral Hardening-Fuse-10570251 | 1500Million | Winter Haven | -1 | 3000
Lateral Hardening | Lateral Hardening-Fuse-10898220,11 | 13839 | 1156838.4157 | 195349.1451 | 1334442.6529 | 1230363.6364 | 1.0846 | 1.2816 | 960000 | 61 | 11 | 2 | 0 | 2 | 13 | Lateral Hardening-Fuse-10898220 [ 2026 ], Lateral Hardening-Fuse-10898222, Lateral Hardening-Fuse-10898172 [ 2026 ], Lateral Hardening-Fuse-90535235, Lateral Hardening-Fuse-90535237, Lateral Hardening-Fuse-90766136, Lateral Hardening-Fuse-90309641, Lateral Hardening-Fuse-90877700, Lateral Hardening-Fuse-90877899, Lateral Hardening-Fuse-91346949, Lateral Hardening-Fuse-90533667 | 1500Million | Central | -1 | 3000
Lateral Hardening | Lateral Hardening-Fuse-90435153,1 | 13359 | 89700.2738 | 3553.6346 | 184626.2573 | 170454.5455 | 1.0831 | 0.14205 | 1200000 | 14 | 1 | 0 | 0 | 0 | 1 | Lateral Hardening-Fuse-90435153 | 1500Million | Western | -1 | 3000
Lateral Hardening | Lateral Hardening-Fuse-90744982,1 | 13034 | 69010.0432 | 2291.2737 | 67920.044 | 62727.2727 | 1.0828 | 0.052273 | 1200000 | 8 | 1 | 0 | 0 | 0 | 1 | Lateral Hardening-Fuse-90744982 | 1500Million | Central | -1 | 3000
Lateral Hardening | Lateral Hardening-Fuse-10091380,1 | 13279 | 212965.243 | 19641.5051 | 222369.0319 | 205454.5455 | 1.0823 | 0.17121 | 1200000 | 27 | 1 | 0 | 0 | 0 | 1 | Lateral Hardening-Fuse-10091380 | 1500Million | Winter Haven | -1 | 3000
Lateral Hardening | Lateral Hardening-Fuse-10692796,1 | 13463 | 89390.4901 | 10936.1813 | 103303.395 | 95454.5455 | 1.0822 | 0.079545 | 1200000 | 8 | 1 | 0 | 0 | 0 | 1 | Lateral Hardening-Fuse-10692796 | 1500Million | Plant City | -1 | 3000
Lateral Hardening | Lateral Hardening-Fuse-10169218,1 | 13210 | 102670.4714 | 5515.5317 | 103266.4287 | 95454.5455 | 1.0818 | 0.079545 | 1200000 | 11 | 1 | 0 | 0 | 0 | 1 | Lateral Hardening-Fuse-10169218 | 1500Million | Western | -1 | 3000
Lateral Hardening | Lateral Hardening-Fuse-60124047,1 | 13218 | 173590.2865 | 33846.8431 | 200338.3191 | 185227.2727 | 1.0816 | 0.15436 | 1200000 | 25 | 1 | 0 | 0 | 0 | 1 | Lateral Hardening-Fuse-60124047 | 1500Million | Western | -1 | 3000
Lateral Hardening | Lateral Hardening-Fuse-10165807,1 | 13072 | 163179.0931 | 13077.8797 | 168339.1416 | 155681.8182 | 1.0813 | 0.12973 | 1200000 | 13 | 1 | 0 | 0 | 0 | 1 | Lateral Hardening-Fuse-10165807 [ 2029 ] | 1500Million | Western | -1 | 3000
Lateral Hardening | Lateral Hardening-Fuse-60125388,14 | 13099 | 1996831.5498 | 703528.9921 | 2828794.8374 | 2617090.9091 | 1.0809 | 2.7261 | 960000 | 73 | 14 | 9 | 0 | 9 | 23 | Lateral Hardening-Fuse-60125388 [ 2022 ], Lateral Hardening-Fuse-93063417, Lateral Hardening-Fuse-60472997, Lateral Hardening-Fuse-93063457, Lateral Hardening-Fuse-91689692 [ 2022 ], Lateral Hardening-Fuse-93063331, Lateral Hardening-Fuse-93063351, Lateral Hardening-Fuse-93063404, Lateral Hardening-Fuse-93063409, Lateral Hardening-Fuse-91689647, Lateral Hardening-Fuse-93063406, Lateral Hardening-Fuse-91732289, Lateral Hardening-Fuse-92480249, Lateral Hardening-Fuse-60125410 | 1500Million | Central | -1 | 3000
Lateral Hardening | Lateral Hardening-Fuse-91253146,7 | 13668 | 1486404.0746 | 234718.1805 | 1672536.1406 | 1547636.3636 | 1.0807 | 1.6121 | 960000 | 49 | 7 | 2 | 0 | 2 | 9 | Lateral Hardening-Fuse-91253146 [ 2027 ], Lateral Hardening-Fuse-60061803, Lateral Hardening-Fuse-10080976, Lateral Hardening-Fuse-10080975, Lateral Hardening-Fuse-60268248, Lateral Hardening-Fuse-10080973, Lateral Hardening-Fuse-10080974 | 1500Million | Plant City | -1 | 3000
Lateral Hardening | Lateral Hardening-Fuse-90642288,1 | 13073 | 191988.6465 | 82928.9979 | 266972.6241 | 247045.4545 | 1.0807 | 0.20587 | 1200000 | 24 | 1 | 0 | 0 | 0 | 1 | Lateral Hardening-Fuse-90642288 | 1500Million | Western | -1 | 3000
Lateral Hardening | Lateral Hardening-Fuse-10147350,1 | 13141 | 100610.4483 | 3684.5481 | 99440.8989 | 92045.4545 | 1.0803 | 0.076705 | 1200000 | 65 | 1 | 0 | 0 | 0 | 1 | Lateral Hardening-Fuse-10147350 | 1500Million | Western | -1 | 3000
Lateral Hardening | Lateral Hardening-Fuse-10123797,1 | 13060 | 110395.7728 | 1904.1043 | 107031.3474 | 99090.9091 | 1.0801 | 0.082576 | 1200000 | 10 | 1 | 0 | 0 | 0 | 1 | Lateral Hardening-Fuse-10123797 | 1500Million | Western | -1 | 3000
Lateral Hardening | Lateral Hardening-Fuse-91381617,1 | 13279 | 114655.0295 | 8174.6483 | 117323.1885 | 108636.3636 | 1.08 | 0.09053 | 1200000 | 4 | 1 | 0 | 0 | 0 | 1 | Lateral Hardening-Fuse-91381617 | 1500Million | Winter Haven | -1 | 3000
Lateral Hardening | Lateral Hardening-Fuse-92170591,1 | 13391 | 381581.9248 | 123047.9747 | 489410.4547 | 453636.3636 | 1.0789 | 0.37803 | 1200000 | 16 | 1 | 0 | 0 | 0 | 1 | Lateral Hardening-Fuse-92170591 [ 2028 ] | 1500Million | Plant City | -1 | 3000
Lateral Hardening | Lateral Hardening-Fuse-10097063,6 | 13909 | 1788637.3518 | 649893.689 | 2404385.262 | 2229272.7273 | 1.0786 | 2.3222 | 960000 | 135 | 6 | 0 | 0 | 0 | 6 | Lateral Hardening-Fuse-10097063 [ 2023 ], Lateral Hardening-Fuse-91453908, Lateral Hardening-Fuse-91852948, Lateral Hardening-Fuse-91392090, Lateral Hardening-Fuse-91453910, Lateral Hardening-Fuse-91453902 | 1500Million | Eastern | -1 | 3000
Lateral Hardening | Lateral Hardening-Fuse-10567751,1 | 13370 | 186192.5472 | 12781.8312 | 190142.5721 | 176363.6364 | 1.0781 | 0.14697 | 1200000 | 104 | 1 | 2 | 0 | 2 | 3 | Lateral Hardening-Fuse-10567751 [ 2027 ] | 1500Million | Winter Haven | -1 | 3000
Lateral Hardening | Lateral Hardening-Fuse-91642882,1 | 13183 | 316151.8081 | 59712.7211 | 363056.5743 | 336818.1818 | 1.0779 | 0.28068 | 1200000 | 20 | 1 | 0 | 0 | 0 | 1 | Lateral Hardening-Fuse-91642882 | 1500Million | Central | -1 | 3000
Lateral Hardening | Lateral Hardening-Fuse-90107049,5 | 13808 | 611251.5753 | 86760.751 | 676548.4329 | 628181.8182 | 1.077 | 0.65436 | 960000 | 9 | 5 | 0 | 0 | 0 | 5 | Lateral Hardening-Fuse-90107049 [ 2027 ], Lateral Hardening-Fuse-90106548, Lateral Hardening-Fuse-91713182, Lateral Hardening-Fuse-10686223, Lateral Hardening-Fuse-91713215 | 1500Million | Plant City | -1 | 3000
Lateral Hardening | Lateral Hardening-Fuse-10167753,1 | 13206 | 210953.9358 | 57519.9332 | 260524.8014 | 242045.4545 | 1.0763 | 0.2017 | 1200000 | 23 | 1 | 0 | 0 | 0 | 1 | Lateral Hardening-Fuse-10167753 | 1500Million | Western | -1 | 3000
Lateral Hardening | Lateral Hardening-Fuse-91778392,22 | 13070 | 4453859.6759 | 1767747.7163 | 6671630.0347 | 6201636.3636 | 1.0758 | 6.46 | 960000 | 217 | 22 | 8 | 0 | 8 | 30 | Lateral Hardening-Fuse-91778392 [ 2028 ], Lateral Hardening-Fuse-91677422, Lateral Hardening-Fuse-60020382 [ 2028 ], Lateral Hardening-Fuse-91676856, Lateral Hardening-Fuse-60026684, Lateral Hardening-Fuse-60020326, Lateral Hardening-Fuse-93207593, Lateral Hardening-Fuse-91684089, Lateral Hardening-Fuse-60026686 [ 2028 ], Lateral Hardening-Fuse-91553528, Lateral Hardening-Fuse-90887471, Lateral Hardening-Fuse-91721175, Lateral Hardening-Fuse-91684087, Lateral Hardening-Fuse-91684071, Lateral Hardening-Fuse-93115192, Lateral Hardening-Fuse-60020272, Lateral Hardening-Fuse-60020380, Lateral Hardening-Fuse-91670413, Lateral Hardening-Fuse-60026580, Lateral Hardening-Fuse-60026588, Lateral Hardening-Fuse-91793185, Lateral Hardening-Fuse-60026652 | 1500Million | Western | -1 | 3000
Lateral Hardening | Lateral Hardening-Fuse-90767552,1 | 13470 | 353486.4819 | 95197.2101 | 434533.416 | 404318.1818 | 1.0747 | 0.33693 | 1200000 | 27 | 1 | 0 | 0 | 0 | 1 | Lateral Hardening-Fuse-90767552 | 1500Million | Winter Haven | -1 | 3000
Lateral Hardening | Lateral Hardening-Fuse-10716358,2 | 13959 | 318352.6601 | 131708.0314 | 470085.6774 | 437636.3636 | 1.0741 | 0.45587 | 960000 | 12 | 2 | 0 | 0 | 0 | 2 | Lateral Hardening-Fuse-10716358, Lateral Hardening-Fuse-90819535 | 1500Million | Plant City | -1 | 3000
Lateral Hardening | Lateral Hardening-Fuse-92285407,1 | 13039 | 232795.0946 | 26269.2925 | 248445.7693 | 231363.6364 | 1.0738 | 0.1928 | 1200000 | 3 | 1 | 0 | 0 | 0 | 1 | Lateral Hardening-Fuse-92285407 | 1500Million | Eastern | -1 | 3000
Lateral Hardening | Lateral Hardening-Fuse-10089364,1 | 13278 | 364830.2895 | 98359.9005 | 449436.6925 | 419090.9091 | 1.0724 | 0.34924 | 1200000 | 49 | 1 | 0 | 0 | 0 | 1 | Lateral Hardening-Fuse-10089364 | 1500Million | Winter Haven | -1 | 3000
Lateral Hardening | Lateral Hardening-Fuse-60603415,31 | 14000 | 5783967.0742 | 1198353.909 | 6947225.0765 | 6479636.3636 | 1.0722 | 6.7496 | 960000 | 200 | 31 | 3 | 0 | 3 | 34 | Lateral Hardening-Fuse-60603415 [ 2024 ], Lateral Hardening-Fuse-90043683 [ 2024 ], Lateral Hardening-Fuse-90043718, Lateral Hardening-Fuse-10080962, Lateral Hardening-Fuse-10080979, Lateral Hardening-Fuse-10080963, Lateral Hardening-Fuse-10080965, Lateral Hardening-Fuse-10080964, Lateral Hardening-Fuse-90043714, Lateral Hardening-Fuse-60577103, Lateral Hardening-Fuse-92877031, Lateral Hardening-Fuse-10080932 [ 2024 ], Lateral Hardening-Fuse-10080936, Lateral Hardening-Fuse-92344233, Lateral Hardening-Fuse-10080930, Lateral Hardening-Fuse-10080906, Lateral Hardening-Fuse-10080940, Lateral Hardening-Fuse-92973981, Lateral Hardening-Fuse-10080939, Lateral Hardening-Fuse-60080581, Lateral Hardening-Fuse-10080938, Lateral Hardening-Fuse-10080905, Lateral Hardening-Fuse-10080908, Lateral Hardening-Fuse-10080927, Lateral Hardening-Fuse-10080984, Lateral Hardening-Fuse-10080907, Lateral Hardening-Fuse-10080929, Lateral Hardening-Fuse-10080933, Lateral Hardening-Fuse-10080955, Lateral Hardening-Fuse-10080934, Lateral Hardening-Fuse-10080956 | 1500Million | Plant City | -1 | 3000
Lateral Hardening | Lateral Hardening-Fuse-60442542,1 | 13724 | 240007.6648 | 26971.4875 | 269297.5306 | 251363.6364 | 1.0713 | 0.20947 | 1200000 | 12 | 1 | 0 | 0 | 0 | 1 | Lateral Hardening-Fuse-60442542 | 1500Million | Plant City | -1 | 3000
Lateral Hardening | Lateral Hardening-Fuse-92995537,1 | 13370 | 442463.6949 | 81337.9573 | 507159.7762 | 473636.3636 | 1.0708 | 0.3947 | 1200000 | 122 | 1 | 2 | 0 | 2 | 3 | Lateral Hardening-Fuse-92995537 [ 2027 ] | 1500Million | Winter Haven | -1 | 3000
Lateral Hardening | Lateral Hardening-Fuse-10240468,1 | 13530 | 259140.9519 | 62109.3266 | 310498.5251 | 290000 | 1.0707 | 0.24167 | 1200000 | 40 | 1 | 0 | 0 | 0 | 1 | Lateral Hardening-Fuse-10240468 | 1500Million | Western | -1 | 3000
Lateral Hardening | Lateral Hardening-Fuse-10274698,1 | 13622 | 102420.9956 | 20906.2187 | 125043.5123 | 116818.1818 | 1.0704 | 0.097348 | 1200000 | 6 | 1 | 0 | 0 | 0 | 1 | Lateral Hardening-Fuse-10274698 | 1500Million | Western | -1 | 3000
Lateral Hardening | Lateral Hardening-Fuse-90763682,6 | 13839 | 783817.3113 | 155073.7734 | 914608.9351 | 854909.0909 | 1.0698 | 0.89053 | 960000 | 36 | 6 | 2 | 0 | 2 | 8 | Lateral Hardening-Fuse-90763682 [ 2026 ], Lateral Hardening-Fuse-90766070, Lateral Hardening-Fuse-90533606, Lateral Hardening-Fuse-90533672, Lateral Hardening-Fuse-90533682, Lateral Hardening-Fuse-90533683 | 1500Million | Central | -1 | 3000
Lateral Hardening | Lateral Hardening-Fuse-10655463,1 | 13188 | 248606.632 | 122378.067 | 359596.3206 | 336136.3636 | 1.0698 | 0.28011 | 1200000 | 28 | 1 | 0 | 0 | 0 | 1 | Lateral Hardening-Fuse-10655463 | 1500Million | Central | -1 | 3000
Lateral Hardening | Lateral Hardening-Fuse-60031547,1 | 13093 | 196163.6325 | 79010.7043 | 283419.1862 | 265000 | 1.0695 | 0.22083 | 1200000 | 48 | 1 | 0 | 0 | 0 | 1 | Lateral Hardening-Fuse-60031547 | 1500Million | Central | -1 | 3000
Lateral Hardening | Lateral Hardening-Fuse-91293201,4 | 13150 | 991366.1099 | 198691.8994 | 1153618.0758 | 1079272.7273 | 1.0689 | 1.1242 | 960000 | 92 | 4 | 0 | 0 | 0 | 4 | Lateral Hardening-Fuse-91293201 [ 2029 ], Lateral Hardening-Fuse-91296388, Lateral Hardening-Fuse-91293850, Lateral Hardening-Fuse-91293852 | 1500Million | Winter Haven | -1 | 3000
Lateral Hardening | Lateral Hardening-Fuse-90879019,1 | 13290 | 156793.7986 | 9956.6542 | 159211.7545 | 149090.9091 | 1.0679 | 0.12424 | 1200000 | 96 | 1 | 1 | 0 | 1 | 2 | Lateral Hardening-Fuse-90879019 | 1500Million | Winter Haven | -1 | 3000
Lateral Hardening | Lateral Hardening-Fuse-90572318,2 | 13371 | 506646.0524 | 144555.5188 | 855821.0448 | 801454.5455 | 1.0678 | 0.83485 | 960000 | 42 | 2 | 5 | 0 | 5 | 7 | Lateral Hardening-Fuse-90572318 [ 2026 ], Lateral Hardening-Fuse-91103903 | 1500Million | Winter Haven | -1 | 3000
Lateral Hardening | Lateral Hardening-Fuse-91306869,1 | 13130 | 165857.3759 | 37934.5567 | 197461.8202 | 185000 | 1.0674 | 0.15417 | 1200000 | 5 | 1 | 0 | 0 | 0 | 1 | Lateral Hardening-Fuse-91306869 [ 2029 ] | 1500Million | Eastern | -1 | 3000
Lateral Hardening | Lateral Hardening-Fuse-10271854,1 | 13677 | 205027.1384 | 39429.7037 | 236661.7576 | 221818.1818 | 1.0669 | 0.18485 | 1200000 | 15 | 1 | 2 | 0 | 2 | 3 | Lateral Hardening-Fuse-10271854 [ 2027 ] | 1500Million | Western | -1 | 3000
Lateral Hardening | Lateral Hardening-Fuse-60163288,34 | 13786 | 7697199.0964 | 1217047.2929 | 8742338.39 | 8194909.0909 | 1.0668 | 8.5364 | 960000 | 184 | 34 | 5 | 0 | 5 | 39 | Lateral Hardening-Fuse-60163288 [ 2024 ], Lateral Hardening-Fuse-10095389 [ 2024 ], Lateral Hardening-Fuse-60163290 [ 2024 ], Lateral Hardening-Fuse-91143706, Lateral Hardening-Fuse-10095505, Lateral Hardening-Fuse-92821531, Lateral Hardening-Fuse-10095500, Lateral Hardening-Fuse-10095513, Lateral Hardening-Fuse-92226555, Lateral Hardening-Fuse-92226567, Lateral Hardening-Fuse-90921585, Lateral Hardening-Fuse-92244774, Lateral Hardening-Fuse-10095516, Lateral Hardening-Fuse-92237207, Lateral Hardening-Fuse-10095493, Lateral Hardening-Fuse-91138447, Lateral Hardening-Fuse-10095526, Lateral Hardening-Fuse-93045346 [ 2024 ], Lateral Hardening-Fuse-10095393, Lateral Hardening-Fuse-92055133, Lateral Hardening-Fuse-10095434, Lateral Hardening-Fuse-90968445, Lateral Hardening-Fuse-10095521, Lateral Hardening-Fuse-60370315, Lateral Hardening-Fuse-10095394, Lateral Hardening-Fuse-92837054, Lateral Hardening-Fuse-91797031, Lateral Hardening-Fuse-10095432, Lateral Hardening-Fuse-10095435, Lateral Hardening-Fuse-93050153, Lateral Hardening-Fuse-10095392, Lateral Hardening-Fuse-10095528, Lateral Hardening-Fuse-92056806, Lateral Hardening-Fuse-93251174 | 1500Million | Plant City | -1 | 3000
Lateral Hardening | Lateral Hardening-Fuse-91084060,1 | 13972 | 55209.2213 | 672.9386 | 53277.0669 | 50000 | 1.0655 | 0.018371 | 2721649.4845 | 192 | 1 | 1 | 0 | 1 | 2 | Lateral Hardening-Fuse-91084060 | 1500Million | Winter Haven | -1 | 3000
Lateral Hardening | Lateral Hardening-Fuse-10501110,1 | 13509 | 107589.0534 | 11748.49 | 114950.5722 | 107954.5455 | 1.0648 | 0.089962 | 1200000 | 4 | 1 | 0 | 0 | 0 | 1 | Lateral Hardening-Fuse-10501110 [ 2021 ] | 1500Million | Eastern | -1 | 3000
Lateral Hardening | Lateral Hardening-Fuse-92412012,1 | 13696 | 213275.9849 | 54561.3771 | 260056.0974 | 244318.1818 | 1.0644 | 0.2036 | 1200000 | 36 | 1 | 0 | 0 | 0 | 1 | Lateral Hardening-Fuse-92412012 | 1500Million | Winter Haven | -1 | 3000
Lateral Hardening | Lateral Hardening-Fuse-60022446,1 | 13086 | 257336.8665 | 19387.4414 | 263891.6663 | 247954.5455 | 1.0643 | 0.20663 | 1200000 | 42 | 1 | 0 | 0 | 0 | 1 | Lateral Hardening-Fuse-60022446 | 1500Million | Eastern | -1 | 3000
Lateral Hardening | Lateral Hardening-Fuse-10567789,1 | 13370 | 505964.4724 | 164188.1923 | 648690.3368 | 609545.4545 | 1.0642 | 0.50795 | 1200000 | 83 | 1 | 1 | 0 | 1 | 2 | Lateral Hardening-Fuse-10567789 | 1500Million | Winter Haven | -1 | 3000
Lateral Hardening | Lateral Hardening-Fuse-10196997,1 | 13359 | 73176.2802 | 21263.1782 | 146244.745 | 137500 | 1.0636 | 0.11458 | 1200000 | 12 | 1 | 0 | 0 | 0 | 1 | Lateral Hardening-Fuse-10196997 | 1500Million | Western | -1 | 3000
Lateral Hardening | Lateral Hardening-Fuse-10101293,1 | 13046 | 71536.2086 | 6655.9564 | 74669.86 | 70227.2727 | 1.0633 | 0.058523 | 1200000 | 15 | 1 | 0 | 0 | 0 | 1 | Lateral Hardening-Fuse-10101293 | 1500Million | Central | -1 | 3000
Lateral Hardening | Lateral Hardening-Fuse-93190539,1 | 13371 | 320656.849 | 248731.3165 | 556925.9923 | 523863.6364 | 1.0631 | 0.43655 | 1200000 | 71 | 1 | 0 | 0 | 0 | 1 | Lateral Hardening-Fuse-93190539 | 1500Million | Winter Haven | -1 | 3000
Lateral Hardening | Lateral Hardening-Fuse-10914155,1 | 13152 | 443579.0937 | 79251.6315 | 559366.491 | 527045.4545 | 1.0613 | 0.4392 | 1200000 | 40 | 1 | 1 | 0 | 1 | 2 | Lateral Hardening-Fuse-10914155 | 1500Million | Winter Haven | -1 | 3000
Lateral Hardening | Lateral Hardening-Fuse-92094235,1 | 13479 | 55066.6731 | 499.8942 | 52927.859 | 50000 | 1.0586 | 0.010606 | 4714285.7143 | 76 | 1 | 2 | 0 | 2 | 3 | Lateral Hardening-Fuse-92094235 | 1500Million | Winter Haven | -1 | 3000
Lateral Hardening | Lateral Hardening-Fuse-10005214,1 | 13160 | 670407.4635 | 232668.3139 | 1039361.8484 | 982272.7273 | 1.0581 | 0.81856 | 1200000 | 151 | 1 | 0 | 0 | 0 | 1 | Lateral Hardening-Fuse-10005214 | 1500Million | Central | -1 | 3000
Lateral Hardening | Lateral Hardening-Fuse-10933171,3 | 13896 | 885861.8538 | 212003.4111 | 1065605.8845 | 1007090.9091 | 1.0581 | 1.0491 | 960000 | 91 | 3 | 0 | 0 | 0 | 3 | Lateral Hardening-Fuse-10933171, Lateral Hardening-Fuse-10933172, Lateral Hardening-Fuse-10933165 | 1500Million | South Hillsborough | -1 | 3000
Lateral Hardening | Lateral Hardening-Fuse-10411562,1 | 13633 | 240027.0827 | 57713.5409 | 288531.7986 | 272727.2727 | 1.0579 | 0.22727 | 1200000 | 23 | 1 | 0 | 0 | 0 | 1 | Lateral Hardening-Fuse-10411562 | 1500Million | Central | -1 | 3000
Lateral Hardening | Lateral Hardening-Fuse-10710633,3 | 14000 | 1229770.8252 | 268469.3723 | 1463614.5613 | 1384181.8182 | 1.0574 | 1.4419 | 960000 | 45 | 3 | 0 | 0 | 0 | 3 | Lateral Hardening-Fuse-10710633 [ 2024 ], Lateral Hardening-Fuse-10710636, Lateral Hardening-Fuse-10710642 [ 2024 ] | 1500Million | Plant City | -1 | 3000
Lateral Hardening | Lateral Hardening-Fuse-60118007,1 | 13102 | 128408.4145 | 7085.2278 | 129367.2722 | 122500 | 1.0561 | 0.10208 | 1200000 | 5 | 1 | 1 | 0 | 1 | 2 | Lateral Hardening-Fuse-60118007 | 1500Million | Central | -1 | 3000
Lateral Hardening | Lateral Hardening-Fuse-90434168,1 | 13158 | 90035.3884 | 11103.4811 | 97140.1889 | 92045.4545 | 1.0554 | 0.076705 | 1200000 | 14 | 1 | 0 | 0 | 0 | 1 | Lateral Hardening-Fuse-90434168 | 1500Million | Central | -1 | 3000
Lateral Hardening | Lateral Hardening-Fuse-90926825,1 | 13631 | 175220.5583 | 27799.9626 | 194263.3316 | 184090.9091 | 1.0553 | 0.15341 | 1200000 | 83 | 1 | 2 | 0 | 2 | 3 | Lateral Hardening-Fuse-90926825 | 1500Million | Central | -1 | 3000
Lateral Hardening | Lateral Hardening-Fuse-60341032,2 | 14030 | 201840.5394 | 36806.344 | 231345.9734 | 219272.7273 | 1.0551 | 0.22841 | 960000 | 82 | 2 | 3 | 1 | 2 | 5 | Lateral Hardening-Fuse-60341032 [ 2023 ], Lateral Hardening-Fuse-92673564 | 1500Million | Western | -1 | 3000
Lateral Hardening | Lateral Hardening-Fuse-10142253,1 | 13034 | 63012.1646 | 5004.6536 | 64963.3729 | 61590.9091 | 1.0548 | 0.051326 | 1200000 | 23 | 1 | 0 | 0 | 0 | 1 | Lateral Hardening-Fuse-10142253 | 1500Million | Central | -1 | 3000
Lateral Hardening | Lateral Hardening-Fuse-92378890,1 | 13434 | 210805.0294 | 50536.0125 | 253669.4497 | 240681.8182 | 1.054 | 0.20057 | 1200000 | 23 | 1 | 0 | 0 | 0 | 1 | Lateral Hardening-Fuse-92378890 | 1500Million | Eastern | -1 | 3000
Lateral Hardening | Lateral Hardening-Fuse-91628194,2 | 13181 | 151736.9075 | 34474.5894 | 180233.9842 | 171272.7273 | 1.0523 | 0.17841 | 960000 | 29 | 2 | 0 | 0 | 0 | 2 | Lateral Hardening-Fuse-91628194, Lateral Hardening-Fuse-10581457 | 1500Million | Central | -1 | 3000
Lateral Hardening | Lateral Hardening-Fuse-60120336,1 | 13185 | 92147.5031 | 10897.2262 | 99152.5607 | 94318.1818 | 1.0513 | 0.078598 | 1200000 | 5 | 1 | 0 | 0 | 0 | 1 | Lateral Hardening-Fuse-60120336 | 1500Million | Central | -1 | 3000
Lateral Hardening | Lateral Hardening-Fuse-60024022,4 | 13679 | 411621.0007 | 99092.4064 | 494845.8784 | 470909.0909 | 1.0508 | 0.49053 | 960000 | 43 | 4 | 4 | 0 | 4 | 8 | Lateral Hardening-Fuse-60024022 [ 2028 ], Lateral Hardening-Fuse-91237769, Lateral Hardening-Fuse-91239736, Lateral Hardening-Fuse-60024043 | 1500Million | Western | -1 | 3000
Lateral Hardening | Lateral Hardening-Fuse-92422553,2 | 13696 | 500779.7027 | 94410.5309 | 576779.3893 | 548909.0909 | 1.0508 | 0.57178 | 960000 | 149 | 2 | 0 | 0 | 0 | 2 | Lateral Hardening-Fuse-92422553, Lateral Hardening-Fuse-93232241 | 1500Million | Winter Haven | -1 | 3000
Lateral Hardening | Lateral Hardening-Fuse-93267096,1 | 13042 | 88465.9278 | 13659.772 | 98133.7759 | 93409.0909 | 1.0506 | 0.077841 | 1200000 | 13 | 1 | 0 | 0 | 0 | 1 | Lateral Hardening-Fuse-93267096 | 1500Million | Central | -1 | 3000
Lateral Hardening | Lateral Hardening-Fuse-60255605,2 | 13037 | 183889.8199 | 11176.4488 | 192310.0942 | 183090.9091 | 1.0504 | 0.19072 | 960000 | 15 | 2 | 0 | 0 | 0 | 2 | Lateral Hardening-Fuse-60255605, Lateral Hardening-Fuse-60004216 | 1500Million | Central | -1 | 3000
Lateral Hardening | Lateral Hardening-Fuse-93274635,20 | 13243 | 4362581.6382 | 1694356.5197 | 5889409.3499 | 5612000 | 1.0494 | 5.8458 | 960000 | 563 | 20 | 8 | 0 | 8 | 28 | Lateral Hardening-Fuse-93274635, Lateral Hardening-Fuse-90586059, Lateral Hardening-Fuse-90586057, Lateral Hardening-Fuse-90684154 [ 2022 ], Lateral Hardening-Fuse-10791865 [ 2022 ], Lateral Hardening-Fuse-91389159, Lateral Hardening-Fuse-92411758, Lateral Hardening-Fuse-93272240, Lateral Hardening-Fuse-10791852, Lateral Hardening-Fuse-91394271, Lateral Hardening-Fuse-91394272, Lateral Hardening-Fuse-90586046 [ 2022 ], Lateral Hardening-Fuse-91379359, Lateral Hardening-Fuse-90586047 [ 2022 ], Lateral Hardening-Fuse-90586163, Lateral Hardening-Fuse-90586048, Lateral Hardening-Fuse-91987248, Lateral Hardening-Fuse-90586056, Lateral Hardening-Fuse-90586055, Lateral Hardening-Fuse-90586054 [ 2022 ] | 1500Million | Plant City | -1 | 3000
Lateral Hardening | Lateral Hardening-Fuse-92247741,1 | 13080 | 462814.1479 | 143754.2354 | 587413.3786 | 560227.2727 | 1.0485 | 0.46686 | 1200000 | 62 | 1 | 0 | 0 | 0 | 1 | Lateral Hardening-Fuse-92247741 | 1500Million | Western | -1 | 3000
Lateral Hardening | Lateral Hardening-Fuse-60266186,1 | 13043 | 577752.4566 | 241690.8468 | 850695.1565 | 812272.7273 | 1.0473 | 0.67689 | 1200000 | 102 | 1 | 0 | 0 | 0 | 1 | Lateral Hardening-Fuse-60266186 | 1500Million | Central | -1 | 3000
Lateral Hardening | Lateral Hardening-Fuse-10710627,1 | 14000 | 166195.8989 | 18984.8786 | 178701.372 | 170681.8182 | 1.047 | 0.14223 | 1200000 | 47 | 1 | 2 | 0 | 2 | 3 | Lateral Hardening-Fuse-10710627 | 1500Million | Plant City | -1 | 3000
Lateral Hardening | Lateral Hardening-Fuse-10562361,1 | 13296 | 270233.0398 | 25641.9584 | 282559.236 | 270000 | 1.0465 | 0.225 | 1200000 | 42 | 1 | 2 | 0 | 2 | 3 | Lateral Hardening-Fuse-10562361 [ 2021 ] | 1500Million | Winter Haven | -1 | 3000
Lateral Hardening | Lateral Hardening-Fuse-93260105,1 | 13042 | 51404.4443 | 4557.8846 | 53469.1333 | 51136.3636 | 1.0456 | 0.042614 | 1200000 | 10 | 1 | 0 | 0 | 0 | 1 | Lateral Hardening-Fuse-93260105 | 1500Million | Central | -1 | 3000
Lateral Hardening | Lateral Hardening-Fuse-60027364,1 | 13062 | 80808.2928 | 11562.7013 | 88383.2133 | 84545.4545 | 1.0454 | 0.070455 | 1200000 | 17 | 1 | 0 | 0 | 0 | 1 | Lateral Hardening-Fuse-60027364 | 1500Million | Western | -1 | 3000
Lateral Hardening | Lateral Hardening-Fuse-93337174,4 | 13117 | 1045652.249 | 331279.5569 | 1350874.6594 | 1292363.6364 | 1.0453 | 1.3462 | 960000 | 137 | 4 | 3 | 0 | 3 | 7 | Lateral Hardening-Fuse-93337174 [ 2027 ], Lateral Hardening-Fuse-93337139, Lateral Hardening-Fuse-93337177, Lateral Hardening-Fuse-10537285 | 1500Million | Winter Haven | -1 | 3000
Lateral Hardening | Lateral Hardening-Fuse-90048102,1 | 13461 | 224001.4752 | 37607.3309 | 251727.8634 | 240909.0909 | 1.0449 | 0.20076 | 1200000 | 21 | 1 | 0 | 0 | 0 | 1 | Lateral Hardening-Fuse-90048102 | 1500Million | Eastern | -1 | 3000
Lateral Hardening | Lateral Hardening-Fuse-90526040,1 | 13112 | 164877.2712 | 43049.4341 | 267800.1459 | 256363.6364 | 1.0446 | 0.21364 | 1200000 | 36 | 1 | 0 | 0 | 0 | 1 | Lateral Hardening-Fuse-90526040 | 1500Million | Western | -1 | 3000
Lateral Hardening | Lateral Hardening-Fuse-10588297,1 | 13444 | 218504.8978 | 111444.2518 | 366702.0979 | 351136.3636 | 1.0443 | 0.29261 | 1200000 | 20 | 1 | 0 | 0 | 0 | 1 | Lateral Hardening-Fuse-10588297 | 1500Million | Winter Haven | -1 | 3000
Lateral Hardening | Lateral Hardening-Fuse-10635154,1 | 13242 | 231978.3525 | 39385.7171 | 270996.8202 | 259545.4545 | 1.0441 | 0.21629 | 1200000 | 6 | 1 | 0 | 0 | 0 | 1 | Lateral Hardening-Fuse-10635154 | 1500Million | Plant City | -1 | 3000
Lateral Hardening | Lateral Hardening-Fuse-10313366,1 | 13866 | 230355.0255 | 12092.8289 | 231316.5288 | 221590.9091 | 1.0439 | 0.18466 | 1200000 | 15 | 1 | 0 | 0 | 0 | 1 | Lateral Hardening-Fuse-10313366 | 1500Million | Western | -1 | 3000
Lateral Hardening | Lateral Hardening-Fuse-91572744,1 | 13461 | 57044.3737 | 3646.8805 | 57887.0282 | 55454.5455 | 1.0439 | 0.046212 | 1200000 | 12 | 1 | 0 | 0 | 0 | 1 | Lateral Hardening-Fuse-91572744 | 1500Million | Eastern | -1 | 3000
Lateral Hardening | Lateral Hardening-Fuse-91434161,1 | 13047 | 194090.3053 | 25483.7218 | 210940.8323 | 202272.7273 | 1.0429 | 0.16856 | 1200000 | 31 | 1 | 0 | 0 | 0 | 1 | Lateral Hardening-Fuse-91434161 | 1500Million | Central | -1 | 3000
Lateral Hardening | Lateral Hardening-Fuse-91835528,1 | 13390 | 54662.4523 | 56.7266 | 52115.8271 | 50000 | 1.0423 | 0.010606 | 4714285.7143 | 324 | 2 | 0 | 0 | 0 | 2 | Lateral Hardening-Fuse-91835528 | 1500Million | Plant City | -1 | 3000
Lateral Hardening | Lateral Hardening-Fuse-10668906,1 | 13722 | 178162.8919 | 36725.9356 | 223360.7981 | 214318.1818 | 1.0422 | 0.1786 | 1200000 | 5 | 1 | 0 | 0 | 0 | 1 | Lateral Hardening-Fuse-10668906 | 1500Million | Plant City | -1 | 3000
Lateral Hardening | Lateral Hardening-Fuse-10540506,1 | 13964 | 164446.0515 | 14087.2715 | 171325.6124 | 164545.4545 | 1.0412 | 0.13712 | 1200000 | 10 | 1 | 0 | 0 | 0 | 1 | Lateral Hardening-Fuse-10540506 | 1500Million | Eastern | -1 | 3000
Lateral Hardening | Lateral Hardening-Fuse-92432647,1 | 13630 | 193262.9595 | 33543.7031 | 219442.4432 | 211136.3636 | 1.0393 | 0.17595 | 1200000 | 16 | 1 | 0 | 0 | 0 | 1 | Lateral Hardening-Fuse-92432647 | 1500Million | Central | -1 | 3000
Lateral Hardening | Lateral Hardening-Fuse-60131430,1 | 13835 | 140067.2311 | 30430.6296 | 164297.9898 | 158181.8182 | 1.0387 | 0.13182 | 1200000 | 17 | 1 | 0 | 0 | 0 | 1 | Lateral Hardening-Fuse-60131430 | 1500Million | Central | -1 | 3000
Lateral Hardening | Lateral Hardening-Fuse-90380435,5 | 13909 | 638400.3414 | 158515.2318 | 779854.7505 | 750909.0909 | 1.0385 | 0.7822 | 960000 | 45 | 5 | 0 | 0 | 0 | 5 | Lateral Hardening-Fuse-90380435 [ 2023 ], Lateral Hardening-Fuse-91202288, Lateral Hardening-Fuse-91427524, Lateral Hardening-Fuse-90375617, Lateral Hardening-Fuse-10097050 | 1500Million | Eastern | -1 | 3000
Lateral Hardening | Lateral Hardening-Fuse-10274704,9 | 13624 | 2081264.7574 | 599279.0107 | 3389125.3164 | 3263454.5455 | 1.0385 | 3.3994 | 960000 | 28 | 9 | 7 | 0 | 7 | 16 | Lateral Hardening-Fuse-10274704, Lateral Hardening-Fuse-10274705 [ 2027 ], Lateral Hardening-Fuse-91720356, Lateral Hardening-Fuse-10274784, Lateral Hardening-Fuse-91719011 [ 2027 ], Lateral Hardening-Fuse-91719138, Lateral Hardening-Fuse-91837000, Lateral Hardening-Fuse-91836998, Lateral Hardening-Fuse-92989586 | 1500Million | Western | -1 | 3000
Lateral Hardening | Lateral Hardening-Fuse-92663525,1 | 13388 | 159208.1859 | 71788.4275 | 224866.2448 | 216590.9091 | 1.0382 | 0.18049 | 1200000 | 5 | 1 | 0 | 0 | 0 | 1 | Lateral Hardening-Fuse-92663525 | 1500Million | Plant City | -1 | 3000
Lateral Hardening | Lateral Hardening-Fuse-92889565,1 | 13114 | 204136.3282 | 115700.6384 | 311076.3654 | 299772.7273 | 1.0377 | 0.24981 | 1200000 | 60 | 1 | 0 | 0 | 0 | 1 | Lateral Hardening-Fuse-92889565 | 1500Million | Western | -1 | 3000
Lateral Hardening | Lateral Hardening-Fuse-60087285,5 | 13359 | 941517.2956 | 810608.5507 | 1869029.1947 | 1801454.5455 | 1.0375 | 1.8765 | 960000 | 178 | 5 | 0 | 0 | 0 | 5 | Lateral Hardening-Fuse-60087285 [ 2029 ], Lateral Hardening-Fuse-10197001, Lateral Hardening-Fuse-10197015, Lateral Hardening-Fuse-92456035, Lateral Hardening-Fuse-90527620 | 1500Million | Western | -1 | 3000
Lateral Hardening | Lateral Hardening-Fuse-10618037,1 | 13972 | 294537.122 | 30044.2745 | 313369.0731 | 302045.4545 | 1.0375 | 0.2517 | 1200000 | 5 | 1 | 0 | 0 | 0 | 1 | Lateral Hardening-Fuse-10618037 [ 2029 ] | 1500Million | Winter Haven | -1 | 3000
Lateral Hardening | Lateral Hardening-Fuse-92849451,2 | 13089 | 304040.3807 | 164966.1961 | 457831.6942 | 441454.5455 | 1.0371 | 0.45985 | 960000 | 59 | 2 | 0 | 0 | 0 | 2 | Lateral Hardening-Fuse-92849451, Lateral Hardening-Fuse-92849453 | 1500Million | Central | -1 | 3000
Lateral Hardening | Lateral Hardening-Fuse-10075355,4 | 13656 | 731198.3578 | 79638.0124 | 807751.8464 | 779090.9091 | 1.0368 | 0.81155 | 960000 | 21 | 4 | 0 | 0 | 0 | 4 | Lateral Hardening-Fuse-10075355 [ 2025 ], Lateral Hardening-Fuse-90260216, Lateral Hardening-Fuse-90260267, Lateral Hardening-Fuse-10075279 | 1500Million | Plant City | -1 | 3000
Lateral Hardening | Lateral Hardening-Fuse-60088199,1 | 13139 | 237899.6806 | 34517.3455 | 262473.6365 | 253181.8182 | 1.0367 | 0.21098 | 1200000 | 51 | 1 | 2 | 0 | 2 | 3 | Lateral Hardening-Fuse-60088199 [ 2027 ] | 1500Million | Western | -1 | 3000
Lateral Hardening | Lateral Hardening-Fuse-92908903,1 | 13159 | 232577.5347 | 63378.2502 | 286911.6088 | 276818.1818 | 1.0365 | 0.23068 | 1200000 | 46 | 1 | 0 | 0 | 0 | 1 | Lateral Hardening-Fuse-92908903 | 1500Million | Central | -1 | 3000
Lateral Hardening | Lateral Hardening-Fuse-60114864,1 | 13600 | 152047.7965 | 32875.888 | 178794.3183 | 172727.2727 | 1.0351 | 0.14394 | 1200000 | 29 | 1 | 0 | 0 | 0 | 1 | Lateral Hardening-Fuse-60114864 | 1500Million | Central | -1 | 3000
Lateral Hardening | Lateral Hardening-Fuse-90680906,1 | 13177 | 301070.2107 | 66594.3362 | 356960.2132 | 345000 | 1.0347 | 0.2875 | 1200000 | 53 | 1 | 0 | 0 | 0 | 1 | Lateral Hardening-Fuse-90680906 | 1500Million | Central | -1 | 3000
Lateral Hardening | Lateral Hardening-Fuse-92734220,1 | 13070 | 354092.724 | 39109.3051 | 380306.2372 | 367954.5455 | 1.0336 | 0.30663 | 1200000 | 19 | 1 | 0 | 0 | 0 | 1 | Lateral Hardening-Fuse-92734220 [ 2028 ] | 1500Million | Western | -1 | 3000
Lateral Hardening | Lateral Hardening-Fuse-10565903,1 | 13290 | 94881.2762 | 6288.7224 | 96590.4677 | 93636.3636 | 1.0315 | 0.07803 | 1200000 | 11 | 1 | 0 | 0 | 0 | 1 | Lateral Hardening-Fuse-10565903 | 1500Million | Winter Haven | -1 | 3000
Lateral Hardening | Lateral Hardening-Fuse-91498056,1 | 13657 | 248175.2993 | 21168.5222 | 258494.3337 | 250681.8182 | 1.0312 | 0.2089 | 1200000 | 3 | 1 | 0 | 0 | 0 | 1 | Lateral Hardening-Fuse-91498056 [ 2024 ] | 1500Million | Plant City | -1 | 3000
Lateral Hardening | Lateral Hardening-Fuse-92014755,1 | 13377 | 107842.5511 | 51190.4362 | 196105.3416 | 190227.2727 | 1.0309 | 0.15852 | 1200000 | 16 | 1 | 0 | 0 | 0 | 1 | Lateral Hardening-Fuse-92014755 | 1500Million | Western | -1 | 3000
Lateral Hardening | Lateral Hardening-Fuse-92122125,11 | 13020 | 2522083.2104 | 743954.3997 | 3224976.3705 | 3131454.5455 | 1.0299 | 3.2619 | 960000 | 196 | 11 | 2 | 0 | 2 | 13 | Lateral Hardening-Fuse-92122125 [ 2028 ], Lateral Hardening-Fuse-92486656, Lateral Hardening-Fuse-92487846, Lateral Hardening-Fuse-92490191, Lateral Hardening-Fuse-92503912, Lateral Hardening-Fuse-10807572, Lateral Hardening-Fuse-10807579, Lateral Hardening-Fuse-10807581, Lateral Hardening-Fuse-10807585, Lateral Hardening-Fuse-92487866, Lateral Hardening-Fuse-10807584 | 1500Million | South Hillsborough | -1 | 3000
Lateral Hardening | Lateral Hardening-Fuse-60436317,1 | 13808 | 142124.5438 | 17174.3941 | 153525.1704 | 149090.9091 | 1.0297 | 0.12424 | 1200000 | 6 | 1 | 0 | 0 | 0 | 1 | Lateral Hardening-Fuse-60436317 | 1500Million | Plant City | -1 | 3000
Lateral Hardening | Lateral Hardening-Fuse-92436196,1 | 13471 | 295052.3679 | 237782.6245 | 532828.7767 | 517954.5455 | 1.0287 | 0.43163 | 1200000 | 42 | 1 | 0 | 0 | 0 | 1 | Lateral Hardening-Fuse-92436196 | 1500Million | Winter Haven | -1 | 3000
Lateral Hardening | Lateral Hardening-Fuse-90556652,6 | 13096 | 1118708.9739 | 339366.4642 | 1464379.4267 | 1423818.1818 | 1.0285 | 1.4831 | 960000 | 122 | 6 | 12 | 0 | 12 | 18 | Lateral Hardening-Fuse-90556652 [ 2027 ], Lateral Hardening-Fuse-60342967, Lateral Hardening-Fuse-60177069, Lateral Hardening-Fuse-90567743, Lateral Hardening-Fuse-60342974, Lateral Hardening-Fuse-90567851 | 1500Million | Central | -1 | 3000
Lateral Hardening | Lateral Hardening-Fuse-10680821,1 | 13308 | 185253.1269 | 44681.4302 | 222741.7249 | 216590.9091 | 1.0284 | 0.18049 | 1200000 | 25 | 1 | 0 | 0 | 0 | 1 | Lateral Hardening-Fuse-10680821 | 1500Million | Winter Haven | -1 | 3000
Lateral Hardening | Lateral Hardening-Fuse-92171336,1 | 13391 | 384319.2963 | 164575.6486 | 535902.6652 | 521363.6364 | 1.0279 | 0.43447 | 1200000 | 7 | 1 | 0 | 0 | 0 | 1 | Lateral Hardening-Fuse-92171336 [ 2028 ] | 1500Million | Plant City | -1 | 3000
Lateral Hardening | Lateral Hardening-Fuse-10142231,1 | 13034 | 183509.9152 | 18250.0146 | 192833.1176 | 187727.2727 | 1.0272 | 0.15644 | 1200000 | 32 | 1 | 0 | 0 | 0 | 1 | Lateral Hardening-Fuse-10142231 | 1500Million | Central | -1 | 3000
Lateral Hardening | Lateral Hardening-Fuse-90069577,5 | 13072 | 414590.6072 | 47122.5106 | 465259.1277 | 453090.9091 | 1.0269 | 0.47197 | 960000 | 46 | 5 | 0 | 0 | 0 | 5 | Lateral Hardening-Fuse-90069577 [ 2029 ], Lateral Hardening-Fuse-90069630, Lateral Hardening-Fuse-90069783, Lateral Hardening-Fuse-90069845, Lateral Hardening-Fuse-90069876 | 1500Million | Western | -1 | 3000
Lateral Hardening | Lateral Hardening-Fuse-90816352,2 | 13158 | 371643.1586 | 83679.5552 | 440281.7686 | 429272.7273 | 1.0256 | 0.44716 | 960000 | 76 | 2 | 0 | 0 | 0 | 2 | Lateral Hardening-Fuse-90816352, Lateral Hardening-Fuse-90890647 | 1500Million | Central | -1 | 3000
Lateral Hardening | Lateral Hardening-Fuse-60155374,1 | 13418 | 226581.2847 | 64044.5074 | 282611.7517 | 275681.8182 | 1.0251 | 0.22973 | 1200000 | 54 | 1 | 0 | 0 | 0 | 1 | Lateral Hardening-Fuse-60155374 | 1500Million | Central | -1 | 3000
Lateral Hardening | Lateral Hardening-Fuse-60058620,1 | 13610 | 82436.2032 | 8120.073 | 86372.8567 | 84318.1818 | 1.0244 | 0.070265 | 1200000 | 16 | 1 | 0 | 0 | 0 | 1 | Lateral Hardening-Fuse-60058620 | 1500Million | Western | -1 | 3000
Lateral Hardening | Lateral Hardening-Fuse-10716353,2 | 13959 | 359785.1596 | 98088.1329 | 518090.0804 | 505818.1818 | 1.0243 | 0.52689 | 960000 | 24 | 2 | 0 | 0 | 0 | 2 | Lateral Hardening-Fuse-10716353, Lateral Hardening-Fuse-10716380 | 1500Million | Plant City | -1 | 3000
Lateral Hardening | Lateral Hardening-Fuse-10142228,1 | 13034 | 604856.6961 | 70746.7086 | 650958.0557 | 635681.8182 | 1.024 | 0.52973 | 1200000 | 76 | 1 | 0 | 0 | 0 | 1 | Lateral Hardening-Fuse-10142228 | 1500Million | Central | -1 | 3000
Lateral Hardening | Lateral Hardening-Fuse-90020682,1 | 13495 | 245983.6554 | 100578.8843 | 336696.9381 | 329545.4545 | 1.0217 | 0.27462 | 1200000 | 87 | 1 | 1 | 0 | 1 | 2 | Lateral Hardening-Fuse-90020682 | 1500Million | Eastern | -1 | 3000
Lateral Hardening | Lateral Hardening-Fuse-10650454,1 | 13391 | 269119.9074 | 104616.4784 | 374250.7265 | 366363.6364 | 1.0215 | 0.3053 | 1200000 | 6 | 1 | 0 | 0 | 0 | 1 | Lateral Hardening-Fuse-10650454 | 1500Million | Plant City | -1 | 3000
Lateral Hardening | Lateral Hardening-Fuse-92874487,1 | 13112 | 122541.704 | 23648.6057 | 140156.8003 | 137272.7273 | 1.021 | 0.11439 | 1200000 | 23 | 1 | 0 | 0 | 0 | 1 | Lateral Hardening-Fuse-92874487 | 1500Million | Western | -1 | 3000
Lateral Hardening | Lateral Hardening-Fuse-10600226,1 | 13479 | 50501.7811 | 2972.7165 | 51048.2586 | 50000 | 1.021 | 0.041477 | 1205479.4521 | 6 | 1 | 0 | 0 | 0 | 1 | Lateral Hardening-Fuse-10600226 | 1500Million | Winter Haven | -1 | 3000
Lateral Hardening | Lateral Hardening-Fuse-10898134,2 | 13839 | 248241.1037 | 44084.3364 | 281888.3931 | 276181.8182 | 1.0207 | 0.28769 | 960000 | 8 | 2 | 1 | 0 | 1 | 3 | Lateral Hardening-Fuse-10898134, Lateral Hardening-Fuse-10898214 [ 2026 ] | 1500Million | Central | -1 | 3000
Lateral Hardening | Lateral Hardening-Fuse-10563812,1 | 13293 | 133963.0571 | 7630.8623 | 135087.1534 | 132500 | 1.0195 | 0.11042 | 1200000 | 20 | 1 | 0 | 0 | 0 | 1 | Lateral Hardening-Fuse-10563812 | 1500Million | Winter Haven | -1 | 3000
Lateral Hardening | Lateral Hardening-Fuse-10834649,1 | 13041 | 65482.9109 | 8729.4993 | 70902.0093 | 69545.4545 | 1.0195 | 0.057955 | 1200000 | 5 | 1 | 0 | 0 | 0 | 1 | Lateral Hardening-Fuse-10834649 | 1500Million | Eastern | -1 | 3000
Lateral Hardening | Lateral Hardening-Fuse-10671189,3 | 13389 | 389847.3765 | 27992.3503 | 466513.6777 | 457636.3636 | 1.0194 | 0.4767 | 960000 | 30 | 3 | 0 | 0 | 0 | 3 | Lateral Hardening-Fuse-10671189 [ 2025 ], Lateral Hardening-Fuse-90296020, Lateral Hardening-Fuse-90297008 | 1500Million | Plant City | -1 | 3000
Lateral Hardening | Lateral Hardening-Fuse-93250301,1 | 13175 | 183821.9364 | 19192.9858 | 194865.0256 | 191363.6364 | 1.0183 | 0.15947 | 1200000 | 8 | 1 | 0 | 0 | 0 | 1 | Lateral Hardening-Fuse-93250301 [ 2028 ] | 1500Million | Central | -1 | 3000
Lateral Hardening | Lateral Hardening-Fuse-93257301,1 | 13175 | 69813.05 | 4076.4735 | 70473.6404 | 69318.1818 | 1.0167 | 0.057765 | 1200000 | 22 | 1 | 0 | 0 | 0 | 1 | Lateral Hardening-Fuse-93257301 | 1500Million | Central | -1 | 3000
Lateral Hardening | Lateral Hardening-Fuse-10567788,1 | 13117 | 245708.4353 | 23495.2298 | 256806.1599 | 252727.2727 | 1.0161 | 0.21061 | 1200000 | 73 | 1 | 0 | 0 | 0 | 1 | Lateral Hardening-Fuse-10567788 | 1500Million | Winter Haven | -1 | 3000
Lateral Hardening | Lateral Hardening-Fuse-10925107,4 | 13342 | 505096.7403 | 92077.8964 | 610858.41 | 601272.7273 | 1.0159 | 0.62633 | 960000 | 32 | 4 | 1 | 0 | 1 | 5 | Lateral Hardening-Fuse-10925107, Lateral Hardening-Fuse-90802629, Lateral Hardening-Fuse-92258605, Lateral Hardening-Fuse-10925103 | 1500Million | South Hillsborough | -1 | 3000
Lateral Hardening | Lateral Hardening-Fuse-60130882,11 | 13064 | 1422178.7892 | 745471.3609 | 2103266.0778 | 2071090.9091 | 1.0155 | 2.1574 | 960000 | 281 | 11 | 13 | 0 | 13 | 24 | Lateral Hardening-Fuse-60130882, Lateral Hardening-Fuse-10125778, Lateral Hardening-Fuse-10125798 [ 2029 ], Lateral Hardening-Fuse-92459483, Lateral Hardening-Fuse-90445619, Lateral Hardening-Fuse-10125813, Lateral Hardening-Fuse-10125814, Lateral Hardening-Fuse-90445634, Lateral Hardening-Fuse-90445638, Lateral Hardening-Fuse-92459668, Lateral Hardening-Fuse-10125819 | 1500Million | Western | -1 | 3000
Lateral Hardening | Lateral Hardening-Fuse-10628984,1 | 13146 | 61167.7072 | 5427.9737 | 63653.6911 | 62727.2727 | 1.0148 | 0.052273 | 1200000 | 2 | 1 | 0 | 0 | 0 | 1 | Lateral Hardening-Fuse-10628984 | 1500Million | Plant City | -1 | 3000
Lateral Hardening | Lateral Hardening-Fuse-60124033,1 | 13218 | 128686.7544 | 34216.0679 | 284785.3813 | 280681.8182 | 1.0146 | 0.2339 | 1200000 | 28 | 1 | 1 | 0 | 1 | 2 | Lateral Hardening-Fuse-60124033 | 1500Million | Western | -1 | 3000
Lateral Hardening | Lateral Hardening-Fuse-10538848,1 | 13118 | 104549.046 | 18544.996 | 127743.5432 | 125909.0909 | 1.0146 | 0.10492 | 1200000 | 15 | 1 | 0 | 0 | 0 | 1 | Lateral Hardening-Fuse-10538848 | 1500Million | Winter Haven | -1 | 3000
Lateral Hardening | Lateral Hardening-Fuse-10438388,1 | 13837 | 227756.1063 | 84711.1142 | 322511.2001 | 317954.5455 | 1.0143 | 0.26496 | 1200000 | 41 | 1 | 0 | 0 | 0 | 1 | Lateral Hardening-Fuse-10438388 | 1500Million | Central | -1 | 3000
Lateral Hardening | Lateral Hardening-Fuse-91568022,1 | 13044 | 69454.5768 | 6486.7144 | 72567.3815 | 71590.9091 | 1.0136 | 0.059659 | 1200000 | 8 | 1 | 0 | 0 | 0 | 1 | Lateral Hardening-Fuse-91568022 | 1500Million | Central | -1 | 3000
Lateral Hardening | Lateral Hardening-Fuse-91967021,1 | 13740 | 169236.776 | 21823.5998 | 183590.6365 | 181136.3636 | 1.0135 | 0.15095 | 1200000 | 21 | 1 | 0 | 0 | 0 | 1 | Lateral Hardening-Fuse-91967021 | 1500Million | Western | -1 | 3000
Lateral Hardening | Lateral Hardening-Fuse-91768663,1 | 14110 | 54880.9481 | 4690.9387 | 56874.179 | 56136.3636 | 1.0131 | 0.04678 | 1200000 | 3 | 1 | 0 | 0 | 0 | 1 | Lateral Hardening-Fuse-91768663 | 1500Million | Eastern | -1 | 3000
Lateral Hardening | Lateral Hardening-Fuse-92263635,1 | 13710 | 168631.5401 | 40855.5822 | 202624.2016 | 200227.2727 | 1.012 | 0.16686 | 1200000 | 24 | 1 | 1 | 0 | 1 | 2 | Lateral Hardening-Fuse-92263635 [ 2023 ] | 1500Million | Eastern | -1 | 3000
Lateral Hardening | Lateral Hardening-Fuse-91643794,1 | 13579 | 554484.2262 | 97973.0097 | 632310.1723 | 625000 | 1.0117 | 0.52083 | 1200000 | 19 | 1 | 2 | 0 | 2 | 3 | Lateral Hardening-Fuse-91643794 [ 2027 ] | 1500Million | Eastern | -1 | 3000
Lateral Hardening | Lateral Hardening-Fuse-10451463,1 | 13128 | 201619.1527 | 25728.3172 | 218513.2923 | 216136.3636 | 1.011 | 0.18011 | 1200000 | 8 | 1 | 0 | 0 | 0 | 1 | Lateral Hardening-Fuse-10451463 | 1500Million | Eastern | -1 | 3000
Lateral Hardening | Lateral Hardening-Fuse-93235728,1 | 13696 | 177916.8228 | 18247.8911 | 188144.1853 | 186136.3636 | 1.0108 | 0.15511 | 1200000 | 26 | 1 | 0 | 0 | 0 | 1 | Lateral Hardening-Fuse-93235728 | 1500Million | Winter Haven | -1 | 3000
Lateral Hardening | Lateral Hardening-Fuse-10904162,1 | 13709 | 185304.988 | 35194.9273 | 213607.324 | 211363.6364 | 1.0106 | 0.17614 | 1200000 | 22 | 1 | 0 | 0 | 0 | 1 | Lateral Hardening-Fuse-10904162 | 1500Million | Eastern | -1 | 3000
Lateral Hardening | Lateral Hardening-Fuse-10920942,1 | 13797 | 513367.4655 | 141255.2622 | 640535.0029 | 633863.6364 | 1.0105 | 0.52822 | 1200000 | 43 | 1 | 0 | 0 | 0 | 1 | Lateral Hardening-Fuse-10920942 | 1500Million | Eastern | -1 | 3000
Lateral Hardening | Lateral Hardening-Fuse-60028982,1 | 13088 | 316616.0435 | 74206.4898 | 378607.179 | 374772.7273 | 1.0102 | 0.31231 | 1200000 | 31 | 1 | 0 | 0 | 0 | 1 | Lateral Hardening-Fuse-60028982 | 1500Million | Central | -1 | 3000
Lateral Hardening | Lateral Hardening-Fuse-10071994,2 | 13305 | 406807.6016 | 66021.3315 | 518280.8504 | 513090.9091 | 1.0101 | 0.53447 | 960000 | 12 | 2 | 1 | 0 | 1 | 3 | Lateral Hardening-Fuse-10071994, Lateral Hardening-Fuse-60361697 | 1500Million | South Hillsborough | -1 | 3000
Lateral Hardening | Lateral Hardening-Fuse-91954855,1 | 13458 | 571551.8891 | 266911.9025 | 820063.1203 | 813181.8182 | 1.0085 | 0.67765 | 1200000 | 48 | 1 | 0 | 0 | 0 | 1 | Lateral Hardening-Fuse-91954855 [ 2026 ] | 1500Million | Eastern | -1 | 3000
Lateral Hardening | Lateral Hardening-Fuse-10484806,1 | 13459 | 52097.8923 | 804.6438 | 50414.2728 | 50000 | 1.0083 | 0.010795 | 4631578.9474 | 9 | 1 | 0 | 0 | 0 | 1 | Lateral Hardening-Fuse-10484806 | 1500Million | Eastern | -1 | 3000
Lateral Hardening | Lateral Hardening-Fuse-60104318,1 | 13334 | 504738.2962 | 160924.4148 | 645686.0065 | 640909.0909 | 1.0075 | 0.53409 | 1200000 | 96 | 1 | 0 | 0 | 0 | 1 | Lateral Hardening-Fuse-60104318 | 1500Million | Western | -1 | 3000
Lateral Hardening | Lateral Hardening-Fuse-91566379,1 | 13044 | 98287.4425 | 22367.2491 | 139547.5946 | 138636.3636 | 1.0066 | 0.11553 | 1200000 | 17 | 1 | 0 | 0 | 0 | 1 | Lateral Hardening-Fuse-91566379 | 1500Million | Central | -1 | 3000
Lateral Hardening | Lateral Hardening-Fuse-90612535,1 | 13524 | 108909.9864 | 7918.7637 | 111721.2118 | 111136.3636 | 1.0053 | 0.092614 | 1200000 | 19 | 1 | 0 | 0 | 0 | 1 | Lateral Hardening-Fuse-90612535 | 1500Million | Western | -1 | 3000
Lateral Hardening | Lateral Hardening-Fuse-60657304,2 | 14124 | 337989.681 | 41765.1176 | 366057.3519 | 364181.8182 | 1.0051 | 0.37936 | 960000 | 34 | 2 | 1 | 0 | 1 | 3 | Lateral Hardening-Fuse-60657304 [ 2028 ], Lateral Hardening-Fuse-90135503 | 1500Million | Plant City | -1 | 3000
Lateral Hardening | Lateral Hardening-Fuse-92660079,1 | 13118 | 429318.8745 | 70961.2221 | 484153.5778 | 481818.1818 | 1.0048 | 0.40152 | 1200000 | 36 | 1 | 0 | 0 | 0 | 1 | Lateral Hardening-Fuse-92660079 [ 2021 ] | 1500Million | Winter Haven | -1 | 3000
Lateral Hardening | Lateral Hardening-Fuse-10376201,1 | 13107 | 145527.552 | 22502.939 | 162579.354 | 161818.1818 | 1.0047 | 0.13485 | 1200000 | 9 | 1 | 0 | 0 | 0 | 1 | Lateral Hardening-Fuse-10376201 [ 2021 ] | 1500Million | Central | -1 | 3000
Lateral Hardening | Lateral Hardening-Fuse-10668798,1 | 13723 | 68185.75 | 15939.7741 | 80565.6161 | 80227.2727 | 1.0042 | 0.066856 | 1200000 | 4 | 1 | 0 | 0 | 0 | 1 | Lateral Hardening-Fuse-10668798 | 1500Million | Plant City | -1 | 3000
Lateral Hardening | Lateral Hardening-Fuse-93348567,20 | 13624 | 3191817.9784 | 1121031.0975 | 4412587.5508 | 4395272.7273 | 1.0039 | 4.5784 | 960000 | 50 | 20 | 16 | 0 | 16 | 36 | Lateral Hardening-Fuse-93348567 [ 2027 ], Lateral Hardening-Fuse-90523937 [ 2027 ], Lateral Hardening-Fuse-93348417 [ 2027 ], Lateral Hardening-Fuse-90524967, Lateral Hardening-Fuse-10274724, Lateral Hardening-Fuse-91751593, Lateral Hardening-Fuse-91780684, Lateral Hardening-Fuse-10274722, Lateral Hardening-Fuse-90524876, Lateral Hardening-Fuse-91780444, Lateral Hardening-Fuse-10274723, Lateral Hardening-Fuse-10274794, Lateral Hardening-Fuse-90524959, Lateral Hardening-Fuse-91796768, Lateral Hardening-Fuse-10274726, Lateral Hardening-Fuse-10274727, Lateral Hardening-Fuse-10274791, Lateral Hardening-Fuse-10274792, Lateral Hardening-Fuse-10274749, Lateral Hardening-Fuse-91873115 | 1500Million | Western | -1 | 3000
Lateral Hardening | Lateral Hardening-Fuse-90836592,3 | 13838 | 336427.2835 | 57134.5212 | 382259.8882 | 380909.0909 | 1.0035 | 0.39678 | 960000 | 47 | 3 | 2 | 0 | 2 | 5 | Lateral Hardening-Fuse-90836592 [ 2026 ], Lateral Hardening-Fuse-90836564, Lateral Hardening-Fuse-92425377 | 1500Million | Central | -1 | 3000
Lateral Hardening | Lateral Hardening-Fuse-91793010,1 | 13686 | 198446.131 | 102939.6072 | 297974.643 | 297045.4545 | 1.0031 | 0.24754 | 1200000 | 4 | 1 | 0 | 0 | 0 | 1 | Lateral Hardening-Fuse-91793010 | 1500Million | Eastern | -1 | 3000
Lateral Hardening | Lateral Hardening-Fuse-91797362,2 | 13600 | 355609.07 | 114691.6062 | 569872.6938 | 568181.8182 | 1.003 | 0.59186 | 960000 | 97 | 2 | 0 | 0 | 0 | 2 | Lateral Hardening-Fuse-91797362, Lateral Hardening-Fuse-60114876 | 1500Million | Central | -1 | 3000
Lateral Hardening | Lateral Hardening-Fuse-92632841,1 | 14042 | 222195.4637 | 27339.1079 | 239598.7398 | 239090.9091 | 1.0021 | 0.19924 | 1200000 | 2 | 1 | 1 | 0 | 1 | 2 | Lateral Hardening-Fuse-92632841 [ 2026 ] | 1500Million | Central | -1 | 3000
Lateral Hardening | Lateral Hardening-Fuse-10696498,2 | 13961 | 719133.2202 | 288795.5231 | 1040152.6073 | 1038000 | 1.0021 | 1.0813 | 960000 | 30 | 2 | 0 | 0 | 0 | 2 | Lateral Hardening-Fuse-10696498 [ 2021 ], Lateral Hardening-Fuse-10696419 [ 2021 ] | 1500Million | Plant City | -1 | 3000
Lateral Hardening | Lateral Hardening-Fuse-10457721,1 | 13229 | 171143.3984 | 20353.9452 | 184039.5622 | 183863.6364 | 1.001 | 0.15322 | 1200000 | 15 | 1 | 1 | 0 | 1 | 2 | Lateral Hardening-Fuse-10457721 | 1500Million | Eastern | -1 | 3000
Lateral Hardening | Lateral Hardening-Fuse-92156288,1 | 13043 | 361940.8717 | 120948.9044 | 469093.44 | 469090.9091 | 1 | 0.39091 | 1200000 | 44 | 1 | 3 | 0 | 3 | 4 | Lateral Hardening-Fuse-92156288 | 1500Million | Central | -1 | 3000
Lateral Hardening | Lateral Hardening-Fuse-92390818,1 | 13495 | 301795.8742 | 73635.027 | 363375.7788 | 363409.0909 | 0.99991 | 0.30284 | 1200000 | 70 | 1 | 0 | 0 | 0 | 1 | Lateral Hardening-Fuse-92390818 | 1500Million | Eastern | -1 | 3000
Lateral Hardening | Lateral Hardening-Fuse-92003153,1 | 13479 | 214632.0681 | 68576.4978 | 274433.2297 | 274545.4545 | 0.99959 | 0.22879 | 1200000 | 27 | 1 | 0 | 0 | 0 | 1 | Lateral Hardening-Fuse-92003153 | 1500Million | Winter Haven | -1 | 3000
Lateral Hardening | Lateral Hardening-Fuse-10635136,1 | 13242 | 340856.8938 | 96203.6633 | 423387.519 | 423636.3636 | 0.99941 | 0.35303 | 1200000 | 10 | 1 | 1 | 0 | 1 | 2 | Lateral Hardening-Fuse-10635136 [ 2028 ] | 1500Million | Plant City | -1 | 3000
Lateral Hardening | Lateral Hardening-Fuse-10601422,1 | 13918 | 187699.4506 | 101367.8043 | 280694.4059 | 280909.0909 | 0.99924 | 0.23409 | 1200000 | 22 | 1 | 0 | 0 | 0 | 1 | Lateral Hardening-Fuse-10601422 | 1500Million | Winter Haven | -1 | 3000
Lateral Hardening | Lateral Hardening-Fuse-10640159,1 | 13795 | 232121.4335 | 31400.5268 | 326306.0754 | 326818.1818 | 0.99843 | 0.27235 | 1200000 | 4 | 1 | 0 | 0 | 0 | 1 | Lateral Hardening-Fuse-10640159 | 1500Million | Eastern | -1 | 3000
Lateral Hardening | Lateral Hardening-Fuse-91368620,1 | 13458 | 581082.7593 | 111879.1548 | 671764.8395 | 672954.5455 | 0.99823 | 0.5608 | 1200000 | 32 | 1 | 0 | 0 | 0 | 1 | Lateral Hardening-Fuse-91368620 [ 2026 ] | 1500Million | Eastern | -1 | 3000
Lateral Hardening | Lateral Hardening-Fuse-10680826,1 | 13308 | 149218.2698 | 10118.1504 | 152198.3295 | 152500 | 0.99802 | 0.12708 | 1200000 | 9 | 1 | 0 | 0 | 0 | 1 | Lateral Hardening-Fuse-10680826 | 1500Million | Winter Haven | -1 | 3000
Lateral Hardening | Lateral Hardening-Fuse-90489051,1 | 13227 | 96413.6996 | 22489.8414 | 114533.4513 | 114772.7273 | 0.99792 | 0.095644 | 1200000 | 6 | 1 | 0 | 0 | 0 | 1 | Lateral Hardening-Fuse-90489051 | 1500Million | Eastern | -1 | 3000
Lateral Hardening | Lateral Hardening-Fuse-91137318,23 | 13146 | 4701653.8642 | 689634.8976 | 5267628.5236 | 5280363.6364 | 0.99759 | 5.5004 | 960000 | 173 | 23 | 3 | 0 | 3 | 26 | Lateral Hardening-Fuse-91137318 [ 2026 ], Lateral Hardening-Fuse-90293123 [ 2026 ], Lateral Hardening-Fuse-10626998, Lateral Hardening-Fuse-93317604, Lateral Hardening-Fuse-10626994, Lateral Hardening-Fuse-92373571, Lateral Hardening-Fuse-10627061, Lateral Hardening-Fuse-10626993, Lateral Hardening-Fuse-10627000, Lateral Hardening-Fuse-90293072 [ 2026 ], Lateral Hardening-Fuse-90293109, Lateral Hardening-Fuse-91771205, Lateral Hardening-Fuse-91771190, Lateral Hardening-Fuse-10627089, Lateral Hardening-Fuse-90292996, Lateral Hardening-Fuse-90286453, Lateral Hardening-Fuse-90289570, Lateral Hardening-Fuse-90431820, Lateral Hardening-Fuse-10627078, Lateral Hardening-Fuse-91137895, Lateral Hardening-Fuse-90290002, Lateral Hardening-Fuse-91137899, Lateral Hardening-Fuse-10627005 | 1500Million | Plant City | -1 | 3000
Lateral Hardening | Lateral Hardening-Fuse-60128356,2 | 13468 | 395027.0336 | 88590.9236 | 467968.1608 | 469272.7273 | 0.99722 | 0.48883 | 960000 | 46 | 2 | 0 | 0 | 0 | 2 | Lateral Hardening-Fuse-60128356 [ 2022 ], Lateral Hardening-Fuse-60128357 | 1500Million | Central | -1 | 3000
Lateral Hardening | Lateral Hardening-Fuse-10635131,2 | 13242 | 321696.805 | 100823.0424 | 427338.3287 | 428545.4545 | 0.99718 | 0.4464 | 960000 | 8 | 2 | 0 | 0 | 0 | 2 | Lateral Hardening-Fuse-10635131 [ 2028 ], Lateral Hardening-Fuse-93288405 | 1500Million | Plant City | -1 | 3000
Lateral Hardening | Lateral Hardening-Fuse-93033267,1 | 13696 | 128046.0657 | 6956.2452 | 128883.5281 | 129318.1818 | 0.99664 | 0.10777 | 1200000 | 4 | 1 | 1 | 0 | 1 | 2 | Lateral Hardening-Fuse-93033267 | 1500Million | Winter Haven | -1 | 3000
Lateral Hardening | Lateral Hardening-Fuse-60151023,1 | 13747 | 282599.8837 | 36603.0508 | 305051.6976 | 306363.6364 | 0.99572 | 0.2553 | 1200000 | 45 | 1 | 2 | 0 | 2 | 3 | Lateral Hardening-Fuse-60151023 | 1500Million | Western | -1 | 3000
Lateral Hardening | Lateral Hardening-Fuse-60357423,1 | 13041 | 513775.1004 | 209177.4255 | 717109.5436 | 720227.2727 | 0.99567 | 0.60019 | 1200000 | 38 | 1 | 0 | 0 | 0 | 1 | Lateral Hardening-Fuse-60357423 | 1500Million | Eastern | -1 | 3000
Lateral Hardening | Lateral Hardening-Fuse-92602261,1 | 13010 | 290260.3203 | 34704.9643 | 312422.3543 | 314090.9091 | 0.99469 | 0.26174 | 1200000 | 30 | 1 | 0 | 0 | 0 | 1 | Lateral Hardening-Fuse-92602261 [ 2026 ] | 1500Million | Plant City | -1 | 3000
Lateral Hardening | Lateral Hardening-Fuse-60021886,1 | 13303 | 267908.6931 | 29403.6057 | 315812.1458 | 317500 | 0.99468 | 0.26458 | 1200000 | 8 | 1 | 2 | 0 | 2 | 3 | Lateral Hardening-Fuse-60021886 | 1500Million | South Hillsborough | -1 | 3000
Lateral Hardening | Lateral Hardening-Fuse-10156235,1 | 13069 | 177200.7604 | 34559.2315 | 296997.5809 | 298636.3636 | 0.99451 | 0.24886 | 1200000 | 54 | 1 | 0 | 0 | 0 | 1 | Lateral Hardening-Fuse-10156235 | 1500Million | Western | -1 | 3000
Lateral Hardening | Lateral Hardening-Fuse-92904893,1 | 13159 | 159215.876 | 31706.5714 | 185086.9915 | 186136.3636 | 0.99436 | 0.15511 | 1200000 | 24 | 1 | 0 | 0 | 0 | 1 | Lateral Hardening-Fuse-92904893 | 1500Million | Central | -1 | 3000
Lateral Hardening | Lateral Hardening-Fuse-10786386,1 | 14040 | 230758.5294 | 16037.0737 | 235424.6493 | 236818.1818 | 0.99412 | 0.19735 | 1200000 | 123 | 1 | 1 | 0 | 1 | 2 | Lateral Hardening-Fuse-10786386 | 1500Million | Central | -1 | 3000
Lateral Hardening | Lateral Hardening-Fuse-10745667,1 | 13431 | 323757.3995 | 60337.452 | 371577.1188 | 373863.6364 | 0.99388 | 0.31155 | 1200000 | 25 | 1 | 0 | 0 | 0 | 1 | Lateral Hardening-Fuse-10745667 | 1500Million | Dade City | -1 | 3000
Lateral Hardening | Lateral Hardening-Fuse-10544642,1 | 13911 | 221041.7893 | 40515.1232 | 253588.7264 | 255227.2727 | 0.99358 | 0.21269 | 1200000 | 37 | 1 | 0 | 0 | 0 | 1 | Lateral Hardening-Fuse-10544642 | 1500Million | Eastern | -1 | 3000
Lateral Hardening | Lateral Hardening-Fuse-91794642,1 | 13656 | 56410.5403 | 7607.8316 | 61162.6204 | 61590.9091 | 0.99305 | 0.051326 | 1200000 | 4 | 1 | 0 | 0 | 0 | 1 | Lateral Hardening-Fuse-91794642 | 1500Million | Plant City | -1 | 3000
Lateral Hardening | Lateral Hardening-Fuse-60166028,1 | 13471 | 51685.1504 | 399.2916 | 49643.7227 | 50000 | 0.99287 | 0.023106 | 2163934.4262 | 6 | 1 | 0 | 0 | 0 | 1 | Lateral Hardening-Fuse-60166028 | 1500Million | Winter Haven | -1 | 3000
Lateral Hardening | Lateral Hardening-Fuse-10753383,6 | 13330 | 1234991.9278 | 189057.7302 | 1383081.4339 | 1393636.3636 | 0.99243 | 1.4517 | 960000 | 111 | 6 | 0 | 0 | 0 | 6 | Lateral Hardening-Fuse-10753383 [ 2025 ], Lateral Hardening-Fuse-90834854, Lateral Hardening-Fuse-10753419, Lateral Hardening-Fuse-90021816, Lateral Hardening-Fuse-10753392, Lateral Hardening-Fuse-10753418 | 1500Million | Dade City | -1 | 3000
Lateral Hardening | Lateral Hardening-Fuse-10588280,1 | 13444 | 62759.8014 | 3338.9549 | 71036.4172 | 71590.9091 | 0.99225 | 0.059659 | 1200000 | 46 | 1 | 3 | 0 | 3 | 4 | Lateral Hardening-Fuse-10588280 | 1500Million | Winter Haven | -1 | 3000
Lateral Hardening | Lateral Hardening-Fuse-10142270,1 | 13034 | 48540.5108 | 4132.5053 | 50277.9332 | 50681.8182 | 0.99203 | 0.042235 | 1200000 | 13 | 1 | 0 | 0 | 0 | 1 | Lateral Hardening-Fuse-10142270 | 1500Million | Central | -1 | 3000
Lateral Hardening | Lateral Hardening-Fuse-10655439,2 | 13188 | 307947.1661 | 52030.8407 | 357596.282 | 361090.9091 | 0.99032 | 0.37614 | 960000 | 43 | 2 | 0 | 0 | 0 | 2 | Lateral Hardening-Fuse-10655439, Lateral Hardening-Fuse-91786481 | 1500Million | Central | -1 | 3000
Lateral Hardening | Lateral Hardening-Fuse-92600287,1 | 13010 | 88681.7915 | 2404.23 | 86869.5266 | 87727.2727 | 0.99022 | 0.073106 | 1200000 | 9 | 1 | 0 | 0 | 0 | 1 | Lateral Hardening-Fuse-92600287 | 1500Million | Plant City | -1 | 3000
Lateral Hardening | Lateral Hardening-Fuse-10674231,2 | 13414 | 660686.7066 | 233914.6253 | 946318.6688 | 955818.1818 | 0.99006 | 0.99564 | 960000 | 106 | 2 | 0 | 0 | 0 | 2 | Lateral Hardening-Fuse-10674231, Lateral Hardening-Fuse-93297080 | 1500Million | Plant City | -1 | 3000
Lateral Hardening | Lateral Hardening-Fuse-92356181,1 | 13796 | 310855.4299 | 18886.13 | 314316.8937 | 317727.2727 | 0.98927 | 0.26477 | 1200000 | 10 | 1 | 0 | 0 | 0 | 1 | Lateral Hardening-Fuse-92356181 [ 2021 ] | 1500Million | Eastern | -1 | 3000
Lateral Hardening | Lateral Hardening-Fuse-60146769,1 | 13436 | 173435.5013 | 17272.5924 | 199175.7775 | 201363.6364 | 0.98913 | 0.1678 | 1200000 | 22 | 1 | 0 | 0 | 0 | 1 | Lateral Hardening-Fuse-60146769 | 1500Million | Eastern | -1 | 3000
Lateral Hardening | Lateral Hardening-Fuse-92902016,1 | 13854 | 413577.7987 | 55510.253 | 454065.511 | 459090.9091 | 0.98905 | 0.38258 | 1200000 | 66 | 1 | 0 | 0 | 0 | 1 | Lateral Hardening-Fuse-92902016 [ 2029 ] | 1500Million | Plant City | -1 | 3000
Lateral Hardening | Lateral Hardening-Fuse-91874075,1 | 13825 | 13622.7052 | 105.5576 | 49424.5218 | 50000 | 0.98849 | 0.032955 | 1517241.3793 | 19 | 1 | 2 | 0 | 2 | 3 | Lateral Hardening-Fuse-91874075 | 1500Million | Central | -1 | 3000
Lateral Hardening | Lateral Hardening-Fuse-92688941,1 | 13793 | 267249.8926 | 34720.454 | 294007.9871 | 297500 | 0.98826 | 0.24792 | 1200000 | 27 | 1 | 0 | 0 | 0 | 1 | Lateral Hardening-Fuse-92688941 | 1500Million | Eastern | -1 | 3000
Lateral Hardening | Lateral Hardening-Fuse-10580658,1 | 13105 | 69661.5962 | 4425.4796 | 70746.2461 | 71590.9091 | 0.9882 | 0.059659 | 1200000 | 5 | 1 | 0 | 0 | 0 | 1 | Lateral Hardening-Fuse-10580658 | 1500Million | Central | -1 | 3000
Lateral Hardening | Lateral Hardening-Fuse-10429548,1 | 13835 | 192860.4223 | 15442.1601 | 199210.962 | 201590.9091 | 0.98819 | 0.16799 | 1200000 | 16 | 1 | 0 | 0 | 0 | 1 | Lateral Hardening-Fuse-10429548 | 1500Million | Central | -1 | 3000
Lateral Hardening | Lateral Hardening-Fuse-90758311,1 | 13278 | 212943.1483 | 11047.5493 | 213802.3725 | 216363.6364 | 0.98816 | 0.1803 | 1200000 | 26 | 1 | 0 | 0 | 0 | 1 | Lateral Hardening-Fuse-90758311 | 1500Million | Winter Haven | -1 | 3000
Lateral Hardening | Lateral Hardening-Fuse-91167493,1 | 13155 | 79833.3272 | 6652.1143 | 82630.6917 | 83636.3636 | 0.98798 | 0.069697 | 1200000 | 9 | 1 | 0 | 0 | 0 | 1 | Lateral Hardening-Fuse-91167493 | 1500Million | Western | -1 | 3000
Lateral Hardening | Lateral Hardening-Fuse-90445370,1 | 13064 | 49519.2581 | 1963.5706 | 64626.7892 | 65454.5455 | 0.98735 | 0.054545 | 1200000 | 5 | 1 | 0 | 0 | 0 | 1 | Lateral Hardening-Fuse-90445370 | 1500Million | Western | -1 | 3000
Lateral Hardening | Lateral Hardening-Fuse-92318175,1 | 13656 | 477027.9462 | 67526.8312 | 530302.3957 | 538181.8182 | 0.98536 | 0.44848 | 1200000 | 30 | 1 | 0 | 0 | 0 | 1 | Lateral Hardening-Fuse-92318175 [ 2025 ] | 1500Million | Plant City | -1 | 3000
Lateral Hardening | Lateral Hardening-Fuse-92522908,1 | 13787 | 527599.9267 | 91623.0283 | 600324.3454 | 609318.1818 | 0.98524 | 0.50777 | 1200000 | 6 | 1 | 0 | 0 | 0 | 1 | Lateral Hardening-Fuse-92522908 [ 2027 ] | 1500Million | Plant City | -1 | 3000
Lateral Hardening | Lateral Hardening-Fuse-91569636,1 | 13044 | 155843.4026 | 54487.2238 | 203499.1059 | 206590.9091 | 0.98503 | 0.17216 | 1200000 | 40 | 1 | 0 | 0 | 0 | 1 | Lateral Hardening-Fuse-91569636 | 1500Million | Central | -1 | 3000
Lateral Hardening | Lateral Hardening-Fuse-93323013,1 | 13723 | 103762.6964 | 5522.95 | 104300.3565 | 105909.0909 | 0.98481 | 0.088258 | 1200000 | 10 | 1 | 0 | 0 | 0 | 1 | Lateral Hardening-Fuse-93323013 [ 2024 ] | 1500Million | Plant City | -1 | 3000
Lateral Hardening | Lateral Hardening-Fuse-90443583,1 | 13308 | 207395.5269 | 77995.33 | 276602.7892 | 281136.3636 | 0.98387 | 0.23428 | 1200000 | 15 | 1 | 0 | 0 | 0 | 1 | Lateral Hardening-Fuse-90443583 | 1500Million | Winter Haven | -1 | 3000
Lateral Hardening | Lateral Hardening-Fuse-10025111,1 | 13373 | 156570.8299 | 39145.2271 | 190059.8193 | 193181.8182 | 0.98384 | 0.16098 | 1200000 | 19 | 1 | 0 | 0 | 0 | 1 | Lateral Hardening-Fuse-10025111 | 1500Million | Winter Haven | -1 | 3000
Lateral Hardening | Lateral Hardening-Fuse-93316868,1 | 13365 | 234270.5002 | 31485.0968 | 256093.5197 | 260454.5455 | 0.98326 | 0.21705 | 1200000 | 84 | 1 | 0 | 0 | 0 | 1 | Lateral Hardening-Fuse-93316868 | 1500Million | Central | -1 | 3000
Lateral Hardening | Lateral Hardening-Fuse-92624756,1 | 13279 | 204901.636 | 59230.9952 | 256754.3222 | 261363.6364 | 0.98236 | 0.2178 | 1200000 | 37 | 1 | 0 | 0 | 0 | 1 | Lateral Hardening-Fuse-92624756 | 1500Million | Winter Haven | -1 | 3000
Lateral Hardening | Lateral Hardening-Fuse-60006169,1 | 13899 | 179995.2983 | 18845.5603 | 190860.9204 | 194318.1818 | 0.98221 | 0.16193 | 1200000 | 22 | 1 | 0 | 0 | 0 | 1 | Lateral Hardening-Fuse-60006169 | 1500Million | South Hillsborough | -1 | 3000
Lateral Hardening | Lateral Hardening-Fuse-92904010,1 | 13159 | 134888.2873 | 29380.6348 | 158680.5374 | 161590.9091 | 0.98199 | 0.13466 | 1200000 | 19 | 1 | 0 | 0 | 0 | 1 | Lateral Hardening-Fuse-92904010 | 1500Million | Central | -1 | 3000
Lateral Hardening | Lateral Hardening-Fuse-10804815,1 | 13951 | 160130.166 | 22541.7368 | 254657.6788 | 259545.4545 | 0.98117 | 0.21629 | 1200000 | 42 | 1 | 0 | 0 | 0 | 1 | Lateral Hardening-Fuse-10804815 [ 2029 ] | 1500Million | Eastern | -1 | 3000
Lateral Hardening | Lateral Hardening-Fuse-90280224,6 | 13389 | 681393.0768 | 134405.1727 | 847902.038 | 864181.8182 | 0.98116 | 0.90019 | 960000 | 80 | 6 | 0 | 0 | 0 | 6 | Lateral Hardening-Fuse-90280224 [ 2025 ], Lateral Hardening-Fuse-10087600 [ 2025 ], Lateral Hardening-Fuse-90282787, Lateral Hardening-Fuse-90282812, Lateral Hardening-Fuse-10087598 [ 2025 ], Lateral Hardening-Fuse-10087599 | 1500Million | Plant City | -1 | 3000
Lateral Hardening | Lateral Hardening-Fuse-92319771,1 | 13740 | 555435.6398 | 233621.1809 | 791122.6603 | 806818.1818 | 0.98055 | 0.67235 | 1200000 | 73 | 1 | 0 | 0 | 0 | 1 | Lateral Hardening-Fuse-92319771 | 1500Million | Western | -1 | 3000
Lateral Hardening | Lateral Hardening-Fuse-92734177,1 | 13070 | 158094.7472 | 43006.3336 | 195438.1203 | 199545.4545 | 0.97942 | 0.16629 | 1200000 | 5 | 1 | 0 | 0 | 0 | 1 | Lateral Hardening-Fuse-92734177 | 1500Million | Western | -1 | 3000
Lateral Hardening | Lateral Hardening-Fuse-92629883,2 | 13303 | 297861.6657 | 79759.8666 | 365139.8022 | 373090.9091 | 0.97869 | 0.38864 | 960000 | 3 | 2 | 0 | 0 | 0 | 2 | Lateral Hardening-Fuse-92629883 [ 2027 ], Lateral Hardening-Fuse-92629885 | 1500Million | South Hillsborough | -1 | 3000
Lateral Hardening | Lateral Hardening-Fuse-10170027,1 | 13030 | 355901.6115 | 95785.7609 | 471992.4713 | 482727.2727 | 0.97776 | 0.40227 | 1200000 | 51 | 1 | 0 | 0 | 0 | 1 | Lateral Hardening-Fuse-10170027 | 1500Million | Winter Haven | -1 | 3000
Lateral Hardening | Lateral Hardening-Fuse-91221401,1 | 13187 | 187859.2483 | 29110.2837 | 207496.6052 | 212272.7273 | 0.9775 | 0.17689 | 1200000 | 36 | 1 | 2 | 0 | 2 | 3 | Lateral Hardening-Fuse-91221401 | 1500Million | Central | -1 | 3000
Lateral Hardening | Lateral Hardening-Fuse-10662349,6 | 13470 | 2118544.8513 | 751797.5074 | 2804821.5991 | 2872545.4545 | 0.97642 | 2.9922 | 960000 | 233 | 6 | 0 | 0 | 0 | 6 | Lateral Hardening-Fuse-10662349 [ 2026 ], Lateral Hardening-Fuse-10662355 [ 2026 ], Lateral Hardening-Fuse-10662370, Lateral Hardening-Fuse-91448892, Lateral Hardening-Fuse-92107167, Lateral Hardening-Fuse-10662354 | 1500Million | Winter Haven | -1 | 3000
Lateral Hardening | Lateral Hardening-Fuse-10409232,4 | 13631 | 426434.064 | 150694.0701 | 635937.6202 | 652000 | 0.97536 | 0.67917 | 960000 | 61 | 4 | 0 | 0 | 0 | 4 | Lateral Hardening-Fuse-10409232, Lateral Hardening-Fuse-91903712, Lateral Hardening-Fuse-91349466, Lateral Hardening-Fuse-10409244 | 1500Million | Central | -1 | 3000
Lateral Hardening | Lateral Hardening-Fuse-91481416,2 | 13829 | 212932.1201 | 55254.3947 | 259911.7764 | 266545.4545 | 0.97511 | 0.27765 | 960000 | 35 | 2 | 2 | 0 | 2 | 4 | Lateral Hardening-Fuse-91481416 [ 2023 ], Lateral Hardening-Fuse-91299938 | 1500Million | Central | -1 | 3000
Lateral Hardening | Lateral Hardening-Fuse-10372407,4 | 13097 | 724730.5364 | 228076.0173 | 960121.7445 | 984727.2727 | 0.97501 | 1.0258 | 960000 | 71 | 4 | 0 | 0 | 0 | 4 | Lateral Hardening-Fuse-10372407 [ 2025 ], Lateral Hardening-Fuse-90670719, Lateral Hardening-Fuse-90670797, Lateral Hardening-Fuse-90670712 | 1500Million | Central | -1 | 3000
Lateral Hardening | Lateral Hardening-Fuse-10363939,6 | 13096 | 704351.0318 | 183037.5523 | 860754.2184 | 883818.1818 | 0.9739 | 0.92064 | 960000 | 12 | 6 | 2 | 0 | 2 | 8 | Lateral Hardening-Fuse-10363939 [ 2027 ], Lateral Hardening-Fuse-90687239, Lateral Hardening-Fuse-10363938, Lateral Hardening-Fuse-90675766, Lateral Hardening-Fuse-90675817, Lateral Hardening-Fuse-90687233 | 1500Million | Central | -1 | 3000
Lateral Hardening | Lateral Hardening-Fuse-10122225,1 | 13059 | 477265.4467 | 143909.489 | 636578.4162 | 653636.3636 | 0.9739 | 0.5447 | 1200000 | 79 | 1 | 0 | 0 | 0 | 1 | Lateral Hardening-Fuse-10122225 | 1500Million | Western | -1 | 3000
Lateral Hardening | Lateral Hardening-Fuse-93245563,1 | 13175 | 491261.5913 | 48900.9968 | 520213.2447 | 534545.4545 | 0.97319 | 0.44545 | 1200000 | 45 | 1 | 0 | 0 | 0 | 1 | Lateral Hardening-Fuse-93245563 [ 2028 ] | 1500Million | Central | -1 | 3000
Lateral Hardening | Lateral Hardening-Fuse-10199649,1 | 13338 | 814511.9567 | 125050.3625 | 911739.3095 | 938409.0909 | 0.97158 | 0.78201 | 1200000 | 9 | 1 | 1 | 0 | 1 | 2 | Lateral Hardening-Fuse-10199649 [ 2026 ] | 1500Million | Western | -1 | 3000
Lateral Hardening | Lateral Hardening-Fuse-10101255,1 | 13046 | 134581.6571 | 22822.4663 | 161846.6689 | 166590.9091 | 0.97152 | 0.13883 | 1200000 | 26 | 1 | 0 | 0 | 0 | 1 | Lateral Hardening-Fuse-10101255 | 1500Million | Central | -1 | 3000
Lateral Hardening | Lateral Hardening-Fuse-10433200,1 | 13839 | 433729.5026 | 177918.6573 | 604025.7249 | 622272.7273 | 0.97068 | 0.51856 | 1200000 | 159 | 1 | 4 | 0 | 4 | 5 | Lateral Hardening-Fuse-10433200 [ 2026 ] | 1500Million | Central | -1 | 3000
Lateral Hardening | Lateral Hardening-Fuse-90831490,1 | 13605 | 166560.139 | 25342.5658 | 185967.9427 | 191590.9091 | 0.97065 | 0.15966 | 1200000 | 28 | 1 | 0 | 0 | 0 | 1 | Lateral Hardening-Fuse-90831490 | 1500Million | Western | -1 | 3000
Lateral Hardening | Lateral Hardening-Fuse-92257349,1 | 13227 | 139992.1947 | 28958.0787 | 163672.0849 | 168636.3636 | 0.97056 | 0.14053 | 1200000 | 9 | 1 | 0 | 0 | 0 | 1 | Lateral Hardening-Fuse-92257349 | 1500Million | Eastern | -1 | 3000
Lateral Hardening | Lateral Hardening-Fuse-10674229,1 | 13414 | 259465.0351 | 77388.3633 | 327998.9715 | 338181.8182 | 0.96989 | 0.28182 | 1200000 | 31 | 1 | 0 | 0 | 0 | 1 | Lateral Hardening-Fuse-10674229 | 1500Million | Plant City | -1 | 3000
Lateral Hardening | Lateral Hardening-Fuse-60046683,2 | 13448 | 280505.1487 | 105319.2874 | 480766.1099 | 495818.1818 | 0.96964 | 0.51648 | 960000 | 44 | 2 | 2 | 0 | 2 | 4 | Lateral Hardening-Fuse-60046683, Lateral Hardening-Fuse-91353342 | 1500Million | Western | -1 | 3000
Lateral Hardening | Lateral Hardening-Fuse-93290791,1 | 13808 | 2480539.5801 | 355227.4215 | 2791011.3047 | 2878409.0909 | 0.96964 | 2.3987 | 1200000 | 35 | 1 | 0 | 0 | 0 | 1 | Lateral Hardening-Fuse-93290791 [ 2027 ] | 1500Million | Plant City | -1 | 3000
Lateral Hardening | Lateral Hardening-Fuse-60069971,2 | 13046 | 209846.8252 | 59554.0669 | 301022.3071 | 310727.2727 | 0.96877 | 0.32367 | 960000 | 33 | 2 | 0 | 0 | 0 | 2 | Lateral Hardening-Fuse-60069971, Lateral Hardening-Fuse-10101268 | 1500Million | Central | -1 | 3000
Lateral Hardening | Lateral Hardening-Fuse-60473960,1 | 13346 | 294799.3977 | 39992.2143 | 329153.2519 | 339772.7273 | 0.96875 | 0.28314 | 1200000 | 98 | 1 | 2 | 0 | 2 | 3 | Lateral Hardening-Fuse-60473960 [ 2028 ] | 1500Million | South Hillsborough | -1 | 3000
Lateral Hardening | Lateral Hardening-Fuse-92311237,1 | 13461 | 143358.5056 | 37942.7405 | 175223.0236 | 180909.0909 | 0.96857 | 0.15076 | 1200000 | 14 | 1 | 0 | 0 | 0 | 1 | Lateral Hardening-Fuse-92311237 | 1500Million | Eastern | -1 | 3000
Lateral Hardening | Lateral Hardening-Fuse-10217771,1 | 13493 | 139152.3107 | 45440.0562 | 178770.6744 | 184772.7273 | 0.96752 | 0.15398 | 1200000 | 23 | 1 | 0 | 0 | 0 | 1 | Lateral Hardening-Fuse-10217771 | 1500Million | Western | -1 | 3000
Lateral Hardening | Lateral Hardening-Fuse-93296518,2 | 13808 | 336302.983 | 89672.0108 | 411890.3973 | 425818.1818 | 0.96729 | 0.44356 | 960000 | 6 | 2 | 0 | 0 | 0 | 2 | Lateral Hardening-Fuse-93296518 [ 2027 ], Lateral Hardening-Fuse-93296727 | 1500Million | Plant City | -1 | 3000
Lateral Hardening | Lateral Hardening-Fuse-93290475,1 | 13808 | 1114470.957 | 362561.2508 | 1439465.0343 | 1488863.6364 | 0.96682 | 1.2407 | 1200000 | 24 | 1 | 0 | 0 | 0 | 1 | Lateral Hardening-Fuse-93290475 [ 2027 ] | 1500Million | Plant City | -1 | 3000
Lateral Hardening | Lateral Hardening-Fuse-10476014,1 | 13324 | 477339.8281 | 57934.7068 | 517321.6011 | 535227.2727 | 0.96655 | 0.44602 | 1200000 | 21 | 1 | 0 | 0 | 0 | 1 | Lateral Hardening-Fuse-10476014 | 1500Million | Eastern | -1 | 3000
Lateral Hardening | Lateral Hardening-Fuse-93236187,3 | 13696 | 250114.9678 | 44764.8147 | 283810.0957 | 294000 | 0.96534 | 0.30625 | 960000 | 27 | 3 | 0 | 0 | 0 | 3 | Lateral Hardening-Fuse-93236187, Lateral Hardening-Fuse-93236189, Lateral Hardening-Fuse-93235976 | 1500Million | Winter Haven | -1 | 3000
Lateral Hardening | Lateral Hardening-Fuse-10030639,1 | 13622 | 91605.8203 | 16518.2448 | 104186.5556 | 107954.5455 | 0.9651 | 0.089962 | 1200000 | 4 | 1 | 0 | 0 | 0 | 1 | Lateral Hardening-Fuse-10030639 | 1500Million | Western | -1 | 3000
Lateral Hardening | Lateral Hardening-Fuse-60018158,1 | 13303 | 61768.9203 | 10367.8504 | 69091.4345 | 71590.9091 | 0.96509 | 0.059659 | 1200000 | 40 | 1 | 0 | 0 | 0 | 1 | Lateral Hardening-Fuse-60018158 | 1500Million | South Hillsborough | -1 | 3000
Lateral Hardening | Lateral Hardening-Fuse-10290397,1 | 13155 | 256909.8859 | 54311.7428 | 300854.2786 | 311818.1818 | 0.96484 | 0.25985 | 1200000 | 34 | 1 | 0 | 0 | 0 | 1 | Lateral Hardening-Fuse-10290397 | 1500Million | Western | -1 | 3000
Lateral Hardening | Lateral Hardening-Fuse-91019418,1 | 13624 | 160466.0067 | 60456.472 | 222490.2662 | 230681.8182 | 0.96449 | 0.19223 | 1200000 | 8 | 1 | 1 | 0 | 1 | 2 | Lateral Hardening-Fuse-91019418 | 1500Million | Western | -1 | 3000
Lateral Hardening | Lateral Hardening-Fuse-91267186,43 | 13927 | 9180487.9108 | 2864451.6654 | 12297304.9393 | 12753818.1818 | 0.96421 | 13.2852 | 960000 | 269 | 43 | 3 | 0 | 3 | 46 | Lateral Hardening-Fuse-91267186 [ 2024 ], Lateral Hardening-Fuse-91377181, Lateral Hardening-Fuse-91098230 [ 2024 ], Lateral Hardening-Fuse-10612102, Lateral Hardening-Fuse-93133439, Lateral Hardening-Fuse-60590419, Lateral Hardening-Fuse-93264708, Lateral Hardening-Fuse-10612098, Lateral Hardening-Fuse-93133437, Lateral Hardening-Fuse-10612137, Lateral Hardening-Fuse-60172348, Lateral Hardening-Fuse-60318178, Lateral Hardening-Fuse-10612139, Lateral Hardening-Fuse-10612140, Lateral Hardening-Fuse-10612109, Lateral Hardening-Fuse-90941517, Lateral Hardening-Fuse-10612114, Lateral Hardening-Fuse-10612113, Lateral Hardening-Fuse-10612118, Lateral Hardening-Fuse-91089254, Lateral Hardening-Fuse-10612105, Lateral Hardening-Fuse-10612107, Lateral Hardening-Fuse-10612108, Lateral Hardening-Fuse-10612126, Lateral Hardening-Fuse-10612127, Lateral Hardening-Fuse-91630327, Lateral Hardening-Fuse-91421092, Lateral Hardening-Fuse-93266141, Lateral Hardening-Fuse-10612136, Lateral Hardening-Fuse-90920899, Lateral Hardening-Fuse-10612115, Lateral Hardening-Fuse-91267794, Lateral Hardening-Fuse-60422118, Lateral Hardening-Fuse-10612089, Lateral Hardening-Fuse-10612119, Lateral Hardening-Fuse-91090113, Lateral Hardening-Fuse-10612094, Lateral Hardening-Fuse-10612121, Lateral Hardening-Fuse-10612129, Lateral Hardening-Fuse-10612095, Lateral Hardening-Fuse-10612096, Lateral Hardening-Fuse-90940109, Lateral Hardening-Fuse-10612093 | 1500Million | Winter Haven | -1 | 3000
Lateral Hardening | Lateral Hardening-Fuse-92319717,1 | 13020 | 176551.7634 | 81427.9766 | 250912.1849 | 260227.2727 | 0.9642 | 0.21686 | 1200000 | 12 | 1 | 0 | 0 | 0 | 1 | Lateral Hardening-Fuse-92319717 | 1500Million | South Hillsborough | -1 | 3000
Lateral Hardening | Lateral Hardening-Fuse-10070688,4 | 13657 | 1423637.4091 | 390178.728 | 1798917.3581 | 1865818.1818 | 0.96414 | 1.9436 | 960000 | 46 | 4 | 1 | 0 | 1 | 5 | Lateral Hardening-Fuse-10070688, Lateral Hardening-Fuse-60565160, Lateral Hardening-Fuse-90404886, Lateral Hardening-Fuse-92955588 | 1500Million | Plant City | -1 | 3000
Lateral Hardening | Lateral Hardening-Fuse-60203856,1 | 13489 | 48071.1395 | 3086.3755 | 48844.3875 | 50681.8182 | 0.96375 | 0.042235 | 1200000 | 8 | 1 | 0 | 0 | 0 | 1 | Lateral Hardening-Fuse-60203856 | 1500Million | South Hillsborough | -1 | 3000
Lateral Hardening | Lateral Hardening-Fuse-92051767,1 | 13785 | 109916.0886 | 28654.983 | 134256.3826 | 139318.1818 | 0.96367 | 0.1161 | 1200000 | 3 | 1 | 1 | 0 | 1 | 2 | Lateral Hardening-Fuse-92051767 [ 2021 ] | 1500Million | Plant City | -1 | 3000
Lateral Hardening | Lateral Hardening-Fuse-60372920,2 | 14037 | 297963.5137 | 34174.8031 | 318382.4243 | 330727.2727 | 0.96267 | 0.34451 | 960000 | 79 | 2 | 6 | 1 | 5 | 8 | Lateral Hardening-Fuse-60372920 [ 2028 ], Lateral Hardening-Fuse-10340721 [ 2028 ] | 1500Million | Western | -1 | 3000
Lateral Hardening | Lateral Hardening-Fuse-10433154,4 | 13839 | 447258.4458 | 120147.4794 | 601643.7116 | 625272.7273 | 0.96221 | 0.65133 | 960000 | 81 | 4 | 0 | 0 | 0 | 4 | Lateral Hardening-Fuse-10433154, Lateral Hardening-Fuse-90532438, Lateral Hardening-Fuse-10433189, Lateral Hardening-Fuse-10433153 | 1500Million | Central | -1 | 3000
Lateral Hardening | Lateral Hardening-Fuse-90167053,1 | 13650 | 52481.3519 | 3365.0962 | 53351.5884 | 55454.5455 | 0.96208 | 0.046212 | 1200000 | 57 | 1 | 2 | 0 | 2 | 3 | Lateral Hardening-Fuse-90167053 | 1500Million | South Hillsborough | -1 | 3000
Lateral Hardening | Lateral Hardening-Fuse-10627086,1 | 13146 | 94778.0517 | 5030.9185 | 95295.1935 | 99090.9091 | 0.96169 | 0.082576 | 1200000 | 5 | 1 | 0 | 0 | 0 | 1 | Lateral Hardening-Fuse-10627086 | 1500Million | Plant City | -1 | 3000
Lateral Hardening | Lateral Hardening-Fuse-60037223,4 | 13163 | 418085.0677 | 451679.8408 | 958418.6442 | 996909.0909 | 0.96139 | 1.0384 | 960000 | 127 | 4 | 0 | 0 | 0 | 4 | Lateral Hardening-Fuse-60037223, Lateral Hardening-Fuse-90702556, Lateral Hardening-Fuse-90702579, Lateral Hardening-Fuse-90613909 | 1500Million | Western | -1 | 3000
Lateral Hardening | Lateral Hardening-Fuse-10802835,5 | 13133 | 531177.1446 | 518730.5251 | 1507764.7269 | 1568909.0909 | 0.96103 | 1.6343 | 960000 | 208 | 5 | 0 | 0 | 0 | 5 | Lateral Hardening-Fuse-10802835, Lateral Hardening-Fuse-10802840, Lateral Hardening-Fuse-92128155, Lateral Hardening-Fuse-10802838, Lateral Hardening-Fuse-10802839 | 1500Million | Eastern | -1 | 3000
Lateral Hardening | Lateral Hardening-Fuse-92022156,6 | 13460 | 1100790.9485 | 428390.965 | 1494155.9492 | 1554909.0909 | 0.96093 | 1.6197 | 960000 | 33 | 6 | 0 | 0 | 0 | 6 | Lateral Hardening-Fuse-92022156 [ 2024 ], Lateral Hardening-Fuse-92022668, Lateral Hardening-Fuse-92022824, Lateral Hardening-Fuse-92022160, Lateral Hardening-Fuse-92023413, Lateral Hardening-Fuse-92870453 [ 2024 ] | 1500Million | Eastern | -1 | 3000
Lateral Hardening | Lateral Hardening-Fuse-10255333,1 | 13586 | 121722.5886 | 23227.6025 | 140117.9575 | 145909.0909 | 0.96031 | 0.12159 | 1200000 | 5 | 1 | 0 | 0 | 0 | 1 | Lateral Hardening-Fuse-10255333 [ 2021 ] | 1500Million | Western | -1 | 3000
Lateral Hardening | Lateral Hardening-Fuse-60163369,1 | 13963 | 456399.0969 | 116119.7536 | 551277.3134 | 574318.1818 | 0.95988 | 0.4786 | 1200000 | 46 | 1 | 0 | 0 | 0 | 1 | Lateral Hardening-Fuse-60163369 | 1500Million | Eastern | -1 | 3000
Lateral Hardening | Lateral Hardening-Fuse-60209036,1 | 13748 | 88266.4032 | 16915.1379 | 100776.3647 | 105000 | 0.95977 | 0.0875 | 1200000 | 15 | 1 | 7 | 2 | 5 | 8 | Lateral Hardening-Fuse-60209036 | 1500Million | Western | -1 | 3000
Lateral Hardening | Lateral Hardening-Fuse-10096979,23 | 13461 | 4495874.2688 | 1166932.3021 | 5553124.0635 | 5789636.3636 | 0.95915 | 6.0309 | 960000 | 31 | 23 | 9 | 0 | 9 | 32 | Lateral Hardening-Fuse-10096979 [ 2026 ], Lateral Hardening-Fuse-91272607 [ 2026 ], Lateral Hardening-Fuse-91448515, Lateral Hardening-Fuse-60332337, Lateral Hardening-Fuse-91321064, Lateral Hardening-Fuse-93438082, Lateral Hardening-Fuse-60332366, Lateral Hardening-Fuse-91954829, Lateral Hardening-Fuse-92294994, Lateral Hardening-Fuse-60606971, Lateral Hardening-Fuse-90140472, Lateral Hardening-Fuse-92062744, Lateral Hardening-Fuse-10097004, Lateral Hardening-Fuse-10097003, Lateral Hardening-Fuse-60607806, Lateral Hardening-Fuse-92237215, Lateral Hardening-Fuse-10097021, Lateral Hardening-Fuse-91380932, Lateral Hardening-Fuse-92294998, Lateral Hardening-Fuse-91272608, Lateral Hardening-Fuse-91272429, Lateral Hardening-Fuse-90537790, Lateral Hardening-Fuse-91272699 | 1500Million | Eastern | -1 | 3000
Lateral Hardening | Lateral Hardening-Fuse-10097045,5 | 13906 | 591475.0657 | 107713.0767 | 775859.8469 | 810000 | 0.95785 | 0.84375 | 960000 | 9 | 5 | 3 | 0 | 3 | 8 | Lateral Hardening-Fuse-10097045 [ 2023 ], Lateral Hardening-Fuse-10096985, Lateral Hardening-Fuse-92059500, Lateral Hardening-Fuse-91181415, Lateral Hardening-Fuse-10097009 | 1500Million | Eastern | -1 | 3000
Lateral Hardening | Lateral Hardening-Fuse-10271842,7 | 13621 | 2359442.9385 | 797387.6689 | 3120687.0628 | 3258181.8182 | 0.9578 | 3.3939 | 960000 | 36 | 7 | 2 | 0 | 2 | 9 | Lateral Hardening-Fuse-10271842 [ 2029 ], Lateral Hardening-Fuse-91506846, Lateral Hardening-Fuse-90528104, Lateral Hardening-Fuse-10271860 [ 2029 ], Lateral Hardening-Fuse-90528055, Lateral Hardening-Fuse-92320136 [ 2029 ], Lateral Hardening-Fuse-10271830 | 1500Million | Western | -1 | 3000
Lateral Hardening | Lateral Hardening-Fuse-10290398,1 | 13155 | 281201.3511 | 23298.0102 | 290534.269 | 303409.0909 | 0.95757 | 0.25284 | 1200000 | 17 | 1 | 1 | 0 | 1 | 2 | Lateral Hardening-Fuse-10290398 | 1500Million | Western | -1 | 3000
Lateral Hardening | Lateral Hardening-Fuse-10705921,1 | 13983 | 422530.3053 | 157319.7358 | 670202.6152 | 700454.5455 | 0.95681 | 0.58371 | 1200000 | 175 | 1 | 2 | 0 | 2 | 3 | Lateral Hardening-Fuse-10705921 | 1500Million | Plant City | -1 | 3000
Lateral Hardening | Lateral Hardening-Fuse-10070744,1 | 13657 | 386721.441 | 45989.7731 | 416947.0228 | 435909.0909 | 0.9565 | 0.36326 | 1200000 | 8 | 1 | 1 | 0 | 1 | 2 | Lateral Hardening-Fuse-10070744 [ 2024 ] | 1500Million | Plant City | -1 | 3000
Lateral Hardening | Lateral Hardening-Fuse-91150311,1 | 13187 | 111257.7408 | 17253.9044 | 123820.3014 | 129545.4545 | 0.95581 | 0.10795 | 1200000 | 10 | 1 | 1 | 0 | 1 | 2 | Lateral Hardening-Fuse-91150311 [ 2026 ] | 1500Million | Central | -1 | 3000
Lateral Hardening | Lateral Hardening-Fuse-93271417,1 | 13080 | 137651.5129 | 3342.1643 | 134399.1714 | 140681.8182 | 0.95534 | 0.11723 | 1200000 | 20 | 1 | 1 | 0 | 1 | 2 | Lateral Hardening-Fuse-93271417 | 1500Million | Western | -1 | 3000
Lateral Hardening | Lateral Hardening-Fuse-91047196,1 | 13344 | 275029.2677 | 52324.6352 | 316971.3324 | 331818.1818 | 0.95526 | 0.27652 | 1200000 | 13 | 1 | 0 | 0 | 0 | 1 | Lateral Hardening-Fuse-91047196 | 1500Million | South Hillsborough | -1 | 3000
Lateral Hardening | Lateral Hardening-Fuse-92529473,3 | 13008 | 554441.5276 | 195285.2497 | 726841.5366 | 761454.5455 | 0.95454 | 0.79318 | 960000 | 33 | 3 | 1 | 0 | 1 | 4 | Lateral Hardening-Fuse-92529473 [ 2029 ], Lateral Hardening-Fuse-60253749, Lateral Hardening-Fuse-90696750 | 1500Million | Plant City | -1 | 3000
Lateral Hardening | Lateral Hardening-Fuse-10679385,17 | 13807 | 2745865.9135 | 362602.4596 | 3048578.7158 | 3194909.0909 | 0.9542 | 3.328 | 960000 | 84 | 17 | 0 | 0 | 0 | 17 | Lateral Hardening-Fuse-10679385 [ 2028 ], Lateral Hardening-Fuse-10679391 [ 2028 ], Lateral Hardening-Fuse-90288908, Lateral Hardening-Fuse-10679429, Lateral Hardening-Fuse-10679404, Lateral Hardening-Fuse-90290014, Lateral Hardening-Fuse-60188275, Lateral Hardening-Fuse-10679427, Lateral Hardening-Fuse-92733288, Lateral Hardening-Fuse-10679394, Lateral Hardening-Fuse-60371572, Lateral Hardening-Fuse-10679428, Lateral Hardening-Fuse-10679408, Lateral Hardening-Fuse-90288749, Lateral Hardening-Fuse-90537026 [ 2028 ], Lateral Hardening-Fuse-10679430 [ 2028 ], Lateral Hardening-Fuse-10679407 | 1500Million | Plant City | -1 | 3000
Lateral Hardening | Lateral Hardening-Fuse-91165247,5 | 13034 | 545250.2386 | 145505.7507 | 868928.7465 | 910727.2727 | 0.9541 | 0.94867 | 960000 | 128 | 5 | 0 | 0 | 0 | 5 | Lateral Hardening-Fuse-91165247 [ 2028 ], Lateral Hardening-Fuse-10142241, Lateral Hardening-Fuse-60149257, Lateral Hardening-Fuse-60149261, Lateral Hardening-Fuse-10142245 | 1500Million | Central | -1 | 3000
Lateral Hardening | Lateral Hardening-Fuse-92268401,2 | 13146 | 1061181.6363 | 280659.7346 | 1306607.399 | 1369818.1818 | 0.95385 | 1.4269 | 960000 | 20 | 2 | 0 | 0 | 0 | 2 | Lateral Hardening-Fuse-92268401, Lateral Hardening-Fuse-10629034 | 1500Million | Plant City | -1 | 3000
Lateral Hardening | Lateral Hardening-Fuse-10286125,4 | 13194 | 816037.8398 | 222467.7886 | 1038111.8992 | 1090181.8182 | 0.95224 | 1.1356 | 960000 | 61 | 4 | 0 | 0 | 0 | 4 | Lateral Hardening-Fuse-10286125, Lateral Hardening-Fuse-90767926, Lateral Hardening-Fuse-10286117, Lateral Hardening-Fuse-10286121 | 1500Million | Western | -1 | 3000
Lateral Hardening | Lateral Hardening-Fuse-91565153,1 | 13044 | 261509.7928 | 92358.7378 | 342947.4893 | 360227.2727 | 0.95203 | 0.30019 | 1200000 | 59 | 1 | 0 | 0 | 0 | 1 | Lateral Hardening-Fuse-91565153 | 1500Million | Central | -1 | 3000
Lateral Hardening | Lateral Hardening-Fuse-10674783,1 | 13464 | 717606.7876 | 164105.4301 | 861326.0559 | 905000 | 0.95174 | 0.75417 | 1200000 | 66 | 1 | 1 | 0 | 1 | 2 | Lateral Hardening-Fuse-10674783 [ 2029 ] | 1500Million | Plant City | -1 | 3000
Lateral Hardening | Lateral Hardening-Fuse-90293338,7 | 13060 | 896597.6912 | 120122.6882 | 983690.7496 | 1033636.3636 | 0.95168 | 1.0767 | 960000 | 140 | 7 | 0 | 0 | 0 | 7 | Lateral Hardening-Fuse-90293338 [ 2026 ], Lateral Hardening-Fuse-90279830, Lateral Hardening-Fuse-10123787, Lateral Hardening-Fuse-90279346, Lateral Hardening-Fuse-90295106, Lateral Hardening-Fuse-90293688 [ 2026 ], Lateral Hardening-Fuse-10123802 | 1500Million | Western | -1 | 3000
Lateral Hardening | Lateral Hardening-Fuse-10704064,1 | 13962 | 86511.525 | 14693.8137 | 96887.1168 | 101818.1818 | 0.95157 | 0.084848 | 1200000 | 7 | 1 | 2 | 1 | 1 | 3 | Lateral Hardening-Fuse-10704064 | 1500Million | Plant City | -1 | 3000
Lateral Hardening | Lateral Hardening-Fuse-92386775,1 | 13910 | 201883.4248 | 41557.7563 | 236032.4341 | 248409.0909 | 0.95018 | 0.20701 | 1200000 | 6 | 1 | 0 | 0 | 0 | 1 | Lateral Hardening-Fuse-92386775 [ 2024 ] | 1500Million | Eastern | -1 | 3000
Lateral Hardening | Lateral Hardening-Fuse-10457733,1 | 13229 | 116177.2203 | 18364.9854 | 129334.0723 | 136136.3636 | 0.95003 | 0.11345 | 1200000 | 11 | 1 | 0 | 0 | 0 | 1 | Lateral Hardening-Fuse-10457733 | 1500Million | Eastern | -1 | 3000
Lateral Hardening | Lateral Hardening-Fuse-10469948,1 | 13213 | 92997.2235 | 7613.209 | 96079.0481 | 101136.3636 | 0.95 | 0.08428 | 1200000 | 8 | 1 | 0 | 0 | 0 | 1 | Lateral Hardening-Fuse-10469948 | 1500Million | Eastern | -1 | 3000
Lateral Hardening | Lateral Hardening-Fuse-10143559,5 | 13036 | 452224.4899 | 85938.0507 | 607506.0498 | 640181.8182 | 0.94896 | 0.66686 | 960000 | 92 | 5 | 0 | 0 | 0 | 5 | Lateral Hardening-Fuse-10143559, Lateral Hardening-Fuse-60076446, Lateral Hardening-Fuse-60076447, Lateral Hardening-Fuse-60076448, Lateral Hardening-Fuse-60076449 | 1500Million | Central | -1 | 3000
Lateral Hardening | Lateral Hardening-Fuse-60012403,2 | 14274 | 156649.5118 | 61439.2877 | 216503.0862 | 228181.8182 | 0.94882 | 0.23769 | 960000 | 3 | 2 | 0 | 0 | 0 | 2 | Lateral Hardening-Fuse-60012403, Lateral Hardening-Fuse-91909002 | 1500Million | Western | -1 | 3000
Lateral Hardening | Lateral Hardening-Fuse-10640137,6 | 13795 | 430256.1843 | 81465.1685 | 553129.5835 | 583272.7273 | 0.94832 | 0.60758 | 960000 | 16 | 6 | 1 | 0 | 1 | 7 | Lateral Hardening-Fuse-10640137 [ 2027 ], Lateral Hardening-Fuse-90142559, Lateral Hardening-Fuse-90398046, Lateral Hardening-Fuse-92725590, Lateral Hardening-Fuse-93126957, Lateral Hardening-Fuse-90398187 | 1500Million | Eastern | -1 | 3000
Lateral Hardening | Lateral Hardening-Fuse-60582268,3 | 14071 | 1282211.1284 | 358124.1316 | 1617753.5228 | 1708363.6364 | 0.94696 | 1.7795 | 960000 | 75 | 3 | 2 | 0 | 2 | 5 | Lateral Hardening-Fuse-60582268 [ 2028 ], Lateral Hardening-Fuse-60177071, Lateral Hardening-Fuse-10363977 | 1500Million | Western | -1 | 3000
Lateral Hardening | Lateral Hardening-Fuse-92113796,1 | 13020 | 121034.3427 | 17760.1618 | 133799.8977 | 141363.6364 | 0.94649 | 0.1178 | 1200000 | 8 | 1 | 0 | 0 | 0 | 1 | Lateral Hardening-Fuse-92113796 | 1500Million | South Hillsborough | -1 | 3000
Lateral Hardening | Lateral Hardening-Fuse-91158776,1 | 13069 | 66200.2595 | 3201.9699 | 106262.3084 | 112272.7273 | 0.94647 | 0.093561 | 1200000 | 30 | 1 | 0 | 0 | 0 | 1 | Lateral Hardening-Fuse-91158776 | 1500Million | Western | -1 | 3000
Lateral Hardening | Lateral Hardening-Fuse-90672170,1 | 13613 | 176937.7416 | 109226.7372 | 309080.6769 | 326818.1818 | 0.94573 | 0.27235 | 1200000 | 44 | 1 | 0 | 0 | 0 | 1 | Lateral Hardening-Fuse-90672170 | 1500Million | Western | -1 | 3000
Lateral Hardening | Lateral Hardening-Fuse-10144186,1 | 13123 | 65464.9056 | 2165.6762 | 64448.7688 | 68181.8182 | 0.94525 | 0.056818 | 1200000 | 28 | 1 | 0 | 0 | 0 | 1 | Lateral Hardening-Fuse-10144186 | 1500Million | Plant City | -1 | 3000
Lateral Hardening | Lateral Hardening-Fuse-90988675,1 | 13426 | 111736.4197 | 12379.182 | 118349.7611 | 125227.2727 | 0.94508 | 0.10436 | 1200000 | 11 | 1 | 0 | 0 | 0 | 1 | Lateral Hardening-Fuse-90988675 | 1500Million | Western | -1 | 3000
Lateral Hardening | Lateral Hardening-Fuse-92347088,3 | 13148 | 545933.3578 | 144428.8729 | 683175.3723 | 723272.7273 | 0.94456 | 0.75341 | 960000 | 25 | 3 | 0 | 0 | 0 | 3 | Lateral Hardening-Fuse-92347088, Lateral Hardening-Fuse-10645508, Lateral Hardening-Fuse-60194457 | 1500Million | Plant City | -1 | 3000
Lateral Hardening | Lateral Hardening-Fuse-91704512,10 | 13622 | 1241864.5017 | 238484.9609 | 1485662.7927 | 1573272.7273 | 0.94431 | 1.6388 | 960000 | 18 | 10 | 1 | 0 | 1 | 11 | Lateral Hardening-Fuse-91704512, Lateral Hardening-Fuse-90292767 [ 2028 ], Lateral Hardening-Fuse-90290284 [ 2028 ], Lateral Hardening-Fuse-91649856, Lateral Hardening-Fuse-90290298, Lateral Hardening-Fuse-90290300, Lateral Hardening-Fuse-90292719, Lateral Hardening-Fuse-90292732, Lateral Hardening-Fuse-91224022, Lateral Hardening-Fuse-91224548 | 1500Million | Western | -1 | 3000
Lateral Hardening | Lateral Hardening-Fuse-91195731,4 | 13008 | 461980.3866 | 84980.7245 | 530441.3743 | 562000 | 0.94385 | 0.58542 | 960000 | 25 | 4 | 0 | 0 | 0 | 4 | Lateral Hardening-Fuse-91195731 [ 2029 ], Lateral Hardening-Fuse-92532170, Lateral Hardening-Fuse-92568499, Lateral Hardening-Fuse-92528507 | 1500Million | Plant City | -1 | 3000
Lateral Hardening | Lateral Hardening-Fuse-91980449,1 | 13479 | 47982.5791 | 1471.9883 | 47160.4079 | 50000 | 0.94321 | 0.014583 | 3428571.4286 | 24 | 1 | 2 | 0 | 2 | 3 | Lateral Hardening-Fuse-91980449 | 1500Million | Winter Haven | -1 | 3000
Lateral Hardening | Lateral Hardening-Fuse-92604890,1 | 13984 | 290519.427 | 26505.5374 | 304966.2228 | 323409.0909 | 0.94297 | 0.26951 | 1200000 | 6 | 1 | 0 | 0 | 0 | 1 | Lateral Hardening-Fuse-92604890 [ 2028 ] | 1500Million | Plant City | -1 | 3000
Lateral Hardening | Lateral Hardening-Fuse-10241042,1 | 13531 | 316389.8183 | 78622.5689 | 380952.8922 | 404545.4545 | 0.94168 | 0.33712 | 1200000 | 5 | 1 | 0 | 0 | 0 | 1 | Lateral Hardening-Fuse-10241042 | 1500Million | Western | -1 | 3000
Lateral Hardening | Lateral Hardening-Fuse-91518968,1 | 13468 | 182432.6588 | 51325.5847 | 226551.2404 | 240681.8182 | 0.94129 | 0.20057 | 1200000 | 20 | 1 | 0 | 0 | 0 | 1 | Lateral Hardening-Fuse-91518968 | 1500Million | Central | -1 | 3000
Lateral Hardening | Lateral Hardening-Fuse-60146805,8 | 13436 | 1382346.8647 | 782388.2798 | 2288529.8633 | 2433272.7273 | 0.94052 | 2.5347 | 960000 | 111 | 8 | 2 | 0 | 2 | 10 | Lateral Hardening-Fuse-60146805, Lateral Hardening-Fuse-93066021, Lateral Hardening-Fuse-92434824, Lateral Hardening-Fuse-60324318, Lateral Hardening-Fuse-93064824, Lateral Hardening-Fuse-60146810, Lateral Hardening-Fuse-93065069, Lateral Hardening-Fuse-60147040 | 1500Million | Eastern | -1 | 3000
Lateral Hardening | Lateral Hardening-Fuse-60124031,1 | 13218 | 532906.5416 | 231935.7882 | 856908.6554 | 911363.6364 | 0.94025 | 0.75947 | 1200000 | 98 | 1 | 0 | 0 | 0 | 1 | Lateral Hardening-Fuse-60124031 | 1500Million | Western | -1 | 3000
Lateral Hardening | Lateral Hardening-Fuse-92395805,2 | 13186 | 665870.6194 | 335967.6774 | 976690.5284 | 1039090.9091 | 0.93995 | 1.0824 | 960000 | 124 | 2 | 0 | 0 | 0 | 2 | Lateral Hardening-Fuse-92395805, Lateral Hardening-Fuse-92395804 | 1500Million | Central | -1 | 3000
Lateral Hardening | Lateral Hardening-Fuse-10722388,1 | 13817 | 158840.636 | 7219.8915 | 158460.5419 | 168636.3636 | 0.93966 | 0.14053 | 1200000 | 7 | 1 | 0 | 0 | 0 | 1 | Lateral Hardening-Fuse-10722388 [ 2023 ] | 1500Million | South Hillsborough | -1 | 3000
Lateral Hardening | Lateral Hardening-Fuse-92316144,1 | 13112 | 211863.4052 | 76462.847 | 279808.26 | 297954.5455 | 0.9391 | 0.2483 | 1200000 | 41 | 1 | 0 | 0 | 0 | 1 | Lateral Hardening-Fuse-92316144 | 1500Million | Western | -1 | 3000
Lateral Hardening | Lateral Hardening-Fuse-91384782,1 | 13916 | 47989.6314 | 1266.7692 | 46929.5364 | 50000 | 0.93859 | 0.027652 | 1808219.1781 | 4 | 1 | 0 | 0 | 0 | 1 | Lateral Hardening-Fuse-91384782 | 1500Million | Winter Haven | -1 | 3000
Lateral Hardening | Lateral Hardening-Fuse-10667361,4 | 13785 | 449609.5194 | 93485.2845 | 562901.4194 | 600181.8182 | 0.93788 | 0.62519 | 960000 | 16 | 4 | 2 | 0 | 2 | 6 | Lateral Hardening-Fuse-10667361 [ 2021 ], Lateral Hardening-Fuse-92909521, Lateral Hardening-Fuse-92300708, Lateral Hardening-Fuse-92909510 | 1500Million | Plant City | -1 | 3000
Lateral Hardening | Lateral Hardening-Fuse-91085812,6 | 13238 | 1790017.7754 | 653453.2069 | 2461163.9212 | 2624727.2727 | 0.93768 | 2.7341 | 960000 | 47 | 6 | 6 | 0 | 6 | 12 | Lateral Hardening-Fuse-91085812 [ 2029 ], Lateral Hardening-Fuse-91070170, Lateral Hardening-Fuse-10813130, Lateral Hardening-Fuse-10813128, Lateral Hardening-Fuse-90970114, Lateral Hardening-Fuse-10813102 | 1500Million | South Hillsborough | -1 | 3000
Lateral Hardening | Lateral Hardening-Fuse-92083528,9 | 14012 | 1894087.8367 | 972863.8775 | 2898956.4176 | 3092000 | 0.93757 | 3.2208 | 960000 | 229 | 9 | 4 | 0 | 4 | 13 | Lateral Hardening-Fuse-92083528, Lateral Hardening-Fuse-91406838 [ 2024 ], Lateral Hardening-Fuse-91407176, Lateral Hardening-Fuse-90254018, Lateral Hardening-Fuse-91180881, Lateral Hardening-Fuse-91413578, Lateral Hardening-Fuse-93088909, Lateral Hardening-Fuse-10483785 [ 2024 ], Lateral Hardening-Fuse-91180866 | 1500Million | Central | -1 | 3000
Lateral Hardening | Lateral Hardening-Fuse-10616392,1 | 13126 | 24372.3885 | 228.7194 | 46856.94 | 50000 | 0.93714 | 0.0013258 | 37714285.7143 | 158 | 1 | 0 | 0 | 0 | 1 | Lateral Hardening-Fuse-10616392 | 1500Million | Plant City | -1 | 3000
Lateral Hardening | Lateral Hardening-Fuse-92863386,1 | 13460 | 174399.095 | 92452.923 | 258909.9004 | 276363.6364 | 0.93685 | 0.2303 | 1200000 | 4 | 1 | 0 | 0 | 0 | 1 | Lateral Hardening-Fuse-92863386 [ 2024 ] | 1500Million | Eastern | -1 | 3000
Lateral Hardening | Lateral Hardening-Fuse-10580687,1 | 13105 | 225897.866 | 16736.4826 | 231539.0178 | 247272.7273 | 0.93637 | 0.20606 | 1200000 | 20 | 1 | 0 | 0 | 0 | 1 | Lateral Hardening-Fuse-10580687 | 1500Million | Central | -1 | 3000
Lateral Hardening | Lateral Hardening-Fuse-10391656,1 | 13546 | 128071.9081 | 3883.4321 | 125676.1724 | 134318.1818 | 0.93566 | 0.11193 | 1200000 | 14 | 1 | 0 | 0 | 0 | 1 | Lateral Hardening-Fuse-10391656 | 1500Million | Central | -1 | 3000
Lateral Hardening | Lateral Hardening-Fuse-60125260,5 | 13099 | 1788147.9165 | 902068.6725 | 2665128.4687 | 2850181.8182 | 0.93507 | 2.9689 | 960000 | 126 | 5 | 5 | 0 | 5 | 10 | Lateral Hardening-Fuse-60125260 [ 2022 ], Lateral Hardening-Fuse-91360925, Lateral Hardening-Fuse-10368929, Lateral Hardening-Fuse-91508564, Lateral Hardening-Fuse-91508588 | 1500Million | Central | -1 | 3000
Lateral Hardening | Lateral Hardening-Fuse-92431936,1 | 14042 | 200101.2432 | 57865.2818 | 250767.1141 | 268181.8182 | 0.93506 | 0.22348 | 1200000 | 31 | 1 | 0 | 0 | 0 | 1 | Lateral Hardening-Fuse-92431936 | 1500Million | Central | -1 | 3000
Lateral Hardening | Lateral Hardening-Fuse-60023887,3 | 13679 | 712550.556 | 346925.733 | 1078342.3721 | 1153454.5455 | 0.93488 | 1.2015 | 960000 | 49 | 3 | 0 | 0 | 0 | 3 | Lateral Hardening-Fuse-60023887 [ 2028 ], Lateral Hardening-Fuse-91295197, Lateral Hardening-Fuse-90294532 | 1500Million | Western | -1 | 3000
Lateral Hardening | Lateral Hardening-Fuse-10904197,1 | 13712 | 131273.288 | 21528.2126 | 147738.5989 | 158181.8182 | 0.93398 | 0.13182 | 1200000 | 6 | 1 | 0 | 0 | 0 | 1 | Lateral Hardening-Fuse-10904197 | 1500Million | Eastern | -1 | 3000
Lateral Hardening | Lateral Hardening-Fuse-60010878,4 | 13027 | 470921.9622 | 263487.9458 | 712678.0078 | 763272.7273 | 0.93371 | 0.79508 | 960000 | 89 | 4 | 0 | 0 | 0 | 4 | Lateral Hardening-Fuse-60010878, Lateral Hardening-Fuse-91625206, Lateral Hardening-Fuse-90669188, Lateral Hardening-Fuse-91070840 | 1500Million | Central | -1 | 3000
Lateral Hardening | Lateral Hardening-Fuse-90426238,3 | 13660 | 547411.2906 | 147703.8988 | 672331.7564 | 720181.8182 | 0.93356 | 0.75019 | 960000 | 175 | 3 | 2 | 0 | 2 | 5 | Lateral Hardening-Fuse-90426238 [ 2027 ], Lateral Hardening-Fuse-60310011, Lateral Hardening-Fuse-60238820 | 1500Million | Winter Haven | -1 | 3000
Lateral Hardening | Lateral Hardening-Fuse-91923280,1 | 13610 | 39414.1295 | 1083.969 | 46672.1547 | 50000 | 0.93344 | 0.031439 | 1590361.4458 | 9 | 1 | 0 | 0 | 0 | 1 | Lateral Hardening-Fuse-91923280 | 1500Million | Western | -1 | 3000
Lateral Hardening | Lateral Hardening-Fuse-92350462,8 | 13470 | 2418654.6624 | 379778.6065 | 2717016.5766 | 2912000 | 0.93304 | 3.0333 | 960000 | 70 | 8 | 7 | 0 | 7 | 15 | Lateral Hardening-Fuse-92350462 [ 2026 ], Lateral Hardening-Fuse-91374861 [ 2026 ], Lateral Hardening-Fuse-60484966, Lateral Hardening-Fuse-92565561, Lateral Hardening-Fuse-10662374, Lateral Hardening-Fuse-10662358, Lateral Hardening-Fuse-90909845, Lateral Hardening-Fuse-10662375 | 1500Million | Winter Haven | -1 | 3000
Lateral Hardening | Lateral Hardening-Fuse-93301252,1 | 13808 | 150246.597 | 15626.081 | 160512.9932 | 172045.4545 | 0.93297 | 0.14337 | 1200000 | 4 | 1 | 0 | 0 | 0 | 1 | Lateral Hardening-Fuse-93301252 [ 2027 ] | 1500Million | Plant City | -1 | 3000
Lateral Hardening | Lateral Hardening-Fuse-10643414,1 | 13390 | 185074.909 | 8091.2353 | 183994.9201 | 197272.7273 | 0.93269 | 0.16439 | 1200000 | 15 | 1 | 1 | 0 | 1 | 2 | Lateral Hardening-Fuse-10643414 | 1500Million | Plant City | -1 | 3000
Lateral Hardening | Lateral Hardening-Fuse-10793111,1 | 13470 | 188549.1639 | 44149.1669 | 225302.4919 | 241590.9091 | 0.93258 | 0.20133 | 1200000 | 28 | 1 | 0 | 0 | 0 | 1 | Lateral Hardening-Fuse-10793111 | 1500Million | Winter Haven | -1 | 3000
Lateral Hardening | Lateral Hardening-Fuse-93165326,2 | 13414 | 141866.443 | 15204.1555 | 150385.8614 | 161272.7273 | 0.93249 | 0.16799 | 960000 | 22 | 2 | 0 | 0 | 0 | 2 | Lateral Hardening-Fuse-93165326 [ 2027 ], Lateral Hardening-Fuse-10674239 | 1500Million | Plant City | -1 | 3000
Lateral Hardening | Lateral Hardening-Fuse-10569607,4 | 13372 | 291429.1749 | 19176.8618 | 296444.4368 | 318181.8182 | 0.93168 | 0.33144 | 960000 | 14 | 4 | 3 | 0 | 3 | 7 | Lateral Hardening-Fuse-10569607, Lateral Hardening-Fuse-10569611, Lateral Hardening-Fuse-60633465, Lateral Hardening-Fuse-10569610 | 1500Million | Winter Haven | -1 | 3000
Lateral Hardening | Lateral Hardening-Fuse-91469052,1 | 13071 | 140773.0365 | 23421.2361 | 158384.8718 | 170000 | 0.93168 | 0.14167 | 1200000 | 4 | 1 | 0 | 0 | 0 | 1 | Lateral Hardening-Fuse-91469052 | 1500Million | Western | -1 | 3000
Lateral Hardening | Lateral Hardening-Fuse-60006189,1 | 13899 | 357948.0242 | 54271.24 | 399566.7247 | 429090.9091 | 0.93119 | 0.35758 | 1200000 | 35 | 1 | 0 | 0 | 0 | 1 | Lateral Hardening-Fuse-60006189 [ 2025 ] | 1500Million | South Hillsborough | -1 | 3000
Lateral Hardening | Lateral Hardening-Fuse-92176083,1 | 13308 | 133121.0802 | 39022.7517 | 167134.0369 | 179545.4545 | 0.93087 | 0.14962 | 1200000 | 3 | 1 | 0 | 0 | 0 | 1 | Lateral Hardening-Fuse-92176083 [ 2026 ] | 1500Million | Winter Haven | -1 | 3000
Lateral Hardening | Lateral Hardening-Fuse-60022966,5 | 13612 | 410948.2224 | 98220.8621 | 511952.84 | 550000 | 0.93082 | 0.57292 | 960000 | 26 | 5 | 0 | 0 | 0 | 5 | Lateral Hardening-Fuse-60022966, Lateral Hardening-Fuse-90312567, Lateral Hardening-Fuse-90483978, Lateral Hardening-Fuse-90312416, Lateral Hardening-Fuse-90312418 | 1500Million | Western | -1 | 3000
Lateral Hardening | Lateral Hardening-Fuse-91636868,1 | 13107 | 271400.1744 | 12923.9965 | 271143.92 | 291363.6364 | 0.9306 | 0.2428 | 1200000 | 126 | 1 | 2 | 0 | 2 | 3 | Lateral Hardening-Fuse-91636868 | 1500Million | Central | -1 | 3000
Lateral Hardening | Lateral Hardening-Fuse-10089355,8 | 13278 | 1449520.4382 | 380996.0247 | 1803444.2348 | 1939636.3636 | 0.92978 | 2.0205 | 960000 | 205 | 8 | 1 | 0 | 1 | 9 | Lateral Hardening-Fuse-10089355 [ 2027 ], Lateral Hardening-Fuse-92821560, Lateral Hardening-Fuse-10089363, Lateral Hardening-Fuse-90893446, Lateral Hardening-Fuse-90893539 [ 2027 ], Lateral Hardening-Fuse-10089358, Lateral Hardening-Fuse-90893491, Lateral Hardening-Fuse-90907225 | 1500Million | Winter Haven | -1 | 3000
Lateral Hardening | Lateral Hardening-Fuse-91655055,1 | 13535 | 267395.2339 | 125812.5674 | 493131.4112 | 531136.3636 | 0.92845 | 0.44261 | 1200000 | 46 | 1 | 0 | 0 | 0 | 1 | Lateral Hardening-Fuse-91655055 | 1500Million | Western | -1 | 3000
Lateral Hardening | Lateral Hardening-Fuse-10092393,1 | 13610 | 94561.9586 | 26026.6518 | 116456.1676 | 125454.5455 | 0.92827 | 0.10455 | 1200000 | 19 | 1 | 0 | 0 | 0 | 1 | Lateral Hardening-Fuse-10092393 | 1500Million | Western | -1 | 3000
Lateral Hardening | Lateral Hardening-Fuse-90944811,1 | 13712 | 957406.3835 | 283359.439 | 1211135.0095 | 1304772.7273 | 0.92823 | 1.0873 | 1200000 | 75 | 1 | 0 | 0 | 0 | 1 | Lateral Hardening-Fuse-90944811 | 1500Million | Eastern | -1 | 3000
Lateral Hardening | Lateral Hardening-Fuse-91432110,1 | 13071 | 191037.6298 | 66603.0369 | 249955.1359 | 269318.1818 | 0.9281 | 0.22443 | 1200000 | 12 | 1 | 0 | 0 | 0 | 1 | Lateral Hardening-Fuse-91432110 [ 2022 ] | 1500Million | Western | -1 | 3000
Lateral Hardening | Lateral Hardening-Fuse-92173655,1 | 13909 | 229340.2942 | 55599.124 | 275587.9749 | 297045.4545 | 0.92776 | 0.24754 | 1200000 | 30 | 1 | 0 | 0 | 0 | 1 | Lateral Hardening-Fuse-92173655 | 1500Million | Eastern | -1 | 3000
Lateral Hardening | Lateral Hardening-Fuse-10453988,1 | 13130 | 55346.3405 | 8610.8997 | 61127.9637 | 65909.0909 | 0.92746 | 0.054924 | 1200000 | 3 | 1 | 0 | 0 | 0 | 1 | Lateral Hardening-Fuse-10453988 | 1500Million | Eastern | -1 | 3000
Lateral Hardening | Lateral Hardening-Fuse-92282350,1 | 13038 | 270886.943 | 82541.4301 | 344619.3927 | 371590.9091 | 0.92742 | 0.30966 | 1200000 | 30 | 1 | 0 | 0 | 0 | 1 | Lateral Hardening-Fuse-92282350 | 1500Million | Eastern | -1 | 3000
Lateral Hardening | Lateral Hardening-Fuse-60110867,1 | 13512 | 86895.4014 | 14404.4163 | 109577.6098 | 118181.8182 | 0.9272 | 0.098485 | 1200000 | 16 | 1 | 0 | 0 | 0 | 1 | Lateral Hardening-Fuse-60110867 | 1500Million | Western | -1 | 3000
Lateral Hardening | Lateral Hardening-Fuse-10696429,1 | 13961 | 182999.8897 | 56359.0198 | 231993.1356 | 250227.2727 | 0.92713 | 0.20852 | 1200000 | 4 | 1 | 0 | 0 | 0 | 1 | Lateral Hardening-Fuse-10696429 [ 2021 ] | 1500Million | Plant City | -1 | 3000
Lateral Hardening | Lateral Hardening-Fuse-10632119,1 | 13311 | 290680.1991 | 136723.8199 | 428793.2756 | 462500 | 0.92712 | 0.38542 | 1200000 | 55 | 1 | 0 | 0 | 0 | 1 | Lateral Hardening-Fuse-10632119 | 1500Million | Winter Haven | -1 | 3000
Lateral Hardening | Lateral Hardening-Fuse-90458164,2 | 13443 | 213667.5568 | 215720.4306 | 450598.3514 | 486363.6364 | 0.92646 | 0.50663 | 960000 | 51 | 2 | 1 | 0 | 1 | 3 | Lateral Hardening-Fuse-90458164, Lateral Hardening-Fuse-92596219 | 1500Million | Winter Haven | -1 | 3000
Lateral Hardening | Lateral Hardening-Fuse-91987824,1 | 13219 | 199725.4315 | 13921.1097 | 203928.8602 | 220227.2727 | 0.92599 | 0.18352 | 1200000 | 35 | 1 | 0 | 0 | 0 | 1 | Lateral Hardening-Fuse-91987824 | 1500Million | Western | -1 | 3000
Lateral Hardening | Lateral Hardening-Fuse-92948384,2 | 14144 | 652694.572 | 739146.7247 | 1354309.1059 | 1463636.3636 | 0.9253 | 1.5246 | 960000 | 122 | 2 | 1 | 0 | 1 | 3 | Lateral Hardening-Fuse-92948384, Lateral Hardening-Fuse-10077321 | 1500Million | South Hillsborough | -1 | 3000
Lateral Hardening | Lateral Hardening-Fuse-10127381,1 | 13077 | 107312.4385 | 9742.6334 | 111847.7357 | 120909.0909 | 0.92506 | 0.10076 | 1200000 | 8 | 1 | 0 | 0 | 0 | 1 | Lateral Hardening-Fuse-10127381 | 1500Million | Western | -1 | 3000
Lateral Hardening | Lateral Hardening-Fuse-91286800,2 | 14041 | 240789.3472 | 104876.2969 | 334860.1333 | 362000 | 0.92503 | 0.37708 | 960000 | 6 | 2 | 0 | 0 | 0 | 2 | Lateral Hardening-Fuse-91286800 [ 2023 ], Lateral Hardening-Fuse-91286781 | 1500Million | Central | -1 | 3000
Lateral Hardening | Lateral Hardening-Fuse-10898124,9 | 13582 | 1183018.6273 | 471745.1883 | 1719253.0531 | 1860000 | 0.92433 | 1.9375 | 960000 | 111 | 9 | 5 | 0 | 5 | 14 | Lateral Hardening-Fuse-10898124 [ 2028 ], Lateral Hardening-Fuse-60560736 [ 2028 ], Lateral Hardening-Fuse-90767257, Lateral Hardening-Fuse-10898218, Lateral Hardening-Fuse-60238489, Lateral Hardening-Fuse-91262491, Lateral Hardening-Fuse-91531438, Lateral Hardening-Fuse-91262486, Lateral Hardening-Fuse-60238490 | 1500Million | Western | -1 | 3000
Lateral Hardening | Lateral Hardening-Fuse-90175021,32 | 13657 | 5632397.876 | 1098818.1067 | 6741305.7766 | 7298181.8182 | 0.9237 | 7.6023 | 960000 | 409 | 32 | 16 | 0 | 16 | 48 | Lateral Hardening-Fuse-90175021 [ 2024 ], Lateral Hardening-Fuse-60070535 [ 2024 ], Lateral Hardening-Fuse-10070769, Lateral Hardening-Fuse-93082079, Lateral Hardening-Fuse-10070714, Lateral Hardening-Fuse-10070717, Lateral Hardening-Fuse-10070764, Lateral Hardening-Fuse-10070762, Lateral Hardening-Fuse-60070539, Lateral Hardening-Fuse-91123274, Lateral Hardening-Fuse-10070763, Lateral Hardening-Fuse-10070713, Lateral Hardening-Fuse-10070716, Lateral Hardening-Fuse-10070709 [ 2024 ], Lateral Hardening-Fuse-10070766, Lateral Hardening-Fuse-10070715, Lateral Hardening-Fuse-10070767, Lateral Hardening-Fuse-60467591, Lateral Hardening-Fuse-10070718, Lateral Hardening-Fuse-10070696 [ 2024 ], Lateral Hardening-Fuse-90638745, Lateral Hardening-Fuse-10627001, Lateral Hardening-Fuse-10626991, Lateral Hardening-Fuse-10627090, Lateral Hardening-Fuse-10070707, Lateral Hardening-Fuse-10070702 [ 2024 ], Lateral Hardening-Fuse-10070701, Lateral Hardening-Fuse-10070758, Lateral Hardening-Fuse-93119475, Lateral Hardening-Fuse-91126688, Lateral Hardening-Fuse-10070708, Lateral Hardening-Fuse-10627059 | 1500Million | Plant City | -1 | 3000
Lateral Hardening | Lateral Hardening-Fuse-93297034,2 | 13808 | 208527.944 | 68740.5913 | 268742.1206 | 291090.9091 | 0.92322 | 0.30322 | 960000 | 6 | 2 | 1 | 0 | 1 | 3 | Lateral Hardening-Fuse-93297034 [ 2027 ], Lateral Hardening-Fuse-91410580 | 1500Million | Plant City | -1 | 3000
Lateral Hardening | Lateral Hardening-Fuse-90089033,1 | 13133 | 418609.7762 | 217455.5206 | 691343.2213 | 750681.8182 | 0.92095 | 0.62557 | 1200000 | 40 | 1 | 0 | 0 | 0 | 1 | Lateral Hardening-Fuse-90089033 | 1500Million | Eastern | -1 | 3000
Lateral Hardening | Lateral Hardening-Fuse-10681839,2 | 13214 | 701032.1972 | 489630.6928 | 1165050.0459 | 1265454.5455 | 0.92066 | 1.3182 | 960000 | 31 | 2 | 0 | 0 | 0 | 2 | Lateral Hardening-Fuse-10681839, Lateral Hardening-Fuse-92099807 | 1500Million | Eastern | -1 | 3000
Lateral Hardening | Lateral Hardening-Fuse-92455466,1 | 13377 | 157654.0639 | 95859.3716 | 247445.8571 | 268863.6364 | 0.92034 | 0.22405 | 1200000 | 25 | 1 | 0 | 0 | 0 | 1 | Lateral Hardening-Fuse-92455466 | 1500Million | Western | -1 | 3000
Lateral Hardening | Lateral Hardening-Fuse-91505322,2 | 13146 | 559253.7213 | 43781.241 | 579591.0517 | 630727.2727 | 0.91892 | 0.65701 | 960000 | 17 | 2 | 0 | 0 | 0 | 2 | Lateral Hardening-Fuse-91505322 [ 2026 ], Lateral Hardening-Fuse-60286295 | 1500Million | Plant City | -1 | 3000
Lateral Hardening | Lateral Hardening-Fuse-10827145,1 | 13769 | 853336.0099 | 213855.4222 | 1039140.588 | 1131590.9091 | 0.9183 | 0.94299 | 1200000 | 26 | 1 | 2 | 0 | 2 | 3 | Lateral Hardening-Fuse-10827145 [ 2028 ] | 1500Million | Winter Haven | -1 | 3000
Lateral Hardening | Lateral Hardening-Fuse-10127945,10 | 13078 | 1428332.1121 | 564601.1059 | 2055294.9233 | 2238181.8182 | 0.91829 | 2.3314 | 960000 | 353 | 10 | 0 | 0 | 0 | 10 | Lateral Hardening-Fuse-10127945, Lateral Hardening-Fuse-10127947, Lateral Hardening-Fuse-10127948, Lateral Hardening-Fuse-10127949, Lateral Hardening-Fuse-10127951, Lateral Hardening-Fuse-10127952, Lateral Hardening-Fuse-10127953, Lateral Hardening-Fuse-90444754, Lateral Hardening-Fuse-10127954, Lateral Hardening-Fuse-10127950 | 1500Million | Western | -1 | 3000
Lateral Hardening | Lateral Hardening-Fuse-60163301,1 | 13786 | 173950.7869 | 35628.3183 | 202601.6058 | 220681.8182 | 0.91807 | 0.1839 | 1200000 | 17 | 1 | 0 | 0 | 0 | 1 | Lateral Hardening-Fuse-60163301 | 1500Million | Plant City | -1 | 3000
Lateral Hardening | Lateral Hardening-Fuse-10635140,1 | 13242 | 137892.9656 | 23538.1725 | 165435.4833 | 180227.2727 | 0.91793 | 0.15019 | 1200000 | 21 | 1 | 0 | 0 | 0 | 1 | Lateral Hardening-Fuse-10635140 | 1500Million | Plant City | -1 | 3000
Lateral Hardening | Lateral Hardening-Fuse-92619624,1 | 13805 | 407826.0823 | 93146.2723 | 485551.0982 | 529090.9091 | 0.91771 | 0.44091 | 1200000 | 9 | 1 | 0 | 0 | 0 | 1 | Lateral Hardening-Fuse-92619624 [ 2024 ] | 1500Million | Plant City | -1 | 3000
Lateral Hardening | Lateral Hardening-Fuse-60334991,1 | 14117 | 93910.4639 | 13239.4785 | 102360.2766 | 111590.9091 | 0.91728 | 0.092992 | 1200000 | 53 | 1 | 1 | 1 | 0 | 2 | Lateral Hardening-Fuse-60334991 | 1500Million | Eastern | -1 | 3000
Lateral Hardening | Lateral Hardening-Fuse-91668185,2 | 13709 | 639119.0329 | 398194.7256 | 1017311.2162 | 1109272.7273 | 0.9171 | 1.1555 | 960000 | 76 | 2 | 7 | 0 | 7 | 9 | Lateral Hardening-Fuse-91668185, Lateral Hardening-Fuse-10904190 | 1500Million | Eastern | -1 | 3000
Lateral Hardening | Lateral Hardening-Fuse-93257583,1 | 13175 | 404191.5526 | 96576.1964 | 484898.0689 | 529090.9091 | 0.91647 | 0.44091 | 1200000 | 59 | 1 | 0 | 0 | 0 | 1 | Lateral Hardening-Fuse-93257583 | 1500Million | Central | -1 | 3000
Lateral Hardening | Lateral Hardening-Fuse-92677590,1 | 13805 | 402444.4419 | 123456.4026 | 510651.5128 | 557954.5455 | 0.91522 | 0.46496 | 1200000 | 22 | 1 | 0 | 0 | 0 | 1 | Lateral Hardening-Fuse-92677590 [ 2024 ] | 1500Million | Plant City | -1 | 3000
Lateral Hardening | Lateral Hardening-Fuse-10632128,2 | 13311 | 233790.7284 | 74542.3809 | 298330.5465 | 326000 | 0.91512 | 0.33958 | 960000 | 30 | 2 | 2 | 0 | 2 | 4 | Lateral Hardening-Fuse-10632128, Lateral Hardening-Fuse-91312055 | 1500Million | Winter Haven | -1 | 3000
Lateral Hardening | Lateral Hardening-Fuse-60356761,8 | 13830 | 428695.303 | 561079.8628 | 1088155.6167 | 1189090.9091 | 0.91512 | 1.2386 | 960000 | 114 | 8 | 1 | 1 | 0 | 9 | Lateral Hardening-Fuse-60356761, Lateral Hardening-Fuse-10426543, Lateral Hardening-Fuse-10426538 [ 2025 ], Lateral Hardening-Fuse-91303047, Lateral Hardening-Fuse-10426537, Lateral Hardening-Fuse-91655530, Lateral Hardening-Fuse-10426546, Lateral Hardening-Fuse-93062591 | 1500Million | Central | -1 | 3000
Lateral Hardening | Lateral Hardening-Fuse-10925174,1 | 13020 | 47141.3288 | 858.2342 | 45751.7587 | 50000 | 0.91504 | 0.018561 | 2693877.551 | 217 | 1 | 6 | 0 | 6 | 7 | Lateral Hardening-Fuse-10925174 | 1500Million | South Hillsborough | -1 | 3000
Lateral Hardening | Lateral Hardening-Fuse-10162609,2 | 13031 | 585346.4408 | 94672.6285 | 659640.4736 | 721090.9091 | 0.91478 | 0.75114 | 960000 | 31 | 2 | 0 | 0 | 0 | 2 | Lateral Hardening-Fuse-10162609 [ 2029 ], Lateral Hardening-Fuse-93158816 | 1500Million | Winter Haven | -1 | 3000
Lateral Hardening | Lateral Hardening-Fuse-60002577,2 | 13024 | 576157.3337 | 190709.0793 | 749560.3071 | 819636.3636 | 0.9145 | 0.85379 | 960000 | 138 | 2 | 3 | 0 | 3 | 5 | Lateral Hardening-Fuse-60002577 [ 2025 ], Lateral Hardening-Fuse-91963180 | 1500Million | Central | -1 | 3000
Lateral Hardening | Lateral Hardening-Fuse-92269164,1 | 13114 | 180407.2004 | 85949.2348 | 258912.5335 | 283181.8182 | 0.9143 | 0.23598 | 1200000 | 39 | 1 | 0 | 0 | 0 | 1 | Lateral Hardening-Fuse-92269164 | 1500Million | Western | -1 | 3000
Lateral Hardening | Lateral Hardening-Fuse-92025390,1 | 13418 | 151857.6694 | 27895.6305 | 173713.8095 | 190000 | 0.91428 | 0.15833 | 1200000 | 30 | 1 | 0 | 0 | 0 | 1 | Lateral Hardening-Fuse-92025390 | 1500Million | Central | -1 | 3000
Lateral Hardening | Lateral Hardening-Fuse-10366854,1 | 13101 | 69393.9553 | 9171.134 | 75212.692 | 82272.7273 | 0.91419 | 0.068561 | 1200000 | 17 | 1 | 0 | 0 | 0 | 1 | Lateral Hardening-Fuse-10366854 | 1500Million | Central | -1 | 3000
Lateral Hardening | Lateral Hardening-Fuse-10580666,2 | 13105 | 507402.0611 | 185686.375 | 674293.2025 | 737636.3636 | 0.91413 | 0.76837 | 960000 | 83 | 2 | 0 | 0 | 0 | 2 | Lateral Hardening-Fuse-10580666, Lateral Hardening-Fuse-92332338 | 1500Million | Central | -1 | 3000
Lateral Hardening | Lateral Hardening-Fuse-10898128,1 | 13582 | 106948.4726 | 10828.826 | 112993.4347 | 123636.3636 | 0.91392 | 0.10303 | 1200000 | 7 | 1 | 0 | 0 | 0 | 1 | Lateral Hardening-Fuse-10898128 [ 2028 ] | 1500Million | Western | -1 | 3000
Lateral Hardening | Lateral Hardening-Fuse-90436228,1 | 13120 | 105508.4458 | 11412.0709 | 111877.8438 | 122500 | 0.91329 | 0.10208 | 1200000 | 5 | 1 | 1 | 0 | 1 | 2 | Lateral Hardening-Fuse-90436228 | 1500Million | Plant City | -1 | 3000
Lateral Hardening | Lateral Hardening-Fuse-92309508,1 | 13461 | 624024.7803 | 338761.3142 | 942659.5472 | 1032954.5455 | 0.91259 | 0.8608 | 1200000 | 53 | 1 | 0 | 0 | 0 | 1 | Lateral Hardening-Fuse-92309508 | 1500Million | Eastern | -1 | 3000
Lateral Hardening | Lateral Hardening-Fuse-60003162,2 | 13612 | 142273.2115 | 235451.8517 | 398642.9804 | 436909.0909 | 0.91242 | 0.45511 | 960000 | 76 | 2 | 0 | 0 | 0 | 2 | Lateral Hardening-Fuse-60003162, Lateral Hardening-Fuse-90523035 | 1500Million | Western | -1 | 3000
Lateral Hardening | Lateral Hardening-Fuse-93251015,1 | 13175 | 170760.572 | 18706.7662 | 182239.2029 | 199772.7273 | 0.91223 | 0.16648 | 1200000 | 26 | 1 | 0 | 0 | 0 | 1 | Lateral Hardening-Fuse-93251015 | 1500Million | Central | -1 | 3000
Lateral Hardening | Lateral Hardening-Fuse-10562374,1 | 13296 | 122348.0718 | 22164.7527 | 138464.3085 | 151818.1818 | 0.91204 | 0.12652 | 1200000 | 3 | 1 | 0 | 0 | 0 | 1 | Lateral Hardening-Fuse-10562374 | 1500Million | Winter Haven | -1 | 3000
Lateral Hardening | Lateral Hardening-Fuse-10144167,1 | 13123 | 118015.7719 | 8228.2064 | 121018.416 | 132727.2727 | 0.91178 | 0.11061 | 1200000 | 14 | 1 | 0 | 0 | 0 | 1 | Lateral Hardening-Fuse-10144167 | 1500Million | Plant City | -1 | 3000
Lateral Hardening | Lateral Hardening-Fuse-10793110,1 | 13470 | 179293.6057 | 35117.4633 | 207468.5605 | 227727.2727 | 0.91104 | 0.18977 | 1200000 | 17 | 1 | 0 | 0 | 0 | 1 | Lateral Hardening-Fuse-10793110 | 1500Million | Winter Haven | -1 | 3000
Lateral Hardening | Lateral Hardening-Fuse-93110781,1 | 13797 | 91004.7233 | 19645.7232 | 106361.7708 | 116818.1818 | 0.91049 | 0.097348 | 1200000 | 13 | 1 | 1 | 0 | 1 | 2 | Lateral Hardening-Fuse-93110781 | 1500Million | Eastern | -1 | 3000
Lateral Hardening | Lateral Hardening-Fuse-60228127,1 | 13458 | 289180.7808 | 61640.1982 | 347596.4945 | 381818.1818 | 0.91037 | 0.31818 | 1200000 | 8 | 1 | 0 | 0 | 0 | 1 | Lateral Hardening-Fuse-60228127 [ 2026 ] | 1500Million | Eastern | -1 | 3000
Lateral Hardening | Lateral Hardening-Fuse-92597536,1 | 13390 | 200947.9565 | 45863.7867 | 239527.397 | 263409.0909 | 0.90934 | 0.21951 | 1200000 | 25 | 1 | 0 | 0 | 0 | 1 | Lateral Hardening-Fuse-92597536 | 1500Million | Plant City | -1 | 3000
Lateral Hardening | Lateral Hardening-Fuse-92442748,1 | 13391 | 1076057.3419 | 262073.4221 | 1309373.2072 | 1440000 | 0.90929 | 1.2 | 1200000 | 69 | 1 | 0 | 0 | 0 | 1 | Lateral Hardening-Fuse-92442748 | 1500Million | Plant City | -1 | 3000
Lateral Hardening | Lateral Hardening-Fuse-90896805,1 | 13096 | 107234.9225 | 10056.5153 | 115395.6039 | 127045.4545 | 0.9083 | 0.10587 | 1200000 | 5 | 1 | 0 | 0 | 0 | 1 | Lateral Hardening-Fuse-90896805 | 1500Million | Central | -1 | 3000
Lateral Hardening | Lateral Hardening-Fuse-10675177,4 | 13464 | 513461.1909 | 139268.8285 | 729203.7122 | 804000 | 0.90697 | 0.8375 | 960000 | 57 | 4 | 0 | 0 | 0 | 4 | Lateral Hardening-Fuse-10675177 [ 2027 ], Lateral Hardening-Fuse-10675174, Lateral Hardening-Fuse-10675175, Lateral Hardening-Fuse-10675176 [ 2027 ] | 1500Million | Plant City | -1 | 3000
Lateral Hardening | Lateral Hardening-Fuse-92681050,1 | 13805 | 173919.597 | 37179.3557 | 204171.6607 | 225227.2727 | 0.90651 | 0.18769 | 1200000 | 8 | 1 | 0 | 0 | 0 | 1 | Lateral Hardening-Fuse-92681050 [ 2024 ] | 1500Million | Plant City | -1 | 3000
Lateral Hardening | Lateral Hardening-Fuse-60037170,2 | 13163 | 246715.611 | 49300.4643 | 304843.2159 | 336727.2727 | 0.90531 | 0.35076 | 960000 | 56 | 2 | 2 | 0 | 2 | 4 | Lateral Hardening-Fuse-60037170, Lateral Hardening-Fuse-92178137 | 1500Million | Western | -1 | 3000
Lateral Hardening | Lateral Hardening-Fuse-90146008,3 | 13207 | 200824.8539 | 50824.8418 | 242119.471 | 267454.5455 | 0.90527 | 0.2786 | 960000 | 41 | 3 | 0 | 0 | 0 | 3 | Lateral Hardening-Fuse-90146008 [ 2024 ], Lateral Hardening-Fuse-90146568, Lateral Hardening-Fuse-90146615 | 1500Million | Western | -1 | 3000
Lateral Hardening | Lateral Hardening-Fuse-90112417,1 | 13896 | 131494.0237 | 16526.7128 | 141960.1767 | 156818.1818 | 0.90525 | 0.13068 | 1200000 | 6 | 1 | 0 | 0 | 0 | 1 | Lateral Hardening-Fuse-90112417 | 1500Million | South Hillsborough | -1 | 3000
Lateral Hardening | Lateral Hardening-Fuse-92782140,1 | 13659 | 141984.9551 | 20549.8334 | 156480.8485 | 172954.5455 | 0.90475 | 0.14413 | 1200000 | 58 | 1 | 1 | 0 | 1 | 2 | Lateral Hardening-Fuse-92782140 [ 2023 ] | 1500Million | Winter Haven | -1 | 3000
Lateral Hardening | Lateral Hardening-Fuse-10737681,1 | 13489 | 102628.1972 | 3843.4674 | 101570.1915 | 112272.7273 | 0.90467 | 0.093561 | 1200000 | 6 | 1 | 0 | 0 | 0 | 1 | Lateral Hardening-Fuse-10737681 [ 2023 ] | 1500Million | South Hillsborough | -1 | 3000
Lateral Hardening | Lateral Hardening-Fuse-93442603,1 | 13289 | 167614.5857 | 40072.9142 | 200878.2574 | 222045.4545 | 0.90467 | 0.18504 | 1200000 | 26 | 1 | 1 | 0 | 1 | 2 | Lateral Hardening-Fuse-93442603 | 1500Million | Winter Haven | -1 | 3000
Lateral Hardening | Lateral Hardening-Fuse-10310511,1 | 13338 | 101594.4439 | 6488.1535 | 103204.8631 | 114090.9091 | 0.90458 | 0.095076 | 1200000 | 10 | 1 | 0 | 0 | 0 | 1 | Lateral Hardening-Fuse-10310511 | 1500Million | Western | -1 | 3000
Lateral Hardening | Lateral Hardening-Fuse-10165804,1 | 13072 | 98040.254 | 13566.1316 | 106834.1962 | 118181.8182 | 0.90398 | 0.098485 | 1200000 | 13 | 1 | 0 | 0 | 0 | 1 | Lateral Hardening-Fuse-10165804 | 1500Million | Western | -1 | 3000
Lateral Hardening | Lateral Hardening-Fuse-90684489,1 | 13177 | 72865.9087 | 5239.3774 | 74557.0055 | 82500 | 0.90372 | 0.06875 | 1200000 | 12 | 1 | 1 | 0 | 1 | 2 | Lateral Hardening-Fuse-90684489 | 1500Million | Central | -1 | 3000
Lateral Hardening | Lateral Hardening-Fuse-91324649,1 | 13160 | 43604.6578 | 3664.4547 | 45154.0653 | 50000 | 0.90308 | 0.020455 | 2444444.4444 | 115 | 1 | 0 | 0 | 0 | 1 | Lateral Hardening-Fuse-91324649 | 1500Million | Central | -1 | 3000
Lateral Hardening | Lateral Hardening-Fuse-91585479,1 | 13586 | 49390.5974 | 5324.6907 | 52293.7583 | 57954.5455 | 0.90232 | 0.048295 | 1200000 | 4 | 1 | 0 | 0 | 0 | 1 | Lateral Hardening-Fuse-91585479 | 1500Million | Western | -1 | 3000
Lateral Hardening | Lateral Hardening-Fuse-10829494,1 | 13687 | 37518.0068 | 9512.9886 | 45105.7317 | 50000 | 0.90211 | 0.036742 | 1360824.7423 | 2 | 1 | 0 | 0 | 0 | 1 | Lateral Hardening-Fuse-10829494 | 1500Million | Eastern | -1 | 3000
Lateral Hardening | Lateral Hardening-Fuse-92888120,2 | 13147 | 270013.8663 | 13092.6353 | 269903.2218 | 299272.7273 | 0.90186 | 0.31174 | 960000 | 15 | 2 | 0 | 0 | 0 | 2 | Lateral Hardening-Fuse-92888120 [ 2026 ], Lateral Hardening-Fuse-10693246 | 1500Million | Plant City | -1 | 3000
Lateral Hardening | Lateral Hardening-Fuse-92199793,1 | 13909 | 337523.8674 | 73075.6599 | 411540.8021 | 456363.6364 | 0.90178 | 0.3803 | 1200000 | 22 | 1 | 0 | 0 | 0 | 1 | Lateral Hardening-Fuse-92199793 [ 2023 ] | 1500Million | Eastern | -1 | 3000
Lateral Hardening | Lateral Hardening-Fuse-92130555,1 | 13140 | 58333.651 | 6096.9486 | 61474.7968 | 68181.8182 | 0.90163 | 0.056818 | 1200000 | 11 | 1 | 0 | 0 | 0 | 1 | Lateral Hardening-Fuse-92130555 | 1500Million | Western | -1 | 3000
Lateral Hardening | Lateral Hardening-Fuse-10429519,3 | 13835 | 346833.0495 | 40368.9303 | 534456.3596 | 592909.0909 | 0.90141 | 0.61761 | 960000 | 117 | 3 | 0 | 0 | 0 | 3 | Lateral Hardening-Fuse-10429519, Lateral Hardening-Fuse-91683026, Lateral Hardening-Fuse-91582918 | 1500Million | Central | -1 | 3000
Lateral Hardening | Lateral Hardening-Fuse-60081662,3 | 13418 | 258186.1505 | 91253.035 | 361294.6112 | 400909.0909 | 0.90119 | 0.41761 | 960000 | 54 | 3 | 0 | 0 | 0 | 3 | Lateral Hardening-Fuse-60081662, Lateral Hardening-Fuse-91100175, Lateral Hardening-Fuse-91100182 | 1500Million | Central | -1 | 3000
Lateral Hardening | Lateral Hardening-Fuse-90837776,1 | 13422 | 569150.3779 | 272577.574 | 834009.5545 | 925909.0909 | 0.90075 | 0.77159 | 1200000 | 47 | 1 | 0 | 0 | 0 | 1 | Lateral Hardening-Fuse-90837776 | 1500Million | Dade City | -1 | 3000
Lateral Hardening | Lateral Hardening-Fuse-10142267,1 | 13034 | 44642.7075 | 4210.9052 | 46671.6067 | 51818.1818 | 0.90068 | 0.043182 | 1200000 | 12 | 1 | 0 | 0 | 0 | 1 | Lateral Hardening-Fuse-10142267 | 1500Million | Central | -1 | 3000
Lateral Hardening | Lateral Hardening-Fuse-90514672,3 | 13678 | 548057.8861 | 182196.3235 | 792205.0399 | 879818.1818 | 0.90042 | 0.91648 | 960000 | 14 | 3 | 0 | 0 | 0 | 3 | Lateral Hardening-Fuse-90514672 [ 2021 ], Lateral Hardening-Fuse-91765519, Lateral Hardening-Fuse-90514694 | 1500Million | Western | -1 | 3000
Lateral Hardening | Lateral Hardening-Fuse-10842833,1 | 13798 | 153891.8675 | 74259.2607 | 222331.2431 | 247045.4545 | 0.89996 | 0.20587 | 1200000 | 42 | 1 | 0 | 0 | 0 | 1 | Lateral Hardening-Fuse-10842833 | 1500Million | Eastern | -1 | 3000
Lateral Hardening | Lateral Hardening-Fuse-93277182,1 | 13213 | 81716.8865 | 9105.9816 | 86870.2964 | 96590.9091 | 0.89936 | 0.080492 | 1200000 | 9 | 1 | 0 | 0 | 0 | 1 | Lateral Hardening-Fuse-93277182 | 1500Million | Eastern | -1 | 3000
Lateral Hardening | Lateral Hardening-Fuse-10146484,1 | 13139 | 117546.5583 | 15121.9415 | 137846.1061 | 153409.0909 | 0.89855 | 0.12784 | 1200000 | 35 | 1 | 1 | 0 | 1 | 2 | Lateral Hardening-Fuse-10146484 | 1500Million | Western | -1 | 3000
Lateral Hardening | Lateral Hardening-Fuse-91620187,7 | 13027 | 792631.3645 | 282898.5221 | 1055376.6412 | 1174727.2727 | 0.8984 | 1.2237 | 960000 | 103 | 7 | 0 | 0 | 0 | 7 | Lateral Hardening-Fuse-91620187 [ 2029 ], Lateral Hardening-Fuse-91645726, Lateral Hardening-Fuse-91433772, Lateral Hardening-Fuse-60010997, Lateral Hardening-Fuse-91647409, Lateral Hardening-Fuse-60010958, Lateral Hardening-Fuse-60010952 | 1500Million | Central | -1 | 3000
Lateral Hardening | Lateral Hardening-Fuse-10247861,1 | 13217 | 485333.5264 | 238599.4995 | 737631.8825 | 821363.6364 | 0.89806 | 0.68447 | 1200000 | 69 | 1 | 0 | 0 | 0 | 1 | Lateral Hardening-Fuse-10247861 | 1500Million | Western | -1 | 3000
Lateral Hardening | Lateral Hardening-Fuse-60022680,1 | 13007 | 100064.5601 | 7655.7231 | 102862.7502 | 114545.4545 | 0.89801 | 0.095455 | 1200000 | 4 | 1 | 0 | 0 | 0 | 1 | Lateral Hardening-Fuse-60022680 | 1500Million | Plant City | -1 | 3000
Lateral Hardening | Lateral Hardening-Fuse-10605102,3 | 13924 | 1628492.5929 | 554972.3937 | 2210778.7538 | 2462363.6364 | 0.89783 | 2.565 | 960000 | 26 | 3 | 2 | 0 | 2 | 5 | Lateral Hardening-Fuse-10605102 [ 2029 ], Lateral Hardening-Fuse-10605168, Lateral Hardening-Fuse-91086790 | 1500Million | Winter Haven | -1 | 3000
Lateral Hardening | Lateral Hardening-Fuse-60165416,4 | 13699 | 943476.7678 | 143236.9002 | 1044958.3966 | 1164363.6364 | 0.89745 | 1.2129 | 960000 | 31 | 4 | 2 | 0 | 2 | 6 | Lateral Hardening-Fuse-60165416 [ 2021 ], Lateral Hardening-Fuse-90164138, Lateral Hardening-Fuse-60321330, Lateral Hardening-Fuse-10637261 | 1500Million | Winter Haven | -1 | 3000
Lateral Hardening | Lateral Hardening-Fuse-10712413,1 | 13256 | 79886.0915 | 5805.5989 | 81840.7258 | 91363.6364 | 0.89577 | 0.076136 | 1200000 | 28 | 1 | 0 | 0 | 0 | 1 | Lateral Hardening-Fuse-10712413 | 1500Million | South Hillsborough | -1 | 3000
Lateral Hardening | Lateral Hardening-Fuse-10637209,3 | 13699 | 785707.5588 | 301555.7249 | 1070637.8976 | 1195272.7273 | 0.89573 | 1.2451 | 960000 | 111 | 3 | 0 | 0 | 0 | 3 | Lateral Hardening-Fuse-10637209 [ 2021 ], Lateral Hardening-Fuse-10637208, Lateral Hardening-Fuse-10637250 | 1500Million | Winter Haven | -1 | 3000
Lateral Hardening | Lateral Hardening-Fuse-92661372,1 | 13685 | 441893.8882 | 76273.4503 | 500006.9942 | 558409.0909 | 0.89541 | 0.46534 | 1200000 | 12 | 1 | 0 | 0 | 0 | 1 | Lateral Hardening-Fuse-92661372 | 1500Million | Eastern | -1 | 3000
Lateral Hardening | Lateral Hardening-Fuse-10605108,1 | 13924 | 200770.2107 | 29398.0093 | 221405.7936 | 247272.7273 | 0.89539 | 0.20606 | 1200000 | 9 | 1 | 0 | 0 | 0 | 1 | Lateral Hardening-Fuse-10605108 | 1500Million | Winter Haven | -1 | 3000
Lateral Hardening | Lateral Hardening-Fuse-10290386,2 | 13155 | 530134.095 | 332195.3969 | 900431.52 | 1006000 | 0.89506 | 1.0479 | 960000 | 105 | 2 | 2 | 0 | 2 | 4 | Lateral Hardening-Fuse-10290386, Lateral Hardening-Fuse-91055803 | 1500Million | Western | -1 | 3000
Lateral Hardening | Lateral Hardening-Fuse-10730231,1 | 13488 | 95290.5513 | 7537.054 | 98218.2381 | 109772.7273 | 0.89474 | 0.091477 | 1200000 | 127 | 1 | 2 | 0 | 2 | 3 | Lateral Hardening-Fuse-10730231 | 1500Million | South Hillsborough | -1 | 3000
Lateral Hardening | Lateral Hardening-Fuse-10726479,1 | 14023 | 196158.2799 | 42150.4484 | 230556.3639 | 257727.2727 | 0.89457 | 0.21477 | 1200000 | 5 | 1 | 0 | 0 | 0 | 1 | Lateral Hardening-Fuse-10726479 [ 2029 ] | 1500Million | South Hillsborough | -1 | 3000
Lateral Hardening | Lateral Hardening-Fuse-93058201,2 | 13093 | 235553.3897 | 76079.8494 | 303846.0736 | 339818.1818 | 0.89414 | 0.35398 | 960000 | 69 | 2 | 0 | 0 | 0 | 2 | Lateral Hardening-Fuse-93058201, Lateral Hardening-Fuse-60029660 | 1500Million | Central | -1 | 3000
Lateral Hardening | Lateral Hardening-Fuse-91086742,1 | 13769 | 249359.8284 | 138341.2133 | 424095.4005 | 474545.4545 | 0.89369 | 0.39545 | 1200000 | 16 | 1 | 0 | 0 | 0 | 1 | Lateral Hardening-Fuse-91086742 | 1500Million | Winter Haven | -1 | 3000
Lateral Hardening | Lateral Hardening-Fuse-90618872,1 | 13086 | 196463.6199 | 56949.7298 | 245681.7019 | 275000 | 0.89339 | 0.22917 | 1200000 | 11 | 1 | 2 | 0 | 2 | 3 | Lateral Hardening-Fuse-90618872 | 1500Million | Eastern | -1 | 3000
Lateral Hardening | Lateral Hardening-Fuse-10827119,1 | 13769 | 164233.1488 | 57591.9632 | 214789.2385 | 240454.5455 | 0.89326 | 0.20038 | 1200000 | 9 | 1 | 0 | 0 | 0 | 1 | Lateral Hardening-Fuse-10827119 | 1500Million | Winter Haven | -1 | 3000
Lateral Hardening | Lateral Hardening-Fuse-90614754,4 | 13190 | 1004024.4776 | 202753.2432 | 1167670.2306 | 1310181.8182 | 0.89123 | 1.3648 | 960000 | 162 | 4 | 3 | 0 | 3 | 7 | Lateral Hardening-Fuse-90614754, Lateral Hardening-Fuse-92424784, Lateral Hardening-Fuse-91443618, Lateral Hardening-Fuse-90195950 | 1500Million | Western | -1 | 3000
Lateral Hardening | Lateral Hardening-Fuse-60016497,1 | 13049 | 293618.7605 | 35178.5185 | 316157.9203 | 354772.7273 | 0.89116 | 0.29564 | 1200000 | 34 | 1 | 0 | 0 | 0 | 1 | Lateral Hardening-Fuse-60016497 [ 2026 ] | 1500Million | Central | -1 | 3000
Lateral Hardening | Lateral Hardening-Fuse-93033140,8 | 13579 | 676753.9493 | 234398.634 | 892897.1837 | 1002000 | 0.89111 | 1.0437 | 960000 | 229 | 8 | 6 | 0 | 6 | 14 | Lateral Hardening-Fuse-93033140 [ 2027 ], Lateral Hardening-Fuse-93209671, Lateral Hardening-Fuse-93033163, Lateral Hardening-Fuse-90744576, Lateral Hardening-Fuse-91543880, Lateral Hardening-Fuse-93033145, Lateral Hardening-Fuse-93033162, Lateral Hardening-Fuse-10640112 | 1500Million | Eastern | -1 | 3000
Lateral Hardening | Lateral Hardening-Fuse-93052096,1 | 13312 | 121202.7296 | 5834.5698 | 121074.7254 | 135909.0909 | 0.89085 | 0.11326 | 1200000 | 12 | 1 | 1 | 0 | 1 | 2 | Lateral Hardening-Fuse-93052096 | 1500Million | Winter Haven | -1 | 3000
Lateral Hardening | Lateral Hardening-Fuse-91502819,10 | 13146 | 1671141.119 | 482703.1811 | 2186661.4596 | 2458363.6364 | 0.88948 | 2.5608 | 960000 | 70 | 10 | 1 | 0 | 1 | 11 | Lateral Hardening-Fuse-91502819 [ 2026 ], Lateral Hardening-Fuse-10629035, Lateral Hardening-Fuse-10629022, Lateral Hardening-Fuse-60376501, Lateral Hardening-Fuse-60449432, Lateral Hardening-Fuse-10629028, Lateral Hardening-Fuse-10629051, Lateral Hardening-Fuse-10628929, Lateral Hardening-Fuse-10628930, Lateral Hardening-Fuse-10629012 | 1500Million | Plant City | -1 | 3000
Lateral Hardening | Lateral Hardening-Fuse-91661685,1 | 13153 | 110446.5837 | 10327.4243 | 115331.7803 | 129772.7273 | 0.88872 | 0.10814 | 1200000 | 27 | 1 | 0 | 0 | 0 | 1 | Lateral Hardening-Fuse-91661685 | 1500Million | Winter Haven | -1 | 3000
Lateral Hardening | Lateral Hardening-Fuse-92527540,1 | 13219 | 190191.2168 | 51336.6483 | 233343.5797 | 262727.2727 | 0.88816 | 0.21894 | 1200000 | 23 | 1 | 0 | 0 | 0 | 1 | Lateral Hardening-Fuse-92527540 | 1500Million | Western | -1 | 3000
Lateral Hardening | Lateral Hardening-Fuse-60124061,1 | 13218 | 81827.2022 | 3904.7333 | 102133.3622 | 115000 | 0.88812 | 0.095833 | 1200000 | 14 | 1 | 0 | 0 | 0 | 1 | Lateral Hardening-Fuse-60124061 | 1500Million | Western | -1 | 3000
Lateral Hardening | Lateral Hardening-Fuse-10556651,1 | 13298 | 779708.8366 | 149529.1713 | 1068644.596 | 1203409.0909 | 0.88801 | 1.0028 | 1200000 | 8 | 1 | 0 | 0 | 0 | 1 | Lateral Hardening-Fuse-10556651 [ 2029 ] | 1500Million | Winter Haven | -1 | 3000
Lateral Hardening | Lateral Hardening-Fuse-10199134,1 | 13336 | 612535.3686 | 520329.7014 | 1102637.4157 | 1242727.2727 | 0.88727 | 1.0356 | 1200000 | 101 | 1 | 9 | 0 | 9 | 10 | Lateral Hardening-Fuse-10199134 | 1500Million | Western | -1 | 3000
Lateral Hardening | Lateral Hardening-Fuse-92386523,1 | 13133 | 176805.1981 | 90060.2833 | 259065.1451 | 292045.4545 | 0.88707 | 0.24337 | 1200000 | 33 | 1 | 0 | 0 | 0 | 1 | Lateral Hardening-Fuse-92386523 | 1500Million | Eastern | -1 | 3000
Lateral Hardening | Lateral Hardening-Fuse-90019806,1 | 13461 | 766282.2642 | 150867.6085 | 894289.0684 | 1008181.8182 | 0.88703 | 0.84015 | 1200000 | 56 | 1 | 0 | 0 | 0 | 1 | Lateral Hardening-Fuse-90019806 [ 2026 ] | 1500Million | Eastern | -1 | 3000
Lateral Hardening | Lateral Hardening-Fuse-92588410,1 | 13280 | 469962.3014 | 110806.7339 | 562285.4479 | 634090.9091 | 0.88676 | 0.52841 | 1200000 | 30 | 1 | 1 | 0 | 1 | 2 | Lateral Hardening-Fuse-92588410 | 1500Million | Winter Haven | -1 | 3000
Lateral Hardening | Lateral Hardening-Fuse-90522532,1 | 13191 | 182692.7221 | 42844.2377 | 218678.7734 | 246818.1818 | 0.88599 | 0.20568 | 1200000 | 49 | 1 | 1 | 0 | 1 | 2 | Lateral Hardening-Fuse-90522532 | 1500Million | Western | -1 | 3000
Lateral Hardening | Lateral Hardening-Fuse-10696435,1 | 13961 | 265129.8378 | 83121.8655 | 364231.9668 | 411136.3636 | 0.88592 | 0.34261 | 1200000 | 29 | 1 | 0 | 0 | 0 | 1 | Lateral Hardening-Fuse-10696435 [ 2021 ] | 1500Million | Plant City | -1 | 3000
Lateral Hardening | Lateral Hardening-Fuse-93250311,10 | 13175 | 1459683.2174 | 288135.7518 | 1738505.0442 | 1965454.5455 | 0.88453 | 2.0473 | 960000 | 30 | 10 | 0 | 0 | 0 | 10 | Lateral Hardening-Fuse-93250311 [ 2028 ], Lateral Hardening-Fuse-93250323, Lateral Hardening-Fuse-10088519, Lateral Hardening-Fuse-10088546, Lateral Hardening-Fuse-10088547, Lateral Hardening-Fuse-10088540, Lateral Hardening-Fuse-93245872, Lateral Hardening-Fuse-10088509, Lateral Hardening-Fuse-10088510, Lateral Hardening-Fuse-10088511 | 1500Million | Central | -1 | 3000
Lateral Hardening | Lateral Hardening-Fuse-91933942,1 | 13024 | 186905.9681 | 58984.4481 | 237954.5026 | 269090.9091 | 0.88429 | 0.22424 | 1200000 | 20 | 1 | 0 | 0 | 0 | 1 | Lateral Hardening-Fuse-91933942 | 1500Million | Central | -1 | 3000
Lateral Hardening | Lateral Hardening-Fuse-60172941,1 | 13918 | 538682.1241 | 139406.3702 | 657290.1595 | 743636.3636 | 0.88389 | 0.6197 | 1200000 | 146 | 1 | 3 | 0 | 3 | 4 | Lateral Hardening-Fuse-60172941 [ 2023 ] | 1500Million | Winter Haven | -1 | 3000
Lateral Hardening | Lateral Hardening-Fuse-91253274,1 | 13305 | 175756.8715 | 15495.7555 | 183378.0405 | 207500 | 0.88375 | 0.17292 | 1200000 | 17 | 1 | 0 | 0 | 0 | 1 | Lateral Hardening-Fuse-91253274 | 1500Million | South Hillsborough | -1 | 3000
Lateral Hardening | Lateral Hardening-Fuse-10441198,1 | 13946 | 63966.0105 | 2617.5903 | 63462.5482 | 71818.1818 | 0.88366 | 0.059848 | 1200000 | 13 | 1 | 0 | 0 | 0 | 1 | Lateral Hardening-Fuse-10441198 | 1500Million | Central | -1 | 3000
Lateral Hardening | Lateral Hardening-Fuse-92001699,1 | 13219 | 160986.8486 | 12840.3335 | 166000.6897 | 187954.5455 | 0.8832 | 0.15663 | 1200000 | 34 | 1 | 0 | 0 | 0 | 1 | Lateral Hardening-Fuse-92001699 | 1500Million | Western | -1 | 3000
Lateral Hardening | Lateral Hardening-Fuse-92086422,2 | 13185 | 281216.5955 | 191219.968 | 560065.1028 | 634181.8182 | 0.88313 | 0.66061 | 960000 | 67 | 2 | 0 | 0 | 0 | 2 | Lateral Hardening-Fuse-92086422, Lateral Hardening-Fuse-91864457 | 1500Million | Central | -1 | 3000
Lateral Hardening | Lateral Hardening-Fuse-10479437,6 | 14216 | 2070765.2188 | 909305.1695 | 3003695.3064 | 3401636.3636 | 0.88301 | 3.5434 | 960000 | 46 | 6 | 2 | 0 | 2 | 8 | Lateral Hardening-Fuse-10479437, Lateral Hardening-Fuse-92442881, Lateral Hardening-Fuse-91592570 [ 2029 ], Lateral Hardening-Fuse-92286629, Lateral Hardening-Fuse-91501467, Lateral Hardening-Fuse-91592568 [ 2029 ] | 1500Million | Central | -1 | 3000
Lateral Hardening | Lateral Hardening-Fuse-10793112,1 | 13470 | 200398.5764 | 54451.4537 | 247089.9819 | 280000 | 0.88246 | 0.23333 | 1200000 | 39 | 1 | 0 | 0 | 0 | 1 | Lateral Hardening-Fuse-10793112 | 1500Million | Winter Haven | -1 | 3000
Lateral Hardening | Lateral Hardening-Fuse-91935947,1 | 13419 | 209041.3953 | 9604.4368 | 208618.7494 | 236590.9091 | 0.88177 | 0.19716 | 1200000 | 20 | 1 | 0 | 0 | 0 | 1 | Lateral Hardening-Fuse-91935947 | 1500Million | Central | -1 | 3000
Lateral Hardening | Lateral Hardening-Fuse-91570601,1 | 13044 | 44801.0722 | 1390.6642 | 44044.5074 | 50000 | 0.88089 | 0.036932 | 1353846.1538 | 9 | 1 | 0 | 0 | 0 | 1 | Lateral Hardening-Fuse-91570601 | 1500Million | Central | -1 | 3000
Lateral Hardening | Lateral Hardening-Fuse-60045012,1 | 13288 | 95039.3848 | 4293.5326 | 94882.3747 | 107727.2727 | 0.88076 | 0.089773 | 1200000 | 15 | 1 | 0 | 0 | 0 | 1 | Lateral Hardening-Fuse-60045012 | 1500Million | Winter Haven | -1 | 3000
Lateral Hardening | Lateral Hardening-Fuse-92032805,1 | 13808 | 229059.3118 | 47677.7919 | 266988.7186 | 303181.8182 | 0.88062 | 0.25265 | 1200000 | 6 | 1 | 0 | 0 | 0 | 1 | Lateral Hardening-Fuse-92032805 [ 2027 ] | 1500Million | Plant City | -1 | 3000
Lateral Hardening | Lateral Hardening-Fuse-10266413,12 | 13889 | 1662641.168 | 712330.5253 | 2322468.9141 | 2637818.1818 | 0.88045 | 2.7477 | 960000 | 86 | 12 | 10 | 0 | 10 | 22 | Lateral Hardening-Fuse-10266413 [ 2025 ], Lateral Hardening-Fuse-60225968, Lateral Hardening-Fuse-91431077, Lateral Hardening-Fuse-91426029, Lateral Hardening-Fuse-91438599, Lateral Hardening-Fuse-91441940, Lateral Hardening-Fuse-90517354, Lateral Hardening-Fuse-90517359, Lateral Hardening-Fuse-90517362, Lateral Hardening-Fuse-93313654, Lateral Hardening-Fuse-10266398, Lateral Hardening-Fuse-10266409 | 1500Million | Western | -1 | 3000
Lateral Hardening | Lateral Hardening-Fuse-60107060,1 | 13672 | 69802.1848 | 3432.307 | 69807.2545 | 79318.1818 | 0.88009 | 0.066098 | 1200000 | 5 | 1 | 0 | 0 | 0 | 1 | Lateral Hardening-Fuse-60107060 | 1500Million | Western | -1 | 3000
Lateral Hardening | Lateral Hardening-Fuse-92594884,1 | 13303 | 91002.9345 | 10252.0276 | 97201.7942 | 110454.5455 | 0.88002 | 0.092045 | 1200000 | 15 | 1 | 0 | 0 | 0 | 1 | Lateral Hardening-Fuse-92594884 | 1500Million | South Hillsborough | -1 | 3000
Lateral Hardening | Lateral Hardening-Fuse-92701825,1 | 13299 | 145338.9121 | 39345.0195 | 179321.1283 | 203863.6364 | 0.87961 | 0.16989 | 1200000 | 4 | 1 | 0 | 0 | 0 | 1 | Lateral Hardening-Fuse-92701825 [ 2023 ] | 1500Million | Winter Haven | -1 | 3000
Lateral Hardening | Lateral Hardening-Fuse-92602252,1 | 13311 | 152554.4836 | 32822.0358 | 179615.9486 | 204318.1818 | 0.8791 | 0.17027 | 1200000 | 12 | 1 | 0 | 0 | 0 | 1 | Lateral Hardening-Fuse-92602252 [ 2027 ] | 1500Million | Winter Haven | -1 | 3000
Lateral Hardening | Lateral Hardening-Fuse-92315709,1 | 13461 | 193069.2831 | 31785.4577 | 217922.5195 | 247954.5455 | 0.87888 | 0.20663 | 1200000 | 19 | 1 | 0 | 0 | 0 | 1 | Lateral Hardening-Fuse-92315709 [ 2026 ] | 1500Million | Eastern | -1 | 3000
Lateral Hardening | Lateral Hardening-Fuse-93337138,2 | 13117 | 302012.9074 | 52614.1796 | 341950.5212 | 389090.9091 | 0.87884 | 0.4053 | 960000 | 5 | 2 | 0 | 0 | 0 | 2 | Lateral Hardening-Fuse-93337138 [ 2027 ], Lateral Hardening-Fuse-10537311 | 1500Million | Winter Haven | -1 | 3000
Lateral Hardening | Lateral Hardening-Fuse-60060550,2 | 13175 | 292215.4949 | 65887.678 | 346422.7754 | 394363.6364 | 0.87843 | 0.4108 | 960000 | 20 | 2 | 0 | 0 | 0 | 2 | Lateral Hardening-Fuse-60060550, Lateral Hardening-Fuse-93329587 | 1500Million | Central | -1 | 3000
Lateral Hardening | Lateral Hardening-Fuse-90888301,1 | 13839 | 85408.1498 | 13866.2236 | 95162.4228 | 108409.0909 | 0.87781 | 0.090341 | 1200000 | 5 | 1 | 1 | 0 | 1 | 2 | Lateral Hardening-Fuse-90888301 | 1500Million | Central | -1 | 3000
Lateral Hardening | Lateral Hardening-Fuse-10443458,1 | 13132 | 171412.4061 | 23210.2178 | 186932.3344 | 212954.5455 | 0.8778 | 0.17746 | 1200000 | 8 | 1 | 0 | 0 | 0 | 1 | Lateral Hardening-Fuse-10443458 [ 2029 ] | 1500Million | Eastern | -1 | 3000
Lateral Hardening | Lateral Hardening-Fuse-91643395,1 | 13705 | 116715.5446 | 16370.8162 | 134057.246 | 152727.2727 | 0.87776 | 0.12727 | 1200000 | 8 | 1 | 0 | 0 | 0 | 1 | Lateral Hardening-Fuse-91643395 [ 2027 ] | 1500Million | Eastern | -1 | 3000
Lateral Hardening | Lateral Hardening-Fuse-60211554,20 | 13470 | 5404529.7547 | 2020224.8709 | 7665668.5953 | 8734727.2727 | 0.87761 | 9.0987 | 960000 | 496 | 20 | 0 | 0 | 0 | 20 | Lateral Hardening-Fuse-60211554 [ 2026 ], Lateral Hardening-Fuse-90009411, Lateral Hardening-Fuse-10793160, Lateral Hardening-Fuse-10793161, Lateral Hardening-Fuse-10793192, Lateral Hardening-Fuse-10793169, Lateral Hardening-Fuse-90680896, Lateral Hardening-Fuse-10793136, Lateral Hardening-Fuse-60311045, Lateral Hardening-Fuse-10793135, Lateral Hardening-Fuse-10793174, Lateral Hardening-Fuse-92111319, Lateral Hardening-Fuse-92115893, Lateral Hardening-Fuse-92115894, Lateral Hardening-Fuse-10793131, Lateral Hardening-Fuse-90393572, Lateral Hardening-Fuse-10793133, Lateral Hardening-Fuse-10793155, Lateral Hardening-Fuse-60211561, Lateral Hardening-Fuse-10793170 | 1500Million | Winter Haven | -1 | 3000
Lateral Hardening | Lateral Hardening-Fuse-91337544,1 | 13921 | 188599.9811 | 32959.9961 | 268428.4097 | 305909.0909 | 0.87748 | 0.25492 | 1200000 | 132 | 1 | 1 | 0 | 1 | 2 | Lateral Hardening-Fuse-91337544 | 1500Million | Winter Haven | -1 | 3000
Lateral Hardening | Lateral Hardening-Fuse-90633915,2 | 13109 | 30269.7467 | 3199.9854 | 52646.2169 | 60000 | 0.87744 | 0.0625 | 960000 | 7 | 2 | 1 | 0 | 1 | 3 | Lateral Hardening-Fuse-90633915, Lateral Hardening-Fuse-92303811 | 1500Million | Western | -1 | 3000
Lateral Hardening | Lateral Hardening-Fuse-10075278,26 | 13656 | 4613600.2859 | 1218449.3648 | 5825635.341 | 6639818.1818 | 0.87738 | 6.9165 | 960000 | 238 | 26 | 5 | 0 | 5 | 31 | Lateral Hardening-Fuse-10075278 [ 2025 ], Lateral Hardening-Fuse-10075231, Lateral Hardening-Fuse-90261165, Lateral Hardening-Fuse-90561646, Lateral Hardening-Fuse-90713739 [ 2025 ], Lateral Hardening-Fuse-93215671, Lateral Hardening-Fuse-92770085, Lateral Hardening-Fuse-60398391, Lateral Hardening-Fuse-10075223, Lateral Hardening-Fuse-93354206, Lateral Hardening-Fuse-93202315, Lateral Hardening-Fuse-93202319, Lateral Hardening-Fuse-93202314, Lateral Hardening-Fuse-10075221, Lateral Hardening-Fuse-10075222, Lateral Hardening-Fuse-92836438, Lateral Hardening-Fuse-92843663, Lateral Hardening-Fuse-10075230, Lateral Hardening-Fuse-60366676, Lateral Hardening-Fuse-10075352, Lateral Hardening-Fuse-90261018, Lateral Hardening-Fuse-10075339, Lateral Hardening-Fuse-10075260, Lateral Hardening-Fuse-10075317, Lateral Hardening-Fuse-10075299, Lateral Hardening-Fuse-10075298 | 1500Million | Plant City | -1 | 3000
Lateral Hardening | Lateral Hardening-Fuse-92071310,1 | 13107 | 116640.6344 | 15170.0494 | 126859.2293 | 144772.7273 | 0.87626 | 0.12064 | 1200000 | 56 | 1 | 1 | 0 | 1 | 2 | Lateral Hardening-Fuse-92071310 | 1500Million | Central | -1 | 3000
Lateral Hardening | Lateral Hardening-Fuse-91226110,1 | 13592 | 164793.8598 | 37386.3789 | 195336.9865 | 222954.5455 | 0.87613 | 0.1858 | 1200000 | 14 | 1 | 0 | 0 | 0 | 1 | Lateral Hardening-Fuse-91226110 | 1500Million | Central | -1 | 3000
Lateral Hardening | Lateral Hardening-Fuse-91096301,3 | 13787 | 784994.1122 | 145593.3377 | 1010409.0891 | 1153454.5455 | 0.87599 | 1.2015 | 960000 | 14 | 3 | 1 | 0 | 1 | 4 | Lateral Hardening-Fuse-91096301 [ 2027 ], Lateral Hardening-Fuse-92510212, Lateral Hardening-Fuse-60557696 | 1500Million | Plant City | -1 | 3000
Lateral Hardening | Lateral Hardening-Fuse-60027459,1 | 13094 | 53254.5447 | 2298.0753 | 58906.4808 | 67272.7273 | 0.87564 | 0.056061 | 1200000 | 13 | 1 | 0 | 0 | 0 | 1 | Lateral Hardening-Fuse-60027459 | 1500Million | Central | -1 | 3000
Lateral Hardening | Lateral Hardening-Fuse-91102153,1 | 13964 | 238971.1646 | 97504.2837 | 326539.4978 | 372954.5455 | 0.87555 | 0.3108 | 1200000 | 45 | 1 | 0 | 0 | 0 | 1 | Lateral Hardening-Fuse-91102153 | 1500Million | Eastern | -1 | 3000
Lateral Hardening | Lateral Hardening-Fuse-93143616,3 | 13177 | 590787.2176 | 379899.1019 | 933927.7214 | 1066727.2727 | 0.87551 | 1.1112 | 960000 | 113 | 3 | 2 | 0 | 2 | 5 | Lateral Hardening-Fuse-93143616, Lateral Hardening-Fuse-90696764, Lateral Hardening-Fuse-91937461 [ 2029 ] | 1500Million | Central | -1 | 3000
Lateral Hardening | Lateral Hardening-Fuse-90023149,1 | 13461 | 49064.6233 | 11354.0713 | 61660.7625 | 70454.5455 | 0.87519 | 0.058712 | 1200000 | 2 | 1 | 0 | 0 | 0 | 1 | Lateral Hardening-Fuse-90023149 | 1500Million | Eastern | -1 | 3000
Lateral Hardening | Lateral Hardening-Fuse-60149265,1 | 13034 | 178195.0472 | 50825.9642 | 251792.7649 | 287727.2727 | 0.87511 | 0.23977 | 1200000 | 37 | 1 | 0 | 0 | 0 | 1 | Lateral Hardening-Fuse-60149265 | 1500Million | Central | -1 | 3000
Lateral Hardening | Lateral Hardening-Fuse-93052665,2 | 13593 | 554859.8311 | 129216.7868 | 660849.7068 | 755272.7273 | 0.87498 | 0.78674 | 960000 | 141 | 2 | 0 | 0 | 0 | 2 | Lateral Hardening-Fuse-93052665, Lateral Hardening-Fuse-93053035 | 1500Million | Central | -1 | 3000
Lateral Hardening | Lateral Hardening-Fuse-60013683,1 | 13047 | 202526.0703 | 83621.1748 | 277781.9805 | 317500 | 0.8749 | 0.26458 | 1200000 | 44 | 1 | 0 | 0 | 0 | 1 | Lateral Hardening-Fuse-60013683 | 1500Million | Central | -1 | 3000
Lateral Hardening | Lateral Hardening-Fuse-91954651,1 | 13686 | 283104.6015 | 102132.154 | 375363.6164 | 429090.9091 | 0.87479 | 0.35758 | 1200000 | 24 | 1 | 0 | 0 | 0 | 1 | Lateral Hardening-Fuse-91954651 | 1500Million | Eastern | -1 | 3000
Lateral Hardening | Lateral Hardening-Fuse-92960845,3 | 13224 | 340258.5231 | 54544.7719 | 384768.9037 | 440000 | 0.87447 | 0.45833 | 960000 | 42 | 3 | 0 | 0 | 0 | 3 | Lateral Hardening-Fuse-92960845 [ 2025 ], Lateral Hardening-Fuse-91477761, Lateral Hardening-Fuse-91282226 | 1500Million | Central | -1 | 3000
Lateral Hardening | Lateral Hardening-Fuse-10101249,3 | 13046 | 270666.1152 | 100252.3381 | 402856.9948 | 460727.2727 | 0.87439 | 0.47992 | 960000 | 92 | 3 | 0 | 0 | 0 | 3 | Lateral Hardening-Fuse-10101249, Lateral Hardening-Fuse-91015165, Lateral Hardening-Fuse-60069998 | 1500Million | Central | -1 | 3000
Lateral Hardening | Lateral Hardening-Fuse-10842822,1 | 13796 | 109107.4308 | 13578.2713 | 117838.6014 | 134772.7273 | 0.87435 | 0.11231 | 1200000 | 7 | 1 | 0 | 0 | 0 | 1 | Lateral Hardening-Fuse-10842822 | 1500Million | Eastern | -1 | 3000
Lateral Hardening | Lateral Hardening-Fuse-92759260,2 | 13502 | 277929.017 | 83988.4929 | 350273.8565 | 401090.9091 | 0.8733 | 0.4178 | 960000 | 41 | 2 | 0 | 0 | 0 | 2 | Lateral Hardening-Fuse-92759260, Lateral Hardening-Fuse-92759265 | 1500Million | Eastern | -1 | 3000
Lateral Hardening | Lateral Hardening-Fuse-10781387,3 | 13712 | 292988.5978 | 90973.6639 | 376138.3077 | 430727.2727 | 0.87326 | 0.44867 | 960000 | 5 | 3 | 1 | 0 | 1 | 4 | Lateral Hardening-Fuse-10781387 [ 2026 ], Lateral Hardening-Fuse-90562315, Lateral Hardening-Fuse-90562316 | 1500Million | Eastern | -1 | 3000
Lateral Hardening | Lateral Hardening-Fuse-60201083,3 | 13256 | 580370.286 | 244813.01 | 828186.2234 | 949090.9091 | 0.87261 | 0.98864 | 960000 | 47 | 3 | 0 | 0 | 0 | 3 | Lateral Hardening-Fuse-60201083 [ 2029 ], Lateral Hardening-Fuse-10712403, Lateral Hardening-Fuse-10712404 | 1500Million | South Hillsborough | -1 | 3000
Lateral Hardening | Lateral Hardening-Fuse-92661393,1 | 13685 | 229237.0284 | 47073.1721 | 267282.1884 | 306590.9091 | 0.87179 | 0.25549 | 1200000 | 7 | 1 | 0 | 0 | 0 | 1 | Lateral Hardening-Fuse-92661393 | 1500Million | Eastern | -1 | 3000
Lateral Hardening | Lateral Hardening-Fuse-10240469,1 | 13530 | 495456.4478 | 229526.7231 | 703446.4218 | 807500 | 0.87114 | 0.67292 | 1200000 | 94 | 1 | 0 | 0 | 0 | 1 | Lateral Hardening-Fuse-10240469 | 1500Million | Western | -1 | 3000
Lateral Hardening | Lateral Hardening-Fuse-92593036,1 | 13303 | 112117.6877 | 21405.7405 | 128673.3594 | 147727.2727 | 0.87102 | 0.12311 | 1200000 | 4 | 1 | 0 | 0 | 0 | 1 | Lateral Hardening-Fuse-92593036 | 1500Million | South Hillsborough | -1 | 3000
Lateral Hardening | Lateral Hardening-Fuse-10328026,1 | 13889 | 173113.2228 | 54463.8941 | 232198.3896 | 266590.9091 | 0.87099 | 0.22216 | 1200000 | 13 | 1 | 2 | 0 | 2 | 3 | Lateral Hardening-Fuse-10328026 | 1500Million | Western | -1 | 3000
Lateral Hardening | Lateral Hardening-Fuse-10397073,2 | 13591 | 244901.5439 | 93954.6434 | 407220.0841 | 467818.1818 | 0.87047 | 0.48731 | 960000 | 50 | 2 | 2 | 0 | 2 | 4 | Lateral Hardening-Fuse-10397073, Lateral Hardening-Fuse-10397076 | 1500Million | Central | -1 | 3000
Lateral Hardening | Lateral Hardening-Fuse-91948927,1 | 13024 | 50276.521 | 3993.894 | 51798.6606 | 59545.4545 | 0.8699 | 0.049621 | 1200000 | 15 | 1 | 0 | 0 | 0 | 1 | Lateral Hardening-Fuse-91948927 | 1500Million | Central | -1 | 3000
Lateral Hardening | Lateral Hardening-Fuse-91920042,10 | 13622 | 1009272.9048 | 678149.8881 | 1660092.7885 | 1908545.4545 | 0.86982 | 1.9881 | 960000 | 80 | 10 | 0 | 0 | 0 | 10 | Lateral Hardening-Fuse-91920042 [ 2028 ], Lateral Hardening-Fuse-90292938, Lateral Hardening-Fuse-90292944, Lateral Hardening-Fuse-90911855, Lateral Hardening-Fuse-91633832, Lateral Hardening-Fuse-90292940, Lateral Hardening-Fuse-90292941, Lateral Hardening-Fuse-91634926, Lateral Hardening-Fuse-90292943, Lateral Hardening-Fuse-60056931 | 1500Million | Western | -1 | 3000
Lateral Hardening | Lateral Hardening-Fuse-91211137,1 | 13156 | 158470.4919 | 66582.8503 | 233431.6992 | 268409.0909 | 0.86969 | 0.22367 | 1200000 | 23 | 1 | 0 | 0 | 0 | 1 | Lateral Hardening-Fuse-91211137 | 1500Million | Western | -1 | 3000
Lateral Hardening | Lateral Hardening-Fuse-92868492,1 | 13932 | 44659.2046 | 965.8641 | 43484.1219 | 50000 | 0.86968 | 0.027841 | 1795918.3673 | 65 | 1 | 2 | 0 | 2 | 3 | Lateral Hardening-Fuse-92868492 | 1500Million | Central | -1 | 3000
Lateral Hardening | Lateral Hardening-Fuse-91287667,1 | 13461 | 198244.0286 | 54517.1652 | 251686.9803 | 289545.4545 | 0.86925 | 0.24129 | 1200000 | 17 | 1 | 0 | 0 | 0 | 1 | Lateral Hardening-Fuse-91287667 | 1500Million | Eastern | -1 | 3000
Lateral Hardening | Lateral Hardening-Fuse-92524348,1 | 13523 | 186300.0425 | 7376.7648 | 184810.2708 | 212727.2727 | 0.86877 | 0.17727 | 1200000 | 21 | 1 | 0 | 0 | 0 | 1 | Lateral Hardening-Fuse-92524348 | 1500Million | Western | -1 | 3000
Lateral Hardening | Lateral Hardening-Fuse-10162591,1 | 13031 | 407415.6943 | 153354.2861 | 596164.9982 | 686590.9091 | 0.8683 | 0.57216 | 1200000 | 26 | 1 | 0 | 0 | 0 | 1 | Lateral Hardening-Fuse-10162591 [ 2029 ] | 1500Million | Winter Haven | -1 | 3000
Lateral Hardening | Lateral Hardening-Fuse-10025073,1 | 13294 | 58065.7071 | 2401.4479 | 57622.6285 | 66363.6364 | 0.86829 | 0.055303 | 1200000 | 18 | 1 | 0 | 0 | 0 | 1 | Lateral Hardening-Fuse-10025073 | 1500Million | Winter Haven | -1 | 3000
Lateral Hardening | Lateral Hardening-Fuse-92655481,1 | 13068 | 135033.0972 | 5204.6142 | 133701.2928 | 154090.9091 | 0.86768 | 0.12841 | 1200000 | 19 | 1 | 0 | 0 | 0 | 1 | Lateral Hardening-Fuse-92655481 | 1500Million | Western | -1 | 3000
Lateral Hardening | Lateral Hardening-Fuse-92443429,1 | 13489 | 225263.4135 | 30992.1875 | 248189.6726 | 286136.3636 | 0.86738 | 0.23845 | 1200000 | 5 | 1 | 0 | 0 | 0 | 1 | Lateral Hardening-Fuse-92443429 | 1500Million | South Hillsborough | -1 | 3000
Lateral Hardening | Lateral Hardening-Fuse-91512656,1 | 13206 | 102433.8839 | 1801.6829 | 99335.1713 | 114545.4545 | 0.86721 | 0.095455 | 1200000 | 18 | 1 | 0 | 0 | 0 | 1 | Lateral Hardening-Fuse-91512656 | 1500Million | Western | -1 | 3000
Lateral Hardening | Lateral Hardening-Fuse-92947368,1 | 13098 | 222716.2341 | 27471.3542 | 241436.6935 | 278636.3636 | 0.86649 | 0.2322 | 1200000 | 12 | 1 | 0 | 0 | 0 | 1 | Lateral Hardening-Fuse-92947368 | 1500Million | Central | -1 | 3000
Lateral Hardening | Lateral Hardening-Fuse-90755987,1 | 13314 | 107673.5074 | 5916.469 | 108402.7556 | 125227.2727 | 0.86565 | 0.10436 | 1200000 | 5 | 1 | 1 | 0 | 1 | 2 | Lateral Hardening-Fuse-90755987 | 1500Million | Winter Haven | -1 | 3000
Lateral Hardening | Lateral Hardening-Fuse-92407963,1 | 13020 | 171556.5012 | 13686.5914 | 176963.5524 | 204545.4545 | 0.86516 | 0.17045 | 1200000 | 42 | 1 | 0 | 0 | 0 | 1 | Lateral Hardening-Fuse-92407963 | 1500Million | South Hillsborough | -1 | 3000
Lateral Hardening | Lateral Hardening-Fuse-91681474,1 | 13077 | 60401.0988 | 3699.9012 | 61148.682 | 70681.8182 | 0.86513 | 0.058902 | 1200000 | 18 | 1 | 0 | 0 | 0 | 1 | Lateral Hardening-Fuse-91681474 | 1500Million | Western | -1 | 3000
Lateral Hardening | Lateral Hardening-Fuse-10895216,2 | 13003 | 370645.3987 | 76736.7533 | 533074.3722 | 616181.8182 | 0.86513 | 0.64186 | 960000 | 24 | 2 | 0 | 0 | 0 | 2 | Lateral Hardening-Fuse-10895216, Lateral Hardening-Fuse-10895215 | 1500Million | South Hillsborough | -1 | 3000
Lateral Hardening | Lateral Hardening-Fuse-93313405,2 | 13130 | 107343.9152 | 14585.536 | 117475.1159 | 135818.1818 | 0.86494 | 0.14148 | 960000 | 3 | 2 | 0 | 0 | 0 | 2 | Lateral Hardening-Fuse-93313405, Lateral Hardening-Fuse-91276493 [ 2029 ] | 1500Million | Eastern | -1 | 3000
Lateral Hardening | Lateral Hardening-Fuse-92418116,1 | 13696 | 142030.873 | 32090.3333 | 168017.0762 | 194318.1818 | 0.86465 | 0.16193 | 1200000 | 16 | 1 | 0 | 0 | 0 | 1 | Lateral Hardening-Fuse-92418116 | 1500Million | Winter Haven | -1 | 3000
Lateral Hardening | Lateral Hardening-Fuse-93278066,1 | 13213 | 87399.2581 | 9013.0011 | 92121.9244 | 106590.9091 | 0.86426 | 0.088826 | 1200000 | 10 | 1 | 0 | 0 | 0 | 1 | Lateral Hardening-Fuse-93278066 | 1500Million | Eastern | -1 | 3000
Lateral Hardening | Lateral Hardening-Fuse-60014753,1 | 13029 | 68017.7123 | 12304.6871 | 95247.4571 | 110227.2727 | 0.8641 | 0.091856 | 1200000 | 15 | 1 | 0 | 0 | 0 | 1 | Lateral Hardening-Fuse-60014753 | 1500Million | Central | -1 | 3000
Lateral Hardening | Lateral Hardening-Fuse-92672957,1 | 13064 | 141276.2839 | 21036.939 | 156332.7993 | 181363.6364 | 0.86199 | 0.15114 | 1200000 | 35 | 1 | 0 | 0 | 0 | 1 | Lateral Hardening-Fuse-92672957 | 1500Million | Western | -1 | 3000
Lateral Hardening | Lateral Hardening-Fuse-10696486,11 | 13961 | 1411795.9602 | 285666.5323 | 1732748.8035 | 2011636.3636 | 0.86136 | 2.0955 | 960000 | 43 | 11 | 0 | 0 | 0 | 11 | Lateral Hardening-Fuse-10696486 [ 2021 ], Lateral Hardening-Fuse-10696508, Lateral Hardening-Fuse-10696491, Lateral Hardening-Fuse-10696492, Lateral Hardening-Fuse-10696487, Lateral Hardening-Fuse-10696488, Lateral Hardening-Fuse-10696489, Lateral Hardening-Fuse-10696496, Lateral Hardening-Fuse-10696506, Lateral Hardening-Fuse-10696507, Lateral Hardening-Fuse-10696490 | 1500Million | Plant City | -1 | 3000
Lateral Hardening | Lateral Hardening-Fuse-10080921,10 | 14000 | 1536562.5701 | 324408.121 | 1828042.1272 | 2123272.7273 | 0.86095 | 2.2117 | 960000 | 68 | 10 | 0 | 0 | 0 | 10 | Lateral Hardening-Fuse-10080921 [ 2024 ], Lateral Hardening-Fuse-10080895 [ 2024 ], Lateral Hardening-Fuse-10080971, Lateral Hardening-Fuse-10080970, Lateral Hardening-Fuse-10080969, Lateral Hardening-Fuse-10080968, Lateral Hardening-Fuse-10080923, Lateral Hardening-Fuse-90751205, Lateral Hardening-Fuse-10080894, Lateral Hardening-Fuse-90751081 | 1500Million | Plant City | -1 | 3000
Lateral Hardening | Lateral Hardening-Fuse-91321851,1 | 13909 | 61372.285 | 15476.7422 | 73748.5493 | 85681.8182 | 0.86073 | 0.071402 | 1200000 | 8 | 1 | 0 | 0 | 0 | 1 | Lateral Hardening-Fuse-91321851 | 1500Million | Eastern | -1 | 3000
Lateral Hardening | Lateral Hardening-Fuse-91203682,1 | 13154 | 177996.2341 | 36768.3266 | 217804.8198 | 253181.8182 | 0.86027 | 0.21098 | 1200000 | 29 | 1 | 0 | 0 | 0 | 1 | Lateral Hardening-Fuse-91203682 | 1500Million | Western | -1 | 3000
Lateral Hardening | Lateral Hardening-Fuse-60124035,3 | 13218 | 467366.4417 | 151355.0464 | 644020.3931 | 748727.2727 | 0.86015 | 0.77992 | 960000 | 97 | 3 | 0 | 0 | 0 | 3 | Lateral Hardening-Fuse-60124035, Lateral Hardening-Fuse-91810397, Lateral Hardening-Fuse-92619586 | 1500Million | Western | -1 | 3000
Lateral Hardening | Lateral Hardening-Fuse-60004301,1 | 13037 | 97085.3344 | 6354.1883 | 98718.383 | 114772.7273 | 0.86012 | 0.095644 | 1200000 | 14 | 1 | 0 | 0 | 0 | 1 | Lateral Hardening-Fuse-60004301 | 1500Million | Central | -1 | 3000
Lateral Hardening | Lateral Hardening-Fuse-60180238,1 | 13390 | 231358.2426 | 120906.8139 | 356336.0466 | 414318.1818 | 0.86005 | 0.34527 | 1200000 | 5 | 1 | 0 | 0 | 0 | 1 | Lateral Hardening-Fuse-60180238 [ 2023 ] | 1500Million | Plant City | -1 | 3000
Lateral Hardening | Lateral Hardening-Fuse-90419893,1 | 13171 | 137015.1123 | 29996.9131 | 169034.2801 | 196590.9091 | 0.85983 | 0.16383 | 1200000 | 10 | 1 | 0 | 0 | 0 | 1 | Lateral Hardening-Fuse-90419893 | 1500Million | Eastern | -1 | 3000
Lateral Hardening | Lateral Hardening-Fuse-93329325,5 | 13099 | 952786.9332 | 342341.7445 | 1267034.3671 | 1474727.2727 | 0.85917 | 1.5362 | 960000 | 160 | 5 | 4 | 0 | 4 | 9 | Lateral Hardening-Fuse-93329325 [ 2022 ], Lateral Hardening-Fuse-92607233, Lateral Hardening-Fuse-92433827, Lateral Hardening-Fuse-90868480, Lateral Hardening-Fuse-90868481 | 1500Million | Central | -1 | 3000
Lateral Hardening | Lateral Hardening-Fuse-91542229,2 | 13924 | 1745064.0414 | 545582.3198 | 2241284.8228 | 2611636.3636 | 0.85819 | 2.7205 | 960000 | 25 | 2 | 2 | 0 | 2 | 4 | Lateral Hardening-Fuse-91542229 [ 2029 ], Lateral Hardening-Fuse-10605180 | 1500Million | Winter Haven | -1 | 3000
Lateral Hardening | Lateral Hardening-Fuse-92544636,1 | 13254 | 250141.6014 | 14608.7647 | 252516.0091 | 294318.1818 | 0.85797 | 0.24527 | 1200000 | 28 | 1 | 0 | 0 | 0 | 1 | Lateral Hardening-Fuse-92544636 | 1500Million | South Hillsborough | -1 | 3000
Lateral Hardening | Lateral Hardening-Fuse-10482615,1 | 13455 | 354009.2622 | 38884.0255 | 379821.7589 | 443181.8182 | 0.85703 | 0.36932 | 1200000 | 10 | 1 | 1 | 0 | 1 | 2 | Lateral Hardening-Fuse-10482615 | 1500Million | Eastern | -1 | 3000
Lateral Hardening | Lateral Hardening-Fuse-10616466,2 | 13126 | 389564.6436 | 84211.7778 | 461198.7112 | 538909.0909 | 0.8558 | 0.56136 | 960000 | 7 | 2 | 0 | 0 | 0 | 2 | Lateral Hardening-Fuse-10616466 [ 2029 ], Lateral Hardening-Fuse-91506169 | 1500Million | Plant City | -1 | 3000
Lateral Hardening | Lateral Hardening-Fuse-10566574,1 | 13289 | 91707.5037 | 11688.5911 | 99171.9548 | 115909.0909 | 0.8556 | 0.096591 | 1200000 | 12 | 1 | 0 | 0 | 0 | 1 | Lateral Hardening-Fuse-10566574 | 1500Million | Winter Haven | -1 | 3000
Lateral Hardening | Lateral Hardening-Fuse-60241226,1 | 13137 | 51975.2337 | 10574.4428 | 153422.3944 | 179318.1818 | 0.85559 | 0.14943 | 1200000 | 29 | 1 | 0 | 0 | 0 | 1 | Lateral Hardening-Fuse-60241226 | 1500Million | Western | -1 | 3000
Lateral Hardening | Lateral Hardening-Fuse-60201462,1 | 13330 | 235045.7767 | 74826.6089 | 314749.1233 | 367954.5455 | 0.8554 | 0.30663 | 1200000 | 20 | 1 | 1 | 0 | 1 | 2 | Lateral Hardening-Fuse-60201462 [ 2025 ] | 1500Million | Dade City | -1 | 3000
Lateral Hardening | Lateral Hardening-Fuse-10679442,20 | 13807 | 3111844.4385 | 713407.0595 | 4017152.6606 | 4696363.6364 | 0.85538 | 4.892 | 960000 | 189 | 20 | 5 | 0 | 5 | 25 | Lateral Hardening-Fuse-10679442 [ 2028 ], Lateral Hardening-Fuse-10679401, Lateral Hardening-Fuse-92695343, Lateral Hardening-Fuse-60276989, Lateral Hardening-Fuse-60188297, Lateral Hardening-Fuse-90289743, Lateral Hardening-Fuse-90288609, Lateral Hardening-Fuse-90283168 [ 2028 ], Lateral Hardening-Fuse-90287406, Lateral Hardening-Fuse-90287234, Lateral Hardening-Fuse-90287384, Lateral Hardening-Fuse-90287399, Lateral Hardening-Fuse-92637945, Lateral Hardening-Fuse-90287711, Lateral Hardening-Fuse-10679397, Lateral Hardening-Fuse-10679450, Lateral Hardening-Fuse-90288442, Lateral Hardening-Fuse-92290675, Lateral Hardening-Fuse-10679454, Lateral Hardening-Fuse-91017104 | 1500Million | Plant City | -1 | 3000
Lateral Hardening | Lateral Hardening-Fuse-10643453,2 | 13390 | 146046.1671 | 18705.891 | 159362.8656 | 186363.6364 | 0.85512 | 0.19413 | 960000 | 13 | 2 | 0 | 0 | 0 | 2 | Lateral Hardening-Fuse-10643453 [ 2023 ], Lateral Hardening-Fuse-10643495 | 1500Million | Plant City | -1 | 3000
Lateral Hardening | Lateral Hardening-Fuse-10087543,1 | 13389 | 268362.7863 | 64913.7224 | 351308.95 | 410909.0909 | 0.85496 | 0.34242 | 1200000 | 13 | 1 | 1 | 0 | 1 | 2 | Lateral Hardening-Fuse-10087543 | 1500Million | Plant City | -1 | 3000
Lateral Hardening | Lateral Hardening-Fuse-91400733,12 | 13808 | 5121967.513 | 2188292.8489 | 7262273.7587 | 8507818.1818 | 0.8536 | 8.8623 | 960000 | 54 | 12 | 4 | 1 | 3 | 16 | Lateral Hardening-Fuse-91400733 [ 2027 ], Lateral Hardening-Fuse-10686126 [ 2027 ], Lateral Hardening-Fuse-10686185 [ 2027 ], Lateral Hardening-Fuse-10686251, Lateral Hardening-Fuse-90107066, Lateral Hardening-Fuse-60369995 [ 2027 ], Lateral Hardening-Fuse-60490730, Lateral Hardening-Fuse-90107067, Lateral Hardening-Fuse-10686129 [ 2027 ], Lateral Hardening-Fuse-10686118, Lateral Hardening-Fuse-10686119, Lateral Hardening-Fuse-92280955 [ 2027 ] | 1500Million | Plant City | -1 | 3000
Lateral Hardening | Lateral Hardening-Fuse-92520591,2 | 13147 | 494146.6363 | 210935.708 | 777563.0329 | 911090.9091 | 0.85344 | 0.94905 | 960000 | 5 | 2 | 1 | 0 | 1 | 3 | Lateral Hardening-Fuse-92520591, Lateral Hardening-Fuse-92549483 | 1500Million | Plant City | -1 | 3000
Lateral Hardening | Lateral Hardening-Fuse-90437197,1 | 13120 | 44798.6941 | 42.3972 | 42666.6186 | 50000 | 0.85333 | 0.035417 | 1411764.7059 | 47 | 1 | 1 | 0 | 1 | 2 | Lateral Hardening-Fuse-90437197 | 1500Million | Plant City | -1 | 3000
Lateral Hardening | Lateral Hardening-Fuse-10590624,1 | 13127 | 194730.7379 | 49099.0135 | 245403.8716 | 287727.2727 | 0.8529 | 0.23977 | 1200000 | 25 | 1 | 0 | 0 | 0 | 1 | Lateral Hardening-Fuse-10590624 | 1500Million | Eastern | -1 | 3000
Lateral Hardening | Lateral Hardening-Fuse-93323526,1 | 13723 | 460122.8611 | 139867.3718 | 583843.3762 | 685000 | 0.85233 | 0.57083 | 1200000 | 10 | 1 | 0 | 0 | 0 | 1 | Lateral Hardening-Fuse-93323526 | 1500Million | Plant City | -1 | 3000
Lateral Hardening | Lateral Hardening-Fuse-92347858,5 | 13431 | 580028.4329 | 69681.6151 | 625561.9618 | 734727.2727 | 0.85142 | 0.76534 | 960000 | 8 | 5 | 1 | 0 | 1 | 6 | Lateral Hardening-Fuse-92346345, Lateral Hardening-Fuse-92347858 [ 2023 ], Lateral Hardening-Fuse-92348427, Lateral Hardening-Fuse-10745647, Lateral Hardening-Fuse-92347859 | 1500Million | Dade City | -1 | 3000
Lateral Hardening | Lateral Hardening-Fuse-92743332,21 | 14041 | 3131939.4591 | 810147.1906 | 3884291.3684 | 4565090.9091 | 0.85087 | 4.7553 | 960000 | 231 | 21 | 5 | 0 | 5 | 26 | Lateral Hardening-Fuse-92743332 [ 2023 ], Lateral Hardening-Fuse-91419565, Lateral Hardening-Fuse-90626843, Lateral Hardening-Fuse-90628229, Lateral Hardening-Fuse-91438528, Lateral Hardening-Fuse-90626817, Lateral Hardening-Fuse-90626824, Lateral Hardening-Fuse-90626840, Lateral Hardening-Fuse-90626846, Lateral Hardening-Fuse-60307779, Lateral Hardening-Fuse-93041001, Lateral Hardening-Fuse-93041876, Lateral Hardening-Fuse-91397425, Lateral Hardening-Fuse-90626759, Lateral Hardening-Fuse-93041325, Lateral Hardening-Fuse-60148791, Lateral Hardening-Fuse-92837210, Lateral Hardening-Fuse-92836010, Lateral Hardening-Fuse-92836054, Lateral Hardening-Fuse-92836107, Lateral Hardening-Fuse-92836011 | 1500Million | Central | -1 | 3000
Lateral Hardening | Lateral Hardening-Fuse-93194360,1 | 13911 | 80765.2054 | 9808.0371 | 86548.7723 | 101818.1818 | 0.85003 | 0.084848 | 1200000 | 4 | 1 | 1 | 0 | 1 | 2 | Lateral Hardening-Fuse-93194360 | 1500Million | Eastern | -1 | 3000
Lateral Hardening | Lateral Hardening-Fuse-92124997,1 | 14116 | 297689.3237 | 78576.4979 | 364603.495 | 429090.9091 | 0.84971 | 0.35758 | 1200000 | 21 | 1 | 0 | 0 | 0 | 1 | Lateral Hardening-Fuse-92124997 | 1500Million | Eastern | -1 | 3000
Lateral Hardening | Lateral Hardening-Fuse-92445707,1 | 13391 | 233984.9149 | 76350.4504 | 301890.9987 | 355454.5455 | 0.84931 | 0.29621 | 1200000 | 8 | 1 | 0 | 0 | 0 | 1 | Lateral Hardening-Fuse-92445707 | 1500Million | Plant City | -1 | 3000
Lateral Hardening | Lateral Hardening-Fuse-91334128,1 | 13007 | 438579.9487 | 130212.2984 | 551567.704 | 650227.2727 | 0.84827 | 0.54186 | 1200000 | 7 | 1 | 3 | 0 | 3 | 4 | Lateral Hardening-Fuse-91334128 [ 2029 ] | 1500Million | Plant City | -1 | 3000
Lateral Hardening | Lateral Hardening-Fuse-10487457,3 | 13458 | 319406.1353 | 71785.4403 | 398471.3848 | 470181.8182 | 0.84748 | 0.48977 | 960000 | 15 | 3 | 1 | 0 | 1 | 4 | Lateral Hardening-Fuse-10487457 [ 2026 ], Lateral Hardening-Fuse-93122044, Lateral Hardening-Fuse-93121964 | 1500Million | Eastern | -1 | 3000
Lateral Hardening | Lateral Hardening-Fuse-93154486,5 | 13017 | 951896.8508 | 271089.2389 | 1185150.0829 | 1399636.3636 | 0.84676 | 1.458 | 960000 | 66 | 5 | 3 | 0 | 3 | 8 | Lateral Hardening-Fuse-93154486 [ 2025 ], Lateral Hardening-Fuse-92310865, Lateral Hardening-Fuse-92308539, Lateral Hardening-Fuse-60363057, Lateral Hardening-Fuse-10925165 | 1500Million | South Hillsborough | -1 | 3000
Lateral Hardening | Lateral Hardening-Fuse-10477226,1 | 13326 | 42379.7579 | 2001.5826 | 42330.8277 | 50000 | 0.84662 | 0.032765 | 1526011.5607 | 4 | 1 | 0 | 0 | 0 | 1 | Lateral Hardening-Fuse-10477226 | 1500Million | Eastern | -1 | 3000
Lateral Hardening | Lateral Hardening-Fuse-91739728,1 | 13466 | 144390.3641 | 37338.8578 | 175617.7321 | 207500 | 0.84635 | 0.17292 | 1200000 | 25 | 1 | 0 | 0 | 0 | 1 | Lateral Hardening-Fuse-91739728 | 1500Million | Central | -1 | 3000
Lateral Hardening | Lateral Hardening-Fuse-92775036,1 | 13256 | 97110.7111 | 3929.3702 | 96339.8293 | 113863.6364 | 0.8461 | 0.094886 | 1200000 | 72 | 1 | 1 | 0 | 1 | 2 | Lateral Hardening-Fuse-92775036 [ 2029 ] | 1500Million | South Hillsborough | -1 | 3000
Lateral Hardening | Lateral Hardening-Fuse-92962859,1 | 13732 | 95481.516 | 12185.8935 | 103047.2272 | 121818.1818 | 0.84591 | 0.10152 | 1200000 | 20 | 1 | 0 | 0 | 0 | 1 | Lateral Hardening-Fuse-92962859 | 1500Million | Eastern | -1 | 3000
Lateral Hardening | Lateral Hardening-Fuse-93043208,2 | 14266 | 249853.4743 | 91367.4292 | 331031.1331 | 392000 | 0.84447 | 0.40833 | 960000 | 27 | 2 | 0 | 0 | 0 | 2 | Lateral Hardening-Fuse-93043208, Lateral Hardening-Fuse-91576984 | 1500Million | Central | -1 | 3000
Lateral Hardening | Lateral Hardening-Fuse-92354223,1 | 13431 | 1043547.0993 | 299818.8122 | 1316620.1033 | 1560000 | 0.84399 | 1.3 | 1200000 | 76 | 1 | 0 | 0 | 0 | 1 | Lateral Hardening-Fuse-92354223 [ 2023 ] | 1500Million | Dade City | -1 | 3000
Lateral Hardening | Lateral Hardening-Fuse-92962369,1 | 13006 | 381333.7071 | 63941.809 | 431361.1778 | 511136.3636 | 0.84393 | 0.42595 | 1200000 | 44 | 1 | 0 | 0 | 0 | 1 | Lateral Hardening-Fuse-92962369 | 1500Million | Dade City | -1 | 3000
Lateral Hardening | Lateral Hardening-Fuse-93271610,1 | 13820 | 224923.7519 | 30276.7273 | 245479.3822 | 290909.0909 | 0.84384 | 0.24242 | 1200000 | 13 | 1 | 0 | 0 | 0 | 1 | Lateral Hardening-Fuse-93271610 | 1500Million | South Hillsborough | -1 | 3000
Lateral Hardening | Lateral Hardening-Fuse-92037863,2 | 13093 | 257743.1233 | 38607.1588 | 285955.1993 | 338909.0909 | 0.84375 | 0.35303 | 960000 | 8 | 2 | 0 | 0 | 0 | 2 | Lateral Hardening-Fuse-92037863 [ 2022 ], Lateral Hardening-Fuse-60029613 | 1500Million | Central | -1 | 3000
Lateral Hardening | Lateral Hardening-Fuse-10532916,3 | 13705 | 351262.5169 | 152281.5 | 514182.4695 | 610181.8182 | 0.84267 | 0.63561 | 960000 | 91 | 3 | 1 | 0 | 1 | 4 | Lateral Hardening-Fuse-10532916, Lateral Hardening-Fuse-91761081, Lateral Hardening-Fuse-92065130 | 1500Million | Eastern | -1 | 3000
Lateral Hardening | Lateral Hardening-Fuse-60131018,1 | 13035 | 163031.7576 | 35168.2836 | 191852.0339 | 227727.2727 | 0.84246 | 0.18977 | 1200000 | 35 | 1 | 0 | 0 | 0 | 1 | Lateral Hardening-Fuse-60131018 | 1500Million | Central | -1 | 3000
Lateral Hardening | Lateral Hardening-Fuse-10679337,4 | 13807 | 528970.3399 | 129710.1721 | 654626.4065 | 777090.9091 | 0.84241 | 0.80947 | 960000 | 40 | 4 | 0 | 0 | 0 | 4 | Lateral Hardening-Fuse-10679337 [ 2028 ], Lateral Hardening-Fuse-10679341, Lateral Hardening-Fuse-92658911, Lateral Hardening-Fuse-10679343 | 1500Million | Plant City | -1 | 3000
Lateral Hardening | Lateral Hardening-Fuse-91064215,2 | 13449 | 394649.1324 | 284709.1415 | 734615.6356 | 872545.4545 | 0.84192 | 0.9089 | 960000 | 103 | 2 | 0 | 0 | 0 | 2 | Lateral Hardening-Fuse-91064215, Lateral Hardening-Fuse-10215653 | 1500Million | Western | -1 | 3000
Lateral Hardening | Lateral Hardening-Fuse-10455381,1 | 13171 | 125156.2793 | 6686.384 | 125828.6239 | 149545.4545 | 0.84141 | 0.12462 | 1200000 | 24 | 1 | 2 | 0 | 2 | 3 | Lateral Hardening-Fuse-10455381 [ 2021 ] | 1500Million | Eastern | -1 | 3000
Lateral Hardening | Lateral Hardening-Fuse-10829468,1 | 13687 | 40911.891 | 3209.8891 | 42066.98 | 50000 | 0.84134 | 0.010038 | 4981132.0755 | 3 | 1 | 0 | 0 | 0 | 1 | Lateral Hardening-Fuse-10829468 | 1500Million | Eastern | -1 | 3000
Lateral Hardening | Lateral Hardening-Fuse-10471368,1 | 13230 | 170577.5461 | 73352.4456 | 243378.0685 | 289318.1818 | 0.84121 | 0.2411 | 1200000 | 5 | 1 | 0 | 0 | 0 | 1 | Lateral Hardening-Fuse-10471368 | 1500Million | Eastern | -1 | 3000
Lateral Hardening | Lateral Hardening-Fuse-60448047,1 | 13973 | 42100.2793 | 1943.6644 | 42033.8766 | 50000 | 0.84068 | 0.033144 | 1508571.4286 | 13 | 1 | 1 | 0 | 1 | 2 | Lateral Hardening-Fuse-60448047 | 1500Million | Winter Haven | -1 | 3000
Lateral Hardening | Lateral Hardening-Fuse-91092614,1 | 13046 | 66481.3459 | 6041.1745 | 69341.709 | 82500 | 0.84051 | 0.06875 | 1200000 | 11 | 1 | 0 | 0 | 0 | 1 | Lateral Hardening-Fuse-91092614 | 1500Million | Central | -1 | 3000
Lateral Hardening | Lateral Hardening-Fuse-92051492,1 | 13418 | 213215.7004 | 71869.1558 | 276785.8864 | 329318.1818 | 0.84048 | 0.27443 | 1200000 | 46 | 1 | 0 | 0 | 0 | 1 | Lateral Hardening-Fuse-92051492 | 1500Million | Central | -1 | 3000
Lateral Hardening | Lateral Hardening-Fuse-60042726,1 | 13310 | 79330.7181 | 10057.3487 | 85320.7514 | 101590.9091 | 0.83985 | 0.084659 | 1200000 | 22 | 1 | 0 | 0 | 0 | 1 | Lateral Hardening-Fuse-60042726 | 1500Million | Winter Haven | -1 | 3000
Lateral Hardening | Lateral Hardening-Fuse-10925093,2 | 13342 | 286591.9258 | 57106.4921 | 359685.1404 | 428363.6364 | 0.83967 | 0.44621 | 960000 | 35 | 2 | 0 | 0 | 0 | 2 | Lateral Hardening-Fuse-10925093, Lateral Hardening-Fuse-92222537 | 1500Million | South Hillsborough | -1 | 3000
Lateral Hardening | Lateral Hardening-Fuse-60110680,9 | 13750 | 886953.7227 | 213583.8785 | 1162700.8352 | 1385636.3636 | 0.83911 | 1.4434 | 960000 | 49 | 9 | 18 | 0 | 18 | 27 | Lateral Hardening-Fuse-60110680 [ 2022 ], Lateral Hardening-Fuse-60117811, Lateral Hardening-Fuse-60117949, Lateral Hardening-Fuse-60117950, Lateral Hardening-Fuse-90091121, Lateral Hardening-Fuse-60117888, Lateral Hardening-Fuse-60117810, Lateral Hardening-Fuse-10313393, Lateral Hardening-Fuse-92187440 | 1500Million | Western | -1 | 3000
Lateral Hardening | Lateral Hardening-Fuse-92828950,1 | 13491 | 118275.5167 | 24146.2703 | 137340.1572 | 163863.6364 | 0.83814 | 0.13655 | 1200000 | 19 | 1 | 0 | 0 | 0 | 1 | Lateral Hardening-Fuse-92828950 | 1500Million | Western | -1 | 3000
Lateral Hardening | Lateral Hardening-Fuse-93028956,1 | 13435 | 103307.9557 | 10434.3974 | 108710.4903 | 129772.7273 | 0.8377 | 0.10814 | 1200000 | 8 | 1 | 0 | 0 | 0 | 1 | Lateral Hardening-Fuse-93028956 | 1500Million | Eastern | -1 | 3000
Lateral Hardening | Lateral Hardening-Fuse-92352694,1 | 13443 | 240005.2233 | 65332.4476 | 295529.1726 | 352954.5455 | 0.8373 | 0.29413 | 1200000 | 8 | 1 | 0 | 0 | 0 | 1 | Lateral Hardening-Fuse-92352694 [ 2022 ] | 1500Million | Winter Haven | -1 | 3000
Lateral Hardening | Lateral Hardening-Fuse-91840145,1 | 14355 | 50446.2182 | 76.2704 | 48112.9446 | 57500 | 0.83675 | 0.047917 | 1200000 | 167 | 1 | 1 | 0 | 1 | 2 | Lateral Hardening-Fuse-91840145 | 1500Million | Eastern | -1 | 3000
Lateral Hardening | Lateral Hardening-Fuse-92837984,1 | 14124 | 43703.8885 | 166.998 | 41812.6153 | 50000 | 0.83625 | 0.015341 | 3259259.2593 | 87 | 1 | 1 | 0 | 1 | 2 | Lateral Hardening-Fuse-92837984 | 1500Million | Plant City | -1 | 3000
Lateral Hardening | Lateral Hardening-Fuse-60311366,1 | 13724 | 154963.8688 | 14963.202 | 163043.58 | 195227.2727 | 0.83515 | 0.16269 | 1200000 | 12 | 1 | 0 | 0 | 0 | 1 | Lateral Hardening-Fuse-60311366 [ 2022 ] | 1500Million | Plant City | -1 | 3000
Lateral Hardening | Lateral Hardening-Fuse-60402779,4 | 13213 | 379528.6683 | 88927.3298 | 471682.9968 | 564909.0909 | 0.83497 | 0.58845 | 960000 | 12 | 4 | 0 | 0 | 0 | 4 | Lateral Hardening-Fuse-60402779 [ 2027 ], Lateral Hardening-Fuse-93279765, Lateral Hardening-Fuse-93279763, Lateral Hardening-Fuse-93279758 | 1500Million | Eastern | -1 | 3000
Lateral Hardening | Lateral Hardening-Fuse-90290223,2 | 13621 | 195418.7453 | 28114.5789 | 214620.1232 | 257090.9091 | 0.8348 | 0.2678 | 960000 | 13 | 2 | 0 | 0 | 0 | 2 | Lateral Hardening-Fuse-90290223, Lateral Hardening-Fuse-91758407 | 1500Million | Western | -1 | 3000
Lateral Hardening | Lateral Hardening-Fuse-92181166,1 | 14266 | 83028.4431 | 24712.5996 | 104836.755 | 125681.8182 | 0.83414 | 0.10473 | 1200000 | 84 | 1 | 2 | 0 | 2 | 3 | Lateral Hardening-Fuse-92181166 | 1500Million | Central | -1 | 3000
Lateral Hardening | Lateral Hardening-Fuse-91083242,1 | 13175 | 132150.1816 | 28719.3417 | 155152.1157 | 186136.3636 | 0.83354 | 0.15511 | 1200000 | 21 | 1 | 0 | 0 | 0 | 1 | Lateral Hardening-Fuse-91083242 | 1500Million | Central | -1 | 3000
Lateral Hardening | Lateral Hardening-Fuse-10628963,1 | 13787 | 62716.359 | 2750.7272 | 62515.2576 | 75000 | 0.83354 | 0.0625 | 1200000 | 3 | 1 | 0 | 0 | 0 | 1 | Lateral Hardening-Fuse-10628963 | 1500Million | Plant City | -1 | 3000
Lateral Hardening | Lateral Hardening-Fuse-10159460,1 | 13523 | 134899.2283 | 2814.0632 | 131255.3975 | 157500 | 0.83337 | 0.13125 | 1200000 | 29 | 1 | 1 | 0 | 1 | 2 | Lateral Hardening-Fuse-10159460 | 1500Million | Western | -1 | 3000
Lateral Hardening | Lateral Hardening-Fuse-10199128,1 | 13867 | 403288.4777 | 127658.0897 | 515634.2337 | 619090.9091 | 0.83289 | 0.51591 | 1200000 | 72 | 1 | 4 | 0 | 4 | 5 | Lateral Hardening-Fuse-10199128 | 1500Million | Western | -1 | 3000
Lateral Hardening | Lateral Hardening-Fuse-10163239,1 | 13091 | 64204.4557 | 3417.143 | 64524.1253 | 77500 | 0.83257 | 0.064583 | 1200000 | 8 | 1 | 0 | 0 | 0 | 1 | Lateral Hardening-Fuse-10163239 | 1500Million | Central | -1 | 3000
Lateral Hardening | Lateral Hardening-Fuse-92529538,5 | 13210 | 400358.3197 | 284366.3896 | 665840.0286 | 800363.6364 | 0.83192 | 0.83371 | 960000 | 42 | 5 | 0 | 0 | 0 | 5 | Lateral Hardening-Fuse-92529538 [ 2029 ], Lateral Hardening-Fuse-92529541, Lateral Hardening-Fuse-92529542, Lateral Hardening-Fuse-92529544, Lateral Hardening-Fuse-92529545 | 1500Million | Western | -1 | 3000
Lateral Hardening | Lateral Hardening-Fuse-92610429,1 | 13390 | 99675.4661 | 19291.0904 | 114577.8637 | 137727.2727 | 0.83192 | 0.11477 | 1200000 | 6 | 1 | 0 | 0 | 0 | 1 | Lateral Hardening-Fuse-92610429 | 1500Million | Plant City | -1 | 3000
Lateral Hardening | Lateral Hardening-Fuse-10595474,1 | 13698 | 184212.5324 | 26178.0491 | 202112.9916 | 243181.8182 | 0.83112 | 0.20265 | 1200000 | 23 | 1 | 0 | 0 | 0 | 1 | Lateral Hardening-Fuse-10595474 | 1500Million | Winter Haven | -1 | 3000
Lateral Hardening | Lateral Hardening-Fuse-91805700,1 | 13329 | 186578.6065 | 18860.3008 | 196421.6136 | 236363.6364 | 0.83101 | 0.19697 | 1200000 | 18 | 1 | 0 | 0 | 0 | 1 | Lateral Hardening-Fuse-91805700 | 1500Million | Dade City | -1 | 3000
Lateral Hardening | Lateral Hardening-Fuse-10402230,1 | 13592 | 169583.3353 | 36473.7056 | 214674.74 | 258409.0909 | 0.83076 | 0.21534 | 1200000 | 42 | 1 | 0 | 0 | 0 | 1 | Lateral Hardening-Fuse-10402230 | 1500Million | Central | -1 | 3000
Lateral Hardening | Lateral Hardening-Fuse-92443425,1 | 13391 | 116251.164 | 26007.1422 | 136307.8215 | 164090.9091 | 0.83068 | 0.13674 | 1200000 | 8 | 1 | 0 | 0 | 0 | 1 | Lateral Hardening-Fuse-92443425 | 1500Million | Plant City | -1 | 3000
Lateral Hardening | Lateral Hardening-Fuse-92456904,1 | 13064 | 358056.3827 | 119279.2164 | 463456.6726 | 557954.5455 | 0.83064 | 0.46496 | 1200000 | 89 | 1 | 0 | 0 | 0 | 1 | Lateral Hardening-Fuse-92456904 | 1500Million | Western | -1 | 3000
Lateral Hardening | Lateral Hardening-Fuse-10625703,7 | 13011 | 1384964.8457 | 551228.1361 | 1934269.0908 | 2330545.4545 | 0.82996 | 2.4277 | 960000 | 8 | 7 | 0 | 0 | 0 | 7 | Lateral Hardening-Fuse-10625703, Lateral Hardening-Fuse-10625704, Lateral Hardening-Fuse-10625705 [ 2028 ], Lateral Hardening-Fuse-90844641, Lateral Hardening-Fuse-10625697 [ 2028 ], Lateral Hardening-Fuse-91584316, Lateral Hardening-Fuse-91584713 | 1500Million | Plant City | -1 | 3000
Lateral Hardening | Lateral Hardening-Fuse-10566583,1 | 13289 | 39866.4356 | 5900.2152 | 49541.2042 | 59772.7273 | 0.82883 | 0.049811 | 1200000 | 6 | 1 | 0 | 0 | 0 | 1 | Lateral Hardening-Fuse-10566583 | 1500Million | Winter Haven | -1 | 3000
Lateral Hardening | Lateral Hardening-Fuse-10643404,1 | 13390 | 98109.6622 | 18090.4803 | 122029.5941 | 147272.7273 | 0.8286 | 0.12273 | 1200000 | 2 | 1 | 0 | 0 | 0 | 1 | Lateral Hardening-Fuse-10643404 [ 2023 ] | 1500Million | Plant City | -1 | 3000
Lateral Hardening | Lateral Hardening-Fuse-91908501,1 | 13205 | 130069.9224 | 26979.7275 | 151905.9456 | 183409.0909 | 0.82824 | 0.15284 | 1200000 | 15 | 1 | 1 | 0 | 1 | 2 | Lateral Hardening-Fuse-91908501 | 1500Million | Central | -1 | 3000
Lateral Hardening | Lateral Hardening-Fuse-60087053,1 | 13359 | 64883.312 | 6752.2119 | 83948.9835 | 101363.6364 | 0.8282 | 0.08447 | 1200000 | 8 | 1 | 0 | 0 | 0 | 1 | Lateral Hardening-Fuse-60087053 | 1500Million | Western | -1 | 3000
Lateral Hardening | Lateral Hardening-Fuse-10588296,1 | 13444 | 153175.3419 | 16744.2791 | 162502.8236 | 196363.6364 | 0.82756 | 0.16364 | 1200000 | 51 | 1 | 0 | 0 | 0 | 1 | Lateral Hardening-Fuse-10588296 | 1500Million | Winter Haven | -1 | 3000
Lateral Hardening | Lateral Hardening-Fuse-60029111,3 | 13088 | 358858.7745 | 161077.3358 | 511187.8978 | 617818.1818 | 0.82741 | 0.64356 | 960000 | 87 | 3 | 0 | 0 | 0 | 3 | Lateral Hardening-Fuse-60029111, Lateral Hardening-Fuse-90998981, Lateral Hardening-Fuse-60029135 | 1500Million | Central | -1 | 3000
Lateral Hardening | Lateral Hardening-Fuse-92247188,1 | 13227 | 130158.9892 | 19502.5038 | 144203.3803 | 174318.1818 | 0.82724 | 0.14527 | 1200000 | 12 | 1 | 0 | 0 | 0 | 1 | Lateral Hardening-Fuse-92247188 | 1500Million | Eastern | -1 | 3000
Lateral Hardening | Lateral Hardening-Fuse-10671200,1 | 13724 | 68515.2377 | 9163.5803 | 74185.1038 | 89772.7273 | 0.82637 | 0.074811 | 1200000 | 6 | 1 | 0 | 0 | 0 | 1 | Lateral Hardening-Fuse-10671200 | 1500Million | Plant City | -1 | 3000
Lateral Hardening | Lateral Hardening-Fuse-91144334,1 | 13590 | 65254.1316 | 5128.7865 | 67235.0712 | 81363.6364 | 0.82635 | 0.067803 | 1200000 | 11 | 1 | 0 | 0 | 0 | 1 | Lateral Hardening-Fuse-91144334 | 1500Million | Central | -1 | 3000
Lateral Hardening | Lateral Hardening-Fuse-92937759,1 | 13224 | 78046.495 | 12891.739 | 87066.012 | 105454.5455 | 0.82563 | 0.087879 | 1200000 | 23 | 1 | 0 | 0 | 0 | 1 | Lateral Hardening-Fuse-92937759 | 1500Million | Central | -1 | 3000
Lateral Hardening | Lateral Hardening-Fuse-60123707,1 | 13186 | 290845.7221 | 109051.3285 | 388752.0903 | 470909.0909 | 0.82554 | 0.39242 | 1200000 | 36 | 1 | 0 | 0 | 0 | 1 | Lateral Hardening-Fuse-60123707 | 1500Million | Central | -1 | 3000
Lateral Hardening | Lateral Hardening-Fuse-10715658,2 | 13984 | 377925.432 | 141526.8025 | 521491.2958 | 631818.1818 | 0.82538 | 0.65814 | 960000 | 28 | 2 | 0 | 0 | 0 | 2 | Lateral Hardening-Fuse-10715658 [ 2028 ], Lateral Hardening-Fuse-91404501 | 1500Million | Plant City | -1 | 3000
Lateral Hardening | Lateral Hardening-Fuse-10142235,1 | 13034 | 316552.8806 | 67551.1765 | 372554.8459 | 451590.9091 | 0.82498 | 0.37633 | 1200000 | 65 | 1 | 0 | 0 | 0 | 1 | Lateral Hardening-Fuse-10142235 | 1500Million | Central | -1 | 3000
Lateral Hardening | Lateral Hardening-Fuse-90505992,1 | 13964 | 235233.0617 | 203871.9377 | 521898.2993 | 632727.2727 | 0.82484 | 0.52727 | 1200000 | 12 | 1 | 0 | 0 | 0 | 1 | Lateral Hardening-Fuse-90505992 | 1500Million | Eastern | -1 | 3000
Lateral Hardening | Lateral Hardening-Fuse-90029856,1 | 13972 | 291997.5144 | 67490.1599 | 348634.1034 | 422727.2727 | 0.82473 | 0.35227 | 1200000 | 24 | 1 | 2 | 0 | 2 | 3 | Lateral Hardening-Fuse-90029856 | 1500Million | Winter Haven | -1 | 3000
Lateral Hardening | Lateral Hardening-Fuse-92057917,1 | 13418 | 217853.4018 | 71388.2402 | 281095.3825 | 340909.0909 | 0.82455 | 0.28409 | 1200000 | 48 | 1 | 0 | 0 | 0 | 1 | Lateral Hardening-Fuse-92057917 | 1500Million | Central | -1 | 3000
Lateral Hardening | Lateral Hardening-Fuse-92609625,1 | 13390 | 231294.2121 | 28648.8713 | 250084.6345 | 303409.0909 | 0.82425 | 0.25284 | 1200000 | 9 | 1 | 0 | 0 | 0 | 1 | Lateral Hardening-Fuse-92609625 | 1500Million | Plant City | -1 | 3000
Lateral Hardening | Lateral Hardening-Fuse-10466909,1 | 13433 | 351173.8209 | 80505.6842 | 417502.3627 | 506590.9091 | 0.82414 | 0.42216 | 1200000 | 21 | 1 | 1 | 0 | 1 | 2 | Lateral Hardening-Fuse-10466909 | 1500Million | Eastern | -1 | 3000
Lateral Hardening | Lateral Hardening-Fuse-91568033,1 | 13044 | 61867.62 | 6800.7524 | 65516.8431 | 79545.4545 | 0.82364 | 0.066288 | 1200000 | 14 | 1 | 0 | 0 | 0 | 1 | Lateral Hardening-Fuse-91568033 | 1500Million | Central | -1 | 3000
Lateral Hardening | Lateral Hardening-Fuse-10629044,2 | 13787 | 302266.8397 | 103954.6494 | 392999.2389 | 477272.7273 | 0.82343 | 0.49716 | 960000 | 30 | 2 | 0 | 0 | 0 | 2 | Lateral Hardening-Fuse-10629044, Lateral Hardening-Fuse-92913331 | 1500Million | Plant City | -1 | 3000
Lateral Hardening | Lateral Hardening-Fuse-90393843,1 | 13147 | 67903.8353 | 4363.7212 | 72969.5058 | 88636.3636 | 0.82325 | 0.073864 | 1200000 | 14 | 1 | 0 | 0 | 0 | 1 | Lateral Hardening-Fuse-90393843 | 1500Million | Plant City | -1 | 3000
Lateral Hardening | Lateral Hardening-Fuse-10296947,1 | 13753 | 213203.7335 | 125370.9658 | 438935.4876 | 533181.8182 | 0.82324 | 0.44432 | 1200000 | 45 | 1 | 0 | 0 | 0 | 1 | Lateral Hardening-Fuse-10296947 | 1500Million | Western | -1 | 3000
Lateral Hardening | Lateral Hardening-Fuse-60174233,1 | 13098 | 38024.364 | 4980.5747 | 41093.3836 | 50000 | 0.82187 | 0.041288 | 1211009.1743 | 3 | 1 | 0 | 0 | 0 | 1 | Lateral Hardening-Fuse-60174233 | 1500Million | Central | -1 | 3000
Lateral Hardening | Lateral Hardening-Fuse-93294108,1 | 13808 | 37945.4234 | 5058.4884 | 41085.6318 | 50000 | 0.82171 | 0.03428 | 1458563.5359 | 5 | 1 | 0 | 0 | 0 | 1 | Lateral Hardening-Fuse-93294108 | 1500Million | Plant City | -1 | 3000
Lateral Hardening | Lateral Hardening-Fuse-10612071,1 | 13927 | 1218576.6919 | 323233.9616 | 1655883.9406 | 2016136.3636 | 0.82132 | 1.6801 | 1200000 | 24 | 1 | 0 | 0 | 0 | 1 | Lateral Hardening-Fuse-10612071 [ 2024 ] | 1500Million | Winter Haven | -1 | 3000
Lateral Hardening | Lateral Hardening-Fuse-10271835,1 | 13621 | 529859.2756 | 239233.9021 | 748878.5429 | 912500 | 0.82069 | 0.76042 | 1200000 | 22 | 1 | 0 | 0 | 0 | 1 | Lateral Hardening-Fuse-10271835 | 1500Million | Western | -1 | 3000
Lateral Hardening | Lateral Hardening-Fuse-10155424,2 | 13067 | 445518.0918 | 306260.167 | 804794.2827 | 980909.0909 | 0.82046 | 1.0218 | 960000 | 161 | 2 | 2 | 0 | 2 | 4 | Lateral Hardening-Fuse-10155424, Lateral Hardening-Fuse-10155430 [ 2029 ] | 1500Million | Western | -1 | 3000
Lateral Hardening | Lateral Hardening-Fuse-92686002,1 | 13793 | 188252.0082 | 45463.3397 | 225218.6273 | 274545.4545 | 0.82033 | 0.22879 | 1200000 | 14 | 1 | 3 | 0 | 3 | 4 | Lateral Hardening-Fuse-92686002 [ 2022 ] | 1500Million | Eastern | -1 | 3000
Lateral Hardening | Lateral Hardening-Fuse-10296959,1 | 13753 | 188222.4466 | 47589.7877 | 228557.9322 | 278636.3636 | 0.82027 | 0.2322 | 1200000 | 50 | 1 | 0 | 0 | 0 | 1 | Lateral Hardening-Fuse-10296959 | 1500Million | Western | -1 | 3000
Lateral Hardening | Lateral Hardening-Fuse-93006757,1 | 13242 | 778443.8283 | 216013.7394 | 970044.7966 | 1182727.2727 | 0.82018 | 0.98561 | 1200000 | 35 | 1 | 0 | 0 | 0 | 1 | Lateral Hardening-Fuse-93006757 [ 2028 ] | 1500Million | Plant City | -1 | 3000
Lateral Hardening | Lateral Hardening-Fuse-90334731,1 | 13127 | 306552.0701 | 121072.3347 | 431210.7515 | 525909.0909 | 0.81993 | 0.43826 | 1200000 | 57 | 1 | 3 | 0 | 3 | 4 | Lateral Hardening-Fuse-90334731 [ 2022 ] | 1500Million | Eastern | -1 | 3000
Lateral Hardening | Lateral Hardening-Fuse-10025094,3 | 13373 | 186116.7363 | 43931.2865 | 224917.7229 | 274363.6364 | 0.81978 | 0.2858 | 960000 | 30 | 3 | 0 | 0 | 0 | 3 | Lateral Hardening-Fuse-10025094, Lateral Hardening-Fuse-10025101, Lateral Hardening-Fuse-10025107 | 1500Million | Winter Haven | -1 | 3000
Lateral Hardening | Lateral Hardening-Fuse-10479426,1 | 14099 | 143253.3915 | 33092.0958 | 170809.2184 | 208409.0909 | 0.81959 | 0.17367 | 1200000 | 4 | 1 | 0 | 0 | 0 | 1 | Lateral Hardening-Fuse-10479426 | 1500Million | Central | -1 | 3000
Lateral Hardening | Lateral Hardening-Fuse-92847852,1 | 13011 | 96186.0851 | 17780.3604 | 109961.0102 | 134318.1818 | 0.81866 | 0.11193 | 1200000 | 28 | 1 | 0 | 0 | 0 | 1 | Lateral Hardening-Fuse-92847852 | 1500Million | Plant City | -1 | 3000
Lateral Hardening | Lateral Hardening-Fuse-90148151,1 | 13207 | 191432.8347 | 44845.3453 | 228618.375 | 279318.1818 | 0.81849 | 0.23277 | 1200000 | 36 | 1 | 0 | 0 | 0 | 1 | Lateral Hardening-Fuse-90148151 | 1500Million | Western | -1 | 3000
Lateral Hardening | Lateral Hardening-Fuse-90909033,1 | 13826 | 66677.6929 | 5550.2947 | 69012.8733 | 84318.1818 | 0.81848 | 0.070265 | 1200000 | 9 | 1 | 1 | 1 | 0 | 2 | Lateral Hardening-Fuse-90909033 | 1500Million | Central | -1 | 3000
Lateral Hardening | Lateral Hardening-Fuse-10595517,7 | 13294 | 975412.6244 | 483539.5433 | 1511336.9278 | 1846545.4545 | 0.81847 | 1.9235 | 960000 | 65 | 7 | 3 | 0 | 3 | 10 | Lateral Hardening-Fuse-10595517, Lateral Hardening-Fuse-90851684, Lateral Hardening-Fuse-10595452, Lateral Hardening-Fuse-90447169, Lateral Hardening-Fuse-10595449, Lateral Hardening-Fuse-90557554, Lateral Hardening-Fuse-10595527 | 1500Million | Winter Haven | -1 | 3000
Lateral Hardening | Lateral Hardening-Fuse-10829490,3 | 13687 | 768941.5847 | 587551.5525 | 1487660.852 | 1818000 | 0.8183 | 1.8938 | 960000 | 28 | 3 | 1 | 0 | 1 | 4 | Lateral Hardening-Fuse-10829490, Lateral Hardening-Fuse-91340364 [ 2028 ], Lateral Hardening-Fuse-91340609 | 1500Million | Eastern | -1 | 3000
Lateral Hardening | Lateral Hardening-Fuse-60182747,1 | 13312 | 211757.0036 | 11573.0656 | 212980.3733 | 260454.5455 | 0.81773 | 0.21705 | 1200000 | 29 | 1 | 0 | 0 | 0 | 1 | Lateral Hardening-Fuse-60182747 | 1500Million | Winter Haven | -1 | 3000
Lateral Hardening | Lateral Hardening-Fuse-10686091,2 | 13808 | 276450.763 | 132642.5722 | 398839.1034 | 488727.2727 | 0.81608 | 0.50909 | 960000 | 10 | 2 | 0 | 0 | 0 | 2 | Lateral Hardening-Fuse-10686091, Lateral Hardening-Fuse-10686103 | 1500Million | Plant City | -1 | 3000
Lateral Hardening | Lateral Hardening-Fuse-93271611,1 | 13820 | 156986.9412 | 41100.7755 | 191941.9666 | 235227.2727 | 0.81599 | 0.19602 | 1200000 | 6 | 1 | 0 | 0 | 0 | 1 | Lateral Hardening-Fuse-93271611 [ 2025 ] | 1500Million | South Hillsborough | -1 | 3000
Lateral Hardening | Lateral Hardening-Fuse-92680546,1 | 13805 | 137311.2919 | 34755.8169 | 166175.9205 | 203863.6364 | 0.81513 | 0.16989 | 1200000 | 5 | 1 | 0 | 0 | 0 | 1 | Lateral Hardening-Fuse-92680546 [ 2024 ] | 1500Million | Plant City | -1 | 3000
Lateral Hardening | Lateral Hardening-Fuse-10216503,1 | 13492 | 270497.1973 | 104816.8013 | 363452.2605 | 445909.0909 | 0.81508 | 0.37159 | 1200000 | 30 | 1 | 3 | 0 | 3 | 4 | Lateral Hardening-Fuse-10216503 | 1500Million | Western | -1 | 3000
Lateral Hardening | Lateral Hardening-Fuse-60657346,2 | 13754 | 18684.0502 | 98610.0425 | 167162.6341 | 205090.9091 | 0.81507 | 0.21364 | 960000 | 19 | 2 | 2 | 0 | 2 | 4 | Lateral Hardening-Fuse-60657346, Lateral Hardening-Fuse-60657337 | 1500Million | Western | -1 | 3000
Lateral Hardening | Lateral Hardening-Fuse-90261206,9 | 13656 | 1381426.9787 | 360067.109 | 1808598.0414 | 2219818.1818 | 0.81475 | 2.3123 | 960000 | 81 | 9 | 1 | 0 | 1 | 10 | Lateral Hardening-Fuse-90261206 [ 2025 ], Lateral Hardening-Fuse-90747175, Lateral Hardening-Fuse-90261391, Lateral Hardening-Fuse-90253520, Lateral Hardening-Fuse-90432013, Lateral Hardening-Fuse-10075313, Lateral Hardening-Fuse-10075314, Lateral Hardening-Fuse-10075319 [ 2025 ], Lateral Hardening-Fuse-92681675 | 1500Million | Plant City | -1 | 3000
Lateral Hardening | Lateral Hardening-Fuse-92318070,1 | 13748 | 266747.0577 | 87896.7667 | 346360.8845 | 425227.2727 | 0.81453 | 0.35436 | 1200000 | 28 | 1 | 1 | 0 | 1 | 2 | Lateral Hardening-Fuse-92318070 | 1500Million | Western | -1 | 3000
Lateral Hardening | Lateral Hardening-Fuse-10071966,4 | 13305 | 641150.8135 | 263968.7935 | 882101.9197 | 1083272.7273 | 0.81429 | 1.1284 | 960000 | 40 | 4 | 0 | 0 | 0 | 4 | Lateral Hardening-Fuse-10071966 [ 2026 ], Lateral Hardening-Fuse-10071965, Lateral Hardening-Fuse-91920485, Lateral Hardening-Fuse-10072006 | 1500Million | South Hillsborough | -1 | 3000
Lateral Hardening | Lateral Hardening-Fuse-10004629,6 | 13159 | 603874.3122 | 215530.9172 | 811495.0615 | 996727.2727 | 0.81416 | 1.0383 | 960000 | 106 | 6 | 2 | 0 | 2 | 8 | Lateral Hardening-Fuse-10004629 [ 2025 ], Lateral Hardening-Fuse-10004633, Lateral Hardening-Fuse-60035479, Lateral Hardening-Fuse-60035481, Lateral Hardening-Fuse-92908934, Lateral Hardening-Fuse-60644786 | 1500Million | Central | -1 | 3000
Lateral Hardening | Lateral Hardening-Fuse-92601995,1 | 13303 | 2720606.2878 | 660653.1288 | 3331217.187 | 4098863.6364 | 0.81272 | 3.4157 | 1200000 | 40 | 1 | 0 | 0 | 0 | 1 | Lateral Hardening-Fuse-92601995 [ 2027 ] | 1500Million | South Hillsborough | -1 | 3000
Lateral Hardening | Lateral Hardening-Fuse-10075246,1 | 13656 | 142757.7228 | 42350.1725 | 179660.3468 | 221363.6364 | 0.81161 | 0.18447 | 1200000 | 7 | 1 | 0 | 0 | 0 | 1 | Lateral Hardening-Fuse-10075246 | 1500Million | Plant City | -1 | 3000
Lateral Hardening | Lateral Hardening-Fuse-93337167,1 | 13117 | 41015.7045 | 1565.8391 | 40576.2653 | 50000 | 0.81153 | 0.04072 | 1227906.9767 | 9 | 1 | 0 | 0 | 0 | 1 | Lateral Hardening-Fuse-93337167 | 1500Million | Winter Haven | -1 | 3000
Lateral Hardening | Lateral Hardening-Fuse-10477232,1 | 13326 | 1092042.0926 | 354044.6845 | 1409146.0455 | 1736818.1818 | 0.81134 | 1.4473 | 1200000 | 14 | 1 | 1 | 0 | 1 | 2 | Lateral Hardening-Fuse-10477232 [ 2028 ] | 1500Million | Eastern | -1 | 3000
Lateral Hardening | Lateral Hardening-Fuse-10173501,1 | 13191 | 106358.9958 | 16752.8632 | 118372.926 | 145909.0909 | 0.81128 | 0.12159 | 1200000 | 12 | 1 | 0 | 0 | 0 | 1 | Lateral Hardening-Fuse-10173501 | 1500Million | Western | -1 | 3000
Lateral Hardening | Lateral Hardening-Fuse-92620959,2 | 13390 | 231356.0708 | 9019.7339 | 231367.5451 | 285272.7273 | 0.81104 | 0.29716 | 960000 | 21 | 2 | 0 | 0 | 0 | 2 | Lateral Hardening-Fuse-92620959 [ 2023 ], Lateral Hardening-Fuse-92603564 | 1500Million | Plant City | -1 | 3000
Lateral Hardening | Lateral Hardening-Fuse-10144174,1 | 13123 | 125928.8003 | 14808.05 | 152950.1996 | 188636.3636 | 0.81082 | 0.1572 | 1200000 | 5 | 1 | 1 | 0 | 1 | 2 | Lateral Hardening-Fuse-10144174 [ 2028 ] | 1500Million | Plant City | -1 | 3000
Lateral Hardening | Lateral Hardening-Fuse-60088184,1 | 13139 | 157594.8136 | 65878.8252 | 217213.2733 | 267954.5455 | 0.81063 | 0.2233 | 1200000 | 33 | 1 | 0 | 0 | 0 | 1 | Lateral Hardening-Fuse-60088184 | 1500Million | Western | -1 | 3000
Lateral Hardening | Lateral Hardening-Fuse-92904603,6 | 13159 | 639021.7418 | 497101.2768 | 1152182.9466 | 1421454.5455 | 0.81057 | 1.4807 | 960000 | 203 | 6 | 0 | 0 | 0 | 6 | Lateral Hardening-Fuse-92904603, Lateral Hardening-Fuse-60035501, Lateral Hardening-Fuse-60035502, Lateral Hardening-Fuse-60035503, Lateral Hardening-Fuse-60035505, Lateral Hardening-Fuse-10004625 | 1500Million | Central | -1 | 3000
Lateral Hardening | Lateral Hardening-Fuse-10376197,1 | 13107 | 95872.0066 | 15828.5343 | 106828.9145 | 131818.1818 | 0.81043 | 0.10985 | 1200000 | 48 | 1 | 1 | 0 | 1 | 2 | Lateral Hardening-Fuse-10376197 | 1500Million | Central | -1 | 3000
Lateral Hardening | Lateral Hardening-Fuse-92677347,1 | 13805 | 117316.8754 | 12631.3202 | 124137.4414 | 153181.8182 | 0.81039 | 0.12765 | 1200000 | 7 | 1 | 0 | 0 | 0 | 1 | Lateral Hardening-Fuse-92677347 | 1500Million | Plant City | -1 | 3000
Lateral Hardening | Lateral Hardening-Fuse-10000895,1 | 13236 | 161840.1597 | 24559.3133 | 180467.9147 | 222727.2727 | 0.81026 | 0.18561 | 1200000 | 4 | 1 | 0 | 0 | 0 | 1 | Lateral Hardening-Fuse-10000895 [ 2029 ] | 1500Million | South Hillsborough | -1 | 3000
Lateral Hardening | Lateral Hardening-Fuse-10588269,1 | 13444 | 203204.2072 | 53444.0681 | 249496.4396 | 307954.5455 | 0.81017 | 0.25663 | 1200000 | 24 | 1 | 0 | 0 | 0 | 1 | Lateral Hardening-Fuse-10588269 | 1500Million | Winter Haven | -1 | 3000
Lateral Hardening | Lateral Hardening-Fuse-10497398,1 | 13502 | 50100.3297 | 1817.4446 | 49529.0955 | 61136.3636 | 0.81014 | 0.050947 | 1200000 | 30 | 1 | 1 | 0 | 1 | 2 | Lateral Hardening-Fuse-10497398 | 1500Million | Eastern | -1 | 3000
Lateral Hardening | Lateral Hardening-Fuse-93065978,2 | 13090 | 287407.9851 | 65758.7007 | 341099.4768 | 421090.9091 | 0.81004 | 0.43864 | 960000 | 69 | 2 | 0 | 0 | 0 | 2 | Lateral Hardening-Fuse-93065978, Lateral Hardening-Fuse-60008098 | 1500Million | Central | -1 | 3000
Lateral Hardening | Lateral Hardening-Fuse-10425055,1 | 13829 | 65343.5274 | 5887.482 | 68116.4754 | 84090.9091 | 0.81003 | 0.070076 | 1200000 | 10 | 1 | 0 | 0 | 0 | 1 | Lateral Hardening-Fuse-10425055 | 1500Million | Central | -1 | 3000
Lateral Hardening | Lateral Hardening-Fuse-10255361,1 | 13586 | 238826.3001 | 43735.5721 | 273065.0916 | 337272.7273 | 0.80963 | 0.28106 | 1200000 | 24 | 1 | 0 | 0 | 0 | 1 | Lateral Hardening-Fuse-10255361 [ 2021 ] | 1500Million | Western | -1 | 3000
Lateral Hardening | Lateral Hardening-Fuse-10456317,1 | 13225 | 52572.9922 | 5416.6876 | 61071.8175 | 75454.5455 | 0.80939 | 0.062879 | 1200000 | 6 | 1 | 0 | 0 | 0 | 1 | Lateral Hardening-Fuse-10456317 | 1500Million | Eastern | -1 | 3000
Lateral Hardening | Lateral Hardening-Fuse-93269420,1 | 13080 | 189082.8541 | 45975.9525 | 227698.1607 | 281363.6364 | 0.80927 | 0.23447 | 1200000 | 33 | 1 | 0 | 0 | 0 | 1 | Lateral Hardening-Fuse-93269420 | 1500Million | Western | -1 | 3000
Lateral Hardening | Lateral Hardening-Fuse-10070679,5 | 13657 | 486584.625 | 75012.4837 | 542745.1283 | 671818.1818 | 0.80788 | 0.69981 | 960000 | 14 | 5 | 0 | 0 | 0 | 5 | Lateral Hardening-Fuse-10070679 [ 2024 ], Lateral Hardening-Fuse-90375756, Lateral Hardening-Fuse-90375741, Lateral Hardening-Fuse-60070529, Lateral Hardening-Fuse-90393306 [ 2024 ] | 1500Million | Plant City | -1 | 3000
Lateral Hardening | Lateral Hardening-Fuse-10726473,1 | 14023 | 193296.684 | 43346.5812 | 229263.5158 | 283863.6364 | 0.80765 | 0.23655 | 1200000 | 12 | 1 | 1 | 0 | 1 | 2 | Lateral Hardening-Fuse-10726473 | 1500Million | South Hillsborough | -1 | 3000
Lateral Hardening | Lateral Hardening-Fuse-10628944,4 | 13787 | 454074.1235 | 177626.1182 | 629397.2756 | 780000 | 0.80692 | 0.8125 | 960000 | 23 | 4 | 0 | 0 | 0 | 4 | Lateral Hardening-Fuse-10628944, Lateral Hardening-Fuse-92491310, Lateral Hardening-Fuse-10629030, Lateral Hardening-Fuse-90009515 | 1500Million | Plant City | -1 | 3000
Lateral Hardening | Lateral Hardening-Fuse-10454000,1 | 13130 | 40116.2672 | 2160.4836 | 40336.832 | 50000 | 0.80674 | 0.025 | 2000000 | 5 | 1 | 0 | 0 | 0 | 1 | Lateral Hardening-Fuse-10454000 | 1500Million | Eastern | -1 | 3000
Lateral Hardening | Lateral Hardening-Fuse-91985525,1 | 13793 | 52923.53 | 4064.219 | 54429.1174 | 67500 | 0.80636 | 0.05625 | 1200000 | 6 | 1 | 1 | 0 | 1 | 2 | Lateral Hardening-Fuse-91985525 | 1500Million | Eastern | -1 | 3000
Lateral Hardening | Lateral Hardening-Fuse-92321602,2 | 13656 | 765046.2251 | 207631.7512 | 947759.2848 | 1175636.3636 | 0.80617 | 1.2246 | 960000 | 120 | 2 | 0 | 0 | 0 | 2 | Lateral Hardening-Fuse-92321602 [ 2025 ], Lateral Hardening-Fuse-93217510 | 1500Million | Plant City | -1 | 3000
Lateral Hardening | Lateral Hardening-Fuse-93110899,1 | 13837 | 107662.8954 | 3994.7833 | 106591.2773 | 132272.7273 | 0.80584 | 0.11023 | 1200000 | 33 | 1 | 0 | 0 | 0 | 1 | Lateral Hardening-Fuse-93110899 | 1500Million | Central | -1 | 3000
Lateral Hardening | Lateral Hardening-Fuse-92244529,1 | 13710 | 189787.9029 | 71232.7713 | 253637.7041 | 315227.2727 | 0.80462 | 0.26269 | 1200000 | 15 | 1 | 0 | 0 | 0 | 1 | Lateral Hardening-Fuse-92244529 | 1500Million | Eastern | -1 | 3000
Lateral Hardening | Lateral Hardening-Fuse-90852458,1 | 13839 | 89070.3405 | 14244.1912 | 99455.9601 | 123636.3636 | 0.80442 | 0.10303 | 1200000 | 4 | 1 | 0 | 0 | 0 | 1 | Lateral Hardening-Fuse-90852458 | 1500Million | Central | -1 | 3000
Lateral Hardening | Lateral Hardening-Fuse-92835119,3 | 13112 | 227905.8376 | 31682.212 | 248378.6234 | 308909.0909 | 0.80405 | 0.32178 | 960000 | 1 | 3 | 5 | 0 | 5 | 8 | Lateral Hardening-Fuse-92835119, Lateral Hardening-Fuse-92833931, Lateral Hardening-Fuse-90422996 | 1500Million | Western | -1 | 3000
Lateral Hardening | Lateral Hardening-Fuse-91599338,1 | 13053 | 39406.5989 | 2697.3841 | 40168.5696 | 50000 | 0.80337 | 0.030114 | 1660377.3585 | 17 | 1 | 0 | 0 | 0 | 1 | Lateral Hardening-Fuse-91599338 | 1500Million | Central | -1 | 3000
Lateral Hardening | Lateral Hardening-Fuse-10671192,1 | 13389 | 393165.7178 | 43729.7171 | 419410.0801 | 522272.7273 | 0.80305 | 0.43523 | 1200000 | 15 | 1 | 0 | 0 | 0 | 1 | Lateral Hardening-Fuse-10671192 | 1500Million | Plant City | -1 | 3000
Lateral Hardening | Lateral Hardening-Fuse-92768689,1 | 13062 | 344858.2436 | 70853.724 | 401816.8713 | 500909.0909 | 0.80218 | 0.41742 | 1200000 | 187 | 1 | 0 | 0 | 0 | 1 | Lateral Hardening-Fuse-92768689 | 1500Million | Western | -1 | 3000
Lateral Hardening | Lateral Hardening-Fuse-10297942,4 | 13737 | 734018.3462 | 451408.3839 | 1206449.9618 | 1505272.7273 | 0.80148 | 1.568 | 960000 | 232 | 4 | 4 | 0 | 4 | 8 | Lateral Hardening-Fuse-10297942, Lateral Hardening-Fuse-92162766, Lateral Hardening-Fuse-10297933, Lateral Hardening-Fuse-10297934 [ 2023 ] | 1500Million | Western | -1 | 3000
Lateral Hardening | Lateral Hardening-Fuse-60080446,3 | 14000 | 236610.9393 | 55206.4773 | 326235.5982 | 407636.3636 | 0.80031 | 0.42462 | 960000 | 17 | 3 | 0 | 0 | 0 | 3 | Lateral Hardening-Fuse-60080446 [ 2024 ], Lateral Hardening-Fuse-10080966, Lateral Hardening-Fuse-10080967 | 1500Million | Plant City | -1 | 3000
Lateral Hardening | Lateral Hardening-Fuse-60009044,3 | 13825 | 395844.3638 | 159380.6631 | 554920.7279 | 693454.5455 | 0.80023 | 0.72235 | 960000 | 84 | 3 | 0 | 0 | 0 | 3 | Lateral Hardening-Fuse-60009044, Lateral Hardening-Fuse-60009050, Lateral Hardening-Fuse-91492618 | 1500Million | Central | -1 | 3000
Lateral Hardening | Lateral Hardening-Fuse-10633687,16 | 13241 | 2030403.8411 | 889538.1456 | 2827525.4484 | 3533818.1818 | 0.80013 | 3.6811 | 960000 | 540 | 16 | 6 | 0 | 6 | 22 | Lateral Hardening-Fuse-10633687, Lateral Hardening-Fuse-10633661, Lateral Hardening-Fuse-10633659 [ 2023 ], Lateral Hardening-Fuse-10633678 [ 2023 ], Lateral Hardening-Fuse-10633693, Lateral Hardening-Fuse-10633680, Lateral Hardening-Fuse-10633683, Lateral Hardening-Fuse-90184824, Lateral Hardening-Fuse-10633660, Lateral Hardening-Fuse-10633662, Lateral Hardening-Fuse-10633656 [ 2023 ], Lateral Hardening-Fuse-10633666, Lateral Hardening-Fuse-10633684, Lateral Hardening-Fuse-10633665, Lateral Hardening-Fuse-10633663, Lateral Hardening-Fuse-10633664 | 1500Million | Plant City | -1 | 3000
Lateral Hardening | Lateral Hardening-Fuse-90236769,1 | 13807 | 160233.4506 | 60922.0189 | 213920.0758 | 267500 | 0.7997 | 0.22292 | 1200000 | 4 | 1 | 0 | 0 | 0 | 1 | Lateral Hardening-Fuse-90236769 [ 2028 ] | 1500Million | Plant City | -1 | 3000
Lateral Hardening | Lateral Hardening-Fuse-10898160,3 | 13582 | 284235.0024 | 96339.0478 | 415353.4193 | 519454.5455 | 0.7996 | 0.5411 | 960000 | 24 | 3 | 2 | 0 | 2 | 5 | Lateral Hardening-Fuse-10898160, Lateral Hardening-Fuse-92589721, Lateral Hardening-Fuse-60238482 | 1500Million | Western | -1 | 3000
Lateral Hardening | Lateral Hardening-Fuse-10564613,1 | 13292 | 108624.778 | 22181.5962 | 126046.7309 | 157727.2727 | 0.79914 | 0.13144 | 1200000 | 8 | 1 | 0 | 0 | 0 | 1 | Lateral Hardening-Fuse-10564613 | 1500Million | Winter Haven | -1 | 3000
Lateral Hardening | Lateral Hardening-Fuse-10397081,7 | 13591 | 1069943.0531 | 228606.3676 | 1272574.4359 | 1592727.2727 | 0.79899 | 1.6591 | 960000 | 209 | 7 | 0 | 0 | 0 | 7 | Lateral Hardening-Fuse-10397081 [ 2024 ], Lateral Hardening-Fuse-10397091, Lateral Hardening-Fuse-90956555, Lateral Hardening-Fuse-10397083, Lateral Hardening-Fuse-10397084, Lateral Hardening-Fuse-10397090, Lateral Hardening-Fuse-10397089 | 1500Million | Central | -1 | 3000
Lateral Hardening | Lateral Hardening-Fuse-92905038,1 | 13826 | 261067.1733 | 100271.3333 | 352937.8726 | 441818.1818 | 0.79883 | 0.36818 | 1200000 | 29 | 1 | 0 | 0 | 0 | 1 | Lateral Hardening-Fuse-92905038 | 1500Million | Central | -1 | 3000
Lateral Hardening | Lateral Hardening-Fuse-10616472,1 | 13124 | 288412.4637 | 113461.0215 | 390014.518 | 488409.0909 | 0.79854 | 0.40701 | 1200000 | 58 | 1 | 0 | 0 | 0 | 1 | Lateral Hardening-Fuse-10616472 | 1500Million | Plant City | -1 | 3000
Lateral Hardening | Lateral Hardening-Fuse-60170354,1 | 13217 | 126182.3689 | 50408.5813 | 170936.8487 | 214090.9091 | 0.79843 | 0.17841 | 1200000 | 30 | 1 | 0 | 0 | 0 | 1 | Lateral Hardening-Fuse-60170354 | 1500Million | Western | -1 | 3000
Lateral Hardening | Lateral Hardening-Fuse-92097460,6 | 13473 | 1066621.0316 | 460831.5608 | 1480390.1862 | 1854181.8182 | 0.79841 | 1.9314 | 960000 | 157 | 6 | 3 | 0 | 3 | 9 | Lateral Hardening-Fuse-92097460 [ 2021 ], Lateral Hardening-Fuse-10599398, Lateral Hardening-Fuse-92116998, Lateral Hardening-Fuse-92116982, Lateral Hardening-Fuse-10599399, Lateral Hardening-Fuse-92096217 | 1500Million | Winter Haven | -1 | 3000
Lateral Hardening | Lateral Hardening-Fuse-60070155,1 | 13061 | 305239.8125 | 150499.0649 | 441955.3991 | 553636.3636 | 0.79828 | 0.46136 | 1200000 | 77 | 1 | 0 | 0 | 0 | 1 | Lateral Hardening-Fuse-60070155 | 1500Million | Western | -1 | 3000
Lateral Hardening | Lateral Hardening-Fuse-91452575,1 | 13280 | 231961.2878 | 83671.4115 | 305617.4658 | 382954.5455 | 0.79805 | 0.31913 | 1200000 | 20 | 1 | 0 | 0 | 0 | 1 | Lateral Hardening-Fuse-91452575 | 1500Million | Winter Haven | -1 | 3000
Lateral Hardening | Lateral Hardening-Fuse-90884403,5 | 13175 | 479153.8238 | 78603.9579 | 539189.065 | 675636.3636 | 0.79805 | 0.70379 | 960000 | 53 | 5 | 0 | 0 | 0 | 5 | Lateral Hardening-Fuse-90884403 [ 2028 ], Lateral Hardening-Fuse-93249078, Lateral Hardening-Fuse-93249050, Lateral Hardening-Fuse-93249079, Lateral Hardening-Fuse-93249425 | 1500Million | Central | -1 | 3000
Lateral Hardening | Lateral Hardening-Fuse-92834450,1 | 13112 | 223796.6488 | 86746.1007 | 300860.0725 | 377045.4545 | 0.79794 | 0.3142 | 1200000 | 10 | 1 | 0 | 0 | 0 | 1 | Lateral Hardening-Fuse-92834450 | 1500Million | Western | -1 | 3000
Lateral Hardening | Lateral Hardening-Fuse-92597757,1 | 13390 | 174711.9004 | 32495.6423 | 200087.4566 | 251136.3636 | 0.79673 | 0.20928 | 1200000 | 20 | 1 | 0 | 0 | 0 | 1 | Lateral Hardening-Fuse-92597757 | 1500Million | Plant City | -1 | 3000
Lateral Hardening | Lateral Hardening-Fuse-91942108,1 | 13023 | 102651.7448 | 20479.5765 | 118057.6886 | 148181.8182 | 0.79671 | 0.12348 | 1200000 | 20 | 1 | 0 | 0 | 0 | 1 | Lateral Hardening-Fuse-91942108 | 1500Million | Central | -1 | 3000
Lateral Hardening | Lateral Hardening-Fuse-92172705,6 | 13479 | 1057233.1686 | 161919.6484 | 1175440.5994 | 1476545.4545 | 0.79607 | 1.5381 | 960000 | 84 | 6 | 5 | 0 | 5 | 11 | Lateral Hardening-Fuse-92172705, Lateral Hardening-Fuse-92414299 [ 2028 ], Lateral Hardening-Fuse-92006801, Lateral Hardening-Fuse-92007317, Lateral Hardening-Fuse-92007232, Lateral Hardening-Fuse-91984989 | 1500Million | Winter Haven | -1 | 3000
Lateral Hardening | Lateral Hardening-Fuse-92839078,1 | 13910 | 51129.2156 | 7396.6141 | 56262.4987 | 70681.8182 | 0.796 | 0.058902 | 1200000 | 2 | 1 | 0 | 0 | 0 | 1 | Lateral Hardening-Fuse-92839078 | 1500Million | Eastern | -1 | 3000
Lateral Hardening | Lateral Hardening-Fuse-10381176,1 | 13087 | 132551.3294 | 8931.7333 | 134941.7758 | 169545.4545 | 0.7959 | 0.14129 | 1200000 | 28 | 1 | 0 | 0 | 0 | 1 | Lateral Hardening-Fuse-10381176 | 1500Million | Eastern | -1 | 3000
Lateral Hardening | Lateral Hardening-Fuse-10590637,1 | 13579 | 206432.5169 | 49381.2744 | 248261.2179 | 312045.4545 | 0.79559 | 0.26004 | 1200000 | 23 | 1 | 0 | 0 | 0 | 1 | Lateral Hardening-Fuse-10590637 | 1500Million | Eastern | -1 | 3000
Lateral Hardening | Lateral Hardening-Fuse-91990730,1 | 13808 | 207168.4051 | 59421.5788 | 263986.4737 | 331818.1818 | 0.79558 | 0.27652 | 1200000 | 8 | 1 | 0 | 0 | 0 | 1 | Lateral Hardening-Fuse-91990730 | 1500Million | Plant City | -1 | 3000
Lateral Hardening | Lateral Hardening-Fuse-92646707,1 | 14030 | 112225.9486 | 17450.2225 | 124176.3689 | 156136.3636 | 0.79531 | 0.13011 | 1200000 | 5 | 1 | 1 | 1 | 0 | 2 | Lateral Hardening-Fuse-92646707 | 1500Million | Western | -1 | 3000
Lateral Hardening | Lateral Hardening-Fuse-92682308,1 | 13805 | 89752.3098 | 7692.1692 | 93208.1614 | 117272.7273 | 0.7948 | 0.097727 | 1200000 | 45 | 1 | 0 | 0 | 0 | 1 | Lateral Hardening-Fuse-92682308 | 1500Million | Plant City | -1 | 3000
Lateral Hardening | Lateral Hardening-Fuse-60166995,1 | 13293 | 50237.831 | 8846.4523 | 56536.3046 | 71136.3636 | 0.79476 | 0.05928 | 1200000 | 23 | 1 | 0 | 0 | 0 | 1 | Lateral Hardening-Fuse-60166995 | 1500Million | Winter Haven | -1 | 3000
Lateral Hardening | Lateral Hardening-Fuse-60073813,1 | 13082 | 80343.5695 | 285386.4052 | 428079.0906 | 538636.3636 | 0.79475 | 0.44886 | 1200000 | 52 | 1 | 0 | 0 | 0 | 1 | Lateral Hardening-Fuse-60073813 | 1500Million | Western | -1 | 3000
Lateral Hardening | Lateral Hardening-Fuse-10363911,1 | 13096 | 166620.754 | 44776.3902 | 204760.2142 | 257727.2727 | 0.79448 | 0.21477 | 1200000 | 3 | 1 | 1 | 0 | 1 | 2 | Lateral Hardening-Fuse-10363911 [ 2027 ] | 1500Million | Central | -1 | 3000
Lateral Hardening | Lateral Hardening-Fuse-60003887,2 | 13009 | 196423.1258 | 53072.182 | 239685.0371 | 301818.1818 | 0.79414 | 0.31439 | 960000 | 10 | 2 | 1 | 0 | 1 | 3 | Lateral Hardening-Fuse-60003887, Lateral Hardening-Fuse-60003898 | 1500Million | Plant City | -1 | 3000
Lateral Hardening | Lateral Hardening-Fuse-92401385,3 | 13838 | 382442.301 | 47638.2986 | 412856.8804 | 520363.6364 | 0.7934 | 0.54205 | 960000 | 55 | 3 | 0 | 0 | 0 | 3 | Lateral Hardening-Fuse-92401385, Lateral Hardening-Fuse-92321675, Lateral Hardening-Fuse-92321676 | 1500Million | Central | -1 | 3000
Lateral Hardening | Lateral Hardening-Fuse-92929934,1 | 13006 | 350187.6644 | 120357.7756 | 456194.6473 | 575227.2727 | 0.79307 | 0.47936 | 1200000 | 22 | 1 | 0 | 0 | 0 | 1 | Lateral Hardening-Fuse-92929934 [ 2022 ] | 1500Million | Dade City | -1 | 3000
Lateral Hardening | Lateral Hardening-Fuse-92448039,1 | 13010 | 425701.8857 | 131484.6083 | 540676.0534 | 681818.1818 | 0.79299 | 0.56818 | 1200000 | 88 | 1 | 0 | 0 | 0 | 1 | Lateral Hardening-Fuse-92448039 [ 2026 ] | 1500Million | Plant City | -1 | 3000
Lateral Hardening | Lateral Hardening-Fuse-91660702,2 | 13458 | 259993.6572 | 39503.1829 | 288752.7103 | 364181.8182 | 0.79288 | 0.37936 | 960000 | 68 | 2 | 1 | 0 | 1 | 3 | Lateral Hardening-Fuse-91660702, Lateral Hardening-Fuse-93259021 [ 2026 ] | 1500Million | Eastern | -1 | 3000
Lateral Hardening | Lateral Hardening-Fuse-92437965,2 | 13489 | 188664.7793 | 52372.5852 | 233257.2819 | 294363.6364 | 0.79241 | 0.30663 | 960000 | 28 | 2 | 0 | 0 | 0 | 2 | Lateral Hardening-Fuse-92437965, Lateral Hardening-Fuse-10737660 | 1500Million | South Hillsborough | -1 | 3000
Lateral Hardening | Lateral Hardening-Fuse-10704145,4 | 13962 | 390429.0123 | 117515.4409 | 520645.1779 | 657454.5455 | 0.79191 | 0.68485 | 960000 | 43 | 4 | 1 | 0 | 1 | 5 | Lateral Hardening-Fuse-10704145 [ 2027 ], Lateral Hardening-Fuse-90300653, Lateral Hardening-Fuse-90302942, Lateral Hardening-Fuse-91406612 | 1500Million | Plant City | -1 | 3000
Lateral Hardening | Lateral Hardening-Fuse-10368943,1 | 13099 | 194910.2455 | 43086.0062 | 230260.9017 | 290909.0909 | 0.79152 | 0.24242 | 1200000 | 5 | 1 | 1 | 0 | 1 | 2 | Lateral Hardening-Fuse-10368943 [ 2022 ] | 1500Million | Central | -1 | 3000
Lateral Hardening | Lateral Hardening-Fuse-10240474,1 | 13530 | 243878.1044 | 121681.2119 | 355656.8735 | 449545.4545 | 0.79115 | 0.37462 | 1200000 | 64 | 1 | 0 | 0 | 0 | 1 | Lateral Hardening-Fuse-10240474 | 1500Million | Western | -1 | 3000
Lateral Hardening | Lateral Hardening-Fuse-60044987,1 | 13288 | 74392.1788 | 1826.1838 | 72602.6689 | 91818.1818 | 0.79072 | 0.076515 | 1200000 | 35 | 1 | 1 | 0 | 1 | 2 | Lateral Hardening-Fuse-60044987 | 1500Million | Winter Haven | -1 | 3000
Lateral Hardening | Lateral Hardening-Fuse-92154284,1 | 13577 | 38495.0376 | 2892.0942 | 39524.7994 | 50000 | 0.7905 | 0.037689 | 1326633.1658 | 16 | 1 | 0 | 0 | 0 | 1 | Lateral Hardening-Fuse-92154284 | 1500Million | Eastern | -1 | 3000
Lateral Hardening | Lateral Hardening-Fuse-90174858,1 | 13458 | 39816.4849 | 1646.7071 | 39512.6596 | 50000 | 0.79025 | 0.035417 | 1411764.7059 | 18 | 1 | 0 | 0 | 0 | 1 | Lateral Hardening-Fuse-90174858 | 1500Million | Eastern | -1 | 3000
Lateral Hardening | Lateral Hardening-Fuse-10686218,1 | 13808 | 80794.7158 | 21716.4889 | 101589.9426 | 128636.3636 | 0.78975 | 0.1072 | 1200000 | 2 | 1 | 0 | 0 | 0 | 1 | Lateral Hardening-Fuse-10686218 [ 2027 ] | 1500Million | Plant City | -1 | 3000
Lateral Hardening | Lateral Hardening-Fuse-10686088,1 | 13808 | 151127.6533 | 34525.4098 | 177862.7175 | 225227.2727 | 0.7897 | 0.18769 | 1200000 | 5 | 1 | 0 | 0 | 0 | 1 | Lateral Hardening-Fuse-10686088 | 1500Million | Plant City | -1 | 3000
Lateral Hardening | Lateral Hardening-Fuse-10377794,2 | 13184 | 113059.4925 | 22269.755 | 134079.8753 | 169818.1818 | 0.78955 | 0.17689 | 960000 | 12 | 2 | 0 | 0 | 0 | 2 | Lateral Hardening-Fuse-10377794, Lateral Hardening-Fuse-10377800 | 1500Million | Central | -1 | 3000
Lateral Hardening | Lateral Hardening-Fuse-60105297,1 | 13030 | 276045.7528 | 11337.0043 | 274157.0773 | 347272.7273 | 0.78946 | 0.28939 | 1200000 | 149 | 1 | 4 | 0 | 4 | 5 | Lateral Hardening-Fuse-60105297 [ 2028 ] | 1500Million | Winter Haven | -1 | 3000
Lateral Hardening | Lateral Hardening-Fuse-93016819,1 | 13840 | 68366.451 | 9788.5488 | 74752.6367 | 94772.7273 | 0.78876 | 0.078977 | 1200000 | 4 | 1 | 0 | 0 | 0 | 1 | Lateral Hardening-Fuse-93016819 | 1500Million | Central | -1 | 3000
Lateral Hardening | Lateral Hardening-Fuse-93223135,2 | 13927 | 222248.8151 | 82021.8621 | 295963.5587 | 375272.7273 | 0.78866 | 0.39091 | 960000 | 56 | 2 | 1 | 0 | 1 | 3 | Lateral Hardening-Fuse-93223135, Lateral Hardening-Fuse-93223134 | 1500Million | Winter Haven | -1 | 3000
Lateral Hardening | Lateral Hardening-Fuse-60194547,1 | 13807 | 441117.364 | 98792.7363 | 547010.3586 | 693636.3636 | 0.78861 | 0.57803 | 1200000 | 9 | 1 | 0 | 0 | 0 | 1 | Lateral Hardening-Fuse-60194547 [ 2028 ] | 1500Million | Plant City | -1 | 3000
Lateral Hardening | Lateral Hardening-Fuse-10095473,3 | 13786 | 432963.8745 | 206450.2554 | 633561.2898 | 804181.8182 | 0.78783 | 0.83769 | 960000 | 23 | 3 | 0 | 0 | 0 | 3 | Lateral Hardening-Fuse-10095473, Lateral Hardening-Fuse-91309939 [ 2024 ], Lateral Hardening-Fuse-91309941 | 1500Million | Plant City | -1 | 3000
Lateral Hardening | Lateral Hardening-Fuse-92949197,1 | 14144 | 332237.7756 | 359442.2894 | 675857.2327 | 857954.5455 | 0.78775 | 0.71496 | 1200000 | 97 | 1 | 0 | 0 | 0 | 1 | Lateral Hardening-Fuse-92949197 | 1500Million | South Hillsborough | -1 | 3000
Lateral Hardening | Lateral Hardening-Fuse-10640136,1 | 13795 | 165521.4661 | 32608.977 | 191795.5061 | 243636.3636 | 0.78722 | 0.20303 | 1200000 | 5 | 1 | 0 | 0 | 0 | 1 | Lateral Hardening-Fuse-10640136 | 1500Million | Eastern | -1 | 3000
Lateral Hardening | Lateral Hardening-Fuse-91314193,7 | 13268 | 960369.9208 | 366766.7984 | 1329787.002 | 1689818.1818 | 0.78694 | 1.7602 | 960000 | 74 | 7 | 0 | 0 | 0 | 7 | Lateral Hardening-Fuse-91314193, Lateral Hardening-Fuse-90375800 [ 2022 ], Lateral Hardening-Fuse-90375794, Lateral Hardening-Fuse-10705928, Lateral Hardening-Fuse-91333523, Lateral Hardening-Fuse-91333553, Lateral Hardening-Fuse-91333561 | 1500Million | Plant City | -1 | 3000
Lateral Hardening | Lateral Hardening-Fuse-92241703,1 | 13206 | 76164.0428 | 11346.5567 | 83691.6819 | 106363.6364 | 0.78684 | 0.088636 | 1200000 | 14 | 1 | 0 | 0 | 0 | 1 | Lateral Hardening-Fuse-92241703 | 1500Million | Western | -1 | 3000
Lateral Hardening | Lateral Hardening-Fuse-60028969,1 | 13088 | 106756.7886 | 21345.7533 | 123333.7164 | 156818.1818 | 0.78648 | 0.13068 | 1200000 | 10 | 1 | 0 | 0 | 0 | 1 | Lateral Hardening-Fuse-60028969 | 1500Million | Central | -1 | 3000
Lateral Hardening | Lateral Hardening-Fuse-10431773,1 | 13838 | 263360.808 | 85328.4421 | 370847.3651 | 471590.9091 | 0.78638 | 0.39299 | 1200000 | 36 | 1 | 2 | 0 | 2 | 3 | Lateral Hardening-Fuse-10431773 | 1500Million | Central | -1 | 3000
Lateral Hardening | Lateral Hardening-Fuse-10457696,1 | 13229 | 60890.6433 | 6201.7168 | 64083.2753 | 81590.9091 | 0.78542 | 0.067992 | 1200000 | 16 | 1 | 0 | 0 | 0 | 1 | Lateral Hardening-Fuse-10457696 | 1500Million | Eastern | -1 | 3000
Lateral Hardening | Lateral Hardening-Fuse-90680569,1 | 13546 | 236346.6074 | 81706.3843 | 309412.8615 | 394090.9091 | 0.78513 | 0.32841 | 1200000 | 53 | 1 | 0 | 0 | 0 | 1 | Lateral Hardening-Fuse-90680569 | 1500Million | Central | -1 | 3000
Lateral Hardening | Lateral Hardening-Fuse-10467597,1 | 13934 | 516420.6277 | 35293.6225 | 526275.5643 | 670454.5455 | 0.78495 | 0.55871 | 1200000 | 53 | 1 | 3 | 0 | 3 | 4 | Lateral Hardening-Fuse-10467597 [ 2021 ] | 1500Million | Central | -1 | 3000
Lateral Hardening | Lateral Hardening-Fuse-10142920,1 | 13035 | 124697.4636 | 5765.135 | 124479.3327 | 158636.3636 | 0.78468 | 0.1322 | 1200000 | 12 | 1 | 0 | 0 | 0 | 1 | Lateral Hardening-Fuse-10142920 | 1500Million | Central | -1 | 3000
Lateral Hardening | Lateral Hardening-Fuse-92509176,2 | 13146 | 507343.5121 | 210741.0469 | 692290.127 | 883454.5455 | 0.78362 | 0.92027 | 960000 | 15 | 2 | 1 | 0 | 1 | 3 | Lateral Hardening-Fuse-92509176 [ 2026 ], Lateral Hardening-Fuse-60174570 | 1500Million | Plant City | -1 | 3000
Lateral Hardening | Lateral Hardening-Fuse-92247841,1 | 13080 | 326293.2527 | 131319.4367 | 444383.3781 | 567272.7273 | 0.78337 | 0.47273 | 1200000 | 156 | 1 | 0 | 0 | 0 | 1 | Lateral Hardening-Fuse-92247841 | 1500Million | Western | -1 | 3000
Lateral Hardening | Lateral Hardening-Fuse-10786378,1 | 14040 | 183669.4737 | 56965.6075 | 239420.5564 | 305681.8182 | 0.78323 | 0.25473 | 1200000 | 8 | 1 | 0 | 0 | 0 | 1 | Lateral Hardening-Fuse-10786378 | 1500Million | Central | -1 | 3000
Lateral Hardening | Lateral Hardening-Fuse-92173884,1 | 13685 | 76677.4004 | 12531.5873 | 85747.6321 | 109545.4545 | 0.78276 | 0.091288 | 1200000 | 3 | 1 | 0 | 0 | 0 | 1 | Lateral Hardening-Fuse-92173884 | 1500Million | Eastern | -1 | 3000
Lateral Hardening | Lateral Hardening-Fuse-91852805,1 | 13224 | 38548.3233 | 2452.9903 | 39110.7754 | 50000 | 0.78222 | 0.02822 | 1771812.0805 | 6 | 1 | 0 | 0 | 0 | 1 | Lateral Hardening-Fuse-91852805 | 1500Million | Central | -1 | 3000
Lateral Hardening | Lateral Hardening-Fuse-60102708,1 | 13043 | 62614.0044 | 6360.8964 | 65954.0028 | 84318.1818 | 0.7822 | 0.070265 | 1200000 | 9 | 1 | 0 | 0 | 0 | 1 | Lateral Hardening-Fuse-60102708 | 1500Million | Central | -1 | 3000
Lateral Hardening | Lateral Hardening-Fuse-10633668,1 | 13241 | 104643.0147 | 13083.6575 | 113120.0492 | 144772.7273 | 0.78136 | 0.12064 | 1200000 | 38 | 1 | 0 | 0 | 0 | 1 | Lateral Hardening-Fuse-10633668 | 1500Million | Plant City | -1 | 3000
Lateral Hardening | Lateral Hardening-Fuse-10240464,1 | 13530 | 164763.735 | 52011.6424 | 210025.567 | 268863.6364 | 0.78116 | 0.22405 | 1200000 | 45 | 1 | 0 | 0 | 0 | 1 | Lateral Hardening-Fuse-10240464 | 1500Million | Western | -1 | 3000
Lateral Hardening | Lateral Hardening-Fuse-93241258,1 | 13114 | 146018.8376 | 56925.1531 | 197157.1794 | 252500 | 0.78082 | 0.21042 | 1200000 | 37 | 1 | 0 | 0 | 0 | 1 | Lateral Hardening-Fuse-93241258 | 1500Million | Western | -1 | 3000
Lateral Hardening | Lateral Hardening-Fuse-92424935,1 | 14042 | 134645.1976 | 26978.882 | 155973.8364 | 200000 | 0.77987 | 0.16667 | 1200000 | 10 | 1 | 0 | 0 | 0 | 1 | Lateral Hardening-Fuse-92424935 | 1500Million | Central | -1 | 3000
Lateral Hardening | Lateral Hardening-Fuse-10758583,1 | 13431 | 210230.4446 | 88516.2882 | 292268.8823 | 375000 | 0.77938 | 0.3125 | 1200000 | 4 | 1 | 0 | 0 | 0 | 1 | Lateral Hardening-Fuse-10758583 [ 2023 ] | 1500Million | Dade City | -1 | 3000
Lateral Hardening | Lateral Hardening-Fuse-10003905,1 | 13156 | 160930.9279 | 34662.0452 | 189638.2101 | 243409.0909 | 0.77909 | 0.20284 | 1200000 | 23 | 1 | 0 | 0 | 0 | 1 | Lateral Hardening-Fuse-10003905 | 1500Million | Western | -1 | 3000
Lateral Hardening | Lateral Hardening-Fuse-10696501,2 | 13961 | 350697.1613 | 142028.4958 | 477962.2695 | 613636.3636 | 0.7789 | 0.6392 | 960000 | 7 | 2 | 1 | 0 | 1 | 3 | Lateral Hardening-Fuse-10696501, Lateral Hardening-Fuse-60506642 | 1500Million | Plant City | -1 | 3000
Lateral Hardening | Lateral Hardening-Fuse-10167776,1 | 13206 | 74367.5639 | 8491.6751 | 87899.7047 | 112954.5455 | 0.77819 | 0.094129 | 1200000 | 15 | 1 | 0 | 0 | 0 | 1 | Lateral Hardening-Fuse-10167776 | 1500Million | Western | -1 | 3000
Lateral Hardening | Lateral Hardening-Fuse-90288097,1 | 13071 | 205388.7397 | 43216.4665 | 276234.8428 | 355454.5455 | 0.77713 | 0.29621 | 1200000 | 162 | 1 | 5 | 0 | 5 | 6 | Lateral Hardening-Fuse-90288097 | 1500Million | Western | -1 | 3000
Lateral Hardening | Lateral Hardening-Fuse-93432330,1 | 13532 | 39128.49 | 1578.8347 | 38851.2962 | 50000 | 0.77703 | 0.039773 | 1257142.8571 | 4 | 1 | 0 | 0 | 0 | 1 | Lateral Hardening-Fuse-93432330 | 1500Million | Western | -1 | 3000
Lateral Hardening | Lateral Hardening-Fuse-60048708,2 | 13621 | 223516.4476 | 100986.946 | 336797.08 | 434363.6364 | 0.77538 | 0.45246 | 960000 | 7 | 2 | 0 | 0 | 0 | 2 | Lateral Hardening-Fuse-60048708 [ 2029 ], Lateral Hardening-Fuse-91735842 | 1500Million | Western | -1 | 3000
Lateral Hardening | Lateral Hardening-Fuse-93329430,1 | 13723 | 37533.4411 | 3031.8696 | 38743.5307 | 50000 | 0.77487 | 0.023674 | 2112000 | 8 | 1 | 0 | 0 | 0 | 1 | Lateral Hardening-Fuse-93329430 | 1500Million | Plant City | -1 | 3000
Lateral Hardening | Lateral Hardening-Fuse-60188263,13 | 13807 | 1584024.3729 | 660214.4308 | 2236228.0687 | 2888909.0909 | 0.77407 | 3.0093 | 960000 | 103 | 13 | 2 | 0 | 2 | 15 | Lateral Hardening-Fuse-60188263 [ 2028 ], Lateral Hardening-Fuse-10679298 [ 2028 ], Lateral Hardening-Fuse-90286229, Lateral Hardening-Fuse-10679296, Lateral Hardening-Fuse-10679297, Lateral Hardening-Fuse-10679301, Lateral Hardening-Fuse-10679300, Lateral Hardening-Fuse-90284723, Lateral Hardening-Fuse-93172680, Lateral Hardening-Fuse-10679335, Lateral Hardening-Fuse-10679336, Lateral Hardening-Fuse-10679420, Lateral Hardening-Fuse-60371578 | 1500Million | Plant City | -1 | 3000
Lateral Hardening | Lateral Hardening-Fuse-10795769,1 | 13695 | 318807.1395 | 172675.8517 | 510986.1646 | 660681.8182 | 0.77342 | 0.55057 | 1200000 | 71 | 1 | 1 | 0 | 1 | 2 | Lateral Hardening-Fuse-10795769 | 1500Million | Winter Haven | -1 | 3000
Lateral Hardening | Lateral Hardening-Fuse-10895259,1 | 13003 | 396318.7672 | 156809.8182 | 555220.8268 | 718181.8182 | 0.77309 | 0.59848 | 1200000 | 8 | 1 | 0 | 0 | 0 | 1 | Lateral Hardening-Fuse-10895259 [ 2022 ] | 1500Million | South Hillsborough | -1 | 3000
Lateral Hardening | Lateral Hardening-Fuse-10274780,1 | 14274 | 248587.2432 | 82175.8426 | 321132.4275 | 415454.5455 | 0.77297 | 0.34621 | 1200000 | 4 | 1 | 0 | 0 | 0 | 1 | Lateral Hardening-Fuse-10274780 [ 2026 ] | 1500Million | Western | -1 | 3000
Lateral Hardening | Lateral Hardening-Fuse-10722386,1 | 13817 | 217191.8451 | 155739.2687 | 373047.7342 | 482954.5455 | 0.77243 | 0.40246 | 1200000 | 7 | 1 | 0 | 0 | 0 | 1 | Lateral Hardening-Fuse-10722386 | 1500Million | South Hillsborough | -1 | 3000
Lateral Hardening | Lateral Hardening-Fuse-92319142,1 | 13377 | 156959.4694 | 137121.8984 | 288228.1839 | 373181.8182 | 0.77235 | 0.31098 | 1200000 | 37 | 1 | 0 | 0 | 0 | 1 | Lateral Hardening-Fuse-92319142 | 1500Million | Western | -1 | 3000
Lateral Hardening | Lateral Hardening-Fuse-60073800,1 | 13082 | 49885.3838 | 212480.8175 | 306222.5372 | 396590.9091 | 0.77214 | 0.33049 | 1200000 | 35 | 1 | 1 | 0 | 1 | 2 | Lateral Hardening-Fuse-60073800 | 1500Million | Western | -1 | 3000
Lateral Hardening | Lateral Hardening-Fuse-90529726,9 | 13460 | 2155547.0383 | 1161557.868 | 3265726.929 | 4230452.1818 | 0.77196 | 4.204 | 1006297.5862 | 22 | 10 | 2 | 0 | 2 | 12 | Lateral Hardening-Fuse-90529726, Lateral Hardening-Fuse-92868210 [ 2024 ], Lateral Hardening-Fuse-92868207 [ 2024 ], Lateral Hardening-Fuse-93185906, Lateral Hardening-Fuse-92867906, Lateral Hardening-Fuse-10487500, Lateral Hardening-Fuse-92867919, Lateral Hardening-Fuse-92868208, Lateral Hardening-Fuse-10487517 | 1500Million | Eastern | -1 | 3000
Lateral Hardening | Lateral Hardening-Fuse-92486973,3 | 13777 | 245292.2592 | 215735.348 | 448285.0742 | 580727.2727 | 0.77194 | 0.60492 | 960000 |  | 3 | 0 | 0 | 0 | 3 | Lateral Hardening-Fuse-92486973, Lateral Hardening-Fuse-92397653, Lateral Hardening-Fuse-92397696 | 1500Million | South Hillsborough | -1 | 3000
Lateral Hardening | Lateral Hardening-Fuse-92347085,13 | 13148 | 1510159.1008 | 564370.3511 | 2066965.2346 | 2678545.4545 | 0.77167 | 2.7902 | 960000 | 68 | 13 | 2 | 0 | 2 | 15 | Lateral Hardening-Fuse-92347085 [ 2025 ], Lateral Hardening-Fuse-10645517, Lateral Hardening-Fuse-10645480, Lateral Hardening-Fuse-10645513, Lateral Hardening-Fuse-10645514, Lateral Hardening-Fuse-60180241, Lateral Hardening-Fuse-10645451, Lateral Hardening-Fuse-91960619, Lateral Hardening-Fuse-10645518, Lateral Hardening-Fuse-10645519, Lateral Hardening-Fuse-10645520, Lateral Hardening-Fuse-92219090, Lateral Hardening-Fuse-10645533 | 1500Million | Plant City | -1 | 3000
Lateral Hardening | Lateral Hardening-Fuse-90847184,2 | 14124 | 356943.4853 | 107288.5107 | 469269.016 | 608181.8182 | 0.77159 | 0.63352 | 960000 | 18 | 2 | 0 | 0 | 0 | 2 | Lateral Hardening-Fuse-90847184, Lateral Hardening-Fuse-92026872 | 1500Million | Plant City | -1 | 3000
Lateral Hardening | Lateral Hardening-Fuse-10429529,1 | 13835 | 45580.623 | 7793.2544 | 51025.3028 | 66136.3636 | 0.77152 | 0.055114 | 1200000 | 5 | 1 | 0 | 0 | 0 | 1 | Lateral Hardening-Fuse-10429529 | 1500Million | Central | -1 | 3000
Lateral Hardening | Lateral Hardening-Fuse-92863593,1 | 13460 | 131894.9847 | 7706.9902 | 133174.0078 | 172727.2727 | 0.77101 | 0.14394 | 1200000 | 40 | 1 | 0 | 0 | 0 | 1 | Lateral Hardening-Fuse-92863593 | 1500Million | Eastern | -1 | 3000
Lateral Hardening | Lateral Hardening-Fuse-92977659,1 | 13106 | 39805.9187 | 657.2152 | 38533.1396 | 50000 | 0.77066 | 0.016667 | 3000000 | 55 | 1 | 1 | 0 | 1 | 2 | Lateral Hardening-Fuse-92977659 | 1500Million | Central | -1 | 3000
Lateral Hardening | Lateral Hardening-Fuse-92793945,1 | 13010 | 57326.799 | 4099.5766 | 58663.1631 | 76136.3636 | 0.7705 | 0.063447 | 1200000 | 10 | 1 | 0 | 0 | 0 | 1 | Lateral Hardening-Fuse-92793945 | 1500Million | Plant City | -1 | 3000
Lateral Hardening | Lateral Hardening-Fuse-91872690,3 | 13947 | 271471.7432 | 84242.0758 | 346207.1931 | 449454.5455 | 0.77028 | 0.46818 | 960000 | 114 | 3 | 0 | 0 | 0 | 3 | Lateral Hardening-Fuse-91872690, Lateral Hardening-Fuse-91992044, Lateral Hardening-Fuse-10441805 | 1500Million | Central | -1 | 3000
Lateral Hardening | Lateral Hardening-Fuse-91570867,1 | 13044 | 49159.1216 | 6626.0026 | 53391.0009 | 69318.1818 | 0.77023 | 0.057765 | 1200000 | 27 | 1 | 0 | 0 | 0 | 1 | Lateral Hardening-Fuse-91570867 | 1500Million | Central | -1 | 3000
Lateral Hardening | Lateral Hardening-Fuse-10171808,1 | 13218 | 114974.8729 | 13387.8132 | 122698.869 | 159318.1818 | 0.77015 | 0.13277 | 1200000 | 10 | 1 | 0 | 0 | 0 | 1 | Lateral Hardening-Fuse-10171808 | 1500Million | Western | -1 | 3000
Lateral Hardening | Lateral Hardening-Fuse-10156239,1 | 13069 | 129801.3167 | 23228.2235 | 146597.6437 | 190454.5455 | 0.76973 | 0.15871 | 1200000 | 15 | 1 | 1 | 0 | 1 | 2 | Lateral Hardening-Fuse-10156239 | 1500Million | Western | -1 | 3000
Lateral Hardening | Lateral Hardening-Fuse-10793157,3 | 13470 | 275422.4981 | 45441.6491 | 335588.041 | 436000 | 0.7697 | 0.45417 | 960000 | 33 | 3 | 0 | 0 | 0 | 3 | Lateral Hardening-Fuse-10793157, Lateral Hardening-Fuse-92109908, Lateral Hardening-Fuse-10793164 | 1500Million | Winter Haven | -1 | 3000
Lateral Hardening | Lateral Hardening-Fuse-91326166,1 | 13160 | 88833.036 | 12648.5928 | 97203.5451 | 126363.6364 | 0.76924 | 0.1053 | 1200000 | 19 | 1 | 0 | 0 | 0 | 1 | Lateral Hardening-Fuse-91326166 | 1500Million | Central | -1 | 3000
Lateral Hardening | Lateral Hardening-Fuse-10167796,1 | 13206 | 222077.3556 | 67444.1258 | 281455.7251 | 365909.0909 | 0.7692 | 0.30492 | 1200000 | 58 | 1 | 0 | 0 | 0 | 1 | Lateral Hardening-Fuse-10167796 | 1500Million | Western | -1 | 3000
Lateral Hardening | Lateral Hardening-Fuse-10650546,1 | 13391 | 231625.2006 | 72060.9664 | 324581.6568 | 422045.4545 | 0.76907 | 0.3517 | 1200000 | 15 | 1 | 0 | 0 | 0 | 1 | Lateral Hardening-Fuse-10650546 | 1500Million | Plant City | -1 | 3000
Lateral Hardening | Lateral Hardening-Fuse-10668891,1 | 13723 | 37615.4659 | 2682.591 | 38445.7831 | 50000 | 0.76892 | 0.028788 | 1736842.1053 | 4 | 1 | 0 | 0 | 0 | 1 | Lateral Hardening-Fuse-10668891 | 1500Million | Plant City | -1 | 3000
Lateral Hardening | Lateral Hardening-Fuse-60146803,1 | 13436 | 177376.52 | 85282.3373 | 309765.9602 | 402954.5455 | 0.76874 | 0.3358 | 1200000 | 12 | 1 | 0 | 0 | 0 | 1 | Lateral Hardening-Fuse-60146803 | 1500Million | Eastern | -1 | 3000
Lateral Hardening | Lateral Hardening-Fuse-92629740,1 | 13303 | 104976.1166 | 49328.3385 | 149890.8826 | 195000 | 0.76867 | 0.1625 | 1200000 | 2 | 1 | 0 | 0 | 0 | 1 | Lateral Hardening-Fuse-92629740 | 1500Million | South Hillsborough | -1 | 3000
Lateral Hardening | Lateral Hardening-Fuse-10163213,1 | 13091 | 37604.8036 | 5015.7503 | 47098.9366 | 61363.6364 | 0.76754 | 0.051136 | 1200000 | 14 | 1 | 0 | 0 | 0 | 1 | Lateral Hardening-Fuse-10163213 | 1500Million | Central | -1 | 3000
Lateral Hardening | Lateral Hardening-Fuse-90883937,1 | 13630 | 182626.2345 | 18877.1827 | 193799.6644 | 252500 | 0.76752 | 0.21042 | 1200000 | 50 | 1 | 0 | 0 | 0 | 1 | Lateral Hardening-Fuse-90883937 | 1500Million | Central | -1 | 3000
Lateral Hardening | Lateral Hardening-Fuse-10384705,1 | 13351 | 99331.6816 | 23980.4081 | 158717.4111 | 206818.1818 | 0.76742 | 0.17235 | 1200000 | 41 | 1 | 0 | 0 | 0 | 1 | Lateral Hardening-Fuse-10384705 | 1500Million | Central | -1 | 3000
Lateral Hardening | Lateral Hardening-Fuse-90249097,17 | 14031 | 1518405.5427 | 439247.7505 | 2185152.5589 | 2849454.5455 | 0.76687 | 2.9682 | 960000 | 10 | 17 | 3 | 0 | 3 | 20 | Lateral Hardening-Fuse-90249097, Lateral Hardening-Fuse-91156076, Lateral Hardening-Fuse-91064701 [ 2025 ], Lateral Hardening-Fuse-10311264, Lateral Hardening-Fuse-10311265, Lateral Hardening-Fuse-10311263, Lateral Hardening-Fuse-91999678 [ 2025 ], Lateral Hardening-Fuse-91999737 [ 2025 ], Lateral Hardening-Fuse-90249126, Lateral Hardening-Fuse-90250126, Lateral Hardening-Fuse-90250144, Lateral Hardening-Fuse-90250169, Lateral Hardening-Fuse-90250181, Lateral Hardening-Fuse-91009961, Lateral Hardening-Fuse-91998649, Lateral Hardening-Fuse-92062554, Lateral Hardening-Fuse-90250170 | 1500Million | Western | -1 | 3000
Lateral Hardening | Lateral Hardening-Fuse-60342385,1 | 13899 | 175349.9128 | 81843.0626 | 292411.7896 | 381363.6364 | 0.76675 | 0.3178 | 1200000 | 21 | 1 | 0 | 0 | 0 | 1 | Lateral Hardening-Fuse-60342385 | 1500Million | South Hillsborough | -1 | 3000
Lateral Hardening | Lateral Hardening-Fuse-90376155,3 | 13305 | 533766.4828 | 115461.3064 | 665569.9915 | 868181.8182 | 0.76663 | 0.90436 | 960000 | 15 | 3 | 0 | 0 | 0 | 3 | Lateral Hardening-Fuse-90376155 [ 2026 ], Lateral Hardening-Fuse-90394885, Lateral Hardening-Fuse-90121203 | 1500Million | South Hillsborough | -1 | 3000
Lateral Hardening | Lateral Hardening-Fuse-10696423,3 | 13961 | 654496.1873 | 205603.3743 | 950599.1068 | 1240000 | 0.76661 | 1.2917 | 960000 | 37 | 3 | 2 | 0 | 2 | 5 | Lateral Hardening-Fuse-10696423, Lateral Hardening-Fuse-92068685, Lateral Hardening-Fuse-92068683 | 1500Million | Plant City | -1 | 3000
Lateral Hardening | Lateral Hardening-Fuse-93276298,1 | 13213 | 61657.64 | 12395.656 | 70888.1554 | 92500 | 0.76636 | 0.077083 | 1200000 | 6 | 1 | 0 | 0 | 0 | 1 | Lateral Hardening-Fuse-93276298 | 1500Million | Eastern | -1 | 3000
Lateral Hardening | Lateral Hardening-Fuse-60008018,1 | 13090 | 232918.779 | 71086.533 | 329878.8092 | 430454.5455 | 0.76635 | 0.35871 | 1200000 | 66 | 1 | 0 | 0 | 0 | 1 | Lateral Hardening-Fuse-60008018 | 1500Million | Central | -1 | 3000
Lateral Hardening | Lateral Hardening-Fuse-91767729,1 | 13185 | 190638.2375 | 54068.0127 | 237524.0097 | 310000 | 0.76621 | 0.25833 | 1200000 | 20 | 1 | 0 | 0 | 0 | 1 | Lateral Hardening-Fuse-91767729 | 1500Million | Central | -1 | 3000
Lateral Hardening | Lateral Hardening-Fuse-10616419,8 | 13126 | 1978263.8495 | 815984.7309 | 2720299.7005 | 3552727.2727 | 0.76569 | 3.7008 | 960000 | 5 | 8 | 4 | 1 | 3 | 12 | Lateral Hardening-Fuse-10616419 [ 2029 ], Lateral Hardening-Fuse-91198635, Lateral Hardening-Fuse-10616478, Lateral Hardening-Fuse-92443094, Lateral Hardening-Fuse-10616454, Lateral Hardening-Fuse-10616453, Lateral Hardening-Fuse-10616446, Lateral Hardening-Fuse-92439904 [ 2029 ] | 1500Million | Plant City | -1 | 3000
Lateral Hardening | Lateral Hardening-Fuse-90836583,1 | 13334 | 64233.3118 | 2050.3762 | 63129.471 | 82500 | 0.76521 | 0.06875 | 1200000 | 15 | 1 | 2 | 2 | 0 | 3 | Lateral Hardening-Fuse-90836583 | 1500Million | Western | -1 | 3000
Lateral Hardening | Lateral Hardening-Fuse-10216484,1 | 13492 | 163483.4902 | 49558.152 | 206069.2165 | 269318.1818 | 0.76515 | 0.22443 | 1200000 | 43 | 1 | 2 | 0 | 2 | 3 | Lateral Hardening-Fuse-10216484 | 1500Million | Western | -1 | 3000
Lateral Hardening | Lateral Hardening-Fuse-90501642,1 | 13740 | 122676.2506 | 33535.8719 | 169665.9621 | 221818.1818 | 0.76489 | 0.18485 | 1200000 | 31 | 1 | 0 | 0 | 0 | 1 | Lateral Hardening-Fuse-90501642 | 1500Million | Western | -1 | 3000
Lateral Hardening | Lateral Hardening-Fuse-93326859,1 | 13723 | 242874.3809 | 88098.6508 | 321218.5403 | 420000 | 0.76481 | 0.35 | 1200000 | 5 | 1 | 0 | 0 | 0 | 1 | Lateral Hardening-Fuse-93326859 | 1500Million | Plant City | -1 | 3000
Lateral Hardening | Lateral Hardening-Fuse-91920304,7 | 13522 | 1045400.654 | 552811.2695 | 1554843.1481 | 2034000 | 0.76443 | 2.1187 | 960000 | 360 | 7 | 4 | 0 | 4 | 11 | Lateral Hardening-Fuse-91920304, Lateral Hardening-Fuse-10392924 [ 2023 ], Lateral Hardening-Fuse-10392925, Lateral Hardening-Fuse-10392922, Lateral Hardening-Fuse-10392911, Lateral Hardening-Fuse-10392912, Lateral Hardening-Fuse-10392870 | 1500Million | Western | -1 | 3000
Lateral Hardening | Lateral Hardening-Fuse-90423835,1 | 13428 | 210287.7105 | 39134.4314 | 241304.8006 | 315909.0909 | 0.76384 | 0.26326 | 1200000 | 209 | 1 | 4 | 0 | 4 | 5 | Lateral Hardening-Fuse-90423835 [ 2021 ] | 1500Million | Western | -1 | 3000
Lateral Hardening | Lateral Hardening-Fuse-10645429,14 | 13148 | 1696925.1282 | 376960.5136 | 2059881.5991 | 2697454.5455 | 0.76364 | 2.8098 | 960000 | 110 | 14 | 4 | 0 | 4 | 18 | Lateral Hardening-Fuse-10645429 [ 2025 ], Lateral Hardening-Fuse-91147984, Lateral Hardening-Fuse-91150557, Lateral Hardening-Fuse-10645510, Lateral Hardening-Fuse-92211943, Lateral Hardening-Fuse-92222077, Lateral Hardening-Fuse-92220843, Lateral Hardening-Fuse-10645560, Lateral Hardening-Fuse-10645507, Lateral Hardening-Fuse-10645428, Lateral Hardening-Fuse-10645512, Lateral Hardening-Fuse-60399271, Lateral Hardening-Fuse-91150556, Lateral Hardening-Fuse-92549895 | 1500Million | Plant City | -1 | 3000
Lateral Hardening | Lateral Hardening-Fuse-10120791,1 | 13053 | 163082.1724 | 57247.9551 | 254299.8108 | 333181.8182 | 0.76325 | 0.27765 | 1200000 | 42 | 1 | 0 | 0 | 0 | 1 | Lateral Hardening-Fuse-10120791 | 1500Million | Central | -1 | 3000
Lateral Hardening | Lateral Hardening-Fuse-60164838,5 | 13371 | 391070.2867 | 136045.2543 | 675040.3296 | 885272.7273 | 0.76252 | 0.92216 | 960000 | 116 | 5 | 4 | 0 | 4 | 9 | Lateral Hardening-Fuse-60164838 [ 2026 ], Lateral Hardening-Fuse-90890527, Lateral Hardening-Fuse-90959588, Lateral Hardening-Fuse-90890787, Lateral Hardening-Fuse-90894961 | 1500Million | Winter Haven | -1 | 3000
Lateral Hardening | Lateral Hardening-Fuse-92913635,1 | 13112 | 85542.7482 | 28273.5046 | 110037.7174 | 144318.1818 | 0.76247 | 0.12027 | 1200000 | 9 | 1 | 1 | 0 | 1 | 2 | Lateral Hardening-Fuse-92913635 | 1500Million | Western | -1 | 3000
Lateral Hardening | Lateral Hardening-Fuse-10652521,1 | 13967 | 289612.0925 | 62892.3068 | 341271.5439 | 447727.2727 | 0.76223 | 0.37311 | 1200000 | 152 | 1 | 3 | 0 | 3 | 4 | Lateral Hardening-Fuse-10652521 | 1500Million | Winter Haven | -1 | 3000
Lateral Hardening | Lateral Hardening-Fuse-10635143,2 | 13242 | 278482.7699 | 186031.6684 | 458272.5958 | 601272.7273 | 0.76217 | 0.62633 | 960000 | 14 | 2 | 0 | 0 | 0 | 2 | Lateral Hardening-Fuse-10635143 [ 2028 ], Lateral Hardening-Fuse-10635134 | 1500Million | Plant City | -1 | 3000
Lateral Hardening | Lateral Hardening-Fuse-10476049,1 | 13436 | 89143.3572 | 11707.2642 | 96738.7872 | 127045.4545 | 0.76145 | 0.10587 | 1200000 | 5 | 1 | 0 | 0 | 0 | 1 | Lateral Hardening-Fuse-10476049 | 1500Million | Eastern | -1 | 3000
Lateral Hardening | Lateral Hardening-Fuse-92616640,1 | 13461 | 80956.506 | 4080.1671 | 81109.6118 | 106590.9091 | 0.76094 | 0.088826 | 1200000 | 3 | 1 | 0 | 0 | 0 | 1 | Lateral Hardening-Fuse-92616640 | 1500Million | Eastern | -1 | 3000
Lateral Hardening | Lateral Hardening-Fuse-92577075,4 | 13254 | 1265839.1939 | 483033.9405 | 1731940.5901 | 2276181.8182 | 0.7609 | 2.371 | 960000 | 29 | 4 | 2 | 0 | 2 | 6 | Lateral Hardening-Fuse-92577075, Lateral Hardening-Fuse-93138585, Lateral Hardening-Fuse-60206702, Lateral Hardening-Fuse-60206705 | 1500Million | South Hillsborough | -1 | 3000
Lateral Hardening | Lateral Hardening-Fuse-91617900,1 | 13147 | 78715.6233 | 5284.9622 | 83697.6828 | 110000 | 0.76089 | 0.091667 | 1200000 | 7 | 1 | 0 | 0 | 0 | 1 | Lateral Hardening-Fuse-91617900 | 1500Million | Plant City | -1 | 3000
Lateral Hardening | Lateral Hardening-Fuse-92015565,2 | 13772 | 432458.1306 | 43644.3273 | 542796.7756 | 713818.1818 | 0.76041 | 0.74356 | 960000 | 46 | 2 | 1 | 0 | 1 | 3 | Lateral Hardening-Fuse-92015565, Lateral Hardening-Fuse-90204872 | 1500Million | Winter Haven | -1 | 3000
Lateral Hardening | Lateral Hardening-Fuse-92207537,1 | 13489 | 78826.6696 | 15581.335 | 90854.1288 | 119545.4545 | 0.76 | 0.099621 | 1200000 | 3 | 1 | 0 | 0 | 0 | 1 | Lateral Hardening-Fuse-92207537 | 1500Million | South Hillsborough | -1 | 3000
Lateral Hardening | Lateral Hardening-Fuse-92318675,1 | 13656 | 262273.1001 | 75154.9876 | 328967.9141 | 432954.5455 | 0.75982 | 0.3608 | 1200000 | 23 | 1 | 0 | 0 | 0 | 1 | Lateral Hardening-Fuse-92318675 | 1500Million | Plant City | -1 | 3000
Lateral Hardening | Lateral Hardening-Fuse-10000880,8 | 13236 | 1616059.8418 | 563708.7378 | 2347017.8351 | 3091636.3636 | 0.75915 | 3.2205 | 960000 | 20 | 8 | 2 | 0 | 2 | 10 | Lateral Hardening-Fuse-10000880, Lateral Hardening-Fuse-93300017, Lateral Hardening-Fuse-93300035 [ 2029 ], Lateral Hardening-Fuse-10000839, Lateral Hardening-Fuse-60352620, Lateral Hardening-Fuse-93300748, Lateral Hardening-Fuse-93300044, Lateral Hardening-Fuse-93300734 | 1500Million | South Hillsborough | -1 | 3000
Lateral Hardening | Lateral Hardening-Fuse-10745487,10 | 13330 | 1716204.9199 | 360770.3573 | 2133155.6762 | 2810727.2727 | 0.75893 | 2.9278 | 960000 | 40 | 10 | 2 | 0 | 2 | 12 | Lateral Hardening-Fuse-10745487 [ 2025 ], Lateral Hardening-Fuse-10745540, Lateral Hardening-Fuse-10745541 [ 2025 ], Lateral Hardening-Fuse-10745542 [ 2025 ], Lateral Hardening-Fuse-60389229, Lateral Hardening-Fuse-10745543, Lateral Hardening-Fuse-10745544, Lateral Hardening-Fuse-10745536, Lateral Hardening-Fuse-10745538, Lateral Hardening-Fuse-10745539 | 1500Million | Dade City | -1 | 3000
Lateral Hardening | Lateral Hardening-Fuse-10375130,1 | 13176 | 139836.076 | 38830.9953 | 173518.9009 | 228636.3636 | 0.75893 | 0.19053 | 1200000 | 9 | 1 | 0 | 0 | 0 | 1 | Lateral Hardening-Fuse-10375130 [ 2022 ] | 1500Million | Central | -1 | 3000
Lateral Hardening | Lateral Hardening-Fuse-90450645,5 | 13080 | 195198.7696 | 305620.1189 | 615762.0179 | 811454.5455 | 0.75884 | 0.84527 | 960000 | 97 | 5 | 1 | 0 | 1 | 6 | Lateral Hardening-Fuse-90450645, Lateral Hardening-Fuse-92021803, Lateral Hardening-Fuse-92021804, Lateral Hardening-Fuse-10132253, Lateral Hardening-Fuse-90127053 | 1500Million | Western | -1 | 3000
Lateral Hardening | Lateral Hardening-Fuse-91033462,1 | 13661 | 246326.9901 | 43583.8946 | 279297.8914 | 368181.8182 | 0.75859 | 0.30682 | 1200000 | 13 | 1 | 1 | 0 | 1 | 2 | Lateral Hardening-Fuse-91033462 [ 2029 ] | 1500Million | Winter Haven | -1 | 3000
Lateral Hardening | Lateral Hardening-Fuse-90975467,1 | 13236 | 49953.599 | 5385.3866 | 52889.853 | 69772.7273 | 0.75803 | 0.058144 | 1200000 | 4 | 1 | 0 | 0 | 0 | 1 | Lateral Hardening-Fuse-90975467 | 1500Million | South Hillsborough | -1 | 3000
Lateral Hardening | Lateral Hardening-Fuse-93291319,1 | 13808 | 519909.1956 | 143821.9449 | 648258.5029 | 855454.5455 | 0.75779 | 0.71288 | 1200000 | 35 | 1 | 0 | 0 | 0 | 1 | Lateral Hardening-Fuse-93291319 | 1500Million | Plant City | -1 | 3000
Lateral Hardening | Lateral Hardening-Fuse-10595481,1 | 13698 | 611178.0135 | 326120.1774 | 962747.1013 | 1271363.6364 | 0.75726 | 1.0595 | 1200000 | 98 | 1 | 0 | 0 | 0 | 1 | Lateral Hardening-Fuse-10595481 | 1500Million | Winter Haven | -1 | 3000
Lateral Hardening | Lateral Hardening-Fuse-60024588,1 | 13303 | 125401.9027 | 30075.9232 | 155745.3055 | 205909.0909 | 0.75638 | 0.17159 | 1200000 | 7 | 1 | 0 | 0 | 0 | 1 | Lateral Hardening-Fuse-60024588 | 1500Million | South Hillsborough | -1 | 3000
Lateral Hardening | Lateral Hardening-Fuse-10472627,2 | 14114 | 404105.2182 | 159633.4312 | 551854.0216 | 729818.1818 | 0.75615 | 0.76023 | 960000 | 129 | 2 | 3 | 0 | 3 | 5 | Lateral Hardening-Fuse-10472627, Lateral Hardening-Fuse-90864902 | 1500Million | Eastern | -1 | 3000
Lateral Hardening | Lateral Hardening-Fuse-91387413,1 | 13068 | 152065.6925 | 27385.8046 | 173183.4723 | 229090.9091 | 0.75596 | 0.19091 | 1200000 | 31 | 1 | 0 | 0 | 0 | 1 | Lateral Hardening-Fuse-91387413 | 1500Million | Western | -1 | 3000
Lateral Hardening | Lateral Hardening-Fuse-90105155,3 | 14024 | 431649.7995 | 413571.2398 | 877293.5251 | 1161636.3636 | 0.75522 | 1.21 | 960000 | 74 | 3 | 0 | 0 | 0 | 3 | Lateral Hardening-Fuse-90105155, Lateral Hardening-Fuse-10742012, Lateral Hardening-Fuse-90104383 | 1500Million | South Hillsborough | -1 | 3000
Lateral Hardening | Lateral Hardening-Fuse-92876709,1 | 13112 | 45769.1491 | 8332.6348 | 51830.9986 | 68636.3636 | 0.75515 | 0.057197 | 1200000 | 18 | 1 | 0 | 0 | 0 | 1 | Lateral Hardening-Fuse-92876709 | 1500Million | Western | -1 | 3000
Lateral Hardening | Lateral Hardening-Fuse-60253873,1 | 13166 | 59795.002 | 1072.1179 | 57993.9571 | 76818.1818 | 0.75495 | 0.064015 | 1200000 | 25 | 1 | 0 | 0 | 0 | 1 | Lateral Hardening-Fuse-60253873 | 1500Million | Western | -1 | 3000
Lateral Hardening | Lateral Hardening-Fuse-90447866,8 | 13613 | 930365.6236 | 321373.1736 | 1268968.6924 | 1680909.0909 | 0.75493 | 1.7509 | 960000 | 377 | 8 | 4 | 0 | 4 | 12 | Lateral Hardening-Fuse-90447866, Lateral Hardening-Fuse-90654993, Lateral Hardening-Fuse-60031810, Lateral Hardening-Fuse-60031838 [ 2025 ], Lateral Hardening-Fuse-60031829, Lateral Hardening-Fuse-90447961, Lateral Hardening-Fuse-60031834, Lateral Hardening-Fuse-60031836 | 1500Million | Western | -1 | 3000
Lateral Hardening | Lateral Hardening-Fuse-93260536,1 | 13175 | 128507.3652 | 3098.4469 | 125363.4883 | 166136.3636 | 0.75458 | 0.13845 | 1200000 | 15 | 1 | 0 | 0 | 0 | 1 | Lateral Hardening-Fuse-93260536 [ 2028 ] | 1500Million | Central | -1 | 3000
Lateral Hardening | Lateral Hardening-Fuse-92100094,1 | 13020 | 281148.9263 | 229793.2946 | 498634.4218 | 661363.6364 | 0.75395 | 0.55114 | 1200000 | 23 | 1 | 2 | 0 | 2 | 3 | Lateral Hardening-Fuse-92100094 | 1500Million | South Hillsborough | -1 | 3000
Lateral Hardening | Lateral Hardening-Fuse-90832740,1 | 13328 | 232150.9615 | 81289.3416 | 327733.3955 | 434772.7273 | 0.7538 | 0.36231 | 1200000 | 38 | 1 | 0 | 0 | 0 | 1 | Lateral Hardening-Fuse-90832740 | 1500Million | Dade City | -1 | 3000
Lateral Hardening | Lateral Hardening-Fuse-93092806,1 | 13048 | 142236.3815 | 3285.1835 | 138720.9561 | 184090.9091 | 0.75355 | 0.15341 | 1200000 | 19 | 1 | 2 | 0 | 2 | 3 | Lateral Hardening-Fuse-93092806 | 1500Million | Central | -1 | 3000
Lateral Hardening | Lateral Hardening-Fuse-93251389,1 | 13175 | 146860.9329 | 32787.8946 | 173461.0292 | 230227.2727 | 0.75343 | 0.19186 | 1200000 | 6 | 1 | 0 | 0 | 0 | 1 | Lateral Hardening-Fuse-93251389 [ 2028 ] | 1500Million | Central | -1 | 3000
Lateral Hardening | Lateral Hardening-Fuse-92806904,2 | 14274 | 419439.1916 | 150764.1569 | 562092.8049 | 746181.8182 | 0.75329 | 0.77727 | 960000 | 26 | 2 | 4 | 0 | 4 | 6 | Lateral Hardening-Fuse-92806904, Lateral Hardening-Fuse-91728675 [ 2026 ] | 1500Million | Western | -1 | 3000
Lateral Hardening | Lateral Hardening-Fuse-60174565,8 | 13146 | 1536889.4972 | 417983.7096 | 1900868.7116 | 2524000 | 0.75312 | 2.6292 | 960000 | 90 | 8 | 2 | 0 | 2 | 10 | Lateral Hardening-Fuse-60174565, Lateral Hardening-Fuse-91011796, Lateral Hardening-Fuse-60470026, Lateral Hardening-Fuse-10628990, Lateral Hardening-Fuse-60467660, Lateral Hardening-Fuse-90041929, Lateral Hardening-Fuse-92225433, Lateral Hardening-Fuse-91017796 | 1500Million | Plant City | -1 | 3000
Lateral Hardening | Lateral Hardening-Fuse-10372429,5 | 13097 | 511085.8385 | 194152.0398 | 703353.9563 | 934909.0909 | 0.75232 | 0.97386 | 960000 | 38 | 5 | 0 | 0 | 0 | 5 | Lateral Hardening-Fuse-10372429, Lateral Hardening-Fuse-90839377, Lateral Hardening-Fuse-91742289, Lateral Hardening-Fuse-10372428, Lateral Hardening-Fuse-10372446 | 1500Million | Central | -1 | 3000
Lateral Hardening | Lateral Hardening-Fuse-92904162,1 | 13147 | 106745.1695 | 32627.6006 | 134561.6507 | 178863.6364 | 0.75231 | 0.14905 | 1200000 | 4 | 1 | 0 | 0 | 0 | 1 | Lateral Hardening-Fuse-92904162 | 1500Million | Plant City | -1 | 3000
Lateral Hardening | Lateral Hardening-Fuse-10051879,2 | 13198 | 28184.8426 | 59261.822 | 117086.781 | 155636.3636 | 0.75231 | 0.16212 | 960000 | 17 | 2 | 1 | 0 | 1 | 3 | Lateral Hardening-Fuse-10051879, Lateral Hardening-Fuse-10051836 | 1500Million | Western | -1 | 3000
Lateral Hardening | Lateral Hardening-Fuse-10689694,2 | 13854 | 244082.8282 | 83860.4237 | 339860.8977 | 452727.2727 | 0.7507 | 0.47159 | 960000 | 18 | 2 | 0 | 0 | 0 | 2 | Lateral Hardening-Fuse-10689694, Lateral Hardening-Fuse-91110392 [ 2029 ] | 1500Million | Plant City | -1 | 3000
Lateral Hardening | Lateral Hardening-Fuse-91564996,19 | 13044 | 1546320.972 | 755015.5017 | 2238635.0013 | 2982727.2727 | 0.75053 | 3.107 | 960000 | 576 | 19 | 3 | 0 | 3 | 22 | Lateral Hardening-Fuse-91564996, Lateral Hardening-Fuse-91564938 [ 2026 ], Lateral Hardening-Fuse-91565293, Lateral Hardening-Fuse-91565285 [ 2026 ], Lateral Hardening-Fuse-91697220, Lateral Hardening-Fuse-91565282, Lateral Hardening-Fuse-92058671, Lateral Hardening-Fuse-91565291, Lateral Hardening-Fuse-91565292, Lateral Hardening-Fuse-91987954, Lateral Hardening-Fuse-91985908, Lateral Hardening-Fuse-91985933, Lateral Hardening-Fuse-91565287, Lateral Hardening-Fuse-91565319, Lateral Hardening-Fuse-93210949, Lateral Hardening-Fuse-91567749, Lateral Hardening-Fuse-91621623, Lateral Hardening-Fuse-91565317, Lateral Hardening-Fuse-91565294 | 1500Million | Central | -1 | 3000
Lateral Hardening | Lateral Hardening-Fuse-60024005,1 | 13679 | 67301.0653 | 11332.187 | 75530.7687 | 100681.8182 | 0.75019 | 0.083902 | 1200000 | 2 | 1 | 0 | 0 | 0 | 1 | Lateral Hardening-Fuse-60024005 [ 2028 ] | 1500Million | Western | -1 | 3000
Lateral Hardening | Lateral Hardening-Fuse-10627026,1 | 13147 | 37232.681 | 7627.7758 | 42931.3114 | 57272.7273 | 0.74959 | 0.047727 | 1200000 | 5 | 1 | 0 | 0 | 0 | 1 | Lateral Hardening-Fuse-10627026 | 1500Million | Plant City | -1 | 3000
Lateral Hardening | Lateral Hardening-Fuse-93234797,1 | 13696 | 42389.7554 | 3590.245 | 43938.9939 | 58636.3636 | 0.74935 | 0.048864 | 1200000 | 8 | 1 | 0 | 0 | 0 | 1 | Lateral Hardening-Fuse-93234797 | 1500Million | Winter Haven | -1 | 3000
Lateral Hardening | Lateral Hardening-Fuse-10457719,1 | 13229 | 249373.8944 | 73775.2972 | 313871.8699 | 418863.6364 | 0.74934 | 0.34905 | 1200000 | 51 | 1 | 0 | 0 | 0 | 1 | Lateral Hardening-Fuse-10457719 | 1500Million | Eastern | -1 | 3000
Lateral Hardening | Lateral Hardening-Fuse-10151672,6 | 13153 | 410257.3659 | 313990.0797 | 774433.9407 | 1033636.3636 | 0.74923 | 1.0767 | 960000 | 116 | 6 | 1 | 0 | 1 | 7 | Lateral Hardening-Fuse-10151672, Lateral Hardening-Fuse-92547671, Lateral Hardening-Fuse-92560630, Lateral Hardening-Fuse-10151669, Lateral Hardening-Fuse-92547610, Lateral Hardening-Fuse-10151670 | 1500Million | Winter Haven | -1 | 3000
Lateral Hardening | Lateral Hardening-Fuse-10615020,1 | 13125 | 211359.2777 | 36556.483 | 238863.5984 | 318863.6364 | 0.74911 | 0.26572 | 1200000 | 22 | 1 | 0 | 0 | 0 | 1 | Lateral Hardening-Fuse-10615020 | 1500Million | Plant City | -1 | 3000
Lateral Hardening | Lateral Hardening-Fuse-10168792,2 | 13208 | 157096.7695 | 51246.1143 | 201259.9296 | 268727.2727 | 0.74894 | 0.27992 | 960000 | 60 | 2 | 2 | 0 | 2 | 4 | Lateral Hardening-Fuse-10168792, Lateral Hardening-Fuse-90450499 | 1500Million | Western | -1 | 3000
Lateral Hardening | Lateral Hardening-Fuse-92592852,1 | 13303 | 180567.1897 | 88666.0875 | 261153.1966 | 348863.6364 | 0.74858 | 0.29072 | 1200000 | 34 | 1 | 0 | 0 | 0 | 1 | Lateral Hardening-Fuse-92592852 | 1500Million | South Hillsborough | -1 | 3000
Lateral Hardening | Lateral Hardening-Fuse-92311865,1 | 13461 | 59407.3404 | 5819.5962 | 62256.5543 | 83181.8182 | 0.74844 | 0.069318 | 1200000 | 16 | 1 | 0 | 0 | 0 | 1 | Lateral Hardening-Fuse-92311865 | 1500Million | Eastern | -1 | 3000
Lateral Hardening | Lateral Hardening-Fuse-91301162,1 | 13461 | 70241.2644 | 7936.8166 | 80030.6288 | 107045.4545 | 0.74763 | 0.089205 | 1200000 | 5 | 1 | 1 | 0 | 1 | 2 | Lateral Hardening-Fuse-91301162 | 1500Million | Eastern | -1 | 3000
Lateral Hardening | Lateral Hardening-Fuse-92024553,1 | 13201 | 405161.5704 | 119430.4191 | 507869.799 | 679318.1818 | 0.74762 | 0.5661 | 1200000 | 129 | 1 | 0 | 0 | 0 | 1 | Lateral Hardening-Fuse-92024553 | 1500Million | Western | -1 | 3000
Lateral Hardening | Lateral Hardening-Fuse-90503633,28 | 14274 | 5278034.7342 | 2151944.9444 | 7816426.046 | 10458363.6364 | 0.74739 | 10.8941 | 960000 | 37 | 28 | 7 | 0 | 7 | 35 | Lateral Hardening-Fuse-90503633 [ 2026 ], Lateral Hardening-Fuse-10274801, Lateral Hardening-Fuse-90416955 [ 2026 ], Lateral Hardening-Fuse-10274796, Lateral Hardening-Fuse-10274822, Lateral Hardening-Fuse-91622201, Lateral Hardening-Fuse-91619082, Lateral Hardening-Fuse-60475863 [ 2026 ], Lateral Hardening-Fuse-60495030, Lateral Hardening-Fuse-91719684, Lateral Hardening-Fuse-91821942, Lateral Hardening-Fuse-91693795, Lateral Hardening-Fuse-91821941, Lateral Hardening-Fuse-90416741, Lateral Hardening-Fuse-91699325, Lateral Hardening-Fuse-91581905, Lateral Hardening-Fuse-91699327, Lateral Hardening-Fuse-10274798, Lateral Hardening-Fuse-10274799, Lateral Hardening-Fuse-91692219, Lateral Hardening-Fuse-91692205, Lateral Hardening-Fuse-91692206, Lateral Hardening-Fuse-91692218, Lateral Hardening-Fuse-91516663, Lateral Hardening-Fuse-60305522, Lateral Hardening-Fuse-60305523, Lateral Hardening-Fuse-10274813, Lateral Hardening-Fuse-10274846 | 1500Million | Western | -1 | 3000
Lateral Hardening | Lateral Hardening-Fuse-91224629,29 | 14050 | 4931441.4483 | 1508928.1067 | 6715384.31 | 8985818.1818 | 0.74733 | 9.3602 | 960000 | 70 | 29 | 0 | 0 | 0 | 29 | Lateral Hardening-Fuse-91224629 [ 2029 ], Lateral Hardening-Fuse-10897217, Lateral Hardening-Fuse-92034681, Lateral Hardening-Fuse-10897223, Lateral Hardening-Fuse-10897187, Lateral Hardening-Fuse-10897220, Lateral Hardening-Fuse-10897239, Lateral Hardening-Fuse-10897216, Lateral Hardening-Fuse-10897214, Lateral Hardening-Fuse-10897215, Lateral Hardening-Fuse-92385316, Lateral Hardening-Fuse-10897210 [ 2029 ], Lateral Hardening-Fuse-90568373, Lateral Hardening-Fuse-10897211, Lateral Hardening-Fuse-60238440, Lateral Hardening-Fuse-10897193 [ 2029 ], Lateral Hardening-Fuse-10897195, Lateral Hardening-Fuse-10897207, Lateral Hardening-Fuse-10897208, Lateral Hardening-Fuse-10897206, Lateral Hardening-Fuse-10897224, Lateral Hardening-Fuse-10897232, Lateral Hardening-Fuse-10897233, Lateral Hardening-Fuse-10897240, Lateral Hardening-Fuse-10897241, Lateral Hardening-Fuse-10897242, Lateral Hardening-Fuse-10897243, Lateral Hardening-Fuse-10897244, Lateral Hardening-Fuse-10897186 [ 2029 ] | 1500Million | Plant City | -1 | 3000
Lateral Hardening | Lateral Hardening-Fuse-10159468,1 | 13166 | 52460.7475 | 3674.1072 | 53598.5302 | 71818.1818 | 0.74631 | 0.059848 | 1200000 | 59 | 1 | 0 | 0 | 0 | 1 | Lateral Hardening-Fuse-10159468 | 1500Million | Western | -1 | 3000
Lateral Hardening | Lateral Hardening-Fuse-92079389,1 | 13786 | 43501.4388 | 6532.5615 | 47827.3821 | 64090.9091 | 0.74624 | 0.053409 | 1200000 | 3 | 1 | 0 | 0 | 0 | 1 | Lateral Hardening-Fuse-92079389 | 1500Million | Plant City | -1 | 3000
Lateral Hardening | Lateral Hardening-Fuse-10715656,1 | 13984 | 203501.4989 | 62782.3122 | 267103.932 | 357954.5455 | 0.7462 | 0.2983 | 1200000 | 14 | 1 | 0 | 0 | 0 | 1 | Lateral Hardening-Fuse-10715656 | 1500Million | Plant City | -1 | 3000
Lateral Hardening | Lateral Hardening-Fuse-92631620,1 | 13391 | 132477.4545 | 18139.8157 | 145136.5655 | 194545.4545 | 0.74603 | 0.16212 | 1200000 | 5 | 1 | 0 | 0 | 0 | 1 | Lateral Hardening-Fuse-92631620 | 1500Million | Plant City | -1 | 3000
Lateral Hardening | Lateral Hardening-Fuse-92843043,1 | 13959 | 131839.8619 | 7762.5732 | 133175.3725 | 178636.3636 | 0.74551 | 0.14886 | 1200000 | 11 | 1 | 0 | 0 | 0 | 1 | Lateral Hardening-Fuse-92843043 | 1500Million | Plant City | -1 | 3000
Lateral Hardening | Lateral Hardening-Fuse-92141312,1 | 13613 | 179073.213 | 462332.2999 | 624392.733 | 837727.2727 | 0.74534 | 0.69811 | 1200000 | 117 | 1 | 0 | 0 | 0 | 1 | Lateral Hardening-Fuse-92141312 | 1500Million | Western | -1 | 3000
Lateral Hardening | Lateral Hardening-Fuse-91836291,1 | 13426 | 119222.9167 | 11067.4427 | 124324.7106 | 166818.1818 | 0.74527 | 0.13902 | 1200000 | 7 | 1 | 0 | 0 | 0 | 1 | Lateral Hardening-Fuse-91836291 | 1500Million | Western | -1 | 3000
Lateral Hardening | Lateral Hardening-Fuse-60009298,9 | 13113 | 492610.39 | 195830.4344 | 830472.3985 | 1114545.4545 | 0.74512 | 1.161 | 960000 | 172 | 9 | 2 | 0 | 2 | 11 | Lateral Hardening-Fuse-60009298, Lateral Hardening-Fuse-60009306, Lateral Hardening-Fuse-60009308, Lateral Hardening-Fuse-60009312, Lateral Hardening-Fuse-92128412, Lateral Hardening-Fuse-92128416, Lateral Hardening-Fuse-92140995, Lateral Hardening-Fuse-92141025, Lateral Hardening-Fuse-60009310 | 1500Million | Western | -1 | 3000
Lateral Hardening | Lateral Hardening-Fuse-92148509,2 | 13231 | 134580.6445 | 252444.956 | 376928.6111 | 506000 | 0.74492 | 0.52708 | 960000 | 85 | 2 | 0 | 0 | 0 | 2 | Lateral Hardening-Fuse-92148509, Lateral Hardening-Fuse-92238486 | 1500Million | Eastern | -1 | 3000
Lateral Hardening | Lateral Hardening-Fuse-60069121,1 | 13461 | 212568.8279 | 123541.3041 | 358416.4634 | 481363.6364 | 0.74459 | 0.40114 | 1200000 | 27 | 1 | 0 | 0 | 0 | 1 | Lateral Hardening-Fuse-60069121 | 1500Million | Eastern | -1 | 3000
Lateral Hardening | Lateral Hardening-Fuse-10144721,3 | 13136 | 197083.2669 | 348026.5938 | 655912.7772 | 881272.7273 | 0.74428 | 0.91799 | 960000 | 110 | 3 | 0 | 0 | 0 | 3 | Lateral Hardening-Fuse-10144721, Lateral Hardening-Fuse-90244271, Lateral Hardening-Fuse-90244220 | 1500Million | Western | -1 | 3000
Lateral Hardening | Lateral Hardening-Fuse-10895221,1 | 13003 | 7501.2479 | 786.1349 | 61230.0672 | 82272.7273 | 0.74423 | 0.068561 | 1200000 | 19 | 1 | 0 | 0 | 0 | 1 | Lateral Hardening-Fuse-10895221 | 1500Million | South Hillsborough | -1 | 3000
Lateral Hardening | Lateral Hardening-Fuse-10588796,1 | 13471 | 45625.8054 | 4168.9507 | 47527.1424 | 63863.6364 | 0.7442 | 0.05322 | 1200000 | 4 | 1 | 0 | 0 | 0 | 1 | Lateral Hardening-Fuse-10588796 | 1500Million | Winter Haven | -1 | 3000
Lateral Hardening | Lateral Hardening-Fuse-93048484,2 | 13019 | 288605.9264 | 191109.2657 | 468238.6513 | 630181.8182 | 0.74302 | 0.65644 | 960000 | 27 | 2 | 0 | 0 | 0 | 2 | Lateral Hardening-Fuse-93048484, Lateral Hardening-Fuse-10714692 | 1500Million | South Hillsborough | -1 | 3000
Lateral Hardening | Lateral Hardening-Fuse-92237200,1 | 13461 | 100160.31 | 30886.4413 | 126129.8866 | 169772.7273 | 0.74293 | 0.14148 | 1200000 | 12 | 1 | 0 | 0 | 0 | 1 | Lateral Hardening-Fuse-92237200 | 1500Million | Eastern | -1 | 3000
Lateral Hardening | Lateral Hardening-Fuse-10596807,1 | 13770 | 133381.677 | 37834.3174 | 166365.5298 | 224090.9091 | 0.7424 | 0.18674 | 1200000 | 7 | 1 | 2 | 1 | 1 | 3 | Lateral Hardening-Fuse-10596807 | 1500Million | Winter Haven | -1 | 3000
Lateral Hardening | Lateral Hardening-Fuse-10601433,1 | 13918 | 155052.7911 | 87954.7232 | 236377.9298 | 318409.0909 | 0.74237 | 0.26534 | 1200000 | 25 | 1 | 0 | 0 | 0 | 1 | Lateral Hardening-Fuse-10601433 | 1500Million | Winter Haven | -1 | 3000
Lateral Hardening | Lateral Hardening-Fuse-92003181,1 | 13479 | 201655.4138 | 72589.077 | 266480.0465 | 359090.9091 | 0.7421 | 0.29924 | 1200000 | 30 | 1 | 0 | 0 | 0 | 1 | Lateral Hardening-Fuse-92003181 | 1500Million | Winter Haven | -1 | 3000
Lateral Hardening | Lateral Hardening-Fuse-90300372,2 | 13836 | 118542.6706 | 20454.7573 | 142768.7304 | 192545.4545 | 0.74148 | 0.20057 | 960000 | 8 | 2 | 1 | 0 | 1 | 3 | Lateral Hardening-Fuse-90300372, Lateral Hardening-Fuse-60133706 | 1500Million | Central | -1 | 3000
Lateral Hardening | Lateral Hardening-Fuse-10392876,1 | 13522 | 224712.3167 | 37386.1843 | 252341.4249 | 340681.8182 | 0.7407 | 0.2839 | 1200000 | 13 | 1 | 0 | 0 | 0 | 1 | Lateral Hardening-Fuse-10392876 | 1500Million | Western | -1 | 3000
Lateral Hardening | Lateral Hardening-Fuse-60013811,1 | 13094 | 35698.4744 | 3089.5332 | 37023.2729 | 50000 | 0.74047 | 0.032008 | 1562130.1775 | 12 | 1 | 0 | 0 | 0 | 1 | Lateral Hardening-Fuse-60013811 | 1500Million | Central | -1 | 3000
Lateral Hardening | Lateral Hardening-Fuse-92079431,3 | 13695 | 399026.6452 | 60724.4759 | 441844.5987 | 596727.2727 | 0.74045 | 0.62159 | 960000 | 14 | 3 | 3 | 0 | 3 | 6 | Lateral Hardening-Fuse-92079431 [ 2024 ], Lateral Hardening-Fuse-92015318, Lateral Hardening-Fuse-92015278 | 1500Million | Winter Haven | -1 | 3000
Lateral Hardening | Lateral Hardening-Fuse-10368952,2 | 13097 | 397232.2509 | 90187.3134 | 473809.9271 | 640000 | 0.74033 | 0.66667 | 960000 | 23 | 2 | 1 | 0 | 1 | 3 | Lateral Hardening-Fuse-10368952, Lateral Hardening-Fuse-92767591 | 1500Million | Central | -1 | 3000
Lateral Hardening | Lateral Hardening-Fuse-60006432,3 | 13159 | 308144.768 | 526664.2112 | 879977.322 | 1189090.9091 | 0.74004 | 1.2386 | 960000 | 139 | 3 | 0 | 0 | 0 | 3 | Lateral Hardening-Fuse-60006432, Lateral Hardening-Fuse-60006445, Lateral Hardening-Fuse-60006484 | 1500Million | Central | -1 | 3000
Lateral Hardening | Lateral Hardening-Fuse-10716354,1 | 13959 | 536892.8285 | 142411.8942 | 658168.3394 | 889772.7273 | 0.7397 | 0.74148 | 1200000 | 15 | 1 | 0 | 0 | 0 | 1 | Lateral Hardening-Fuse-10716354 [ 2024 ] | 1500Million | Plant City | -1 | 3000
Lateral Hardening | Lateral Hardening-Fuse-92524170,1 | 13818 | 338305.7745 | 157308.258 | 484075.2677 | 654772.7273 | 0.7393 | 0.54564 | 1200000 | 4 | 1 | 0 | 0 | 0 | 1 | Lateral Hardening-Fuse-92524170 [ 2029 ] | 1500Million | South Hillsborough | -1 | 3000
Lateral Hardening | Lateral Hardening-Fuse-60241046,1 | 13708 | 172756.1987 | 38440.779 | 204609.2938 | 276818.1818 | 0.73915 | 0.23068 | 1200000 | 5 | 1 | 0 | 0 | 0 | 1 | Lateral Hardening-Fuse-60241046 | 1500Million | Eastern | -1 | 3000
Lateral Hardening | Lateral Hardening-Fuse-10087559,1 | 13389 | 70625.4806 | 5679.7259 | 72896.3145 | 98636.3636 | 0.73904 | 0.082197 | 1200000 | 9 | 1 | 0 | 0 | 0 | 1 | Lateral Hardening-Fuse-10087559 | 1500Million | Plant City | -1 | 3000
Lateral Hardening | Lateral Hardening-Fuse-60149284,1 | 13034 | 164576.9715 | 42222.0971 | 200200.7429 | 270909.0909 | 0.739 | 0.22576 | 1200000 | 45 | 1 | 0 | 0 | 0 | 1 | Lateral Hardening-Fuse-60149284 | 1500Million | Central | -1 | 3000
Lateral Hardening | Lateral Hardening-Fuse-90136651,2 | 13724 | 248861.7614 | 45213.1271 | 284575.7125 | 385454.5455 | 0.73829 | 0.40152 | 960000 | 30 | 2 | 0 | 0 | 0 | 2 | Lateral Hardening-Fuse-90136651, Lateral Hardening-Fuse-10671276 | 1500Million | Plant City | -1 | 3000
Lateral Hardening | Lateral Hardening-Fuse-10093687,1 | 13043 | 161099.1424 | 25927.7063 | 180022.2872 | 243863.6364 | 0.73821 | 0.20322 | 1200000 | 24 | 1 | 0 | 0 | 0 | 1 | Lateral Hardening-Fuse-10093687 | 1500Million | Central | -1 | 3000
Lateral Hardening | Lateral Hardening-Fuse-10544608,1 | 13213 | 307763.3803 | 102178.8668 | 399321.1264 | 541136.3636 | 0.73793 | 0.45095 | 1200000 | 27 | 1 | 0 | 0 | 0 | 1 | Lateral Hardening-Fuse-10544608 | 1500Million | Eastern | -1 | 3000
Lateral Hardening | Lateral Hardening-Fuse-92607662,1 | 13390 | 162880.8908 | 26752.8618 | 183370.6004 | 248636.3636 | 0.73751 | 0.2072 | 1200000 | 22 | 1 | 0 | 0 | 0 | 1 | Lateral Hardening-Fuse-92607662 | 1500Million | Plant City | -1 | 3000
Lateral Hardening | Lateral Hardening-Fuse-10313380,1 | 13866 | 140097.9914 | 25863.4834 | 160045.493 | 217045.4545 | 0.73738 | 0.18087 | 1200000 | 5 | 1 | 0 | 0 | 0 | 1 | Lateral Hardening-Fuse-10313380 [ 2029 ] | 1500Million | Western | -1 | 3000
Lateral Hardening | Lateral Hardening-Fuse-92369754,1 | 13708 | 101830.7049 | 41259.8719 | 138323.4934 | 187727.2727 | 0.73683 | 0.15644 | 1200000 | 5 | 1 | 0 | 0 | 0 | 1 | Lateral Hardening-Fuse-92369754 | 1500Million | Eastern | -1 | 3000
Lateral Hardening | Lateral Hardening-Fuse-60179209,1 | 13001 | 151751.1156 | 25313.6266 | 171426.2164 | 232954.5455 | 0.73588 | 0.19413 | 1200000 | 19 | 1 | 0 | 0 | 0 | 1 | Lateral Hardening-Fuse-60179209 | 1500Million | South Hillsborough | -1 | 3000
Lateral Hardening | Lateral Hardening-Fuse-10595531,1 | 13698 | 235001.5275 | 76674.5158 | 383584.7978 | 521363.6364 | 0.73573 | 0.43447 | 1200000 | 38 | 1 | 0 | 0 | 0 | 1 | Lateral Hardening-Fuse-10595531 | 1500Million | Winter Haven | -1 | 3000
Lateral Hardening | Lateral Hardening-Fuse-10168325,1 | 13207 | 269710.6559 | 51664.2348 | 310108.5678 | 421590.9091 | 0.73557 | 0.35133 | 1200000 | 48 | 1 | 0 | 0 | 0 | 1 | Lateral Hardening-Fuse-10168325 | 1500Million | Western | -1 | 3000
Lateral Hardening | Lateral Hardening-Fuse-92955294,1 | 13754 | 79334.5888 | 290514.0182 | 360906.3333 | 490681.8182 | 0.73552 | 0.4089 | 1200000 | 53 | 1 | 0 | 0 | 0 | 1 | Lateral Hardening-Fuse-92955294 | 1500Million | Western | -1 | 3000
Lateral Hardening | Lateral Hardening-Fuse-10786380,1 | 14040 | 72439.2637 | 8849.5901 | 77896.0516 | 105909.0909 | 0.7355 | 0.088258 | 1200000 | 3 | 1 | 0 | 0 | 0 | 1 | Lateral Hardening-Fuse-10786380 | 1500Million | Central | -1 | 3000
Lateral Hardening | Lateral Hardening-Fuse-10477222,1 | 13326 | 281140.5544 | 123375.1751 | 393723.0312 | 535681.8182 | 0.73499 | 0.4464 | 1200000 | 32 | 1 | 0 | 0 | 0 | 1 | Lateral Hardening-Fuse-10477222 | 1500Million | Eastern | -1 | 3000
Lateral Hardening | Lateral Hardening-Fuse-93218771,9 | 13459 | 597701.5612 | 155705.0154 | 728819.9658 | 991636.3636 | 0.73497 | 1.033 | 960000 | 21 | 9 | 0 | 0 | 0 | 9 | Lateral Hardening-Fuse-93218771, Lateral Hardening-Fuse-93225921, Lateral Hardening-Fuse-93225922, Lateral Hardening-Fuse-93225914, Lateral Hardening-Fuse-93085866, Lateral Hardening-Fuse-93228649, Lateral Hardening-Fuse-93225915, Lateral Hardening-Fuse-93225917, Lateral Hardening-Fuse-93225919 | 1500Million | Eastern | -1 | 3000
Lateral Hardening | Lateral Hardening-Fuse-90944590,6 | 13010 | 920110.0073 | 304126.5709 | 1421084.843 | 1933636.3636 | 0.73493 | 2.0142 | 960000 | 789 | 6 | 16 | 0 | 16 | 22 | Lateral Hardening-Fuse-90944590, Lateral Hardening-Fuse-90944629, Lateral Hardening-Fuse-92448310, Lateral Hardening-Fuse-90944623 [ 2026 ], Lateral Hardening-Fuse-90944607 [ 2026 ], Lateral Hardening-Fuse-90944614 | 1500Million | Plant City | -1 | 3000
Lateral Hardening | Lateral Hardening-Fuse-91324146,1 | 13160 | 241895.7499 | 85172.3263 | 317395.7685 | 432272.7273 | 0.73425 | 0.36023 | 1200000 | 55 | 1 | 0 | 0 | 0 | 1 | Lateral Hardening-Fuse-91324146 | 1500Million | Central | -1 | 3000
Lateral Hardening | Lateral Hardening-Fuse-10753414,1 | 13330 | 57039.6826 | 8938.9961 | 63078.5793 | 85909.0909 | 0.73425 | 0.071591 | 1200000 | 4 | 1 | 1 | 0 | 1 | 2 | Lateral Hardening-Fuse-10753414 | 1500Million | Dade City | -1 | 3000
Lateral Hardening | Lateral Hardening-Fuse-10457730,1 | 13229 | 45842.0441 | 10252.9246 | 53713.7978 | 73181.8182 | 0.73398 | 0.060985 | 1200000 | 11 | 1 | 0 | 0 | 0 | 1 | Lateral Hardening-Fuse-10457730 | 1500Million | Eastern | -1 | 3000
Lateral Hardening | Lateral Hardening-Fuse-10807597,1 | 13020 | 120905.0246 | 26855.0425 | 142276.7557 | 193863.6364 | 0.7339 | 0.16155 | 1200000 | 6 | 1 | 0 | 0 | 0 | 1 | Lateral Hardening-Fuse-10807597 | 1500Million | South Hillsborough | -1 | 3000
Lateral Hardening | Lateral Hardening-Fuse-60016617,2 | 13049 | 260936.3135 | 56210.2424 | 342109.4438 | 466181.8182 | 0.73385 | 0.48561 | 960000 | 36 | 2 | 1 | 0 | 1 | 3 | Lateral Hardening-Fuse-60016617, Lateral Hardening-Fuse-60016639 | 1500Million | Central | -1 | 3000
Lateral Hardening | Lateral Hardening-Fuse-10451462,1 | 13128 | 60265.0571 | 111534.2705 | 186857.7516 | 254772.7273 | 0.73343 | 0.21231 | 1200000 | 42 | 1 | 1 | 0 | 1 | 2 | Lateral Hardening-Fuse-10451462 | 1500Million | Eastern | -1 | 3000
Lateral Hardening | Lateral Hardening-Fuse-91314621,1 | 13807 | 222709.5113 | 81813.3885 | 300844.2267 | 410227.2727 | 0.73336 | 0.34186 | 1200000 | 5 | 1 | 0 | 0 | 0 | 1 | Lateral Hardening-Fuse-91314621 [ 2028 ] | 1500Million | Plant City | -1 | 3000
Lateral Hardening | Lateral Hardening-Fuse-92137631,1 | 13231 | 52002.9858 | 8805.1728 | 58146.1397 | 79318.1818 | 0.73307 | 0.066098 | 1200000 | 4 | 1 | 0 | 0 | 0 | 1 | Lateral Hardening-Fuse-92137631 | 1500Million | Eastern | -1 | 3000
Lateral Hardening | Lateral Hardening-Fuse-91355291,2 | 13906 | 62928.4223 | 53970.0879 | 116469.0317 | 158909.0909 | 0.73293 | 0.16553 | 960000 | 4 | 2 | 0 | 0 | 0 | 2 | Lateral Hardening-Fuse-91355291, Lateral Hardening-Fuse-91355293 | 1500Million | Eastern | -1 | 3000
Lateral Hardening | Lateral Hardening-Fuse-10667330,1 | 13787 | 252900.9763 | 190493.2613 | 431263.4627 | 588636.3636 | 0.73265 | 0.49053 | 1200000 | 5 | 1 | 0 | 0 | 0 | 1 | Lateral Hardening-Fuse-10667330 [ 2027 ] | 1500Million | Plant City | -1 | 3000
Lateral Hardening | Lateral Hardening-Fuse-91656864,8 | 13458 | 407801.8104 | 105900.8773 | 520455.3388 | 710909.0909 | 0.7321 | 0.74053 | 960000 | 4 | 8 | 1 | 0 | 1 | 9 | Lateral Hardening-Fuse-91656864, Lateral Hardening-Fuse-90097462, Lateral Hardening-Fuse-91661916, Lateral Hardening-Fuse-91836851 [ 2026 ], Lateral Hardening-Fuse-90097464, Lateral Hardening-Fuse-91697186, Lateral Hardening-Fuse-90097470, Lateral Hardening-Fuse-90097468 [ 2026 ] | 1500Million | Eastern | -1 | 3000
Lateral Hardening | Lateral Hardening-Fuse-10567750,1 | 13370 | 72219.9348 | 6562.6413 | 75327.201 | 102954.5455 | 0.73165 | 0.085795 | 1200000 | 11 | 1 | 0 | 0 | 0 | 1 | Lateral Hardening-Fuse-10567750 | 1500Million | Winter Haven | -1 | 3000
Lateral Hardening | Lateral Hardening-Fuse-92545363,1 | 13128 | 46732.8842 | 5344.0079 | 49675.1268 | 67954.5455 | 0.73101 | 0.056629 | 1200000 | 4 | 1 | 0 | 0 | 0 | 1 | Lateral Hardening-Fuse-92545363 | 1500Million | Eastern | -1 | 3000
Lateral Hardening | Lateral Hardening-Fuse-90890342,1 | 13697 | 85904.7214 | 9357.4749 | 91523.587 | 125227.2727 | 0.73086 | 0.10436 | 1200000 | 4 | 1 | 0 | 0 | 0 | 1 | Lateral Hardening-Fuse-90890342 [ 2023 ] | 1500Million | Winter Haven | -1 | 3000
Lateral Hardening | Lateral Hardening-Fuse-10393586,1 | 13523 | 71531.9951 | 10378.377 | 78393.8304 | 107272.7273 | 0.73079 | 0.089394 | 1200000 | 22 | 1 | 0 | 0 | 0 | 1 | Lateral Hardening-Fuse-10393586 | 1500Million | Western | -1 | 3000
Lateral Hardening | Lateral Hardening-Fuse-93246870,1 | 13175 | 36519.4446 | 1776.3278 | 36538.5345 | 50000 | 0.73077 | 0.031061 | 1609756.0976 | 18 | 1 | 0 | 0 | 0 | 1 | Lateral Hardening-Fuse-93246870 | 1500Million | Central | -1 | 3000
Lateral Hardening | Lateral Hardening-Fuse-10871510,2 | 14111 | 72720.0695 | 332768.6402 | 463164.417 | 633818.1818 | 0.73075 | 0.66023 | 960000 | 46 | 2 | 0 | 0 | 0 | 2 | Lateral Hardening-Fuse-10871510, Lateral Hardening-Fuse-92324653 | 1500Million | Eastern | -1 | 3000
Lateral Hardening | Lateral Hardening-Fuse-10804173,1 | 13173 | 644341.0541 | 336494.1361 | 957113.7244 | 1309772.7273 | 0.73075 | 1.0915 | 1200000 | 194 | 1 | 1 | 0 | 1 | 2 | Lateral Hardening-Fuse-10804173 | 1500Million | Eastern | -1 | 3000
Lateral Hardening | Lateral Hardening-Fuse-10904164,1 | 13709 | 118453.966 | 21672.5182 | 135021.2506 | 184772.7273 | 0.73074 | 0.15398 | 1200000 | 29 | 1 | 0 | 0 | 0 | 1 | Lateral Hardening-Fuse-10904164 | 1500Million | Eastern | -1 | 3000
Lateral Hardening | Lateral Hardening-Fuse-10426541,2 | 13830 | 364622.3405 | 133494.325 | 489726.0481 | 670363.6364 | 0.73054 | 0.6983 | 960000 | 97 | 2 | 5 | 0 | 5 | 7 | Lateral Hardening-Fuse-10426541, Lateral Hardening-Fuse-60129536 | 1500Million | Central | -1 | 3000
Lateral Hardening | Lateral Hardening-Fuse-10807587,1 | 13020 | 257868.7094 | 91454.3887 | 338854.9642 | 463863.6364 | 0.73051 | 0.38655 | 1200000 | 44 | 1 | 0 | 0 | 0 | 1 | Lateral Hardening-Fuse-10807587 | 1500Million | South Hillsborough | -1 | 3000
Lateral Hardening | Lateral Hardening-Fuse-91954788,5 | 13030 | 732583.1033 | 289232.2368 | 995239.4187 | 1362545.4545 | 0.73043 | 1.4193 | 960000 | 53 | 5 | 0 | 0 | 0 | 5 | Lateral Hardening-Fuse-91954788, Lateral Hardening-Fuse-60105301, Lateral Hardening-Fuse-92095329, Lateral Hardening-Fuse-92197203, Lateral Hardening-Fuse-60105311 | 1500Million | Winter Haven | -1 | 3000
Lateral Hardening | Lateral Hardening-Fuse-93256781,1 | 13175 | 209736.2323 | 70569.8924 | 271552.8469 | 372045.4545 | 0.72989 | 0.31004 | 1200000 | 64 | 1 | 0 | 0 | 0 | 1 | Lateral Hardening-Fuse-93256781 | 1500Million | Central | -1 | 3000
Lateral Hardening | Lateral Hardening-Fuse-10762846,10 | 13813 | 1514260.5358 | 525459.8555 | 2099363.8122 | 2878363.6364 | 0.72936 | 2.9983 | 960000 | 84 | 10 | 1 | 0 | 1 | 11 | Lateral Hardening-Fuse-10762846 [ 2028 ], Lateral Hardening-Fuse-90300748, Lateral Hardening-Fuse-92464496, Lateral Hardening-Fuse-92464479, Lateral Hardening-Fuse-10762944, Lateral Hardening-Fuse-93013480, Lateral Hardening-Fuse-93043588, Lateral Hardening-Fuse-93045440 [ 2028 ], Lateral Hardening-Fuse-93048444 [ 2028 ], Lateral Hardening-Fuse-93045476 | 1500Million | Dade City | -1 | 3000
Lateral Hardening | Lateral Hardening-Fuse-60005665,1 | 13037 | 100937.8815 | 22826.4668 | 119269.409 | 163636.3636 | 0.72887 | 0.13636 | 1200000 | 22 | 1 | 0 | 0 | 0 | 1 | Lateral Hardening-Fuse-60005665 | 1500Million | Central | -1 | 3000
Lateral Hardening | Lateral Hardening-Fuse-60048697,1 | 13621 | 62604.1705 | 2721.8621 | 62261.7476 | 85454.5455 | 0.72859 | 0.071212 | 1200000 | 20 | 1 | 0 | 0 | 0 | 1 | Lateral Hardening-Fuse-60048697 | 1500Million | Western | -1 | 3000
Lateral Hardening | Lateral Hardening-Fuse-10297432,1 | 13754 | 103993.9508 | 14175.1861 | 113868.1675 | 156363.6364 | 0.72823 | 0.1303 | 1200000 | 40 | 1 | 0 | 0 | 0 | 1 | Lateral Hardening-Fuse-10297432 | 1500Million | Western | -1 | 3000
Lateral Hardening | Lateral Hardening-Fuse-10455378,1 | 13171 | 194637.2605 | 40327.6484 | 227527.8191 | 312500 | 0.72809 | 0.26042 | 1200000 | 9 | 1 | 0 | 0 | 0 | 1 | Lateral Hardening-Fuse-10455378 | 1500Million | Eastern | -1 | 3000
Lateral Hardening | Lateral Hardening-Fuse-92319131,1 | 13656 | 442676.7125 | 122314.2213 | 548100.7402 | 752954.5455 | 0.72793 | 0.62746 | 1200000 | 54 | 1 | 0 | 0 | 0 | 1 | Lateral Hardening-Fuse-92319131 | 1500Million | Plant City | -1 | 3000
Lateral Hardening | Lateral Hardening-Fuse-10070746,1 | 13657 | 51412.5097 | 5207.5104 | 54089.5176 | 74318.1818 | 0.72781 | 0.061932 | 1200000 | 3 | 1 | 0 | 0 | 0 | 1 | Lateral Hardening-Fuse-10070746 | 1500Million | Plant City | -1 | 3000
Lateral Hardening | Lateral Hardening-Fuse-91794367,1 | 13370 | 35041.7741 | 3071.6249 | 36386.3509 | 50000 | 0.72773 | 0.039583 | 1263157.8947 | 17 | 1 | 0 | 0 | 0 | 1 | Lateral Hardening-Fuse-91794367 | 1500Million | Winter Haven | -1 | 3000
Lateral Hardening | Lateral Hardening-Fuse-92394726,5 | 13020 | 495824.739 | 118380.3904 | 593669.1484 | 816000 | 0.72754 | 0.85 | 960000 | 92 | 5 | 0 | 0 | 0 | 5 | Lateral Hardening-Fuse-92394726 [ 2024 ], Lateral Hardening-Fuse-92125751, Lateral Hardening-Fuse-92131285, Lateral Hardening-Fuse-92131866, Lateral Hardening-Fuse-92108588 | 1500Million | South Hillsborough | -1 | 3000
Lateral Hardening | Lateral Hardening-Fuse-92051000,3 | 13705 | 380704.6013 | 228721.0413 | 593026.1722 | 815454.5455 | 0.72723 | 0.84943 | 960000 | 69 | 3 | 1 | 0 | 1 | 4 | Lateral Hardening-Fuse-92051000, Lateral Hardening-Fuse-92033914, Lateral Hardening-Fuse-10532915 | 1500Million | Eastern | -1 | 3000
Lateral Hardening | Lateral Hardening-Fuse-10797437,1 | 14041 | 156742.1101 | 11832.0158 | 160941.8829 | 221363.6364 | 0.72705 | 0.18447 | 1200000 | 3 | 1 | 1 | 0 | 1 | 2 | Lateral Hardening-Fuse-10797437 [ 2023 ] | 1500Million | Central | -1 | 3000
Lateral Hardening | Lateral Hardening-Fuse-10121722,1 | 13102 | 153287.8808 | 36373.6804 | 202016.3604 | 277954.5455 | 0.7268 | 0.23163 | 1200000 | 47 | 1 | 0 | 0 | 0 | 1 | Lateral Hardening-Fuse-10121722 | 1500Million | Central | -1 | 3000
Lateral Hardening | Lateral Hardening-Fuse-93269474,3 | 13080 | 301298.5604 | 143899.3078 | 436330.6121 | 601636.3636 | 0.72524 | 0.6267 | 960000 | 80 | 3 | 1 | 0 | 1 | 4 | Lateral Hardening-Fuse-93269474, Lateral Hardening-Fuse-90483312, Lateral Hardening-Fuse-90483296 | 1500Million | Western | -1 | 3000
Lateral Hardening | Lateral Hardening-Fuse-92955335,3 | 13754 | 378421.3283 | 228999.0097 | 590465.2307 | 814363.6364 | 0.72506 | 0.8483 | 960000 | 215 | 3 | 0 | 0 | 0 | 3 | Lateral Hardening-Fuse-92955335, Lateral Hardening-Fuse-92961320, Lateral Hardening-Fuse-92202928 | 1500Million | Western | -1 | 3000
Lateral Hardening | Lateral Hardening-Fuse-10669989,1 | 13462 | 89515.3187 | 4853.7796 | 90133.0828 | 124318.1818 | 0.72502 | 0.1036 | 1200000 | 7 | 1 | 0 | 0 | 0 | 1 | Lateral Hardening-Fuse-10669989 | 1500Million | Plant City | -1 | 3000
Lateral Hardening | Lateral Hardening-Fuse-90771701,4 | 14144 | 481913.7824 | 681358.423 | 1162027.1229 | 1603090.9091 | 0.72487 | 1.6699 | 960000 | 203 | 4 | 0 | 0 | 0 | 4 | Lateral Hardening-Fuse-90771701, Lateral Hardening-Fuse-10077309, Lateral Hardening-Fuse-10077312, Lateral Hardening-Fuse-10077313 | 1500Million | South Hillsborough | -1 | 3000
Lateral Hardening | Lateral Hardening-Fuse-10705829,10 | 13268 | 1435866.6587 | 309626.8426 | 1824395.8547 | 2517636.3636 | 0.72465 | 2.6225 | 960000 | 65 | 10 | 3 | 0 | 3 | 13 | Lateral Hardening-Fuse-10705829 [ 2022 ], Lateral Hardening-Fuse-92012327, Lateral Hardening-Fuse-91160380, Lateral Hardening-Fuse-60341897, Lateral Hardening-Fuse-92011111, Lateral Hardening-Fuse-10705902, Lateral Hardening-Fuse-92011803, Lateral Hardening-Fuse-92013276, Lateral Hardening-Fuse-10705892, Lateral Hardening-Fuse-92012521 | 1500Million | Plant City | -1 | 3000
Lateral Hardening | Lateral Hardening-Fuse-92160654,1 | 13737 | 66555.214 | 10686.1987 | 73922.5035 | 102045.4545 | 0.72441 | 0.085038 | 1200000 | 19 | 1 | 0 | 0 | 0 | 1 | Lateral Hardening-Fuse-92160654 | 1500Million | Western | -1 | 3000
Lateral Hardening | Lateral Hardening-Fuse-91048477,1 | 13270 | 168688.945 | 42798.0326 | 204785.4995 | 282727.2727 | 0.72432 | 0.23561 | 1200000 | 46 | 1 | 1 | 0 | 1 | 2 | Lateral Hardening-Fuse-91048477 | 1500Million | Western | -1 | 3000
Lateral Hardening | Lateral Hardening-Fuse-10487494,2 | 13460 | 133523.5799 | 18534.871 | 146006.3398 | 201636.3636 | 0.72411 | 0.21004 | 960000 | 3 | 2 | 0 | 0 | 0 | 2 | Lateral Hardening-Fuse-10487494, Lateral Hardening-Fuse-92021190 [ 2024 ] | 1500Million | Eastern | -1 | 3000
Lateral Hardening | Lateral Hardening-Fuse-10240472,1 | 13530 | 211230.5324 | 116051.2101 | 340786.8625 | 470681.8182 | 0.72403 | 0.39223 | 1200000 | 65 | 1 | 0 | 0 | 0 | 1 | Lateral Hardening-Fuse-10240472 | 1500Million | Western | -1 | 3000
Lateral Hardening | Lateral Hardening-Fuse-10595521,1 | 13698 | 183498.7947 | 103014.4375 | 277792.6169 | 383863.6364 | 0.72368 | 0.31989 | 1200000 | 4 | 1 | 0 | 0 | 0 | 1 | Lateral Hardening-Fuse-10595521 | 1500Million | Winter Haven | -1 | 3000
Lateral Hardening | Lateral Hardening-Fuse-10793158,1 | 13470 | 45129.5736 | 11442.9618 | 54256.6787 | 75000 | 0.72342 | 0.0625 | 1200000 | 2 | 1 | 0 | 0 | 0 | 1 | Lateral Hardening-Fuse-10793158 | 1500Million | Winter Haven | -1 | 3000
Lateral Hardening | Lateral Hardening-Fuse-92394749,1 | 13020 | 185335.6113 | 48158.0246 | 225772.507 | 312272.7273 | 0.723 | 0.26023 | 1200000 | 44 | 1 | 0 | 0 | 0 | 1 | Lateral Hardening-Fuse-92394749 | 1500Million | South Hillsborough | -1 | 3000
Lateral Hardening | Lateral Hardening-Fuse-92504107,2 | 13434 | 254622.0026 | 83461.9582 | 330846.4115 | 457636.3636 | 0.72295 | 0.4767 | 960000 | 69 | 2 | 0 | 0 | 0 | 2 | Lateral Hardening-Fuse-92504107, Lateral Hardening-Fuse-60141164 | 1500Million | Eastern | -1 | 3000
Lateral Hardening | Lateral Hardening-Fuse-91165791,1 | 13035 | 250052.1822 | 105873.5577 | 346351.7178 | 479090.9091 | 0.72294 | 0.39924 | 1200000 | 88 | 1 | 2 | 0 | 2 | 3 | Lateral Hardening-Fuse-91165791 | 1500Million | Central | -1 | 3000
Lateral Hardening | Lateral Hardening-Fuse-10379990,2 | 13187 | 159999.474 | 31058.5557 | 183694.7281 | 254363.6364 | 0.72217 | 0.26496 | 960000 | 29 | 2 | 0 | 0 | 0 | 2 | Lateral Hardening-Fuse-10379990, Lateral Hardening-Fuse-92340063 | 1500Million | Central | -1 | 3000
Lateral Hardening | Lateral Hardening-Fuse-90482144,3 | 13206 | 387141.2539 | 299818.4152 | 702109.9518 | 972545.4545 | 0.72193 | 1.0131 | 960000 | 141 | 3 | 0 | 0 | 0 | 3 | Lateral Hardening-Fuse-90482144, Lateral Hardening-Fuse-92254300, Lateral Hardening-Fuse-90708438 | 1500Million | Western | -1 | 3000
Lateral Hardening | Lateral Hardening-Fuse-10080912,1 | 13668 | 134216.5294 | 22551.9007 | 151062.2008 | 209545.4545 | 0.7209 | 0.17462 | 1200000 | 35 | 1 | 0 | 0 | 0 | 1 | Lateral Hardening-Fuse-10080912 [ 2027 ] | 1500Million | Plant City | -1 | 3000
Lateral Hardening | Lateral Hardening-Fuse-92110062,1 | 13612 | 43574.6294 | 1051.4361 | 42584.806 | 59090.9091 | 0.72067 | 0.049242 | 1200000 | 17 | 1 | 0 | 0 | 0 | 1 | Lateral Hardening-Fuse-92110062 | 1500Million | Western | -1 | 3000
Lateral Hardening | Lateral Hardening-Fuse-10173518,1 | 13191 | 88279.5912 | 12365.2148 | 119217.6938 | 165454.5455 | 0.72055 | 0.13788 | 1200000 | 42 | 1 | 2 | 0 | 2 | 3 | Lateral Hardening-Fuse-10173518 [ 2025 ] | 1500Million | Western | -1 | 3000
Lateral Hardening | Lateral Hardening-Fuse-91234154,1 | 13124 | 173128.038 | 34620.7076 | 210899.0145 | 292727.2727 | 0.72046 | 0.24394 | 1200000 | 22 | 1 | 0 | 0 | 0 | 1 | Lateral Hardening-Fuse-91234154 | 1500Million | Plant City | -1 | 3000
Lateral Hardening | Lateral Hardening-Fuse-10320683,1 | 13870 | 96888.4281 | 22126.2896 | 114598.1468 | 159090.9091 | 0.72033 | 0.13258 | 1200000 | 4 | 1 | 0 | 0 | 0 | 1 | Lateral Hardening-Fuse-10320683 | 1500Million | Western | -1 | 3000
Lateral Hardening | Lateral Hardening-Fuse-60253770,1 | 13020 | 160887.3488 | 49193.3001 | 218169.794 | 302954.5455 | 0.72014 | 0.25246 | 1200000 | 34 | 1 | 0 | 0 | 0 | 1 | Lateral Hardening-Fuse-60253770 | 1500Million | South Hillsborough | -1 | 3000
Lateral Hardening | Lateral Hardening-Fuse-91150335,1 | 13187 | 185062.0912 | 46272.6684 | 238907.7508 | 331818.1818 | 0.72 | 0.27652 | 1200000 | 38 | 1 | 0 | 0 | 0 | 1 | Lateral Hardening-Fuse-91150335 | 1500Million | Central | -1 | 3000
Lateral Hardening | Lateral Hardening-Fuse-10362886,1 | 13104 | 47064.4919 | 1739.397 | 46563.7657 | 64772.7273 | 0.71888 | 0.053977 | 1200000 | 10 | 1 | 0 | 0 | 0 | 1 | Lateral Hardening-Fuse-10362886 | 1500Million | Central | -1 | 3000
Lateral Hardening | Lateral Hardening-Fuse-10093656,2 | 13043 | 157092.9352 | 25620.7889 | 175021.9724 | 243636.3636 | 0.71837 | 0.25379 | 960000 | 38 | 2 | 0 | 0 | 0 | 2 | Lateral Hardening-Fuse-10093656, Lateral Hardening-Fuse-92363251 | 1500Million | Central | -1 | 3000
Lateral Hardening | Lateral Hardening-Fuse-10436886,1 | 13836 | 79983.7609 | 12920.823 | 88973.9023 | 123863.6364 | 0.71832 | 0.10322 | 1200000 | 5 | 1 | 0 | 0 | 0 | 1 | Lateral Hardening-Fuse-10436886 | 1500Million | Central | -1 | 3000
Lateral Hardening | Lateral Hardening-Fuse-10813117,2 | 13645 | 555037.4913 | 198530.9831 | 1053021.3931 | 1467272.7273 | 0.71767 | 1.5284 | 960000 | 244 | 2 | 2 | 0 | 2 | 4 | Lateral Hardening-Fuse-10813117, Lateral Hardening-Fuse-90716530 | 1500Million | South Hillsborough | -1 | 3000
Lateral Hardening | Lateral Hardening-Fuse-90602625,1 | 14031 | 544402.497 | 147720.6891 | 671971.1511 | 936363.6364 | 0.71764 | 0.7803 | 1200000 | 56 | 1 | 0 | 0 | 0 | 1 | Lateral Hardening-Fuse-90602625 | 1500Million | Western | -1 | 3000
Lateral Hardening | Lateral Hardening-Fuse-10820615,1 | 14035 | 384320.0211 | 217822.128 | 614722.2197 | 857500 | 0.71688 | 0.71458 | 1200000 | 62 | 1 | 0 | 0 | 0 | 1 | Lateral Hardening-Fuse-10820615 | 1500Million | Western | -1 | 3000
Lateral Hardening | Lateral Hardening-Fuse-60001598,10 | 13023 | 540643.7983 | 632793.9759 | 1209866.356 | 1687818.1818 | 0.71682 | 1.7581 | 960000 | 220 | 10 | 0 | 0 | 0 | 10 | Lateral Hardening-Fuse-60001598 [ 2025 ], Lateral Hardening-Fuse-60001550, Lateral Hardening-Fuse-60001552, Lateral Hardening-Fuse-60250291, Lateral Hardening-Fuse-90205211, Lateral Hardening-Fuse-92030509, Lateral Hardening-Fuse-92030019, Lateral Hardening-Fuse-92030020, Lateral Hardening-Fuse-60250292, Lateral Hardening-Fuse-92030537 | 1500Million | Central | -1 | 3000
Lateral Hardening | Lateral Hardening-Fuse-10030706,1 | 13622 | 97219.3651 | 18873.3427 | 111758.9283 | 155909.0909 | 0.71682 | 0.12992 | 1200000 | 4 | 1 | 0 | 0 | 0 | 1 | Lateral Hardening-Fuse-10030706 | 1500Million | Western | -1 | 3000
Lateral Hardening | Lateral Hardening-Fuse-60105323,1 | 13030 | 101477.3195 | 37799.7145 | 155413.2167 | 216818.1818 | 0.71679 | 0.18068 | 1200000 | 41 | 1 | 0 | 0 | 0 | 1 | Lateral Hardening-Fuse-60105323 | 1500Million | Winter Haven | -1 | 3000
Lateral Hardening | Lateral Hardening-Fuse-10798785,1 | 13645 | 90611.9751 | 18877.9438 | 220857.7511 | 308181.8182 | 0.71665 | 0.25682 | 1200000 | 5 | 1 | 0 | 0 | 0 | 1 | Lateral Hardening-Fuse-10798785 | 1500Million | South Hillsborough | -1 | 3000
Lateral Hardening | Lateral Hardening-Fuse-60180239,1 | 13390 | 28552.7829 | 2944.9014 | 35815.3952 | 50000 | 0.71631 | 0.031061 | 1609756.0976 | 2 | 1 | 0 | 0 | 0 | 1 | Lateral Hardening-Fuse-60180239 | 1500Million | Plant City | -1 | 3000
Lateral Hardening | Lateral Hardening-Fuse-10562366,2 | 13296 | 129288.4161 | 27173.5213 | 150937.3883 | 210727.2727 | 0.71627 | 0.21951 | 960000 | 7 | 2 | 1 | 0 | 1 | 3 | Lateral Hardening-Fuse-10562366, Lateral Hardening-Fuse-91269313 | 1500Million | Winter Haven | -1 | 3000
Lateral Hardening | Lateral Hardening-Fuse-10095475,15 | 13786 | 3784402.2574 | 1051108.0479 | 4803555.7162 | 6707272.7273 | 0.71617 | 6.9867 | 960000 | 59 | 15 | 3 | 0 | 3 | 18 | Lateral Hardening-Fuse-10095475 [ 2024 ], Lateral Hardening-Fuse-90815197 [ 2024 ], Lateral Hardening-Fuse-91525193, Lateral Hardening-Fuse-10095543, Lateral Hardening-Fuse-10095544, Lateral Hardening-Fuse-10095489, Lateral Hardening-Fuse-10095486, Lateral Hardening-Fuse-10095487, Lateral Hardening-Fuse-92061688, Lateral Hardening-Fuse-10095485, Lateral Hardening-Fuse-91354619 [ 2024 ], Lateral Hardening-Fuse-10095479, Lateral Hardening-Fuse-91002255, Lateral Hardening-Fuse-10095482, Lateral Hardening-Fuse-90262004 | 1500Million | Plant City | -1 | 3000
Lateral Hardening | Lateral Hardening-Fuse-91299786,1 | 13461 | 459212.827 | 154529.1382 | 609986.7884 | 851818.1818 | 0.7161 | 0.70985 | 1200000 | 9 | 1 | 1 | 0 | 1 | 2 | Lateral Hardening-Fuse-91299786 | 1500Million | Eastern | -1 | 3000
Lateral Hardening | Lateral Hardening-Fuse-10487521,1 | 13460 | 263247.9856 | 115019.7616 | 368361.1361 | 514545.4545 | 0.7159 | 0.42879 | 1200000 | 8 | 1 | 0 | 0 | 0 | 1 | Lateral Hardening-Fuse-10487521 | 1500Million | Eastern | -1 | 3000
Lateral Hardening | Lateral Hardening-Fuse-92601418,6 | 13657 | 844340.2666 | 170216.8202 | 984346.0653 | 1375454.5455 | 0.71565 | 1.4328 | 960000 | 39 | 6 | 2 | 0 | 2 | 8 | Lateral Hardening-Fuse-92601418, Lateral Hardening-Fuse-92600174, Lateral Hardening-Fuse-10070663 [ 2024 ], Lateral Hardening-Fuse-90997260, Lateral Hardening-Fuse-10070743, Lateral Hardening-Fuse-10070665 | 1500Million | Plant City | -1 | 3000
Lateral Hardening | Lateral Hardening-Fuse-10104976,2 | 13600 | 317665.9424 | 107832.8774 | 412849.4083 | 577272.7273 | 0.71517 | 0.60133 | 960000 | 79 | 2 | 0 | 0 | 0 | 2 | Lateral Hardening-Fuse-10104976, Lateral Hardening-Fuse-10104979 | 1500Million | Central | -1 | 3000
Lateral Hardening | Lateral Hardening-Fuse-60001609,3 | 13023 | 321028.2146 | 313965.9099 | 618110.6634 | 864545.4545 | 0.71495 | 0.90057 | 960000 | 125 | 3 | 0 | 0 | 0 | 3 | Lateral Hardening-Fuse-60001609, Lateral Hardening-Fuse-92041473, Lateral Hardening-Fuse-92550922 | 1500Million | Central | -1 | 3000
Lateral Hardening | Lateral Hardening-Fuse-92835035,1 | 13111 | 242990.6058 | 72231.2839 | 305604.4339 | 427500 | 0.71486 | 0.35625 | 1200000 | 17 | 1 | 0 | 0 | 0 | 1 | Lateral Hardening-Fuse-92835035 | 1500Million | Western | -1 | 3000
Lateral Hardening | Lateral Hardening-Fuse-60172756,45 | 13147 | 6743063.5405 | 1720863.1486 | 8408034.8927 | 11763272.7273 | 0.71477 | 12.2534 | 960000 | 631 | 45 | 13 | 0 | 13 | 58 | Lateral Hardening-Fuse-60172756, Lateral Hardening-Fuse-10627083, Lateral Hardening-Fuse-91115817 [ 2026 ], Lateral Hardening-Fuse-90285061, Lateral Hardening-Fuse-90285009, Lateral Hardening-Fuse-91123099, Lateral Hardening-Fuse-90285170 [ 2026 ], Lateral Hardening-Fuse-91124595, Lateral Hardening-Fuse-10627047, Lateral Hardening-Fuse-10627088, Lateral Hardening-Fuse-10627049, Lateral Hardening-Fuse-10627041, Lateral Hardening-Fuse-10626984, Lateral Hardening-Fuse-10627034 [ 2026 ], Lateral Hardening-Fuse-90289995, Lateral Hardening-Fuse-91028563, Lateral Hardening-Fuse-91097094, Lateral Hardening-Fuse-92199767, Lateral Hardening-Fuse-92199776, Lateral Hardening-Fuse-10627033, Lateral Hardening-Fuse-10627039, Lateral Hardening-Fuse-10627040, Lateral Hardening-Fuse-10627043, Lateral Hardening-Fuse-60312472, Lateral Hardening-Fuse-10627046, Lateral Hardening-Fuse-10627054, Lateral Hardening-Fuse-10627032, Lateral Hardening-Fuse-10627027, Lateral Hardening-Fuse-91124740, Lateral Hardening-Fuse-10627093, Lateral Hardening-Fuse-10627064, Lateral Hardening-Fuse-60255228, Lateral Hardening-Fuse-10627028, Lateral Hardening-Fuse-10627012, Lateral Hardening-Fuse-10627029, Lateral Hardening-Fuse-10627030, Lateral Hardening-Fuse-10627031, Lateral Hardening-Fuse-91979646, Lateral Hardening-Fuse-91979644, Lateral Hardening-Fuse-91979643, Lateral Hardening-Fuse-91979642, Lateral Hardening-Fuse-91979624, Lateral Hardening-Fuse-91979622, Lateral Hardening-Fuse-91979621, Lateral Hardening-Fuse-92151360 [ 2026 ] | 1500Million | Plant City | -1 | 3000
Lateral Hardening | Lateral Hardening-Fuse-10737663,1 | 13489 | 263194.1337 | 50025.5382 | 303126.4011 | 424090.9091 | 0.71477 | 0.35341 | 1200000 | 11 | 1 | 0 | 0 | 0 | 1 | Lateral Hardening-Fuse-10737663 | 1500Million | South Hillsborough | -1 | 3000
Lateral Hardening | Lateral Hardening-Fuse-92953428,1 | 13006 | 1017125.9905 | 439881.9548 | 1420016.2188 | 1987500 | 0.71447 | 1.6562 | 1200000 | 83 | 1 | 0 | 0 | 0 | 1 | Lateral Hardening-Fuse-92953428 | 1500Million | Dade City | -1 | 3000
Lateral Hardening | Lateral Hardening-Fuse-92848514,1 | 13011 | 152407.1174 | 26170.4862 | 172903.7438 | 242045.4545 | 0.71434 | 0.2017 | 1200000 | 17 | 1 | 0 | 0 | 0 | 1 | Lateral Hardening-Fuse-92848514 | 1500Million | Plant City | -1 | 3000
Lateral Hardening | Lateral Hardening-Fuse-90645535,7 | 13194 | 1666267.2396 | 819235.5833 | 2529353.8693 | 3541636.3636 | 0.71418 | 3.6892 | 960000 | 287 | 7 | 5 | 0 | 5 | 12 | Lateral Hardening-Fuse-90645535 [ 2021 ], Lateral Hardening-Fuse-90645500, Lateral Hardening-Fuse-10286118, Lateral Hardening-Fuse-90802775, Lateral Hardening-Fuse-10286116, Lateral Hardening-Fuse-10286119, Lateral Hardening-Fuse-10286120 | 1500Million | Western | -1 | 3000
Lateral Hardening | Lateral Hardening-Fuse-91041013,1 | 13964 | 114616.9157 | 18783.8119 | 127830.2424 | 179090.9091 | 0.71377 | 0.14924 | 1200000 | 11 | 1 | 0 | 0 | 0 | 1 | Lateral Hardening-Fuse-91041013 | 1500Million | Eastern | -1 | 3000
Lateral Hardening | Lateral Hardening-Fuse-10745613,11 | 13815 | 1297353.1636 | 243092.1127 | 1581319.0065 | 2216000 | 0.71359 | 2.3083 | 960000 | 2 | 11 | 1 | 0 | 1 | 12 | Lateral Hardening-Fuse-10745613, Lateral Hardening-Fuse-10745612 [ 2027 ], Lateral Hardening-Fuse-92372709, Lateral Hardening-Fuse-92374714, Lateral Hardening-Fuse-90296123, Lateral Hardening-Fuse-10745517, Lateral Hardening-Fuse-90295812, Lateral Hardening-Fuse-10745516, Lateral Hardening-Fuse-60262594, Lateral Hardening-Fuse-60467710, Lateral Hardening-Fuse-10745492 | 1500Million | Dade City | -1 | 3000
Lateral Hardening | Lateral Hardening-Fuse-10801792,1 | 13953 | 172488.6068 | 32775.2688 | 197323.3106 | 276590.9091 | 0.71341 | 0.23049 | 1200000 | 7 | 1 | 0 | 0 | 0 | 1 | Lateral Hardening-Fuse-10801792 | 1500Million | Eastern | -1 | 3000
Lateral Hardening | Lateral Hardening-Fuse-92001069,1 | 13419 | 158748.3774 | 10682.4423 | 161578.7218 | 226590.9091 | 0.71309 | 0.18883 | 1200000 | 29 | 1 | 0 | 0 | 0 | 1 | Lateral Hardening-Fuse-92001069 | 1500Million | Central | -1 | 3000
Lateral Hardening | Lateral Hardening-Fuse-90615239,1 | 13291 | 34376.4025 | 2902.0921 | 35623.5186 | 50000 | 0.71247 | 0.034659 | 1442622.9508 | 7 | 1 | 0 | 0 | 0 | 1 | Lateral Hardening-Fuse-90615239 | 1500Million | Winter Haven | -1 | 3000
Lateral Hardening | Lateral Hardening-Fuse-10633652,1 | 13241 | 79520.7981 | 14522.9303 | 90489.8301 | 127045.4545 | 0.71226 | 0.10587 | 1200000 | 3 | 1 | 0 | 0 | 0 | 1 | Lateral Hardening-Fuse-10633652 | 1500Million | Plant City | -1 | 3000
Lateral Hardening | Lateral Hardening-Fuse-60002742,1 | 13024 | 252393.6722 | 39133.3735 | 280682.9403 | 394090.9091 | 0.71223 | 0.32841 | 1200000 | 48 | 1 | 0 | 0 | 0 | 1 | Lateral Hardening-Fuse-60002742 | 1500Million | Central | -1 | 3000
Lateral Hardening | Lateral Hardening-Fuse-10427679,1 | 13831 | 35123.6433 | 2552.4822 | 35930.8123 | 50454.5455 | 0.71214 | 0.042045 | 1200000 | 4 | 1 | 0 | 0 | 0 | 1 | Lateral Hardening-Fuse-10427679 | 1500Million | Central | -1 | 3000
Lateral Hardening | Lateral Hardening-Fuse-92629672,1 | 13303 | 65468.1373 | 6386.5845 | 68617.7829 | 96363.6364 | 0.71207 | 0.080303 | 1200000 | 3 | 1 | 1 | 0 | 1 | 2 | Lateral Hardening-Fuse-92629672 | 1500Million | South Hillsborough | -1 | 3000
Lateral Hardening | Lateral Hardening-Fuse-10628961,1 | 13787 | 166596.4324 | 72298.6661 | 242490.6115 | 340681.8182 | 0.71178 | 0.2839 | 1200000 | 12 | 1 | 0 | 0 | 0 | 1 | Lateral Hardening-Fuse-10628961 | 1500Million | Plant City | -1 | 3000
Lateral Hardening | Lateral Hardening-Fuse-92320141,1 | 13143 | 196593.3695 | 143808.1326 | 330726.0755 | 464772.7273 | 0.71159 | 0.38731 | 1200000 | 35 | 1 | 0 | 0 | 0 | 1 | Lateral Hardening-Fuse-92320141 | 1500Million | Western | -1 | 3000
Lateral Hardening | Lateral Hardening-Fuse-90670957,1 | 13097 | 43265.2265 | 7884.6862 | 48964.6229 | 68863.6364 | 0.71104 | 0.057386 | 1200000 | 2 | 1 | 0 | 0 | 0 | 1 | Lateral Hardening-Fuse-90670957 | 1500Million | Central | -1 | 3000
Lateral Hardening | Lateral Hardening-Fuse-90772073,1 | 14024 | 36834.2397 | 469.239 | 35529.9857 | 50000 | 0.7106 | 0.010985 | 4551724.1379 | 53 | 1 | 1 | 0 | 1 | 2 | Lateral Hardening-Fuse-90772073 | 1500Million | South Hillsborough | -1 | 3000
Lateral Hardening | Lateral Hardening-Fuse-10650417,8 | 13391 | 987918.6288 | 287161.0552 | 1244303.6286 | 1751636.3636 | 0.71037 | 1.8246 | 960000 | 14 | 8 | 2 | 0 | 2 | 10 | Lateral Hardening-Fuse-10650417 [ 2028 ], Lateral Hardening-Fuse-10650325, Lateral Hardening-Fuse-92440552, Lateral Hardening-Fuse-90123199, Lateral Hardening-Fuse-60348634, Lateral Hardening-Fuse-60193629, Lateral Hardening-Fuse-10650563, Lateral Hardening-Fuse-10650327 | 1500Million | Plant City | -1 | 3000
Lateral Hardening | Lateral Hardening-Fuse-92643720,1 | 13118 | 59262.3277 | 5131.2298 | 61494.6318 | 86590.9091 | 0.71017 | 0.072159 | 1200000 | 21 | 1 | 0 | 0 | 0 | 1 | Lateral Hardening-Fuse-92643720 | 1500Million | Winter Haven | -1 | 3000
Lateral Hardening | Lateral Hardening-Fuse-10510823,5 | 13693 | 687957.4242 | 492658.7887 | 1224082.4758 | 1724000 | 0.71002 | 1.7958 | 960000 | 65 | 5 | 1 | 0 | 1 | 6 | Lateral Hardening-Fuse-10510823, Lateral Hardening-Fuse-92166785, Lateral Hardening-Fuse-90797413, Lateral Hardening-Fuse-10510831, Lateral Hardening-Fuse-93108803 | 1500Million | Eastern | -1 | 3000
Lateral Hardening | Lateral Hardening-Fuse-10802883,1 | 13133 | 233626.9742 | 150281.5562 | 374193.8528 | 527500 | 0.70937 | 0.43958 | 1200000 | 57 | 1 | 0 | 0 | 0 | 1 | Lateral Hardening-Fuse-10802883 | 1500Million | Eastern | -1 | 3000
Lateral Hardening | Lateral Hardening-Fuse-10075232,1 | 13656 | 131458.0768 | 22113.2188 | 148362.3563 | 209318.1818 | 0.70879 | 0.17443 | 1200000 | 5 | 1 | 0 | 0 | 0 | 1 | Lateral Hardening-Fuse-10075232 | 1500Million | Plant City | -1 | 3000
Lateral Hardening | Lateral Hardening-Fuse-91440558,1 | 13123 | 55971.9931 | 4570.3399 | 57814.3166 | 81590.9091 | 0.70859 | 0.067992 | 1200000 | 7 | 1 | 0 | 0 | 0 | 1 | Lateral Hardening-Fuse-91440558 | 1500Million | Plant City | -1 | 3000
Lateral Hardening | Lateral Hardening-Fuse-90902561,9 | 13220 | 641952.4701 | 810574.0843 | 1656973.7985 | 2339454.5455 | 0.70827 | 2.4369 | 960000 | 463 | 9 | 13 | 0 | 13 | 22 | Lateral Hardening-Fuse-90902561, Lateral Hardening-Fuse-90902634 [ 2024 ], Lateral Hardening-Fuse-90902711, Lateral Hardening-Fuse-90902669, Lateral Hardening-Fuse-60430093, Lateral Hardening-Fuse-90902703, Lateral Hardening-Fuse-90902710, Lateral Hardening-Fuse-90902695, Lateral Hardening-Fuse-10191184 | 1500Million | Western | -1 | 3000
Lateral Hardening | Lateral Hardening-Fuse-92664597,5 | 13226 | 739319.9424 | 224454.4716 | 931748.8541 | 1316000 | 0.70802 | 1.3708 | 960000 | 352 | 5 | 2 | 0 | 2 | 7 | Lateral Hardening-Fuse-92664597 [ 2021 ], Lateral Hardening-Fuse-92665751, Lateral Hardening-Fuse-92665822, Lateral Hardening-Fuse-92665838, Lateral Hardening-Fuse-92664151 | 1500Million | Eastern | -1 | 3000
Lateral Hardening | Lateral Hardening-Fuse-10198083,1 | 13334 | 136718.258 | 29006.0041 | 174751.151 | 246818.1818 | 0.70802 | 0.20568 | 1200000 | 36 | 1 | 0 | 0 | 0 | 1 | Lateral Hardening-Fuse-10198083 | 1500Million | Western | -1 | 3000
Lateral Hardening | Lateral Hardening-Fuse-91589714,1 | 13256 | 632099.8792 | 214190.7942 | 822063.162 | 1161136.3636 | 0.70798 | 0.96761 | 1200000 | 88 | 1 | 4 | 0 | 4 | 5 | Lateral Hardening-Fuse-91589714 | 1500Million | South Hillsborough | -1 | 3000
Lateral Hardening | Lateral Hardening-Fuse-92326293,1 | 13838 | 132725.828 | 22503.0609 | 149778.4396 | 211590.9091 | 0.70787 | 0.17633 | 1200000 | 18 | 1 | 0 | 0 | 0 | 1 | Lateral Hardening-Fuse-92326293 | 1500Million | Central | -1 | 3000
Lateral Hardening | Lateral Hardening-Fuse-92104165,1 | 13470 | 178532.6099 | 80516.2231 | 250947.3063 | 354545.4545 | 0.7078 | 0.29545 | 1200000 | 21 | 1 | 0 | 0 | 0 | 1 | Lateral Hardening-Fuse-92104165 | 1500Million | Winter Haven | -1 | 3000
Lateral Hardening | Lateral Hardening-Fuse-10795772,1 | 13695 | 241552.9309 | 109096.1264 | 340159.6639 | 480681.8182 | 0.70766 | 0.40057 | 1200000 | 39 | 1 | 0 | 0 | 0 | 1 | Lateral Hardening-Fuse-10795772 | 1500Million | Winter Haven | -1 | 3000
Lateral Hardening | Lateral Hardening-Fuse-10477668,1 | 13435 | 88142.52 | 1769.338 | 85723.1479 | 121136.3636 | 0.70766 | 0.10095 | 1200000 | 14 | 1 | 0 | 0 | 0 | 1 | Lateral Hardening-Fuse-10477668 [ 2028 ] | 1500Million | Eastern | -1 | 3000
Lateral Hardening | Lateral Hardening-Fuse-92131821,5 | 14111 | 297949.2966 | 205178.9559 | 491305.5577 | 694545.4545 | 0.70738 | 0.72348 | 960000 | 68 | 5 | 1 | 0 | 1 | 6 | Lateral Hardening-Fuse-92131821, Lateral Hardening-Fuse-92285235, Lateral Hardening-Fuse-92285232, Lateral Hardening-Fuse-92285227, Lateral Hardening-Fuse-92212716 | 1500Million | Eastern | -1 | 3000
Lateral Hardening | Lateral Hardening-Fuse-10596839,1 | 13770 | 343455.0114 | 200197.9188 | 530177.8971 | 749772.7273 | 0.70712 | 0.62481 | 1200000 | 62 | 1 | 1 | 0 | 1 | 2 | Lateral Hardening-Fuse-10596839 | 1500Million | Winter Haven | -1 | 3000
Lateral Hardening | Lateral Hardening-Fuse-10064524,1 | 13405 | 179642.5366 | 55146.6571 | 242173.3487 | 342500 | 0.70708 | 0.28542 | 1200000 | 9 | 1 | 0 | 0 | 0 | 1 | Lateral Hardening-Fuse-10064524 | 1500Million | Western | -1 | 3000
Lateral Hardening | Lateral Hardening-Fuse-10686046,1 | 13808 | 90663.8594 | 10964.6503 | 101705.253 | 143863.6364 | 0.70696 | 0.11989 | 1200000 | 4 | 1 | 1 | 0 | 1 | 2 | Lateral Hardening-Fuse-10686046 | 1500Million | Plant City | -1 | 3000
Lateral Hardening | Lateral Hardening-Fuse-91068407,1 | 13453 | 100925.2232 | 7677.2483 | 103706.6109 | 146818.1818 | 0.70636 | 0.12235 | 1200000 | 4 | 1 | 1 | 0 | 1 | 2 | Lateral Hardening-Fuse-91068407 | 1500Million | Western | -1 | 3000
Lateral Hardening | Lateral Hardening-Fuse-10802875,1 | 13133 | 104243.3341 | 182428.4044 | 346551.2015 | 490681.8182 | 0.70626 | 0.4089 | 1200000 | 81 | 1 | 2 | 0 | 2 | 3 | Lateral Hardening-Fuse-10802875 | 1500Million | Eastern | -1 | 3000
Lateral Hardening | Lateral Hardening-Fuse-10679340,1 | 13807 | 216206.2886 | 83104.12 | 303357.7537 | 429545.4545 | 0.70623 | 0.35795 | 1200000 | 22 | 1 | 0 | 0 | 0 | 1 | Lateral Hardening-Fuse-10679340 | 1500Million | Plant City | -1 | 3000
Lateral Hardening | Lateral Hardening-Fuse-10920968,1 | 13797 | 35354.8537 | 1674.0609 | 35303.9095 | 50000 | 0.70608 | 0.021023 | 2378378.3784 | 118 | 1 | 3 | 0 | 3 | 4 | Lateral Hardening-Fuse-10920968 | 1500Million | Eastern | -1 | 3000
Lateral Hardening | Lateral Hardening-Fuse-90180055,11 | 13303 | 2036278.3562 | 935465.1166 | 3086175.7473 | 4372545.4545 | 0.70581 | 4.5547 | 960000 | 44 | 11 | 2 | 0 | 2 | 13 | Lateral Hardening-Fuse-90180055, Lateral Hardening-Fuse-60457816, Lateral Hardening-Fuse-92624875, Lateral Hardening-Fuse-91365272, Lateral Hardening-Fuse-91375006, Lateral Hardening-Fuse-92624884, Lateral Hardening-Fuse-90963046, Lateral Hardening-Fuse-90963649 [ 2027 ], Lateral Hardening-Fuse-60035741, Lateral Hardening-Fuse-92624893, Lateral Hardening-Fuse-93174576 | 1500Million | South Hillsborough | -1 | 3000
Lateral Hardening | Lateral Hardening-Fuse-10793185,1 | 13470 | 249999.8449 | 119394.989 | 358194.7392 | 507500 | 0.7058 | 0.42292 | 1200000 | 35 | 1 | 0 | 0 | 0 | 1 | Lateral Hardening-Fuse-10793185 | 1500Million | Winter Haven | -1 | 3000
Lateral Hardening | Lateral Hardening-Fuse-60008928,1 | 13047 | 31715.5502 | 5173.4883 | 35283.3264 | 50000 | 0.70567 | 0.035038 | 1427027.027 | 13 | 1 | 0 | 0 | 0 | 1 | Lateral Hardening-Fuse-60008928 | 1500Million | Central | -1 | 3000
Lateral Hardening | Lateral Hardening-Fuse-10640154,3 | 13795 | 248919.5766 | 362563.1782 | 693785.401 | 983454.5455 | 0.70546 | 1.0244 | 960000 | 179 | 3 | 4 | 0 | 4 | 7 | Lateral Hardening-Fuse-10640154, Lateral Hardening-Fuse-10640155, Lateral Hardening-Fuse-10640151 | 1500Million | Eastern | -1 | 3000
Lateral Hardening | Lateral Hardening-Fuse-90068953,1 | 13072 | 39562.54 | 3731.7205 | 41360.5583 | 58636.3636 | 0.70537 | 0.048864 | 1200000 | 12 | 1 | 0 | 0 | 0 | 1 | Lateral Hardening-Fuse-90068953 | 1500Million | Western | -1 | 3000
Lateral Hardening | Lateral Hardening-Fuse-60012680,1 | 13027 | 91027.0737 | 9210.082 | 96162.4494 | 136363.6364 | 0.70519 | 0.11364 | 1200000 | 12 | 1 | 1 | 0 | 1 | 2 | Lateral Hardening-Fuse-60012680 [ 2029 ] | 1500Million | Central | -1 | 3000
Lateral Hardening | Lateral Hardening-Fuse-91517929,14 | 13148 | 1814016.5588 | 688536.744 | 2481780.9236 | 3519636.3636 | 0.70512 | 3.6663 | 960000 | 113 | 14 | 0 | 0 | 0 | 14 | Lateral Hardening-Fuse-91517929 [ 2025 ], Lateral Hardening-Fuse-90848063, Lateral Hardening-Fuse-93247941, Lateral Hardening-Fuse-10645526, Lateral Hardening-Fuse-10645546, Lateral Hardening-Fuse-91146015, Lateral Hardening-Fuse-10645524, Lateral Hardening-Fuse-10645534, Lateral Hardening-Fuse-91146019, Lateral Hardening-Fuse-10645558, Lateral Hardening-Fuse-10645461, Lateral Hardening-Fuse-90847074, Lateral Hardening-Fuse-90847144, Lateral Hardening-Fuse-90847971 [ 2025 ] | 1500Million | Plant City | -1 | 3000
Lateral Hardening | Lateral Hardening-Fuse-10635133,1 | 13242 | 44383.0592 | 6933.2084 | 49016.7814 | 69545.4545 | 0.70482 | 0.057955 | 1200000 | 2 | 1 | 0 | 0 | 0 | 1 | Lateral Hardening-Fuse-10635133 | 1500Million | Plant City | -1 | 3000
Lateral Hardening | Lateral Hardening-Fuse-60587612,1 | 13023 | 166235.7577 | 8026.0475 | 166344.5573 | 236136.3636 | 0.70444 | 0.19678 | 1200000 | 25 | 1 | 0 | 0 | 0 | 1 | Lateral Hardening-Fuse-60587612 [ 2025 ] | 1500Million | Central | -1 | 3000
Lateral Hardening | Lateral Hardening-Fuse-10163743,1 | 13066 | 369097.5002 | 248795.968 | 651029.2842 | 926136.3636 | 0.70295 | 0.77178 | 1200000 | 115 | 1 | 0 | 0 | 0 | 1 | Lateral Hardening-Fuse-10163743 | 1500Million | Western | -1 | 3000
Lateral Hardening | Lateral Hardening-Fuse-10754736,1 | 14306 | 122803.8137 | 45503.4171 | 162917.869 | 231818.1818 | 0.70278 | 0.19318 | 1200000 | 3 | 1 | 0 | 0 | 0 | 1 | Lateral Hardening-Fuse-10754736 [ 2029 ] | 1500Million | Dade City | -1 | 3000
Lateral Hardening | Lateral Hardening-Fuse-10692799,1 | 13463 | 36688.7601 | 2998.1351 | 37846.4088 | 53863.6364 | 0.70263 | 0.044886 | 1200000 | 12 | 1 | 0 | 0 | 0 | 1 | Lateral Hardening-Fuse-10692799 | 1500Million | Plant City | -1 | 3000
Lateral Hardening | Lateral Hardening-Fuse-10241591,1 | 13517 | 57385.2983 | 5800.5817 | 60353.0438 | 85909.0909 | 0.70252 | 0.071591 | 1200000 | 12 | 1 | 0 | 0 | 0 | 1 | Lateral Hardening-Fuse-10241591 | 1500Million | Western | -1 | 3000
Lateral Hardening | Lateral Hardening-Fuse-10793102,1 | 13470 | 142329.881 | 22055.0382 | 157184.9083 | 223863.6364 | 0.70215 | 0.18655 | 1200000 | 8 | 1 | 0 | 0 | 0 | 1 | Lateral Hardening-Fuse-10793102 [ 2026 ] | 1500Million | Winter Haven | -1 | 3000
Lateral Hardening | Lateral Hardening-Fuse-10396307,1 | 13590 | 213810.0069 | 10445.001 | 213971.3994 | 304772.7273 | 0.70207 | 0.25398 | 1200000 | 22 | 1 | 2 | 0 | 2 | 3 | Lateral Hardening-Fuse-10396307 | 1500Million | Central | -1 | 3000
Lateral Hardening | Lateral Hardening-Fuse-93049216,1 | 13148 | 532276.2375 | 93616.2733 | 606275.887 | 864772.7273 | 0.70108 | 0.72064 | 1200000 | 30 | 1 | 0 | 0 | 0 | 1 | Lateral Hardening-Fuse-93049216 [ 2025 ] | 1500Million | Plant City | -1 | 3000
Lateral Hardening | Lateral Hardening-Fuse-90523072,1 | 13459 | 31808.2181 | 4794.2881 | 35045.0556 | 50000 | 0.7009 | 0.032765 | 1526011.5607 | 17 | 1 | 0 | 0 | 0 | 1 | Lateral Hardening-Fuse-90523072 | 1500Million | Eastern | -1 | 3000
Lateral Hardening | Lateral Hardening-Fuse-90434378,1 | 13655 | 47891.5124 | 3483.7248 | 49061.4259 | 70000 | 0.70088 | 0.058333 | 1200000 | 6 | 1 | 0 | 0 | 0 | 1 | Lateral Hardening-Fuse-90434378 | 1500Million | Plant City | -1 | 3000
Lateral Hardening | Lateral Hardening-Fuse-90916286,1 | 13400 | 127616.3477 | 12048.4805 | 200051.3167 | 285454.5455 | 0.70082 | 0.23788 | 1200000 | 14 | 1 | 1 | 0 | 1 | 2 | Lateral Hardening-Fuse-90916286 | 1500Million | Central | -1 | 3000
Lateral Hardening | Lateral Hardening-Fuse-60008124,1 | 13090 | 72356.4393 | 201413.7218 | 294009.3352 | 419545.4545 | 0.70078 | 0.34962 | 1200000 | 52 | 1 | 0 | 0 | 0 | 1 | Lateral Hardening-Fuse-60008124 | 1500Million | Central | -1 | 3000
Lateral Hardening | Lateral Hardening-Fuse-93333740,1 | 13213 | 114209.4079 | 9313.0136 | 117961.4599 | 168409.0909 | 0.70045 | 0.14034 | 1200000 | 6 | 1 | 0 | 0 | 0 | 1 | Lateral Hardening-Fuse-93333740 | 1500Million | Eastern | -1 | 3000
Lateral Hardening | Lateral Hardening-Fuse-10210652,1 | 13426 | 216179.172 | 37612.9865 | 244486.4349 | 349090.9091 | 0.70035 | 0.29091 | 1200000 | 23 | 1 | 0 | 0 | 0 | 1 | Lateral Hardening-Fuse-10210652 | 1500Million | Western | -1 | 3000
Lateral Hardening | Lateral Hardening-Fuse-10635953,5 | 13388 | 348072.6683 | 120456.2692 | 466054.306 | 665636.3636 | 0.70016 | 0.69337 | 960000 | 8 | 5 | 0 | 0 | 0 | 5 | Lateral Hardening-Fuse-10635953 [ 2024 ], Lateral Hardening-Fuse-91336543, Lateral Hardening-Fuse-91526871, Lateral Hardening-Fuse-60181022, Lateral Hardening-Fuse-92858955 | 1500Million | Plant City | -1 | 3000
Lateral Hardening | Lateral Hardening-Fuse-10144171,1 | 13123 | 251292.1186 | 38823.7509 | 279534.6087 | 399318.1818 | 0.70003 | 0.33277 | 1200000 | 15 | 1 | 2 | 0 | 2 | 3 | Lateral Hardening-Fuse-10144171 | 1500Million | Plant City | -1 | 3000
Lateral Hardening | Lateral Hardening-Fuse-10422966,2 | 13827 | 105436.1683 | 299065.6216 | 407803.4108 | 582727.2727 | 0.69982 | 0.60701 | 960000 | 55 | 2 | 0 | 0 | 0 | 2 | Lateral Hardening-Fuse-10422966, Lateral Hardening-Fuse-60135425 | 1500Million | Central | -1 | 3000
Lateral Hardening | Lateral Hardening-Fuse-93323797,1 | 13723 | 33933.4708 | 2717.3897 | 34951.4814 | 50000 | 0.69903 | 0.013258 | 3771428.5714 | 13 | 1 | 0 | 0 | 0 | 1 | Lateral Hardening-Fuse-93323797 | 1500Million | Plant City | -1 | 3000
Lateral Hardening | Lateral Hardening-Fuse-10317649,1 | 13748 | 141388.0692 | 23110.3693 | 162679.0405 | 232727.2727 | 0.69901 | 0.19394 | 1200000 | 5 | 1 | 0 | 0 | 0 | 1 | Lateral Hardening-Fuse-10317649 [ 2028 ] | 1500Million | Western | -1 | 3000
Lateral Hardening | Lateral Hardening-Fuse-92655504,1 | 13068 | 53495.2724 | 2630.4496 | 53497.217 | 76590.9091 | 0.69848 | 0.063826 | 1200000 | 18 | 1 | 0 | 0 | 0 | 1 | Lateral Hardening-Fuse-92655504 | 1500Million | Western | -1 | 3000
Lateral Hardening | Lateral Hardening-Fuse-91173841,1 | 13661 | 228135.0962 | 8645.8407 | 225880.2805 | 323409.0909 | 0.69844 | 0.26951 | 1200000 | 51 | 1 | 2 | 0 | 2 | 3 | Lateral Hardening-Fuse-91173841 | 1500Million | Winter Haven | -1 | 3000
Lateral Hardening | Lateral Hardening-Fuse-60144460,1 | 13167 | 119846.2802 | 52604.5952 | 363373.9229 | 520454.5455 | 0.69819 | 0.43371 | 1200000 | 81 | 1 | 0 | 0 | 0 | 1 | Lateral Hardening-Fuse-60144460 | 1500Million | Western | -1 | 3000
Lateral Hardening | Lateral Hardening-Fuse-91484776,3 | 13657 | 173529.1671 | 24905.0346 | 189922.9627 | 272545.4545 | 0.69685 | 0.2839 | 960000 | 6 | 3 | 1 | 0 | 1 | 4 | Lateral Hardening-Fuse-91484776, Lateral Hardening-Fuse-10070683, Lateral Hardening-Fuse-60341835 | 1500Million | Plant City | -1 | 3000
Lateral Hardening | Lateral Hardening-Fuse-10421439,9 | 13826 | 585113.5258 | 188823.5678 | 792225.0659 | 1137272.7273 | 0.6966 | 1.1847 | 960000 | 199 | 9 | 3 | 0 | 3 | 12 | Lateral Hardening-Fuse-10421439 [ 2023 ], Lateral Hardening-Fuse-92460653, Lateral Hardening-Fuse-10421442, Lateral Hardening-Fuse-10421443, Lateral Hardening-Fuse-10421444, Lateral Hardening-Fuse-10421458, Lateral Hardening-Fuse-60133611, Lateral Hardening-Fuse-92460592, Lateral Hardening-Fuse-92463145 | 1500Million | Central | -1 | 3000
Lateral Hardening | Lateral Hardening-Fuse-60212073,1 | 13171 | 164623.1408 | 53499.5368 | 225723.0074 | 324090.9091 | 0.69648 | 0.27008 | 1200000 | 27 | 1 | 0 | 0 | 0 | 1 | Lateral Hardening-Fuse-60212073 | 1500Million | Eastern | -1 | 3000
Lateral Hardening | Lateral Hardening-Fuse-10686029,1 | 13808 | 163604.9881 | 41409.9761 | 198122.7039 | 284545.4545 | 0.69628 | 0.23712 | 1200000 | 15 | 1 | 0 | 0 | 0 | 1 | Lateral Hardening-Fuse-10686029 | 1500Million | Plant City | -1 | 3000
Lateral Hardening | Lateral Hardening-Fuse-60142151,20 | 13213 | 1496860.1632 | 712642.5524 | 2151399.4151 | 3093818.1818 | 0.69539 | 3.2227 | 960000 |  | 20 | 8 | 1 | 7 | 28 | Lateral Hardening-Fuse-60142151, Lateral Hardening-Fuse-93333742 [ 2027 ], Lateral Hardening-Fuse-10469901, Lateral Hardening-Fuse-93279439, Lateral Hardening-Fuse-93333745, Lateral Hardening-Fuse-93280057, Lateral Hardening-Fuse-93290180, Lateral Hardening-Fuse-93276647, Lateral Hardening-Fuse-93280058, Lateral Hardening-Fuse-93276661, Lateral Hardening-Fuse-93275764, Lateral Hardening-Fuse-93277099, Lateral Hardening-Fuse-93277125, Lateral Hardening-Fuse-93275795, Lateral Hardening-Fuse-93275780, Lateral Hardening-Fuse-93277166, Lateral Hardening-Fuse-93275810, Lateral Hardening-Fuse-93280095, Lateral Hardening-Fuse-93280312, Lateral Hardening-Fuse-93294566 | 1500Million | Eastern | -1 | 3000
Lateral Hardening | Lateral Hardening-Fuse-60172102,1 | 13311 | 44046.4878 | 2830.5705 | 44699.1504 | 64318.1818 | 0.69497 | 0.053598 | 1200000 | 14 | 1 | 0 | 0 | 0 | 1 | Lateral Hardening-Fuse-60172102 | 1500Million | Winter Haven | -1 | 3000
Lateral Hardening | Lateral Hardening-Fuse-92690320,1 | 13793 | 68309.786 | 9703.3892 | 74662.1618 | 107500 | 0.69453 | 0.089583 | 1200000 | 24 | 1 | 0 | 0 | 0 | 1 | Lateral Hardening-Fuse-92690320 | 1500Million | Eastern | -1 | 3000
Lateral Hardening | Lateral Hardening-Fuse-90651567,1 | 13288 | 38702.7873 | 3282.8607 | 40086.8985 | 57727.2727 | 0.69442 | 0.048106 | 1200000 | 3 | 1 | 1 | 0 | 1 | 2 | Lateral Hardening-Fuse-90651567 | 1500Million | Winter Haven | -1 | 3000
Lateral Hardening | Lateral Hardening-Fuse-10210656,1 | 13426 | 248522.7664 | 97066.1029 | 374177.6774 | 539318.1818 | 0.6938 | 0.44943 | 1200000 | 64 | 1 | 0 | 0 | 0 | 1 | Lateral Hardening-Fuse-10210656 | 1500Million | Western | -1 | 3000
Lateral Hardening | Lateral Hardening-Fuse-93268645,1 | 13175 | 96561.4659 | 20675.1512 | 113012.5802 | 162954.5455 | 0.69352 | 0.1358 | 1200000 | 19 | 1 | 0 | 0 | 0 | 1 | Lateral Hardening-Fuse-93268645 [ 2028 ] | 1500Million | Central | -1 | 3000
Lateral Hardening | Lateral Hardening-Fuse-90865718,1 | 13733 | 128795.8929 | 26920.311 | 150361.68 | 216818.1818 | 0.69349 | 0.18068 | 1200000 | 61 | 1 | 2 | 0 | 2 | 3 | Lateral Hardening-Fuse-90865718 [ 2029 ] | 1500Million | Eastern | -1 | 3000
Lateral Hardening | Lateral Hardening-Fuse-91174714,1 | 13638 | 80261.805 | 5439.5682 | 81792.2158 | 117954.5455 | 0.69342 | 0.098295 | 1200000 | 12 | 1 | 0 | 0 | 0 | 1 | Lateral Hardening-Fuse-91174714 | 1500Million | Western | -1 | 3000
Lateral Hardening | Lateral Hardening-Fuse-10100689,1 | 13048 | 125977.7687 | 13956.9688 | 133434.0125 | 192727.2727 | 0.69235 | 0.16061 | 1200000 | 11 | 1 | 0 | 0 | 0 | 1 | Lateral Hardening-Fuse-10100689 | 1500Million | Central | -1 | 3000
Lateral Hardening | Lateral Hardening-Fuse-10510808,2 | 14123 | 600139.5289 | 388366.9699 | 1043400.5439 | 1507454.5455 | 0.69216 | 1.5703 | 960000 | 46 | 2 | 1 | 0 | 1 | 3 | Lateral Hardening-Fuse-10510808, Lateral Hardening-Fuse-60403113 | 1500Million | Plant City | -1 | 3000
Lateral Hardening | Lateral Hardening-Fuse-90772380,1 | 14024 | 36266.6473 | 69.3215 | 34598.5244 | 50000 | 0.69197 | 0.0098485 | 5076923.0769 | 65 | 1 | 1 | 0 | 1 | 2 | Lateral Hardening-Fuse-90772380 | 1500Million | South Hillsborough | -1 | 3000
Lateral Hardening | Lateral Hardening-Fuse-93210726,14 | 13656 | 1382297.7319 | 356742.5953 | 1696106.3843 | 2454181.8182 | 0.69111 | 2.5564 | 960000 | 94 | 14 | 1 | 0 | 1 | 15 | Lateral Hardening-Fuse-93210726 [ 2025 ], Lateral Hardening-Fuse-93211130, Lateral Hardening-Fuse-93211136, Lateral Hardening-Fuse-93211142, Lateral Hardening-Fuse-93215910, Lateral Hardening-Fuse-93215922, Lateral Hardening-Fuse-93215852, Lateral Hardening-Fuse-93215850, Lateral Hardening-Fuse-91008386 [ 2025 ], Lateral Hardening-Fuse-93217809, Lateral Hardening-Fuse-93201836 [ 2025 ], Lateral Hardening-Fuse-93217813, Lateral Hardening-Fuse-93217810, Lateral Hardening-Fuse-93211141 | 1500Million | Plant City | -1 | 3000
Lateral Hardening | Lateral Hardening-Fuse-91577244,1 | 13254 | 363071.3886 | 62962.4412 | 409737.7076 | 592954.5455 | 0.69101 | 0.49413 | 1200000 | 10 | 1 | 0 | 0 | 0 | 1 | Lateral Hardening-Fuse-91577244 | 1500Million | South Hillsborough | -1 | 3000
Lateral Hardening | Lateral Hardening-Fuse-92866973,1 | 13711 | 78607.7786 | 5346.3414 | 80192.833 | 116136.3636 | 0.69051 | 0.09678 | 1200000 | 45 | 1 | 0 | 0 | 0 | 1 | Lateral Hardening-Fuse-92866973 | 1500Million | Eastern | -1 | 3000
Lateral Hardening | Lateral Hardening-Fuse-93258713,2 | 13042 | 152573.7963 | 35642.0063 | 182159.6499 | 263818.1818 | 0.69047 | 0.27481 | 960000 | 34 | 2 | 0 | 0 | 0 | 2 | Lateral Hardening-Fuse-93258713, Lateral Hardening-Fuse-93258706 | 1500Million | Central | -1 | 3000
Lateral Hardening | Lateral Hardening-Fuse-60170834,1 | 13291 | 34237.4675 | 1949.4505 | 34520.5093 | 50000 | 0.69041 | 0.038258 | 1306930.6931 | 6 | 1 | 0 | 0 | 0 | 1 | Lateral Hardening-Fuse-60170834 | 1500Million | Winter Haven | -1 | 3000
Lateral Hardening | Lateral Hardening-Fuse-92528299,1 | 13063 | 47344.8465 | 6440.4276 | 51537.9554 | 74772.7273 | 0.68926 | 0.062311 | 1200000 | 35 | 1 | 0 | 0 | 0 | 1 | Lateral Hardening-Fuse-92528299 | 1500Million | Western | -1 | 3000
Lateral Hardening | Lateral Hardening-Fuse-91345760,2 | 13825 | 237721.8846 | 94979.6898 | 323937.6528 | 470181.8182 | 0.68896 | 0.48977 | 960000 | 61 | 2 | 0 | 0 | 0 | 2 | Lateral Hardening-Fuse-91345760, Lateral Hardening-Fuse-91470834 | 1500Million | Central | -1 | 3000
Lateral Hardening | Lateral Hardening-Fuse-93290657,1 | 13808 | 781672.7743 | 277980.0171 | 1041069.9177 | 1511136.3636 | 0.68893 | 1.2593 | 1200000 | 36 | 1 | 0 | 0 | 0 | 1 | Lateral Hardening-Fuse-93290657 [ 2027 ] | 1500Million | Plant City | -1 | 3000
Lateral Hardening | Lateral Hardening-Fuse-10583657,1 | 13840 | 109331.6649 | 9973.0831 | 119254.6736 | 173181.8182 | 0.68861 | 0.14432 | 1200000 | 4 | 1 | 0 | 0 | 0 | 1 | Lateral Hardening-Fuse-10583657 [ 2023 ] | 1500Million | Central | -1 | 3000
Lateral Hardening | Lateral Hardening-Fuse-93430445,7 | 13268 | 1054552.949 | 585363.601 | 1632760.7798 | 2371454.5455 | 0.68851 | 2.4703 | 960000 | 81 | 7 | 2 | 0 | 2 | 9 | Lateral Hardening-Fuse-93430445, Lateral Hardening-Fuse-10705837, Lateral Hardening-Fuse-10705939, Lateral Hardening-Fuse-10705804, Lateral Hardening-Fuse-10705836, Lateral Hardening-Fuse-10705835, Lateral Hardening-Fuse-10705909 | 1500Million | Plant City | -1 | 3000
Lateral Hardening | Lateral Hardening-Fuse-10723996,4 | 13780 | 1126120.9126 | 541456.1578 | 1628263.8669 | 2365454.5455 | 0.68835 | 2.464 | 960000 | 265 | 4 | 0 | 0 | 0 | 4 | Lateral Hardening-Fuse-10723996, Lateral Hardening-Fuse-10723986, Lateral Hardening-Fuse-92286381, Lateral Hardening-Fuse-92286390 | 1500Million | South Hillsborough | -1 | 3000
Lateral Hardening | Lateral Hardening-Fuse-10680805,1 | 13308 | 175685.2581 | 38983.6193 | 207603.3201 | 301818.1818 | 0.68784 | 0.25152 | 1200000 | 26 | 1 | 1 | 0 | 1 | 2 | Lateral Hardening-Fuse-10680805 | 1500Million | Winter Haven | -1 | 3000
Lateral Hardening | Lateral Hardening-Fuse-10603635,1 | 13772 | 233713.5676 | 33160.2696 | 255019.6219 | 370909.0909 | 0.68755 | 0.30909 | 1200000 | 7 | 1 | 1 | 0 | 1 | 2 | Lateral Hardening-Fuse-10603635 | 1500Million | Winter Haven | -1 | 3000
Lateral Hardening | Lateral Hardening-Fuse-60033355,1 | 13163 | 43266.2627 | 1454.4245 | 42630.7977 | 62045.4545 | 0.68709 | 0.051705 | 1200000 | 35 | 1 | 0 | 0 | 0 | 1 | Lateral Hardening-Fuse-60033355 | 1500Million | Western | -1 | 3000
Lateral Hardening | Lateral Hardening-Fuse-93256770,1 | 13175 | 196505.055 | 8595.4899 | 195779.1731 | 285000 | 0.68694 | 0.2375 | 1200000 | 25 | 1 | 0 | 0 | 0 | 1 | Lateral Hardening-Fuse-93256770 | 1500Million | Central | -1 | 3000
Lateral Hardening | Lateral Hardening-Fuse-60387941,2 | 13295 | 408723.7412 | 228650.4899 | 618796.7188 | 901272.7273 | 0.68658 | 0.93883 | 960000 | 43 | 2 | 0 | 0 | 0 | 2 | Lateral Hardening-Fuse-60387941, Lateral Hardening-Fuse-60227458 [ 2029 ] | 1500Million | Winter Haven | -1 | 3000
Lateral Hardening | Lateral Hardening-Fuse-92619380,1 | 13303 | 140511.0373 | 61445.0344 | 195819.6391 | 285227.2727 | 0.68654 | 0.23769 | 1200000 | 4 | 1 | 0 | 0 | 0 | 1 | Lateral Hardening-Fuse-92619380 [ 2027 ] | 1500Million | South Hillsborough | -1 | 3000
Lateral Hardening | Lateral Hardening-Fuse-93217022,1 | 13656 | 179606.8951 | 38091.1995 | 211077.3593 | 307500 | 0.68643 | 0.25625 | 1200000 | 8 | 1 | 0 | 0 | 0 | 1 | Lateral Hardening-Fuse-93217022 | 1500Million | Plant City | -1 | 3000
Lateral Hardening | Lateral Hardening-Fuse-92629688,2 | 13303 | 307104.6609 | 109769.0914 | 404231.1798 | 589272.7273 | 0.68598 | 0.61383 | 960000 | 3 | 2 | 0 | 0 | 0 | 2 | Lateral Hardening-Fuse-92629688 [ 2027 ], Lateral Hardening-Fuse-92629703 [ 2027 ] | 1500Million | South Hillsborough | -1 | 3000
Lateral Hardening | Lateral Hardening-Fuse-90744865,1 | 13657 | 130399.7016 | 38913.5238 | 171218.8516 | 249772.7273 | 0.6855 | 0.20814 | 1200000 | 5 | 1 | 0 | 0 | 0 | 1 | Lateral Hardening-Fuse-90744865 | 1500Million | Plant City | -1 | 3000
Lateral Hardening | Lateral Hardening-Fuse-92734434,1 | 13070 | 286655.3971 | 146300.0297 | 422138.6585 | 616136.3636 | 0.68514 | 0.51345 | 1200000 | 35 | 1 | 2 | 0 | 2 | 3 | Lateral Hardening-Fuse-92734434 | 1500Million | Western | -1 | 3000
Lateral Hardening | Lateral Hardening-Fuse-10428639,9 | 13832 | 374126.9755 | 98398.2791 | 530769.0447 | 774727.2727 | 0.6851 | 0.80701 | 960000 | 102 | 9 | 2 | 0 | 2 | 11 | Lateral Hardening-Fuse-10428639 [ 2029 ], Lateral Hardening-Fuse-10428632, Lateral Hardening-Fuse-10428633, Lateral Hardening-Fuse-91579436, Lateral Hardening-Fuse-91745795, Lateral Hardening-Fuse-60136455, Lateral Hardening-Fuse-60136456, Lateral Hardening-Fuse-91601929, Lateral Hardening-Fuse-60136544 | 1500Million | Central | -1 | 3000
Lateral Hardening | Lateral Hardening-Fuse-10379986,2 | 13187 | 183193.7112 | 65362.042 | 240219.7753 | 350727.2727 | 0.68492 | 0.36534 | 960000 | 21 | 2 | 0 | 0 | 0 | 2 | Lateral Hardening-Fuse-10379986, Lateral Hardening-Fuse-10379997 | 1500Million | Central | -1 | 3000
Lateral Hardening | Lateral Hardening-Fuse-91068447,1 | 13632 | 353321.4845 | 214567.5666 | 565301.1276 | 826363.6364 | 0.68408 | 0.68864 | 1200000 | 76 | 1 | 0 | 0 | 0 | 1 | Lateral Hardening-Fuse-91068447 | 1500Million | Central | -1 | 3000
Lateral Hardening | Lateral Hardening-Fuse-60096424,3 | 13739 | 356944.4513 | 533760.0801 | 862495.1975 | 1261272.7273 | 0.68383 | 1.3138 | 960000 | 159 | 3 | 8 | 0 | 8 | 11 | Lateral Hardening-Fuse-60096424, Lateral Hardening-Fuse-60096423, Lateral Hardening-Fuse-60096425 [ 2028 ] | 1500Million | Western | -1 | 3000
Lateral Hardening | Lateral Hardening-Fuse-10070676,1 | 13984 | 83872.3996 | 31470.7394 | 111878.1167 | 163636.3636 | 0.6837 | 0.13636 | 1200000 | 2 | 1 | 0 | 0 | 0 | 1 | Lateral Hardening-Fuse-10070676 [ 2028 ] | 1500Million | Plant City | -1 | 3000
Lateral Hardening | Lateral Hardening-Fuse-10667367,1 | 13787 | 116142.1414 | 25717.7475 | 137033.043 | 200454.5455 | 0.68361 | 0.16705 | 1200000 | 5 | 1 | 0 | 0 | 0 | 1 | Lateral Hardening-Fuse-10667367 | 1500Million | Plant City | -1 | 3000
Lateral Hardening | Lateral Hardening-Fuse-10379981,1 | 13187 | 68148.1332 | 9680.7387 | 74416.7423 | 108863.6364 | 0.68358 | 0.09072 | 1200000 | 10 | 1 | 0 | 0 | 0 | 1 | Lateral Hardening-Fuse-10379981 | 1500Million | Central | -1 | 3000
Lateral Hardening | Lateral Hardening-Fuse-92207088,1 | 13311 | 62640.6093 | 10493.799 | 69892.4979 | 102272.7273 | 0.68339 | 0.085227 | 1200000 | 8 | 1 | 0 | 0 | 0 | 1 | Lateral Hardening-Fuse-92207088 | 1500Million | Winter Haven | -1 | 3000
Lateral Hardening | Lateral Hardening-Fuse-92994528,1 | 13293 | 34188.5424 | 1619.832 | 34159.6754 | 50000 | 0.68319 | 0.017614 | 2838709.6774 | 15 | 1 | 1 | 0 | 1 | 2 | Lateral Hardening-Fuse-92994528 | 1500Million | Winter Haven | -1 | 3000
Lateral Hardening | Lateral Hardening-Fuse-92838742,1 | 13910 | 241850.8559 | 40818.0385 | 274652.1877 | 402045.4545 | 0.68314 | 0.33504 | 1200000 | 127 | 1 | 3 | 0 | 3 | 4 | Lateral Hardening-Fuse-92838742 | 1500Million | Eastern | -1 | 3000
Lateral Hardening | Lateral Hardening-Fuse-91662095,1 | 13747 | 263517.6622 | 115981.5335 | 379606.7935 | 555681.8182 | 0.68314 | 0.46307 | 1200000 | 34 | 1 | 0 | 0 | 0 | 1 | Lateral Hardening-Fuse-91662095 | 1500Million | Western | -1 | 3000
Lateral Hardening | Lateral Hardening-Fuse-92636265,1 | 13331 | 295554.9824 | 46674.8284 | 330512.4499 | 483863.6364 | 0.68307 | 0.40322 | 1200000 | 100 | 1 | 0 | 0 | 0 | 1 | Lateral Hardening-Fuse-92636265 [ 2026 ] | 1500Million | Dade City | -1 | 3000
Lateral Hardening | Lateral Hardening-Fuse-91002672,1 | 13088 | 58082.1152 | 4927.2035 | 60176.6388 | 88181.8182 | 0.68242 | 0.073485 | 1200000 | 16 | 1 | 0 | 0 | 0 | 1 | Lateral Hardening-Fuse-91002672 | 1500Million | Central | -1 | 3000
Lateral Hardening | Lateral Hardening-Fuse-60011165,2 | 13181 | 302845.6756 | 113530.4503 | 424440.7816 | 622000 | 0.68238 | 0.64792 | 960000 | 84 | 2 | 1 | 0 | 1 | 3 | Lateral Hardening-Fuse-60011165, Lateral Hardening-Fuse-91527119 | 1500Million | Central | -1 | 3000
Lateral Hardening | Lateral Hardening-Fuse-93205824,1 | 13656 | 201764.0261 | 59981.9182 | 253851.0954 | 372045.4545 | 0.68231 | 0.31004 | 1200000 | 18 | 1 | 0 | 0 | 0 | 1 | Lateral Hardening-Fuse-93205824 | 1500Million | Plant City | -1 | 3000
Lateral Hardening | Lateral Hardening-Fuse-10650595,1 | 13391 | 184564.5891 | 95289.0146 | 271503.9218 | 397954.5455 | 0.68225 | 0.33163 | 1200000 | 3 | 1 | 0 | 0 | 0 | 1 | Lateral Hardening-Fuse-10650595 | 1500Million | Plant City | -1 | 3000
Lateral Hardening | Lateral Hardening-Fuse-10217766,5 | 13493 | 352314.956 | 625162.1526 | 1105736.3998 | 1621272.7273 | 0.68202 | 1.6888 | 960000 | 196 | 5 | 0 | 0 | 0 | 5 | Lateral Hardening-Fuse-10217766, Lateral Hardening-Fuse-90526565, Lateral Hardening-Fuse-90526573, Lateral Hardening-Fuse-90526575, Lateral Hardening-Fuse-10217770 | 1500Million | Western | -1 | 3000
Lateral Hardening | Lateral Hardening-Fuse-10710598,1 | 14001 | 581073.6183 | 199966.6125 | 799956.3145 | 1173409.0909 | 0.68174 | 0.97784 | 1200000 | 26 | 1 | 0 | 0 | 0 | 1 | Lateral Hardening-Fuse-10710598 [ 2029 ] | 1500Million | Plant City | -1 | 3000
Lateral Hardening | Lateral Hardening-Fuse-92661614,4 | 13127 | 341464.199 | 173186.6175 | 501423.1891 | 736181.8182 | 0.68111 | 0.76686 | 960000 | 39 | 4 | 4 | 0 | 4 | 8 | Lateral Hardening-Fuse-92661614, Lateral Hardening-Fuse-92661754, Lateral Hardening-Fuse-92661759, Lateral Hardening-Fuse-92663183 | 1500Million | Eastern | -1 | 3000
Lateral Hardening | Lateral Hardening-Fuse-10093145,1 | 13613 | 138539.8229 | 55972.4998 | 189202.3457 | 277954.5455 | 0.6807 | 0.23163 | 1200000 | 26 | 1 | 0 | 0 | 0 | 1 | Lateral Hardening-Fuse-10093145 | 1500Million | Western | -1 | 3000
Lateral Hardening | Lateral Hardening-Fuse-60188243,17 | 13807 | 1731455.1327 | 372737.8846 | 2105003.9163 | 3093454.5455 | 0.68047 | 3.2223 | 960000 | 84 | 17 | 1 | 0 | 1 | 18 | Lateral Hardening-Fuse-60188243 [ 2028 ], Lateral Hardening-Fuse-90288923, Lateral Hardening-Fuse-10679320, Lateral Hardening-Fuse-90316946, Lateral Hardening-Fuse-10679322, Lateral Hardening-Fuse-60371557, Lateral Hardening-Fuse-10679321, Lateral Hardening-Fuse-10679319, Lateral Hardening-Fuse-92694472, Lateral Hardening-Fuse-90288924 [ 2028 ], Lateral Hardening-Fuse-90288927, Lateral Hardening-Fuse-90288926, Lateral Hardening-Fuse-60188249, Lateral Hardening-Fuse-90288928, Lateral Hardening-Fuse-90290006, Lateral Hardening-Fuse-60188247, Lateral Hardening-Fuse-60188248 | 1500Million | Plant City | -1 | 3000
Lateral Hardening | Lateral Hardening-Fuse-92456386,1 | 13311 | 86546.0236 | 9730.3443 | 91975.1217 | 135227.2727 | 0.68015 | 0.11269 | 1200000 | 16 | 1 | 0 | 0 | 0 | 1 | Lateral Hardening-Fuse-92456386 | 1500Million | Winter Haven | -1 | 3000
Lateral Hardening | Lateral Hardening-Fuse-91321877,1 | 13909 | 58858.4933 | 4889.0694 | 60876.3569 | 89545.4545 | 0.67984 | 0.074621 | 1200000 | 28 | 1 | 1 | 0 | 1 | 2 | Lateral Hardening-Fuse-91321877 | 1500Million | Eastern | -1 | 3000
Lateral Hardening | Lateral Hardening-Fuse-10762856,6 | 13815 | 790398.4074 | 284125.2861 | 1050586.8196 | 1546545.4545 | 0.67931 | 1.611 | 960000 | 13 | 6 | 1 | 0 | 1 | 7 | Lateral Hardening-Fuse-10762856 [ 2027 ], Lateral Hardening-Fuse-10762914, Lateral Hardening-Fuse-90290167, Lateral Hardening-Fuse-90290158, Lateral Hardening-Fuse-93396383, Lateral Hardening-Fuse-10762913 | 1500Million | Dade City | -1 | 3000
Lateral Hardening | Lateral Hardening-Fuse-91412730,1 | 13459 | 54670.1932 | 3276.8789 | 55268.2728 | 81363.6364 | 0.67927 | 0.067803 | 1200000 | 19 | 1 | 1 | 0 | 1 | 2 | Lateral Hardening-Fuse-91412730 | 1500Million | Eastern | -1 | 3000
Lateral Hardening | Lateral Hardening-Fuse-90617833,1 | 13470 | 133879.4373 | 30129.5922 | 158486.6495 | 233409.0909 | 0.67901 | 0.19451 | 1200000 | 19 | 1 | 0 | 0 | 0 | 1 | Lateral Hardening-Fuse-90617833 | 1500Million | Winter Haven | -1 | 3000
Lateral Hardening | Lateral Hardening-Fuse-91384826,1 | 13916 | 35275.5367 | 358.6831 | 33948.945 | 50000 | 0.67898 | 0.007197 | 6947368.4211 | 119 | 1 | 2 | 0 | 2 | 3 | Lateral Hardening-Fuse-91384826 | 1500Million | Winter Haven | -1 | 3000
Lateral Hardening | Lateral Hardening-Fuse-10747920,7 | 13705 | 1261201.712 | 757032.9954 | 2060378.0077 | 3037090.9091 | 0.67841 | 3.1636 | 960000 | 146 | 7 | 1 | 0 | 1 | 8 | Lateral Hardening-Fuse-10747920 [ 2027 ], Lateral Hardening-Fuse-90989170, Lateral Hardening-Fuse-10747884, Lateral Hardening-Fuse-91801810, Lateral Hardening-Fuse-10747921, Lateral Hardening-Fuse-90995706, Lateral Hardening-Fuse-90988535 | 1500Million | Eastern | -1 | 3000
Lateral Hardening | Lateral Hardening-Fuse-10580656,2 | 13105 | 87209.4871 | 21530.1605 | 104655.8581 | 154363.6364 | 0.67798 | 0.1608 | 960000 | 13 | 2 | 0 | 0 | 0 | 2 | Lateral Hardening-Fuse-10580656, Lateral Hardening-Fuse-10580657 | 1500Million | Central | -1 | 3000
Lateral Hardening | Lateral Hardening-Fuse-60130958,1 | 13022 | 146959.1587 | 38145.4747 | 179149.4309 | 264545.4545 | 0.6772 | 0.22045 | 1200000 | 32 | 1 | 0 | 0 | 0 | 1 | Lateral Hardening-Fuse-60130958 | 1500Million | Central | -1 | 3000
Lateral Hardening | Lateral Hardening-Fuse-60015346,1 | 13008 | 315094.2093 | 75996.949 | 377441.582 | 557727.2727 | 0.67675 | 0.46477 | 1200000 | 6 | 1 | 2 | 0 | 2 | 3 | Lateral Hardening-Fuse-60015346 [ 2029 ] | 1500Million | Plant City | -1 | 3000
Lateral Hardening | Lateral Hardening-Fuse-10859734,1 | 13038 | 183496.8035 | 50463.2127 | 246966.2803 | 365909.0909 | 0.67494 | 0.30492 | 1200000 | 26 | 1 | 0 | 0 | 0 | 1 | Lateral Hardening-Fuse-10859734 | 1500Million | Eastern | -1 | 3000
Lateral Hardening | Lateral Hardening-Fuse-10627085,8 | 13147 | 591325.3683 | 271887.0974 | 865905.8724 | 1283090.9091 | 0.67486 | 1.3366 | 960000 | 42 | 8 | 0 | 0 | 0 | 8 | Lateral Hardening-Fuse-10627085, Lateral Hardening-Fuse-90647971, Lateral Hardening-Fuse-10627087, Lateral Hardening-Fuse-90281832, Lateral Hardening-Fuse-93350076, Lateral Hardening-Fuse-91156520, Lateral Hardening-Fuse-90286252, Lateral Hardening-Fuse-92638949 | 1500Million | Plant City | -1 | 3000
Lateral Hardening | Lateral Hardening-Fuse-10807599,1 | 13020 | 248697.7208 | 22064.8818 | 258275.964 | 382727.2727 | 0.67483 | 0.31894 | 1200000 | 10 | 1 | 0 | 0 | 0 | 1 | Lateral Hardening-Fuse-10807599 | 1500Million | South Hillsborough | -1 | 3000
Lateral Hardening | Lateral Hardening-Fuse-10168338,1 | 13207 | 113390.8825 | 47054.5709 | 155192.8561 | 230000 | 0.67475 | 0.19167 | 1200000 | 26 | 1 | 0 | 0 | 0 | 1 | Lateral Hardening-Fuse-10168338 | 1500Million | Western | -1 | 3000
Lateral Hardening | Lateral Hardening-Fuse-60110868,1 | 13512 | 229509.5054 | 546982.7127 | 850748.0722 | 1262045.4545 | 0.6741 | 1.0517 | 1200000 | 171 | 1 | 1 | 0 | 1 | 2 | Lateral Hardening-Fuse-60110868 | 1500Million | Western | -1 | 3000
Lateral Hardening | Lateral Hardening-Fuse-93053421,1 | 13593 | 181407.9968 | 32723.2149 | 206026.4822 | 305909.0909 | 0.67349 | 0.25492 | 1200000 | 27 | 1 | 0 | 0 | 0 | 1 | Lateral Hardening-Fuse-93053421 | 1500Million | Central | -1 | 3000
Lateral Hardening | Lateral Hardening-Fuse-60036315,1 | 13183 | 280853.9168 | 205201.2905 | 585456.7471 | 869545.4545 | 0.67329 | 0.72462 | 1200000 | 32 | 1 | 0 | 0 | 0 | 1 | Lateral Hardening-Fuse-60036315 | 1500Million | Central | -1 | 3000
Lateral Hardening | Lateral Hardening-Fuse-92411273,1 | 13019 | 167913.9464 | 18300.8591 | 178883.6645 | 265909.0909 | 0.67272 | 0.22159 | 1200000 | 26 | 1 | 0 | 0 | 0 | 1 | Lateral Hardening-Fuse-92411273 | 1500Million | South Hillsborough | -1 | 3000
Lateral Hardening | Lateral Hardening-Fuse-92385458,1 | 13434 | 294011.8528 | 183462.1126 | 464553.287 | 690909.0909 | 0.67238 | 0.57576 | 1200000 | 45 | 1 | 0 | 0 | 0 | 1 | Lateral Hardening-Fuse-92385458 | 1500Million | Eastern | -1 | 3000
Lateral Hardening | Lateral Hardening-Fuse-90958947,1 | 13082 | 178832.9738 | 58571.2128 | 229966.2448 | 342045.4545 | 0.67233 | 0.28504 | 1200000 | 40 | 1 | 1 | 0 | 1 | 2 | Lateral Hardening-Fuse-90958947 | 1500Million | Western | -1 | 3000
Lateral Hardening | Lateral Hardening-Fuse-10798803,2 | 14025 | 359339.3794 | 355538.7864 | 726460.1341 | 1081090.9091 | 0.67197 | 1.1261 | 960000 | 32 | 2 | 0 | 0 | 0 | 2 | Lateral Hardening-Fuse-10798803, Lateral Hardening-Fuse-10798804 | 1500Million | South Hillsborough | -1 | 3000
Lateral Hardening | Lateral Hardening-Fuse-90526664,3 | 13158 | 333743.5935 | 46505.7143 | 370706.6076 | 551818.1818 | 0.67179 | 0.57481 | 960000 | 39 | 3 | 1 | 0 | 1 | 4 | Lateral Hardening-Fuse-90526664, Lateral Hardening-Fuse-90890974, Lateral Hardening-Fuse-60010408 | 1500Million | Central | -1 | 3000
Lateral Hardening | Lateral Hardening-Fuse-93247458,7 | 13031 | 851287.9932 | 320953.8226 | 1133122.5414 | 1687636.3636 | 0.67143 | 1.758 | 960000 | 114 | 7 | 2 | 0 | 2 | 9 | Lateral Hardening-Fuse-93247458 [ 2029 ], Lateral Hardening-Fuse-93247438, Lateral Hardening-Fuse-93247439, Lateral Hardening-Fuse-93247453, Lateral Hardening-Fuse-93247456, Lateral Hardening-Fuse-10162586, Lateral Hardening-Fuse-92091606 | 1500Million | Winter Haven | -1 | 3000
Lateral Hardening | Lateral Hardening-Fuse-10662320,1 | 13470 | 131144.1503 | 25289.5952 | 150743.0667 | 224545.4545 | 0.67133 | 0.18712 | 1200000 | 19 | 1 | 0 | 0 | 0 | 1 | Lateral Hardening-Fuse-10662320 | 1500Million | Winter Haven | -1 | 3000
Lateral Hardening | Lateral Hardening-Fuse-91932511,1 | 13101 | 100629.7265 | 20171.5201 | 129833.204 | 193409.0909 | 0.67129 | 0.16117 | 1200000 | 13 | 1 | 0 | 0 | 0 | 1 | Lateral Hardening-Fuse-91932511 | 1500Million | Central | -1 | 3000
Lateral Hardening | Lateral Hardening-Fuse-10015759,1 | 13161 | 63818.6556 | 9034.1908 | 123052.3393 | 183409.0909 | 0.67092 | 0.15284 | 1200000 | 20 | 1 | 0 | 0 | 0 | 1 | Lateral Hardening-Fuse-10015759 | 1500Million | Western | -1 | 3000
Lateral Hardening | Lateral Hardening-Fuse-10163211,1 | 13091 | 62594.8308 | 6774.3834 | 66312.0682 | 98863.6364 | 0.67074 | 0.082386 | 1200000 | 15 | 1 | 0 | 0 | 0 | 1 | Lateral Hardening-Fuse-10163211 | 1500Million | Central | -1 | 3000
Lateral Hardening | Lateral Hardening-Fuse-92701794,1 | 13299 | 291555.0358 | 84537.2991 | 366316.244 | 546136.3636 | 0.67074 | 0.45511 | 1200000 | 40 | 1 | 0 | 0 | 0 | 1 | Lateral Hardening-Fuse-92701794 | 1500Million | Winter Haven | -1 | 3000
Lateral Hardening | Lateral Hardening-Fuse-92440971,1 | 14042 | 162657.3761 | 45734.0351 | 202106.1862 | 301363.6364 | 0.67064 | 0.25114 | 1200000 | 5 | 1 | 0 | 0 | 0 | 1 | Lateral Hardening-Fuse-92440971 | 1500Million | Central | -1 | 3000
Lateral Hardening | Lateral Hardening-Fuse-60213249,2 | 13439 | 219569.345 | 96859.6459 | 308711.7174 | 460363.6364 | 0.67058 | 0.47955 | 960000 |  | 2 | 2 | 0 | 2 | 4 | Lateral Hardening-Fuse-60213249, Lateral Hardening-Fuse-60313285 | 1500Million | South Hillsborough | -1 | 3000
Lateral Hardening | Lateral Hardening-Fuse-60016531,1 | 13049 | 102751.2525 | 10468.4746 | 108019.8745 | 161136.3636 | 0.67036 | 0.13428 | 1200000 | 19 | 1 | 0 | 0 | 0 | 1 | Lateral Hardening-Fuse-60016531 | 1500Million | Central | -1 | 3000
Lateral Hardening | Lateral Hardening-Fuse-10842843,1 | 13796 | 48944.1849 | 4267.664 | 65497.3621 | 97727.2727 | 0.67021 | 0.081439 | 1200000 | 5 | 1 | 0 | 0 | 0 | 1 | Lateral Hardening-Fuse-10842843 | 1500Million | Eastern | -1 | 3000
Lateral Hardening | Lateral Hardening-Fuse-10100711,1 | 13048 | 35101.9648 | 92.4134 | 33500.7727 | 50000 | 0.67002 | 0.035417 | 1411764.7059 | 7 | 1 | 0 | 0 | 0 | 1 | Lateral Hardening-Fuse-10100711 | 1500Million | Central | -1 | 3000
Lateral Hardening | Lateral Hardening-Fuse-10807551,1 | 13020 | 130567.187 | 10963.8322 | 135085.5658 | 201818.1818 | 0.66934 | 0.16818 | 1200000 | 6 | 1 | 0 | 0 | 0 | 1 | Lateral Hardening-Fuse-10807551 | 1500Million | South Hillsborough | -1 | 3000
Lateral Hardening | Lateral Hardening-Fuse-10020749,1 | 13221 | 138321.0804 | 29388.6696 | 162007.9552 | 242045.4545 | 0.66933 | 0.2017 | 1200000 | 23 | 1 | 0 | 0 | 0 | 1 | Lateral Hardening-Fuse-10020749 | 1500Million | Central | -1 | 3000
Lateral Hardening | Lateral Hardening-Fuse-90776419,2 | 14144 | 231683.0208 | 249001.836 | 467611.3671 | 699090.9091 | 0.66888 | 0.72822 | 960000 | 46 | 2 | 0 | 0 | 0 | 2 | Lateral Hardening-Fuse-90776419, Lateral Hardening-Fuse-90776418 | 1500Million | South Hillsborough | -1 | 3000
Lateral Hardening | Lateral Hardening-Fuse-60195506,1 | 13962 | 39936.8294 | 219.1605 | 38290.8104 | 57272.7273 | 0.66857 | 0.047727 | 1200000 | 4 | 1 | 0 | 0 | 0 | 1 | Lateral Hardening-Fuse-60195506 | 1500Million | Plant City | -1 | 3000
Lateral Hardening | Lateral Hardening-Fuse-91152785,21 | 13786 | 2427212.673 | 521039.4134 | 2902873.8462 | 4343090.9091 | 0.66839 | 4.5241 | 960000 | 89 | 21 | 1 | 0 | 1 | 22 | Lateral Hardening-Fuse-91152785 [ 2024 ], Lateral Hardening-Fuse-91142510, Lateral Hardening-Fuse-91154265, Lateral Hardening-Fuse-92228664, Lateral Hardening-Fuse-10095504, Lateral Hardening-Fuse-92231671, Lateral Hardening-Fuse-10095502, Lateral Hardening-Fuse-60084307, Lateral Hardening-Fuse-92236173, Lateral Hardening-Fuse-93296499, Lateral Hardening-Fuse-10095403, Lateral Hardening-Fuse-91141904, Lateral Hardening-Fuse-91142869, Lateral Hardening-Fuse-91142886, Lateral Hardening-Fuse-60412352, Lateral Hardening-Fuse-10095531, Lateral Hardening-Fuse-10095398, Lateral Hardening-Fuse-60072887, Lateral Hardening-Fuse-91154292, Lateral Hardening-Fuse-10095530, Lateral Hardening-Fuse-92411071 | 1500Million | Plant City | -1 | 3000
Lateral Hardening | Lateral Hardening-Fuse-60118366,25 | 13096 | 2687113.987 | 1138741.5492 | 4193599.1085 | 6278363.6364 | 0.66794 | 6.54 | 960000 | 17 | 25 | 8 | 0 | 8 | 33 | Lateral Hardening-Fuse-60118366, Lateral Hardening-Fuse-90915080, Lateral Hardening-Fuse-91904174 [ 2027 ], Lateral Hardening-Fuse-90923145, Lateral Hardening-Fuse-10363970, Lateral Hardening-Fuse-10363968, Lateral Hardening-Fuse-10363969, Lateral Hardening-Fuse-10363971, Lateral Hardening-Fuse-90595095, Lateral Hardening-Fuse-10363973, Lateral Hardening-Fuse-90883051, Lateral Hardening-Fuse-10363985, Lateral Hardening-Fuse-90923146 [ 2027 ], Lateral Hardening-Fuse-10363980, Lateral Hardening-Fuse-60173258, Lateral Hardening-Fuse-10363976, Lateral Hardening-Fuse-90470986 [ 2027 ], Lateral Hardening-Fuse-10363963, Lateral Hardening-Fuse-10363965, Lateral Hardening-Fuse-10363981, Lateral Hardening-Fuse-90470923, Lateral Hardening-Fuse-90869815, Lateral Hardening-Fuse-90472060, Lateral Hardening-Fuse-10363923, Lateral Hardening-Fuse-10363960 | 1500Million | Central | -1 | 3000
Lateral Hardening | Lateral Hardening-Fuse-60495183,1 | 13540 | 117473.7055 | 20814.7986 | 138596.4785 | 207500 | 0.66793 | 0.17292 | 1200000 | 5 | 1 | 0 | 0 | 0 | 1 | Lateral Hardening-Fuse-60495183 | 1500Million | Western | -1 | 3000
Lateral Hardening | Lateral Hardening-Fuse-93301944,1 | 13808 | 216172.7649 | 136783.0476 | 342284.1789 | 512500 | 0.66787 | 0.42708 | 1200000 | 9 | 1 | 0 | 0 | 0 | 1 | Lateral Hardening-Fuse-93301944 [ 2027 ] | 1500Million | Plant City | -1 | 3000
Lateral Hardening | Lateral Hardening-Fuse-10556537,1 | 13298 | 57790.8087 | 13734.6329 | 68887.5679 | 103181.8182 | 0.66763 | 0.085985 | 1200000 | 2 | 1 | 0 | 0 | 0 | 1 | Lateral Hardening-Fuse-10556537 | 1500Million | Winter Haven | -1 | 3000
Lateral Hardening | Lateral Hardening-Fuse-91222588,1 | 13128 | 89068.5697 | 41868.9792 | 126847.9572 | 190000 | 0.66762 | 0.15833 | 1200000 | 2 | 1 | 0 | 0 | 0 | 1 | Lateral Hardening-Fuse-91222588 | 1500Million | Eastern | -1 | 3000
Lateral Hardening | Lateral Hardening-Fuse-90872759,2 | 13924 | 457072.8725 | 336166.0776 | 1093883.3293 | 1640181.8182 | 0.66693 | 1.7085 | 960000 | 34 | 2 | 0 | 0 | 0 | 2 | Lateral Hardening-Fuse-90872759, Lateral Hardening-Fuse-91700200 | 1500Million | Winter Haven | -1 | 3000
Lateral Hardening | Lateral Hardening-Fuse-92591678,2 | 13034 | 231923.718 | 99700.4032 | 322042.6779 | 482909.0909 | 0.66688 | 0.50303 | 960000 | 57 | 2 | 0 | 0 | 0 | 2 | Lateral Hardening-Fuse-92591678, Lateral Hardening-Fuse-10142236 | 1500Million | Central | -1 | 3000
Lateral Hardening | Lateral Hardening-Fuse-10381188,1 | 13222 | 140726.6439 | 33100.3607 | 168001.1691 | 252045.4545 | 0.66655 | 0.21004 | 1200000 | 20 | 1 | 1 | 1 | 0 | 2 | Lateral Hardening-Fuse-10381188 | 1500Million | Central | -1 | 3000
Lateral Hardening | Lateral Hardening-Fuse-10123793,1 | 13060 | 126907.9117 | 18751.1388 | 183576.6822 | 275454.5455 | 0.66645 | 0.22955 | 1200000 | 58 | 1 | 0 | 0 | 0 | 1 | Lateral Hardening-Fuse-10123793 | 1500Million | Western | -1 | 3000
Lateral Hardening | Lateral Hardening-Fuse-91935539,1 | 13808 | 762147.0105 | 305261.9272 | 1063792.9264 | 1596363.6364 | 0.66639 | 1.3303 | 1200000 | 44 | 1 | 0 | 0 | 0 | 1 | Lateral Hardening-Fuse-91935539 [ 2027 ] | 1500Million | Plant City | -1 | 3000
Lateral Hardening | Lateral Hardening-Fuse-93326645,3 | 13294 | 575578.8945 | 196489.8213 | 765813.0741 | 1149454.5455 | 0.66624 | 1.1973 | 960000 | 65 | 3 | 2 | 0 | 2 | 5 | Lateral Hardening-Fuse-93326645, Lateral Hardening-Fuse-90884197, Lateral Hardening-Fuse-90973021 | 1500Million | Winter Haven | -1 | 3000
Lateral Hardening | Lateral Hardening-Fuse-91901562,3 | 13832 | 370855.0866 | 193419.0906 | 558696.6588 | 838909.0909 | 0.66598 | 0.87386 | 960000 | 67 | 3 | 0 | 0 | 0 | 3 | Lateral Hardening-Fuse-91901562, Lateral Hardening-Fuse-60136454, Lateral Hardening-Fuse-10428630 | 1500Million | Central | -1 | 3000
Lateral Hardening | Lateral Hardening-Fuse-91344599,1 | 13151 | 306023.6303 | 85113.8207 | 393036.4729 | 590681.8182 | 0.66539 | 0.49223 | 1200000 | 102 | 1 | 3 | 0 | 3 | 4 | Lateral Hardening-Fuse-91344599 | 1500Million | Winter Haven | -1 | 3000
Lateral Hardening | Lateral Hardening-Fuse-90394811,1 | 13147 | 225608.3075 | 65295.8374 | 290942.6673 | 437500 | 0.66501 | 0.36458 | 1200000 | 26 | 1 | 0 | 0 | 0 | 1 | Lateral Hardening-Fuse-90394811 | 1500Million | Plant City | -1 | 3000
Lateral Hardening | Lateral Hardening-Fuse-60029575,1 | 13093 | 65081.3618 | 7261.8847 | 69196.7639 | 104090.9091 | 0.66477 | 0.086742 | 1200000 | 19 | 1 | 0 | 0 | 0 | 1 | Lateral Hardening-Fuse-60029575 | 1500Million | Central | -1 | 3000
Lateral Hardening | Lateral Hardening-Fuse-92096241,1 | 13473 | 88303.3217 | 12620.0743 | 96949.5434 | 145909.0909 | 0.66445 | 0.12159 | 1200000 | 14 | 1 | 0 | 0 | 0 | 1 | Lateral Hardening-Fuse-92096241 | 1500Million | Winter Haven | -1 | 3000
Lateral Hardening | Lateral Hardening-Fuse-10722371,1 | 13817 | 115230.0382 | 30504.3893 | 153922.913 | 231818.1818 | 0.66398 | 0.19318 | 1200000 | 12 | 1 | 0 | 0 | 0 | 1 | Lateral Hardening-Fuse-10722371 [ 2023 ] | 1500Million | South Hillsborough | -1 | 3000
Lateral Hardening | Lateral Hardening-Fuse-10540509,3 | 13964 | 178733.7563 | 69127.8418 | 284480.4461 | 428545.4545 | 0.66383 | 0.4464 | 960000 | 16 | 3 | 0 | 0 | 0 | 3 | Lateral Hardening-Fuse-10540509, Lateral Hardening-Fuse-10540510, Lateral Hardening-Fuse-92445684 | 1500Million | Eastern | -1 | 3000
Lateral Hardening | Lateral Hardening-Fuse-90869373,1 | 13098 | 279459.3612 | 63184.607 | 331758.9754 | 499772.7273 | 0.66382 | 0.41648 | 1200000 | 67 | 1 | 1 | 0 | 1 | 2 | Lateral Hardening-Fuse-90869373 | 1500Million | Central | -1 | 3000
Lateral Hardening | Lateral Hardening-Fuse-93270000,1 | 13080 | 89491.8107 | 7036.7455 | 92160.6579 | 138863.6364 | 0.66368 | 0.11572 | 1200000 | 10 | 1 | 0 | 0 | 0 | 1 | Lateral Hardening-Fuse-93270000 | 1500Million | Western | -1 | 3000
Lateral Hardening | Lateral Hardening-Fuse-92740676,1 | 14041 | 103491.6429 | 28511.205 | 127544.2313 | 192272.7273 | 0.66335 | 0.16023 | 1200000 | 4 | 1 | 0 | 0 | 0 | 1 | Lateral Hardening-Fuse-92740676 | 1500Million | Central | -1 | 3000
Lateral Hardening | Lateral Hardening-Fuse-92646114,1 | 13118 | 33742.4841 | 1004.6262 | 33152.2183 | 50000 | 0.66304 | 0.041667 | 1200000 | 64 | 1 | 2 | 0 | 2 | 3 | Lateral Hardening-Fuse-92646114 | 1500Million | Winter Haven | -1 | 3000
Lateral Hardening | Lateral Hardening-Fuse-10070671,2 | 13657 | 345657.7561 | 242798.2769 | 585281.547 | 882727.2727 | 0.66304 | 0.91951 | 960000 | 29 | 2 | 0 | 0 | 0 | 2 | Lateral Hardening-Fuse-10070671, Lateral Hardening-Fuse-93263744 | 1500Million | Plant City | -1 | 3000
Lateral Hardening | Lateral Hardening-Fuse-10723972,3 | 13780 | 441844.9742 | 239925.985 | 679780.9144 | 1025454.5455 | 0.66291 | 1.0682 | 960000 | 139 | 3 | 0 | 0 | 0 | 3 | Lateral Hardening-Fuse-10723972, Lateral Hardening-Fuse-10723979, Lateral Hardening-Fuse-10723991 | 1500Million | South Hillsborough | -1 | 3000
Lateral Hardening | Lateral Hardening-Fuse-60201276,1 | 13256 | 50147.0658 | 6906.7974 | 54532.1849 | 82272.7273 | 0.66282 | 0.068561 | 1200000 | 10 | 1 | 0 | 0 | 0 | 1 | Lateral Hardening-Fuse-60201276 | 1500Million | South Hillsborough | -1 | 3000
Lateral Hardening | Lateral Hardening-Fuse-93164446,1 | 13963 | 87641.1169 | 26333.2557 | 109802.2974 | 165681.8182 | 0.66273 | 0.13807 | 1200000 | 4 | 1 | 0 | 0 | 0 | 1 | Lateral Hardening-Fuse-93164446 | 1500Million | Eastern | -1 | 3000
Lateral Hardening | Lateral Hardening-Fuse-91144323,1 | 13590 | 69615.6186 | 14389.7486 | 80397.0752 | 121363.6364 | 0.66245 | 0.10114 | 1200000 | 31 | 1 | 0 | 0 | 0 | 1 | Lateral Hardening-Fuse-91144323 | 1500Million | Central | -1 | 3000
Lateral Hardening | Lateral Hardening-Fuse-93297124,1 | 13808 | 64179.4558 | 17075.9668 | 77825.8086 | 117500 | 0.66235 | 0.097917 | 1200000 | 4 | 1 | 0 | 0 | 0 | 1 | Lateral Hardening-Fuse-93297124 | 1500Million | Plant City | -1 | 3000
Lateral Hardening | Lateral Hardening-Fuse-10466918,1 | 13433 | 124608.3749 | 19540.3642 | 138022.9572 | 208409.0909 | 0.66227 | 0.17367 | 1200000 | 9 | 1 | 0 | 0 | 0 | 1 | Lateral Hardening-Fuse-10466918 | 1500Million | Eastern | -1 | 3000
Lateral Hardening | Lateral Hardening-Fuse-60118967,1 | 13097 | 93413.3324 | 32596.4151 | 125353.7835 | 189318.1818 | 0.66213 | 0.15777 | 1200000 | 2 | 1 | 0 | 0 | 0 | 1 | Lateral Hardening-Fuse-60118967 | 1500Million | Central | -1 | 3000
Lateral Hardening | Lateral Hardening-Fuse-10455397,2 | 13171 | 63389.9815 | 2390.7496 | 62703.3827 | 94727.2727 | 0.66194 | 0.098674 | 960000 | 9 | 2 | 1 | 0 | 1 | 3 | Lateral Hardening-Fuse-10455397, Lateral Hardening-Fuse-93368507 | 1500Million | Eastern | -1 | 3000
Lateral Hardening | Lateral Hardening-Fuse-92739786,1 | 14041 | 164497.2763 | 38367.4786 | 195714.0917 | 295909.0909 | 0.6614 | 0.24659 | 1200000 | 14 | 1 | 0 | 0 | 0 | 1 | Lateral Hardening-Fuse-92739786 | 1500Million | Central | -1 | 3000
Lateral Hardening | Lateral Hardening-Fuse-93337141,1 | 13117 | 277060.6294 | 49218.0295 | 315310.5809 | 476818.1818 | 0.66128 | 0.39735 | 1200000 | 20 | 1 | 0 | 0 | 0 | 1 | Lateral Hardening-Fuse-93337141 | 1500Million | Winter Haven | -1 | 3000
Lateral Hardening | Lateral Hardening-Fuse-91444526,1 | 13160 | 277517.5916 | 138813.719 | 403698.0123 | 610681.8182 | 0.66106 | 0.5089 | 1200000 | 61 | 1 | 0 | 0 | 0 | 1 | Lateral Hardening-Fuse-91444526 | 1500Million | Central | -1 | 3000
Lateral Hardening | Lateral Hardening-Fuse-10162075,1 | 13142 | 33579.5125 | 1077.9896 | 33014.5622 | 50000 | 0.66029 | 0.0087121 | 5739130.4348 | 8 | 1 | 0 | 0 | 0 | 1 | Lateral Hardening-Fuse-10162075 | 1500Million | Western | -1 | 3000
Lateral Hardening | Lateral Hardening-Fuse-90633859,5 | 13633 | 210002.7061 | 32645.4521 | 279481.7154 | 423272.7273 | 0.66029 | 0.44091 | 960000 | 12 | 5 | 0 | 0 | 0 | 5 | Lateral Hardening-Fuse-90633859 [ 2021 ], Lateral Hardening-Fuse-90564142 [ 2021 ], Lateral Hardening-Fuse-90564150, Lateral Hardening-Fuse-91764663, Lateral Hardening-Fuse-90564179 | 1500Million | Central | -1 | 3000
Lateral Hardening | Lateral Hardening-Fuse-60350014,4 | 13102 | 269031.7317 | 119201.2294 | 379294.4308 | 574727.2727 | 0.65996 | 0.59867 | 960000 | 82 | 4 | 0 | 0 | 0 | 4 | Lateral Hardening-Fuse-60350014 [ 2022 ], Lateral Hardening-Fuse-60145938, Lateral Hardening-Fuse-91531134, Lateral Hardening-Fuse-10367312 | 1500Million | Central | -1 | 3000
Lateral Hardening | Lateral Hardening-Fuse-90112658,1 | 14025 | 59460.2818 | 15948.9526 | 72424.0581 | 109772.7273 | 0.65976 | 0.091477 | 1200000 | 3 | 1 | 0 | 0 | 0 | 1 | Lateral Hardening-Fuse-90112658 | 1500Million | South Hillsborough | -1 | 3000
Lateral Hardening | Lateral Hardening-Fuse-92629843,2 | 13303 | 360017.9478 | 243803.1836 | 588667.4852 | 892545.4545 | 0.65954 | 0.92973 | 960000 | 3 | 2 | 0 | 0 | 0 | 2 | Lateral Hardening-Fuse-92629843, Lateral Hardening-Fuse-92629847 [ 2027 ] | 1500Million | South Hillsborough | -1 | 3000
Lateral Hardening | Lateral Hardening-Fuse-60318199,1 | 13236 | 175415.652 | 80429.5028 | 304442.9577 | 461818.1818 | 0.65923 | 0.38485 | 1200000 | 8 | 1 | 0 | 0 | 0 | 1 | Lateral Hardening-Fuse-60318199 | 1500Million | South Hillsborough | -1 | 3000
Lateral Hardening | Lateral Hardening-Fuse-10516406,1 | 13692 | 185082.8627 | 37933.2865 | 214989.7451 | 326136.3636 | 0.6592 | 0.27178 | 1200000 | 55 | 1 | 1 | 0 | 1 | 2 | Lateral Hardening-Fuse-10516406 [ 2029 ] | 1500Million | Eastern | -1 | 3000
Lateral Hardening | Lateral Hardening-Fuse-10635991,1 | 13388 | 148997.1816 | 31925.3498 | 175345.6052 | 266136.3636 | 0.65886 | 0.22178 | 1200000 | 15 | 1 | 1 | 0 | 1 | 2 | Lateral Hardening-Fuse-10635991 [ 2024 ] | 1500Million | Plant City | -1 | 3000
Lateral Hardening | Lateral Hardening-Fuse-10722426,1 | 13817 | 218850.04 | 72853.8465 | 283223.9957 | 430000 | 0.65866 | 0.35833 | 1200000 | 28 | 1 | 0 | 0 | 0 | 1 | Lateral Hardening-Fuse-10722426 | 1500Million | South Hillsborough | -1 | 3000
Lateral Hardening | Lateral Hardening-Fuse-91032251,3 | 13372 | 108264.6253 | 10573.4619 | 113503.4629 | 172363.6364 | 0.65851 | 0.17955 | 960000 | 14 | 3 | 1 | 0 | 1 | 4 | Lateral Hardening-Fuse-91032251, Lateral Hardening-Fuse-60174795, Lateral Hardening-Fuse-10569627 | 1500Million | Winter Haven | -1 | 3000
Lateral Hardening | Lateral Hardening-Fuse-10100700,1 | 13048 | 75093.1838 | 5117.5136 | 76585.3283 | 116363.6364 | 0.65816 | 0.09697 | 1200000 | 11 | 1 | 0 | 0 | 0 | 1 | Lateral Hardening-Fuse-10100700 | 1500Million | Central | -1 | 3000
Lateral Hardening | Lateral Hardening-Fuse-92835600,1 | 13111 | 32644.8528 | 1781.8342 | 32899.2168 | 50000 | 0.65798 | 0.019886 | 2514285.7143 | 30 | 1 | 0 | 0 | 0 | 1 | Lateral Hardening-Fuse-92835600 | 1500Million | Western | -1 | 3000
Lateral Hardening | Lateral Hardening-Fuse-92152439,1 | 13391 | 240783.9174 | 166895.4056 | 396117.8334 | 602045.4545 | 0.65795 | 0.5017 | 1200000 | 10 | 1 | 0 | 0 | 0 | 1 | Lateral Hardening-Fuse-92152439 [ 2028 ] | 1500Million | Plant City | -1 | 3000
Lateral Hardening | Lateral Hardening-Fuse-10588799,1 | 13471 | 36879.1658 | 65163.2894 | 121104.2397 | 184090.9091 | 0.65785 | 0.15341 | 1200000 | 36 | 1 | 0 | 0 | 0 | 1 | Lateral Hardening-Fuse-10588799 | 1500Million | Winter Haven | -1 | 3000
Lateral Hardening | Lateral Hardening-Fuse-93249152,1 | 13175 | 35788.1408 | 2460.7911 | 36459.2086 | 55454.5455 | 0.65746 | 0.046212 | 1200000 | 4 | 1 | 0 | 0 | 0 | 1 | Lateral Hardening-Fuse-93249152 | 1500Million | Central | -1 | 3000
Lateral Hardening | Lateral Hardening-Fuse-10466890,1 | 13433 | 110406.0551 | 16968.9544 | 122467.1675 | 186363.6364 | 0.65714 | 0.1553 | 1200000 | 24 | 1 | 1 | 0 | 1 | 2 | Lateral Hardening-Fuse-10466890 | 1500Million | Eastern | -1 | 3000
Lateral Hardening | Lateral Hardening-Fuse-60131257,1 | 13723 | 212741.4434 | 72896.4399 | 277069.6107 | 421818.1818 | 0.65685 | 0.35152 | 1200000 | 23 | 1 | 0 | 0 | 0 | 1 | Lateral Hardening-Fuse-60131257 | 1500Million | Plant City | -1 | 3000
Lateral Hardening | Lateral Hardening-Fuse-92891160,1 | 13112 | 71297.5742 | 6340.4753 | 74159.4608 | 112954.5455 | 0.65654 | 0.094129 | 1200000 | 22 | 1 | 0 | 0 | 0 | 1 | Lateral Hardening-Fuse-92891160 | 1500Million | Western | -1 | 3000
Lateral Hardening | Lateral Hardening-Fuse-10627066,21 | 13147 | 2235655.1041 | 765624.7071 | 2998858.5229 | 4569272.7273 | 0.65631 | 4.7597 | 960000 | 119 | 21 | 0 | 0 | 0 | 21 | Lateral Hardening-Fuse-10627066 [ 2026 ], Lateral Hardening-Fuse-10627073, Lateral Hardening-Fuse-90288662, Lateral Hardening-Fuse-60617340, Lateral Hardening-Fuse-90297798, Lateral Hardening-Fuse-90289876, Lateral Hardening-Fuse-90289868, Lateral Hardening-Fuse-90288606, Lateral Hardening-Fuse-10627055, Lateral Hardening-Fuse-10627079, Lateral Hardening-Fuse-90281071, Lateral Hardening-Fuse-10627082, Lateral Hardening-Fuse-10627084, Lateral Hardening-Fuse-91147880, Lateral Hardening-Fuse-10627074, Lateral Hardening-Fuse-60230014, Lateral Hardening-Fuse-60230015, Lateral Hardening-Fuse-91150432, Lateral Hardening-Fuse-91155610, Lateral Hardening-Fuse-10627080, Lateral Hardening-Fuse-60427354 | 1500Million | Plant City | -1 | 3000
Lateral Hardening | Lateral Hardening-Fuse-10676228,1 | 14124 | 185122.5254 | 45752.0875 | 223741.2162 | 341136.3636 | 0.65587 | 0.28428 | 1200000 | 10 | 1 | 1 | 0 | 1 | 2 | Lateral Hardening-Fuse-10676228 [ 2028 ] | 1500Million | Plant City | -1 | 3000
Lateral Hardening | Lateral Hardening-Fuse-93207948,1 | 13656 | 48243.9249 | 4855.4441 | 50652.6144 | 77272.7273 | 0.6555 | 0.064394 | 1200000 | 4 | 1 | 0 | 0 | 0 | 1 | Lateral Hardening-Fuse-93207948 | 1500Million | Plant City | -1 | 3000
Lateral Hardening | Lateral Hardening-Fuse-92202651,3 | 13489 | 328853.429 | 52907.5598 | 367364.1546 | 561272.7273 | 0.65452 | 0.58466 | 960000 | 18 | 3 | 0 | 0 | 0 | 3 | Lateral Hardening-Fuse-92202651, Lateral Hardening-Fuse-10737664, Lateral Hardening-Fuse-10737690 | 1500Million | South Hillsborough | -1 | 3000
Lateral Hardening | Lateral Hardening-Fuse-90798436,1 | 13099 | 106468.9985 | 30029.5897 | 139805.5675 | 213636.3636 | 0.65441 | 0.17803 | 1200000 | 4 | 1 | 0 | 0 | 0 | 1 | Lateral Hardening-Fuse-90798436 | 1500Million | Central | -1 | 3000
Lateral Hardening | Lateral Hardening-Fuse-91231798,1 | 13073 | 19962.2259 | 68841.2219 | 128122.0708 | 195909.0909 | 0.65399 | 0.16326 | 1200000 | 21 | 1 | 0 | 0 | 0 | 1 | Lateral Hardening-Fuse-91231798 | 1500Million | Western | -1 | 3000
Lateral Hardening | Lateral Hardening-Fuse-10210654,1 | 13426 | 152989.9431 | 24076.0891 | 170946.4794 | 261590.9091 | 0.65349 | 0.21799 | 1200000 | 26 | 1 | 0 | 0 | 0 | 1 | Lateral Hardening-Fuse-10210654 | 1500Million | Western | -1 | 3000
Lateral Hardening | Lateral Hardening-Fuse-92403179,1 | 13900 | 297266.4006 | 70883.5851 | 355487.1592 | 544090.9091 | 0.65336 | 0.45341 | 1200000 | 51 | 1 | 3 | 0 | 3 | 4 | Lateral Hardening-Fuse-92403179 | 1500Million | South Hillsborough | -1 | 3000
Lateral Hardening | Lateral Hardening-Fuse-93233975,1 | 13696 | 199373.1869 | 77702.8854 | 269078.642 | 412045.4545 | 0.65303 | 0.34337 | 1200000 | 29 | 1 | 0 | 0 | 0 | 1 | Lateral Hardening-Fuse-93233975 | 1500Million | Winter Haven | -1 | 3000
Lateral Hardening | Lateral Hardening-Fuse-92603565,1 | 13390 | 225062.2734 | 37088.6919 | 253905.7309 | 388863.6364 | 0.65294 | 0.32405 | 1200000 | 12 | 1 | 0 | 0 | 0 | 1 | Lateral Hardening-Fuse-92603565 [ 2023 ] | 1500Million | Plant City | -1 | 3000
Lateral Hardening | Lateral Hardening-Fuse-10797443,1 | 14041 | 450281.108 | 172064.9759 | 642835.0055 | 985000 | 0.65262 | 0.82083 | 1200000 | 9 | 1 | 0 | 0 | 0 | 1 | Lateral Hardening-Fuse-10797443 | 1500Million | Central | -1 | 3000
Lateral Hardening | Lateral Hardening-Fuse-10590614,4 | 13579 | 300408.6041 | 198655.3422 | 549731.1043 | 842909.0909 | 0.65218 | 0.87803 | 960000 | 22 | 4 | 1 | 0 | 1 | 5 | Lateral Hardening-Fuse-10590614, Lateral Hardening-Fuse-10590617, Lateral Hardening-Fuse-60166668, Lateral Hardening-Fuse-60166670 | 1500Million | Eastern | -1 | 3000
Lateral Hardening | Lateral Hardening-Fuse-91166391,4 | 13156 | 439151.0829 | 254786.6062 | 705451.8449 | 1081818.1818 | 0.6521 | 1.1269 | 960000 | 141 | 4 | 0 | 0 | 0 | 4 | Lateral Hardening-Fuse-91166391, Lateral Hardening-Fuse-60036198, Lateral Hardening-Fuse-60036199, Lateral Hardening-Fuse-10003902 | 1500Million | Western | -1 | 3000
Lateral Hardening | Lateral Hardening-Fuse-90823944,1 | 14102 | 42699.1596 | 4187.9111 | 44756.5754 | 68636.3636 | 0.65208 | 0.057197 | 1200000 | 4 | 1 | 1 | 0 | 1 | 2 | Lateral Hardening-Fuse-90823944 | 1500Million | Central | -1 | 3000
Lateral Hardening | Lateral Hardening-Fuse-10705822,8 | 13983 | 867770.4611 | 227666.1183 | 1088560.1774 | 1669636.3636 | 0.65197 | 1.7392 | 960000 | 62 | 8 | 3 | 0 | 3 | 11 | Lateral Hardening-Fuse-10705822 [ 2029 ], Lateral Hardening-Fuse-93038974, Lateral Hardening-Fuse-60557727, Lateral Hardening-Fuse-91136613, Lateral Hardening-Fuse-10705920, Lateral Hardening-Fuse-91138324, Lateral Hardening-Fuse-60341857, Lateral Hardening-Fuse-91167056 | 1500Million | Plant City | -1 | 3000
Lateral Hardening | Lateral Hardening-Fuse-60200717,1 | 13961 | 46713.528 | 2310.0149 | 46810.3569 | 71818.1818 | 0.65179 | 0.059848 | 1200000 | 12 | 1 | 0 | 0 | 0 | 1 | Lateral Hardening-Fuse-60200717 | 1500Million | Plant City | -1 | 3000
Lateral Hardening | Lateral Hardening-Fuse-91091964,1 | 14114 | 33163.7491 | 1018.54 | 32578.9094 | 50000 | 0.65158 | 0.010417 | 4800000 | 21 | 1 | 1 | 0 | 1 | 2 | Lateral Hardening-Fuse-91091964 | 1500Million | Eastern | -1 | 3000
Lateral Hardening | Lateral Hardening-Fuse-93271978,3 | 13080 | 221240.9542 | 93059.0877 | 305412.1776 | 469818.1818 | 0.65006 | 0.48939 | 960000 | 56 | 3 | 0 | 0 | 0 | 3 | Lateral Hardening-Fuse-93271978, Lateral Hardening-Fuse-93271925, Lateral Hardening-Fuse-93271971 | 1500Million | Western | -1 | 3000
Lateral Hardening | Lateral Hardening-Fuse-92386749,1 | 13461 | 164529.6431 | 28853.3161 | 185838.2999 | 286136.3636 | 0.64947 | 0.23845 | 1200000 | 24 | 1 | 0 | 0 | 0 | 1 | Lateral Hardening-Fuse-92386749 | 1500Million | Eastern | -1 | 3000
Lateral Hardening | Lateral Hardening-Fuse-10758565,1 | 13004 | 64971.3596 | 8670.8196 | 70351.7056 | 108409.0909 | 0.64895 | 0.090341 | 1200000 | 18 | 1 | 0 | 0 | 0 | 1 | Lateral Hardening-Fuse-10758565 | 1500Million | Dade City | -1 | 3000
Lateral Hardening | Lateral Hardening-Fuse-92527626,1 | 13219 | 169801.975 | 38220.3793 | 201848.3745 | 311590.9091 | 0.6478 | 0.25966 | 1200000 | 35 | 1 | 0 | 0 | 0 | 1 | Lateral Hardening-Fuse-92527626 | 1500Million | Western | -1 | 3000
Lateral Hardening | Lateral Hardening-Fuse-91121217,1 | 13066 | 276863.7274 | 136781.818 | 583103.1559 | 900227.2727 | 0.64773 | 0.75019 | 1200000 | 97 | 1 | 0 | 0 | 0 | 1 | Lateral Hardening-Fuse-91121217 | 1500Million | Western | -1 | 3000
Lateral Hardening | Lateral Hardening-Fuse-93279762,1 | 13213 | 142250.4321 | 33758.2441 | 170447.9977 | 263181.8182 | 0.64764 | 0.21932 | 1200000 | 3 | 1 | 0 | 0 | 0 | 1 | Lateral Hardening-Fuse-93279762 [ 2027 ] | 1500Million | Eastern | -1 | 3000
Lateral Hardening | Lateral Hardening-Fuse-92591870,1 | 13303 | 526152.5552 | 207831.7877 | 716585.8189 | 1107272.7273 | 0.64716 | 0.92273 | 1200000 | 53 | 1 | 0 | 0 | 0 | 1 | Lateral Hardening-Fuse-92591870 | 1500Million | South Hillsborough | -1 | 3000
Lateral Hardening | Lateral Hardening-Fuse-10693268,2 | 13147 | 387520.9085 | 130682.2641 | 549546.4823 | 850000 | 0.64653 | 0.88542 | 960000 | 39 | 2 | 0 | 0 | 0 | 2 | Lateral Hardening-Fuse-10693268 [ 2026 ], Lateral Hardening-Fuse-10693250 | 1500Million | Plant City | -1 | 3000
Lateral Hardening | Lateral Hardening-Fuse-10667368,1 | 13787 | 42707.3249 | 8530.1859 | 51559.1569 | 79772.7273 | 0.64633 | 0.066477 | 1200000 | 2 | 1 | 0 | 0 | 0 | 1 | Lateral Hardening-Fuse-10667368 | 1500Million | Plant City | -1 | 3000
Lateral Hardening | Lateral Hardening-Fuse-10612047,1 | 13927 | 54544.4582 | 11041.357 | 62822.5916 | 97272.7273 | 0.64584 | 0.081061 | 1200000 | 4 | 1 | 0 | 0 | 0 | 1 | Lateral Hardening-Fuse-10612047 | 1500Million | Winter Haven | -1 | 3000
Lateral Hardening | Lateral Hardening-Fuse-10376188,1 | 13107 | 129895.1344 | 26220.8143 | 150526.101 | 233409.0909 | 0.6449 | 0.19451 | 1200000 | 19 | 1 | 0 | 0 | 0 | 1 | Lateral Hardening-Fuse-10376188 | 1500Million | Central | -1 | 3000
Lateral Hardening | Lateral Hardening-Fuse-10650581,1 | 13391 | 178343.2897 | 67384.2359 | 246402.7708 | 382272.7273 | 0.64457 | 0.31856 | 1200000 | 7 | 1 | 0 | 0 | 0 | 1 | Lateral Hardening-Fuse-10650581 | 1500Million | Plant City | -1 | 3000
Lateral Hardening | Lateral Hardening-Fuse-92629871,1 | 13303 | 65131.4658 | 23187.5958 | 85393.1867 | 132500 | 0.64448 | 0.11042 | 1200000 | 2 | 1 | 0 | 0 | 0 | 1 | Lateral Hardening-Fuse-92629871 | 1500Million | South Hillsborough | -1 | 3000
Lateral Hardening | Lateral Hardening-Fuse-60426711,1 | 13222 | 349958.279 | 228809.5864 | 590949.8216 | 917272.7273 | 0.64425 | 0.76439 | 1200000 | 95 | 1 | 0 | 0 | 0 | 1 | Lateral Hardening-Fuse-60426711 | 1500Million | Central | -1 | 3000
Lateral Hardening | Lateral Hardening-Fuse-91719628,1 | 13023 | 78017.5106 | 4515.4679 | 78773.2168 | 122272.7273 | 0.64424 | 0.10189 | 1200000 | 17 | 1 | 0 | 0 | 0 | 1 | Lateral Hardening-Fuse-91719628 | 1500Million | Central | -1 | 3000
Lateral Hardening | Lateral Hardening-Fuse-93190537,1 | 13371 | 60140.407 | 306988.5251 | 358990.876 | 557500 | 0.64393 | 0.46458 | 1200000 | 38 | 1 | 1 | 0 | 1 | 2 | Lateral Hardening-Fuse-93190537 | 1500Million | Winter Haven | -1 | 3000
Lateral Hardening | Lateral Hardening-Fuse-10536022,1 | 13115 | 152777.4716 | 41517.6564 | 187893.3409 | 291818.1818 | 0.64387 | 0.24318 | 1200000 | 12 | 1 | 0 | 0 | 0 | 1 | Lateral Hardening-Fuse-10536022 | 1500Million | Winter Haven | -1 | 3000
Lateral Hardening | Lateral Hardening-Fuse-90746512,1 | 13661 | 239809.0751 | 170948.8362 | 399698.0011 | 621363.6364 | 0.64326 | 0.5178 | 1200000 | 81 | 1 | 0 | 0 | 0 | 1 | Lateral Hardening-Fuse-90746512 | 1500Million | Winter Haven | -1 | 3000
Lateral Hardening | Lateral Hardening-Fuse-93316211,4 | 13723 | 416556.4361 | 63812.8033 | 498240.3303 | 775090.9091 | 0.64282 | 0.80739 | 960000 | 31 | 4 | 2 | 0 | 2 | 6 | Lateral Hardening-Fuse-93316211 [ 2024 ], Lateral Hardening-Fuse-10668878, Lateral Hardening-Fuse-93316218 [ 2024 ], Lateral Hardening-Fuse-10668880 | 1500Million | Plant City | -1 | 3000
Lateral Hardening | Lateral Hardening-Fuse-93212863,1 | 13656 | 158119.3352 | 25501.7836 | 176902.3198 | 275227.2727 | 0.64275 | 0.22936 | 1200000 | 5 | 1 | 0 | 0 | 0 | 1 | Lateral Hardening-Fuse-93212863 | 1500Million | Plant City | -1 | 3000
Lateral Hardening | Lateral Hardening-Fuse-10696470,1 | 13961 | 188887.4312 | 21232.2471 | 202181.3947 | 314772.7273 | 0.64231 | 0.26231 | 1200000 | 14 | 1 | 0 | 0 | 0 | 1 | Lateral Hardening-Fuse-10696470 | 1500Million | Plant City | -1 | 3000
Lateral Hardening | Lateral Hardening-Fuse-10795763,1 | 13697 | 65469.7009 | 7397.6603 | 69617.0478 | 108409.0909 | 0.64217 | 0.090341 | 1200000 | 5 | 1 | 0 | 0 | 0 | 1 | Lateral Hardening-Fuse-10795763 | 1500Million | Winter Haven | -1 | 3000
Lateral Hardening | Lateral Hardening-Fuse-92604742,1 | 13390 | 211809.393 | 52591.1599 | 256019.6777 | 399090.9091 | 0.64151 | 0.33258 | 1200000 | 18 | 1 | 0 | 0 | 0 | 1 | Lateral Hardening-Fuse-92604742 | 1500Million | Plant City | -1 | 3000
Lateral Hardening | Lateral Hardening-Fuse-93054589,1 | 13233 | 96191.866 | 18136.3336 | 110488.0767 | 172272.7273 | 0.64136 | 0.14356 | 1200000 | 3 | 1 | 0 | 0 | 0 | 1 | Lateral Hardening-Fuse-93054589 | 1500Million | South Hillsborough | -1 | 3000
Lateral Hardening | Lateral Hardening-Fuse-90887784,1 | 13695 | 79086.044 | 12544.4987 | 87747.4456 | 136818.1818 | 0.64134 | 0.11402 | 1200000 | 13 | 1 | 0 | 0 | 0 | 1 | Lateral Hardening-Fuse-90887784 | 1500Million | Winter Haven | -1 | 3000
Lateral Hardening | Lateral Hardening-Fuse-91058980,2 | 14024 | 201201.9557 | 71130.4577 | 266680.7197 | 415818.1818 | 0.64134 | 0.43314 | 960000 | 64 | 2 | 1 | 0 | 1 | 3 | Lateral Hardening-Fuse-91058980, Lateral Hardening-Fuse-91059075 | 1500Million | South Hillsborough | -1 | 3000
Lateral Hardening | Lateral Hardening-Fuse-91333679,1 | 13388 | 103862.1733 | 13227.1612 | 112649.1753 | 175681.8182 | 0.64121 | 0.1464 | 1200000 | 7 | 1 | 0 | 0 | 0 | 1 | Lateral Hardening-Fuse-91333679 | 1500Million | Plant City | -1 | 3000
Lateral Hardening | Lateral Hardening-Fuse-92320086,1 | 13838 | 245608.323 | 83194.1581 | 318555.6146 | 497045.4545 | 0.6409 | 0.4142 | 1200000 | 26 | 1 | 0 | 0 | 0 | 1 | Lateral Hardening-Fuse-92320086 | 1500Million | Central | -1 | 3000
Lateral Hardening | Lateral Hardening-Fuse-60190631,1 | 13308 | 33617.7194 | 39.9741 | 32038.4187 | 50000 | 0.64077 | 0.0098485 | 5076923.0769 | 60 | 1 | 1 | 0 | 1 | 2 | Lateral Hardening-Fuse-60190631 | 1500Million | Winter Haven | -1 | 3000
Lateral Hardening | Lateral Hardening-Fuse-10662313,2 | 13473 | 202997.3653 | 78231.3301 | 272532.0347 | 425636.3636 | 0.64029 | 0.44337 | 960000 | 54 | 2 | 1 | 0 | 1 | 3 | Lateral Hardening-Fuse-10662313, Lateral Hardening-Fuse-91180896 | 1500Million | Winter Haven | -1 | 3000
Lateral Hardening | Lateral Hardening-Fuse-60195070,1 | 13124 | 52166.9464 | 3352.4176 | 52939.9347 | 82727.2727 | 0.63993 | 0.068939 | 1200000 | 14 | 1 | 0 | 0 | 0 | 1 | Lateral Hardening-Fuse-60195070 | 1500Million | Plant City | -1 | 3000
Lateral Hardening | Lateral Hardening-Fuse-92152252,1 | 13489 | 394103.642 | 129154.859 | 507295.0901 | 793409.0909 | 0.63939 | 0.66117 | 1200000 | 35 | 1 | 0 | 0 | 0 | 1 | Lateral Hardening-Fuse-92152252 | 1500Million | South Hillsborough | -1 | 3000
Lateral Hardening | Lateral Hardening-Fuse-10368948,1 | 13099 | 194758.362 | 71402.4991 | 257523.9273 | 403181.8182 | 0.63873 | 0.33598 | 1200000 | 6 | 1 | 0 | 0 | 0 | 1 | Lateral Hardening-Fuse-10368948 | 1500Million | Central | -1 | 3000
Lateral Hardening | Lateral Hardening-Fuse-10477654,1 | 13435 | 333778.7732 | 208250.8803 | 528853.4094 | 828409.0909 | 0.6384 | 0.69034 | 1200000 | 54 | 1 | 0 | 0 | 0 | 1 | Lateral Hardening-Fuse-10477654 | 1500Million | Eastern | -1 | 3000
Lateral Hardening | Lateral Hardening-Fuse-92734191,1 | 13070 | 359216.537 | 444048.1887 | 785260.9132 | 1230454.5455 | 0.63819 | 1.0254 | 1200000 | 49 | 1 | 2 | 0 | 2 | 3 | Lateral Hardening-Fuse-92734191 | 1500Million | Western | -1 | 3000
Lateral Hardening | Lateral Hardening-Fuse-90204879,7 | 13817 | 1001319.3639 | 257140.2356 | 1218002.756 | 1908909.0909 | 0.63806 | 1.9884 | 960000 | 8 | 7 | 2 | 1 | 1 | 9 | Lateral Hardening-Fuse-90204879 [ 2023 ], Lateral Hardening-Fuse-10722423, Lateral Hardening-Fuse-92522498, Lateral Hardening-Fuse-92733297, Lateral Hardening-Fuse-90214742, Lateral Hardening-Fuse-10722420, Lateral Hardening-Fuse-10722387 | 1500Million | South Hillsborough | -1 | 3000
Lateral Hardening | Lateral Hardening-Fuse-93283693,1 | 13351 | 69398.9452 | 6190.6838 | 72212.6714 | 113181.8182 | 0.63802 | 0.094318 | 1200000 | 25 | 1 | 0 | 0 | 0 | 1 | Lateral Hardening-Fuse-93283693 | 1500Million | Central | -1 | 3000
Lateral Hardening | Lateral Hardening-Fuse-92223396,1 | 13489 | 50011.3064 | 9471.4896 | 56840.1142 | 89090.9091 | 0.638 | 0.074242 | 1200000 | 3 | 1 | 0 | 0 | 0 | 1 | Lateral Hardening-Fuse-92223396 | 1500Million | South Hillsborough | -1 | 3000
Lateral Hardening | Lateral Hardening-Fuse-91534001,1 | 13097 | 168878.4413 | 88163.661 | 249662.9727 | 391363.6364 | 0.63793 | 0.32614 | 1200000 | 5 | 1 | 0 | 0 | 0 | 1 | Lateral Hardening-Fuse-91534001 [ 2025 ] | 1500Million | Central | -1 | 3000
Lateral Hardening | Lateral Hardening-Fuse-60206684,1 | 13254 | 117776.3473 | 12704.495 | 180341.5362 | 282727.2727 | 0.63786 | 0.23561 | 1200000 | 6 | 1 | 0 | 0 | 0 | 1 | Lateral Hardening-Fuse-60206684 | 1500Million | South Hillsborough | -1 | 3000
Lateral Hardening | Lateral Hardening-Fuse-93214962,2 | 13656 | 73681.8409 | 21857.1024 | 92189.1156 | 144545.4545 | 0.63779 | 0.15057 | 960000 | 3 | 2 | 0 | 0 | 0 | 2 | Lateral Hardening-Fuse-93214962 [ 2025 ], Lateral Hardening-Fuse-93214964 | 1500Million | Plant City | -1 | 3000
Lateral Hardening | Lateral Hardening-Fuse-10645459,1 | 13148 | 52444.6875 | 16527.6144 | 120287.6055 | 188636.3636 | 0.63767 | 0.1572 | 1200000 | 4 | 1 | 0 | 0 | 0 | 1 | Lateral Hardening-Fuse-10645459 | 1500Million | Plant City | -1 | 3000
Lateral Hardening | Lateral Hardening-Fuse-10898164,11 | 13582 | 686410.2899 | 295283.2679 | 960349.1892 | 1506181.8182 | 0.63761 | 1.5689 | 960000 | 45 | 11 | 3 | 0 | 3 | 14 | Lateral Hardening-Fuse-10898164, Lateral Hardening-Fuse-92345868, Lateral Hardening-Fuse-60238477, Lateral Hardening-Fuse-10898216, Lateral Hardening-Fuse-10898109, Lateral Hardening-Fuse-10898166, Lateral Hardening-Fuse-10898168, Lateral Hardening-Fuse-10898169, Lateral Hardening-Fuse-10898170, Lateral Hardening-Fuse-10898212, Lateral Hardening-Fuse-10898221 | 1500Million | Western | -1 | 3000
Lateral Hardening | Lateral Hardening-Fuse-10552452,1 | 13577 | 99081.3735 | 19960.2064 | 114748.2217 | 180000 | 0.63749 | 0.15 | 1200000 | 5 | 1 | 0 | 0 | 0 | 1 | Lateral Hardening-Fuse-10552452 | 1500Million | Eastern | -1 | 3000
Lateral Hardening | Lateral Hardening-Fuse-10933173,1 | 13896 | 77988.2864 | 11887.7083 | 94412.9177 | 148181.8182 | 0.63714 | 0.12348 | 1200000 | 11 | 1 | 0 | 0 | 0 | 1 | Lateral Hardening-Fuse-10933173 | 1500Million | South Hillsborough | -1 | 3000
Lateral Hardening | Lateral Hardening-Fuse-10686154,1 | 13808 | 20662.9115 | 2790.465 | 33869.9227 | 53181.8182 | 0.63687 | 0.044318 | 1200000 | 2 | 1 | 0 | 0 | 0 | 1 | Lateral Hardening-Fuse-10686154 | 1500Million | Plant City | -1 | 3000
Lateral Hardening | Lateral Hardening-Fuse-90528831,1 | 13621 | 110097.3137 | 20769.984 | 126127.0203 | 198181.8182 | 0.63642 | 0.16515 | 1200000 | 8 | 1 | 0 | 0 | 0 | 1 | Lateral Hardening-Fuse-90528831 | 1500Million | Western | -1 | 3000
Lateral Hardening | Lateral Hardening-Fuse-90574795,1 | 13101 | 44314.7201 | 5836.2915 | 47970.2853 | 75454.5455 | 0.63575 | 0.062879 | 1200000 | 3 | 1 | 0 | 0 | 0 | 1 | Lateral Hardening-Fuse-90574795 | 1500Million | Central | -1 | 3000
Lateral Hardening | Lateral Hardening-Fuse-92263152,1 | 13041 | 125870.8153 | 17238.6229 | 136942.6917 | 215454.5455 | 0.6356 | 0.17955 | 1200000 | 5 | 1 | 0 | 0 | 0 | 1 | Lateral Hardening-Fuse-92263152 | 1500Million | Eastern | -1 | 3000
Lateral Hardening | Lateral Hardening-Fuse-10089376,1 | 13278 | 146638.2062 | 36795.4662 | 178006.4174 | 280227.2727 | 0.63522 | 0.23352 | 1200000 | 14 | 1 | 0 | 0 | 0 | 1 | Lateral Hardening-Fuse-10089376 | 1500Million | Winter Haven | -1 | 3000
Lateral Hardening | Lateral Hardening-Fuse-91969808,1 | 13672 | 190144.6205 | 48957.4621 | 231612.2689 | 364772.7273 | 0.63495 | 0.30398 | 1200000 | 34 | 1 | 0 | 0 | 0 | 1 | Lateral Hardening-Fuse-91969808 | 1500Million | Western | -1 | 3000
Lateral Hardening | Lateral Hardening-Fuse-60257059,3 | 13294 | 505984.4146 | 106489.7223 | 591900.8733 | 932545.4545 | 0.63472 | 0.9714 | 960000 | 13 | 3 | 3 | 0 | 3 | 6 | Lateral Hardening-Fuse-60257059, Lateral Hardening-Fuse-10090739, Lateral Hardening-Fuse-60234208 | 1500Million | Winter Haven | -1 | 3000
Lateral Hardening | Lateral Hardening-Fuse-92274044,1 | 13231 | 136078.3957 | 42653.2158 | 172854.1419 | 272727.2727 | 0.6338 | 0.22727 | 1200000 | 4 | 1 | 1 | 0 | 1 | 2 | Lateral Hardening-Fuse-92274044 | 1500Million | Eastern | -1 | 3000
Lateral Hardening | Lateral Hardening-Fuse-91967257,1 | 13011 | 156617.2978 | 23741.9273 | 194498.1091 | 307045.4545 | 0.63345 | 0.25587 | 1200000 | 51 | 1 | 0 | 0 | 0 | 1 | Lateral Hardening-Fuse-91967257 | 1500Million | Plant City | -1 | 3000
Lateral Hardening | Lateral Hardening-Fuse-10012540,1 | 13039 | 111405.6415 | 75112.6776 | 201192.9839 | 317727.2727 | 0.63323 | 0.26477 | 1200000 | 5 | 1 | 0 | 0 | 0 | 1 | Lateral Hardening-Fuse-10012540 | 1500Million | Eastern | -1 | 3000
Lateral Hardening | Lateral Hardening-Fuse-92017629,1 | 13460 | 151505.4204 | 57791.0818 | 203347.8386 | 321363.6364 | 0.63277 | 0.2678 | 1200000 | 4 | 1 | 0 | 0 | 0 | 1 | Lateral Hardening-Fuse-92017629 | 1500Million | Eastern | -1 | 3000
Lateral Hardening | Lateral Hardening-Fuse-92414261,1 | 13463 | 94238.3075 | 2857.8985 | 92572.581 | 146363.6364 | 0.63248 | 0.12197 | 1200000 | 21 | 1 | 0 | 0 | 0 | 1 | Lateral Hardening-Fuse-92414261 | 1500Million | Plant City | -1 | 3000
Lateral Hardening | Lateral Hardening-Fuse-60070006,1 | 13046 | 26595.9216 | 2112.7415 | 31616.6799 | 50000 | 0.63233 | 0.038068 | 1313432.8358 | 15 | 1 | 0 | 0 | 0 | 1 | Lateral Hardening-Fuse-60070006 | 1500Million | Central | -1 | 3000
Lateral Hardening | Lateral Hardening-Fuse-91941728,4 | 13023 | 282737.1623 | 52338.7328 | 390348.752 | 617454.5455 | 0.63219 | 0.64318 | 960000 | 80 | 4 | 0 | 0 | 0 | 4 | Lateral Hardening-Fuse-91941728, Lateral Hardening-Fuse-60001697, Lateral Hardening-Fuse-91941752, Lateral Hardening-Fuse-60001724 | 1500Million | Central | -1 | 3000
Lateral Hardening | Lateral Hardening-Fuse-10686240,1 | 13808 | 30702.2789 | 4796.0934 | 33907.6873 | 53636.3636 | 0.63218 | 0.044697 | 1200000 | 2 | 1 | 0 | 0 | 0 | 1 | Lateral Hardening-Fuse-10686240 | 1500Million | Plant City | -1 | 3000
Lateral Hardening | Lateral Hardening-Fuse-92249508,1 | 13030 | 320296.8776 | 275399.404 | 580897.3415 | 919318.1818 | 0.63188 | 0.7661 | 1200000 | 45 | 1 | 0 | 0 | 0 | 1 | Lateral Hardening-Fuse-92249508 | 1500Million | Winter Haven | -1 | 3000
Lateral Hardening | Lateral Hardening-Fuse-90712970,1 | 13164 | 41079.7485 | 132707.7442 | 170401.2778 | 269772.7273 | 0.63165 | 0.22481 | 1200000 | 35 | 1 | 0 | 0 | 0 | 1 | Lateral Hardening-Fuse-90712970 | 1500Million | Western | -1 | 3000
Lateral Hardening | Lateral Hardening-Fuse-10829422,6 | 13687 | 582680.2297 | 213025.5018 | 802001.0359 | 1270727.2727 | 0.63114 | 1.3237 | 960000 | 43 | 6 | 1 | 0 | 1 | 7 | Lateral Hardening-Fuse-10829422, Lateral Hardening-Fuse-93267412, Lateral Hardening-Fuse-10829410, Lateral Hardening-Fuse-10829416, Lateral Hardening-Fuse-10829518, Lateral Hardening-Fuse-93365509 | 1500Million | Eastern | -1 | 3000
Lateral Hardening | Lateral Hardening-Fuse-92120211,4 | 13470 | 392592.3889 | 278296.6884 | 659128.2503 | 1044363.6364 | 0.63113 | 1.0879 | 960000 | 99 | 4 | 0 | 0 | 0 | 4 | Lateral Hardening-Fuse-92120211, Lateral Hardening-Fuse-10793140, Lateral Hardening-Fuse-92111618, Lateral Hardening-Fuse-60211563 | 1500Million | Winter Haven | -1 | 3000
Lateral Hardening | Lateral Hardening-Fuse-90429391,1 | 13655 | 29847.6787 | 3140.4869 | 31551.4085 | 50000 | 0.63103 | 0.034659 | 1442622.9508 | 3 | 1 | 0 | 0 | 0 | 1 | Lateral Hardening-Fuse-90429391 | 1500Million | Plant City | -1 | 3000
Lateral Hardening | Lateral Hardening-Fuse-10274716,1 | 13624 | 152016.3948 | 29158.5796 | 175366.5921 | 277954.5455 | 0.63092 | 0.23163 | 1200000 | 10 | 1 | 1 | 0 | 1 | 2 | Lateral Hardening-Fuse-10274716 | 1500Million | Western | -1 | 3000
Lateral Hardening | Lateral Hardening-Fuse-92442505,3 | 13651 | 604008.4748 | 245388.1447 | 828206.9215 | 1312909.0909 | 0.63082 | 1.3676 | 960000 | 79 | 3 | 0 | 0 | 0 | 3 | Lateral Hardening-Fuse-92442505, Lateral Hardening-Fuse-60583268, Lateral Hardening-Fuse-90907543 | 1500Million | South Hillsborough | -1 | 3000
Lateral Hardening | Lateral Hardening-Fuse-91965432,1 | 13027 | 61599.4509 | 236177.6265 | 290161.1531 | 460000 | 0.63079 | 0.38333 | 1200000 | 36 | 1 | 0 | 0 | 0 | 1 | Lateral Hardening-Fuse-91965432 | 1500Million | Central | -1 | 3000
Lateral Hardening | Lateral Hardening-Fuse-60168892,2 | 13473 | 139839.9397 | 4415.2299 | 137334.0581 | 218000 | 0.62997 | 0.22708 | 960000 | 22 | 2 | 0 | 0 | 0 | 2 | Lateral Hardening-Fuse-60168892, Lateral Hardening-Fuse-60303829 | 1500Million | Winter Haven | -1 | 3000
Lateral Hardening | Lateral Hardening-Fuse-92320996,1 | 13808 | 536657.8342 | 237007.1613 | 753382.9922 | 1196818.1818 | 0.62949 | 0.99735 | 1200000 | 29 | 1 | 0 | 0 | 0 | 1 | Lateral Hardening-Fuse-92320996 | 1500Million | Plant City | -1 | 3000
Lateral Hardening | Lateral Hardening-Fuse-93351708,2 | 13687 | 346632.0026 | 376174.2976 | 710273.6907 | 1129818.1818 | 0.62866 | 1.1769 | 960000 | 25 | 2 | 1 | 0 | 1 | 3 | Lateral Hardening-Fuse-93351708, Lateral Hardening-Fuse-91719936 | 1500Million | Eastern | -1 | 3000
Lateral Hardening | Lateral Hardening-Fuse-60009273,1 | 13113 | 100836.2864 | 55455.1148 | 151392.6452 | 240909.0909 | 0.62842 | 0.20076 | 1200000 | 24 | 1 | 0 | 0 | 0 | 1 | Lateral Hardening-Fuse-60009273 | 1500Million | Western | -1 | 3000
Lateral Hardening | Lateral Hardening-Fuse-92962473,1 | 14041 | 30459.4502 | 2489.0878 | 31420.544 | 50000 | 0.62841 | 0.014205 | 3520000 | 12 | 1 | 0 | 0 | 0 | 1 | Lateral Hardening-Fuse-92962473 | 1500Million | Central | -1 | 3000
Lateral Hardening | Lateral Hardening-Fuse-90898681,1 | 13807 | 202480.0692 | 78086.0735 | 272009.8275 | 432954.5455 | 0.62826 | 0.3608 | 1200000 | 18 | 1 | 0 | 0 | 0 | 1 | Lateral Hardening-Fuse-90898681 | 1500Million | Plant City | -1 | 3000
Lateral Hardening | Lateral Hardening-Fuse-60188238,1 | 13807 | 202498.4374 | 78933.4977 | 273069.2607 | 434772.7273 | 0.62807 | 0.36231 | 1200000 | 11 | 1 | 0 | 0 | 0 | 1 | Lateral Hardening-Fuse-60188238 | 1500Million | Plant City | -1 | 3000
Lateral Hardening | Lateral Hardening-Fuse-92529621,4 | 13210 | 130623.6517 | 64955.2977 | 189422.1836 | 301636.3636 | 0.62798 | 0.3142 | 960000 | 9 | 4 | 1 | 0 | 1 | 5 | Lateral Hardening-Fuse-92529621, Lateral Hardening-Fuse-92178129, Lateral Hardening-Fuse-90526516, Lateral Hardening-Fuse-92956036 | 1500Million | Western | -1 | 3000
Lateral Hardening | Lateral Hardening-Fuse-10716313,1 | 13959 | 45469.643 | 4633.9476 | 50199.9665 | 80000 | 0.6275 | 0.066667 | 1200000 | 2 | 1 | 0 | 0 | 0 | 1 | Lateral Hardening-Fuse-10716313 | 1500Million | Plant City | -1 | 3000
Lateral Hardening | Lateral Hardening-Fuse-10925129,1 | 13342 | 101980.7182 | 40526.512 | 145303.3768 | 231590.9091 | 0.62741 | 0.19299 | 1200000 | 2 | 1 | 0 | 0 | 0 | 1 | Lateral Hardening-Fuse-10925129 | 1500Million | South Hillsborough | -1 | 3000
Lateral Hardening | Lateral Hardening-Fuse-10635960,1 | 13388 | 135931.399 | 29397.7216 | 181250.8195 | 289090.9091 | 0.62697 | 0.24091 | 1200000 | 17 | 1 | 0 | 0 | 0 | 1 | Lateral Hardening-Fuse-10635960 | 1500Million | Plant City | -1 | 3000
Lateral Hardening | Lateral Hardening-Fuse-92729358,1 | 13133 | 28949.4496 | 3827.972 | 31311.326 | 50000 | 0.62623 | 0.030303 | 1650000 | 5 | 1 | 0 | 0 | 0 | 1 | Lateral Hardening-Fuse-92729358 | 1500Million | Eastern | -1 | 3000
Lateral Hardening | Lateral Hardening-Fuse-60614690,1 | 13470 | 53026.3287 | 7820.2278 | 58209.6199 | 92954.5455 | 0.62622 | 0.077462 | 1200000 | 13 | 1 | 0 | 0 | 0 | 1 | Lateral Hardening-Fuse-60614690 | 1500Million | Winter Haven | -1 | 3000
Lateral Hardening | Lateral Hardening-Fuse-90832189,1 | 13959 | 43203.0344 | 3467.4794 | 44521.5392 | 71136.3636 | 0.62586 | 0.05928 | 1200000 | 4 | 1 | 0 | 0 | 0 | 1 | Lateral Hardening-Fuse-90832189 | 1500Million | Plant City | -1 | 3000
Lateral Hardening | Lateral Hardening-Fuse-60015304,1 | 13008 | 114704.3843 | 22807.7205 | 132700.7921 | 212045.4545 | 0.62581 | 0.1767 | 1200000 | 20 | 1 | 0 | 0 | 0 | 1 | Lateral Hardening-Fuse-60015304 | 1500Million | Plant City | -1 | 3000
Lateral Hardening | Lateral Hardening-Fuse-10876260,2 | 13649 | 650148.1309 | 712506.9609 | 1322614.0326 | 2114545.4545 | 0.62548 | 2.2027 | 960000 | 152 | 2 | 0 | 0 | 0 | 2 | Lateral Hardening-Fuse-10876260, Lateral Hardening-Fuse-10876226 | 1500Million | South Hillsborough | -1 | 3000
Lateral Hardening | Lateral Hardening-Fuse-90782167,8 | 13583 | 811289.9494 | 192319.4107 | 971651.6739 | 1554363.6364 | 0.62511 | 1.6191 | 960000 | 50 | 8 | 0 | 0 | 0 | 8 | Lateral Hardening-Fuse-90782167 [ 2028 ], Lateral Hardening-Fuse-10254043, Lateral Hardening-Fuse-90481856, Lateral Hardening-Fuse-90525592, Lateral Hardening-Fuse-60312288, Lateral Hardening-Fuse-10254042, Lateral Hardening-Fuse-91760867, Lateral Hardening-Fuse-10254040 | 1500Million | Western | -1 | 3000
Lateral Hardening | Lateral Hardening-Fuse-10195191,1 | 13323 | 44255.654 | 1081.4672 | 43173.3844 | 69090.9091 | 0.62488 | 0.057576 | 1200000 | 2 | 1 | 0 | 0 | 0 | 1 | Lateral Hardening-Fuse-10195191 | 1500Million | Western | -1 | 3000
Lateral Hardening | Lateral Hardening-Fuse-10668800,1 | 13723 | 93011.7811 | 29406.3578 | 118428.7321 | 189545.4545 | 0.6248 | 0.15795 | 1200000 | 3 | 1 | 0 | 0 | 0 | 1 | Lateral Hardening-Fuse-10668800 [ 2024 ] | 1500Million | Plant City | -1 | 3000
Lateral Hardening | Lateral Hardening-Fuse-92395570,1 | 13019 | 244418.2161 | 92438.5534 | 326564.2232 | 522727.2727 | 0.62473 | 0.43561 | 1200000 | 21 | 1 | 0 | 0 | 0 | 1 | Lateral Hardening-Fuse-92395570 | 1500Million | South Hillsborough | -1 | 3000
Lateral Hardening | Lateral Hardening-Fuse-60170630,3 | 13092 | 190204.7181 | 80558.7611 | 277989.7823 | 445090.9091 | 0.62457 | 0.46364 | 960000 | 20 | 3 | 2 | 0 | 2 | 5 | Lateral Hardening-Fuse-60170630, Lateral Hardening-Fuse-60012055, Lateral Hardening-Fuse-60006902 | 1500Million | Central | -1 | 3000
Lateral Hardening | Lateral Hardening-Fuse-10723992,1 | 13780 | 103724.6054 | 250273.8289 | 357093.8281 | 571818.1818 | 0.62449 | 0.47652 | 1200000 | 67 | 1 | 0 | 0 | 0 | 1 | Lateral Hardening-Fuse-10723992 | 1500Million | South Hillsborough | -1 | 3000
Lateral Hardening | Lateral Hardening-Fuse-92390872,1 | 13495 | 147898.1263 | 36899.0941 | 178575.3968 | 286136.3636 | 0.62409 | 0.23845 | 1200000 | 24 | 1 | 0 | 0 | 0 | 1 | Lateral Hardening-Fuse-92390872 | 1500Million | Eastern | -1 | 3000
Lateral Hardening | Lateral Hardening-Fuse-10060321,1 | 13418 | 176949.0346 | 70609.5331 | 240810.308 | 385909.0909 | 0.62401 | 0.32159 | 1200000 | 46 | 1 | 0 | 0 | 0 | 1 | Lateral Hardening-Fuse-10060321 | 1500Million | Central | -1 | 3000
Lateral Hardening | Lateral Hardening-Fuse-60021903,1 | 13303 | 115686.4215 | 37952.9786 | 159320.3978 | 255681.8182 | 0.62312 | 0.21307 | 1200000 | 6 | 1 | 0 | 0 | 0 | 1 | Lateral Hardening-Fuse-60021903 | 1500Million | South Hillsborough | -1 | 3000
Lateral Hardening | Lateral Hardening-Fuse-60543582,1 | 14081 | 152300.7892 | 104174.4658 | 727581.2781 | 1168409.0909 | 0.62271 | 0.97367 | 1200000 | 84 | 1 | 4 | 0 | 4 | 5 | Lateral Hardening-Fuse-60543582 | 1500Million | Western | -1 | 3000
Lateral Hardening | Lateral Hardening-Fuse-10671202,1 | 13724 | 51547.3892 | 5873.1443 | 54902.0195 | 88181.8182 | 0.6226 | 0.073485 | 1200000 | 6 | 1 | 0 | 0 | 0 | 1 | Lateral Hardening-Fuse-10671202 | 1500Million | Plant City | -1 | 3000
Lateral Hardening | Lateral Hardening-Fuse-91845593,1 | 13155 | 135827.0583 | 41563.2274 | 172167.3334 | 276590.9091 | 0.62246 | 0.23049 | 1200000 | 18 | 1 | 0 | 0 | 0 | 1 | Lateral Hardening-Fuse-91845593 | 1500Million | Western | -1 | 3000
Lateral Hardening | Lateral Hardening-Fuse-91260258,1 | 13326 | 75792.1133 | 19838.7489 | 91805.1713 | 147500 | 0.62241 | 0.12292 | 1200000 | 5 | 1 | 0 | 0 | 0 | 1 | Lateral Hardening-Fuse-91260258 | 1500Million | Eastern | -1 | 3000
Lateral Hardening | Lateral Hardening-Fuse-10588793,1 | 13471 | 84597.6933 | 4058.5013 | 101612.4756 | 163409.0909 | 0.62183 | 0.13617 | 1200000 | 74 | 1 | 3 | 0 | 3 | 4 | Lateral Hardening-Fuse-10588793 | 1500Million | Winter Haven | -1 | 3000
Lateral Hardening | Lateral Hardening-Fuse-10165822,1 | 13072 | 45790.2505 | 5301.0847 | 48845.6105 | 78636.3636 | 0.62116 | 0.06553 | 1200000 | 7 | 1 | 0 | 0 | 0 | 1 | Lateral Hardening-Fuse-10165822 | 1500Million | Western | -1 | 3000
Lateral Hardening | Lateral Hardening-Fuse-60072651,1 | 13111 | 69609.7014 | 9052.3064 | 86510.5259 | 139318.1818 | 0.62096 | 0.1161 | 1200000 | 19 | 1 | 0 | 0 | 0 | 1 | Lateral Hardening-Fuse-60072651 | 1500Million | Western | -1 | 3000
Lateral Hardening | Lateral Hardening-Fuse-10798806,1 | 14025 | 140948.3765 | 26064.0663 | 168578.0665 | 271590.9091 | 0.62071 | 0.22633 | 1200000 | 9 | 1 | 0 | 0 | 0 | 1 | Lateral Hardening-Fuse-10798806 | 1500Million | South Hillsborough | -1 | 3000
Lateral Hardening | Lateral Hardening-Fuse-60008403,1 | 13090 | 109453.7448 | 305047.7754 | 405026.2601 | 652954.5455 | 0.6203 | 0.54413 | 1200000 | 76 | 1 | 0 | 0 | 0 | 1 | Lateral Hardening-Fuse-60008403 | 1500Million | Central | -1 | 3000
Lateral Hardening | Lateral Hardening-Fuse-91968993,3 | 13008 | 368348.3685 | 86390.4196 | 438476.1915 | 707090.9091 | 0.62011 | 0.73655 | 960000 | 47 | 3 | 0 | 0 | 0 | 3 | Lateral Hardening-Fuse-91968993, Lateral Hardening-Fuse-92840379, Lateral Hardening-Fuse-60015235 | 1500Million | Plant City | -1 | 3000
Lateral Hardening | Lateral Hardening-Fuse-60191055,1 | 13335 | 470203.4813 | 306027.3377 | 754078.4923 | 1216136.3636 | 0.62006 | 1.0134 | 1200000 | 37 | 1 | 6 | 0 | 6 | 7 | Lateral Hardening-Fuse-60191055 | 1500Million | Western | -1 | 3000
Lateral Hardening | Lateral Hardening-Fuse-93004361,6 | 13229 | 385870.2067 | 215380.2002 | 585005.2051 | 943818.1818 | 0.61983 | 0.98314 | 960000 | 147 | 6 | 2 | 0 | 2 | 8 | Lateral Hardening-Fuse-93004361, Lateral Hardening-Fuse-92998703, Lateral Hardening-Fuse-92999757, Lateral Hardening-Fuse-93003205, Lateral Hardening-Fuse-93006925, Lateral Hardening-Fuse-92998704 | 1500Million | Eastern | -1 | 3000
Lateral Hardening | Lateral Hardening-Fuse-91026679,2 | 13236 | 228383.5651 | 112131.9346 | 384196.2343 | 620000 | 0.61967 | 0.64583 | 960000 | 13 | 2 | 2 | 0 | 2 | 4 | Lateral Hardening-Fuse-91026679, Lateral Hardening-Fuse-92059610 | 1500Million | South Hillsborough | -1 | 3000
Lateral Hardening | Lateral Hardening-Fuse-10173498,1 | 13191 | 93672.6521 | 15315.9198 | 104975.8564 | 169545.4545 | 0.61916 | 0.14129 | 1200000 | 19 | 1 | 0 | 0 | 0 | 1 | Lateral Hardening-Fuse-10173498 | 1500Million | Western | -1 | 3000
Lateral Hardening | Lateral Hardening-Fuse-10402252,2 | 13592 | 90142.5721 | 10333.984 | 96111.6387 | 155272.7273 | 0.61899 | 0.16174 | 960000 | 42 | 2 | 0 | 0 | 0 | 2 | Lateral Hardening-Fuse-10402252, Lateral Hardening-Fuse-10402253 | 1500Million | Central | -1 | 3000
Lateral Hardening | Lateral Hardening-Fuse-10173521,1 | 13191 | 305313.6958 | 179054.3268 | 470805.7559 | 760681.8182 | 0.61893 | 0.6339 | 1200000 | 73 | 1 | 1 | 0 | 1 | 2 | Lateral Hardening-Fuse-10173521 | 1500Million | Western | -1 | 3000
Lateral Hardening | Lateral Hardening-Fuse-92872408,1 | 13460 | 31411.4357 | 1035.1048 | 30943.0201 | 50000 | 0.61886 | 0.041098 | 1216589.8618 | 12 | 1 | 0 | 0 | 0 | 1 | Lateral Hardening-Fuse-92872408 | 1500Million | Eastern | -1 | 3000
Lateral Hardening | Lateral Hardening-Fuse-92607260,1 | 13390 | 38086.9448 | 12168.4015 | 48233.5493 | 77954.5455 | 0.61874 | 0.064962 | 1200000 | 4 | 1 | 0 | 0 | 0 | 1 | Lateral Hardening-Fuse-92607260 | 1500Million | Plant City | -1 | 3000
Lateral Hardening | Lateral Hardening-Fuse-10098508,1 | 13085 | 408766.4765 | 138712.002 | 531103.5077 | 858636.3636 | 0.61854 | 0.71553 | 1200000 | 15 | 1 | 3 | 0 | 3 | 4 | Lateral Hardening-Fuse-10098508 | 1500Million | Eastern | -1 | 3000
Lateral Hardening | Lateral Hardening-Fuse-60401671,6 | 13505 | 437440.2706 | 319147.0619 | 736300.8072 | 1191454.5455 | 0.61798 | 1.2411 | 960000 | 32 | 6 | 1 | 0 | 1 | 7 | Lateral Hardening-Fuse-60401671, Lateral Hardening-Fuse-60401772, Lateral Hardening-Fuse-60401787, Lateral Hardening-Fuse-60401793, Lateral Hardening-Fuse-60401804, Lateral Hardening-Fuse-60401822 | 1500Million | Eastern | -1 | 3000
Lateral Hardening | Lateral Hardening-Fuse-10595487,1 | 13698 | 142395.6642 | 37686.5908 | 174126.1294 | 281818.1818 | 0.61787 | 0.23485 | 1200000 | 32 | 1 | 0 | 0 | 0 | 1 | Lateral Hardening-Fuse-10595487 | 1500Million | Winter Haven | -1 | 3000
Lateral Hardening | Lateral Hardening-Fuse-10745658,1 | 13431 | 139485.177 | 49413.0842 | 183105.0036 | 296363.6364 | 0.61784 | 0.24697 | 1200000 | 3 | 1 | 0 | 0 | 0 | 1 | Lateral Hardening-Fuse-10745658 | 1500Million | Dade City | -1 | 3000
Lateral Hardening | Lateral Hardening-Fuse-90502549,1 | 13079 | 59725.4774 | 10633.2003 | 67256.6385 | 108863.6364 | 0.61781 | 0.09072 | 1200000 | 3 | 1 | 1 | 0 | 1 | 2 | Lateral Hardening-Fuse-90502549 | 1500Million | Western | -1 | 3000
Lateral Hardening | Lateral Hardening-Fuse-10196999,1 | 13359 | 31568.4367 | 106806.4526 | 184706.3902 | 299090.9091 | 0.61756 | 0.24924 | 1200000 | 25 | 1 | 0 | 0 | 0 | 1 | Lateral Hardening-Fuse-10196999 | 1500Million | Western | -1 | 3000
Lateral Hardening | Lateral Hardening-Fuse-10442370,1 | 13948 | 51686.3413 | 8811.7758 | 57821.3181 | 93636.3636 | 0.61751 | 0.07803 | 1200000 | 11 | 1 | 0 | 0 | 0 | 1 | Lateral Hardening-Fuse-10442370 | 1500Million | Central | -1 | 3000
Lateral Hardening | Lateral Hardening-Fuse-10099363,1 | 13963 | 89374.5263 | 14921.1056 | 100250.4191 | 162500 | 0.61693 | 0.13542 | 1200000 | 14 | 1 | 0 | 0 | 0 | 1 | Lateral Hardening-Fuse-10099363 | 1500Million | Eastern | -1 | 3000
Lateral Hardening | Lateral Hardening-Fuse-60029440,5 | 13062 | 377922.2665 | 363475.1668 | 736306.5353 | 1193636.3636 | 0.61686 | 1.2434 | 960000 | 47 | 5 | 1 | 0 | 1 | 6 | Lateral Hardening-Fuse-60029440, Lateral Hardening-Fuse-92768700, Lateral Hardening-Fuse-92768708, Lateral Hardening-Fuse-92768719, Lateral Hardening-Fuse-92768734 | 1500Million | Western | -1 | 3000
Lateral Hardening | Lateral Hardening-Fuse-90731128,1 | 13294 | 306853.7555 | 66072.7866 | 359166.1011 | 582727.2727 | 0.61635 | 0.48561 | 1200000 | 11 | 1 | 2 | 0 | 2 | 3 | Lateral Hardening-Fuse-90731128 | 1500Million | Winter Haven | -1 | 3000
Lateral Hardening | Lateral Hardening-Fuse-60128368,1 | 13468 | 62424.7396 | 1249.3583 | 60616.864 | 98409.0909 | 0.61597 | 0.082008 | 1200000 | 57 | 1 | 0 | 0 | 0 | 1 | Lateral Hardening-Fuse-60128368 | 1500Million | Central | -1 | 3000
Lateral Hardening | Lateral Hardening-Fuse-10565122,1 | 13291 | 31378.0288 | 929.9524 | 30797.8947 | 50000 | 0.61596 | 0.01553 | 3219512.1951 | 7 | 1 | 0 | 0 | 0 | 1 | Lateral Hardening-Fuse-10565122 | 1500Million | Winter Haven | -1 | 3000
Lateral Hardening | Lateral Hardening-Fuse-10120797,1 | 13053 | 114430.19 | 40862.1795 | 151044.6518 | 245227.2727 | 0.61594 | 0.20436 | 1200000 | 159 | 1 | 0 | 0 | 0 | 1 | Lateral Hardening-Fuse-10120797 | 1500Million | Central | -1 | 3000
Lateral Hardening | Lateral Hardening-Fuse-60042489,1 | 13039 | 168976.3738 | 96113.7854 | 258580.0683 | 420454.5455 | 0.615 | 0.35038 | 1200000 | 28 | 1 | 1 | 0 | 1 | 2 | Lateral Hardening-Fuse-60042489 | 1500Million | Eastern | -1 | 3000
Lateral Hardening | Lateral Hardening-Fuse-10478104,2 | 13436 | 60539.6919 | 4986.4163 | 62949.5509 | 102363.6364 | 0.61496 | 0.10663 | 960000 | 2 | 2 | 1 | 0 | 1 | 3 | Lateral Hardening-Fuse-10478104, Lateral Hardening-Fuse-90416641 | 1500Million | Eastern | -1 | 3000
Lateral Hardening | Lateral Hardening-Fuse-10588795,1 | 13471 | 39007.9536 | 8383.2075 | 49173.5627 | 80000 | 0.61467 | 0.066667 | 1200000 | 2 | 1 | 0 | 0 | 0 | 1 | Lateral Hardening-Fuse-10588795 | 1500Million | Winter Haven | -1 | 3000
Lateral Hardening | Lateral Hardening-Fuse-10071958,1 | 13305 | 98118.7302 | 52568.7955 | 146904.3287 | 239318.1818 | 0.61385 | 0.19943 | 1200000 | 2 | 1 | 0 | 0 | 0 | 1 | Lateral Hardening-Fuse-10071958 | 1500Million | South Hillsborough | -1 | 3000
Lateral Hardening | Lateral Hardening-Fuse-60065282,1 | 13278 | 130097.6837 | 30686.3871 | 155496.301 | 253409.0909 | 0.61362 | 0.21117 | 1200000 | 26 | 1 | 0 | 0 | 0 | 1 | Lateral Hardening-Fuse-60065282 | 1500Million | Winter Haven | -1 | 3000
Lateral Hardening | Lateral Hardening-Fuse-10159483,2 | 13166 | 114903.4116 | 7935.8655 | 117428.7838 | 191454.5455 | 0.61335 | 0.19943 | 960000 | 65 | 2 | 1 | 0 | 1 | 3 | Lateral Hardening-Fuse-10159483, Lateral Hardening-Fuse-90270496 | 1500Million | Western | -1 | 3000
Lateral Hardening | Lateral Hardening-Fuse-91319535,1 | 13414 | 166888.7924 | 51883.5003 | 211569.4416 | 345000 | 0.61324 | 0.2875 | 1200000 | 20 | 1 | 0 | 0 | 0 | 1 | Lateral Hardening-Fuse-91319535 | 1500Million | Plant City | -1 | 3000
Lateral Hardening | Lateral Hardening-Fuse-93232738,1 | 13696 | 62717.6619 | 9690.4812 | 69260.3637 | 112954.5455 | 0.61317 | 0.094129 | 1200000 | 10 | 1 | 0 | 0 | 0 | 1 | Lateral Hardening-Fuse-93232738 | 1500Million | Winter Haven | -1 | 3000
Lateral Hardening | Lateral Hardening-Fuse-91967414,1 | 13808 | 253638.6303 | 64421.834 | 314749.9705 | 513409.0909 | 0.61306 | 0.42784 | 1200000 | 9 | 1 | 0 | 0 | 0 | 1 | Lateral Hardening-Fuse-91967414 [ 2027 ] | 1500Million | Plant City | -1 | 3000
Lateral Hardening | Lateral Hardening-Fuse-10071964,2 | 13305 | 318338.7897 | 170408.3078 | 477668.4045 | 779272.7273 | 0.61297 | 0.81174 | 960000 | 34 | 2 | 1 | 0 | 1 | 3 | Lateral Hardening-Fuse-10071964, Lateral Hardening-Fuse-10072007 | 1500Million | South Hillsborough | -1 | 3000
Lateral Hardening | Lateral Hardening-Fuse-90266289,14 | 13236 | 1896318.3167 | 878793.2449 | 2711189.9146 | 4424181.8182 | 0.61281 | 4.6085 | 960000 | 35 | 14 | 1 | 0 | 1 | 15 | Lateral Hardening-Fuse-90266289 [ 2029 ], Lateral Hardening-Fuse-10000888, Lateral Hardening-Fuse-10000887, Lateral Hardening-Fuse-90171796, Lateral Hardening-Fuse-91074582, Lateral Hardening-Fuse-92617823, Lateral Hardening-Fuse-60352611, Lateral Hardening-Fuse-60352613, Lateral Hardening-Fuse-90168653, Lateral Hardening-Fuse-10000725, Lateral Hardening-Fuse-92663497, Lateral Hardening-Fuse-90172465, Lateral Hardening-Fuse-90172479, Lateral Hardening-Fuse-60048723 | 1500Million | South Hillsborough | -1 | 3000
Lateral Hardening | Lateral Hardening-Fuse-60396313,1 | 13483 | 164381.2228 | 46337.5612 | 204295.6985 | 333409.0909 | 0.61275 | 0.27784 | 1200000 | 24 | 1 | 0 | 0 | 0 | 1 | Lateral Hardening-Fuse-60396313 | 1500Million | Western | -1 | 3000
Lateral Hardening | Lateral Hardening-Fuse-60172032,1 | 13968 | 273974.002 | 99295.3066 | 362116.7997 | 591136.3636 | 0.61258 | 0.49261 | 1200000 | 85 | 1 | 0 | 0 | 0 | 1 | Lateral Hardening-Fuse-60172032 | 1500Million | Winter Haven | -1 | 3000
Lateral Hardening | Lateral Hardening-Fuse-90924849,1 | 13029 | 30050.0288 | 2052.357 | 30621.0539 | 50000 | 0.61242 | 0.033523 | 1491525.4237 | 8 | 1 | 0 | 0 | 0 | 1 | Lateral Hardening-Fuse-90924849 | 1500Million | Central | -1 | 3000
Lateral Hardening | Lateral Hardening-Fuse-10635137,1 | 13242 | 178037.5305 | 53714.6322 | 241939.0139 | 395454.5455 | 0.6118 | 0.32955 | 1200000 | 12 | 1 | 0 | 0 | 0 | 1 | Lateral Hardening-Fuse-10635137 | 1500Million | Plant City | -1 | 3000
Lateral Hardening | Lateral Hardening-Fuse-10871507,2 | 14111 | 86933.3441 | 200157.7659 | 311739.1746 | 509636.3636 | 0.61169 | 0.53087 | 960000 | 42 | 2 | 1 | 0 | 1 | 3 | Lateral Hardening-Fuse-10871507, Lateral Hardening-Fuse-93120610 | 1500Million | Eastern | -1 | 3000
Lateral Hardening | Lateral Hardening-Fuse-10274803,6 | 14274 | 435369.5093 | 230511.9931 | 719219.2259 | 1176000 | 0.61158 | 1.225 | 960000 | 12 | 6 | 0 | 0 | 0 | 6 | Lateral Hardening-Fuse-10274803, Lateral Hardening-Fuse-10274832, Lateral Hardening-Fuse-10274833, Lateral Hardening-Fuse-91534053, Lateral Hardening-Fuse-91608822, Lateral Hardening-Fuse-91608769 | 1500Million | Western | -1 | 3000
Lateral Hardening | Lateral Hardening-Fuse-10807565,1 | 13020 | 108391.3548 | 22987.1907 | 153430.0253 | 250909.0909 | 0.6115 | 0.20909 | 1200000 | 23 | 1 | 0 | 0 | 0 | 1 | Lateral Hardening-Fuse-10807565 | 1500Million | South Hillsborough | -1 | 3000
Lateral Hardening | Lateral Hardening-Fuse-10160208,1 | 13167 | 126517.3059 | 20576.5291 | 140898.423 | 230454.5455 | 0.61139 | 0.19205 | 1200000 | 44 | 1 | 0 | 0 | 0 | 1 | Lateral Hardening-Fuse-10160208 | 1500Million | Western | -1 | 3000
Lateral Hardening | Lateral Hardening-Fuse-91790397,1 | 13070 | 92285.5138 | 22032.6108 | 110037.4644 | 180000 | 0.61132 | 0.15 | 1200000 | 6 | 1 | 0 | 0 | 0 | 1 | Lateral Hardening-Fuse-91790397 | 1500Million | Western | -1 | 3000
Lateral Hardening | Lateral Hardening-Fuse-91373131,1 | 13124 | 221993.7459 | 113901.8596 | 327589.942 | 535909.0909 | 0.61128 | 0.44659 | 1200000 | 7 | 1 | 3 | 0 | 3 | 4 | Lateral Hardening-Fuse-91373131 [ 2029 ] | 1500Million | Plant City | -1 | 3000
Lateral Hardening | Lateral Hardening-Fuse-10608744,1 | 13921 | 118590.1024 | 41373.7936 | 154840.237 | 253409.0909 | 0.61103 | 0.21117 | 1200000 | 33 | 1 | 1 | 0 | 1 | 2 | Lateral Hardening-Fuse-10608744 | 1500Million | Winter Haven | -1 | 3000
Lateral Hardening | Lateral Hardening-Fuse-10091392,1 | 13370 | 31084.8572 | 952.7461 | 30538.2239 | 50000 | 0.61076 | 0.039773 | 1257142.8571 | 2 | 1 | 1 | 0 | 1 | 2 | Lateral Hardening-Fuse-10091392 | 1500Million | Winter Haven | -1 | 3000
Lateral Hardening | Lateral Hardening-Fuse-92299245,23 | 13785 | 3685047.2598 | 1566428.5185 | 5536688.7592 | 9072909.0909 | 0.61024 | 9.4509 | 960000 | 184 | 23 | 16 | 0 | 16 | 39 | Lateral Hardening-Fuse-92299245 [ 2021 ], Lateral Hardening-Fuse-60398085 [ 2021 ], Lateral Hardening-Fuse-90848304, Lateral Hardening-Fuse-60276917, Lateral Hardening-Fuse-92997253, Lateral Hardening-Fuse-60393235 [ 2021 ], Lateral Hardening-Fuse-10676291, Lateral Hardening-Fuse-10676240, Lateral Hardening-Fuse-60277090, Lateral Hardening-Fuse-10676321, Lateral Hardening-Fuse-90848138, Lateral Hardening-Fuse-60427280, Lateral Hardening-Fuse-60427328, Lateral Hardening-Fuse-60326099, Lateral Hardening-Fuse-10676231, Lateral Hardening-Fuse-60276772, Lateral Hardening-Fuse-92054674, Lateral Hardening-Fuse-60326098, Lateral Hardening-Fuse-90908734, Lateral Hardening-Fuse-10676234, Lateral Hardening-Fuse-10676285, Lateral Hardening-Fuse-60326286, Lateral Hardening-Fuse-10676236 | 1500Million | Plant City | -1 | 3000
Lateral Hardening | Lateral Hardening-Fuse-92925657,1 | 13808 | 335423.3414 | 186756.3877 | 506051.62 | 831136.3636 | 0.60887 | 0.69261 | 1200000 | 8 | 1 | 1 | 0 | 1 | 2 | Lateral Hardening-Fuse-92925657 [ 2027 ] | 1500Million | Plant City | -1 | 3000
Lateral Hardening | Lateral Hardening-Fuse-10160214,1 | 13167 | 20834.0116 | 2269.2213 | 30436.6658 | 50000 | 0.60873 | 0.037879 | 1320000 | 12 | 1 | 0 | 0 | 0 | 1 | Lateral Hardening-Fuse-10160214 | 1500Million | Western | -1 | 3000
Lateral Hardening | Lateral Hardening-Fuse-92689568,1 | 13793 | 41945.9639 | 3245.2163 | 43129.5975 | 70909.0909 | 0.60824 | 0.059091 | 1200000 | 3 | 1 | 0 | 0 | 0 | 1 | Lateral Hardening-Fuse-92689568 | 1500Million | Eastern | -1 | 3000
Lateral Hardening | Lateral Hardening-Fuse-60027647,1 | 13094 | 30289.4705 | 1554.1752 | 30401.7397 | 50000 | 0.60803 | 0.036364 | 1375000 | 9 | 1 | 0 | 0 | 0 | 1 | Lateral Hardening-Fuse-60027647 | 1500Million | Central | -1 | 3000
Lateral Hardening | Lateral Hardening-Fuse-10686025,1 | 13808 | 72513.826 | 9780.3442 | 78888.5708 | 129772.7273 | 0.6079 | 0.10814 | 1200000 | 3 | 1 | 0 | 0 | 0 | 1 | Lateral Hardening-Fuse-10686025 | 1500Million | Plant City | -1 | 3000
Lateral Hardening | Lateral Hardening-Fuse-10807588,1 | 13020 | 50066.4637 | 5311.8125 | 52897.5899 | 87045.4545 | 0.6077 | 0.072538 | 1200000 | 18 | 1 | 0 | 0 | 0 | 1 | Lateral Hardening-Fuse-10807588 | 1500Million | South Hillsborough | -1 | 3000
Lateral Hardening | Lateral Hardening-Fuse-60172035,1 | 13968 | 117858.6915 | 26026.2815 | 138786.5759 | 228409.0909 | 0.60762 | 0.19034 | 1200000 | 25 | 1 | 0 | 0 | 0 | 1 | Lateral Hardening-Fuse-60172035 | 1500Million | Winter Haven | -1 | 3000
Lateral Hardening | Lateral Hardening-Fuse-92278652,1 | 13897 | 47838.3664 | 3267.265 | 48747.414 | 80227.2727 | 0.60762 | 0.066856 | 1200000 | 8 | 1 | 0 | 0 | 0 | 1 | Lateral Hardening-Fuse-92278652 | 1500Million | South Hillsborough | -1 | 3000
Lateral Hardening | Lateral Hardening-Fuse-60306429,1 | 13372 | 46990.93 | 2643.516 | 47352.0789 | 77954.5455 | 0.60743 | 0.064962 | 1200000 | 20 | 1 | 1 | 0 | 1 | 2 | Lateral Hardening-Fuse-60306429 | 1500Million | Winter Haven | -1 | 3000
Lateral Hardening | Lateral Hardening-Fuse-92059295,1 | 13298 | 311096.8272 | 317648.435 | 614937.2656 | 1012954.5455 | 0.60707 | 0.84413 | 1200000 | 15 | 1 | 0 | 0 | 0 | 1 | Lateral Hardening-Fuse-92059295 | 1500Million | Winter Haven | -1 | 3000
Lateral Hardening | Lateral Hardening-Fuse-10476045,1 | 13436 | 54565.5544 | 5130.5343 | 80435.807 | 132500 | 0.60706 | 0.11042 | 1200000 | 7 | 1 | 0 | 0 | 0 | 1 | Lateral Hardening-Fuse-10476045 | 1500Million | Eastern | -1 | 3000
Lateral Hardening | Lateral Hardening-Fuse-10643412,1 | 13390 | 82053.6792 | 20958.3907 | 99334.6964 | 163636.3636 | 0.60705 | 0.13636 | 1200000 | 7 | 1 | 1 | 0 | 1 | 2 | Lateral Hardening-Fuse-10643412 | 1500Million | Plant City | -1 | 3000
Lateral Hardening | Lateral Hardening-Fuse-10662314,1 | 13473 | 88580.1721 | 13158.2039 | 97386.1041 | 160454.5455 | 0.60694 | 0.13371 | 1200000 | 18 | 1 | 0 | 0 | 0 | 1 | Lateral Hardening-Fuse-10662314 | 1500Million | Winter Haven | -1 | 3000
Lateral Hardening | Lateral Hardening-Fuse-92831398,1 | 13390 | 125382.5109 | 30139.825 | 150485.1248 | 247954.5455 | 0.60691 | 0.20663 | 1200000 | 13 | 1 | 1 | 0 | 1 | 2 | Lateral Hardening-Fuse-92831398 | 1500Million | Plant City | -1 | 3000
Lateral Hardening | Lateral Hardening-Fuse-92224172,1 | 14111 | 73695.8158 | 276473.0679 | 342797.4018 | 565000 | 0.60672 | 0.47083 | 1200000 | 45 | 1 | 0 | 0 | 0 | 1 | Lateral Hardening-Fuse-92224172 | 1500Million | Eastern | -1 | 3000
Lateral Hardening | Lateral Hardening-Fuse-10457732,1 | 13229 | 392662.966 | 245138.0903 | 622099.5824 | 1025909.0909 | 0.60639 | 0.85492 | 1200000 | 80 | 1 | 1 | 0 | 1 | 2 | Lateral Hardening-Fuse-10457732 | 1500Million | Eastern | -1 | 3000
Lateral Hardening | Lateral Hardening-Fuse-92903160,1 | 13854 | 246397.0322 | 107922.3739 | 343664.169 | 567045.4545 | 0.60606 | 0.47254 | 1200000 | 39 | 1 | 0 | 0 | 0 | 1 | Lateral Hardening-Fuse-92903160 | 1500Million | Plant City | -1 | 3000
Lateral Hardening | Lateral Hardening-Fuse-10745561,1 | 13431 | 130609.6022 | 44983.5843 | 170484.5805 | 281363.6364 | 0.60592 | 0.23447 | 1200000 | 5 | 1 | 0 | 0 | 0 | 1 | Lateral Hardening-Fuse-10745561 | 1500Million | Dade City | -1 | 3000
Lateral Hardening | Lateral Hardening-Fuse-60076345,1 | 13661 | 319737.3372 | 149397.479 | 457466.7463 | 755227.2727 | 0.60573 | 0.62936 | 1200000 | 66 | 1 | 1 | 0 | 1 | 2 | Lateral Hardening-Fuse-60076345 | 1500Million | Winter Haven | -1 | 3000
Lateral Hardening | Lateral Hardening-Fuse-10605101,1 | 13924 | 86563.3133 | 21851.101 | 104468.8405 | 172500 | 0.60562 | 0.14375 | 1200000 | 4 | 1 | 0 | 0 | 0 | 1 | Lateral Hardening-Fuse-10605101 | 1500Million | Winter Haven | -1 | 3000
Lateral Hardening | Lateral Hardening-Fuse-10372430,1 | 13097 | 125355.421 | 22606.6882 | 142250.4026 | 235000 | 0.60532 | 0.19583 | 1200000 | 17 | 1 | 0 | 0 | 0 | 1 | Lateral Hardening-Fuse-10372430 | 1500Million | Central | -1 | 3000
Lateral Hardening | Lateral Hardening-Fuse-60081129,1 | 13045 | 42579.9181 | 88868.1593 | 136100.7677 | 225000 | 0.60489 | 0.1875 | 1200000 | 34 | 1 | 0 | 0 | 0 | 1 | Lateral Hardening-Fuse-60081129 | 1500Million | Central | -1 | 3000
Lateral Hardening | Lateral Hardening-Fuse-10381745,1 | 13223 | 77775.5242 | 15711.932 | 92735.4191 | 153409.0909 | 0.6045 | 0.12784 | 1200000 | 2 | 1 | 0 | 0 | 0 | 1 | Lateral Hardening-Fuse-10381745 | 1500Million | Central | -1 | 3000
Lateral Hardening | Lateral Hardening-Fuse-92629757,2 | 13303 | 358786.2721 | 155248.7967 | 500961.1886 | 828909.0909 | 0.60436 | 0.86345 | 960000 | 7 | 2 | 0 | 0 | 0 | 2 | Lateral Hardening-Fuse-92629757 [ 2027 ], Lateral Hardening-Fuse-92629758 | 1500Million | South Hillsborough | -1 | 3000
Lateral Hardening | Lateral Hardening-Fuse-10218995,1 | 13510 | 188879.5164 | 11044.5703 | 190769.3993 | 315681.8182 | 0.60431 | 0.26307 | 1200000 | 39 | 1 | 1 | 0 | 1 | 2 | Lateral Hardening-Fuse-10218995 | 1500Million | Western | -1 | 3000
Lateral Hardening | Lateral Hardening-Fuse-91161108,1 | 13505 | 29845.006 | 268.9776 | 30189.5434 | 50000 | 0.60379 | 0.039015 | 1281553.3981 | 4 | 1 | 0 | 0 | 0 | 1 | Lateral Hardening-Fuse-91161108 | 1500Million | Eastern | -1 | 3000
Lateral Hardening | Lateral Hardening-Fuse-60002373,1 | 13024 | 54929.081 | 807.1048 | 54196.3551 | 89772.7273 | 0.60371 | 0.074811 | 1200000 | 2 | 1 | 0 | 0 | 0 | 1 | Lateral Hardening-Fuse-60002373 | 1500Million | Central | -1 | 3000
Lateral Hardening | Lateral Hardening-Fuse-60010328,1 | 13158 | 29763.5286 | 1835.7475 | 30164.3575 | 50000 | 0.60329 | 0.036364 | 1375000 | 11 | 1 | 0 | 0 | 0 | 1 | Lateral Hardening-Fuse-60010328 | 1500Million | Central | -1 | 3000
Lateral Hardening | Lateral Hardening-Fuse-90644189,1 | 13405 | 266415.2064 | 73545.0844 | 407754.8791 | 677500 | 0.60185 | 0.56458 | 1200000 | 35 | 1 | 2 | 0 | 2 | 3 | Lateral Hardening-Fuse-90644189 | 1500Million | Western | -1 | 3000
Lateral Hardening | Lateral Hardening-Fuse-91508736,7 | 13787 | 741422.245 | 408201.5441 | 1159910.3619 | 1930363.6364 | 0.60088 | 2.0108 | 960000 | 51 | 7 | 1 | 0 | 1 | 8 | Lateral Hardening-Fuse-91508736, Lateral Hardening-Fuse-10629072, Lateral Hardening-Fuse-10628960, Lateral Hardening-Fuse-60475527, Lateral Hardening-Fuse-92999760 [ 2027 ], Lateral Hardening-Fuse-10629038, Lateral Hardening-Fuse-10629086 | 1500Million | Plant City | -1 | 3000
Lateral Hardening | Lateral Hardening-Fuse-91584915,9 | 13622 | 866010.3274 | 739720.0263 | 1578383.2421 | 2627090.9091 | 0.60081 | 2.7366 | 960000 | 58 | 9 | 0 | 0 | 0 | 9 | Lateral Hardening-Fuse-91584915, Lateral Hardening-Fuse-91525495, Lateral Hardening-Fuse-60056899, Lateral Hardening-Fuse-60056898, Lateral Hardening-Fuse-91525494, Lateral Hardening-Fuse-90527964, Lateral Hardening-Fuse-90527967, Lateral Hardening-Fuse-91583652, Lateral Hardening-Fuse-91593744 | 1500Million | Western | -1 | 3000
Lateral Hardening | Lateral Hardening-Fuse-60146802,1 | 13436 | 143588.2699 | 26257.89 | 174985.624 | 291363.6364 | 0.60057 | 0.2428 | 1200000 | 20 | 1 | 0 | 0 | 0 | 1 | Lateral Hardening-Fuse-60146802 | 1500Million | Eastern | -1 | 3000
Lateral Hardening | Lateral Hardening-Fuse-10897226,2 | 14050 | 138606.6256 | 23207.6324 | 156108.99 | 260000 | 0.60042 | 0.27083 | 960000 | 11 | 2 | 0 | 0 | 0 | 2 | Lateral Hardening-Fuse-10897226, Lateral Hardening-Fuse-90573741 | 1500Million | Plant City | -1 | 3000
Lateral Hardening | Lateral Hardening-Fuse-60087041,4 | 13079 | 312091.4111 | 15623.9801 | 312370.2549 | 520363.6364 | 0.60029 | 0.54205 | 960000 | 281 | 4 | 5 | 0 | 5 | 9 | Lateral Hardening-Fuse-60087041, Lateral Hardening-Fuse-60192856, Lateral Hardening-Fuse-90517178 [ 2022 ], Lateral Hardening-Fuse-90517183 | 1500Million | Western | -1 | 3000
Lateral Hardening | Lateral Hardening-Fuse-60065278,2 | 13078 | 228764.6611 | 54097.2444 | 271971.3203 | 453090.9091 | 0.60026 | 0.47197 | 960000 | 90 | 2 | 4 | 0 | 4 | 6 | Lateral Hardening-Fuse-60065278, Lateral Hardening-Fuse-10127957 | 1500Million | Western | -1 | 3000
Lateral Hardening | Lateral Hardening-Fuse-90802424,10 | 13065 | 761041.4433 | 430178.0482 | 1172522.4944 | 1954363.6364 | 0.59995 | 2.0358 | 960000 | 274 | 10 | 1 | 0 | 1 | 11 | Lateral Hardening-Fuse-90802424 [ 2028 ], Lateral Hardening-Fuse-92237226, Lateral Hardening-Fuse-92772375, Lateral Hardening-Fuse-92772325, Lateral Hardening-Fuse-92772365, Lateral Hardening-Fuse-92772371, Lateral Hardening-Fuse-10126969, Lateral Hardening-Fuse-10126968, Lateral Hardening-Fuse-90757969, Lateral Hardening-Fuse-10126971 | 1500Million | Western | -1 | 3000
Lateral Hardening | Lateral Hardening-Fuse-92459436,1 | 13064 | 289007.3714 | 145377.581 | 421034.9226 | 702954.5455 | 0.59895 | 0.5858 | 1200000 | 60 | 1 | 0 | 0 | 0 | 1 | Lateral Hardening-Fuse-92459436 | 1500Million | Western | -1 | 3000
Lateral Hardening | Lateral Hardening-Fuse-10759923,1 | 13331 | 282540.3992 | 243750.7777 | 521723.0463 | 871136.3636 | 0.5989 | 0.72595 | 1200000 | 15 | 1 | 0 | 0 | 0 | 1 | Lateral Hardening-Fuse-10759923 | 1500Million | Dade City | -1 | 3000
Lateral Hardening | Lateral Hardening-Fuse-10159481,1 | 13166 | 30380.3411 | 1160.7424 | 30071.7981 | 50227.2727 | 0.59871 | 0.041856 | 1200000 | 13 | 1 | 0 | 0 | 0 | 1 | Lateral Hardening-Fuse-10159481 | 1500Million | Western | -1 | 3000
Lateral Hardening | Lateral Hardening-Fuse-60011895,2 | 13158 | 78014.2967 | 133808.4288 | 216079.5469 | 361090.9091 | 0.59841 | 0.37614 | 960000 | 50 | 2 | 0 | 0 | 0 | 2 | Lateral Hardening-Fuse-60011895, Lateral Hardening-Fuse-91619822 | 1500Million | Central | -1 | 3000
Lateral Hardening | Lateral Hardening-Fuse-10895256,1 | 13003 | 105505.8175 | 1815.7442 | 102593.5718 | 171590.9091 | 0.5979 | 0.14299 | 1200000 | 5 | 1 | 0 | 0 | 0 | 1 | Lateral Hardening-Fuse-10895256 [ 2022 ] | 1500Million | South Hillsborough | -1 | 3000
Lateral Hardening | Lateral Hardening-Fuse-60014589,1 | 13120 | 46796.1371 | 2677.243 | 47236.7634 | 79090.9091 | 0.59725 | 0.065909 | 1200000 | 2 | 1 | 0 | 0 | 0 | 1 | Lateral Hardening-Fuse-60014589 | 1500Million | Plant City | -1 | 3000
Lateral Hardening | Lateral Hardening-Fuse-10913206,1 | 13708 | 77889.8546 | 15052.5201 | 89233.5737 | 149545.4545 | 0.5967 | 0.12462 | 1200000 | 4 | 1 | 0 | 0 | 0 | 1 | Lateral Hardening-Fuse-10913206 | 1500Million | Eastern | -1 | 3000
Lateral Hardening | Lateral Hardening-Fuse-90599934,1 | 13972 | 116888.3749 | 26947.1756 | 138026.8166 | 231363.6364 | 0.59658 | 0.1928 | 1200000 | 6 | 1 | 0 | 0 | 0 | 1 | Lateral Hardening-Fuse-90599934 | 1500Million | Winter Haven | -1 | 3000
Lateral Hardening | Lateral Hardening-Fuse-91661650,1 | 13153 | 73839.3655 | 5204.3433 | 75638.6627 | 126818.1818 | 0.59643 | 0.10568 | 1200000 | 48 | 1 | 0 | 0 | 0 | 1 | Lateral Hardening-Fuse-91661650 | 1500Million | Winter Haven | -1 | 3000
Lateral Hardening | Lateral Hardening-Fuse-60315128,2 | 13128 | 211046.2871 | 159913.5391 | 378524.9906 | 634909.0909 | 0.59619 | 0.66136 | 960000 | 168 | 2 | 2 | 0 | 2 | 4 | Lateral Hardening-Fuse-60315128, Lateral Hardening-Fuse-91213761 | 1500Million | Eastern | -1 | 3000
Lateral Hardening | Lateral Hardening-Fuse-10457702,1 | 13229 | 137687.4014 | 25075.8705 | 156901.7262 | 263181.8182 | 0.59617 | 0.21932 | 1200000 | 18 | 1 | 0 | 0 | 0 | 1 | Lateral Hardening-Fuse-10457702 | 1500Million | Eastern | -1 | 3000
Lateral Hardening | Lateral Hardening-Fuse-10241585,5 | 13517 | 327599.0981 | 467123.3623 | 844956.1089 | 1418181.8182 | 0.5958 | 1.4773 | 960000 | 182 | 5 | 0 | 0 | 0 | 5 | Lateral Hardening-Fuse-10241585, Lateral Hardening-Fuse-10241583, Lateral Hardening-Fuse-91048894, Lateral Hardening-Fuse-91056951, Lateral Hardening-Fuse-10241584 | 1500Million | Western | -1 | 3000
Lateral Hardening | Lateral Hardening-Fuse-10466905,1 | 13433 | 127875.3533 | 20537.2476 | 142767.345 | 239772.7273 | 0.59543 | 0.19981 | 1200000 | 11 | 1 | 0 | 0 | 0 | 1 | Lateral Hardening-Fuse-10466905 | 1500Million | Eastern | -1 | 3000
Lateral Hardening | Lateral Hardening-Fuse-91037534,1 | 13511 | 12311.6114 | 57293.3318 | 69011.9542 | 115909.0909 | 0.5954 | 0.096591 | 1200000 | 13 | 1 | 0 | 0 | 0 | 1 | Lateral Hardening-Fuse-91037534 | 1500Million | Western | -1 | 3000
Lateral Hardening | Lateral Hardening-Fuse-91973755,1 | 13523 | 213906.0092 | 65960.9391 | 271555.0084 | 456590.9091 | 0.59474 | 0.38049 | 1200000 | 48 | 1 | 0 | 0 | 0 | 1 | Lateral Hardening-Fuse-91973755 | 1500Million | Western | -1 | 3000
Lateral Hardening | Lateral Hardening-Fuse-92872410,1 | 13460 | 30645.1734 | 544.0048 | 29711.8456 | 50000 | 0.59424 | 0.010417 | 4800000 | 17 | 1 | 0 | 0 | 0 | 1 | Lateral Hardening-Fuse-92872410 | 1500Million | Eastern | -1 | 3000
Lateral Hardening | Lateral Hardening-Fuse-92983676,1 | 13535 | 104331.5643 | 19090.6694 | 118742.9026 | 200000 | 0.59371 | 0.16667 | 1200000 | 24 | 1 | 0 | 0 | 0 | 1 | Lateral Hardening-Fuse-92983676 | 1500Million | Western | -1 | 3000
Lateral Hardening | Lateral Hardening-Fuse-92062312,1 | 13815 | 985419.3274 | 341609.7789 | 1323616.5256 | 2229772.7273 | 0.59361 | 1.8581 | 1200000 | 15 | 1 | 0 | 0 | 0 | 1 | Lateral Hardening-Fuse-92062312 [ 2027 ] | 1500Million | Dade City | -1 | 3000
Lateral Hardening | Lateral Hardening-Fuse-10484830,2 | 13459 | 69249.0968 | 15639.6144 | 81333.2335 | 137090.9091 | 0.59328 | 0.1428 | 960000 | 42 | 2 | 3 | 0 | 3 | 5 | Lateral Hardening-Fuse-10484830 [ 2028 ], Lateral Hardening-Fuse-91909301 | 1500Million | Eastern | -1 | 3000
Lateral Hardening | Lateral Hardening-Fuse-92310811,1 | 13461 | 362509.7891 | 475981.2041 | 821920.3558 | 1385454.5455 | 0.59325 | 1.1545 | 1200000 | 47 | 1 | 0 | 0 | 0 | 1 | Lateral Hardening-Fuse-92310811 | 1500Million | Eastern | -1 | 3000
Lateral Hardening | Lateral Hardening-Fuse-60602976,1 | 14024 | 29863.3471 | 2923.3303 | 54871.1458 | 92500 | 0.5932 | 0.077083 | 1200000 | 193 | 1 | 4 | 0 | 4 | 5 | Lateral Hardening-Fuse-60602976 | 1500Million | South Hillsborough | -1 | 3000
Lateral Hardening | Lateral Hardening-Fuse-93024143,1 | 13043 | 67807.0501 | 6839.9584 | 71300.5738 | 120227.2727 | 0.59305 | 0.10019 | 1200000 | 5 | 1 | 1 | 0 | 1 | 2 | Lateral Hardening-Fuse-93024143 | 1500Million | Central | -1 | 3000
Lateral Hardening | Lateral Hardening-Fuse-93200737,1 | 13698 | 205989.1841 | 52504.078 | 250828.9769 | 422954.5455 | 0.59304 | 0.35246 | 1200000 | 33 | 1 | 0 | 0 | 0 | 1 | Lateral Hardening-Fuse-93200737 | 1500Million | Winter Haven | -1 | 3000
Lateral Hardening | Lateral Hardening-Fuse-10064493,2 | 13405 | 133077.4809 | 40132.336 | 198266.788 | 334545.4545 | 0.59265 | 0.34848 | 960000 | 5 | 2 | 1 | 0 | 1 | 3 | Lateral Hardening-Fuse-10064493, Lateral Hardening-Fuse-92048510 | 1500Million | Western | -1 | 3000
Lateral Hardening | Lateral Hardening-Fuse-10012536,2 | 13039 | 90611.8676 | 30207.3849 | 116538.403 | 196727.2727 | 0.59239 | 0.20492 | 960000 | 7 | 2 | 0 | 0 | 0 | 2 | Lateral Hardening-Fuse-10012536, Lateral Hardening-Fuse-90144722 | 1500Million | Eastern | -1 | 3000
Lateral Hardening | Lateral Hardening-Fuse-60121691,1 | 13870 | 58931.8318 | 4430.4854 | 60568.8922 | 102272.7273 | 0.59223 | 0.085227 | 1200000 | 7 | 1 | 0 | 0 | 0 | 1 | Lateral Hardening-Fuse-60121691 | 1500Million | Western | -1 | 3000
Lateral Hardening | Lateral Hardening-Fuse-93446727,1 | 13532 | 82054.1104 | 9481.5495 | 87463.7735 | 147727.2727 | 0.59206 | 0.12311 | 1200000 | 10 | 1 | 0 | 0 | 0 | 1 | Lateral Hardening-Fuse-93446727 | 1500Million | Western | -1 | 3000
Lateral Hardening | Lateral Hardening-Fuse-91967670,1 | 13808 | 350713.4516 | 146589.8277 | 516245.1261 | 873636.3636 | 0.59092 | 0.72803 | 1200000 | 47 | 1 | 0 | 0 | 0 | 1 | Lateral Hardening-Fuse-91967670 | 1500Million | Plant City | -1 | 3000
Lateral Hardening | Lateral Hardening-Fuse-60625209,1 | 13706 | 38017.952 | 7607.2087 | 62440.701 | 105681.8182 | 0.59084 | 0.088068 | 1200000 | 14 | 1 | 0 | 0 | 0 | 1 | Lateral Hardening-Fuse-60625209 | 1500Million | Eastern | -1 | 3000
Lateral Hardening | Lateral Hardening-Fuse-60038640,1 | 13039 | 50426.8905 | 6088.2497 | 60360.4688 | 102272.7273 | 0.59019 | 0.085227 | 1200000 | 12 | 1 | 0 | 0 | 0 | 1 | Lateral Hardening-Fuse-60038640 | 1500Million | Eastern | -1 | 3000
Lateral Hardening | Lateral Hardening-Fuse-10000787,1 | 13236 | 421806.0118 | 177502.1743 | 605123.1091 | 1025454.5455 | 0.5901 | 0.85455 | 1200000 | 14 | 1 | 0 | 0 | 0 | 1 | Lateral Hardening-Fuse-10000787 | 1500Million | South Hillsborough | -1 | 3000
Lateral Hardening | Lateral Hardening-Fuse-10462554,1 | 13798 | 93843.109 | 14893.5337 | 104062.0833 | 176363.6364 | 0.59004 | 0.14697 | 1200000 | 13 | 1 | 0 | 0 | 0 | 1 | Lateral Hardening-Fuse-10462554 | 1500Million | Eastern | -1 | 3000
Lateral Hardening | Lateral Hardening-Fuse-92701730,4 | 13299 | 251152.8857 | 76807.4341 | 318786.9668 | 540363.6364 | 0.58995 | 0.56288 | 960000 | 16 | 4 | 0 | 0 | 0 | 4 | Lateral Hardening-Fuse-92701730, Lateral Hardening-Fuse-91351594, Lateral Hardening-Fuse-91352283, Lateral Hardening-Fuse-91352297 | 1500Million | Winter Haven | -1 | 3000
Lateral Hardening | Lateral Hardening-Fuse-10916881,34 | 13805 | 3721399.7131 | 2593274.3377 | 6626362.3931 | 11235090.9091 | 0.58979 | 11.7032 | 960000 | 348 | 34 | 3 | 0 | 3 | 37 | Lateral Hardening-Fuse-10916881 [ 2024 ], Lateral Hardening-Fuse-10916762, Lateral Hardening-Fuse-10916838, Lateral Hardening-Fuse-10916865, Lateral Hardening-Fuse-91921517, Lateral Hardening-Fuse-60249879, Lateral Hardening-Fuse-10916846, Lateral Hardening-Fuse-93070295, Lateral Hardening-Fuse-10916849, Lateral Hardening-Fuse-10916864, Lateral Hardening-Fuse-10916834, Lateral Hardening-Fuse-90099848, Lateral Hardening-Fuse-92619318, Lateral Hardening-Fuse-10916854, Lateral Hardening-Fuse-60371582, Lateral Hardening-Fuse-10916871, Lateral Hardening-Fuse-60249876, Lateral Hardening-Fuse-10916856, Lateral Hardening-Fuse-10916869, Lateral Hardening-Fuse-60249877, Lateral Hardening-Fuse-92622630, Lateral Hardening-Fuse-92692635, Lateral Hardening-Fuse-60475606, Lateral Hardening-Fuse-60463709, Lateral Hardening-Fuse-92614322, Lateral Hardening-Fuse-60463710, Lateral Hardening-Fuse-92617701, Lateral Hardening-Fuse-10916866, Lateral Hardening-Fuse-10916718, Lateral Hardening-Fuse-10916874, Lateral Hardening-Fuse-91306831, Lateral Hardening-Fuse-91959304, Lateral Hardening-Fuse-10916815, Lateral Hardening-Fuse-10916833 | 1500Million | Plant City | -1 | 3000
Lateral Hardening | Lateral Hardening-Fuse-10674260,1 | 13414 | 37494.9949 | 5833.5499 | 41411.82 | 70227.2727 | 0.58968 | 0.058523 | 1200000 | 3 | 1 | 0 | 0 | 0 | 1 | Lateral Hardening-Fuse-10674260 | 1500Million | Plant City | -1 | 3000
Lateral Hardening | Lateral Hardening-Fuse-10452690,1 | 13129 | 36609.5234 | 74132.8955 | 130355.0688 | 221136.3636 | 0.58948 | 0.18428 | 1200000 | 29 | 1 | 0 | 0 | 0 | 1 | Lateral Hardening-Fuse-10452690 | 1500Million | Eastern | -1 | 3000
Lateral Hardening | Lateral Hardening-Fuse-92442043,1 | 13896 | 124067.9771 | 26228.7835 | 155502.8395 | 263863.6364 | 0.58933 | 0.21989 | 1200000 | 8 | 1 | 0 | 0 | 0 | 1 | Lateral Hardening-Fuse-92442043 | 1500Million | South Hillsborough | -1 | 3000
Lateral Hardening | Lateral Hardening-Fuse-10168794,1 | 13208 | 276968.3206 | 54396.5327 | 319041.0802 | 541363.6364 | 0.58933 | 0.45114 | 1200000 | 46 | 1 | 0 | 0 | 0 | 1 | Lateral Hardening-Fuse-10168794 | 1500Million | Western | -1 | 3000
Lateral Hardening | Lateral Hardening-Fuse-92397659,1 | 13777 | 119461.5655 | 279055.2461 | 388810.695 | 659772.7273 | 0.58931 | 0.54981 | 1200000 | 87 | 1 | 0 | 0 | 0 | 1 | Lateral Hardening-Fuse-92397659 | 1500Million | South Hillsborough | -1 | 3000
Lateral Hardening | Lateral Hardening-Fuse-93046470,1 | 13813 | 226474.2034 | 52524.2728 | 270906.7256 | 460000 | 0.58893 | 0.38333 | 1200000 | 8 | 1 | 0 | 0 | 0 | 1 | Lateral Hardening-Fuse-93046470 [ 2028 ] | 1500Million | Dade City | -1 | 3000
Lateral Hardening | Lateral Hardening-Fuse-90642286,1 | 13073 | 20215.1735 | 34714.2019 | 77610.5404 | 131818.1818 | 0.58877 | 0.10985 | 1200000 | 23 | 1 | 0 | 0 | 0 | 1 | Lateral Hardening-Fuse-90642286 | 1500Million | Western | -1 | 3000
Lateral Hardening | Lateral Hardening-Fuse-10679431,1 | 13807 | 78919.1669 | 9011.7218 | 84085.5607 | 142954.5455 | 0.5882 | 0.11913 | 1200000 | 8 | 1 | 0 | 0 | 0 | 1 | Lateral Hardening-Fuse-10679431 | 1500Million | Plant City | -1 | 3000
Lateral Hardening | Lateral Hardening-Fuse-90115898,1 | 13896 | 123513.1166 | 14562.3407 | 132065.8779 | 224545.4545 | 0.58815 | 0.18712 | 1200000 | 46 | 1 | 0 | 0 | 0 | 1 | Lateral Hardening-Fuse-90115898 | 1500Million | South Hillsborough | -1 | 3000
Lateral Hardening | Lateral Hardening-Fuse-90242061,1 | 14030 | 112809.1781 | 25576.3037 | 133085.2683 | 226363.6364 | 0.58793 | 0.18864 | 1200000 | 15 | 1 | 0 | 0 | 0 | 1 | Lateral Hardening-Fuse-90242061 | 1500Million | Western | -1 | 3000
Lateral Hardening | Lateral Hardening-Fuse-91327196,1 | 13123 | 97944.905 | 18845.4904 | 111693.9744 | 190000 | 0.58786 | 0.15833 | 1200000 | 9 | 1 | 1 | 0 | 1 | 2 | Lateral Hardening-Fuse-91327196 | 1500Million | Plant City | -1 | 3000
Lateral Hardening | Lateral Hardening-Fuse-10636007,21 | 13722 | 1708494.2974 | 408281.5414 | 2175724.4542 | 3703636.3636 | 0.58746 | 3.858 | 960000 | 175 | 21 | 1 | 0 | 1 | 22 | Lateral Hardening-Fuse-10636007, Lateral Hardening-Fuse-91147158, Lateral Hardening-Fuse-92164281, Lateral Hardening-Fuse-60181062, Lateral Hardening-Fuse-91386043, Lateral Hardening-Fuse-93024003, Lateral Hardening-Fuse-93327203, Lateral Hardening-Fuse-91367605, Lateral Hardening-Fuse-91147157, Lateral Hardening-Fuse-92153349, Lateral Hardening-Fuse-91384838, Lateral Hardening-Fuse-10635964, Lateral Hardening-Fuse-60181076, Lateral Hardening-Fuse-90533515, Lateral Hardening-Fuse-91320659, Lateral Hardening-Fuse-60181057, Lateral Hardening-Fuse-60181051, Lateral Hardening-Fuse-91140312, Lateral Hardening-Fuse-91140817, Lateral Hardening-Fuse-91386044, Lateral Hardening-Fuse-91386045 | 1500Million | Plant City | -1 | 3000
Lateral Hardening | Lateral Hardening-Fuse-10679346,2 | 13807 | 104066.5694 | 32646.1938 | 194031.0092 | 330363.6364 | 0.58733 | 0.34413 | 960000 | 5 | 2 | 0 | 0 | 0 | 2 | Lateral Hardening-Fuse-10679346, Lateral Hardening-Fuse-90276864 | 1500Million | Plant City | -1 | 3000
Lateral Hardening | Lateral Hardening-Fuse-10143560,1 | 13036 | 108070.4934 | 12565.9706 | 115304.7296 | 196363.6364 | 0.5872 | 0.16364 | 1200000 | 18 | 1 | 0 | 0 | 0 | 1 | Lateral Hardening-Fuse-10143560 | 1500Million | Central | -1 | 3000
Lateral Hardening | Lateral Hardening-Fuse-10070661,1 | 13984 | 43852.9967 | 4738.9356 | 46423.9902 | 79090.9091 | 0.58697 | 0.065909 | 1200000 | 4 | 1 | 0 | 0 | 0 | 1 | Lateral Hardening-Fuse-10070661 | 1500Million | Plant City | -1 | 3000
Lateral Hardening | Lateral Hardening-Fuse-10409220,6 | 13631 | 279394.9988 | 506420.1949 | 837020.7069 | 1426181.8182 | 0.5869 | 1.4856 | 960000 | 143 | 6 | 0 | 0 | 0 | 6 | Lateral Hardening-Fuse-10409220, Lateral Hardening-Fuse-90873696, Lateral Hardening-Fuse-10409224, Lateral Hardening-Fuse-10409228, Lateral Hardening-Fuse-60268229, Lateral Hardening-Fuse-91903922 | 1500Million | Central | -1 | 3000
Lateral Hardening | Lateral Hardening-Fuse-10064500,1 | 14274 | 178692.8167 | 19656.6053 | 189530.6145 | 322954.5455 | 0.58686 | 0.26913 | 1200000 | 7 | 1 | 5 | 0 | 5 | 6 | Lateral Hardening-Fuse-10064500 | 1500Million | Western | -1 | 3000
Lateral Hardening | Lateral Hardening-Fuse-10274811,1 | 14274 | 25766.9796 | 6513.621 | 30935.7778 | 52727.2727 | 0.58671 | 0.043939 | 1200000 | 2 | 1 | 0 | 0 | 0 | 1 | Lateral Hardening-Fuse-10274811 | 1500Million | Western | -1 | 3000
Lateral Hardening | Lateral Hardening-Fuse-91896552,1 | 14041 | 188218.6848 | 65295.0978 | 264835.0184 | 451590.9091 | 0.58645 | 0.37633 | 1200000 | 9 | 1 | 0 | 0 | 0 | 1 | Lateral Hardening-Fuse-91896552 | 1500Million | Central | -1 | 3000
Lateral Hardening | Lateral Hardening-Fuse-10422956,6 | 13827 | 304661.15 | 418118.4509 | 778291.0555 | 1327818.1818 | 0.58614 | 1.3831 | 960000 | 162 | 6 | 0 | 0 | 0 | 6 | Lateral Hardening-Fuse-10422956, Lateral Hardening-Fuse-10422954, Lateral Hardening-Fuse-10422958, Lateral Hardening-Fuse-10422959, Lateral Hardening-Fuse-10422960, Lateral Hardening-Fuse-10422961 | 1500Million | Central | -1 | 3000
Lateral Hardening | Lateral Hardening-Fuse-10674798,1 | 13412 | 50112.4822 | 767.5037 | 48461.8256 | 82727.2727 | 0.5858 | 0.068939 | 1200000 | 10 | 1 | 0 | 0 | 0 | 1 | Lateral Hardening-Fuse-10674798 | 1500Million | Plant City | -1 | 3000
Lateral Hardening | Lateral Hardening-Fuse-10420580,1 | 13825 | 75682.7802 | 6418.6743 | 78408.7923 | 134090.9091 | 0.58474 | 0.11174 | 1200000 | 22 | 1 | 2 | 0 | 2 | 3 | Lateral Hardening-Fuse-10420580 | 1500Million | Central | -1 | 3000
Lateral Hardening | Lateral Hardening-Fuse-91750255,1 | 14274 | 200014.4284 | 58854.8258 | 249457.636 | 426818.1818 | 0.58446 | 0.35568 | 1200000 | 15 | 1 | 5 | 0 | 5 | 6 | Lateral Hardening-Fuse-91750255 [ 2026 ] | 1500Million | Western | -1 | 3000
Lateral Hardening | Lateral Hardening-Fuse-10274841,1 | 14274 | 334485.751 | 266221.8325 | 597956.2989 | 1023409.0909 | 0.58428 | 0.85284 | 1200000 | 40 | 1 | 1 | 0 | 1 | 2 | Lateral Hardening-Fuse-10274841 | 1500Million | Western | -1 | 3000
Lateral Hardening | Lateral Hardening-Fuse-10162594,1 | 13031 | 223548.244 | 82037.4745 | 296852.6052 | 508863.6364 | 0.58336 | 0.42405 | 1200000 | 10 | 1 | 0 | 0 | 0 | 1 | Lateral Hardening-Fuse-10162594 [ 2029 ] | 1500Million | Winter Haven | -1 | 3000
Lateral Hardening | Lateral Hardening-Fuse-10144729,1 | 13136 | 161359.6033 | 105523.2256 | 260486.8106 | 446590.9091 | 0.58328 | 0.37216 | 1200000 | 36 | 1 | 0 | 0 | 0 | 1 | Lateral Hardening-Fuse-10144729 | 1500Million | Western | -1 | 3000
Lateral Hardening | Lateral Hardening-Fuse-92610403,1 | 13390 | 142934.5394 | 31530.6126 | 168553.4355 | 289090.9091 | 0.58305 | 0.24091 | 1200000 | 5 | 1 | 0 | 0 | 0 | 1 | Lateral Hardening-Fuse-92610403 | 1500Million | Plant City | -1 | 3000
Lateral Hardening | Lateral Hardening-Fuse-60515167,26 | 13391 | 2539666.8906 | 1214232.0922 | 3866771.4164 | 6633272.7273 | 0.58294 | 6.9097 | 960000 | 55 | 26 | 13 | 0 | 13 | 39 | Lateral Hardening-Fuse-60515167 [ 2028 ], Lateral Hardening-Fuse-10650374 [ 2028 ], Lateral Hardening-Fuse-92226064, Lateral Hardening-Fuse-10650464, Lateral Hardening-Fuse-10650370, Lateral Hardening-Fuse-92694055, Lateral Hardening-Fuse-10650553, Lateral Hardening-Fuse-10650554, Lateral Hardening-Fuse-10650555, Lateral Hardening-Fuse-92908772, Lateral Hardening-Fuse-10650558, Lateral Hardening-Fuse-60192185, Lateral Hardening-Fuse-10650337, Lateral Hardening-Fuse-60259766, Lateral Hardening-Fuse-60348697, Lateral Hardening-Fuse-10650552, Lateral Hardening-Fuse-10650564, Lateral Hardening-Fuse-92532913, Lateral Hardening-Fuse-10650339, Lateral Hardening-Fuse-10650360, Lateral Hardening-Fuse-10650362, Lateral Hardening-Fuse-10650574, Lateral Hardening-Fuse-10650551, Lateral Hardening-Fuse-10650358, Lateral Hardening-Fuse-10650572, Lateral Hardening-Fuse-60263430 | 1500Million | Plant City | -1 | 3000
Lateral Hardening | Lateral Hardening-Fuse-10726475,11 | 14023 | 839469.7444 | 349894.0399 | 1182616.0192 | 2029636.3636 | 0.58267 | 2.1142 | 960000 | 75 | 11 | 2 | 0 | 2 | 13 | Lateral Hardening-Fuse-10726475 [ 2029 ], Lateral Hardening-Fuse-90956263, Lateral Hardening-Fuse-91728775, Lateral Hardening-Fuse-10726517, Lateral Hardening-Fuse-90956682, Lateral Hardening-Fuse-91134132, Lateral Hardening-Fuse-91134133, Lateral Hardening-Fuse-90951647, Lateral Hardening-Fuse-90951649, Lateral Hardening-Fuse-10726511, Lateral Hardening-Fuse-60639016 | 1500Million | South Hillsborough | -1 | 3000
Lateral Hardening | Lateral Hardening-Fuse-10759895,1 | 13813 | 124443.7289 | 39548.0595 | 159169.2192 | 273181.8182 | 0.58265 | 0.22765 | 1200000 | 4 | 1 | 0 | 0 | 0 | 1 | Lateral Hardening-Fuse-10759895 | 1500Million | Dade City | -1 | 3000
Lateral Hardening | Lateral Hardening-Fuse-10080876,4 | 13668 | 410045.3468 | 105966.9046 | 515729.2393 | 885272.7273 | 0.58257 | 0.92216 | 960000 | 26 | 4 | 0 | 0 | 0 | 4 | Lateral Hardening-Fuse-10080876, Lateral Hardening-Fuse-10080875, Lateral Hardening-Fuse-10080985, Lateral Hardening-Fuse-60268237 | 1500Million | Plant City | -1 | 3000
Lateral Hardening | Lateral Hardening-Fuse-60129899,1 | 13094 | 125851.2906 | 8095.9203 | 127822.6502 | 219545.4545 | 0.58221 | 0.18295 | 1200000 | 10 | 1 | 0 | 0 | 0 | 1 | Lateral Hardening-Fuse-60129899 | 1500Million | Central | -1 | 3000
Lateral Hardening | Lateral Hardening-Fuse-10481911,9 | 13456 | 649835.1032 | 864450.2175 | 1495109.2272 | 2570181.8182 | 0.58171 | 2.6773 | 960000 | 982 | 9 | 23 | 0 | 23 | 32 | Lateral Hardening-Fuse-10481911, Lateral Hardening-Fuse-60258975, Lateral Hardening-Fuse-60258965, Lateral Hardening-Fuse-60258967, Lateral Hardening-Fuse-60258969, Lateral Hardening-Fuse-60258971, Lateral Hardening-Fuse-60258973, Lateral Hardening-Fuse-60258961, Lateral Hardening-Fuse-60258957 | 1500Million | Eastern | -1 | 3000
Lateral Hardening | Lateral Hardening-Fuse-60068037,1 | 13139 | 66146.2469 | 1955.2979 | 64908.0801 | 111590.9091 | 0.58166 | 0.092992 | 1200000 | 141 | 1 | 4 | 0 | 4 | 5 | Lateral Hardening-Fuse-60068037 | 1500Million | Western | -1 | 3000
Lateral Hardening | Lateral Hardening-Fuse-10099330,1 | 13963 | 16385.4223 | 5406.3435 | 41893.8645 | 72045.4545 | 0.58149 | 0.060038 | 1200000 | 2 | 1 | 0 | 0 | 0 | 1 | Lateral Hardening-Fuse-10099330 | 1500Million | Eastern | -1 | 3000
Lateral Hardening | Lateral Hardening-Fuse-91345947,1 | 13298 | 1068762.8204 | 441579.1791 | 1647052.1848 | 2832500 | 0.58148 | 2.3604 | 1200000 | 42 | 1 | 0 | 0 | 0 | 1 | Lateral Hardening-Fuse-91345947 | 1500Million | Winter Haven | -1 | 3000
Lateral Hardening | Lateral Hardening-Fuse-92801640,1 | 13125 | 212655.1695 | 100981.847 | 305580.2964 | 525909.0909 | 0.58105 | 0.43826 | 1200000 | 78 | 1 | 0 | 0 | 0 | 1 | Lateral Hardening-Fuse-92801640 | 1500Million | Plant City | -1 | 3000
Lateral Hardening | Lateral Hardening-Fuse-92677661,1 | 13805 | 126797.9092 | 20996.9888 | 143002.1426 | 246363.6364 | 0.58045 | 0.2053 | 1200000 | 5 | 1 | 0 | 0 | 0 | 1 | Lateral Hardening-Fuse-92677661 | 1500Million | Plant City | -1 | 3000
Lateral Hardening | Lateral Hardening-Fuse-92602864,1 | 13303 | 175175.8259 | 75627.969 | 242551.4986 | 418181.8182 | 0.58001 | 0.34848 | 1200000 | 17 | 1 | 0 | 0 | 0 | 1 | Lateral Hardening-Fuse-92602864 | 1500Million | South Hillsborough | -1 | 3000
Lateral Hardening | Lateral Hardening-Fuse-92006778,1 | 13479 | 165051.3876 | 48843.2048 | 219358.5234 | 378636.3636 | 0.57934 | 0.31553 | 1200000 | 13 | 1 | 0 | 0 | 0 | 1 | Lateral Hardening-Fuse-92006778 | 1500Million | Winter Haven | -1 | 3000
Lateral Hardening | Lateral Hardening-Fuse-10240466,1 | 13530 | 72899.1926 | 263564.3079 | 329178.2781 | 568409.0909 | 0.57912 | 0.47367 | 1200000 | 52 | 1 | 0 | 0 | 0 | 1 | Lateral Hardening-Fuse-10240466 | 1500Million | Western | -1 | 3000
Lateral Hardening | Lateral Hardening-Fuse-90048452,1 | 13060 | 60834.0677 | 1546.7109 | 59490.6919 | 102727.2727 | 0.57911 | 0.085606 | 1200000 | 16 | 1 | 1 | 0 | 1 | 2 | Lateral Hardening-Fuse-90048452 | 1500Million | Western | -1 | 3000
Lateral Hardening | Lateral Hardening-Fuse-10616422,1 | 13126 | 152852.128 | 46751.6684 | 193569.6429 | 334318.1818 | 0.579 | 0.2786 | 1200000 | 15 | 1 | 0 | 0 | 0 | 1 | Lateral Hardening-Fuse-10616422 | 1500Million | Plant City | -1 | 3000
Lateral Hardening | Lateral Hardening-Fuse-92035445,1 | 13442 | 30003.9159 | 386.0513 | 28944.8509 | 50000 | 0.5789 | 0.010417 | 4800000 | 48 | 1 | 1 | 0 | 1 | 2 | Lateral Hardening-Fuse-92035445 | 1500Million | Winter Haven | -1 | 3000
Lateral Hardening | Lateral Hardening-Fuse-60118006,1 | 13102 | 31879.944 | 2966.2114 | 33276.4484 | 57500 | 0.57872 | 0.047917 | 1200000 | 15 | 1 | 0 | 0 | 0 | 1 | Lateral Hardening-Fuse-60118006 | 1500Million | Central | -1 | 3000
Lateral Hardening | Lateral Hardening-Fuse-90599092,1 | 13927 | 97260.5067 | 10525.8176 | 102979.8032 | 177954.5455 | 0.57869 | 0.1483 | 1200000 | 54 | 1 | 0 | 0 | 0 | 1 | Lateral Hardening-Fuse-90599092 | 1500Million | Winter Haven | -1 | 3000
Lateral Hardening | Lateral Hardening-Fuse-91346746,1 | 13123 | 86604.0018 | 13823.3707 | 96110.3629 | 166136.3636 | 0.5785 | 0.13845 | 1200000 | 20 | 1 | 0 | 0 | 0 | 1 | Lateral Hardening-Fuse-91346746 | 1500Million | Plant City | -1 | 3000
Lateral Hardening | Lateral Hardening-Fuse-10455386,1 | 13171 | 28463.0517 | 1827.4513 | 28920.8939 | 50000 | 0.57842 | 0.017235 | 2901098.9011 | 8 | 1 | 0 | 0 | 0 | 1 | Lateral Hardening-Fuse-10455386 | 1500Million | Eastern | -1 | 3000
Lateral Hardening | Lateral Hardening-Fuse-10710625,1 | 14000 | 180923.1971 | 50643.5744 | 246655.0768 | 427045.4545 | 0.57759 | 0.35587 | 1200000 | 23 | 1 | 0 | 0 | 0 | 1 | Lateral Hardening-Fuse-10710625 | 1500Million | Plant City | -1 | 3000
Lateral Hardening | Lateral Hardening-Fuse-10479439,1 | 14217 | 317603.7796 | 158246.3257 | 465479.899 | 805909.0909 | 0.57758 | 0.67159 | 1200000 | 5 | 1 | 0 | 0 | 0 | 1 | Lateral Hardening-Fuse-10479439 [ 2028 ] | 1500Million | Central | -1 | 3000
Lateral Hardening | Lateral Hardening-Fuse-10588824,1 | 13471 | 28707.1692 | 1560.421 | 28869.3291 | 50000 | 0.57739 | 0.026894 | 1859154.9296 | 11 | 1 | 0 | 0 | 0 | 1 | Lateral Hardening-Fuse-10588824 | 1500Million | Winter Haven | -1 | 3000
Lateral Hardening | Lateral Hardening-Fuse-10686109,1 | 13808 | 184033.0338 | 39182.7576 | 215861.1975 | 373863.6364 | 0.57738 | 0.31155 | 1200000 | 5 | 1 | 0 | 0 | 0 | 1 | Lateral Hardening-Fuse-10686109 | 1500Million | Plant City | -1 | 3000
Lateral Hardening | Lateral Hardening-Fuse-93061609,1 | 13298 | 588919.5884 | 362496.7496 | 932168.663 | 1615000 | 0.57719 | 1.3458 | 1200000 | 46 | 1 | 0 | 0 | 0 | 1 | Lateral Hardening-Fuse-93061609 | 1500Million | Winter Haven | -1 | 3000
Lateral Hardening | Lateral Hardening-Fuse-10465317,1 | 13434 | 204629.8724 | 48267.8063 | 244048.849 | 422954.5455 | 0.57701 | 0.35246 | 1200000 | 31 | 1 | 0 | 0 | 0 | 1 | Lateral Hardening-Fuse-10465317 | 1500Million | Eastern | -1 | 3000
Lateral Hardening | Lateral Hardening-Fuse-91306280,1 | 13391 | 197957.0914 | 101616.2771 | 290503.1983 | 503636.3636 | 0.57681 | 0.4197 | 1200000 | 6 | 1 | 1 | 1 | 0 | 2 | Lateral Hardening-Fuse-91306280 | 1500Million | Plant City | -1 | 3000
Lateral Hardening | Lateral Hardening-Fuse-10142276,1 | 13034 | 67624.4616 | 5205.4341 | 69587.6919 | 120681.8182 | 0.57662 | 0.10057 | 1200000 | 8 | 1 | 0 | 0 | 0 | 1 | Lateral Hardening-Fuse-10142276 | 1500Million | Central | -1 | 3000
Lateral Hardening | Lateral Hardening-Fuse-60245769,3 | 13105 | 217957.0812 | 92977.7467 | 332842.1586 | 577272.7273 | 0.57658 | 0.60133 | 960000 | 66 | 3 | 0 | 0 | 0 | 3 | Lateral Hardening-Fuse-60245769, Lateral Hardening-Fuse-10580692, Lateral Hardening-Fuse-10580691 | 1500Million | Central | -1 | 3000
Lateral Hardening | Lateral Hardening-Fuse-10747894,1 | 14021 | 51926.4821 | 4170.7072 | 53534.4228 | 92954.5455 | 0.57592 | 0.077462 | 1200000 | 5 | 1 | 0 | 0 | 0 | 1 | Lateral Hardening-Fuse-10747894 | 1500Million | South Hillsborough | -1 | 3000
Lateral Hardening | Lateral Hardening-Fuse-90286358,1 | 13389 | 194644.5294 | 77036.0699 | 263646.7902 | 457954.5455 | 0.57571 | 0.38163 | 1200000 | 31 | 1 | 0 | 0 | 0 | 1 | Lateral Hardening-Fuse-90286358 | 1500Million | Plant City | -1 | 3000
Lateral Hardening | Lateral Hardening-Fuse-10913204,3 | 13706 | 335909.2216 | 217330.0007 | 547426.5195 | 951272.7273 | 0.57547 | 0.99091 | 960000 | 10 | 3 | 2 | 0 | 2 | 5 | Lateral Hardening-Fuse-10913204, Lateral Hardening-Fuse-10913203, Lateral Hardening-Fuse-10913210 | 1500Million | Eastern | -1 | 3000
Lateral Hardening | Lateral Hardening-Fuse-92607262,3 | 13390 | 238577.2098 | 103523.8599 | 332256.5059 | 577636.3636 | 0.5752 | 0.6017 | 960000 | 26 | 3 | 0 | 0 | 0 | 3 | Lateral Hardening-Fuse-92607262, Lateral Hardening-Fuse-90050012, Lateral Hardening-Fuse-90050020 | 1500Million | Plant City | -1 | 3000
Lateral Hardening | Lateral Hardening-Fuse-92606650,1 | 13390 | 299599.5726 | 147083.0882 | 434783.2642 | 757272.7273 | 0.57414 | 0.63106 | 1200000 | 44 | 1 | 0 | 0 | 0 | 1 | Lateral Hardening-Fuse-92606650 | 1500Million | Plant City | -1 | 3000
Lateral Hardening | Lateral Hardening-Fuse-10686057,1 | 13808 | 375228.2488 | 226029.728 | 588408.4197 | 1025681.8182 | 0.57368 | 0.85473 | 1200000 | 5 | 1 | 0 | 0 | 0 | 1 | Lateral Hardening-Fuse-10686057 [ 2027 ] | 1500Million | Plant City | -1 | 3000
Lateral Hardening | Lateral Hardening-Fuse-10155416,4 | 13067 | 179396.0592 | 81826.7644 | 254455.1049 | 443818.1818 | 0.57333 | 0.46231 | 960000 | 69 | 4 | 0 | 0 | 0 | 4 | Lateral Hardening-Fuse-10155416, Lateral Hardening-Fuse-10155418, Lateral Hardening-Fuse-10155425, Lateral Hardening-Fuse-60131023 | 1500Million | Western | -1 | 3000
Lateral Hardening | Lateral Hardening-Fuse-90231391,1 | 13153 | 29150.5721 | 899.942 | 28653.5716 | 50000 | 0.57307 | 0.011932 | 4190476.1905 | 86 | 1 | 2 | 0 | 2 | 3 | Lateral Hardening-Fuse-90231391 | 1500Million | Winter Haven | -1 | 3000
Lateral Hardening | Lateral Hardening-Fuse-10363895,2 | 14071 | 283210.4811 | 367139.8413 | 656527.9033 | 1146909.0909 | 0.57243 | 1.1947 | 960000 | 24 | 2 | 1 | 0 | 1 | 3 | Lateral Hardening-Fuse-10363895 [ 2028 ], Lateral Hardening-Fuse-10363899 | 1500Million | Western | -1 | 3000
Lateral Hardening | Lateral Hardening-Fuse-10804170,2 | 13173 | 135187.0115 | 37187.7552 | 166556.1524 | 291090.9091 | 0.57218 | 0.30322 | 960000 | 38 | 2 | 0 | 0 | 0 | 2 | Lateral Hardening-Fuse-10804170, Lateral Hardening-Fuse-92386556 | 1500Million | Eastern | -1 | 3000
Lateral Hardening | Lateral Hardening-Fuse-92957851,1 | 13535 | 82992.4758 | 11625.1355 | 90693.8877 | 158863.6364 | 0.57089 | 0.13239 | 1200000 | 5 | 1 | 0 | 0 | 0 | 1 | Lateral Hardening-Fuse-92957851 | 1500Million | Western | -1 | 3000
Lateral Hardening | Lateral Hardening-Fuse-92407065,8 | 13815 | 675019.4754 | 289537.558 | 939723.4568 | 1646399.35 | 0.57077 | 2.0193 | 815324.3827 | 16 | 8 | 2 | 0 | 2 | 10 | Lateral Hardening-Fuse-92407065 [ 2020 ], Lateral Hardening-Fuse-90288707 [ 2027 ], Lateral Hardening-Fuse-92396985, Lateral Hardening-Fuse-90288450, Lateral Hardening-Fuse-90288598, Lateral Hardening-Fuse-60467501, Lateral Hardening-Fuse-92399003, Lateral Hardening-Fuse-60205812 | 1500Million | Dade City | -1 | 3000
Lateral Hardening | Lateral Hardening-Fuse-10173515,1 | 13191 | 86353.5393 | 21632.9094 | 104020.375 | 182272.7273 | 0.57069 | 0.15189 | 1200000 | 10 | 1 | 1 | 0 | 1 | 2 | Lateral Hardening-Fuse-10173515 | 1500Million | Western | -1 | 3000
Lateral Hardening | Lateral Hardening-Fuse-92608946,1 | 13390 | 96324.1273 | 25327.7354 | 117834.3603 | 206590.9091 | 0.57038 | 0.17216 | 1200000 | 2 | 1 | 0 | 0 | 0 | 1 | Lateral Hardening-Fuse-92608946 | 1500Million | Plant City | -1 | 3000
Lateral Hardening | Lateral Hardening-Fuse-10588275,1 | 13444 | 82881.4099 | 221352.9284 | 310615.3545 | 545000 | 0.56994 | 0.45417 | 1200000 | 56 | 1 | 2 | 0 | 2 | 3 | Lateral Hardening-Fuse-10588275 | 1500Million | Winter Haven | -1 | 3000
Lateral Hardening | Lateral Hardening-Fuse-60011894,2 | 13158 | 129604.1238 | 191456.633 | 324826.0729 | 570000 | 0.56987 | 0.59375 | 960000 | 85 | 2 | 0 | 0 | 0 | 2 | Lateral Hardening-Fuse-60011894, Lateral Hardening-Fuse-60011945 | 1500Million | Central | -1 | 3000
Lateral Hardening | Lateral Hardening-Fuse-92636030,5 | 13331 | 979989.579 | 497069.2753 | 1440056.1774 | 2527636.3636 | 0.56972 | 2.633 | 960000 | 10 | 5 | 3 | 0 | 3 | 8 | Lateral Hardening-Fuse-92636030 [ 2026 ], Lateral Hardening-Fuse-92635988 [ 2026 ], Lateral Hardening-Fuse-10754793, Lateral Hardening-Fuse-91250370, Lateral Hardening-Fuse-92636000 | 1500Million | Dade City | -1 | 3000
Lateral Hardening | Lateral Hardening-Fuse-91409886,1 | 13458 | 94109.2194 | 12479.3227 | 102020.9843 | 179090.9091 | 0.56966 | 0.14924 | 1200000 | 30 | 1 | 0 | 0 | 0 | 1 | Lateral Hardening-Fuse-91409886 | 1500Million | Eastern | -1 | 3000
Lateral Hardening | Lateral Hardening-Fuse-10163212,1 | 13091 | 47727.6815 | 1663.3628 | 47124.6008 | 82727.2727 | 0.56964 | 0.068939 | 1200000 | 22 | 1 | 0 | 0 | 0 | 1 | Lateral Hardening-Fuse-10163212 | 1500Million | Central | -1 | 3000
Lateral Hardening | Lateral Hardening-Fuse-60265614,2 | 13400 | 101586.8276 | 52001.2424 | 148388.2955 | 260545.4545 | 0.56953 | 0.2714 | 960000 | 4 | 2 | 0 | 0 | 0 | 2 | Lateral Hardening-Fuse-60265614 [ 2028 ], Lateral Hardening-Fuse-60265619 | 1500Million | Central | -1 | 3000
Lateral Hardening | Lateral Hardening-Fuse-92698647,14 | 14306 | 2641559.9056 | 1478080.6104 | 4188889.2187 | 7356727.2727 | 0.5694 | 7.6633 | 960000 | 129 | 14 | 8 | 0 | 8 | 22 | Lateral Hardening-Fuse-92698647 [ 2029 ], Lateral Hardening-Fuse-10754739, Lateral Hardening-Fuse-92916484, Lateral Hardening-Fuse-91235614 [ 2029 ], Lateral Hardening-Fuse-60618079, Lateral Hardening-Fuse-90440534, Lateral Hardening-Fuse-92441716, Lateral Hardening-Fuse-90422237, Lateral Hardening-Fuse-60457580, Lateral Hardening-Fuse-60543692, Lateral Hardening-Fuse-92441726, Lateral Hardening-Fuse-92442578, Lateral Hardening-Fuse-92397207, Lateral Hardening-Fuse-92397217 | 1500Million | Dade City | -1 | 3000
Lateral Hardening | Lateral Hardening-Fuse-60182628,1 | 13661 | 106758.0709 | 24439.2593 | 180352.0513 | 316818.1818 | 0.56926 | 0.26402 | 1200000 | 45 | 1 | 0 | 0 | 0 | 1 | Lateral Hardening-Fuse-60182628 [ 2029 ] | 1500Million | Winter Haven | -1 | 3000
Lateral Hardening | Lateral Hardening-Fuse-91602099,1 | 14110 | 28910.6796 | 100216.7511 | 126514.2555 | 222272.7273 | 0.56918 | 0.18523 | 1200000 | 22 | 1 | 0 | 0 | 0 | 1 | Lateral Hardening-Fuse-91602099 | 1500Million | Eastern | -1 | 3000
Lateral Hardening | Lateral Hardening-Fuse-92895135,1 | 13854 | 42711.1467 | 10829.7504 | 51349.1437 | 90227.2727 | 0.56911 | 0.075189 | 1200000 | 2 | 1 | 0 | 0 | 0 | 1 | Lateral Hardening-Fuse-92895135 | 1500Million | Plant City | -1 | 3000
Lateral Hardening | Lateral Hardening-Fuse-10075305,4 | 13656 | 287570.3748 | 176144.0766 | 463797.4884 | 815090.9091 | 0.56901 | 0.84905 | 960000 | 33 | 4 | 0 | 0 | 0 | 4 | Lateral Hardening-Fuse-10075305, Lateral Hardening-Fuse-90253480, Lateral Hardening-Fuse-90958704, Lateral Hardening-Fuse-90253483 | 1500Million | Plant City | -1 | 3000
Lateral Hardening | Lateral Hardening-Fuse-10580694,2 | 13105 | 144051.7965 | 28616.1463 | 165268.4485 | 290909.0909 | 0.56811 | 0.30303 | 960000 | 13 | 2 | 5 | 0 | 5 | 7 | Lateral Hardening-Fuse-10580694, Lateral Hardening-Fuse-91328283 | 1500Million | Central | -1 | 3000
Lateral Hardening | Lateral Hardening-Fuse-92185434,1 | 13162 | 34274.3947 | 2493.7055 | 35116.2763 | 61818.1818 | 0.56806 | 0.051515 | 1200000 | 7 | 1 | 0 | 0 | 0 | 1 | Lateral Hardening-Fuse-92185434 | 1500Million | Western | -1 | 3000
Lateral Hardening | Lateral Hardening-Fuse-60314752,6 | 13993 | 325120.3095 | 155091.0044 | 476429.2139 | 838909.0909 | 0.56792 | 0.87386 | 960000 | 27 | 6 | 4 | 0 | 4 | 10 | Lateral Hardening-Fuse-60314752, Lateral Hardening-Fuse-60371216, Lateral Hardening-Fuse-10433195, Lateral Hardening-Fuse-10433179, Lateral Hardening-Fuse-60371213, Lateral Hardening-Fuse-10433198 | 1500Million | Central | -1 | 3000
Lateral Hardening | Lateral Hardening-Fuse-91459269,3 | 13591 | 308275.0767 | 116578.8349 | 413612.803 | 728727.2727 | 0.56758 | 0.75909 | 960000 | 117 | 3 | 0 | 0 | 0 | 3 | Lateral Hardening-Fuse-91459269, Lateral Hardening-Fuse-91374727, Lateral Hardening-Fuse-10397049 | 1500Million | Central | -1 | 3000
Lateral Hardening | Lateral Hardening-Fuse-93265401,1 | 13134 | 55935.2627 | 168747.3704 | 220281.8988 | 388636.3636 | 0.56681 | 0.32386 | 1200000 | 51 | 1 | 0 | 0 | 0 | 1 | Lateral Hardening-Fuse-93265401 | 1500Million | Eastern | -1 | 3000
Lateral Hardening | Lateral Hardening-Fuse-90242102,1 | 13164 | 36494.6874 | 2864.6575 | 37614.0632 | 66363.6364 | 0.56679 | 0.055303 | 1200000 | 38 | 1 | 1 | 0 | 1 | 2 | Lateral Hardening-Fuse-90242102 | 1500Million | Western | -1 | 3000
Lateral Hardening | Lateral Hardening-Fuse-60385711,1 | 13967 | 174504.8143 | 55325.2525 | 221852.5041 | 391590.9091 | 0.56654 | 0.32633 | 1200000 | 18 | 1 | 0 | 0 | 0 | 1 | Lateral Hardening-Fuse-60385711 | 1500Million | Winter Haven | -1 | 3000
Lateral Hardening | Lateral Hardening-Fuse-90299791,1 | 13813 | 97804.3061 | 29043.9981 | 122578.6671 | 216363.6364 | 0.56654 | 0.1803 | 1200000 | 3 | 1 | 0 | 0 | 0 | 1 | Lateral Hardening-Fuse-90299791 | 1500Million | Dade City | -1 | 3000
Lateral Hardening | Lateral Hardening-Fuse-91158690,1 | 13155 | 372461.2531 | 179080.5623 | 535496.2121 | 945454.5455 | 0.56639 | 0.78788 | 1200000 | 171 | 1 | 1 | 0 | 1 | 2 | Lateral Hardening-Fuse-91158690 | 1500Million | Western | -1 | 3000
Lateral Hardening | Lateral Hardening-Fuse-90049950,1 | 13390 | 39061.9133 | 9904.4583 | 46961.8812 | 82954.5455 | 0.56612 | 0.069129 | 1200000 | 2 | 1 | 0 | 0 | 0 | 1 | Lateral Hardening-Fuse-90049950 | 1500Million | Plant City | -1 | 3000
Lateral Hardening | Lateral Hardening-Fuse-10198088,1 | 13334 | 400584.2324 | 273811.8484 | 659362.952 | 1164772.7273 | 0.56609 | 0.97064 | 1200000 | 143 | 1 | 0 | 0 | 0 | 1 | Lateral Hardening-Fuse-10198088 | 1500Million | Western | -1 | 3000
Lateral Hardening | Lateral Hardening-Fuse-10367872,1 | 13103 | 33040.7393 | 1225.4107 | 32658.5477 | 57727.2727 | 0.56574 | 0.048106 | 1200000 | 15 | 1 | 0 | 0 | 0 | 1 | Lateral Hardening-Fuse-10367872 | 1500Million | Central | -1 | 3000
Lateral Hardening | Lateral Hardening-Fuse-10676253,11 | 13787 | 1478911.6784 | 902491.0582 | 2549180.5879 | 4506909.0909 | 0.56562 | 4.6947 | 960000 | 135 | 11 | 7 | 0 | 7 | 18 | Lateral Hardening-Fuse-10676253 [ 2027 ], Lateral Hardening-Fuse-92052949, Lateral Hardening-Fuse-10676243, Lateral Hardening-Fuse-10676244, Lateral Hardening-Fuse-60179390, Lateral Hardening-Fuse-92052950, Lateral Hardening-Fuse-90833118, Lateral Hardening-Fuse-60179379, Lateral Hardening-Fuse-60179382, Lateral Hardening-Fuse-10676247, Lateral Hardening-Fuse-60179383 | 1500Million | Plant City | -1 | 3000
Lateral Hardening | Lateral Hardening-Fuse-92348088,2 | 13431 | 89574.8204 | 9937.9795 | 106937.5425 | 189090.9091 | 0.56554 | 0.19697 | 960000 | 45 | 2 | 0 | 0 | 0 | 2 | Lateral Hardening-Fuse-92348088, Lateral Hardening-Fuse-10745650 | 1500Million | Dade City | -1 | 3000
Lateral Hardening | Lateral Hardening-Fuse-93443921,1 | 13419 | 48673.1905 | 5640.0748 | 51871.8335 | 91818.1818 | 0.56494 | 0.076515 | 1200000 | 18 | 1 | 0 | 0 | 0 | 1 | Lateral Hardening-Fuse-93443921 | 1500Million | Central | -1 | 3000
Lateral Hardening | Lateral Hardening-Fuse-10080987,3 | 13668 | 322188.2823 | 83175.2686 | 393376.9001 | 696545.4545 | 0.56475 | 0.72557 | 960000 | 16 | 3 | 0 | 0 | 0 | 3 | Lateral Hardening-Fuse-10080987, Lateral Hardening-Fuse-10080890, Lateral Hardening-Fuse-10080958 | 1500Million | Plant City | -1 | 3000
Lateral Hardening | Lateral Hardening-Fuse-92629499,1 | 13805 | 291183.0715 | 144603.7573 | 426227.0288 | 754772.7273 | 0.56471 | 0.62898 | 1200000 | 24 | 1 | 0 | 0 | 0 | 1 | Lateral Hardening-Fuse-92629499 | 1500Million | Plant City | -1 | 3000
Lateral Hardening | Lateral Hardening-Fuse-91812647,1 | 13837 | 34400.462 | 4007.7266 | 54927.3292 | 97272.7273 | 0.56467 | 0.081061 | 1200000 | 4 | 1 | 1 | 0 | 1 | 2 | Lateral Hardening-Fuse-91812647 | 1500Million | Central | -1 | 3000
Lateral Hardening | Lateral Hardening-Fuse-10100699,1 | 13048 | 44903.8796 | 2865.7088 | 45625.6827 | 80909.0909 | 0.56391 | 0.067424 | 1200000 | 8 | 1 | 0 | 0 | 0 | 1 | Lateral Hardening-Fuse-10100699 | 1500Million | Central | -1 | 3000
Lateral Hardening | Lateral Hardening-Fuse-91991201,1 | 13733 | 52915.0506 | 14471.5045 | 64587.1712 | 114772.7273 | 0.56274 | 0.095644 | 1200000 | 3 | 1 | 0 | 0 | 0 | 1 | Lateral Hardening-Fuse-91991201 | 1500Million | Eastern | -1 | 3000
Lateral Hardening | Lateral Hardening-Fuse-91910777,1 | 13296 | 264855.1655 | 102614.1233 | 357249.1749 | 635000 | 0.5626 | 0.52917 | 1200000 | 8 | 1 | 0 | 0 | 0 | 1 | Lateral Hardening-Fuse-91910777 | 1500Million | Winter Haven | -1 | 3000
Lateral Hardening | Lateral Hardening-Fuse-10846393,1 | 13109 | 87299.8262 | 237047.5463 | 317812.5957 | 565227.2727 | 0.56227 | 0.47102 | 1200000 | 56 | 1 | 0 | 0 | 0 | 1 | Lateral Hardening-Fuse-10846393 | 1500Million | Western | -1 | 3000
Lateral Hardening | Lateral Hardening-Fuse-93269479,1 | 13080 | 140845.2047 | 23418.7839 | 157281.6032 | 279772.7273 | 0.56218 | 0.23314 | 1200000 | 33 | 1 | 0 | 0 | 0 | 1 | Lateral Hardening-Fuse-93269479 | 1500Million | Western | -1 | 3000
Lateral Hardening | Lateral Hardening-Fuse-10392923,1 | 13522 | 86990.425 | 6604.1837 | 89377.5926 | 159090.9091 | 0.5618 | 0.13258 | 1200000 | 9 | 1 | 0 | 0 | 0 | 1 | Lateral Hardening-Fuse-10392923 | 1500Million | Western | -1 | 3000
Lateral Hardening | Lateral Hardening-Fuse-10580708,3 | 13105 | 123863.6528 | 31895.0711 | 150358.2918 | 267636.3636 | 0.5618 | 0.27879 | 960000 | 31 | 3 | 0 | 0 | 0 | 3 | Lateral Hardening-Fuse-10580708, Lateral Hardening-Fuse-10580647, Lateral Hardening-Fuse-10580698 | 1500Million | Central | -1 | 3000
Lateral Hardening | Lateral Hardening-Fuse-10933150,3 | 13897 | 392396.2942 | 283777.5853 | 659066.5498 | 1173272.7273 | 0.56173 | 1.2222 | 960000 | 10 | 3 | 3 | 0 | 3 | 6 | Lateral Hardening-Fuse-10933150, Lateral Hardening-Fuse-10933122 [ 2024 ], Lateral Hardening-Fuse-10933149 | 1500Million | South Hillsborough | -1 | 3000
Lateral Hardening | Lateral Hardening-Fuse-92327916,2 | 13785 | 195882.537 | 93218.7837 | 281440.9895 | 501272.7273 | 0.56145 | 0.52216 | 960000 | 11 | 2 | 2 | 0 | 2 | 4 | Lateral Hardening-Fuse-92327916, Lateral Hardening-Fuse-91068639 | 1500Million | Plant City | -1 | 3000
Lateral Hardening | Lateral Hardening-Fuse-93043714,1 | 13813 | 78791.8345 | 14601.3163 | 89532.4888 | 159545.4545 | 0.56117 | 0.13295 | 1200000 | 5 | 1 | 0 | 0 | 0 | 1 | Lateral Hardening-Fuse-93043714 | 1500Million | Dade City | -1 | 3000
Lateral Hardening | Lateral Hardening-Fuse-10535987,1 | 13115 | 69993.632 | 5707.5127 | 72293.0901 | 128863.6364 | 0.561 | 0.10739 | 1200000 | 6 | 1 | 0 | 0 | 0 | 1 | Lateral Hardening-Fuse-10535987 | 1500Million | Winter Haven | -1 | 3000
Lateral Hardening | Lateral Hardening-Fuse-10123804,6 | 13060 | 301298.6499 | 74941.3625 | 371868.263 | 663272.7273 | 0.56066 | 0.69091 | 960000 | 101 | 6 | 0 | 0 | 0 | 6 | Lateral Hardening-Fuse-10123804, Lateral Hardening-Fuse-92314703, Lateral Hardening-Fuse-92314702, Lateral Hardening-Fuse-92317053, Lateral Hardening-Fuse-10123803, Lateral Hardening-Fuse-92314704 | 1500Million | Western | -1 | 3000
Lateral Hardening | Lateral Hardening-Fuse-92619411,2 | 13303 | 176145.1252 | 71091.6275 | 240087.732 | 428363.6364 | 0.56048 | 0.44621 | 960000 | 5 | 2 | 0 | 0 | 0 | 2 | Lateral Hardening-Fuse-92619411, Lateral Hardening-Fuse-92619522 | 1500Million | South Hillsborough | -1 | 3000
Lateral Hardening | Lateral Hardening-Fuse-10829520,1 | 13687 | 52587.5002 | 11107.729 | 61389.9104 | 109545.4545 | 0.56041 | 0.091288 | 1200000 | 2 | 1 | 1 | 0 | 1 | 2 | Lateral Hardening-Fuse-10829520 | 1500Million | Eastern | -1 | 3000
Lateral Hardening | Lateral Hardening-Fuse-93201064,1 | 13268 | 55343.8874 | 8432.2456 | 60988.235 | 108863.6364 | 0.56023 | 0.09072 | 1200000 | 3 | 1 | 0 | 0 | 0 | 1 | Lateral Hardening-Fuse-93201064 | 1500Million | Plant City | -1 | 3000
Lateral Hardening | Lateral Hardening-Fuse-10302321,1 | 13539 | 286721.1393 | 79164.7165 | 355460.234 | 635000 | 0.55978 | 0.52917 | 1200000 | 105 | 1 | 0 | 0 | 0 | 1 | Lateral Hardening-Fuse-10302321 [ 2029 ] | 1500Million | Western | -1 | 3000
Lateral Hardening | Lateral Hardening-Fuse-93200638,1 | 13268 | 124128.9684 | 82926.1271 | 201107.9356 | 359772.7273 | 0.55899 | 0.29981 | 1200000 | 2 | 1 | 0 | 0 | 0 | 1 | Lateral Hardening-Fuse-93200638 [ 2022 ] | 1500Million | Plant City | -1 | 3000
Lateral Hardening | Lateral Hardening-Fuse-60048288,1 | 13591 | 112646.958 | 23780.0918 | 131614.8076 | 235681.8182 | 0.55844 | 0.1964 | 1200000 | 40 | 1 | 0 | 0 | 0 | 1 | Lateral Hardening-Fuse-60048288 | 1500Million | Central | -1 | 3000
Lateral Hardening | Lateral Hardening-Fuse-10745565,1 | 13431 | 115169.6388 | 19064.9663 | 128552.5103 | 230227.2727 | 0.55837 | 0.19186 | 1200000 | 20 | 1 | 0 | 0 | 0 | 1 | Lateral Hardening-Fuse-10745565 | 1500Million | Dade City | -1 | 3000
Lateral Hardening | Lateral Hardening-Fuse-10643510,3 | 13390 | 335320.7006 | 107776.7592 | 441281.9166 | 791272.7273 | 0.55769 | 0.82424 | 960000 | 13 | 3 | 0 | 0 | 0 | 3 | Lateral Hardening-Fuse-10643510 [ 2023 ], Lateral Hardening-Fuse-10643479, Lateral Hardening-Fuse-10643480 | 1500Million | Plant City | -1 | 3000
Lateral Hardening | Lateral Hardening-Fuse-92202652,1 | 13489 | 59088.1615 | 20372.3917 | 76792.1004 | 137727.2727 | 0.55757 | 0.11477 | 1200000 | 2 | 1 | 0 | 0 | 0 | 1 | Lateral Hardening-Fuse-92202652 | 1500Million | South Hillsborough | -1 | 3000
Lateral Hardening | Lateral Hardening-Fuse-91137089,11 | 13236 | 2395116.2004 | 2281866.8302 | 4572066.8984 | 8202363.6364 | 0.55741 | 8.5441 | 960000 | 16 | 11 | 8 | 1 | 7 | 19 | Lateral Hardening-Fuse-91137089 [ 2029 ], Lateral Hardening-Fuse-10000816, Lateral Hardening-Fuse-60648690, Lateral Hardening-Fuse-90449990, Lateral Hardening-Fuse-60318201, Lateral Hardening-Fuse-90962551 [ 2029 ], Lateral Hardening-Fuse-90988080 [ 2029 ], Lateral Hardening-Fuse-10000823 [ 2029 ], Lateral Hardening-Fuse-60258066, Lateral Hardening-Fuse-60318202, Lateral Hardening-Fuse-92615417 | 1500Million | South Hillsborough | -1 | 3000
Lateral Hardening | Lateral Hardening-Fuse-10588805,1 | 13471 | 59311.5962 | 83907.9353 | 139857.7274 | 250909.0909 | 0.5574 | 0.20909 | 1200000 | 46 | 1 | 0 | 0 | 0 | 1 | Lateral Hardening-Fuse-10588805 | 1500Million | Winter Haven | -1 | 3000
Lateral Hardening | Lateral Hardening-Fuse-91985722,1 | 13479 | 91972.8823 | 6520.2923 | 93992.2959 | 168863.6364 | 0.55662 | 0.14072 | 1200000 | 12 | 1 | 0 | 0 | 0 | 1 | Lateral Hardening-Fuse-91985722 | 1500Million | Winter Haven | -1 | 3000
Lateral Hardening | Lateral Hardening-Fuse-10560410,1 | 13297 | 59852.4596 | 2357.1848 | 59319.103 | 106590.9091 | 0.55651 | 0.088826 | 1200000 | 3 | 1 | 1 | 0 | 1 | 2 | Lateral Hardening-Fuse-10560410 | 1500Million | Winter Haven | -1 | 3000
Lateral Hardening | Lateral Hardening-Fuse-60166996,2 | 13293 | 65321.9601 | 12191.1992 | 74268.9903 | 133454.5455 | 0.55651 | 0.13902 | 960000 | 13 | 2 | 0 | 0 | 0 | 2 | Lateral Hardening-Fuse-60166996, Lateral Hardening-Fuse-60608602 | 1500Million | Winter Haven | -1 | 3000
Lateral Hardening | Lateral Hardening-Fuse-92211387,1 | 13007 | 336475.1452 | 221246.2706 | 541935.6318 | 974090.9091 | 0.55635 | 0.81174 | 1200000 | 14 | 1 | 0 | 0 | 0 | 1 | Lateral Hardening-Fuse-92211387 | 1500Million | Plant City | -1 | 3000
Lateral Hardening | Lateral Hardening-Fuse-93432285,1 | 13532 | 72495.0187 | 19825.2469 | 88461.8635 | 159090.9091 | 0.55605 | 0.13258 | 1200000 | 8 | 1 | 0 | 0 | 0 | 1 | Lateral Hardening-Fuse-93432285 | 1500Million | Western | -1 | 3000
Lateral Hardening | Lateral Hardening-Fuse-10313361,1 | 13866 | 16795.9363 | 978.3978 | 59392.9351 | 106818.1818 | 0.55602 | 0.089015 | 1200000 | 11 | 1 | 0 | 0 | 0 | 1 | Lateral Hardening-Fuse-10313361 | 1500Million | Western | -1 | 3000
Lateral Hardening | Lateral Hardening-Fuse-93183012,1 | 13016 | 38498.1576 | 5446.1857 | 42065.0417 | 75681.8182 | 0.55581 | 0.063068 | 1200000 | 25 | 1 | 1 | 0 | 1 | 2 | Lateral Hardening-Fuse-93183012 | 1500Million | Western | -1 | 3000
Lateral Hardening | Lateral Hardening-Fuse-60292125,1 | 13029 | 45675.0285 | 98289.6888 | 169223.6219 | 304545.4545 | 0.55566 | 0.25379 | 1200000 | 35 | 1 | 0 | 0 | 0 | 1 | Lateral Hardening-Fuse-60292125 | 1500Million | Central | -1 | 3000
Lateral Hardening | Lateral Hardening-Fuse-60017423,1 | 13029 | 58818.6305 | 4968.1415 | 60961.2713 | 109772.7273 | 0.55534 | 0.091477 | 1200000 | 14 | 1 | 0 | 0 | 0 | 1 | Lateral Hardening-Fuse-60017423 | 1500Million | Central | -1 | 3000
Lateral Hardening | Lateral Hardening-Fuse-60193315,11 | 13808 | 686688.184 | 408570.9167 | 1108485.4474 | 1998000 | 0.5548 | 2.0812 | 960000 | 44 | 11 | 1 | 0 | 1 | 12 | Lateral Hardening-Fuse-60193315, Lateral Hardening-Fuse-10686199, Lateral Hardening-Fuse-60370216, Lateral Hardening-Fuse-10686245, Lateral Hardening-Fuse-60274169, Lateral Hardening-Fuse-90100882, Lateral Hardening-Fuse-90100980, Lateral Hardening-Fuse-90101005, Lateral Hardening-Fuse-90101020, Lateral Hardening-Fuse-90101040, Lateral Hardening-Fuse-10686248 | 1500Million | Plant City | -1 | 3000
Lateral Hardening | Lateral Hardening-Fuse-91286497,1 | 14040 | 114291.8428 | 46121.1168 | 178920.607 | 322954.5455 | 0.55401 | 0.26913 | 1200000 | 19 | 1 | 0 | 0 | 0 | 1 | Lateral Hardening-Fuse-91286497 | 1500Million | Central | -1 | 3000
Lateral Hardening | Lateral Hardening-Fuse-90789543,1 | 13005 | 284560.1118 | 111159.4436 | 385125.7192 | 695454.5455 | 0.55378 | 0.57955 | 1200000 | 38 | 1 | 0 | 0 | 0 | 1 | Lateral Hardening-Fuse-90789543 | 1500Million | Dade City | -1 | 3000
Lateral Hardening | Lateral Hardening-Fuse-10075243,3 | 13656 | 195412.5624 | 106918.2362 | 294429.2138 | 531818.1818 | 0.55363 | 0.55398 | 960000 | 16 | 3 | 0 | 0 | 0 | 3 | Lateral Hardening-Fuse-10075243, Lateral Hardening-Fuse-10075244, Lateral Hardening-Fuse-10075353 | 1500Million | Plant City | -1 | 3000
Lateral Hardening | Lateral Hardening-Fuse-92024517,1 | 13201 | 135879.7262 | 42791.1936 | 173255.8033 | 312954.5455 | 0.55361 | 0.2608 | 1200000 | 58 | 1 | 0 | 0 | 0 | 1 | Lateral Hardening-Fuse-92024517 | 1500Million | Western | -1 | 3000
Lateral Hardening | Lateral Hardening-Fuse-10558844,1 | 13299 | 255702.1038 | 58608.7908 | 304231.7115 | 549772.7273 | 0.55338 | 0.45814 | 1200000 | 10 | 1 | 0 | 0 | 0 | 1 | Lateral Hardening-Fuse-10558844 | 1500Million | Winter Haven | -1 | 3000
Lateral Hardening | Lateral Hardening-Fuse-90326143,2 | 13358 | 27760.0698 | 1237.6456 | 27657.8589 | 50000 | 0.55316 | 0.013258 | 3771428.5714 | 21 | 2 | 0 | 0 | 0 | 2 | Lateral Hardening-Fuse-90326143, Lateral Hardening-Fuse-10197574 | 1500Million | Western | -1 | 3000
Lateral Hardening | Lateral Hardening-Fuse-90292898,6 | 13622 | 435108.7481 | 120766.5793 | 537601.626 | 972181.8182 | 0.55298 | 1.0127 | 960000 | 20 | 6 | 5 | 0 | 5 | 11 | Lateral Hardening-Fuse-90292898, Lateral Hardening-Fuse-90292891, Lateral Hardening-Fuse-90292896, Lateral Hardening-Fuse-90292890, Lateral Hardening-Fuse-90092140, Lateral Hardening-Fuse-90292894 | 1500Million | Western | -1 | 3000
Lateral Hardening | Lateral Hardening-Fuse-92439806,1 | 13630 | 39248.0187 | 5141.022 | 42463.704 | 76818.1818 | 0.55278 | 0.064015 | 1200000 | 11 | 1 | 0 | 0 | 0 | 1 | Lateral Hardening-Fuse-92439806 | 1500Million | Central | -1 | 3000
Lateral Hardening | Lateral Hardening-Fuse-91731468,1 | 13754 | 44592.9524 | 1357.2925 | 43840.8525 | 79318.1818 | 0.55272 | 0.066098 | 1200000 | 11 | 1 | 0 | 0 | 0 | 1 | Lateral Hardening-Fuse-91731468 | 1500Million | Western | -1 | 3000
Lateral Hardening | Lateral Hardening-Fuse-93109845,1 | 14110 | 342169.2773 | 257024.3244 | 584579.9277 | 1057727.2727 | 0.55268 | 0.88144 | 1200000 | 54 | 1 | 0 | 0 | 0 | 1 | Lateral Hardening-Fuse-93109845 | 1500Million | Eastern | -1 | 3000
Lateral Hardening | Lateral Hardening-Fuse-91722190,1 | 13432 | 28424.5307 | 2399.6288 | 33245.4593 | 60227.2727 | 0.552 | 0.050189 | 1200000 | 7 | 1 | 0 | 0 | 0 | 1 | Lateral Hardening-Fuse-91722190 | 1500Million | Dade City | -1 | 3000
Lateral Hardening | Lateral Hardening-Fuse-90976010,1 | 13236 | 43674.7361 | 14238.6276 | 55675.8852 | 100909.0909 | 0.55174 | 0.084091 | 1200000 | 2 | 1 | 0 | 0 | 0 | 1 | Lateral Hardening-Fuse-90976010 | 1500Million | South Hillsborough | -1 | 3000
Lateral Hardening | Lateral Hardening-Fuse-90791837,2 | 13063 | 36646.8063 | 76406.01 | 131381.5096 | 238181.8182 | 0.5516 | 0.24811 | 960000 | 41 | 2 | 1 | 0 | 1 | 3 | Lateral Hardening-Fuse-90791837, Lateral Hardening-Fuse-92528324 | 1500Million | Western | -1 | 3000
Lateral Hardening | Lateral Hardening-Fuse-10375125,1 | 13176 | 45267.9335 | 7397.2458 | 77940.4057 | 141363.6364 | 0.55135 | 0.1178 | 1200000 | 17 | 1 | 0 | 0 | 0 | 1 | Lateral Hardening-Fuse-10375125 | 1500Million | Central | -1 | 3000
Lateral Hardening | Lateral Hardening-Fuse-60211077,1 | 14071 | 43762.9094 | 7975.3843 | 49527.8663 | 90000 | 0.55031 | 0.075 | 1200000 | 2 | 1 | 0 | 0 | 0 | 1 | Lateral Hardening-Fuse-60211077 | 1500Million | Western | -1 | 3000
Lateral Hardening | Lateral Hardening-Fuse-92937569,3 | 13722 | 240674.0621 | 71971.6362 | 304736.4515 | 554363.6364 | 0.5497 | 0.57746 | 960000 | 21 | 3 | 1 | 0 | 1 | 4 | Lateral Hardening-Fuse-92937569, Lateral Hardening-Fuse-10668899, Lateral Hardening-Fuse-10668873 | 1500Million | Plant City | -1 | 3000
Lateral Hardening | Lateral Hardening-Fuse-92683003,1 | 13805 | 78332.7893 | 11701.9657 | 86566.5472 | 157500 | 0.54963 | 0.13125 | 1200000 | 3 | 1 | 0 | 0 | 0 | 1 | Lateral Hardening-Fuse-92683003 | 1500Million | Plant City | -1 | 3000
Lateral Hardening | Lateral Hardening-Fuse-93442824,1 | 13176 | 324961.7725 | 53630.2945 | 363826.1846 | 662045.4545 | 0.54955 | 0.5517 | 1200000 | 98 | 1 | 0 | 0 | 0 | 1 | Lateral Hardening-Fuse-93442824 | 1500Million | Central | -1 | 3000
Lateral Hardening | Lateral Hardening-Fuse-10643511,1 | 13390 | 72812.7146 | 10877.209 | 80016.4903 | 145681.8182 | 0.54926 | 0.1214 | 1200000 | 7 | 1 | 0 | 0 | 0 | 1 | Lateral Hardening-Fuse-10643511 | 1500Million | Plant City | -1 | 3000
Lateral Hardening | Lateral Hardening-Fuse-92953732,1 | 13006 | 189132.5476 | 24586.5702 | 205660.6421 | 375000 | 0.54843 | 0.3125 | 1200000 | 14 | 1 | 0 | 0 | 0 | 1 | Lateral Hardening-Fuse-92953732 | 1500Million | Dade City | -1 | 3000
Lateral Hardening | Lateral Hardening-Fuse-91365952,1 | 13590 | 96886.3599 | 10365.9105 | 102575.8682 | 187045.4545 | 0.5484 | 0.15587 | 1200000 | 30 | 1 | 0 | 0 | 0 | 1 | Lateral Hardening-Fuse-91365952 | 1500Million | Central | -1 | 3000
Lateral Hardening | Lateral Hardening-Fuse-90875871,5 | 13254 | 719444.6926 | 277471.6469 | 1083926.2906 | 1978656.2727 | 0.54781 | 1.9966 | 991017.3705 | 73 | 6 | 5 | 0 | 5 | 11 | Lateral Hardening-Fuse-90875871 [ 2027 ], Lateral Hardening-Fuse-92295961, Lateral Hardening-Fuse-90718240 [ 2027 ], Lateral Hardening-Fuse-90729949, Lateral Hardening-Fuse-92295962 | 1500Million | South Hillsborough | -1 | 3000
Lateral Hardening | Lateral Hardening-Fuse-91697467,2 | 13808 | 287962.9289 | 107792.4435 | 382204.2777 | 698000 | 0.54757 | 0.72708 | 960000 | 11 | 2 | 0 | 0 | 0 | 2 | Lateral Hardening-Fuse-91697467, Lateral Hardening-Fuse-90107050 | 1500Million | Plant City | -1 | 3000
Lateral Hardening | Lateral Hardening-Fuse-90438317,1 | 13206 | 67972.7154 | 3288.3462 | 67945.3295 | 124090.9091 | 0.54754 | 0.10341 | 1200000 | 16 | 1 | 0 | 0 | 0 | 1 | Lateral Hardening-Fuse-90438317 | 1500Million | Western | -1 | 3000
Lateral Hardening | Lateral Hardening-Fuse-10000696,1 | 13236 | 171785.0626 | 190325.2898 | 440599.0599 | 805000 | 0.54733 | 0.67083 | 1200000 | 6 | 1 | 0 | 0 | 0 | 1 | Lateral Hardening-Fuse-10000696 | 1500Million | South Hillsborough | -1 | 3000
Lateral Hardening | Lateral Hardening-Fuse-90417748,1 | 13077 | 174015.0146 | 50190.7723 | 217059.5769 | 396590.9091 | 0.54731 | 0.33049 | 1200000 | 6 | 1 | 0 | 0 | 0 | 1 | Lateral Hardening-Fuse-90417748 | 1500Million | Western | -1 | 3000
Lateral Hardening | Lateral Hardening-Fuse-10628924,1 | 13146 | 23803.6404 | 4754.4415 | 27354.756 | 50000 | 0.5471 | 0.039015 | 1281553.3981 | 2 | 1 | 0 | 0 | 0 | 1 | Lateral Hardening-Fuse-10628924 | 1500Million | Plant City | -1 | 3000
Lateral Hardening | Lateral Hardening-Fuse-10637246,1 | 13696 | 22548.4145 | 6209.8653 | 27576.9077 | 50454.5455 | 0.54657 | 0.042045 | 1200000 | 3 | 1 | 0 | 0 | 0 | 1 | Lateral Hardening-Fuse-10637246 | 1500Million | Winter Haven | -1 | 3000
Lateral Hardening | Lateral Hardening-Fuse-10674221,1 | 13414 | 54759.4161 | 4704.8276 | 56760.7999 | 103863.6364 | 0.54649 | 0.086553 | 1200000 | 5 | 1 | 0 | 0 | 0 | 1 | Lateral Hardening-Fuse-10674221 | 1500Million | Plant City | -1 | 3000
Lateral Hardening | Lateral Hardening-Fuse-90957941,4 | 14274 | 278269.7771 | 224983.167 | 503639.5102 | 921636.3636 | 0.54646 | 0.96004 | 960000 | 7 | 4 | 0 | 0 | 0 | 4 | Lateral Hardening-Fuse-90957941, Lateral Hardening-Fuse-91700508, Lateral Hardening-Fuse-60456515, Lateral Hardening-Fuse-91700504 | 1500Million | Western | -1 | 3000
Lateral Hardening | Lateral Hardening-Fuse-10667356,4 | 13785 | 569247.9601 | 180874.5657 | 861467.3646 | 1576545.4545 | 0.54643 | 1.6422 | 960000 | 27 | 4 | 1 | 0 | 1 | 5 | Lateral Hardening-Fuse-10667356, Lateral Hardening-Fuse-90882561, Lateral Hardening-Fuse-92466258, Lateral Hardening-Fuse-10667379 | 1500Million | Plant City | -1 | 3000
Lateral Hardening | Lateral Hardening-Fuse-10599392,1 | 13473 | 55318.3441 | 1192.3028 | 53895.8844 | 98636.3636 | 0.54641 | 0.082197 | 1200000 | 16 | 1 | 0 | 0 | 0 | 1 | Lateral Hardening-Fuse-10599392 | 1500Million | Winter Haven | -1 | 3000
Lateral Hardening | Lateral Hardening-Fuse-91098463,4 | 13984 | 306431.6201 | 131993.2883 | 428589.7673 | 784727.2727 | 0.54616 | 0.81742 | 960000 | 46 | 4 | 1 | 0 | 1 | 5 | Lateral Hardening-Fuse-91098463 [ 2028 ], Lateral Hardening-Fuse-91092970, Lateral Hardening-Fuse-10070730, Lateral Hardening-Fuse-10070656 | 1500Million | Plant City | -1 | 3000
Lateral Hardening | Lateral Hardening-Fuse-10158426,1 | 13162 | 8878.6803 | 57014.9356 | 65265.8615 | 119545.4545 | 0.54595 | 0.099621 | 1200000 | 9 | 1 | 0 | 0 | 0 | 1 | Lateral Hardening-Fuse-10158426 | 1500Million | Western | -1 | 3000
Lateral Hardening | Lateral Hardening-Fuse-92319889,1 | 13045 | 32715.9222 | 82344.1914 | 112662.8113 | 206363.6364 | 0.54594 | 0.17197 | 1200000 | 25 | 1 | 0 | 0 | 0 | 1 | Lateral Hardening-Fuse-92319889 | 1500Million | Central | -1 | 3000
Lateral Hardening | Lateral Hardening-Fuse-10802860,1 | 13133 | 76610.4452 | 28533.2252 | 101108.3871 | 185227.2727 | 0.54586 | 0.15436 | 1200000 | 19 | 1 | 0 | 0 | 0 | 1 | Lateral Hardening-Fuse-10802860 | 1500Million | Eastern | -1 | 3000
Lateral Hardening | Lateral Hardening-Fuse-10671258,1 | 13389 | 28085.1741 | 521.1458 | 27269.1121 | 50000 | 0.54538 | 0.038258 | 1306930.6931 | 10 | 1 | 0 | 0 | 0 | 1 | Lateral Hardening-Fuse-10671258 | 1500Million | Plant City | -1 | 3000
Lateral Hardening | Lateral Hardening-Fuse-92644382,1 | 13303 | 848301.5303 | 418844.3107 | 1232516.869 | 2260227.2727 | 0.54531 | 1.8835 | 1200000 | 6 | 1 | 0 | 0 | 0 | 1 | Lateral Hardening-Fuse-92644382 [ 2027 ] | 1500Million | South Hillsborough | -1 | 3000
Lateral Hardening | Lateral Hardening-Fuse-60311213,1 | 13707 | 70511.4998 | 11517.313 | 78542.2106 | 144090.9091 | 0.54509 | 0.12008 | 1200000 | 5 | 1 | 0 | 0 | 0 | 1 | Lateral Hardening-Fuse-60311213 | 1500Million | Eastern | -1 | 3000
Lateral Hardening | Lateral Hardening-Fuse-92446221,5 | 13423 | 459350.0028 | 111252.7216 | 565346.7583 | 1037454.5455 | 0.54494 | 1.0807 | 960000 | 77 | 5 | 0 | 0 | 0 | 5 | Lateral Hardening-Fuse-92446221, Lateral Hardening-Fuse-93202982, Lateral Hardening-Fuse-10757384, Lateral Hardening-Fuse-60261570, Lateral Hardening-Fuse-10757401 | 1500Million | Dade City | -1 | 3000
Lateral Hardening | Lateral Hardening-Fuse-92173382,1 | 13391 | 285946.1844 | 206511.268 | 507420.2781 | 931590.9091 | 0.54468 | 0.77633 | 1200000 | 23 | 1 | 0 | 0 | 0 | 1 | Lateral Hardening-Fuse-92173382 | 1500Million | Plant City | -1 | 3000
Lateral Hardening | Lateral Hardening-Fuse-10807562,1 | 13020 | 46984.0095 | 4165.9373 | 48871.1493 | 89772.7273 | 0.54439 | 0.074811 | 1200000 | 10 | 1 | 0 | 0 | 0 | 1 | Lateral Hardening-Fuse-10807562 | 1500Million | South Hillsborough | -1 | 3000
Lateral Hardening | Lateral Hardening-Fuse-92321603,1 | 13656 | 217298.7528 | 65903.9926 | 273969.6557 | 503409.0909 | 0.54423 | 0.41951 | 1200000 | 17 | 1 | 0 | 0 | 0 | 1 | Lateral Hardening-Fuse-92321603 | 1500Million | Plant City | -1 | 3000
Lateral Hardening | Lateral Hardening-Fuse-10686219,1 | 13808 | 76167.7491 | 23370.7772 | 98767.3742 | 181590.9091 | 0.5439 | 0.15133 | 1200000 | 2 | 1 | 0 | 0 | 0 | 1 | Lateral Hardening-Fuse-10686219 [ 2027 ] | 1500Million | Plant City | -1 | 3000
Lateral Hardening | Lateral Hardening-Fuse-60034470,1 | 13143 | 53766.0449 | 128340.4403 | 185502.2035 | 341136.3636 | 0.54378 | 0.28428 | 1200000 | 42 | 1 | 0 | 0 | 0 | 1 | Lateral Hardening-Fuse-60034470 | 1500Million | Western | -1 | 3000
Lateral Hardening | Lateral Hardening-Fuse-60010864,1 | 13027 | 27463.2276 | 82932.5823 | 111235.7074 | 205000 | 0.54261 | 0.17083 | 1200000 | 18 | 1 | 0 | 0 | 0 | 1 | Lateral Hardening-Fuse-60010864 | 1500Million | Central | -1 | 3000
Lateral Hardening | Lateral Hardening-Fuse-92404209,1 | 13696 | 73850.8295 | 3659.3571 | 73957.0727 | 136363.6364 | 0.54235 | 0.11364 | 1200000 | 16 | 1 | 0 | 0 | 0 | 1 | Lateral Hardening-Fuse-92404209 | 1500Million | Winter Haven | -1 | 3000
Lateral Hardening | Lateral Hardening-Fuse-92665559,1 | 13226 | 59506.7489 | 10539.4657 | 67003.275 | 123636.3636 | 0.54194 | 0.10303 | 1200000 | 6 | 1 | 0 | 0 | 0 | 1 | Lateral Hardening-Fuse-92665559 | 1500Million | Eastern | -1 | 3000
Lateral Hardening | Lateral Hardening-Fuse-10588804,1 | 13471 | 48152.4054 | 115366.0343 | 175595.2061 | 324318.1818 | 0.54143 | 0.27027 | 1200000 | 43 | 1 | 0 | 0 | 0 | 1 | Lateral Hardening-Fuse-10588804 | 1500Million | Winter Haven | -1 | 3000
Lateral Hardening | Lateral Hardening-Fuse-60123284,3 | 13678 | 173825.0078 | 274464.9057 | 505857.0093 | 934545.4545 | 0.54129 | 0.97348 | 960000 | 95 | 3 | 5 | 0 | 5 | 8 | Lateral Hardening-Fuse-60123284, Lateral Hardening-Fuse-90514661, Lateral Hardening-Fuse-91953929 | 1500Million | Western | -1 | 3000
Lateral Hardening | Lateral Hardening-Fuse-10497403,1 | 13502 | 138195.4876 | 73535.7118 | 213921.4342 | 395909.0909 | 0.54033 | 0.32992 | 1200000 | 3 | 1 | 0 | 0 | 0 | 1 | Lateral Hardening-Fuse-10497403 | 1500Million | Eastern | -1 | 3000
Lateral Hardening | Lateral Hardening-Fuse-90281864,2 | 13389 | 88548.3538 | 7577.7541 | 91812.8854 | 170000 | 0.54008 | 0.17708 | 960000 | 9 | 2 | 0 | 0 | 0 | 2 | Lateral Hardening-Fuse-90281864, Lateral Hardening-Fuse-90281914 | 1500Million | Plant City | -1 | 3000
Lateral Hardening | Lateral Hardening-Fuse-60013712,1 | 13047 | 49712.6586 | 5433.0549 | 52760.9237 | 97727.2727 | 0.53988 | 0.081439 | 1200000 | 13 | 1 | 0 | 0 | 0 | 1 | Lateral Hardening-Fuse-60013712 | 1500Million | Central | -1 | 3000
Lateral Hardening | Lateral Hardening-Fuse-92014121,1 | 13436 | 34900.1415 | 1329.96 | 34579.3082 | 64090.9091 | 0.53954 | 0.053409 | 1200000 | 3 | 1 | 0 | 0 | 0 | 1 | Lateral Hardening-Fuse-92014121 | 1500Million | Eastern | -1 | 3000
Lateral Hardening | Lateral Hardening-Fuse-10744379,1 | 13329 | 129391.4101 | 15525.842 | 138740.3314 | 257272.7273 | 0.53927 | 0.21439 | 1200000 | 40 | 1 | 1 | 0 | 1 | 2 | Lateral Hardening-Fuse-10744379 | 1500Million | Dade City | -1 | 3000
Lateral Hardening | Lateral Hardening-Fuse-91225534,9 | 13924 | 1151083.086 | 598515.7979 | 1706984.1697 | 3165454.5455 | 0.53925 | 3.2973 | 960000 | 7 | 9 | 3 | 0 | 3 | 12 | Lateral Hardening-Fuse-91225534 [ 2029 ], Lateral Hardening-Fuse-10605196, Lateral Hardening-Fuse-60242061, Lateral Hardening-Fuse-90253065, Lateral Hardening-Fuse-10605127, Lateral Hardening-Fuse-10605203, Lateral Hardening-Fuse-90253315, Lateral Hardening-Fuse-10605144, Lateral Hardening-Fuse-10605199 | 1500Million | Winter Haven | -1 | 3000
Lateral Hardening | Lateral Hardening-Fuse-10007595,1 | 13333 | 82274.3387 | 12884.7026 | 91135.605 | 169090.9091 | 0.53897 | 0.14091 | 1200000 | 14 | 1 | 0 | 0 | 0 | 1 | Lateral Hardening-Fuse-10007595 | 1500Million | Western | -1 | 3000
Lateral Hardening | Lateral Hardening-Fuse-10479406,1 | 14012 | 26162.7543 | 2086.5018 | 26938.7521 | 50000 | 0.53878 | 0.032008 | 1562130.1775 | 3 | 1 | 0 | 0 | 0 | 1 | Lateral Hardening-Fuse-10479406 | 1500Million | Central | -1 | 3000
Lateral Hardening | Lateral Hardening-Fuse-60012298,1 | 14274 | 214137.8624 | 171264.4883 | 416119.3944 | 772954.5455 | 0.53835 | 0.64413 | 1200000 | 27 | 1 | 2 | 0 | 2 | 3 | Lateral Hardening-Fuse-60012298 [ 2026 ] | 1500Million | Western | -1 | 3000
Lateral Hardening | Lateral Hardening-Fuse-10153136,1 | 13154 | 157734.3059 | 45674.8308 | 221694.39 | 411818.1818 | 0.53833 | 0.34318 | 1200000 | 55 | 1 | 0 | 0 | 0 | 1 | Lateral Hardening-Fuse-10153136 | 1500Million | Western | -1 | 3000
Lateral Hardening | Lateral Hardening-Fuse-60062651,1 | 13204 | 82372.9959 | 24259.5532 | 102339.8327 | 190454.5455 | 0.53735 | 0.15871 | 1200000 | 20 | 1 | 0 | 0 | 0 | 1 | Lateral Hardening-Fuse-60062651 | 1500Million | Central | -1 | 3000
Lateral Hardening | Lateral Hardening-Fuse-10797461,1 | 14041 | 47766.9604 | 7041.0494 | 52376.1812 | 97500 | 0.53719 | 0.08125 | 1200000 | 10 | 1 | 0 | 0 | 0 | 1 | Lateral Hardening-Fuse-10797461 | 1500Million | Central | -1 | 3000
Lateral Hardening | Lateral Hardening-Fuse-93048154,1 | 13813 | 280177.9643 | 95451.7262 | 363930.9763 | 677500 | 0.53717 | 0.56458 | 1200000 | 15 | 1 | 0 | 0 | 0 | 1 | Lateral Hardening-Fuse-93048154 | 1500Million | Dade City | -1 | 3000
Lateral Hardening | Lateral Hardening-Fuse-10051892,1 | 13198 | 8951.537 | 19565.6209 | 28079.1041 | 52272.7273 | 0.53717 | 0.043561 | 1200000 | 11 | 1 | 0 | 0 | 0 | 1 | Lateral Hardening-Fuse-10051892 | 1500Million | Western | -1 | 3000
Lateral Hardening | Lateral Hardening-Fuse-91750797,1 | 13371 | 44489.3179 | 6830.4189 | 49071.2838 | 91363.6364 | 0.5371 | 0.076136 | 1200000 | 11 | 1 | 0 | 0 | 0 | 1 | Lateral Hardening-Fuse-91750797 | 1500Million | Winter Haven | -1 | 3000
Lateral Hardening | Lateral Hardening-Fuse-92692758,1 | 13793 | 85461.6348 | 14725.2897 | 96270.1898 | 179318.1818 | 0.53687 | 0.14943 | 1200000 | 8 | 1 | 0 | 0 | 0 | 1 | Lateral Hardening-Fuse-92692758 | 1500Million | Eastern | -1 | 3000
Lateral Hardening | Lateral Hardening-Fuse-90282832,6 | 13389 | 424526.1289 | 149277.0346 | 582702.17 | 1086181.8182 | 0.53647 | 1.1314 | 960000 | 104 | 6 | 0 | 0 | 0 | 6 | Lateral Hardening-Fuse-90282832, Lateral Hardening-Fuse-90284139, Lateral Hardening-Fuse-90283831, Lateral Hardening-Fuse-90283953, Lateral Hardening-Fuse-90283799, Lateral Hardening-Fuse-90283820 | 1500Million | Plant City | -1 | 3000
Lateral Hardening | Lateral Hardening-Fuse-10590611,1 | 13579 | 85911.6112 | 15376.6763 | 97155.3473 | 181136.3636 | 0.53637 | 0.15095 | 1200000 | 76 | 1 | 3 | 0 | 3 | 4 | Lateral Hardening-Fuse-10590611 | 1500Million | Eastern | -1 | 3000
Lateral Hardening | Lateral Hardening-Fuse-92086548,1 | 13185 | 65223.8881 | 154395.9179 | 221608.5422 | 413181.8182 | 0.53635 | 0.34432 | 1200000 | 48 | 1 | 0 | 0 | 0 | 1 | Lateral Hardening-Fuse-92086548 | 1500Million | Central | -1 | 3000
Lateral Hardening | Lateral Hardening-Fuse-10625725,1 | 13011 | 47706.8532 | 13354.6828 | 58773.6527 | 109772.7273 | 0.53541 | 0.091477 | 1200000 | 2 | 1 | 0 | 0 | 0 | 1 | Lateral Hardening-Fuse-10625725 | 1500Million | Plant City | -1 | 3000
Lateral Hardening | Lateral Hardening-Fuse-10674780,1 | 13464 | 325997.5475 | 197998.0377 | 512959.1697 | 958409.0909 | 0.53522 | 0.79867 | 1200000 | 4 | 1 | 0 | 0 | 0 | 1 | Lateral Hardening-Fuse-10674780 [ 2029 ] | 1500Million | Plant City | -1 | 3000
Lateral Hardening | Lateral Hardening-Fuse-92321142,1 | 13610 | 37970.3879 | 95618.5589 | 131609.1398 | 245909.0909 | 0.53519 | 0.20492 | 1200000 | 37 | 1 | 0 | 0 | 0 | 1 | Lateral Hardening-Fuse-92321142 | 1500Million | Western | -1 | 3000
Lateral Hardening | Lateral Hardening-Fuse-91762141,1 | 13838 | 20602.5723 | 2810.8203 | 26735.5028 | 50000 | 0.53471 | 0.02803 | 1783783.7838 | 14 | 1 | 0 | 0 | 0 | 1 | Lateral Hardening-Fuse-91762141 | 1500Million | Central | -1 | 3000
Lateral Hardening | Lateral Hardening-Fuse-92733599,56 | 13303 | 6843057.4955 | 3564159.2669 | 10330715.2008 | 19333090.9091 | 0.53435 | 20.1386 | 960000 | 33 | 56 | 2 | 0 | 2 | 58 | Lateral Hardening-Fuse-92733599 [ 2027 ], Lateral Hardening-Fuse-92644377, Lateral Hardening-Fuse-92644370, Lateral Hardening-Fuse-92690178, Lateral Hardening-Fuse-92644350, Lateral Hardening-Fuse-92644368, Lateral Hardening-Fuse-92644355, Lateral Hardening-Fuse-92743819, Lateral Hardening-Fuse-60025313 [ 2027 ], Lateral Hardening-Fuse-92631059, Lateral Hardening-Fuse-92631065, Lateral Hardening-Fuse-92151829 [ 2027 ], Lateral Hardening-Fuse-60025919, Lateral Hardening-Fuse-92631398, Lateral Hardening-Fuse-60025914, Lateral Hardening-Fuse-92631597, Lateral Hardening-Fuse-90638888, Lateral Hardening-Fuse-92126052, Lateral Hardening-Fuse-92631042, Lateral Hardening-Fuse-92631051, Lateral Hardening-Fuse-92631387, Lateral Hardening-Fuse-92631400 [ 2027 ], Lateral Hardening-Fuse-92631420, Lateral Hardening-Fuse-92631434, Lateral Hardening-Fuse-92631464, Lateral Hardening-Fuse-92631481, Lateral Hardening-Fuse-92631457 [ 2027 ], Lateral Hardening-Fuse-92631492, Lateral Hardening-Fuse-92631527, Lateral Hardening-Fuse-92631534, Lateral Hardening-Fuse-92631535, Lateral Hardening-Fuse-92631577, Lateral Hardening-Fuse-92631578, Lateral Hardening-Fuse-92631588, Lateral Hardening-Fuse-92631591, Lateral Hardening-Fuse-92871204, Lateral Hardening-Fuse-92631610, Lateral Hardening-Fuse-92631618, Lateral Hardening-Fuse-92631621, Lateral Hardening-Fuse-92631634, Lateral Hardening-Fuse-92631642, Lateral Hardening-Fuse-92631654, Lateral Hardening-Fuse-92631665, Lateral Hardening-Fuse-92631667, Lateral Hardening-Fuse-92631677, Lateral Hardening-Fuse-92631710, Lateral Hardening-Fuse-92631711, Lateral Hardening-Fuse-92631712, Lateral Hardening-Fuse-92631713, Lateral Hardening-Fuse-92631714, Lateral Hardening-Fuse-92631725, Lateral Hardening-Fuse-92631727, Lateral Hardening-Fuse-92631769, Lateral Hardening-Fuse-92631730, Lateral Hardening-Fuse-92631058, Lateral Hardening-Fuse-92726467 | 1500Million | South Hillsborough | -1 | 3000
Lateral Hardening | Lateral Hardening-Fuse-92318933,4 | 13030 | 330066.8337 | 157759.8285 | 473240.0228 | 886000 | 0.53413 | 0.92292 | 960000 | 65 | 4 | 0 | 0 | 0 | 4 | Lateral Hardening-Fuse-92318933 [ 2028 ], Lateral Hardening-Fuse-60177255, Lateral Hardening-Fuse-60177256, Lateral Hardening-Fuse-60177257 | 1500Million | Winter Haven | -1 | 3000
Lateral Hardening | Lateral Hardening-Fuse-90707500,1 | 13772 | 379197.4848 | 173402.9285 | 536700.6942 | 1005909.0909 | 0.53355 | 0.83826 | 1200000 | 16 | 1 | 0 | 0 | 0 | 1 | Lateral Hardening-Fuse-90707500 | 1500Million | Winter Haven | -1 | 3000
Lateral Hardening | Lateral Hardening-Fuse-10762893,1 | 13813 | 58629.6724 | 9355.2158 | 68163.6302 | 127954.5455 | 0.53272 | 0.10663 | 1200000 | 3 | 1 | 0 | 0 | 0 | 1 | Lateral Hardening-Fuse-10762893 | 1500Million | Dade City | -1 | 3000
Lateral Hardening | Lateral Hardening-Fuse-10397061,2 | 13591 | 40815.0907 | 76899.2372 | 118610.7976 | 222727.2727 | 0.53254 | 0.23201 | 960000 | 28 | 2 | 0 | 0 | 0 | 2 | Lateral Hardening-Fuse-10397061, Lateral Hardening-Fuse-10397086 | 1500Million | Central | -1 | 3000
Lateral Hardening | Lateral Hardening-Fuse-60320590,1 | 14000 | 100483.8254 | 18741.4581 | 114482.6366 | 215000 | 0.53248 | 0.17917 | 1200000 | 11 | 1 | 0 | 0 | 0 | 1 | Lateral Hardening-Fuse-60320590 | 1500Million | Plant City | -1 | 3000
Lateral Hardening | Lateral Hardening-Fuse-92629712,1 | 13303 | 125708.9653 | 58491.7091 | 178453.7117 | 335227.2727 | 0.53234 | 0.27936 | 1200000 | 4 | 1 | 0 | 0 | 0 | 1 | Lateral Hardening-Fuse-92629712 | 1500Million | South Hillsborough | -1 | 3000
Lateral Hardening | Lateral Hardening-Fuse-92680612,1 | 13805 | 127718.0556 | 9390.4384 | 130850.559 | 245909.0909 | 0.53211 | 0.20492 | 1200000 | 3 | 1 | 1 | 0 | 1 | 2 | Lateral Hardening-Fuse-92680612 | 1500Million | Plant City | -1 | 3000
Lateral Hardening | Lateral Hardening-Fuse-92854753,4 | 13786 | 281233.3594 | 99294.2992 | 367994.9764 | 692000 | 0.53178 | 0.72083 | 960000 | 10 | 4 | 1 | 0 | 1 | 5 | Lateral Hardening-Fuse-92854753, Lateral Hardening-Fuse-91734991, Lateral Hardening-Fuse-92846845, Lateral Hardening-Fuse-92854738 | 1500Million | Plant City | -1 | 3000
Lateral Hardening | Lateral Hardening-Fuse-91087716,1 | 13422 | 84595.208 | 9827.0941 | 90157.3873 | 169545.4545 | 0.53176 | 0.14129 | 1200000 | 7 | 1 | 0 | 0 | 0 | 1 | Lateral Hardening-Fuse-91087716 | 1500Million | Dade City | -1 | 3000
Lateral Hardening | Lateral Hardening-Fuse-10288738,1 | 13678 | 243080.92 | 130893.3276 | 368218.0839 | 693409.0909 | 0.53103 | 0.57784 | 1200000 | 5 | 1 | 0 | 0 | 0 | 1 | Lateral Hardening-Fuse-10288738 [ 2021 ] | 1500Million | Western | -1 | 3000
Lateral Hardening | Lateral Hardening-Fuse-60005722,1 | 13037 | 55807.4164 | 8405.1046 | 61495.1377 | 115909.0909 | 0.53055 | 0.096591 | 1200000 | 13 | 1 | 0 | 0 | 0 | 1 | Lateral Hardening-Fuse-60005722 | 1500Million | Central | -1 | 3000
Lateral Hardening | Lateral Hardening-Fuse-60102577,1 | 13677 | 205534.1414 | 237330.2948 | 475762.059 | 897500 | 0.5301 | 0.74792 | 1200000 | 7 | 1 | 0 | 0 | 0 | 1 | Lateral Hardening-Fuse-60102577 | 1500Million | Western | -1 | 3000
Lateral Hardening | Lateral Hardening-Fuse-60016569,1 | 13049 | 66278.8827 | 7899.7717 | 70854.9574 | 133863.6364 | 0.52931 | 0.11155 | 1200000 | 15 | 1 | 0 | 0 | 0 | 1 | Lateral Hardening-Fuse-60016569 | 1500Million | Central | -1 | 3000
Lateral Hardening | Lateral Hardening-Fuse-10560403,1 | 13297 | 88540.3362 | 323975.3681 | 409635.4718 | 774772.7273 | 0.52872 | 0.64564 | 1200000 | 54 | 1 | 0 | 0 | 0 | 1 | Lateral Hardening-Fuse-10560403 | 1500Million | Winter Haven | -1 | 3000
Lateral Hardening | Lateral Hardening-Fuse-10402233,1 | 13592 | 56489.6748 | 8892.49 | 62600.5249 | 118409.0909 | 0.52868 | 0.098674 | 1200000 | 25 | 1 | 0 | 0 | 0 | 1 | Lateral Hardening-Fuse-10402233 | 1500Million | Central | -1 | 3000
Lateral Hardening | Lateral Hardening-Fuse-92314015,1 | 13461 | 190354.4501 | 95187.0863 | 276771.9752 | 523636.3636 | 0.52856 | 0.43636 | 1200000 | 6 | 1 | 0 | 0 | 0 | 1 | Lateral Hardening-Fuse-92314015 | 1500Million | Eastern | -1 | 3000
Lateral Hardening | Lateral Hardening-Fuse-60188258,1 | 13807 | 252100.8779 | 73822.016 | 326340.9265 | 617727.2727 | 0.52829 | 0.51477 | 1200000 | 23 | 1 | 0 | 0 | 0 | 1 | Lateral Hardening-Fuse-60188258 | 1500Million | Plant City | -1 | 3000
Lateral Hardening | Lateral Hardening-Fuse-10759963,1 | 13331 | 109027.1955 | 15417.519 | 119342.9804 | 226136.3636 | 0.52775 | 0.18845 | 1200000 | 22 | 1 | 0 | 0 | 0 | 1 | Lateral Hardening-Fuse-10759963 | 1500Million | Dade City | -1 | 3000
Lateral Hardening | Lateral Hardening-Fuse-10671315,1 | 13389 | 23819.8645 | 3770.0118 | 26378.0136 | 50000 | 0.52756 | 0.038826 | 1287804.878 | 3 | 1 | 0 | 0 | 0 | 1 | Lateral Hardening-Fuse-10671315 | 1500Million | Plant City | -1 | 3000
Lateral Hardening | Lateral Hardening-Fuse-90068428,1 | 13332 | 157192.6675 | 91787.1364 | 242119.6276 | 459318.1818 | 0.52713 | 0.38277 | 1200000 | 139 | 1 | 2 | 0 | 2 | 3 | Lateral Hardening-Fuse-90068428 | 1500Million | Western | -1 | 3000
Lateral Hardening | Lateral Hardening-Fuse-10292438,1 | 13485 | 21913.2312 | 1966.3838 | 26322.0994 | 50000 | 0.52644 | 0.022917 | 2181818.1818 | 5 | 1 | 0 | 0 | 0 | 1 | Lateral Hardening-Fuse-10292438 | 1500Million | Western | -1 | 3000
Lateral Hardening | Lateral Hardening-Fuse-92174420,1 | 13839 | 49479.6759 | 2724.0241 | 49855.565 | 94772.7273 | 0.52605 | 0.078977 | 1200000 | 8 | 1 | 1 | 0 | 1 | 2 | Lateral Hardening-Fuse-92174420 | 1500Million | Central | -1 | 3000
Lateral Hardening | Lateral Hardening-Fuse-10643424,1 | 13390 | 50754.1398 | 10328.7291 | 58456.4822 | 111136.3636 | 0.52599 | 0.092614 | 1200000 | 3 | 1 | 0 | 0 | 0 | 1 | Lateral Hardening-Fuse-10643424 | 1500Million | Plant City | -1 | 3000
Lateral Hardening | Lateral Hardening-Fuse-10162612,1 | 13031 | 60732.0151 | 3409.0604 | 103362.1244 | 196590.9091 | 0.52577 | 0.16383 | 1200000 | 9 | 1 | 0 | 0 | 0 | 1 | Lateral Hardening-Fuse-10162612 | 1500Million | Winter Haven | -1 | 3000
Lateral Hardening | Lateral Hardening-Fuse-90232181,1 | 13153 | 32607.5941 | 104270.0048 | 140020.8489 | 266590.9091 | 0.52523 | 0.22216 | 1200000 | 29 | 1 | 0 | 0 | 0 | 1 | Lateral Hardening-Fuse-90232181 | 1500Million | Winter Haven | -1 | 3000
Lateral Hardening | Lateral Hardening-Fuse-60072766,1 | 13111 | 29357.6073 | 65139.0648 | 125295.5238 | 238636.3636 | 0.52505 | 0.19886 | 1200000 | 28 | 1 | 0 | 0 | 0 | 1 | Lateral Hardening-Fuse-60072766 | 1500Million | Western | -1 | 3000
Lateral Hardening | Lateral Hardening-Fuse-93272288,1 | 13080 | 77966.7877 | 13951.5727 | 88134.8924 | 167954.5455 | 0.52475 | 0.13996 | 1200000 | 25 | 1 | 0 | 0 | 0 | 1 | Lateral Hardening-Fuse-93272288 | 1500Million | Western | -1 | 3000
Lateral Hardening | Lateral Hardening-Fuse-10920948,1 | 13797 | 57464.5873 | 4198.9039 | 58893.6545 | 112272.7273 | 0.52456 | 0.093561 | 1200000 | 67 | 1 | 1 | 0 | 1 | 2 | Lateral Hardening-Fuse-10920948 | 1500Million | Eastern | -1 | 3000
Lateral Hardening | Lateral Hardening-Fuse-92872409,1 | 13460 | 28905.9411 | 3412.159 | 30870.5581 | 58863.6364 | 0.52444 | 0.049053 | 1200000 | 22 | 1 | 0 | 0 | 0 | 1 | Lateral Hardening-Fuse-92872409 | 1500Million | Eastern | -1 | 3000
Lateral Hardening | Lateral Hardening-Fuse-92357205,1 | 13418 | 70897.9293 | 170263.3392 | 234893.1071 | 448181.8182 | 0.5241 | 0.37348 | 1200000 | 51 | 1 | 0 | 0 | 0 | 1 | Lateral Hardening-Fuse-92357205 | 1500Million | Central | -1 | 3000
Lateral Hardening | Lateral Hardening-Fuse-92734179,1 | 13070 | 432836.501 | 221832.4083 | 635486.9958 | 1213409.0909 | 0.52372 | 1.0112 | 1200000 | 27 | 1 | 1 | 0 | 1 | 2 | Lateral Hardening-Fuse-92734179 | 1500Million | Western | -1 | 3000
Lateral Hardening | Lateral Hardening-Fuse-60023630,13 | 13303 | 1268808.5845 | 1334774.8323 | 2713277.5015 | 5182181.8182 | 0.52358 | 5.3981 | 960000 | 50 | 13 | 8 | 0 | 8 | 21 | Lateral Hardening-Fuse-60023630, Lateral Hardening-Fuse-91406544, Lateral Hardening-Fuse-91412970, Lateral Hardening-Fuse-60023662, Lateral Hardening-Fuse-91038583, Lateral Hardening-Fuse-92614592, Lateral Hardening-Fuse-60023677, Lateral Hardening-Fuse-60023682, Lateral Hardening-Fuse-92624819, Lateral Hardening-Fuse-92624814, Lateral Hardening-Fuse-92624813, Lateral Hardening-Fuse-92624811, Lateral Hardening-Fuse-92624808 | 1500Million | South Hillsborough | -1 | 3000
Lateral Hardening | Lateral Hardening-Fuse-60163569,1 | 13585 | 113592.8887 | 17645.4212 | 125764.9009 | 240227.2727 | 0.52352 | 0.20019 | 1200000 | 57 | 1 | 1 | 1 | 0 | 2 | Lateral Hardening-Fuse-60163569 | 1500Million | Western | -1 | 3000
Lateral Hardening | Lateral Hardening-Fuse-10501138,1 | 13509 | 31380.6324 | 2278.0429 | 32120.2937 | 61363.6364 | 0.52344 | 0.051136 | 1200000 | 5 | 1 | 0 | 0 | 0 | 1 | Lateral Hardening-Fuse-10501138 | 1500Million | Eastern | -1 | 3000
Lateral Hardening | Lateral Hardening-Fuse-10482612,1 | 13457 | 36355.5647 | 192376.7111 | 248628.8117 | 475000 | 0.52343 | 0.39583 | 1200000 | 24 | 1 | 0 | 0 | 0 | 1 | Lateral Hardening-Fuse-10482612 | 1500Million | Eastern | -1 | 3000
Lateral Hardening | Lateral Hardening-Fuse-91856800,2 | 13354 | 63968.7654 | 749.9777 | 61659.4756 | 117818.1818 | 0.52334 | 0.12273 | 960000 | 296 | 2 | 3 | 0 | 3 | 5 | Lateral Hardening-Fuse-91856800, Lateral Hardening-Fuse-60265139 | 1500Million | Central | -1 | 3000
Lateral Hardening | Lateral Hardening-Fuse-10650388,1 | 13391 | 101237.3938 | 23535.5213 | 120230.7586 | 229772.7273 | 0.52326 | 0.19148 | 1200000 | 5 | 1 | 0 | 0 | 0 | 1 | Lateral Hardening-Fuse-10650388 | 1500Million | Plant City | -1 | 3000
Lateral Hardening | Lateral Hardening-Fuse-60388167,1 | 13815 | 97466.8056 | 16030.3582 | 130763.4865 | 250000 | 0.52305 | 0.20833 | 1200000 | 12 | 1 | 2 | 0 | 2 | 3 | Lateral Hardening-Fuse-60388167 | 1500Million | Dade City | -1 | 3000
Lateral Hardening | Lateral Hardening-Fuse-10101298,1 | 13046 | 23998.5953 | 1882.8959 | 26144.9806 | 50000 | 0.5229 | 0.019886 | 2514285.7143 | 3 | 1 | 0 | 0 | 0 | 1 | Lateral Hardening-Fuse-10101298 | 1500Million | Central | -1 | 3000
Lateral Hardening | Lateral Hardening-Fuse-60009841,1 | 13027 | 12539.8741 | 46311.9366 | 59062.4348 | 112954.5455 | 0.52289 | 0.094129 | 1200000 | 10 | 1 | 0 | 0 | 0 | 1 | Lateral Hardening-Fuse-60009841 | 1500Million | Central | -1 | 3000
Lateral Hardening | Lateral Hardening-Fuse-90874233,1 | 13750 | 52629.6987 | 4741.9601 | 54863.1168 | 105000 | 0.52251 | 0.0875 | 1200000 | 10 | 1 | 0 | 0 | 0 | 1 | Lateral Hardening-Fuse-90874233 | 1500Million | Western | -1 | 3000
Lateral Hardening | Lateral Hardening-Fuse-10663273,1 | 13001 | 94224.5865 | 14189.4724 | 104329.0382 | 199772.7273 | 0.52224 | 0.16648 | 1200000 | 21 | 1 | 0 | 0 | 0 | 1 | Lateral Hardening-Fuse-10663273 | 1500Million | South Hillsborough | -1 | 3000
Lateral Hardening | Lateral Hardening-Fuse-93049039,5 | 13019 | 284608.6736 | 240045.0587 | 512803.7337 | 982181.8182 | 0.52211 | 1.0231 | 960000 | 25 | 5 | 0 | 0 | 0 | 5 | Lateral Hardening-Fuse-93049039, Lateral Hardening-Fuse-93048985, Lateral Hardening-Fuse-10714691, Lateral Hardening-Fuse-10714696, Lateral Hardening-Fuse-60488523 | 1500Million | South Hillsborough | -1 | 3000
Lateral Hardening | Lateral Hardening-Fuse-60206697,1 | 13254 | 38068.1986 | 10484.0359 | 72606.4553 | 139090.9091 | 0.52201 | 0.11591 | 1200000 | 3 | 1 | 0 | 0 | 0 | 1 | Lateral Hardening-Fuse-60206697 | 1500Million | South Hillsborough | -1 | 3000
Lateral Hardening | Lateral Hardening-Fuse-10676213,1 | 13785 | 71774.6615 | 14724.7559 | 83148.6062 | 159318.1818 | 0.5219 | 0.13277 | 1200000 | 4 | 1 | 0 | 0 | 0 | 1 | Lateral Hardening-Fuse-10676213 | 1500Million | Plant City | -1 | 3000
Lateral Hardening | Lateral Hardening-Fuse-10396305,1 | 13590 | 26927.736 | 448.4183 | 26091.0751 | 50000 | 0.52182 | 0.023106 | 2163934.4262 | 23 | 1 | 0 | 0 | 0 | 1 | Lateral Hardening-Fuse-10396305 | 1500Million | Central | -1 | 3000
Lateral Hardening | Lateral Hardening-Fuse-92120396,1 | 13348 | 58161.0562 | 7312.8371 | 62608.2541 | 120000 | 0.52174 | 0.1 | 1200000 | 47 | 1 | 1 | 0 | 1 | 2 | Lateral Hardening-Fuse-92120396 | 1500Million | Central | -1 | 3000
Lateral Hardening | Lateral Hardening-Fuse-90023800,1 | 14275 | 523536.5237 | 577219.0339 | 1172593.0544 | 2247727.2727 | 0.52168 | 1.8731 | 1200000 | 7 | 1 | 1 | 0 | 1 | 2 | Lateral Hardening-Fuse-90023800 [ 2029 ] | 1500Million | Western | -1 | 3000
Lateral Hardening | Lateral Hardening-Fuse-10652515,1 | 13967 | 160831.6788 | 31924.0622 | 185862.6859 | 356363.6364 | 0.52155 | 0.29697 | 1200000 | 171 | 1 | 4 | 0 | 4 | 5 | Lateral Hardening-Fuse-10652515 | 1500Million | Winter Haven | -1 | 3000
Lateral Hardening | Lateral Hardening-Fuse-10569613,1 | 13372 | 34939.0842 | 102075.9864 | 134167.0966 | 257272.7273 | 0.5215 | 0.21439 | 1200000 | 31 | 1 | 0 | 0 | 0 | 1 | Lateral Hardening-Fuse-10569613 | 1500Million | Winter Haven | -1 | 3000
Lateral Hardening | Lateral Hardening-Fuse-10016615,1 | 13535 | 219457.7729 | 99920.5909 | 358434.9625 | 687954.5455 | 0.52102 | 0.5733 | 1200000 | 50 | 1 | 0 | 0 | 0 | 1 | Lateral Hardening-Fuse-10016615 | 1500Million | Western | -1 | 3000
Lateral Hardening | Lateral Hardening-Fuse-10240471,1 | 13530 | 85056.4784 | 129706.5059 | 208981.2926 | 401136.3636 | 0.52097 | 0.33428 | 1200000 | 64 | 1 | 0 | 0 | 0 | 1 | Lateral Hardening-Fuse-10240471 | 1500Million | Western | -1 | 3000
Lateral Hardening | Lateral Hardening-Fuse-93444023,1 | 13112 | 63297.5604 | 17079.3464 | 77198.4101 | 148409.0909 | 0.52017 | 0.12367 | 1200000 | 39 | 1 | 0 | 0 | 0 | 1 | Lateral Hardening-Fuse-93444023 | 1500Million | Western | -1 | 3000
Lateral Hardening | Lateral Hardening-Fuse-92309748,1 | 13030 | 54240.9106 | 6974.3606 | 58464.0319 | 112500 | 0.51968 | 0.09375 | 1200000 | 5 | 1 | 0 | 0 | 0 | 1 | Lateral Hardening-Fuse-92309748 | 1500Million | Winter Haven | -1 | 3000
Lateral Hardening | Lateral Hardening-Fuse-10578002,1 | 13442 | 55425.2813 | 117180.1788 | 172274.4124 | 332045.4545 | 0.51883 | 0.2767 | 1200000 | 39 | 1 | 0 | 0 | 0 | 1 | Lateral Hardening-Fuse-10578002 | 1500Million | Winter Haven | -1 | 3000
Lateral Hardening | Lateral Hardening-Fuse-92427247,1 | 13838 | 68221.0948 | 6554.6203 | 71437.178 | 137727.2727 | 0.51869 | 0.11477 | 1200000 | 23 | 1 | 0 | 0 | 0 | 1 | Lateral Hardening-Fuse-92427247 | 1500Million | Central | -1 | 3000
Lateral Hardening | Lateral Hardening-Fuse-93051517,1 | 13011 | 763903.0564 | 211033.8597 | 951382.2961 | 1837272.7273 | 0.51782 | 1.5311 | 1200000 | 17 | 1 | 0 | 0 | 0 | 1 | Lateral Hardening-Fuse-93051517 [ 2028 ] | 1500Million | Plant City | -1 | 3000
Lateral Hardening | Lateral Hardening-Fuse-10142273,1 | 13034 | 51805.4184 | 2418.1154 | 111797.449 | 215909.0909 | 0.5178 | 0.17992 | 1200000 | 47 | 1 | 0 | 0 | 0 | 1 | Lateral Hardening-Fuse-10142273 | 1500Million | Central | -1 | 3000
Lateral Hardening | Lateral Hardening-Fuse-92089694,1 | 14124 | 112871.8309 | 16803.4302 | 133557.509 | 257954.5455 | 0.51776 | 0.21496 | 1200000 | 15 | 1 | 0 | 0 | 0 | 1 | Lateral Hardening-Fuse-92089694 | 1500Million | Plant City | -1 | 3000
Lateral Hardening | Lateral Hardening-Fuse-60645144,5 | 13192 | 366045.1141 | 335527.8444 | 761782.2228 | 1471454.5455 | 0.51771 | 1.5328 | 960000 | 153 | 5 | 0 | 0 | 0 | 5 | Lateral Hardening-Fuse-60645144, Lateral Hardening-Fuse-10700755, Lateral Hardening-Fuse-10700761, Lateral Hardening-Fuse-10700764, Lateral Hardening-Fuse-10700767 | 1500Million | Western | -1 | 3000
Lateral Hardening | Lateral Hardening-Fuse-60062768,2 | 13418 | 64439.6896 | 83264.2225 | 149907.2981 | 289636.3636 | 0.51757 | 0.3017 | 960000 | 42 | 2 | 0 | 0 | 0 | 2 | Lateral Hardening-Fuse-60062768, Lateral Hardening-Fuse-60062751 | 1500Million | Central | -1 | 3000
Lateral Hardening | Lateral Hardening-Fuse-91413523,4 | 13962 | 335822.1586 | 189907.4746 | 523485.9192 | 1011636.3636 | 0.51746 | 1.0538 | 960000 | 127 | 4 | 2 | 0 | 2 | 6 | Lateral Hardening-Fuse-91413523, Lateral Hardening-Fuse-10704174, Lateral Hardening-Fuse-91418879, Lateral Hardening-Fuse-10704175 | 1500Million | Plant City | -1 | 3000
Lateral Hardening | Lateral Hardening-Fuse-10247854,1 | 13217 | 35180.0017 | 65699.1063 | 137092.5603 | 265454.5455 | 0.51644 | 0.22121 | 1200000 | 36 | 1 | 0 | 0 | 0 | 1 | Lateral Hardening-Fuse-10247854 | 1500Million | Western | -1 | 3000
Lateral Hardening | Lateral Hardening-Fuse-60131640,1 | 13836 | 292805.326 | 178889.7552 | 458023.3768 | 887272.7273 | 0.51621 | 0.73939 | 1200000 | 18 | 1 | 0 | 0 | 0 | 1 | Lateral Hardening-Fuse-60131640 | 1500Million | Central | -1 | 3000
Lateral Hardening | Lateral Hardening-Fuse-91333190,1 | 13924 | 340883.1962 | 228182.6517 | 551272.3554 | 1067954.5455 | 0.51619 | 0.88996 | 1200000 | 8 | 1 | 0 | 0 | 0 | 1 | Lateral Hardening-Fuse-91333190 | 1500Million | Winter Haven | -1 | 3000
Lateral Hardening | Lateral Hardening-Fuse-10829497,1 | 13687 | 28616.75 | 110976.4929 | 146954.6182 | 284772.7273 | 0.51604 | 0.23731 | 1200000 | 17 | 1 | 0 | 0 | 0 | 1 | Lateral Hardening-Fuse-10829497 | 1500Million | Eastern | -1 | 3000
Lateral Hardening | Lateral Hardening-Fuse-60017419,6 | 13029 | 179008.3765 | 209401.0042 | 445422.3184 | 863636.3636 | 0.51575 | 0.89962 | 960000 | 88 | 6 | 0 | 0 | 0 | 6 | Lateral Hardening-Fuse-60017419, Lateral Hardening-Fuse-60017628, Lateral Hardening-Fuse-92581102, Lateral Hardening-Fuse-60017616, Lateral Hardening-Fuse-91852921, Lateral Hardening-Fuse-60017617 | 1500Million | Central | -1 | 3000
Lateral Hardening | Lateral Hardening-Fuse-10236647,1 | 13511 | 24800.6593 | 2173.8118 | 25779.6774 | 50000 | 0.51559 | 0.037121 | 1346938.7755 | 11 | 1 | 0 | 0 | 0 | 1 | Lateral Hardening-Fuse-10236647 | 1500Million | Western | -1 | 3000
Lateral Hardening | Lateral Hardening-Fuse-93303079,1 | 13471 | 51333.017 | 3430.2913 | 52256.7373 | 101363.6364 | 0.51554 | 0.08447 | 1200000 | 56 | 1 | 1 | 0 | 1 | 2 | Lateral Hardening-Fuse-93303079 | 1500Million | Winter Haven | -1 | 3000
Lateral Hardening | Lateral Hardening-Fuse-10307212,1 | 13860 | 145144.1069 | 18070.1846 | 155977.6752 | 302727.2727 | 0.51524 | 0.25227 | 1200000 | 31 | 1 | 4 | 0 | 4 | 5 | Lateral Hardening-Fuse-10307212 [ 2021 ] | 1500Million | Western | -1 | 3000
Lateral Hardening | Lateral Hardening-Fuse-10487454,3 | 13458 | 321370.5026 | 110210.2911 | 439115.0979 | 852545.4545 | 0.51506 | 0.88807 | 960000 | 18 | 3 | 0 | 0 | 0 | 3 | Lateral Hardening-Fuse-10487454, Lateral Hardening-Fuse-91430034, Lateral Hardening-Fuse-92317475 | 1500Million | Eastern | -1 | 3000
Lateral Hardening | Lateral Hardening-Fuse-60213259,1 | 13439 | 52958.9562 | 104044.2414 | 154235.9724 | 299545.4545 | 0.5149 | 0.24962 | 1200000 | 52 | 1 | 0 | 0 | 0 | 1 | Lateral Hardening-Fuse-60213259 | 1500Million | South Hillsborough | -1 | 3000
Lateral Hardening | Lateral Hardening-Fuse-10679399,7 | 13807 | 404777.1812 | 147054.5634 | 555486.709 | 1080000 | 0.51434 | 1.125 | 960000 | 25 | 7 | 0 | 0 | 0 | 7 | Lateral Hardening-Fuse-10679399 [ 2028 ], Lateral Hardening-Fuse-60188274, Lateral Hardening-Fuse-90285412, Lateral Hardening-Fuse-60188273, Lateral Hardening-Fuse-90285297, Lateral Hardening-Fuse-10679434, Lateral Hardening-Fuse-10679433 | 1500Million | Plant City | -1 | 3000
Lateral Hardening | Lateral Hardening-Fuse-93245886,1 | 13175 | 349245.2578 | 52782.8313 | 386776.8244 | 752954.5455 | 0.51368 | 0.62746 | 1200000 | 15 | 1 | 0 | 0 | 0 | 1 | Lateral Hardening-Fuse-93245886 | 1500Million | Central | -1 | 3000
Lateral Hardening | Lateral Hardening-Fuse-93264371,2 | 13042 | 60165.4768 | 88877.3333 | 144991.3011 | 282363.6364 | 0.51349 | 0.29413 | 960000 | 42 | 2 | 0 | 0 | 0 | 2 | Lateral Hardening-Fuse-93264371, Lateral Hardening-Fuse-93264363 | 1500Million | Central | -1 | 3000
Lateral Hardening | Lateral Hardening-Fuse-10650317,1 | 13391 | 296111.834 | 168712.9874 | 460925.6223 | 899318.1818 | 0.51253 | 0.74943 | 1200000 | 11 | 1 | 0 | 0 | 0 | 1 | Lateral Hardening-Fuse-10650317 [ 2028 ] | 1500Million | Plant City | -1 | 3000
Lateral Hardening | Lateral Hardening-Fuse-10679413,4 | 13807 | 377221.4667 | 104915.6883 | 489508.0974 | 955454.5455 | 0.51233 | 0.99527 | 960000 | 29 | 4 | 1 | 0 | 1 | 5 | Lateral Hardening-Fuse-10679413, Lateral Hardening-Fuse-92637077, Lateral Hardening-Fuse-10679348, Lateral Hardening-Fuse-10679344 | 1500Million | Plant City | -1 | 3000
Lateral Hardening | Lateral Hardening-Fuse-91799210,1 | 13188 | 25202.5393 | 1617.5808 | 25606.5367 | 50000 | 0.51213 | 0.023295 | 2146341.4634 | 7 | 1 | 0 | 0 | 0 | 1 | Lateral Hardening-Fuse-91799210 | 1500Million | Central | -1 | 3000
Lateral Hardening | Lateral Hardening-Fuse-92958274,8 | 13473 | 800512.9932 | 474343.6963 | 1248774.3393 | 2438545.4545 | 0.5121 | 2.5402 | 960000 | 96 | 8 | 7 | 0 | 7 | 15 | Lateral Hardening-Fuse-92958274, Lateral Hardening-Fuse-10599416 [ 2021 ], Lateral Hardening-Fuse-60168946, Lateral Hardening-Fuse-92084637, Lateral Hardening-Fuse-90695437, Lateral Hardening-Fuse-92087105, Lateral Hardening-Fuse-60168950, Lateral Hardening-Fuse-10599422 | 1500Million | Winter Haven | -1 | 3000
Lateral Hardening | Lateral Hardening-Fuse-10363886,5 | 13096 | 342562.4759 | 282005.8894 | 614209.7771 | 1199454.5455 | 0.51207 | 1.2494 | 960000 | 11 | 5 | 3 | 0 | 3 | 8 | Lateral Hardening-Fuse-10363886, Lateral Hardening-Fuse-10363884, Lateral Hardening-Fuse-60426294, Lateral Hardening-Fuse-10363891, Lateral Hardening-Fuse-10363893 | 1500Million | Central | -1 | 3000
Lateral Hardening | Lateral Hardening-Fuse-10629067,1 | 13146 | 248955.085 | 163083.7187 | 402807.512 | 787272.7273 | 0.51165 | 0.65606 | 1200000 | 19 | 1 | 0 | 0 | 0 | 1 | Lateral Hardening-Fuse-10629067 | 1500Million | Plant City | -1 | 3000
Lateral Hardening | Lateral Hardening-Fuse-92527518,1 | 13219 | 117388.0713 | 28174.6509 | 140314.9357 | 274318.1818 | 0.5115 | 0.2286 | 1200000 | 28 | 1 | 0 | 0 | 0 | 1 | Lateral Hardening-Fuse-92527518 | 1500Million | Western | -1 | 3000
Lateral Hardening | Lateral Hardening-Fuse-10650579,1 | 13391 | 52850.3173 | 18598.6759 | 69035.2209 | 135000 | 0.51137 | 0.1125 | 1200000 | 2 | 1 | 0 | 0 | 0 | 1 | Lateral Hardening-Fuse-10650579 | 1500Million | Plant City | -1 | 3000
Lateral Hardening | Lateral Hardening-Fuse-60047220,1 | 13228 | 53748.905 | 10868.9816 | 61824.3909 | 120909.0909 | 0.51133 | 0.10076 | 1200000 | 3 | 1 | 0 | 0 | 0 | 1 | Lateral Hardening-Fuse-60047220 | 1500Million | Eastern | -1 | 3000
Lateral Hardening | Lateral Hardening-Fuse-10564602,1 | 13292 | 161038.3018 | 263973.1518 | 414201.0913 | 811590.9091 | 0.51036 | 0.67633 | 1200000 | 111 | 1 | 0 | 0 | 0 | 1 | Lateral Hardening-Fuse-10564602 | 1500Million | Winter Haven | -1 | 3000
Lateral Hardening | Lateral Hardening-Fuse-60105320,1 | 13030 | 170726.8195 | 66912.1342 | 241426.0728 | 473181.8182 | 0.51022 | 0.39432 | 1200000 | 8 | 1 | 2 | 0 | 2 | 3 | Lateral Hardening-Fuse-60105320 | 1500Million | Winter Haven | -1 | 3000
Lateral Hardening | Lateral Hardening-Fuse-92555946,1 | 13152 | 160192.9774 | 467041.7477 | 610669.8013 | 1197045.4545 | 0.51015 | 0.99754 | 1200000 | 102 | 1 | 0 | 0 | 0 | 1 | Lateral Hardening-Fuse-92555946 | 1500Million | Winter Haven | -1 | 3000
Lateral Hardening | Lateral Hardening-Fuse-93187665,1 | 14041 | 21947.8727 | 4655.3336 | 25496.164 | 50000 | 0.50992 | 0.023674 | 2112000 | 3 | 1 | 0 | 0 | 0 | 1 | Lateral Hardening-Fuse-93187665 | 1500Million | Central | -1 | 3000
Lateral Hardening | Lateral Hardening-Fuse-93442293,28 | 13011 | 3027389.9218 | 1164467.1013 | 4262224.9507 | 8359090.9091 | 0.50989 | 8.7074 | 960000 | 125 | 28 | 3 | 0 | 3 | 31 | Lateral Hardening-Fuse-93442293, Lateral Hardening-Fuse-90792235, Lateral Hardening-Fuse-92528121, Lateral Hardening-Fuse-10625710, Lateral Hardening-Fuse-10625709, Lateral Hardening-Fuse-91959341, Lateral Hardening-Fuse-10625715, Lateral Hardening-Fuse-92541008, Lateral Hardening-Fuse-91976740, Lateral Hardening-Fuse-10625714, Lateral Hardening-Fuse-10625718, Lateral Hardening-Fuse-10625713, Lateral Hardening-Fuse-92514199, Lateral Hardening-Fuse-10625707, Lateral Hardening-Fuse-60433130, Lateral Hardening-Fuse-92231884, Lateral Hardening-Fuse-10625741, Lateral Hardening-Fuse-60175287, Lateral Hardening-Fuse-10625716, Lateral Hardening-Fuse-92514141, Lateral Hardening-Fuse-10625688, Lateral Hardening-Fuse-60488522, Lateral Hardening-Fuse-10625691, Lateral Hardening-Fuse-90859380, Lateral Hardening-Fuse-10625694, Lateral Hardening-Fuse-10625686, Lateral Hardening-Fuse-60463810, Lateral Hardening-Fuse-10625690 | 1500Million | Plant City | -1 | 3000
Lateral Hardening | Lateral Hardening-Fuse-93277263,2 | 13213 | 188452.7665 | 72274.6159 | 251708.2778 | 493818.1818 | 0.50972 | 0.51439 | 960000 | 7 | 2 | 0 | 0 | 0 | 2 | Lateral Hardening-Fuse-93277263, Lateral Hardening-Fuse-93277276 | 1500Million | Eastern | -1 | 3000
Lateral Hardening | Lateral Hardening-Fuse-90957706,1 | 13444 | 225861.2018 | 78703.4211 | 296293.1232 | 581590.9091 | 0.50945 | 0.48466 | 1200000 | 47 | 1 | 0 | 0 | 0 | 1 | Lateral Hardening-Fuse-90957706 | 1500Million | Winter Haven | -1 | 3000
Lateral Hardening | Lateral Hardening-Fuse-91681250,1 | 13808 | 103249.1927 | 22619.048 | 121311.9746 | 238181.8182 | 0.50933 | 0.19848 | 1200000 | 7 | 1 | 0 | 0 | 0 | 1 | Lateral Hardening-Fuse-91681250 | 1500Million | Plant City | -1 | 3000
Lateral Hardening | Lateral Hardening-Fuse-92259712,1 | 13786 | 207555.6012 | 124338.556 | 321948.491 | 632500 | 0.50901 | 0.52708 | 1200000 | 8 | 1 | 1 | 0 | 1 | 2 | Lateral Hardening-Fuse-92259712 | 1500Million | Plant City | -1 | 3000
Lateral Hardening | Lateral Hardening-Fuse-90879599,1 | 13024 | 56777.7332 | 168994.7139 | 281960.6568 | 555000 | 0.50804 | 0.4625 | 1200000 | 45 | 1 | 2 | 0 | 2 | 3 | Lateral Hardening-Fuse-90879599 | 1500Million | Central | -1 | 3000
Lateral Hardening | Lateral Hardening-Fuse-60017516,1 | 13029 | 23998.035 | 111252.0528 | 135803.4165 | 267500 | 0.50768 | 0.22292 | 1200000 | 17 | 1 | 0 | 0 | 0 | 1 | Lateral Hardening-Fuse-60017516 | 1500Million | Central | -1 | 3000
Lateral Hardening | Lateral Hardening-Fuse-60213256,1 | 13439 | 165400.8389 | 105514.5015 | 296842.4969 | 585000 | 0.50742 | 0.4875 | 1200000 | 47 | 1 | 0 | 0 | 0 | 1 | Lateral Hardening-Fuse-60213256 | 1500Million | South Hillsborough | -1 | 3000
Lateral Hardening | Lateral Hardening-Fuse-93162023,1 | 13589 | 147917.3829 | 57234.5079 | 198761.5213 | 392045.4545 | 0.50699 | 0.3267 | 1200000 | 6 | 1 | 0 | 0 | 0 | 1 | Lateral Hardening-Fuse-93162023 [ 2023 ] | 1500Million | Western | -1 | 3000
Lateral Hardening | Lateral Hardening-Fuse-60038642,1 | 13039 | 62948.387 | 66925.1297 | 127194.4221 | 251136.3636 | 0.50648 | 0.20928 | 1200000 | 66 | 1 | 2 | 0 | 2 | 3 | Lateral Hardening-Fuse-60038642 | 1500Million | Eastern | -1 | 3000
Lateral Hardening | Lateral Hardening-Fuse-93304171,1 | 13808 | 114291.3126 | 104064.6141 | 212925.5841 | 420454.5455 | 0.50642 | 0.35038 | 1200000 | 2 | 1 | 0 | 0 | 0 | 1 | Lateral Hardening-Fuse-93304171 [ 2027 ] | 1500Million | Plant City | -1 | 3000
Lateral Hardening | Lateral Hardening-Fuse-10368966,1 | 13097 | 194982.722 | 93107.1566 | 279531.5507 | 552045.4545 | 0.50636 | 0.46004 | 1200000 | 29 | 1 | 2 | 0 | 2 | 3 | Lateral Hardening-Fuse-10368966 | 1500Million | Central | -1 | 3000
Lateral Hardening | Lateral Hardening-Fuse-92446486,1 | 13651 | 64826.0757 | 6114.6932 | 67772.2585 | 133863.6364 | 0.50628 | 0.11155 | 1200000 | 12 | 1 | 0 | 0 | 0 | 1 | Lateral Hardening-Fuse-92446486 | 1500Million | South Hillsborough | -1 | 3000
Lateral Hardening | Lateral Hardening-Fuse-10509553,1 | 13128 | 29616.828 | 1456.9034 | 32494.2729 | 64318.1818 | 0.50521 | 0.053598 | 1200000 | 3 | 1 | 0 | 0 | 0 | 1 | Lateral Hardening-Fuse-10509553 | 1500Million | Eastern | -1 | 3000
Lateral Hardening | Lateral Hardening-Fuse-92134831,2 | 14111 | 30478.6287 | 106136.6045 | 133806.1676 | 264909.0909 | 0.5051 | 0.27595 | 960000 | 24 | 2 | 0 | 0 | 0 | 2 | Lateral Hardening-Fuse-92134831, Lateral Hardening-Fuse-92146252 | 1500Million | Eastern | -1 | 3000
Lateral Hardening | Lateral Hardening-Fuse-10165368,1 | 13045 | 89801.8812 | 41958.5537 | 135859.6761 | 269090.9091 | 0.50488 | 0.22424 | 1200000 | 95 | 1 | 0 | 0 | 0 | 1 | Lateral Hardening-Fuse-10165368 | 1500Million | Central | -1 | 3000
Lateral Hardening | Lateral Hardening-Fuse-10420548,2 | 13825 | 56683.9915 | 143961.6333 | 201947.1166 | 400000 | 0.50487 | 0.41667 | 960000 | 34 | 2 | 0 | 0 | 0 | 2 | Lateral Hardening-Fuse-10420548, Lateral Hardening-Fuse-60124537 | 1500Million | Central | -1 | 3000
Lateral Hardening | Lateral Hardening-Fuse-92285215,1 | 13039 | 100373.2525 | 19063.6085 | 115146.3583 | 228181.8182 | 0.50463 | 0.19015 | 1200000 | 4 | 1 | 1 | 0 | 1 | 2 | Lateral Hardening-Fuse-92285215 | 1500Million | Eastern | -1 | 3000
Lateral Hardening | Lateral Hardening-Fuse-60128381,2 | 13468 | 232716.14 | 84957.818 | 309824.2496 | 614363.6364 | 0.5043 | 0.63996 | 960000 | 54 | 2 | 0 | 0 | 0 | 2 | Lateral Hardening-Fuse-60128381, Lateral Hardening-Fuse-60128387 | 1500Million | Central | -1 | 3000
Lateral Hardening | Lateral Hardening-Fuse-91899064,2 | 13208 | 92898.6006 | 6240.8552 | 94627.9231 | 187818.1818 | 0.50383 | 0.19564 | 960000 | 27 | 2 | 2 | 0 | 2 | 4 | Lateral Hardening-Fuse-91899064, Lateral Hardening-Fuse-92829321 | 1500Million | Western | -1 | 3000
Lateral Hardening | Lateral Hardening-Fuse-90025758,3 | 14274 | 231433.21 | 54636.5347 | 299354.8708 | 594545.4545 | 0.5035 | 0.61932 | 960000 | 9 | 3 | 0 | 0 | 0 | 3 | Lateral Hardening-Fuse-90025758, Lateral Hardening-Fuse-91758782, Lateral Hardening-Fuse-91749274 | 1500Million | Western | -1 | 3000
Lateral Hardening | Lateral Hardening-Fuse-10925145,1 | 13017 | 128509.4731 | 38981.4843 | 173808.7597 | 345454.5455 | 0.50313 | 0.28788 | 1200000 | 8 | 1 | 0 | 0 | 0 | 1 | Lateral Hardening-Fuse-10925145 | 1500Million | South Hillsborough | -1 | 3000
Lateral Hardening | Lateral Hardening-Fuse-90723592,5 | 14306 | 465707.1159 | 686300.4642 | 1259475.0835 | 2503454.5455 | 0.50309 | 2.6078 | 960000 | 33 | 5 | 0 | 0 | 0 | 5 | Lateral Hardening-Fuse-90723592, Lateral Hardening-Fuse-10754746, Lateral Hardening-Fuse-10754747, Lateral Hardening-Fuse-90440083, Lateral Hardening-Fuse-10754745 | 1500Million | Dade City | -1 | 3000
Lateral Hardening | Lateral Hardening-Fuse-10635145,1 | 13242 | 45159.1764 | 12070.2751 | 54850.592 | 109090.9091 | 0.5028 | 0.090909 | 1200000 | 2 | 1 | 0 | 0 | 0 | 1 | Lateral Hardening-Fuse-10635145 | 1500Million | Plant City | -1 | 3000
Lateral Hardening | Lateral Hardening-Fuse-92063119,1 | 13236 | 105652.3642 | 55446.4986 | 157062.8263 | 313181.8182 | 0.50151 | 0.26098 | 1200000 | 4 | 1 | 0 | 0 | 0 | 1 | Lateral Hardening-Fuse-92063119 | 1500Million | South Hillsborough | -1 | 3000
Lateral Hardening | Lateral Hardening-Fuse-92935865,1 | 13433 | 156910.1631 | 65278.9311 | 215184.7695 | 429090.9091 | 0.50149 | 0.35758 | 1200000 | 30 | 1 | 0 | 0 | 0 | 1 | Lateral Hardening-Fuse-92935865 | 1500Million | Eastern | -1 | 3000
Lateral Hardening | Lateral Hardening-Fuse-92834461,1 | 13112 | 24923.8143 | 1327.1361 | 25069.9744 | 50000 | 0.5014 | 0.040152 | 1245283.0189 | 6 | 1 | 0 | 0 | 0 | 1 | Lateral Hardening-Fuse-92834461 | 1500Million | Western | -1 | 3000
Lateral Hardening | Lateral Hardening-Fuse-92258129,1 | 13030 | 256799.6625 | 194496.247 | 437715.9148 | 873636.3636 | 0.50103 | 0.72803 | 1200000 | 12 | 1 | 0 | 0 | 0 | 1 | Lateral Hardening-Fuse-92258129 | 1500Million | Winter Haven | -1 | 3000
Lateral Hardening | Lateral Hardening-Fuse-92679372,1 | 14041 | 83074.0065 | 13965.3327 | 93335.7567 | 186363.6364 | 0.50083 | 0.1553 | 1200000 | 9 | 1 | 0 | 0 | 0 | 1 | Lateral Hardening-Fuse-92679372 | 1500Million | Central | -1 | 3000
Lateral Hardening | Lateral Hardening-Fuse-10455407,1 | 13171 | 20035.032 | 5064.645 | 26626.6362 | 53181.8182 | 0.50067 | 0.044318 | 1200000 | 2 | 1 | 0 | 0 | 0 | 1 | Lateral Hardening-Fuse-10455407 | 1500Million | Eastern | -1 | 3000
Lateral Hardening | Lateral Hardening-Fuse-10755929,1 | 13749 | 51431.4817 | 6902.3404 | 55639.8331 | 111136.3636 | 0.50064 | 0.092614 | 1200000 | 34 | 1 | 0 | 0 | 0 | 1 | Lateral Hardening-Fuse-10755929 | 1500Million | Western | -1 | 3000
Lateral Hardening | Lateral Hardening-Fuse-10408287,3 | 13632 | 119803.7314 | 145747.4767 | 265246.0092 | 529818.1818 | 0.50064 | 0.55189 | 960000 | 67 | 3 | 0 | 0 | 0 | 3 | Lateral Hardening-Fuse-10408287, Lateral Hardening-Fuse-10408286, Lateral Hardening-Fuse-10408254 | 1500Million | Central | -1 | 3000
Lateral Hardening | Lateral Hardening-Fuse-91664575,1 | 13104 | 57486.6944 | 2499.1718 | 57195.4835 | 114318.1818 | 0.50032 | 0.095265 | 1200000 | 23 | 1 | 0 | 0 | 0 | 1 | Lateral Hardening-Fuse-91664575 | 1500Million | Central | -1 | 3000
Lateral Hardening | Lateral Hardening-Fuse-93020094,2 | 13967 | 19411.4761 | 91695.8974 | 122430.2355 | 244727.2727 | 0.50027 | 0.25492 | 960000 | 1 | 2 | 8 | 0 | 8 | 10 | Lateral Hardening-Fuse-93020094, Lateral Hardening-Fuse-92070480 | 1500Million | Winter Haven | -1 | 3000
Lateral Hardening | Lateral Hardening-Fuse-92606240,1 | 13390 | 64271.2304 | 11226.2642 | 72708.3639 | 145454.5455 | 0.49987 | 0.12121 | 1200000 | 2 | 1 | 0 | 0 | 0 | 1 | Lateral Hardening-Fuse-92606240 | 1500Million | Plant City | -1 | 3000
Lateral Hardening | Lateral Hardening-Fuse-10774309,1 | 13469 | 37140.9086 | 4891.4936 | 40204.699 | 80454.5455 | 0.49972 | 0.067045 | 1200000 | 3 | 1 | 0 | 0 | 0 | 1 | Lateral Hardening-Fuse-10774309 | 1500Million | Central | -1 | 3000
Lateral Hardening | Lateral Hardening-Fuse-10075301,3 | 13656 | 306724.6111 | 261165.2039 | 555452.372 | 1113090.9091 | 0.49902 | 1.1595 | 960000 | 16 | 3 | 0 | 0 | 0 | 3 | Lateral Hardening-Fuse-10075301, Lateral Hardening-Fuse-93198411, Lateral Hardening-Fuse-93198412 | 1500Million | Plant City | -1 | 3000
Lateral Hardening | Lateral Hardening-Fuse-92601310,1 | 13303 | 1355674.0434 | 687984.1328 | 2012710.7446 | 4033863.6364 | 0.49895 | 3.3616 | 1200000 | 29 | 1 | 0 | 0 | 0 | 1 | Lateral Hardening-Fuse-92601310 [ 2027 ] | 1500Million | South Hillsborough | -1 | 3000
Lateral Hardening | Lateral Hardening-Fuse-90452177,1 | 13443 | 49983.5492 | 20004.9809 | 67690.0402 | 135681.8182 | 0.49889 | 0.11307 | 1200000 | 2 | 1 | 1 | 0 | 1 | 2 | Lateral Hardening-Fuse-90452177 | 1500Million | Winter Haven | -1 | 3000
Lateral Hardening | Lateral Hardening-Fuse-10578001,1 | 13442 | 46638.6758 | 123718.0416 | 165860.6288 | 332500 | 0.49883 | 0.27708 | 1200000 | 35 | 1 | 0 | 0 | 0 | 1 | Lateral Hardening-Fuse-10578001 | 1500Million | Winter Haven | -1 | 3000
Lateral Hardening | Lateral Hardening-Fuse-92635761,1 | 13331 | 24612.7169 | 1513.6527 | 24925.4147 | 50000 | 0.49851 | 0.027841 | 1795918.3673 | 5 | 1 | 0 | 0 | 0 | 1 | Lateral Hardening-Fuse-92635761 | 1500Million | Dade City | -1 | 3000
Lateral Hardening | Lateral Hardening-Fuse-92410066,1 | 13019 | 192845.3933 | 65836.4048 | 250439.5496 | 502500 | 0.49839 | 0.41875 | 1200000 | 55 | 1 | 0 | 0 | 0 | 1 | Lateral Hardening-Fuse-92410066 | 1500Million | South Hillsborough | -1 | 3000
Lateral Hardening | Lateral Hardening-Fuse-90106442,11 | 13391 | 847844.0613 | 371400.6796 | 1211447.7965 | 2434181.8182 | 0.49768 | 2.5356 | 960000 | 17 | 11 | 1 | 0 | 1 | 12 | Lateral Hardening-Fuse-90106442 [ 2028 ], Lateral Hardening-Fuse-92687888, Lateral Hardening-Fuse-92684933 [ 2028 ], Lateral Hardening-Fuse-92685319, Lateral Hardening-Fuse-92687797, Lateral Hardening-Fuse-10650522, Lateral Hardening-Fuse-10650588, Lateral Hardening-Fuse-10650518, Lateral Hardening-Fuse-60192189, Lateral Hardening-Fuse-91007520, Lateral Hardening-Fuse-10650514 | 1500Million | Plant City | -1 | 3000
Lateral Hardening | Lateral Hardening-Fuse-60255751,1 | 13073 | 12127.726 | 38706.6669 | 54244.8855 | 109090.9091 | 0.49724 | 0.090909 | 1200000 | 15 | 1 | 1 | 1 | 0 | 2 | Lateral Hardening-Fuse-60255751 | 1500Million | Western | -1 | 3000
Lateral Hardening | Lateral Hardening-Fuse-91459244,1 | 13341 | 92116.2959 | 10903.5188 | 98400.0523 | 198181.8182 | 0.49651 | 0.16515 | 1200000 | 5 | 1 | 0 | 0 | 0 | 1 | Lateral Hardening-Fuse-91459244 | 1500Million | South Hillsborough | -1 | 3000
Lateral Hardening | Lateral Hardening-Fuse-10603652,2 | 13772 | 159889.1049 | 336705.0651 | 493642.7682 | 995090.9091 | 0.49608 | 1.0366 | 960000 | 83 | 2 | 0 | 0 | 0 | 2 | Lateral Hardening-Fuse-10603652, Lateral Hardening-Fuse-92015648 | 1500Million | Winter Haven | -1 | 3000
Lateral Hardening | Lateral Hardening-Fuse-92308223,1 | 13330 | 237563.1547 | 100005.3363 | 328271.8279 | 662272.7273 | 0.49567 | 0.55189 | 1200000 | 74 | 1 | 0 | 0 | 0 | 1 | Lateral Hardening-Fuse-92308223 | 1500Million | Dade City | -1 | 3000
Lateral Hardening | Lateral Hardening-Fuse-90217579,2 | 13583 | 215165.9996 | 128749.9398 | 333581.5805 | 673272.7273 | 0.49546 | 0.70133 | 960000 | 3 | 2 | 1 | 0 | 1 | 3 | Lateral Hardening-Fuse-90217579 [ 2028 ], Lateral Hardening-Fuse-91773267 | 1500Million | Western | -1 | 3000
Lateral Hardening | Lateral Hardening-Fuse-92608972,1 | 13390 | 36024.8878 | 3664.3136 | 37935.2526 | 76590.9091 | 0.4953 | 0.063826 | 1200000 | 3 | 1 | 0 | 0 | 0 | 1 | Lateral Hardening-Fuse-92608972 | 1500Million | Plant City | -1 | 3000
Lateral Hardening | Lateral Hardening-Fuse-60305446,1 | 13656 | 120444.8273 | 10096.2543 | 124605.6103 | 251818.1818 | 0.49482 | 0.20985 | 1200000 | 7 | 1 | 0 | 0 | 0 | 1 | Lateral Hardening-Fuse-60305446 | 1500Million | Plant City | -1 | 3000
Lateral Hardening | Lateral Hardening-Fuse-60303783,1 | 13468 | 69418.5286 | 16693.0561 | 82597.0536 | 167045.4545 | 0.49446 | 0.1392 | 1200000 | 16 | 1 | 0 | 0 | 0 | 1 | Lateral Hardening-Fuse-60303783 | 1500Million | Central | -1 | 3000
Lateral Hardening | Lateral Hardening-Fuse-60029897,1 | 13091 | 79980.7032 | 7540.743 | 83571.7929 | 169090.9091 | 0.49424 | 0.14091 | 1200000 | 27 | 1 | 0 | 0 | 0 | 1 | Lateral Hardening-Fuse-60029897 | 1500Million | Central | -1 | 3000
Lateral Hardening | Lateral Hardening-Fuse-92902473,2 | 13159 | 74596.1832 | 120809.0099 | 190994.0935 | 386909.0909 | 0.49364 | 0.40303 | 960000 | 49 | 2 | 0 | 0 | 0 | 2 | Lateral Hardening-Fuse-92902473, Lateral Hardening-Fuse-92909196 | 1500Million | Central | -1 | 3000
Lateral Hardening | Lateral Hardening-Fuse-10250641,1 | 13574 | 190084.6008 | 60888.5734 | 272826.5316 | 552727.2727 | 0.4936 | 0.46061 | 1200000 | 31 | 1 | 0 | 0 | 0 | 1 | Lateral Hardening-Fuse-10250641 | 1500Million | Western | -1 | 3000
Lateral Hardening | Lateral Hardening-Fuse-92489676,1 | 13161 | 94319.9756 | 24720.0166 | 114525.4415 | 232045.4545 | 0.49355 | 0.19337 | 1200000 | 24 | 1 | 0 | 0 | 0 | 1 | Lateral Hardening-Fuse-92489676 | 1500Million | Western | -1 | 3000
Lateral Hardening | Lateral Hardening-Fuse-92213455,1 | 14111 | 71785.737 | 273722.7268 | 337028.2341 | 683409.0909 | 0.49316 | 0.56951 | 1200000 | 44 | 1 | 0 | 0 | 0 | 1 | Lateral Hardening-Fuse-92213455 | 1500Million | Eastern | -1 | 3000
Lateral Hardening | Lateral Hardening-Fuse-60017425,1 | 13029 | 7842.6915 | 22176.4637 | 29568.0833 | 60000 | 0.4928 | 0.05 | 1200000 | 9 | 1 | 0 | 0 | 0 | 1 | Lateral Hardening-Fuse-60017425 | 1500Million | Central | -1 | 3000
Lateral Hardening | Lateral Hardening-Fuse-10142269,1 | 13034 | 27702.7082 | 2854.2586 | 29220.0691 | 59318.1818 | 0.4926 | 0.049432 | 1200000 | 6 | 1 | 0 | 0 | 0 | 1 | Lateral Hardening-Fuse-10142269 | 1500Million | Central | -1 | 3000
Lateral Hardening | Lateral Hardening-Fuse-92155151,1 | 13002 | 24318.429 | 1484.1628 | 24600.1352 | 50000 | 0.492 | 0.030871 | 1619631.9018 | 22 | 1 | 0 | 0 | 0 | 1 | Lateral Hardening-Fuse-92155151 | 1500Million | South Hillsborough | -1 | 3000
Lateral Hardening | Lateral Hardening-Fuse-10684572,1 | 13313 | 50825.1221 | 9726.5769 | 57993.3898 | 117954.5455 | 0.49166 | 0.098295 | 1200000 | 5 | 1 | 0 | 0 | 0 | 1 | Lateral Hardening-Fuse-10684572 | 1500Million | Winter Haven | -1 | 3000
Lateral Hardening | Lateral Hardening-Fuse-90435103,1 | 13162 | 31097.2525 | 419.075 | 30045.5503 | 61136.3636 | 0.49145 | 0.050947 | 1200000 | 31 | 1 | 1 | 0 | 1 | 2 | Lateral Hardening-Fuse-90435103 | 1500Million | Western | -1 | 3000
Lateral Hardening | Lateral Hardening-Fuse-10274717,1 | 13624 | 67155.241 | 11700.5483 | 83782.5751 | 170681.8182 | 0.49087 | 0.14223 | 1200000 | 7 | 1 | 0 | 0 | 0 | 1 | Lateral Hardening-Fuse-10274717 | 1500Million | Western | -1 | 3000
Lateral Hardening | Lateral Hardening-Fuse-10898184,1 | 13582 | 99673.515 | 27602.2526 | 123134.1765 | 250909.0909 | 0.49075 | 0.20909 | 1200000 | 3 | 1 | 0 | 0 | 0 | 1 | Lateral Hardening-Fuse-10898184 | 1500Million | Western | -1 | 3000
Lateral Hardening | Lateral Hardening-Fuse-60317198,1 | 13733 | 88559.7345 | 186038.9982 | 274345.5609 | 559090.9091 | 0.4907 | 0.46591 | 1200000 | 56 | 1 | 0 | 0 | 0 | 1 | Lateral Hardening-Fuse-60317198 [ 2029 ] | 1500Million | Eastern | -1 | 3000
Lateral Hardening | Lateral Hardening-Fuse-10696437,1 | 13961 | 22966.8819 | 672.5095 | 24628.7774 | 50227.2727 | 0.49035 | 0.041856 | 1200000 | 2 | 1 | 0 | 0 | 0 | 1 | Lateral Hardening-Fuse-10696437 | 1500Million | Plant City | -1 | 3000
Lateral Hardening | Lateral Hardening-Fuse-92374531,2 | 13592 | 119842.4011 | 84954.9147 | 199753.4817 | 407454.5455 | 0.49025 | 0.42443 | 960000 | 88 | 2 | 0 | 0 | 0 | 2 | Lateral Hardening-Fuse-92374531, Lateral Hardening-Fuse-10402234 | 1500Million | Central | -1 | 3000
Lateral Hardening | Lateral Hardening-Fuse-92609202,1 | 13390 | 37147.8728 | 2291.1972 | 37648.1475 | 76818.1818 | 0.49009 | 0.064015 | 1200000 | 11 | 1 | 0 | 0 | 0 | 1 | Lateral Hardening-Fuse-92609202 | 1500Million | Plant City | -1 | 3000
Lateral Hardening | Lateral Hardening-Fuse-91798287,2 | 13020 | 126237.7782 | 25973.2788 | 146390.4222 | 298727.2727 | 0.49005 | 0.31117 | 960000 | 9 | 2 | 0 | 0 | 0 | 2 | Lateral Hardening-Fuse-91798287, Lateral Hardening-Fuse-92122410 | 1500Million | South Hillsborough | -1 | 3000
Lateral Hardening | Lateral Hardening-Fuse-10455379,1 | 13171 | 131116.7461 | 15120.4043 | 141099.4312 | 287954.5455 | 0.49001 | 0.23996 | 1200000 | 5 | 1 | 1 | 0 | 1 | 2 | Lateral Hardening-Fuse-10455379 | 1500Million | Eastern | -1 | 3000
Lateral Hardening | Lateral Hardening-Fuse-10745619,1 | 13815 | 201024.6494 | 83995.7383 | 276290.062 | 564318.1818 | 0.4896 | 0.47027 | 1200000 | 7 | 1 | 0 | 0 | 0 | 1 | Lateral Hardening-Fuse-10745619 | 1500Million | Dade City | -1 | 3000
Lateral Hardening | Lateral Hardening-Fuse-92600973,1 | 13118 | 25068.8581 | 616.6035 | 24479.4916 | 50000 | 0.48959 | 0.02803 | 1783783.7838 | 34 | 1 | 1 | 0 | 1 | 2 | Lateral Hardening-Fuse-92600973 | 1500Million | Winter Haven | -1 | 3000
Lateral Hardening | Lateral Hardening-Fuse-91215561,1 | 13769 | 466041.6882 | 178027.34 | 627615.0458 | 1282045.4545 | 0.48954 | 1.0684 | 1200000 | 15 | 1 | 0 | 0 | 0 | 1 | Lateral Hardening-Fuse-91215561 | 1500Million | Winter Haven | -1 | 3000
Lateral Hardening | Lateral Hardening-Fuse-10616475,2 | 13126 | 141452.6364 | 129560.4571 | 261603.6717 | 534727.2727 | 0.48923 | 0.55701 | 960000 | 4 | 2 | 0 | 0 | 0 | 2 | Lateral Hardening-Fuse-10616475 [ 2029 ], Lateral Hardening-Fuse-10616445 | 1500Million | Plant City | -1 | 3000
Lateral Hardening | Lateral Hardening-Fuse-92662889,1 | 13389 | 273267.2806 | 70419.2678 | 333502.9055 | 681818.1818 | 0.48914 | 0.56818 | 1200000 | 34 | 1 | 0 | 0 | 0 | 1 | Lateral Hardening-Fuse-92662889 | 1500Million | Plant City | -1 | 3000
Lateral Hardening | Lateral Hardening-Fuse-10667385,1 | 13787 | 83153.2705 | 4057.3601 | 83119.5427 | 170000 | 0.48894 | 0.14167 | 1200000 | 5 | 1 | 0 | 0 | 0 | 1 | Lateral Hardening-Fuse-10667385 | 1500Million | Plant City | -1 | 3000
Lateral Hardening | Lateral Hardening-Fuse-93357194,1 | 13239 | 28452.8142 | 5281.2202 | 32305.7161 | 66136.3636 | 0.48847 | 0.055114 | 1200000 | 2 | 1 | 0 | 0 | 0 | 1 | Lateral Hardening-Fuse-93357194 | 1500Million | South Hillsborough | -1 | 3000
Lateral Hardening | Lateral Hardening-Fuse-60181018,1 | 13388 | 157507.3897 | 23201.2749 | 174530.7403 | 357500 | 0.4882 | 0.29792 | 1200000 | 37 | 1 | 0 | 0 | 0 | 1 | Lateral Hardening-Fuse-60181018 | 1500Million | Plant City | -1 | 3000
Lateral Hardening | Lateral Hardening-Fuse-92106524,4 | 13512 | 83253.556 | 551981.2313 | 679443.7066 | 1393818.1818 | 0.48747 | 1.4519 | 960000 | 399 | 4 | 4 | 0 | 4 | 8 | Lateral Hardening-Fuse-92106524, Lateral Hardening-Fuse-10237836, Lateral Hardening-Fuse-60143389, Lateral Hardening-Fuse-10237835 | 1500Million | Western | -1 | 3000
Lateral Hardening | Lateral Hardening-Fuse-60024590,1 | 13303 | 306942.1058 | 154101.5738 | 473116.7885 | 971818.1818 | 0.48684 | 0.80985 | 1200000 | 7 | 1 | 2 | 0 | 2 | 3 | Lateral Hardening-Fuse-60024590 | 1500Million | South Hillsborough | -1 | 3000
Lateral Hardening | Lateral Hardening-Fuse-92015827,1 | 13772 | 149195.999 | 93055.5746 | 235373.6258 | 483863.6364 | 0.48645 | 0.40322 | 1200000 | 5 | 1 | 0 | 0 | 0 | 1 | Lateral Hardening-Fuse-92015827 | 1500Million | Winter Haven | -1 | 3000
Lateral Hardening | Lateral Hardening-Fuse-92632241,3 | 13146 | 364946.8777 | 160768.714 | 510435.3475 | 1050181.8182 | 0.48604 | 1.0939 | 960000 | 26 | 3 | 3 | 0 | 3 | 6 | Lateral Hardening-Fuse-92632241, Lateral Hardening-Fuse-92630423, Lateral Hardening-Fuse-90855350 | 1500Million | Plant City | -1 | 3000
Lateral Hardening | Lateral Hardening-Fuse-10569614,1 | 13372 | 39596.3699 | 90493.9697 | 127434.2707 | 262272.7273 | 0.48588 | 0.21856 | 1200000 | 33 | 1 | 0 | 0 | 0 | 1 | Lateral Hardening-Fuse-10569614 | 1500Million | Winter Haven | -1 | 3000
Lateral Hardening | Lateral Hardening-Fuse-60182630,1 | 13661 | 488049.9538 | 103264.731 | 572428.9512 | 1180000 | 0.48511 | 0.98333 | 1200000 | 96 | 1 | 0 | 0 | 0 | 1 | Lateral Hardening-Fuse-60182630 [ 2029 ] | 1500Million | Winter Haven | -1 | 3000
Lateral Hardening | Lateral Hardening-Fuse-10558858,1 | 13772 | 362895.6271 | 123316.1719 | 514412.5625 | 1060681.8182 | 0.48498 | 0.8839 | 1200000 | 55 | 1 | 0 | 0 | 0 | 1 | Lateral Hardening-Fuse-10558858 | 1500Million | Winter Haven | -1 | 3000
Lateral Hardening | Lateral Hardening-Fuse-60001367,1 | 13023 | 61490.3535 | 1724.7152 | 60255.2967 | 124318.1818 | 0.48469 | 0.1036 | 1200000 | 21 | 1 | 0 | 0 | 0 | 1 | Lateral Hardening-Fuse-60001367 | 1500Million | Central | -1 | 3000
Lateral Hardening | Lateral Hardening-Fuse-91215080,12 | 13298 | 2007231.4939 | 1326757.9746 | 3324531.9391 | 6859272.7273 | 0.48468 | 7.1451 | 960000 | 21 | 12 | 0 | 0 | 0 | 12 | Lateral Hardening-Fuse-91215080 [ 2029 ], Lateral Hardening-Fuse-10556759 [ 2029 ], Lateral Hardening-Fuse-93108588, Lateral Hardening-Fuse-10556701, Lateral Hardening-Fuse-10556602, Lateral Hardening-Fuse-10556699, Lateral Hardening-Fuse-10556541, Lateral Hardening-Fuse-90939931, Lateral Hardening-Fuse-10556614 [ 2029 ], Lateral Hardening-Fuse-91217302, Lateral Hardening-Fuse-10556698, Lateral Hardening-Fuse-93379126 | 1500Million | Winter Haven | -1 | 3000
Lateral Hardening | Lateral Hardening-Fuse-60058603,1 | 13610 | 48615.1626 | 99128.2747 | 149693.4499 | 308863.6364 | 0.48466 | 0.25739 | 1200000 | 36 | 1 | 0 | 0 | 0 | 1 | Lateral Hardening-Fuse-60058603 | 1500Million | Western | -1 | 3000
Lateral Hardening | Lateral Hardening-Fuse-92892108,1 | 13854 | 40525.5895 | 14290.468 | 52671.5582 | 108863.6364 | 0.48383 | 0.09072 | 1200000 | 3 | 1 | 0 | 0 | 0 | 1 | Lateral Hardening-Fuse-92892108 | 1500Million | Plant City | -1 | 3000
Lateral Hardening | Lateral Hardening-Fuse-92309839,1 | 13030 | 163090.2975 | 85576.3089 | 241547.5675 | 499772.7273 | 0.48331 | 0.41648 | 1200000 | 5 | 1 | 0 | 0 | 0 | 1 | Lateral Hardening-Fuse-92309839 | 1500Million | Winter Haven | -1 | 3000
Lateral Hardening | Lateral Hardening-Fuse-91720718,1 | 13443 | 79788.7902 | 15149.4958 | 91382.1943 | 189318.1818 | 0.48269 | 0.15777 | 1200000 | 3 | 1 | 1 | 0 | 1 | 2 | Lateral Hardening-Fuse-91720718 | 1500Million | Winter Haven | -1 | 3000
Lateral Hardening | Lateral Hardening-Fuse-90852382,1 | 13129 | 42261.9194 | 106677.0437 | 151379.8863 | 313636.3636 | 0.48266 | 0.26136 | 1200000 | 35 | 1 | 0 | 0 | 0 | 1 | Lateral Hardening-Fuse-90852382 | 1500Million | Eastern | -1 | 3000
Lateral Hardening | Lateral Hardening-Fuse-60422073,1 | 13289 | 31406.1782 | 1333.5617 | 31240.8733 | 64772.7273 | 0.48232 | 0.053977 | 1200000 | 4 | 1 | 0 | 0 | 0 | 1 | Lateral Hardening-Fuse-60422073 | 1500Million | Winter Haven | -1 | 3000
Lateral Hardening | Lateral Hardening-Fuse-60077918,1 | 13153 | 50611.1989 | 131538.4011 | 177529.9115 | 368181.8182 | 0.48218 | 0.30682 | 1200000 | 39 | 1 | 0 | 0 | 0 | 1 | Lateral Hardening-Fuse-60077918 | 1500Million | Winter Haven | -1 | 3000
Lateral Hardening | Lateral Hardening-Fuse-91909498,1 | 13186 | 24318.5085 | 925.6046 | 24076.3035 | 50000 | 0.48153 | 0.012689 | 3940298.5075 | 75 | 1 | 1 | 1 | 0 | 2 | Lateral Hardening-Fuse-91909498 | 1500Million | Central | -1 | 3000
Lateral Hardening | Lateral Hardening-Fuse-10162595,1 | 13031 | 58264.0012 | 14059.0683 | 77674.1869 | 161363.6364 | 0.48136 | 0.13447 | 1200000 | 3 | 1 | 0 | 0 | 0 | 1 | Lateral Hardening-Fuse-10162595 | 1500Million | Winter Haven | -1 | 3000
Lateral Hardening | Lateral Hardening-Fuse-92576608,1 | 13020 | 65589.4121 | 10132.4853 | 72439.1938 | 150681.8182 | 0.48074 | 0.12557 | 1200000 | 6 | 1 | 0 | 0 | 0 | 1 | Lateral Hardening-Fuse-92576608 | 1500Million | South Hillsborough | -1 | 3000
Lateral Hardening | Lateral Hardening-Fuse-60303699,1 | 13448 | 136082.9797 | 38545.7579 | 168559.7912 | 350681.8182 | 0.48066 | 0.29223 | 1200000 | 35 | 1 | 4 | 1 | 3 | 5 | Lateral Hardening-Fuse-60303699 | 1500Million | Western | -1 | 3000
Lateral Hardening | Lateral Hardening-Fuse-10457720,1 | 13229 | 54575.7279 | 11182.5312 | 62917.9385 | 130909.0909 | 0.48062 | 0.10909 | 1200000 | 4 | 1 | 0 | 0 | 0 | 1 | Lateral Hardening-Fuse-10457720 | 1500Million | Eastern | -1 | 3000
Lateral Hardening | Lateral Hardening-Fuse-10095413,4 | 13786 | 205640.4127 | 76876.417 | 304706.4965 | 634000 | 0.48061 | 0.66042 | 960000 | 15 | 4 | 0 | 0 | 0 | 4 | Lateral Hardening-Fuse-10095413, Lateral Hardening-Fuse-10095426, Lateral Hardening-Fuse-92060753, Lateral Hardening-Fuse-92060750 | 1500Million | Plant City | -1 | 3000
Lateral Hardening | Lateral Hardening-Fuse-10317624,3 | 13748 | 69726.254 | 120488.5028 | 245066.3737 | 510000 | 0.48052 | 0.53125 | 960000 | 49 | 3 | 1 | 0 | 1 | 4 | Lateral Hardening-Fuse-10317624, Lateral Hardening-Fuse-92122582, Lateral Hardening-Fuse-92122578 | 1500Million | Western | -1 | 3000
Lateral Hardening | Lateral Hardening-Fuse-10476044,1 | 13436 | 51602.6981 | 2265.2309 | 51409.6886 | 107045.4545 | 0.48026 | 0.089205 | 1200000 | 11 | 1 | 0 | 0 | 0 | 1 | Lateral Hardening-Fuse-10476044 | 1500Million | Eastern | -1 | 3000
Lateral Hardening | Lateral Hardening-Fuse-91123449,3 | 13331 | 281395.2718 | 35270.9797 | 351948.2506 | 732909.0909 | 0.48021 | 0.76345 | 960000 | 10 | 3 | 2 | 0 | 2 | 5 | Lateral Hardening-Fuse-91123449, Lateral Hardening-Fuse-10759967 [ 2026 ], Lateral Hardening-Fuse-10759968 | 1500Million | Dade City | -1 | 3000
Lateral Hardening | Lateral Hardening-Fuse-60012345,1 | 14274 | 85539.0157 | 29945.4016 | 111269.546 | 231818.1818 | 0.47999 | 0.19318 | 1200000 | 6 | 1 | 1 | 0 | 1 | 2 | Lateral Hardening-Fuse-60012345 | 1500Million | Western | -1 | 3000
Lateral Hardening | Lateral Hardening-Fuse-92313745,1 | 13461 | 203929.2057 | 57472.7547 | 252904.6794 | 527272.7273 | 0.47965 | 0.43939 | 1200000 | 6 | 1 | 0 | 0 | 0 | 1 | Lateral Hardening-Fuse-92313745 [ 2026 ] | 1500Million | Eastern | -1 | 3000
Lateral Hardening | Lateral Hardening-Fuse-10570230,1 | 13373 | 18208.6323 | 2594.8778 | 23964.7259 | 50000 | 0.47929 | 0.035985 | 1389473.6842 | 8 | 1 | 0 | 0 | 0 | 1 | Lateral Hardening-Fuse-10570230 | 1500Million | Winter Haven | -1 | 3000
Lateral Hardening | Lateral Hardening-Fuse-10438389,3 | 13837 | 60021.8584 | 92626.2357 | 195781.4521 | 408545.4545 | 0.47922 | 0.42557 | 960000 | 54 | 3 | 0 | 0 | 0 | 3 | Lateral Hardening-Fuse-10438389, Lateral Hardening-Fuse-60129752, Lateral Hardening-Fuse-60129753 | 1500Million | Central | -1 | 3000
Lateral Hardening | Lateral Hardening-Fuse-10605134,1 | 13924 | 78973.8663 | 18785.6726 | 93760.5967 | 195681.8182 | 0.47915 | 0.16307 | 1200000 | 8 | 1 | 0 | 0 | 0 | 1 | Lateral Hardening-Fuse-10605134 | 1500Million | Winter Haven | -1 | 3000
Lateral Hardening | Lateral Hardening-Fuse-92312415,1 | 13461 | 47690.4115 | 162096.5571 | 205268.2257 | 428409.0909 | 0.47914 | 0.35701 | 1200000 | 28 | 1 | 0 | 0 | 0 | 1 | Lateral Hardening-Fuse-92312415 | 1500Million | Eastern | -1 | 3000
Lateral Hardening | Lateral Hardening-Fuse-90589638,4 | 13072 | 207719.9941 | 55722.6976 | 259241.33 | 541818.1818 | 0.47847 | 0.56439 | 960000 | 51 | 4 | 1 | 0 | 1 | 5 | Lateral Hardening-Fuse-90589638 [ 2029 ], Lateral Hardening-Fuse-10165809, Lateral Hardening-Fuse-10165810, Lateral Hardening-Fuse-10165823 | 1500Million | Western | -1 | 3000
Lateral Hardening | Lateral Hardening-Fuse-10384704,1 | 13351 | 39470.3523 | 2434.4425 | 40001.9041 | 83636.3636 | 0.47828 | 0.069697 | 1200000 | 11 | 1 | 0 | 0 | 0 | 1 | Lateral Hardening-Fuse-10384704 | 1500Million | Central | -1 | 3000
Lateral Hardening | Lateral Hardening-Fuse-10754735,1 | 14306 | 69040.3746 | 141065.2211 | 215614.3318 | 451136.3636 | 0.47794 | 0.37595 | 1200000 | 46 | 1 | 0 | 0 | 0 | 1 | Lateral Hardening-Fuse-10754735 | 1500Million | Dade City | -1 | 3000
Lateral Hardening | Lateral Hardening-Fuse-10895269,4 | 13003 | 650252.8693 | 543354.471 | 1185825.0817 | 2481818.1818 | 0.4778 | 2.5852 | 960000 | 65 | 4 | 2 | 0 | 2 | 6 | Lateral Hardening-Fuse-10895269, Lateral Hardening-Fuse-10895245, Lateral Hardening-Fuse-10895267, Lateral Hardening-Fuse-93105199 | 1500Million | South Hillsborough | -1 | 3000
Lateral Hardening | Lateral Hardening-Fuse-10676251,1 | 13787 | 164999.7477 | 39397.2746 | 204954.1294 | 429545.4545 | 0.47714 | 0.35795 | 1200000 | 7 | 1 | 0 | 0 | 0 | 1 | Lateral Hardening-Fuse-10676251 | 1500Million | Plant City | -1 | 3000
Lateral Hardening | Lateral Hardening-Fuse-10169240,1 | 13210 | 13732.3424 | 37707.8278 | 72870.3655 | 152727.2727 | 0.47713 | 0.12727 | 1200000 | 17 | 1 | 0 | 0 | 0 | 1 | Lateral Hardening-Fuse-10169240 | 1500Million | Western | -1 | 3000
Lateral Hardening | Lateral Hardening-Fuse-93050915,1 | 13019 | 135024.9428 | 30714.5237 | 160238.668 | 335909.0909 | 0.47703 | 0.27992 | 1200000 | 25 | 1 | 0 | 0 | 0 | 1 | Lateral Hardening-Fuse-93050915 | 1500Million | South Hillsborough | -1 | 3000
Lateral Hardening | Lateral Hardening-Fuse-10829470,1 | 13687 | 75163.5313 | 423940.1506 | 518400.233 | 1087045.4545 | 0.47689 | 0.90587 | 1200000 | 40 | 1 | 0 | 0 | 0 | 1 | Lateral Hardening-Fuse-10829470 | 1500Million | Eastern | -1 | 3000
Lateral Hardening | Lateral Hardening-Fuse-91904894,1 | 13098 | 73662.6134 | 19315.871 | 89125.356 | 187045.4545 | 0.47649 | 0.15587 | 1200000 | 6 | 1 | 0 | 0 | 0 | 1 | Lateral Hardening-Fuse-91904894 | 1500Million | Central | -1 | 3000
Lateral Hardening | Lateral Hardening-Fuse-10476052,1 | 13436 | 21871.3695 | 2944.4995 | 27376.2376 | 57500 | 0.47611 | 0.047917 | 1200000 | 5 | 1 | 0 | 0 | 0 | 1 | Lateral Hardening-Fuse-10476052 | 1500Million | Eastern | -1 | 3000
Lateral Hardening | Lateral Hardening-Fuse-10165826,2 | 13072 | 3548.9372 | 206365.4855 | 301766.8843 | 634363.6364 | 0.4757 | 0.6608 | 960000 | 110 | 2 | 2 | 0 | 2 | 4 | Lateral Hardening-Fuse-10165826, Lateral Hardening-Fuse-90442368 | 1500Million | Western | -1 | 3000
Lateral Hardening | Lateral Hardening-Fuse-10758557,1 | 13004 | 407867.6139 | 408322.7504 | 874651.0391 | 1839090.9091 | 0.47559 | 1.5326 | 1200000 | 81 | 1 | 0 | 0 | 0 | 1 | Lateral Hardening-Fuse-10758557 | 1500Million | Dade City | -1 | 3000
Lateral Hardening | Lateral Hardening-Fuse-92635395,1 | 13331 | 147791.9719 | 6946.1331 | 147519.9765 | 310454.5455 | 0.47517 | 0.25871 | 1200000 | 161 | 1 | 0 | 0 | 0 | 1 | Lateral Hardening-Fuse-92635395 | 1500Million | Dade City | -1 | 3000
Lateral Hardening | Lateral Hardening-Fuse-60445801,2 | 14023 | 238396.4136 | 192757.1818 | 421235.2091 | 886909.0909 | 0.47495 | 0.92386 | 960000 | 9 | 2 | 1 | 0 | 1 | 3 | Lateral Hardening-Fuse-60445801, Lateral Hardening-Fuse-91119971 | 1500Million | South Hillsborough | -1 | 3000
Lateral Hardening | Lateral Hardening-Fuse-60174723,1 | 13924 | 186657.0395 | 97447.8929 | 280189.8471 | 590000 | 0.4749 | 0.49167 | 1200000 | 3 | 1 | 1 | 0 | 1 | 2 | Lateral Hardening-Fuse-60174723 | 1500Million | Winter Haven | -1 | 3000
Lateral Hardening | Lateral Hardening-Fuse-92497886,1 | 13008 | 97555.1121 | 19887.0927 | 112845.8173 | 237727.2727 | 0.47469 | 0.19811 | 1200000 | 9 | 1 | 0 | 0 | 0 | 1 | Lateral Hardening-Fuse-92497886 | 1500Million | Plant City | -1 | 3000
Lateral Hardening | Lateral Hardening-Fuse-92444784,1 | 13010 | 190559.7936 | 49290.6158 | 232690.0047 | 490227.2727 | 0.47466 | 0.40852 | 1200000 | 54 | 1 | 0 | 0 | 0 | 1 | Lateral Hardening-Fuse-92444784 | 1500Million | Plant City | -1 | 3000
Lateral Hardening | Lateral Hardening-Fuse-10757382,1 | 13423 | 294954.4394 | 275393.5123 | 759956.9626 | 1605227.2727 | 0.47343 | 1.3377 | 1200000 | 6 | 1 | 0 | 0 | 0 | 1 | Lateral Hardening-Fuse-10757382 | 1500Million | Dade City | -1 | 3000
Lateral Hardening | Lateral Hardening-Fuse-60124043,1 | 13218 | 58186.3239 | 172459.0176 | 225386.7363 | 476136.3636 | 0.47337 | 0.39678 | 1200000 | 36 | 1 | 0 | 0 | 0 | 1 | Lateral Hardening-Fuse-60124043 | 1500Million | Western | -1 | 3000
Lateral Hardening | Lateral Hardening-Fuse-10655465,1 | 13188 | 22151.2563 | 32449.1612 | 57337.4006 | 121136.3636 | 0.47333 | 0.10095 | 1200000 | 27 | 1 | 1 | 0 | 1 | 2 | Lateral Hardening-Fuse-10655465 | 1500Million | Central | -1 | 3000
Lateral Hardening | Lateral Hardening-Fuse-90429032,1 | 13655 | 59488.2017 | 15310.4881 | 71713.4338 | 151590.9091 | 0.47307 | 0.12633 | 1200000 | 3 | 1 | 0 | 0 | 0 | 1 | Lateral Hardening-Fuse-90429032 | 1500Million | Plant City | -1 | 3000
Lateral Hardening | Lateral Hardening-Fuse-10516409,1 | 13692 | 153101.6278 | 51171.2604 | 197955.2728 | 418636.3636 | 0.47286 | 0.34886 | 1200000 | 11 | 1 | 0 | 0 | 0 | 1 | Lateral Hardening-Fuse-10516409 | 1500Million | Eastern | -1 | 3000
Lateral Hardening | Lateral Hardening-Fuse-60257006,1 | 13224 | 51189.0938 | 10850.3157 | 59404.9567 | 125681.8182 | 0.47266 | 0.10473 | 1200000 | 3 | 1 | 0 | 0 | 0 | 1 | Lateral Hardening-Fuse-60257006 | 1500Million | Central | -1 | 3000
Lateral Hardening | Lateral Hardening-Fuse-10650545,1 | 13391 | 143231.7985 | 42542.7796 | 179178.168 | 379318.1818 | 0.47237 | 0.3161 | 1200000 | 5 | 1 | 0 | 0 | 0 | 1 | Lateral Hardening-Fuse-10650545 | 1500Million | Plant City | -1 | 3000
Lateral Hardening | Lateral Hardening-Fuse-60238287,1 | 13171 | 107916.0239 | 14418.7873 | 118051.1988 | 250681.8182 | 0.47092 | 0.2089 | 1200000 | 4 | 1 | 0 | 0 | 0 | 1 | Lateral Hardening-Fuse-60238287 | 1500Million | Eastern | -1 | 3000
Lateral Hardening | Lateral Hardening-Fuse-93325996,1 | 13723 | 134129.1255 | 35544.2283 | 164868.3947 | 350227.2727 | 0.47075 | 0.29186 | 1200000 | 3 | 1 | 0 | 0 | 0 | 1 | Lateral Hardening-Fuse-93325996 | 1500Million | Plant City | -1 | 3000
Lateral Hardening | Lateral Hardening-Fuse-90429622,1 | 13655 | 55627.7943 | 12036.611 | 64827.5506 | 137727.2727 | 0.4707 | 0.11477 | 1200000 | 3 | 1 | 0 | 0 | 0 | 1 | Lateral Hardening-Fuse-90429622 | 1500Million | Plant City | -1 | 3000
Lateral Hardening | Lateral Hardening-Fuse-60068039,1 | 13139 | 60408.5917 | 186181.4232 | 248980.6636 | 530000 | 0.46977 | 0.44167 | 1200000 | 41 | 1 | 0 | 0 | 0 | 1 | Lateral Hardening-Fuse-60068039 | 1500Million | Western | -1 | 3000
Lateral Hardening | Lateral Hardening-Fuse-91786385,2 | 13576 | 50165.9317 | 49782.5367 | 96936.7794 | 206545.4545 | 0.46932 | 0.21515 | 960000 | 25 | 2 | 1 | 0 | 1 | 3 | Lateral Hardening-Fuse-91786385, Lateral Hardening-Fuse-90908850 | 1500Million | Eastern | -1 | 3000
Lateral Hardening | Lateral Hardening-Fuse-91845007,1 | 13377 | 8730.1271 | 30888.34 | 88479.5677 | 188636.3636 | 0.46905 | 0.1572 | 1200000 | 21 | 1 | 0 | 0 | 0 | 1 | Lateral Hardening-Fuse-91845007 | 1500Million | Western | -1 | 3000
Lateral Hardening | Lateral Hardening-Fuse-10274834,1 | 14274 | 158393.7619 | 43520.5152 | 195827.2996 | 417500 | 0.46905 | 0.34792 | 1200000 | 17 | 1 | 0 | 0 | 0 | 1 | Lateral Hardening-Fuse-10274834 | 1500Million | Western | -1 | 3000
Lateral Hardening | Lateral Hardening-Fuse-60013501,1 | 13008 | 90342.3463 | 3766.9123 | 90821.8219 | 193636.3636 | 0.46903 | 0.16136 | 1200000 | 2 | 1 | 0 | 0 | 0 | 1 | Lateral Hardening-Fuse-60013501 [ 2029 ] | 1500Million | Plant City | -1 | 3000
Lateral Hardening | Lateral Hardening-Fuse-90025648,2 | 14274 | 183201.5562 | 99628.133 | 274694.0155 | 586000 | 0.46876 | 0.61042 | 960000 |  | 2 | 0 | 0 | 0 | 2 | Lateral Hardening-Fuse-90025648, Lateral Hardening-Fuse-91759265 | 1500Million | Western | -1 | 3000
Lateral Hardening | Lateral Hardening-Fuse-92685045,13 | 13391 | 768819.4331 | 342116.1802 | 1191632.7419 | 2542181.8182 | 0.46874 | 2.6481 | 960000 | 21 | 13 | 0 | 0 | 0 | 13 | Lateral Hardening-Fuse-92685045, Lateral Hardening-Fuse-10650357, Lateral Hardening-Fuse-90025482, Lateral Hardening-Fuse-92633782, Lateral Hardening-Fuse-90025540, Lateral Hardening-Fuse-90025580, Lateral Hardening-Fuse-90025581, Lateral Hardening-Fuse-90025584, Lateral Hardening-Fuse-10650544, Lateral Hardening-Fuse-10650599, Lateral Hardening-Fuse-10650471, Lateral Hardening-Fuse-10650543, Lateral Hardening-Fuse-10650565 | 1500Million | Plant City | -1 | 3000
Lateral Hardening | Lateral Hardening-Fuse-10650460,29 | 13391 | 1829960.0112 | 1502665.2185 | 3368261.0149 | 7191818.1818 | 0.46835 | 7.4915 | 960000 | 38 | 29 | 3 | 0 | 3 | 32 | Lateral Hardening-Fuse-10650460, Lateral Hardening-Fuse-91959367 [ 2028 ], Lateral Hardening-Fuse-91064024, Lateral Hardening-Fuse-10650423, Lateral Hardening-Fuse-10650435, Lateral Hardening-Fuse-90747349, Lateral Hardening-Fuse-92329433, Lateral Hardening-Fuse-10650583, Lateral Hardening-Fuse-10650429, Lateral Hardening-Fuse-10650431, Lateral Hardening-Fuse-10650425, Lateral Hardening-Fuse-10650427, Lateral Hardening-Fuse-10650532, Lateral Hardening-Fuse-10650582, Lateral Hardening-Fuse-10650600, Lateral Hardening-Fuse-10650307, Lateral Hardening-Fuse-10650526, Lateral Hardening-Fuse-10650440, Lateral Hardening-Fuse-10650442, Lateral Hardening-Fuse-10650444, Lateral Hardening-Fuse-92690544, Lateral Hardening-Fuse-10650437, Lateral Hardening-Fuse-10650584, Lateral Hardening-Fuse-10650309, Lateral Hardening-Fuse-10650439, Lateral Hardening-Fuse-10650475, Lateral Hardening-Fuse-92652747, Lateral Hardening-Fuse-10650596, Lateral Hardening-Fuse-10650585 | 1500Million | Plant City | -1 | 3000
Lateral Hardening | Lateral Hardening-Fuse-93366483,1 | 13753 | 30007.1063 | 98602.3283 | 126658.748 | 270454.5455 | 0.46832 | 0.22538 | 1200000 | 28 | 1 | 0 | 0 | 0 | 1 | Lateral Hardening-Fuse-93366483 | 1500Million | Western | -1 | 3000
Lateral Hardening | Lateral Hardening-Fuse-90527202,13 | 13516 | 663186.45 | 424058.2431 | 1095049.4005 | 2340000 | 0.46797 | 2.4375 | 960000 | 382 | 13 | 3 | 0 | 3 | 16 | Lateral Hardening-Fuse-90527202, Lateral Hardening-Fuse-10594254, Lateral Hardening-Fuse-60169426, Lateral Hardening-Fuse-60169428, Lateral Hardening-Fuse-10594246, Lateral Hardening-Fuse-10594239, Lateral Hardening-Fuse-10594240, Lateral Hardening-Fuse-60169478, Lateral Hardening-Fuse-10594261, Lateral Hardening-Fuse-10594242, Lateral Hardening-Fuse-10594243, Lateral Hardening-Fuse-91817791, Lateral Hardening-Fuse-60305649 | 1500Million | Western | -1 | 3000
Lateral Hardening | Lateral Hardening-Fuse-92316277,1 | 13112 | 42508.6626 | 98287.0215 | 138381.1125 | 295909.0909 | 0.46765 | 0.24659 | 1200000 | 39 | 1 | 0 | 0 | 0 | 1 | Lateral Hardening-Fuse-92316277 | 1500Million | Western | -1 | 3000
Lateral Hardening | Lateral Hardening-Fuse-91031827,1 | 13433 | 77799.4459 | 19203.4187 | 145882.6989 | 312045.4545 | 0.4675 | 0.26004 | 1200000 | 6 | 1 | 0 | 0 | 0 | 1 | Lateral Hardening-Fuse-91031827 | 1500Million | Eastern | -1 | 3000
Lateral Hardening | Lateral Hardening-Fuse-10240473,1 | 13530 | 73641.7781 | 141037.3548 | 210015.4646 | 449772.7273 | 0.46694 | 0.37481 | 1200000 | 64 | 1 | 0 | 0 | 0 | 1 | Lateral Hardening-Fuse-10240473 | 1500Million | Western | -1 | 3000
Lateral Hardening | Lateral Hardening-Fuse-60074888,1 | 13668 | 73767.4038 | 28424.8098 | 98955.0493 | 212045.4545 | 0.46667 | 0.1767 | 1200000 | 2 | 1 | 0 | 0 | 0 | 1 | Lateral Hardening-Fuse-60074888 | 1500Million | Plant City | -1 | 3000
Lateral Hardening | Lateral Hardening-Fuse-60299196,1 | 13037 | 82798.1393 | 4567.0502 | 83384.0951 | 178863.6364 | 0.46619 | 0.14905 | 1200000 | 16 | 1 | 0 | 0 | 0 | 1 | Lateral Hardening-Fuse-60299196 | 1500Million | Central | -1 | 3000
Lateral Hardening | Lateral Hardening-Fuse-93062236,1 | 13813 | 23002.8781 | 1394.6589 | 23269.959 | 50000 | 0.4654 | 0.037311 | 1340101.5228 | 7 | 1 | 0 | 0 | 0 | 1 | Lateral Hardening-Fuse-93062236 | 1500Million | Dade City | -1 | 3000
Lateral Hardening | Lateral Hardening-Fuse-90883826,1 | 13312 | 24126.0169 | 2357.5881 | 25275.56 | 54318.1818 | 0.46532 | 0.045265 | 1200000 | 3 | 1 | 0 | 0 | 0 | 1 | Lateral Hardening-Fuse-90883826 | 1500Million | Winter Haven | -1 | 3000
Lateral Hardening | Lateral Hardening-Fuse-60105333,1 | 13030 | 69715.0609 | 14982.2111 | 81161.9793 | 174545.4545 | 0.46499 | 0.14545 | 1200000 | 23 | 1 | 0 | 0 | 0 | 1 | Lateral Hardening-Fuse-60105333 | 1500Million | Winter Haven | -1 | 3000
Lateral Hardening | Lateral Hardening-Fuse-10092395,3 | 13610 | 255325.535 | 301225.865 | 594735.6797 | 1280545.4545 | 0.46444 | 1.3339 | 960000 | 100 | 3 | 12 | 0 | 12 | 15 | Lateral Hardening-Fuse-10092395, Lateral Hardening-Fuse-60069931, Lateral Hardening-Fuse-60069930 | 1500Million | Western | -1 | 3000
Lateral Hardening | Lateral Hardening-Fuse-90838310,1 | 13422 | 117689.9435 | 50339.2004 | 162814.2491 | 350681.8182 | 0.46428 | 0.29223 | 1200000 | 3 | 1 | 0 | 0 | 0 | 1 | Lateral Hardening-Fuse-90838310 | 1500Million | Dade City | -1 | 3000
Lateral Hardening | Lateral Hardening-Fuse-92632918,1 | 13331 | 53559.8994 | 7668.5813 | 58562.9888 | 126363.6364 | 0.46345 | 0.1053 | 1200000 | 4 | 1 | 0 | 0 | 0 | 1 | Lateral Hardening-Fuse-92632918 | 1500Million | Dade City | -1 | 3000
Lateral Hardening | Lateral Hardening-Fuse-60642582,1 | 13808 | 109180.28 | 41324.9869 | 146283.1926 | 315681.8182 | 0.46339 | 0.26307 | 1200000 | 6 | 1 | 0 | 0 | 0 | 1 | Lateral Hardening-Fuse-60642582 | 1500Million | Plant City | -1 | 3000
Lateral Hardening | Lateral Hardening-Fuse-92425550,1 | 13838 | 27846.9655 | 1823.7678 | 28315.041 | 61136.3636 | 0.46315 | 0.050947 | 1200000 | 7 | 1 | 0 | 0 | 0 | 1 | Lateral Hardening-Fuse-92425550 | 1500Million | Central | -1 | 3000
Lateral Hardening | Lateral Hardening-Fuse-10218994,1 | 13510 | 35326.8054 | 82257.2438 | 123973.844 | 267727.2727 | 0.46306 | 0.22311 | 1200000 | 36 | 1 | 0 | 0 | 0 | 1 | Lateral Hardening-Fuse-10218994 | 1500Million | Western | -1 | 3000
Lateral Hardening | Lateral Hardening-Fuse-10916767,1 | 13805 | 29650.8365 | 5403.5899 | 33556.7879 | 72500 | 0.46285 | 0.060417 | 1200000 | 2 | 1 | 0 | 0 | 0 | 1 | Lateral Hardening-Fuse-10916767 | 1500Million | Plant City | -1 | 3000
Lateral Hardening | Lateral Hardening-Fuse-92185479,1 | 13348 | 22415.2792 | 1807.9519 | 23137.4935 | 50000 | 0.46275 | 0.030303 | 1650000 | 8 | 1 | 0 | 0 | 0 | 1 | Lateral Hardening-Fuse-92185479 | 1500Million | Central | -1 | 3000
Lateral Hardening | Lateral Hardening-Fuse-60503818,1 | 13724 | 411767.7063 | 27142.5257 | 423813.4957 | 916590.9091 | 0.46238 | 0.76383 | 1200000 | 212 | 1 | 4 | 0 | 4 | 5 | Lateral Hardening-Fuse-60503818 [ 2022 ] | 1500Million | Plant City | -1 | 3000
Lateral Hardening | Lateral Hardening-Fuse-10700783,1 | 13192 | 186349.7165 | 53657.5176 | 231546.8626 | 501363.6364 | 0.46183 | 0.4178 | 1200000 | 15 | 1 | 0 | 0 | 0 | 1 | Lateral Hardening-Fuse-10700783 | 1500Million | Western | -1 | 3000
Lateral Hardening | Lateral Hardening-Fuse-92278651,1 | 13897 | 230499.9629 | 129552.8275 | 349591.3291 | 758409.0909 | 0.46095 | 0.63201 | 1200000 | 17 | 1 | 0 | 0 | 0 | 1 | Lateral Hardening-Fuse-92278651 [ 2024 ] | 1500Million | South Hillsborough | -1 | 3000
Lateral Hardening | Lateral Hardening-Fuse-91180320,1 | 13298 | 124227.3924 | 125645.6749 | 242301.8482 | 525909.0909 | 0.46073 | 0.43826 | 1200000 | 2 | 1 | 0 | 0 | 0 | 1 | Lateral Hardening-Fuse-91180320 [ 2029 ] | 1500Million | Winter Haven | -1 | 3000
Lateral Hardening | Lateral Hardening-Fuse-92354725,1 | 13808 | 240338.4359 | 83212.3941 | 324596.0276 | 704545.4545 | 0.46072 | 0.58712 | 1200000 | 6 | 1 | 0 | 0 | 0 | 1 | Lateral Hardening-Fuse-92354725 | 1500Million | Plant City | -1 | 3000
Lateral Hardening | Lateral Hardening-Fuse-92129032,1 | 13967 | 192813.3882 | 37508.5098 | 222235.4416 | 483409.0909 | 0.45973 | 0.40284 | 1200000 | 19 | 1 | 0 | 0 | 0 | 1 | Lateral Hardening-Fuse-92129032 | 1500Million | Winter Haven | -1 | 3000
Lateral Hardening | Lateral Hardening-Fuse-10928776,1 | 13377 | 0 | 171969.0873 | 192857.8472 | 419545.4545 | 0.45968 | 0.34962 | 1200000 | 197 | 1 | 1 | 0 | 1 | 2 | Lateral Hardening-Fuse-10928776 | 1500Million | Western | -1 | 3000
Lateral Hardening | Lateral Hardening-Fuse-91928195,1 | 13340 | 66770.0743 | 45550.5504 | 116452.0473 | 253409.0909 | 0.45954 | 0.21117 | 1200000 | 2 | 1 | 0 | 0 | 0 | 1 | Lateral Hardening-Fuse-91928195 | 1500Million | South Hillsborough | -1 | 3000
Lateral Hardening | Lateral Hardening-Fuse-92636665,1 | 13331 | 161501.1054 | 11441.079 | 165253.0872 | 360000 | 0.45904 | 0.3 | 1200000 | 166 | 1 | 0 | 0 | 0 | 1 | Lateral Hardening-Fuse-92636665 | 1500Million | Dade City | -1 | 3000
Lateral Hardening | Lateral Hardening-Fuse-91861514,1 | 13227 | 23765.793 | 299.6547 | 22942.5211 | 50000 | 0.45885 | 0.0054924 | 9103448.2759 | 298 | 1 | 12 | 0 | 12 | 13 | Lateral Hardening-Fuse-91861514 | 1500Million | Eastern | -1 | 3000
Lateral Hardening | Lateral Hardening-Fuse-90255945,1 | 13166 | 39465.2952 | 3536.8376 | 41072.9816 | 89545.4545 | 0.45868 | 0.074621 | 1200000 | 6 | 1 | 0 | 0 | 0 | 1 | Lateral Hardening-Fuse-90255945 | 1500Million | Western | -1 | 3000
Lateral Hardening | Lateral Hardening-Fuse-10716369,2 | 13959 | 43405.1542 | 72820.9151 | 121884.3699 | 265818.1818 | 0.45853 | 0.27689 | 960000 | 34 | 2 | 5 | 5 | 0 | 7 | Lateral Hardening-Fuse-91536042, Lateral Hardening-Fuse-10716369 | 1500Million | Plant City | -1 | 3000
Lateral Hardening | Lateral Hardening-Fuse-10367875,2 | 13103 | 62110.4937 | 41877 | 101495.4452 | 221636.3636 | 0.45794 | 0.23087 | 960000 | 51 | 2 | 0 | 0 | 0 | 2 | Lateral Hardening-Fuse-10367875, Lateral Hardening-Fuse-91934930 | 1500Million | Central | -1 | 3000
Lateral Hardening | Lateral Hardening-Fuse-90528838,1 | 13621 | 145381.671 | 215940.4943 | 352883.5975 | 770909.0909 | 0.45775 | 0.64242 | 1200000 | 2 | 1 | 0 | 0 | 0 | 1 | Lateral Hardening-Fuse-90528838 [ 2029 ] | 1500Million | Western | -1 | 3000
Lateral Hardening | Lateral Hardening-Fuse-10715645,1 | 13984 | 98793.251 | 10562.5613 | 105589.2663 | 230909.0909 | 0.45728 | 0.19242 | 1200000 | 2 | 1 | 0 | 0 | 0 | 1 | Lateral Hardening-Fuse-10715645 [ 2028 ] | 1500Million | Plant City | -1 | 3000
Lateral Hardening | Lateral Hardening-Fuse-60294821,1 | 13298 | 226041.5689 | 74215.5957 | 292125.0759 | 639545.4545 | 0.45677 | 0.53295 | 1200000 | 8 | 1 | 1 | 0 | 1 | 2 | Lateral Hardening-Fuse-60294821 | 1500Million | Winter Haven | -1 | 3000
Lateral Hardening | Lateral Hardening-Fuse-92903841,1 | 13159 | 22563.2333 | 1379.9149 | 22836.1447 | 50000 | 0.45672 | 0.018371 | 2721649.4845 | 5 | 1 | 0 | 0 | 0 | 1 | Lateral Hardening-Fuse-92903841 | 1500Million | Central | -1 | 3000
Lateral Hardening | Lateral Hardening-Fuse-10635947,3 | 13388 | 135458.6479 | 18709.785 | 148540.1507 | 325272.7273 | 0.45666 | 0.33883 | 960000 | 16 | 3 | 1 | 0 | 1 | 4 | Lateral Hardening-Fuse-10635947, Lateral Hardening-Fuse-60181030, Lateral Hardening-Fuse-60181029 | 1500Million | Plant City | -1 | 3000
Lateral Hardening | Lateral Hardening-Fuse-91227536,1 | 13298 | 20063.9659 | 3788.1083 | 22826.3019 | 50000 | 0.45653 | 0.027652 | 1808219.1781 | 2 | 1 | 0 | 0 | 0 | 1 | Lateral Hardening-Fuse-91227536 | 1500Million | Winter Haven | -1 | 3000
Lateral Hardening | Lateral Hardening-Fuse-90528913,1 | 13201 | 106881.8041 | 19906.6684 | 121496.8379 | 266136.3636 | 0.45652 | 0.22178 | 1200000 | 43 | 1 | 0 | 0 | 0 | 1 | Lateral Hardening-Fuse-90528913 | 1500Million | Western | -1 | 3000
Lateral Hardening | Lateral Hardening-Fuse-10679327,1 | 13807 | 37680.1045 | 3062.0504 | 38871.0924 | 85227.2727 | 0.45609 | 0.071023 | 1200000 | 3 | 1 | 0 | 0 | 0 | 1 | Lateral Hardening-Fuse-10679327 | 1500Million | Plant City | -1 | 3000
Lateral Hardening | Lateral Hardening-Fuse-10274759,7 | 13624 | 379106.6547 | 233318.9463 | 601616.7378 | 1319272.7273 | 0.45602 | 1.3742 | 960000 | 31 | 7 | 6 | 0 | 6 | 13 | Lateral Hardening-Fuse-10274759, Lateral Hardening-Fuse-10274844, Lateral Hardening-Fuse-91793474 [ 2027 ], Lateral Hardening-Fuse-92800610, Lateral Hardening-Fuse-92800622, Lateral Hardening-Fuse-92800625, Lateral Hardening-Fuse-92807044 | 1500Million | Western | -1 | 3000
Lateral Hardening | Lateral Hardening-Fuse-10469950,1 | 13213 | 48811.5769 | 9489.7281 | 55850.0198 | 122500 | 0.45592 | 0.10208 | 1200000 | 5 | 1 | 0 | 0 | 0 | 1 | Lateral Hardening-Fuse-10469950 | 1500Million | Eastern | -1 | 3000
Lateral Hardening | Lateral Hardening-Fuse-10503450,2 | 13576 | 37983.3928 | 103774.3399 | 140919.0235 | 309272.7273 | 0.45565 | 0.32216 | 960000 | 25 | 2 | 0 | 0 | 0 | 2 | Lateral Hardening-Fuse-10503450, Lateral Hardening-Fuse-90759504 | 1500Million | Eastern | -1 | 3000
Lateral Hardening | Lateral Hardening-Fuse-10162580,1 | 13031 | 108689.2259 | 18206.7475 | 150705.8607 | 331363.6364 | 0.45481 | 0.27614 | 1200000 | 11 | 1 | 0 | 0 | 0 | 1 | Lateral Hardening-Fuse-10162580 | 1500Million | Winter Haven | -1 | 3000
Lateral Hardening | Lateral Hardening-Fuse-60009902,1 | 13027 | 22219.6784 | 60400.5097 | 80690.444 | 177727.2727 | 0.45401 | 0.14811 | 1200000 | 19 | 1 | 0 | 0 | 0 | 1 | Lateral Hardening-Fuse-60009902 | 1500Million | Central | -1 | 3000
Lateral Hardening | Lateral Hardening-Fuse-10397051,2 | 13591 | 143195.6097 | 149560.2381 | 284918.9723 | 627818.1818 | 0.45382 | 0.65398 | 960000 | 100 | 2 | 0 | 0 | 0 | 2 | Lateral Hardening-Fuse-10397051, Lateral Hardening-Fuse-10397050 | 1500Million | Central | -1 | 3000
Lateral Hardening | Lateral Hardening-Fuse-91549363,1 | 13256 | 132190.175 | 19987.5032 | 146294.4366 | 322500 | 0.45363 | 0.26875 | 1200000 | 7 | 1 | 0 | 0 | 0 | 1 | Lateral Hardening-Fuse-91549363 | 1500Million | South Hillsborough | -1 | 3000
Lateral Hardening | Lateral Hardening-Fuse-90252201,1 | 13612 | 169159.9503 | 32775.2328 | 193323.6484 | 426363.6364 | 0.45342 | 0.3553 | 1200000 | 33 | 1 | 0 | 0 | 0 | 1 | Lateral Hardening-Fuse-90252201 | 1500Million | Western | -1 | 3000
Lateral Hardening | Lateral Hardening-Fuse-10254047,10 | 13583 | 425539.5484 | 169623.4471 | 580334.3519 | 1280000 | 0.45339 | 1.3333 | 960000 | 35 | 10 | 2 | 0 | 2 | 12 | Lateral Hardening-Fuse-10254047 [ 2028 ], Lateral Hardening-Fuse-90476102, Lateral Hardening-Fuse-91750557, Lateral Hardening-Fuse-92484319, Lateral Hardening-Fuse-91748718, Lateral Hardening-Fuse-90525642, Lateral Hardening-Fuse-91750521, Lateral Hardening-Fuse-91751734, Lateral Hardening-Fuse-90898103, Lateral Hardening-Fuse-10254049 | 1500Million | Western | -1 | 3000
Lateral Hardening | Lateral Hardening-Fuse-92634749,1 | 13331 | 32097.2347 | 3460.3316 | 33983.8982 | 75000 | 0.45312 | 0.0625 | 1200000 | 4 | 1 | 0 | 0 | 0 | 1 | Lateral Hardening-Fuse-92634749 | 1500Million | Dade City | -1 | 3000
Lateral Hardening | Lateral Hardening-Fuse-10124541,1 | 13063 | 49583.641 | 8238.8096 | 55372.0978 | 122272.7273 | 0.45286 | 0.10189 | 1200000 | 22 | 1 | 1 | 0 | 1 | 2 | Lateral Hardening-Fuse-10124541 | 1500Million | Western | -1 | 3000
Lateral Hardening | Lateral Hardening-Fuse-10753397,9 | 13330 | 794488.0329 | 504092.8806 | 1330868.175 | 2939818.1818 | 0.4527 | 3.0623 | 960000 | 43 | 9 | 4 | 0 | 4 | 13 | Lateral Hardening-Fuse-10753397 [ 2025 ], Lateral Hardening-Fuse-10753436, Lateral Hardening-Fuse-92969114, Lateral Hardening-Fuse-10753416, Lateral Hardening-Fuse-90710761, Lateral Hardening-Fuse-10753387, Lateral Hardening-Fuse-93339490, Lateral Hardening-Fuse-10753417, Lateral Hardening-Fuse-92977877 | 1500Million | Dade City | -1 | 3000
Lateral Hardening | Lateral Hardening-Fuse-60526221,1 | 13293 | 75325.6034 | 152425.1577 | 222631.2301 | 491818.1818 | 0.45267 | 0.40985 | 1200000 | 52 | 1 | 1 | 1 | 0 | 2 | Lateral Hardening-Fuse-60526221 | 1500Million | Winter Haven | -1 | 3000
Lateral Hardening | Lateral Hardening-Fuse-91405616,7 | 13805 | 330821.2788 | 134895.1482 | 513877.9562 | 1136363.6364 | 0.45221 | 1.1837 | 960000 | 41 | 7 | 2 | 1 | 1 | 9 | Lateral Hardening-Fuse-91405616 [ 2024 ], Lateral Hardening-Fuse-92683590, Lateral Hardening-Fuse-92683690, Lateral Hardening-Fuse-92683593, Lateral Hardening-Fuse-90239533, Lateral Hardening-Fuse-92683573, Lateral Hardening-Fuse-92683588 | 1500Million | Plant City | -1 | 3000
Lateral Hardening | Lateral Hardening-Fuse-90746962,2 | 13813 | 130398.9638 | 63838.5355 | 188540.0412 | 417090.9091 | 0.45204 | 0.43447 | 960000 | 5 | 2 | 1 | 0 | 1 | 3 | Lateral Hardening-Fuse-90746962, Lateral Hardening-Fuse-90300743 | 1500Million | Dade City | -1 | 3000
Lateral Hardening | Lateral Hardening-Fuse-92355986,1 | 13808 | 237792.2142 | 123135.1052 | 349464.6633 | 773863.6364 | 0.45158 | 0.64489 | 1200000 | 28 | 1 | 0 | 0 | 0 | 1 | Lateral Hardening-Fuse-92355986 | 1500Million | Plant City | -1 | 3000
Lateral Hardening | Lateral Hardening-Fuse-92702061,2 | 13299 | 329266.4052 | 179371.1059 | 494149.3822 | 1094545.4545 | 0.45147 | 1.1402 | 960000 | 13 | 2 | 2 | 0 | 2 | 4 | Lateral Hardening-Fuse-92702061, Lateral Hardening-Fuse-92702067 | 1500Million | Winter Haven | -1 | 3000
Lateral Hardening | Lateral Hardening-Fuse-92891243,1 | 13112 | 72001.6156 | 12678.4459 | 81144.5647 | 179772.7273 | 0.45137 | 0.14981 | 1200000 | 21 | 1 | 0 | 0 | 0 | 1 | Lateral Hardening-Fuse-92891243 | 1500Million | Western | -1 | 3000
Lateral Hardening | Lateral Hardening-Fuse-92656700,1 | 13331 | 138981.1859 | 52507.6545 | 185871.0307 | 412045.4545 | 0.45109 | 0.34337 | 1200000 | 10 | 1 | 0 | 0 | 0 | 1 | Lateral Hardening-Fuse-92656700 | 1500Million | Dade City | -1 | 3000
Lateral Hardening | Lateral Hardening-Fuse-91493133,10 | 13011 | 655245.2867 | 267904.8637 | 892201.4007 | 1978181.8182 | 0.45102 | 2.0606 | 960000 | 90 | 10 | 0 | 0 | 0 | 10 | Lateral Hardening-Fuse-91493133 [ 2028 ], Lateral Hardening-Fuse-90012560, Lateral Hardening-Fuse-10625680, Lateral Hardening-Fuse-10625681, Lateral Hardening-Fuse-91648990, Lateral Hardening-Fuse-10625679, Lateral Hardening-Fuse-92855049, Lateral Hardening-Fuse-92855053, Lateral Hardening-Fuse-92855178, Lateral Hardening-Fuse-92855183 | 1500Million | Plant City | -1 | 3000
Lateral Hardening | Lateral Hardening-Fuse-10085312,1 | 13028 | 22501.2626 | 63414.7829 | 84655.645 | 187727.2727 | 0.45095 | 0.15644 | 1200000 | 20 | 1 | 0 | 0 | 0 | 1 | Lateral Hardening-Fuse-10085312 | 1500Million | Central | -1 | 3000
Lateral Hardening | Lateral Hardening-Fuse-10218978,1 | 13510 | 64879.8211 | 147534.2428 | 212949.3499 | 472272.7273 | 0.4509 | 0.39356 | 1200000 | 47 | 1 | 0 | 0 | 0 | 1 | Lateral Hardening-Fuse-10218978 | 1500Million | Western | -1 | 3000
Lateral Hardening | Lateral Hardening-Fuse-92312646,2 | 13045 | 54595.4867 | 62881.7724 | 115589.4221 | 256545.4545 | 0.45056 | 0.26723 | 960000 | 42 | 2 | 0 | 0 | 0 | 2 | Lateral Hardening-Fuse-92312646, Lateral Hardening-Fuse-92312670 | 1500Million | Central | -1 | 3000
Lateral Hardening | Lateral Hardening-Fuse-10679338,2 | 13807 | 145227.4082 | 34583.1925 | 173883.0211 | 386000 | 0.45047 | 0.40208 | 960000 | 30 | 2 | 0 | 0 | 0 | 2 | Lateral Hardening-Fuse-10679338, Lateral Hardening-Fuse-60371545 | 1500Million | Plant City | -1 | 3000
Lateral Hardening | Lateral Hardening-Fuse-93048303,1 | 13813 | 316691.3799 | 272323.2854 | 576268.0292 | 1279318.1818 | 0.45045 | 1.0661 | 1200000 | 19 | 1 | 0 | 0 | 0 | 1 | Lateral Hardening-Fuse-93048303 | 1500Million | Dade City | -1 | 3000
Lateral Hardening | Lateral Hardening-Fuse-60201279,1 | 14124 | 98071.631 | 19539.4773 | 113066.0332 | 251136.3636 | 0.45022 | 0.20928 | 1200000 | 8 | 1 | 0 | 0 | 0 | 1 | Lateral Hardening-Fuse-60201279 | 1500Million | Plant City | -1 | 3000
Lateral Hardening | Lateral Hardening-Fuse-10643484,1 | 13390 | 20503.8496 | 1363.1433 | 33747.5016 | 75000 | 0.44997 | 0.0625 | 1200000 | 4 | 1 | 0 | 0 | 0 | 1 | Lateral Hardening-Fuse-10643484 | 1500Million | Plant City | -1 | 3000
Lateral Hardening | Lateral Hardening-Fuse-10866801,3 | 13227 | 153143.6395 | 216925.4766 | 361953.503 | 805272.7273 | 0.44948 | 0.83883 | 960000 | 2 | 3 | 4 | 0 | 4 | 7 | Lateral Hardening-Fuse-10866801, Lateral Hardening-Fuse-92186138, Lateral Hardening-Fuse-92358555 | 1500Million | Eastern | -1 | 3000
Lateral Hardening | Lateral Hardening-Fuse-10556654,1 | 13298 | 204710.768 | 60139.8142 | 256298.9865 | 571136.3636 | 0.44875 | 0.47595 | 1200000 | 5 | 1 | 0 | 0 | 0 | 1 | Lateral Hardening-Fuse-10556654 | 1500Million | Winter Haven | -1 | 3000
Lateral Hardening | Lateral Hardening-Fuse-60038722,1 | 13490 | 64930.6084 | 11555.7982 | 73213.4258 | 163181.8182 | 0.44866 | 0.13598 | 1200000 | 17 | 1 | 0 | 0 | 0 | 1 | Lateral Hardening-Fuse-60038722 | 1500Million | Western | -1 | 3000
Lateral Hardening | Lateral Hardening-Fuse-92011603,1 | 13201 | 111792.3605 | 30489.4669 | 137493.4409 | 306590.9091 | 0.44846 | 0.25549 | 1200000 | 33 | 1 | 0 | 0 | 0 | 1 | Lateral Hardening-Fuse-92011603 | 1500Million | Western | -1 | 3000
Lateral Hardening | Lateral Hardening-Fuse-91365533,5 | 13298 | 616251.9864 | 600979.5968 | 1191901.2355 | 2658909.0909 | 0.44827 | 2.7697 | 960000 | 25 | 5 | 1 | 0 | 1 | 6 | Lateral Hardening-Fuse-91365533, Lateral Hardening-Fuse-91378752, Lateral Hardening-Fuse-91379550, Lateral Hardening-Fuse-91379626, Lateral Hardening-Fuse-91379648 [ 2029 ] | 1500Million | Winter Haven | -1 | 3000
Lateral Hardening | Lateral Hardening-Fuse-60565851,1 | 13236 | 239947.4138 | 141358.9657 | 383667.0237 | 856363.6364 | 0.44802 | 0.71364 | 1200000 | 4 | 1 | 0 | 0 | 0 | 1 | Lateral Hardening-Fuse-60565851 | 1500Million | South Hillsborough | -1 | 3000
Lateral Hardening | Lateral Hardening-Fuse-10005873,1 | 13183 | 65712.9051 | 3725.8308 | 66235.026 | 147954.5455 | 0.44767 | 0.1233 | 1200000 | 4 | 1 | 1 | 0 | 1 | 2 | Lateral Hardening-Fuse-10005873 | 1500Million | Central | -1 | 3000
Lateral Hardening | Lateral Hardening-Fuse-93325698,1 | 13906 | 71630.88 | 20009.3847 | 88192.7039 | 197272.7273 | 0.44706 | 0.16439 | 1200000 | 3 | 1 | 0 | 0 | 0 | 1 | Lateral Hardening-Fuse-93325698 | 1500Million | Eastern | -1 | 3000
Lateral Hardening | Lateral Hardening-Fuse-60009035,3 | 13825 | 196268.2756 | 164664.7583 | 369015.1463 | 825636.3636 | 0.44695 | 0.86004 | 960000 | 121 | 3 | 0 | 0 | 0 | 3 | Lateral Hardening-Fuse-60009035, Lateral Hardening-Fuse-91420817, Lateral Hardening-Fuse-60009069 | 1500Million | Central | -1 | 3000
Lateral Hardening | Lateral Hardening-Fuse-93300472,1 | 13808 | 133965.8628 | 60076.7524 | 188817.5158 | 422500 | 0.44691 | 0.35208 | 1200000 | 5 | 1 | 0 | 0 | 0 | 1 | Lateral Hardening-Fuse-93300472 | 1500Million | Plant City | -1 | 3000
Lateral Hardening | Lateral Hardening-Fuse-91892562,1 | 13093 | 22676.3348 | 749.8743 | 22334.226 | 50000 | 0.44668 | 0.028788 | 1736842.1053 | 58 | 1 | 1 | 0 | 1 | 2 | Lateral Hardening-Fuse-91892562 | 1500Million | Central | -1 | 3000
Lateral Hardening | Lateral Hardening-Fuse-10099366,1 | 13963 | 84823.1328 | 19330.2312 | 99738.6719 | 223409.0909 | 0.44644 | 0.18617 | 1200000 | 41 | 1 | 1 | 0 | 1 | 2 | Lateral Hardening-Fuse-10099366 | 1500Million | Eastern | -1 | 3000
Lateral Hardening | Lateral Hardening-Fuse-10363946,7 | 13096 | 337364.8862 | 181392.014 | 518628.949 | 1162000 | 0.44632 | 1.2104 | 960000 | 31 | 7 | 0 | 0 | 0 | 7 | Lateral Hardening-Fuse-10363946, Lateral Hardening-Fuse-90873851 [ 2027 ], Lateral Hardening-Fuse-93257342, Lateral Hardening-Fuse-90874579, Lateral Hardening-Fuse-90687737, Lateral Hardening-Fuse-10363948, Lateral Hardening-Fuse-60175616 | 1500Million | Central | -1 | 3000
Lateral Hardening | Lateral Hardening-Fuse-10668872,1 | 13722 | 107929.8033 | 29169.0132 | 132639.1291 | 297272.7273 | 0.44619 | 0.24773 | 1200000 | 4 | 1 | 0 | 0 | 0 | 1 | Lateral Hardening-Fuse-10668872 | 1500Million | Plant City | -1 | 3000
Lateral Hardening | Lateral Hardening-Fuse-10580675,1 | 13105 | 35638.4808 | 3007.1604 | 36887.5577 | 82727.2727 | 0.44589 | 0.068939 | 1200000 | 14 | 1 | 0 | 0 | 0 | 1 | Lateral Hardening-Fuse-10580675 | 1500Million | Central | -1 | 3000
Lateral Hardening | Lateral Hardening-Fuse-60233911,1 | 13109 | 32724.0857 | 4464.565 | 35560.3924 | 79772.7273 | 0.44577 | 0.066477 | 1200000 | 14 | 1 | 0 | 0 | 0 | 1 | Lateral Hardening-Fuse-60233911 | 1500Million | Western | -1 | 3000
Lateral Hardening | Lateral Hardening-Fuse-91176518,1 | 13591 | 81085.2765 | 21254.3736 | 98167.6333 | 220227.2727 | 0.44576 | 0.18352 | 1200000 | 26 | 1 | 0 | 0 | 0 | 1 | Lateral Hardening-Fuse-91176518 | 1500Million | Central | -1 | 3000
Lateral Hardening | Lateral Hardening-Fuse-92849296,5 | 13813 | 517730.2563 | 217949.5527 | 715080.2439 | 1605272.7273 | 0.44546 | 1.6722 | 960000 | 51 | 5 | 1 | 0 | 1 | 6 | Lateral Hardening-Fuse-92849296, Lateral Hardening-Fuse-92529333, Lateral Hardening-Fuse-10759945, Lateral Hardening-Fuse-92737252, Lateral Hardening-Fuse-93046241 [ 2028 ] | 1500Million | Dade City | -1 | 3000
Lateral Hardening | Lateral Hardening-Fuse-60021888,1 | 13303 | 99825.8987 | 18610.8168 | 113947.5876 | 255909.0909 | 0.44527 | 0.21326 | 1200000 | 8 | 1 | 0 | 0 | 0 | 1 | Lateral Hardening-Fuse-60021888 | 1500Million | South Hillsborough | -1 | 3000
Lateral Hardening | Lateral Hardening-Fuse-91445838,1 | 14030 | 69957.6476 | 16558.15 | 82996.4552 | 186590.9091 | 0.4448 | 0.15549 | 1200000 | 106 | 1 | 4 | 0 | 4 | 5 | Lateral Hardening-Fuse-91445838 | 1500Million | Western | -1 | 3000
Lateral Hardening | Lateral Hardening-Fuse-90806019,1 | 13061 | 63997.9523 | 119951.9722 | 203490.2578 | 457500 | 0.44479 | 0.38125 | 1200000 | 59 | 1 | 0 | 0 | 0 | 1 | Lateral Hardening-Fuse-90806019 | 1500Million | Western | -1 | 3000
Lateral Hardening | Lateral Hardening-Fuse-10379985,1 | 13187 | 23129.7209 | 1969.153 | 23957.6087 | 53863.6364 | 0.44478 | 0.044886 | 1200000 | 13 | 1 | 0 | 0 | 0 | 1 | Lateral Hardening-Fuse-10379985 | 1500Million | Central | -1 | 3000
Lateral Hardening | Lateral Hardening-Fuse-10371688,5 | 13100 | 344920.7683 | 105196.6053 | 436282.4764 | 980909.0909 | 0.44477 | 1.0218 | 960000 | 151 | 5 | 0 | 0 | 0 | 5 | Lateral Hardening-Fuse-10371688, Lateral Hardening-Fuse-91892766, Lateral Hardening-Fuse-91893977, Lateral Hardening-Fuse-10371690, Lateral Hardening-Fuse-10371693 | 1500Million | Central | -1 | 3000
Lateral Hardening | Lateral Hardening-Fuse-60073796,1 | 13082 | 35444.9973 | 2546.7471 | 36274.0116 | 81590.9091 | 0.44458 | 0.067992 | 1200000 | 6 | 1 | 1 | 0 | 1 | 2 | Lateral Hardening-Fuse-60073796 | 1500Million | Western | -1 | 3000
Lateral Hardening | Lateral Hardening-Fuse-60061806,1 | 13668 | 52762.2922 | 4454.2482 | 54676.4165 | 123181.8182 | 0.44387 | 0.10265 | 1200000 | 7 | 1 | 0 | 0 | 0 | 1 | Lateral Hardening-Fuse-60061806 | 1500Million | Plant City | -1 | 3000
Lateral Hardening | Lateral Hardening-Fuse-91130627,2 | 14024 | 58177.3725 | 107197.8433 | 163081.722 | 367454.5455 | 0.44381 | 0.38277 | 960000 | 29 | 2 | 0 | 0 | 0 | 2 | Lateral Hardening-Fuse-91130627, Lateral Hardening-Fuse-10742014 | 1500Million | South Hillsborough | -1 | 3000
Lateral Hardening | Lateral Hardening-Fuse-10128489,1 | 13079 | 28306.2258 | 68940.2893 | 95707.1112 | 215681.8182 | 0.44374 | 0.17973 | 1200000 | 34 | 1 | 0 | 0 | 0 | 1 | Lateral Hardening-Fuse-10128489 | 1500Million | Western | -1 | 3000
Lateral Hardening | Lateral Hardening-Fuse-92610418,1 | 13390 | 109424.861 | 31688.5053 | 136519.5611 | 307727.2727 | 0.44364 | 0.25644 | 1200000 | 4 | 1 | 0 | 0 | 0 | 1 | Lateral Hardening-Fuse-92610418 | 1500Million | Plant City | -1 | 3000
Lateral Hardening | Lateral Hardening-Fuse-92849398,6 | 13011 | 1013923.9001 | 414264.0045 | 1389868.7033 | 3133454.5455 | 0.44356 | 3.264 | 960000 | 23 | 6 | 1 | 0 | 1 | 7 | Lateral Hardening-Fuse-92849398, Lateral Hardening-Fuse-60475640, Lateral Hardening-Fuse-92857332, Lateral Hardening-Fuse-91289700, Lateral Hardening-Fuse-92849129, Lateral Hardening-Fuse-10625738 | 1500Million | Plant City | -1 | 3000
Lateral Hardening | Lateral Hardening-Fuse-90873949,1 | 13837 | 56049.5998 | 113906.4623 | 171809.6187 | 387500 | 0.44338 | 0.32292 | 1200000 | 45 | 1 | 1 | 0 | 1 | 2 | Lateral Hardening-Fuse-90873949 | 1500Million | Central | -1 | 3000
Lateral Hardening | Lateral Hardening-Fuse-91403799,1 | 13459 | 24349.1522 | 17840.8913 | 41067.981 | 92727.2727 | 0.44289 | 0.077273 | 1200000 | 39 | 1 | 1 | 0 | 1 | 2 | Lateral Hardening-Fuse-91403799 | 1500Million | Eastern | -1 | 3000
Lateral Hardening | Lateral Hardening-Fuse-91568222,1 | 13044 | 28628.6138 | 38200.9666 | 65412.2015 | 147727.2727 | 0.44279 | 0.12311 | 1200000 | 41 | 1 | 0 | 0 | 0 | 1 | Lateral Hardening-Fuse-91568222 | 1500Million | Central | -1 | 3000
Lateral Hardening | Lateral Hardening-Fuse-10000783,1 | 13236 | 430955.0441 | 285088.4956 | 696140.8466 | 1572272.7273 | 0.44276 | 1.3102 | 1200000 | 4 | 1 | 1 | 0 | 1 | 2 | Lateral Hardening-Fuse-10000783 [ 2029 ] | 1500Million | South Hillsborough | -1 | 3000
Lateral Hardening | Lateral Hardening-Fuse-10052665,5 | 13417 | 274286.5985 | 588741.4593 | 858968.5951 | 1942909.0909 | 0.4421 | 2.0239 | 960000 | 227 | 5 | 4 | 0 | 4 | 9 | Lateral Hardening-Fuse-10052665, Lateral Hardening-Fuse-60064880, Lateral Hardening-Fuse-60064883, Lateral Hardening-Fuse-60064885, Lateral Hardening-Fuse-10052675 | 1500Million | Central | -1 | 3000
Lateral Hardening | Lateral Hardening-Fuse-93266149,5 | 13042 | 136620.1929 | 243715.1066 | 371451.4851 | 840363.6364 | 0.44201 | 0.87538 | 960000 | 40 | 5 | 0 | 0 | 0 | 5 | Lateral Hardening-Fuse-93266149, Lateral Hardening-Fuse-93265551, Lateral Hardening-Fuse-93265547, Lateral Hardening-Fuse-93265558, Lateral Hardening-Fuse-93265546 | 1500Million | Central | -1 | 3000
Lateral Hardening | Lateral Hardening-Fuse-92669946,1 | 14030 | 28749.9841 | 3483.3588 | 30824.7265 | 69772.7273 | 0.44179 | 0.058144 | 1200000 | 59 | 1 | 2 | 0 | 2 | 3 | Lateral Hardening-Fuse-92669946 | 1500Million | Western | -1 | 3000
Lateral Hardening | Lateral Hardening-Fuse-10128505,1 | 13079 | 18881.2703 | 38384.2471 | 63240.2286 | 143181.8182 | 0.44168 | 0.11932 | 1200000 | 22 | 1 | 0 | 0 | 0 | 1 | Lateral Hardening-Fuse-10128505 | 1500Million | Western | -1 | 3000
Lateral Hardening | Lateral Hardening-Fuse-60072754,1 | 13111 | 39287.915 | 58730.0004 | 100688.3949 | 228409.0909 | 0.44082 | 0.19034 | 1200000 | 38 | 1 | 0 | 0 | 0 | 1 | Lateral Hardening-Fuse-60072754 | 1500Million | Western | -1 | 3000
Lateral Hardening | Lateral Hardening-Fuse-91740578,1 | 13027 | 17530.1294 | 46555.3363 | 63095.1587 | 143181.8182 | 0.44066 | 0.11932 | 1200000 | 15 | 1 | 0 | 0 | 0 | 1 | Lateral Hardening-Fuse-91740578 | 1500Million | Central | -1 | 3000
Lateral Hardening | Lateral Hardening-Fuse-91437635,1 | 13461 | 214399.1794 | 50655.7126 | 254519.9829 | 577727.2727 | 0.44055 | 0.48144 | 1200000 | 5 | 1 | 0 | 0 | 0 | 1 | Lateral Hardening-Fuse-91437635 | 1500Million | Eastern | -1 | 3000
Lateral Hardening | Lateral Hardening-Fuse-92683005,3 | 13805 | 188876.0741 | 69210.6545 | 249983.7352 | 567636.3636 | 0.44039 | 0.59129 | 960000 | 30 | 3 | 2 | 0 | 2 | 5 | Lateral Hardening-Fuse-92683005, Lateral Hardening-Fuse-10916853, Lateral Hardening-Fuse-92683049 | 1500Million | Plant City | -1 | 3000
Lateral Hardening | Lateral Hardening-Fuse-10236658,1 | 13511 | 67312.3471 | 19145.256 | 83266.9853 | 189090.9091 | 0.44035 | 0.15758 | 1200000 | 3 | 1 | 0 | 0 | 0 | 1 | Lateral Hardening-Fuse-10236658 | 1500Million | Western | -1 | 3000
Lateral Hardening | Lateral Hardening-Fuse-60167015,3 | 13924 | 819103.8666 | 509899.9381 | 1352305.3326 | 3075818.1818 | 0.43966 | 3.204 | 960000 | 11 | 3 | 0 | 0 | 0 | 3 | Lateral Hardening-Fuse-60167015 [ 2029 ], Lateral Hardening-Fuse-60174741, Lateral Hardening-Fuse-60174742 | 1500Million | Winter Haven | -1 | 3000
Lateral Hardening | Lateral Hardening-Fuse-91354723,1 | 13100 | 52460.5631 | 4662.7713 | 54576.1124 | 124318.1818 | 0.439 | 0.1036 | 1200000 | 18 | 1 | 0 | 0 | 0 | 1 | Lateral Hardening-Fuse-91354723 | 1500Million | Central | -1 | 3000
Lateral Hardening | Lateral Hardening-Fuse-10085316,1 | 13028 | 117598.9622 | 75358.8357 | 188657.5186 | 430227.2727 | 0.43851 | 0.35852 | 1200000 | 129 | 1 | 0 | 0 | 0 | 1 | Lateral Hardening-Fuse-10085316 | 1500Million | Central | -1 | 3000
Lateral Hardening | Lateral Hardening-Fuse-10236641,1 | 13511 | 39385.0518 | 102567.873 | 158097.8126 | 360681.8182 | 0.43833 | 0.30057 | 1200000 | 38 | 1 | 0 | 0 | 0 | 1 | Lateral Hardening-Fuse-10236641 | 1500Million | Western | -1 | 3000
Lateral Hardening | Lateral Hardening-Fuse-10802865,1 | 13133 | 17647.5431 | 47488.8826 | 76863.5232 | 175454.5455 | 0.43808 | 0.14621 | 1200000 | 24 | 1 | 0 | 0 | 0 | 1 | Lateral Hardening-Fuse-10802865 | 1500Million | Eastern | -1 | 3000
Lateral Hardening | Lateral Hardening-Fuse-10781392,1 | 13712 | 129120.7373 | 41722.4725 | 181805.4514 | 415227.2727 | 0.43785 | 0.34602 | 1200000 | 10 | 1 | 0 | 0 | 0 | 1 | Lateral Hardening-Fuse-10781392 | 1500Million | Eastern | -1 | 3000
Lateral Hardening | Lateral Hardening-Fuse-91675693,1 | 14041 | 62002.4359 | 14724.8274 | 73703.4051 | 168636.3636 | 0.43706 | 0.14053 | 1200000 | 3 | 1 | 0 | 0 | 0 | 1 | Lateral Hardening-Fuse-91675693 | 1500Million | Central | -1 | 3000
Lateral Hardening | Lateral Hardening-Fuse-91031154,1 | 13546 | 48416.0625 | 5613.8325 | 51636.5494 | 118181.8182 | 0.43692 | 0.098485 | 1200000 | 5 | 1 | 0 | 0 | 0 | 1 | Lateral Hardening-Fuse-91031154 | 1500Million | Central | -1 | 3000
Lateral Hardening | Lateral Hardening-Fuse-93272134,1 | 13027 | 29789.8481 | 47806.7745 | 75900.1323 | 173863.6364 | 0.43655 | 0.14489 | 1200000 | 27 | 1 | 0 | 0 | 0 | 1 | Lateral Hardening-Fuse-93272134 | 1500Million | Central | -1 | 3000
Lateral Hardening | Lateral Hardening-Fuse-60473285,1 | 13241 | 79714.9064 | 15390.4715 | 91109.2523 | 208863.6364 | 0.43621 | 0.17405 | 1200000 | 17 | 1 | 0 | 0 | 0 | 1 | Lateral Hardening-Fuse-60473285 | 1500Million | Plant City | -1 | 3000
Lateral Hardening | Lateral Hardening-Fuse-10240475,1 | 13530 | 74153.2619 | 123092.4029 | 203231.998 | 465909.0909 | 0.43621 | 0.38826 | 1200000 | 67 | 1 | 0 | 0 | 0 | 1 | Lateral Hardening-Fuse-10240475 | 1500Million | Western | -1 | 3000
Lateral Hardening | Lateral Hardening-Fuse-92601433,1 | 13303 | 977397.131 | 537371.7857 | 1473657.9816 | 3380454.5455 | 0.43593 | 2.817 | 1200000 | 54 | 1 | 0 | 0 | 0 | 1 | Lateral Hardening-Fuse-92601433 | 1500Million | South Hillsborough | -1 | 3000
Lateral Hardening | Lateral Hardening-Fuse-91738308,3 | 13146 | 155202.6852 | 26682.2157 | 174512.0078 | 400363.6364 | 0.43588 | 0.41705 | 960000 | 9 | 3 | 0 | 0 | 0 | 3 | Lateral Hardening-Fuse-91738308, Lateral Hardening-Fuse-60174564, Lateral Hardening-Fuse-60586613 | 1500Million | Plant City | -1 | 3000
Lateral Hardening | Lateral Hardening-Fuse-10389252,1 | 13365 | 114301.5583 | 18830.6918 | 127533.9341 | 292727.2727 | 0.43567 | 0.24394 | 1200000 | 115 | 1 | 1 | 0 | 1 | 2 | Lateral Hardening-Fuse-10389252 | 1500Million | Central | -1 | 3000
Lateral Hardening | Lateral Hardening-Fuse-92446509,1 | 13438 | 207961.3108 | 109927.9146 | 311012.8707 | 714545.4545 | 0.43526 | 0.59545 | 1200000 | 6 | 1 | 0 | 0 | 0 | 1 | Lateral Hardening-Fuse-92446509 [ 2029 ] | 1500Million | South Hillsborough | -1 | 3000
Lateral Hardening | Lateral Hardening-Fuse-60120858,3 | 13178 | 179035.9825 | 110598.2001 | 281014.8962 | 645636.3636 | 0.43525 | 0.67254 | 960000 | 25 | 3 | 2 | 0 | 2 | 5 | Lateral Hardening-Fuse-60120858 [ 2029 ], Lateral Hardening-Fuse-60170635, Lateral Hardening-Fuse-91917393 | 1500Million | Central | -1 | 3000
Lateral Hardening | Lateral Hardening-Fuse-60320319,1 | 13303 | 299494.3027 | 86780.109 | 373780.5939 | 859545.4545 | 0.43486 | 0.71629 | 1200000 | 14 | 1 | 0 | 0 | 0 | 1 | Lateral Hardening-Fuse-60320319 | 1500Million | South Hillsborough | -1 | 3000
Lateral Hardening | Lateral Hardening-Fuse-92829444,1 | 13390 | 47480.7715 | 9048.4295 | 54220.3414 | 124772.7273 | 0.43455 | 0.10398 | 1200000 | 2 | 1 | 0 | 0 | 0 | 1 | Lateral Hardening-Fuse-92829444 | 1500Million | Plant City | -1 | 3000
Lateral Hardening | Lateral Hardening-Fuse-93028822,1 | 13611 | 36649.8678 | 72557.5794 | 107249.6568 | 247272.7273 | 0.43373 | 0.20606 | 1200000 | 37 | 1 | 0 | 0 | 0 | 1 | Lateral Hardening-Fuse-93028822 | 1500Million | Western | -1 | 3000
Lateral Hardening | Lateral Hardening-Fuse-10093146,1 | 13613 | 40788.4262 | 69145.7729 | 119117.747 | 274772.7273 | 0.43351 | 0.22898 | 1200000 | 40 | 1 | 0 | 0 | 0 | 1 | Lateral Hardening-Fuse-10093146 | 1500Million | Western | -1 | 3000
Lateral Hardening | Lateral Hardening-Fuse-91596805,1 | 13127 | 15999.4462 | 1504.8417 | 21675.5402 | 50000 | 0.43351 | 0.033144 | 1508571.4286 | 43 | 1 | 2 | 0 | 2 | 3 | Lateral Hardening-Fuse-91596805 | 1500Million | Eastern | -1 | 3000
Lateral Hardening | Lateral Hardening-Fuse-60034477,1 | 13143 | 40385.5311 | 81196.0293 | 119491.1811 | 275681.8182 | 0.43344 | 0.22973 | 1200000 | 38 | 1 | 0 | 0 | 0 | 1 | Lateral Hardening-Fuse-60034477 | 1500Million | Western | -1 | 3000
Lateral Hardening | Lateral Hardening-Fuse-92086296,1 | 13030 | 58917.9515 | 90548.7165 | 145942.8602 | 336818.1818 | 0.4333 | 0.28068 | 1200000 | 55 | 1 | 0 | 0 | 0 | 1 | Lateral Hardening-Fuse-92086296 | 1500Million | Winter Haven | -1 | 3000
Lateral Hardening | Lateral Hardening-Fuse-91625137,1 | 13158 | 69654.8838 | 6021.7815 | 72210.9399 | 166818.1818 | 0.43287 | 0.13902 | 1200000 | 11 | 1 | 0 | 0 | 0 | 1 | Lateral Hardening-Fuse-91625137 | 1500Million | Central | -1 | 3000
Lateral Hardening | Lateral Hardening-Fuse-60072753,1 | 13111 | 38255.6229 | 67154.5789 | 109846.577 | 253863.6364 | 0.4327 | 0.21155 | 1200000 | 38 | 1 | 0 | 0 | 0 | 1 | Lateral Hardening-Fuse-60072753 | 1500Million | Western | -1 | 3000
Lateral Hardening | Lateral Hardening-Fuse-90529838,58 | 13460 | 2668875.1125 | 3084022.4908 | 5622359.8483 | 12997090.9091 | 0.43259 | 13.5386 | 960000 | 62 | 58 | 4 | 0 | 4 | 62 | Lateral Hardening-Fuse-90529838, Lateral Hardening-Fuse-92865593, Lateral Hardening-Fuse-92870500, Lateral Hardening-Fuse-92861888, Lateral Hardening-Fuse-92872787, Lateral Hardening-Fuse-92872786, Lateral Hardening-Fuse-92861805, Lateral Hardening-Fuse-92872780, Lateral Hardening-Fuse-92633325, Lateral Hardening-Fuse-92862199, Lateral Hardening-Fuse-92862226, Lateral Hardening-Fuse-92862188, Lateral Hardening-Fuse-92862212, Lateral Hardening-Fuse-92863019, Lateral Hardening-Fuse-93055767, Lateral Hardening-Fuse-91649583, Lateral Hardening-Fuse-92870497, Lateral Hardening-Fuse-91649581, Lateral Hardening-Fuse-92862868, Lateral Hardening-Fuse-92862859, Lateral Hardening-Fuse-92017518 [ 2024 ], Lateral Hardening-Fuse-10487590, Lateral Hardening-Fuse-92914569, Lateral Hardening-Fuse-10487487, Lateral Hardening-Fuse-92870767 [ 2024 ], Lateral Hardening-Fuse-92860646, Lateral Hardening-Fuse-92860629, Lateral Hardening-Fuse-92860631, Lateral Hardening-Fuse-92860635, Lateral Hardening-Fuse-92868907, Lateral Hardening-Fuse-92868908, Lateral Hardening-Fuse-92868909, Lateral Hardening-Fuse-92868910, Lateral Hardening-Fuse-92868224, Lateral Hardening-Fuse-92860270, Lateral Hardening-Fuse-92860271, Lateral Hardening-Fuse-92861354, Lateral Hardening-Fuse-92864186, Lateral Hardening-Fuse-92864141, Lateral Hardening-Fuse-92864146, Lateral Hardening-Fuse-92864169, Lateral Hardening-Fuse-92864175, Lateral Hardening-Fuse-92864179, Lateral Hardening-Fuse-92864127, Lateral Hardening-Fuse-10487486, Lateral Hardening-Fuse-92877170, Lateral Hardening-Fuse-93074903, Lateral Hardening-Fuse-92865540, Lateral Hardening-Fuse-92640818, Lateral Hardening-Fuse-92859765, Lateral Hardening-Fuse-92859770, Lateral Hardening-Fuse-60303760, Lateral Hardening-Fuse-92859771, Lateral Hardening-Fuse-92607848, Lateral Hardening-Fuse-92863994, Lateral Hardening-Fuse-92864077, Lateral Hardening-Fuse-92877242, Lateral Hardening-Fuse-92883836 | 1500Million | Eastern | -1 | 3000
Lateral Hardening | Lateral Hardening-Fuse-10441196,2 | 13946 | 102097.3163 | 106735.6435 | 214080.8205 | 495454.5455 | 0.43209 | 0.5161 | 960000 | 81 | 2 | 0 | 0 | 0 | 2 | Lateral Hardening-Fuse-10441196, Lateral Hardening-Fuse-10441195 | 1500Million | Central | -1 | 3000
Lateral Hardening | Lateral Hardening-Fuse-92739666,1 | 14041 | 194202.2336 | 106854.2544 | 293118.4949 | 678409.0909 | 0.43207 | 0.56534 | 1200000 | 14 | 1 | 0 | 0 | 0 | 1 | Lateral Hardening-Fuse-92739666 | 1500Million | Central | -1 | 3000
Lateral Hardening | Lateral Hardening-Fuse-10000856,2 | 13236 | 270635.336 | 358286.5786 | 626545.6029 | 1450363.6364 | 0.43199 | 1.5108 | 960000 | 8 | 2 | 5 | 0 | 5 | 7 | Lateral Hardening-Fuse-10000856 [ 2029 ], Lateral Hardening-Fuse-60025467 | 1500Million | South Hillsborough | -1 | 3000
Lateral Hardening | Lateral Hardening-Fuse-10143516,1 | 13036 | 57665.7589 | 128456.7944 | 195922.4644 | 453636.3636 | 0.43189 | 0.37803 | 1200000 | 44 | 1 | 0 | 0 | 0 | 1 | Lateral Hardening-Fuse-10143516 | 1500Million | Central | -1 | 3000
Lateral Hardening | Lateral Hardening-Fuse-60072755,1 | 13111 | 34292.959 | 59816.9132 | 97560.825 | 226136.3636 | 0.43142 | 0.18845 | 1200000 | 38 | 1 | 0 | 0 | 0 | 1 | Lateral Hardening-Fuse-60072755 | 1500Million | Western | -1 | 3000
Lateral Hardening | Lateral Hardening-Fuse-92335759,1 | 13434 | 118053.9274 | 22602.8423 | 135596.9622 | 314318.1818 | 0.4314 | 0.26193 | 1200000 | 7 | 1 | 0 | 0 | 0 | 1 | Lateral Hardening-Fuse-92335759 | 1500Million | Eastern | -1 | 3000
Lateral Hardening | Lateral Hardening-Fuse-10545851,1 | 13906 | 99130.512 | 189180.4328 | 281657.2418 | 653181.8182 | 0.43121 | 0.54432 | 1200000 | 69 | 1 | 0 | 0 | 0 | 1 | Lateral Hardening-Fuse-10545851 | 1500Million | Eastern | -1 | 3000
Lateral Hardening | Lateral Hardening-Fuse-10627019,1 | 13147 | 200166.8301 | 38491.0193 | 228797.2479 | 530909.0909 | 0.43095 | 0.44242 | 1200000 | 5 | 1 | 0 | 0 | 0 | 1 | Lateral Hardening-Fuse-10627019 | 1500Million | Plant City | -1 | 3000
Lateral Hardening | Lateral Hardening-Fuse-90883293,1 | 13167 | 37636.2779 | 7551.3264 | 43284.316 | 100454.5455 | 0.43088 | 0.083712 | 1200000 | 3 | 1 | 0 | 0 | 0 | 1 | Lateral Hardening-Fuse-90883293 | 1500Million | Western | -1 | 3000
Lateral Hardening | Lateral Hardening-Fuse-60059223,1 | 13205 | 17954.5385 | 43631.5441 | 60691.1451 | 140909.0909 | 0.43071 | 0.11742 | 1200000 | 17 | 1 | 0 | 0 | 0 | 1 | Lateral Hardening-Fuse-60059223 | 1500Million | Central | -1 | 3000
Lateral Hardening | Lateral Hardening-Fuse-92612878,1 | 13390 | 21557.3163 | 1039.699 | 21532.7573 | 50000 | 0.43066 | 0.035417 | 1411764.7059 | 5 | 1 | 0 | 0 | 0 | 1 | Lateral Hardening-Fuse-92612878 | 1500Million | Plant City | -1 | 3000
Lateral Hardening | Lateral Hardening-Fuse-60191254,1 | 13722 | 56616.6302 | 17843.7 | 71533.0147 | 166136.3636 | 0.43057 | 0.13845 | 1200000 | 3 | 1 | 0 | 0 | 0 | 1 | Lateral Hardening-Fuse-60191254 | 1500Million | Plant City | -1 | 3000
Lateral Hardening | Lateral Hardening-Fuse-60157083,1 | 14115 | 155725.1203 | 46248.414 | 195594.1809 | 454545.4545 | 0.43031 | 0.37879 | 1200000 | 20 | 1 | 3 | 0 | 3 | 4 | Lateral Hardening-Fuse-60157083 | 1500Million | Eastern | -1 | 3000
Lateral Hardening | Lateral Hardening-Fuse-60473952,1 | 13298 | 840613.5142 | 2014170.4229 | 3127064.0788 | 7272045.4545 | 0.43001 | 6.06 | 1200000 | 65 | 1 | 0 | 0 | 0 | 1 | Lateral Hardening-Fuse-60473952 | 1500Million | Winter Haven | -1 | 3000
Lateral Hardening | Lateral Hardening-Fuse-10162602,1 | 13031 | 71324.5492 | 40874.7135 | 108941.24 | 253409.0909 | 0.4299 | 0.21117 | 1200000 | 4 | 1 | 0 | 0 | 0 | 1 | Lateral Hardening-Fuse-10162602 | 1500Million | Winter Haven | -1 | 3000
Lateral Hardening | Lateral Hardening-Fuse-91422589,1 | 13827 | 50203.5268 | 176747.3313 | 239409.089 | 557045.4545 | 0.42978 | 0.4642 | 1200000 | 39 | 1 | 0 | 0 | 0 | 1 | Lateral Hardening-Fuse-91422589 | 1500Million | Central | -1 | 3000
Lateral Hardening | Lateral Hardening-Fuse-92688948,1 | 13793 | 30724.2797 | 63243.8015 | 91413.419 | 212727.2727 | 0.42972 | 0.17727 | 1200000 | 21 | 1 | 0 | 0 | 0 | 1 | Lateral Hardening-Fuse-92688948 | 1500Million | Eastern | -1 | 3000
Lateral Hardening | Lateral Hardening-Fuse-10516400,1 | 13686 | 68904.3777 | 8949.9177 | 74453.6834 | 173409.0909 | 0.42935 | 0.14451 | 1200000 | 5 | 1 | 0 | 0 | 0 | 1 | Lateral Hardening-Fuse-10516400 | 1500Million | Eastern | -1 | 3000
Lateral Hardening | Lateral Hardening-Fuse-91781851,1 | 13577 | 46565.2824 | 112607.0306 | 155091.9216 | 361363.6364 | 0.42919 | 0.30114 | 1200000 | 36 | 1 | 0 | 0 | 0 | 1 | Lateral Hardening-Fuse-91781851 | 1500Million | Eastern | -1 | 3000
Lateral Hardening | Lateral Hardening-Fuse-90280577,1 | 13389 | 108362.0434 | 50250.0158 | 154033.9904 | 359090.9091 | 0.42896 | 0.29924 | 1200000 | 2 | 1 | 0 | 0 | 0 | 1 | Lateral Hardening-Fuse-90280577 | 1500Million | Plant City | -1 | 3000
Lateral Hardening | Lateral Hardening-Fuse-92189613,1 | 13692 | 114385.9132 | 41926.318 | 150974.9595 | 352045.4545 | 0.42885 | 0.29337 | 1200000 | 12 | 1 | 1 | 0 | 1 | 2 | Lateral Hardening-Fuse-92189613 | 1500Million | Eastern | -1 | 3000
Lateral Hardening | Lateral Hardening-Fuse-60127426,1 | 13352 | 62019.0603 | 2729.9623 | 61775.5671 | 144090.9091 | 0.42873 | 0.12008 | 1200000 | 57 | 1 | 0 | 0 | 0 | 1 | Lateral Hardening-Fuse-60127426 | 1500Million | Central | -1 | 3000
Lateral Hardening | Lateral Hardening-Fuse-10406667,3 | 13630 | 80085.3312 | 104094.2113 | 200775.379 | 468363.6364 | 0.42867 | 0.48788 | 960000 | 50 | 3 | 0 | 0 | 0 | 3 | Lateral Hardening-Fuse-10406667, Lateral Hardening-Fuse-91863459, Lateral Hardening-Fuse-91863504 | 1500Million | Central | -1 | 3000
Lateral Hardening | Lateral Hardening-Fuse-60022883,3 | 13612 | 49548.3365 | 64003.3346 | 139123.4763 | 324545.4545 | 0.42867 | 0.33807 | 960000 | 55 | 3 | 0 | 0 | 0 | 3 | Lateral Hardening-Fuse-60022883, Lateral Hardening-Fuse-90483818, Lateral Hardening-Fuse-90483820 | 1500Million | Western | -1 | 3000
Lateral Hardening | Lateral Hardening-Fuse-92036883,1 | 13418 | 52804.4708 | 83232.4111 | 132522.4214 | 309772.7273 | 0.42781 | 0.25814 | 1200000 | 38 | 1 | 0 | 0 | 0 | 1 | Lateral Hardening-Fuse-92036883 | 1500Million | Central | -1 | 3000
Lateral Hardening | Lateral Hardening-Fuse-10662318,1 | 13473 | 177926.0744 | 73532.9654 | 244623.9419 | 572272.7273 | 0.42746 | 0.47689 | 1200000 | 12 | 1 | 0 | 0 | 0 | 1 | Lateral Hardening-Fuse-10662318 | 1500Million | Winter Haven | -1 | 3000
Lateral Hardening | Lateral Hardening-Fuse-10433191,1 | 13993 | 125538.9553 | 38526.1785 | 158536.3391 | 370909.0909 | 0.42743 | 0.30909 | 1200000 | 27 | 1 | 1 | 0 | 1 | 2 | Lateral Hardening-Fuse-10433191 | 1500Million | Central | -1 | 3000
Lateral Hardening | Lateral Hardening-Fuse-91135754,1 | 14110 | 65975.1866 | 264850.2316 | 322051.153 | 753636.3636 | 0.42733 | 0.62803 | 1200000 | 38 | 1 | 2 | 0 | 2 | 3 | Lateral Hardening-Fuse-91135754 [ 2027 ] | 1500Million | Eastern | -1 | 3000
Lateral Hardening | Lateral Hardening-Fuse-60296207,1 | 13422 | 94339.6191 | 11605.2715 | 126393.7606 | 295909.0909 | 0.42714 | 0.24659 | 1200000 | 24 | 1 | 0 | 0 | 0 | 1 | Lateral Hardening-Fuse-60296207 | 1500Million | Dade City | -1 | 3000
Lateral Hardening | Lateral Hardening-Fuse-90929753,1 | 13146 | 39271.0228 | 404.6179 | 37735.1884 | 88409.0909 | 0.42682 | 0.073674 | 1200000 | 3 | 1 | 0 | 0 | 0 | 1 | Lateral Hardening-Fuse-90929753 | 1500Million | Plant City | -1 | 3000
Lateral Hardening | Lateral Hardening-Fuse-10163240,1 | 13091 | 125543.8139 | 112117.5388 | 231678.6213 | 543181.8182 | 0.42652 | 0.45265 | 1200000 | 4 | 1 | 0 | 0 | 0 | 1 | Lateral Hardening-Fuse-10163240 | 1500Million | Central | -1 | 3000
Lateral Hardening | Lateral Hardening-Fuse-10274779,1 | 14274 | 29659.7803 | 5158.2894 | 33303.8966 | 78181.8182 | 0.42598 | 0.065152 | 1200000 | 2 | 1 | 0 | 0 | 0 | 1 | Lateral Hardening-Fuse-10274779 | 1500Million | Western | -1 | 3000
Lateral Hardening | Lateral Hardening-Fuse-92354558,1 | 13431 | 137823.6356 | 21041.187 | 153330.7609 | 360227.2727 | 0.42565 | 0.30019 | 1200000 | 11 | 1 | 0 | 0 | 0 | 1 | Lateral Hardening-Fuse-92354558 | 1500Million | Dade City | -1 | 3000
Lateral Hardening | Lateral Hardening-Fuse-91102862,1 | 13373 | 27079.9995 | 1511.3106 | 27278.7267 | 64090.9091 | 0.42563 | 0.053409 | 1200000 | 9 | 1 | 0 | 0 | 0 | 1 | Lateral Hardening-Fuse-91102862 | 1500Million | Winter Haven | -1 | 3000
Lateral Hardening | Lateral Hardening-Fuse-90973887,1 | 13256 | 137403.5426 | 95724.2694 | 226623.668 | 532500 | 0.42558 | 0.44375 | 1200000 | 5 | 1 | 0 | 0 | 0 | 1 | Lateral Hardening-Fuse-90973887 | 1500Million | South Hillsborough | -1 | 3000
Lateral Hardening | Lateral Hardening-Fuse-60208456,1 | 13020 | 64524.7782 | 4373.0257 | 65755.1196 | 154545.4545 | 0.42547 | 0.12879 | 1200000 | 12 | 1 | 0 | 0 | 0 | 1 | Lateral Hardening-Fuse-60208456 | 1500Million | South Hillsborough | -1 | 3000
Lateral Hardening | Lateral Hardening-Fuse-91865117,1 | 13948 | 26382.7352 | 1206.5334 | 26291.2283 | 61818.1818 | 0.4253 | 0.051515 | 1200000 | 37 | 1 | 0 | 0 | 0 | 1 | Lateral Hardening-Fuse-91865117 | 1500Million | Central | -1 | 3000
Lateral Hardening | Lateral Hardening-Fuse-92378888,1 | 13186 | 109105.5915 | 119085.9218 | 222775.6582 | 524090.9091 | 0.42507 | 0.43674 | 1200000 | 74 | 1 | 0 | 0 | 0 | 1 | Lateral Hardening-Fuse-92378888 | 1500Million | Central | -1 | 3000
Lateral Hardening | Lateral Hardening-Fuse-91980857,4 | 13419 | 198138.9912 | 8457.8235 | 197076.484 | 463636.3636 | 0.42507 | 0.48295 | 960000 | 66 | 4 | 0 | 0 | 0 | 4 | Lateral Hardening-Fuse-91980857, Lateral Hardening-Fuse-10055006, Lateral Hardening-Fuse-91971034, Lateral Hardening-Fuse-10055005 | 1500Million | Central | -1 | 3000
Lateral Hardening | Lateral Hardening-Fuse-10196991,1 | 13359 | 17867.3117 | 506.8737 | 21235.2428 | 50000 | 0.4247 | 0.01875 | 2666666.6667 | 33 | 1 | 0 | 0 | 0 | 1 | Lateral Hardening-Fuse-10196991 | 1500Million | Western | -1 | 3000
Lateral Hardening | Lateral Hardening-Fuse-10274778,1 | 14274 | 98822.8333 | 93236.0871 | 187427.4927 | 441363.6364 | 0.42466 | 0.3678 | 1200000 | 2 | 1 | 0 | 0 | 0 | 1 | Lateral Hardening-Fuse-10274778 [ 2026 ] | 1500Million | Western | -1 | 3000
Lateral Hardening | Lateral Hardening-Fuse-91380147,2 | 14012 | 82048.9897 | 69446.2506 | 148084.4359 | 348727.2727 | 0.42464 | 0.36326 | 960000 | 45 | 2 | 1 | 0 | 1 | 3 | Lateral Hardening-Fuse-91380147, Lateral Hardening-Fuse-91379266 | 1500Million | Central | -1 | 3000
Lateral Hardening | Lateral Hardening-Fuse-60128376,2 | 13468 | 103488.544 | 136140.6195 | 269127.5801 | 634181.8182 | 0.42437 | 0.66061 | 960000 | 93 | 2 | 2 | 0 | 2 | 4 | Lateral Hardening-Fuse-60128376, Lateral Hardening-Fuse-60128478 | 1500Million | Central | -1 | 3000
Lateral Hardening | Lateral Hardening-Fuse-91836292,1 | 13426 | 114036.8776 | 14751.4857 | 123113.5772 | 290227.2727 | 0.4242 | 0.24186 | 1200000 | 21 | 1 | 0 | 0 | 0 | 1 | Lateral Hardening-Fuse-91836292 | 1500Million | Western | -1 | 3000
Lateral Hardening | Lateral Hardening-Fuse-10589601,1 | 13756 | 0 | 186114.9954 | 254424.4053 | 600000 | 0.42404 | 0.5 | 1200000 | 287 | 1 | 0 | 0 | 0 | 1 | Lateral Hardening-Fuse-10589601 | 1500Million | Western | -1 | 3000
Lateral Hardening | Lateral Hardening-Fuse-60031553,2 | 13093 | 45852.4561 | 37248.0781 | 95556.4969 | 225636.3636 | 0.4235 | 0.23504 | 960000 | 40 | 2 | 0 | 0 | 0 | 2 | Lateral Hardening-Fuse-60031553, Lateral Hardening-Fuse-93064347 | 1500Million | Central | -1 | 3000
Lateral Hardening | Lateral Hardening-Fuse-91608637,2 | 13854 | 272310.9213 | 133794.3769 | 405556.2705 | 957818.1818 | 0.42342 | 0.99773 | 960000 | 56 | 2 | 0 | 0 | 0 | 2 | Lateral Hardening-Fuse-91608637, Lateral Hardening-Fuse-90394648 | 1500Million | Plant City | -1 | 3000
Lateral Hardening | Lateral Hardening-Fuse-92827523,1 | 13961 | 42198.6165 | 4974.6695 | 45090.1972 | 106590.9091 | 0.42302 | 0.088826 | 1200000 | 4 | 1 | 0 | 0 | 0 | 1 | Lateral Hardening-Fuse-92827523 | 1500Million | Plant City | -1 | 3000
Lateral Hardening | Lateral Hardening-Fuse-10636034,1 | 13388 | 70722.4421 | 66344.2151 | 221329.8558 | 523863.6364 | 0.4225 | 0.43655 | 1200000 | 2 | 1 | 0 | 0 | 0 | 1 | Lateral Hardening-Fuse-10636034 | 1500Million | Plant City | -1 | 3000
Lateral Hardening | Lateral Hardening-Fuse-60473286,1 | 13241 | 117480.9919 | 137364.8819 | 282549.4197 | 668863.6364 | 0.42243 | 0.55739 | 1200000 | 85 | 1 | 1 | 0 | 1 | 2 | Lateral Hardening-Fuse-60473286 | 1500Million | Plant City | -1 | 3000
Lateral Hardening | Lateral Hardening-Fuse-10705927,1 | 13268 | 30029.9196 | 5855.4445 | 34366.124 | 81363.6364 | 0.42238 | 0.067803 | 1200000 | 3 | 1 | 0 | 0 | 0 | 1 | Lateral Hardening-Fuse-10705927 | 1500Million | Plant City | -1 | 3000
Lateral Hardening | Lateral Hardening-Fuse-10240476,1 | 13530 | 58668.6312 | 142533.0948 | 196915.7241 | 466363.6364 | 0.42224 | 0.38864 | 1200000 | 52 | 1 | 0 | 0 | 0 | 1 | Lateral Hardening-Fuse-10240476 | 1500Million | Western | -1 | 3000
Lateral Hardening | Lateral Hardening-Fuse-92241495,1 | 13330 | 184649.1037 | 73872.1366 | 275482.3308 | 652727.2727 | 0.42205 | 0.54394 | 1200000 | 14 | 1 | 0 | 0 | 0 | 1 | Lateral Hardening-Fuse-92241495 | 1500Million | Dade City | -1 | 3000
Lateral Hardening | Lateral Hardening-Fuse-10100701,1 | 13048 | 44094.42 | 48462.2159 | 90724.2266 | 215000 | 0.42197 | 0.17917 | 1200000 | 49 | 1 | 0 | 0 | 0 | 1 | Lateral Hardening-Fuse-10100701 | 1500Million | Central | -1 | 3000
Lateral Hardening | Lateral Hardening-Fuse-92122135,1 | 13020 | 56482.2622 | 11919.8988 | 65438.2955 | 155227.2727 | 0.42156 | 0.12936 | 1200000 | 10 | 1 | 0 | 0 | 0 | 1 | Lateral Hardening-Fuse-92122135 | 1500Million | South Hillsborough | -1 | 3000
Lateral Hardening | Lateral Hardening-Fuse-92914119,1 | 13112 | 64832.2556 | 150973.7165 | 211348.5187 | 501818.1818 | 0.42117 | 0.41818 | 1200000 | 53 | 1 | 0 | 0 | 0 | 1 | Lateral Hardening-Fuse-92914119 | 1500Million | Western | -1 | 3000
Lateral Hardening | Lateral Hardening-Fuse-10563763,1 | 13293 | 21769.4989 | 321.3169 | 21043.1065 | 50000 | 0.42086 | 0.036174 | 1382198.9529 | 7 | 1 | 0 | 0 | 0 | 1 | Lateral Hardening-Fuse-10563763 | 1500Million | Winter Haven | -1 | 3000
Lateral Hardening | Lateral Hardening-Fuse-91670494,1 | 13621 | 80957.1718 | 10879.8251 | 88165.0251 | 209545.4545 | 0.42074 | 0.17462 | 1200000 | 5 | 1 | 0 | 0 | 0 | 1 | Lateral Hardening-Fuse-91670494 [ 2029 ] | 1500Million | Western | -1 | 3000
Lateral Hardening | Lateral Hardening-Fuse-90422326,1 | 13514 | 77420.033 | 135400.6132 | 217852.3039 | 518181.8182 | 0.42042 | 0.43182 | 1200000 | 69 | 1 | 0 | 0 | 0 | 1 | Lateral Hardening-Fuse-90422326 | 1500Million | Western | -1 | 3000
Lateral Hardening | Lateral Hardening-Fuse-10080947,1 | 13668 | 56196.5609 | 23246.1451 | 76885.0729 | 182954.5455 | 0.42024 | 0.15246 | 1200000 | 2 | 1 | 0 | 0 | 0 | 1 | Lateral Hardening-Fuse-10080947 | 1500Million | Plant City | -1 | 3000
Lateral Hardening | Lateral Hardening-Fuse-92018847,3 | 13911 | 100960.742 | 110546.3349 | 209246.3667 | 498000 | 0.42017 | 0.51875 | 960000 | 54 | 3 | 0 | 0 | 0 | 3 | Lateral Hardening-Fuse-92018847, Lateral Hardening-Fuse-92018979, Lateral Hardening-Fuse-93093113 | 1500Million | Eastern | -1 | 3000
Lateral Hardening | Lateral Hardening-Fuse-92601616,1 | 13303 | 528761.9588 | 572522.0683 | 1070329.7967 | 2550227.2727 | 0.4197 | 2.1252 | 1200000 | 8 | 1 | 0 | 0 | 0 | 1 | Lateral Hardening-Fuse-92601616 [ 2027 ] | 1500Million | South Hillsborough | -1 | 3000
Lateral Hardening | Lateral Hardening-Fuse-90289008,1 | 13071 | 30729.5082 | 3075.9649 | 32321.9805 | 77045.4545 | 0.41952 | 0.064205 | 1200000 | 47 | 1 | 2 | 0 | 2 | 3 | Lateral Hardening-Fuse-90289008 | 1500Million | Western | -1 | 3000
Lateral Hardening | Lateral Hardening-Fuse-92257733,1 | 13097 | 44702.7715 | 9158.1565 | 51544.7332 | 122954.5455 | 0.41922 | 0.10246 | 1200000 | 5 | 1 | 0 | 0 | 0 | 1 | Lateral Hardening-Fuse-92257733 | 1500Million | Central | -1 | 3000
Lateral Hardening | Lateral Hardening-Fuse-92371128,1 | 13041 | 20552.4506 | 1412.0547 | 20948.0194 | 50000 | 0.41896 | 0.013068 | 3826086.9565 | 5 | 1 | 0 | 0 | 0 | 1 | Lateral Hardening-Fuse-92371128 | 1500Million | Eastern | -1 | 3000
Lateral Hardening | Lateral Hardening-Fuse-60029573,1 | 13093 | 19160.3257 | 13448.914 | 33787.9335 | 80681.8182 | 0.41878 | 0.067235 | 1200000 | 30 | 1 | 0 | 0 | 0 | 1 | Lateral Hardening-Fuse-60029573 | 1500Million | Central | -1 | 3000
Lateral Hardening | Lateral Hardening-Fuse-90022483,1 | 13172 | 40951.654 | 4181.6464 | 43112.9015 | 102954.5455 | 0.41876 | 0.085795 | 1200000 | 5 | 1 | 0 | 0 | 0 | 1 | Lateral Hardening-Fuse-90022483 | 1500Million | Eastern | -1 | 3000
Lateral Hardening | Lateral Hardening-Fuse-60350013,5 | 13102 | 204423.9256 | 109692.9131 | 315139.498 | 753454.5455 | 0.41826 | 0.78485 | 960000 | 138 | 5 | 0 | 0 | 0 | 5 | Lateral Hardening-Fuse-60350013 [ 2022 ], Lateral Hardening-Fuse-91419805, Lateral Hardening-Fuse-91419864, Lateral Hardening-Fuse-10367298, Lateral Hardening-Fuse-10367299 | 1500Million | Central | -1 | 3000
Lateral Hardening | Lateral Hardening-Fuse-10136417,1 | 13119 | 58493.4532 | 6432.5875 | 61974.6149 | 148181.8182 | 0.41823 | 0.12348 | 1200000 | 5 | 1 | 0 | 0 | 0 | 1 | Lateral Hardening-Fuse-10136417 | 1500Million | Plant City | -1 | 3000
Lateral Hardening | Lateral Hardening-Fuse-60134133,1 | 13164 | 44143.2066 | 104529.0137 | 146755.2147 | 351136.3636 | 0.41794 | 0.29261 | 1200000 | 46 | 1 | 0 | 0 | 0 | 1 | Lateral Hardening-Fuse-60134133 | 1500Million | Western | -1 | 3000
Lateral Hardening | Lateral Hardening-Fuse-91618830,3 | 13535 | 148841.1367 | 210656.4935 | 383695.8691 | 918363.6364 | 0.4178 | 0.95663 | 960000 | 511 | 3 | 6 | 0 | 6 | 9 | Lateral Hardening-Fuse-91618830, Lateral Hardening-Fuse-92972141, Lateral Hardening-Fuse-92970954 | 1500Million | Western | -1 | 3000
Lateral Hardening | Lateral Hardening-Fuse-93216551,1 | 13656 | 60694.4745 | 9252.6074 | 66834.7395 | 160000 | 0.41772 | 0.13333 | 1200000 | 5 | 1 | 1 | 1 | 0 | 2 | Lateral Hardening-Fuse-93216551 | 1500Million | Plant City | -1 | 3000
Lateral Hardening | Lateral Hardening-Fuse-10802867,1 | 13133 | 17335.0452 | 49569.2772 | 70487.1735 | 168863.6364 | 0.41742 | 0.14072 | 1200000 | 19 | 1 | 0 | 0 | 0 | 1 | Lateral Hardening-Fuse-10802867 | 1500Million | Eastern | -1 | 3000
Lateral Hardening | Lateral Hardening-Fuse-60077875,1 | 13153 | 19951.6819 | 60306.3566 | 85805.4689 | 205681.8182 | 0.41718 | 0.1714 | 1200000 | 18 | 1 | 0 | 0 | 0 | 1 | Lateral Hardening-Fuse-60077875 | 1500Million | Winter Haven | -1 | 3000
Lateral Hardening | Lateral Hardening-Fuse-60213251,1 | 13439 | 50831.0715 | 177107.0626 | 223176.679 | 535000 | 0.41715 | 0.44583 | 1200000 | 43 | 1 | 0 | 0 | 0 | 1 | Lateral Hardening-Fuse-60213251 | 1500Million | South Hillsborough | -1 | 3000
Lateral Hardening | Lateral Hardening-Fuse-90419947,3 | 13171 | 170817.4419 | 243061.0343 | 426353.2482 | 1022545.4545 | 0.41695 | 1.0652 | 960000 | 93 | 3 | 1 | 0 | 1 | 4 | Lateral Hardening-Fuse-90419947, Lateral Hardening-Fuse-60470279, Lateral Hardening-Fuse-90647240 | 1500Million | Eastern | -1 | 3000
Lateral Hardening | Lateral Hardening-Fuse-60082917,1 | 13091 | 20561.9468 | 1255.6327 | 20828.4811 | 50000 | 0.41657 | 0.032955 | 1517241.3793 | 9 | 1 | 0 | 0 | 0 | 1 | Lateral Hardening-Fuse-60082917 | 1500Million | Central | -1 | 3000
Lateral Hardening | Lateral Hardening-Fuse-91872229,1 | 13256 | 89879.4802 | 35573.4548 | 121665.0042 | 292500 | 0.41595 | 0.24375 | 1200000 | 3 | 1 | 0 | 0 | 0 | 1 | Lateral Hardening-Fuse-91872229 | 1500Million | South Hillsborough | -1 | 3000
Lateral Hardening | Lateral Hardening-Fuse-92375481,2 | 13422 | 26523.7526 | 172011.4487 | 193435.0218 | 465090.9091 | 0.41591 | 0.48447 | 960000 | 14 | 2 | 0 | 0 | 0 | 2 | Lateral Hardening-Fuse-92375481, Lateral Hardening-Fuse-92380349 | 1500Million | Dade City | -1 | 3000
Lateral Hardening | Lateral Hardening-Fuse-10859744,1 | 13038 | 60373.5985 | 150696.3072 | 246310.3391 | 592272.7273 | 0.41587 | 0.49356 | 1200000 | 40 | 1 | 0 | 0 | 0 | 1 | Lateral Hardening-Fuse-10859744 | 1500Million | Eastern | -1 | 3000
Lateral Hardening | Lateral Hardening-Fuse-91566357,1 | 13044 | 62089.6706 | 86700.6724 | 145051.0517 | 348863.6364 | 0.41578 | 0.29072 | 1200000 | 49 | 1 | 0 | 0 | 0 | 1 | Lateral Hardening-Fuse-91566357 | 1500Million | Central | -1 | 3000
Lateral Hardening | Lateral Hardening-Fuse-92418729,1 | 13377 | 36591.1875 | 8591.9521 | 43221.9111 | 104090.9091 | 0.41523 | 0.086742 | 1200000 | 11 | 1 | 1 | 0 | 1 | 2 | Lateral Hardening-Fuse-92418729 | 1500Million | Western | -1 | 3000
Lateral Hardening | Lateral Hardening-Fuse-60121754,7 | 13223 | 315883.6707 | 371737.2405 | 710698.7129 | 1712363.6364 | 0.41504 | 1.7837 | 960000 | 182 | 7 | 0 | 0 | 0 | 7 | Lateral Hardening-Fuse-60121754, Lateral Hardening-Fuse-10381704, Lateral Hardening-Fuse-10381698, Lateral Hardening-Fuse-91202166, Lateral Hardening-Fuse-91201766, Lateral Hardening-Fuse-10381757, Lateral Hardening-Fuse-10381700 | 1500Million | Central | -1 | 3000
Lateral Hardening | Lateral Hardening-Fuse-60024910,3 | 13303 | 264221.8742 | 298958.1974 | 575428.8071 | 1386545.4545 | 0.41501 | 1.4443 | 960000 | 10 | 3 | 0 | 0 | 0 | 3 | Lateral Hardening-Fuse-60024910, Lateral Hardening-Fuse-92640423, Lateral Hardening-Fuse-60024926 | 1500Million | South Hillsborough | -1 | 3000
Lateral Hardening | Lateral Hardening-Fuse-60250295,1 | 13023 | 16127.9149 | 41540.5905 | 56670.112 | 136590.9091 | 0.41489 | 0.11383 | 1200000 | 18 | 1 | 0 | 0 | 0 | 1 | Lateral Hardening-Fuse-60250295 | 1500Million | Central | -1 | 3000
Lateral Hardening | Lateral Hardening-Fuse-10667323,1 | 13787 | 24011.7273 | 2594.8062 | 25419.4759 | 61363.6364 | 0.41424 | 0.051136 | 1200000 | 4 | 1 | 0 | 0 | 0 | 1 | Lateral Hardening-Fuse-10667323 | 1500Million | Plant City | -1 | 3000
Lateral Hardening | Lateral Hardening-Fuse-91677694,1 | 13198 | 8507.9402 | 28070.8569 | 36163.8185 | 87500 | 0.4133 | 0.072917 | 1200000 | 12 | 1 | 0 | 0 | 0 | 1 | Lateral Hardening-Fuse-91677694 | 1500Million | Western | -1 | 3000
Lateral Hardening | Lateral Hardening-Fuse-10916827,31 | 13805 | 1504298.5378 | 1177859.487 | 2645847.8911 | 6404545.4545 | 0.41312 | 6.6714 | 960000 | 110 | 31 | 4 | 0 | 4 | 35 | Lateral Hardening-Fuse-10916827 [ 2024 ], Lateral Hardening-Fuse-60244498, Lateral Hardening-Fuse-10916835, Lateral Hardening-Fuse-90495927 [ 2024 ], Lateral Hardening-Fuse-10916878, Lateral Hardening-Fuse-91630559, Lateral Hardening-Fuse-91528984, Lateral Hardening-Fuse-60398337, Lateral Hardening-Fuse-60398339, Lateral Hardening-Fuse-60398333, Lateral Hardening-Fuse-60398335, Lateral Hardening-Fuse-90493850, Lateral Hardening-Fuse-10916858, Lateral Hardening-Fuse-10916836, Lateral Hardening-Fuse-90701538, Lateral Hardening-Fuse-60451315, Lateral Hardening-Fuse-60271990, Lateral Hardening-Fuse-90162514, Lateral Hardening-Fuse-60371634, Lateral Hardening-Fuse-10916828, Lateral Hardening-Fuse-90162502, Lateral Hardening-Fuse-10916829, Lateral Hardening-Fuse-90162296, Lateral Hardening-Fuse-10916830, Lateral Hardening-Fuse-10916831, Lateral Hardening-Fuse-91937173, Lateral Hardening-Fuse-10916832, Lateral Hardening-Fuse-10916759, Lateral Hardening-Fuse-10916837, Lateral Hardening-Fuse-90836217, Lateral Hardening-Fuse-10916761 | 1500Million | Plant City | -1 | 3000
Lateral Hardening | Lateral Hardening-Fuse-90100434,2 | 13808 | 239702.829 | 217419.2197 | 443939.7837 | 1074727.2727 | 0.41307 | 1.1195 | 960000 | 8 | 2 | 4 | 0 | 4 | 6 | Lateral Hardening-Fuse-90100434 [ 2027 ], Lateral Hardening-Fuse-60279300 | 1500Million | Plant City | -1 | 3000
Lateral Hardening | Lateral Hardening-Fuse-60506653,1 | 13241 | 20905.2359 | 730.2827 | 20651.149 | 50000 | 0.41302 | 0.040909 | 1222222.2222 | 7 | 1 | 0 | 0 | 0 | 1 | Lateral Hardening-Fuse-60506653 | 1500Million | Plant City | -1 | 3000
Lateral Hardening | Lateral Hardening-Fuse-91073698,1 | 13091 | 25011.6801 | 42401.5704 | 69814.3682 | 169090.9091 | 0.41288 | 0.14091 | 1200000 | 23 | 1 | 0 | 0 | 0 | 1 | Lateral Hardening-Fuse-91073698 | 1500Million | Central | -1 | 3000
Lateral Hardening | Lateral Hardening-Fuse-10371711,1 | 13100 | 30644.6603 | 412.38 | 29557.4882 | 71590.9091 | 0.41287 | 0.059659 | 1200000 | 2 | 1 | 0 | 0 | 0 | 1 | Lateral Hardening-Fuse-10371711 | 1500Million | Central | -1 | 3000
Lateral Hardening | Lateral Hardening-Fuse-10652513,2 | 13967 | 158631.9448 | 57086.5702 | 208990.5875 | 506363.6364 | 0.41273 | 0.52746 | 960000 | 5 | 2 | 2 | 0 | 2 | 4 | Lateral Hardening-Fuse-10652513 [ 2025 ], Lateral Hardening-Fuse-10652520 | 1500Million | Winter Haven | -1 | 3000
Lateral Hardening | Lateral Hardening-Fuse-10655460,1 | 13188 | 42106.4656 | 111129.3318 | 168224.4034 | 407954.5455 | 0.41236 | 0.33996 | 1200000 | 44 | 1 | 0 | 0 | 0 | 1 | Lateral Hardening-Fuse-10655460 | 1500Million | Central | -1 | 3000
Lateral Hardening | Lateral Hardening-Fuse-10920943,1 | 13797 | 70103.1307 | 253946.3555 | 337334.896 | 818181.8182 | 0.4123 | 0.68182 | 1200000 | 39 | 1 | 0 | 0 | 0 | 1 | Lateral Hardening-Fuse-10920943 | 1500Million | Eastern | -1 | 3000
Lateral Hardening | Lateral Hardening-Fuse-92275540,1 | 13377 | 22842.5968 | 84368.517 | 105969.8112 | 257045.4545 | 0.41226 | 0.2142 | 1200000 | 27 | 1 | 0 | 0 | 0 | 1 | Lateral Hardening-Fuse-92275540 | 1500Million | Western | -1 | 3000
Lateral Hardening | Lateral Hardening-Fuse-10098736,1 | 13087 | 97384.3608 | 174270.9606 | 286372.8725 | 694772.7273 | 0.41218 | 0.57898 | 1200000 | 60 | 1 | 0 | 0 | 0 | 1 | Lateral Hardening-Fuse-10098736 | 1500Million | Eastern | -1 | 3000
Lateral Hardening | Lateral Hardening-Fuse-92249518,1 | 13030 | 19966.9918 | 1631.6643 | 20597.0147 | 50000 | 0.41194 | 0.032386 | 1543859.6491 | 12 | 1 | 0 | 0 | 0 | 1 | Lateral Hardening-Fuse-92249518 | 1500Million | Winter Haven | -1 | 3000
Lateral Hardening | Lateral Hardening-Fuse-10060322,1 | 13418 | 31898.2914 | 151399.2784 | 178519.0033 | 433636.3636 | 0.41168 | 0.36136 | 1200000 | 23 | 1 | 0 | 0 | 0 | 1 | Lateral Hardening-Fuse-10060322 | 1500Million | Central | -1 | 3000
Lateral Hardening | Lateral Hardening-Fuse-10003906,1 | 13156 | 20078.647 | 76683.1058 | 108301.2781 | 263181.8182 | 0.41151 | 0.21932 | 1200000 | 20 | 1 | 0 | 0 | 0 | 1 | Lateral Hardening-Fuse-10003906 | 1500Million | Western | -1 | 3000
Lateral Hardening | Lateral Hardening-Fuse-60022693,1 | 13007 | 38610.4832 | 1098.701 | 37849.2871 | 92045.4545 | 0.4112 | 0.076705 | 1200000 | 8 | 1 | 0 | 0 | 0 | 1 | Lateral Hardening-Fuse-60022693 | 1500Million | Plant City | -1 | 3000
Lateral Hardening | Lateral Hardening-Fuse-10087567,1 | 13389 | 82942.6873 | 17192.2649 | 95977.8832 | 233409.0909 | 0.4112 | 0.19451 | 1200000 | 34 | 1 | 0 | 0 | 0 | 1 | Lateral Hardening-Fuse-10087567 | 1500Million | Plant City | -1 | 3000
Lateral Hardening | Lateral Hardening-Fuse-92362400,1 | 13044 | 34768.2046 | 48077.3581 | 81181.9778 | 197727.2727 | 0.41058 | 0.16477 | 1200000 | 37 | 1 | 0 | 0 | 0 | 1 | Lateral Hardening-Fuse-92362400 | 1500Million | Central | -1 | 3000
Lateral Hardening | Lateral Hardening-Fuse-91783086,1 | 13194 | 159565.6627 | 42518.4282 | 195634.492 | 476590.9091 | 0.41049 | 0.39716 | 1200000 | 22 | 1 | 0 | 0 | 0 | 1 | Lateral Hardening-Fuse-91783086 | 1500Million | Western | -1 | 3000
Lateral Hardening | Lateral Hardening-Fuse-10556676,4 | 13298 | 341630.1103 | 1503917.699 | 1897328.1419 | 4622545.4545 | 0.41045 | 4.8152 | 960000 | 49 | 4 | 3 | 0 | 3 | 7 | Lateral Hardening-Fuse-10556676, Lateral Hardening-Fuse-92738092, Lateral Hardening-Fuse-92706692, Lateral Hardening-Fuse-91997150 | 1500Million | Winter Haven | -1 | 3000
Lateral Hardening | Lateral Hardening-Fuse-10615030,1 | 13125 | 77640.379 | 17934.3985 | 91698.0391 | 223409.0909 | 0.41045 | 0.18617 | 1200000 | 61 | 1 | 2 | 0 | 2 | 3 | Lateral Hardening-Fuse-10615030 | 1500Million | Plant City | -1 | 3000
Lateral Hardening | Lateral Hardening-Fuse-92419203,1 | 13696 | 20845.3942 | 71471.9101 | 90206.5357 | 220000 | 0.41003 | 0.18333 | 1200000 | 15 | 1 | 0 | 0 | 0 | 1 | Lateral Hardening-Fuse-92419203 | 1500Million | Winter Haven | -1 | 3000
Lateral Hardening | Lateral Hardening-Fuse-92614735,1 | 13303 | 56917.9335 | 23500.8827 | 77797.8585 | 189772.7273 | 0.40995 | 0.15814 | 1200000 | 2 | 1 | 0 | 0 | 0 | 1 | Lateral Hardening-Fuse-92614735 | 1500Million | South Hillsborough | -1 | 3000
Lateral Hardening | Lateral Hardening-Fuse-10536015,1 | 13115 | 47678.4713 | 5519.6818 | 50859.823 | 124090.9091 | 0.40986 | 0.10341 | 1200000 | 7 | 1 | 0 | 0 | 0 | 1 | Lateral Hardening-Fuse-10536015 | 1500Million | Winter Haven | -1 | 3000
Lateral Hardening | Lateral Hardening-Fuse-92318103,1 | 13621 | 131287.1383 | 241250.0407 | 373259.6069 | 910909.0909 | 0.40977 | 0.75909 | 1200000 | 79 | 1 | 0 | 0 | 0 | 1 | Lateral Hardening-Fuse-92318103 | 1500Million | Western | -1 | 3000
Lateral Hardening | Lateral Hardening-Fuse-10099361,1 | 13963 | 138837.8168 | 59121.6441 | 226539.4374 | 553181.8182 | 0.40952 | 0.46098 | 1200000 | 31 | 1 | 0 | 0 | 0 | 1 | Lateral Hardening-Fuse-10099361 | 1500Million | Eastern | -1 | 3000
Lateral Hardening | Lateral Hardening-Fuse-60219419,1 | 14198 | 29018.4952 | 672.1082 | 28292.436 | 69090.9091 | 0.4095 | 0.057576 | 1200000 | 5 | 1 | 3 | 0 | 3 | 4 | Lateral Hardening-Fuse-60219419 | 1500Million | Eastern | -1 | 3000
Lateral Hardening | Lateral Hardening-Fuse-60005952,3 | 13899 | 194353.4426 | 125205.8526 | 310346.583 | 758000 | 0.40943 | 0.78958 | 960000 | 83 | 3 | 0 | 0 | 0 | 3 | Lateral Hardening-Fuse-60005952, Lateral Hardening-Fuse-92408191, Lateral Hardening-Fuse-92410978 | 1500Million | South Hillsborough | -1 | 3000
Lateral Hardening | Lateral Hardening-Fuse-92352449,1 | 13230 | 69525.6022 | 13469.7376 | 79459.2555 | 194090.9091 | 0.40939 | 0.16174 | 1200000 | 5 | 1 | 1 | 0 | 1 | 2 | Lateral Hardening-Fuse-92352449 | 1500Million | Eastern | -1 | 3000
Lateral Hardening | Lateral Hardening-Fuse-10686056,1 | 13808 | 55754.8704 | 9742.7509 | 62845.1236 | 153636.3636 | 0.40905 | 0.12803 | 1200000 | 2 | 1 | 0 | 0 | 0 | 1 | Lateral Hardening-Fuse-10686056 | 1500Million | Plant City | -1 | 3000
Lateral Hardening | Lateral Hardening-Fuse-60165361,2 | 13756 | 24542.9164 | 37233.275 | 60433.9541 | 147818.1818 | 0.40884 | 0.15398 | 960000 | 23 | 2 | 3 | 0 | 3 | 5 | Lateral Hardening-Fuse-60165361, Lateral Hardening-Fuse-10589600 | 1500Million | Western | -1 | 3000
Lateral Hardening | Lateral Hardening-Fuse-90846555,1 | 13148 | 69813.0655 | 30369.4733 | 97149.0957 | 237727.2727 | 0.40866 | 0.19811 | 1200000 | 2 | 1 | 0 | 0 | 0 | 1 | Lateral Hardening-Fuse-90846555 | 1500Million | Plant City | -1 | 3000
Lateral Hardening | Lateral Hardening-Fuse-10829452,3 | 13687 | 95066.2648 | 270959.9201 | 365813.5722 | 895454.5455 | 0.40852 | 0.93277 | 960000 | 49 | 3 | 2 | 0 | 2 | 5 | Lateral Hardening-Fuse-10829452, Lateral Hardening-Fuse-10829454, Lateral Hardening-Fuse-93056950 | 1500Million | Eastern | -1 | 3000
Lateral Hardening | Lateral Hardening-Fuse-10595532,1 | 13294 | 58935.6314 | 22173.1437 | 78071.7453 | 191136.3636 | 0.40846 | 0.15928 | 1200000 | 5 | 1 | 0 | 0 | 0 | 1 | Lateral Hardening-Fuse-10595532 | 1500Million | Winter Haven | -1 | 3000
Lateral Hardening | Lateral Hardening-Fuse-10365926,1 | 13044 | 23096.6848 | 23984.1211 | 46208.6911 | 113181.8182 | 0.40827 | 0.094318 | 1200000 | 27 | 1 | 0 | 0 | 0 | 1 | Lateral Hardening-Fuse-10365926 | 1500Million | Central | -1 | 3000
Lateral Hardening | Lateral Hardening-Fuse-10605156,3 | 13924 | 456315.5612 | 874350.7391 | 1308426.4771 | 3208000 | 0.40786 | 3.3417 | 960000 |  | 3 | 0 | 0 | 0 | 3 | Lateral Hardening-Fuse-10605156, Lateral Hardening-Fuse-91404946, Lateral Hardening-Fuse-91402974 [ 2029 ] | 1500Million | Winter Haven | -1 | 3000
Lateral Hardening | Lateral Hardening-Fuse-92002281,1 | 13218 | 23487.8212 | 61285.573 | 82869.6269 | 203181.8182 | 0.40786 | 0.16932 | 1200000 | 21 | 1 | 0 | 0 | 0 | 1 | Lateral Hardening-Fuse-92002281 | 1500Million | Western | -1 | 3000
Lateral Hardening | Lateral Hardening-Fuse-60318205,1 | 13048 | 28280.5969 | 44412.0818 | 71188.3308 | 174545.4545 | 0.40785 | 0.14545 | 1200000 | 23 | 1 | 0 | 0 | 0 | 1 | Lateral Hardening-Fuse-60318205 | 1500Million | Central | -1 | 3000
Lateral Hardening | Lateral Hardening-Fuse-92730147,1 | 13089 | 104185.617 | 14858.1006 | 113796.8365 | 279545.4545 | 0.40708 | 0.23295 | 1200000 | 6 | 1 | 0 | 0 | 0 | 1 | Lateral Hardening-Fuse-92730147 | 1500Million | Central | -1 | 3000
Lateral Hardening | Lateral Hardening-Fuse-93325987,1 | 13723 | 88951.8713 | 27654.5599 | 112494.0642 | 276363.6364 | 0.40705 | 0.2303 | 1200000 | 3 | 1 | 0 | 0 | 0 | 1 | Lateral Hardening-Fuse-93325987 [ 2024 ] | 1500Million | Plant City | -1 | 3000
Lateral Hardening | Lateral Hardening-Fuse-60163325,20 | 13298 | 2476786.6964 | 2793528.8908 | 5167133.7929 | 12702727.2727 | 0.40677 | 13.232 | 960000 | 36 | 20 | 6 | 0 | 6 | 26 | Lateral Hardening-Fuse-60163325 [ 2029 ], Lateral Hardening-Fuse-91207235, Lateral Hardening-Fuse-60574946, Lateral Hardening-Fuse-91983145, Lateral Hardening-Fuse-91210726 [ 2029 ], Lateral Hardening-Fuse-10556757 [ 2029 ], Lateral Hardening-Fuse-10556700, Lateral Hardening-Fuse-10556584, Lateral Hardening-Fuse-91202753, Lateral Hardening-Fuse-91629448 [ 2029 ], Lateral Hardening-Fuse-60298363, Lateral Hardening-Fuse-90645892, Lateral Hardening-Fuse-10556685, Lateral Hardening-Fuse-10556684, Lateral Hardening-Fuse-91211345, Lateral Hardening-Fuse-91206590, Lateral Hardening-Fuse-10556630, Lateral Hardening-Fuse-10556680, Lateral Hardening-Fuse-10556681 [ 2029 ], Lateral Hardening-Fuse-10556682 [ 2029 ] | 1500Million | Winter Haven | -1 | 3000
Lateral Hardening | Lateral Hardening-Fuse-92063628,1 | 13963 | 19995.6217 | 1308.2994 | 20331.1567 | 50000 | 0.40662 | 0.037121 | 1346938.7755 | 6 | 1 | 0 | 0 | 0 | 1 | Lateral Hardening-Fuse-92063628 | 1500Million | Eastern | -1 | 3000
Lateral Hardening | Lateral Hardening-Fuse-91324631,1 | 13160 | 19100.8581 | 2114.8762 | 20322.6314 | 50000 | 0.40645 | 0.025758 | 1941176.4706 | 99 | 1 | 1 | 0 | 1 | 2 | Lateral Hardening-Fuse-91324631 | 1500Million | Central | -1 | 3000
Lateral Hardening | Lateral Hardening-Fuse-91029871,2 | 13036 | 116590.8921 | 129649.4761 | 241134.8685 | 594000 | 0.40595 | 0.61875 | 960000 | 89 | 2 | 0 | 0 | 0 | 2 | Lateral Hardening-Fuse-91029871, Lateral Hardening-Fuse-10143566 | 1500Million | Central | -1 | 3000
Lateral Hardening | Lateral Hardening-Fuse-10588801,1 | 13471 | 19472.8459 | 19175.7934 | 39158.2188 | 96590.9091 | 0.4054 | 0.080492 | 1200000 | 23 | 1 | 0 | 0 | 0 | 1 | Lateral Hardening-Fuse-10588801 | 1500Million | Winter Haven | -1 | 3000
Lateral Hardening | Lateral Hardening-Fuse-91840610,4 | 13162 | 54750.5229 | 102189.9891 | 168120.3445 | 415272.7273 | 0.40484 | 0.43258 | 960000 | 29 | 4 | 0 | 0 | 0 | 4 | Lateral Hardening-Fuse-91840610, Lateral Hardening-Fuse-90525946, Lateral Hardening-Fuse-90525954, Lateral Hardening-Fuse-92965532 | 1500Million | Western | -1 | 3000
Lateral Hardening | Lateral Hardening-Fuse-90100438,2 | 13808 | 106633.6919 | 48978.1456 | 152390.5711 | 376727.2727 | 0.40451 | 0.39242 | 960000 | 3 | 2 | 0 | 0 | 0 | 2 | Lateral Hardening-Fuse-90100438, Lateral Hardening-Fuse-10686232 | 1500Million | Plant City | -1 | 3000
Lateral Hardening | Lateral Hardening-Fuse-92656116,1 | 13030 | 19609.1211 | 1573.8298 | 20207.5679 | 50000 | 0.40415 | 0.032386 | 1543859.6491 | 4 | 1 | 0 | 0 | 0 | 1 | Lateral Hardening-Fuse-92656116 | 1500Million | Winter Haven | -1 | 3000
Lateral Hardening | Lateral Hardening-Fuse-90526036,1 | 13112 | 49696.0267 | 5500.3235 | 52712.0197 | 130454.5455 | 0.40406 | 0.10871 | 1200000 | 4 | 1 | 0 | 0 | 0 | 1 | Lateral Hardening-Fuse-90526036 | 1500Million | Western | -1 | 3000
Lateral Hardening | Lateral Hardening-Fuse-91758796,5 | 13586 | 256093.3274 | 235798.4354 | 478479.9608 | 1186000 | 0.40344 | 1.2354 | 960000 | 31 | 5 | 1 | 0 | 1 | 6 | Lateral Hardening-Fuse-91758796, Lateral Hardening-Fuse-91737821, Lateral Hardening-Fuse-90903238, Lateral Hardening-Fuse-91737814, Lateral Hardening-Fuse-10255359 | 1500Million | Western | -1 | 3000
Lateral Hardening | Lateral Hardening-Fuse-91000018,1 | 13786 | 61883.8996 | 15575.6739 | 74412.1286 | 184545.4545 | 0.40322 | 0.15379 | 1200000 | 3 | 1 | 0 | 0 | 0 | 1 | Lateral Hardening-Fuse-91000018 | 1500Million | Plant City | -1 | 3000
Lateral Hardening | Lateral Hardening-Fuse-92601736,1 | 13010 | 20672.4127 | 430.5317 | 20123.0665 | 50000 | 0.40246 | 0.023106 | 2163934.4262 | 8 | 1 | 0 | 0 | 0 | 1 | Lateral Hardening-Fuse-92601736 | 1500Million | Plant City | -1 | 3000
Lateral Hardening | Lateral Hardening-Fuse-60253102,5 | 14000 | 190034.4042 | 37384.0809 | 220066.8494 | 547454.5455 | 0.40198 | 0.57027 | 960000 | 30 | 5 | 1 | 0 | 1 | 6 | Lateral Hardening-Fuse-60253102 [ 2024 ], Lateral Hardening-Fuse-10080909, Lateral Hardening-Fuse-10080891, Lateral Hardening-Fuse-10080910, Lateral Hardening-Fuse-60331515 | 1500Million | Plant City | -1 | 3000
Lateral Hardening | Lateral Hardening-Fuse-10904161,5 | 13712 | 190082.632 | 498744.1212 | 680849.4624 | 1693818.1818 | 0.40196 | 1.7644 | 960000 | 102 | 5 | 0 | 0 | 0 | 5 | Lateral Hardening-Fuse-10904161, Lateral Hardening-Fuse-93010944, Lateral Hardening-Fuse-91673872, Lateral Hardening-Fuse-91676442, Lateral Hardening-Fuse-91676443 | 1500Million | Eastern | -1 | 3000
Lateral Hardening | Lateral Hardening-Fuse-10827134,8 | 13769 | 887424.302 | 482182.8064 | 1526454.0683 | 3808181.8182 | 0.40084 | 3.9669 | 960000 | 26 | 8 | 4 | 0 | 4 | 12 | Lateral Hardening-Fuse-10827134 [ 2028 ], Lateral Hardening-Fuse-10827112, Lateral Hardening-Fuse-60415735, Lateral Hardening-Fuse-10827113, Lateral Hardening-Fuse-90574267, Lateral Hardening-Fuse-10827129, Lateral Hardening-Fuse-10827130, Lateral Hardening-Fuse-10827137 | 1500Million | Winter Haven | -1 | 3000
Lateral Hardening | Lateral Hardening-Fuse-10156232,1 | 13069 | 140778.063 | 58495.2136 | 192748.8852 | 481136.3636 | 0.40061 | 0.40095 | 1200000 | 73 | 1 | 0 | 0 | 0 | 1 | Lateral Hardening-Fuse-10156232 | 1500Million | Western | -1 | 3000
Lateral Hardening | Lateral Hardening-Fuse-91389271,1 | 13461 | 18988.2506 | 1958.4265 | 20020.5318 | 50000 | 0.40041 | 0.024432 | 2046511.6279 | 2 | 1 | 0 | 0 | 0 | 1 | Lateral Hardening-Fuse-91389271 | 1500Million | Eastern | -1 | 3000
Lateral Hardening | Lateral Hardening-Fuse-91222369,1 | 13840 | 18097.6208 | 2836.1757 | 20013.6494 | 50000 | 0.40027 | 0.019318 | 2588235.2941 | 4 | 1 | 0 | 0 | 0 | 1 | Lateral Hardening-Fuse-91222369 | 1500Million | Central | -1 | 3000
Lateral Hardening | Lateral Hardening-Fuse-93082501,2 | 13373 | 214901.4174 | 396226.3196 | 616090.7014 | 1539272.7273 | 0.40025 | 1.6034 | 960000 | 472 | 2 | 1 | 1 | 0 | 3 | Lateral Hardening-Fuse-93082501, Lateral Hardening-Fuse-10570265 | 1500Million | Winter Haven | -1 | 3000
Lateral Hardening | Lateral Hardening-Fuse-91359438,1 | 13243 | 43285.7932 | 98223.6948 | 143945.4182 | 360000 | 0.39985 | 0.3 | 1200000 | 28 | 1 | 0 | 0 | 0 | 1 | Lateral Hardening-Fuse-91359438 | 1500Million | Plant City | -1 | 3000
Lateral Hardening | Lateral Hardening-Fuse-60314625,1 | 13817 | 22662.4189 | 946.2055 | 30881.8871 | 77272.7273 | 0.39965 | 0.064394 | 1200000 | 12 | 1 | 0 | 0 | 0 | 1 | Lateral Hardening-Fuse-60314625 | 1500Million | South Hillsborough | -1 | 3000
Lateral Hardening | Lateral Hardening-Fuse-93050847,2 | 14266 | 72618.3528 | 67117.909 | 136494.3682 | 341636.3636 | 0.39953 | 0.35587 | 960000 | 38 | 2 | 0 | 0 | 0 | 2 | Lateral Hardening-Fuse-93050847, Lateral Hardening-Fuse-60168640 | 1500Million | Central | -1 | 3000
Lateral Hardening | Lateral Hardening-Fuse-10650502,1 | 13391 | 31179.7747 | 4975.1859 | 37730.7555 | 94545.4545 | 0.39908 | 0.078788 | 1200000 | 3 | 1 | 0 | 0 | 0 | 1 | Lateral Hardening-Fuse-10650502 | 1500Million | Plant City | -1 | 3000
Lateral Hardening | Lateral Hardening-Fuse-10163190,1 | 13091 | 11577.818 | 25085.4921 | 36072.2578 | 90454.5455 | 0.39879 | 0.075379 | 1200000 | 13 | 1 | 0 | 0 | 0 | 1 | Lateral Hardening-Fuse-10163190 | 1500Million | Central | -1 | 3000
Lateral Hardening | Lateral Hardening-Fuse-92685244,1 | 13793 | 41717.9861 | 4251.605 | 43937.9684 | 110227.2727 | 0.39861 | 0.091856 | 1200000 | 2 | 1 | 0 | 0 | 0 | 1 | Lateral Hardening-Fuse-92685244 | 1500Million | Eastern | -1 | 3000
Lateral Hardening | Lateral Hardening-Fuse-93301246,1 | 13808 | 86622.462 | 27760.3037 | 110385.9518 | 277045.4545 | 0.39844 | 0.23087 | 1200000 | 3 | 1 | 0 | 0 | 0 | 1 | Lateral Hardening-Fuse-93301246 | 1500Million | Plant City | -1 | 3000
Lateral Hardening | Lateral Hardening-Fuse-60162663,1 | 13964 | 51638.5149 | 10955.0362 | 59980.5902 | 150681.8182 | 0.39806 | 0.12557 | 1200000 | 5 | 1 | 0 | 0 | 0 | 1 | Lateral Hardening-Fuse-60162663 | 1500Million | Eastern | -1 | 3000
Lateral Hardening | Lateral Hardening-Fuse-10712393,19 | 13256 | 1411787.495 | 2050391.5125 | 4271279.8775 | 10743272.7273 | 0.39758 | 11.1909 | 960000 | 12 | 19 | 11 | 0 | 11 | 30 | Lateral Hardening-Fuse-10712393 [ 2029 ], Lateral Hardening-Fuse-91585701, Lateral Hardening-Fuse-60251628, Lateral Hardening-Fuse-60656406, Lateral Hardening-Fuse-60201069, Lateral Hardening-Fuse-60590586, Lateral Hardening-Fuse-91528929, Lateral Hardening-Fuse-10712396, Lateral Hardening-Fuse-10712381, Lateral Hardening-Fuse-10712378, Lateral Hardening-Fuse-91836582, Lateral Hardening-Fuse-10712379, Lateral Hardening-Fuse-10712387, Lateral Hardening-Fuse-10712390, Lateral Hardening-Fuse-10712384, Lateral Hardening-Fuse-10712386, Lateral Hardening-Fuse-10712394, Lateral Hardening-Fuse-10712376, Lateral Hardening-Fuse-10712399 | 1500Million | South Hillsborough | -1 | 3000
Lateral Hardening | Lateral Hardening-Fuse-60025580,5 | 13236 | 356244.6211 | 156100.398 | 518387.4846 | 1305454.5455 | 0.39709 | 1.3598 | 960000 | 7 | 5 | 3 | 0 | 3 | 8 | Lateral Hardening-Fuse-60025580, Lateral Hardening-Fuse-92924080, Lateral Hardening-Fuse-10000885, Lateral Hardening-Fuse-92059488, Lateral Hardening-Fuse-90190460 | 1500Million | South Hillsborough | -1 | 3000
Lateral Hardening | Lateral Hardening-Fuse-91912640,1 | 13946 | 21857.914 | 1400.1176 | 22199.9533 | 55909.0909 | 0.39707 | 0.046591 | 1200000 | 16 | 1 | 0 | 0 | 0 | 1 | Lateral Hardening-Fuse-91912640 | 1500Million | Central | -1 | 3000
Lateral Hardening | Lateral Hardening-Fuse-10726513,9 | 13648 | 820354.1298 | 895654.4601 | 1861661.8403 | 4688727.2727 | 0.39705 | 4.8841 | 960000 | 49 | 9 | 0 | 0 | 0 | 9 | Lateral Hardening-Fuse-10726513, Lateral Hardening-Fuse-10726540, Lateral Hardening-Fuse-10726463, Lateral Hardening-Fuse-10726503, Lateral Hardening-Fuse-10726469, Lateral Hardening-Fuse-10726528, Lateral Hardening-Fuse-92915812, Lateral Hardening-Fuse-10726457, Lateral Hardening-Fuse-10726459 | 1500Million | South Hillsborough | -1 | 3000
Lateral Hardening | Lateral Hardening-Fuse-10166417,1 | 13073 | 40755.5147 | 3551.3825 | 42291.1592 | 106590.9091 | 0.39676 | 0.088826 | 1200000 | 17 | 1 | 0 | 0 | 0 | 1 | Lateral Hardening-Fuse-10166417 | 1500Million | Western | -1 | 3000
Lateral Hardening | Lateral Hardening-Fuse-60025500,1 | 13236 | 20193.9991 | 4369.5299 | 23533.6942 | 59318.1818 | 0.39674 | 0.049432 | 1200000 | 3 | 1 | 0 | 0 | 0 | 1 | Lateral Hardening-Fuse-60025500 | 1500Million | South Hillsborough | -1 | 3000
Lateral Hardening | Lateral Hardening-Fuse-10140422,1 | 13121 | 17441.8722 | 3303.2633 | 19823.4776 | 50000 | 0.39647 | 0.038447 | 1300492.6108 | 3 | 1 | 0 | 0 | 0 | 1 | Lateral Hardening-Fuse-10140422 | 1500Million | Plant City | -1 | 3000
Lateral Hardening | Lateral Hardening-Fuse-10240477,1 | 13530 | 61518.3697 | 121298.5816 | 178122.9627 | 449318.1818 | 0.39643 | 0.37443 | 1200000 | 55 | 1 | 0 | 0 | 0 | 1 | Lateral Hardening-Fuse-10240477 | 1500Million | Western | -1 | 3000
Lateral Hardening | Lateral Hardening-Fuse-91576679,1 | 13254 | 38524.9434 | 887.3561 | 37567.3662 | 94772.7273 | 0.39639 | 0.078977 | 1200000 | 6 | 1 | 0 | 0 | 0 | 1 | Lateral Hardening-Fuse-91576679 | 1500Million | South Hillsborough | -1 | 3000
Lateral Hardening | Lateral Hardening-Fuse-10155428,1 | 13067 | 118299.9394 | 154494.9256 | 265463.8008 | 670454.5455 | 0.39595 | 0.55871 | 1200000 | 96 | 1 | 0 | 0 | 0 | 1 | Lateral Hardening-Fuse-10155428 | 1500Million | Western | -1 | 3000
Lateral Hardening | Lateral Hardening-Fuse-92199620,1 | 13909 | 59149.1284 | 6422.2962 | 62603.643 | 158181.8182 | 0.39577 | 0.13182 | 1200000 | 19 | 1 | 0 | 0 | 0 | 1 | Lateral Hardening-Fuse-92199620 | 1500Million | Eastern | -1 | 3000
Lateral Hardening | Lateral Hardening-Fuse-10723990,1 | 13780 | 49198.3559 | 69353.0214 | 116586.9612 | 294772.7273 | 0.39551 | 0.24564 | 1200000 | 59 | 1 | 1 | 0 | 1 | 2 | Lateral Hardening-Fuse-10723990 | 1500Million | South Hillsborough | -1 | 3000
Lateral Hardening | Lateral Hardening-Fuse-10456323,1 | 13225 | 91546.7599 | 142961.0563 | 229049.5272 | 579545.4545 | 0.39522 | 0.48295 | 1200000 | 60 | 1 | 0 | 0 | 0 | 1 | Lateral Hardening-Fuse-10456323 | 1500Million | Eastern | -1 | 3000
Lateral Hardening | Lateral Hardening-Fuse-90522475,1 | 13483 | 34210.7972 | 50945.7965 | 85035.2041 | 215227.2727 | 0.39509 | 0.17936 | 1200000 | 28 | 1 | 0 | 0 | 0 | 1 | Lateral Hardening-Fuse-90522475 | 1500Million | Western | -1 | 3000
Lateral Hardening | Lateral Hardening-Fuse-93061224,3 | 13610 | 27576.3971 | 697901.4431 | 705030.8231 | 1785090.9091 | 0.39496 | 1.8595 | 960000 | 193 | 3 | 0 | 0 | 0 | 3 | Lateral Hardening-Fuse-93061224, Lateral Hardening-Fuse-91461832, Lateral Hardening-Fuse-92544329 | 1500Million | Western | -1 | 3000
Lateral Hardening | Lateral Hardening-Fuse-60172023,1 | 13968 | 23711.4353 | 53528.5658 | 79061.5168 | 200227.2727 | 0.39486 | 0.16686 | 1200000 | 21 | 1 | 0 | 0 | 0 | 1 | Lateral Hardening-Fuse-60172023 | 1500Million | Winter Haven | -1 | 3000
Lateral Hardening | Lateral Hardening-Fuse-10402228,1 | 13592 | 38872.6183 | 52700.3811 | 89955.142 | 227954.5455 | 0.39462 | 0.18996 | 1200000 | 43 | 1 | 0 | 0 | 0 | 1 | Lateral Hardening-Fuse-10402228 | 1500Million | Central | -1 | 3000
Lateral Hardening | Lateral Hardening-Fuse-60318206,1 | 13048 | 26454.624 | 23439.7338 | 48756.4358 | 123636.3636 | 0.39435 | 0.10303 | 1200000 | 27 | 1 | 0 | 0 | 0 | 1 | Lateral Hardening-Fuse-60318206 | 1500Million | Central | -1 | 3000
Lateral Hardening | Lateral Hardening-Fuse-92610417,1 | 13390 | 31909.1168 | 9650.9152 | 39849.353 | 101136.3636 | 0.39402 | 0.08428 | 1200000 | 2 | 1 | 0 | 0 | 0 | 1 | Lateral Hardening-Fuse-92610417 | 1500Million | Plant City | -1 | 3000
Lateral Hardening | Lateral Hardening-Fuse-60072764,1 | 13111 | 24458.1945 | 42394.1063 | 73512.5003 | 186590.9091 | 0.39398 | 0.15549 | 1200000 | 28 | 1 | 0 | 0 | 0 | 1 | Lateral Hardening-Fuse-60072764 | 1500Million | Western | -1 | 3000
Lateral Hardening | Lateral Hardening-Fuse-60133693,1 | 13172 | 172637.9354 | 306586.4353 | 542062.9937 | 1376363.6364 | 0.39384 | 1.147 | 1200000 | 124 | 1 | 0 | 0 | 0 | 1 | Lateral Hardening-Fuse-60133693 | 1500Million | Eastern | -1 | 3000
Lateral Hardening | Lateral Hardening-Fuse-92032163,1 | 13591 | 45198.1489 | 61079.6003 | 103471.4381 | 262954.5455 | 0.3935 | 0.21913 | 1200000 | 33 | 1 | 0 | 0 | 0 | 1 | Lateral Hardening-Fuse-92032163 | 1500Million | Central | -1 | 3000
Lateral Hardening | Lateral Hardening-Fuse-60000884,1 | 13004 | 253383.1116 | 267637.3995 | 580012.2173 | 1474318.1818 | 0.39341 | 1.2286 | 1200000 | 12 | 1 | 2 | 0 | 2 | 3 | Lateral Hardening-Fuse-60000884 | 1500Million | Dade City | -1 | 3000
Lateral Hardening | Lateral Hardening-Fuse-90735204,2 | 13613 | 87739.6721 | 81542.0183 | 169352.6008 | 430909.0909 | 0.39301 | 0.44886 | 960000 | 71 | 2 | 0 | 0 | 0 | 2 | Lateral Hardening-Fuse-90735204, Lateral Hardening-Fuse-90447830 | 1500Million | Western | -1 | 3000
Lateral Hardening | Lateral Hardening-Fuse-93257300,1 | 13175 | 55525.5715 | 8637.2976 | 61411.4546 | 156363.6364 | 0.39275 | 0.1303 | 1200000 | 24 | 1 | 0 | 0 | 0 | 1 | Lateral Hardening-Fuse-93257300 | 1500Million | Central | -1 | 3000
Lateral Hardening | Lateral Hardening-Fuse-10479418,1 | 14217 | 383970.088 | 172433.1897 | 540805.2514 | 1377727.2727 | 0.39253 | 1.1481 | 1200000 | 9 | 1 | 1 | 0 | 1 | 2 | Lateral Hardening-Fuse-10479418 [ 2028 ] | 1500Million | Central | -1 | 3000
Lateral Hardening | Lateral Hardening-Fuse-10159471,1 | 13166 | 29452.2118 | 1275.7914 | 29336.6119 | 74772.7273 | 0.39234 | 0.062311 | 1200000 | 23 | 1 | 0 | 0 | 0 | 1 | Lateral Hardening-Fuse-10159471 | 1500Million | Western | -1 | 3000
Lateral Hardening | Lateral Hardening-Fuse-10567744,1 | 13370 | 68620.911 | 118207.6392 | 182836.0045 | 466136.3636 | 0.39224 | 0.38845 | 1200000 | 42 | 1 | 0 | 0 | 0 | 1 | Lateral Hardening-Fuse-10567744 | 1500Million | Winter Haven | -1 | 3000
Lateral Hardening | Lateral Hardening-Fuse-92390758,1 | 13495 | 173129.7819 | 54581.613 | 219811.5687 | 560454.5455 | 0.3922 | 0.46705 | 1200000 | 16 | 1 | 0 | 0 | 0 | 1 | Lateral Hardening-Fuse-92390758 | 1500Million | Eastern | -1 | 3000
Lateral Hardening | Lateral Hardening-Fuse-60048286,1 | 13591 | 81951.8391 | 19741.1603 | 97518.1658 | 248863.6364 | 0.39185 | 0.20739 | 1200000 | 39 | 1 | 0 | 0 | 0 | 1 | Lateral Hardening-Fuse-60048286 | 1500Million | Central | -1 | 3000
Lateral Hardening | Lateral Hardening-Fuse-10396298,1 | 13590 | 88519.4092 | 24226.301 | 108271.6529 | 276363.6364 | 0.39177 | 0.2303 | 1200000 | 41 | 1 | 0 | 0 | 0 | 1 | Lateral Hardening-Fuse-10396298 | 1500Million | Central | -1 | 3000
Lateral Hardening | Lateral Hardening-Fuse-60363297,1 | 13832 | 24945.8458 | 106836.26 | 132831.7735 | 339090.9091 | 0.39173 | 0.28258 | 1200000 | 14 | 1 | 1 | 1 | 0 | 2 | Lateral Hardening-Fuse-60363297 | 1500Million | Central | -1 | 3000
Lateral Hardening | Lateral Hardening-Fuse-10804181,1 | 13173 | 137893.0223 | 251570.5413 | 380395.0817 | 971818.1818 | 0.39143 | 0.80985 | 1200000 | 92 | 1 | 0 | 0 | 0 | 1 | Lateral Hardening-Fuse-10804181 | 1500Million | Eastern | -1 | 3000
Lateral Hardening | Lateral Hardening-Fuse-91049545,1 | 13963 | 19075.5479 | 1435.5104 | 19567.0194 | 50000 | 0.39134 | 0.032197 | 1552941.1765 | 5 | 1 | 0 | 0 | 0 | 1 | Lateral Hardening-Fuse-91049545 | 1500Million | Eastern | -1 | 3000
Lateral Hardening | Lateral Hardening-Fuse-92751890,1 | 13184 | 66696.862 | 5355.2779 | 68744.0836 | 175681.8182 | 0.3913 | 0.1464 | 1200000 | 12 | 1 | 0 | 0 | 0 | 1 | Lateral Hardening-Fuse-92751890 | 1500Million | Central | -1 | 3000
Lateral Hardening | Lateral Hardening-Fuse-10075259,1 | 13656 | 102211.5352 | 42980.0209 | 140364.8915 | 358863.6364 | 0.39114 | 0.29905 | 1200000 | 6 | 1 | 0 | 0 | 0 | 1 | Lateral Hardening-Fuse-10075259 | 1500Million | Plant City | -1 | 3000
Lateral Hardening | Lateral Hardening-Fuse-92131942,1 | 14111 | 17641.4866 | 54940.3033 | 71693.5273 | 183636.3636 | 0.39041 | 0.15303 | 1200000 | 18 | 1 | 0 | 0 | 0 | 1 | Lateral Hardening-Fuse-92131942 | 1500Million | Eastern | -1 | 3000
Lateral Hardening | Lateral Hardening-Fuse-91241031,1 | 13278 | 0 | 91640.7594 | 90841.4285 | 232727.2727 | 0.39033 | 0.19394 | 1200000 | 6 | 1 | 3 | 0 | 3 | 4 | Lateral Hardening-Fuse-91241031 | 1500Million | Winter Haven | -1 | 3000
Lateral Hardening | Lateral Hardening-Fuse-92302557,1 | 14111 | 29067.0422 | 143026.4938 | 167825.2696 | 430227.2727 | 0.39009 | 0.35852 | 1200000 | 21 | 1 | 0 | 0 | 0 | 1 | Lateral Hardening-Fuse-92302557 | 1500Million | Eastern | -1 | 3000
Lateral Hardening | Lateral Hardening-Fuse-10479420,7 | 14099 | 93266.4904 | 609417.2738 | 719389.8037 | 1844545.4545 | 0.39001 | 1.9214 | 960000 | 31 | 7 | 1 | 0 | 1 | 8 | Lateral Hardening-Fuse-10479420, Lateral Hardening-Fuse-60374774, Lateral Hardening-Fuse-91600473, Lateral Hardening-Fuse-60374780, Lateral Hardening-Fuse-60374778, Lateral Hardening-Fuse-92266169, Lateral Hardening-Fuse-60374776 | 1500Million | Central | -1 | 3000
Lateral Hardening | Lateral Hardening-Fuse-10456324,3 | 13225 | 189735.1975 | 218963.5222 | 399948.8415 | 1025818.1818 | 0.38988 | 1.0686 | 960000 | 89 | 3 | 0 | 0 | 0 | 3 | Lateral Hardening-Fuse-10456324, Lateral Hardening-Fuse-93157939, Lateral Hardening-Fuse-10456325 | 1500Million | Eastern | -1 | 3000
Lateral Hardening | Lateral Hardening-Fuse-91627229,4 | 13027 | 56112.9671 | 164254.1546 | 221104.0558 | 567454.5455 | 0.38964 | 0.5911 | 960000 | 16 | 4 | 0 | 0 | 0 | 4 | Lateral Hardening-Fuse-91627229, Lateral Hardening-Fuse-91639787, Lateral Hardening-Fuse-60012698, Lateral Hardening-Fuse-60012638 | 1500Million | Central | -1 | 3000
Lateral Hardening | Lateral Hardening-Fuse-60097512,1 | 13139 | 0 | 93716.0948 | 114079.0534 | 292954.5455 | 0.38941 | 0.24413 | 1200000 | 150 | 1 | 5 | 0 | 5 | 6 | Lateral Hardening-Fuse-60097512 | 1500Million | Western | -1 | 3000
Lateral Hardening | Lateral Hardening-Fuse-91643673,2 | 13104 | 114752.7074 | 69547.3466 | 178892.8314 | 460181.8182 | 0.38874 | 0.47936 | 960000 | 22 | 2 | 1 | 0 | 1 | 3 | Lateral Hardening-Fuse-91643673, Lateral Hardening-Fuse-10362876 | 1500Million | Central | -1 | 3000
Lateral Hardening | Lateral Hardening-Fuse-92646118,1 | 13118 | 87807.1209 | 8700.8767 | 92285.2699 | 237500 | 0.38857 | 0.19792 | 1200000 | 90 | 1 | 0 | 0 | 0 | 1 | Lateral Hardening-Fuse-92646118 | 1500Million | Winter Haven | -1 | 3000
Lateral Hardening | Lateral Hardening-Fuse-10662360,1 | 13470 | 47946.5209 | 4833.1756 | 50351.4625 | 129772.7273 | 0.388 | 0.10814 | 1200000 | 15 | 1 | 0 | 0 | 0 | 1 | Lateral Hardening-Fuse-10662360 | 1500Million | Winter Haven | -1 | 3000
Lateral Hardening | Lateral Hardening-Fuse-90154936,1 | 13210 | 13153.8413 | 40103.1243 | 52530.8703 | 135454.5455 | 0.38781 | 0.11288 | 1200000 | 15 | 1 | 0 | 0 | 0 | 1 | Lateral Hardening-Fuse-90154936 | 1500Million | Western | -1 | 3000
Lateral Hardening | Lateral Hardening-Fuse-90458617,1 | 13188 | 24385.9376 | 71969.7776 | 94214.6801 | 242954.5455 | 0.38779 | 0.20246 | 1200000 | 21 | 1 | 1 | 0 | 1 | 2 | Lateral Hardening-Fuse-90458617 | 1500Million | Central | -1 | 3000
Lateral Hardening | Lateral Hardening-Fuse-92619376,1 | 13303 | 358930.8181 | 327792.9392 | 669459.1382 | 1727272.7273 | 0.38758 | 1.4394 | 1200000 | 6 | 1 | 0 | 0 | 0 | 1 | Lateral Hardening-Fuse-92619376 | 1500Million | South Hillsborough | -1 | 3000
Lateral Hardening | Lateral Hardening-Fuse-10723976,3 | 13780 | 140239.3235 | 154084.2114 | 302734.8113 | 781636.3636 | 0.38731 | 0.8142 | 960000 | 79 | 3 | 0 | 0 | 0 | 3 | Lateral Hardening-Fuse-10723976, Lateral Hardening-Fuse-92243037, Lateral Hardening-Fuse-10723975 | 1500Million | South Hillsborough | -1 | 3000
Lateral Hardening | Lateral Hardening-Fuse-90153247,1 | 13208 | 5853.3371 | 14736.9969 | 20305.3061 | 52500 | 0.38677 | 0.04375 | 1200000 | 7 | 1 | 0 | 0 | 0 | 1 | Lateral Hardening-Fuse-90153247 | 1500Million | Western | -1 | 3000
Lateral Hardening | Lateral Hardening-Fuse-10686278,1 | 13808 | 22071.3873 | 4408.4484 | 30325.2679 | 78409.0909 | 0.38676 | 0.065341 | 1200000 | 2 | 1 | 0 | 0 | 0 | 1 | Lateral Hardening-Fuse-10686278 | 1500Million | Plant City | -1 | 3000
Lateral Hardening | Lateral Hardening-Fuse-91908502,1 | 13205 | 14883.8806 | 27145.0996 | 43060.5863 | 111363.6364 | 0.38667 | 0.092803 | 1200000 | 18 | 1 | 0 | 0 | 0 | 1 | Lateral Hardening-Fuse-91908502 | 1500Million | Central | -1 | 3000
Lateral Hardening | Lateral Hardening-Fuse-93381829,6 | 13813 | 239402.4551 | 238691.3456 | 465480.2822 | 1204000 | 0.38661 | 1.2542 | 960000 | 16 | 6 | 3 | 0 | 3 | 9 | Lateral Hardening-Fuse-93381829 [ 2028 ], Lateral Hardening-Fuse-93313341, Lateral Hardening-Fuse-93043350, Lateral Hardening-Fuse-93043351, Lateral Hardening-Fuse-90294438, Lateral Hardening-Fuse-90294487 | 1500Million | Dade City | -1 | 3000
Lateral Hardening | Lateral Hardening-Fuse-92826953,1 | 13159 | 27009.1986 | 36714.3158 | 62330.0246 | 161363.6364 | 0.38627 | 0.13447 | 1200000 | 22 | 1 | 0 | 0 | 0 | 1 | Lateral Hardening-Fuse-92826953 | 1500Million | Central | -1 | 3000
Lateral Hardening | Lateral Hardening-Fuse-60059324,1 | 13205 | 21095.0434 | 53359.4703 | 75759.273 | 196136.3636 | 0.38626 | 0.16345 | 1200000 | 18 | 1 | 0 | 0 | 0 | 1 | Lateral Hardening-Fuse-60059324 | 1500Million | Central | -1 | 3000
Lateral Hardening | Lateral Hardening-Fuse-92254739,2 | 13470 | 68873.6413 | 17252.5697 | 82705.7177 | 214181.8182 | 0.38615 | 0.22311 | 960000 | 29 | 2 | 1 | 0 | 1 | 3 | Lateral Hardening-Fuse-92254739, Lateral Hardening-Fuse-92350469 | 1500Million | Winter Haven | -1 | 3000
Lateral Hardening | Lateral Hardening-Fuse-10025079,3 | 13294 | 131424.47 | 19152.1543 | 144324.7014 | 373818.1818 | 0.38608 | 0.38939 | 960000 | 95 | 3 | 0 | 0 | 0 | 3 | Lateral Hardening-Fuse-10025079, Lateral Hardening-Fuse-10025105, Lateral Hardening-Fuse-10025081 | 1500Million | Winter Haven | -1 | 3000
Lateral Hardening | Lateral Hardening-Fuse-10093141,1 | 13613 | 12308.617 | 31193.5976 | 42801.8043 | 110909.0909 | 0.38592 | 0.092424 | 1200000 | 15 | 1 | 0 | 0 | 0 | 1 | Lateral Hardening-Fuse-10093141 | 1500Million | Western | -1 | 3000
Lateral Hardening | Lateral Hardening-Fuse-10441194,1 | 13946 | 50977.89 | 62181.6362 | 110509.499 | 286590.9091 | 0.3856 | 0.23883 | 1200000 | 42 | 1 | 0 | 0 | 0 | 1 | Lateral Hardening-Fuse-10441194 | 1500Million | Central | -1 | 3000
Lateral Hardening | Lateral Hardening-Fuse-60088566,1 | 13510 | 32953.6796 | 2334.6349 | 33694.2584 | 87500 | 0.38508 | 0.072917 | 1200000 | 10 | 1 | 0 | 0 | 0 | 1 | Lateral Hardening-Fuse-60088566 | 1500Million | Western | -1 | 3000
Lateral Hardening | Lateral Hardening-Fuse-92670476,2 | 14030 | 51486.5798 | 5266.5058 | 54313.8619 | 141090.9091 | 0.38496 | 0.14697 | 960000 | 34 | 2 | 0 | 0 | 0 | 2 | Lateral Hardening-Fuse-92670476, Lateral Hardening-Fuse-92670473 | 1500Million | Western | -1 | 3000
Lateral Hardening | Lateral Hardening-Fuse-10156238,1 | 13069 | 57976.0138 | 3678.1072 | 58846.0188 | 152954.5455 | 0.38473 | 0.12746 | 1200000 | 15 | 1 | 0 | 0 | 0 | 1 | Lateral Hardening-Fuse-10156238 | 1500Million | Western | -1 | 3000
Lateral Hardening | Lateral Hardening-Fuse-90942297,1 | 13117 | 47671.519 | 113061.2245 | 156918.9618 | 407954.5455 | 0.38465 | 0.33996 | 1200000 | 31 | 1 | 0 | 0 | 0 | 1 | Lateral Hardening-Fuse-90942297 | 1500Million | Winter Haven | -1 | 3000
Lateral Hardening | Lateral Hardening-Fuse-92036298,1 | 13705 | 35078.0884 | 121663.7824 | 155621.3959 | 405000 | 0.38425 | 0.3375 | 1200000 | 22 | 1 | 0 | 0 | 0 | 1 | Lateral Hardening-Fuse-92036298 | 1500Million | Eastern | -1 | 3000
Lateral Hardening | Lateral Hardening-Fuse-91563584,2 | 13198 | 5429.7774 | 11414.5863 | 19202.8188 | 50000 | 0.38406 | 0.047727 | 1047619.0476 | 9 | 2 | 1 | 0 | 1 | 3 | Lateral Hardening-Fuse-91563584, Lateral Hardening-Fuse-5010506 | 1500Million | Western | -1 | 3000
Lateral Hardening | Lateral Hardening-Fuse-60412307,1 | 13982 | 201069.349 | 85208.578 | 293551.6916 | 764772.7273 | 0.38384 | 0.63731 | 1200000 | 13 | 1 | 0 | 0 | 0 | 1 | Lateral Hardening-Fuse-60412307 | 1500Million | Plant City | -1 | 3000
Lateral Hardening | Lateral Hardening-Fuse-10566584,1 | 13289 | 47266.2823 | 78219.7032 | 147319.2617 | 383863.6364 | 0.38378 | 0.31989 | 1200000 | 34 | 1 | 0 | 0 | 0 | 1 | Lateral Hardening-Fuse-10566584 | 1500Million | Winter Haven | -1 | 3000
Lateral Hardening | Lateral Hardening-Fuse-10605153,4 | 13924 | 566499.4182 | 926630.2105 | 1458043.3339 | 3800000 | 0.3837 | 3.9583 | 960000 | 4 | 4 | 2 | 0 | 2 | 6 | Lateral Hardening-Fuse-10605153 [ 2029 ], Lateral Hardening-Fuse-91414369, Lateral Hardening-Fuse-91414388, Lateral Hardening-Fuse-91414214 | 1500Million | Winter Haven | -1 | 3000
Lateral Hardening | Lateral Hardening-Fuse-92832090,1 | 13270 | 0 | 39820.288 | 39494.7993 | 102954.5455 | 0.38361 | 0.085795 | 1200000 | 2 | 1 | 2 | 1 | 1 | 3 | Lateral Hardening-Fuse-92832090 | 1500Million | Western | -1 | 3000
Lateral Hardening | Lateral Hardening-Fuse-92416972,1 | 13696 | 54881.3041 | 6519.0999 | 58685.9727 | 153181.8182 | 0.38311 | 0.12765 | 1200000 | 11 | 1 | 0 | 0 | 0 | 1 | Lateral Hardening-Fuse-92416972 | 1500Million | Winter Haven | -1 | 3000
Lateral Hardening | Lateral Hardening-Fuse-60008399,1 | 13090 | 12386.2393 | 28306.7792 | 40050.4184 | 104545.4545 | 0.38309 | 0.087121 | 1200000 | 14 | 1 | 0 | 0 | 0 | 1 | Lateral Hardening-Fuse-60008399 | 1500Million | Central | -1 | 3000
Lateral Hardening | Lateral Hardening-Fuse-91620333,1 | 13468 | 35997.0234 | 65987.5017 | 100236.2319 | 261818.1818 | 0.38285 | 0.21818 | 1200000 | 33 | 1 | 0 | 0 | 0 | 1 | Lateral Hardening-Fuse-91620333 | 1500Million | Central | -1 | 3000
Lateral Hardening | Lateral Hardening-Fuse-10758593,1 | 13422 | 232216.9545 | 60401.1745 | 282498.5294 | 737954.5455 | 0.38281 | 0.61496 | 1200000 | 101 | 1 | 0 | 0 | 0 | 1 | Lateral Hardening-Fuse-10758593 | 1500Million | Dade City | -1 | 3000
Lateral Hardening | Lateral Hardening-Fuse-92250419,1 | 13039 | 69878.3408 | 98927.3707 | 164319.5268 | 429318.1818 | 0.38275 | 0.35777 | 1200000 | 54 | 1 | 1 | 0 | 1 | 2 | Lateral Hardening-Fuse-92250419 | 1500Million | Eastern | -1 | 3000
Lateral Hardening | Lateral Hardening-Fuse-93264384,2 | 13042 | 104952.5543 | 41890.7924 | 141960.3442 | 371272.7273 | 0.38236 | 0.38674 | 960000 | 22 | 2 | 0 | 0 | 0 | 2 | Lateral Hardening-Fuse-93264384, Lateral Hardening-Fuse-93293312 | 1500Million | Central | -1 | 3000
Lateral Hardening | Lateral Hardening-Fuse-91148445,1 | 14198 | 139910.3907 | 43145.5738 | 176804.0456 | 462727.2727 | 0.38209 | 0.38561 | 1200000 | 20 | 1 | 2 | 0 | 2 | 3 | Lateral Hardening-Fuse-91148445 | 1500Million | Eastern | -1 | 3000
Lateral Hardening | Lateral Hardening-Fuse-90746814,1 | 13993 | 61285.4699 | 15034.567 | 73585.3418 | 192727.2727 | 0.38181 | 0.16061 | 1200000 | 2 | 1 | 0 | 0 | 0 | 1 | Lateral Hardening-Fuse-90746814 | 1500Million | Central | -1 | 3000
Lateral Hardening | Lateral Hardening-Fuse-90867085,1 | 13082 | 13161.8114 | 47907.6746 | 67693.3189 | 177500 | 0.38137 | 0.14792 | 1200000 | 18 | 1 | 1 | 1 | 0 | 2 | Lateral Hardening-Fuse-90867085 | 1500Million | Western | -1 | 3000
Lateral Hardening | Lateral Hardening-Fuse-60592044,1 | 13697 | 1498.107 | 89360.6149 | 89429.8689 | 234772.7273 | 0.38092 | 0.19564 | 1200000 | 1 | 1 | 0 | 0 | 0 | 1 | Lateral Hardening-Fuse-60592044 | 1500Million | Winter Haven | -1 | 3000
Lateral Hardening | Lateral Hardening-Fuse-10668885,4 | 13723 | 130799.5799 | 76459.2518 | 201636.2249 | 529818.1818 | 0.38058 | 0.55189 | 960000 | 10 | 4 | 3 | 0 | 3 | 7 | Lateral Hardening-Fuse-10668885, Lateral Hardening-Fuse-93320943, Lateral Hardening-Fuse-93320983, Lateral Hardening-Fuse-93320975 | 1500Million | Plant City | -1 | 3000
Lateral Hardening | Lateral Hardening-Fuse-92865597,1 | 13460 | 161852.7072 | 62932.6321 | 217711.5919 | 572500 | 0.38028 | 0.47708 | 1200000 | 9 | 1 | 0 | 0 | 0 | 1 | Lateral Hardening-Fuse-92865597 | 1500Million | Eastern | -1 | 3000
Lateral Hardening | Lateral Hardening-Fuse-10025093,1 | 13373 | 33651.3642 | 38615.3319 | 70514.2842 | 185454.5455 | 0.38022 | 0.15455 | 1200000 | 26 | 1 | 0 | 0 | 0 | 1 | Lateral Hardening-Fuse-10025093 | 1500Million | Winter Haven | -1 | 3000
Lateral Hardening | Lateral Hardening-Fuse-10554603,1 | 13911 | 49501.2594 | 7014.8741 | 54081.3288 | 142272.7273 | 0.38012 | 0.11856 | 1200000 | 5 | 1 | 2 | 0 | 2 | 3 | Lateral Hardening-Fuse-10554603 | 1500Million | Eastern | -1 | 3000
Lateral Hardening | Lateral Hardening-Fuse-93231212,4 | 13695 | 201263.2218 | 238762.6602 | 432285.1407 | 1138181.8182 | 0.3798 | 1.1856 | 960000 | 94 | 4 | 0 | 0 | 0 | 4 | Lateral Hardening-Fuse-93231212, Lateral Hardening-Fuse-10603627, Lateral Hardening-Fuse-10603632, Lateral Hardening-Fuse-91142458 | 1500Million | Winter Haven | -1 | 3000
Lateral Hardening | Lateral Hardening-Fuse-90162065,1 | 13805 | 200155.1979 | 45921.7296 | 237359.6315 | 625681.8182 | 0.37936 | 0.5214 | 1200000 | 7 | 1 | 0 | 0 | 0 | 1 | Lateral Hardening-Fuse-90162065 | 1500Million | Plant City | -1 | 3000
Lateral Hardening | Lateral Hardening-Fuse-60346593,1 | 13509 | 24362.1442 | 2063.3775 | 25252.519 | 66590.9091 | 0.37922 | 0.055492 | 1200000 | 8 | 1 | 0 | 0 | 0 | 1 | Lateral Hardening-Fuse-60346593 | 1500Million | Eastern | -1 | 3000
Lateral Hardening | Lateral Hardening-Fuse-92315102,1 | 13030 | 290848.9177 | 213535.2049 | 491980.6355 | 1297954.5455 | 0.37904 | 1.0816 | 1200000 | 19 | 1 | 0 | 0 | 0 | 1 | Lateral Hardening-Fuse-92315102 | 1500Million | Winter Haven | -1 | 3000
Lateral Hardening | Lateral Hardening-Fuse-10199652,1 | 13338 | 26232.9142 | 53425.7763 | 87211.7853 | 230227.2727 | 0.37881 | 0.19186 | 1200000 | 34 | 1 | 0 | 0 | 0 | 1 | Lateral Hardening-Fuse-10199652 | 1500Million | Western | -1 | 3000
Lateral Hardening | Lateral Hardening-Fuse-10900094,2 | 13587 | 0 | 326006.2991 | 368661.1198 | 973272.7273 | 0.37879 | 1.0138 | 960000 | 3 | 2 | 0 | 0 | 0 | 2 | Lateral Hardening-Fuse-10900094, Lateral Hardening-Fuse-91407218 | 1500Million | Western | -1 | 3000
Lateral Hardening | Lateral Hardening-Fuse-90711829,1 | 13045 | 21987.4013 | 36599.2939 | 61286.0952 | 161818.1818 | 0.37873 | 0.13485 | 1200000 | 23 | 1 | 0 | 0 | 0 | 1 | Lateral Hardening-Fuse-90711829 | 1500Million | Central | -1 | 3000
Lateral Hardening | Lateral Hardening-Fuse-93216185,1 | 13656 | 19705.7903 | 193.1603 | 18933.7017 | 50000 | 0.37867 | 0.018182 | 2750000 | 3 | 1 | 0 | 0 | 0 | 1 | Lateral Hardening-Fuse-93216185 | 1500Million | Plant City | -1 | 3000
Lateral Hardening | Lateral Hardening-Fuse-92952061,1 | 13854 | 20737.5875 | 2232.7829 | 21943.2289 | 57954.5455 | 0.37863 | 0.048295 | 1200000 | 7 | 1 | 1 | 0 | 1 | 2 | Lateral Hardening-Fuse-92952061 | 1500Million | Plant City | -1 | 3000
Lateral Hardening | Lateral Hardening-Fuse-92692692,1 | 13830 | 34547.707 | 74555.0177 | 106285.1968 | 280909.0909 | 0.37836 | 0.23409 | 1200000 | 24 | 1 | 0 | 0 | 0 | 1 | Lateral Hardening-Fuse-92692692 | 1500Million | Central | -1 | 3000
Lateral Hardening | Lateral Hardening-Fuse-60318187,1 | 13236 | 176468.6753 | 40108.2178 | 208941.5809 | 552272.7273 | 0.37833 | 0.46023 | 1200000 | 8 | 1 | 0 | 0 | 0 | 1 | Lateral Hardening-Fuse-60318187 | 1500Million | South Hillsborough | -1 | 3000
Lateral Hardening | Lateral Hardening-Fuse-10100712,1 | 13048 | 36972.9279 | 38482.1423 | 73941.5602 | 195681.8182 | 0.37787 | 0.16307 | 1200000 | 33 | 1 | 0 | 0 | 0 | 1 | Lateral Hardening-Fuse-10100712 | 1500Million | Central | -1 | 3000
Lateral Hardening | Lateral Hardening-Fuse-60029587,1 | 13093 | 31372.3496 | 48299.9196 | 84608.9056 | 224090.9091 | 0.37757 | 0.18674 | 1200000 | 28 | 1 | 0 | 0 | 0 | 1 | Lateral Hardening-Fuse-60029587 | 1500Million | Central | -1 | 3000
Lateral Hardening | Lateral Hardening-Fuse-91750868,1 | 13371 | 13595.8156 | 35433.6114 | 48280.2268 | 127954.5455 | 0.37732 | 0.10663 | 1200000 | 14 | 1 | 0 | 0 | 0 | 1 | Lateral Hardening-Fuse-91750868 | 1500Million | Winter Haven | -1 | 3000
Lateral Hardening | Lateral Hardening-Fuse-60059224,1 | 13205 | 20421.422 | 49832.9476 | 69199.6907 | 183409.0909 | 0.3773 | 0.15284 | 1200000 | 20 | 1 | 0 | 0 | 0 | 1 | Lateral Hardening-Fuse-60059224 | 1500Million | Central | -1 | 3000
Lateral Hardening | Lateral Hardening-Fuse-10567760,1 | 13370 | 86151.7525 | 141402.4864 | 222858.043 | 590909.0909 | 0.37714 | 0.49242 | 1200000 | 60 | 1 | 0 | 0 | 0 | 1 | Lateral Hardening-Fuse-10567760 | 1500Million | Winter Haven | -1 | 3000
Lateral Hardening | Lateral Hardening-Fuse-90501989,1 | 13172 | 83394.4152 | 44858.7739 | 127179.3942 | 337272.7273 | 0.37708 | 0.28106 | 1200000 | 63 | 1 | 1 | 0 | 1 | 2 | Lateral Hardening-Fuse-90501989 [ 2024 ] | 1500Million | Eastern | -1 | 3000
Lateral Hardening | Lateral Hardening-Fuse-93165350,8 | 13414 | 347142.2504 | 315076.9005 | 645766.5738 | 1713454.5455 | 0.37688 | 1.7848 | 960000 | 152 | 8 | 0 | 0 | 0 | 8 | Lateral Hardening-Fuse-93165350, Lateral Hardening-Fuse-93165360, Lateral Hardening-Fuse-93165366, Lateral Hardening-Fuse-93165369, Lateral Hardening-Fuse-93165371, Lateral Hardening-Fuse-93165372, Lateral Hardening-Fuse-93165377, Lateral Hardening-Fuse-93165379 | 1500Million | Plant City | -1 | 3000
Lateral Hardening | Lateral Hardening-Fuse-10388514,1 | 13466 | 45513.9394 | 85149.6542 | 135696.2724 | 360227.2727 | 0.3767 | 0.30019 | 1200000 | 32 | 1 | 0 | 0 | 0 | 1 | Lateral Hardening-Fuse-10388514 | 1500Million | Central | -1 | 3000
Lateral Hardening | Lateral Hardening-Fuse-92079219,1 | 13705 | 41314.3718 | 38298.3202 | 78071.7748 | 207272.7273 | 0.37666 | 0.17273 | 1200000 | 53 | 1 | 2 | 0 | 2 | 3 | Lateral Hardening-Fuse-92079219 | 1500Million | Eastern | -1 | 3000
Lateral Hardening | Lateral Hardening-Fuse-10165367,6 | 13045 | 122060.835 | 144720.4448 | 264928.9266 | 703636.3636 | 0.37651 | 0.73295 | 960000 | 50 | 6 | 0 | 0 | 0 | 6 | Lateral Hardening-Fuse-10165367, Lateral Hardening-Fuse-92281491, Lateral Hardening-Fuse-92312063, Lateral Hardening-Fuse-10165370, Lateral Hardening-Fuse-92706259, Lateral Hardening-Fuse-10165369 | 1500Million | Central | -1 | 3000
Lateral Hardening | Lateral Hardening-Fuse-10802856,1 | 13133 | 25175.7203 | 53213.7369 | 77005.1711 | 204545.4545 | 0.37647 | 0.17045 | 1200000 | 27 | 1 | 0 | 0 | 0 | 1 | Lateral Hardening-Fuse-10802856 | 1500Million | Eastern | -1 | 3000
Lateral Hardening | Lateral Hardening-Fuse-10722410,1 | 13817 | 34829.291 | 3678.3135 | 36790.3156 | 97727.2727 | 0.37646 | 0.081439 | 1200000 | 9 | 1 | 0 | 0 | 0 | 1 | Lateral Hardening-Fuse-10722410 | 1500Million | South Hillsborough | -1 | 3000
Lateral Hardening | Lateral Hardening-Fuse-10705903,1 | 13268 | 75422.2774 | 11588.453 | 83289.6353 | 221363.6364 | 0.37626 | 0.18447 | 1200000 | 8 | 1 | 0 | 0 | 0 | 1 | Lateral Hardening-Fuse-10705903 | 1500Million | Plant City | -1 | 3000
Lateral Hardening | Lateral Hardening-Fuse-92600306,1 | 13010 | 98364.5872 | 20490.2637 | 114792.1859 | 305227.2727 | 0.37609 | 0.25436 | 1200000 | 20 | 1 | 0 | 0 | 0 | 1 | Lateral Hardening-Fuse-92600306 | 1500Million | Plant City | -1 | 3000
Lateral Hardening | Lateral Hardening-Fuse-60123810,1 | 13186 | 11886.0023 | 953.9716 | 18803.2632 | 50000 | 0.37607 | 0.025189 | 1984962.406 | 4 | 1 | 0 | 0 | 0 | 1 | Lateral Hardening-Fuse-60123810 | 1500Million | Central | -1 | 3000
Lateral Hardening | Lateral Hardening-Fuse-90833056,2 | 13328 | 29159.3751 | 46487.5254 | 74070.9528 | 197090.9091 | 0.37582 | 0.2053 | 960000 | 27 | 2 | 0 | 0 | 0 | 2 | Lateral Hardening-Fuse-90833056, Lateral Hardening-Fuse-93215269 | 1500Million | Dade City | -1 | 3000
Lateral Hardening | Lateral Hardening-Fuse-10166413,1 | 13073 | 12054.8292 | 28139.7863 | 46196.6722 | 122954.5455 | 0.37572 | 0.10246 | 1200000 | 13 | 1 | 0 | 0 | 0 | 1 | Lateral Hardening-Fuse-10166413 | 1500Million | Western | -1 | 3000
Lateral Hardening | Lateral Hardening-Fuse-10895197,2 | 13003 | 66839.387 | 57075.7598 | 120340.123 | 320545.4545 | 0.37542 | 0.3339 | 960000 | 5 | 2 | 0 | 0 | 0 | 2 | Lateral Hardening-Fuse-10895197, Lateral Hardening-Fuse-10895196 | 1500Million | South Hillsborough | -1 | 3000
Lateral Hardening | Lateral Hardening-Fuse-91868734,1 | 13924 | 211068.4896 | 194968.064 | 394025.1348 | 1050227.2727 | 0.37518 | 0.87519 | 1200000 | 7 | 1 | 0 | 0 | 0 | 1 | Lateral Hardening-Fuse-91868734 | 1500Million | Winter Haven | -1 | 3000
Lateral Hardening | Lateral Hardening-Fuse-10802895,1 | 13133 | 19955.4139 | 45995.8352 | 64869.9039 | 172954.5455 | 0.37507 | 0.14413 | 1200000 | 24 | 1 | 0 | 0 | 0 | 1 | Lateral Hardening-Fuse-10802895 | 1500Million | Eastern | -1 | 3000
Lateral Hardening | Lateral Hardening-Fuse-10296962,1 | 13753 | 86544.3708 | 130652.1868 | 212056.9786 | 565454.5455 | 0.37502 | 0.47121 | 1200000 | 80 | 1 | 1 | 0 | 1 | 2 | Lateral Hardening-Fuse-10296962 | 1500Million | Western | -1 | 3000
Lateral Hardening | Lateral Hardening-Fuse-92646218,1 | 13118 | 68641.7561 | 12631.6968 | 77900.2216 | 208181.8182 | 0.37419 | 0.17348 | 1200000 | 35 | 1 | 0 | 0 | 0 | 1 | Lateral Hardening-Fuse-92646218 | 1500Million | Winter Haven | -1 | 3000
Lateral Hardening | Lateral Hardening-Fuse-10686015,8 | 13808 | 572145.2313 | 673387.7316 | 1280419.1123 | 3422181.8182 | 0.37415 | 3.5648 | 960000 | 12 | 8 | 3 | 0 | 3 | 11 | Lateral Hardening-Fuse-10686015 [ 2027 ], Lateral Hardening-Fuse-92621392, Lateral Hardening-Fuse-90100688, Lateral Hardening-Fuse-92621383, Lateral Hardening-Fuse-60477098, Lateral Hardening-Fuse-90100722, Lateral Hardening-Fuse-90100697, Lateral Hardening-Fuse-60370177 | 1500Million | Plant City | -1 | 3000
Lateral Hardening | Lateral Hardening-Fuse-90410874,2 | 13219 | 51579.3037 | 60728.0137 | 149787.2133 | 400545.4545 | 0.37396 | 0.41723 | 960000 | 51 | 2 | 0 | 0 | 0 | 2 | Lateral Hardening-Fuse-90410874, Lateral Hardening-Fuse-90251447 | 1500Million | Western | -1 | 3000
Lateral Hardening | Lateral Hardening-Fuse-91629504,1 | 13123 | 94132.5352 | 191456.6291 | 285834.5409 | 765000 | 0.37364 | 0.6375 | 1200000 | 62 | 1 | 0 | 0 | 0 | 1 | Lateral Hardening-Fuse-91629504 | 1500Million | Plant City | -1 | 3000
Lateral Hardening | Lateral Hardening-Fuse-10165355,1 | 13045 | 14505.2777 | 23040.0551 | 36839.0337 | 98636.3636 | 0.37348 | 0.082197 | 1200000 | 19 | 1 | 0 | 0 | 0 | 1 | Lateral Hardening-Fuse-10165355 | 1500Million | Central | -1 | 3000
Lateral Hardening | Lateral Hardening-Fuse-10632113,1 | 13311 | 15991.384 | 18821.6683 | 35814.853 | 95909.0909 | 0.37343 | 0.079924 | 1200000 | 18 | 1 | 1 | 0 | 1 | 2 | Lateral Hardening-Fuse-10632113 | 1500Million | Winter Haven | -1 | 3000
Lateral Hardening | Lateral Hardening-Fuse-10484813,1 | 13461 | 9742.4739 | 35325.0724 | 46463.2732 | 124545.4545 | 0.37306 | 0.10379 | 1200000 | 9 | 1 | 0 | 0 | 0 | 1 | Lateral Hardening-Fuse-10484813 | 1500Million | Eastern | -1 | 3000
Lateral Hardening | Lateral Hardening-Fuse-10455396,1 | 13495 | 16886.7922 | 2637.9355 | 18649.8231 | 50000 | 0.373 | 0.038826 | 1287804.878 | 2 | 1 | 0 | 0 | 0 | 1 | Lateral Hardening-Fuse-10455396 | 1500Million | Eastern | -1 | 3000
Lateral Hardening | Lateral Hardening-Fuse-10061193,1 | 13071 | 8474.616 | 62056.3963 | 79032.7732 | 212045.4545 | 0.37272 | 0.1767 | 1200000 | 6 | 1 | 0 | 0 | 0 | 1 | Lateral Hardening-Fuse-10061193 | 1500Million | Western | -1 | 3000
Lateral Hardening | Lateral Hardening-Fuse-60072765,1 | 13111 | 33924.4404 | 88287.0087 | 120196.7794 | 322727.2727 | 0.37244 | 0.26894 | 1200000 | 30 | 1 | 0 | 0 | 0 | 1 | Lateral Hardening-Fuse-60072765 | 1500Million | Western | -1 | 3000
Lateral Hardening | Lateral Hardening-Fuse-92512018,2 | 13109 | 0 | 414456.2603 | 404589.9197 | 1087272.7273 | 0.37211 | 1.1326 | 960000 | 361 | 2 | 7 | 0 | 7 | 9 | Lateral Hardening-Fuse-92512018, Lateral Hardening-Fuse-91786049 | 1500Million | Western | -1 | 3000
Lateral Hardening | Lateral Hardening-Fuse-90373239,1 | 13712 | 27101.8668 | 122067.9188 | 147307.2583 | 396136.3636 | 0.37186 | 0.33011 | 1200000 | 15 | 1 | 0 | 0 | 0 | 1 | Lateral Hardening-Fuse-90373239 | 1500Million | Eastern | -1 | 3000
Lateral Hardening | Lateral Hardening-Fuse-93325780,1 | 13723 | 65433.1764 | 33575.8904 | 95983.4771 | 258409.0909 | 0.37144 | 0.21534 | 1200000 | 2 | 1 | 0 | 0 | 0 | 1 | Lateral Hardening-Fuse-93325780 | 1500Million | Plant City | -1 | 3000
Lateral Hardening | Lateral Hardening-Fuse-91581669,4 | 13592 | 79651.5719 | 81848.1878 | 158955.0671 | 428000 | 0.37139 | 0.44583 | 960000 | 73 | 4 | 0 | 0 | 0 | 4 | Lateral Hardening-Fuse-91581669, Lateral Hardening-Fuse-10402245, Lateral Hardening-Fuse-10402243, Lateral Hardening-Fuse-10402244 | 1500Million | Central | -1 | 3000
Lateral Hardening | Lateral Hardening-Fuse-90463422,1 | 13153 | 12998.4205 | 48711.0633 | 60938.1144 | 164090.9091 | 0.37137 | 0.13674 | 1200000 | 11 | 1 | 0 | 0 | 0 | 1 | Lateral Hardening-Fuse-90463422 | 1500Million | Winter Haven | -1 | 3000
Lateral Hardening | Lateral Hardening-Fuse-90619404,1 | 13290 | 36526.6476 | 67490.4955 | 106368.9589 | 286818.1818 | 0.37086 | 0.23902 | 1200000 | 33 | 1 | 2 | 0 | 2 | 3 | Lateral Hardening-Fuse-90619404 | 1500Million | Winter Haven | -1 | 3000
Lateral Hardening | Lateral Hardening-Fuse-92226160,3 | 13787 | 274849.243 | 539347.9926 | 806979.0703 | 2178000 | 0.37051 | 2.2687 | 960000 | 6 | 3 | 0 | 0 | 0 | 3 | Lateral Hardening-Fuse-92226160 [ 2027 ], Lateral Hardening-Fuse-90879414, Lateral Hardening-Fuse-10676258 | 1500Million | Plant City | -1 | 3000
Lateral Hardening | Lateral Hardening-Fuse-10317659,2 | 13021 | 78307.3465 | 81865.1029 | 170226.4787 | 459454.5455 | 0.3705 | 0.4786 | 960000 | 56 | 2 | 1 | 0 | 1 | 3 | Lateral Hardening-Fuse-10317659, Lateral Hardening-Fuse-10317664 | 1500Million | Central | -1 | 3000
Lateral Hardening | Lateral Hardening-Fuse-90366715,2 | 13011 | 112832.1074 | 232782.1003 | 339864.8322 | 917636.3636 | 0.37037 | 0.95587 | 960000 | 66 | 2 | 0 | 0 | 0 | 2 | Lateral Hardening-Fuse-90366715, Lateral Hardening-Fuse-90366655 | 1500Million | Plant City | -1 | 3000
Lateral Hardening | Lateral Hardening-Fuse-60320273,1 | 13961 | 80756.0188 | 15622.0797 | 92825.205 | 250681.8182 | 0.37029 | 0.2089 | 1200000 | 3 | 1 | 0 | 0 | 0 | 1 | Lateral Hardening-Fuse-60320273 | 1500Million | Plant City | -1 | 3000
Lateral Hardening | Lateral Hardening-Fuse-92129500,1 | 13412 | 92722.3095 | 4133.822 | 92340.2395 | 249545.4545 | 0.37003 | 0.20795 | 1200000 | 21 | 1 | 0 | 0 | 0 | 1 | Lateral Hardening-Fuse-92129500 [ 2029 ] | 1500Million | Plant City | -1 | 3000
Lateral Hardening | Lateral Hardening-Fuse-60021316,1 | 13004 | 23135.2216 | 3691.5607 | 25649.3233 | 69318.1818 | 0.37002 | 0.057765 | 1200000 | 3 | 1 | 0 | 0 | 0 | 1 | Lateral Hardening-Fuse-60021316 | 1500Million | Dade City | -1 | 3000
Lateral Hardening | Lateral Hardening-Fuse-10859733,1 | 13038 | 42566.1753 | 49428.1424 | 100905.6576 | 272727.2727 | 0.36999 | 0.22727 | 1200000 | 40 | 1 | 0 | 0 | 0 | 1 | Lateral Hardening-Fuse-10859733 | 1500Million | Eastern | -1 | 3000
Lateral Hardening | Lateral Hardening-Fuse-92497701,1 | 13003 | 32964.12 | 3359.4723 | 34718.2737 | 93863.6364 | 0.36988 | 0.07822 | 1200000 | 2 | 1 | 0 | 0 | 0 | 1 | Lateral Hardening-Fuse-92497701 | 1500Million | South Hillsborough | -1 | 3000
Lateral Hardening | Lateral Hardening-Fuse-93285295,1 | 13656 | 106284.6184 | 17308.7442 | 118231.4616 | 319772.7273 | 0.36974 | 0.26648 | 1200000 | 5 | 1 | 0 | 0 | 0 | 1 | Lateral Hardening-Fuse-93285295 | 1500Million | Plant City | -1 | 3000
Lateral Hardening | Lateral Hardening-Fuse-60165397,4 | 13696 | 61403.5231 | 43773.0917 | 110251.9839 | 298363.6364 | 0.36952 | 0.3108 | 960000 | 72 | 4 | 0 | 0 | 0 | 4 | Lateral Hardening-Fuse-60165397, Lateral Hardening-Fuse-60165401, Lateral Hardening-Fuse-10637226, Lateral Hardening-Fuse-10637229 | 1500Million | Winter Haven | -1 | 3000
Lateral Hardening | Lateral Hardening-Fuse-10671199,1 | 13724 | 37185.5603 | 1604.2315 | 37028.078 | 100227.2727 | 0.36944 | 0.083523 | 1200000 | 6 | 1 | 0 | 0 | 0 | 1 | Lateral Hardening-Fuse-10671199 | 1500Million | Plant City | -1 | 3000
Lateral Hardening | Lateral Hardening-Fuse-92621433,1 | 13390 | 51596.6592 | 6216.0192 | 55415.2082 | 150227.2727 | 0.36888 | 0.12519 | 1200000 | 2 | 1 | 0 | 0 | 0 | 1 | Lateral Hardening-Fuse-92621433 | 1500Million | Plant City | -1 | 3000
Lateral Hardening | Lateral Hardening-Fuse-10836903,1 | 13127 | 71259.3762 | 35855.9294 | 107511.7607 | 291590.9091 | 0.36871 | 0.24299 | 1200000 | 69 | 1 | 1 | 0 | 1 | 2 | Lateral Hardening-Fuse-10836903 | 1500Million | Eastern | -1 | 3000
Lateral Hardening | Lateral Hardening-Fuse-10632129,1 | 13311 | 15723.8521 | 32282.8108 | 51188.9018 | 138863.6364 | 0.36863 | 0.11572 | 1200000 | 16 | 1 | 0 | 0 | 0 | 1 | Lateral Hardening-Fuse-10632129 | 1500Million | Winter Haven | -1 | 3000
Lateral Hardening | Lateral Hardening-Fuse-91749176,1 | 13129 | 24604.8867 | 65782.0521 | 100754.4281 | 273409.0909 | 0.36851 | 0.22784 | 1200000 | 21 | 1 | 0 | 0 | 0 | 1 | Lateral Hardening-Fuse-91749176 | 1500Million | Eastern | -1 | 3000
Lateral Hardening | Lateral Hardening-Fuse-91058259,2 | 13574 | 146673.493 | 69550.032 | 209453.9574 | 569090.9091 | 0.36805 | 0.5928 | 960000 | 41 | 2 | 0 | 0 | 0 | 2 | Lateral Hardening-Fuse-91058259, Lateral Hardening-Fuse-91114780 | 1500Million | Western | -1 | 3000
Lateral Hardening | Lateral Hardening-Fuse-92614371,1 | 13303 | 22981.6394 | 223.1041 | 22080.857 | 60000 | 0.36801 | 0.05 | 1200000 | 3 | 1 | 0 | 0 | 0 | 1 | Lateral Hardening-Fuse-92614371 | 1500Million | South Hillsborough | -1 | 3000
Lateral Hardening | Lateral Hardening-Fuse-92062708,1 | 13967 | 18120.7462 | 1133.6525 | 18395.1193 | 50000 | 0.3679 | 0.019508 | 2563106.7961 | 32 | 1 | 2 | 0 | 2 | 3 | Lateral Hardening-Fuse-92062708 | 1500Million | Winter Haven | -1 | 3000
Lateral Hardening | Lateral Hardening-Fuse-10128499,1 | 13079 | 16089.8419 | 23990.3973 | 41698.7128 | 113409.0909 | 0.36768 | 0.094508 | 1200000 | 22 | 1 | 0 | 0 | 0 | 1 | Lateral Hardening-Fuse-10128499 | 1500Million | Western | -1 | 3000
Lateral Hardening | Lateral Hardening-Fuse-10566571,1 | 13289 | 24079.2081 | 2467.8731 | 25363.19 | 69090.9091 | 0.3671 | 0.057576 | 1200000 | 5 | 1 | 0 | 0 | 0 | 1 | Lateral Hardening-Fuse-10566571 | 1500Million | Winter Haven | -1 | 3000
Lateral Hardening | Lateral Hardening-Fuse-60144162,1 | 13939 | 24918.9622 | 256.7455 | 23944.4167 | 65227.2727 | 0.36709 | 0.054356 | 1200000 | 3 | 1 | 0 | 0 | 0 | 1 | Lateral Hardening-Fuse-60144162 | 1500Million | Central | -1 | 3000
Lateral Hardening | Lateral Hardening-Fuse-92682112,1 | 13805 | 25303.2249 | 2609.7457 | 26678.8148 | 72727.2727 | 0.36683 | 0.060606 | 1200000 | 2 | 1 | 0 | 0 | 0 | 1 | Lateral Hardening-Fuse-92682112 | 1500Million | Plant City | -1 | 3000
Lateral Hardening | Lateral Hardening-Fuse-92983629,1 | 13631 | 23437.3153 | 618.6684 | 22919.583 | 62500 | 0.36671 | 0.052083 | 1200000 | 4 | 1 | 0 | 0 | 0 | 1 | Lateral Hardening-Fuse-92983629 | 1500Million | Central | -1 | 3000
Lateral Hardening | Lateral Hardening-Fuse-10093147,1 | 13613 | 21693.7196 | 54678.7212 | 77444.1365 | 211363.6364 | 0.3664 | 0.17614 | 1200000 | 19 | 1 | 0 | 0 | 0 | 1 | Lateral Hardening-Fuse-10093147 | 1500Million | Western | -1 | 3000
Lateral Hardening | Lateral Hardening-Fuse-10366853,1 | 13101 | 58194.7517 | 67168.4393 | 122320.9489 | 333863.6364 | 0.36638 | 0.27822 | 1200000 | 52 | 1 | 0 | 0 | 0 | 1 | Lateral Hardening-Fuse-10366853 | 1500Million | Central | -1 | 3000
Lateral Hardening | Lateral Hardening-Fuse-92663186,2 | 13127 | 88469.7807 | 116947.5602 | 200422.9137 | 547090.9091 | 0.36634 | 0.56989 | 960000 | 36 | 2 | 0 | 0 | 0 | 2 | Lateral Hardening-Fuse-92663186, Lateral Hardening-Fuse-92663185 | 1500Million | Eastern | -1 | 3000
Lateral Hardening | Lateral Hardening-Fuse-90560376,3 | 14216 | 394566.1649 | 324433.1091 | 730069.1767 | 1993454.5455 | 0.36623 | 2.0765 | 960000 | 4 | 3 | 0 | 0 | 0 | 3 | Lateral Hardening-Fuse-90560376 [ 2029 ], Lateral Hardening-Fuse-10479399, Lateral Hardening-Fuse-10479397 | 1500Million | Central | -1 | 3000
Lateral Hardening | Lateral Hardening-Fuse-92316371,1 | 13112 | 34578.2115 | 62108.1427 | 95110.5622 | 259772.7273 | 0.36613 | 0.21648 | 1200000 | 40 | 1 | 0 | 0 | 0 | 1 | Lateral Hardening-Fuse-92316371 | 1500Million | Western | -1 | 3000
Lateral Hardening | Lateral Hardening-Fuse-10476042,1 | 13436 | 28067.8133 | 5355.2444 | 42603.264 | 116363.6364 | 0.36612 | 0.09697 | 1200000 | 5 | 1 | 0 | 0 | 0 | 1 | Lateral Hardening-Fuse-10476042 | 1500Million | Eastern | -1 | 3000
Lateral Hardening | Lateral Hardening-Fuse-90630346,1 | 14111 | 100317.4227 | 68119.7319 | 164736.3689 | 450227.2727 | 0.3659 | 0.37519 | 1200000 | 95 | 1 | 0 | 0 | 0 | 1 | Lateral Hardening-Fuse-90630346 | 1500Million | Eastern | -1 | 3000
Lateral Hardening | Lateral Hardening-Fuse-10663251,1 | 13001 | 73132.5681 | 9948.9788 | 79653.233 | 217727.2727 | 0.36584 | 0.18144 | 1200000 | 5 | 1 | 0 | 0 | 0 | 1 | Lateral Hardening-Fuse-10663251 [ 2021 ] | 1500Million | South Hillsborough | -1 | 3000
Lateral Hardening | Lateral Hardening-Fuse-60008401,1 | 13090 | 17927.3781 | 34717.4684 | 51785.2154 | 141590.9091 | 0.36574 | 0.11799 | 1200000 | 23 | 1 | 0 | 0 | 0 | 1 | Lateral Hardening-Fuse-60008401 | 1500Million | Central | -1 | 3000
Lateral Hardening | Lateral Hardening-Fuse-10516395,1 | 13799 | 38523.7601 | 68826.4983 | 105062.8309 | 287272.7273 | 0.36573 | 0.23939 | 1200000 | 33 | 1 | 0 | 0 | 0 | 1 | Lateral Hardening-Fuse-10516395 | 1500Million | Eastern | -1 | 3000
Lateral Hardening | Lateral Hardening-Fuse-10650590,1 | 13391 | 18417.345 | 765.6421 | 18283.2123 | 50000 | 0.36566 | 0.027083 | 1846153.8462 | 3 | 1 | 0 | 0 | 0 | 1 | Lateral Hardening-Fuse-10650590 | 1500Million | Plant City | -1 | 3000
Lateral Hardening | Lateral Hardening-Fuse-92644385,1 | 13303 | 73173.4255 | 16557.5299 | 86253.7826 | 235909.0909 | 0.36562 | 0.19659 | 1200000 | 5 | 1 | 0 | 0 | 0 | 1 | Lateral Hardening-Fuse-92644385 | 1500Million | South Hillsborough | -1 | 3000
Lateral Hardening | Lateral Hardening-Fuse-92238162,1 | 13227 | 80325.8709 | 110021.356 | 185256.7949 | 506818.1818 | 0.36553 | 0.42235 | 1200000 | 60 | 1 | 0 | 0 | 0 | 1 | Lateral Hardening-Fuse-92238162 | 1500Million | Eastern | -1 | 3000
Lateral Hardening | Lateral Hardening-Fuse-10095549,6 | 13786 | 361776.4666 | 409368.0308 | 805223.3848 | 2203818.1818 | 0.36538 | 2.2956 | 960000 | 34 | 6 | 0 | 0 | 0 | 6 | Lateral Hardening-Fuse-10095549, Lateral Hardening-Fuse-10095467, Lateral Hardening-Fuse-92061574, Lateral Hardening-Fuse-92058361, Lateral Hardening-Fuse-91344286, Lateral Hardening-Fuse-90977495 | 1500Million | Plant City | -1 | 3000
Lateral Hardening | Lateral Hardening-Fuse-10686124,1 | 13808 | 31003.1359 | 2820.2592 | 32374.0581 | 88636.3636 | 0.36525 | 0.073864 | 1200000 | 39 | 1 | 0 | 0 | 0 | 1 | Lateral Hardening-Fuse-10686124 | 1500Million | Plant City | -1 | 3000
Lateral Hardening | Lateral Hardening-Fuse-90433583,1 | 13670 | 0 | 95799.4783 | 94228.2618 | 258181.8182 | 0.36497 | 0.21515 | 1200000 | 5 | 1 | 3 | 0 | 3 | 4 | Lateral Hardening-Fuse-90433583 | 1500Million | Western | -1 | 3000
Lateral Hardening | Lateral Hardening-Fuse-90619241,1 | 13290 | 19801.6534 | 42869.5409 | 66762.1468 | 182954.5455 | 0.36491 | 0.15246 | 1200000 | 18 | 1 | 0 | 0 | 0 | 1 | Lateral Hardening-Fuse-90619241 | 1500Million | Winter Haven | -1 | 3000
Lateral Hardening | Lateral Hardening-Fuse-10160201,1 | 13167 | 0 | 483979.9941 | 528873.5601 | 1450454.5455 | 0.36463 | 1.2087 | 1200000 | 227 | 1 | 0 | 0 | 0 | 1 | Lateral Hardening-Fuse-10160201 | 1500Million | Western | -1 | 3000
Lateral Hardening | Lateral Hardening-Fuse-10745568,1 | 13431 | 13537.4842 | 39950.6252 | 60435.6179 | 166136.3636 | 0.36377 | 0.13845 | 1200000 | 12 | 1 | 0 | 0 | 0 | 1 | Lateral Hardening-Fuse-10745568 | 1500Million | Dade City | -1 | 3000
Lateral Hardening | Lateral Hardening-Fuse-10452695,1 | 13129 | 45527.6988 | 97766.1128 | 140179.3388 | 385681.8182 | 0.36346 | 0.3214 | 1200000 | 36 | 1 | 0 | 0 | 0 | 1 | Lateral Hardening-Fuse-10452695 | 1500Million | Eastern | -1 | 3000
Lateral Hardening | Lateral Hardening-Fuse-92657662,1 | 13020 | 25741.7421 | 5745.143 | 30129.5467 | 82954.5455 | 0.36321 | 0.069129 | 1200000 | 4 | 1 | 0 | 0 | 0 | 1 | Lateral Hardening-Fuse-92657662 | 1500Million | South Hillsborough | -1 | 3000
Lateral Hardening | Lateral Hardening-Fuse-91150572,1 | 13517 | 0 | 297226.7522 | 293590.6103 | 809545.4545 | 0.36266 | 0.67462 | 1200000 | 7 | 1 | 2 | 0 | 2 | 3 | Lateral Hardening-Fuse-91150572 | 1500Million | Western | -1 | 3000
Lateral Hardening | Lateral Hardening-Fuse-60151021,1 | 13747 | 31968.5049 | 3397.9212 | 33791.9487 | 93181.8182 | 0.36265 | 0.077652 | 1200000 | 7 | 1 | 0 | 0 | 0 | 1 | Lateral Hardening-Fuse-60151021 | 1500Million | Western | -1 | 3000
Lateral Hardening | Lateral Hardening-Fuse-91451771,1 | 13066 | 61363.0193 | 87661.8233 | 146039.0813 | 402727.2727 | 0.36263 | 0.33561 | 1200000 | 54 | 1 | 0 | 0 | 0 | 1 | Lateral Hardening-Fuse-91451771 | 1500Million | Western | -1 | 3000
Lateral Hardening | Lateral Hardening-Fuse-10162601,1 | 13031 | 61514.8827 | 5851.9001 | 64357.9205 | 177500 | 0.36258 | 0.14792 | 1200000 | 6 | 1 | 0 | 0 | 0 | 1 | Lateral Hardening-Fuse-10162601 | 1500Million | Winter Haven | -1 | 3000
Lateral Hardening | Lateral Hardening-Fuse-10128501,1 | 13079 | 15818.8272 | 26911.7719 | 41941.7818 | 115681.8182 | 0.36256 | 0.096402 | 1200000 | 22 | 1 | 0 | 0 | 0 | 1 | Lateral Hardening-Fuse-10128501 | 1500Million | Western | -1 | 3000
Lateral Hardening | Lateral Hardening-Fuse-10055944,1 | 13420 | 36257.9547 | 66505.4199 | 100640.0237 | 277727.2727 | 0.36237 | 0.23144 | 1200000 | 34 | 1 | 0 | 0 | 0 | 1 | Lateral Hardening-Fuse-10055944 | 1500Million | Central | -1 | 3000
Lateral Hardening | Lateral Hardening-Fuse-10080873,1 | 13668 | 65270.3275 | 19899.2451 | 82187.1424 | 226818.1818 | 0.36235 | 0.18902 | 1200000 | 3 | 1 | 0 | 0 | 0 | 1 | Lateral Hardening-Fuse-10080873 | 1500Million | Plant City | -1 | 3000
Lateral Hardening | Lateral Hardening-Fuse-10556592,1 | 13298 | 84892.944 | 24041.4973 | 104814.1686 | 289545.4545 | 0.362 | 0.24129 | 1200000 | 5 | 1 | 0 | 0 | 0 | 1 | Lateral Hardening-Fuse-10556592 | 1500Million | Winter Haven | -1 | 3000
Lateral Hardening | Lateral Hardening-Fuse-92240867,1 | 13096 | 14218.3947 | 74843.6783 | 87020.8686 | 240454.5455 | 0.3619 | 0.20038 | 1200000 | 8 | 1 | 0 | 0 | 0 | 1 | Lateral Hardening-Fuse-92240867 | 1500Million | Central | -1 | 3000
Lateral Hardening | Lateral Hardening-Fuse-10071927,3 | 13305 | 174042.5076 | 173245.1223 | 337303.0167 | 932181.8182 | 0.36184 | 0.97102 | 960000 | 13 | 3 | 0 | 0 | 0 | 3 | Lateral Hardening-Fuse-10071927, Lateral Hardening-Fuse-10071949, Lateral Hardening-Fuse-10072002 | 1500Million | South Hillsborough | -1 | 3000
Lateral Hardening | Lateral Hardening-Fuse-10612067,1 | 13927 | 18051.7011 | 880.1294 | 18068.949 | 50000 | 0.36138 | 0.035227 | 1419354.8387 | 6 | 1 | 0 | 0 | 0 | 1 | Lateral Hardening-Fuse-10612067 | 1500Million | Winter Haven | -1 | 3000
Lateral Hardening | Lateral Hardening-Fuse-92225034,1 | 13063 | 20473.5289 | 68739.7525 | 88181.48 | 244090.9091 | 0.36126 | 0.20341 | 1200000 | 26 | 1 | 1 | 0 | 1 | 2 | Lateral Hardening-Fuse-92225034 | 1500Million | Western | -1 | 3000
Lateral Hardening | Lateral Hardening-Fuse-60190695,1 | 13311 | 24388.2366 | 55471.0972 | 78207.1863 | 216590.9091 | 0.36108 | 0.18049 | 1200000 | 22 | 1 | 0 | 0 | 0 | 1 | Lateral Hardening-Fuse-60190695 | 1500Million | Winter Haven | -1 | 3000
Lateral Hardening | Lateral Hardening-Fuse-91471829,1 | 13102 | 43051.0346 | 51821.977 | 92629.4199 | 256590.9091 | 0.361 | 0.21383 | 1200000 | 38 | 1 | 0 | 0 | 0 | 1 | Lateral Hardening-Fuse-91471829 | 1500Million | Central | -1 | 3000
Lateral Hardening | Lateral Hardening-Fuse-90116388,1 | 13896 | 72382.6007 | 12992.5143 | 81840.6046 | 226818.1818 | 0.36082 | 0.18902 | 1200000 | 26 | 1 | 0 | 0 | 0 | 1 | Lateral Hardening-Fuse-90116388 | 1500Million | South Hillsborough | -1 | 3000
Lateral Hardening | Lateral Hardening-Fuse-92608963,1 | 13390 | 66395.8002 | 32334.315 | 95692.8609 | 265227.2727 | 0.3608 | 0.22102 | 1200000 | 2 | 1 | 0 | 0 | 0 | 1 | Lateral Hardening-Fuse-92608963 | 1500Million | Plant City | -1 | 3000
Lateral Hardening | Lateral Hardening-Fuse-60174258,4 | 13098 | 45931.2648 | 121357.7079 | 175198.3104 | 485636.3636 | 0.36076 | 0.50587 | 960000 | 19 | 4 | 4 | 0 | 4 | 8 | Lateral Hardening-Fuse-60174258, Lateral Hardening-Fuse-92187834, Lateral Hardening-Fuse-93159032, Lateral Hardening-Fuse-92894106 | 1500Million | Central | -1 | 3000
Lateral Hardening | Lateral Hardening-Fuse-10487468,1 | 13458 | 40163.8766 | 121578.8804 | 179059.9178 | 496363.6364 | 0.36074 | 0.41364 | 1200000 | 26 | 1 | 0 | 0 | 0 | 1 | Lateral Hardening-Fuse-10487468 | 1500Million | Eastern | -1 | 3000
Lateral Hardening | Lateral Hardening-Fuse-10696453,1 | 13961 | 38877.5561 | 10706.9341 | 47547.5902 | 131818.1818 | 0.36071 | 0.10985 | 1200000 | 3 | 1 | 0 | 0 | 0 | 1 | Lateral Hardening-Fuse-10696453 | 1500Million | Plant City | -1 | 3000
Lateral Hardening | Lateral Hardening-Fuse-10705806,1 | 13268 | 47362.4274 | 7004.5987 | 51964.4533 | 144318.1818 | 0.36007 | 0.12027 | 1200000 | 3 | 1 | 0 | 0 | 0 | 1 | Lateral Hardening-Fuse-10705806 | 1500Million | Plant City | -1 | 3000
Lateral Hardening | Lateral Hardening-Fuse-10465334,1 | 13434 | 101830.5791 | 169852.3824 | 266302.8376 | 740227.2727 | 0.35976 | 0.61686 | 1200000 | 75 | 1 | 0 | 0 | 0 | 1 | Lateral Hardening-Fuse-10465334 | 1500Million | Eastern | -1 | 3000
Lateral Hardening | Lateral Hardening-Fuse-93232043,4 | 13696 | 79804.7742 | 211305.1437 | 288382.9341 | 801636.3636 | 0.35974 | 0.83504 | 960000 | 23 | 4 | 1 | 0 | 1 | 5 | Lateral Hardening-Fuse-93232043, Lateral Hardening-Fuse-93232079, Lateral Hardening-Fuse-10795801, Lateral Hardening-Fuse-93232274 | 1500Million | Winter Haven | -1 | 3000
Lateral Hardening | Lateral Hardening-Fuse-10745569,1 | 13431 | 89627.3229 | 31166.1043 | 126315.545 | 351136.3636 | 0.35973 | 0.29261 | 1200000 | 4 | 1 | 0 | 0 | 0 | 1 | Lateral Hardening-Fuse-10745569 | 1500Million | Dade City | -1 | 3000
Lateral Hardening | Lateral Hardening-Fuse-10797387,1 | 14042 | 113463.0979 | 102070.944 | 210150.6351 | 584318.1818 | 0.35965 | 0.48693 | 1200000 | 12 | 1 | 1 | 0 | 1 | 2 | Lateral Hardening-Fuse-10797387 | 1500Million | Central | -1 | 3000
Lateral Hardening | Lateral Hardening-Fuse-93040099,1 | 13813 | 67245.236 | 21300.503 | 85394.7535 | 237500 | 0.35956 | 0.19792 | 1200000 | 3 | 1 | 0 | 0 | 0 | 1 | Lateral Hardening-Fuse-93040099 | 1500Million | Dade City | -1 | 3000
Lateral Hardening | Lateral Hardening-Fuse-10612053,1 | 13927 | 61840.5432 | 66836.015 | 132246.0242 | 368181.8182 | 0.35919 | 0.30682 | 1200000 | 60 | 1 | 0 | 0 | 0 | 1 | Lateral Hardening-Fuse-10612053 | 1500Million | Winter Haven | -1 | 3000
Lateral Hardening | Lateral Hardening-Fuse-60124049,1 | 13218 | 32891.2627 | 43110.6909 | 90255.9696 | 251363.6364 | 0.35907 | 0.20947 | 1200000 | 31 | 1 | 0 | 0 | 0 | 1 | Lateral Hardening-Fuse-60124049 | 1500Million | Western | -1 | 3000
Lateral Hardening | Lateral Hardening-Fuse-93059815,1 | 13593 | 49717.6014 | 15458.0168 | 62590.8618 | 174318.1818 | 0.35906 | 0.14527 | 1200000 | 21 | 1 | 0 | 0 | 0 | 1 | Lateral Hardening-Fuse-93059815 | 1500Million | Central | -1 | 3000
Lateral Hardening | Lateral Hardening-Fuse-10015764,1 | 13161 | 95517.3997 | 149470.3789 | 238337.6609 | 664090.9091 | 0.35889 | 0.55341 | 1200000 | 81 | 1 | 0 | 0 | 0 | 1 | Lateral Hardening-Fuse-10015764 | 1500Million | Western | -1 | 3000
Lateral Hardening | Lateral Hardening-Fuse-60172039,1 | 13968 | 39146.9684 | 47323.1937 | 84291.9505 | 235000 | 0.35869 | 0.19583 | 1200000 | 34 | 1 | 0 | 0 | 0 | 1 | Lateral Hardening-Fuse-60172039 | 1500Million | Winter Haven | -1 | 3000
Lateral Hardening | Lateral Hardening-Fuse-10095448,2 | 13786 | 63770.2719 | 336766.4706 | 412542.6721 | 1150545.4545 | 0.35856 | 1.1985 | 960000 | 28 | 2 | 1 | 0 | 1 | 3 | Lateral Hardening-Fuse-10095448, Lateral Hardening-Fuse-91804175 | 1500Million | Plant City | -1 | 3000
Lateral Hardening | Lateral Hardening-Fuse-60048290,1 | 13591 | 65930.8426 | 14227.4506 | 76891.5881 | 214545.4545 | 0.35839 | 0.17879 | 1200000 | 35 | 1 | 0 | 0 | 0 | 1 | Lateral Hardening-Fuse-60048290 | 1500Million | Central | -1 | 3000
Lateral Hardening | Lateral Hardening-Fuse-90294102,1 | 13815 | 40204.3447 | 8010.8203 | 46170.955 | 128863.6364 | 0.35829 | 0.10739 | 1200000 | 2 | 1 | 0 | 0 | 0 | 1 | Lateral Hardening-Fuse-90294102 | 1500Million | Dade City | -1 | 3000
Lateral Hardening | Lateral Hardening-Fuse-10089369,1 | 13278 | 39210.9474 | 74323.1673 | 110808.8041 | 309318.1818 | 0.35824 | 0.25777 | 1200000 | 35 | 1 | 0 | 0 | 0 | 1 | Lateral Hardening-Fuse-10089369 | 1500Million | Winter Haven | -1 | 3000
Lateral Hardening | Lateral Hardening-Fuse-91616523,1 | 13158 | 14474.9337 | 32052.3199 | 45668.9889 | 127500 | 0.35819 | 0.10625 | 1200000 | 15 | 1 | 0 | 0 | 0 | 1 | Lateral Hardening-Fuse-91616523 | 1500Million | Central | -1 | 3000
Lateral Hardening | Lateral Hardening-Fuse-92614444,1 | 13303 | 52697.04 | 17976.0001 | 67936.8615 | 189772.7273 | 0.35799 | 0.15814 | 1200000 | 6 | 1 | 0 | 0 | 0 | 1 | Lateral Hardening-Fuse-92614444 | 1500Million | South Hillsborough | -1 | 3000
Lateral Hardening | Lateral Hardening-Fuse-10595516,3 | 13294 | 63991.0723 | 315679.0658 | 370090.6837 | 1034545.4545 | 0.35773 | 1.0777 | 960000 | 36 | 3 | 0 | 0 | 0 | 3 | Lateral Hardening-Fuse-10595516, Lateral Hardening-Fuse-90702015, Lateral Hardening-Fuse-90490257 | 1500Million | Winter Haven | -1 | 3000
Lateral Hardening | Lateral Hardening-Fuse-92681028,4 | 13805 | 286208.9837 | 73427.8194 | 345641.0304 | 966363.6364 | 0.35767 | 1.0066 | 960000 | 15 | 4 | 0 | 0 | 0 | 4 | Lateral Hardening-Fuse-92681028, Lateral Hardening-Fuse-92681100, Lateral Hardening-Fuse-92681102, Lateral Hardening-Fuse-92681066 | 1500Million | Plant City | -1 | 3000
Lateral Hardening | Lateral Hardening-Fuse-90896817,3 | 13096 | 10480.2079 | 113629.9854 | 124699.6626 | 348727.2727 | 0.35759 | 0.36326 | 960000 | 3 | 3 | 0 | 0 | 0 | 3 | Lateral Hardening-Fuse-90896817, Lateral Hardening-Fuse-10363941, Lateral Hardening-Fuse-10363942 | 1500Million | Central | -1 | 3000
Lateral Hardening | Lateral Hardening-Fuse-60166997,1 | 13293 | 61812.0919 | 3371.9883 | 62234.8967 | 174090.9091 | 0.35749 | 0.14508 | 1200000 | 6 | 1 | 1 | 0 | 1 | 2 | Lateral Hardening-Fuse-60166997 | 1500Million | Winter Haven | -1 | 3000
Lateral Hardening | Lateral Hardening-Fuse-92223402,1 | 13489 | 40722.6017 | 3542.8619 | 42317.9539 | 118409.0909 | 0.35739 | 0.098674 | 1200000 | 6 | 1 | 0 | 0 | 0 | 1 | Lateral Hardening-Fuse-92223402 | 1500Million | South Hillsborough | -1 | 3000
Lateral Hardening | Lateral Hardening-Fuse-10477223,1 | 13326 | 1864.7197 | 80073.9592 | 79514.0492 | 222500 | 0.35737 | 0.18542 | 1200000 | 1 | 1 | 0 | 0 | 0 | 1 | Lateral Hardening-Fuse-10477223 | 1500Million | Eastern | -1 | 3000
Lateral Hardening | Lateral Hardening-Fuse-90770625,1 | 13129 | 4434.83 | 16022.1432 | 20061.1874 | 56136.3636 | 0.35737 | 0.04678 | 1200000 | 7 | 1 | 0 | 0 | 0 | 1 | Lateral Hardening-Fuse-90770625 | 1500Million | Eastern | -1 | 3000
Lateral Hardening | Lateral Hardening-Fuse-93055322,1 | 13593 | 161393.127 | 37303.9065 | 191350.2006 | 535681.8182 | 0.35721 | 0.4464 | 1200000 | 8 | 1 | 3 | 0 | 3 | 4 | Lateral Hardening-Fuse-93055322 | 1500Million | Central | -1 | 3000
Lateral Hardening | Lateral Hardening-Fuse-10580648,1 | 13630 | 0 | 39926.2478 | 54047.1385 | 151363.6364 | 0.35707 | 0.12614 | 1200000 | 15 | 1 | 3 | 0 | 3 | 4 | Lateral Hardening-Fuse-10580648 | 1500Million | Central | -1 | 3000
Lateral Hardening | Lateral Hardening-Fuse-92132589,1 | 13523 | 51207.6164 | 10059.07 | 58672.7604 | 164318.1818 | 0.35707 | 0.13693 | 1200000 | 31 | 1 | 0 | 0 | 0 | 1 | Lateral Hardening-Fuse-92132589 | 1500Million | Western | -1 | 3000
Lateral Hardening | Lateral Hardening-Fuse-92039091,6 | 13787 | 308148.3219 | 255465.7801 | 552584.8722 | 1548181.8182 | 0.35693 | 1.6127 | 960000 | 45 | 6 | 0 | 0 | 0 | 6 | Lateral Hardening-Fuse-92039091, Lateral Hardening-Fuse-90776704, Lateral Hardening-Fuse-91581442, Lateral Hardening-Fuse-10676307, Lateral Hardening-Fuse-10676308, Lateral Hardening-Fuse-90869092 | 1500Million | Plant City | -1 | 3000
Lateral Hardening | Lateral Hardening-Fuse-92890217,1 | 13112 | 12317.4969 | 31215.7415 | 42827.7887 | 120000 | 0.3569 | 0.1 | 1200000 | 15 | 1 | 0 | 0 | 0 | 1 | Lateral Hardening-Fuse-92890217 | 1500Million | Western | -1 | 3000
Lateral Hardening | Lateral Hardening-Fuse-92827027,1 | 13159 | 29883.1737 | 50360.4763 | 78136.6566 | 219090.9091 | 0.35664 | 0.18258 | 1200000 | 21 | 1 | 0 | 0 | 0 | 1 | Lateral Hardening-Fuse-92827027 | 1500Million | Central | -1 | 3000
Lateral Hardening | Lateral Hardening-Fuse-92096870,1 | 13217 | 34124.7593 | 64491.0185 | 97260.604 | 272727.2727 | 0.35662 | 0.22727 | 1200000 | 35 | 1 | 0 | 0 | 0 | 1 | Lateral Hardening-Fuse-92096870 | 1500Million | Western | -1 | 3000
Lateral Hardening | Lateral Hardening-Fuse-10904174,1 | 13712 | 41341.813 | 3717.5135 | 43049.8338 | 120909.0909 | 0.35605 | 0.10076 | 1200000 | 13 | 1 | 0 | 0 | 0 | 1 | Lateral Hardening-Fuse-10904174 | 1500Million | Eastern | -1 | 3000
Lateral Hardening | Lateral Hardening-Fuse-92649275,1 | 13331 | 100376.2155 | 12575.9224 | 107918.0262 | 303181.8182 | 0.35595 | 0.25265 | 1200000 | 27 | 1 | 0 | 0 | 0 | 1 | Lateral Hardening-Fuse-92649275 | 1500Million | Dade City | -1 | 3000
Lateral Hardening | Lateral Hardening-Fuse-10080884,2 | 13668 | 98971.6778 | 12800.625 | 113606.9797 | 319454.5455 | 0.35563 | 0.33277 | 960000 | 4 | 2 | 0 | 0 | 0 | 2 | Lateral Hardening-Fuse-10080884 [ 2027 ], Lateral Hardening-Fuse-10080960 | 1500Million | Plant City | -1 | 3000
Lateral Hardening | Lateral Hardening-Fuse-10397072,2 | 13591 | 66490.7441 | 34959.672 | 98656.1475 | 277454.5455 | 0.35558 | 0.28902 | 960000 | 67 | 2 | 0 | 0 | 0 | 2 | Lateral Hardening-Fuse-10397072, Lateral Hardening-Fuse-91176389 | 1500Million | Central | -1 | 3000
Lateral Hardening | Lateral Hardening-Fuse-93049056,1 | 13019 | 26110.6875 | 3300.7101 | 28102.7701 | 79090.9091 | 0.35532 | 0.065909 | 1200000 | 14 | 1 | 0 | 0 | 0 | 1 | Lateral Hardening-Fuse-93049056 | 1500Million | South Hillsborough | -1 | 3000
Lateral Hardening | Lateral Hardening-Fuse-92474762,1 | 13081 | 31096.4255 | 995.5877 | 30582.0999 | 86136.3636 | 0.35504 | 0.07178 | 1200000 | 28 | 1 | 0 | 0 | 0 | 1 | Lateral Hardening-Fuse-92474762 | 1500Million | Western | -1 | 3000
Lateral Hardening | Lateral Hardening-Fuse-90706391,1 | 13133 | 11970.6724 | 18901.2212 | 62054.0476 | 175000 | 0.35459 | 0.14583 | 1200000 | 24 | 1 | 0 | 0 | 0 | 1 | Lateral Hardening-Fuse-90706391 | 1500Million | Eastern | -1 | 3000
Lateral Hardening | Lateral Hardening-Fuse-10013927,1 | 13140 | 13076.0571 | 846.5948 | 17724.3927 | 50000 | 0.35449 | 0.021212 | 2357142.8571 | 25 | 1 | 0 | 0 | 0 | 1 | Lateral Hardening-Fuse-10013927 | 1500Million | Western | -1 | 3000
Lateral Hardening | Lateral Hardening-Fuse-93247249,1 | 13175 | 26674.9671 | 36510.149 | 61858.2244 | 174545.4545 | 0.3544 | 0.14545 | 1200000 | 25 | 1 | 0 | 0 | 0 | 1 | Lateral Hardening-Fuse-93247249 | 1500Million | Central | -1 | 3000
Lateral Hardening | Lateral Hardening-Fuse-91010468,1 | 13035 | 46597.6327 | 73342.9863 | 117020.4294 | 330227.2727 | 0.35436 | 0.27519 | 1200000 | 38 | 1 | 0 | 0 | 0 | 1 | Lateral Hardening-Fuse-91010468 | 1500Million | Central | -1 | 3000
Lateral Hardening | Lateral Hardening-Fuse-60027570,1 | 13094 | 17445.0898 | 1117.4523 | 17718.0759 | 50000 | 0.35436 | 0.035417 | 1411764.7059 | 16 | 1 | 0 | 0 | 0 | 1 | Lateral Hardening-Fuse-60027570 | 1500Million | Central | -1 | 3000
Lateral Hardening | Lateral Hardening-Fuse-60081634,1 | 13418 | 15830.3599 | 13011.6509 | 28252.4475 | 79772.7273 | 0.35416 | 0.066477 | 1200000 | 16 | 1 | 0 | 0 | 0 | 1 | Lateral Hardening-Fuse-60081634 | 1500Million | Central | -1 | 3000
Lateral Hardening | Lateral Hardening-Fuse-10095520,1 | 13786 | 65796.7219 | 25107.967 | 87486.0899 | 247272.7273 | 0.3538 | 0.20606 | 1200000 | 4 | 1 | 0 | 0 | 0 | 1 | Lateral Hardening-Fuse-10095520 | 1500Million | Plant City | -1 | 3000
Lateral Hardening | Lateral Hardening-Fuse-10655444,1 | 13188 | 38674.0496 | 80931.0464 | 124773.3562 | 352727.2727 | 0.35374 | 0.29394 | 1200000 | 30 | 1 | 0 | 0 | 0 | 1 | Lateral Hardening-Fuse-10655444 | 1500Million | Central | -1 | 3000
Lateral Hardening | Lateral Hardening-Fuse-91489174,1 | 13160 | 79200.4474 | 142177.8264 | 223474.5696 | 632045.4545 | 0.35357 | 0.5267 | 1200000 | 57 | 1 | 0 | 0 | 0 | 1 | Lateral Hardening-Fuse-91489174 | 1500Million | Central | -1 | 3000
Lateral Hardening | Lateral Hardening-Fuse-10671252,1 | 13389 | 33658.976 | 3780.4109 | 35798.5242 | 101363.6364 | 0.35317 | 0.08447 | 1200000 | 8 | 1 | 1 | 0 | 1 | 2 | Lateral Hardening-Fuse-10671252 | 1500Million | Plant City | -1 | 3000
Lateral Hardening | Lateral Hardening-Fuse-10758590,1 | 13422 | 107417.2869 | 415399.8308 | 516883.8269 | 1464090.9091 | 0.35304 | 1.2201 | 1200000 | 57 | 1 | 0 | 0 | 0 | 1 | Lateral Hardening-Fuse-10758590 | 1500Million | Dade City | -1 | 3000
Lateral Hardening | Lateral Hardening-Fuse-60006861,1 | 13092 | 24844.8257 | 1563.2325 | 25185.2785 | 71363.6364 | 0.35291 | 0.05947 | 1200000 | 17 | 1 | 0 | 0 | 0 | 1 | Lateral Hardening-Fuse-60006861 | 1500Million | Central | -1 | 3000
Lateral Hardening | Lateral Hardening-Fuse-10760010,1 | 13331 | 44131.9707 | 4337.8235 | 46352.241 | 131363.6364 | 0.35285 | 0.10947 | 1200000 | 63 | 1 | 0 | 0 | 0 | 1 | Lateral Hardening-Fuse-10760010 | 1500Million | Dade City | -1 | 3000
Lateral Hardening | Lateral Hardening-Fuse-92734174,1 | 13070 | 16012.8866 | 2442.0401 | 17640.3851 | 50000 | 0.35281 | 0.035417 | 1411764.7059 | 2 | 1 | 0 | 0 | 0 | 1 | Lateral Hardening-Fuse-92734174 | 1500Million | Western | -1 | 3000
Lateral Hardening | Lateral Hardening-Fuse-60129637,2 | 13935 | 51900.8673 | 46809.4001 | 99011.5865 | 280727.2727 | 0.3527 | 0.29242 | 960000 | 40 | 2 | 0 | 0 | 0 | 2 | Lateral Hardening-Fuse-60129637, Lateral Hardening-Fuse-90734367 | 1500Million | Central | -1 | 3000
Lateral Hardening | Lateral Hardening-Fuse-60033907,1 | 13134 | 26046.0999 | 59967.3465 | 84474.1826 | 239545.4545 | 0.35264 | 0.19962 | 1200000 | 27 | 1 | 0 | 0 | 0 | 1 | Lateral Hardening-Fuse-60033907 | 1500Million | Eastern | -1 | 3000
Lateral Hardening | Lateral Hardening-Fuse-92676457,1 | 13805 | 176902.1886 | 98262.2772 | 268022.3783 | 760227.2727 | 0.35256 | 0.63352 | 1200000 | 11 | 1 | 0 | 0 | 0 | 1 | Lateral Hardening-Fuse-92676457 | 1500Million | Plant City | -1 | 3000
Lateral Hardening | Lateral Hardening-Fuse-60140445,1 | 14114 | 29841.7787 | 97861.1156 | 127355.6235 | 361590.9091 | 0.35221 | 0.30133 | 1200000 | 17 | 1 | 0 | 0 | 0 | 1 | Lateral Hardening-Fuse-60140445 | 1500Million | Eastern | -1 | 3000
Lateral Hardening | Lateral Hardening-Fuse-92870593,1 | 13710 | 55203.9955 | 201707.7707 | 250407.9974 | 711136.3636 | 0.35212 | 0.59261 | 1200000 | 32 | 1 | 0 | 0 | 0 | 1 | Lateral Hardening-Fuse-92870593 | 1500Million | Eastern | -1 | 3000
Lateral Hardening | Lateral Hardening-Fuse-91396534,1 | 13825 | 25685.2127 | 1885.6757 | 26326.614 | 74772.7273 | 0.35209 | 0.062311 | 1200000 | 18 | 1 | 0 | 0 | 0 | 1 | Lateral Hardening-Fuse-91396534 | 1500Million | Central | -1 | 3000
Lateral Hardening | Lateral Hardening-Fuse-92734183,1 | 13070 | 2299.7661 | 23379.9784 | 25522.602 | 72500 | 0.35204 | 0.060417 | 1200000 | 2 | 1 | 0 | 0 | 0 | 1 | Lateral Hardening-Fuse-92734183 | 1500Million | Western | -1 | 3000
Lateral Hardening | Lateral Hardening-Fuse-10128493,1 | 13079 | 10061.4963 | 20703.0608 | 34962.2254 | 99318.1818 | 0.35202 | 0.082765 | 1200000 | 16 | 1 | 0 | 0 | 0 | 1 | Lateral Hardening-Fuse-10128493 | 1500Million | Western | -1 | 3000
Lateral Hardening | Lateral Hardening-Fuse-10379357,1 | 13186 | 41665.9302 | 92821.3065 | 131409.4551 | 373409.0909 | 0.35192 | 0.31117 | 1200000 | 34 | 1 | 0 | 0 | 0 | 1 | Lateral Hardening-Fuse-10379357 | 1500Million | Central | -1 | 3000
Lateral Hardening | Lateral Hardening-Fuse-92633052,1 | 13303 | 106973.1713 | 36455.424 | 138494.7566 | 393863.6364 | 0.35163 | 0.32822 | 1200000 | 9 | 1 | 0 | 0 | 0 | 1 | Lateral Hardening-Fuse-92633052 | 1500Million | South Hillsborough | -1 | 3000
Lateral Hardening | Lateral Hardening-Fuse-92369983,1 | 13707 | 7973.3933 | 33175.56 | 40586.6828 | 115454.5455 | 0.35154 | 0.096212 | 1200000 | 7 | 1 | 0 | 0 | 0 | 1 | Lateral Hardening-Fuse-92369983 | 1500Million | Eastern | -1 | 3000
Lateral Hardening | Lateral Hardening-Fuse-10662367,1 | 13473 | 95790.311 | 17586.8138 | 108494.4097 | 308636.3636 | 0.35153 | 0.2572 | 1200000 | 3 | 1 | 2 | 0 | 2 | 3 | Lateral Hardening-Fuse-10662367 | 1500Million | Winter Haven | -1 | 3000
Lateral Hardening | Lateral Hardening-Fuse-92838496,1 | 13772 | 18149.0156 | 278.0371 | 17571.9202 | 50000 | 0.35144 | 0.029735 | 1681528.6624 | 64 | 1 | 0 | 0 | 0 | 1 | Lateral Hardening-Fuse-92838496 | 1500Million | Winter Haven | -1 | 3000
Lateral Hardening | Lateral Hardening-Fuse-91524896,1 | 13621 | 40580.9675 | 6614.2739 | 45143.4499 | 128636.3636 | 0.35094 | 0.1072 | 1200000 | 6 | 1 | 0 | 0 | 0 | 1 | Lateral Hardening-Fuse-91524896 | 1500Million | Western | -1 | 3000
Lateral Hardening | Lateral Hardening-Fuse-10569612,1 | 13372 | 20607.6874 | 43756.0599 | 63296.1436 | 180454.5455 | 0.35076 | 0.15038 | 1200000 | 19 | 1 | 0 | 0 | 0 | 1 | Lateral Hardening-Fuse-10569612 | 1500Million | Winter Haven | -1 | 3000
Lateral Hardening | Lateral Hardening-Fuse-90106398,1 | 14024 | 32432.4385 | 9490.1875 | 40174.9007 | 114545.4545 | 0.35073 | 0.095455 | 1200000 | 2 | 1 | 0 | 0 | 0 | 1 | Lateral Hardening-Fuse-90106398 | 1500Million | South Hillsborough | -1 | 3000
Lateral Hardening | Lateral Hardening-Fuse-60291206,1 | 13201 | 38333.6692 | 19319.2152 | 56034.9999 | 159772.7273 | 0.35072 | 0.13314 | 1200000 | 57 | 1 | 0 | 0 | 0 | 1 | Lateral Hardening-Fuse-60291206 | 1500Million | Western | -1 | 3000
Lateral Hardening | Lateral Hardening-Fuse-10160210,2 | 13167 | 73750.1602 | 287592.5956 | 351105.8488 | 1002545.4545 | 0.35021 | 1.0443 | 960000 | 90 | 2 | 1 | 0 | 1 | 3 | Lateral Hardening-Fuse-10160210, Lateral Hardening-Fuse-91991443 | 1500Million | Western | -1 | 3000
Lateral Hardening | Lateral Hardening-Fuse-10379989,1 | 13187 | 22999.486 | 60593.0914 | 84474.9917 | 241363.6364 | 0.34999 | 0.20114 | 1200000 | 18 | 1 | 0 | 0 | 0 | 1 | Lateral Hardening-Fuse-10379989 | 1500Million | Central | -1 | 3000
Lateral Hardening | Lateral Hardening-Fuse-92692650,1 | 13830 | 29409.4499 | 55518.1748 | 83047.719 | 237500 | 0.34967 | 0.19792 | 1200000 | 24 | 1 | 0 | 0 | 0 | 1 | Lateral Hardening-Fuse-92692650 | 1500Million | Central | -1 | 3000
Lateral Hardening | Lateral Hardening-Fuse-10565892,1 | 13290 | 24662.0492 | 82695.407 | 104638.4632 | 299318.1818 | 0.34959 | 0.24943 | 1200000 | 18 | 1 | 0 | 0 | 0 | 1 | Lateral Hardening-Fuse-10565892 | 1500Million | Winter Haven | -1 | 3000
Lateral Hardening | Lateral Hardening-Fuse-10650547,2 | 13391 | 112156.5033 | 30837.8838 | 137912.7842 | 394545.4545 | 0.34955 | 0.41098 | 960000 | 9 | 2 | 0 | 0 | 0 | 2 | Lateral Hardening-Fuse-10650547, Lateral Hardening-Fuse-10650589 | 1500Million | Plant City | -1 | 3000
Lateral Hardening | Lateral Hardening-Fuse-10608740,1 | 13921 | 16017.0577 | 18517.2058 | 33754.8379 | 96590.9091 | 0.34946 | 0.080492 | 1200000 | 23 | 1 | 1 | 0 | 1 | 2 | Lateral Hardening-Fuse-10608740 | 1500Million | Winter Haven | -1 | 3000
Lateral Hardening | Lateral Hardening-Fuse-90826060,1 | 13328 | 40811.0995 | 72554.9634 | 114345.4559 | 327272.7273 | 0.34939 | 0.27273 | 1200000 | 31 | 1 | 0 | 0 | 0 | 1 | Lateral Hardening-Fuse-90826060 | 1500Million | Dade City | -1 | 3000
Lateral Hardening | Lateral Hardening-Fuse-90422962,1 | 13840 | 22655.8834 | 15667.6424 | 38350.5319 | 109772.7273 | 0.34936 | 0.091477 | 1200000 | 24 | 1 | 3 | 1 | 2 | 4 | Lateral Hardening-Fuse-90422962 | 1500Million | Central | -1 | 3000
Lateral Hardening | Lateral Hardening-Fuse-92872359,4 | 13710 | 53260.291 | 93531.4949 | 144124.819 | 412909.0909 | 0.34905 | 0.43011 | 960000 | 38 | 4 | 0 | 0 | 0 | 4 | Lateral Hardening-Fuse-92872359, Lateral Hardening-Fuse-92886085, Lateral Hardening-Fuse-92886087, Lateral Hardening-Fuse-92886089 | 1500Million | Eastern | -1 | 3000
Lateral Hardening | Lateral Hardening-Fuse-90881106,1 | 13390 | 104965.0643 | 130277.1229 | 229389.899 | 657500 | 0.34888 | 0.54792 | 1200000 | 2 | 1 | 0 | 0 | 0 | 1 | Lateral Hardening-Fuse-90881106 | 1500Million | Plant City | -1 | 3000
Lateral Hardening | Lateral Hardening-Fuse-91474484,1 | 14306 | 50517.1285 | 2625.2666 | 50728.8357 | 145454.5455 | 0.34876 | 0.12121 | 1200000 | 4 | 1 | 0 | 0 | 0 | 1 | Lateral Hardening-Fuse-91474484 | 1500Million | Dade City | -1 | 3000
Lateral Hardening | Lateral Hardening-Fuse-10876325,5 | 13649 | 255208.9686 | 346473.8896 | 714796.6328 | 2050727.2727 | 0.34856 | 2.1362 | 960000 | 154 | 5 | 0 | 0 | 0 | 5 | Lateral Hardening-Fuse-10876325, Lateral Hardening-Fuse-10876228, Lateral Hardening-Fuse-91133839, Lateral Hardening-Fuse-91117402, Lateral Hardening-Fuse-91398140 | 1500Million | South Hillsborough | -1 | 3000
Lateral Hardening | Lateral Hardening-Fuse-10595513,1 | 13698 | 95720.0599 | 278816.6084 | 365571.5287 | 1049545.4545 | 0.34831 | 0.87462 | 1200000 | 68 | 1 | 0 | 0 | 0 | 1 | Lateral Hardening-Fuse-10595513 | 1500Million | Winter Haven | -1 | 3000
Lateral Hardening | Lateral Hardening-Fuse-10051889,1 | 13198 | 7060.3674 | 18368.4088 | 34661.5098 | 99545.4545 | 0.3482 | 0.082955 | 1200000 | 12 | 1 | 0 | 0 | 0 | 1 | Lateral Hardening-Fuse-10051889 | 1500Million | Western | -1 | 3000
Lateral Hardening | Lateral Hardening-Fuse-60374763,1 | 14216 | 17948.5428 | 212910.8845 | 253085.5727 | 727272.7273 | 0.34799 | 0.60606 | 1200000 | 13 | 1 | 0 | 0 | 0 | 1 | Lateral Hardening-Fuse-60374763 | 1500Million | Central | -1 | 3000
Lateral Hardening | Lateral Hardening-Fuse-91458310,2 | 13020 | 53324.2256 | 14674.1581 | 65271.1929 | 187636.3636 | 0.34786 | 0.19545 | 960000 | 24 | 2 | 0 | 0 | 0 | 2 | Lateral Hardening-Fuse-91458310, Lateral Hardening-Fuse-10807559 | 1500Million | South Hillsborough | -1 | 3000
Lateral Hardening | Lateral Hardening-Fuse-92412939,1 | 13696 | 32621.6237 | 49411.4472 | 80469.0284 | 231363.6364 | 0.3478 | 0.1928 | 1200000 | 29 | 1 | 0 | 0 | 0 | 1 | Lateral Hardening-Fuse-92412939 | 1500Million | Winter Haven | -1 | 3000
Lateral Hardening | Lateral Hardening-Fuse-92470401,1 | 13899 | 17347.0849 | 866.881 | 17389.9556 | 50000 | 0.3478 | 0.032576 | 1534883.7209 | 11 | 1 | 0 | 0 | 0 | 1 | Lateral Hardening-Fuse-92470401 | 1500Million | South Hillsborough | -1 | 3000
Lateral Hardening | Lateral Hardening-Fuse-10605171,1 | 13924 | 115053.5421 | 85374.6567 | 196412.7905 | 564772.7273 | 0.34777 | 0.47064 | 1200000 | 4 | 1 | 0 | 0 | 0 | 1 | Lateral Hardening-Fuse-10605171 [ 2029 ] | 1500Million | Winter Haven | -1 | 3000
Lateral Hardening | Lateral Hardening-Fuse-60047114,1 | 13228 | 52210.664 | 137482.1041 | 184646.6674 | 531136.3636 | 0.34764 | 0.44261 | 1200000 | 38 | 1 | 0 | 0 | 0 | 1 | Lateral Hardening-Fuse-60047114 | 1500Million | Eastern | -1 | 3000
Lateral Hardening | Lateral Hardening-Fuse-92951078,3 | 13422 | 383916.8069 | 160687.2046 | 528861.8163 | 1521272.7273 | 0.34764 | 1.5847 | 960000 | 85 | 3 | 0 | 0 | 0 | 3 | Lateral Hardening-Fuse-92951078, Lateral Hardening-Fuse-10129813, Lateral Hardening-Fuse-10129816 | 1500Million | Dade City | -1 | 3000
Lateral Hardening | Lateral Hardening-Fuse-10640144,1 | 13795 | 50980.0707 | 122421.9777 | 170688.7897 | 491136.3636 | 0.34754 | 0.40928 | 1200000 | 28 | 1 | 0 | 0 | 0 | 1 | Lateral Hardening-Fuse-10640144 | 1500Million | Eastern | -1 | 3000
Lateral Hardening | Lateral Hardening-Fuse-93053754,1 | 13593 | 68456.8517 | 74417.6268 | 139384.7385 | 401136.3636 | 0.34747 | 0.33428 | 1200000 | 56 | 1 | 0 | 0 | 0 | 1 | Lateral Hardening-Fuse-93053754 | 1500Million | Central | -1 | 3000
Lateral Hardening | Lateral Hardening-Fuse-92529628,3 | 13210 | 8936.0731 | 32453.9453 | 46802.1832 | 134727.2727 | 0.34738 | 0.14034 | 960000 | 1 | 3 | 2 | 0 | 2 | 5 | Lateral Hardening-Fuse-92529628, Lateral Hardening-Fuse-92804400, Lateral Hardening-Fuse-60372713 | 1500Million | Western | -1 | 3000
Lateral Hardening | Lateral Hardening-Fuse-60017417,1 | 13029 | 23353.8324 | 61481.5004 | 83780.2746 | 241590.9091 | 0.34679 | 0.20133 | 1200000 | 23 | 1 | 0 | 0 | 0 | 1 | Lateral Hardening-Fuse-60017417 | 1500Million | Central | -1 | 3000
Lateral Hardening | Lateral Hardening-Fuse-10834660,1 | 13041 | 59856.1527 | 97813.2146 | 164299.1591 | 474545.4545 | 0.34622 | 0.39545 | 1200000 | 37 | 1 | 0 | 0 | 0 | 1 | Lateral Hardening-Fuse-10834660 | 1500Million | Eastern | -1 | 3000
Lateral Hardening | Lateral Hardening-Fuse-60033908,1 | 13134 | 17234.4286 | 72883.0977 | 88959.5045 | 257045.4545 | 0.34608 | 0.2142 | 1200000 | 17 | 1 | 0 | 0 | 0 | 1 | Lateral Hardening-Fuse-60033908 | 1500Million | Eastern | -1 | 3000
Lateral Hardening | Lateral Hardening-Fuse-90740675,1 | 13373 | 49449.5617 | 66655.9528 | 113107.0135 | 327045.4545 | 0.34584 | 0.27254 | 1200000 | 35 | 1 | 0 | 0 | 0 | 1 | Lateral Hardening-Fuse-90740675 | 1500Million | Winter Haven | -1 | 3000
Lateral Hardening | Lateral Hardening-Fuse-92376258,1 | 13041 | 44563.7816 | 59854.2073 | 101740.8558 | 294318.1818 | 0.34568 | 0.24527 | 1200000 | 32 | 1 | 0 | 0 | 0 | 1 | Lateral Hardening-Fuse-92376258 | 1500Million | Eastern | -1 | 3000
Lateral Hardening | Lateral Hardening-Fuse-60144205,1 | 13176 | 72739.6567 | 7039.983 | 76349.8645 | 220909.0909 | 0.34562 | 0.18409 | 1200000 | 37 | 1 | 0 | 0 | 0 | 1 | Lateral Hardening-Fuse-60144205 | 1500Million | Central | -1 | 3000
Lateral Hardening | Lateral Hardening-Fuse-91737253,1 | 13069 | 24021.246 | 52166.958 | 99085.2107 | 286818.1818 | 0.34546 | 0.23902 | 1200000 | 37 | 1 | 0 | 0 | 0 | 1 | Lateral Hardening-Fuse-91737253 | 1500Million | Western | -1 | 3000
Lateral Hardening | Lateral Hardening-Fuse-10089378,1 | 13278 | 27164.7154 | 61022.1821 | 86439.6453 | 250227.2727 | 0.34544 | 0.20852 | 1200000 | 25 | 1 | 0 | 0 | 0 | 1 | Lateral Hardening-Fuse-10089378 | 1500Million | Winter Haven | -1 | 3000
Lateral Hardening | Lateral Hardening-Fuse-90095683,1 | 14024 | 124975.157 | 40102.24 | 159810.4016 | 462727.2727 | 0.34537 | 0.38561 | 1200000 | 6 | 1 | 0 | 0 | 0 | 1 | Lateral Hardening-Fuse-90095683 | 1500Million | South Hillsborough | -1 | 3000
Lateral Hardening | Lateral Hardening-Fuse-60174230,1 | 13098 | 87073.1649 | 14829.6203 | 97434.2921 | 282272.7273 | 0.34518 | 0.23523 | 1200000 | 5 | 1 | 0 | 0 | 0 | 1 | Lateral Hardening-Fuse-60174230 | 1500Million | Central | -1 | 3000
Lateral Hardening | Lateral Hardening-Fuse-10704181,3 | 13125 | 184073.2988 | 246099.2327 | 417807.5845 | 1210727.2727 | 0.34509 | 1.2612 | 960000 | 369 | 3 | 9 | 0 | 9 | 12 | Lateral Hardening-Fuse-10704181, Lateral Hardening-Fuse-10704169, Lateral Hardening-Fuse-90104324 | 1500Million | Plant City | -1 | 3000
Lateral Hardening | Lateral Hardening-Fuse-92285404,1 | 13039 | 15433.5395 | 50662.2606 | 64696.3246 | 187500 | 0.34505 | 0.15625 | 1200000 | 11 | 1 | 1 | 0 | 1 | 2 | Lateral Hardening-Fuse-92285404 | 1500Million | Eastern | -1 | 3000
Lateral Hardening | Lateral Hardening-Fuse-60424318,1 | 13295 | 58840.1548 | 10280.6473 | 96081.3782 | 278636.3636 | 0.34483 | 0.2322 | 1200000 | 93 | 1 | 0 | 0 | 0 | 1 | Lateral Hardening-Fuse-60424318 | 1500Million | Winter Haven | -1 | 3000
Lateral Hardening | Lateral Hardening-Fuse-60646127,1 | 14020 | 32094.5985 | 67642.5574 | 99601.6182 | 288863.6364 | 0.3448 | 0.24072 | 1200000 | 23 | 1 | 1 | 0 | 1 | 2 | Lateral Hardening-Fuse-60646127 | 1500Million | South Hillsborough | -1 | 3000
Lateral Hardening | Lateral Hardening-Fuse-92345667,8 | 13150 | 220531.9102 | 152300.7345 | 363312.8218 | 1053818.1818 | 0.34476 | 1.0977 | 960000 | 137 | 8 | 2 | 0 | 2 | 10 | Lateral Hardening-Fuse-92345667, Lateral Hardening-Fuse-92345696, Lateral Hardening-Fuse-92345686, Lateral Hardening-Fuse-92345679, Lateral Hardening-Fuse-92345680, Lateral Hardening-Fuse-92345682, Lateral Hardening-Fuse-92345683, Lateral Hardening-Fuse-92345689 | 1500Million | Winter Haven | -1 | 3000
Lateral Hardening | Lateral Hardening-Fuse-91011449,2 | 13048 | 18282.8277 | 27096.6179 | 45112.4006 | 130909.0909 | 0.34461 | 0.13636 | 960000 | 11 | 2 | 0 | 0 | 0 | 2 | Lateral Hardening-Fuse-91011449, Lateral Hardening-Fuse-10100691 | 1500Million | Central | -1 | 3000
Lateral Hardening | Lateral Hardening-Fuse-10581460,1 | 13181 | 17567.3843 | 525.0739 | 17227.9674 | 50000 | 0.34456 | 0.020833 | 2400000 | 13 | 1 | 0 | 0 | 0 | 1 | Lateral Hardening-Fuse-10581460 | 1500Million | Central | -1 | 3000
Lateral Hardening | Lateral Hardening-Fuse-60470174,1 | 13422 | 28330.5256 | 61968.4775 | 89704.9203 | 260454.5455 | 0.34442 | 0.21705 | 1200000 | 18 | 1 | 0 | 0 | 0 | 1 | Lateral Hardening-Fuse-60470174 | 1500Million | Dade City | -1 | 3000
Lateral Hardening | Lateral Hardening-Fuse-60021763,1 | 13303 | 23993.8418 | 4372.6551 | 32161.196 | 93409.0909 | 0.3443 | 0.077841 | 1200000 | 2 | 1 | 0 | 0 | 0 | 1 | Lateral Hardening-Fuse-60021763 | 1500Million | South Hillsborough | -1 | 3000
Lateral Hardening | Lateral Hardening-Fuse-92201897,1 | 13118 | 15497.3296 | 54779.2485 | 69309.6057 | 201363.6364 | 0.3442 | 0.1678 | 1200000 | 15 | 1 | 0 | 0 | 0 | 1 | Lateral Hardening-Fuse-92201897 | 1500Million | Winter Haven | -1 | 3000
Lateral Hardening | Lateral Hardening-Fuse-91294491,1 | 13053 | 107660.0461 | 139977.2713 | 256571.8814 | 745454.5455 | 0.34418 | 0.62121 | 1200000 | 85 | 1 | 0 | 0 | 0 | 1 | Lateral Hardening-Fuse-91294491 | 1500Million | Central | -1 | 3000
Lateral Hardening | Lateral Hardening-Fuse-60114852,1 | 13600 | 17881.3642 | 675.334 | 17676.9364 | 51363.6364 | 0.34415 | 0.042803 | 1200000 | 13 | 1 | 0 | 0 | 0 | 1 | Lateral Hardening-Fuse-60114852 | 1500Million | Central | -1 | 3000
Lateral Hardening | Lateral Hardening-Fuse-90526776,1 | 13199 | 15690.142 | 14697.1611 | 29543.1122 | 85909.0909 | 0.34389 | 0.071591 | 1200000 | 28 | 1 | 0 | 0 | 0 | 1 | Lateral Hardening-Fuse-90526776 | 1500Million | Western | -1 | 3000
Lateral Hardening | Lateral Hardening-Fuse-10916722,1 | 13805 | 21686.2109 | 4238.0654 | 39297.1516 | 114318.1818 | 0.34375 | 0.095265 | 1200000 | 4 | 1 | 0 | 0 | 0 | 1 | Lateral Hardening-Fuse-10916722 | 1500Million | Plant City | -1 | 3000
Lateral Hardening | Lateral Hardening-Fuse-10786385,1 | 14040 | 8716.6983 | 29872.5492 | 37963.8482 | 110454.5455 | 0.34371 | 0.092045 | 1200000 | 7 | 1 | 0 | 0 | 0 | 1 | Lateral Hardening-Fuse-10786385 | 1500Million | Central | -1 | 3000
Lateral Hardening | Lateral Hardening-Fuse-90471297,1 | 13311 | 23956.692 | 49237.6329 | 77013.8098 | 224090.9091 | 0.34367 | 0.18674 | 1200000 | 22 | 1 | 0 | 0 | 0 | 1 | Lateral Hardening-Fuse-90471297 | 1500Million | Winter Haven | -1 | 3000
Lateral Hardening | Lateral Hardening-Fuse-60311365,8 | 13724 | 196052.5444 | 313110.6853 | 498443.5104 | 1450363.6364 | 0.34367 | 1.5108 | 960000 | 86 | 8 | 0 | 0 | 0 | 8 | Lateral Hardening-Fuse-60311365, Lateral Hardening-Fuse-10671323, Lateral Hardening-Fuse-90293198, Lateral Hardening-Fuse-10671318, Lateral Hardening-Fuse-10671324, Lateral Hardening-Fuse-90297643, Lateral Hardening-Fuse-10671304, Lateral Hardening-Fuse-90296985 | 1500Million | Plant City | -1 | 3000
Lateral Hardening | Lateral Hardening-Fuse-93241259,1 | 13114 | 28645.7237 | 58639.7012 | 85757.1408 | 249545.4545 | 0.34365 | 0.20795 | 1200000 | 35 | 1 | 0 | 0 | 0 | 1 | Lateral Hardening-Fuse-93241259 | 1500Million | Western | -1 | 3000
Lateral Hardening | Lateral Hardening-Fuse-92888794,1 | 13010 | 6250.9175 | 32288.6558 | 38084.7758 | 110909.0909 | 0.34339 | 0.092424 | 1200000 | 6 | 1 | 0 | 0 | 0 | 1 | Lateral Hardening-Fuse-92888794 | 1500Million | Plant City | -1 | 3000
Lateral Hardening | Lateral Hardening-Fuse-10456316,1 | 13225 | 50246.0001 | 76231.3661 | 126149.5594 | 367500 | 0.34326 | 0.30625 | 1200000 | 34 | 1 | 0 | 0 | 0 | 1 | Lateral Hardening-Fuse-10456316 | 1500Million | Eastern | -1 | 3000
Lateral Hardening | Lateral Hardening-Fuse-10166391,1 | 13073 | 2883.1748 | 15259.6592 | 30024.0798 | 87500 | 0.34313 | 0.072917 | 1200000 | 7 | 1 | 0 | 0 | 0 | 1 | Lateral Hardening-Fuse-10166391 | 1500Million | Western | -1 | 3000
Lateral Hardening | Lateral Hardening-Fuse-10754796,3 | 14306 | 80918.2261 | 579458.4511 | 746632.8274 | 2179272.7273 | 0.34261 | 2.2701 | 960000 | 38 | 3 | 1 | 0 | 1 | 4 | Lateral Hardening-Fuse-10754796, Lateral Hardening-Fuse-91534231, Lateral Hardening-Fuse-60614684 | 1500Million | Dade City | -1 | 3000
Lateral Hardening | Lateral Hardening-Fuse-60070196,1 | 13061 | 50222.7022 | 154313.1871 | 199223.2754 | 581590.9091 | 0.34255 | 0.48466 | 1200000 | 37 | 1 | 0 | 0 | 0 | 1 | Lateral Hardening-Fuse-60070196 | 1500Million | Western | -1 | 3000
Lateral Hardening | Lateral Hardening-Fuse-92682115,1 | 13805 | 88533.743 | 26378.1658 | 111076.9992 | 324318.1818 | 0.34249 | 0.27027 | 1200000 | 9 | 1 | 0 | 0 | 0 | 1 | Lateral Hardening-Fuse-92682115 | 1500Million | Plant City | -1 | 3000
Lateral Hardening | Lateral Hardening-Fuse-10451477,1 | 13128 | 48552.1082 | 113570.8145 | 168884.5476 | 493181.8182 | 0.34244 | 0.41098 | 1200000 | 41 | 1 | 0 | 0 | 0 | 1 | Lateral Hardening-Fuse-10451477 | 1500Million | Eastern | -1 | 3000
Lateral Hardening | Lateral Hardening-Fuse-60174277,5 | 13098 | 84467.5505 | 113153.9663 | 191979.2083 | 560909.0909 | 0.34226 | 0.58428 | 960000 | 54 | 5 | 2 | 0 | 2 | 7 | Lateral Hardening-Fuse-60174277, Lateral Hardening-Fuse-92859954, Lateral Hardening-Fuse-92859963, Lateral Hardening-Fuse-92859964, Lateral Hardening-Fuse-92859947 | 1500Million | Central | -1 | 3000
Lateral Hardening | Lateral Hardening-Fuse-60004601,1 | 13023 | 17624.0544 | 68875.9386 | 91873.5311 | 268636.3636 | 0.342 | 0.22386 | 1200000 | 17 | 1 | 3 | 0 | 3 | 4 | Lateral Hardening-Fuse-60004601 | 1500Million | Central | -1 | 3000
Lateral Hardening | Lateral Hardening-Fuse-93052691,1 | 13593 | 24066.5484 | 6484.2848 | 29300.2211 | 85681.8182 | 0.34197 | 0.071402 | 1200000 | 2 | 1 | 0 | 0 | 0 | 1 | Lateral Hardening-Fuse-93052691 | 1500Million | Central | -1 | 3000
Lateral Hardening | Lateral Hardening-Fuse-92234445,1 | 13039 | 40531.8097 | 85725.1372 | 122939.4088 | 359545.4545 | 0.34193 | 0.29962 | 1200000 | 29 | 1 | 0 | 0 | 0 | 1 | Lateral Hardening-Fuse-92234445 | 1500Million | Eastern | -1 | 3000
Lateral Hardening | Lateral Hardening-Fuse-90938151,1 | 13924 | 55227.835 | 5690.2207 | 58252.8301 | 170454.5455 | 0.34175 | 0.14205 | 1200000 | 6 | 1 | 0 | 0 | 0 | 1 | Lateral Hardening-Fuse-90938151 | 1500Million | Winter Haven | -1 | 3000
Lateral Hardening | Lateral Hardening-Fuse-10716349,2 | 13959 | 101991.5544 | 76947.3864 | 173492.8828 | 507818.1818 | 0.34164 | 0.52898 | 960000 | 9 | 2 | 0 | 0 | 0 | 2 | Lateral Hardening-Fuse-10716349, Lateral Hardening-Fuse-10716359 | 1500Million | Plant City | -1 | 3000
Lateral Hardening | Lateral Hardening-Fuse-91234217,1 | 13191 | 32328.9442 | 86193.6174 | 116089.602 | 340000 | 0.34144 | 0.28333 | 1200000 | 26 | 1 | 0 | 0 | 0 | 1 | Lateral Hardening-Fuse-91234217 | 1500Million | Western | -1 | 3000
Lateral Hardening | Lateral Hardening-Fuse-91931291,2 | 13948 | 35735.4718 | 25772.9331 | 59961.8097 | 175636.3636 | 0.3414 | 0.18295 | 960000 | 37 | 2 | 0 | 0 | 0 | 2 | Lateral Hardening-Fuse-91931291, Lateral Hardening-Fuse-91866694 | 1500Million | Central | -1 | 3000
Lateral Hardening | Lateral Hardening-Fuse-10091393,1 | 13279 | 32342.2977 | 64719.0305 | 95286.1363 | 279318.1818 | 0.34114 | 0.23277 | 1200000 | 30 | 1 | 0 | 0 | 0 | 1 | Lateral Hardening-Fuse-10091393 | 1500Million | Winter Haven | -1 | 3000
Lateral Hardening | Lateral Hardening-Fuse-91471792,1 | 13102 | 32501.831 | 34566.8844 | 65648.9017 | 192500 | 0.34103 | 0.16042 | 1200000 | 31 | 1 | 0 | 0 | 0 | 1 | Lateral Hardening-Fuse-91471792 | 1500Million | Central | -1 | 3000
Lateral Hardening | Lateral Hardening-Fuse-10015762,1 | 13161 | 14121.086 | 15080.4333 | 28661.3858 | 84090.9091 | 0.34084 | 0.070076 | 1200000 | 16 | 1 | 0 | 0 | 0 | 1 | Lateral Hardening-Fuse-10015762 | 1500Million | Western | -1 | 3000
Lateral Hardening | Lateral Hardening-Fuse-91558389,1 | 13011 | 6679.0543 | 10787.553 | 17039.44 | 50000 | 0.34079 | 0.041477 | 1205479.4521 | 12 | 1 | 0 | 0 | 0 | 1 | Lateral Hardening-Fuse-91558389 | 1500Million | Plant City | -1 | 3000
Lateral Hardening | Lateral Hardening-Fuse-90972726,4 | 13624 | 71573.6834 | 267397.4371 | 361117.1685 | 1060181.8182 | 0.34062 | 1.1044 | 960000 | 38 | 4 | 2 | 0 | 2 | 6 | Lateral Hardening-Fuse-90972726, Lateral Hardening-Fuse-90972723, Lateral Hardening-Fuse-90998652, Lateral Hardening-Fuse-91463821 | 1500Million | Western | -1 | 3000
Lateral Hardening | Lateral Hardening-Fuse-60211607,1 | 14111 | 34012.4578 | 44965.0083 | 92593.9557 | 272045.4545 | 0.34036 | 0.2267 | 1200000 | 26 | 1 | 1 | 0 | 1 | 2 | Lateral Hardening-Fuse-60211607 | 1500Million | Eastern | -1 | 3000
Lateral Hardening | Lateral Hardening-Fuse-60058607,1 | 13610 | 10278.7312 | 20674.5302 | 34556.5418 | 101590.9091 | 0.34015 | 0.084659 | 1200000 | 15 | 1 | 0 | 0 | 0 | 1 | Lateral Hardening-Fuse-60058607 | 1500Million | Western | -1 | 3000
Lateral Hardening | Lateral Hardening-Fuse-10605172,1 | 13924 | 224956.5362 | 144333.4273 | 359355.8788 | 1056590.9091 | 0.34011 | 0.88049 | 1200000 | 8 | 1 | 0 | 0 | 0 | 1 | Lateral Hardening-Fuse-10605172 | 1500Million | Winter Haven | -1 | 3000
Lateral Hardening | Lateral Hardening-Fuse-60621698,4 | 13296 | 115003.9299 | 124536.6527 | 253714.6718 | 746363.6364 | 0.33993 | 0.77746 | 960000 | 69 | 4 | 0 | 0 | 0 | 4 | Lateral Hardening-Fuse-60621698, Lateral Hardening-Fuse-10562359, Lateral Hardening-Fuse-10562354, Lateral Hardening-Fuse-60258534 | 1500Million | Winter Haven | -1 | 3000
Lateral Hardening | Lateral Hardening-Fuse-10793109,1 | 13470 | 38084.5621 | 105833.4852 | 139969.5358 | 411818.1818 | 0.33988 | 0.34318 | 1200000 | 26 | 1 | 0 | 0 | 0 | 1 | Lateral Hardening-Fuse-10793109 | 1500Million | Winter Haven | -1 | 3000
Lateral Hardening | Lateral Hardening-Fuse-91491066,25 | 13808 | 1592759.9562 | 1201866.1101 | 2725346.6449 | 8019808.6364 | 0.33983 | 7.9587 | 1007676.6836 | 19 | 26 | 1 | 0 | 1 | 27 | Lateral Hardening-Fuse-91491066 [ 2027 ], Lateral Hardening-Fuse-90053406, Lateral Hardening-Fuse-91533322 [ 2027 ], Lateral Hardening-Fuse-91092609, Lateral Hardening-Fuse-91094184 [ 2027 ], Lateral Hardening-Fuse-91094186 [ 2027 ], Lateral Hardening-Fuse-10686166, Lateral Hardening-Fuse-90101188, Lateral Hardening-Fuse-90101100, Lateral Hardening-Fuse-60370239, Lateral Hardening-Fuse-60582837, Lateral Hardening-Fuse-10686169, Lateral Hardening-Fuse-10686183, Lateral Hardening-Fuse-90480263, Lateral Hardening-Fuse-91587286, Lateral Hardening-Fuse-91741665, Lateral Hardening-Fuse-92668672, Lateral Hardening-Fuse-91587284, Lateral Hardening-Fuse-10686007, Lateral Hardening-Fuse-93290656, Lateral Hardening-Fuse-10686171, Lateral Hardening-Fuse-10686173, Lateral Hardening-Fuse-10686008, Lateral Hardening-Fuse-10686009, Lateral Hardening-Fuse-10686035 | 1500Million | Plant City | -1 | 3000
Lateral Hardening | Lateral Hardening-Fuse-90472267,2 | 13655 | 156859.2162 | 241829.9473 | 387540.3897 | 1141818.1818 | 0.33941 | 1.1894 | 960000 | 67 | 2 | 0 | 0 | 0 | 2 | Lateral Hardening-Fuse-90472267, Lateral Hardening-Fuse-60014139 | 1500Million | Plant City | -1 | 3000
Lateral Hardening | Lateral Hardening-Fuse-60418676,2 | 13097 | 74986.32 | 114621.9831 | 188214.9635 | 554545.4545 | 0.3394 | 0.57765 | 960000 | 34 | 2 | 0 | 0 | 0 | 2 | Lateral Hardening-Fuse-60418676, Lateral Hardening-Fuse-10368941 | 1500Million | Central | -1 | 3000
Lateral Hardening | Lateral Hardening-Fuse-92329295,2 | 13105 | 88407.1829 | 88279.6134 | 172115.0654 | 507818.1818 | 0.33893 | 0.52898 | 960000 | 59 | 2 | 0 | 0 | 0 | 2 | Lateral Hardening-Fuse-92329295, Lateral Hardening-Fuse-10580659 | 1500Million | Central | -1 | 3000
Lateral Hardening | Lateral Hardening-Fuse-10596851,1 | 13770 | 16634.3788 | 1608.145 | 18557.3781 | 54772.7273 | 0.33881 | 0.045644 | 1200000 | 2 | 1 | 0 | 0 | 0 | 1 | Lateral Hardening-Fuse-10596851 | 1500Million | Winter Haven | -1 | 3000
Lateral Hardening | Lateral Hardening-Fuse-92725357,1 | 13817 | 21045.927 | 1293.7192 | 21328.5502 | 62954.5455 | 0.33879 | 0.052462 | 1200000 | 7 | 1 | 0 | 0 | 0 | 1 | Lateral Hardening-Fuse-92725357 | 1500Million | South Hillsborough | -1 | 3000
Lateral Hardening | Lateral Hardening-Fuse-60071035,1 | 13077 | 24813.8017 | 3081.349 | 26664.6166 | 78863.6364 | 0.33811 | 0.06572 | 1200000 | 3 | 1 | 0 | 0 | 0 | 1 | Lateral Hardening-Fuse-60071035 | 1500Million | Western | -1 | 3000
Lateral Hardening | Lateral Hardening-Fuse-91400536,1 | 13464 | 23233.1308 | 28236.4848 | 50470.8305 | 149318.1818 | 0.33801 | 0.12443 | 1200000 | 27 | 1 | 2 | 0 | 2 | 3 | Lateral Hardening-Fuse-91400536 | 1500Million | Plant City | -1 | 3000
Lateral Hardening | Lateral Hardening-Fuse-91964809,1 | 13298 | 314812.1955 | 415101.6241 | 710970.0307 | 2104318.1818 | 0.33786 | 1.7536 | 1200000 | 41 | 1 | 0 | 0 | 0 | 1 | Lateral Hardening-Fuse-91964809 | 1500Million | Winter Haven | -1 | 3000
Lateral Hardening | Lateral Hardening-Fuse-92327566,1 | 13495 | 38600.9904 | 95359.7838 | 132275.2527 | 392045.4545 | 0.3374 | 0.3267 | 1200000 | 47 | 1 | 0 | 0 | 0 | 1 | Lateral Hardening-Fuse-92327566 | 1500Million | Eastern | -1 | 3000
Lateral Hardening | Lateral Hardening-Fuse-91104137,1 | 13516 | 13763.1756 | 55188.5308 | 68230.2552 | 202272.7273 | 0.33732 | 0.16856 | 1200000 | 16 | 1 | 0 | 0 | 0 | 1 | Lateral Hardening-Fuse-91104137 | 1500Million | Western | -1 | 3000
Lateral Hardening | Lateral Hardening-Fuse-91439966,1 | 13488 | 53552.3146 | 8211.2447 | 59045.669 | 175227.2727 | 0.33697 | 0.14602 | 1200000 | 52 | 1 | 0 | 0 | 0 | 1 | Lateral Hardening-Fuse-91439966 | 1500Million | South Hillsborough | -1 | 3000
Lateral Hardening | Lateral Hardening-Fuse-10247858,1 | 13217 | 28632.8031 | 36494.5045 | 80639.5473 | 239318.1818 | 0.33696 | 0.19943 | 1200000 | 34 | 1 | 0 | 0 | 0 | 1 | Lateral Hardening-Fuse-10247858 | 1500Million | Western | -1 | 3000
Lateral Hardening | Lateral Hardening-Fuse-10556696,1 | 13298 | 46896.06 | 13045.8002 | 61334.084 | 182045.4545 | 0.33692 | 0.1517 | 1200000 | 2 | 1 | 0 | 0 | 0 | 1 | Lateral Hardening-Fuse-10556696 | 1500Million | Winter Haven | -1 | 3000
Lateral Hardening | Lateral Hardening-Fuse-10147357,1 | 13358 | 0 | 198021.8086 | 193250.656 | 573863.6364 | 0.33675 | 0.47822 | 1200000 | 103 | 1 | 2 | 0 | 2 | 3 | Lateral Hardening-Fuse-10147357 | 1500Million | Western | -1 | 3000
Lateral Hardening | Lateral Hardening-Fuse-92983617,1 | 13631 | 48907.1237 | 17432.9416 | 64414.6869 | 191363.6364 | 0.33661 | 0.15947 | 1200000 | 55 | 1 | 0 | 0 | 0 | 1 | Lateral Hardening-Fuse-92983617 | 1500Million | Central | -1 | 3000
Lateral Hardening | Lateral Hardening-Fuse-60144143,3 | 13939 | 60648.4715 | 141702.6694 | 197430.7389 | 586545.4545 | 0.3366 | 0.61098 | 960000 | 34 | 3 | 0 | 0 | 0 | 3 | Lateral Hardening-Fuse-60144143, Lateral Hardening-Fuse-91785876, Lateral Hardening-Fuse-92206626 | 1500Million | Central | -1 | 3000
Lateral Hardening | Lateral Hardening-Fuse-93143239,1 | 13959 | 72142.0749 | 30124.8319 | 98366.3846 | 292500 | 0.3363 | 0.24375 | 1200000 | 4 | 1 | 0 | 0 | 0 | 1 | Lateral Hardening-Fuse-93143239 | 1500Million | Plant City | -1 | 3000
Lateral Hardening | Lateral Hardening-Fuse-92817105,1 | 13111 | 15819.9294 | 1790.2693 | 16795.8093 | 50000 | 0.33592 | 0.028409 | 1760000 | 4 | 1 | 0 | 0 | 0 | 1 | Lateral Hardening-Fuse-92817105 | 1500Million | Western | -1 | 3000
Lateral Hardening | Lateral Hardening-Fuse-10745477,1 | 13431 | 41406.3519 | 6489.0126 | 45790.119 | 136363.6364 | 0.33579 | 0.11364 | 1200000 | 4 | 1 | 0 | 0 | 0 | 1 | Lateral Hardening-Fuse-10745477 | 1500Million | Dade City | -1 | 3000
Lateral Hardening | Lateral Hardening-Fuse-10367295,1 | 13102 | 36503.8631 | 39600.8864 | 74517.9015 | 222045.4545 | 0.3356 | 0.18504 | 1200000 | 33 | 1 | 0 | 0 | 0 | 1 | Lateral Hardening-Fuse-10367295 | 1500Million | Central | -1 | 3000
Lateral Hardening | Lateral Hardening-Fuse-10616431,1 | 13124 | 63838.1896 | 17061.4173 | 77561.2985 | 231136.3636 | 0.33557 | 0.19261 | 1200000 | 5 | 1 | 0 | 0 | 0 | 1 | Lateral Hardening-Fuse-10616431 | 1500Million | Plant City | -1 | 3000
Lateral Hardening | Lateral Hardening-Fuse-93272182,1 | 13027 | 14273.6281 | 38816.0913 | 52299.886 | 155909.0909 | 0.33545 | 0.12992 | 1200000 | 13 | 1 | 0 | 0 | 0 | 1 | Lateral Hardening-Fuse-93272182 | 1500Million | Central | -1 | 3000
Lateral Hardening | Lateral Hardening-Fuse-92066961,3 | 13786 | 98929.1363 | 84094.3708 | 178083.0621 | 531272.7273 | 0.3352 | 0.55341 | 960000 | 12 | 3 | 0 | 0 | 0 | 3 | Lateral Hardening-Fuse-92066961, Lateral Hardening-Fuse-10095478, Lateral Hardening-Fuse-92060770 | 1500Million | Plant City | -1 | 3000
Lateral Hardening | Lateral Hardening-Fuse-10802859,1 | 13133 | 20672.1742 | 33730.7314 | 56580.0781 | 168863.6364 | 0.33506 | 0.14072 | 1200000 | 24 | 1 | 0 | 0 | 0 | 1 | Lateral Hardening-Fuse-10802859 | 1500Million | Eastern | -1 | 3000
Lateral Hardening | Lateral Hardening-Fuse-60603448,4 | 14341 | 282708.4452 | 1372623.211 | 1624824.9444 | 4852363.6364 | 0.33485 | 5.0545 | 960000 | 5 | 4 | 0 | 0 | 0 | 4 | Lateral Hardening-Fuse-60603448 [ 2028 ], Lateral Hardening-Fuse-10487519, Lateral Hardening-Fuse-60622336, Lateral Hardening-Fuse-60622327 [ 2028 ] | 1500Million | Eastern | -1 | 3000
Lateral Hardening | Lateral Hardening-Fuse-92629641,1 | 13303 | 15131.0551 | 2371.2692 | 16733.0078 | 50000 | 0.33466 | 0.035417 | 1411764.7059 | 4 | 1 | 0 | 0 | 0 | 1 | Lateral Hardening-Fuse-92629641 | 1500Million | South Hillsborough | -1 | 3000
Lateral Hardening | Lateral Hardening-Fuse-60252632,1 | 13028 | 49947.1711 | 69408.7347 | 126007.4626 | 376590.9091 | 0.3346 | 0.31383 | 1200000 | 49 | 1 | 0 | 0 | 0 | 1 | Lateral Hardening-Fuse-60252632 | 1500Million | Central | -1 | 3000
Lateral Hardening | Lateral Hardening-Fuse-10481905,1 | 13883 | 47798.3359 | 9433.953 | 54799.2156 | 163863.6364 | 0.33442 | 0.13655 | 1200000 | 12 | 1 | 0 | 0 | 0 | 1 | Lateral Hardening-Fuse-10481905 | 1500Million | Eastern | -1 | 3000
Lateral Hardening | Lateral Hardening-Fuse-60009819,1 | 13027 | 17332.4783 | 43061.0663 | 59466.2557 | 177954.5455 | 0.33417 | 0.1483 | 1200000 | 16 | 1 | 0 | 0 | 0 | 1 | Lateral Hardening-Fuse-60009819 | 1500Million | Central | -1 | 3000
Lateral Hardening | Lateral Hardening-Fuse-92317788,1 | 13838 | 53325.8973 | 51976.6714 | 103049.1671 | 308636.3636 | 0.33389 | 0.2572 | 1200000 | 51 | 1 | 0 | 0 | 0 | 1 | Lateral Hardening-Fuse-92317788 | 1500Million | Central | -1 | 3000
Lateral Hardening | Lateral Hardening-Fuse-93267156,1 | 13042 | 18793.8091 | 12601.9204 | 30496.9567 | 91363.6364 | 0.3338 | 0.076136 | 1200000 | 26 | 1 | 0 | 0 | 0 | 1 | Lateral Hardening-Fuse-93267156 | 1500Million | Central | -1 | 3000
Lateral Hardening | Lateral Hardening-Fuse-10829450,1 | 13687 | 5320.2221 | 21000.8698 | 26017.1384 | 77954.5455 | 0.33375 | 0.064962 | 1200000 | 5 | 1 | 0 | 0 | 0 | 1 | Lateral Hardening-Fuse-10829450 | 1500Million | Eastern | -1 | 3000
Lateral Hardening | Lateral Hardening-Fuse-92517321,2 | 14050 | 0 | 734571.9617 | 718468.8974 | 2153636.3636 | 0.33361 | 2.2434 | 960000 |  | 2 | 3 | 0 | 3 | 5 | Lateral Hardening-Fuse-92517321, Lateral Hardening-Fuse-10897228 | 1500Million | Plant City | -1 | 3000
Lateral Hardening | Lateral Hardening-Fuse-60202873,1 | 13422 | 48279.6067 | 108346.8452 | 155196.604 | 465454.5455 | 0.33343 | 0.38788 | 1200000 | 29 | 1 | 0 | 0 | 0 | 1 | Lateral Hardening-Fuse-60202873 | 1500Million | Dade City | -1 | 3000
Lateral Hardening | Lateral Hardening-Fuse-93049180,4 | 13148 | 294095.5413 | 323407.9523 | 604385.1357 | 1814545.4545 | 0.33308 | 1.8902 | 960000 | 41 | 4 | 0 | 0 | 0 | 4 | Lateral Hardening-Fuse-93049180, Lateral Hardening-Fuse-10645547, Lateral Hardening-Fuse-10645548, Lateral Hardening-Fuse-10645495 | 1500Million | Plant City | -1 | 3000
Lateral Hardening | Lateral Hardening-Fuse-92049567,1 | 13787 | 47175.8487 | 3960.3221 | 48797.9845 | 146590.9091 | 0.33289 | 0.12216 | 1200000 | 5 | 1 | 1 | 0 | 1 | 2 | Lateral Hardening-Fuse-92049567 | 1500Million | Plant City | -1 | 3000
Lateral Hardening | Lateral Hardening-Fuse-10120803,1 | 13053 | 48010.3834 | 67785.4876 | 113252.7839 | 340227.2727 | 0.33287 | 0.28352 | 1200000 | 42 | 1 | 0 | 0 | 0 | 1 | Lateral Hardening-Fuse-10120803 | 1500Million | Central | -1 | 3000
Lateral Hardening | Lateral Hardening-Fuse-91300326,1 | 13308 | 80202.8714 | 191044.9961 | 272983.852 | 820227.2727 | 0.33281 | 0.68352 | 1200000 | 48 | 1 | 0 | 0 | 0 | 1 | Lateral Hardening-Fuse-91300326 | 1500Million | Winter Haven | -1 | 3000
Lateral Hardening | Lateral Hardening-Fuse-10714653,2 | 13019 | 61689.5497 | 56272.0563 | 133967.894 | 402545.4545 | 0.3328 | 0.41932 | 960000 | 45 | 2 | 0 | 0 | 0 | 2 | Lateral Hardening-Fuse-10714653, Lateral Hardening-Fuse-10714652 | 1500Million | South Hillsborough | -1 | 3000
Lateral Hardening | Lateral Hardening-Fuse-10100708,1 | 13048 | 16157.5638 | 25890.3445 | 41268.7062 | 124090.9091 | 0.33257 | 0.10341 | 1200000 | 15 | 1 | 0 | 0 | 0 | 1 | Lateral Hardening-Fuse-10100708 | 1500Million | Central | -1 | 3000
Lateral Hardening | Lateral Hardening-Fuse-92001560,1 | 13219 | 47568.8486 | 4193.8478 | 49388.2225 | 148636.3636 | 0.33228 | 0.12386 | 1200000 | 20 | 1 | 0 | 0 | 0 | 1 | Lateral Hardening-Fuse-92001560 | 1500Million | Western | -1 | 3000
Lateral Hardening | Lateral Hardening-Fuse-10556589,1 | 13298 | 12021.1249 | 159138.986 | 244904.3386 | 738636.3636 | 0.33156 | 0.61553 | 1200000 | 9 | 1 | 0 | 0 | 0 | 1 | Lateral Hardening-Fuse-10556589 | 1500Million | Winter Haven | -1 | 3000
Lateral Hardening | Lateral Hardening-Fuse-60081638,1 | 13418 | 36476.4021 | 4850.2013 | 39533.5025 | 119318.1818 | 0.33133 | 0.099432 | 1200000 | 3 | 1 | 0 | 0 | 0 | 1 | Lateral Hardening-Fuse-60081638 | 1500Million | Central | -1 | 3000
Lateral Hardening | Lateral Hardening-Fuse-10363878,2 | 14071 | 100257.2919 | 147505.105 | 241957.7963 | 730363.6364 | 0.33128 | 0.7608 | 960000 | 47 | 2 | 0 | 0 | 0 | 2 | Lateral Hardening-Fuse-10363878, Lateral Hardening-Fuse-10363882 | 1500Million | Western | -1 | 3000
Lateral Hardening | Lateral Hardening-Fuse-10759888,1 | 13813 | 45912.2038 | 6325.8447 | 49971.3234 | 150909.0909 | 0.33114 | 0.12576 | 1200000 | 13 | 1 | 0 | 0 | 0 | 1 | Lateral Hardening-Fuse-10759888 | 1500Million | Dade City | -1 | 3000
Lateral Hardening | Lateral Hardening-Fuse-10632109,1 | 13311 | 16406.9719 | 42233.6453 | 59752.5081 | 180454.5455 | 0.33112 | 0.15038 | 1200000 | 16 | 1 | 0 | 0 | 0 | 1 | Lateral Hardening-Fuse-10632109 | 1500Million | Winter Haven | -1 | 3000
Lateral Hardening | Lateral Hardening-Fuse-93271609,1 | 13820 | 99552.8826 | 19731.1755 | 114383.8536 | 345454.5455 | 0.33111 | 0.28788 | 1200000 | 10 | 1 | 0 | 0 | 0 | 1 | Lateral Hardening-Fuse-93271609 | 1500Million | South Hillsborough | -1 | 3000
Lateral Hardening | Lateral Hardening-Fuse-10565129,1 | 13291 | 65953.375 | 103148.1523 | 165155.5047 | 498863.6364 | 0.33106 | 0.41572 | 1200000 | 54 | 1 | 1 | 0 | 1 | 2 | Lateral Hardening-Fuse-10565129 | 1500Million | Winter Haven | -1 | 3000
Lateral Hardening | Lateral Hardening-Fuse-91240692,5 | 13186 | 148949.8233 | 136879.6628 | 278626.0157 | 841636.3636 | 0.33105 | 0.8767 | 960000 | 103 | 5 | 0 | 0 | 0 | 5 | Lateral Hardening-Fuse-91240692, Lateral Hardening-Fuse-92310180, Lateral Hardening-Fuse-92310504, Lateral Hardening-Fuse-10379365, Lateral Hardening-Fuse-10379366 | 1500Million | Central | -1 | 3000
Lateral Hardening | Lateral Hardening-Fuse-10441193,4 | 13946 | 136100.7761 | 134233.6753 | 266650.594 | 806909.0909 | 0.33046 | 0.84053 | 960000 | 69 | 4 | 0 | 0 | 0 | 4 | Lateral Hardening-Fuse-10441193, Lateral Hardening-Fuse-91357529, Lateral Hardening-Fuse-10441192, Lateral Hardening-Fuse-10441191 | 1500Million | Central | -1 | 3000
Lateral Hardening | Lateral Hardening-Fuse-91940384,1 | 13079 | 31527.4213 | 43377.3058 | 73450.2612 | 222272.7273 | 0.33045 | 0.18523 | 1200000 | 32 | 1 | 0 | 0 | 0 | 1 | Lateral Hardening-Fuse-91940384 | 1500Million | Western | -1 | 3000
Lateral Hardening | Lateral Hardening-Fuse-60581080,1 | 13191 | 25781.2023 | 958.9284 | 25527.4981 | 77272.7273 | 0.33036 | 0.064394 | 1200000 | 20 | 1 | 2 | 1 | 1 | 3 | Lateral Hardening-Fuse-60581080 | 1500Million | Western | -1 | 3000
Lateral Hardening | Lateral Hardening-Fuse-90366790,1 | 13011 | 66683.9774 | 134191.4145 | 195783.2771 | 592727.2727 | 0.33031 | 0.49394 | 1200000 | 51 | 1 | 0 | 0 | 0 | 1 | Lateral Hardening-Fuse-90366790 | 1500Million | Plant City | -1 | 3000
Lateral Hardening | Lateral Hardening-Fuse-91779572,2 | 13225 | 71913.8174 | 69242.0448 | 138314.2942 | 419636.3636 | 0.32961 | 0.43712 | 960000 | 56 | 2 | 0 | 0 | 0 | 2 | Lateral Hardening-Fuse-91779572, Lateral Hardening-Fuse-92498571 | 1500Million | Eastern | -1 | 3000
Lateral Hardening | Lateral Hardening-Fuse-93324115,1 | 13723 | 8027.0161 | 90292.2334 | 95838.7868 | 290909.0909 | 0.32945 | 0.24242 | 1200000 | 4 | 1 | 0 | 0 | 0 | 1 | Lateral Hardening-Fuse-93324115 | 1500Million | Plant City | -1 | 3000
Lateral Hardening | Lateral Hardening-Fuse-60170502,1 | 13204 | 63450.276 | 117803.7497 | 187412.7005 | 569318.1818 | 0.32919 | 0.47443 | 1200000 | 48 | 1 | 0 | 0 | 0 | 1 | Lateral Hardening-Fuse-60170502 | 1500Million | Central | -1 | 3000
Lateral Hardening | Lateral Hardening-Fuse-92906109,1 | 13826 | 28560.005 | 48207.4022 | 74810.2871 | 227272.7273 | 0.32917 | 0.18939 | 1200000 | 22 | 1 | 0 | 0 | 0 | 1 | Lateral Hardening-Fuse-92906109 | 1500Million | Central | -1 | 3000
Lateral Hardening | Lateral Hardening-Fuse-93088673,1 | 13080 | 52743.4561 | 58799.0001 | 109548.284 | 332954.5455 | 0.32902 | 0.27746 | 1200000 | 56 | 1 | 1 | 0 | 1 | 2 | Lateral Hardening-Fuse-93088673 | 1500Million | Western | -1 | 3000
Lateral Hardening | Lateral Hardening-Fuse-91508848,6 | 13787 | 245513.6299 | 146831.1437 | 416683.4231 | 1267818.1818 | 0.32866 | 1.3206 | 960000 | 43 | 6 | 1 | 0 | 1 | 7 | Lateral Hardening-Fuse-91508848, Lateral Hardening-Fuse-10629075, Lateral Hardening-Fuse-92045581, Lateral Hardening-Fuse-10629061, Lateral Hardening-Fuse-10629036, Lateral Hardening-Fuse-10628991 | 1500Million | Plant City | -1 | 3000
Lateral Hardening | Lateral Hardening-Fuse-10406697,1 | 13837 | 17341.5748 | 33630.6902 | 49806.5721 | 151590.9091 | 0.32856 | 0.12633 | 1200000 | 12 | 1 | 1 | 0 | 1 | 2 | Lateral Hardening-Fuse-10406697 | 1500Million | Central | -1 | 3000
Lateral Hardening | Lateral Hardening-Fuse-90770619,1 | 13129 | 46514.3763 | 88736.6231 | 132295.6855 | 402727.2727 | 0.3285 | 0.33561 | 1200000 | 39 | 1 | 0 | 0 | 0 | 1 | Lateral Hardening-Fuse-90770619 | 1500Million | Eastern | -1 | 3000
Lateral Hardening | Lateral Hardening-Fuse-93276850,1 | 13213 | 15182.8117 | 1994.853 | 16424.6067 | 50000 | 0.32849 | 0.04053 | 1233644.8598 | 6 | 1 | 0 | 0 | 0 | 1 | Lateral Hardening-Fuse-93276850 | 1500Million | Eastern | -1 | 3000
Lateral Hardening | Lateral Hardening-Fuse-10847284,2 | 13707 | 15877.5693 | 77262.8262 | 92574.5739 | 282181.8182 | 0.32807 | 0.29394 | 960000 | 8 | 2 | 0 | 0 | 0 | 2 | Lateral Hardening-Fuse-10847284, Lateral Hardening-Fuse-92354059 | 1500Million | Eastern | -1 | 3000
Lateral Hardening | Lateral Hardening-Fuse-10128495,1 | 13079 | 9959.2055 | 14613.9937 | 23910.8048 | 72954.5455 | 0.32775 | 0.060795 | 1200000 | 20 | 1 | 0 | 0 | 0 | 1 | Lateral Hardening-Fuse-10128495 | 1500Million | Western | -1 | 3000
Lateral Hardening | Lateral Hardening-Fuse-93376880,2 | 13303 | 36640.5741 | 2841.1421 | 37691.9294 | 115090.9091 | 0.3275 | 0.11989 | 960000 | 1 | 2 | 0 | 0 | 0 | 2 | Lateral Hardening-Fuse-93376880, Lateral Hardening-Fuse-60018112 | 1500Million | South Hillsborough | -1 | 3000
Lateral Hardening | Lateral Hardening-Fuse-92849397,1 | 13011 | 41986.9228 | 7653.835 | 47479.2407 | 145000 | 0.32744 | 0.12083 | 1200000 | 4 | 1 | 0 | 0 | 0 | 1 | Lateral Hardening-Fuse-92849397 | 1500Million | Plant City | -1 | 3000
Lateral Hardening | Lateral Hardening-Fuse-10834659,1 | 13041 | 82322.5976 | 122101.9879 | 199458.4906 | 609545.4545 | 0.32722 | 0.50795 | 1200000 | 50 | 1 | 0 | 0 | 0 | 1 | Lateral Hardening-Fuse-10834659 | 1500Million | Eastern | -1 | 3000
Lateral Hardening | Lateral Hardening-Fuse-60009038,1 | 13825 | 76889.7892 | 98075.3963 | 171320.3518 | 524318.1818 | 0.32675 | 0.43693 | 1200000 | 69 | 1 | 0 | 0 | 0 | 1 | Lateral Hardening-Fuse-60009038 | 1500Million | Central | -1 | 3000
Lateral Hardening | Lateral Hardening-Fuse-91755608,1 | 13330 | 32463.4799 | 5180.0198 | 42316.6395 | 129772.7273 | 0.32608 | 0.10814 | 1200000 | 3 | 1 | 0 | 0 | 0 | 1 | Lateral Hardening-Fuse-91755608 | 1500Million | Dade City | -1 | 3000
Lateral Hardening | Lateral Hardening-Fuse-10155423,1 | 13067 | 40985.9603 | 46438.5995 | 85546.3947 | 262500 | 0.32589 | 0.21875 | 1200000 | 39 | 1 | 0 | 0 | 0 | 1 | Lateral Hardening-Fuse-10155423 | 1500Million | Western | -1 | 3000
Lateral Hardening | Lateral Hardening-Fuse-10635158,1 | 13242 | 8168.5018 | 35820.4163 | 43205.7756 | 132727.2727 | 0.32552 | 0.11061 | 1200000 | 6 | 1 | 1 | 0 | 1 | 2 | Lateral Hardening-Fuse-10635158 | 1500Million | Plant City | -1 | 3000
Lateral Hardening | Lateral Hardening-Fuse-10204436,1 | 13337 | 79514.1776 | 137161.3674 | 210483.1125 | 647045.4545 | 0.3253 | 0.5392 | 1200000 | 56 | 1 | 0 | 0 | 0 | 1 | Lateral Hardening-Fuse-10204436 | 1500Million | Western | -1 | 3000
Lateral Hardening | Lateral Hardening-Fuse-10445018,1 | 13986 | 0 | 439164.0327 | 432763.617 | 1330454.5455 | 0.32528 | 1.1087 | 1200000 | 3 | 1 | 2 | 0 | 2 | 3 | Lateral Hardening-Fuse-10445018 [ 2029 ] | 1500Million | Central | -1 | 3000
Lateral Hardening | Lateral Hardening-Fuse-10389244,1 | 13365 | 70788.3712 | 62910.3231 | 130754.0609 | 402045.4545 | 0.32522 | 0.33504 | 1200000 | 77 | 1 | 0 | 0 | 0 | 1 | Lateral Hardening-Fuse-10389244 | 1500Million | Central | -1 | 3000
Lateral Hardening | Lateral Hardening-Fuse-10132248,1 | 13080 | 25516.8827 | 38454.073 | 93725.1941 | 288409.0909 | 0.32497 | 0.24034 | 1200000 | 33 | 1 | 0 | 0 | 0 | 1 | Lateral Hardening-Fuse-10132248 | 1500Million | Western | -1 | 3000
Lateral Hardening | Lateral Hardening-Fuse-10655464,1 | 13188 | 12470.2376 | 39326.9707 | 50995.3753 | 157045.4545 | 0.32472 | 0.13087 | 1200000 | 13 | 1 | 0 | 0 | 0 | 1 | Lateral Hardening-Fuse-10655464 | 1500Million | Central | -1 | 3000
Lateral Hardening | Lateral Hardening-Fuse-60530363,1 | 13698 | 78731.09 | 451325.2259 | 524490.0009 | 1615227.2727 | 0.32472 | 1.346 | 1200000 | 42 | 1 | 1 | 0 | 1 | 2 | Lateral Hardening-Fuse-60530363 | 1500Million | Winter Haven | -1 | 3000
Lateral Hardening | Lateral Hardening-Fuse-93316885,1 | 13723 | 96614.4115 | 20244.7628 | 112169.1072 | 345454.5455 | 0.3247 | 0.28788 | 1200000 | 6 | 1 | 0 | 0 | 0 | 1 | Lateral Hardening-Fuse-93316885 | 1500Million | Plant City | -1 | 3000
Lateral Hardening | Lateral Hardening-Fuse-10933142,1 | 13897 | 64349.2618 | 20065.4254 | 81127.1372 | 250454.5455 | 0.32392 | 0.20871 | 1200000 | 4 | 1 | 0 | 0 | 0 | 1 | Lateral Hardening-Fuse-10933142 | 1500Million | South Hillsborough | -1 | 3000
Lateral Hardening | Lateral Hardening-Fuse-93274681,1 | 13080 | 57207.4454 | 6090.1221 | 60412.0237 | 186590.9091 | 0.32377 | 0.15549 | 1200000 | 22 | 1 | 0 | 0 | 0 | 1 | Lateral Hardening-Fuse-93274681 | 1500Million | Western | -1 | 3000
Lateral Hardening | Lateral Hardening-Fuse-93198534,1 | 14050 | 0 | 468613.8033 | 457456.8145 | 1412954.5455 | 0.32376 | 1.1775 | 1200000 | 10 | 1 | 0 | 0 | 0 | 1 | Lateral Hardening-Fuse-93198534 [ 2029 ] | 1500Million | Plant City | -1 | 3000
Lateral Hardening | Lateral Hardening-Fuse-10535988,2 | 13115 | 18530.9186 | 3377.3119 | 22779.3678 | 70363.6364 | 0.32374 | 0.073295 | 960000 | 6 | 2 | 1 | 0 | 1 | 3 | Lateral Hardening-Fuse-10535988, Lateral Hardening-Fuse-90710187 | 1500Million | Winter Haven | -1 | 3000
Lateral Hardening | Lateral Hardening-Fuse-60130950,4 | 13022 | 125904.1881 | 158443.169 | 282299.3499 | 872727.2727 | 0.32347 | 0.90909 | 960000 | 98 | 4 | 0 | 0 | 0 | 4 | Lateral Hardening-Fuse-60130950, Lateral Hardening-Fuse-60130956, Lateral Hardening-Fuse-92317406, Lateral Hardening-Fuse-60130951 | 1500Million | Central | -1 | 3000
Lateral Hardening | Lateral Hardening-Fuse-10218977,1 | 13510 | 43998.6104 | 106468.5538 | 148488.5119 | 460227.2727 | 0.32264 | 0.38352 | 1200000 | 45 | 1 | 0 | 0 | 0 | 1 | Lateral Hardening-Fuse-10218977 | 1500Million | Western | -1 | 3000
Lateral Hardening | Lateral Hardening-Fuse-10163214,1 | 13091 | 34010.4816 | 48346.5558 | 84322.037 | 261363.6364 | 0.32262 | 0.2178 | 1200000 | 32 | 1 | 0 | 0 | 0 | 1 | Lateral Hardening-Fuse-10163214 | 1500Million | Central | -1 | 3000
Lateral Hardening | Lateral Hardening-Fuse-10540496,2 | 13964 | 0 | 207959.0635 | 319022.8704 | 989272.7273 | 0.32248 | 1.0305 | 960000 | 59 | 2 | 2 | 0 | 2 | 4 | Lateral Hardening-Fuse-10540496, Lateral Hardening-Fuse-91640990 | 1500Million | Eastern | -1 | 3000
Lateral Hardening | Lateral Hardening-Fuse-10681827,1 | 13214 | 0 | 49090.6 | 48503.381 | 150454.5455 | 0.32238 | 0.12538 | 1200000 | 3 | 1 | 0 | 0 | 0 | 1 | Lateral Hardening-Fuse-10681827 | 1500Million | Eastern | -1 | 3000
Lateral Hardening | Lateral Hardening-Fuse-60062681,1 | 13204 | 10152.5603 | 19919.4037 | 29587.1287 | 91818.1818 | 0.32224 | 0.076515 | 1200000 | 9 | 1 | 0 | 0 | 0 | 1 | Lateral Hardening-Fuse-60062681 | 1500Million | Central | -1 | 3000
Lateral Hardening | Lateral Hardening-Fuse-60069111,1 | 13461 | 69408.5156 | 12844.3527 | 78858.0874 | 245000 | 0.32187 | 0.20417 | 1200000 | 6 | 1 | 2 | 0 | 2 | 3 | Lateral Hardening-Fuse-60069111 | 1500Million | Eastern | -1 | 3000
Lateral Hardening | Lateral Hardening-Fuse-10686137,3 | 13808 | 155249.1982 | 137064.2744 | 283566.4709 | 881454.5455 | 0.3217 | 0.91818 | 960000 | 2 | 3 | 0 | 0 | 0 | 3 | Lateral Hardening-Fuse-10686137, Lateral Hardening-Fuse-93311529, Lateral Hardening-Fuse-93311316 | 1500Million | Plant City | -1 | 3000
Lateral Hardening | Lateral Hardening-Fuse-90412400,3 | 13652 | 199643.7506 | 262942.3259 | 535125.6185 | 1663818.1818 | 0.32163 | 1.7331 | 960000 | 129 | 3 | 0 | 0 | 0 | 3 | Lateral Hardening-Fuse-90412400, Lateral Hardening-Fuse-90406657, Lateral Hardening-Fuse-90412491 | 1500Million | South Hillsborough | -1 | 3000
Lateral Hardening | Lateral Hardening-Fuse-60029634,1 | 13093 | 9148.8768 | 13604.7284 | 22196.1378 | 69090.9091 | 0.32126 | 0.057576 | 1200000 | 15 | 1 | 0 | 0 | 0 | 1 | Lateral Hardening-Fuse-60029634 | 1500Million | Central | -1 | 3000
Lateral Hardening | Lateral Hardening-Fuse-60146812,1 | 13436 | 18332.3557 | 112003.0376 | 129593.2196 | 403409.0909 | 0.32125 | 0.33617 | 1200000 | 11 | 1 | 0 | 0 | 0 | 1 | Lateral Hardening-Fuse-60146812 | 1500Million | Eastern | -1 | 3000
Lateral Hardening | Lateral Hardening-Fuse-10680834,1 | 13308 | 31667.1279 | 60301.8415 | 89957.0027 | 280227.2727 | 0.32101 | 0.23352 | 1200000 | 25 | 1 | 0 | 0 | 0 | 1 | Lateral Hardening-Fuse-10680834 | 1500Million | Winter Haven | -1 | 3000
Lateral Hardening | Lateral Hardening-Fuse-90140005,1 | 13795 | 24483.4708 | 1412.1593 | 24726.7531 | 77045.4545 | 0.32094 | 0.064205 | 1200000 | 2 | 1 | 0 | 0 | 0 | 1 | Lateral Hardening-Fuse-90140005 | 1500Million | Eastern | -1 | 3000
Lateral Hardening | Lateral Hardening-Fuse-91565805,1 | 13695 | 16266.5322 | 526.009 | 16044.9447 | 50000 | 0.3209 | 0.022159 | 2256410.2564 | 185 | 1 | 1 | 0 | 1 | 2 | Lateral Hardening-Fuse-91565805 | 1500Million | Winter Haven | -1 | 3000
Lateral Hardening | Lateral Hardening-Fuse-60276943,3 | 13815 | 246173.523 | 202733.2086 | 435774.0714 | 1360727.2727 | 0.32025 | 1.4174 | 960000 | 7 | 3 | 3 | 1 | 2 | 6 | Lateral Hardening-Fuse-60276943 [ 2027 ], Lateral Hardening-Fuse-90294140, Lateral Hardening-Fuse-90294145 | 1500Million | Dade City | -1 | 3000
Lateral Hardening | Lateral Hardening-Fuse-10465320,1 | 13434 | 47379.1973 | 120129.1262 | 165009.5468 | 515454.5455 | 0.32012 | 0.42955 | 1200000 | 47 | 1 | 0 | 0 | 0 | 1 | Lateral Hardening-Fuse-10465320 | 1500Million | Eastern | -1 | 3000
Lateral Hardening | Lateral Hardening-Fuse-10791871,1 | 13243 | 51323.4805 | 58056.9602 | 106594.3368 | 333181.8182 | 0.31993 | 0.27765 | 1200000 | 37 | 1 | 0 | 0 | 0 | 1 | Lateral Hardening-Fuse-10791871 | 1500Million | Plant City | -1 | 3000
Lateral Hardening | Lateral Hardening-Fuse-10163189,1 | 13091 | 20310.5329 | 27025.5053 | 46514.0725 | 145454.5455 | 0.31978 | 0.12121 | 1200000 | 26 | 1 | 0 | 0 | 0 | 1 | Lateral Hardening-Fuse-10163189 | 1500Million | Central | -1 | 3000
Lateral Hardening | Lateral Hardening-Fuse-90025621,1 | 14274 | 103703.8446 | 96049.5106 | 203564.7591 | 636590.9091 | 0.31977 | 0.53049 | 1200000 | 2 | 1 | 0 | 0 | 0 | 1 | Lateral Hardening-Fuse-90025621 | 1500Million | Western | -1 | 3000
Lateral Hardening | Lateral Hardening-Fuse-90979277,16 | 13236 | 776549.4942 | 566359.9004 | 1386351.4652 | 4344727.2727 | 0.31909 | 4.5258 | 960000 | 3 | 16 | 0 | 0 | 0 | 16 | Lateral Hardening-Fuse-90979277, Lateral Hardening-Fuse-91424652, Lateral Hardening-Fuse-60413710, Lateral Hardening-Fuse-10000785, Lateral Hardening-Fuse-90982171, Lateral Hardening-Fuse-90962377, Lateral Hardening-Fuse-10000923, Lateral Hardening-Fuse-90982673, Lateral Hardening-Fuse-91383359, Lateral Hardening-Fuse-90979291, Lateral Hardening-Fuse-90991379, Lateral Hardening-Fuse-60518283, Lateral Hardening-Fuse-90985201, Lateral Hardening-Fuse-10000907 [ 2029 ], Lateral Hardening-Fuse-60025528, Lateral Hardening-Fuse-91473429 | 1500Million | South Hillsborough | -1 | 3000
Lateral Hardening | Lateral Hardening-Fuse-91767375,1 | 13577 | 15212.4456 | 14905.3617 | 29426.0201 | 92272.7273 | 0.3189 | 0.076894 | 1200000 | 23 | 1 | 0 | 0 | 0 | 1 | Lateral Hardening-Fuse-91767375 | 1500Million | Eastern | -1 | 3000
Lateral Hardening | Lateral Hardening-Fuse-10686256,1 | 13808 | 24389.6924 | 4871.4971 | 28028.2374 | 87954.5455 | 0.31867 | 0.073295 | 1200000 | 2 | 1 | 0 | 0 | 0 | 1 | Lateral Hardening-Fuse-10686256 | 1500Million | Plant City | -1 | 3000
Lateral Hardening | Lateral Hardening-Fuse-93316848,1 | 13365 | 26241.5304 | 1667.7622 | 26646.9274 | 83636.3636 | 0.3186 | 0.069697 | 1200000 | 25 | 1 | 0 | 0 | 0 | 1 | Lateral Hardening-Fuse-93316848 | 1500Million | Central | -1 | 3000
Lateral Hardening | Lateral Hardening-Fuse-10070691,1 | 13657 | 25698.865 | 7110.4359 | 35551.4947 | 111590.9091 | 0.31859 | 0.092992 | 1200000 | 2 | 1 | 0 | 0 | 0 | 1 | Lateral Hardening-Fuse-10070691 | 1500Million | Plant City | -1 | 3000
Lateral Hardening | Lateral Hardening-Fuse-92676534,1 | 13299 | 14730.1974 | 1929.4168 | 15919.1 | 50000 | 0.31838 | 0.039394 | 1269230.7692 | 3 | 1 | 0 | 0 | 0 | 1 | Lateral Hardening-Fuse-92676534 | 1500Million | Winter Haven | -1 | 3000
Lateral Hardening | Lateral Hardening-Fuse-10442382,1 | 13948 | 45915.4354 | 58217.34 | 102053.7918 | 320681.8182 | 0.31824 | 0.26723 | 1200000 | 47 | 1 | 0 | 0 | 0 | 1 | Lateral Hardening-Fuse-10442382 | 1500Million | Central | -1 | 3000
Lateral Hardening | Lateral Hardening-Fuse-91870061,1 | 14025 | 23019.6882 | 3673.1256 | 25521.2348 | 80227.2727 | 0.31811 | 0.066856 | 1200000 | 3 | 1 | 0 | 0 | 0 | 1 | Lateral Hardening-Fuse-91870061 | 1500Million | South Hillsborough | -1 | 3000
Lateral Hardening | Lateral Hardening-Fuse-60311595,1 | 13298 | 54258.4553 | 25728.9629 | 77047.0878 | 242272.7273 | 0.31802 | 0.20189 | 1200000 | 3 | 1 | 0 | 0 | 0 | 1 | Lateral Hardening-Fuse-60311595 | 1500Million | Winter Haven | -1 | 3000
Lateral Hardening | Lateral Hardening-Fuse-10632110,1 | 13311 | 13298.7227 | 40690.2668 | 53336.4574 | 167727.2727 | 0.318 | 0.13977 | 1200000 | 16 | 1 | 0 | 0 | 0 | 1 | Lateral Hardening-Fuse-10632110 | 1500Million | Winter Haven | -1 | 3000
Lateral Hardening | Lateral Hardening-Fuse-90375096,1 | 13693 | 27708.6197 | 1639.1432 | 28032.0503 | 88181.8182 | 0.31789 | 0.073485 | 1200000 | 4 | 1 | 0 | 0 | 0 | 1 | Lateral Hardening-Fuse-90375096 | 1500Million | Eastern | -1 | 3000
Lateral Hardening | Lateral Hardening-Fuse-92692710,1 | 13830 | 30381.0645 | 60650.7827 | 88989.9986 | 280000 | 0.31782 | 0.23333 | 1200000 | 24 | 1 | 0 | 0 | 0 | 1 | Lateral Hardening-Fuse-92692710 | 1500Million | Central | -1 | 3000
Lateral Hardening | Lateral Hardening-Fuse-90935854,1 | 13299 | 35858.8559 | 41853.5849 | 75766.0491 | 238409.0909 | 0.3178 | 0.19867 | 1200000 | 27 | 1 | 0 | 0 | 0 | 1 | Lateral Hardening-Fuse-90935854 | 1500Million | Winter Haven | -1 | 3000
Lateral Hardening | Lateral Hardening-Fuse-91673652,1 | 13832 | 32652.7383 | 2176.5181 | 33240.101 | 104772.7273 | 0.31726 | 0.087311 | 1200000 | 17 | 1 | 0 | 0 | 0 | 1 | Lateral Hardening-Fuse-91673652 | 1500Million | Central | -1 | 3000
Lateral Hardening | Lateral Hardening-Fuse-60108553,2 | 13600 | 53125.325 | 57126.668 | 129430.931 | 408000 | 0.31723 | 0.425 | 960000 | 52 | 2 | 0 | 0 | 0 | 2 | Lateral Hardening-Fuse-60108553, Lateral Hardening-Fuse-60114882 | 1500Million | Central | -1 | 3000
Lateral Hardening | Lateral Hardening-Fuse-91011133,1 | 13656 | 14387.2232 | 2197.0208 | 15857.4444 | 50000 | 0.31715 | 0.04072 | 1227906.9767 | 2 | 1 | 0 | 0 | 0 | 1 | Lateral Hardening-Fuse-91011133 | 1500Million | Plant City | -1 | 3000
Lateral Hardening | Lateral Hardening-Fuse-10433194,1 | 13993 | 1830.6307 | 63996.0118 | 64141.4784 | 202272.7273 | 0.3171 | 0.16856 | 1200000 | 1 | 1 | 0 | 0 | 0 | 1 | Lateral Hardening-Fuse-10433194 | 1500Million | Central | -1 | 3000
Lateral Hardening | Lateral Hardening-Fuse-93220009,8 | 13459 | 555939.1224 | 280562.6307 | 812361.016 | 2564181.8182 | 0.31681 | 2.671 | 960000 | 15 | 8 | 3 | 0 | 3 | 11 | Lateral Hardening-Fuse-93220009, Lateral Hardening-Fuse-93257372, Lateral Hardening-Fuse-93228985, Lateral Hardening-Fuse-93228941, Lateral Hardening-Fuse-93257365, Lateral Hardening-Fuse-93211678, Lateral Hardening-Fuse-93349631, Lateral Hardening-Fuse-93224282 | 1500Million | Eastern | -1 | 3000
Lateral Hardening | Lateral Hardening-Fuse-60081646,1 | 13418 | 21836.7835 | 23165.7697 | 44133.0633 | 139318.1818 | 0.31678 | 0.1161 | 1200000 | 22 | 1 | 0 | 0 | 0 | 1 | Lateral Hardening-Fuse-60081646 | 1500Million | Central | -1 | 3000
Lateral Hardening | Lateral Hardening-Fuse-10213404,1 | 13428 | 39076.4599 | 3544.488 | 40719.7434 | 128636.3636 | 0.31655 | 0.1072 | 1200000 | 22 | 1 | 1 | 0 | 1 | 2 | Lateral Hardening-Fuse-10213404 | 1500Million | Western | -1 | 3000
Lateral Hardening | Lateral Hardening-Fuse-92460886,1 | 13210 | 12077.6792 | 20593.8391 | 32129.5066 | 101590.9091 | 0.31626 | 0.084659 | 1200000 | 14 | 1 | 0 | 0 | 0 | 1 | Lateral Hardening-Fuse-92460886 | 1500Million | Western | -1 | 3000
Lateral Hardening | Lateral Hardening-Fuse-60589775,1 | 13205 | 9020.3909 | 35435.2196 | 43827.99 | 138636.3636 | 0.31614 | 0.11553 | 1200000 | 8 | 1 | 0 | 0 | 0 | 1 | Lateral Hardening-Fuse-60589775 | 1500Million | Central | -1 | 3000
Lateral Hardening | Lateral Hardening-Fuse-10101252,1 | 13046 | 27941.9082 | 36401.4833 | 63070.0853 | 199545.4545 | 0.31607 | 0.16629 | 1200000 | 29 | 1 | 0 | 0 | 0 | 1 | Lateral Hardening-Fuse-10101252 | 1500Million | Central | -1 | 3000
Lateral Hardening | Lateral Hardening-Fuse-60043772,7 | 13325 | 0 | 330483.6856 | 545904.4007 | 1728181.8182 | 0.31588 | 1.8002 | 960000 | 20 | 7 | 6 | 0 | 6 | 13 | Lateral Hardening-Fuse-60043772, Lateral Hardening-Fuse-90644976, Lateral Hardening-Fuse-60448294, Lateral Hardening-Fuse-92835892, Lateral Hardening-Fuse-92645461, Lateral Hardening-Fuse-60604159, Lateral Hardening-Fuse-90673399 | 1500Million | Eastern | -1 | 3000
Lateral Hardening | Lateral Hardening-Fuse-91203847,1 | 13592 | 34809.7776 | 40313.1247 | 73546.7486 | 232954.5455 | 0.31571 | 0.19413 | 1200000 | 36 | 1 | 0 | 0 | 0 | 1 | Lateral Hardening-Fuse-91203847 | 1500Million | Central | -1 | 3000
Lateral Hardening | Lateral Hardening-Fuse-10565116,1 | 13291 | 20474.5622 | 13656.0258 | 33003.7436 | 104545.4545 | 0.31569 | 0.087121 | 1200000 | 38 | 1 | 2 | 0 | 2 | 3 | Lateral Hardening-Fuse-10565116 | 1500Million | Winter Haven | -1 | 3000
Lateral Hardening | Lateral Hardening-Fuse-60077881,1 | 13153 | 21764.7315 | 1033.8297 | 21737.0709 | 68863.6364 | 0.31565 | 0.057386 | 1200000 | 19 | 1 | 1 | 0 | 1 | 2 | Lateral Hardening-Fuse-60077881 | 1500Million | Winter Haven | -1 | 3000
Lateral Hardening | Lateral Hardening-Fuse-91312755,3 | 13962 | 57919.7234 | 106875.8716 | 168718.8344 | 534545.4545 | 0.31563 | 0.55682 | 960000 | 41 | 3 | 0 | 0 | 0 | 3 | Lateral Hardening-Fuse-91312755, Lateral Hardening-Fuse-90010871, Lateral Hardening-Fuse-90010869 | 1500Million | Plant City | -1 | 3000
Lateral Hardening | Lateral Hardening-Fuse-90839427,1 | 13422 | 1543.9463 | 46002.3333 | 49062.6245 | 155454.5455 | 0.31561 | 0.12955 | 1200000 | 1 | 1 | 0 | 0 | 0 | 1 | Lateral Hardening-Fuse-90839427 | 1500Million | Dade City | -1 | 3000
Lateral Hardening | Lateral Hardening-Fuse-60224462,1 | 13227 | 13150.6796 | 22575.6291 | 37069.6102 | 117500 | 0.31549 | 0.097917 | 1200000 | 17 | 1 | 0 | 0 | 0 | 1 | Lateral Hardening-Fuse-60224462 | 1500Million | Eastern | -1 | 3000
Lateral Hardening | Lateral Hardening-Fuse-90889023,1 | 13278 | 26067.8314 | 60742.8617 | 85147.5872 | 270227.2727 | 0.3151 | 0.22519 | 1200000 | 23 | 1 | 0 | 0 | 0 | 1 | Lateral Hardening-Fuse-90889023 | 1500Million | Winter Haven | -1 | 3000
Lateral Hardening | Lateral Hardening-Fuse-60024624,2 | 13303 | 121849.8826 | 331523.9592 | 440624.0061 | 1399636.3636 | 0.31481 | 1.458 | 960000 | 15 | 2 | 1 | 0 | 1 | 3 | Lateral Hardening-Fuse-60024624, Lateral Hardening-Fuse-92562575 [ 2027 ] | 1500Million | South Hillsborough | -1 | 3000
Lateral Hardening | Lateral Hardening-Fuse-60022465,1 | 13086 | 60559.1218 | 7711.5109 | 65168.6252 | 207045.4545 | 0.31476 | 0.17254 | 1200000 | 12 | 1 | 0 | 0 | 0 | 1 | Lateral Hardening-Fuse-60022465 | 1500Million | Eastern | -1 | 3000
Lateral Hardening | Lateral Hardening-Fuse-60069069,1 | 13048 | 17429.2632 | 20776.0587 | 38906.3651 | 123636.3636 | 0.31468 | 0.10303 | 1200000 | 17 | 1 | 0 | 0 | 0 | 1 | Lateral Hardening-Fuse-60069069 | 1500Million | Central | -1 | 3000
Lateral Hardening | Lateral Hardening-Fuse-10834655,1 | 13041 | 12704.276 | 22697.7721 | 35542.328 | 112954.5455 | 0.31466 | 0.094129 | 1200000 | 11 | 1 | 0 | 0 | 0 | 1 | Lateral Hardening-Fuse-10834655 | 1500Million | Eastern | -1 | 3000
Lateral Hardening | Lateral Hardening-Fuse-93048611,1 | 13359 | 14262.5401 | 48542.0579 | 61609.5344 | 196136.3636 | 0.31412 | 0.16345 | 1200000 | 24 | 1 | 0 | 0 | 0 | 1 | Lateral Hardening-Fuse-93048611 | 1500Million | Western | -1 | 3000
Lateral Hardening | Lateral Hardening-Fuse-91813200,1 | 13107 | 7706.6189 | 16809.2512 | 23983.5303 | 76363.6364 | 0.31407 | 0.063636 | 1200000 | 14 | 1 | 0 | 0 | 0 | 1 | Lateral Hardening-Fuse-91813200 | 1500Million | Central | -1 | 3000
Lateral Hardening | Lateral Hardening-Fuse-10588294,1 | 13444 | 16025.618 | 433.0636 | 15687.9348 | 50000 | 0.31376 | 0.017424 | 2869565.2174 | 18 | 1 | 0 | 0 | 0 | 1 | Lateral Hardening-Fuse-10588294 | 1500Million | Winter Haven | -1 | 3000
Lateral Hardening | Lateral Hardening-Fuse-91221946,1 | 13187 | 14784.6066 | 59520.9286 | 72480.5795 | 231136.3636 | 0.31358 | 0.19261 | 1200000 | 10 | 1 | 0 | 0 | 0 | 1 | Lateral Hardening-Fuse-91221946 | 1500Million | Central | -1 | 3000
Lateral Hardening | Lateral Hardening-Fuse-92067215,1 | 13785 | 49194.6279 | 12740.3872 | 59286.794 | 189090.9091 | 0.31354 | 0.15758 | 1200000 | 4 | 1 | 0 | 0 | 0 | 1 | Lateral Hardening-Fuse-92067215 | 1500Million | Plant City | -1 | 3000
Lateral Hardening | Lateral Hardening-Fuse-10676292,2 | 13785 | 41456.415 | 50150.1745 | 89315.7445 | 284909.0909 | 0.31349 | 0.29678 | 960000 | 3 | 2 | 0 | 0 | 0 | 2 | Lateral Hardening-Fuse-10676292, Lateral Hardening-Fuse-10676299 | 1500Million | Plant City | -1 | 3000
Lateral Hardening | Lateral Hardening-Fuse-10143562,3 | 13036 | 78760.1511 | 67836.9591 | 150694.7169 | 480727.2727 | 0.31347 | 0.50076 | 960000 | 71 | 3 | 0 | 0 | 0 | 3 | Lateral Hardening-Fuse-10143562, Lateral Hardening-Fuse-10143567, Lateral Hardening-Fuse-10143570 | 1500Million | Central | -1 | 3000
Lateral Hardening | Lateral Hardening-Fuse-92852935,3 | 13910 | 27984.6855 | 99992.2172 | 126236.3734 | 402727.2727 | 0.31345 | 0.41951 | 960000 | 14 | 3 | 0 | 0 | 0 | 3 | Lateral Hardening-Fuse-92852935, Lateral Hardening-Fuse-92035923, Lateral Hardening-Fuse-10545835 | 1500Million | Eastern | -1 | 3000
Lateral Hardening | Lateral Hardening-Fuse-10898194,2 | 13582 | 32417.3615 | 96918.5759 | 126932.4578 | 405090.9091 | 0.31334 | 0.42197 | 960000 | 19 | 2 | 1 | 0 | 1 | 3 | Lateral Hardening-Fuse-10898194, Lateral Hardening-Fuse-90533776 | 1500Million | Western | -1 | 3000
Lateral Hardening | Lateral Hardening-Fuse-92013387,1 | 13808 | 236520.3722 | 55152.1631 | 281825.0176 | 900000 | 0.31314 | 0.75 | 1200000 | 7 | 1 | 0 | 0 | 0 | 1 | Lateral Hardening-Fuse-92013387 | 1500Million | Plant City | -1 | 3000
Lateral Hardening | Lateral Hardening-Fuse-10372448,1 | 13097 | 1115.636 | 15664.2539 | 16644.166 | 53181.8182 | 0.31297 | 0.044318 | 1200000 | 1 | 1 | 0 | 0 | 0 | 1 | Lateral Hardening-Fuse-10372448 | 1500Million | Central | -1 | 3000
Lateral Hardening | Lateral Hardening-Fuse-10129776,1 | 13006 | 37578.9452 | 8008.5385 | 43596.859 | 139318.1818 | 0.31293 | 0.1161 | 1200000 | 3 | 1 | 0 | 0 | 0 | 1 | Lateral Hardening-Fuse-10129776 | 1500Million | Dade City | -1 | 3000
Lateral Hardening | Lateral Hardening-Fuse-91892536,1 | 13256 | 97590.0988 | 19784.2542 | 112794.0565 | 360454.5455 | 0.31292 | 0.30038 | 1200000 | 10 | 1 | 0 | 0 | 0 | 1 | Lateral Hardening-Fuse-91892536 | 1500Million | South Hillsborough | -1 | 3000
Lateral Hardening | Lateral Hardening-Fuse-10169244,1 | 13210 | 5237.3995 | 16736.6418 | 21541.0778 | 68863.6364 | 0.31281 | 0.057386 | 1200000 | 9 | 1 | 0 | 0 | 0 | 1 | Lateral Hardening-Fuse-10169244 | 1500Million | Western | -1 | 3000
Lateral Hardening | Lateral Hardening-Fuse-91337919,1 | 13462 | 51731.4838 | 86635.1909 | 134797.2117 | 431136.3636 | 0.31266 | 0.35928 | 1200000 | 37 | 1 | 0 | 0 | 0 | 1 | Lateral Hardening-Fuse-91337919 | 1500Million | Plant City | -1 | 3000
Lateral Hardening | Lateral Hardening-Fuse-60178315,1 | 13414 | 28589.1319 | 34112.8068 | 61170.8991 | 195681.8182 | 0.3126 | 0.16307 | 1200000 | 22 | 1 | 0 | 0 | 0 | 1 | Lateral Hardening-Fuse-60178315 | 1500Million | Plant City | -1 | 3000
Lateral Hardening | Lateral Hardening-Fuse-91324708,2 | 13160 | 35178.0888 | 74626.8895 | 109558.6955 | 350727.2727 | 0.31238 | 0.36534 | 960000 | 39 | 2 | 0 | 0 | 0 | 2 | Lateral Hardening-Fuse-91324708, Lateral Hardening-Fuse-91456326 | 1500Million | Central | -1 | 3000
Lateral Hardening | Lateral Hardening-Fuse-10580688,1 | 13105 | 24518.24 | 1944.974 | 39822.0948 | 127500 | 0.31233 | 0.10625 | 1200000 | 20 | 1 | 0 | 0 | 0 | 1 | Lateral Hardening-Fuse-10580688 | 1500Million | Central | -1 | 3000
Lateral Hardening | Lateral Hardening-Fuse-92331497,1 | 13109 | 8830.7585 | 16515.0663 | 24881.8517 | 79772.7273 | 0.31191 | 0.066477 | 1200000 | 14 | 1 | 0 | 0 | 0 | 1 | Lateral Hardening-Fuse-92331497 | 1500Million | Western | -1 | 3000
Lateral Hardening | Lateral Hardening-Fuse-10429502,1 | 13835 | 78226.8765 | 18323.5694 | 92788.0409 | 297500 | 0.31189 | 0.24792 | 1200000 | 64 | 1 | 1 | 0 | 1 | 2 | Lateral Hardening-Fuse-10429502 | 1500Million | Central | -1 | 3000
Lateral Hardening | Lateral Hardening-Fuse-60303818,1 | 13471 | 9482.5675 | 10728.1364 | 21582.0542 | 69318.1818 | 0.31135 | 0.057765 | 1200000 | 16 | 1 | 0 | 0 | 0 | 1 | Lateral Hardening-Fuse-60303818 | 1500Million | Winter Haven | -1 | 3000
Lateral Hardening | Lateral Hardening-Fuse-10093678,1 | 13043 | 36993.6516 | 38312.3922 | 73919.2078 | 237500 | 0.31124 | 0.19792 | 1200000 | 40 | 1 | 0 | 0 | 0 | 1 | Lateral Hardening-Fuse-10093678 | 1500Million | Central | -1 | 3000
Lateral Hardening | Lateral Hardening-Fuse-10101248,1 | 13046 | 26973.4286 | 28034.5738 | 57881.7402 | 186136.3636 | 0.31096 | 0.15511 | 1200000 | 30 | 1 | 0 | 0 | 0 | 1 | Lateral Hardening-Fuse-10101248 | 1500Million | Central | -1 | 3000
Lateral Hardening | Lateral Hardening-Fuse-10101291,1 | 13046 | 15506.2376 | 22709.9633 | 37502.0402 | 120681.8182 | 0.31075 | 0.10057 | 1200000 | 16 | 1 | 0 | 0 | 0 | 1 | Lateral Hardening-Fuse-10101291 | 1500Million | Central | -1 | 3000
Lateral Hardening | Lateral Hardening-Fuse-10569624,1 | 13372 | 19964.1565 | 45302.036 | 64365.2946 | 207272.7273 | 0.31053 | 0.17273 | 1200000 | 20 | 1 | 0 | 0 | 0 | 1 | Lateral Hardening-Fuse-10569624 | 1500Million | Winter Haven | -1 | 3000
Lateral Hardening | Lateral Hardening-Fuse-10605149,3 | 13924 | 377715.6309 | 478962.2513 | 886768.3065 | 2857272.7273 | 0.31035 | 2.9763 | 960000 | 4 | 3 | 0 | 0 | 0 | 3 | Lateral Hardening-Fuse-10605149 [ 2029 ], Lateral Hardening-Fuse-10605182, Lateral Hardening-Fuse-10605210 | 1500Million | Winter Haven | -1 | 3000
Lateral Hardening | Lateral Hardening-Fuse-10089366,1 | 13278 | 17907.6037 | 28072.3968 | 45139.0254 | 145454.5455 | 0.31033 | 0.12121 | 1200000 | 21 | 1 | 0 | 0 | 0 | 1 | Lateral Hardening-Fuse-10089366 | 1500Million | Winter Haven | -1 | 3000
Lateral Hardening | Lateral Hardening-Fuse-91055336,1 | 13860 | 3113.6888 | 49024.8179 | 53775.7974 | 173409.0909 | 0.31011 | 0.14451 | 1200000 | 2 | 1 | 0 | 0 | 0 | 1 | Lateral Hardening-Fuse-91055336 | 1500Million | Western | -1 | 3000
Lateral Hardening | Lateral Hardening-Fuse-91350367,1 | 13911 | 15026.9269 | 22235.6337 | 37419.6391 | 120681.8182 | 0.31007 | 0.10057 | 1200000 | 14 | 1 | 0 | 0 | 0 | 1 | Lateral Hardening-Fuse-91350367 | 1500Million | Eastern | -1 | 3000
Lateral Hardening | Lateral Hardening-Fuse-92872352,1 | 13710 | 22121.5781 | 54195.8846 | 74577.6416 | 240681.8182 | 0.30986 | 0.20057 | 1200000 | 18 | 1 | 0 | 0 | 0 | 1 | Lateral Hardening-Fuse-92872352 | 1500Million | Eastern | -1 | 3000
Lateral Hardening | Lateral Hardening-Fuse-10840138,1 | 14112 | 28365.6834 | 15756.8186 | 42885.3612 | 138409.0909 | 0.30984 | 0.11534 | 1200000 | 35 | 1 | 2 | 0 | 2 | 3 | Lateral Hardening-Fuse-10840138 | 1500Million | Eastern | -1 | 3000
Lateral Hardening | Lateral Hardening-Fuse-91763463,1 | 13442 | 16233.6755 | 32.7084 | 15488.6786 | 50000 | 0.30977 | 0.025379 | 1970149.2537 | 34 | 1 | 1 | 0 | 1 | 2 | Lateral Hardening-Fuse-91763463 | 1500Million | Winter Haven | -1 | 3000
Lateral Hardening | Lateral Hardening-Fuse-93326899,1 | 13723 | 10265.5601 | 73856.3053 | 82325.4808 | 266363.6364 | 0.30907 | 0.22197 | 1200000 | 6 | 1 | 1 | 0 | 1 | 2 | Lateral Hardening-Fuse-93326899 | 1500Million | Plant City | -1 | 3000
Lateral Hardening | Lateral Hardening-Fuse-92739684,1 | 14041 | 44572.5179 | 15655.9953 | 57877.9815 | 187272.7273 | 0.30906 | 0.15606 | 1200000 | 3 | 1 | 0 | 0 | 0 | 1 | Lateral Hardening-Fuse-92739684 | 1500Million | Central | -1 | 3000
Lateral Hardening | Lateral Hardening-Fuse-91178676,1 | 13638 | 23747.3038 | 1976.7411 | 24578.9798 | 79545.4545 | 0.30899 | 0.066288 | 1200000 | 9 | 1 | 0 | 0 | 0 | 1 | Lateral Hardening-Fuse-91178676 | 1500Million | Western | -1 | 3000
Lateral Hardening | Lateral Hardening-Fuse-10802872,1 | 13133 | 11599.9317 | 24704.0223 | 35666.6002 | 115454.5455 | 0.30892 | 0.096212 | 1200000 | 16 | 1 | 0 | 0 | 0 | 1 | Lateral Hardening-Fuse-10802872 | 1500Million | Eastern | -1 | 3000
Lateral Hardening | Lateral Hardening-Fuse-91208769,2 | 13298 | 483594.4167 | 727140.3793 | 1178792.201 | 3817636.3636 | 0.30878 | 3.9767 | 960000 | 9 | 2 | 0 | 0 | 0 | 2 | Lateral Hardening-Fuse-91208769 [ 2029 ], Lateral Hardening-Fuse-91208584 | 1500Million | Winter Haven | -1 | 3000
Lateral Hardening | Lateral Hardening-Fuse-92877142,1 | 13112 | 14627.0041 | 1503.9129 | 15437.2976 | 50000 | 0.30875 | 0.027083 | 1846153.8462 | 35 | 1 | 0 | 0 | 0 | 1 | Lateral Hardening-Fuse-92877142 | 1500Million | Western | -1 | 3000
Lateral Hardening | Lateral Hardening-Fuse-91006500,1 | 13088 | 20251.5608 | 24238.073 | 43504.7215 | 140909.0909 | 0.30874 | 0.11742 | 1200000 | 21 | 1 | 0 | 0 | 0 | 1 | Lateral Hardening-Fuse-91006500 | 1500Million | Central | -1 | 3000
Lateral Hardening | Lateral Hardening-Fuse-60150711,3 | 13630 | 80887.2787 | 60254.712 | 137631.311 | 445818.1818 | 0.30872 | 0.46439 | 960000 | 65 | 3 | 0 | 0 | 0 | 3 | Lateral Hardening-Fuse-60150711, Lateral Hardening-Fuse-92431435, Lateral Hardening-Fuse-92438225 | 1500Million | Central | -1 | 3000
Lateral Hardening | Lateral Hardening-Fuse-10166414,1 | 13073 | 33755.2838 | 40065.6757 | 76434.6748 | 247727.2727 | 0.30854 | 0.20644 | 1200000 | 28 | 1 | 2 | 0 | 2 | 3 | Lateral Hardening-Fuse-10166414 | 1500Million | Western | -1 | 3000
Lateral Hardening | Lateral Hardening-Fuse-10762855,1 | 13815 | 0 | 35417.9178 | 34913.2239 | 113181.8182 | 0.30847 | 0.094318 | 1200000 |  | 1 | 0 | 0 | 0 | 1 | Lateral Hardening-Fuse-10762855 | 1500Million | Dade City | -1 | 3000
Lateral Hardening | Lateral Hardening-Fuse-93249143,1 | 13175 | 15557.133 | 628.5788 | 15405.7308 | 50000 | 0.30811 | 0.03447 | 1450549.4505 | 6 | 1 | 0 | 0 | 0 | 1 | Lateral Hardening-Fuse-93249143 | 1500Million | Central | -1 | 3000
Lateral Hardening | Lateral Hardening-Fuse-10487523,1 | 13460 | 0 | 1030132.1282 | 1026845.7236 | 3334545.4545 | 0.30794 | 2.7788 | 1200000 | 3 | 1 | 0 | 0 | 0 | 1 | Lateral Hardening-Fuse-10487523 [ 2024 ] | 1500Million | Eastern | -1 | 3000
Lateral Hardening | Lateral Hardening-Fuse-10679358,1 | 13807 | 6930.4135 | 70408.9016 | 75922.1485 | 246590.9091 | 0.30789 | 0.20549 | 1200000 | 5 | 1 | 0 | 0 | 0 | 1 | Lateral Hardening-Fuse-10679358 | 1500Million | Plant City | -1 | 3000
Lateral Hardening | Lateral Hardening-Fuse-92312557,1 | 13461 | 3785.6165 | 23580.304 | 27185.5412 | 88409.0909 | 0.3075 | 0.073674 | 1200000 | 4 | 1 | 2 | 1 | 1 | 3 | Lateral Hardening-Fuse-92312557 | 1500Million | Eastern | -1 | 3000
Lateral Hardening | Lateral Hardening-Fuse-90536063,10 | 13808 | 372470.7199 | 344894.6786 | 701011.6528 | 2279818.1818 | 0.30749 | 2.3748 | 960000 | 20 | 10 | 7 | 0 | 7 | 17 | Lateral Hardening-Fuse-90536063, Lateral Hardening-Fuse-92328974, Lateral Hardening-Fuse-10686238, Lateral Hardening-Fuse-90100450, Lateral Hardening-Fuse-90100448, Lateral Hardening-Fuse-10686062, Lateral Hardening-Fuse-90100451, Lateral Hardening-Fuse-10686192, Lateral Hardening-Fuse-60387021, Lateral Hardening-Fuse-90100447 | 1500Million | Plant City | -1 | 3000
Lateral Hardening | Lateral Hardening-Fuse-60042279,1 | 13039 | 87145.6239 | 84431.2963 | 171072.8653 | 556590.9091 | 0.30736 | 0.46383 | 1200000 | 60 | 1 | 1 | 0 | 1 | 2 | Lateral Hardening-Fuse-60042279 | 1500Million | Eastern | -1 | 3000
Lateral Hardening | Lateral Hardening-Fuse-60042290,1 | 13039 | 30146.9182 | 3493.3168 | 32128.0752 | 104545.4545 | 0.30731 | 0.087121 | 1200000 | 18 | 1 | 1 | 0 | 1 | 2 | Lateral Hardening-Fuse-60042290 | 1500Million | Eastern | -1 | 3000
Lateral Hardening | Lateral Hardening-Fuse-10484792,1 | 13461 | 6035.7533 | 45439.9035 | 50630.5009 | 164772.7273 | 0.30727 | 0.13731 | 1200000 | 5 | 1 | 0 | 0 | 0 | 1 | Lateral Hardening-Fuse-10484792 | 1500Million | Eastern | -1 | 3000
Lateral Hardening | Lateral Hardening-Fuse-10556715,1 | 13298 | 24227.2253 | 2453.9461 | 25488.7174 | 82954.5455 | 0.30726 | 0.069129 | 1200000 | 3 | 1 | 0 | 0 | 0 | 1 | Lateral Hardening-Fuse-10556715 | 1500Million | Winter Haven | -1 | 3000
Lateral Hardening | Lateral Hardening-Fuse-91241114,1 | 13124 | 20198.0291 | 42712.129 | 62631.2975 | 203863.6364 | 0.30722 | 0.16989 | 1200000 | 16 | 1 | 0 | 0 | 0 | 1 | Lateral Hardening-Fuse-91241114 | 1500Million | Plant City | -1 | 3000
Lateral Hardening | Lateral Hardening-Fuse-10100713,1 | 13048 | 9864.1013 | 6036.1017 | 15360.2078 | 50000 | 0.3072 | 0.04053 | 1233644.8598 | 19 | 1 | 0 | 0 | 0 | 1 | Lateral Hardening-Fuse-10100713 | 1500Million | Central | -1 | 3000
Lateral Hardening | Lateral Hardening-Fuse-92158139,1 | 13167 | 21857.914 | 1400.1176 | 22199.9533 | 72272.7273 | 0.30717 | 0.060227 | 1200000 | 16 | 1 | 3 | 0 | 3 | 4 | Lateral Hardening-Fuse-92158139 | 1500Million | Western | -1 | 3000
Lateral Hardening | Lateral Hardening-Fuse-10503449,1 | 13576 | 19495.4624 | 32271.5187 | 50610.2382 | 164772.7273 | 0.30715 | 0.13731 | 1200000 | 16 | 1 | 0 | 0 | 0 | 1 | Lateral Hardening-Fuse-10503449 | 1500Million | Eastern | -1 | 3000
Lateral Hardening | Lateral Hardening-Fuse-60027317,1 | 13062 | 58387.2306 | 96365.58 | 151888.6152 | 495227.2727 | 0.3067 | 0.41269 | 1200000 | 54 | 1 | 0 | 0 | 0 | 1 | Lateral Hardening-Fuse-60027317 | 1500Million | Western | -1 | 3000
Lateral Hardening | Lateral Hardening-Fuse-10762897,2 | 13815 | 96380.3882 | 46538.8057 | 142481.5879 | 465090.9091 | 0.30635 | 0.48447 | 960000 | 8 | 2 | 0 | 0 | 0 | 2 | Lateral Hardening-Fuse-10762897, Lateral Hardening-Fuse-10762932 | 1500Million | Dade City | -1 | 3000
Lateral Hardening | Lateral Hardening-Fuse-92057567,1 | 13218 | 10122.6566 | 32330.7188 | 41905.3126 | 136818.1818 | 0.30628 | 0.11402 | 1200000 | 10 | 1 | 0 | 0 | 0 | 1 | Lateral Hardening-Fuse-92057567 | 1500Million | Western | -1 | 3000
Lateral Hardening | Lateral Hardening-Fuse-90015275,1 | 13820 | 126567.6257 | 93678.884 | 213680.1435 | 697727.2727 | 0.30625 | 0.58144 | 1200000 | 2 | 1 | 1 | 1 | 0 | 2 | Lateral Hardening-Fuse-90015275 [ 2025 ] | 1500Million | South Hillsborough | -1 | 3000
Lateral Hardening | Lateral Hardening-Fuse-10218991,1 | 13510 | 20844.8937 | 1432.8927 | 21281.0203 | 69545.4545 | 0.306 | 0.057955 | 1200000 | 19 | 1 | 0 | 0 | 0 | 1 | Lateral Hardening-Fuse-10218991 | 1500Million | Western | -1 | 3000
Lateral Hardening | Lateral Hardening-Fuse-92263702,1 | 13039 | 14153.1536 | 110977.6346 | 122030.4969 | 399318.1818 | 0.3056 | 0.33277 | 1200000 | 8 | 1 | 1 | 0 | 1 | 2 | Lateral Hardening-Fuse-92263702 | 1500Million | Eastern | -1 | 3000
Lateral Hardening | Lateral Hardening-Fuse-10829444,1 | 13687 | 1648.2839 | 54653.5867 | 56239.8648 | 184090.9091 | 0.3055 | 0.15341 | 1200000 | 1 | 1 | 0 | 0 | 0 | 1 | Lateral Hardening-Fuse-10829444 | 1500Million | Eastern | -1 | 3000
Lateral Hardening | Lateral Hardening-Fuse-10681828,1 | 13214 | 66269.0882 | 19575.4152 | 82879.0268 | 271363.6364 | 0.30542 | 0.22614 | 1200000 | 3 | 1 | 1 | 0 | 1 | 2 | Lateral Hardening-Fuse-10681828 | 1500Million | Eastern | -1 | 3000
Lateral Hardening | Lateral Hardening-Fuse-10544626,1 | 13909 | 4431.0472 | 17336.4729 | 24849.7474 | 81363.6364 | 0.30542 | 0.067803 | 1200000 | 4 | 1 | 0 | 0 | 0 | 1 | Lateral Hardening-Fuse-10544626 | 1500Million | Eastern | -1 | 3000
Lateral Hardening | Lateral Hardening-Fuse-10091397,1 | 13373 | 45320.9198 | 83017.6826 | 125515.1252 | 411136.3636 | 0.30529 | 0.34261 | 1200000 | 38 | 1 | 0 | 0 | 0 | 1 | Lateral Hardening-Fuse-10091397 | 1500Million | Winter Haven | -1 | 3000
Lateral Hardening | Lateral Hardening-Fuse-90135596,1 | 13622 | 2124.9556 | 126527.0809 | 127040.5696 | 416136.3636 | 0.30529 | 0.34678 | 1200000 | 1 | 1 | 0 | 0 | 0 | 1 | Lateral Hardening-Fuse-90135596 | 1500Million | Western | -1 | 3000
Lateral Hardening | Lateral Hardening-Fuse-90897708,1 | 13968 | 37839.4507 | 59088.4875 | 94648.2339 | 310454.5455 | 0.30487 | 0.25871 | 1200000 | 29 | 1 | 0 | 0 | 0 | 1 | Lateral Hardening-Fuse-90897708 | 1500Million | Winter Haven | -1 | 3000
Lateral Hardening | Lateral Hardening-Fuse-93039978,1 | 13813 | 391059.1223 | 155958.3455 | 531222.5314 | 1742500 | 0.30486 | 1.4521 | 1200000 | 35 | 1 | 0 | 0 | 0 | 1 | Lateral Hardening-Fuse-93039978 [ 2028 ] | 1500Million | Dade City | -1 | 3000
Lateral Hardening | Lateral Hardening-Fuse-10710635,2 | 14000 | 66990.6289 | 148938.3202 | 211469.9409 | 693818.1818 | 0.30479 | 0.72273 | 960000 | 42 | 2 | 0 | 0 | 0 | 2 | Lateral Hardening-Fuse-10710635, Lateral Hardening-Fuse-10710647 | 1500Million | Plant City | -1 | 3000
Lateral Hardening | Lateral Hardening-Fuse-60072734,1 | 13111 | 5783.5387 | 9341.1772 | 15620.2078 | 51363.6364 | 0.30411 | 0.042803 | 1200000 | 12 | 1 | 0 | 0 | 0 | 1 | Lateral Hardening-Fuse-60072734 | 1500Million | Western | -1 | 3000
Lateral Hardening | Lateral Hardening-Fuse-60320447,1 | 13391 | 8781.6924 | 52204.3776 | 59782.3905 | 196590.9091 | 0.3041 | 0.16383 | 1200000 | 6 | 1 | 0 | 0 | 0 | 1 | Lateral Hardening-Fuse-60320447 | 1500Million | Plant City | -1 | 3000
Lateral Hardening | Lateral Hardening-Fuse-91184420,1 | 13077 | 0 | 519290.972 | 553641.4925 | 1820681.8182 | 0.30408 | 1.5172 | 1200000 | 133 | 1 | 1 | 0 | 1 | 2 | Lateral Hardening-Fuse-91184420 | 1500Million | Western | -1 | 3000
Lateral Hardening | Lateral Hardening-Fuse-10455388,1 | 13171 | 98152.0285 | 19967.2408 | 113316.0966 | 372727.2727 | 0.30402 | 0.31061 | 1200000 | 7 | 1 | 0 | 0 | 0 | 1 | Lateral Hardening-Fuse-10455388 | 1500Million | Eastern | -1 | 3000
Lateral Hardening | Lateral Hardening-Fuse-91892606,2 | 13298 | 18987.2106 | 519470.4205 | 525099.7058 | 1727272.7273 | 0.30401 | 1.7992 | 960000 | 8 | 2 | 0 | 0 | 0 | 2 | Lateral Hardening-Fuse-91892606, Lateral Hardening-Fuse-92059126 | 1500Million | Winter Haven | -1 | 3000
Lateral Hardening | Lateral Hardening-Fuse-90113117,1 | 13896 | 20734.9124 | 1482.3264 | 21203.2543 | 69772.7273 | 0.30389 | 0.058144 | 1200000 | 4 | 1 | 0 | 0 | 0 | 1 | Lateral Hardening-Fuse-90113117 | 1500Million | South Hillsborough | -1 | 3000
Lateral Hardening | Lateral Hardening-Fuse-10030689,1 | 13621 | 2443.7281 | 27646.3385 | 30388.343 | 100000 | 0.30388 | 0.083333 | 1200000 | 2 | 1 | 0 | 0 | 0 | 1 | Lateral Hardening-Fuse-10030689 | 1500Million | Western | -1 | 3000
Lateral Hardening | Lateral Hardening-Fuse-10000753,1 | 13648 | 0 | 47630.323 | 46881.8959 | 154318.1818 | 0.3038 | 0.1286 | 1200000 |  | 1 | 0 | 0 | 0 | 1 | Lateral Hardening-Fuse-10000753 | 1500Million | South Hillsborough | -1 | 3000
Lateral Hardening | Lateral Hardening-Fuse-60182731,1 | 13312 | 65870.5715 | 14474.6159 | 77073.9418 | 254090.9091 | 0.30333 | 0.21174 | 1200000 | 25 | 1 | 0 | 0 | 0 | 1 | Lateral Hardening-Fuse-60182731 | 1500Million | Winter Haven | -1 | 3000
Lateral Hardening | Lateral Hardening-Fuse-60174771,2 | 13391 | 81255.0002 | 263079.5882 | 352650.2417 | 1163272.7273 | 0.30315 | 1.2117 | 960000 | 51 | 2 | 0 | 0 | 0 | 2 | Lateral Hardening-Fuse-60174771, Lateral Hardening-Fuse-90010800 | 1500Million | Plant City | -1 | 3000
Lateral Hardening | Lateral Hardening-Fuse-60072656,1 | 13111 | 25390.4259 | 26429.9486 | 50819.6386 | 167727.2727 | 0.30299 | 0.13977 | 1200000 | 26 | 1 | 0 | 0 | 0 | 1 | Lateral Hardening-Fuse-60072656 | 1500Million | Western | -1 | 3000
Lateral Hardening | Lateral Hardening-Fuse-92741765,1 | 14041 | 41470.1072 | 90818.3707 | 128757.5671 | 425000 | 0.30296 | 0.35417 | 1200000 | 30 | 1 | 0 | 0 | 0 | 1 | Lateral Hardening-Fuse-92741765 | 1500Million | Central | -1 | 3000
Lateral Hardening | Lateral Hardening-Fuse-93106636,2 | 13041 | 28326.753 | 63014.5124 | 89064.9844 | 294000 | 0.30294 | 0.30625 | 960000 | 18 | 2 | 0 | 0 | 0 | 2 | Lateral Hardening-Fuse-93106636, Lateral Hardening-Fuse-91377630 | 1500Million | Eastern | -1 | 3000
Lateral Hardening | Lateral Hardening-Fuse-10829434,1 | 13687 | 40860.9036 | 1653.8756 | 40552.2514 | 133863.6364 | 0.30294 | 0.11155 | 1200000 | 3 | 1 | 1 | 0 | 1 | 2 | Lateral Hardening-Fuse-10829434 | 1500Million | Eastern | -1 | 3000
Lateral Hardening | Lateral Hardening-Fuse-10456319,1 | 13225 | 48596.1223 | 75341.6616 | 129018.0956 | 426363.6364 | 0.3026 | 0.3553 | 1200000 | 37 | 1 | 0 | 0 | 0 | 1 | Lateral Hardening-Fuse-10456319 | 1500Million | Eastern | -1 | 3000
Lateral Hardening | Lateral Hardening-Fuse-93181116,5 | 14025 | 123092.4176 | 521524.1978 | 631989.5141 | 2090909.0909 | 0.30226 | 2.178 | 960000 | 237 | 5 | 8 | 0 | 8 | 13 | Lateral Hardening-Fuse-93181116, Lateral Hardening-Fuse-92209118, Lateral Hardening-Fuse-92211083, Lateral Hardening-Fuse-92211099, Lateral Hardening-Fuse-92211305 | 1500Million | South Hillsborough | -1 | 3000
Lateral Hardening | Lateral Hardening-Fuse-92675950,1 | 13020 | 15820.5642 | 40.174 | 15112.4664 | 50000 | 0.30225 | 0.011932 | 4190476.1905 | 22 | 1 | 1 | 0 | 1 | 2 | Lateral Hardening-Fuse-92675950 | 1500Million | South Hillsborough | -1 | 3000
Lateral Hardening | Lateral Hardening-Fuse-60250294,1 | 13023 | 62311.1096 | 23769.3724 | 82829.0909 | 274318.1818 | 0.30195 | 0.2286 | 1200000 | 35 | 1 | 0 | 0 | 0 | 1 | Lateral Hardening-Fuse-60250294 | 1500Million | Central | -1 | 3000
Lateral Hardening | Lateral Hardening-Fuse-90252810,1 | 13298 | 21307.3059 | 202422.5643 | 225416.9287 | 746818.1818 | 0.30184 | 0.62235 | 1200000 | 11 | 1 | 0 | 0 | 0 | 1 | Lateral Hardening-Fuse-90252810 | 1500Million | Winter Haven | -1 | 3000
Lateral Hardening | Lateral Hardening-Fuse-91080014,1 | 13924 | 400477.284 | 234082.3558 | 616016.7879 | 2040909.0909 | 0.30183 | 1.7008 | 1200000 | 9 | 1 | 1 | 0 | 1 | 2 | Lateral Hardening-Fuse-91080014 | 1500Million | Winter Haven | -1 | 3000
Lateral Hardening | Lateral Hardening-Fuse-10556540,1 | 13298 | 19412.6521 | 2975.5336 | 21391.6359 | 70909.0909 | 0.30168 | 0.059091 | 1200000 | 3 | 1 | 0 | 0 | 0 | 1 | Lateral Hardening-Fuse-10556540 | 1500Million | Winter Haven | -1 | 3000
Lateral Hardening | Lateral Hardening-Fuse-10674233,1 | 13414 | 34480.6052 | 55945.364 | 93024.7765 | 308409.0909 | 0.30163 | 0.25701 | 1200000 | 26 | 1 | 0 | 0 | 0 | 1 | Lateral Hardening-Fuse-10674233 | 1500Million | Plant City | -1 | 3000
Lateral Hardening | Lateral Hardening-Fuse-60238454,5 | 14050 | 151861.5191 | 88868.0089 | 236002.2291 | 782909.0909 | 0.30144 | 0.81553 | 960000 | 9 | 5 | 0 | 0 | 0 | 5 | Lateral Hardening-Fuse-60238454, Lateral Hardening-Fuse-60238453 [ 2029 ], Lateral Hardening-Fuse-92042372, Lateral Hardening-Fuse-10897231, Lateral Hardening-Fuse-92032285 | 1500Million | Plant City | -1 | 3000
Lateral Hardening | Lateral Hardening-Fuse-60069992,1 | 13046 | 14453.0692 | 15091.9143 | 30681.5732 | 101818.1818 | 0.30134 | 0.084848 | 1200000 | 21 | 1 | 0 | 0 | 0 | 1 | Lateral Hardening-Fuse-60069992 | 1500Million | Central | -1 | 3000
Lateral Hardening | Lateral Hardening-Fuse-90105346,1 | 13808 | 51636.8409 | 25487.5234 | 74562.8541 | 247500 | 0.30126 | 0.20625 | 1200000 | 2 | 1 | 0 | 0 | 0 | 1 | Lateral Hardening-Fuse-90105346 | 1500Million | Plant City | -1 | 3000
Lateral Hardening | Lateral Hardening-Fuse-10635142,2 | 13242 | 40833.3432 | 134891.0904 | 177306.7304 | 590000 | 0.30052 | 0.61458 | 960000 | 25 | 2 | 1 | 0 | 1 | 3 | Lateral Hardening-Fuse-10635142, Lateral Hardening-Fuse-90352889 | 1500Million | Plant City | -1 | 3000
Lateral Hardening | Lateral Hardening-Fuse-10757394,1 | 13423 | 181004.8568 | 138397.4408 | 349683.9126 | 1163636.3636 | 0.30051 | 0.9697 | 1200000 | 4 | 1 | 0 | 0 | 0 | 1 | Lateral Hardening-Fuse-10757394 | 1500Million | Dade City | -1 | 3000
Lateral Hardening | Lateral Hardening-Fuse-10075289,1 | 13656 | 65965.2834 | 15971.1941 | 86391.6778 | 287500 | 0.30049 | 0.23958 | 1200000 | 5 | 1 | 0 | 0 | 0 | 1 | Lateral Hardening-Fuse-10075289 | 1500Million | Plant City | -1 | 3000
Lateral Hardening | Lateral Hardening-Fuse-60092324,1 | 13021 | 5526.3906 | 29288.322 | 35368.9305 | 117727.2727 | 0.30043 | 0.098106 | 1200000 | 4 | 1 | 0 | 0 | 0 | 1 | Lateral Hardening-Fuse-60092324 | 1500Million | Central | -1 | 3000
Lateral Hardening | Lateral Hardening-Fuse-60252633,1 | 13028 | 32112.8017 | 32767.8424 | 63537.5366 | 211590.9091 | 0.30028 | 0.17633 | 1200000 | 35 | 1 | 0 | 0 | 0 | 1 | Lateral Hardening-Fuse-60252633 | 1500Million | Central | -1 | 3000
Lateral Hardening | Lateral Hardening-Fuse-10601408,1 | 13661 | 44142.2145 | 583116.8403 | 795918.7851 | 2652272.7273 | 0.30009 | 2.2102 | 1200000 | 26 | 1 | 0 | 0 | 0 | 1 | Lateral Hardening-Fuse-10601408 | 1500Million | Winter Haven | -1 | 3000
Lateral Hardening | Lateral Hardening-Fuse-10503451,1 | 13576 | 9938.8604 | 60298.7721 | 68822.4092 | 229545.4545 | 0.29982 | 0.19129 | 1200000 | 7 | 1 | 0 | 0 | 0 | 1 | Lateral Hardening-Fuse-10503451 | 1500Million | Eastern | -1 | 3000
Lateral Hardening | Lateral Hardening-Fuse-10453985,1 | 13130 | 31562.5837 | 99043.3026 | 127208.457 | 424318.1818 | 0.29979 | 0.3536 | 1200000 | 21 | 1 | 0 | 0 | 0 | 1 | Lateral Hardening-Fuse-10453985 | 1500Million | Eastern | -1 | 3000
Lateral Hardening | Lateral Hardening-Fuse-10645499,1 | 13148 | 1900.9849 | 126884.4519 | 128082.0043 | 427272.7273 | 0.29977 | 0.35606 | 1200000 | 1 | 1 | 0 | 0 | 0 | 1 | Lateral Hardening-Fuse-10645499 | 1500Million | Plant City | -1 | 3000
Lateral Hardening | Lateral Hardening-Fuse-10317662,1 | 13748 | 35792.9789 | 55125.8896 | 88951.173 | 296818.1818 | 0.29968 | 0.24735 | 1200000 | 30 | 1 | 0 | 0 | 0 | 1 | Lateral Hardening-Fuse-10317662 | 1500Million | Western | -1 | 3000
Lateral Hardening | Lateral Hardening-Fuse-91313927,1 | 13910 | 9539.3816 | 26518.6775 | 36369.7062 | 121363.6364 | 0.29968 | 0.10114 | 1200000 | 7 | 1 | 0 | 0 | 0 | 1 | Lateral Hardening-Fuse-91313927 | 1500Million | Eastern | -1 | 3000
Lateral Hardening | Lateral Hardening-Fuse-93330451,1 | 13175 | 15234.654 | 497.1604 | 14983.2679 | 50000 | 0.29967 | 0.021023 | 2378378.3784 | 11 | 1 | 0 | 0 | 0 | 1 | Lateral Hardening-Fuse-93330451 | 1500Million | Central | -1 | 3000
Lateral Hardening | Lateral Hardening-Fuse-92386519,1 | 13133 | 14409.536 | 1253.6281 | 14974.0452 | 50000 | 0.29948 | 0.039962 | 1251184.8341 | 6 | 1 | 0 | 0 | 0 | 1 | Lateral Hardening-Fuse-92386519 | 1500Million | Eastern | -1 | 3000
Lateral Hardening | Lateral Hardening-Fuse-10904163,1 | 13709 | 27766.5886 | 27662.2063 | 54231.5321 | 181136.3636 | 0.2994 | 0.15095 | 1200000 | 26 | 1 | 0 | 0 | 0 | 1 | Lateral Hardening-Fuse-10904163 | 1500Million | Eastern | -1 | 3000
Lateral Hardening | Lateral Hardening-Fuse-60062649,1 | 13204 | 12484.32 | 27835.8033 | 48297.6177 | 161363.6364 | 0.29931 | 0.13447 | 1200000 | 21 | 1 | 0 | 0 | 0 | 1 | Lateral Hardening-Fuse-60062649 | 1500Million | Central | -1 | 3000
Lateral Hardening | Lateral Hardening-Fuse-90253943,1 | 14012 | 5635.855 | 21890.799 | 33103.3767 | 110681.8182 | 0.29909 | 0.092235 | 1200000 | 6 | 1 | 0 | 0 | 0 | 1 | Lateral Hardening-Fuse-90253943 | 1500Million | Central | -1 | 3000
Lateral Hardening | Lateral Hardening-Fuse-10204418,1 | 13337 | 66603.8036 | 155048.2126 | 216533.3042 | 724318.1818 | 0.29895 | 0.6036 | 1200000 | 45 | 1 | 2 | 0 | 2 | 3 | Lateral Hardening-Fuse-10204418 | 1500Million | Western | -1 | 3000
Lateral Hardening | Lateral Hardening-Fuse-90187222,1 | 13613 | 17844.7126 | 53739.2306 | 70497.8539 | 235909.0909 | 0.29883 | 0.19659 | 1200000 | 24 | 1 | 0 | 0 | 0 | 1 | Lateral Hardening-Fuse-90187222 | 1500Million | Western | -1 | 3000
Lateral Hardening | Lateral Hardening-Fuse-91737286,1 | 13028 | 13084.3014 | 23396.8473 | 35780.1055 | 119772.7273 | 0.29873 | 0.099811 | 1200000 | 17 | 1 | 0 | 0 | 0 | 1 | Lateral Hardening-Fuse-91737286 | 1500Million | Central | -1 | 3000
Lateral Hardening | Lateral Hardening-Fuse-92755786,1 | 13460 | 8564.0408 | 66837.4068 | 73492.0596 | 246136.3636 | 0.29858 | 0.20511 | 1200000 | 5 | 1 | 0 | 0 | 0 | 1 | Lateral Hardening-Fuse-92755786 | 1500Million | Eastern | -1 | 3000
Lateral Hardening | Lateral Hardening-Fuse-10791870,1 | 13243 | 30951.4797 | 58472.6095 | 109045.6336 | 365227.2727 | 0.29857 | 0.30436 | 1200000 | 22 | 1 | 0 | 0 | 0 | 1 | Lateral Hardening-Fuse-10791870 | 1500Million | Plant City | -1 | 3000
Lateral Hardening | Lateral Hardening-Fuse-60012152,1 | 13092 | 51153.7645 | 56408.8406 | 105307.7112 | 352954.5455 | 0.29836 | 0.29413 | 1200000 | 60 | 1 | 0 | 0 | 0 | 1 | Lateral Hardening-Fuse-60012152 | 1500Million | Central | -1 | 3000
Lateral Hardening | Lateral Hardening-Fuse-90945491,1 | 13373 | 30686.8703 | 26888.5142 | 56398.6685 | 189090.9091 | 0.29826 | 0.15758 | 1200000 | 30 | 1 | 0 | 0 | 0 | 1 | Lateral Hardening-Fuse-90945491 | 1500Million | Winter Haven | -1 | 3000
Lateral Hardening | Lateral Hardening-Fuse-10218979,1 | 13510 | 8544.996 | 12365.8975 | 20383.7745 | 68409.0909 | 0.29797 | 0.057008 | 1200000 | 18 | 1 | 0 | 0 | 0 | 1 | Lateral Hardening-Fuse-10218979 | 1500Million | Western | -1 | 3000
Lateral Hardening | Lateral Hardening-Fuse-92440588,1 | 13189 | 14708.5331 | 914.7373 | 14893.4957 | 50000 | 0.29787 | 0.033523 | 1491525.4237 | 9 | 1 | 0 | 0 | 0 | 1 | Lateral Hardening-Fuse-92440588 | 1500Million | Western | -1 | 3000
Lateral Hardening | Lateral Hardening-Fuse-60069977,1 | 13046 | 24053.6682 | 37923.9699 | 64843.4113 | 217727.2727 | 0.29782 | 0.18144 | 1200000 | 25 | 1 | 0 | 0 | 0 | 1 | Lateral Hardening-Fuse-60069977 | 1500Million | Central | -1 | 3000
Lateral Hardening | Lateral Hardening-Fuse-91480393,2 | 13053 | 52246.0723 | 54944.1029 | 105083.089 | 352909.0909 | 0.29776 | 0.36761 | 960000 | 65 | 2 | 0 | 0 | 0 | 2 | Lateral Hardening-Fuse-91480393, Lateral Hardening-Fuse-10120800 | 1500Million | Central | -1 | 3000
Lateral Hardening | Lateral Hardening-Fuse-10030688,1 | 13621 | 7493.2696 | 86232.8577 | 91503.5027 | 307500 | 0.29757 | 0.25625 | 1200000 | 4 | 1 | 0 | 0 | 0 | 1 | Lateral Hardening-Fuse-10030688 | 1500Million | Western | -1 | 3000
Lateral Hardening | Lateral Hardening-Fuse-92413235,1 | 13696 | 15230.7324 | 23173.996 | 37718.1005 | 126818.1818 | 0.29742 | 0.10568 | 1200000 | 20 | 1 | 0 | 0 | 0 | 1 | Lateral Hardening-Fuse-92413235 | 1500Million | Winter Haven | -1 | 3000
Lateral Hardening | Lateral Hardening-Fuse-91326941,1 | 13100 | 19069.399 | 432.0755 | 18587.293 | 62500 | 0.2974 | 0.052083 | 1200000 | 6 | 1 | 1 | 0 | 1 | 2 | Lateral Hardening-Fuse-91326941 | 1500Million | Central | -1 | 3000
Lateral Hardening | Lateral Hardening-Fuse-91568099,1 | 13377 | 0 | 113743.6066 | 113677.239 | 382272.7273 | 0.29737 | 0.31856 | 1200000 | 185 | 1 | 0 | 0 | 0 | 1 | Lateral Hardening-Fuse-91568099 | 1500Million | Western | -1 | 3000
Lateral Hardening | Lateral Hardening-Fuse-10451467,1 | 13128 | 33811.1759 | 39250.4633 | 77569.2393 | 260909.0909 | 0.2973 | 0.21742 | 1200000 | 33 | 1 | 0 | 0 | 0 | 1 | Lateral Hardening-Fuse-10451467 | 1500Million | Eastern | -1 | 3000
Lateral Hardening | Lateral Hardening-Fuse-10422962,1 | 13827 | 22860.8082 | 45611.6233 | 68913.1737 | 231818.1818 | 0.29727 | 0.19318 | 1200000 | 19 | 1 | 0 | 0 | 0 | 1 | Lateral Hardening-Fuse-10422962 | 1500Million | Central | -1 | 3000
Lateral Hardening | Lateral Hardening-Fuse-10643540,1 | 13390 | 79415.0397 | 33576.8279 | 109492.4334 | 368409.0909 | 0.2972 | 0.30701 | 1200000 | 3 | 1 | 0 | 0 | 0 | 1 | Lateral Hardening-Fuse-10643540 | 1500Million | Plant City | -1 | 3000
Lateral Hardening | Lateral Hardening-Fuse-10679409,1 | 13807 | 19691.3221 | 3765.8466 | 27420.0719 | 92272.7273 | 0.29716 | 0.076894 | 1200000 | 2 | 1 | 0 | 0 | 0 | 1 | Lateral Hardening-Fuse-10679409 | 1500Million | Plant City | -1 | 3000
Lateral Hardening | Lateral Hardening-Fuse-10169242,1 | 13210 | 10192.691 | 25894.5016 | 41394.3233 | 139318.1818 | 0.29712 | 0.1161 | 1200000 | 20 | 1 | 0 | 0 | 0 | 1 | Lateral Hardening-Fuse-10169242 | 1500Million | Western | -1 | 3000
Lateral Hardening | Lateral Hardening-Fuse-10101274,1 | 13046 | 15657.0252 | 20940.2575 | 39093.2036 | 131590.9091 | 0.29708 | 0.10966 | 1200000 | 22 | 1 | 0 | 0 | 0 | 1 | Lateral Hardening-Fuse-10101274 | 1500Million | Central | -1 | 3000
Lateral Hardening | Lateral Hardening-Fuse-10716382,2 | 13959 | 61796.5175 | 12464.6667 | 71119.5735 | 239454.5455 | 0.29701 | 0.24943 | 960000 | 4 | 2 | 0 | 0 | 0 | 2 | Lateral Hardening-Fuse-10716382, Lateral Hardening-Fuse-10716368 | 1500Million | Plant City | -1 | 3000
Lateral Hardening | Lateral Hardening-Fuse-90773992,1 | 13308 | 23148.5644 | 45171.146 | 67113.3012 | 226136.3636 | 0.29678 | 0.18845 | 1200000 | 24 | 1 | 1 | 0 | 1 | 2 | Lateral Hardening-Fuse-90773992 | 1500Million | Winter Haven | -1 | 3000
Lateral Hardening | Lateral Hardening-Fuse-10317661,1 | 13021 | 24186.8498 | 31383.2139 | 69607.617 | 234545.4545 | 0.29678 | 0.19545 | 1200000 | 22 | 1 | 0 | 0 | 0 | 1 | Lateral Hardening-Fuse-10317661 | 1500Million | Central | -1 | 3000
Lateral Hardening | Lateral Hardening-Fuse-93056759,1 | 13064 | 27636.2572 | 41509.1254 | 67912.0063 | 228863.6364 | 0.29674 | 0.19072 | 1200000 | 29 | 1 | 0 | 0 | 0 | 1 | Lateral Hardening-Fuse-93056759 | 1500Million | Western | -1 | 3000
Lateral Hardening | Lateral Hardening-Fuse-10801785,3 | 13506 | 0 | 393936.7285 | 382603.8174 | 1289454.5455 | 0.29672 | 1.3432 | 960000 |  | 3 | 6 | 0 | 6 | 9 | Lateral Hardening-Fuse-10801785, Lateral Hardening-Fuse-92914511, Lateral Hardening-Fuse-90447724 | 1500Million | Eastern | -1 | 3000
Lateral Hardening | Lateral Hardening-Fuse-10829492,1 | 13687 | 19899.7224 | 41648.9323 | 74733.2497 | 252045.4545 | 0.29651 | 0.21004 | 1200000 | 16 | 1 | 0 | 0 | 0 | 1 | Lateral Hardening-Fuse-10829492 | 1500Million | Eastern | -1 | 3000
Lateral Hardening | Lateral Hardening-Fuse-60065122,1 | 13028 | 39385.3567 | 81175.3792 | 117848.5442 | 397500 | 0.29647 | 0.33125 | 1200000 | 32 | 1 | 0 | 0 | 0 | 1 | Lateral Hardening-Fuse-60065122 | 1500Million | Central | -1 | 3000
Lateral Hardening | Lateral Hardening-Fuse-92741277,1 | 14041 | 22395.665 | 40624.4525 | 61984.2306 | 209090.9091 | 0.29645 | 0.17424 | 1200000 | 22 | 1 | 0 | 0 | 0 | 1 | Lateral Hardening-Fuse-92741277 | 1500Million | Central | -1 | 3000
Lateral Hardening | Lateral Hardening-Fuse-60015514,1 | 13008 | 46378.8688 | 116750.0077 | 162997.8778 | 550000 | 0.29636 | 0.45833 | 1200000 | 30 | 1 | 0 | 0 | 0 | 1 | Lateral Hardening-Fuse-60015514 | 1500Million | Plant City | -1 | 3000
Lateral Hardening | Lateral Hardening-Fuse-10098182,1 | 13084 | 29285.6956 | 61254.7527 | 91020.9935 | 307272.7273 | 0.29622 | 0.25606 | 1200000 | 19 | 1 | 0 | 0 | 0 | 1 | Lateral Hardening-Fuse-10098182 | 1500Million | Eastern | -1 | 3000
Lateral Hardening | Lateral Hardening-Fuse-10153145,1 | 13154 | 56609.8256 | 80605.3581 | 133957.587 | 452500 | 0.29604 | 0.37708 | 1200000 | 48 | 1 | 0 | 0 | 0 | 1 | Lateral Hardening-Fuse-10153145 | 1500Million | Western | -1 | 3000
Lateral Hardening | Lateral Hardening-Fuse-10313385,1 | 13866 | 13781.2302 | 1686.0258 | 14795.6237 | 50000 | 0.29591 | 0.030492 | 1639751.5528 | 7 | 1 | 0 | 0 | 0 | 1 | Lateral Hardening-Fuse-10313385 | 1500Million | Western | -1 | 3000
Lateral Hardening | Lateral Hardening-Fuse-60009866,3 | 13027 | 29026.0865 | 49762.9756 | 85227.0052 | 288181.8182 | 0.29574 | 0.30019 | 960000 | 25 | 3 | 0 | 0 | 0 | 3 | Lateral Hardening-Fuse-60009866, Lateral Hardening-Fuse-60009871, Lateral Hardening-Fuse-60009868 | 1500Million | Central | -1 | 3000
Lateral Hardening | Lateral Hardening-Fuse-60178351,1 | 13723 | 52374.5936 | 10483.166 | 60558.335 | 204772.7273 | 0.29573 | 0.17064 | 1200000 | 2 | 1 | 0 | 0 | 0 | 1 | Lateral Hardening-Fuse-60178351 | 1500Million | Plant City | -1 | 3000
Lateral Hardening | Lateral Hardening-Fuse-10583646,1 | 13840 | 45362.434 | 189113.5034 | 231266.479 | 782272.7273 | 0.29563 | 0.65189 | 1200000 | 23 | 1 | 0 | 0 | 0 | 1 | Lateral Hardening-Fuse-10583646 | 1500Million | Central | -1 | 3000
Lateral Hardening | Lateral Hardening-Fuse-10092879,1 | 13611 | 25744.053 | 23756.2412 | 50980.5235 | 172500 | 0.29554 | 0.14375 | 1200000 | 27 | 1 | 0 | 0 | 0 | 1 | Lateral Hardening-Fuse-10092879 | 1500Million | Western | -1 | 3000
Lateral Hardening | Lateral Hardening-Fuse-60203519,1 | 13439 | 13999.1863 | 44374.669 | 57544.8401 | 194772.7273 | 0.29545 | 0.16231 | 1200000 | 19 | 1 | 0 | 0 | 0 | 1 | Lateral Hardening-Fuse-60203519 | 1500Million | South Hillsborough | -1 | 3000
Lateral Hardening | Lateral Hardening-Fuse-92942182,1 | 13233 | 0 | 266670.5559 | 259570.5249 | 878636.3636 | 0.29542 | 0.7322 | 1200000 |  | 1 | 0 | 0 | 0 | 1 | Lateral Hardening-Fuse-92942182 | 1500Million | South Hillsborough | -1 | 3000
Lateral Hardening | Lateral Hardening-Fuse-90678008,2 | 13717 | 0 | 57589.5596 | 57148.3723 | 193454.5455 | 0.29541 | 0.20152 | 960000 |  | 2 | 13 | 2 | 11 | 15 | Lateral Hardening-Fuse-90678008, Lateral Hardening-Fuse-60561915 | 1500Million | Central | -1 | 3000
Lateral Hardening | Lateral Hardening-Fuse-92885179,1 | 13710 | 47699.0895 | 134217.4781 | 178106.4504 | 603181.8182 | 0.29528 | 0.50265 | 1200000 | 29 | 1 | 0 | 0 | 0 | 1 | Lateral Hardening-Fuse-92885179 | 1500Million | Eastern | -1 | 3000
Lateral Hardening | Lateral Hardening-Fuse-93302323,1 | 13088 | 5672.3602 | 17364.9363 | 22749.5508 | 77045.4545 | 0.29527 | 0.064205 | 1200000 | 7 | 1 | 0 | 0 | 0 | 1 | Lateral Hardening-Fuse-93302323 | 1500Million | Central | -1 | 3000
Lateral Hardening | Lateral Hardening-Fuse-91239497,2 | 13178 | 75663.2566 | 18317.521 | 90229.1509 | 305636.3636 | 0.29522 | 0.31837 | 960000 | 6 | 2 | 1 | 0 | 1 | 3 | Lateral Hardening-Fuse-91239497, Lateral Hardening-Fuse-10374104 | 1500Million | Central | -1 | 3000
Lateral Hardening | Lateral Hardening-Fuse-10686030,2 | 13808 | 0 | 373697.3517 | 364830.1492 | 1235818.1818 | 0.29521 | 1.2873 | 960000 | 1 | 2 | 0 | 0 | 0 | 2 | Lateral Hardening-Fuse-10686030, Lateral Hardening-Fuse-10686294 | 1500Million | Plant City | -1 | 3000
Lateral Hardening | Lateral Hardening-Fuse-91318247,1 | 13124 | 55928.2567 | 103695.4614 | 156331.7069 | 530000 | 0.29497 | 0.44167 | 1200000 | 38 | 1 | 0 | 0 | 0 | 1 | Lateral Hardening-Fuse-91318247 | 1500Million | Plant City | -1 | 3000
Lateral Hardening | Lateral Hardening-Fuse-10271838,15 | 13621 | 163126.643 | 773528.8675 | 929199.6589 | 3152909.0909 | 0.29471 | 3.2843 | 960000 | 17 | 15 | 1 | 0 | 1 | 16 | Lateral Hardening-Fuse-10271838, Lateral Hardening-Fuse-91721466, Lateral Hardening-Fuse-91665985, Lateral Hardening-Fuse-90528008, Lateral Hardening-Fuse-91699032, Lateral Hardening-Fuse-91699038, Lateral Hardening-Fuse-10271824, Lateral Hardening-Fuse-10271850, Lateral Hardening-Fuse-91666802, Lateral Hardening-Fuse-91666803, Lateral Hardening-Fuse-10271848, Lateral Hardening-Fuse-90527995, Lateral Hardening-Fuse-90528004, Lateral Hardening-Fuse-10271826, Lateral Hardening-Fuse-10271870 | 1500Million | Western | -1 | 3000
Lateral Hardening | Lateral Hardening-Fuse-92147127,5 | 13547 | 78625.2134 | 567913.6855 | 688217.1439 | 2337272.7273 | 0.29445 | 2.4347 | 960000 | 138 | 5 | 5 | 0 | 5 | 10 | Lateral Hardening-Fuse-92147127, Lateral Hardening-Fuse-10374540, Lateral Hardening-Fuse-92064834, Lateral Hardening-Fuse-60573492, Lateral Hardening-Fuse-10374541 | 1500Million | Central | -1 | 3000
Lateral Hardening | Lateral Hardening-Fuse-60081130,1 | 13045 | 49218.652 | 55885.6136 | 102954.6333 | 349772.7273 | 0.29435 | 0.29148 | 1200000 | 46 | 1 | 0 | 0 | 0 | 1 | Lateral Hardening-Fuse-60081130 | 1500Million | Central | -1 | 3000
Lateral Hardening | Lateral Hardening-Fuse-10093686,1 | 13043 | 9460.4513 | 8549.4463 | 17515.1791 | 59545.4545 | 0.29415 | 0.049621 | 1200000 | 16 | 1 | 0 | 0 | 0 | 1 | Lateral Hardening-Fuse-10093686 | 1500Million | Central | -1 | 3000
Lateral Hardening | Lateral Hardening-Fuse-92880186,1 | 13461 | 152232.7334 | 105362.5282 | 250260.6929 | 850909.0909 | 0.29411 | 0.70909 | 1200000 | 7 | 1 | 0 | 0 | 0 | 1 | Lateral Hardening-Fuse-92880186 | 1500Million | Eastern | -1 | 3000
Lateral Hardening | Lateral Hardening-Fuse-91743904,2 | 14274 | 42783.2381 | 133997.8368 | 173434.4568 | 589818.1818 | 0.29405 | 0.61439 | 960000 | 21 | 2 | 0 | 0 | 0 | 2 | Lateral Hardening-Fuse-91743904, Lateral Hardening-Fuse-10274735 | 1500Million | Western | -1 | 3000
Lateral Hardening | Lateral Hardening-Fuse-10904189,1 | 13709 | 69484.4737 | 109078.8802 | 177664.5426 | 604545.4545 | 0.29388 | 0.50379 | 1200000 | 47 | 1 | 0 | 0 | 0 | 1 | Lateral Hardening-Fuse-10904189 | 1500Million | Eastern | -1 | 3000
Lateral Hardening | Lateral Hardening-Fuse-10167775,1 | 13206 | 23714.7594 | 2707.8745 | 25242.5102 | 85909.0909 | 0.29383 | 0.071591 | 1200000 | 15 | 1 | 0 | 0 | 0 | 1 | Lateral Hardening-Fuse-10167775 | 1500Million | Western | -1 | 3000
Lateral Hardening | Lateral Hardening-Fuse-10362883,1 | 13104 | 33111.4626 | 3722.7121 | 35188.5699 | 120000 | 0.29324 | 0.1 | 1200000 | 16 | 1 | 0 | 0 | 0 | 1 | Lateral Hardening-Fuse-10362883 | 1500Million | Central | -1 | 3000
Lateral Hardening | Lateral Hardening-Fuse-92895163,1 | 13854 | 41193.088 | 95638.597 | 133875.6741 | 457045.4545 | 0.29292 | 0.38087 | 1200000 | 34 | 1 | 0 | 0 | 0 | 1 | Lateral Hardening-Fuse-92895163 | 1500Million | Plant City | -1 | 3000
Lateral Hardening | Lateral Hardening-Fuse-10050728,2 | 13199 | 28900.5746 | 30607.7587 | 58249.1244 | 198909.0909 | 0.29284 | 0.2072 | 960000 | 37 | 2 | 0 | 0 | 0 | 2 | Lateral Hardening-Fuse-10050728, Lateral Hardening-Fuse-10050727 | 1500Million | Western | -1 | 3000
Lateral Hardening | Lateral Hardening-Fuse-60609622,1 | 13030 | 4986.5988 | 549773.5775 | 542576.4055 | 1856136.3636 | 0.29231 | 1.5468 | 1200000 | 2 | 1 | 0 | 0 | 0 | 1 | Lateral Hardening-Fuse-60609622 [ 2028 ] | 1500Million | Winter Haven | -1 | 3000
Lateral Hardening | Lateral Hardening-Fuse-92293579,1 | 14012 | 26998.0418 | 2550.1354 | 28226.6324 | 96590.9091 | 0.29223 | 0.080492 | 1200000 | 6 | 1 | 0 | 0 | 0 | 1 | Lateral Hardening-Fuse-92293579 | 1500Million | Central | -1 | 3000
Lateral Hardening | Lateral Hardening-Fuse-91379564,2 | 13807 | 10147.1387 | 56657.4973 | 65344.9562 | 223636.3636 | 0.29219 | 0.23295 | 960000 | 5 | 2 | 0 | 0 | 0 | 2 | Lateral Hardening-Fuse-91379564, Lateral Hardening-Fuse-92705442 | 1500Million | Plant City | -1 | 3000
Lateral Hardening | Lateral Hardening-Fuse-10005855,1 | 13183 | 10090.0043 | 18988.4179 | 28553.5769 | 97727.2727 | 0.29218 | 0.081439 | 1200000 | 11 | 1 | 0 | 0 | 0 | 1 | Lateral Hardening-Fuse-10005855 | 1500Million | Central | -1 | 3000
Lateral Hardening | Lateral Hardening-Fuse-90380898,1 | 13153 | 17196.563 | 497.681 | 16866.1901 | 57727.2727 | 0.29217 | 0.048106 | 1200000 | 7 | 1 | 0 | 0 | 0 | 1 | Lateral Hardening-Fuse-90380898 | 1500Million | Winter Haven | -1 | 3000
Lateral Hardening | Lateral Hardening-Fuse-60072741,1 | 13111 | 5132.4831 | 11010.692 | 15791.1815 | 54090.9091 | 0.29194 | 0.045076 | 1200000 | 12 | 1 | 0 | 0 | 0 | 1 | Lateral Hardening-Fuse-60072741 | 1500Million | Western | -1 | 3000
Lateral Hardening | Lateral Hardening-Fuse-10091423,1 | 13373 | 23935.6248 | 31696.3742 | 70701.3331 | 242500 | 0.29155 | 0.20208 | 1200000 | 27 | 1 | 0 | 0 | 0 | 1 | Lateral Hardening-Fuse-10091423 | 1500Million | Winter Haven | -1 | 3000
Lateral Hardening | Lateral Hardening-Fuse-92702128,22 | 13299 | 704968.1387 | 352724.3354 | 1026703.1654 | 3522727.2727 | 0.29145 | 3.6695 | 960000 | 88 | 22 | 1 | 0 | 1 | 23 | Lateral Hardening-Fuse-92702128, Lateral Hardening-Fuse-92702152, Lateral Hardening-Fuse-92702159, Lateral Hardening-Fuse-91062616, Lateral Hardening-Fuse-92702166, Lateral Hardening-Fuse-93374119, Lateral Hardening-Fuse-92702170, Lateral Hardening-Fuse-92702173, Lateral Hardening-Fuse-92702175, Lateral Hardening-Fuse-92702198, Lateral Hardening-Fuse-92702206, Lateral Hardening-Fuse-92702213, Lateral Hardening-Fuse-92702215, Lateral Hardening-Fuse-92702200, Lateral Hardening-Fuse-92702167, Lateral Hardening-Fuse-10558865, Lateral Hardening-Fuse-92702189, Lateral Hardening-Fuse-92702089, Lateral Hardening-Fuse-92702090, Lateral Hardening-Fuse-92702136, Lateral Hardening-Fuse-90999164, Lateral Hardening-Fuse-92702071 | 1500Million | Winter Haven | -1 | 3000
Lateral Hardening | Lateral Hardening-Fuse-91135753,1 | 14110 | 53452.5048 | 21221.8476 | 71934.6828 | 246818.1818 | 0.29145 | 0.20568 | 1200000 | 3 | 1 | 0 | 0 | 0 | 1 | Lateral Hardening-Fuse-91135753 | 1500Million | Eastern | -1 | 3000
Lateral Hardening | Lateral Hardening-Fuse-10378197,2 | 13185 | 60325.549 | 59047.1778 | 118993.686 | 408363.6364 | 0.29139 | 0.42538 | 960000 | 40 | 2 | 1 | 0 | 1 | 3 | Lateral Hardening-Fuse-10378197, Lateral Hardening-Fuse-91769412 | 1500Million | Central | -1 | 3000
Lateral Hardening | Lateral Hardening-Fuse-10904185,1 | 13709 | 50272.3972 | 106864.7646 | 153789.6346 | 527954.5455 | 0.29129 | 0.43996 | 1200000 | 34 | 1 | 0 | 0 | 0 | 1 | Lateral Hardening-Fuse-10904185 | 1500Million | Eastern | -1 | 3000
Lateral Hardening | Lateral Hardening-Fuse-10411564,1 | 13633 | 24427.9103 | 2219.7696 | 25478.9223 | 87500 | 0.29119 | 0.072917 | 1200000 | 11 | 1 | 0 | 0 | 0 | 1 | Lateral Hardening-Fuse-10411564 | 1500Million | Central | -1 | 3000
Lateral Hardening | Lateral Hardening-Fuse-10616436,1 | 13124 | 2085.2489 | 11725.7287 | 14684.3553 | 50454.5455 | 0.29104 | 0.042045 | 1200000 | 3 | 1 | 0 | 0 | 0 | 1 | Lateral Hardening-Fuse-10616436 | 1500Million | Plant City | -1 | 3000
Lateral Hardening | Lateral Hardening-Fuse-10095410,2 | 13786 | 59437.3228 | 24343.8183 | 80940.7463 | 278181.8182 | 0.29096 | 0.28977 | 960000 | 19 | 2 | 0 | 0 | 0 | 2 | Lateral Hardening-Fuse-10095410, Lateral Hardening-Fuse-10095535 | 1500Million | Plant City | -1 | 3000
Lateral Hardening | Lateral Hardening-Fuse-10274740,1 | 14274 | 18727.3789 | 86071.1968 | 120039.7849 | 412727.2727 | 0.29085 | 0.34394 | 1200000 | 12 | 1 | 0 | 0 | 0 | 1 | Lateral Hardening-Fuse-10274740 | 1500Million | Western | -1 | 3000
Lateral Hardening | Lateral Hardening-Fuse-10544631,1 | 13911 | 38818.1287 | 37961.083 | 74920.7205 | 257727.2727 | 0.2907 | 0.21477 | 1200000 | 32 | 1 | 0 | 0 | 0 | 1 | Lateral Hardening-Fuse-10544631 | 1500Million | Eastern | -1 | 3000
Lateral Hardening | Lateral Hardening-Fuse-90394820,1 | 13147 | 36447.2158 | 62244.4252 | 98077.2091 | 337500 | 0.2906 | 0.28125 | 1200000 | 25 | 1 | 0 | 0 | 0 | 1 | Lateral Hardening-Fuse-90394820 | 1500Million | Plant City | -1 | 3000
Lateral Hardening | Lateral Hardening-Fuse-90110592,1 | 14024 | 18142.4869 | 57500.7035 | 73609.9842 | 253409.0909 | 0.29048 | 0.21117 | 1200000 | 12 | 1 | 0 | 0 | 0 | 1 | Lateral Hardening-Fuse-90110592 | 1500Million | South Hillsborough | -1 | 3000
Lateral Hardening | Lateral Hardening-Fuse-92194575,1 | 14117 | 39960.3387 | 12795.7195 | 50736.1056 | 174772.7273 | 0.2903 | 0.14564 | 1200000 | 35 | 1 | 0 | 0 | 0 | 1 | Lateral Hardening-Fuse-92194575 | 1500Million | Eastern | -1 | 3000
Lateral Hardening | Lateral Hardening-Fuse-60170358,1 | 13217 | 23402.9161 | 39686.3273 | 61944.6174 | 213409.0909 | 0.29026 | 0.17784 | 1200000 | 31 | 1 | 0 | 0 | 0 | 1 | Lateral Hardening-Fuse-60170358 | 1500Million | Western | -1 | 3000
Lateral Hardening | Lateral Hardening-Fuse-92981134,1 | 13006 | 64310.2903 | 10487.6746 | 71548.0908 | 246590.9091 | 0.29015 | 0.20549 | 1200000 | 107 | 1 | 0 | 0 | 0 | 1 | Lateral Hardening-Fuse-92981134 | 1500Million | Dade City | -1 | 3000
Lateral Hardening | Lateral Hardening-Fuse-92779228,1 | 13530 | 46589.2101 | 63329.1731 | 107607.3115 | 370909.0909 | 0.29012 | 0.30909 | 1200000 | 46 | 1 | 0 | 0 | 0 | 1 | Lateral Hardening-Fuse-92779228 | 1500Million | Western | -1 | 3000
Lateral Hardening | Lateral Hardening-Fuse-92386548,1 | 13910 | 37224.287 | 108514.3415 | 142135.8488 | 490227.2727 | 0.28994 | 0.40852 | 1200000 | 21 | 1 | 0 | 0 | 0 | 1 | Lateral Hardening-Fuse-92386548 | 1500Million | Eastern | -1 | 3000
Lateral Hardening | Lateral Hardening-Fuse-10662371,2 | 13470 | 65641.1155 | 50907.1816 | 114447.7459 | 394909.0909 | 0.28981 | 0.41136 | 960000 | 21 | 2 | 2 | 0 | 2 | 4 | Lateral Hardening-Fuse-10662371, Lateral Hardening-Fuse-91640811 | 1500Million | Winter Haven | -1 | 3000
Lateral Hardening | Lateral Hardening-Fuse-10472618,1 | 14114 | 9431.8868 | 15881.0464 | 29819.5924 | 102954.5455 | 0.28964 | 0.085795 | 1200000 | 9 | 1 | 0 | 0 | 0 | 1 | Lateral Hardening-Fuse-10472618 | 1500Million | Eastern | -1 | 3000
Lateral Hardening | Lateral Hardening-Fuse-10640107,1 | 13579 | 13907.835 | 51191.0542 | 64632.481 | 223181.8182 | 0.2896 | 0.18598 | 1200000 | 9 | 1 | 0 | 0 | 0 | 1 | Lateral Hardening-Fuse-10640107 | 1500Million | Eastern | -1 | 3000
Lateral Hardening | Lateral Hardening-Fuse-92680978,1 | 13805 | 37891.5951 | 201798.149 | 233566.524 | 806590.9091 | 0.28957 | 0.67216 | 1200000 | 21 | 1 | 0 | 0 | 0 | 1 | Lateral Hardening-Fuse-92680978 | 1500Million | Plant City | -1 | 3000
Lateral Hardening | Lateral Hardening-Fuse-91826476,1 | 13491 | 14880.87 | 308.0797 | 14477.1825 | 50000 | 0.28954 | 0.033333 | 1500000 | 3 | 1 | 0 | 0 | 0 | 1 | Lateral Hardening-Fuse-91826476 | 1500Million | Western | -1 | 3000
Lateral Hardening | Lateral Hardening-Fuse-92908905,1 | 13159 | 15746.3222 | 25358.2932 | 40337.8044 | 139318.1818 | 0.28954 | 0.1161 | 1200000 | 17 | 1 | 0 | 0 | 0 | 1 | Lateral Hardening-Fuse-92908905 | 1500Million | Central | -1 | 3000
Lateral Hardening | Lateral Hardening-Fuse-92531863,1 | 13479 | 7757.0042 | 24173.8662 | 31491.7968 | 108863.6364 | 0.28928 | 0.09072 | 1200000 | 11 | 1 | 0 | 0 | 0 | 1 | Lateral Hardening-Fuse-92531863 | 1500Million | Winter Haven | -1 | 3000
Lateral Hardening | Lateral Hardening-Fuse-92318238,1 | 13838 | 29371.5676 | 38674.2313 | 66400.9379 | 229545.4545 | 0.28927 | 0.19129 | 1200000 | 23 | 1 | 0 | 0 | 0 | 1 | Lateral Hardening-Fuse-92318238 | 1500Million | Central | -1 | 3000
Lateral Hardening | Lateral Hardening-Fuse-90884170,1 | 13294 | 60053.5957 | 104160.0922 | 160506.6799 | 555227.2727 | 0.28908 | 0.46269 | 1200000 | 47 | 1 | 0 | 0 | 0 | 1 | Lateral Hardening-Fuse-90884170 | 1500Million | Winter Haven | -1 | 3000
Lateral Hardening | Lateral Hardening-Fuse-91962248,1 | 13330 | 66883.5141 | 34527.5974 | 98343.4046 | 340227.2727 | 0.28905 | 0.28352 | 1200000 | 3 | 1 | 0 | 0 | 0 | 1 | Lateral Hardening-Fuse-91962248 | 1500Million | Dade City | -1 | 3000
Lateral Hardening | Lateral Hardening-Fuse-90093328,4 | 13030 | 218604.2349 | 335021.5058 | 550967.055 | 1906727.2727 | 0.28896 | 1.9862 | 960000 | 73 | 4 | 9 | 0 | 9 | 13 | Lateral Hardening-Fuse-90093328, Lateral Hardening-Fuse-93348681, Lateral Hardening-Fuse-90700391, Lateral Hardening-Fuse-91361701 | 1500Million | Winter Haven | -1 | 3000
Lateral Hardening | Lateral Hardening-Fuse-60190606,1 | 13308 | 18210.4947 | 38037.8818 | 55307.4542 | 191590.9091 | 0.28867 | 0.15966 | 1200000 | 16 | 1 | 0 | 0 | 0 | 1 | Lateral Hardening-Fuse-60190606 | 1500Million | Winter Haven | -1 | 3000
Lateral Hardening | Lateral Hardening-Fuse-10829466,1 | 13687 | 14484.1203 | 34470.9412 | 57301.2425 | 198636.3636 | 0.28847 | 0.16553 | 1200000 | 11 | 1 | 0 | 0 | 0 | 1 | Lateral Hardening-Fuse-10829466 | 1500Million | Eastern | -1 | 3000
Lateral Hardening | Lateral Hardening-Fuse-10686217,1 | 13808 | 16378.1566 | 3271.3058 | 21302.1054 | 73863.6364 | 0.2884 | 0.061553 | 1200000 | 2 | 1 | 0 | 0 | 0 | 1 | Lateral Hardening-Fuse-10686217 | 1500Million | Plant City | -1 | 3000
Lateral Hardening | Lateral Hardening-Fuse-93301805,1 | 13808 | 1777.1554 | 17732.1982 | 19400.4625 | 67272.7273 | 0.28839 | 0.056061 | 1200000 | 2 | 1 | 0 | 0 | 0 | 1 | Lateral Hardening-Fuse-93301805 | 1500Million | Plant City | -1 | 3000
Lateral Hardening | Lateral Hardening-Fuse-10091424,1 | 13373 | 41798.0945 | 61981.6549 | 101774.5636 | 352954.5455 | 0.28835 | 0.29413 | 1200000 | 39 | 1 | 0 | 0 | 0 | 1 | Lateral Hardening-Fuse-10091424 | 1500Million | Winter Haven | -1 | 3000
Lateral Hardening | Lateral Hardening-Fuse-10556710,1 | 13298 | 8820.822 | 101605.9139 | 109545.9808 | 380000 | 0.28828 | 0.31667 | 1200000 | 5 | 1 | 1 | 0 | 1 | 2 | Lateral Hardening-Fuse-10556710 [ 2029 ] | 1500Million | Winter Haven | -1 | 3000
Lateral Hardening | Lateral Hardening-Fuse-10846381,1 | 13109 | 5052.37 | 9614.6691 | 15118.8613 | 52500 | 0.28798 | 0.04375 | 1200000 | 9 | 1 | 0 | 0 | 0 | 1 | Lateral Hardening-Fuse-10846381 | 1500Million | Western | -1 | 3000
Lateral Hardening | Lateral Hardening-Fuse-90750012,1 | 13082 | 18904.2189 | 55254.2864 | 72638.785 | 252272.7273 | 0.28794 | 0.21023 | 1200000 | 15 | 1 | 0 | 0 | 0 | 1 | Lateral Hardening-Fuse-90750012 | 1500Million | Western | -1 | 3000
Lateral Hardening | Lateral Hardening-Fuse-92682116,1 | 13805 | 20674.2613 | 2288.5276 | 21917.3285 | 76136.3636 | 0.28787 | 0.063447 | 1200000 | 4 | 1 | 0 | 0 | 0 | 1 | Lateral Hardening-Fuse-92682116 | 1500Million | Plant City | -1 | 3000
Lateral Hardening | Lateral Hardening-Fuse-90469010,2 | 13096 | 31607.1023 | 134280.7928 | 164245.2233 | 570909.0909 | 0.28769 | 0.5947 | 960000 |  | 2 | 3 | 0 | 3 | 5 | Lateral Hardening-Fuse-90469010, Lateral Hardening-Fuse-90469039 | 1500Million | Central | -1 | 3000
Lateral Hardening | Lateral Hardening-Fuse-92701852,1 | 13299 | 15004.0266 | 104.1415 | 14380.6299 | 50000 | 0.28761 | 0.017424 | 2869565.2174 | 13 | 1 | 0 | 0 | 0 | 1 | Lateral Hardening-Fuse-92701852 | 1500Million | Winter Haven | -1 | 3000
Lateral Hardening | Lateral Hardening-Fuse-10240465,1 | 13530 | 41781.1809 | 63492.0607 | 103253.1189 | 359090.9091 | 0.28754 | 0.29924 | 1200000 | 46 | 1 | 0 | 0 | 0 | 1 | Lateral Hardening-Fuse-10240465 | 1500Million | Western | -1 | 3000
Lateral Hardening | Lateral Hardening-Fuse-90299563,1 | 13813 | 2034.3335 | 71061.9723 | 71908.5534 | 250227.2727 | 0.28737 | 0.20852 | 1200000 | 1 | 1 | 0 | 0 | 0 | 1 | Lateral Hardening-Fuse-90299563 | 1500Million | Dade City | -1 | 3000
Lateral Hardening | Lateral Hardening-Fuse-60567503,1 | 13817 | 12116.3914 | 1194.6917 | 14368.4663 | 50000 | 0.28737 | 0.039394 | 1269230.7692 | 4 | 1 | 0 | 0 | 0 | 1 | Lateral Hardening-Fuse-60567503 | 1500Million | South Hillsborough | -1 | 3000
Lateral Hardening | Lateral Hardening-Fuse-10129805,1 | 13423 | 97052.3615 | 55869.1073 | 148191.7611 | 515909.0909 | 0.28724 | 0.42992 | 1200000 | 4 | 1 | 0 | 0 | 0 | 1 | Lateral Hardening-Fuse-10129805 | 1500Million | Dade City | -1 | 3000
Lateral Hardening | Lateral Hardening-Fuse-10747900,3 | 13705 | 34991.1011 | 128609.9968 | 161143.9763 | 561272.7273 | 0.2871 | 0.58466 | 960000 | 17 | 3 | 2 | 0 | 2 | 5 | Lateral Hardening-Fuse-10747900, Lateral Hardening-Fuse-90143410, Lateral Hardening-Fuse-60452457 | 1500Million | Eastern | -1 | 3000
Lateral Hardening | Lateral Hardening-Fuse-10745574,1 | 13431 | 16187.7129 | 60007.3804 | 74749.0325 | 260454.5455 | 0.28699 | 0.21705 | 1200000 | 12 | 1 | 0 | 0 | 0 | 1 | Lateral Hardening-Fuse-10745574 | 1500Million | Dade City | -1 | 3000
Lateral Hardening | Lateral Hardening-Fuse-60211644,1 | 14111 | 4740.6624 | 23760.1066 | 28293.7853 | 98636.3636 | 0.28685 | 0.082197 | 1200000 | 6 | 1 | 0 | 0 | 0 | 1 | Lateral Hardening-Fuse-60211644 | 1500Million | Eastern | -1 | 3000
Lateral Hardening | Lateral Hardening-Fuse-10705900,1 | 13268 | 19415.1288 | 1558.26 | 20007.6553 | 69772.7273 | 0.28675 | 0.058144 | 1200000 | 4 | 1 | 0 | 0 | 0 | 1 | Lateral Hardening-Fuse-10705900 | 1500Million | Plant City | -1 | 3000
Lateral Hardening | Lateral Hardening-Fuse-10120792,1 | 13053 | 35916.6035 | 40498.0311 | 97849.9303 | 341363.6364 | 0.28664 | 0.28447 | 1200000 | 51 | 1 | 0 | 0 | 0 | 1 | Lateral Hardening-Fuse-10120792 | 1500Million | Central | -1 | 3000
Lateral Hardening | Lateral Hardening-Fuse-92629882,6 | 13303 | 585819.7696 | 603041.4081 | 1159422.5987 | 4047636.3636 | 0.28644 | 4.2163 | 960000 | 9 | 6 | 1 | 0 | 1 | 7 | Lateral Hardening-Fuse-92629882 [ 2027 ], Lateral Hardening-Fuse-90680884, Lateral Hardening-Fuse-91760692, Lateral Hardening-Fuse-91739392, Lateral Hardening-Fuse-93080923, Lateral Hardening-Fuse-60025136 | 1500Million | South Hillsborough | -1 | 3000
Lateral Hardening | Lateral Hardening-Fuse-92352440,1 | 13230 | 45323.6848 | 84074.6534 | 126539.5885 | 441818.1818 | 0.28641 | 0.36818 | 1200000 | 29 | 1 | 1 | 0 | 1 | 2 | Lateral Hardening-Fuse-92352440 | 1500Million | Eastern | -1 | 3000
Lateral Hardening | Lateral Hardening-Fuse-92504902,1 | 13173 | 37070.1234 | 31186.5477 | 66765.7593 | 233181.8182 | 0.28632 | 0.19432 | 1200000 | 40 | 1 | 0 | 0 | 0 | 1 | Lateral Hardening-Fuse-92504902 | 1500Million | Eastern | -1 | 3000
Lateral Hardening | Lateral Hardening-Fuse-60124060,1 | 13218 | 21458.9491 | 67349.6755 | 88865.9992 | 310454.5455 | 0.28624 | 0.25871 | 1200000 | 15 | 1 | 0 | 0 | 0 | 1 | Lateral Hardening-Fuse-60124060 | 1500Million | Western | -1 | 3000
Lateral Hardening | Lateral Hardening-Fuse-10087589,1 | 13389 | 63401.0777 | 16544.7892 | 76685.8839 | 267954.5455 | 0.28619 | 0.2233 | 1200000 | 5 | 1 | 0 | 0 | 0 | 1 | Lateral Hardening-Fuse-10087589 | 1500Million | Plant City | -1 | 3000
Lateral Hardening | Lateral Hardening-Fuse-10087572,1 | 13389 | 0 | 284167.7777 | 277471.1996 | 970227.2727 | 0.28599 | 0.80852 | 1200000 | 4 | 1 | 0 | 0 | 0 | 1 | Lateral Hardening-Fuse-10087572 | 1500Million | Plant City | -1 | 3000
Lateral Hardening | Lateral Hardening-Fuse-60129674,1 | 13130 | 12124.4793 | 10775.9484 | 22337.7534 | 78181.8182 | 0.28572 | 0.065152 | 1200000 | 17 | 1 | 0 | 0 | 0 | 1 | Lateral Hardening-Fuse-60129674 | 1500Million | Eastern | -1 | 3000
Lateral Hardening | Lateral Hardening-Fuse-10918217,1 | 14069 | 34044.2978 | 129412.8746 | 159952.5872 | 560000 | 0.28563 | 0.46667 | 1200000 | 19 | 1 | 0 | 0 | 0 | 1 | Lateral Hardening-Fuse-10918217 | 1500Million | Western | -1 | 3000
Lateral Hardening | Lateral Hardening-Fuse-10197004,1 | 13359 | 8561.2795 | 28589.7566 | 36395.5646 | 127500 | 0.28546 | 0.10625 | 1200000 | 19 | 1 | 1 | 0 | 1 | 2 | Lateral Hardening-Fuse-10197004 | 1500Million | Western | -1 | 3000
Lateral Hardening | Lateral Hardening-Fuse-92251341,1 | 13039 | 22642.6491 | 47067.5003 | 68489.3101 | 240000 | 0.28537 | 0.2 | 1200000 | 24 | 1 | 0 | 0 | 0 | 1 | Lateral Hardening-Fuse-92251341 | 1500Million | Eastern | -1 | 3000
Lateral Hardening | Lateral Hardening-Fuse-10747918,1 | 14021 | 75696.9098 | 237903.7917 | 314926.5076 | 1104090.9091 | 0.28524 | 0.92008 | 1200000 | 45 | 1 | 0 | 0 | 0 | 1 | Lateral Hardening-Fuse-10747918 | 1500Million | South Hillsborough | -1 | 3000
Lateral Hardening | Lateral Hardening-Fuse-93218478,2 | 13656 | 32296.4341 | 105742.4173 | 135255.6455 | 474363.6364 | 0.28513 | 0.49413 | 960000 | 18 | 2 | 0 | 0 | 0 | 2 | Lateral Hardening-Fuse-93218478, Lateral Hardening-Fuse-10075312 | 1500Million | Plant City | -1 | 3000
Lateral Hardening | Lateral Hardening-Fuse-60172036,1 | 13968 | 13093.0145 | 23913.8244 | 36281.7812 | 127272.7273 | 0.28507 | 0.10606 | 1200000 | 16 | 1 | 0 | 0 | 0 | 1 | Lateral Hardening-Fuse-60172036 | 1500Million | Winter Haven | -1 | 3000
Lateral Hardening | Lateral Hardening-Fuse-60029159,1 | 13088 | 28705.5806 | 60704.0796 | 93308.901 | 327727.2727 | 0.28472 | 0.27311 | 1200000 | 25 | 1 | 0 | 0 | 0 | 1 | Lateral Hardening-Fuse-60029159 | 1500Million | Central | -1 | 3000
Lateral Hardening | Lateral Hardening-Fuse-93154659,1 | 13807 | 14801.1564 | 60164.8953 | 72853.0891 | 255909.0909 | 0.28468 | 0.21326 | 1200000 | 9 | 1 | 2 | 0 | 2 | 3 | Lateral Hardening-Fuse-93154659 | 1500Million | Plant City | -1 | 3000
Lateral Hardening | Lateral Hardening-Fuse-93268649,1 | 13175 | 24082.6136 | 24323.69 | 47350.6803 | 166363.6364 | 0.28462 | 0.13864 | 1200000 | 29 | 1 | 0 | 0 | 0 | 1 | Lateral Hardening-Fuse-93268649 | 1500Million | Central | -1 | 3000
Lateral Hardening | Lateral Hardening-Fuse-90091328,1 | 13677 | 0 | 33293.6113 | 33175.6962 | 116590.9091 | 0.28455 | 0.097159 | 1200000 |  | 1 | 1 | 1 | 0 | 2 | Lateral Hardening-Fuse-90091328 | 1500Million | Western | -1 | 3000
Lateral Hardening | Lateral Hardening-Fuse-60027375,1 | 13062 | 50131.4066 | 69333.4014 | 117158.2929 | 412272.7273 | 0.28418 | 0.34356 | 1200000 | 57 | 1 | 0 | 0 | 0 | 1 | Lateral Hardening-Fuse-60027375 | 1500Million | Western | -1 | 3000
Lateral Hardening | Lateral Hardening-Fuse-92946479,1 | 13330 | 1957.8491 | 13843.752 | 15687.6212 | 55227.2727 | 0.28406 | 0.046023 | 1200000 | 2 | 1 | 0 | 0 | 0 | 1 | Lateral Hardening-Fuse-92946479 | 1500Million | Dade City | -1 | 3000
Lateral Hardening | Lateral Hardening-Fuse-93109844,2 | 14110 | 22132.3877 | 61033.4861 | 81287.2143 | 286181.8182 | 0.28404 | 0.29811 | 960000 | 15 | 2 | 1 | 0 | 1 | 3 | Lateral Hardening-Fuse-93109844, Lateral Hardening-Fuse-10512800 | 1500Million | Eastern | -1 | 3000
Lateral Hardening | Lateral Hardening-Fuse-92408791,1 | 13696 | 13851.4022 | 22800.4234 | 36013.1553 | 126818.1818 | 0.28397 | 0.10568 | 1200000 | 17 | 1 | 0 | 0 | 0 | 1 | Lateral Hardening-Fuse-92408791 | 1500Million | Winter Haven | -1 | 3000
Lateral Hardening | Lateral Hardening-Fuse-92210896,1 | 13370 | 30202.0638 | 36605.9224 | 65559.7908 | 230909.0909 | 0.28392 | 0.19242 | 1200000 | 30 | 1 | 0 | 0 | 0 | 1 | Lateral Hardening-Fuse-92210896 | 1500Million | Winter Haven | -1 | 3000
Lateral Hardening | Lateral Hardening-Fuse-90962667,1 | 13117 | 20353.6993 | 71685.6729 | 89468.9349 | 315227.2727 | 0.28382 | 0.26269 | 1200000 | 13 | 1 | 0 | 0 | 0 | 1 | Lateral Hardening-Fuse-90962667 | 1500Million | Winter Haven | -1 | 3000
Lateral Hardening | Lateral Hardening-Fuse-93028409,1 | 13838 | 0 | 20798.9678 | 20700.6278 | 72954.5455 | 0.28375 | 0.060795 | 1200000 | 1 | 1 | 0 | 0 | 0 | 1 | Lateral Hardening-Fuse-93028409 | 1500Million | Central | -1 | 3000
Lateral Hardening | Lateral Hardening-Fuse-92773889,1 | 13659 | 16807.558 | 1331.8949 | 17308.9856 | 61136.3636 | 0.28312 | 0.050947 | 1200000 | 4 | 1 | 0 | 0 | 0 | 1 | Lateral Hardening-Fuse-92773889 | 1500Million | Winter Haven | -1 | 3000
Lateral Hardening | Lateral Hardening-Fuse-93264135,1 | 13042 | 43264.2585 | 7263.2929 | 48359.3002 | 170909.0909 | 0.28295 | 0.14242 | 1200000 | 11 | 1 | 0 | 0 | 0 | 1 | Lateral Hardening-Fuse-93264135 | 1500Million | Central | -1 | 3000
Lateral Hardening | Lateral Hardening-Fuse-10570233,1 | 13373 | 17686.6059 | 2822.1549 | 19608.6072 | 69318.1818 | 0.28288 | 0.057765 | 1200000 | 3 | 1 | 0 | 0 | 0 | 1 | Lateral Hardening-Fuse-10570233 | 1500Million | Winter Haven | -1 | 3000
Lateral Hardening | Lateral Hardening-Fuse-91345946,1 | 13298 | 167794.2234 | 217506.3522 | 375295.1763 | 1326818.1818 | 0.28285 | 1.1057 | 1200000 | 4 | 1 | 2 | 0 | 2 | 3 | Lateral Hardening-Fuse-91345946 [ 2029 ] | 1500Million | Winter Haven | -1 | 3000
Lateral Hardening | Lateral Hardening-Fuse-10166392,1 | 13073 | 4087.5709 | 10776.8545 | 15877.6165 | 56136.3636 | 0.28284 | 0.04678 | 1200000 | 8 | 1 | 0 | 0 | 0 | 1 | Lateral Hardening-Fuse-10166392 | 1500Million | Western | -1 | 3000
Lateral Hardening | Lateral Hardening-Fuse-91839866,1 | 13049 | 14785.6638 | 377.5785 | 14455.3721 | 51136.3636 | 0.28268 | 0.042614 | 1200000 | 14 | 1 | 0 | 0 | 0 | 1 | Lateral Hardening-Fuse-91839866 | 1500Million | Central | -1 | 3000
Lateral Hardening | Lateral Hardening-Fuse-10088520,1 | 13175 | 24795.9571 | 49932.3757 | 79869.5099 | 282727.2727 | 0.2825 | 0.23561 | 1200000 | 26 | 1 | 2 | 0 | 2 | 3 | Lateral Hardening-Fuse-10088520 | 1500Million | Central | -1 | 3000
Lateral Hardening | Lateral Hardening-Fuse-10503447,1 | 13576 | 12209.8565 | 23950.3244 | 35477.7507 | 125681.8182 | 0.28228 | 0.10473 | 1200000 | 14 | 1 | 0 | 0 | 0 | 1 | Lateral Hardening-Fuse-10503447 | 1500Million | Eastern | -1 | 3000
Lateral Hardening | Lateral Hardening-Fuse-60172029,1 | 13968 | 25546.4901 | 42489.455 | 66586.1252 | 235909.0909 | 0.28225 | 0.19659 | 1200000 | 21 | 1 | 0 | 0 | 0 | 1 | Lateral Hardening-Fuse-60172029 | 1500Million | Winter Haven | -1 | 3000
Lateral Hardening | Lateral Hardening-Fuse-90901134,1 | 13454 | 16131.4056 | 41221.4017 | 55863.146 | 197954.5455 | 0.2822 | 0.16496 | 1200000 | 11 | 1 | 0 | 0 | 0 | 1 | Lateral Hardening-Fuse-90901134 | 1500Million | Eastern | -1 | 3000
Lateral Hardening | Lateral Hardening-Fuse-10629081,1 | 13146 | 2776.6771 | 266243.7816 | 269556.6978 | 956590.9091 | 0.28179 | 0.79716 | 1200000 | 1 | 1 | 0 | 0 | 0 | 1 | Lateral Hardening-Fuse-10629081 [ 2026 ] | 1500Million | Plant City | -1 | 3000
Lateral Hardening | Lateral Hardening-Fuse-92614625,1 | 13303 | 0 | 52924.3755 | 52356.5227 | 185909.0909 | 0.28162 | 0.15492 | 1200000 |  | 1 | 0 | 0 | 0 | 1 | Lateral Hardening-Fuse-92614625 | 1500Million | South Hillsborough | -1 | 3000
Lateral Hardening | Lateral Hardening-Fuse-90029762,1 | 13489 | 59798.6671 | 5227.491 | 62080.0349 | 220454.5455 | 0.2816 | 0.18371 | 1200000 | 11 | 1 | 4 | 0 | 4 | 5 | Lateral Hardening-Fuse-90029762 | 1500Million | South Hillsborough | -1 | 3000
Lateral Hardening | Lateral Hardening-Fuse-60047164,1 | 13228 | 37929.164 | 60991.8718 | 96295.1716 | 342045.4545 | 0.28153 | 0.28504 | 1200000 | 27 | 1 | 0 | 0 | 0 | 1 | Lateral Hardening-Fuse-60047164 | 1500Million | Eastern | -1 | 3000
Lateral Hardening | Lateral Hardening-Fuse-91084029,1 | 13295 | 37945.164 | 47293.4843 | 83425.0705 | 296363.6364 | 0.2815 | 0.24697 | 1200000 | 42 | 1 | 0 | 0 | 0 | 1 | Lateral Hardening-Fuse-91084029 | 1500Million | Winter Haven | -1 | 3000
Lateral Hardening | Lateral Hardening-Fuse-92172604,2 | 14021 | 0 | 169925.4933 | 171154.9033 | 608181.8182 | 0.28142 | 0.63352 | 960000 | 194 | 2 | 0 | 0 | 0 | 2 | Lateral Hardening-Fuse-92172604, Lateral Hardening-Fuse-90159255 | 1500Million | South Hillsborough | -1 | 3000
Lateral Hardening | Lateral Hardening-Fuse-10680814,1 | 13308 | 30545.75 | 36598.9559 | 72378.9478 | 257272.7273 | 0.28133 | 0.21439 | 1200000 | 36 | 1 | 0 | 0 | 0 | 1 | Lateral Hardening-Fuse-10680814 | 1500Million | Winter Haven | -1 | 3000
Lateral Hardening | Lateral Hardening-Fuse-10757370,2 | 13423 | 18417.264 | 74813.9556 | 116467.0508 | 414000 | 0.28132 | 0.43125 | 960000 | 13 | 2 | 0 | 0 | 0 | 2 | Lateral Hardening-Fuse-10757370, Lateral Hardening-Fuse-90889511 | 1500Million | Dade City | -1 | 3000
Lateral Hardening | Lateral Hardening-Fuse-92149970,2 | 13546 | 0 | 100188.7018 | 98365.6081 | 349818.1818 | 0.28119 | 0.36439 | 960000 | 4 | 2 | 2 | 0 | 2 | 4 | Lateral Hardening-Fuse-92149970, Lateral Hardening-Fuse-92149992 | 1500Million | Central | -1 | 3000
Lateral Hardening | Lateral Hardening-Fuse-10820617,1 | 13873 | 14238.4886 | 26774.5394 | 40450.5311 | 143863.6364 | 0.28117 | 0.11989 | 1200000 | 16 | 1 | 1 | 0 | 1 | 2 | Lateral Hardening-Fuse-10820617 | 1500Million | Western | -1 | 3000
Lateral Hardening | Lateral Hardening-Fuse-92759224,1 | 13659 | 14662.7192 | 109.6827 | 14056.9412 | 50000 | 0.28114 | 0.01572 | 3180722.8916 | 26 | 1 | 0 | 0 | 0 | 1 | Lateral Hardening-Fuse-92759224 | 1500Million | Winter Haven | -1 | 3000
Lateral Hardening | Lateral Hardening-Fuse-60148773,2 | 13461 | 3175.6846 | 27297.8606 | 30230.4158 | 107636.3636 | 0.28086 | 0.11212 | 960000 |  | 2 | 0 | 0 | 0 | 2 | Lateral Hardening-Fuse-60148773, Lateral Hardening-Fuse-60148775 | 1500Million | Eastern | -1 | 3000
Lateral Hardening | Lateral Hardening-Fuse-60010809,1 | 13027 | 15296.6311 | 34174.4535 | 50521.625 | 180000 | 0.28068 | 0.15 | 1200000 | 15 | 1 | 0 | 0 | 0 | 1 | Lateral Hardening-Fuse-60010809 | 1500Million | Central | -1 | 3000
Lateral Hardening | Lateral Hardening-Fuse-90295231,2 | 13724 | 38383.8236 | 52989.9098 | 89545.6445 | 319090.9091 | 0.28063 | 0.33239 | 960000 | 30 | 2 | 1 | 0 | 1 | 3 | Lateral Hardening-Fuse-90295231, Lateral Hardening-Fuse-10671263 | 1500Million | Plant City | -1 | 3000
Lateral Hardening | Lateral Hardening-Fuse-10509558,1 | 13579 | 12016.3352 | 22035.6385 | 33482.6825 | 119318.1818 | 0.28062 | 0.099432 | 1200000 | 11 | 1 | 0 | 0 | 0 | 1 | Lateral Hardening-Fuse-10509558 | 1500Million | Eastern | -1 | 3000
Lateral Hardening | Lateral Hardening-Fuse-10236656,1 | 13511 | 18179.0726 | 12698.5242 | 40448.7642 | 144318.1818 | 0.28027 | 0.12027 | 1200000 | 48 | 1 | 1 | 0 | 1 | 2 | Lateral Hardening-Fuse-10236656 | 1500Million | Western | -1 | 3000
Lateral Hardening | Lateral Hardening-Fuse-93059198,6 | 13593 | 107418.3263 | 104925.4921 | 206994.7473 | 738727.2727 | 0.2802 | 0.76951 | 960000 | 99 | 6 | 0 | 0 | 0 | 6 | Lateral Hardening-Fuse-93059198, Lateral Hardening-Fuse-93059206, Lateral Hardening-Fuse-92160583, Lateral Hardening-Fuse-93059009, Lateral Hardening-Fuse-93063539, Lateral Hardening-Fuse-93059201 | 1500Million | Central | -1 | 3000
Lateral Hardening | Lateral Hardening-Fuse-92896528,1 | 13854 | 38340.0574 | 92535.2684 | 127986.576 | 457045.4545 | 0.28003 | 0.38087 | 1200000 | 30 | 1 | 0 | 0 | 0 | 1 | Lateral Hardening-Fuse-92896528 | 1500Million | Plant City | -1 | 3000
Lateral Hardening | Lateral Hardening-Fuse-10655433,1 | 13188 | 9943.0204 | 21151.33 | 30675.1338 | 109545.4545 | 0.28002 | 0.091288 | 1200000 | 9 | 1 | 0 | 0 | 0 | 1 | Lateral Hardening-Fuse-10655433 | 1500Million | Central | -1 | 3000
Lateral Hardening | Lateral Hardening-Fuse-10147997,1 | 13150 | 44875.6744 | 87775.0779 | 129939.7048 | 464318.1818 | 0.27985 | 0.38693 | 1200000 | 30 | 1 | 0 | 0 | 0 | 1 | Lateral Hardening-Fuse-10147997 | 1500Million | Winter Haven | -1 | 3000
Lateral Hardening | Lateral Hardening-Fuse-91728132,4 | 13622 | 34955.4741 | 141085.102 | 171963.0637 | 614727.2727 | 0.27974 | 0.64034 | 960000 | 21 | 4 | 0 | 0 | 0 | 4 | Lateral Hardening-Fuse-91728132, Lateral Hardening-Fuse-90292858, Lateral Hardening-Fuse-91728114, Lateral Hardening-Fuse-90292852 | 1500Million | Western | -1 | 3000
Lateral Hardening | Lateral Hardening-Fuse-90890344,1 | 13697 | 44175.7255 | 77770.3464 | 119857.5218 | 428863.6364 | 0.27948 | 0.35739 | 1200000 | 46 | 1 | 0 | 0 | 0 | 1 | Lateral Hardening-Fuse-90890344 | 1500Million | Winter Haven | -1 | 3000
Lateral Hardening | Lateral Hardening-Fuse-90431811,1 | 13655 | 13650.314 | 1125.2946 | 14097.2932 | 50454.5455 | 0.27941 | 0.042045 | 1200000 | 3 | 1 | 0 | 0 | 0 | 1 | Lateral Hardening-Fuse-90431811 | 1500Million | Plant City | -1 | 3000
Lateral Hardening | Lateral Hardening-Fuse-60017412,1 | 13029 | 23207.8414 | 36412.0874 | 61589.7794 | 220454.5455 | 0.27938 | 0.18371 | 1200000 | 24 | 1 | 0 | 0 | 0 | 1 | Lateral Hardening-Fuse-60017412 | 1500Million | Central | -1 | 3000
Lateral Hardening | Lateral Hardening-Fuse-91349814,1 | 13462 | 54255.3763 | 120471.2473 | 177907.2395 | 636818.1818 | 0.27937 | 0.53068 | 1200000 | 35 | 1 | 1 | 0 | 1 | 2 | Lateral Hardening-Fuse-91349814 | 1500Million | Plant City | -1 | 3000
Lateral Hardening | Lateral Hardening-Fuse-92095742,2 | 13961 | 67051.4823 | 179324.6364 | 240033.8799 | 859272.7273 | 0.27935 | 0.89508 | 960000 | 33 | 2 | 8 | 0 | 8 | 10 | Lateral Hardening-Fuse-92095742, Lateral Hardening-Fuse-10696427 | 1500Million | Plant City | -1 | 3000
Lateral Hardening | Lateral Hardening-Fuse-10482606,1 | 13457 | 1639.6423 | 12422.1221 | 13967.2557 | 50000 | 0.27935 | 0.040152 | 1245283.0189 | 2 | 1 | 0 | 0 | 0 | 1 | Lateral Hardening-Fuse-10482606 | 1500Million | Eastern | -1 | 3000
Lateral Hardening | Lateral Hardening-Fuse-93220667,1 | 13459 | 3384.5822 | 20848.417 | 23998.0834 | 85909.0909 | 0.27934 | 0.071591 | 1200000 | 3 | 1 | 0 | 0 | 0 | 1 | Lateral Hardening-Fuse-93220667 | 1500Million | Eastern | -1 | 3000
Lateral Hardening | Lateral Hardening-Fuse-60011823,2 | 13158 | 6932.0578 | 101408.4373 | 107349.461 | 384363.6364 | 0.27929 | 0.40038 | 960000 | 8 | 2 | 0 | 0 | 0 | 2 | Lateral Hardening-Fuse-60011823, Lateral Hardening-Fuse-92347931 [ 2021 ] | 1500Million | Central | -1 | 3000
Lateral Hardening | Lateral Hardening-Fuse-60014217,1 | 13037 | 23180.5371 | 19238.4389 | 41566.4968 | 148863.6364 | 0.27923 | 0.12405 | 1200000 | 31 | 1 | 0 | 0 | 0 | 1 | Lateral Hardening-Fuse-60014217 | 1500Million | Central | -1 | 3000
Lateral Hardening | Lateral Hardening-Fuse-91135661,1 | 14110 | 26526.9923 | 13055.8198 | 42835.5612 | 153409.0909 | 0.27922 | 0.12784 | 1200000 | 39 | 1 | 1 | 0 | 1 | 2 | Lateral Hardening-Fuse-91135661 | 1500Million | Eastern | -1 | 3000
Lateral Hardening | Lateral Hardening-Fuse-10762871,3 | 13815 | 29290.2985 | 146585.3544 | 174801.3914 | 626181.8182 | 0.27915 | 0.65227 | 960000 | 2 | 3 | 0 | 0 | 0 | 3 | Lateral Hardening-Fuse-10762871, Lateral Hardening-Fuse-90291790, Lateral Hardening-Fuse-90291797 | 1500Million | Dade City | -1 | 3000
Lateral Hardening | Lateral Hardening-Fuse-90845955,1 | 13330 | 21555.2263 | 351.8877 | 20849.874 | 74772.7273 | 0.27884 | 0.062311 | 1200000 | 2 | 1 | 0 | 0 | 0 | 1 | Lateral Hardening-Fuse-90845955 | 1500Million | Dade City | -1 | 3000
Lateral Hardening | Lateral Hardening-Fuse-91203632,1 | 13154 | 30502.4931 | 37966.2266 | 67015.4701 | 240454.5455 | 0.2787 | 0.20038 | 1200000 | 28 | 1 | 0 | 0 | 0 | 1 | Lateral Hardening-Fuse-91203632 | 1500Million | Western | -1 | 3000
Lateral Hardening | Lateral Hardening-Fuse-90642992,1 | 13612 | 62878.3583 | 77438.9859 | 154863.0286 | 555681.8182 | 0.27869 | 0.46307 | 1200000 | 71 | 1 | 0 | 0 | 0 | 1 | Lateral Hardening-Fuse-90642992 | 1500Million | Western | -1 | 3000
Lateral Hardening | Lateral Hardening-Fuse-92681105,1 | 13805 | 3215.5646 | 28537.6998 | 31399.1349 | 112727.2727 | 0.27854 | 0.093939 | 1200000 | 3 | 1 | 0 | 0 | 0 | 1 | Lateral Hardening-Fuse-92681105 | 1500Million | Plant City | -1 | 3000
Lateral Hardening | Lateral Hardening-Fuse-10868106,1 | 13798 | 1743.6834 | 64266.7121 | 64449.0631 | 231590.9091 | 0.27829 | 0.19299 | 1200000 | 1 | 1 | 0 | 0 | 0 | 1 | Lateral Hardening-Fuse-10868106 | 1500Million | Eastern | -1 | 3000
Lateral Hardening | Lateral Hardening-Fuse-90142851,1 | 13705 | 2733.8071 | 16405.3925 | 19543.1469 | 70227.2727 | 0.27828 | 0.058523 | 1200000 | 3 | 1 | 0 | 0 | 0 | 1 | Lateral Hardening-Fuse-90142851 | 1500Million | Eastern | -1 | 3000
Lateral Hardening | Lateral Hardening-Fuse-10552444,1 | 13577 | 48201.743 | 68699.1537 | 114707.8823 | 412272.7273 | 0.27823 | 0.34356 | 1200000 | 44 | 1 | 0 | 0 | 0 | 1 | Lateral Hardening-Fuse-10552444 | 1500Million | Eastern | -1 | 3000
Lateral Hardening | Lateral Hardening-Fuse-90029893,1 | 13769 | 358445.265 | 441711.6651 | 801980.2585 | 2882954.5455 | 0.27818 | 2.4025 | 1200000 | 5 | 1 | 0 | 0 | 0 | 1 | Lateral Hardening-Fuse-90029893 | 1500Million | Winter Haven | -1 | 3000
Lateral Hardening | Lateral Hardening-Fuse-93216552,1 | 13656 | 58988.6583 | 6792.7118 | 62892.0073 | 226136.3636 | 0.27812 | 0.18845 | 1200000 | 8 | 1 | 0 | 0 | 0 | 1 | Lateral Hardening-Fuse-93216552 | 1500Million | Plant City | -1 | 3000
Lateral Hardening | Lateral Hardening-Fuse-90896803,2 | 13096 | 0 | 216605.4755 | 215695.842 | 775818.1818 | 0.27802 | 0.80814 | 960000 | 5 | 2 | 0 | 0 | 0 | 2 | Lateral Hardening-Fuse-90896803, Lateral Hardening-Fuse-60130327 | 1500Million | Central | -1 | 3000
Lateral Hardening | Lateral Hardening-Fuse-10595478,1 | 13698 | 28782.9001 | 48174.7214 | 75381.2915 | 271136.3636 | 0.27802 | 0.22595 | 1200000 | 25 | 1 | 0 | 0 | 0 | 1 | Lateral Hardening-Fuse-10595478 | 1500Million | Winter Haven | -1 | 3000
Lateral Hardening | Lateral Hardening-Fuse-10247844,1 | 13533 | 65823.4171 | 100703.4238 | 162770.8632 | 585681.8182 | 0.27792 | 0.48807 | 1200000 | 56 | 1 | 0 | 0 | 0 | 1 | Lateral Hardening-Fuse-10247844 | 1500Million | Western | -1 | 3000
Lateral Hardening | Lateral Hardening-Fuse-60006837,1 | 13092 | 22836.8164 | 3837.5614 | 25496.623 | 91818.1818 | 0.27769 | 0.076515 | 1200000 | 4 | 1 | 0 | 0 | 0 | 1 | Lateral Hardening-Fuse-60006837 | 1500Million | Central | -1 | 3000
Lateral Hardening | Lateral Hardening-Fuse-90731194,1 | 13462 | 45324.1095 | 74242.8794 | 116646.5254 | 420227.2727 | 0.27758 | 0.35019 | 1200000 | 37 | 1 | 0 | 0 | 0 | 1 | Lateral Hardening-Fuse-90731194 | 1500Million | Plant City | -1 | 3000
Lateral Hardening | Lateral Hardening-Fuse-93059737,1 | 13593 | 39166.5854 | 45545.0358 | 82971.92 | 299090.9091 | 0.27741 | 0.24924 | 1200000 | 44 | 1 | 0 | 0 | 0 | 1 | Lateral Hardening-Fuse-93059737 | 1500Million | Central | -1 | 3000
Lateral Hardening | Lateral Hardening-Fuse-91083756,1 | 13295 | 27620.4222 | 40453.6108 | 66716.6882 | 240681.8182 | 0.2772 | 0.20057 | 1200000 | 31 | 1 | 0 | 0 | 0 | 1 | Lateral Hardening-Fuse-91083756 | 1500Million | Winter Haven | -1 | 3000
Lateral Hardening | Lateral Hardening-Fuse-90022611,1 | 13172 | 29461.0737 | 54111.5747 | 81830.8158 | 295227.2727 | 0.27718 | 0.24602 | 1200000 | 25 | 1 | 0 | 0 | 0 | 1 | Lateral Hardening-Fuse-90022611 | 1500Million | Eastern | -1 | 3000
Lateral Hardening | Lateral Hardening-Fuse-92598303,1 | 13390 | 16729.3189 | 80016.9339 | 94571.6305 | 341363.6364 | 0.27704 | 0.28447 | 1200000 | 10 | 1 | 0 | 0 | 0 | 1 | Lateral Hardening-Fuse-92598303 | 1500Million | Plant City | -1 | 3000
Lateral Hardening | Lateral Hardening-Fuse-91238854,2 | 13124 | 0 | 260681.1561 | 261752.3425 | 945090.9091 | 0.27696 | 0.98447 | 960000 | 14 | 2 | 2 | 0 | 2 | 4 | Lateral Hardening-Fuse-91238854, Lateral Hardening-Fuse-92034932 | 1500Million | Plant City | -1 | 3000
Lateral Hardening | Lateral Hardening-Fuse-90987897,1 | 13237 | 0 | 33550.7652 | 33270.125 | 120227.2727 | 0.27673 | 0.10019 | 1200000 |  | 1 | 1 | 0 | 1 | 2 | Lateral Hardening-Fuse-90987897 | 1500Million | South Hillsborough | -1 | 3000
Lateral Hardening | Lateral Hardening-Fuse-92614555,1 | 13303 | 165862.2091 | 124450.5448 | 283124.7613 | 1023409.0909 | 0.27665 | 0.85284 | 1200000 | 5 | 1 | 0 | 0 | 0 | 1 | Lateral Hardening-Fuse-92614555 | 1500Million | South Hillsborough | -1 | 3000
Lateral Hardening | Lateral Hardening-Fuse-10544609,1 | 13213 | 58775.2389 | 24152.9579 | 84689.3178 | 306136.3636 | 0.27664 | 0.25511 | 1200000 | 2 | 1 | 0 | 0 | 0 | 1 | Lateral Hardening-Fuse-10544609 | 1500Million | Eastern | -1 | 3000
Lateral Hardening | Lateral Hardening-Fuse-10635925,1 | 13388 | 2221.005 | 25103.2954 | 27079.5158 | 97954.5455 | 0.27645 | 0.081629 | 1200000 | 2 | 1 | 0 | 0 | 0 | 1 | Lateral Hardening-Fuse-10635925 | 1500Million | Plant City | -1 | 3000
Lateral Hardening | Lateral Hardening-Fuse-92171769,1 | 13391 | 22430.0903 | 234900.1963 | 250303.1386 | 905681.8182 | 0.27637 | 0.75473 | 1200000 | 11 | 1 | 0 | 0 | 0 | 1 | Lateral Hardening-Fuse-92171769 | 1500Million | Plant City | -1 | 3000
Lateral Hardening | Lateral Hardening-Fuse-60081644,1 | 13418 | 18654.3223 | 21378.1413 | 39192.1659 | 141818.1818 | 0.27636 | 0.11818 | 1200000 | 23 | 1 | 0 | 0 | 0 | 1 | Lateral Hardening-Fuse-60081644 | 1500Million | Central | -1 | 3000
Lateral Hardening | Lateral Hardening-Fuse-10616389,1 | 13124 | 1352.0757 | 23891.8181 | 24989.5489 | 90454.5455 | 0.27627 | 0.075379 | 1200000 | 1 | 1 | 1 | 1 | 0 | 2 | Lateral Hardening-Fuse-10616389 | 1500Million | Plant City | -1 | 3000
Lateral Hardening | Lateral Hardening-Fuse-92007506,1 | 13479 | 3051.7307 | 41717.6896 | 44072.2442 | 159545.4545 | 0.27624 | 0.13295 | 1200000 | 2 | 1 | 0 | 0 | 0 | 1 | Lateral Hardening-Fuse-92007506 | 1500Million | Winter Haven | -1 | 3000
Lateral Hardening | Lateral Hardening-Fuse-93023317,1 | 13531 | 0 | 98293.9718 | 96608.8046 | 349772.7273 | 0.2762 | 0.29148 | 1200000 | 7 | 1 | 4 | 0 | 4 | 5 | Lateral Hardening-Fuse-93023317 | 1500Million | Western | -1 | 3000
Lateral Hardening | Lateral Hardening-Fuse-91379868,1 | 13512 | 9139.4016 | 15652.1816 | 26175.9194 | 94772.7273 | 0.2762 | 0.078977 | 1200000 | 18 | 1 | 0 | 0 | 0 | 1 | Lateral Hardening-Fuse-91379868 | 1500Million | Western | -1 | 3000
Lateral Hardening | Lateral Hardening-Fuse-93257308,1 | 13175 | 43208.1009 | 41020.1325 | 82534.2646 | 298863.6364 | 0.27616 | 0.24905 | 1200000 | 44 | 1 | 0 | 0 | 0 | 1 | Lateral Hardening-Fuse-93257308 | 1500Million | Central | -1 | 3000
Lateral Hardening | Lateral Hardening-Fuse-10433143,4 | 13993 | 30015.8421 | 145915.9304 | 174168.8176 | 630727.2727 | 0.27614 | 0.65701 | 960000 | 15 | 4 | 1 | 0 | 1 | 5 | Lateral Hardening-Fuse-10433143, Lateral Hardening-Fuse-90847517, Lateral Hardening-Fuse-90847580, Lateral Hardening-Fuse-90847518 | 1500Million | Central | -1 | 3000
Lateral Hardening | Lateral Hardening-Fuse-92576942,1 | 13017 | 52472.5958 | 7629.6493 | 57454.5837 | 208181.8182 | 0.27598 | 0.17348 | 1200000 | 15 | 1 | 0 | 0 | 0 | 1 | Lateral Hardening-Fuse-92576942 | 1500Million | South Hillsborough | -1 | 3000
Lateral Hardening | Lateral Hardening-Fuse-10632132,1 | 13311 | 35437.9495 | 92181.4998 | 124061.1543 | 450000 | 0.27569 | 0.375 | 1200000 | 24 | 1 | 0 | 0 | 0 | 1 | Lateral Hardening-Fuse-10632132 | 1500Million | Winter Haven | -1 | 3000
Lateral Hardening | Lateral Hardening-Fuse-90928753,1 | 13205 | 27955.1701 | 70780.3843 | 96099.8279 | 348636.3636 | 0.27564 | 0.29053 | 1200000 | 20 | 1 | 0 | 0 | 0 | 1 | Lateral Hardening-Fuse-90928753 | 1500Million | Central | -1 | 3000
Lateral Hardening | Lateral Hardening-Fuse-91086244,1 | 13151 | 13863.1256 | 585.0474 | 13776.1358 | 50000 | 0.27552 | 0.0092803 | 5387755.102 | 73 | 1 | 2 | 0 | 2 | 3 | Lateral Hardening-Fuse-91086244 | 1500Million | Winter Haven | -1 | 3000
Lateral Hardening | Lateral Hardening-Fuse-10051883,1 | 13198 | 15679.4799 | 22447.8328 | 42765.645 | 155227.2727 | 0.2755 | 0.12936 | 1200000 | 18 | 1 | 2 | 0 | 2 | 3 | Lateral Hardening-Fuse-10051883 | 1500Million | Western | -1 | 3000
Lateral Hardening | Lateral Hardening-Fuse-92206621,1 | 13236 | 4959.7749 | 51354.9947 | 55204.2288 | 200454.5455 | 0.2754 | 0.16705 | 1200000 | 3 | 1 | 0 | 0 | 0 | 1 | Lateral Hardening-Fuse-92206621 | 1500Million | South Hillsborough | -1 | 3000
Lateral Hardening | Lateral Hardening-Fuse-10686211,12 | 13808 | 65732.065 | 560781.9586 | 635003.5844 | 2305818.1818 | 0.27539 | 2.4019 | 960000 | 18 | 12 | 0 | 0 | 0 | 12 | Lateral Hardening-Fuse-10686211, Lateral Hardening-Fuse-60589871, Lateral Hardening-Fuse-10686176, Lateral Hardening-Fuse-60193349, Lateral Hardening-Fuse-60557714, Lateral Hardening-Fuse-60559529, Lateral Hardening-Fuse-10686184, Lateral Hardening-Fuse-10686276, Lateral Hardening-Fuse-91505410, Lateral Hardening-Fuse-10686280, Lateral Hardening-Fuse-90102144, Lateral Hardening-Fuse-10686209 | 1500Million | Plant City | -1 | 3000
Lateral Hardening | Lateral Hardening-Fuse-92272400,1 | 13900 | 13021.8252 | 1405.4972 | 13768.7615 | 50000 | 0.27538 | 0.041477 | 1205479.4521 | 4 | 1 | 0 | 0 | 0 | 1 | Lateral Hardening-Fuse-92272400 | 1500Million | South Hillsborough | -1 | 3000
Lateral Hardening | Lateral Hardening-Fuse-10453995,1 | 13130 | 20460.8125 | 67958.5518 | 86639.6319 | 314772.7273 | 0.27525 | 0.26231 | 1200000 | 15 | 1 | 0 | 0 | 0 | 1 | Lateral Hardening-Fuse-10453995 | 1500Million | Eastern | -1 | 3000
Lateral Hardening | Lateral Hardening-Fuse-92226570,1 | 13753 | 15084.5847 | 25057.1182 | 39386.7802 | 143181.8182 | 0.27508 | 0.11932 | 1200000 | 20 | 1 | 0 | 0 | 0 | 1 | Lateral Hardening-Fuse-92226570 | 1500Million | Western | -1 | 3000
Lateral Hardening | Lateral Hardening-Fuse-60311185,1 | 13279 | 13926.0725 | 495.296 | 13744.9939 | 50000 | 0.2749 | 0.02822 | 1771812.0805 | 8 | 1 | 0 | 0 | 0 | 1 | Lateral Hardening-Fuse-60311185 | 1500Million | Winter Haven | -1 | 3000
Lateral Hardening | Lateral Hardening-Fuse-10433176,1 | 13993 | 0 | 37373.7486 | 37358.727 | 135909.0909 | 0.27488 | 0.11326 | 1200000 | 1 | 1 | 1 | 0 | 1 | 2 | Lateral Hardening-Fuse-10433176 | 1500Million | Central | -1 | 3000
Lateral Hardening | Lateral Hardening-Fuse-10871504,1 | 14111 | 25917.4862 | 47276.7965 | 76456.8126 | 278181.8182 | 0.27484 | 0.23182 | 1200000 | 17 | 1 | 0 | 0 | 0 | 1 | Lateral Hardening-Fuse-10871504 | 1500Million | Eastern | -1 | 3000
Lateral Hardening | Lateral Hardening-Fuse-92648619,1 | 13331 | 20339.6916 | 47238.1256 | 66083.1696 | 240454.5455 | 0.27483 | 0.20038 | 1200000 | 16 | 1 | 0 | 0 | 0 | 1 | Lateral Hardening-Fuse-92648619 | 1500Million | Dade City | -1 | 3000
Lateral Hardening | Lateral Hardening-Fuse-10686145,1 | 13808 | 11476.9588 | 14640.2549 | 32201.7071 | 117272.7273 | 0.27459 | 0.097727 | 1200000 | 13 | 1 | 0 | 0 | 0 | 1 | Lateral Hardening-Fuse-10686145 | 1500Million | Plant City | -1 | 3000
Lateral Hardening | Lateral Hardening-Fuse-60072757,1 | 13111 | 23438.6975 | 29173.8635 | 51443.8657 | 187500 | 0.27437 | 0.15625 | 1200000 | 37 | 1 | 0 | 0 | 0 | 1 | Lateral Hardening-Fuse-60072757 | 1500Million | Western | -1 | 3000
Lateral Hardening | Lateral Hardening-Fuse-90869100,1 | 13099 | 32988.6458 | 47687.331 | 78987.0675 | 287954.5455 | 0.2743 | 0.23996 | 1200000 | 28 | 1 | 0 | 0 | 0 | 1 | Lateral Hardening-Fuse-90869100 | 1500Million | Central | -1 | 3000
Lateral Hardening | Lateral Hardening-Fuse-10142255,1 | 13034 | 6797.788 | 15007.8684 | 22680.9226 | 82727.2727 | 0.27416 | 0.068939 | 1200000 | 8 | 1 | 0 | 0 | 0 | 1 | Lateral Hardening-Fuse-10142255 | 1500Million | Central | -1 | 3000
Lateral Hardening | Lateral Hardening-Fuse-60010343,1 | 13158 | 34234.2165 | 33703.67 | 66203.5127 | 241590.9091 | 0.27403 | 0.20133 | 1200000 | 29 | 1 | 0 | 0 | 0 | 1 | Lateral Hardening-Fuse-60010343 | 1500Million | Central | -1 | 3000
Lateral Hardening | Lateral Hardening-Fuse-10402235,1 | 13592 | 20413.59 | 15284.9968 | 34730.1145 | 126818.1818 | 0.27386 | 0.10568 | 1200000 | 29 | 1 | 0 | 0 | 0 | 1 | Lateral Hardening-Fuse-10402235 | 1500Million | Central | -1 | 3000
Lateral Hardening | Lateral Hardening-Fuse-10781411,1 | 13171 | 10697.5225 | 40.8143 | 13689.0359 | 50000 | 0.27378 | 0.015152 | 3300000 | 23 | 1 | 0 | 0 | 0 | 1 | Lateral Hardening-Fuse-10781411 | 1500Million | Eastern | -1 | 3000
Lateral Hardening | Lateral Hardening-Fuse-10686187,1 | 13808 | 55749.3681 | 35380.4214 | 88492.566 | 323409.0909 | 0.27362 | 0.26951 | 1200000 | 2 | 1 | 0 | 0 | 0 | 1 | Lateral Hardening-Fuse-10686187 | 1500Million | Plant City | -1 | 3000
Lateral Hardening | Lateral Hardening-Fuse-10556593,1 | 13298 | 5782.9449 | 111110.6284 | 114019.7541 | 416818.1818 | 0.27355 | 0.34735 | 1200000 | 3 | 1 | 0 | 0 | 0 | 1 | Lateral Hardening-Fuse-10556593 | 1500Million | Winter Haven | -1 | 3000
Lateral Hardening | Lateral Hardening-Fuse-93298492,1 | 13808 | 7169.8665 | 62103.0577 | 67499.5669 | 246818.1818 | 0.27348 | 0.20568 | 1200000 | 4 | 1 | 0 | 0 | 0 | 1 | Lateral Hardening-Fuse-93298492 | 1500Million | Plant City | -1 | 3000
Lateral Hardening | Lateral Hardening-Fuse-90892244,1 | 13373 | 22527.3152 | 29947.0783 | 51511.8849 | 188409.0909 | 0.2734 | 0.15701 | 1200000 | 21 | 1 | 0 | 0 | 0 | 1 | Lateral Hardening-Fuse-90892244 | 1500Million | Winter Haven | -1 | 3000
Lateral Hardening | Lateral Hardening-Fuse-93294488,1 | 13808 | 69642.5649 | 20449.5695 | 86742.7647 | 317272.7273 | 0.2734 | 0.26439 | 1200000 | 4 | 1 | 0 | 0 | 0 | 1 | Lateral Hardening-Fuse-93294488 | 1500Million | Plant City | -1 | 3000
Lateral Hardening | Lateral Hardening-Fuse-90148142,1 | 13207 | 30889.9294 | 38609.1334 | 68247.1447 | 250000 | 0.27299 | 0.20833 | 1200000 | 33 | 1 | 0 | 0 | 0 | 1 | Lateral Hardening-Fuse-90148142 | 1500Million | Western | -1 | 3000
Lateral Hardening | Lateral Hardening-Fuse-10802873,1 | 13133 | 18503.2688 | 21468.7673 | 39146.7187 | 143409.0909 | 0.27297 | 0.11951 | 1200000 | 24 | 1 | 0 | 0 | 0 | 1 | Lateral Hardening-Fuse-10802873 | 1500Million | Eastern | -1 | 3000
Lateral Hardening | Lateral Hardening-Fuse-10000714,5 | 13236 | 214831.2863 | 45339.1677 | 254503.471 | 932363.6364 | 0.27297 | 0.97121 | 960000 | 2 | 5 | 0 | 0 | 0 | 5 | Lateral Hardening-Fuse-10000714 [ 2029 ], Lateral Hardening-Fuse-10000711, Lateral Hardening-Fuse-10000904, Lateral Hardening-Fuse-10000708, Lateral Hardening-Fuse-60025501 | 1500Million | South Hillsborough | -1 | 3000
Lateral Hardening | Lateral Hardening-Fuse-10829524,1 | 13687 | 1033.1235 | 15481.4453 | 17178.65 | 62954.5455 | 0.27287 | 0.052462 | 1200000 | 1 | 1 | 0 | 0 | 0 | 1 | Lateral Hardening-Fuse-10829524 | 1500Million | Eastern | -1 | 3000
Lateral Hardening | Lateral Hardening-Fuse-10166379,1 | 13073 | 4655.6766 | 17173.509 | 21393.2651 | 78409.0909 | 0.27284 | 0.065341 | 1200000 | 10 | 1 | 1 | 1 | 0 | 2 | Lateral Hardening-Fuse-10166379 | 1500Million | Western | -1 | 3000
Lateral Hardening | Lateral Hardening-Fuse-93115111,1 | 13070 | 12940.8888 | 1339.5607 | 13641.015 | 50000 | 0.27282 | 0.033144 | 1508571.4286 | 2 | 1 | 0 | 0 | 0 | 1 | Lateral Hardening-Fuse-93115111 | 1500Million | Western | -1 | 3000
Lateral Hardening | Lateral Hardening-Fuse-90682765,1 | 13206 | 16138.3114 | 15017.7865 | 53504.7781 | 196136.3636 | 0.27279 | 0.16345 | 1200000 | 25 | 1 | 0 | 0 | 0 | 1 | Lateral Hardening-Fuse-90682765 | 1500Million | Western | -1 | 3000
Lateral Hardening | Lateral Hardening-Fuse-92388708,1 | 13910 | 14203.8998 | 29032.4506 | 42269.0256 | 155000 | 0.2727 | 0.12917 | 1200000 | 10 | 1 | 0 | 0 | 0 | 1 | Lateral Hardening-Fuse-92388708 | 1500Million | Eastern | -1 | 3000
Lateral Hardening | Lateral Hardening-Fuse-10671308,1 | 13724 | 4306.2989 | 19892.6006 | 35568.4714 | 130454.5455 | 0.27265 | 0.10871 | 1200000 | 6 | 1 | 0 | 0 | 0 | 1 | Lateral Hardening-Fuse-10671308 | 1500Million | Plant City | -1 | 3000
Lateral Hardening | Lateral Hardening-Fuse-10162606,2 | 13031 | 0 | 195276.1612 | 192216.2607 | 705090.9091 | 0.27261 | 0.73447 | 960000 | 8 | 2 | 0 | 0 | 0 | 2 | Lateral Hardening-Fuse-10162606, Lateral Hardening-Fuse-10162579 | 1500Million | Winter Haven | -1 | 3000
Lateral Hardening | Lateral Hardening-Fuse-10686114,1 | 13808 | 63386.414 | 22689.8292 | 83141.41 | 305000 | 0.27259 | 0.25417 | 1200000 | 3 | 1 | 0 | 0 | 0 | 1 | Lateral Hardening-Fuse-10686114 | 1500Million | Plant City | -1 | 3000
Lateral Hardening | Lateral Hardening-Fuse-90331673,1 | 13963 | 1261.8338 | 2136.6391 | 26981.6517 | 99090.9091 | 0.27229 | 0.082576 | 1200000 | 15 | 1 | 0 | 0 | 0 | 1 | Lateral Hardening-Fuse-90331673 | 1500Million | Eastern | -1 | 3000
Lateral Hardening | Lateral Hardening-Fuse-92371130,1 | 13041 | 25791.5236 | 36894.8389 | 61548.1568 | 226136.3636 | 0.27217 | 0.18845 | 1200000 | 23 | 1 | 0 | 0 | 0 | 1 | Lateral Hardening-Fuse-92371130 | 1500Million | Eastern | -1 | 3000
Lateral Hardening | Lateral Hardening-Fuse-10479383,1 | 14012 | 30583.9287 | 44044.1338 | 73082.2419 | 268863.6364 | 0.27182 | 0.22405 | 1200000 | 26 | 1 | 0 | 0 | 0 | 1 | Lateral Hardening-Fuse-10479383 | 1500Million | Central | -1 | 3000
Lateral Hardening | Lateral Hardening-Fuse-60392757,2 | 13295 | 31753.6053 | 51562.9985 | 81314.9587 | 299272.7273 | 0.27171 | 0.31174 | 960000 | 27 | 2 | 0 | 0 | 0 | 2 | Lateral Hardening-Fuse-60392757, Lateral Hardening-Fuse-60227258 | 1500Million | Winter Haven | -1 | 3000
Lateral Hardening | Lateral Hardening-Fuse-92429707,1 | 14042 | 43890.3846 | 88697.9642 | 129252.6889 | 476136.3636 | 0.27146 | 0.39678 | 1200000 | 29 | 1 | 0 | 0 | 0 | 1 | Lateral Hardening-Fuse-92429707 | 1500Million | Central | -1 | 3000
Lateral Hardening | Lateral Hardening-Fuse-10482598,1 | 13455 | 29628.2646 | 30967.1451 | 59034.6444 | 217500 | 0.27142 | 0.18125 | 1200000 | 25 | 1 | 0 | 0 | 0 | 1 | Lateral Hardening-Fuse-10482598 | 1500Million | Eastern | -1 | 3000
Lateral Hardening | Lateral Hardening-Fuse-93246458,1 | 13606 | 16069.5227 | 3638.5391 | 18875.247 | 69545.4545 | 0.27141 | 0.057955 | 1200000 | 12 | 1 | 0 | 0 | 0 | 1 | Lateral Hardening-Fuse-93246458 | 1500Million | Western | -1 | 3000
Lateral Hardening | Lateral Hardening-Fuse-92846773,1 | 13011 | 42601.4662 | 17652.327 | 58104.6207 | 214090.9091 | 0.2714 | 0.17841 | 1200000 | 4 | 1 | 0 | 0 | 0 | 1 | Lateral Hardening-Fuse-92846773 | 1500Million | Plant City | -1 | 3000
Lateral Hardening | Lateral Hardening-Fuse-92285154,1 | 13039 | 2936.0873 | 41221.115 | 43484.8877 | 160227.2727 | 0.2714 | 0.13352 | 1200000 | 2 | 1 | 0 | 0 | 0 | 1 | Lateral Hardening-Fuse-92285154 | 1500Million | Eastern | -1 | 3000
Lateral Hardening | Lateral Hardening-Fuse-92662207,1 | 13118 | 17601.8949 | 28212.051 | 45032.7763 | 166136.3636 | 0.27106 | 0.13845 | 1200000 | 20 | 1 | 0 | 0 | 0 | 1 | Lateral Hardening-Fuse-92662207 | 1500Million | Winter Haven | -1 | 3000
Lateral Hardening | Lateral Hardening-Fuse-90501939,2 | 13172 | 59412.5504 | 47677.613 | 108218.8664 | 399454.5455 | 0.27092 | 0.4161 | 960000 | 48 | 2 | 0 | 0 | 0 | 2 | Lateral Hardening-Fuse-90501939, Lateral Hardening-Fuse-92316569 | 1500Million | Eastern | -1 | 3000
Lateral Hardening | Lateral Hardening-Fuse-10643410,1 | 13390 | 19157.3166 | 3826.4039 | 24495.8708 | 90454.5455 | 0.27081 | 0.075379 | 1200000 | 2 | 1 | 0 | 0 | 0 | 1 | Lateral Hardening-Fuse-10643410 | 1500Million | Plant City | -1 | 3000
Lateral Hardening | Lateral Hardening-Fuse-10236643,1 | 13511 | 8904.0677 | 35231.9494 | 43624.8023 | 161136.3636 | 0.27073 | 0.13428 | 1200000 | 10 | 1 | 0 | 0 | 0 | 1 | Lateral Hardening-Fuse-10236643 | 1500Million | Western | -1 | 3000
Lateral Hardening | Lateral Hardening-Fuse-92015788,2 | 13772 | 23659.9059 | 209544.5064 | 226215.1784 | 835636.3636 | 0.27071 | 0.87045 | 960000 | 14 | 2 | 1 | 0 | 1 | 3 | Lateral Hardening-Fuse-92015788, Lateral Hardening-Fuse-92015789 | 1500Million | Winter Haven | -1 | 3000
Lateral Hardening | Lateral Hardening-Fuse-92316427,1 | 13017 | 67936.2173 | 12572.0923 | 77068.3338 | 284772.7273 | 0.27063 | 0.23731 | 1200000 | 14 | 1 | 0 | 0 | 0 | 1 | Lateral Hardening-Fuse-92316427 | 1500Million | South Hillsborough | -1 | 3000
Lateral Hardening | Lateral Hardening-Fuse-93239625,1 | 13114 | 39162.8466 | 42358.009 | 79949.4283 | 295454.5455 | 0.2706 | 0.24621 | 1200000 | 40 | 1 | 0 | 0 | 0 | 1 | Lateral Hardening-Fuse-93239625 | 1500Million | Western | -1 | 3000
Lateral Hardening | Lateral Hardening-Fuse-92904901,1 | 13159 | 19926.5668 | 24921.9238 | 44084.8742 | 162954.5455 | 0.27053 | 0.1358 | 1200000 | 22 | 1 | 0 | 0 | 0 | 1 | Lateral Hardening-Fuse-92904901 | 1500Million | Central | -1 | 3000
Lateral Hardening | Lateral Hardening-Fuse-60322379,1 | 13485 | 0 | 263219.8202 | 402972.0869 | 1490227.2727 | 0.27041 | 1.2419 | 1200000 | 310 | 1 | 3 | 0 | 3 | 4 | Lateral Hardening-Fuse-60322379 | 1500Million | Western | -1 | 3000
Lateral Hardening | Lateral Hardening-Fuse-10497400,1 | 13502 | 35684.0936 | 39277.3941 | 73420.301 | 271590.9091 | 0.27033 | 0.22633 | 1200000 | 33 | 1 | 0 | 0 | 0 | 1 | Lateral Hardening-Fuse-10497400 | 1500Million | Eastern | -1 | 3000
Lateral Hardening | Lateral Hardening-Fuse-10726483,1 | 14023 | 4431.3061 | 56830.4478 | 61131.2733 | 226136.3636 | 0.27033 | 0.18845 | 1200000 | 3 | 1 | 0 | 0 | 0 | 1 | Lateral Hardening-Fuse-10726483 | 1500Million | South Hillsborough | -1 | 3000
Lateral Hardening | Lateral Hardening-Fuse-92514293,1 | 13001 | 16419.1086 | 531.8995 | 16155.717 | 59772.7273 | 0.27029 | 0.049811 | 1200000 | 21 | 1 | 0 | 0 | 0 | 1 | Lateral Hardening-Fuse-92514293 | 1500Million | South Hillsborough | -1 | 3000
Lateral Hardening | Lateral Hardening-Fuse-91221956,1 | 13187 | 16942.7693 | 53464.3653 | 68545.0171 | 253636.3636 | 0.27025 | 0.21136 | 1200000 | 11 | 1 | 0 | 0 | 0 | 1 | Lateral Hardening-Fuse-91221956 | 1500Million | Central | -1 | 3000
Lateral Hardening | Lateral Hardening-Fuse-10159454,1 | 13523 | 27832.0916 | 1386.6136 | 27873.1955 | 103181.8182 | 0.27014 | 0.085985 | 1200000 | 15 | 1 | 0 | 0 | 0 | 1 | Lateral Hardening-Fuse-10159454 | 1500Million | Western | -1 | 3000
Lateral Hardening | Lateral Hardening-Fuse-10572955,1 | 13371 | 30268.9745 | 44748.7287 | 75377.3668 | 279090.9091 | 0.27008 | 0.23258 | 1200000 | 24 | 1 | 0 | 0 | 0 | 1 | Lateral Hardening-Fuse-10572955 | 1500Million | Winter Haven | -1 | 3000
Lateral Hardening | Lateral Hardening-Fuse-92587908,1 | 13152 | 36354.776 | 59545.4775 | 93960.2964 | 347954.5455 | 0.27004 | 0.28996 | 1200000 | 34 | 1 | 0 | 0 | 0 | 1 | Lateral Hardening-Fuse-92587908 | 1500Million | Winter Haven | -1 | 3000
Lateral Hardening | Lateral Hardening-Fuse-10562371,1 | 13296 | 20806.868 | 18432.713 | 38293.885 | 141818.1818 | 0.27002 | 0.11818 | 1200000 | 33 | 1 | 0 | 0 | 0 | 1 | Lateral Hardening-Fuse-10562371 | 1500Million | Winter Haven | -1 | 3000
Lateral Hardening | Lateral Hardening-Fuse-10629091,1 | 13146 | 78375.698 | 28999.3933 | 103865.1598 | 384772.7273 | 0.26994 | 0.32064 | 1200000 | 6 | 1 | 0 | 0 | 0 | 1 | Lateral Hardening-Fuse-10629091 | 1500Million | Plant City | -1 | 3000
Lateral Hardening | Lateral Hardening-Fuse-90778123,1 | 13065 | 20056.2127 | 36879.5068 | 55883.3644 | 207045.4545 | 0.26991 | 0.17254 | 1200000 | 21 | 1 | 0 | 0 | 0 | 1 | Lateral Hardening-Fuse-90778123 | 1500Million | Western | -1 | 3000
Lateral Hardening | Lateral Hardening-Fuse-10650548,1 | 13391 | 7323.0384 | 74815.9731 | 81013.109 | 300227.2727 | 0.26984 | 0.25019 | 1200000 | 4 | 1 | 0 | 0 | 0 | 1 | Lateral Hardening-Fuse-10650548 | 1500Million | Plant City | -1 | 3000
Lateral Hardening | Lateral Hardening-Fuse-10595493,1 | 13698 | 21793.9028 | 162802.5767 | 191428.4707 | 709545.4545 | 0.26979 | 0.59129 | 1200000 | 13 | 1 | 0 | 0 | 0 | 1 | Lateral Hardening-Fuse-10595493 | 1500Million | Winter Haven | -1 | 3000
Lateral Hardening | Lateral Hardening-Fuse-91407390,1 | 13053 | 32297.522 | 39494.8723 | 76941.1046 | 285227.2727 | 0.26975 | 0.23769 | 1200000 | 38 | 1 | 0 | 0 | 0 | 1 | Lateral Hardening-Fuse-91407390 | 1500Million | Central | -1 | 3000
Lateral Hardening | Lateral Hardening-Fuse-90116385,1 | 13896 | 49460.7818 | 6657.8893 | 53751.4791 | 199318.1818 | 0.26968 | 0.1661 | 1200000 | 21 | 1 | 0 | 0 | 0 | 1 | Lateral Hardening-Fuse-90116385 | 1500Million | South Hillsborough | -1 | 3000
Lateral Hardening | Lateral Hardening-Fuse-10556661,1 | 13298 | 46118.6884 | 442426.778 | 501891.8879 | 1861590.9091 | 0.2696 | 1.5513 | 1200000 | 23 | 1 | 0 | 0 | 0 | 1 | Lateral Hardening-Fuse-10556661 | 1500Million | Winter Haven | -1 | 3000
Lateral Hardening | Lateral Hardening-Fuse-10397088,1 | 13591 | 21883.3586 | 21604.4682 | 42386.0216 | 157272.7273 | 0.26951 | 0.13106 | 1200000 | 26 | 1 | 0 | 0 | 0 | 1 | Lateral Hardening-Fuse-10397088 | 1500Million | Central | -1 | 3000
Lateral Hardening | Lateral Hardening-Fuse-92833810,2 | 13112 | 93875.4838 | 105770.5821 | 197100.06 | 731454.5455 | 0.26946 | 0.76193 | 960000 | 5 | 2 | 1 | 0 | 1 | 3 | Lateral Hardening-Fuse-92833810, Lateral Hardening-Fuse-90422989 | 1500Million | Western | -1 | 3000
Lateral Hardening | Lateral Hardening-Fuse-60224272,1 | 13041 | 26706.7443 | 48847.5071 | 74860.9278 | 277954.5455 | 0.26933 | 0.23163 | 1200000 | 17 | 1 | 1 | 0 | 1 | 2 | Lateral Hardening-Fuse-60224272 | 1500Million | Eastern | -1 | 3000
Lateral Hardening | Lateral Hardening-Fuse-10668853,1 | 13722 | 114323.2181 | 107377.5529 | 216930.4143 | 805454.5455 | 0.26933 | 0.67121 | 1200000 | 3 | 1 | 0 | 0 | 0 | 1 | Lateral Hardening-Fuse-10668853 | 1500Million | Plant City | -1 | 3000
Lateral Hardening | Lateral Hardening-Fuse-90462546,2 | 13230 | 14310.1349 | 18409.0562 | 31874.2778 | 118363.6364 | 0.26929 | 0.1233 | 960000 | 3 | 2 | 0 | 0 | 0 | 2 | Lateral Hardening-Fuse-90462546, Lateral Hardening-Fuse-93247516 | 1500Million | Eastern | -1 | 3000
Lateral Hardening | Lateral Hardening-Fuse-10087542,2 | 13389 | 22711.4663 | 48601.2282 | 71058.7474 | 264000 | 0.26916 | 0.275 | 960000 | 15 | 2 | 0 | 0 | 0 | 2 | Lateral Hardening-Fuse-10087542, Lateral Hardening-Fuse-90288535 | 1500Million | Plant City | -1 | 3000
Lateral Hardening | Lateral Hardening-Fuse-10158425,1 | 13162 | 7074.6322 | 16251.404 | 22933.9113 | 85227.2727 | 0.26909 | 0.071023 | 1200000 | 10 | 1 | 0 | 0 | 0 | 1 | Lateral Hardening-Fuse-10158425 | 1500Million | Western | -1 | 3000
Lateral Hardening | Lateral Hardening-Fuse-10761249,2 | 13330 | 15730.5039 | 62267.2501 | 77013.4446 | 286363.6364 | 0.26894 | 0.2983 | 960000 | 8 | 2 | 0 | 0 | 0 | 2 | Lateral Hardening-Fuse-10761249, Lateral Hardening-Fuse-10761274 | 1500Million | Dade City | -1 | 3000
Lateral Hardening | Lateral Hardening-Fuse-91353437,3 | 13254 | 0 | 340197.4782 | 333100.4828 | 1239090.9091 | 0.26883 | 1.2907 | 960000 | 4 | 3 | 0 | 0 | 0 | 3 | Lateral Hardening-Fuse-91353437, Lateral Hardening-Fuse-93325172, Lateral Hardening-Fuse-93073059 | 1500Million | South Hillsborough | -1 | 3000
Lateral Hardening | Lateral Hardening-Fuse-10793116,1 | 13659 | 1459.7645 | 47140.5897 | 48127.8675 | 179090.9091 | 0.26873 | 0.14924 | 1200000 | 1 | 1 | 0 | 0 | 0 | 1 | Lateral Hardening-Fuse-10793116 | 1500Million | Winter Haven | -1 | 3000
Lateral Hardening | Lateral Hardening-Fuse-92345729,1 | 13172 | 20105.7032 | 94636.1347 | 113094.1635 | 420909.0909 | 0.26869 | 0.35076 | 1200000 | 18 | 1 | 0 | 0 | 0 | 1 | Lateral Hardening-Fuse-92345729 | 1500Million | Eastern | -1 | 3000
Lateral Hardening | Lateral Hardening-Fuse-92700960,4 | 13303 | 80382.258 | 236688.0263 | 317785.8229 | 1182727.2727 | 0.26869 | 1.232 | 960000 | 30 | 4 | 1 | 0 | 1 | 5 | Lateral Hardening-Fuse-92700960, Lateral Hardening-Fuse-60021798, Lateral Hardening-Fuse-90701555, Lateral Hardening-Fuse-60021793 | 1500Million | South Hillsborough | -1 | 3000
Lateral Hardening | Lateral Hardening-Fuse-10635949,4 | 13388 | 166787.1707 | 28068.0532 | 188158.3223 | 700363.6364 | 0.26866 | 0.72955 | 960000 | 5 | 4 | 0 | 0 | 0 | 4 | Lateral Hardening-Fuse-10635949, Lateral Hardening-Fuse-91560836, Lateral Hardening-Fuse-10635930, Lateral Hardening-Fuse-91429486 | 1500Million | Plant City | -1 | 3000
Lateral Hardening | Lateral Hardening-Fuse-92476354,1 | 13422 | 4325.2387 | 54235.3627 | 57555.743 | 214318.1818 | 0.26855 | 0.1786 | 1200000 | 3 | 1 | 0 | 0 | 0 | 1 | Lateral Hardening-Fuse-92476354 | 1500Million | Dade City | -1 | 3000
Lateral Hardening | Lateral Hardening-Fuse-92895212,1 | 13854 | 39916.2909 | 85721.1965 | 122931.2631 | 457954.5455 | 0.26844 | 0.38163 | 1200000 | 34 | 1 | 0 | 0 | 0 | 1 | Lateral Hardening-Fuse-92895212 | 1500Million | Plant City | -1 | 3000
Lateral Hardening | Lateral Hardening-Fuse-10686053,1 | 13808 | 11155.0536 | 652.8893 | 13418.7379 | 50000 | 0.26837 | 0.037311 | 1340101.5228 | 2 | 1 | 0 | 0 | 0 | 1 | Lateral Hardening-Fuse-10686053 | 1500Million | Plant City | -1 | 3000
Lateral Hardening | Lateral Hardening-Fuse-92557003,1 | 13443 | 18920.7216 | 33695.9416 | 51714.124 | 192727.2727 | 0.26833 | 0.16061 | 1200000 | 22 | 1 | 0 | 0 | 0 | 1 | Lateral Hardening-Fuse-92557003 | 1500Million | Winter Haven | -1 | 3000
Lateral Hardening | Lateral Hardening-Fuse-10087590,1 | 13389 | 11986.8996 | 35767.5689 | 46954.0438 | 175000 | 0.26831 | 0.14583 | 1200000 | 10 | 1 | 0 | 0 | 0 | 1 | Lateral Hardening-Fuse-10087590 | 1500Million | Plant City | -1 | 3000
Lateral Hardening | Lateral Hardening-Fuse-92701822,2 | 13299 | 22370.5609 | 104111.1811 | 123811.1509 | 461454.5455 | 0.26831 | 0.48068 | 960000 | 15 | 2 | 0 | 0 | 0 | 2 | Lateral Hardening-Fuse-92701822, Lateral Hardening-Fuse-92701817 | 1500Million | Winter Haven | -1 | 3000
Lateral Hardening | Lateral Hardening-Fuse-10829392,1 | 13687 | 21816.5574 | 80724.6962 | 103246.7663 | 385000 | 0.26817 | 0.32083 | 1200000 | 16 | 1 | 0 | 0 | 0 | 1 | Lateral Hardening-Fuse-10829392 | 1500Million | Eastern | -1 | 3000
Lateral Hardening | Lateral Hardening-Fuse-92649622,4 | 13391 | 44966.4464 | 323605.4695 | 359066.2723 | 1339090.9091 | 0.26814 | 1.3949 | 960000 | 24 | 4 | 1 | 0 | 1 | 5 | Lateral Hardening-Fuse-92649622, Lateral Hardening-Fuse-92585974, Lateral Hardening-Fuse-90506573, Lateral Hardening-Fuse-90527557 | 1500Million | Plant City | -1 | 3000
Lateral Hardening | Lateral Hardening-Fuse-90110678,1 | 14024 | 9530.2288 | 27759.8466 | 38807.4678 | 144772.7273 | 0.26806 | 0.12064 | 1200000 | 9 | 1 | 0 | 0 | 0 | 1 | Lateral Hardening-Fuse-90110678 | 1500Million | South Hillsborough | -1 | 3000
Lateral Hardening | Lateral Hardening-Fuse-90025941,3 | 13097 | 41808.3258 | 88404.9826 | 149081.9695 | 556181.8182 | 0.26805 | 0.57936 | 960000 | 26 | 3 | 1 | 0 | 1 | 4 | Lateral Hardening-Fuse-90025941, Lateral Hardening-Fuse-91591401, Lateral Hardening-Fuse-91746088 | 1500Million | Central | -1 | 3000
Lateral Hardening | Lateral Hardening-Fuse-10588812,1 | 13471 | 8357.617 | 9595.4049 | 17483.38 | 65227.2727 | 0.26804 | 0.054356 | 1200000 | 13 | 1 | 0 | 0 | 0 | 1 | Lateral Hardening-Fuse-10588812 | 1500Million | Winter Haven | -1 | 3000
Lateral Hardening | Lateral Hardening-Fuse-60210194,1 | 13330 | 4397.8414 | 38850.7323 | 43846.7677 | 163636.3636 | 0.26795 | 0.13636 | 1200000 | 3 | 1 | 0 | 0 | 0 | 1 | Lateral Hardening-Fuse-60210194 | 1500Million | Dade City | -1 | 3000
Lateral Hardening | Lateral Hardening-Fuse-92653112,3 | 13324 | 0 | 192575.4002 | 187684.7763 | 701090.9091 | 0.2677 | 0.7303 | 960000 | 8 | 3 | 0 | 0 | 0 | 3 | Lateral Hardening-Fuse-92653112, Lateral Hardening-Fuse-90241528, Lateral Hardening-Fuse-90241523 | 1500Million | Eastern | -1 | 3000
Lateral Hardening | Lateral Hardening-Fuse-60021682,1 | 13004 | 28560.4667 | 64963.3619 | 95791.5392 | 357954.5455 | 0.26761 | 0.2983 | 1200000 | 23 | 1 | 0 | 0 | 0 | 1 | Lateral Hardening-Fuse-60021682 | 1500Million | Dade City | -1 | 3000
Lateral Hardening | Lateral Hardening-Fuse-90796102,1 | 13098 | 5577.629 | 32978.8597 | 42180.2506 | 157727.2727 | 0.26743 | 0.13144 | 1200000 | 4 | 1 | 0 | 0 | 0 | 1 | Lateral Hardening-Fuse-90796102 | 1500Million | Central | -1 | 3000
Lateral Hardening | Lateral Hardening-Fuse-10761255,1 | 13432 | 13391.5094 | 541.0778 | 15011.8342 | 56136.3636 | 0.26742 | 0.04678 | 1200000 | 6 | 1 | 0 | 0 | 0 | 1 | Lateral Hardening-Fuse-10761255 | 1500Million | Dade City | -1 | 3000
Lateral Hardening | Lateral Hardening-Fuse-91079605,1 | 13201 | 34602.3023 | 67725.0123 | 100783.2279 | 377045.4545 | 0.2673 | 0.3142 | 1200000 | 39 | 1 | 0 | 0 | 0 | 1 | Lateral Hardening-Fuse-91079605 | 1500Million | Western | -1 | 3000
Lateral Hardening | Lateral Hardening-Fuse-10567781,1 | 13279 | 39477.53 | 60258.9879 | 97924.3686 | 366363.6364 | 0.26729 | 0.3053 | 1200000 | 36 | 1 | 0 | 0 | 0 | 1 | Lateral Hardening-Fuse-10567781 | 1500Million | Winter Haven | -1 | 3000
Lateral Hardening | Lateral Hardening-Fuse-10501127,3 | 13509 | 23203.6961 | 38212.4975 | 60684.7805 | 227090.9091 | 0.26723 | 0.23655 | 960000 | 16 | 3 | 8 | 1 | 7 | 11 | Lateral Hardening-Fuse-10501127, Lateral Hardening-Fuse-10501128, Lateral Hardening-Fuse-10501126 | 1500Million | Eastern | -1 | 3000
Lateral Hardening | Lateral Hardening-Fuse-92980486,1 | 13797 | 1948.6691 | 17561.2414 | 19370.73 | 72500 | 0.26718 | 0.060417 | 1200000 | 2 | 1 | 0 | 0 | 0 | 1 | Lateral Hardening-Fuse-92980486 | 1500Million | Eastern | -1 | 3000
Lateral Hardening | Lateral Hardening-Fuse-10158421,1 | 13162 | 13656.0537 | 346.3541 | 13356.88 | 50000 | 0.26714 | 0.025568 | 1955555.5556 | 13 | 1 | 0 | 0 | 0 | 1 | Lateral Hardening-Fuse-10158421 | 1500Million | Western | -1 | 3000
Lateral Hardening | Lateral Hardening-Fuse-10650567,3 | 13391 | 60740.4402 | 126965.5335 | 185080.3625 | 693090.9091 | 0.26704 | 0.72197 | 960000 | 24 | 3 | 0 | 0 | 0 | 3 | Lateral Hardening-Fuse-10650567, Lateral Hardening-Fuse-92385726, Lateral Hardening-Fuse-92424614 | 1500Million | Plant City | -1 | 3000
Lateral Hardening | Lateral Hardening-Fuse-92835082,1 | 13708 | 2156.3821 | 63354.6362 | 64003.9404 | 240000 | 0.26668 | 0.2 | 1200000 | 1 | 1 | 0 | 0 | 0 | 1 | Lateral Hardening-Fuse-92835082 | 1500Million | Eastern | -1 | 3000
Lateral Hardening | Lateral Hardening-Fuse-60070204,1 | 13061 | 45459.0047 | 71224.9871 | 114869.7017 | 431363.6364 | 0.26629 | 0.35947 | 1200000 | 55 | 1 | 0 | 0 | 0 | 1 | Lateral Hardening-Fuse-60070204 | 1500Million | Western | -1 | 3000
Lateral Hardening | Lateral Hardening-Fuse-92896568,1 | 13854 | 40960.2881 | 83997.6193 | 121805.8376 | 457500 | 0.26624 | 0.38125 | 1200000 | 36 | 1 | 0 | 0 | 0 | 1 | Lateral Hardening-Fuse-92896568 | 1500Million | Plant City | -1 | 3000
Lateral Hardening | Lateral Hardening-Fuse-10685998,1 | 13808 | 4233.0433 | 61386.9743 | 64563.0349 | 242500 | 0.26624 | 0.20208 | 1200000 | 3 | 1 | 0 | 0 | 0 | 1 | Lateral Hardening-Fuse-10685998 | 1500Million | Plant City | -1 | 3000
Lateral Hardening | Lateral Hardening-Fuse-10090763,1 | 13294 | 5233.0063 | 18725.8541 | 29649.2274 | 111363.6364 | 0.26624 | 0.092803 | 1200000 | 6 | 1 | 0 | 0 | 0 | 1 | Lateral Hardening-Fuse-10090763 | 1500Million | Winter Haven | -1 | 3000
Lateral Hardening | Lateral Hardening-Fuse-10477230,1 | 13326 | 11447.7639 | 27327.0386 | 38175.7273 | 143409.0909 | 0.2662 | 0.11951 | 1200000 | 10 | 1 | 0 | 0 | 0 | 1 | Lateral Hardening-Fuse-10477230 | 1500Million | Eastern | -1 | 3000
Lateral Hardening | Lateral Hardening-Fuse-90560110,1 | 14217 | 312785.9131 | 46903.2332 | 348608.9138 | 1310227.2727 | 0.26607 | 1.0919 | 1200000 | 4 | 1 | 1 | 0 | 1 | 2 | Lateral Hardening-Fuse-90560110 [ 2028 ] | 1500Million | Central | -1 | 3000
Lateral Hardening | Lateral Hardening-Fuse-91150201,1 | 13600 | 13222.4557 | 16529.2241 | 29143.4915 | 109545.4545 | 0.26604 | 0.091288 | 1200000 | 20 | 1 | 0 | 0 | 0 | 1 | Lateral Hardening-Fuse-91150201 | 1500Million | Central | -1 | 3000
Lateral Hardening | Lateral Hardening-Fuse-60219088,1 | 13133 | 15765.7674 | 35624.517 | 62199.2245 | 233863.6364 | 0.26596 | 0.19489 | 1200000 | 24 | 1 | 0 | 0 | 0 | 1 | Lateral Hardening-Fuse-60219088 | 1500Million | Eastern | -1 | 3000
Lateral Hardening | Lateral Hardening-Fuse-10297927,1 | 13737 | 11768.317 | 20895.1283 | 32092.1216 | 120681.8182 | 0.26592 | 0.10057 | 1200000 | 17 | 1 | 0 | 0 | 0 | 1 | Lateral Hardening-Fuse-10297927 | 1500Million | Western | -1 | 3000
Lateral Hardening | Lateral Hardening-Fuse-10167751,1 | 13206 | 10506.164 | 22419.4242 | 32394.0962 | 121818.1818 | 0.26592 | 0.10152 | 1200000 | 9 | 1 | 0 | 0 | 0 | 1 | Lateral Hardening-Fuse-10167751 | 1500Million | Western | -1 | 3000
Lateral Hardening | Lateral Hardening-Fuse-90856935,1 | 13787 | 54423.1011 | 13381.2808 | 73324.7721 | 275909.0909 | 0.26576 | 0.22992 | 1200000 | 3 | 1 | 0 | 0 | 0 | 1 | Lateral Hardening-Fuse-90856935 | 1500Million | Plant City | -1 | 3000
Lateral Hardening | Lateral Hardening-Fuse-60009904,1 | 13027 | 11921.3549 | 24206.7255 | 35506.8908 | 133636.3636 | 0.2657 | 0.11136 | 1200000 | 14 | 1 | 0 | 0 | 0 | 1 | Lateral Hardening-Fuse-60009904 | 1500Million | Central | -1 | 3000
Lateral Hardening | Lateral Hardening-Fuse-10144740,1 | 13136 | 11764.3316 | 22015.217 | 68412.8048 | 257500 | 0.26568 | 0.21458 | 1200000 | 26 | 1 | 0 | 0 | 0 | 1 | Lateral Hardening-Fuse-10144740 | 1500Million | Western | -1 | 3000
Lateral Hardening | Lateral Hardening-Fuse-10662359,1 | 13470 | 19276.038 | 3850.1168 | 22151.709 | 83409.0909 | 0.26558 | 0.069508 | 1200000 | 2 | 1 | 0 | 0 | 0 | 1 | Lateral Hardening-Fuse-10662359 | 1500Million | Winter Haven | -1 | 3000
Lateral Hardening | Lateral Hardening-Fuse-10567752,1 | 13117 | 18283.2059 | 21988.3888 | 39353.1957 | 148181.8182 | 0.26557 | 0.12348 | 1200000 | 27 | 1 | 0 | 0 | 0 | 1 | Lateral Hardening-Fuse-10567752 | 1500Million | Winter Haven | -1 | 3000
Lateral Hardening | Lateral Hardening-Fuse-92603726,1 | 13390 | 24223.2979 | 26982.0845 | 50268.7378 | 189318.1818 | 0.26553 | 0.15777 | 1200000 | 26 | 1 | 0 | 0 | 0 | 1 | Lateral Hardening-Fuse-92603726 | 1500Million | Plant City | -1 | 3000
Lateral Hardening | Lateral Hardening-Fuse-90642995,1 | 13612 | 50693.9848 | 84557.6299 | 132013.8626 | 497272.7273 | 0.26548 | 0.41439 | 1200000 | 45 | 1 | 0 | 0 | 0 | 1 | Lateral Hardening-Fuse-90642995 | 1500Million | Western | -1 | 3000
Lateral Hardening | Lateral Hardening-Fuse-10650411,8 | 13391 | 181975.308 | 240569.7534 | 508885.8072 | 1916909.0909 | 0.26547 | 1.9968 | 960000 | 7 | 8 | 10 | 0 | 10 | 18 | Lateral Hardening-Fuse-10650411, Lateral Hardening-Fuse-10650562, Lateral Hardening-Fuse-92431430, Lateral Hardening-Fuse-91424880, Lateral Hardening-Fuse-92820834, Lateral Hardening-Fuse-90050079, Lateral Hardening-Fuse-10650323, Lateral Hardening-Fuse-91319798 | 1500Million | Plant City | -1 | 3000
Lateral Hardening | Lateral Hardening-Fuse-90532502,1 | 13839 | 40879.2727 | 62382.2144 | 100817.5201 | 379772.7273 | 0.26547 | 0.31648 | 1200000 | 32 | 1 | 0 | 0 | 0 | 1 | Lateral Hardening-Fuse-90532502 | 1500Million | Central | -1 | 3000
Lateral Hardening | Lateral Hardening-Fuse-92199670,1 | 13909 | 84784.4759 | 98571.6871 | 189373.8662 | 713409.0909 | 0.26545 | 0.59451 | 1200000 | 76 | 1 | 0 | 0 | 0 | 1 | Lateral Hardening-Fuse-92199670 | 1500Million | Eastern | -1 | 3000
Lateral Hardening | Lateral Hardening-Fuse-91985754,1 | 13479 | 13762.2735 | 30950.1438 | 47153.0451 | 177727.2727 | 0.26531 | 0.14811 | 1200000 | 12 | 1 | 0 | 0 | 0 | 1 | Lateral Hardening-Fuse-91985754 | 1500Million | Winter Haven | -1 | 3000
Lateral Hardening | Lateral Hardening-Fuse-92655418,1 | 13198 | 6502.3094 | 27840.3139 | 33931.2443 | 127954.5455 | 0.26518 | 0.10663 | 1200000 | 10 | 1 | 0 | 0 | 0 | 1 | Lateral Hardening-Fuse-92655418 | 1500Million | Western | -1 | 3000
Lateral Hardening | Lateral Hardening-Fuse-90914571,1 | 13840 | 18008.1798 | 185.5422 | 18681.6048 | 70454.5455 | 0.26516 | 0.058712 | 1200000 | 3 | 1 | 0 | 0 | 0 | 1 | Lateral Hardening-Fuse-90914571 | 1500Million | Central | -1 | 3000
Lateral Hardening | Lateral Hardening-Fuse-90852332,1 | 13577 | 4961.3928 | 22368.4437 | 26989.1995 | 101818.1818 | 0.26507 | 0.084848 | 1200000 | 6 | 1 | 0 | 0 | 0 | 1 | Lateral Hardening-Fuse-90852332 | 1500Million | Eastern | -1 | 3000
Lateral Hardening | Lateral Hardening-Fuse-92465921,1 | 13785 | 9322.4706 | 66686.7344 | 74071.1267 | 279545.4545 | 0.26497 | 0.23295 | 1200000 | 5 | 1 | 0 | 0 | 0 | 1 | Lateral Hardening-Fuse-92465921 | 1500Million | Plant City | -1 | 3000
Lateral Hardening | Lateral Hardening-Fuse-10479443,1 | 14012 | 0 | 429893.1513 | 419087.86 | 1581818.1818 | 0.26494 | 1.3182 | 1200000 | 2 | 1 | 0 | 0 | 0 | 1 | Lateral Hardening-Fuse-10479443 [ 2024 ] | 1500Million | Central | -1 | 3000
Lateral Hardening | Lateral Hardening-Fuse-93051009,1 | 13019 | 54520.3763 | 80697.85 | 132092.6575 | 498636.3636 | 0.26491 | 0.41553 | 1200000 | 43 | 1 | 0 | 0 | 0 | 1 | Lateral Hardening-Fuse-93051009 | 1500Million | South Hillsborough | -1 | 3000
Lateral Hardening | Lateral Hardening-Fuse-92854740,1 | 13011 | 17093.0348 | 43434.8355 | 59576.4523 | 225000 | 0.26478 | 0.1875 | 1200000 | 17 | 1 | 0 | 0 | 0 | 1 | Lateral Hardening-Fuse-92854740 | 1500Million | Plant City | -1 | 3000
Lateral Hardening | Lateral Hardening-Fuse-91362305,2 | 13148 | 74244.4759 | 185750.2357 | 258611.4107 | 976727.2727 | 0.26477 | 1.0174 | 960000 | 44 | 2 | 0 | 0 | 0 | 2 | Lateral Hardening-Fuse-91362305, Lateral Hardening-Fuse-10645509 | 1500Million | Plant City | -1 | 3000
Lateral Hardening | Lateral Hardening-Fuse-10165366,1 | 13045 | 25627.3147 | 31611.7059 | 56082.2928 | 211818.1818 | 0.26477 | 0.17652 | 1200000 | 35 | 1 | 0 | 0 | 0 | 1 | Lateral Hardening-Fuse-10165366 | 1500Million | Central | -1 | 3000
Lateral Hardening | Lateral Hardening-Fuse-91615057,2 | 13254 | 141559.9584 | 103249.5081 | 238047.6436 | 899454.5455 | 0.26466 | 0.93693 | 960000 | 5 | 2 | 1 | 0 | 1 | 3 | Lateral Hardening-Fuse-91615057, Lateral Hardening-Fuse-91629604 | 1500Million | South Hillsborough | -1 | 3000
Lateral Hardening | Lateral Hardening-Fuse-10636006,1 | 13388 | 25937.7312 | 43324.3017 | 70712.8315 | 267500 | 0.26435 | 0.22292 | 1200000 | 24 | 1 | 0 | 0 | 0 | 1 | Lateral Hardening-Fuse-10636006 | 1500Million | Plant City | -1 | 3000
Lateral Hardening | Lateral Hardening-Fuse-10657055,2 | 13098 | 22808.9055 | 69304.7287 | 94073.0217 | 356000 | 0.26425 | 0.37083 | 960000 | 17 | 2 | 0 | 0 | 0 | 2 | Lateral Hardening-Fuse-10657055, Lateral Hardening-Fuse-60174261 | 1500Million | Central | -1 | 3000
Lateral Hardening | Lateral Hardening-Fuse-10169249,1 | 13210 | 47826.2147 | 9625.4542 | 69057.7969 | 261363.6364 | 0.26422 | 0.2178 | 1200000 | 16 | 1 | 0 | 0 | 0 | 1 | Lateral Hardening-Fuse-10169249 | 1500Million | Western | -1 | 3000
Lateral Hardening | Lateral Hardening-Fuse-10635926,1 | 13388 | 34729.4331 | 65777.4809 | 109718.585 | 415454.5455 | 0.26409 | 0.34621 | 1200000 | 22 | 1 | 0 | 0 | 0 | 1 | Lateral Hardening-Fuse-10635926 | 1500Million | Plant City | -1 | 3000
Lateral Hardening | Lateral Hardening-Fuse-10662336,1 | 13470 | 37497.762 | 11908.8153 | 47473.5333 | 179772.7273 | 0.26408 | 0.14981 | 1200000 | 2 | 1 | 0 | 0 | 0 | 1 | Lateral Hardening-Fuse-10662336 | 1500Million | Winter Haven | -1 | 3000
Lateral Hardening | Lateral Hardening-Fuse-90976603,1 | 13786 | 7497.4058 | 83139.6237 | 92887.68 | 351818.1818 | 0.26402 | 0.29318 | 1200000 | 5 | 1 | 0 | 0 | 0 | 1 | Lateral Hardening-Fuse-90976603 | 1500Million | Plant City | -1 | 3000
Lateral Hardening | Lateral Hardening-Fuse-60145852,1 | 13294 | 10291.9085 | 19156.3054 | 30823.5318 | 116818.1818 | 0.26386 | 0.097348 | 1200000 | 13 | 1 | 0 | 0 | 0 | 1 | Lateral Hardening-Fuse-60145852 | 1500Million | Winter Haven | -1 | 3000
Lateral Hardening | Lateral Hardening-Fuse-10595479,1 | 13698 | 24938.5686 | 45901.0771 | 69303.0484 | 262727.2727 | 0.26378 | 0.21894 | 1200000 | 21 | 1 | 0 | 0 | 0 | 1 | Lateral Hardening-Fuse-10595479 | 1500Million | Winter Haven | -1 | 3000
Lateral Hardening | Lateral Hardening-Fuse-92206620,3 | 13236 | 15740.9986 | 109780.8039 | 123022.2111 | 466909.0909 | 0.26348 | 0.48636 | 960000 | 7 | 3 | 0 | 0 | 0 | 3 | Lateral Hardening-Fuse-92206620, Lateral Hardening-Fuse-10000921, Lateral Hardening-Fuse-10000920 | 1500Million | South Hillsborough | -1 | 3000
Lateral Hardening | Lateral Hardening-Fuse-10250643,3 | 13574 | 130804.7988 | 142582.8856 | 294972.7669 | 1120000 | 0.26337 | 1.1667 | 960000 | 73 | 3 | 0 | 0 | 0 | 3 | Lateral Hardening-Fuse-10250643, Lateral Hardening-Fuse-90423115, Lateral Hardening-Fuse-90423097 | 1500Million | Western | -1 | 3000
Lateral Hardening | Lateral Hardening-Fuse-91750981,1 | 13371 | 8188.057 | 29289.8935 | 39498.9865 | 150000 | 0.26333 | 0.125 | 1200000 | 11 | 1 | 0 | 0 | 0 | 1 | Lateral Hardening-Fuse-91750981 | 1500Million | Winter Haven | -1 | 3000
Lateral Hardening | Lateral Hardening-Fuse-93038747,1 | 13813 | 11638.0391 | 2120.9318 | 13162.3509 | 50000 | 0.26325 | 0.039773 | 1257142.8571 | 2 | 1 | 0 | 0 | 0 | 1 | Lateral Hardening-Fuse-93038747 | 1500Million | Dade City | -1 | 3000
Lateral Hardening | Lateral Hardening-Fuse-93028821,1 | 13611 | 8391.0039 | 23351.4732 | 31049.1061 | 117954.5455 | 0.26323 | 0.098295 | 1200000 | 14 | 1 | 0 | 0 | 0 | 1 | Lateral Hardening-Fuse-93028821 | 1500Million | Western | -1 | 3000
Lateral Hardening | Lateral Hardening-Fuse-60217703,1 | 13961 | 1751.8907 | 81203.7354 | 80965.4527 | 307727.2727 | 0.26311 | 0.25644 | 1200000 | 1 | 1 | 0 | 0 | 0 | 1 | Lateral Hardening-Fuse-60217703 | 1500Million | Plant City | -1 | 3000
Lateral Hardening | Lateral Hardening-Fuse-10632130,1 | 13311 | 14177.7787 | 31316.3623 | 44727.6782 | 170000 | 0.2631 | 0.14167 | 1200000 | 13 | 1 | 0 | 0 | 0 | 1 | Lateral Hardening-Fuse-10632130 | 1500Million | Winter Haven | -1 | 3000
Lateral Hardening | Lateral Hardening-Fuse-91600145,1 | 14102 | 20404.9179 | 100519.7288 | 120182.9786 | 457045.4545 | 0.26296 | 0.38087 | 1200000 | 12 | 1 | 0 | 0 | 0 | 1 | Lateral Hardening-Fuse-91600145 | 1500Million | Central | -1 | 3000
Lateral Hardening | Lateral Hardening-Fuse-10588268,1 | 13444 | 12899.8438 | 29097.506 | 41341.6128 | 157272.7273 | 0.26287 | 0.13106 | 1200000 | 13 | 1 | 0 | 0 | 0 | 1 | Lateral Hardening-Fuse-10588268 | 1500Million | Winter Haven | -1 | 3000
Lateral Hardening | Lateral Hardening-Fuse-60104332,1 | 13079 | 23248.8358 | 28597.1413 | 50776.7007 | 193181.8182 | 0.26284 | 0.16098 | 1200000 | 34 | 1 | 0 | 0 | 0 | 1 | Lateral Hardening-Fuse-60104332 | 1500Million | Western | -1 | 3000
Lateral Hardening | Lateral Hardening-Fuse-10596847,1 | 13770 | 2283.6914 | 17761.8911 | 20183.4246 | 76818.1818 | 0.26274 | 0.064015 | 1200000 | 2 | 1 | 0 | 0 | 0 | 1 | Lateral Hardening-Fuse-10596847 | 1500Million | Winter Haven | -1 | 3000
Lateral Hardening | Lateral Hardening-Fuse-10442375,1 | 13948 | 11620.9608 | 16243.1944 | 31226.7752 | 118863.6364 | 0.26271 | 0.099053 | 1200000 | 20 | 1 | 0 | 0 | 0 | 1 | Lateral Hardening-Fuse-10442375 | 1500Million | Central | -1 | 3000
Lateral Hardening | Lateral Hardening-Fuse-60249127,1 | 13724 | 35053.4326 | 6490.2036 | 39756.7142 | 151363.6364 | 0.26266 | 0.12614 | 1200000 | 3 | 1 | 1 | 0 | 1 | 2 | Lateral Hardening-Fuse-60249127 | 1500Million | Plant City | -1 | 3000
Lateral Hardening | Lateral Hardening-Fuse-92418051,1 | 13696 | 32481.6954 | 40941.9414 | 71881.6661 | 273863.6364 | 0.26247 | 0.22822 | 1200000 | 31 | 1 | 0 | 0 | 0 | 1 | Lateral Hardening-Fuse-92418051 | 1500Million | Winter Haven | -1 | 3000
Lateral Hardening | Lateral Hardening-Fuse-10095474,4 | 13786 | 56414.188 | 291969.1672 | 351616.5507 | 1339818.1818 | 0.26244 | 1.3956 | 960000 | 27 | 4 | 0 | 0 | 0 | 4 | Lateral Hardening-Fuse-10095474, Lateral Hardening-Fuse-91153263, Lateral Hardening-Fuse-10095490, Lateral Hardening-Fuse-60451285 | 1500Million | Plant City | -1 | 3000
Lateral Hardening | Lateral Hardening-Fuse-92035845,1 | 13442 | 32348.8712 | 49609.3727 | 80278.2776 | 305909.0909 | 0.26243 | 0.25492 | 1200000 | 27 | 1 | 0 | 0 | 0 | 1 | Lateral Hardening-Fuse-92035845 | 1500Million | Winter Haven | -1 | 3000
Lateral Hardening | Lateral Hardening-Fuse-10802866,1 | 13133 | 8704.7501 | 19188.0031 | 27294.1243 | 104090.9091 | 0.26221 | 0.086742 | 1200000 | 15 | 1 | 0 | 0 | 0 | 1 | Lateral Hardening-Fuse-10802866 | 1500Million | Eastern | -1 | 3000
Lateral Hardening | Lateral Hardening-Fuse-10168787,2 | 13208 | 22840.4197 | 32290.196 | 62164.5476 | 237090.9091 | 0.2622 | 0.24697 | 960000 | 23 | 2 | 0 | 0 | 0 | 2 | Lateral Hardening-Fuse-10168787, Lateral Hardening-Fuse-92304920 | 1500Million | Western | -1 | 3000
Lateral Hardening | Lateral Hardening-Fuse-90192568,1 | 13418 | 15112.262 | 26915.6276 | 41391.2601 | 157954.5455 | 0.26205 | 0.13163 | 1200000 | 17 | 1 | 0 | 0 | 0 | 1 | Lateral Hardening-Fuse-90192568 | 1500Million | Central | -1 | 3000
Lateral Hardening | Lateral Hardening-Fuse-92601683,1 | 13436 | 13279.7952 | 462.7486 | 13100.7713 | 50000 | 0.26202 | 0.017235 | 2901098.9011 | 8 | 1 | 0 | 0 | 0 | 1 | Lateral Hardening-Fuse-92601683 | 1500Million | Eastern | -1 | 3000
Lateral Hardening | Lateral Hardening-Fuse-10619770,1 | 13973 | 19577.6001 | 69000.9809 | 86375.2978 | 329772.7273 | 0.26192 | 0.27481 | 1200000 | 14 | 1 | 0 | 0 | 0 | 1 | Lateral Hardening-Fuse-10619770 | 1500Million | Winter Haven | -1 | 3000
Lateral Hardening | Lateral Hardening-Fuse-10645504,1 | 13148 | 7057.9002 | 76085.9125 | 80896.253 | 308863.6364 | 0.26192 | 0.25739 | 1200000 | 4 | 1 | 1 | 0 | 1 | 2 | Lateral Hardening-Fuse-10645504 | 1500Million | Plant City | -1 | 3000
Lateral Hardening | Lateral Hardening-Fuse-10668823,1 | 13723 | 0 | 41269.2707 | 40951.8254 | 156363.6364 | 0.2619 | 0.1303 | 1200000 | 1 | 1 | 0 | 0 | 0 | 1 | Lateral Hardening-Fuse-10668823 | 1500Million | Plant City | -1 | 3000
Lateral Hardening | Lateral Hardening-Fuse-92387292,1 | 13910 | 25442.567 | 37326.3859 | 61129.1694 | 233409.0909 | 0.2619 | 0.19451 | 1200000 | 18 | 1 | 0 | 0 | 0 | 1 | Lateral Hardening-Fuse-92387292 | 1500Million | Eastern | -1 | 3000
Lateral Hardening | Lateral Hardening-Fuse-90055652,1 | 13201 | 27109.938 | 5398.4208 | 31127.7909 | 118863.6364 | 0.26188 | 0.099053 | 1200000 | 9 | 1 | 0 | 0 | 0 | 1 | Lateral Hardening-Fuse-90055652 | 1500Million | Western | -1 | 3000
Lateral Hardening | Lateral Hardening-Fuse-60046508,1 | 13310 | 31410.3775 | 2555.2018 | 32427.6917 | 123863.6364 | 0.2618 | 0.10322 | 1200000 | 7 | 1 | 1 | 0 | 1 | 2 | Lateral Hardening-Fuse-60046508 | 1500Million | Winter Haven | -1 | 3000
Lateral Hardening | Lateral Hardening-Fuse-10204420,1 | 13332 | 0 | 201343.894 | 197081.4527 | 752954.5455 | 0.26174 | 0.62746 | 1200000 | 807 | 1 | 0 | 0 | 0 | 1 | Lateral Hardening-Fuse-10204420 | 1500Million | Western | -1 | 3000
Lateral Hardening | Lateral Hardening-Fuse-92102545,1 | 13470 | 28691.4168 | 109541.7243 | 134349.3091 | 513409.0909 | 0.26168 | 0.42784 | 1200000 | 19 | 1 | 0 | 0 | 0 | 1 | Lateral Hardening-Fuse-92102545 | 1500Million | Winter Haven | -1 | 3000
Lateral Hardening | Lateral Hardening-Fuse-91611191,2 | 13838 | 27624.2886 | 62510.2467 | 88684.3143 | 338909.0909 | 0.26168 | 0.35303 | 960000 | 22 | 2 | 0 | 0 | 0 | 2 | Lateral Hardening-Fuse-91611191, Lateral Hardening-Fuse-90836545 | 1500Million | Central | -1 | 3000
Lateral Hardening | Lateral Hardening-Fuse-93248784,1 | 13175 | 18447.0408 | 22099.8974 | 39657.8447 | 151590.9091 | 0.26161 | 0.12633 | 1200000 | 19 | 1 | 0 | 0 | 0 | 1 | Lateral Hardening-Fuse-93248784 | 1500Million | Central | -1 | 3000
Lateral Hardening | Lateral Hardening-Fuse-60021666,1 | 13004 | 26600.5999 | 31808.5472 | 71564.757 | 273636.3636 | 0.26153 | 0.22803 | 1200000 | 26 | 1 | 0 | 0 | 0 | 1 | Lateral Hardening-Fuse-60021666 | 1500Million | Dade City | -1 | 3000
Lateral Hardening | Lateral Hardening-Fuse-92979854,1 | 13328 | 1045.4819 | 25274.2675 | 26208.3026 | 100227.2727 | 0.26149 | 0.083523 | 1200000 | 1 | 1 | 0 | 0 | 0 | 1 | Lateral Hardening-Fuse-92979854 | 1500Million | Dade City | -1 | 3000
Lateral Hardening | Lateral Hardening-Fuse-90957708,4 | 13444 | 84784.9716 | 85250.4237 | 175201.4732 | 670363.6364 | 0.26135 | 0.6983 | 960000 | 65 | 4 | 0 | 0 | 0 | 4 | Lateral Hardening-Fuse-90957708, Lateral Hardening-Fuse-92475471, Lateral Hardening-Fuse-10588283, Lateral Hardening-Fuse-10588284 | 1500Million | Winter Haven | -1 | 3000
Lateral Hardening | Lateral Hardening-Fuse-60426708,1 | 13222 | 0 | 50206.2906 | 70913.582 | 271363.6364 | 0.26132 | 0.22614 | 1200000 | 5 | 1 | 2 | 1 | 1 | 3 | Lateral Hardening-Fuse-60426708 | 1500Million | Central | -1 | 3000
Lateral Hardening | Lateral Hardening-Fuse-91970104,1 | 13043 | 8445.1922 | 5054.8913 | 13064.4281 | 50000 | 0.26129 | 0.04072 | 1227906.9767 | 14 | 1 | 0 | 0 | 0 | 1 | Lateral Hardening-Fuse-91970104 | 1500Million | Central | -1 | 3000
Lateral Hardening | Lateral Hardening-Fuse-10159469,1 | 13166 | 23671.2647 | 710.7957 | 23264.8094 | 89090.9091 | 0.26114 | 0.074242 | 1200000 | 14 | 1 | 0 | 0 | 0 | 1 | Lateral Hardening-Fuse-10159469 | 1500Million | Western | -1 | 3000
Lateral Hardening | Lateral Hardening-Fuse-92035740,1 | 13442 | 63884.3749 | 13296.6574 | 73974.3611 | 283409.0909 | 0.26102 | 0.23617 | 1200000 | 21 | 1 | 0 | 0 | 0 | 1 | Lateral Hardening-Fuse-92035740 | 1500Million | Winter Haven | -1 | 3000
Lateral Hardening | Lateral Hardening-Fuse-93247228,1 | 13175 | 19037.4855 | 23985.1241 | 42101.0629 | 161363.6364 | 0.26091 | 0.13447 | 1200000 | 22 | 1 | 0 | 0 | 0 | 1 | Lateral Hardening-Fuse-93247228 | 1500Million | Central | -1 | 3000
Lateral Hardening | Lateral Hardening-Fuse-10556583,1 | 13298 | 1847.3389 | 106299.6321 | 105903.5779 | 406136.3636 | 0.26076 | 0.33845 | 1200000 | 1 | 1 | 0 | 0 | 0 | 1 | Lateral Hardening-Fuse-10556583 | 1500Million | Winter Haven | -1 | 3000
Lateral Hardening | Lateral Hardening-Fuse-91052909,1 | 13624 | 1813.6528 | 52742.1714 | 54447.1121 | 208863.6364 | 0.26068 | 0.17405 | 1200000 | 1 | 1 | 0 | 0 | 0 | 1 | Lateral Hardening-Fuse-91052909 | 1500Million | Western | -1 | 3000
Lateral Hardening | Lateral Hardening-Fuse-10540511,1 | 13964 | 0 | 191703.2995 | 200016.0571 | 767500 | 0.26061 | 0.63958 | 1200000 | 23 | 1 | 0 | 0 | 0 | 1 | Lateral Hardening-Fuse-10540511 | 1500Million | Eastern | -1 | 3000
Lateral Hardening | Lateral Hardening-Fuse-60311189,1 | 13373 | 40106.7452 | 62963.1694 | 101031.2337 | 387727.2727 | 0.26057 | 0.32311 | 1200000 | 39 | 1 | 0 | 0 | 0 | 1 | Lateral Hardening-Fuse-60311189 | 1500Million | Winter Haven | -1 | 3000
Lateral Hardening | Lateral Hardening-Fuse-93215345,1 | 13656 | 32432.7587 | 10919.1283 | 41742.1202 | 160227.2727 | 0.26052 | 0.13352 | 1200000 | 5 | 1 | 0 | 0 | 0 | 1 | Lateral Hardening-Fuse-93215345 | 1500Million | Plant City | -1 | 3000
Lateral Hardening | Lateral Hardening-Fuse-90840941,1 | 13492 | 33072.8735 | 1659.4485 | 33143.4739 | 127272.7273 | 0.26041 | 0.10606 | 1200000 | 23 | 1 | 2 | 0 | 2 | 3 | Lateral Hardening-Fuse-90840941 | 1500Million | Western | -1 | 3000
Lateral Hardening | Lateral Hardening-Fuse-93034965,2 | 13813 | 115611.8953 | 37072.2817 | 146563.4817 | 562909.0909 | 0.26037 | 0.58636 | 960000 | 10 | 2 | 3 | 0 | 3 | 5 | Lateral Hardening-Fuse-93034965, Lateral Hardening-Fuse-93038529 | 1500Million | Dade City | -1 | 3000
Lateral Hardening | Lateral Hardening-Fuse-92894972,1 | 13311 | 20688.3215 | 38191.4374 | 57808.6356 | 222045.4545 | 0.26035 | 0.18504 | 1200000 | 19 | 1 | 0 | 0 | 0 | 1 | Lateral Hardening-Fuse-92894972 | 1500Million | Winter Haven | -1 | 3000
Lateral Hardening | Lateral Hardening-Fuse-10086434,1 | 13026 | 32230.0888 | 7738.928 | 38335.9542 | 147272.7273 | 0.26031 | 0.12273 | 1200000 | 2 | 1 | 0 | 0 | 0 | 1 | Lateral Hardening-Fuse-10086434 | 1500Million | Central | -1 | 3000
Lateral Hardening | Lateral Hardening-Fuse-10759875,1 | 13813 | 78012.6834 | 31575.045 | 124650.903 | 479090.9091 | 0.26018 | 0.39924 | 1200000 | 6 | 1 | 1 | 0 | 1 | 2 | Lateral Hardening-Fuse-10759875 | 1500Million | Dade City | -1 | 3000
Lateral Hardening | Lateral Hardening-Fuse-92615942,1 | 13112 | 19774.9113 | 22603.753 | 41449.9686 | 159318.1818 | 0.26017 | 0.13277 | 1200000 | 28 | 1 | 0 | 0 | 0 | 1 | Lateral Hardening-Fuse-92615942 | 1500Million | Western | -1 | 3000
Lateral Hardening | Lateral Hardening-Fuse-10397064,1 | 13591 | 47696.1261 | 66505.4319 | 111976.9092 | 430454.5455 | 0.26014 | 0.35871 | 1200000 | 46 | 1 | 0 | 0 | 0 | 1 | Lateral Hardening-Fuse-10397064 | 1500Million | Central | -1 | 3000
Lateral Hardening | Lateral Hardening-Fuse-92355373,1 | 13096 | 75194.3108 | 25706.403 | 97292.9998 | 374090.9091 | 0.26008 | 0.31174 | 1200000 | 3 | 1 | 0 | 0 | 0 | 1 | Lateral Hardening-Fuse-92355373 | 1500Million | Central | -1 | 3000
Lateral Hardening | Lateral Hardening-Fuse-91723303,1 | 14266 | 14358.2357 | 20687.7444 | 34397.8715 | 132272.7273 | 0.26005 | 0.11023 | 1200000 | 15 | 1 | 0 | 0 | 0 | 1 | Lateral Hardening-Fuse-91723303 | 1500Million | Central | -1 | 3000
Lateral Hardening | Lateral Hardening-Fuse-10570211,1 | 13373 | 19593.4899 | 23540.9979 | 42272.4476 | 162727.2727 | 0.25977 | 0.13561 | 1200000 | 20 | 1 | 0 | 0 | 0 | 1 | Lateral Hardening-Fuse-10570211 | 1500Million | Winter Haven | -1 | 3000
Lateral Hardening | Lateral Hardening-Fuse-60063259,4 | 13419 | 85449.4743 | 35920.04 | 133454.7277 | 513818.1818 | 0.25973 | 0.53523 | 960000 | 60 | 4 | 0 | 0 | 0 | 4 | Lateral Hardening-Fuse-60063259, Lateral Hardening-Fuse-91932641, Lateral Hardening-Fuse-90810525, Lateral Hardening-Fuse-10055007 | 1500Million | Central | -1 | 3000
Lateral Hardening | Lateral Hardening-Fuse-60227259,2 | 13295 | 36925.2101 | 50070.6069 | 84991.0912 | 327272.7273 | 0.2597 | 0.34091 | 960000 | 31 | 2 | 0 | 0 | 0 | 2 | Lateral Hardening-Fuse-60227259, Lateral Hardening-Fuse-10831915 | 1500Million | Winter Haven | -1 | 3000
Lateral Hardening | Lateral Hardening-Fuse-10532920,1 | 13705 | 18434.5607 | 44868.3353 | 62174.0926 | 239545.4545 | 0.25955 | 0.19962 | 1200000 | 16 | 1 | 0 | 0 | 0 | 1 | Lateral Hardening-Fuse-10532920 | 1500Million | Eastern | -1 | 3000
Lateral Hardening | Lateral Hardening-Fuse-60029890,1 | 13091 | 24925.7864 | 3209.508 | 26884.8598 | 103636.3636 | 0.25942 | 0.086364 | 1200000 | 8 | 1 | 0 | 0 | 0 | 1 | Lateral Hardening-Fuse-60029890 | 1500Million | Central | -1 | 3000
Lateral Hardening | Lateral Hardening-Fuse-10071991,1 | 13305 | 0 | 48289.9792 | 47680.0346 | 183863.6364 | 0.25932 | 0.15322 | 1200000 | 2 | 1 | 0 | 0 | 0 | 1 | Lateral Hardening-Fuse-10071991 | 1500Million | South Hillsborough | -1 | 3000
Lateral Hardening | Lateral Hardening-Fuse-10595485,1 | 13698 | 48731.5626 | 94221.7578 | 139439.8155 | 537954.5455 | 0.2592 | 0.4483 | 1200000 | 38 | 1 | 0 | 0 | 0 | 1 | Lateral Hardening-Fuse-10595485 | 1500Million | Winter Haven | -1 | 3000
Lateral Hardening | Lateral Hardening-Fuse-91580500,1 | 13256 | 34652.4452 | 21517.0657 | 70443.259 | 271818.1818 | 0.25916 | 0.22652 | 1200000 | 3 | 1 | 0 | 0 | 0 | 1 | Lateral Hardening-Fuse-91580500 | 1500Million | South Hillsborough | -1 | 3000
Lateral Hardening | Lateral Hardening-Fuse-10168789,1 | 13208 | 18026.1034 | 35073.0508 | 52112.8467 | 201136.3636 | 0.25909 | 0.16761 | 1200000 | 19 | 1 | 0 | 0 | 0 | 1 | Lateral Hardening-Fuse-10168789 | 1500Million | Western | -1 | 3000
Lateral Hardening | Lateral Hardening-Fuse-90741316,2 | 13019 | 26115.5007 | 74693.9026 | 102549.3099 | 395818.1818 | 0.25908 | 0.41231 | 960000 | 20 | 2 | 1 | 1 | 0 | 3 | Lateral Hardening-Fuse-90741316, Lateral Hardening-Fuse-91757639 | 1500Million | South Hillsborough | -1 | 3000
Lateral Hardening | Lateral Hardening-Fuse-92318068,1 | 13748 | 8086.9417 | 35570.4996 | 43100.0917 | 166363.6364 | 0.25907 | 0.13864 | 1200000 | 7 | 1 | 0 | 0 | 0 | 1 | Lateral Hardening-Fuse-92318068 | 1500Million | Western | -1 | 3000
Lateral Hardening | Lateral Hardening-Fuse-10455377,1 | 13171 | 4519.4483 | 77185.5031 | 80442.946 | 310909.0909 | 0.25873 | 0.25909 | 1200000 | 3 | 1 | 1 | 0 | 1 | 2 | Lateral Hardening-Fuse-10455377 | 1500Million | Eastern | -1 | 3000
Lateral Hardening | Lateral Hardening-Fuse-60048729,1 | 13622 | 80389.2726 | 47104.1266 | 140597.8493 | 543636.3636 | 0.25862 | 0.45303 | 1200000 | 2 | 1 | 0 | 0 | 0 | 1 | Lateral Hardening-Fuse-60048729 | 1500Million | Western | -1 | 3000
Lateral Hardening | Lateral Hardening-Fuse-10105728,1 | 13878 | 25926.3167 | 47175.525 | 71995.8519 | 278409.0909 | 0.2586 | 0.23201 | 1200000 | 26 | 1 | 2 | 0 | 2 | 3 | Lateral Hardening-Fuse-10105728 [ 2022 ] | 1500Million | Eastern | -1 | 3000
Lateral Hardening | Lateral Hardening-Fuse-10676163,1 | 14123 | 8498.2186 | 122822.3786 | 128231.7622 | 495909.0909 | 0.25858 | 0.41326 | 1200000 | 4 | 1 | 0 | 0 | 0 | 1 | Lateral Hardening-Fuse-10676163 | 1500Million | Plant City | -1 | 3000
Lateral Hardening | Lateral Hardening-Fuse-10030687,1 | 13621 | 28843.5124 | 27861.8706 | 59441.4762 | 230000 | 0.25844 | 0.19167 | 1200000 | 38 | 1 | 0 | 0 | 0 | 1 | Lateral Hardening-Fuse-10030687 | 1500Million | Western | -1 | 3000
Lateral Hardening | Lateral Hardening-Fuse-10070760,1 | 13657 | 4344.2906 | 60717.4552 | 63833.7666 | 247045.4545 | 0.25839 | 0.20587 | 1200000 | 3 | 1 | 0 | 0 | 0 | 1 | Lateral Hardening-Fuse-10070760 | 1500Million | Plant City | -1 | 3000
Lateral Hardening | Lateral Hardening-Fuse-92606170,1 | 13390 | 13491.1231 | 71.8812 | 12919.2083 | 50000 | 0.25838 | 0.017614 | 2838709.6774 | 17 | 1 | 0 | 0 | 0 | 1 | Lateral Hardening-Fuse-92606170 | 1500Million | Plant City | -1 | 3000
Lateral Hardening | Lateral Hardening-Fuse-93163504,1 | 13188 | 33367.9927 | 73995.0211 | 105924.9325 | 410000 | 0.25835 | 0.34167 | 1200000 | 34 | 1 | 0 | 0 | 0 | 1 | Lateral Hardening-Fuse-93163504 | 1500Million | Central | -1 | 3000
Lateral Hardening | Lateral Hardening-Fuse-10153134,1 | 13154 | 37659.3458 | 43254.4143 | 79418.8989 | 307500 | 0.25827 | 0.25625 | 1200000 | 39 | 1 | 0 | 0 | 0 | 1 | Lateral Hardening-Fuse-10153134 | 1500Million | Western | -1 | 3000
Lateral Hardening | Lateral Hardening-Fuse-10745530,1 | 13431 | 892.6891 | 13793.9424 | 15022.9076 | 58181.8182 | 0.25821 | 0.048485 | 1200000 | 1 | 1 | 0 | 0 | 0 | 1 | Lateral Hardening-Fuse-10745530 | 1500Million | Dade City | -1 | 3000
Lateral Hardening | Lateral Hardening-Fuse-92539026,1 | 14111 | 27721.7551 | 64863.4534 | 90345.7163 | 350000 | 0.25813 | 0.29167 | 1200000 | 16 | 1 | 1 | 0 | 1 | 2 | Lateral Hardening-Fuse-92539026 | 1500Million | Eastern | -1 | 3000
Lateral Hardening | Lateral Hardening-Fuse-10132833,1 | 13082 | 11896.8407 | 19785.0313 | 31090.7663 | 120454.5455 | 0.25811 | 0.10038 | 1200000 | 12 | 1 | 0 | 0 | 0 | 1 | Lateral Hardening-Fuse-10132833 | 1500Million | Western | -1 | 3000
Lateral Hardening | Lateral Hardening-Fuse-60172934,1 | 13918 | 13318.3234 | 60361.3488 | 72640.6264 | 281590.9091 | 0.25797 | 0.23466 | 1200000 | 12 | 1 | 1 | 0 | 1 | 2 | Lateral Hardening-Fuse-60172934 | 1500Million | Winter Haven | -1 | 3000
Lateral Hardening | Lateral Hardening-Fuse-10070651,1 | 13984 | 1039.0484 | 15782.2737 | 17060.2273 | 66136.3636 | 0.25796 | 0.055114 | 1200000 | 1 | 1 | 0 | 0 | 0 | 1 | Lateral Hardening-Fuse-10070651 | 1500Million | Plant City | -1 | 3000
Lateral Hardening | Lateral Hardening-Fuse-91295569,1 | 13909 | 1919.5789 | 68926.908 | 69155.7572 | 268181.8182 | 0.25787 | 0.22348 | 1200000 | 1 | 1 | 0 | 0 | 0 | 1 | Lateral Hardening-Fuse-91295569 | 1500Million | Eastern | -1 | 3000
Lateral Hardening | Lateral Hardening-Fuse-92691545,1 | 13388 | 14233.255 | 55708.1761 | 68141.1095 | 264318.1818 | 0.2578 | 0.22027 | 1200000 | 9 | 1 | 0 | 0 | 0 | 1 | Lateral Hardening-Fuse-92691545 | 1500Million | Plant City | -1 | 3000
Lateral Hardening | Lateral Hardening-Fuse-90610924,1 | 13686 | 6775.2718 | 37201.8919 | 47385.6964 | 183863.6364 | 0.25772 | 0.15322 | 1200000 | 4 | 1 | 0 | 0 | 0 | 1 | Lateral Hardening-Fuse-90610924 | 1500Million | Eastern | -1 | 3000
Lateral Hardening | Lateral Hardening-Fuse-92607559,1 | 13390 | 34349.7659 | 8840.6048 | 41408.8776 | 160681.8182 | 0.25771 | 0.1339 | 1200000 | 3 | 1 | 0 | 0 | 0 | 1 | Lateral Hardening-Fuse-92607559 | 1500Million | Plant City | -1 | 3000
Lateral Hardening | Lateral Hardening-Fuse-10920970,1 | 13797 | 61740.7306 | 18163.3847 | 76773.3913 | 297954.5455 | 0.25767 | 0.2483 | 1200000 | 31 | 1 | 2 | 0 | 2 | 3 | Lateral Hardening-Fuse-10920970 | 1500Million | Eastern | -1 | 3000
Lateral Hardening | Lateral Hardening-Fuse-60081636,1 | 13418 | 15608.8967 | 19863.6506 | 37627.6133 | 146136.3636 | 0.25748 | 0.12178 | 1200000 | 23 | 1 | 0 | 0 | 0 | 1 | Lateral Hardening-Fuse-60081636 | 1500Million | Central | -1 | 3000
Lateral Hardening | Lateral Hardening-Fuse-92257353,1 | 13227 | 27721.1799 | 47730.5855 | 73893.0979 | 287272.7273 | 0.25722 | 0.23939 | 1200000 | 22 | 1 | 0 | 0 | 0 | 1 | Lateral Hardening-Fuse-92257353 | 1500Million | Eastern | -1 | 3000
Lateral Hardening | Lateral Hardening-Fuse-92896435,1 | 13854 | 33850.2566 | 70817.0636 | 102735.7899 | 399545.4545 | 0.25713 | 0.33295 | 1200000 | 30 | 1 | 0 | 0 | 0 | 1 | Lateral Hardening-Fuse-92896435 | 1500Million | Plant City | -1 | 3000
Lateral Hardening | Lateral Hardening-Fuse-93320236,1 | 13723 | 39324.4212 | 15612.6804 | 52921.5568 | 205909.0909 | 0.25701 | 0.17159 | 1200000 | 3 | 1 | 0 | 0 | 0 | 1 | Lateral Hardening-Fuse-93320236 | 1500Million | Plant City | -1 | 3000
Lateral Hardening | Lateral Hardening-Fuse-92624928,1 | 13303 | 15520.9502 | 198733.8431 | 208846.6943 | 812727.2727 | 0.25697 | 0.67727 | 1200000 | 7 | 1 | 0 | 0 | 0 | 1 | Lateral Hardening-Fuse-92624928 | 1500Million | South Hillsborough | -1 | 3000
Lateral Hardening | Lateral Hardening-Fuse-60553672,1 | 13749 | 39203.5392 | 4334.3182 | 41580.4736 | 161818.1818 | 0.25696 | 0.13485 | 1200000 | 20 | 1 | 0 | 0 | 0 | 1 | Lateral Hardening-Fuse-60553672 | 1500Million | Western | -1 | 3000
Lateral Hardening | Lateral Hardening-Fuse-60058760,1 | 13010 | 13380.6559 | 103.6696 | 12846.039 | 50000 | 0.25692 | 0.018561 | 2693877.551 | 19 | 1 | 0 | 0 | 0 | 1 | Lateral Hardening-Fuse-60058760 | 1500Million | Plant City | -1 | 3000
Lateral Hardening | Lateral Hardening-Fuse-10759891,1 | 13813 | 48773.9108 | 21380.6321 | 79698.449 | 310227.2727 | 0.2569 | 0.25852 | 1200000 | 3 | 1 | 0 | 0 | 0 | 1 | Lateral Hardening-Fuse-10759891 | 1500Million | Dade City | -1 | 3000
Lateral Hardening | Lateral Hardening-Fuse-91129288,1 | 14024 | 918.9671 | 13569.0033 | 14417.1002 | 56136.3636 | 0.25682 | 0.04678 | 1200000 | 1 | 1 | 0 | 0 | 0 | 1 | Lateral Hardening-Fuse-91129288 | 1500Million | South Hillsborough | -1 | 3000
Lateral Hardening | Lateral Hardening-Fuse-91785986,1 | 13071 | 3355.1226 | 24300.5557 | 27424.1905 | 106818.1818 | 0.25674 | 0.089015 | 1200000 | 3 | 1 | 0 | 0 | 0 | 1 | Lateral Hardening-Fuse-91785986 | 1500Million | Western | -1 | 3000
Lateral Hardening | Lateral Hardening-Fuse-10758533,1 | 13431 | 207814.5817 | 93179.4963 | 294096.7091 | 1146136.3636 | 0.2566 | 0.95511 | 1200000 | 3 | 1 | 0 | 0 | 0 | 1 | Lateral Hardening-Fuse-10758533 [ 2023 ] | 1500Million | Dade City | -1 | 3000
Lateral Hardening | Lateral Hardening-Fuse-10786348,1 | 14040 | 5755.7917 | 20394.9559 | 25834.7242 | 100681.8182 | 0.2566 | 0.083902 | 1200000 | 6 | 1 | 0 | 0 | 0 | 1 | Lateral Hardening-Fuse-10786348 | 1500Million | Central | -1 | 3000
Lateral Hardening | Lateral Hardening-Fuse-10516405,1 | 13692 | 2323.3123 | 29684.4499 | 31719.5748 | 123636.3636 | 0.25656 | 0.10303 | 1200000 | 2 | 1 | 0 | 0 | 0 | 1 | Lateral Hardening-Fuse-10516405 | 1500Million | Eastern | -1 | 3000
Lateral Hardening | Lateral Hardening-Fuse-60278009,1 | 13799 | 26204.1754 | 98303.3898 | 121698.6245 | 475000 | 0.25621 | 0.39583 | 1200000 | 16 | 1 | 0 | 0 | 0 | 1 | Lateral Hardening-Fuse-60278009 | 1500Million | Eastern | -1 | 3000
Lateral Hardening | Lateral Hardening-Fuse-10793147,1 | 13470 | 59470.3144 | 160594.3153 | 214224.2663 | 836136.3636 | 0.25621 | 0.69678 | 1200000 | 42 | 1 | 0 | 0 | 0 | 1 | Lateral Hardening-Fuse-10793147 | 1500Million | Winter Haven | -1 | 3000
Lateral Hardening | Lateral Hardening-Fuse-10716317,1 | 13959 | 11614.6115 | 1773.6253 | 12801.5012 | 50000 | 0.25603 | 0.027083 | 1846153.8462 | 2 | 1 | 0 | 0 | 0 | 1 | Lateral Hardening-Fuse-10716317 | 1500Million | Plant City | -1 | 3000
Lateral Hardening | Lateral Hardening-Fuse-10588272,1 | 13444 | 21650.7904 | 31912.7908 | 52574.1065 | 205454.5455 | 0.25589 | 0.17121 | 1200000 | 22 | 1 | 0 | 0 | 0 | 1 | Lateral Hardening-Fuse-10588272 | 1500Million | Winter Haven | -1 | 3000
Lateral Hardening | Lateral Hardening-Fuse-60014826,1 | 13029 | 8714.5789 | 18758.3509 | 27025.3229 | 105681.8182 | 0.25572 | 0.088068 | 1200000 | 12 | 1 | 0 | 0 | 0 | 1 | Lateral Hardening-Fuse-60014826 | 1500Million | Central | -1 | 3000
Lateral Hardening | Lateral Hardening-Fuse-60431984,1 | 13024 | 7489.1599 | 20448.4786 | 27482.8586 | 107500 | 0.25565 | 0.089583 | 1200000 | 7 | 1 | 0 | 0 | 0 | 1 | Lateral Hardening-Fuse-60431984 | 1500Million | Central | -1 | 3000
Lateral Hardening | Lateral Hardening-Fuse-92888119,1 | 13147 | 70094.4297 | 67920.0077 | 135132.6193 | 528636.3636 | 0.25562 | 0.44053 | 1200000 | 85 | 1 | 0 | 0 | 0 | 1 | Lateral Hardening-Fuse-92888119 | 1500Million | Plant City | -1 | 3000
Lateral Hardening | Lateral Hardening-Fuse-92971172,1 | 13146 | 0 | 344420.7716 | 335891.9262 | 1314318.1818 | 0.25556 | 1.0953 | 1200000 | 1 | 1 | 0 | 0 | 0 | 1 | Lateral Hardening-Fuse-92971172 [ 2026 ] | 1500Million | Plant City | -1 | 3000
Lateral Hardening | Lateral Hardening-Fuse-91750917,1 | 13371 | 24744.3663 | 72003.3934 | 94666.0938 | 370454.5455 | 0.25554 | 0.30871 | 1200000 | 18 | 1 | 0 | 0 | 0 | 1 | Lateral Hardening-Fuse-91750917 | 1500Million | Winter Haven | -1 | 3000
Lateral Hardening | Lateral Hardening-Fuse-92294922,1 | 13358 | 13335.4295 | 71.7289 | 12773.8944 | 50000 | 0.25548 | 0.033902 | 1474860.3352 | 22 | 1 | 1 | 1 | 0 | 2 | Lateral Hardening-Fuse-92294922 | 1500Million | Western | -1 | 3000
Lateral Hardening | Lateral Hardening-Fuse-92258682,1 | 13039 | 30529.7748 | 31320.0358 | 60637.0904 | 237500 | 0.25531 | 0.19792 | 1200000 | 34 | 1 | 1 | 0 | 1 | 2 | Lateral Hardening-Fuse-92258682 | 1500Million | Eastern | -1 | 3000
Lateral Hardening | Lateral Hardening-Fuse-92396928,1 | 13019 | 20436.7392 | 37054.844 | 56685.8548 | 222045.4545 | 0.25529 | 0.18504 | 1200000 | 23 | 1 | 0 | 0 | 0 | 1 | Lateral Hardening-Fuse-92396928 | 1500Million | South Hillsborough | -1 | 3000
Lateral Hardening | Lateral Hardening-Fuse-10635147,1 | 13242 | 1863.6278 | 73177.1358 | 73971.1721 | 289772.7273 | 0.25527 | 0.24148 | 1200000 | 1 | 1 | 0 | 0 | 0 | 1 | Lateral Hardening-Fuse-10635147 | 1500Million | Plant City | -1 | 3000
Lateral Hardening | Lateral Hardening-Fuse-92876734,4 | 13460 | 177025.8847 | 166121.7325 | 333340.7848 | 1306545.4545 | 0.25513 | 1.361 | 960000 | 33 | 4 | 1 | 0 | 1 | 5 | Lateral Hardening-Fuse-92876734, Lateral Hardening-Fuse-92863127, Lateral Hardening-Fuse-92863125, Lateral Hardening-Fuse-92863123 | 1500Million | Eastern | -1 | 3000
Lateral Hardening | Lateral Hardening-Fuse-60057303,1 | 13417 | 21409.4468 | 22212.9449 | 42700.1708 | 167500 | 0.25493 | 0.13958 | 1200000 | 29 | 1 | 0 | 0 | 0 | 1 | Lateral Hardening-Fuse-60057303 | 1500Million | Central | -1 | 3000
Lateral Hardening | Lateral Hardening-Fuse-91677716,1 | 13808 | 2870.3237 | 31328.8811 | 34694.1776 | 136136.3636 | 0.25485 | 0.11345 | 1200000 | 2 | 1 | 0 | 0 | 0 | 1 | Lateral Hardening-Fuse-91677716 | 1500Million | Plant City | -1 | 3000
Lateral Hardening | Lateral Hardening-Fuse-10099354,1 | 13963 | 21590.3511 | 5230.7007 | 25656.9591 | 100681.8182 | 0.25483 | 0.083902 | 1200000 | 11 | 1 | 0 | 0 | 0 | 1 | Lateral Hardening-Fuse-10099354 | 1500Million | Eastern | -1 | 3000
Lateral Hardening | Lateral Hardening-Fuse-10662331,1 | 13470 | 81202.5543 | 41589.9245 | 118351.961 | 464772.7273 | 0.25464 | 0.38731 | 1200000 | 9 | 1 | 0 | 0 | 0 | 1 | Lateral Hardening-Fuse-10662331 | 1500Million | Winter Haven | -1 | 3000
Lateral Hardening | Lateral Hardening-Fuse-60174245,1 | 13098 | 23116.9574 | 12873.5873 | 34952.4327 | 137272.7273 | 0.25462 | 0.11439 | 1200000 | 34 | 1 | 0 | 0 | 0 | 1 | Lateral Hardening-Fuse-60174245 | 1500Million | Central | -1 | 3000
Lateral Hardening | Lateral Hardening-Fuse-92861171,1 | 13854 | 12868.3578 | 468.417 | 12730.7836 | 50000 | 0.25462 | 0.0075758 | 6600000 | 11 | 1 | 1 | 0 | 1 | 2 | Lateral Hardening-Fuse-92861171 | 1500Million | Plant City | -1 | 3000
Lateral Hardening | Lateral Hardening-Fuse-10662343,1 | 13470 | 39947.905 | 52195.355 | 97445.5584 | 382727.2727 | 0.25461 | 0.31894 | 1200000 | 41 | 1 | 0 | 0 | 0 | 1 | Lateral Hardening-Fuse-10662343 | 1500Million | Winter Haven | -1 | 3000
Lateral Hardening | Lateral Hardening-Fuse-92776111,1 | 13208 | 16059.5575 | 22869.0319 | 38258.9318 | 150454.5455 | 0.25429 | 0.12538 | 1200000 | 16 | 1 | 1 | 0 | 1 | 2 | Lateral Hardening-Fuse-92776111 | 1500Million | Western | -1 | 3000
Lateral Hardening | Lateral Hardening-Fuse-10167755,1 | 13206 | 15181.0486 | 31977.7761 | 46276.8189 | 182045.4545 | 0.2542 | 0.1517 | 1200000 | 16 | 1 | 0 | 0 | 0 | 1 | Lateral Hardening-Fuse-10167755 | 1500Million | Western | -1 | 3000
Lateral Hardening | Lateral Hardening-Fuse-10070731,1 | 13984 | 5088.591 | 73611.4902 | 76852.788 | 302500 | 0.25406 | 0.25208 | 1200000 | 3 | 1 | 0 | 0 | 0 | 1 | Lateral Hardening-Fuse-10070731 | 1500Million | Plant City | -1 | 3000
Lateral Hardening | Lateral Hardening-Fuse-92936146,2 | 13461 | 30800.8482 | 13442.9042 | 42597.9097 | 167818.1818 | 0.25383 | 0.17481 | 960000 | 2 | 2 | 0 | 0 | 0 | 2 | Lateral Hardening-Fuse-92936146, Lateral Hardening-Fuse-91438214 | 1500Million | Eastern | -1 | 3000
Lateral Hardening | Lateral Hardening-Fuse-92916044,1 | 13159 | 13756.8178 | 13225.3683 | 26417.7438 | 104090.9091 | 0.25379 | 0.086742 | 1200000 | 18 | 1 | 0 | 0 | 0 | 1 | Lateral Hardening-Fuse-92916044 | 1500Million | Central | -1 | 3000
Lateral Hardening | Lateral Hardening-Fuse-92521238,5 | 13254 | 121526.3022 | 207055.3364 | 321177.4116 | 1265636.3636 | 0.25377 | 1.3184 | 960000 | 39 | 5 | 0 | 0 | 0 | 5 | Lateral Hardening-Fuse-92521238, Lateral Hardening-Fuse-91681225, Lateral Hardening-Fuse-90162751, Lateral Hardening-Fuse-10694159, Lateral Hardening-Fuse-10694160 | 1500Million | South Hillsborough | -1 | 3000
Lateral Hardening | Lateral Hardening-Fuse-60015412,1 | 13008 | 22824.3479 | 74307.4688 | 95540.9701 | 376818.1818 | 0.25355 | 0.31402 | 1200000 | 21 | 1 | 0 | 0 | 0 | 1 | Lateral Hardening-Fuse-60015412 | 1500Million | Plant City | -1 | 3000
Lateral Hardening | Lateral Hardening-Fuse-10802871,1 | 13133 | 10403.8655 | 18922.6721 | 28809.9241 | 113636.3636 | 0.25353 | 0.094697 | 1200000 | 16 | 1 | 0 | 0 | 0 | 1 | Lateral Hardening-Fuse-10802871 | 1500Million | Eastern | -1 | 3000
Lateral Hardening | Lateral Hardening-Fuse-92662170,1 | 13118 | 42536.2813 | 71425.4388 | 111819.694 | 441136.3636 | 0.25348 | 0.36761 | 1200000 | 39 | 1 | 0 | 0 | 0 | 1 | Lateral Hardening-Fuse-92662170 | 1500Million | Winter Haven | -1 | 3000
Lateral Hardening | Lateral Hardening-Fuse-92354410,1 | 13495 | 9251.6866 | 28259.4425 | 36743.3222 | 145000 | 0.2534 | 0.12083 | 1200000 | 15 | 1 | 0 | 0 | 0 | 1 | Lateral Hardening-Fuse-92354410 | 1500Million | Eastern | -1 | 3000
Lateral Hardening | Lateral Hardening-Fuse-93324135,1 | 13723 | 5712.1875 | 81659.7844 | 85350.1154 | 337045.4545 | 0.25323 | 0.28087 | 1200000 | 3 | 1 | 0 | 0 | 0 | 1 | Lateral Hardening-Fuse-93324135 | 1500Million | Plant City | -1 | 3000
Lateral Hardening | Lateral Hardening-Fuse-92205511,1 | 13043 | 11932.3834 | 12386.1476 | 23646.69 | 93409.0909 | 0.25315 | 0.077841 | 1200000 | 21 | 1 | 0 | 0 | 0 | 1 | Lateral Hardening-Fuse-92205511 | 1500Million | Central | -1 | 3000
Lateral Hardening | Lateral Hardening-Fuse-10487585,1 | 13460 | 0 | 123911.3792 | 122107.4955 | 482500 | 0.25307 | 0.40208 | 1200000 | 1 | 1 | 0 | 0 | 0 | 1 | Lateral Hardening-Fuse-10487585 [ 2024 ] | 1500Million | Eastern | -1 | 3000
Lateral Hardening | Lateral Hardening-Fuse-10070674,3 | 13657 | 112596.9415 | 57425.1934 | 166614.9404 | 658727.2727 | 0.25293 | 0.68617 | 960000 | 5 | 3 | 0 | 0 | 0 | 3 | Lateral Hardening-Fuse-10070674, Lateral Hardening-Fuse-91042056, Lateral Hardening-Fuse-91052104 | 1500Million | Plant City | -1 | 3000
Lateral Hardening | Lateral Hardening-Fuse-60096583,1 | 13059 | 26808.2374 | 32947.5713 | 62424.8015 | 246818.1818 | 0.25292 | 0.20568 | 1200000 | 29 | 1 | 0 | 0 | 0 | 1 | Lateral Hardening-Fuse-60096583 | 1500Million | Western | -1 | 3000
Lateral Hardening | Lateral Hardening-Fuse-60131627,1 | 13836 | 1391.9616 | 8439.2299 | 13219.9846 | 52272.7273 | 0.2529 | 0.043561 | 1200000 | 2 | 1 | 0 | 0 | 0 | 1 | Lateral Hardening-Fuse-60131627 | 1500Million | Central | -1 | 3000
Lateral Hardening | Lateral Hardening-Fuse-10745615,1 | 13815 | 72556.2247 | 22152.8597 | 90938.372 | 359772.7273 | 0.25277 | 0.29981 | 1200000 | 5 | 1 | 0 | 0 | 0 | 1 | Lateral Hardening-Fuse-10745615 | 1500Million | Dade City | -1 | 3000
Lateral Hardening | Lateral Hardening-Fuse-93017655,1 | 13840 | 1132.7716 | 19694.5923 | 20723.3218 | 82045.4545 | 0.25258 | 0.068371 | 1200000 | 1 | 1 | 0 | 0 | 0 | 1 | Lateral Hardening-Fuse-93017655 | 1500Million | Central | -1 | 3000
Lateral Hardening | Lateral Hardening-Fuse-10503459,1 | 13576 | 38521.7652 | 7358.9037 | 44028.0116 | 174318.1818 | 0.25257 | 0.14527 | 1200000 | 72 | 1 | 2 | 0 | 2 | 3 | Lateral Hardening-Fuse-10503459 | 1500Million | Eastern | -1 | 3000
Lateral Hardening | Lateral Hardening-Fuse-92297190,1 | 13461 | 60577.8037 | 15318.9627 | 72691.2102 | 287954.5455 | 0.25244 | 0.23996 | 1200000 | 4 | 1 | 0 | 0 | 0 | 1 | Lateral Hardening-Fuse-92297190 | 1500Million | Eastern | -1 | 3000
Lateral Hardening | Lateral Hardening-Fuse-91471597,1 | 13127 | 13167.5081 | 78.7873 | 12611.6904 | 50000 | 0.25223 | 0.01875 | 2666666.6667 | 39 | 1 | 2 | 0 | 2 | 3 | Lateral Hardening-Fuse-91471597 | 1500Million | Eastern | -1 | 3000
Lateral Hardening | Lateral Hardening-Fuse-92990423,1 | 13187 | 6163.3198 | 27280.8076 | 33074.4392 | 131136.3636 | 0.25221 | 0.10928 | 1200000 | 7 | 1 | 0 | 0 | 0 | 1 | Lateral Hardening-Fuse-92990423 | 1500Million | Central | -1 | 3000
Lateral Hardening | Lateral Hardening-Fuse-60068040,1 | 13139 | 0 | 114248.4754 | 138013.7012 | 547272.7273 | 0.25218 | 0.45606 | 1200000 | 15 | 1 | 0 | 0 | 0 | 1 | Lateral Hardening-Fuse-60068040 | 1500Million | Western | -1 | 3000
Lateral Hardening | Lateral Hardening-Fuse-91873276,1 | 13140 | 30946.2028 | 3283.6887 | 32724.9847 | 129772.7273 | 0.25217 | 0.10814 | 1200000 | 43 | 1 | 0 | 0 | 0 | 1 | Lateral Hardening-Fuse-91873276 | 1500Million | Western | -1 | 3000
Lateral Hardening | Lateral Hardening-Fuse-60012146,1 | 13092 | 20754.0677 | 22559.1571 | 42212.5003 | 167500 | 0.25201 | 0.13958 | 1200000 | 30 | 1 | 0 | 0 | 0 | 1 | Lateral Hardening-Fuse-60012146 | 1500Million | Central | -1 | 3000
Lateral Hardening | Lateral Hardening-Fuse-91485596,1 | 13622 | 4644.3717 | 15485.7152 | 20904.7734 | 82954.5455 | 0.252 | 0.069129 | 1200000 | 6 | 1 | 0 | 0 | 0 | 1 | Lateral Hardening-Fuse-91485596 | 1500Million | Western | -1 | 3000
Lateral Hardening | Lateral Hardening-Fuse-10679402,1 | 13807 | 42920.3908 | 13527.0957 | 54228.3237 | 215227.2727 | 0.25196 | 0.17936 | 1200000 | 3 | 1 | 0 | 0 | 0 | 1 | Lateral Hardening-Fuse-10679402 | 1500Million | Plant City | -1 | 3000
Lateral Hardening | Lateral Hardening-Fuse-10195198,1 | 13323 | 57188.4812 | 72212.7587 | 126853.2971 | 503863.6364 | 0.25176 | 0.41989 | 1200000 | 54 | 1 | 0 | 0 | 0 | 1 | Lateral Hardening-Fuse-10195198 | 1500Million | Western | -1 | 3000
Lateral Hardening | Lateral Hardening-Fuse-93267097,1 | 13576 | 2570.4305 | 23670.6865 | 25947.4296 | 103181.8182 | 0.25147 | 0.085985 | 1200000 | 2 | 1 | 0 | 0 | 0 | 1 | Lateral Hardening-Fuse-93267097 | 1500Million | Eastern | -1 | 3000
Lateral Hardening | Lateral Hardening-Fuse-10477225,2 | 13326 | 44831.4543 | 56001.7302 | 98974.2129 | 393636.3636 | 0.25144 | 0.41004 | 960000 | 34 | 2 | 0 | 0 | 0 | 2 | Lateral Hardening-Fuse-10477225, Lateral Hardening-Fuse-93067841 | 1500Million | Eastern | -1 | 3000
Lateral Hardening | Lateral Hardening-Fuse-92701861,1 | 13299 | 13125.9601 | 86.7659 | 12570.2073 | 50000 | 0.2514 | 0.0098485 | 5076923.0769 | 32 | 1 | 0 | 0 | 0 | 1 | Lateral Hardening-Fuse-92701861 | 1500Million | Winter Haven | -1 | 3000
Lateral Hardening | Lateral Hardening-Fuse-92096248,1 | 13892 | 17798.5828 | 22.3714 | 16967.7009 | 67500 | 0.25137 | 0.05625 | 1200000 | 263 | 1 | 2 | 0 | 2 | 3 | Lateral Hardening-Fuse-92096248 | 1500Million | Western | -1 | 3000
Lateral Hardening | Lateral Hardening-Fuse-10408289,1 | 13632 | 16340.4863 | 42744.935 | 59918.2556 | 238409.0909 | 0.25133 | 0.19867 | 1200000 | 14 | 1 | 0 | 0 | 0 | 1 | Lateral Hardening-Fuse-10408289 | 1500Million | Central | -1 | 3000
Lateral Hardening | Lateral Hardening-Fuse-10153135,1 | 13154 | 22121.7457 | 25971.9468 | 50086.1861 | 199318.1818 | 0.25129 | 0.1661 | 1200000 | 26 | 1 | 0 | 0 | 0 | 1 | Lateral Hardening-Fuse-10153135 | 1500Million | Western | -1 | 3000
Lateral Hardening | Lateral Hardening-Fuse-91518951,2 | 13939 | 18175.9226 | 44202.4581 | 62804.7562 | 250000 | 0.25122 | 0.26042 | 960000 | 13 | 2 | 0 | 0 | 0 | 2 | Lateral Hardening-Fuse-91518951, Lateral Hardening-Fuse-91758138 | 1500Million | Central | -1 | 3000
Lateral Hardening | Lateral Hardening-Fuse-10548859,1 | 14112 | 0 | 384917.3262 | 373672.6496 | 1488636.3636 | 0.25102 | 1.2405 | 1200000 | 149 | 1 | 10 | 0 | 10 | 11 | Lateral Hardening-Fuse-10548859 | 1500Million | Eastern | -1 | 3000
Lateral Hardening | Lateral Hardening-Fuse-10129794,1 | 13006 | 53340.8652 | 26850.4359 | 77174.3904 | 307500 | 0.25097 | 0.25625 | 1200000 | 4 | 1 | 0 | 0 | 0 | 1 | Lateral Hardening-Fuse-10129794 | 1500Million | Dade City | -1 | 3000
Lateral Hardening | Lateral Hardening-Fuse-10679445,1 | 13807 | 10461.7096 | 83009.2798 | 97547.068 | 388863.6364 | 0.25085 | 0.32405 | 1200000 | 6 | 1 | 0 | 0 | 0 | 1 | Lateral Hardening-Fuse-10679445 | 1500Million | Plant City | -1 | 3000
Lateral Hardening | Lateral Hardening-Fuse-10366529,1 | 13089 | 10714.7164 | 21397.8846 | 31640.5759 | 126136.3636 | 0.25084 | 0.10511 | 1200000 | 12 | 1 | 0 | 0 | 0 | 1 | Lateral Hardening-Fuse-10366529 | 1500Million | Central | -1 | 3000
Lateral Hardening | Lateral Hardening-Fuse-10916852,1 | 13805 | 33348.7838 | 9352.9927 | 40987.0659 | 163409.0909 | 0.25082 | 0.13617 | 1200000 | 4 | 1 | 0 | 0 | 0 | 1 | Lateral Hardening-Fuse-10916852 | 1500Million | Plant City | -1 | 3000
Lateral Hardening | Lateral Hardening-Fuse-10368972,1 | 13099 | 25793.5716 | 44047.1673 | 67987.4152 | 271136.3636 | 0.25075 | 0.22595 | 1200000 | 18 | 1 | 0 | 0 | 0 | 1 | Lateral Hardening-Fuse-10368972 | 1500Million | Central | -1 | 3000
Lateral Hardening | Lateral Hardening-Fuse-92156348,1 | 13017 | 11896.7015 | 1212.4285 | 12529.773 | 50000 | 0.2506 | 0.039015 | 1281553.3981 | 2 | 1 | 0 | 0 | 0 | 1 | Lateral Hardening-Fuse-92156348 | 1500Million | South Hillsborough | -1 | 3000
Lateral Hardening | Lateral Hardening-Fuse-10556729,1 | 13298 | 26105.5041 | 11099.0735 | 35855.1152 | 143181.8182 | 0.25042 | 0.11932 | 1200000 | 3 | 1 | 0 | 0 | 0 | 1 | Lateral Hardening-Fuse-10556729 | 1500Million | Winter Haven | -1 | 3000
Lateral Hardening | Lateral Hardening-Fuse-92051943,1 | 13024 | 16673.562 | 30577.4538 | 46207.811 | 184545.4545 | 0.25039 | 0.15379 | 1200000 | 28 | 1 | 0 | 0 | 0 | 1 | Lateral Hardening-Fuse-92051943 | 1500Million | Central | -1 | 3000
Lateral Hardening | Lateral Hardening-Fuse-10876240,1 | 14025 | 1761.9207 | 10943.7685 | 12518.6722 | 50000 | 0.25037 | 0.041667 | 1200000 | 3 | 1 | 0 | 0 | 0 | 1 | Lateral Hardening-Fuse-10876240 | 1500Million | South Hillsborough | -1 | 3000
Lateral Hardening | Lateral Hardening-Fuse-93051990,1 | 13679 | 26691.9881 | 4085.6717 | 29411.8893 | 117500 | 0.25031 | 0.097917 | 1200000 | 3 | 1 | 0 | 0 | 0 | 1 | Lateral Hardening-Fuse-93051990 | 1500Million | Western | -1 | 3000
Lateral Hardening | Lateral Hardening-Fuse-10603642,1 | 13695 | 29627.9214 | 152025.6562 | 181474.6611 | 725000 | 0.25031 | 0.60417 | 1200000 | 18 | 1 | 0 | 0 | 0 | 1 | Lateral Hardening-Fuse-10603642 | 1500Million | Winter Haven | -1 | 3000
Lateral Hardening | Lateral Hardening-Fuse-92394179,1 | 13186 | 29761.5366 | 37921.2681 | 66537.321 | 265909.0909 | 0.25023 | 0.22159 | 1200000 | 32 | 1 | 0 | 0 | 0 | 1 | Lateral Hardening-Fuse-92394179 | 1500Million | Central | -1 | 3000
Lateral Hardening | Lateral Hardening-Fuse-91995000,1 | 14021 | 3382.5117 | 42700.3284 | 45121.9435 | 180454.5455 | 0.25005 | 0.15038 | 1200000 | 2 | 1 | 0 | 0 | 0 | 1 | Lateral Hardening-Fuse-91995000 | 1500Million | South Hillsborough | -1 | 3000
Lateral Hardening | Lateral Hardening-Fuse-91395535,1 | 14050 | 3969.7029 | 33219.8473 | 36867.3381 | 147500 | 0.24995 | 0.12292 | 1200000 | 4 | 1 | 0 | 0 | 0 | 1 | Lateral Hardening-Fuse-91395535 | 1500Million | Plant City | -1 | 3000
Lateral Hardening | Lateral Hardening-Fuse-10552451,1 | 13577 | 26599.5477 | 41506.0283 | 70921.6429 | 283863.6364 | 0.24984 | 0.23655 | 1200000 | 26 | 1 | 0 | 0 | 0 | 1 | Lateral Hardening-Fuse-10552451 | 1500Million | Eastern | -1 | 3000
Lateral Hardening | Lateral Hardening-Fuse-91345933,21 | 13298 | 1123027.7197 | 1788143.2651 | 2892686.0103 | 11583272.7273 | 0.24973 | 12.0659 | 960000 | 5 | 21 | 2 | 0 | 2 | 23 | Lateral Hardening-Fuse-91345933 [ 2029 ], Lateral Hardening-Fuse-10556717 [ 2029 ], Lateral Hardening-Fuse-10556623 [ 2029 ], Lateral Hardening-Fuse-60035903, Lateral Hardening-Fuse-91411608, Lateral Hardening-Fuse-91411609, Lateral Hardening-Fuse-91424090, Lateral Hardening-Fuse-91424091, Lateral Hardening-Fuse-10556549 [ 2029 ], Lateral Hardening-Fuse-90842763, Lateral Hardening-Fuse-10556542, Lateral Hardening-Fuse-10556552, Lateral Hardening-Fuse-91207643, Lateral Hardening-Fuse-91207658, Lateral Hardening-Fuse-10556554, Lateral Hardening-Fuse-10556555, Lateral Hardening-Fuse-91203789, Lateral Hardening-Fuse-10556557, Lateral Hardening-Fuse-10556558, Lateral Hardening-Fuse-10556559, Lateral Hardening-Fuse-10556561 | 1500Million | Winter Haven | -1 | 3000
Lateral Hardening | Lateral Hardening-Fuse-91781592,1 | 13631 | 36857.6756 | 65348.1332 | 99987.0656 | 400454.5455 | 0.24968 | 0.33371 | 1200000 | 32 | 1 | 0 | 0 | 0 | 1 | Lateral Hardening-Fuse-91781592 | 1500Million | Central | -1 | 3000
Lateral Hardening | Lateral Hardening-Fuse-10274812,1 | 14274 | 1923.7394 | 133742.1387 | 134240.0579 | 537954.5455 | 0.24954 | 0.4483 | 1200000 | 1 | 1 | 0 | 0 | 0 | 1 | Lateral Hardening-Fuse-10274812 [ 2026 ] | 1500Million | Western | -1 | 3000
Lateral Hardening | Lateral Hardening-Fuse-10898138,1 | 13839 | 28461.9301 | 39952.3459 | 66636.8457 | 267045.4545 | 0.24953 | 0.22254 | 1200000 | 19 | 1 | 0 | 0 | 0 | 1 | Lateral Hardening-Fuse-10898138 | 1500Million | Central | -1 | 3000
Lateral Hardening | Lateral Hardening-Fuse-10674258,1 | 13414 | 15739.5958 | 30880.6246 | 46135.304 | 185000 | 0.24938 | 0.15417 | 1200000 | 11 | 1 | 0 | 0 | 0 | 1 | Lateral Hardening-Fuse-10674258 | 1500Million | Plant City | -1 | 3000
Lateral Hardening | Lateral Hardening-Fuse-92863025,1 | 13460 | 1258.6907 | 22571.6903 | 23632.1261 | 94772.7273 | 0.24936 | 0.078977 | 1200000 | 1 | 1 | 1 | 0 | 1 | 2 | Lateral Hardening-Fuse-92863025 | 1500Million | Eastern | -1 | 3000
Lateral Hardening | Lateral Hardening-Fuse-92527534,1 | 13219 | 23041.6301 | 29930.3408 | 51789.2897 | 207727.2727 | 0.24931 | 0.17311 | 1200000 | 29 | 1 | 0 | 0 | 0 | 1 | Lateral Hardening-Fuse-92527534 | 1500Million | Western | -1 | 3000
Lateral Hardening | Lateral Hardening-Fuse-90330657,1 | 13939 | 16736.9011 | 1939.3526 | 17837.5756 | 71590.9091 | 0.24916 | 0.059659 | 1200000 | 4 | 1 | 0 | 0 | 0 | 1 | Lateral Hardening-Fuse-90330657 | 1500Million | Central | -1 | 3000
Lateral Hardening | Lateral Hardening-Fuse-91395557,1 | 13038 | 10193.1809 | 18900.8449 | 31533.897 | 126590.9091 | 0.2491 | 0.10549 | 1200000 | 13 | 1 | 0 | 0 | 0 | 1 | Lateral Hardening-Fuse-91395557 | 1500Million | Eastern | -1 | 3000
Lateral Hardening | Lateral Hardening-Fuse-60172033,1 | 13968 | 26240.6801 | 30795.0395 | 55866.8185 | 224318.1818 | 0.24905 | 0.18693 | 1200000 | 28 | 1 | 0 | 0 | 0 | 1 | Lateral Hardening-Fuse-60172033 | 1500Million | Winter Haven | -1 | 3000
Lateral Hardening | Lateral Hardening-Fuse-92177230,1 | 13685 | 12496.6593 | 542.0101 | 12449.7574 | 50000 | 0.249 | 0.012879 | 3882352.9412 | 54 | 1 | 1 | 0 | 1 | 2 | Lateral Hardening-Fuse-92177230 | 1500Million | Eastern | -1 | 3000
Lateral Hardening | Lateral Hardening-Fuse-10606348,1 | 13151 | 57971.7569 | 5002.0543 | 60254.091 | 242045.4545 | 0.24894 | 0.2017 | 1200000 | 127 | 1 | 2 | 0 | 2 | 3 | Lateral Hardening-Fuse-10606348 | 1500Million | Winter Haven | -1 | 3000
Lateral Hardening | Lateral Hardening-Fuse-10070694,1 | 13657 | 5168.2964 | 68191.6344 | 72352.9626 | 290681.8182 | 0.24891 | 0.24223 | 1200000 | 3 | 1 | 0 | 0 | 0 | 1 | Lateral Hardening-Fuse-10070694 | 1500Million | Plant City | -1 | 3000
Lateral Hardening | Lateral Hardening-Fuse-10895220,1 | 13003 | 29314.4672 | 162977.1793 | 187526.3185 | 753409.0909 | 0.2489 | 0.62784 | 1200000 | 18 | 1 | 0 | 0 | 0 | 1 | Lateral Hardening-Fuse-10895220 | 1500Million | South Hillsborough | -1 | 3000
Lateral Hardening | Lateral Hardening-Fuse-93444022,1 | 13112 | 6305.5082 | 8718.7025 | 14649.1528 | 58863.6364 | 0.24887 | 0.049053 | 1200000 | 16 | 1 | 6 | 2 | 4 | 7 | Lateral Hardening-Fuse-93444022 | 1500Million | Western | -1 | 3000
Lateral Hardening | Lateral Hardening-Fuse-10215659,2 | 13449 | 65002.4268 | 17879.1745 | 79692.5739 | 320363.6364 | 0.24876 | 0.33371 | 960000 | 32 | 2 | 2 | 0 | 2 | 4 | Lateral Hardening-Fuse-10215659, Lateral Hardening-Fuse-10215658 | 1500Million | Western | -1 | 3000
Lateral Hardening | Lateral Hardening-Fuse-91727273,2 | 13464 | 0 | 160550.1483 | 156462.0717 | 629090.9091 | 0.24871 | 0.6553 | 960000 | 9 | 2 | 7 | 0 | 7 | 9 | Lateral Hardening-Fuse-91727273, Lateral Hardening-Fuse-90380124 | 1500Million | Plant City | -1 | 3000
Lateral Hardening | Lateral Hardening-Fuse-92848748,1 | 13011 | 4916.5039 | 73144.7341 | 76417.6818 | 307272.7273 | 0.2487 | 0.25606 | 1200000 | 3 | 1 | 0 | 0 | 0 | 1 | Lateral Hardening-Fuse-92848748 | 1500Million | Plant City | -1 | 3000
Lateral Hardening | Lateral Hardening-Fuse-10667387,1 | 13787 | 3720.0352 | 110384.4309 | 112839.5996 | 454090.9091 | 0.2485 | 0.37841 | 1200000 | 2 | 1 | 0 | 0 | 0 | 1 | Lateral Hardening-Fuse-10667387 | 1500Million | Plant City | -1 | 3000
Lateral Hardening | Lateral Hardening-Fuse-60342436,2 | 13003 | 46185.7371 | 214702.9302 | 255074.5817 | 1026545.4545 | 0.24848 | 1.0693 | 960000 | 25 | 2 | 2 | 0 | 2 | 4 | Lateral Hardening-Fuse-60342436, Lateral Hardening-Fuse-10895229 | 1500Million | South Hillsborough | -1 | 3000
Lateral Hardening | Lateral Hardening-Fuse-93220733,1 | 13459 | 48807.5301 | 9795.9209 | 56108.7897 | 225909.0909 | 0.24837 | 0.18826 | 1200000 | 4 | 1 | 1 | 0 | 1 | 2 | Lateral Hardening-Fuse-93220733 | 1500Million | Eastern | -1 | 3000
Lateral Hardening | Lateral Hardening-Fuse-90767337,2 | 14050 | 0 | 328131.2593 | 373731.1388 | 1504909.0909 | 0.24834 | 1.5676 | 960000 | 15 | 2 | 18 | 0 | 18 | 20 | Lateral Hardening-Fuse-90767337, Lateral Hardening-Fuse-90767559 | 1500Million | Plant City | -1 | 3000
Lateral Hardening | Lateral Hardening-Fuse-92249543,1 | 13030 | 56936.4159 | 127815.2672 | 180599.1517 | 727272.7273 | 0.24832 | 0.60606 | 1200000 | 47 | 1 | 0 | 0 | 0 | 1 | Lateral Hardening-Fuse-92249543 | 1500Million | Winter Haven | -1 | 3000
Lateral Hardening | Lateral Hardening-Fuse-10820635,1 | 14032 | 12313.5566 | 879.8728 | 12583.6176 | 50681.8182 | 0.24829 | 0.042235 | 1200000 | 2 | 1 | 0 | 0 | 0 | 1 | Lateral Hardening-Fuse-10820635 | 1500Million | Western | -1 | 3000
Lateral Hardening | Lateral Hardening-Fuse-10198084,1 | 13334 | 12822.0113 | 21811.7623 | 37331.9025 | 150454.5455 | 0.24813 | 0.12538 | 1200000 | 17 | 1 | 0 | 0 | 0 | 1 | Lateral Hardening-Fuse-10198084 | 1500Million | Western | -1 | 3000
Lateral Hardening | Lateral Hardening-Fuse-10071936,1 | 13305 | 9882.2624 | 92521.7643 | 100489.3203 | 405000 | 0.24812 | 0.3375 | 1200000 | 7 | 1 | 0 | 0 | 0 | 1 | Lateral Hardening-Fuse-10071936 | 1500Million | South Hillsborough | -1 | 3000
Lateral Hardening | Lateral Hardening-Fuse-93300228,1 | 13808 | 1118.7652 | 22448.6589 | 23436.919 | 94545.4545 | 0.24789 | 0.078788 | 1200000 | 1 | 1 | 0 | 0 | 0 | 1 | Lateral Hardening-Fuse-93300228 | 1500Million | Plant City | -1 | 3000
Lateral Hardening | Lateral Hardening-Fuse-91967396,1 | 13808 | 45496.3797 | 113482.9082 | 155566.4391 | 627727.2727 | 0.24782 | 0.52311 | 1200000 | 31 | 1 | 0 | 0 | 0 | 1 | Lateral Hardening-Fuse-91967396 | 1500Million | Plant City | -1 | 3000
Lateral Hardening | Lateral Hardening-Fuse-91901564,1 | 13832 | 46787.8296 | 35407.3596 | 83187.5026 | 335681.8182 | 0.24782 | 0.27973 | 1200000 | 41 | 1 | 0 | 0 | 0 | 1 | Lateral Hardening-Fuse-91901564 | 1500Million | Central | -1 | 3000
Lateral Hardening | Lateral Hardening-Fuse-10762872,1 | 13815 | 2284.4891 | 27374.9277 | 29343.6194 | 118409.0909 | 0.24782 | 0.098674 | 1200000 | 2 | 1 | 0 | 0 | 0 | 1 | Lateral Hardening-Fuse-10762872 | 1500Million | Dade City | -1 | 3000
Lateral Hardening | Lateral Hardening-Fuse-91935474,2 | 13419 | 33599.1802 | 34491.0653 | 66682.2529 | 269090.9091 | 0.24781 | 0.2803 | 960000 | 29 | 2 | 0 | 0 | 0 | 2 | Lateral Hardening-Fuse-91935474, Lateral Hardening-Fuse-91971468 | 1500Million | Central | -1 | 3000
Lateral Hardening | Lateral Hardening-Fuse-10120790,1 | 13053 | 24892.2016 | 35696.8178 | 59742.9794 | 241136.3636 | 0.24776 | 0.20095 | 1200000 | 28 | 1 | 0 | 0 | 0 | 1 | Lateral Hardening-Fuse-10120790 | 1500Million | Central | -1 | 3000
Lateral Hardening | Lateral Hardening-Fuse-60208259,1 | 13431 | 65065.3345 | 12947.0517 | 74656.0308 | 301363.6364 | 0.24773 | 0.25114 | 1200000 | 4 | 1 | 0 | 0 | 0 | 1 | Lateral Hardening-Fuse-60208259 | 1500Million | Dade City | -1 | 3000
Lateral Hardening | Lateral Hardening-Fuse-10667329,1 | 13785 | 11177.6575 | 170290.7819 | 191289.3896 | 772272.7273 | 0.2477 | 0.64356 | 1200000 | 6 | 1 | 0 | 0 | 0 | 1 | Lateral Hardening-Fuse-10667329 | 1500Million | Plant City | -1 | 3000
Lateral Hardening | Lateral Hardening-Fuse-91942767,1 | 13023 | 13029.5429 | 33912.3321 | 46192.7571 | 186590.9091 | 0.24756 | 0.15549 | 1200000 | 12 | 1 | 1 | 0 | 1 | 2 | Lateral Hardening-Fuse-91942767 | 1500Million | Central | -1 | 3000
Lateral Hardening | Lateral Hardening-Fuse-91937677,1 | 13024 | 11794.9639 | 16449.0491 | 27509.9933 | 111136.3636 | 0.24753 | 0.092614 | 1200000 | 22 | 1 | 0 | 0 | 0 | 1 | Lateral Hardening-Fuse-91937677 | 1500Million | Central | -1 | 3000
Lateral Hardening | Lateral Hardening-Fuse-10712407,1 | 13256 | 54245.615 | 6626.0883 | 58274.8629 | 235454.5455 | 0.2475 | 0.19621 | 1200000 | 14 | 1 | 0 | 0 | 0 | 1 | Lateral Hardening-Fuse-10712407 | 1500Million | South Hillsborough | -1 | 3000
Lateral Hardening | Lateral Hardening-Fuse-10674215,1 | 13414 | 0 | 67888.948 | 67604.1964 | 273409.0909 | 0.24726 | 0.22784 | 1200000 | 6 | 1 | 2 | 0 | 2 | 3 | Lateral Hardening-Fuse-10674215 | 1500Million | Plant City | -1 | 3000
Lateral Hardening | Lateral Hardening-Fuse-10572992,1 | 13371 | 17609.3712 | 53436.7612 | 73672.5472 | 297954.5455 | 0.24726 | 0.2483 | 1200000 | 16 | 1 | 0 | 0 | 0 | 1 | Lateral Hardening-Fuse-10572992 | 1500Million | Winter Haven | -1 | 3000
Lateral Hardening | Lateral Hardening-Fuse-92672978,1 | 14030 | 9770.0418 | 95267.4096 | 102014.4444 | 412727.2727 | 0.24717 | 0.34394 | 1200000 | 6 | 1 | 0 | 0 | 0 | 1 | Lateral Hardening-Fuse-92672978 | 1500Million | Western | -1 | 3000
Lateral Hardening | Lateral Hardening-Fuse-10368970,1 | 13097 | 5534.5668 | 49531.2383 | 56209.647 | 227500 | 0.24708 | 0.18958 | 1200000 | 3 | 1 | 0 | 0 | 0 | 1 | Lateral Hardening-Fuse-10368970 | 1500Million | Central | -1 | 3000
Lateral Hardening | Lateral Hardening-Fuse-92509177,1 | 13146 | 160922.1916 | 83160.0529 | 236604.645 | 957727.2727 | 0.24705 | 0.79811 | 1200000 | 4 | 1 | 0 | 0 | 0 | 1 | Lateral Hardening-Fuse-92509177 [ 2026 ] | 1500Million | Plant City | -1 | 3000
Lateral Hardening | Lateral Hardening-Fuse-10686045,1 | 13808 | 7118.1803 | 60726.2642 | 66744.3396 | 270227.2727 | 0.24699 | 0.22519 | 1200000 | 4 | 1 | 0 | 0 | 0 | 1 | Lateral Hardening-Fuse-10686045 | 1500Million | Plant City | -1 | 3000
Lateral Hardening | Lateral Hardening-Fuse-91701376,1 | 13458 | 30773.0664 | 170872.3414 | 196706.7007 | 796590.9091 | 0.24694 | 0.66383 | 1200000 | 18 | 1 | 0 | 0 | 0 | 1 | Lateral Hardening-Fuse-91701376 | 1500Million | Eastern | -1 | 3000
Lateral Hardening | Lateral Hardening-Fuse-10253096,1 | 13605 | 27054.0936 | 58723.2816 | 84369.207 | 341818.1818 | 0.24682 | 0.28485 | 1200000 | 28 | 1 | 0 | 0 | 0 | 1 | Lateral Hardening-Fuse-10253096 | 1500Million | Western | -1 | 3000
Lateral Hardening | Lateral Hardening-Fuse-92677662,1 | 13805 | 69532.4863 | 18977.1468 | 85168.0827 | 345227.2727 | 0.2467 | 0.28769 | 1200000 | 4 | 1 | 0 | 0 | 0 | 1 | Lateral Hardening-Fuse-92677662 | 1500Million | Plant City | -1 | 3000
Lateral Hardening | Lateral Hardening-Fuse-93049041,1 | 13019 | 63894.2741 | 130757.8217 | 190523.8419 | 772727.2727 | 0.24656 | 0.64394 | 1200000 | 39 | 1 | 1 | 0 | 1 | 2 | Lateral Hardening-Fuse-93049041 | 1500Million | South Hillsborough | -1 | 3000
Lateral Hardening | Lateral Hardening-Fuse-10005228,1 | 13160 | 17867.8263 | 17404.3017 | 34504.7396 | 140000 | 0.24646 | 0.11667 | 1200000 | 22 | 1 | 0 | 0 | 0 | 1 | Lateral Hardening-Fuse-10005228 | 1500Million | Central | -1 | 3000
Lateral Hardening | Lateral Hardening-Fuse-10055942,1 | 13420 | 16546.7804 | 160.6349 | 15898.217 | 64545.4545 | 0.24631 | 0.053788 | 1200000 | 3 | 1 | 0 | 0 | 0 | 1 | Lateral Hardening-Fuse-10055942 | 1500Million | Central | -1 | 3000
Lateral Hardening | Lateral Hardening-Fuse-60029840,1 | 13093 | 23515.5886 | 25360.5149 | 47797.1953 | 194090.9091 | 0.24626 | 0.16174 | 1200000 | 37 | 1 | 0 | 0 | 0 | 1 | Lateral Hardening-Fuse-60029840 | 1500Million | Central | -1 | 3000
Lateral Hardening | Lateral Hardening-Fuse-10629066,1 | 13787 | 2652.9712 | 35925.5533 | 38055.5294 | 154545.4545 | 0.24624 | 0.12879 | 1200000 | 2 | 1 | 0 | 0 | 0 | 1 | Lateral Hardening-Fuse-10629066 | 1500Million | Plant City | -1 | 3000
Lateral Hardening | Lateral Hardening-Fuse-10588295,1 | 13444 | 10242.5688 | 17522.1048 | 27291.4077 | 110909.0909 | 0.24607 | 0.092424 | 1200000 | 10 | 1 | 0 | 0 | 0 | 1 | Lateral Hardening-Fuse-10588295 | 1500Million | Winter Haven | -1 | 3000
Lateral Hardening | Lateral Hardening-Fuse-10679314,1 | 13807 | 1115.4356 | 26731.0292 | 27736.3124 | 112727.2727 | 0.24605 | 0.093939 | 1200000 | 1 | 1 | 0 | 0 | 0 | 1 | Lateral Hardening-Fuse-10679314 | 1500Million | Plant City | -1 | 3000
Lateral Hardening | Lateral Hardening-Fuse-10451476,1 | 13128 | 32493.6665 | 34490.1714 | 69444.4633 | 282272.7273 | 0.24602 | 0.23523 | 1200000 | 36 | 1 | 0 | 0 | 0 | 1 | Lateral Hardening-Fuse-10451476 | 1500Million | Eastern | -1 | 3000
Lateral Hardening | Lateral Hardening-Fuse-10793145,1 | 13470 | 28452.7055 | 135333.808 | 159113.1529 | 646818.1818 | 0.24599 | 0.53902 | 1200000 | 18 | 1 | 0 | 0 | 0 | 1 | Lateral Hardening-Fuse-10793145 | 1500Million | Winter Haven | -1 | 3000
Lateral Hardening | Lateral Hardening-Fuse-10877520,1 | 14079 | 0 | 66142.4662 | 64568.6497 | 262500 | 0.24598 | 0.21875 | 1200000 |  | 1 | 1 | 1 | 0 | 2 | Lateral Hardening-Fuse-10877520 | 1500Million | Western | -1 | 3000
Lateral Hardening | Lateral Hardening-Fuse-10895262,1 | 13003 | 8085.4553 | 1152.243 | 12911.1492 | 52500 | 0.24593 | 0.04375 | 1200000 | 8 | 1 | 0 | 0 | 0 | 1 | Lateral Hardening-Fuse-10895262 | 1500Million | South Hillsborough | -1 | 3000
Lateral Hardening | Lateral Hardening-Fuse-10433107,1 | 13098 | 2307.5884 | 22436.1244 | 24528.5795 | 99772.7273 | 0.24584 | 0.083144 | 1200000 | 2 | 1 | 2 | 1 | 1 | 3 | Lateral Hardening-Fuse-10433107 | 1500Million | Central | -1 | 3000
Lateral Hardening | Lateral Hardening-Fuse-60039904,1 | 13373 | 5744.2313 | 12426.5656 | 17873.1138 | 72727.2727 | 0.24576 | 0.060606 | 1200000 | 7 | 1 | 0 | 0 | 0 | 1 | Lateral Hardening-Fuse-60039904 | 1500Million | Winter Haven | -1 | 3000
Lateral Hardening | Lateral Hardening-Fuse-92662083,1 | 13118 | 9077.9065 | 14825.8686 | 23450.2172 | 95454.5455 | 0.24567 | 0.079545 | 1200000 | 13 | 1 | 0 | 0 | 0 | 1 | Lateral Hardening-Fuse-92662083 | 1500Million | Winter Haven | -1 | 3000
Lateral Hardening | Lateral Hardening-Fuse-10487581,1 | 13458 | 14931.5462 | 57778.4245 | 70838.2047 | 288409.0909 | 0.24562 | 0.24034 | 1200000 | 10 | 1 | 0 | 0 | 0 | 1 | Lateral Hardening-Fuse-10487581 | 1500Million | Eastern | -1 | 3000
Lateral Hardening | Lateral Hardening-Fuse-10590629,2 | 13579 | 10431.5644 | 2283.4905 | 12277.7859 | 50000 | 0.24556 | 0.040341 | 1239436.6197 | 53 | 2 | 1 | 0 | 1 | 3 | Lateral Hardening-Fuse-10590629, Lateral Hardening-Fuse-60509265 | 1500Million | Eastern | -1 | 3000
Lateral Hardening | Lateral Hardening-Fuse-10120789,1 | 13053 | 26906.7075 | 26344.9157 | 52191.5967 | 212727.2727 | 0.24535 | 0.17727 | 1200000 | 32 | 1 | 0 | 0 | 0 | 1 | Lateral Hardening-Fuse-10120789 | 1500Million | Central | -1 | 3000
Lateral Hardening | Lateral Hardening-Fuse-92438482,1 | 13630 | 23815.3069 | 31447.1031 | 54071.3436 | 220454.5455 | 0.24527 | 0.18371 | 1200000 | 22 | 1 | 0 | 0 | 0 | 1 | Lateral Hardening-Fuse-92438482 | 1500Million | Central | -1 | 3000
Lateral Hardening | Lateral Hardening-Fuse-91990126,2 | 13219 | 24775.7843 | 35259.5734 | 60467.6806 | 246545.4545 | 0.24526 | 0.25682 | 960000 | 27 | 2 | 0 | 0 | 0 | 2 | Lateral Hardening-Fuse-91990126, Lateral Hardening-Fuse-60130117 | 1500Million | Western | -1 | 3000
Lateral Hardening | Lateral Hardening-Fuse-10371712,1 | 13100 | 8573.6411 | 104043.1242 | 110695.2422 | 451363.6364 | 0.24525 | 0.37614 | 1200000 | 6 | 1 | 0 | 0 | 0 | 1 | Lateral Hardening-Fuse-10371712 | 1500Million | Central | -1 | 3000
Lateral Hardening | Lateral Hardening-Fuse-93095091,1 | 13756 | 6934.5736 | 10986.1377 | 17495.617 | 71363.6364 | 0.24516 | 0.05947 | 1200000 | 14 | 1 | 0 | 0 | 0 | 1 | Lateral Hardening-Fuse-93095091 | 1500Million | Western | -1 | 3000
Lateral Hardening | Lateral Hardening-Fuse-10482618,1 | 13457 | 46254.5458 | 46453.1781 | 90939.0561 | 371136.3636 | 0.24503 | 0.30928 | 1200000 | 50 | 1 | 1 | 0 | 1 | 2 | Lateral Hardening-Fuse-10482618 | 1500Million | Eastern | -1 | 3000
Lateral Hardening | Lateral Hardening-Fuse-90830919,1 | 13576 | 7008.5615 | 17678.7988 | 25388.0724 | 103636.3636 | 0.24497 | 0.086364 | 1200000 | 8 | 1 | 0 | 0 | 0 | 1 | Lateral Hardening-Fuse-90830919 | 1500Million | Eastern | -1 | 3000
Lateral Hardening | Lateral Hardening-Fuse-10422967,1 | 13827 | 17122.2403 | 32954.8599 | 53725.5172 | 219318.1818 | 0.24497 | 0.18277 | 1200000 | 22 | 1 | 0 | 0 | 0 | 1 | Lateral Hardening-Fuse-10422967 | 1500Million | Central | -1 | 3000
Lateral Hardening | Lateral Hardening-Fuse-92957687,1 | 13687 | 3046.342 | 33303.4826 | 35739.3814 | 145909.0909 | 0.24494 | 0.12159 | 1200000 | 2 | 1 | 0 | 0 | 0 | 1 | Lateral Hardening-Fuse-92957687 | 1500Million | Eastern | -1 | 3000
Lateral Hardening | Lateral Hardening-Fuse-60072913,1 | 13063 | 2259.8425 | 10113.696 | 12245.6106 | 50000 | 0.24491 | 0.039394 | 1269230.7692 | 3 | 1 | 0 | 0 | 0 | 1 | Lateral Hardening-Fuse-60072913 | 1500Million | Western | -1 | 3000
Lateral Hardening | Lateral Hardening-Fuse-10759927,1 | 13331 | 34314.5943 | 39068.2407 | 71844.0273 | 293409.0909 | 0.24486 | 0.24451 | 1200000 | 32 | 1 | 0 | 0 | 0 | 1 | Lateral Hardening-Fuse-10759927 | 1500Million | Dade City | -1 | 3000
Lateral Hardening | Lateral Hardening-Fuse-92459924,1 | 13210 | 22510.7059 | 30101.2025 | 51493.8139 | 210454.5455 | 0.24468 | 0.17538 | 1200000 | 27 | 1 | 0 | 0 | 0 | 1 | Lateral Hardening-Fuse-92459924 | 1500Million | Western | -1 | 3000
Lateral Hardening | Lateral Hardening-Fuse-92731223,1 | 13817 | 22513.6451 | 13954.3235 | 35119.557 | 143636.3636 | 0.2445 | 0.1197 | 1200000 | 2 | 1 | 1 | 0 | 1 | 2 | Lateral Hardening-Fuse-92731223 | 1500Million | South Hillsborough | -1 | 3000
Lateral Hardening | Lateral Hardening-Fuse-10382339,1 | 13224 | 18430.9077 | 18650.7939 | 42501.4107 | 173863.6364 | 0.24445 | 0.14489 | 1200000 | 24 | 1 | 0 | 0 | 0 | 1 | Lateral Hardening-Fuse-10382339 | 1500Million | Central | -1 | 3000
Lateral Hardening | Lateral Hardening-Fuse-91160305,2 | 13426 | 56998.132 | 90306.1491 | 144789.5904 | 592363.6364 | 0.24443 | 0.61705 | 960000 | 37 | 2 | 0 | 0 | 0 | 2 | Lateral Hardening-Fuse-91160305, Lateral Hardening-Fuse-90983867 | 1500Million | Western | -1 | 3000
Lateral Hardening | Lateral Hardening-Fuse-60124041,1 | 13218 | 13180.5972 | 14049.3934 | 26691.7999 | 109318.1818 | 0.24417 | 0.091098 | 1200000 | 13 | 1 | 0 | 0 | 0 | 1 | Lateral Hardening-Fuse-60124041 | 1500Million | Western | -1 | 3000
Lateral Hardening | Lateral Hardening-Fuse-93274060,1 | 13213 | 1894.9527 | 11330.2869 | 13095.3999 | 53636.3636 | 0.24415 | 0.044697 | 1200000 | 2 | 1 | 0 | 0 | 0 | 1 | Lateral Hardening-Fuse-93274060 | 1500Million | Eastern | -1 | 3000
Lateral Hardening | Lateral Hardening-Fuse-10535990,1 | 13115 | 16377.0697 | 24924.8309 | 40501.7269 | 165909.0909 | 0.24412 | 0.13826 | 1200000 | 19 | 1 | 0 | 0 | 0 | 1 | Lateral Hardening-Fuse-10535990 | 1500Million | Winter Haven | -1 | 3000
Lateral Hardening | Lateral Hardening-Fuse-10573774,1 | 13443 | 0 | 125359.3209 | 122665.3565 | 502500 | 0.24411 | 0.41875 | 1200000 | 1 | 1 | 0 | 0 | 0 | 1 | Lateral Hardening-Fuse-10573774 | 1500Million | Winter Haven | -1 | 3000
Lateral Hardening | Lateral Hardening-Fuse-10650550,1 | 13391 | 1423.0823 | 38553.615 | 39555.3774 | 162045.4545 | 0.2441 | 0.13504 | 1200000 | 1 | 1 | 1 | 0 | 1 | 2 | Lateral Hardening-Fuse-10650550 | 1500Million | Plant City | -1 | 3000
Lateral Hardening | Lateral Hardening-Fuse-10573771,1 | 13443 | 150475.7846 | 155981.2841 | 297952.7036 | 1220681.8182 | 0.24409 | 1.0172 | 1200000 | 5 | 1 | 0 | 0 | 0 | 1 | Lateral Hardening-Fuse-10573771 | 1500Million | Winter Haven | -1 | 3000
Lateral Hardening | Lateral Hardening-Fuse-10836920,1 | 13793 | 50035.5262 | 41958.3193 | 89872.3321 | 368409.0909 | 0.24395 | 0.30701 | 1200000 | 67 | 1 | 1 | 0 | 1 | 2 | Lateral Hardening-Fuse-10836920 | 1500Million | Eastern | -1 | 3000
Lateral Hardening | Lateral Hardening-Fuse-91873642,1 | 14123 | 27184.3488 | 59564.1246 | 89430.4072 | 366818.1818 | 0.2438 | 0.30568 | 1200000 | 20 | 1 | 0 | 0 | 0 | 1 | Lateral Hardening-Fuse-91873642 | 1500Million | Plant City | -1 | 3000
Lateral Hardening | Lateral Hardening-Fuse-90706574,1 | 13373 | 17296.3877 | 23473.0026 | 39996.2969 | 164090.9091 | 0.24374 | 0.13674 | 1200000 | 19 | 1 | 0 | 0 | 0 | 1 | Lateral Hardening-Fuse-90706574 | 1500Million | Winter Haven | -1 | 3000
Lateral Hardening | Lateral Hardening-Fuse-60210419,1 | 13330 | 40789.9888 | 78769.5806 | 116454.0947 | 477954.5455 | 0.24365 | 0.3983 | 1200000 | 30 | 1 | 0 | 0 | 0 | 1 | Lateral Hardening-Fuse-60210419 | 1500Million | Dade City | -1 | 3000
Lateral Hardening | Lateral Hardening-Fuse-60008073,1 | 13090 | 14643.812 | 9635.0683 | 23585.8537 | 96818.1818 | 0.24361 | 0.080682 | 1200000 | 21 | 1 | 0 | 0 | 0 | 1 | Lateral Hardening-Fuse-60008073 | 1500Million | Central | -1 | 3000
Lateral Hardening | Lateral Hardening-Fuse-60281135,1 | 13836 | 3451.1458 | 19297.8254 | 22751.995 | 93409.0909 | 0.24357 | 0.077841 | 1200000 | 3 | 1 | 0 | 0 | 0 | 1 | Lateral Hardening-Fuse-60281135 | 1500Million | Central | -1 | 3000
Lateral Hardening | Lateral Hardening-Fuse-10674223,1 | 13414 | 16682.2273 | 16024.2107 | 31988.7899 | 131363.6364 | 0.24351 | 0.10947 | 1200000 | 18 | 1 | 0 | 0 | 0 | 1 | Lateral Hardening-Fuse-10674223 | 1500Million | Plant City | -1 | 3000
Lateral Hardening | Lateral Hardening-Fuse-10236640,1 | 13511 | 11066.5389 | 21672.1024 | 35247.3161 | 144772.7273 | 0.24347 | 0.12064 | 1200000 | 18 | 1 | 0 | 0 | 0 | 1 | Lateral Hardening-Fuse-10236640 | 1500Million | Western | -1 | 3000
Lateral Hardening | Lateral Hardening-Fuse-10000740,9 | 13236 | 152913.7281 | 289187.2795 | 432001.6658 | 1775454.5455 | 0.24332 | 1.8494 | 960000 | 16 | 9 | 0 | 0 | 0 | 9 | Lateral Hardening-Fuse-10000740, Lateral Hardening-Fuse-91063607, Lateral Hardening-Fuse-90978864, Lateral Hardening-Fuse-60145926, Lateral Hardening-Fuse-90329814, Lateral Hardening-Fuse-90975083, Lateral Hardening-Fuse-10000734, Lateral Hardening-Fuse-10000883, Lateral Hardening-Fuse-10000909 | 1500Million | South Hillsborough | -1 | 3000
Lateral Hardening | Lateral Hardening-Fuse-10266392,1 | 13679 | 6252.0733 | 70578.0615 | 75979.3943 | 312272.7273 | 0.24331 | 0.26023 | 1200000 | 5 | 1 | 0 | 0 | 0 | 1 | Lateral Hardening-Fuse-10266392 | 1500Million | Western | -1 | 3000
Lateral Hardening | Lateral Hardening-Fuse-93219695,1 | 13459 | 3468.3152 | 15412.0587 | 18689.3957 | 76818.1818 | 0.24329 | 0.064015 | 1200000 | 4 | 1 | 0 | 0 | 0 | 1 | Lateral Hardening-Fuse-93219695 | 1500Million | Eastern | -1 | 3000
Lateral Hardening | Lateral Hardening-Fuse-10663256,2 | 13001 | 45309.6782 | 21366.6885 | 64398.9809 | 264727.2727 | 0.24327 | 0.27576 | 960000 | 4 | 2 | 3 | 0 | 3 | 5 | Lateral Hardening-Fuse-10663256, Lateral Hardening-Fuse-60179354 | 1500Million | South Hillsborough | -1 | 3000
Lateral Hardening | Lateral Hardening-Fuse-10640106,2 | 13724 | 41058.1692 | 39779.5171 | 79950.4079 | 328727.2727 | 0.24321 | 0.34242 | 960000 | 20 | 2 | 0 | 0 | 0 | 2 | Lateral Hardening-Fuse-10640106, Lateral Hardening-Fuse-90290462 | 1500Million | Plant City | -1 | 3000
Lateral Hardening | Lateral Hardening-Fuse-92619186,1 | 13303 | 30268.9198 | 5712.6674 | 34381.137 | 141363.6364 | 0.24321 | 0.1178 | 1200000 | 3 | 1 | 0 | 0 | 0 | 1 | Lateral Hardening-Fuse-92619186 | 1500Million | South Hillsborough | -1 | 3000
Lateral Hardening | Lateral Hardening-Fuse-10396299,1 | 13590 | 32240.2535 | 36883.0433 | 67802.8077 | 278863.6364 | 0.24314 | 0.23239 | 1200000 | 39 | 1 | 0 | 0 | 0 | 1 | Lateral Hardening-Fuse-10396299 | 1500Million | Central | -1 | 3000
Lateral Hardening | Lateral Hardening-Fuse-10538857,1 | 13118 | 16084.982 | 64629.0967 | 78735.8603 | 324318.1818 | 0.24277 | 0.27027 | 1200000 | 11 | 1 | 0 | 0 | 0 | 1 | Lateral Hardening-Fuse-10538857 | 1500Million | Winter Haven | -1 | 3000
Lateral Hardening | Lateral Hardening-Fuse-10095441,1 | 13786 | 10613.3252 | 68846.0798 | 77271.1888 | 318409.0909 | 0.24268 | 0.26534 | 1200000 | 7 | 1 | 0 | 0 | 0 | 1 | Lateral Hardening-Fuse-10095441 | 1500Million | Plant City | -1 | 3000
Lateral Hardening | Lateral Hardening-Fuse-91413937,11 | 13007 | 829775.0425 | 348253.3208 | 1271164.1104 | 5238545.4545 | 0.24266 | 5.4568 | 960000 | 6 | 11 | 2 | 0 | 2 | 13 | Lateral Hardening-Fuse-91413937, Lateral Hardening-Fuse-93020117, Lateral Hardening-Fuse-60035103, Lateral Hardening-Fuse-92023554, Lateral Hardening-Fuse-60035303, Lateral Hardening-Fuse-90746817, Lateral Hardening-Fuse-90290474, Lateral Hardening-Fuse-60035298, Lateral Hardening-Fuse-60035108, Lateral Hardening-Fuse-90118327, Lateral Hardening-Fuse-60035346 [ 2029 ] | 1500Million | Plant City | -1 | 3000
Lateral Hardening | Lateral Hardening-Fuse-92372297,1 | 13815 | 71264.2244 | 13131.1205 | 80903.1817 | 333409.0909 | 0.24265 | 0.27784 | 1200000 | 5 | 1 | 0 | 0 | 0 | 1 | Lateral Hardening-Fuse-92372297 | 1500Million | Dade City | -1 | 3000
Lateral Hardening | Lateral Hardening-Fuse-60104155,1 | 13303 | 36463.2056 | 6285.0562 | 40862.6777 | 168409.0909 | 0.24264 | 0.14034 | 1200000 | 10 | 1 | 0 | 0 | 0 | 1 | Lateral Hardening-Fuse-60104155 | 1500Million | South Hillsborough | -1 | 3000
Lateral Hardening | Lateral Hardening-Fuse-92529553,1 | 13210 | 6697.1394 | 23477.3513 | 29777.4223 | 122727.2727 | 0.24263 | 0.10227 | 1200000 | 9 | 1 | 0 | 0 | 0 | 1 | Lateral Hardening-Fuse-92529553 | 1500Million | Western | -1 | 3000
Lateral Hardening | Lateral Hardening-Fuse-10367294,1 | 13102 | 28546.8914 | 29584.4567 | 56796.9602 | 234090.9091 | 0.24263 | 0.19508 | 1200000 | 35 | 1 | 0 | 0 | 0 | 1 | Lateral Hardening-Fuse-10367294 | 1500Million | Central | -1 | 3000
Lateral Hardening | Lateral Hardening-Fuse-10704137,4 | 13962 | 86394.809 | 80674.1862 | 165246.501 | 681454.5455 | 0.24249 | 0.70985 | 960000 | 52 | 4 | 0 | 0 | 0 | 4 | Lateral Hardening-Fuse-10704137, Lateral Hardening-Fuse-90104233, Lateral Hardening-Fuse-90104283, Lateral Hardening-Fuse-90104281 | 1500Million | Plant City | -1 | 3000
Lateral Hardening | Lateral Hardening-Fuse-10556660,1 | 13298 | 109366.5076 | 54699.482 | 158984.7361 | 655909.0909 | 0.24239 | 0.54659 | 1200000 | 5 | 1 | 0 | 0 | 0 | 1 | Lateral Hardening-Fuse-10556660 | 1500Million | Winter Haven | -1 | 3000
Lateral Hardening | Lateral Hardening-Fuse-10424216,1 | 13828 | 50394.1596 | 7770.9718 | 55741.7544 | 230000 | 0.24236 | 0.19167 | 1200000 | 13 | 1 | 0 | 0 | 0 | 1 | Lateral Hardening-Fuse-10424216 | 1500Million | Central | -1 | 3000
Lateral Hardening | Lateral Hardening-Fuse-10098737,1 | 13087 | 49266.4236 | 70033.365 | 116835.532 | 482272.7273 | 0.24226 | 0.40189 | 1200000 | 43 | 1 | 0 | 0 | 0 | 1 | Lateral Hardening-Fuse-10098737 | 1500Million | Eastern | -1 | 3000
Lateral Hardening | Lateral Hardening-Fuse-92529622,2 | 13210 | 18759.0586 | 53614.934 | 71170.7664 | 294000 | 0.24208 | 0.30625 | 960000 | 13 | 2 | 0 | 0 | 0 | 2 | Lateral Hardening-Fuse-92529622, Lateral Hardening-Fuse-92529798 | 1500Million | Western | -1 | 3000
Lateral Hardening | Lateral Hardening-Fuse-10165365,1 | 13045 | 6704.9927 | 11349.694 | 19471.4106 | 80454.5455 | 0.24202 | 0.067045 | 1200000 | 12 | 1 | 0 | 0 | 0 | 1 | Lateral Hardening-Fuse-10165365 | 1500Million | Central | -1 | 3000
Lateral Hardening | Lateral Hardening-Fuse-60172932,1 | 13922 | 1496.4425 | 10459.4956 | 12262.3519 | 50681.8182 | 0.24195 | 0.042235 | 1200000 | 2 | 1 | 0 | 0 | 0 | 1 | Lateral Hardening-Fuse-60172932 | 1500Million | Winter Haven | -1 | 3000
Lateral Hardening | Lateral Hardening-Fuse-60093415,1 | 13520 | 56798.0542 | 14178.75 | 68045.498 | 281363.6364 | 0.24184 | 0.23447 | 1200000 | 28 | 1 | 0 | 0 | 0 | 1 | Lateral Hardening-Fuse-60093415 | 1500Million | Western | -1 | 3000
Lateral Hardening | Lateral Hardening-Fuse-90527901,1 | 13622 | 3037.4103 | 12672.5948 | 15876.4265 | 65681.8182 | 0.24172 | 0.054735 | 1200000 | 3 | 1 | 0 | 0 | 0 | 1 | Lateral Hardening-Fuse-90527901 | 1500Million | Western | -1 | 3000
Lateral Hardening | Lateral Hardening-Fuse-10590623,1 | 13127 | 14142.4583 | 1367.2361 | 14816.5181 | 61363.6364 | 0.24145 | 0.051136 | 1200000 | 2 | 1 | 0 | 0 | 0 | 1 | Lateral Hardening-Fuse-10590623 | 1500Million | Eastern | -1 | 3000
Lateral Hardening | Lateral Hardening-Fuse-92684405,1 | 13793 | 16895.0351 | 50865.1759 | 66395.6935 | 275000 | 0.24144 | 0.22917 | 1200000 | 13 | 1 | 0 | 0 | 0 | 1 | Lateral Hardening-Fuse-92684405 | 1500Million | Eastern | -1 | 3000
Lateral Hardening | Lateral Hardening-Fuse-60146811,1 | 13436 | 11311.7872 | 51121.3993 | 62815.1636 | 260227.2727 | 0.24139 | 0.21686 | 1200000 | 8 | 1 | 0 | 0 | 0 | 1 | Lateral Hardening-Fuse-60146811 | 1500Million | Eastern | -1 | 3000
Lateral Hardening | Lateral Hardening-Fuse-10296948,1 | 13753 | 14333.8233 | 26753.802 | 40200.5316 | 166590.9091 | 0.24131 | 0.13883 | 1200000 | 24 | 1 | 0 | 0 | 0 | 1 | Lateral Hardening-Fuse-10296948 | 1500Million | Western | -1 | 3000
Lateral Hardening | Lateral Hardening-Fuse-60045457,1 | 13217 | 6614.77 | 10032.6889 | 20726.2789 | 85909.0909 | 0.24126 | 0.071591 | 1200000 | 16 | 1 | 0 | 0 | 0 | 1 | Lateral Hardening-Fuse-60045457 | 1500Million | Western | -1 | 3000
Lateral Hardening | Lateral Hardening-Fuse-90942159,1 | 13840 | 25426.0426 | 45059.3011 | 69242.5611 | 287045.4545 | 0.24123 | 0.2392 | 1200000 | 23 | 1 | 0 | 0 | 0 | 1 | Lateral Hardening-Fuse-90942159 | 1500Million | Central | -1 | 3000
Lateral Hardening | Lateral Hardening-Fuse-10588273,1 | 13444 | 22603.9424 | 34613.1592 | 56246.5095 | 233181.8182 | 0.24121 | 0.19432 | 1200000 | 22 | 1 | 0 | 0 | 0 | 1 | Lateral Hardening-Fuse-10588273 | 1500Million | Winter Haven | -1 | 3000
Lateral Hardening | Lateral Hardening-Fuse-90432732,1 | 13655 | 23560.4699 | 2667.7811 | 25080.7182 | 104090.9091 | 0.24095 | 0.086742 | 1200000 | 20 | 1 | 0 | 0 | 0 | 1 | Lateral Hardening-Fuse-90432732 | 1500Million | Plant City | -1 | 3000
Lateral Hardening | Lateral Hardening-Fuse-10087548,1 | 13389 | 6824.8337 | 11379 | 17849.739 | 74090.9091 | 0.24092 | 0.061742 | 1200000 | 8 | 1 | 0 | 0 | 0 | 1 | Lateral Hardening-Fuse-10087548 | 1500Million | Plant City | -1 | 3000
Lateral Hardening | Lateral Hardening-Fuse-90856606,1 | 13796 | 4647.5846 | 7847.0991 | 12260.0223 | 50909.0909 | 0.24082 | 0.042424 | 1200000 | 6 | 1 | 0 | 0 | 0 | 1 | Lateral Hardening-Fuse-90856606 | 1500Million | Eastern | -1 | 3000
Lateral Hardening | Lateral Hardening-Fuse-91539511,6 | 13148 | 127891.6608 | 60596.3201 | 183202.6931 | 761636.3636 | 0.24054 | 0.79337 | 960000 | 1 | 6 | 0 | 0 | 0 | 6 | Lateral Hardening-Fuse-91539511, Lateral Hardening-Fuse-92249874, Lateral Hardening-Fuse-92249907, Lateral Hardening-Fuse-10645457, Lateral Hardening-Fuse-92250099, Lateral Hardening-Fuse-10645442 | 1500Million | Plant City | -1 | 3000
Lateral Hardening | Lateral Hardening-Fuse-92681185,1 | 13242 | 23585.8555 | 4757.7075 | 27113.0471 | 112727.2727 | 0.24052 | 0.093939 | 1200000 | 2 | 1 | 0 | 0 | 0 | 1 | Lateral Hardening-Fuse-92681185 | 1500Million | Plant City | -1 | 3000
Lateral Hardening | Lateral Hardening-Fuse-10680817,1 | 13308 | 29083.9214 | 37078.878 | 64938.6479 | 270227.2727 | 0.24031 | 0.22519 | 1200000 | 38 | 1 | 0 | 0 | 0 | 1 | Lateral Hardening-Fuse-10680817 | 1500Million | Winter Haven | -1 | 3000
Lateral Hardening | Lateral Hardening-Fuse-10876250,1 | 14023 | 30168.2938 | 113237.7724 | 140122.7492 | 583181.8182 | 0.24027 | 0.48598 | 1200000 | 19 | 1 | 0 | 0 | 0 | 1 | Lateral Hardening-Fuse-10876250 | 1500Million | South Hillsborough | -1 | 3000
Lateral Hardening | Lateral Hardening-Fuse-92465910,1 | 13785 | 12508.679 | 46345.3333 | 58344.6414 | 242954.5455 | 0.24015 | 0.20246 | 1200000 | 8 | 1 | 0 | 0 | 0 | 1 | Lateral Hardening-Fuse-92465910 | 1500Million | Plant City | -1 | 3000
Lateral Hardening | Lateral Hardening-Fuse-92825667,1 | 14020 | 2111.3965 | 18535.286 | 20520.9053 | 85454.5455 | 0.24014 | 0.071212 | 1200000 | 2 | 1 | 1 | 1 | 0 | 2 | Lateral Hardening-Fuse-92825667 | 1500Million | South Hillsborough | -1 | 3000
Lateral Hardening | Lateral Hardening-Fuse-90170067,3 | 13303 | 4258.7042 | 417138.9205 | 532182.836 | 2216545.4545 | 0.2401 | 2.3089 | 960000 | 2 | 3 | 0 | 0 | 0 | 3 | Lateral Hardening-Fuse-90170067 [ 2027 ], Lateral Hardening-Fuse-60025215 [ 2027 ], Lateral Hardening-Fuse-60025214 | 1500Million | South Hillsborough | -1 | 3000
Lateral Hardening | Lateral Hardening-Fuse-10686221,1 | 13808 | 20670.9712 | 181464.2809 | 197307.9903 | 822045.4545 | 0.24002 | 0.68504 | 1200000 | 12 | 1 | 0 | 0 | 0 | 1 | Lateral Hardening-Fuse-10686221 | 1500Million | Plant City | -1 | 3000
Lateral Hardening | Lateral Hardening-Fuse-92057819,1 | 13066 | 12114.5583 | 14967.2111 | 26504.5046 | 110454.5455 | 0.23996 | 0.092045 | 1200000 | 18 | 1 | 0 | 0 | 0 | 1 | Lateral Hardening-Fuse-92057819 | 1500Million | Western | -1 | 3000
Lateral Hardening | Lateral Hardening-Fuse-60182735,1 | 13312 | 55170.5435 | 81401.8016 | 133551.4182 | 556818.1818 | 0.23985 | 0.46402 | 1200000 | 46 | 1 | 0 | 0 | 0 | 1 | Lateral Hardening-Fuse-60182735 | 1500Million | Winter Haven | -1 | 3000
Lateral Hardening | Lateral Hardening-Fuse-10914151,1 | 13152 | 28713.1233 | 3820.8856 | 31059.79 | 129545.4545 | 0.23976 | 0.10795 | 1200000 | 13 | 1 | 2 | 0 | 2 | 3 | Lateral Hardening-Fuse-10914151 | 1500Million | Winter Haven | -1 | 3000
Lateral Hardening | Lateral Hardening-Fuse-10156234,1 | 13069 | 63671.4139 | 15706.2268 | 76209.8216 | 317954.5455 | 0.23969 | 0.26496 | 1200000 | 39 | 1 | 0 | 0 | 0 | 1 | Lateral Hardening-Fuse-10156234 | 1500Million | Western | -1 | 3000
Lateral Hardening | Lateral Hardening-Fuse-10163191,1 | 13091 | 7276.4455 | 23.4507 | 11981.318 | 50000 | 0.23963 | 0.023106 | 2163934.4262 | 7 | 1 | 0 | 0 | 0 | 1 | Lateral Hardening-Fuse-10163191 | 1500Million | Central | -1 | 3000
Lateral Hardening | Lateral Hardening-Fuse-90910448,1 | 13723 | 12562.7708 | 63791.748 | 78237.9353 | 326818.1818 | 0.23939 | 0.27235 | 1200000 | 9 | 1 | 0 | 0 | 0 | 1 | Lateral Hardening-Fuse-90910448 | 1500Million | Plant City | -1 | 3000
Lateral Hardening | Lateral Hardening-Fuse-10608711,1 | 13916 | 4475.861 | 50769.214 | 54347.3091 | 227045.4545 | 0.23937 | 0.1892 | 1200000 | 3 | 1 | 1 | 1 | 0 | 2 | Lateral Hardening-Fuse-10608711 | 1500Million | Winter Haven | -1 | 3000
Lateral Hardening | Lateral Hardening-Fuse-92528288,1 | 13063 | 4650.0436 | 16947.2533 | 21157.9425 | 88409.0909 | 0.23932 | 0.073674 | 1200000 | 13 | 1 | 0 | 0 | 0 | 1 | Lateral Hardening-Fuse-92528288 | 1500Million | Western | -1 | 3000
Lateral Hardening | Lateral Hardening-Fuse-10466897,2 | 13433 | 0 | 120610.7831 | 236220.3133 | 987090.9091 | 0.23931 | 1.0282 | 960000 | 69 | 2 | 0 | 0 | 0 | 2 | Lateral Hardening-Fuse-10466897, Lateral Hardening-Fuse-91152309 | 1500Million | Eastern | -1 | 3000
Lateral Hardening | Lateral Hardening-Fuse-10091390,1 | 13370 | 58895.7279 | 23883.8677 | 79593.7016 | 332727.2727 | 0.23922 | 0.27727 | 1200000 | 8 | 1 | 0 | 0 | 0 | 1 | Lateral Hardening-Fuse-10091390 | 1500Million | Winter Haven | -1 | 3000
Lateral Hardening | Lateral Hardening-Fuse-92256521,1 | 13065 | 9967.6327 | 17534.583 | 26958.4031 | 112727.2727 | 0.23915 | 0.093939 | 1200000 | 15 | 1 | 0 | 0 | 0 | 1 | Lateral Hardening-Fuse-92256521 | 1500Million | Western | -1 | 3000
Lateral Hardening | Lateral Hardening-Fuse-60201160,1 | 13256 | 0 | 260296.5294 | 254270.3477 | 1063636.3636 | 0.23906 | 0.88636 | 1200000 | 1 | 1 | 0 | 0 | 0 | 1 | Lateral Hardening-Fuse-60201160 | 1500Million | South Hillsborough | -1 | 3000
Lateral Hardening | Lateral Hardening-Fuse-60201470,1 | 13330 | 18857.5109 | 30634.2445 | 50240.4508 | 210227.2727 | 0.23898 | 0.17519 | 1200000 | 16 | 1 | 0 | 0 | 0 | 1 | Lateral Hardening-Fuse-60201470 | 1500Million | Dade City | -1 | 3000
Lateral Hardening | Lateral Hardening-Fuse-10091401,1 | 13373 | 11187.3457 | 11534.4126 | 22214.4162 | 92954.5455 | 0.23898 | 0.077462 | 1200000 | 16 | 1 | 0 | 0 | 0 | 1 | Lateral Hardening-Fuse-10091401 | 1500Million | Winter Haven | -1 | 3000
Lateral Hardening | Lateral Hardening-Fuse-90146016,1 | 13207 | 11919.1315 | 588.9845 | 11938.5844 | 50000 | 0.23877 | 0.04053 | 1233644.8598 | 14 | 1 | 0 | 0 | 0 | 1 | Lateral Hardening-Fuse-90146016 | 1500Million | Western | -1 | 3000
Lateral Hardening | Lateral Hardening-Fuse-90893899,1 | 13699 | 0 | 156962.6136 | 154423.8103 | 647045.4545 | 0.23866 | 0.5392 | 1200000 | 10 | 1 | 1 | 0 | 1 | 2 | Lateral Hardening-Fuse-90893899 | 1500Million | Winter Haven | -1 | 3000
Lateral Hardening | Lateral Hardening-Fuse-92010095,1 | 13309 | 15227.3822 | 1167.2915 | 15653.5172 | 65681.8182 | 0.23832 | 0.054735 | 1200000 | 14 | 1 | 2 | 0 | 2 | 3 | Lateral Hardening-Fuse-92010095 | 1500Million | Winter Haven | -1 | 3000
Lateral Hardening | Lateral Hardening-Fuse-91677677,1 | 13198 | 24176.1837 | 41312.5274 | 64237.2556 | 269545.4545 | 0.23832 | 0.22462 | 1200000 | 23 | 1 | 0 | 0 | 0 | 1 | Lateral Hardening-Fuse-91677677 | 1500Million | Western | -1 | 3000
Lateral Hardening | Lateral Hardening-Fuse-10085317,1 | 13028 | 18190.3446 | 16488.998 | 33941.5965 | 142727.2727 | 0.23781 | 0.11894 | 1200000 | 25 | 1 | 0 | 0 | 0 | 1 | Lateral Hardening-Fuse-10085317 | 1500Million | Central | -1 | 3000
Lateral Hardening | Lateral Hardening-Fuse-92867227,1 | 13460 | 3038.3489 | 28023.3615 | 30533.0198 | 128409.0909 | 0.23778 | 0.10701 | 1200000 | 2 | 1 | 0 | 0 | 0 | 1 | Lateral Hardening-Fuse-92867227 | 1500Million | Eastern | -1 | 3000
Lateral Hardening | Lateral Hardening-Fuse-92257094,1 | 13231 | 7645.8158 | 9638.0088 | 16858.5751 | 70909.0909 | 0.23775 | 0.059091 | 1200000 | 10 | 1 | 0 | 0 | 0 | 1 | Lateral Hardening-Fuse-92257094 | 1500Million | Eastern | -1 | 3000
Lateral Hardening | Lateral Hardening-Fuse-10640149,1 | 13795 | 0 | 61384.1933 | 65364.7724 | 275000 | 0.23769 | 0.22917 | 1200000 |  | 1 | 0 | 0 | 0 | 1 | Lateral Hardening-Fuse-10640149 | 1500Million | Eastern | -1 | 3000
Lateral Hardening | Lateral Hardening-Fuse-10556735,1 | 13298 | 20896.6298 | 6029.6953 | 28521.0104 | 120000 | 0.23768 | 0.1 | 1200000 | 2 | 1 | 0 | 0 | 0 | 1 | Lateral Hardening-Fuse-10556735 | 1500Million | Winter Haven | -1 | 3000
Lateral Hardening | Lateral Hardening-Fuse-91438668,1 | 13687 | 18711.224 | 667.4853 | 18473.1195 | 77727.2727 | 0.23767 | 0.064773 | 1200000 | 13 | 1 | 1 | 0 | 1 | 2 | Lateral Hardening-Fuse-91438668 | 1500Million | Eastern | -1 | 3000
Lateral Hardening | Lateral Hardening-Fuse-92531743,1 | 13687 | 3452.5761 | 62829.868 | 64754.707 | 272500 | 0.23763 | 0.22708 | 1200000 | 2 | 1 | 0 | 0 | 0 | 1 | Lateral Hardening-Fuse-92531743 | 1500Million | Eastern | -1 | 3000
Lateral Hardening | Lateral Hardening-Fuse-10590625,1 | 13127 | 5281.8084 | 23331.5387 | 28839.7403 | 121363.6364 | 0.23763 | 0.10114 | 1200000 | 5 | 1 | 0 | 0 | 0 | 1 | Lateral Hardening-Fuse-10590625 | 1500Million | Eastern | -1 | 3000
Lateral Hardening | Lateral Hardening-Fuse-10479379,1 | 14012 | 12572.6703 | 27382.1937 | 40758.8538 | 171590.9091 | 0.23754 | 0.14299 | 1200000 | 11 | 1 | 0 | 0 | 0 | 1 | Lateral Hardening-Fuse-10479379 | 1500Million | Central | -1 | 3000
Lateral Hardening | Lateral Hardening-Fuse-92949029,1 | 13194 | 35495.8388 | 15159.1317 | 48801.2872 | 205454.5455 | 0.23753 | 0.17121 | 1200000 | 2 | 1 | 0 | 0 | 0 | 1 | Lateral Hardening-Fuse-92949029 | 1500Million | Western | -1 | 3000
Lateral Hardening | Lateral Hardening-Fuse-10097028,1 | 13461 | 105569.4038 | 21274.9725 | 121531.4211 | 512045.4545 | 0.23734 | 0.4267 | 1200000 | 2 | 1 | 1 | 0 | 1 | 2 | Lateral Hardening-Fuse-10097028 | 1500Million | Eastern | -1 | 3000
Lateral Hardening | Lateral Hardening-Fuse-92181580,7 | 13233 | 51854.1959 | 605728.355 | 640472.7002 | 2699454.5455 | 0.23726 | 2.8119 | 960000 | 402 | 7 | 9 | 0 | 9 | 16 | Lateral Hardening-Fuse-92181580, Lateral Hardening-Fuse-93051279, Lateral Hardening-Fuse-92308786, Lateral Hardening-Fuse-92180181, Lateral Hardening-Fuse-92183581, Lateral Hardening-Fuse-92309158, Lateral Hardening-Fuse-92309764 | 1500Million | South Hillsborough | -1 | 3000
Lateral Hardening | Lateral Hardening-Fuse-10173483,1 | 13191 | 11249.8206 | 1174.3522 | 11862.9859 | 50000 | 0.23726 | 0.034091 | 1466666.6667 | 5 | 1 | 0 | 0 | 0 | 1 | Lateral Hardening-Fuse-10173483 | 1500Million | Western | -1 | 3000
Lateral Hardening | Lateral Hardening-Fuse-60044023,1 | 13211 | 13630.6705 | 14775.0869 | 27760.8555 | 117045.4545 | 0.23718 | 0.097538 | 1200000 | 17 | 1 | 0 | 0 | 0 | 1 | Lateral Hardening-Fuse-60044023 | 1500Million | Eastern | -1 | 3000
Lateral Hardening | Lateral Hardening-Fuse-10662337,1 | 13470 | 39182.6589 | 204690.1256 | 237302.2901 | 1000909.0909 | 0.23709 | 0.83409 | 1200000 | 26 | 1 | 0 | 0 | 0 | 1 | Lateral Hardening-Fuse-10662337 | 1500Million | Winter Haven | -1 | 3000
Lateral Hardening | Lateral Hardening-Fuse-60073811,1 | 13082 | 13399.4573 | 22682.9762 | 37501.6041 | 158181.8182 | 0.23708 | 0.13182 | 1200000 | 14 | 1 | 0 | 0 | 0 | 1 | Lateral Hardening-Fuse-60073811 | 1500Million | Western | -1 | 3000
Lateral Hardening | Lateral Hardening-Fuse-10745642,1 | 13431 | 8283.1769 | 35764.6247 | 43525.8232 | 183636.3636 | 0.23702 | 0.15303 | 1200000 | 8 | 1 | 0 | 0 | 0 | 1 | Lateral Hardening-Fuse-10745642 | 1500Million | Dade City | -1 | 3000
Lateral Hardening | Lateral Hardening-Fuse-10829456,1 | 13687 | 7582.2022 | 46466.0657 | 53164.7771 | 224318.1818 | 0.23701 | 0.18693 | 1200000 | 6 | 1 | 0 | 0 | 0 | 1 | Lateral Hardening-Fuse-10829456 | 1500Million | Eastern | -1 | 3000
Lateral Hardening | Lateral Hardening-Fuse-92701769,2 | 13298 | 20898.1864 | 265558.0049 | 281829.2883 | 1190727.2727 | 0.23669 | 1.2403 | 960000 | 1 | 2 | 1 | 0 | 1 | 3 | Lateral Hardening-Fuse-92701769, Lateral Hardening-Fuse-92727879 | 1500Million | Winter Haven | -1 | 3000
Lateral Hardening | Lateral Hardening-Fuse-92667782,1 | 13118 | 24312.8946 | 21568.0099 | 44695.4845 | 188863.6364 | 0.23665 | 0.15739 | 1200000 | 29 | 1 | 0 | 0 | 0 | 1 | Lateral Hardening-Fuse-92667782 | 1500Million | Winter Haven | -1 | 3000
Lateral Hardening | Lateral Hardening-Fuse-10791862,1 | 13243 | 9811.846 | 16697.1354 | 26031.2143 | 110000 | 0.23665 | 0.091667 | 1200000 | 11 | 1 | 0 | 0 | 0 | 1 | Lateral Hardening-Fuse-10791862 | 1500Million | Plant City | -1 | 3000
Lateral Hardening | Lateral Hardening-Fuse-60201132,1 | 13256 | 40325.8934 | 2841.5756 | 41220.3089 | 174318.1818 | 0.23647 | 0.14527 | 1200000 | 38 | 1 | 1 | 0 | 1 | 2 | Lateral Hardening-Fuse-60201132 | 1500Million | South Hillsborough | -1 | 3000
Lateral Hardening | Lateral Hardening-Fuse-10804178,1 | 13173 | 28428.5817 | 20668.5325 | 47980.3055 | 202954.5455 | 0.23641 | 0.16913 | 1200000 | 35 | 1 | 0 | 0 | 0 | 1 | Lateral Hardening-Fuse-10804178 | 1500Million | Eastern | -1 | 3000
Lateral Hardening | Lateral Hardening-Fuse-92032803,2 | 13808 | 31967.6847 | 139641.1004 | 167196.5969 | 707272.7273 | 0.2364 | 0.73674 | 960000 | 16 | 2 | 0 | 0 | 0 | 2 | Lateral Hardening-Fuse-92032803, Lateral Hardening-Fuse-91535231 | 1500Million | Plant City | -1 | 3000
Lateral Hardening | Lateral Hardening-Fuse-92827024,1 | 13159 | 11429.703 | 35972.6753 | 46846.1858 | 198181.8182 | 0.23638 | 0.16515 | 1200000 | 11 | 1 | 0 | 0 | 0 | 1 | Lateral Hardening-Fuse-92827024 | 1500Million | Central | -1 | 3000
Lateral Hardening | Lateral Hardening-Fuse-92416273,1 | 13696 | 13340.8885 | 33577.4299 | 46348.2547 | 196136.3636 | 0.23631 | 0.16345 | 1200000 | 13 | 1 | 0 | 0 | 0 | 1 | Lateral Hardening-Fuse-92416273 | 1500Million | Winter Haven | -1 | 3000
Lateral Hardening | Lateral Hardening-Fuse-91442028,1 | 13461 | 26810.6839 | 45622.188 | 70802.2556 | 299772.7273 | 0.23619 | 0.24981 | 1200000 | 21 | 1 | 0 | 0 | 0 | 1 | Lateral Hardening-Fuse-91442028 | 1500Million | Eastern | -1 | 3000
Lateral Hardening | Lateral Hardening-Fuse-10904165,1 | 13709 | 24559.3702 | 26799.5419 | 50284.2673 | 212954.5455 | 0.23613 | 0.17746 | 1200000 | 31 | 1 | 0 | 0 | 0 | 1 | Lateral Hardening-Fuse-10904165 | 1500Million | Eastern | -1 | 3000
Lateral Hardening | Lateral Hardening-Fuse-91006714,1 | 13093 | 9113.4563 | 13460.5764 | 21999.1521 | 93181.8182 | 0.23609 | 0.077652 | 1200000 | 18 | 1 | 0 | 0 | 0 | 1 | Lateral Hardening-Fuse-91006714 | 1500Million | Central | -1 | 3000
Lateral Hardening | Lateral Hardening-Fuse-92444678,2 | 13010 | 11999.1038 | 28522.7322 | 39869.7002 | 168909.0909 | 0.23604 | 0.17595 | 960000 | 14 | 2 | 0 | 0 | 0 | 2 | Lateral Hardening-Fuse-92444678, Lateral Hardening-Fuse-92888795 | 1500Million | Plant City | -1 | 3000
Lateral Hardening | Lateral Hardening-Fuse-10674243,1 | 13414 | 18735.0379 | 12542.5717 | 30572.1712 | 129545.4545 | 0.236 | 0.10795 | 1200000 | 21 | 1 | 0 | 0 | 0 | 1 | Lateral Hardening-Fuse-10674243 | 1500Million | Plant City | -1 | 3000
Lateral Hardening | Lateral Hardening-Fuse-93194359,1 | 13911 | 7654.9815 | 35231.1656 | 42237.2475 | 179090.9091 | 0.23584 | 0.14924 | 1200000 | 6 | 1 | 0 | 0 | 0 | 1 | Lateral Hardening-Fuse-93194359 | 1500Million | Eastern | -1 | 3000
Lateral Hardening | Lateral Hardening-Fuse-92313946,1 | 13461 | 10762.6413 | 30630.7312 | 40509.8218 | 171818.1818 | 0.23577 | 0.14318 | 1200000 | 8 | 1 | 0 | 0 | 0 | 1 | Lateral Hardening-Fuse-92313946 | 1500Million | Eastern | -1 | 3000
Lateral Hardening | Lateral Hardening-Fuse-10556600,1 | 13298 | 212056.7317 | 203392.2953 | 404956.7843 | 1718409.0909 | 0.23566 | 1.432 | 1200000 | 24 | 1 | 0 | 0 | 0 | 1 | Lateral Hardening-Fuse-10556600 | 1500Million | Winter Haven | -1 | 3000
Lateral Hardening | Lateral Hardening-Fuse-60418231,1 | 13808 | 8524.4714 | 15655.4725 | 24315.318 | 103181.8182 | 0.23566 | 0.085985 | 1200000 | 9 | 1 | 0 | 0 | 0 | 1 | Lateral Hardening-Fuse-60418231 | 1500Million | Plant City | -1 | 3000
Lateral Hardening | Lateral Hardening-Fuse-92448052,1 | 13817 | 35938.8537 | 13138.9644 | 47230.8144 | 200454.5455 | 0.23562 | 0.16705 | 1200000 | 3 | 1 | 0 | 0 | 0 | 1 | Lateral Hardening-Fuse-92448052 | 1500Million | South Hillsborough | -1 | 3000
Lateral Hardening | Lateral Hardening-Fuse-92598893,1 | 13390 | 27625.9826 | 41931.0412 | 67950.0548 | 288409.0909 | 0.2356 | 0.24034 | 1200000 | 21 | 1 | 0 | 0 | 0 | 1 | Lateral Hardening-Fuse-92598893 | 1500Million | Plant City | -1 | 3000
Lateral Hardening | Lateral Hardening-Fuse-10745485,1 | 13330 | 4819.7545 | 53690.8817 | 57239.3891 | 242954.5455 | 0.2356 | 0.20246 | 1200000 | 3 | 1 | 0 | 0 | 0 | 1 | Lateral Hardening-Fuse-10745485 | 1500Million | Dade City | -1 | 3000
Lateral Hardening | Lateral Hardening-Fuse-91099548,1 | 13084 | 0 | 77146.4893 | 99910.1581 | 424318.1818 | 0.23546 | 0.3536 | 1200000 | 8 | 1 | 5 | 0 | 5 | 6 | Lateral Hardening-Fuse-91099548 | 1500Million | Eastern | -1 | 3000
Lateral Hardening | Lateral Hardening-Fuse-60056895,1 | 13622 | 4250.2327 | 51529.2417 | 54882.9436 | 233181.8182 | 0.23537 | 0.19432 | 1200000 | 3 | 1 | 0 | 0 | 0 | 1 | Lateral Hardening-Fuse-60056895 | 1500Million | Western | -1 | 3000
Lateral Hardening | Lateral Hardening-Fuse-60206690,1 | 13254 | 1039.7425 | 11644.139 | 12619.137 | 53636.3636 | 0.23527 | 0.044697 | 1200000 | 1 | 1 | 0 | 0 | 0 | 1 | Lateral Hardening-Fuse-60206690 | 1500Million | South Hillsborough | -1 | 3000
Lateral Hardening | Lateral Hardening-Fuse-10566565,1 | 13289 | 20559.822 | 21800.1097 | 41319.4056 | 175681.8182 | 0.23519 | 0.1464 | 1200000 | 24 | 1 | 0 | 0 | 0 | 1 | Lateral Hardening-Fuse-10566565 | 1500Million | Winter Haven | -1 | 3000
Lateral Hardening | Lateral Hardening-Fuse-90850557,1 | 13106 | 13332.2009 | 10996.5733 | 23726.6604 | 100909.0909 | 0.23513 | 0.084091 | 1200000 | 20 | 1 | 0 | 0 | 0 | 1 | Lateral Hardening-Fuse-90850557 | 1500Million | Central | -1 | 3000
Lateral Hardening | Lateral Hardening-Fuse-60043695,1 | 13325 | 11680.6973 | 637.3977 | 11754.178 | 50000 | 0.23508 | 0.035038 | 1427027.027 | 2 | 1 | 0 | 0 | 0 | 1 | Lateral Hardening-Fuse-60043695 | 1500Million | Eastern | -1 | 3000
Lateral Hardening | Lateral Hardening-Fuse-10277741,1 | 13669 | 22704.1665 | 41758.959 | 62865.1882 | 267727.2727 | 0.23481 | 0.22311 | 1200000 | 16 | 1 | 1 | 0 | 1 | 2 | Lateral Hardening-Fuse-10277741 | 1500Million | Western | -1 | 3000
Lateral Hardening | Lateral Hardening-Fuse-92826969,1 | 13159 | 15773.1648 | 23442.7571 | 38445.0233 | 163863.6364 | 0.23462 | 0.13655 | 1200000 | 20 | 1 | 0 | 0 | 0 | 1 | Lateral Hardening-Fuse-92826969 | 1500Million | Central | -1 | 3000
Lateral Hardening | Lateral Hardening-Fuse-10168335,1 | 13207 | 22094.6991 | 52633.197 | 73526.3401 | 313409.0909 | 0.2346 | 0.26117 | 1200000 | 21 | 1 | 0 | 0 | 0 | 1 | Lateral Hardening-Fuse-10168335 | 1500Million | Western | -1 | 3000
Lateral Hardening | Lateral Hardening-Fuse-91578756,1 | 13586 | 5292.1583 | 25490.7284 | 30431.991 | 129772.7273 | 0.2345 | 0.10814 | 1200000 | 5 | 1 | 0 | 0 | 0 | 1 | Lateral Hardening-Fuse-91578756 | 1500Million | Western | -1 | 3000
Lateral Hardening | Lateral Hardening-Fuse-60146703,1 | 13326 | 17603.149 | 24508.2794 | 41302.0291 | 176136.3636 | 0.23449 | 0.14678 | 1200000 | 19 | 1 | 0 | 0 | 0 | 1 | Lateral Hardening-Fuse-60146703 | 1500Million | Eastern | -1 | 3000
Lateral Hardening | Lateral Hardening-Fuse-93091815,1 | 13046 | 16402.5022 | 22657.5905 | 38302.3091 | 163409.0909 | 0.2344 | 0.13617 | 1200000 | 21 | 1 | 0 | 0 | 0 | 1 | Lateral Hardening-Fuse-93091815 | 1500Million | Central | -1 | 3000
Lateral Hardening | Lateral Hardening-Fuse-90956262,1 | 13797 | 12115.337 | 197.7821 | 11718.8865 | 50000 | 0.23438 | 0.032008 | 1562130.1775 | 2 | 1 | 0 | 0 | 0 | 1 | Lateral Hardening-Fuse-90956262 | 1500Million | Eastern | -1 | 3000
Lateral Hardening | Lateral Hardening-Fuse-60530692,1 | 13431 | 36932.8303 | 7430.05 | 42502.4116 | 181363.6364 | 0.23435 | 0.15114 | 1200000 | 4 | 1 | 0 | 0 | 0 | 1 | Lateral Hardening-Fuse-60530692 | 1500Million | Dade City | -1 | 3000
Lateral Hardening | Lateral Hardening-Fuse-91495259,1 | 13461 | 14006.6508 | 2234.9646 | 18691.4304 | 79772.7273 | 0.23431 | 0.066477 | 1200000 | 3 | 1 | 0 | 0 | 0 | 1 | Lateral Hardening-Fuse-91495259 | 1500Million | Eastern | -1 | 3000
Lateral Hardening | Lateral Hardening-Fuse-60178328,6 | 13722 | 0 | 87844.3081 | 87156.3579 | 372000 | 0.23429 | 0.3875 | 960000 | 1 | 6 | 3 | 0 | 3 | 9 | Lateral Hardening-Fuse-60178328, Lateral Hardening-Fuse-60311313, Lateral Hardening-Fuse-60311255, Lateral Hardening-Fuse-60311267, Lateral Hardening-Fuse-60311272, Lateral Hardening-Fuse-60311290 | 1500Million | Plant City | -1 | 3000
Lateral Hardening | Lateral Hardening-Fuse-10487522,1 | 13460 | 0 | 14007.6792 | 14003.4016 | 59772.7273 | 0.23428 | 0.049811 | 1200000 |  | 1 | 0 | 0 | 0 | 1 | Lateral Hardening-Fuse-10487522 | 1500Million | Eastern | -1 | 3000
Lateral Hardening | Lateral Hardening-Fuse-90470188,1 | 13296 | 27541.4858 | 37730.1467 | 64185.3686 | 274090.9091 | 0.23418 | 0.22841 | 1200000 | 29 | 1 | 0 | 0 | 0 | 1 | Lateral Hardening-Fuse-90470188 | 1500Million | Winter Haven | -1 | 3000
Lateral Hardening | Lateral Hardening-Fuse-10645543,1 | 13148 | 3151.6589 | 17186.989 | 20115.9271 | 85909.0909 | 0.23415 | 0.071591 | 1200000 | 3 | 1 | 0 | 0 | 0 | 1 | Lateral Hardening-Fuse-10645543 | 1500Million | Plant City | -1 | 3000
Lateral Hardening | Lateral Hardening-Fuse-10526054,1 | 13648 | 2237.9526 | 25661.3468 | 27615.2225 | 117954.5455 | 0.23412 | 0.098295 | 1200000 | 2 | 1 | 0 | 0 | 0 | 1 | Lateral Hardening-Fuse-10526054 | 1500Million | South Hillsborough | -1 | 3000
Lateral Hardening | Lateral Hardening-Fuse-10580679,1 | 13105 | 8893.846 | 11185.5828 | 20738.8113 | 88636.3636 | 0.23398 | 0.073864 | 1200000 | 14 | 1 | 0 | 0 | 0 | 1 | Lateral Hardening-Fuse-10580679 | 1500Million | Central | -1 | 3000
Lateral Hardening | Lateral Hardening-Fuse-60024852,1 | 13303 | 3292.3864 | 44495.7775 | 46627.9313 | 199318.1818 | 0.23394 | 0.1661 | 1200000 | 2 | 1 | 0 | 0 | 0 | 1 | Lateral Hardening-Fuse-60024852 | 1500Million | South Hillsborough | -1 | 3000
Lateral Hardening | Lateral Hardening-Fuse-91550560,1 | 13298 | 26653.2438 | 9744.2179 | 35027.6728 | 149772.7273 | 0.23387 | 0.12481 | 1200000 | 3 | 1 | 0 | 0 | 0 | 1 | Lateral Hardening-Fuse-91550560 | 1500Million | Winter Haven | -1 | 3000
Lateral Hardening | Lateral Hardening-Fuse-92643896,1 | 13037 | 50854.2471 | 12765.8448 | 61021.1981 | 261136.3636 | 0.23368 | 0.21761 | 1200000 | 30 | 1 | 3 | 0 | 3 | 4 | Lateral Hardening-Fuse-92643896 | 1500Million | Central | -1 | 3000
Lateral Hardening | Lateral Hardening-Fuse-60314634,1 | 13840 | 13920.3402 | 48657.0766 | 67922.3093 | 290681.8182 | 0.23367 | 0.24223 | 1200000 | 8 | 1 | 0 | 0 | 0 | 1 | Lateral Hardening-Fuse-60314634 | 1500Million | Central | -1 | 3000
Lateral Hardening | Lateral Hardening-Fuse-92378391,1 | 13434 | 11050.0957 | 16827.8316 | 27394.9858 | 117272.7273 | 0.2336 | 0.097727 | 1200000 | 10 | 1 | 0 | 0 | 0 | 1 | Lateral Hardening-Fuse-92378391 | 1500Million | Eastern | -1 | 3000
Lateral Hardening | Lateral Hardening-Fuse-91164080,1 | 13490 | 33307.8727 | 52474.1277 | 83747.5088 | 358636.3636 | 0.23352 | 0.29886 | 1200000 | 26 | 1 | 0 | 0 | 0 | 1 | Lateral Hardening-Fuse-91164080 | 1500Million | Western | -1 | 3000
Lateral Hardening | Lateral Hardening-Fuse-10595480,1 | 13698 | 25642.2604 | 41346.4711 | 65431.0173 | 280227.2727 | 0.23349 | 0.23352 | 1200000 | 22 | 1 | 0 | 0 | 0 | 1 | Lateral Hardening-Fuse-10595480 | 1500Million | Winter Haven | -1 | 3000
Lateral Hardening | Lateral Hardening-Fuse-10095523,1 | 13786 | 5312.7223 | 40011.1774 | 44575.0345 | 190909.0909 | 0.23349 | 0.15909 | 1200000 | 4 | 1 | 0 | 0 | 0 | 1 | Lateral Hardening-Fuse-10095523 | 1500Million | Plant City | -1 | 3000
Lateral Hardening | Lateral Hardening-Fuse-10679436,1 | 13807 | 24304.5294 | 6496.1848 | 29520.4195 | 126590.9091 | 0.2332 | 0.10549 | 1200000 | 2 | 1 | 0 | 0 | 0 | 1 | Lateral Hardening-Fuse-10679436 | 1500Million | Plant City | -1 | 3000
Lateral Hardening | Lateral Hardening-Fuse-10795761,1 | 13697 | 11518.4461 | 47161.4091 | 57812.1511 | 247954.5455 | 0.23316 | 0.20663 | 1200000 | 12 | 1 | 0 | 0 | 0 | 1 | Lateral Hardening-Fuse-10795761 | 1500Million | Winter Haven | -1 | 3000
Lateral Hardening | Lateral Hardening-Fuse-91521223,1 | 13808 | 16901.4697 | 12812.3946 | 28757.726 | 123409.0909 | 0.23303 | 0.10284 | 1200000 | 31 | 1 | 0 | 0 | 0 | 1 | Lateral Hardening-Fuse-91521223 | 1500Million | Plant City | -1 | 3000
Lateral Hardening | Lateral Hardening-Fuse-91089188,1 | 13505 | 25949.3218 | 61903.6123 | 85634.5434 | 367500 | 0.23302 | 0.30625 | 1200000 | 17 | 1 | 0 | 0 | 0 | 1 | Lateral Hardening-Fuse-91089188 | 1500Million | Eastern | -1 | 3000
Lateral Hardening | Lateral Hardening-Fuse-60163631,1 | 13471 | 14662.445 | 25175.1202 | 42098.1376 | 180681.8182 | 0.233 | 0.15057 | 1200000 | 21 | 1 | 0 | 0 | 0 | 1 | Lateral Hardening-Fuse-60163631 | 1500Million | Winter Haven | -1 | 3000
Lateral Hardening | Lateral Hardening-Fuse-60123787,1 | 13866 | 32479.3265 | 8882.6282 | 39643.6892 | 170227.2727 | 0.23289 | 0.14186 | 1200000 | 3 | 1 | 0 | 0 | 0 | 1 | Lateral Hardening-Fuse-60123787 | 1500Million | Western | -1 | 3000
Lateral Hardening | Lateral Hardening-Fuse-10829472,1 | 13687 | 4477.8903 | 28611.5378 | 32916.9042 | 141363.6364 | 0.23285 | 0.1178 | 1200000 | 3 | 1 | 0 | 0 | 0 | 1 | Lateral Hardening-Fuse-10829472 | 1500Million | Eastern | -1 | 3000
Lateral Hardening | Lateral Hardening-Fuse-92531862,2 | 13479 | 35090.5077 | 47656.6157 | 81062.5292 | 348181.8182 | 0.23282 | 0.36269 | 960000 | 27 | 2 | 0 | 0 | 0 | 2 | Lateral Hardening-Fuse-92531862, Lateral Hardening-Fuse-92007521 | 1500Million | Winter Haven | -1 | 3000
Lateral Hardening | Lateral Hardening-Fuse-91038495,1 | 13496 | 7746.8918 | 22433.9751 | 29732.4612 | 127727.2727 | 0.23278 | 0.10644 | 1200000 | 10 | 1 | 0 | 0 | 0 | 1 | Lateral Hardening-Fuse-91038495 | 1500Million | Central | -1 | 3000
Lateral Hardening | Lateral Hardening-Fuse-10274764,1 | 14274 | 36890.699 | 63180.9864 | 97770.4829 | 420227.2727 | 0.23266 | 0.35019 | 1200000 | 28 | 1 | 1 | 0 | 1 | 2 | Lateral Hardening-Fuse-10274764 | 1500Million | Western | -1 | 3000
Lateral Hardening | Lateral Hardening-Fuse-10070706,1 | 13657 | 4139.9251 | 48846.2744 | 52236.0424 | 224772.7273 | 0.23239 | 0.18731 | 1200000 | 3 | 1 | 0 | 0 | 0 | 1 | Lateral Hardening-Fuse-10070706 | 1500Million | Plant City | -1 | 3000
Lateral Hardening | Lateral Hardening-Fuse-60077914,1 | 13153 | 7175.4034 | 17987.3728 | 28094.9015 | 120909.0909 | 0.23236 | 0.10076 | 1200000 | 14 | 1 | 0 | 0 | 0 | 1 | Lateral Hardening-Fuse-60077914 | 1500Million | Winter Haven | -1 | 3000
Lateral Hardening | Lateral Hardening-Fuse-10590638,1 | 13579 | 8354.3814 | 63234.2597 | 69696.6447 | 300000 | 0.23232 | 0.25 | 1200000 | 5 | 1 | 0 | 0 | 0 | 1 | Lateral Hardening-Fuse-10590638 | 1500Million | Eastern | -1 | 3000
Lateral Hardening | Lateral Hardening-Fuse-93420645,1 | 13167 | 20102.5114 | 4876.3558 | 23917.3285 | 102954.5455 | 0.23231 | 0.085795 | 1200000 | 6 | 1 | 0 | 0 | 0 | 1 | Lateral Hardening-Fuse-93420645 | 1500Million | Western | -1 | 3000
Lateral Hardening | Lateral Hardening-Fuse-92151856,1 | 13128 | 5092.87 | 6815.1838 | 11612.2203 | 50000 | 0.23224 | 0.036364 | 1375000 | 8 | 1 | 0 | 0 | 0 | 1 | Lateral Hardening-Fuse-92151856 | 1500Million | Eastern | -1 | 3000
Lateral Hardening | Lateral Hardening-Fuse-93024555,1 | 13840 | 44279.1216 | 45066.156 | 87544.5718 | 377045.4545 | 0.23219 | 0.3142 | 1200000 | 47 | 1 | 0 | 0 | 0 | 1 | Lateral Hardening-Fuse-93024555 | 1500Million | Central | -1 | 3000
Lateral Hardening | Lateral Hardening-Fuse-92746039,1 | 13340 | 70897.5412 | 89997.8363 | 157876.9613 | 680000 | 0.23217 | 0.56667 | 1200000 | 2 | 1 | 0 | 0 | 0 | 1 | Lateral Hardening-Fuse-92746039 | 1500Million | South Hillsborough | -1 | 3000
Lateral Hardening | Lateral Hardening-Fuse-10476017,1 | 13436 | 26424.8246 | 95582.6905 | 122787.5648 | 529090.9091 | 0.23207 | 0.44091 | 1200000 | 18 | 1 | 0 | 0 | 0 | 1 | Lateral Hardening-Fuse-10476017 | 1500Million | Eastern | -1 | 3000
Lateral Hardening | Lateral Hardening-Fuse-91994798,1 | 13219 | 25782.2135 | 39297.5949 | 63743.2199 | 274772.7273 | 0.23199 | 0.22898 | 1200000 | 33 | 1 | 0 | 0 | 0 | 1 | Lateral Hardening-Fuse-91994798 | 1500Million | Western | -1 | 3000
Lateral Hardening | Lateral Hardening-Fuse-92388114,1 | 13910 | 9965.5273 | 26543.1455 | 35948.7612 | 155000 | 0.23193 | 0.12917 | 1200000 | 9 | 1 | 0 | 0 | 0 | 1 | Lateral Hardening-Fuse-92388114 | 1500Million | Eastern | -1 | 3000
Lateral Hardening | Lateral Hardening-Fuse-93306372,1 | 13808 | 31252.4323 | 197023.4997 | 222448.695 | 959318.1818 | 0.23188 | 0.79943 | 1200000 | 17 | 1 | 1 | 0 | 1 | 2 | Lateral Hardening-Fuse-93306372 | 1500Million | Plant City | -1 | 3000
Lateral Hardening | Lateral Hardening-Fuse-92677337,1 | 13805 | 7101.6262 | 55498.3851 | 61451.1201 | 265227.2727 | 0.23169 | 0.22102 | 1200000 | 5 | 1 | 0 | 0 | 0 | 1 | Lateral Hardening-Fuse-92677337 | 1500Million | Plant City | -1 | 3000
Lateral Hardening | Lateral Hardening-Fuse-10236644,1 | 13511 | 9665.8752 | 19661.6186 | 28697.0525 | 123863.6364 | 0.23168 | 0.10322 | 1200000 | 18 | 1 | 0 | 0 | 0 | 1 | Lateral Hardening-Fuse-10236644 | 1500Million | Western | -1 | 3000
Lateral Hardening | Lateral Hardening-Fuse-90420693,1 | 13674 | 48367.2895 | 44227.2103 | 89881.9461 | 387954.5455 | 0.23168 | 0.3233 | 1200000 | 125 | 1 | 4 | 0 | 4 | 5 | Lateral Hardening-Fuse-90420693 [ 2022 ] | 1500Million | Western | -1 | 3000
Lateral Hardening | Lateral Hardening-Fuse-90654632,1 | 13130 | 8828.084 | 61487.7221 | 70268.2745 | 303409.0909 | 0.2316 | 0.25284 | 1200000 | 6 | 1 | 0 | 0 | 0 | 1 | Lateral Hardening-Fuse-90654632 | 1500Million | Eastern | -1 | 3000
Lateral Hardening | Lateral Hardening-Fuse-60011039,1 | 13047 | 13045.5335 | 12926.4826 | 25257.5966 | 109090.9091 | 0.23153 | 0.090909 | 1200000 | 26 | 1 | 0 | 0 | 0 | 1 | Lateral Hardening-Fuse-60011039 | 1500Million | Central | -1 | 3000
Lateral Hardening | Lateral Hardening-Fuse-10759876,1 | 13813 | 85507.6995 | 19695.817 | 100927.4173 | 436136.3636 | 0.23141 | 0.36345 | 1200000 | 16 | 1 | 0 | 0 | 0 | 1 | Lateral Hardening-Fuse-10759876 | 1500Million | Dade City | -1 | 3000
Lateral Hardening | Lateral Hardening-Fuse-91147910,1 | 13148 | 1685.1221 | 12299.7306 | 13879.5762 | 60000 | 0.23133 | 0.05 | 1200000 | 2 | 1 | 0 | 0 | 0 | 1 | Lateral Hardening-Fuse-91147910 | 1500Million | Plant City | -1 | 3000
Lateral Hardening | Lateral Hardening-Fuse-93333743,1 | 13213 | 20842.6106 | 120489.3015 | 137845.2196 | 596136.3636 | 0.23123 | 0.49678 | 1200000 | 12 | 1 | 0 | 0 | 0 | 1 | Lateral Hardening-Fuse-93333743 | 1500Million | Eastern | -1 | 3000
Lateral Hardening | Lateral Hardening-Fuse-10544627,1 | 13909 | 10342.187 | 15125.2179 | 24990.306 | 108181.8182 | 0.231 | 0.090152 | 1200000 | 10 | 1 | 0 | 0 | 0 | 1 | Lateral Hardening-Fuse-10544627 | 1500Million | Eastern | -1 | 3000
Lateral Hardening | Lateral Hardening-Fuse-10526061,1 | 14023 | 3481.4212 | 12734.678 | 16011.249 | 69318.1818 | 0.23098 | 0.057765 | 1200000 | 5 | 1 | 0 | 0 | 0 | 1 | Lateral Hardening-Fuse-10526061 | 1500Million | South Hillsborough | -1 | 3000
Lateral Hardening | Lateral Hardening-Fuse-10240467,1 | 13530 | 11590.6191 | 21640.1635 | 32644.0694 | 141363.6364 | 0.23092 | 0.1178 | 1200000 | 18 | 1 | 0 | 0 | 0 | 1 | Lateral Hardening-Fuse-10240467 | 1500Million | Western | -1 | 3000
Lateral Hardening | Lateral Hardening-Fuse-90743601,1 | 13436 | 95414.7508 | 26363.614 | 116853.5177 | 506136.3636 | 0.23087 | 0.42178 | 1200000 | 5 | 1 | 1 | 0 | 1 | 2 | Lateral Hardening-Fuse-90743601 | 1500Million | Eastern | -1 | 3000
Lateral Hardening | Lateral Hardening-Fuse-92129501,3 | 13412 | 44565.0639 | 60772.8195 | 102937.2332 | 446000 | 0.2308 | 0.46458 | 960000 | 36 | 3 | 0 | 0 | 0 | 3 | Lateral Hardening-Fuse-92129501, Lateral Hardening-Fuse-10674802, Lateral Hardening-Fuse-10674790 | 1500Million | Plant City | -1 | 3000
Lateral Hardening | Lateral Hardening-Fuse-93256706,1 | 13175 | 18466.1224 | 17587.5531 | 35301.1925 | 152954.5455 | 0.2308 | 0.12746 | 1200000 | 23 | 1 | 0 | 0 | 0 | 1 | Lateral Hardening-Fuse-93256706 | 1500Million | Central | -1 | 3000
Lateral Hardening | Lateral Hardening-Fuse-91342562,1 | 13405 | 32126.1819 | 8607.2157 | 39017.093 | 169090.9091 | 0.23075 | 0.14091 | 1200000 | 2 | 1 | 0 | 0 | 0 | 1 | Lateral Hardening-Fuse-91342562 | 1500Million | Western | -1 | 3000
Lateral Hardening | Lateral Hardening-Fuse-91091046,1 | 14025 | 9184.2746 | 60535.8272 | 68974.6591 | 299318.1818 | 0.23044 | 0.24943 | 1200000 | 5 | 1 | 0 | 0 | 0 | 1 | Lateral Hardening-Fuse-91091046 | 1500Million | South Hillsborough | -1 | 3000
Lateral Hardening | Lateral Hardening-Fuse-93278510,1 | 13213 | 14210.6169 | 69804.0457 | 81887.9084 | 355454.5455 | 0.23038 | 0.29621 | 1200000 | 8 | 1 | 0 | 0 | 0 | 1 | Lateral Hardening-Fuse-93278510 | 1500Million | Eastern | -1 | 3000
Lateral Hardening | Lateral Hardening-Fuse-10745609,1 | 13815 | 50732.5598 | 9708.863 | 67489.3273 | 292954.5455 | 0.23037 | 0.24413 | 1200000 | 5 | 1 | 0 | 0 | 0 | 1 | Lateral Hardening-Fuse-10745609 | 1500Million | Dade City | -1 | 3000
Lateral Hardening | Lateral Hardening-Fuse-91092045,1 | 13115 | 5542.2058 | 10117.3767 | 15285.4556 | 66363.6364 | 0.23033 | 0.055303 | 1200000 | 11 | 1 | 0 | 0 | 0 | 1 | Lateral Hardening-Fuse-91092045 | 1500Million | Winter Haven | -1 | 3000
Lateral Hardening | Lateral Hardening-Fuse-91863418,1 | 13630 | 13280.816 | 21844.004 | 36150.7422 | 157272.7273 | 0.22986 | 0.13106 | 1200000 | 14 | 1 | 0 | 0 | 0 | 1 | Lateral Hardening-Fuse-91863418 | 1500Million | Central | -1 | 3000
Lateral Hardening | Lateral Hardening-Fuse-92887566,1 | 13317 | 0 | 162057.2478 | 158686.6676 | 690454.5455 | 0.22983 | 0.57538 | 1200000 |  | 1 | 1 | 1 | 0 | 2 | Lateral Hardening-Fuse-92887566 | 1500Million | Western | -1 | 3000
Lateral Hardening | Lateral Hardening-Fuse-91510344,1 | 13622 | 24659.3898 | 29904.4303 | 53521.2603 | 232954.5455 | 0.22975 | 0.19413 | 1200000 | 24 | 1 | 0 | 0 | 0 | 1 | Lateral Hardening-Fuse-91510344 | 1500Million | Western | -1 | 3000
Lateral Hardening | Lateral Hardening-Fuse-10429504,1 | 13835 | 21538.795 | 29299.8392 | 49892.018 | 217272.7273 | 0.22963 | 0.18106 | 1200000 | 30 | 1 | 0 | 0 | 0 | 1 | Lateral Hardening-Fuse-10429504 | 1500Million | Central | -1 | 3000
Lateral Hardening | Lateral Hardening-Fuse-10671281,1 | 13724 | 7213.7781 | 30674.9714 | 37361.3947 | 162727.2727 | 0.2296 | 0.13561 | 1200000 | 6 | 1 | 0 | 0 | 0 | 1 | Lateral Hardening-Fuse-10671281 | 1500Million | Plant City | -1 | 3000
Lateral Hardening | Lateral Hardening-Fuse-60058601,1 | 13610 | 7782.9543 | 21659.3214 | 28799.1495 | 125454.5455 | 0.22956 | 0.10455 | 1200000 | 14 | 1 | 0 | 0 | 0 | 1 | Lateral Hardening-Fuse-60058601 | 1500Million | Western | -1 | 3000
Lateral Hardening | Lateral Hardening-Fuse-10643464,1 | 13390 | 24650.8795 | 4923.6656 | 28328.3893 | 123409.0909 | 0.22955 | 0.10284 | 1200000 | 2 | 1 | 0 | 0 | 0 | 1 | Lateral Hardening-Fuse-10643464 | 1500Million | Plant City | -1 | 3000
Lateral Hardening | Lateral Hardening-Fuse-10643536,1 | 13390 | 9901.4464 | 57786.6041 | 66353.3477 | 289090.9091 | 0.22952 | 0.24091 | 1200000 | 7 | 1 | 0 | 0 | 0 | 1 | Lateral Hardening-Fuse-10643536 | 1500Million | Plant City | -1 | 3000
Lateral Hardening | Lateral Hardening-Fuse-91619417,1 | 13622 | 23300.1672 | 5457.9549 | 27573.9801 | 120227.2727 | 0.22935 | 0.10019 | 1200000 | 2 | 1 | 1 | 0 | 1 | 2 | Lateral Hardening-Fuse-91619417 | 1500Million | Western | -1 | 3000
Lateral Hardening | Lateral Hardening-Fuse-91640983,1 | 13371 | 6593.0078 | 27960.5331 | 34188.8628 | 149090.9091 | 0.22932 | 0.12424 | 1200000 | 7 | 1 | 1 | 0 | 1 | 2 | Lateral Hardening-Fuse-91640983 | 1500Million | Winter Haven | -1 | 3000
Lateral Hardening | Lateral Hardening-Fuse-90461511,2 | 13511 | 0 | 42904.6546 | 45317.1213 | 197636.3636 | 0.2293 | 0.20587 | 960000 | 6 | 2 | 2 | 0 | 2 | 4 | Lateral Hardening-Fuse-90461511, Lateral Hardening-Fuse-10624922 | 1500Million | Western | -1 | 3000
Lateral Hardening | Lateral Hardening-Fuse-92214774,1 | 13063 | 24061.5811 | 43216.0746 | 66019.4572 | 287954.5455 | 0.22927 | 0.23996 | 1200000 | 31 | 1 | 0 | 0 | 0 | 1 | Lateral Hardening-Fuse-92214774 | 1500Million | Western | -1 | 3000
Lateral Hardening | Lateral Hardening-Fuse-10655446,1 | 13188 | 21248.2588 | 65450.6576 | 84533.8308 | 368863.6364 | 0.22917 | 0.30739 | 1200000 | 15 | 1 | 0 | 0 | 0 | 1 | Lateral Hardening-Fuse-10655446 | 1500Million | Central | -1 | 3000
Lateral Hardening | Lateral Hardening-Fuse-92318986,1 | 13045 | 11251.5174 | 744.3826 | 11455.2833 | 50000 | 0.22911 | 0.0375 | 1333333.3333 | 5 | 1 | 0 | 0 | 0 | 1 | Lateral Hardening-Fuse-92318986 | 1500Million | Central | -1 | 3000
Lateral Hardening | Lateral Hardening-Fuse-10455403,1 | 13495 | 0 | 32098.168 | 33317.4725 | 145454.5455 | 0.22906 | 0.12121 | 1200000 | 1 | 1 | 0 | 0 | 0 | 1 | Lateral Hardening-Fuse-10455403 | 1500Million | Eastern | -1 | 3000
Lateral Hardening | Lateral Hardening-Fuse-91628811,1 | 14099 | 4529.4753 | 49072.3278 | 52660.5085 | 230000 | 0.22896 | 0.19167 | 1200000 | 3 | 1 | 0 | 0 | 0 | 1 | Lateral Hardening-Fuse-91628811 | 1500Million | Central | -1 | 3000
Lateral Hardening | Lateral Hardening-Fuse-90830974,1 | 13576 | 3537.6375 | 8727.9831 | 12435.2529 | 54318.1818 | 0.22893 | 0.045265 | 1200000 | 4 | 1 | 0 | 0 | 0 | 1 | Lateral Hardening-Fuse-90830974 | 1500Million | Eastern | -1 | 3000
Lateral Hardening | Lateral Hardening-Fuse-92035849,1 | 13442 | 24396.7015 | 34724.6223 | 58167.8753 | 254090.9091 | 0.22893 | 0.21174 | 1200000 | 28 | 1 | 0 | 0 | 0 | 1 | Lateral Hardening-Fuse-92035849 | 1500Million | Winter Haven | -1 | 3000
Lateral Hardening | Lateral Hardening-Fuse-90299538,1 | 13813 | 1964.3659 | 22530.497 | 24395.5797 | 106590.9091 | 0.22887 | 0.088826 | 1200000 | 2 | 1 | 0 | 0 | 0 | 1 | Lateral Hardening-Fuse-90299538 | 1500Million | Dade City | -1 | 3000
Lateral Hardening | Lateral Hardening-Fuse-90522502,1 | 13191 | 17278.6355 | 2280.705 | 18712.0309 | 81818.1818 | 0.2287 | 0.068182 | 1200000 | 11 | 1 | 0 | 0 | 0 | 1 | Lateral Hardening-Fuse-90522502 | 1500Million | Western | -1 | 3000
Lateral Hardening | Lateral Hardening-Fuse-92004784,1 | 13268 | 126460.1336 | 35410.4614 | 156659.9977 | 685000 | 0.2287 | 0.57083 | 1200000 | 3 | 1 | 0 | 0 | 0 | 1 | Lateral Hardening-Fuse-92004784 | 1500Million | Plant City | -1 | 3000
Lateral Hardening | Lateral Hardening-Fuse-92413522,1 | 13696 | 21476.1608 | 21827.1503 | 42460.6907 | 185681.8182 | 0.22867 | 0.15473 | 1200000 | 28 | 1 | 0 | 0 | 0 | 1 | Lateral Hardening-Fuse-92413522 | 1500Million | Winter Haven | -1 | 3000
Lateral Hardening | Lateral Hardening-Fuse-92017611,1 | 13460 | 9037.7376 | 83438.1359 | 90689.9896 | 396590.9091 | 0.22867 | 0.33049 | 1200000 | 6 | 1 | 0 | 0 | 0 | 1 | Lateral Hardening-Fuse-92017611 | 1500Million | Eastern | -1 | 3000
Lateral Hardening | Lateral Hardening-Fuse-90055183,1 | 14123 | 27440.5539 | 41164.5055 | 69059.0509 | 302272.7273 | 0.22847 | 0.25189 | 1200000 | 23 | 1 | 0 | 0 | 0 | 1 | Lateral Hardening-Fuse-90055183 | 1500Million | Plant City | -1 | 3000
Lateral Hardening | Lateral Hardening-Fuse-60005364,1 | 13825 | 28897.2458 | 57041.4927 | 84375.227 | 369318.1818 | 0.22846 | 0.30777 | 1200000 | 31 | 1 | 0 | 0 | 0 | 1 | Lateral Hardening-Fuse-60005364 | 1500Million | Central | -1 | 3000
Lateral Hardening | Lateral Hardening-Fuse-10686234,2 | 13808 | 103359.7455 | 55756.2557 | 153967.508 | 674363.6364 | 0.22832 | 0.70246 | 960000 | 15 | 2 | 0 | 0 | 0 | 2 | Lateral Hardening-Fuse-10686234, Lateral Hardening-Fuse-90107060 | 1500Million | Plant City | -1 | 3000
Lateral Hardening | Lateral Hardening-Fuse-90528829,1 | 13621 | 1427.4615 | 36309.3806 | 37343.021 | 163636.3636 | 0.22821 | 0.13636 | 1200000 | 1 | 1 | 0 | 0 | 0 | 1 | Lateral Hardening-Fuse-90528829 | 1500Million | Western | -1 | 3000
Lateral Hardening | Lateral Hardening-Fuse-92897151,1 | 13854 | 33808.0041 | 72056.8612 | 103974.3105 | 455909.0909 | 0.22806 | 0.37992 | 1200000 | 33 | 1 | 0 | 0 | 0 | 1 | Lateral Hardening-Fuse-92897151 | 1500Million | Plant City | -1 | 3000
Lateral Hardening | Lateral Hardening-Fuse-92281255,1 | 13924 | 12903.2886 | 882.1773 | 13159.9593 | 57727.2727 | 0.22797 | 0.048106 | 1200000 | 3 | 1 | 0 | 0 | 0 | 1 | Lateral Hardening-Fuse-92281255 | 1500Million | Winter Haven | -1 | 3000
Lateral Hardening | Lateral Hardening-Fuse-10686207,1 | 13808 | 4396.6517 | 48029.7489 | 52587.6042 | 230681.8182 | 0.22797 | 0.19223 | 1200000 | 3 | 1 | 0 | 0 | 0 | 1 | Lateral Hardening-Fuse-10686207 | 1500Million | Plant City | -1 | 3000
Lateral Hardening | Lateral Hardening-Fuse-10509580,1 | 13128 | 10439.2191 | 140278.3158 | 146540.8149 | 643409.0909 | 0.22776 | 0.53617 | 1200000 | 5 | 1 | 1 | 0 | 1 | 2 | Lateral Hardening-Fuse-10509580 | 1500Million | Eastern | -1 | 3000
Lateral Hardening | Lateral Hardening-Fuse-60467540,1 | 13431 | 16307.1254 | 51739.2337 | 66714.1234 | 292954.5455 | 0.22773 | 0.24413 | 1200000 | 12 | 1 | 0 | 0 | 0 | 1 | Lateral Hardening-Fuse-60467540 | 1500Million | Dade City | -1 | 3000
Lateral Hardening | Lateral Hardening-Fuse-10362878,1 | 13104 | 15459.8591 | 30039.1556 | 44708.5941 | 196363.6364 | 0.22768 | 0.16364 | 1200000 | 13 | 1 | 0 | 0 | 0 | 1 | Lateral Hardening-Fuse-10362878 | 1500Million | Central | -1 | 3000
Lateral Hardening | Lateral Hardening-Fuse-92871402,1 | 13048 | 10704.7116 | 18031.682 | 28184.7214 | 123863.6364 | 0.22755 | 0.10322 | 1200000 | 15 | 1 | 0 | 0 | 0 | 1 | Lateral Hardening-Fuse-92871402 | 1500Million | Central | -1 | 3000
Lateral Hardening | Lateral Hardening-Fuse-10807590,1 | 13020 | 11715.2951 | 42208.5408 | 55532.9553 | 244090.9091 | 0.22751 | 0.20341 | 1200000 | 10 | 1 | 0 | 0 | 0 | 1 | Lateral Hardening-Fuse-10807590 | 1500Million | South Hillsborough | -1 | 3000
Lateral Hardening | Lateral Hardening-Fuse-10433196,1 | 13993 | 674.525 | 10951.067 | 12355.1465 | 54318.1818 | 0.22746 | 0.045265 | 1200000 | 1 | 1 | 0 | 0 | 0 | 1 | Lateral Hardening-Fuse-10433196 | 1500Million | Central | -1 | 3000
Lateral Hardening | Lateral Hardening-Fuse-92285128,1 | 13227 | 20374.6018 | 28796.6562 | 48218.378 | 212045.4545 | 0.2274 | 0.1767 | 1200000 | 23 | 1 | 0 | 0 | 0 | 1 | Lateral Hardening-Fuse-92285128 | 1500Million | Eastern | -1 | 3000
Lateral Hardening | Lateral Hardening-Fuse-92877263,1 | 13460 | 19693.6162 | 117884.7467 | 133513.9313 | 587727.2727 | 0.22717 | 0.48977 | 1200000 | 12 | 1 | 0 | 0 | 0 | 1 | Lateral Hardening-Fuse-92877263 | 1500Million | Eastern | -1 | 3000
Lateral Hardening | Lateral Hardening-Fuse-10628969,1 | 13787 | 11962.4714 | 126927.867 | 135844.4402 | 598181.8182 | 0.2271 | 0.49848 | 1200000 | 8 | 1 | 0 | 0 | 0 | 1 | Lateral Hardening-Fuse-10628969 | 1500Million | Plant City | -1 | 3000
Lateral Hardening | Lateral Hardening-Fuse-10317660,1 | 13021 | 13077.3593 | 26007.0427 | 41900.1388 | 184545.4545 | 0.22705 | 0.15379 | 1200000 | 17 | 1 | 0 | 0 | 0 | 1 | Lateral Hardening-Fuse-10317660 | 1500Million | Central | -1 | 3000
Lateral Hardening | Lateral Hardening-Fuse-10761270,1 | 13330 | 12674.6063 | 33674.6182 | 45331.2487 | 199772.7273 | 0.22691 | 0.16648 | 1200000 | 9 | 1 | 0 | 0 | 0 | 1 | Lateral Hardening-Fuse-10761270 | 1500Million | Dade City | -1 | 3000
Lateral Hardening | Lateral Hardening-Fuse-90373312,1 | 13712 | 35192.6907 | 81447.4823 | 113517.3575 | 500454.5455 | 0.22683 | 0.41705 | 1200000 | 25 | 1 | 2 | 0 | 2 | 3 | Lateral Hardening-Fuse-90373312 | 1500Million | Eastern | -1 | 3000
Lateral Hardening | Lateral Hardening-Fuse-10876234,1 | 14023 | 65212.2917 | 130058.9025 | 196466.4471 | 866363.6364 | 0.22677 | 0.72197 | 1200000 | 44 | 1 | 0 | 0 | 0 | 1 | Lateral Hardening-Fuse-10876234 | 1500Million | South Hillsborough | -1 | 3000
Lateral Hardening | Lateral Hardening-Fuse-92629832,1 | 13303 | 3157.1534 | 25095.7235 | 27985.2863 | 123409.0909 | 0.22677 | 0.10284 | 1200000 | 3 | 1 | 0 | 0 | 0 | 1 | Lateral Hardening-Fuse-92629832 | 1500Million | South Hillsborough | -1 | 3000
Lateral Hardening | Lateral Hardening-Fuse-91598271,1 | 13672 | 2683.0777 | 23744.9311 | 26128.3655 | 115227.2727 | 0.22676 | 0.096023 | 1200000 | 2 | 1 | 0 | 0 | 0 | 1 | Lateral Hardening-Fuse-91598271 | 1500Million | Western | -1 | 3000
Lateral Hardening | Lateral Hardening-Fuse-91758296,1 | 13932 | 6596.1887 | 20334.9492 | 26531.936 | 117045.4545 | 0.22668 | 0.097538 | 1200000 | 6 | 1 | 0 | 0 | 0 | 1 | Lateral Hardening-Fuse-91758296 | 1500Million | Central | -1 | 3000
Lateral Hardening | Lateral Hardening-Fuse-92190580,1 | 13020 | 19923.6205 | 49587.0596 | 68257.6058 | 301136.3636 | 0.22667 | 0.25095 | 1200000 | 18 | 1 | 0 | 0 | 0 | 1 | Lateral Hardening-Fuse-92190580 | 1500Million | South Hillsborough | -1 | 3000
Lateral Hardening | Lateral Hardening-Fuse-60077916,1 | 13153 | 3953.9306 | 34346.5927 | 38013.2776 | 167727.2727 | 0.22664 | 0.13977 | 1200000 | 4 | 1 | 1 | 0 | 1 | 2 | Lateral Hardening-Fuse-60077916 | 1500Million | Winter Haven | -1 | 3000
Lateral Hardening | Lateral Hardening-Fuse-10368992,1 | 13099 | 4837.3123 | 13772.5057 | 18945.2737 | 83636.3636 | 0.22652 | 0.069697 | 1200000 | 5 | 1 | 0 | 0 | 0 | 1 | Lateral Hardening-Fuse-10368992 | 1500Million | Central | -1 | 3000
Lateral Hardening | Lateral Hardening-Fuse-91463216,1 | 13102 | 27109.1064 | 27853.8523 | 53843.7467 | 237727.2727 | 0.22649 | 0.19811 | 1200000 | 37 | 1 | 0 | 0 | 0 | 1 | Lateral Hardening-Fuse-91463216 | 1500Million | Central | -1 | 3000
Lateral Hardening | Lateral Hardening-Fuse-90563835,1 | 13236 | 0 | 361442.3593 | 352960.1581 | 1558409.0909 | 0.22649 | 1.2987 | 1200000 | 1 | 1 | 0 | 0 | 0 | 1 | Lateral Hardening-Fuse-90563835 | 1500Million | South Hillsborough | -1 | 3000
Lateral Hardening | Lateral Hardening-Fuse-92504901,1 | 13173 | 41174.6142 | 39827.5402 | 79254.5221 | 350000 | 0.22644 | 0.29167 | 1200000 | 48 | 1 | 0 | 0 | 0 | 1 | Lateral Hardening-Fuse-92504901 | 1500Million | Eastern | -1 | 3000
Lateral Hardening | Lateral Hardening-Fuse-10089968,1 | 13279 | 13278.8727 | 14245.8841 | 26909.3248 | 118863.6364 | 0.22639 | 0.099053 | 1200000 | 16 | 1 | 0 | 0 | 0 | 1 | Lateral Hardening-Fuse-10089968 | 1500Million | Winter Haven | -1 | 3000
Lateral Hardening | Lateral Hardening-Fuse-10704178,1 | 13962 | 0 | 103929.3667 | 118937.0509 | 525681.8182 | 0.22625 | 0.43807 | 1200000 | 15 | 1 | 0 | 0 | 0 | 1 | Lateral Hardening-Fuse-10704178 | 1500Million | Plant City | -1 | 3000
Lateral Hardening | Lateral Hardening-Fuse-91170166,1 | 13035 | 5084.5637 | 13240.3563 | 17938.243 | 79318.1818 | 0.22616 | 0.066098 | 1200000 | 10 | 1 | 0 | 0 | 0 | 1 | Lateral Hardening-Fuse-91170166 | 1500Million | Central | -1 | 3000
Lateral Hardening | Lateral Hardening-Fuse-10714620,1 | 13019 | 0 | 36626.9165 | 36154.9407 | 160000 | 0.22597 | 0.13333 | 1200000 |  | 1 | 1 | 1 | 0 | 2 | Lateral Hardening-Fuse-10714620 | 1500Million | South Hillsborough | -1 | 3000
Lateral Hardening | Lateral Hardening-Fuse-92410059,1 | 13019 | 22834.8951 | 80922.002 | 100968.1276 | 447272.7273 | 0.22574 | 0.37273 | 1200000 | 16 | 1 | 0 | 0 | 0 | 1 | Lateral Hardening-Fuse-92410059 | 1500Million | South Hillsborough | -1 | 3000
Lateral Hardening | Lateral Hardening-Fuse-10526062,1 | 14023 | 4187.9302 | 23962.1145 | 30362.0841 | 134545.4545 | 0.22566 | 0.11212 | 1200000 | 3 | 1 | 0 | 0 | 0 | 1 | Lateral Hardening-Fuse-10526062 | 1500Million | South Hillsborough | -1 | 3000
Lateral Hardening | Lateral Hardening-Fuse-60015315,1 | 13008 | 9738.1966 | 89815.0662 | 97736.867 | 433181.8182 | 0.22563 | 0.36098 | 1200000 | 7 | 1 | 0 | 0 | 0 | 1 | Lateral Hardening-Fuse-60015315 | 1500Million | Plant City | -1 | 3000
Lateral Hardening | Lateral Hardening-Fuse-10643489,1 | 13390 | 1901.0926 | 19985.8705 | 21783.6212 | 96590.9091 | 0.22552 | 0.080492 | 1200000 | 2 | 1 | 0 | 0 | 0 | 1 | Lateral Hardening-Fuse-10643489 | 1500Million | Plant City | -1 | 3000
Lateral Hardening | Lateral Hardening-Fuse-10565899,1 | 13290 | 22032.1065 | 19035.9239 | 40178.2318 | 178181.8182 | 0.22549 | 0.14848 | 1200000 | 30 | 1 | 0 | 0 | 0 | 1 | Lateral Hardening-Fuse-10565899 | 1500Million | Winter Haven | -1 | 3000
Lateral Hardening | Lateral Hardening-Fuse-10686022,1 | 13808 | 7749.0298 | 39694.4102 | 48417.7878 | 214772.7273 | 0.22544 | 0.17898 | 1200000 | 7 | 1 | 0 | 0 | 0 | 1 | Lateral Hardening-Fuse-10686022 | 1500Million | Plant City | -1 | 3000
Lateral Hardening | Lateral Hardening-Fuse-60376101,1 | 14071 | 14757.0336 | 28863.6386 | 46470.6016 | 206136.3636 | 0.22544 | 0.17178 | 1200000 | 14 | 1 | 0 | 0 | 0 | 1 | Lateral Hardening-Fuse-60376101 | 1500Million | Western | -1 | 3000
Lateral Hardening | Lateral Hardening-Fuse-90902382,1 | 13712 | 62636.2104 | 47882.7803 | 107622.185 | 477727.2727 | 0.22528 | 0.39811 | 1200000 | 2 | 1 | 0 | 0 | 0 | 1 | Lateral Hardening-Fuse-90902382 | 1500Million | Eastern | -1 | 3000
Lateral Hardening | Lateral Hardening-Fuse-92529554,1 | 13210 | 16359.9465 | 45228.2162 | 60631.2171 | 269318.1818 | 0.22513 | 0.22443 | 1200000 | 15 | 1 | 0 | 0 | 0 | 1 | Lateral Hardening-Fuse-92529554 | 1500Million | Western | -1 | 3000
Lateral Hardening | Lateral Hardening-Fuse-90852320,1 | 13577 | 7930.1989 | 27610.472 | 35147.8181 | 156136.3636 | 0.22511 | 0.13011 | 1200000 | 11 | 1 | 0 | 0 | 0 | 1 | Lateral Hardening-Fuse-90852320 | 1500Million | Eastern | -1 | 3000
Lateral Hardening | Lateral Hardening-Fuse-10679374,1 | 13807 | 2075.082 | 11778.7795 | 13710.8819 | 60909.0909 | 0.2251 | 0.050758 | 1200000 | 3 | 1 | 0 | 0 | 0 | 1 | Lateral Hardening-Fuse-10679374 | 1500Million | Plant City | -1 | 3000
Lateral Hardening | Lateral Hardening-Fuse-10509559,1 | 13579 | 9059.9833 | 5235.5392 | 13861.5634 | 61590.9091 | 0.22506 | 0.051326 | 1200000 | 14 | 1 | 0 | 0 | 0 | 1 | Lateral Hardening-Fuse-10509559 | 1500Million | Eastern | -1 | 3000
Lateral Hardening | Lateral Hardening-Fuse-10402266,4 | 13592 | 67125.9035 | 8314.3561 | 72134.141 | 320545.4545 | 0.22504 | 0.3339 | 960000 | 73 | 4 | 0 | 0 | 0 | 4 | Lateral Hardening-Fuse-10402266, Lateral Hardening-Fuse-91544436, Lateral Hardening-Fuse-91544453, Lateral Hardening-Fuse-91545570 | 1500Million | Central | -1 | 3000
Lateral Hardening | Lateral Hardening-Fuse-90976722,1 | 13183 | 19696.8477 | 2935.4452 | 21633.1853 | 96136.3636 | 0.22503 | 0.080114 | 1200000 | 3 | 1 | 0 | 0 | 0 | 1 | Lateral Hardening-Fuse-90976722 | 1500Million | Central | -1 | 3000
Lateral Hardening | Lateral Hardening-Fuse-91089267,1 | 13661 | 11458.3088 | 321.6491 | 11234.0626 | 50000 | 0.22468 | 0.012879 | 3882352.9412 | 105 | 1 | 2 | 0 | 2 | 3 | Lateral Hardening-Fuse-91089267 | 1500Million | Winter Haven | -1 | 3000
Lateral Hardening | Lateral Hardening-Fuse-10791876,1 | 13243 | 19432.0755 | 10649.2544 | 29045.6469 | 129318.1818 | 0.22461 | 0.10777 | 1200000 | 40 | 1 | 0 | 0 | 0 | 1 | Lateral Hardening-Fuse-10791876 | 1500Million | Plant City | -1 | 3000
Lateral Hardening | Lateral Hardening-Fuse-10650487,1 | 13391 | 1327.6387 | 11933.2978 | 13980.5596 | 62272.7273 | 0.22451 | 0.051894 | 1200000 | 2 | 1 | 0 | 0 | 0 | 1 | Lateral Hardening-Fuse-10650487 | 1500Million | Plant City | -1 | 3000
Lateral Hardening | Lateral Hardening-Fuse-10603659,1 | 13695 | 30052.0686 | 84990.8403 | 112602.0977 | 501590.9091 | 0.22449 | 0.41799 | 1200000 | 25 | 1 | 0 | 0 | 0 | 1 | Lateral Hardening-Fuse-10603659 | 1500Million | Winter Haven | -1 | 3000
Lateral Hardening | Lateral Hardening-Fuse-60172025,1 | 13968 | 15595.778 | 25343.0793 | 42587.6107 | 189772.7273 | 0.22441 | 0.15814 | 1200000 | 17 | 1 | 0 | 0 | 0 | 1 | Lateral Hardening-Fuse-60172025 | 1500Million | Winter Haven | -1 | 3000
Lateral Hardening | Lateral Hardening-Fuse-10387734,1 | 13714 | 0 | 41476.8564 | 40898.8283 | 182272.7273 | 0.22438 | 0.15189 | 1200000 | 3 | 1 | 0 | 0 | 0 | 1 | Lateral Hardening-Fuse-10387734 | 1500Million | Central | -1 | 3000
Lateral Hardening | Lateral Hardening-Fuse-10160195,1 | 13167 | 38038.5982 | 3174.1465 | 39368.6027 | 175454.5455 | 0.22438 | 0.14621 | 1200000 | 13 | 1 | 1 | 0 | 1 | 2 | Lateral Hardening-Fuse-10160195 | 1500Million | Western | -1 | 3000
Lateral Hardening | Lateral Hardening-Fuse-92321661,2 | 13808 | 41694.7315 | 89256.8893 | 127497.5188 | 568545.4545 | 0.22425 | 0.59223 | 960000 | 27 | 2 | 0 | 0 | 0 | 2 | Lateral Hardening-Fuse-92321661, Lateral Hardening-Fuse-92603880 | 1500Million | Plant City | -1 | 3000
Lateral Hardening | Lateral Hardening-Fuse-60048709,1 | 13621 | 10415.5719 | 65692.2197 | 79708.4554 | 355454.5455 | 0.22424 | 0.29621 | 1200000 | 6 | 1 | 0 | 0 | 0 | 1 | Lateral Hardening-Fuse-60048709 | 1500Million | Western | -1 | 3000
Lateral Hardening | Lateral Hardening-Fuse-60320298,1 | 13373 | 10406.0466 | 15264.728 | 25227.0945 | 112500 | 0.22424 | 0.09375 | 1200000 | 11 | 1 | 0 | 0 | 0 | 1 | Lateral Hardening-Fuse-60320298 | 1500Million | Winter Haven | -1 | 3000
Lateral Hardening | Lateral Hardening-Fuse-92847931,1 | 13011 | 18612.8569 | 63804.3489 | 81201.4067 | 362272.7273 | 0.22414 | 0.30189 | 1200000 | 16 | 1 | 0 | 0 | 0 | 1 | Lateral Hardening-Fuse-92847931 | 1500Million | Plant City | -1 | 3000
Lateral Hardening | Lateral Hardening-Fuse-93236094,1 | 13053 | 0 | 21942.0415 | 21901.9367 | 97727.2727 | 0.22411 | 0.081439 | 1200000 | 7 | 1 | 0 | 0 | 0 | 1 | Lateral Hardening-Fuse-93236094 | 1500Million | Central | -1 | 3000
Lateral Hardening | Lateral Hardening-Fuse-92231113,1 | 13118 | 10983.6718 | 750.9362 | 11202.1578 | 50000 | 0.22404 | 0.0064394 | 7764705.8824 | 3 | 1 | 1 | 1 | 0 | 2 | Lateral Hardening-Fuse-92231113 | 1500Million | Winter Haven | -1 | 3000
Lateral Hardening | Lateral Hardening-Fuse-10255332,1 | 13586 | 9007.3674 | 50699.9701 | 58522.4548 | 261363.6364 | 0.22391 | 0.2178 | 1200000 | 6 | 1 | 0 | 0 | 0 | 1 | Lateral Hardening-Fuse-10255332 | 1500Million | Western | -1 | 3000
Lateral Hardening | Lateral Hardening-Fuse-10795711,1 | 13695 | 33435.5811 | 45663.1052 | 86200.6435 | 385000 | 0.2239 | 0.32083 | 1200000 | 38 | 1 | 0 | 0 | 0 | 1 | Lateral Hardening-Fuse-10795711 | 1500Million | Winter Haven | -1 | 3000
Lateral Hardening | Lateral Hardening-Fuse-10000771,1 | 13236 | 0 | 197967.1779 | 193133.4628 | 862954.5455 | 0.2238 | 0.71913 | 1200000 | 4 | 1 | 0 | 0 | 0 | 1 | Lateral Hardening-Fuse-10000771 | 1500Million | South Hillsborough | -1 | 3000
Lateral Hardening | Lateral Hardening-Fuse-90481737,1 | 13458 | 19147.8933 | 3242.1313 | 21409.8491 | 95681.8182 | 0.22376 | 0.079735 | 1200000 | 4 | 1 | 0 | 0 | 0 | 1 | Lateral Hardening-Fuse-90481737 | 1500Million | Eastern | -1 | 3000
Lateral Hardening | Lateral Hardening-Fuse-10170006,5 | 13030 | 0 | 746465.7277 | 731602.6734 | 3269818.1818 | 0.22374 | 3.4061 | 960000 | 19 | 5 | 4 | 1 | 3 | 9 | Lateral Hardening-Fuse-10170006, Lateral Hardening-Fuse-60105510, Lateral Hardening-Fuse-93168582, Lateral Hardening-Fuse-60625508, Lateral Hardening-Fuse-92250951 | 1500Million | Winter Haven | -1 | 3000
Lateral Hardening | Lateral Hardening-Fuse-91538782,1 | 13097 | 1352.8915 | 24949.2917 | 26032.3673 | 116363.6364 | 0.22372 | 0.09697 | 1200000 | 1 | 1 | 0 | 0 | 0 | 1 | Lateral Hardening-Fuse-91538782 | 1500Million | Central | -1 | 3000
Lateral Hardening | Lateral Hardening-Fuse-90492124,1 | 13942 | 11552.4398 | 183.4164 | 11183.0068 | 50000 | 0.22366 | 0.023674 | 2112000 | 18 | 1 | 1 | 1 | 0 | 2 | Lateral Hardening-Fuse-90492124 | 1500Million | Central | -1 | 3000
Lateral Hardening | Lateral Hardening-Fuse-10802876,1 | 13133 | 20058.583 | 14864.9378 | 33822.1281 | 151363.6364 | 0.22345 | 0.12614 | 1200000 | 50 | 1 | 2 | 0 | 2 | 3 | Lateral Hardening-Fuse-10802876 | 1500Million | Eastern | -1 | 3000
Lateral Hardening | Lateral Hardening-Fuse-92233279,1 | 13039 | 19569.7358 | 35392.7864 | 54015.0217 | 241818.1818 | 0.22337 | 0.20152 | 1200000 | 25 | 1 | 0 | 0 | 0 | 1 | Lateral Hardening-Fuse-92233279 | 1500Million | Eastern | -1 | 3000
Lateral Hardening | Lateral Hardening-Fuse-10686033,1 | 13808 | 11171.9721 | 96896.7618 | 106904.5073 | 478636.3636 | 0.22335 | 0.39886 | 1200000 | 6 | 1 | 0 | 0 | 0 | 1 | Lateral Hardening-Fuse-10686033 | 1500Million | Plant City | -1 | 3000
Lateral Hardening | Lateral Hardening-Fuse-90010185,3 | 13298 | 275103.3244 | 158854.5976 | 419755.8586 | 1880963.1818 | 0.22316 | 0.93939 | 2002315.6452 | 43 | 5 | 0 | 0 | 0 | 5 | Lateral Hardening-Fuse-90010185, Lateral Hardening-Fuse-10556622, Lateral Hardening-Fuse-91192091 | 1500Million | Winter Haven | -1 | 3000
Lateral Hardening | Lateral Hardening-Fuse-10827104,1 | 13769 | 76146.9379 | 32744.4888 | 105551.4287 | 473181.8182 | 0.22307 | 0.39432 | 1200000 | 2 | 1 | 1 | 0 | 1 | 2 | Lateral Hardening-Fuse-10827104 | 1500Million | Winter Haven | -1 | 3000
Lateral Hardening | Lateral Hardening-Fuse-92015610,2 | 13772 | 3127.0626 | 8256.2205 | 11145.1479 | 50000 | 0.2229 | 0.051705 | 967032.967 | 5 | 2 | 1 | 0 | 1 | 3 | Lateral Hardening-Fuse-92015610, Lateral Hardening-Fuse-92790956 | 1500Million | Winter Haven | -1 | 3000
Lateral Hardening | Lateral Hardening-Fuse-90904221,1 | 13819 | 0 | 57225.4118 | 57042.1157 | 255909.0909 | 0.2229 | 0.21326 | 1200000 | 2 | 1 | 1 | 0 | 1 | 2 | Lateral Hardening-Fuse-90904221 | 1500Million | South Hillsborough | -1 | 3000
Lateral Hardening | Lateral Hardening-Fuse-10465315,2 | 13434 | 6548.4901 | 26599.2445 | 32731.5673 | 146909.0909 | 0.2228 | 0.15303 | 960000 | 5 | 2 | 0 | 0 | 0 | 2 | Lateral Hardening-Fuse-10465315, Lateral Hardening-Fuse-90225421 | 1500Million | Eastern | -1 | 3000
Lateral Hardening | Lateral Hardening-Fuse-91471940,1 | 13358 | 6488.5678 | 22539.3307 | 28449.0833 | 127727.2727 | 0.22273 | 0.10644 | 1200000 | 11 | 1 | 0 | 0 | 0 | 1 | Lateral Hardening-Fuse-91471940 | 1500Million | Western | -1 | 3000
Lateral Hardening | Lateral Hardening-Fuse-60129639,1 | 13935 | 20354.5347 | 45718.4339 | 69594.4064 | 312500 | 0.2227 | 0.26042 | 1200000 | 21 | 1 | 0 | 0 | 0 | 1 | Lateral Hardening-Fuse-60129639 | 1500Million | Central | -1 | 3000
Lateral Hardening | Lateral Hardening-Fuse-10727416,1 | 13440 | 15962.4745 | 10257.1591 | 25339.5926 | 113863.6364 | 0.22254 | 0.094886 | 1200000 | 30 | 1 | 1 | 0 | 1 | 2 | Lateral Hardening-Fuse-10727416 | 1500Million | South Hillsborough | -1 | 3000
Lateral Hardening | Lateral Hardening-Fuse-60259069,1 | 13462 | 27758.2455 | 1133.5558 | 27549.9608 | 123863.6364 | 0.22242 | 0.10322 | 1200000 | 26 | 1 | 1 | 0 | 1 | 2 | Lateral Hardening-Fuse-60259069 | 1500Million | Plant City | -1 | 3000
Lateral Hardening | Lateral Hardening-Fuse-60037448,1 | 13333 | 17226.81 | 2587.3744 | 18954.0433 | 85227.2727 | 0.22239 | 0.071023 | 1200000 | 7 | 1 | 0 | 0 | 0 | 1 | Lateral Hardening-Fuse-60037448 | 1500Million | Western | -1 | 3000
Lateral Hardening | Lateral Hardening-Fuse-10143563,1 | 13036 | 23066.1422 | 27435.318 | 55727.5861 | 250681.8182 | 0.2223 | 0.2089 | 1200000 | 32 | 1 | 0 | 0 | 0 | 1 | Lateral Hardening-Fuse-10143563 | 1500Million | Central | -1 | 3000
Lateral Hardening | Lateral Hardening-Fuse-90381064,1 | 13184 | 0 | 40166.4067 | 40013.5089 | 180000 | 0.2223 | 0.15 | 1200000 | 5 | 1 | 2 | 1 | 1 | 3 | Lateral Hardening-Fuse-90381064 | 1500Million | Central | -1 | 3000
Lateral Hardening | Lateral Hardening-Fuse-10694151,3 | 13254 | 167318.749 | 117308.9319 | 275170.1954 | 1238909.0909 | 0.22211 | 1.2905 | 960000 | 5 | 3 | 0 | 0 | 0 | 3 | Lateral Hardening-Fuse-10694151 [ 2027 ], Lateral Hardening-Fuse-10694166, Lateral Hardening-Fuse-10694157 | 1500Million | South Hillsborough | -1 | 3000
Lateral Hardening | Lateral Hardening-Fuse-92607579,1 | 13390 | 1331.3413 | 27356.0095 | 28456.8532 | 128181.8182 | 0.222 | 0.10682 | 1200000 | 1 | 1 | 0 | 0 | 0 | 1 | Lateral Hardening-Fuse-92607579 | 1500Million | Plant City | -1 | 3000
Lateral Hardening | Lateral Hardening-Fuse-92888401,2 | 13854 | 17933.7092 | 44563.1048 | 66344.8513 | 298909.0909 | 0.22196 | 0.31136 | 960000 | 15 | 2 | 0 | 0 | 0 | 2 | Lateral Hardening-Fuse-92888401, Lateral Hardening-Fuse-10689684 | 1500Million | Plant City | -1 | 3000
Lateral Hardening | Lateral Hardening-Fuse-60001461,1 | 13023 | 6632.716 | 21352.0599 | 31274.0349 | 140909.0909 | 0.22194 | 0.11742 | 1200000 | 13 | 1 | 0 | 0 | 0 | 1 | Lateral Hardening-Fuse-60001461 | 1500Million | Central | -1 | 3000
Lateral Hardening | Lateral Hardening-Fuse-92406827,1 | 13696 | 14416.6322 | 24010.0369 | 37671.9062 | 169772.7273 | 0.2219 | 0.14148 | 1200000 | 20 | 1 | 0 | 0 | 0 | 1 | Lateral Hardening-Fuse-92406827 | 1500Million | Winter Haven | -1 | 3000
Lateral Hardening | Lateral Hardening-Fuse-92208760,1 | 13231 | 11070.591 | 22004.1294 | 32296.6896 | 145681.8182 | 0.22169 | 0.1214 | 1200000 | 22 | 1 | 0 | 0 | 0 | 1 | Lateral Hardening-Fuse-92208760 | 1500Million | Eastern | -1 | 3000
Lateral Hardening | Lateral Hardening-Fuse-10700758,1 | 13192 | 0 | 94360.9615 | 92998.2619 | 419545.4545 | 0.22166 | 0.34962 | 1200000 | 53 | 1 | 3 | 0 | 3 | 4 | Lateral Hardening-Fuse-10700758 | 1500Million | Western | -1 | 3000
Lateral Hardening | Lateral Hardening-Fuse-10679449,1 | 13807 | 2782.2428 | 23181.0949 | 25941.1834 | 117045.4545 | 0.22163 | 0.097538 | 1200000 | 2 | 1 | 0 | 0 | 0 | 1 | Lateral Hardening-Fuse-10679449 | 1500Million | Plant City | -1 | 3000
Lateral Hardening | Lateral Hardening-Fuse-91115294,1 | 13292 | 15603.2341 | 21427.3208 | 36208.7565 | 163409.0909 | 0.22158 | 0.13617 | 1200000 | 18 | 1 | 0 | 0 | 0 | 1 | Lateral Hardening-Fuse-91115294 | 1500Million | Winter Haven | -1 | 3000
Lateral Hardening | Lateral Hardening-Fuse-90801235,1 | 13103 | 22624.3978 | 24053.9271 | 45523.9802 | 205454.5455 | 0.22158 | 0.17121 | 1200000 | 38 | 1 | 0 | 0 | 0 | 1 | Lateral Hardening-Fuse-90801235 | 1500Million | Central | -1 | 3000
Lateral Hardening | Lateral Hardening-Fuse-60008392,1 | 13090 | 3936.2983 | 7397.9247 | 11073.467 | 50000 | 0.22147 | 0.037879 | 1320000 | 10 | 1 | 0 | 0 | 0 | 1 | Lateral Hardening-Fuse-60008392 | 1500Million | Central | -1 | 3000
Lateral Hardening | Lateral Hardening-Fuse-10271834,2 | 13621 | 19070.8114 | 56480.3403 | 73709.4937 | 333090.9091 | 0.22129 | 0.34697 | 960000 | 10 | 2 | 0 | 0 | 0 | 2 | Lateral Hardening-Fuse-10271834, Lateral Hardening-Fuse-91744442 | 1500Million | Western | -1 | 3000
Lateral Hardening | Lateral Hardening-Fuse-10632114,1 | 13311 | 7757.9704 | 8307.0642 | 15690.3982 | 70909.0909 | 0.22127 | 0.059091 | 1200000 | 11 | 1 | 0 | 0 | 0 | 1 | Lateral Hardening-Fuse-10632114 | 1500Million | Winter Haven | -1 | 3000
Lateral Hardening | Lateral Hardening-Fuse-92661749,1 | 13127 | 28023.6811 | 44989.9553 | 71306.0115 | 322272.7273 | 0.22126 | 0.26856 | 1200000 | 22 | 1 | 1 | 0 | 1 | 2 | Lateral Hardening-Fuse-92661749 | 1500Million | Eastern | -1 | 3000
Lateral Hardening | Lateral Hardening-Fuse-92895028,3 | 13854 | 62902.4718 | 109864.7744 | 167956.7863 | 760000 | 0.221 | 0.79167 | 960000 | 30 | 3 | 1 | 0 | 1 | 4 | Lateral Hardening-Fuse-92895028, Lateral Hardening-Fuse-90394884, Lateral Hardening-Fuse-90394860 | 1500Million | Plant City | -1 | 3000
Lateral Hardening | Lateral Hardening-Fuse-10674252,1 | 13414 | 12833.0413 | 14436.5333 | 26666.3134 | 120681.8182 | 0.22096 | 0.10057 | 1200000 | 14 | 1 | 0 | 0 | 0 | 1 | Lateral Hardening-Fuse-10674252 | 1500Million | Plant City | -1 | 3000
Lateral Hardening | Lateral Hardening-Fuse-91802420,1 | 13799 | 1056.0702 | 11984.3554 | 12951.5719 | 58636.3636 | 0.22088 | 0.048864 | 1200000 | 1 | 1 | 0 | 0 | 0 | 1 | Lateral Hardening-Fuse-91802420 | 1500Million | Eastern | -1 | 3000
Lateral Hardening | Lateral Hardening-Fuse-10477227,1 | 13326 | 26521.912 | 41491.4283 | 66763.3904 | 302272.7273 | 0.22087 | 0.25189 | 1200000 | 27 | 1 | 0 | 0 | 0 | 1 | Lateral Hardening-Fuse-10477227 | 1500Million | Eastern | -1 | 3000
Lateral Hardening | Lateral Hardening-Fuse-10920949,1 | 13797 | 27784.4422 | 45731.5192 | 71811.2707 | 325227.2727 | 0.2208 | 0.27102 | 1200000 | 22 | 1 | 1 | 0 | 1 | 2 | Lateral Hardening-Fuse-10920949 | 1500Million | Eastern | -1 | 3000
Lateral Hardening | Lateral Hardening-Fuse-92456418,1 | 13311 | 7847.9019 | 12266.8029 | 19720.3529 | 89318.1818 | 0.22079 | 0.074432 | 1200000 | 10 | 1 | 0 | 0 | 0 | 1 | Lateral Hardening-Fuse-92456418 | 1500Million | Winter Haven | -1 | 3000
Lateral Hardening | Lateral Hardening-Fuse-91019851,1 | 13037 | 27026.6799 | 28155.6243 | 53810.2272 | 243863.6364 | 0.22066 | 0.20322 | 1200000 | 42 | 1 | 0 | 0 | 0 | 1 | Lateral Hardening-Fuse-91019851 | 1500Million | Central | -1 | 3000
Lateral Hardening | Lateral Hardening-Fuse-92099682,1 | 13470 | 19892.8935 | 71454.7976 | 89006.8922 | 403409.0909 | 0.22064 | 0.33617 | 1200000 | 14 | 1 | 0 | 0 | 0 | 1 | Lateral Hardening-Fuse-92099682 | 1500Million | Winter Haven | -1 | 3000
Lateral Hardening | Lateral Hardening-Fuse-92529107,1 | 13605 | 27854.6976 | 32454.8921 | 58975.4166 | 267500 | 0.22047 | 0.22292 | 1200000 | 42 | 1 | 0 | 0 | 0 | 1 | Lateral Hardening-Fuse-92529107 | 1500Million | Western | -1 | 3000
Lateral Hardening | Lateral Hardening-Fuse-92869275,1 | 13460 | 9397.2006 | 2105.8848 | 11011.5539 | 50000 | 0.22023 | 0.039015 | 1281553.3981 | 2 | 1 | 0 | 0 | 0 | 1 | Lateral Hardening-Fuse-92869275 | 1500Million | Eastern | -1 | 3000
Lateral Hardening | Lateral Hardening-Fuse-92773509,1 | 13294 | 14991.3125 | 2732.0276 | 16966.1417 | 77045.4545 | 0.22021 | 0.064205 | 1200000 | 2 | 1 | 0 | 0 | 0 | 1 | Lateral Hardening-Fuse-92773509 | 1500Million | Winter Haven | -1 | 3000
Lateral Hardening | Lateral Hardening-Fuse-10686203,1 | 13808 | 2191.1114 | 81252.3721 | 81377.466 | 369772.7273 | 0.22007 | 0.30814 | 1200000 | 1 | 1 | 0 | 0 | 0 | 1 | Lateral Hardening-Fuse-10686203 | 1500Million | Plant City | -1 | 3000
Lateral Hardening | Lateral Hardening-Fuse-60077926,1 | 13153 | 9863.2159 | 88.8921 | 11003.0925 | 50000 | 0.22006 | 0.016288 | 3069767.4419 | 4 | 1 | 0 | 0 | 0 | 1 | Lateral Hardening-Fuse-60077926 | 1500Million | Winter Haven | -1 | 3000
Lateral Hardening | Lateral Hardening-Fuse-92690902,1 | 13830 | 9416.5656 | 14847.6555 | 23854.5082 | 108409.0909 | 0.22004 | 0.090341 | 1200000 | 10 | 1 | 0 | 0 | 0 | 1 | Lateral Hardening-Fuse-92690902 | 1500Million | Central | -1 | 3000
Lateral Hardening | Lateral Hardening-Fuse-91629609,1 | 13256 | 18159.8931 | 3309.4721 | 20552.1245 | 93409.0909 | 0.22002 | 0.077841 | 1200000 | 2 | 1 | 0 | 0 | 0 | 1 | Lateral Hardening-Fuse-91629609 | 1500Million | South Hillsborough | -1 | 3000
Lateral Hardening | Lateral Hardening-Fuse-10808172,1 | 13340 | 0 | 317101.5663 | 309418.7801 | 1406590.9091 | 0.21998 | 1.1722 | 1200000 | 3 | 1 | 0 | 0 | 0 | 1 | Lateral Hardening-Fuse-10808172 | 1500Million | South Hillsborough | -1 | 3000
Lateral Hardening | Lateral Hardening-Fuse-10705817,2 | 13983 | 67720.8467 | 23695.448 | 87915.6799 | 399818.1818 | 0.21989 | 0.41648 | 960000 | 13 | 2 | 0 | 0 | 0 | 2 | Lateral Hardening-Fuse-10705817, Lateral Hardening-Fuse-91363794 | 1500Million | Plant City | -1 | 3000
Lateral Hardening | Lateral Hardening-Fuse-10650394,1 | 13391 | 10771.9606 | 41223.6062 | 51019.5531 | 232045.4545 | 0.21987 | 0.19337 | 1200000 | 8 | 1 | 1 | 0 | 1 | 2 | Lateral Hardening-Fuse-10650394 | 1500Million | Plant City | -1 | 3000
Lateral Hardening | Lateral Hardening-Fuse-91068376,1 | 13213 | 22020.7517 | 34031.4188 | 59916.6642 | 272727.2727 | 0.21969 | 0.22727 | 1200000 | 28 | 1 | 0 | 0 | 0 | 1 | Lateral Hardening-Fuse-91068376 | 1500Million | Eastern | -1 | 3000
Lateral Hardening | Lateral Hardening-Fuse-10652527,1 | 13967 | 26759.6021 | 28551.0007 | 54109.9126 | 246363.6364 | 0.21963 | 0.2053 | 1200000 | 28 | 1 | 0 | 0 | 0 | 1 | Lateral Hardening-Fuse-10652527 | 1500Million | Winter Haven | -1 | 3000
Lateral Hardening | Lateral Hardening-Fuse-10759921,1 | 13331 | 3886.3856 | 50590.4232 | 53547.3342 | 243863.6364 | 0.21958 | 0.20322 | 1200000 | 2 | 1 | 0 | 0 | 0 | 1 | Lateral Hardening-Fuse-10759921 | 1500Million | Dade City | -1 | 3000
Lateral Hardening | Lateral Hardening-Fuse-10100704,1 | 13048 | 17218.5271 | 39212.2495 | 55539.3465 | 252954.5455 | 0.21956 | 0.2108 | 1200000 | 19 | 1 | 0 | 0 | 0 | 1 | Lateral Hardening-Fuse-10100704 | 1500Million | Central | -1 | 3000
Lateral Hardening | Lateral Hardening-Fuse-10128497,1 | 13079 | 8168.2825 | 11198.5923 | 18860.1131 | 85909.0909 | 0.21954 | 0.071591 | 1200000 | 19 | 1 | 0 | 0 | 0 | 1 | Lateral Hardening-Fuse-10128497 | 1500Million | Western | -1 | 3000
Lateral Hardening | Lateral Hardening-Fuse-60181017,1 | 13388 | 81421.2162 | 13521.0552 | 91059.6428 | 415000 | 0.21942 | 0.34583 | 1200000 | 9 | 1 | 0 | 0 | 0 | 1 | Lateral Hardening-Fuse-60181017 | 1500Million | Plant City | -1 | 3000
Lateral Hardening | Lateral Hardening-Fuse-60081632,1 | 13418 | 13752.9981 | 8751.7337 | 21730.8321 | 99090.9091 | 0.2193 | 0.082576 | 1200000 | 27 | 1 | 0 | 0 | 0 | 1 | Lateral Hardening-Fuse-60081632 | 1500Million | Central | -1 | 3000
Lateral Hardening | Lateral Hardening-Fuse-10578015,2 | 13442 | 52702.5851 | 53524.8069 | 103628.3604 | 472545.4545 | 0.2193 | 0.49223 | 960000 | 46 | 2 | 0 | 0 | 0 | 2 | Lateral Hardening-Fuse-10578015, Lateral Hardening-Fuse-92441325 | 1500Million | Winter Haven | -1 | 3000
Lateral Hardening | Lateral Hardening-Fuse-10580685,1 | 13105 | 20269.8248 | 28461.6502 | 51926.6447 | 236818.1818 | 0.21927 | 0.19735 | 1200000 | 24 | 1 | 0 | 0 | 0 | 1 | Lateral Hardening-Fuse-10580685 | 1500Million | Central | -1 | 3000
Lateral Hardening | Lateral Hardening-Fuse-60269819,1 | 13889 | 0 | 79807.2319 | 78433.967 | 357727.2727 | 0.21926 | 0.29811 | 1200000 | 2 | 1 | 4 | 0 | 4 | 5 | Lateral Hardening-Fuse-60269819 | 1500Million | Western | -1 | 3000
Lateral Hardening | Lateral Hardening-Fuse-93257597,1 | 13175 | 37659.6896 | 3395.1293 | 39206.1247 | 178863.6364 | 0.2192 | 0.14905 | 1200000 | 19 | 1 | 0 | 0 | 0 | 1 | Lateral Hardening-Fuse-93257597 | 1500Million | Central | -1 | 3000
Lateral Hardening | Lateral Hardening-Fuse-10681825,1 | 13214 | 0 | 17635.9591 | 17584.943 | 80227.2727 | 0.21919 | 0.066856 | 1200000 |  | 1 | 0 | 0 | 0 | 1 | Lateral Hardening-Fuse-10681825 | 1500Million | Eastern | -1 | 3000
Lateral Hardening | Lateral Hardening-Fuse-60070195,1 | 13061 | 14547.1107 | 27080.2307 | 46878.4316 | 214090.9091 | 0.21897 | 0.17841 | 1200000 | 24 | 1 | 0 | 0 | 0 | 1 | Lateral Hardening-Fuse-60070195 | 1500Million | Western | -1 | 3000
Lateral Hardening | Lateral Hardening-Fuse-92676537,1 | 13299 | 10398.5856 | 1055.1198 | 10945.4926 | 50000 | 0.21891 | 0.037121 | 1346938.7755 | 2 | 1 | 0 | 0 | 0 | 1 | Lateral Hardening-Fuse-92676537 | 1500Million | Winter Haven | -1 | 3000
Lateral Hardening | Lateral Hardening-Fuse-10716351,1 | 13959 | 2052.9761 | 12285.9554 | 14125.9268 | 64545.4545 | 0.21885 | 0.053788 | 1200000 | 3 | 1 | 0 | 0 | 0 | 1 | Lateral Hardening-Fuse-10716351 | 1500Million | Plant City | -1 | 3000
Lateral Hardening | Lateral Hardening-Fuse-92872333,1 | 13710 | 19579.6328 | 49425.3998 | 67893.9771 | 310227.2727 | 0.21885 | 0.25852 | 1200000 | 20 | 1 | 0 | 0 | 0 | 1 | Lateral Hardening-Fuse-92872333 | 1500Million | Eastern | -1 | 3000
Lateral Hardening | Lateral Hardening-Fuse-92701735,1 | 13299 | 21489.8401 | 26485.9739 | 47052.6848 | 215000 | 0.21885 | 0.17917 | 1200000 | 20 | 1 | 0 | 0 | 0 | 1 | Lateral Hardening-Fuse-92701735 | 1500Million | Winter Haven | -1 | 3000
Lateral Hardening | Lateral Hardening-Fuse-60417256,1 | 13458 | 4153.491 | 30204.1518 | 34117.4072 | 155909.0909 | 0.21883 | 0.12992 | 1200000 | 4 | 1 | 0 | 0 | 0 | 1 | Lateral Hardening-Fuse-60417256 | 1500Million | Eastern | -1 | 3000
Lateral Hardening | Lateral Hardening-Fuse-10686038,1 | 13808 | 3645.7949 | 38484.5095 | 43162.6772 | 197272.7273 | 0.2188 | 0.16439 | 1200000 | 3 | 1 | 0 | 0 | 0 | 1 | Lateral Hardening-Fuse-10686038 | 1500Million | Plant City | -1 | 3000
Lateral Hardening | Lateral Hardening-Fuse-10640108,1 | 13579 | 3552.2051 | 19275.1644 | 22572.555 | 103181.8182 | 0.21876 | 0.085985 | 1200000 | 3 | 1 | 0 | 0 | 0 | 1 | Lateral Hardening-Fuse-10640108 | 1500Million | Eastern | -1 | 3000
Lateral Hardening | Lateral Hardening-Fuse-10472616,1 | 14114 | 8080.2441 | 40824.6332 | 48394.0518 | 221363.6364 | 0.21862 | 0.18447 | 1200000 | 5 | 1 | 0 | 0 | 0 | 1 | Lateral Hardening-Fuse-10472616 | 1500Million | Eastern | -1 | 3000
Lateral Hardening | Lateral Hardening-Fuse-90701163,1 | 13840 | 15902.1843 | 37203.5715 | 51908.3918 | 237500 | 0.21856 | 0.19792 | 1200000 | 13 | 1 | 0 | 0 | 0 | 1 | Lateral Hardening-Fuse-90701163 | 1500Million | Central | -1 | 3000
Lateral Hardening | Lateral Hardening-Fuse-10000718,1 | 13236 | 27548.1855 | 3578.2051 | 35263.5804 | 161363.6364 | 0.21853 | 0.13447 | 1200000 | 5 | 1 | 0 | 0 | 0 | 1 | Lateral Hardening-Fuse-10000718 | 1500Million | South Hillsborough | -1 | 3000
Lateral Hardening | Lateral Hardening-Fuse-91852786,1 | 13224 | 11118.9024 | 344.817 | 10926.6285 | 50000 | 0.21853 | 0.037311 | 1340101.5228 | 5 | 1 | 0 | 0 | 0 | 1 | Lateral Hardening-Fuse-91852786 | 1500Million | Central | -1 | 3000
Lateral Hardening | Lateral Hardening-Fuse-92498922,1 | 13132 | 0 | 82061.6389 | 81663.3267 | 373863.6364 | 0.21843 | 0.31155 | 1200000 | 3 | 1 | 4 | 0 | 4 | 5 | Lateral Hardening-Fuse-92498922 | 1500Million | Eastern | -1 | 3000
Lateral Hardening | Lateral Hardening-Fuse-10456312,1 | 13225 | 10500.0125 | 21898.3358 | 32659.4002 | 149545.4545 | 0.21839 | 0.12462 | 1200000 | 9 | 1 | 0 | 0 | 0 | 1 | Lateral Hardening-Fuse-10456312 | 1500Million | Eastern | -1 | 3000
Lateral Hardening | Lateral Hardening-Fuse-10753398,1 | 13330 | 15018.106 | 24460.1076 | 40395.3209 | 185000 | 0.21835 | 0.15417 | 1200000 | 16 | 1 | 0 | 0 | 0 | 1 | Lateral Hardening-Fuse-10753398 | 1500Million | Dade City | -1 | 3000
Lateral Hardening | Lateral Hardening-Fuse-92739022,1 | 13268 | 15621.0579 | 2644.9657 | 17466.3859 | 80000 | 0.21833 | 0.066667 | 1200000 | 4 | 1 | 0 | 0 | 0 | 1 | Lateral Hardening-Fuse-92739022 | 1500Million | Plant City | -1 | 3000
Lateral Hardening | Lateral Hardening-Fuse-10556596,1 | 13298 | 61028.2562 | 44455.1359 | 102604.4019 | 470000 | 0.21831 | 0.39167 | 1200000 | 2 | 1 | 0 | 0 | 0 | 1 | Lateral Hardening-Fuse-10556596 | 1500Million | Winter Haven | -1 | 3000
Lateral Hardening | Lateral Hardening-Fuse-10686127,1 | 13808 | 3338.0311 | 55019.4686 | 57304.0765 | 262500 | 0.2183 | 0.21875 | 1200000 | 2 | 1 | 0 | 0 | 0 | 1 | Lateral Hardening-Fuse-10686127 | 1500Million | Plant City | -1 | 3000
Lateral Hardening | Lateral Hardening-Fuse-90746059,1 | 13423 | 31471.7331 | 64525.681 | 101235.9381 | 463863.6364 | 0.21825 | 0.38655 | 1200000 | 30 | 1 | 0 | 0 | 0 | 1 | Lateral Hardening-Fuse-90746059 | 1500Million | Dade City | -1 | 3000
Lateral Hardening | Lateral Hardening-Fuse-90419047,1 | 13006 | 3321.9353 | 27228.125 | 30264.8817 | 139090.9091 | 0.21759 | 0.11591 | 1200000 | 3 | 1 | 0 | 0 | 0 | 1 | Lateral Hardening-Fuse-90419047 | 1500Million | Dade City | -1 | 3000
Lateral Hardening | Lateral Hardening-Fuse-10688332,1 | 13068 | 843.5376 | 2.7189 | 10876.5926 | 50000 | 0.21753 | 0.02803 | 1783783.7838 | 6 | 1 | 0 | 0 | 0 | 1 | Lateral Hardening-Fuse-10688332 | 1500Million | Western | -1 | 3000
Lateral Hardening | Lateral Hardening-Fuse-91415915,1 | 13454 | 0 | 16614.796 | 16552.8844 | 76136.3636 | 0.21741 | 0.063447 | 1200000 | 1 | 1 | 0 | 0 | 0 | 1 | Lateral Hardening-Fuse-91415915 | 1500Million | Eastern | -1 | 3000
Lateral Hardening | Lateral Hardening-Fuse-92261172,1 | 13064 | 14341.8248 | 1334.409 | 14970.07 | 68863.6364 | 0.21739 | 0.057386 | 1200000 | 15 | 1 | 0 | 0 | 0 | 1 | Lateral Hardening-Fuse-92261172 | 1500Million | Western | -1 | 3000
Lateral Hardening | Lateral Hardening-Fuse-10143564,1 | 13036 | 23308.2299 | 24299.0629 | 46421.741 | 213636.3636 | 0.21729 | 0.17803 | 1200000 | 34 | 1 | 0 | 0 | 0 | 1 | Lateral Hardening-Fuse-10143564 | 1500Million | Central | -1 | 3000
Lateral Hardening | Lateral Hardening-Fuse-92748447,1 | 13336 | 0 | 85572.7872 | 83356.894 | 383636.3636 | 0.21728 | 0.3197 | 1200000 | 55 | 1 | 5 | 0 | 5 | 6 | Lateral Hardening-Fuse-92748447 | 1500Million | Western | -1 | 3000
Lateral Hardening | Lateral Hardening-Fuse-90394776,1 | 13147 | 12334.898 | 10874.2099 | 23788.5862 | 109545.4545 | 0.21716 | 0.091288 | 1200000 | 17 | 1 | 0 | 0 | 0 | 1 | Lateral Hardening-Fuse-90394776 | 1500Million | Plant City | -1 | 3000
Lateral Hardening | Lateral Hardening-Fuse-10025071,1 | 13294 | 9321.4622 | 10060.8748 | 20076.2697 | 92500 | 0.21704 | 0.077083 | 1200000 | 15 | 1 | 0 | 0 | 0 | 1 | Lateral Hardening-Fuse-10025071 | 1500Million | Winter Haven | -1 | 3000
Lateral Hardening | Lateral Hardening-Fuse-10786368,1 | 14040 | 5560.9655 | 13976.2065 | 20125.4098 | 92727.2727 | 0.21704 | 0.077273 | 1200000 | 7 | 1 | 0 | 0 | 0 | 1 | Lateral Hardening-Fuse-10786368 | 1500Million | Central | -1 | 3000
Lateral Hardening | Lateral Hardening-Fuse-10700752,2 | 13192 | 0 | 212913.429 | 222111.8954 | 1024000 | 0.21691 | 1.0667 | 960000 | 17 | 2 | 1 | 0 | 1 | 3 | Lateral Hardening-Fuse-10700752, Lateral Hardening-Fuse-10700744 | 1500Million | Western | -1 | 3000
Lateral Hardening | Lateral Hardening-Fuse-93048633,1 | 13813 | 93231.0533 | 37771.5877 | 126673.6329 | 584090.9091 | 0.21687 | 0.48674 | 1200000 | 8 | 1 | 0 | 0 | 0 | 1 | Lateral Hardening-Fuse-93048633 | 1500Million | Dade City | -1 | 3000
Lateral Hardening | Lateral Hardening-Fuse-10704135,2 | 13962 | 0 | 86678.597 | 84701.5662 | 390909.0909 | 0.21668 | 0.4072 | 960000 | 5 | 2 | 0 | 0 | 0 | 2 | Lateral Hardening-Fuse-10704135, Lateral Hardening-Fuse-90104277 | 1500Million | Plant City | -1 | 3000
Lateral Hardening | Lateral Hardening-Fuse-92973822,1 | 13631 | 11074.734 | 21379.3382 | 31897.0781 | 147272.7273 | 0.21659 | 0.12273 | 1200000 | 12 | 1 | 0 | 0 | 0 | 1 | Lateral Hardening-Fuse-92973822 | 1500Million | Central | -1 | 3000
Lateral Hardening | Lateral Hardening-Fuse-90133557,1 | 13695 | 11277.5577 | 25177.6545 | 35672.8537 | 164772.7273 | 0.2165 | 0.13731 | 1200000 | 20 | 1 | 0 | 0 | 0 | 1 | Lateral Hardening-Fuse-90133557 | 1500Million | Winter Haven | -1 | 3000
Lateral Hardening | Lateral Hardening-Fuse-10793151,1 | 13470 | 14568.8286 | 102971.6222 | 115448.2127 | 533409.0909 | 0.21643 | 0.44451 | 1200000 | 11 | 1 | 0 | 0 | 0 | 1 | Lateral Hardening-Fuse-10793151 | 1500Million | Winter Haven | -1 | 3000
Lateral Hardening | Lateral Hardening-Fuse-92661375,1 | 13685 | 4568.4895 | 19539.7779 | 23794.3116 | 110000 | 0.21631 | 0.091667 | 1200000 | 7 | 1 | 0 | 0 | 0 | 1 | Lateral Hardening-Fuse-92661375 | 1500Million | Eastern | -1 | 3000
Lateral Hardening | Lateral Hardening-Fuse-60029704,1 | 13093 | 15073.7042 | 17412.3445 | 31796.8911 | 147045.4545 | 0.21624 | 0.12254 | 1200000 | 23 | 1 | 0 | 0 | 0 | 1 | Lateral Hardening-Fuse-60029704 | 1500Million | Central | -1 | 3000
Lateral Hardening | Lateral Hardening-Fuse-10633654,1 | 13241 | 0 | 10838.4761 | 10806.2297 | 50000 | 0.21612 | 0.039205 | 1275362.3188 | 7 | 1 | 0 | 0 | 0 | 1 | Lateral Hardening-Fuse-10633654 | 1500Million | Plant City | -1 | 3000
Lateral Hardening | Lateral Hardening-Fuse-91281400,3 | 13723 | 7595.5614 | 46944.6616 | 53831.4926 | 249090.9091 | 0.21611 | 0.25947 | 960000 | 2 | 3 | 0 | 0 | 0 | 3 | Lateral Hardening-Fuse-91281400, Lateral Hardening-Fuse-91475576, Lateral Hardening-Fuse-91407278 | 1500Million | Plant City | -1 | 3000
Lateral Hardening | Lateral Hardening-Fuse-93020545,1 | 13840 | 1885.8243 | 61648.8329 | 62179.9955 | 287727.2727 | 0.21611 | 0.23977 | 1200000 | 1 | 1 | 0 | 0 | 0 | 1 | Lateral Hardening-Fuse-93020545 | 1500Million | Central | -1 | 3000
Lateral Hardening | Lateral Hardening-Fuse-10213407,1 | 13428 | 60020.3219 | 100168.6649 | 155885.6302 | 721363.6364 | 0.2161 | 0.60114 | 1200000 | 42 | 1 | 0 | 0 | 0 | 1 | Lateral Hardening-Fuse-10213407 | 1500Million | Western | -1 | 3000
Lateral Hardening | Lateral Hardening-Fuse-60125239,1 | 13097 | 835.7408 | 9849.3008 | 10999.6412 | 50909.0909 | 0.21606 | 0.042424 | 1200000 | 1 | 1 | 0 | 0 | 0 | 1 | Lateral Hardening-Fuse-60125239 | 1500Million | Central | -1 | 3000
Lateral Hardening | Lateral Hardening-Fuse-92888695,1 | 13010 | 0 | 27655.6941 | 27405.2985 | 127045.4545 | 0.21571 | 0.10587 | 1200000 |  | 1 | 0 | 0 | 0 | 1 | Lateral Hardening-Fuse-92888695 | 1500Million | Plant City | -1 | 3000
Lateral Hardening | Lateral Hardening-Fuse-10085305,1 | 13028 | 25396.819 | 28978.5295 | 53214.1408 | 246818.1818 | 0.2156 | 0.20568 | 1200000 | 33 | 1 | 0 | 0 | 0 | 1 | Lateral Hardening-Fuse-10085305 | 1500Million | Central | -1 | 3000
Lateral Hardening | Lateral Hardening-Fuse-92311809,1 | 13461 | 13380.7888 | 72065.5727 | 83005.0771 | 385227.2727 | 0.21547 | 0.32102 | 1200000 | 8 | 1 | 0 | 0 | 0 | 1 | Lateral Hardening-Fuse-92311809 | 1500Million | Eastern | -1 | 3000
Lateral Hardening | Lateral Hardening-Fuse-10169217,1 | 13210 | 7832.752 | 8992.8058 | 17616.7783 | 81818.1818 | 0.21532 | 0.068182 | 1200000 | 13 | 1 | 0 | 0 | 0 | 1 | Lateral Hardening-Fuse-10169217 | 1500Million | Western | -1 | 3000
Lateral Hardening | Lateral Hardening-Fuse-92527624,1 | 13219 | 2165.1965 | 24795.3986 | 26805.5506 | 124545.4545 | 0.21523 | 0.10379 | 1200000 | 2 | 1 | 0 | 0 | 0 | 1 | Lateral Hardening-Fuse-92527624 | 1500Million | Western | -1 | 3000
Lateral Hardening | Lateral Hardening-Fuse-10583671,1 | 13840 | 31919.2545 | 4200.8705 | 34568.5911 | 160681.8182 | 0.21514 | 0.1339 | 1200000 | 16 | 1 | 0 | 0 | 0 | 1 | Lateral Hardening-Fuse-10583671 | 1500Million | Central | -1 | 3000
Lateral Hardening | Lateral Hardening-Fuse-10173520,1 | 13191 | 23381.9767 | 32455.36 | 54879.6444 | 255227.2727 | 0.21502 | 0.21269 | 1200000 | 27 | 1 | 0 | 0 | 0 | 1 | Lateral Hardening-Fuse-10173520 | 1500Million | Western | -1 | 3000
Lateral Hardening | Lateral Hardening-Fuse-60071434,1 | 13417 | 17460.2572 | 19043.6223 | 35719.2798 | 166136.3636 | 0.215 | 0.13845 | 1200000 | 28 | 1 | 0 | 0 | 0 | 1 | Lateral Hardening-Fuse-60071434 | 1500Million | Central | -1 | 3000
Lateral Hardening | Lateral Hardening-Fuse-91163172,2 | 13924 | 111987.1666 | 816110.4512 | 908026.9738 | 4224909.0909 | 0.21492 | 4.4009 | 960000 | 5 | 2 | 0 | 0 | 0 | 2 | Lateral Hardening-Fuse-91163172, Lateral Hardening-Fuse-91164262 [ 2029 ] | 1500Million | Winter Haven | -1 | 3000
Lateral Hardening | Lateral Hardening-Fuse-91254984,1 | 13624 | 3098.3257 | 47138.2755 | 49284.8433 | 229318.1818 | 0.21492 | 0.1911 | 1200000 | 2 | 1 | 0 | 0 | 0 | 1 | Lateral Hardening-Fuse-91254984 | 1500Million | Western | -1 | 3000
Lateral Hardening | Lateral Hardening-Fuse-90650140,1 | 13840 | 8209.6691 | 44350.6819 | 51135.4563 | 238181.8182 | 0.21469 | 0.19848 | 1200000 | 5 | 1 | 0 | 0 | 0 | 1 | Lateral Hardening-Fuse-90650140 | 1500Million | Central | -1 | 3000
Lateral Hardening | Lateral Hardening-Fuse-92190948,1 | 13118 | 24770.1205 | 39589.6763 | 62941.2442 | 293409.0909 | 0.21452 | 0.24451 | 1200000 | 18 | 1 | 0 | 0 | 0 | 1 | Lateral Hardening-Fuse-92190948 | 1500Million | Winter Haven | -1 | 3000
Lateral Hardening | Lateral Hardening-Fuse-92632292,1 | 13391 | 3723.6439 | 17742.1154 | 21302.9616 | 99318.1818 | 0.21449 | 0.082765 | 1200000 | 4 | 1 | 0 | 0 | 0 | 1 | Lateral Hardening-Fuse-92632292 | 1500Million | Plant City | -1 | 3000
Lateral Hardening | Lateral Hardening-Fuse-60006197,1 | 13899 | 16512.4027 | 32387.3055 | 48079.2193 | 224318.1818 | 0.21433 | 0.18693 | 1200000 | 22 | 1 | 0 | 0 | 0 | 1 | Lateral Hardening-Fuse-60006197 | 1500Million | South Hillsborough | -1 | 3000
Lateral Hardening | Lateral Hardening-Fuse-10195194,1 | 13323 | 41340.0089 | 40537.2504 | 80180.2193 | 374090.9091 | 0.21433 | 0.31174 | 1200000 | 45 | 1 | 0 | 0 | 0 | 1 | Lateral Hardening-Fuse-10195194 | 1500Million | Western | -1 | 3000
Lateral Hardening | Lateral Hardening-Fuse-10210651,1 | 13426 | 50112.1815 | 87319.54 | 140722.3587 | 656818.1818 | 0.21425 | 0.54735 | 1200000 | 39 | 1 | 0 | 0 | 0 | 1 | Lateral Hardening-Fuse-10210651 | 1500Million | Western | -1 | 3000
Lateral Hardening | Lateral Hardening-Fuse-10876314,1 | 14025 | 890.9789 | 12652.2761 | 13483.2712 | 62954.5455 | 0.21417 | 0.052462 | 1200000 | 1 | 1 | 0 | 0 | 0 | 1 | Lateral Hardening-Fuse-10876314 | 1500Million | South Hillsborough | -1 | 3000
Lateral Hardening | Lateral Hardening-Fuse-92094142,1 | 13479 | 11066.736 | 169.6917 | 10707.3554 | 50000 | 0.21415 | 0.0075758 | 6600000 | 26 | 1 | 1 | 0 | 1 | 2 | Lateral Hardening-Fuse-92094142 | 1500Million | Winter Haven | -1 | 3000
Lateral Hardening | Lateral Hardening-Fuse-92505230,1 | 13434 | 27083.8307 | 36012.9288 | 61898.3369 | 289090.9091 | 0.21411 | 0.24091 | 1200000 | 29 | 1 | 0 | 0 | 0 | 1 | Lateral Hardening-Fuse-92505230 | 1500Million | Eastern | -1 | 3000
Lateral Hardening | Lateral Hardening-Fuse-10487593,1 | 13460 | 3697.5699 | 15514.0103 | 18978.1049 | 88636.3636 | 0.21411 | 0.073864 | 1200000 | 4 | 1 | 0 | 0 | 0 | 1 | Lateral Hardening-Fuse-10487593 | 1500Million | Eastern | -1 | 3000
Lateral Hardening | Lateral Hardening-Fuse-92139503,1 | 14111 | 18424.8875 | 26847.7687 | 44317.1027 | 207045.4545 | 0.21405 | 0.17254 | 1200000 | 17 | 1 | 0 | 0 | 0 | 1 | Lateral Hardening-Fuse-92139503 | 1500Million | Eastern | -1 | 3000
Lateral Hardening | Lateral Hardening-Fuse-10686296,1 | 13808 | 13422.2753 | 119244.3261 | 146242.9859 | 683863.6364 | 0.21385 | 0.56989 | 1200000 | 8 | 1 | 0 | 0 | 0 | 1 | Lateral Hardening-Fuse-10686296 | 1500Million | Plant City | -1 | 3000
Lateral Hardening | Lateral Hardening-Fuse-92529552,1 | 13210 | 8489.5048 | 17524.2937 | 25542.4417 | 119545.4545 | 0.21366 | 0.099621 | 1200000 | 14 | 1 | 0 | 0 | 0 | 1 | Lateral Hardening-Fuse-92529552 | 1500Million | Western | -1 | 3000
Lateral Hardening | Lateral Hardening-Fuse-93299169,1 | 13808 | 4422.0418 | 35095.503 | 38795.4512 | 181590.9091 | 0.21364 | 0.15133 | 1200000 | 3 | 1 | 0 | 0 | 0 | 1 | Lateral Hardening-Fuse-93299169 | 1500Million | Plant City | -1 | 3000
Lateral Hardening | Lateral Hardening-Fuse-10095539,1 | 13786 | 5636.5936 | 58073.2712 | 62244.1035 | 291363.6364 | 0.21363 | 0.2428 | 1200000 | 3 | 1 | 0 | 0 | 0 | 1 | Lateral Hardening-Fuse-10095539 | 1500Million | Plant City | -1 | 3000
Lateral Hardening | Lateral Hardening-Fuse-92035596,1 | 13442 | 7817.7748 | 3248.6537 | 10681.4613 | 50000 | 0.21363 | 0.019886 | 2514285.7143 | 26 | 1 | 1 | 0 | 1 | 2 | Lateral Hardening-Fuse-92035596 | 1500Million | Winter Haven | -1 | 3000
Lateral Hardening | Lateral Hardening-Fuse-10197003,1 | 13359 | 2893.8159 | 10122.6305 | 12756.0545 | 59772.7273 | 0.21341 | 0.049811 | 1200000 | 9 | 1 | 0 | 0 | 0 | 1 | Lateral Hardening-Fuse-10197003 | 1500Million | Western | -1 | 3000
Lateral Hardening | Lateral Hardening-Fuse-60170567,1 | 13657 | 0 | 43034.6366 | 43260.1994 | 202727.2727 | 0.21339 | 0.16894 | 1200000 |  | 1 | 0 | 0 | 0 | 1 | Lateral Hardening-Fuse-60170567 | 1500Million | Plant City | -1 | 3000
Lateral Hardening | Lateral Hardening-Fuse-91641232,1 | 13030 | 201871.1604 | 232459.4667 | 425566.6855 | 1995681.8182 | 0.21324 | 1.6631 | 1200000 | 96 | 1 | 0 | 0 | 0 | 1 | Lateral Hardening-Fuse-91641232 | 1500Million | Winter Haven | -1 | 3000
Lateral Hardening | Lateral Hardening-Fuse-10726547,1 | 13648 | 0 | 135243.0143 | 132569.1129 | 621818.1818 | 0.2132 | 0.51818 | 1200000 | 3 | 1 | 0 | 0 | 0 | 1 | Lateral Hardening-Fuse-10726547 | 1500Million | South Hillsborough | -1 | 3000
Lateral Hardening | Lateral Hardening-Fuse-93266148,1 | 13042 | 12522.8374 | 24055.9596 | 35891.51 | 168409.0909 | 0.21312 | 0.14034 | 1200000 | 15 | 1 | 0 | 0 | 0 | 1 | Lateral Hardening-Fuse-93266148 | 1500Million | Central | -1 | 3000
Lateral Hardening | Lateral Hardening-Fuse-10487462,1 | 13458 | 3734.1745 | 14845.7795 | 18817.4898 | 88409.0909 | 0.21285 | 0.073674 | 1200000 | 4 | 1 | 0 | 0 | 0 | 1 | Lateral Hardening-Fuse-10487462 | 1500Million | Eastern | -1 | 3000
Lateral Hardening | Lateral Hardening-Fuse-93123072,1 | 13126 | 25774.6732 | 10897.826 | 35302.9515 | 165909.0909 | 0.21278 | 0.13826 | 1200000 | 2 | 1 | 1 | 0 | 1 | 2 | Lateral Hardening-Fuse-93123072 | 1500Million | Plant City | -1 | 3000
Lateral Hardening | Lateral Hardening-Fuse-10655459,1 | 13188 | 10538.3842 | 23643.9705 | 45555.0441 | 214090.9091 | 0.21278 | 0.17841 | 1200000 | 24 | 1 | 0 | 0 | 0 | 1 | Lateral Hardening-Fuse-10655459 | 1500Million | Central | -1 | 3000
Lateral Hardening | Lateral Hardening-Fuse-92645033,1 | 14023 | 18270.9984 | 89627.4142 | 105651.4507 | 496590.9091 | 0.21275 | 0.41383 | 1200000 | 10 | 1 | 0 | 0 | 0 | 1 | Lateral Hardening-Fuse-92645033 | 1500Million | South Hillsborough | -1 | 3000
Lateral Hardening | Lateral Hardening-Fuse-10916731,1 | 13805 | 1554.7534 | 45071.4013 | 45738.6643 | 215000 | 0.21274 | 0.17917 | 1200000 | 1 | 1 | 0 | 0 | 0 | 1 | Lateral Hardening-Fuse-10916731 | 1500Million | Plant City | -1 | 3000
Lateral Hardening | Lateral Hardening-Fuse-93103145,1 | 13906 | 8225.4001 | 20487.7447 | 28266.391 | 132954.5455 | 0.2126 | 0.1108 | 1200000 | 9 | 1 | 0 | 0 | 0 | 1 | Lateral Hardening-Fuse-93103145 | 1500Million | Eastern | -1 | 3000
Lateral Hardening | Lateral Hardening-Fuse-92309170,1 | 13370 | 23965.2733 | 1739.1206 | 24543.7823 | 115454.5455 | 0.21258 | 0.096212 | 1200000 | 17 | 1 | 3 | 0 | 3 | 4 | Lateral Hardening-Fuse-92309170 | 1500Million | Winter Haven | -1 | 3000
Lateral Hardening | Lateral Hardening-Fuse-91739765,1 | 13339 | 0 | 122661.376 | 120632.4093 | 567727.2727 | 0.21248 | 0.47311 | 1200000 | 1082 | 1 | 10 | 0 | 10 | 11 | Lateral Hardening-Fuse-91739765 | 1500Million | Western | -1 | 3000
Lateral Hardening | Lateral Hardening-Fuse-92692175,1 | 13830 | 3244.8588 | 8540.8523 | 11541.1957 | 54318.1818 | 0.21247 | 0.045265 | 1200000 | 8 | 1 | 0 | 0 | 0 | 1 | Lateral Hardening-Fuse-92692175 | 1500Million | Central | -1 | 3000
Lateral Hardening | Lateral Hardening-Fuse-10705913,1 | 13268 | 10764.5301 | 97681.3748 | 105934.7785 | 498863.6364 | 0.21235 | 0.41572 | 1200000 | 6 | 1 | 0 | 0 | 0 | 1 | Lateral Hardening-Fuse-10705913 | 1500Million | Plant City | -1 | 3000
Lateral Hardening | Lateral Hardening-Fuse-92844497,1 | 13087 | 20566.1484 | 50631.3624 | 70085.6423 | 330227.2727 | 0.21223 | 0.27519 | 1200000 | 29 | 1 | 0 | 0 | 0 | 1 | Lateral Hardening-Fuse-92844497 | 1500Million | Eastern | -1 | 3000
Lateral Hardening | Lateral Hardening-Fuse-93317636,4 | 13723 | 41823.9393 | 99482.7973 | 138513.1595 | 652727.2727 | 0.21221 | 0.67992 | 960000 | 23 | 4 | 4 | 0 | 4 | 8 | Lateral Hardening-Fuse-93317636, Lateral Hardening-Fuse-93318206, Lateral Hardening-Fuse-93318218, Lateral Hardening-Fuse-93318211 | 1500Million | Plant City | -1 | 3000
Lateral Hardening | Lateral Hardening-Fuse-92897148,1 | 13854 | 22124.8598 | 76664.1322 | 96890.0912 | 456590.9091 | 0.2122 | 0.38049 | 1200000 | 17 | 1 | 0 | 0 | 0 | 1 | Lateral Hardening-Fuse-92897148 | 1500Million | Plant City | -1 | 3000
Lateral Hardening | Lateral Hardening-Fuse-91598280,1 | 13672 | 12698.8495 | 29906.3097 | 42084.6368 | 198409.0909 | 0.21211 | 0.16534 | 1200000 | 12 | 1 | 0 | 0 | 0 | 1 | Lateral Hardening-Fuse-91598280 | 1500Million | Western | -1 | 3000
Lateral Hardening | Lateral Hardening-Fuse-10842821,1 | 13796 | 11107.7144 | 15905.0387 | 26503.9978 | 125000 | 0.21203 | 0.10417 | 1200000 | 12 | 1 | 0 | 0 | 0 | 1 | Lateral Hardening-Fuse-10842821 | 1500Million | Eastern | -1 | 3000
Lateral Hardening | Lateral Hardening-Fuse-93277516,1 | 13213 | 730.2944 | 10501.0074 | 11079.8552 | 52272.7273 | 0.21196 | 0.043561 | 1200000 | 1 | 1 | 0 | 0 | 0 | 1 | Lateral Hardening-Fuse-93277516 | 1500Million | Eastern | -1 | 3000
Lateral Hardening | Lateral Hardening-Fuse-10693236,3 | 13147 | 47231.9471 | 69517.6861 | 114973.706 | 542545.4545 | 0.21192 | 0.56515 | 960000 | 28 | 3 | 0 | 0 | 0 | 3 | Lateral Hardening-Fuse-10693236, Lateral Hardening-Fuse-90393957, Lateral Hardening-Fuse-91630486 | 1500Million | Plant City | -1 | 3000
Lateral Hardening | Lateral Hardening-Fuse-93356849,3 | 13298 | 21356.5463 | 436908.2086 | 446448.6494 | 2108000 | 0.21179 | 2.1958 | 960000 | 6 | 3 | 1 | 0 | 1 | 4 | Lateral Hardening-Fuse-93356849, Lateral Hardening-Fuse-93356955, Lateral Hardening-Fuse-93356890 | 1500Million | Winter Haven | -1 | 3000
Lateral Hardening | Lateral Hardening-Fuse-90810130,1 | 13993 | 0 | 45491.0992 | 49804.545 | 235227.2727 | 0.21173 | 0.19602 | 1200000 | 1 | 1 | 0 | 0 | 0 | 1 | Lateral Hardening-Fuse-90810130 | 1500Million | Central | -1 | 3000
Lateral Hardening | Lateral Hardening-Fuse-92577547,1 | 13080 | 13759.4954 | 10747.1025 | 23806.6155 | 112500 | 0.21161 | 0.09375 | 1200000 | 23 | 1 | 0 | 0 | 0 | 1 | Lateral Hardening-Fuse-92577547 | 1500Million | Western | -1 | 3000
Lateral Hardening | Lateral Hardening-Fuse-10122222,1 | 13059 | 20318.6032 | 28131.2278 | 47557.7826 | 224772.7273 | 0.21158 | 0.18731 | 1200000 | 28 | 1 | 0 | 0 | 0 | 1 | Lateral Hardening-Fuse-10122222 | 1500Million | Western | -1 | 3000
Lateral Hardening | Lateral Hardening-Fuse-60596390,1 | 13097 | 2975.9319 | 28365.8423 | 31254.1364 | 147727.2727 | 0.21157 | 0.12311 | 1200000 | 2 | 1 | 0 | 0 | 0 | 1 | Lateral Hardening-Fuse-60596390 | 1500Million | Central | -1 | 3000
Lateral Hardening | Lateral Hardening-Fuse-91217254,1 | 13298 | 5657.9395 | 130900.9326 | 133334.5444 | 630454.5455 | 0.21149 | 0.52538 | 1200000 | 3 | 1 | 0 | 0 | 0 | 1 | Lateral Hardening-Fuse-91217254 | 1500Million | Winter Haven | -1 | 3000
Lateral Hardening | Lateral Hardening-Fuse-93301251,1 | 13808 | 13257.1261 | 29531.8755 | 41835.4374 | 197954.5455 | 0.21134 | 0.16496 | 1200000 | 9 | 1 | 0 | 0 | 0 | 1 | Lateral Hardening-Fuse-93301251 | 1500Million | Plant City | -1 | 3000
Lateral Hardening | Lateral Hardening-Fuse-92661506,1 | 14042 | 0 | 174595.3281 | 170607.0046 | 807500 | 0.21128 | 0.67292 | 1200000 | 58 | 1 | 12 | 0 | 12 | 13 | Lateral Hardening-Fuse-92661506 | 1500Million | Central | -1 | 3000
Lateral Hardening | Lateral Hardening-Fuse-92780877,1 | 13934 | 926.2802 | 13818.9352 | 14632.5449 | 69318.1818 | 0.21109 | 0.057765 | 1200000 | 1 | 1 | 0 | 0 | 0 | 1 | Lateral Hardening-Fuse-92780877 | 1500Million | Central | -1 | 3000
Lateral Hardening | Lateral Hardening-Fuse-93256695,1 | 13175 | 21032.7078 | 15617.1788 | 35540.3934 | 168409.0909 | 0.21104 | 0.14034 | 1200000 | 38 | 1 | 0 | 0 | 0 | 1 | Lateral Hardening-Fuse-93256695 | 1500Million | Central | -1 | 3000
Lateral Hardening | Lateral Hardening-Fuse-90400109,1 | 13659 | 2296.5186 | 11213.9811 | 14476.6177 | 68636.3636 | 0.21092 | 0.057197 | 1200000 | 4 | 1 | 0 | 0 | 0 | 1 | Lateral Hardening-Fuse-90400109 | 1500Million | Winter Haven | -1 | 3000
Lateral Hardening | Lateral Hardening-Fuse-10762852,3 | 13815 | 49825.0293 | 140202.9721 | 187113.7 | 887272.7273 | 0.21089 | 0.92424 | 960000 | 18 | 3 | 0 | 0 | 0 | 3 | Lateral Hardening-Fuse-10762852, Lateral Hardening-Fuse-60205829, Lateral Hardening-Fuse-60205830 | 1500Million | Dade City | -1 | 3000
Lateral Hardening | Lateral Hardening-Fuse-10844919,1 | 13762 | 24107.5947 | 3109.9023 | 26016.4976 | 123409.0909 | 0.21082 | 0.10284 | 1200000 | 3 | 1 | 0 | 0 | 0 | 1 | Lateral Hardening-Fuse-10844919 | 1500Million | Western | -1 | 3000
Lateral Hardening | Lateral Hardening-Fuse-10396296,1 | 13590 | 23591.3249 | 23912.9828 | 46473.907 | 220454.5455 | 0.21081 | 0.18371 | 1200000 | 39 | 1 | 0 | 0 | 0 | 1 | Lateral Hardening-Fuse-10396296 | 1500Million | Central | -1 | 3000
Lateral Hardening | Lateral Hardening-Fuse-10253111,1 | 13605 | 20545.8209 | 22727.2629 | 42453.7434 | 201590.9091 | 0.21059 | 0.16799 | 1200000 | 27 | 1 | 0 | 0 | 0 | 1 | Lateral Hardening-Fuse-10253111 | 1500Million | Western | -1 | 3000
Lateral Hardening | Lateral Hardening-Fuse-10510811,1 | 13685 | 1208.1543 | 11469.3225 | 14638.4199 | 69545.4545 | 0.21049 | 0.057955 | 1200000 | 2 | 1 | 0 | 0 | 0 | 1 | Lateral Hardening-Fuse-10510811 | 1500Million | Eastern | -1 | 3000
Lateral Hardening | Lateral Hardening-Fuse-92913727,1 | 13140 | 24677.1519 | 1144.44 | 24630.5401 | 117045.4545 | 0.21044 | 0.097538 | 1200000 | 12 | 1 | 0 | 0 | 0 | 1 | Lateral Hardening-Fuse-92913727 | 1500Million | Western | -1 | 3000
Lateral Hardening | Lateral Hardening-Fuse-10793124,1 | 13470 | 16188.6643 | 31780.99 | 47085.4701 | 223863.6364 | 0.21033 | 0.18655 | 1200000 | 17 | 1 | 0 | 0 | 0 | 1 | Lateral Hardening-Fuse-10793124 | 1500Million | Winter Haven | -1 | 3000
Lateral Hardening | Lateral Hardening-Fuse-91623637,1 | 13141 | 20556.8734 | 21130.8007 | 40561.4031 | 192954.5455 | 0.21021 | 0.1608 | 1200000 | 42 | 1 | 0 | 0 | 0 | 1 | Lateral Hardening-Fuse-91623637 | 1500Million | Western | -1 | 3000
Lateral Hardening | Lateral Hardening-Fuse-10686259,1 | 13808 | 6968.4685 | 47158.3812 | 53213.0992 | 253181.8182 | 0.21018 | 0.21098 | 1200000 | 5 | 1 | 0 | 0 | 0 | 1 | Lateral Hardening-Fuse-10686259 | 1500Million | Plant City | -1 | 3000
Lateral Hardening | Lateral Hardening-Fuse-10802893,1 | 13133 | 0 | 20281.0595 | 21873.2626 | 104090.9091 | 0.21014 | 0.086742 | 1200000 | 4 | 1 | 0 | 0 | 0 | 1 | Lateral Hardening-Fuse-10802893 | 1500Million | Eastern | -1 | 3000
Lateral Hardening | Lateral Hardening-Fuse-91345390,1 | 13462 | 19116.8122 | 27856.2357 | 46084.1992 | 219318.1818 | 0.21012 | 0.18277 | 1200000 | 20 | 1 | 0 | 0 | 0 | 1 | Lateral Hardening-Fuse-91345390 | 1500Million | Plant City | -1 | 3000
Lateral Hardening | Lateral Hardening-Fuse-92246939,1 | 13081 | 4456.3761 | 20205.1643 | 24305.438 | 115681.8182 | 0.21011 | 0.096402 | 1200000 | 9 | 1 | 0 | 0 | 0 | 1 | Lateral Hardening-Fuse-92246939 | 1500Million | Western | -1 | 3000
Lateral Hardening | Lateral Hardening-Fuse-92862629,1 | 13171 | 15120.1523 | 2990.896 | 17330.331 | 82500 | 0.21006 | 0.06875 | 1200000 | 4 | 1 | 0 | 0 | 0 | 1 | Lateral Hardening-Fuse-92862629 | 1500Million | Eastern | -1 | 3000
Lateral Hardening | Lateral Hardening-Fuse-10396297,1 | 13590 | 0 | 15067.3448 | 14894.7363 | 70909.0909 | 0.21005 | 0.059091 | 1200000 | 1 | 1 | 0 | 0 | 0 | 1 | Lateral Hardening-Fuse-10396297 | 1500Million | Central | -1 | 3000
Lateral Hardening | Lateral Hardening-Fuse-10688330,1 | 13068 | 14392.0673 | 1294.1548 | 14986.6699 | 71363.6364 | 0.21 | 0.05947 | 1200000 | 13 | 1 | 0 | 0 | 0 | 1 | Lateral Hardening-Fuse-10688330 | 1500Million | Western | -1 | 3000
Lateral Hardening | Lateral Hardening-Fuse-92684414,1 | 13793 | 12713.2106 | 32087.6654 | 44188.7433 | 210454.5455 | 0.20997 | 0.17538 | 1200000 | 12 | 1 | 0 | 0 | 0 | 1 | Lateral Hardening-Fuse-92684414 | 1500Million | Eastern | -1 | 3000
Lateral Hardening | Lateral Hardening-Fuse-60006598,1 | 13092 | 19396.7255 | 26574.6696 | 45046.4649 | 214545.4545 | 0.20996 | 0.17879 | 1200000 | 31 | 1 | 0 | 0 | 0 | 1 | Lateral Hardening-Fuse-60006598 | 1500Million | Central | -1 | 3000
Lateral Hardening | Lateral Hardening-Fuse-92442011,1 | 13896 | 21571.8994 | 38378.0855 | 59000.4622 | 281136.3636 | 0.20986 | 0.23428 | 1200000 | 22 | 1 | 0 | 0 | 0 | 1 | Lateral Hardening-Fuse-92442011 | 1500Million | South Hillsborough | -1 | 3000
Lateral Hardening | Lateral Hardening-Fuse-92895137,1 | 13854 | 3641.4992 | 11718.3695 | 15164.3958 | 72272.7273 | 0.20982 | 0.060227 | 1200000 | 4 | 1 | 0 | 0 | 0 | 1 | Lateral Hardening-Fuse-92895137 | 1500Million | Plant City | -1 | 3000
Lateral Hardening | Lateral Hardening-Fuse-10487450,1 | 13458 | 36912.9042 | 97199.6787 | 139285.0265 | 663863.6364 | 0.20981 | 0.55322 | 1200000 | 24 | 1 | 0 | 0 | 0 | 1 | Lateral Hardening-Fuse-10487450 | 1500Million | Eastern | -1 | 3000
Lateral Hardening | Lateral Hardening-Fuse-92662351,1 | 13118 | 11411.5309 | 14503.6193 | 25314.9417 | 120681.8182 | 0.20977 | 0.10057 | 1200000 | 15 | 1 | 0 | 0 | 0 | 1 | Lateral Hardening-Fuse-92662351 | 1500Million | Winter Haven | -1 | 3000
Lateral Hardening | Lateral Hardening-Fuse-92732437,1 | 13961 | 24466.8503 | 27045.386 | 50376.474 | 240227.2727 | 0.2097 | 0.20019 | 1200000 | 23 | 1 | 0 | 0 | 0 | 1 | Lateral Hardening-Fuse-92732437 | 1500Million | Plant City | -1 | 3000
Lateral Hardening | Lateral Hardening-Fuse-60344578,2 | 13506 | 7885.6057 | 81618.0307 | 88405.6422 | 421636.3636 | 0.20967 | 0.4392 | 960000 | 4 | 2 | 8 | 1 | 7 | 10 | Lateral Hardening-Fuse-60344578, Lateral Hardening-Fuse-93235832 | 1500Million | Eastern | -1 | 3000
Lateral Hardening | Lateral Hardening-Fuse-60065132,1 | 13028 | 15879.7243 | 18997.3358 | 34144.7481 | 162954.5455 | 0.20954 | 0.1358 | 1200000 | 24 | 1 | 0 | 0 | 0 | 1 | Lateral Hardening-Fuse-60065132 | 1500Million | Central | -1 | 3000
Lateral Hardening | Lateral Hardening-Fuse-10745591,1 | 13431 | 8789.3549 | 33766.4887 | 41562.496 | 198409.0909 | 0.20948 | 0.16534 | 1200000 | 6 | 1 | 1 | 0 | 1 | 2 | Lateral Hardening-Fuse-10745591 | 1500Million | Dade City | -1 | 3000
Lateral Hardening | Lateral Hardening-Fuse-10482609,1 | 13457 | 4157.0747 | 9035.6757 | 19945.8055 | 95227.2727 | 0.20945 | 0.079356 | 1200000 | 10 | 1 | 0 | 0 | 0 | 1 | Lateral Hardening-Fuse-10482609 | 1500Million | Eastern | -1 | 3000
Lateral Hardening | Lateral Hardening-Fuse-92007505,1 | 13479 | 3418.3951 | 21572.7086 | 24705.5067 | 117954.5455 | 0.20945 | 0.098295 | 1200000 | 3 | 1 | 0 | 0 | 0 | 1 | Lateral Hardening-Fuse-92007505 | 1500Million | Winter Haven | -1 | 3000
Lateral Hardening | Lateral Hardening-Fuse-92606153,1 | 13390 | 8481.8407 | 8404.3642 | 16415.1264 | 78409.0909 | 0.20935 | 0.065341 | 1200000 | 16 | 1 | 0 | 0 | 0 | 1 | Lateral Hardening-Fuse-92606153 | 1500Million | Plant City | -1 | 3000
Lateral Hardening | Lateral Hardening-Fuse-93155106,1 | 14355 | 0 | 163926.7522 | 159012.1289 | 759545.4545 | 0.20935 | 0.63295 | 1200000 | 890 | 1 | 10 | 0 | 10 | 11 | Lateral Hardening-Fuse-93155106 | 1500Million | Eastern | -1 | 3000
Lateral Hardening | Lateral Hardening-Fuse-10148007,2 | 13150 | 29860.4456 | 23593.3764 | 51979.6889 | 248363.6364 | 0.20929 | 0.25871 | 960000 | 37 | 2 | 1 | 0 | 1 | 3 | Lateral Hardening-Fuse-10148007, Lateral Hardening-Fuse-10148010 | 1500Million | Winter Haven | -1 | 3000
Lateral Hardening | Lateral Hardening-Fuse-92921046,1 | 13883 | 0 | 28087.7006 | 27966.399 | 133636.3636 | 0.20927 | 0.11136 | 1200000 | 2 | 1 | 1 | 0 | 1 | 2 | Lateral Hardening-Fuse-92921046 | 1500Million | Eastern | -1 | 3000
Lateral Hardening | Lateral Hardening-Fuse-10005887,1 | 13183 | 6088.9458 | 12516.4857 | 19688.4228 | 94090.9091 | 0.20925 | 0.078409 | 1200000 | 9 | 1 | 0 | 0 | 0 | 1 | Lateral Hardening-Fuse-10005887 | 1500Million | Central | -1 | 3000
Lateral Hardening | Lateral Hardening-Fuse-91260259,1 | 13326 | 44378.0592 | 12968.2254 | 55020.2508 | 262954.5455 | 0.20924 | 0.21913 | 1200000 | 7 | 1 | 1 | 0 | 1 | 2 | Lateral Hardening-Fuse-91260259 | 1500Million | Eastern | -1 | 3000
Lateral Hardening | Lateral Hardening-Fuse-91845621,1 | 13006 | 0 | 57459.0587 | 56444.4836 | 269772.7273 | 0.20923 | 0.22481 | 1200000 |  | 1 | 0 | 0 | 0 | 1 | Lateral Hardening-Fuse-91845621 | 1500Million | Dade City | -1 | 3000
Lateral Hardening | Lateral Hardening-Fuse-10198086,1 | 13334 | 18664.6618 | 42284.4131 | 60102.567 | 287272.7273 | 0.20922 | 0.23939 | 1200000 | 22 | 1 | 0 | 0 | 0 | 1 | Lateral Hardening-Fuse-10198086 | 1500Million | Western | -1 | 3000
Lateral Hardening | Lateral Hardening-Fuse-10846409,1 | 13109 | 4440.5003 | 14040.3975 | 28613.2176 | 136818.1818 | 0.20913 | 0.11402 | 1200000 | 6 | 1 | 0 | 0 | 0 | 1 | Lateral Hardening-Fuse-10846409 | 1500Million | Western | -1 | 3000
Lateral Hardening | Lateral Hardening-Fuse-60229814,1 | 13840 | 9752.3594 | 39651.365 | 50840.6923 | 243181.8182 | 0.20906 | 0.20265 | 1200000 | 8 | 1 | 0 | 0 | 0 | 1 | Lateral Hardening-Fuse-60229814 | 1500Million | Central | -1 | 3000
Lateral Hardening | Lateral Hardening-Fuse-93273343,1 | 13213 | 0 | 66321.9388 | 65089.5223 | 311363.6364 | 0.20905 | 0.25947 | 1200000 | 1 | 1 | 1 | 0 | 1 | 2 | Lateral Hardening-Fuse-93273343 | 1500Million | Eastern | -1 | 3000
Lateral Hardening | Lateral Hardening-Fuse-90526758,1 | 13199 | 5002.7202 | 10483.1639 | 15145.4981 | 72500 | 0.2089 | 0.060417 | 1200000 | 11 | 1 | 0 | 0 | 0 | 1 | Lateral Hardening-Fuse-90526758 | 1500Million | Western | -1 | 3000
Lateral Hardening | Lateral Hardening-Fuse-10567771,1 | 13370 | 0 | 20344.9176 | 20268.1726 | 97045.4545 | 0.20885 | 0.080871 | 1200000 | 7 | 1 | 1 | 0 | 1 | 2 | Lateral Hardening-Fuse-10567771 | 1500Million | Winter Haven | -1 | 3000
Lateral Hardening | Lateral Hardening-Fuse-10379988,1 | 13187 | 22260.9882 | 27073.5972 | 48409.4926 | 231818.1818 | 0.20883 | 0.19318 | 1200000 | 29 | 1 | 0 | 0 | 0 | 1 | Lateral Hardening-Fuse-10379988 | 1500Million | Central | -1 | 3000
Lateral Hardening | Lateral Hardening-Fuse-10512792,1 | 14110 | 16670.0749 | 12408.0091 | 28469.5318 | 136363.6364 | 0.20878 | 0.11364 | 1200000 | 18 | 1 | 1 | 0 | 1 | 2 | Lateral Hardening-Fuse-10512792 | 1500Million | Eastern | -1 | 3000
Lateral Hardening | Lateral Hardening-Fuse-92390017,1 | 13910 | 8352.6816 | 24766.5941 | 32402.988 | 155227.2727 | 0.20875 | 0.12936 | 1200000 | 6 | 1 | 0 | 0 | 0 | 1 | Lateral Hardening-Fuse-92390017 | 1500Million | Eastern | -1 | 3000
Lateral Hardening | Lateral Hardening-Fuse-90185157,1 | 13895 | 0 | 32716.114 | 32585.9771 | 156136.3636 | 0.2087 | 0.13011 | 1200000 | 12 | 1 | 0 | 0 | 0 | 1 | Lateral Hardening-Fuse-90185157 | 1500Million | Western | -1 | 3000
Lateral Hardening | Lateral Hardening-Fuse-10696463,1 | 13961 | 3142.4815 | 44295.3987 | 46573.1582 | 223181.8182 | 0.20868 | 0.18598 | 1200000 | 2 | 1 | 0 | 0 | 0 | 1 | Lateral Hardening-Fuse-10696463 | 1500Million | Plant City | -1 | 3000
Lateral Hardening | Lateral Hardening-Fuse-60131251,2 | 13722 | 0 | 114255.3801 | 114285.1856 | 548181.8182 | 0.20848 | 0.57102 | 960000 | 5 | 2 | 0 | 0 | 0 | 2 | Lateral Hardening-Fuse-60131251, Lateral Hardening-Fuse-91358234 | 1500Million | Plant City | -1 | 3000
Lateral Hardening | Lateral Hardening-Fuse-93058023,2 | 13593 | 29664.9242 | 38126.7959 | 66372.2569 | 318363.6364 | 0.20848 | 0.33163 | 960000 | 25 | 2 | 0 | 0 | 0 | 2 | Lateral Hardening-Fuse-93058023, Lateral Hardening-Fuse-93058022 | 1500Million | Central | -1 | 3000
Lateral Hardening | Lateral Hardening-Fuse-93320240,1 | 13723 | 9780.4218 | 39954.6612 | 48831.8904 | 234318.1818 | 0.2084 | 0.19527 | 1200000 | 7 | 1 | 0 | 0 | 0 | 1 | Lateral Hardening-Fuse-93320240 | 1500Million | Plant City | -1 | 3000
Lateral Hardening | Lateral Hardening-Fuse-10544611,1 | 13213 | 1352.0853 | 10798.954 | 11978.5805 | 57500 | 0.20832 | 0.047917 | 1200000 | 2 | 1 | 0 | 0 | 0 | 1 | Lateral Hardening-Fuse-10544611 | 1500Million | Eastern | -1 | 3000
Lateral Hardening | Lateral Hardening-Fuse-92874499,1 | 13112 | 13039.7656 | 16572.162 | 29018.8648 | 139318.1818 | 0.20829 | 0.1161 | 1200000 | 19 | 1 | 0 | 0 | 0 | 1 | Lateral Hardening-Fuse-92874499 | 1500Million | Western | -1 | 3000
Lateral Hardening | Lateral Hardening-Fuse-60425883,1 | 13201 | 22122.7171 | 916.5531 | 21960.2281 | 105454.5455 | 0.20824 | 0.087879 | 1200000 | 62 | 1 | 0 | 0 | 0 | 1 | Lateral Hardening-Fuse-60425883 | 1500Million | Western | -1 | 3000
Lateral Hardening | Lateral Hardening-Fuse-91665698,2 | 13330 | 13267.9493 | 16884.1775 | 30132.2014 | 144727.2727 | 0.2082 | 0.15076 | 960000 | 14 | 2 | 0 | 0 | 0 | 2 | Lateral Hardening-Fuse-91665698, Lateral Hardening-Fuse-10753385 | 1500Million | Dade City | -1 | 3000
Lateral Hardening | Lateral Hardening-Fuse-60015715,4 | 13120 | 16512.0566 | 234946.6162 | 246875.1668 | 1186000 | 0.20816 | 1.2354 | 960000 | 252 | 4 | 11 | 0 | 11 | 15 | Lateral Hardening-Fuse-60015715, Lateral Hardening-Fuse-91646305, Lateral Hardening-Fuse-60015748, Lateral Hardening-Fuse-60015764 | 1500Million | Plant City | -1 | 3000
Lateral Hardening | Lateral Hardening-Fuse-92309101,1 | 13030 | 9480.4125 | 45444.7915 | 54262.5473 | 260681.8182 | 0.20816 | 0.21723 | 1200000 | 8 | 1 | 0 | 0 | 0 | 1 | Lateral Hardening-Fuse-92309101 | 1500Million | Winter Haven | -1 | 3000
Lateral Hardening | Lateral Hardening-Fuse-91218352,1 | 13298 | 20318.093 | 3114.3178 | 31967.7245 | 153636.3636 | 0.20807 | 0.12803 | 1200000 | 3 | 1 | 0 | 0 | 0 | 1 | Lateral Hardening-Fuse-91218352 | 1500Million | Winter Haven | -1 | 3000
Lateral Hardening | Lateral Hardening-Fuse-92829446,1 | 13390 | 9365.9442 | 55106.4461 | 63397.596 | 304772.7273 | 0.20802 | 0.25398 | 1200000 | 7 | 1 | 0 | 0 | 0 | 1 | Lateral Hardening-Fuse-92829446 | 1500Million | Plant City | -1 | 3000
Lateral Hardening | Lateral Hardening-Fuse-10679310,2 | 13807 | 19645.9111 | 106472.5473 | 124256.448 | 597818.1818 | 0.20785 | 0.62273 | 960000 | 9 | 2 | 0 | 0 | 0 | 2 | Lateral Hardening-Fuse-10679310, Lateral Hardening-Fuse-90279599 | 1500Million | Plant City | -1 | 3000
Lateral Hardening | Lateral Hardening-Fuse-60211558,1 | 13659 | 0 | 86869.042 | 84403.4892 | 406136.3636 | 0.20782 | 0.33845 | 1200000 | 1 | 1 | 0 | 0 | 0 | 1 | Lateral Hardening-Fuse-60211558 | 1500Million | Winter Haven | -1 | 3000
Lateral Hardening | Lateral Hardening-Fuse-10454008,1 | 13130 | 2229.4822 | 10025.7035 | 12983.8892 | 62500 | 0.20774 | 0.052083 | 1200000 | 3 | 1 | 0 | 0 | 0 | 1 | Lateral Hardening-Fuse-10454008 | 1500Million | Eastern | -1 | 3000
Lateral Hardening | Lateral Hardening-Fuse-90112369,1 | 13896 | 33667.5848 | 3405.1655 | 35426.1357 | 170681.8182 | 0.20756 | 0.14223 | 1200000 | 25 | 1 | 0 | 0 | 0 | 1 | Lateral Hardening-Fuse-90112369 | 1500Million | South Hillsborough | -1 | 3000
Lateral Hardening | Lateral Hardening-Fuse-10605136,1 | 13924 | 16094.3365 | 21815.7628 | 37114.1548 | 178863.6364 | 0.2075 | 0.14905 | 1200000 | 25 | 1 | 0 | 0 | 0 | 1 | Lateral Hardening-Fuse-10605136 | 1500Million | Winter Haven | -1 | 3000
Lateral Hardening | Lateral Hardening-Fuse-10087605,1 | 13389 | 1851.3875 | 17347.0562 | 19097.5994 | 92045.4545 | 0.20748 | 0.076705 | 1200000 | 2 | 1 | 0 | 0 | 0 | 1 | Lateral Hardening-Fuse-10087605 | 1500Million | Plant City | -1 | 3000
Lateral Hardening | Lateral Hardening-Fuse-92646111,1 | 13118 | 0 | 15546.976 | 15510.0519 | 74772.7273 | 0.20743 | 0.062311 | 1200000 | 2 | 1 | 1 | 0 | 1 | 2 | Lateral Hardening-Fuse-92646111 | 1500Million | Winter Haven | -1 | 3000
Lateral Hardening | Lateral Hardening-Fuse-91097545,1 | 13148 | 5290.4612 | 58105.4227 | 62645.0876 | 302045.4545 | 0.2074 | 0.2517 | 1200000 | 4 | 1 | 0 | 0 | 0 | 1 | Lateral Hardening-Fuse-91097545 | 1500Million | Plant City | -1 | 3000
Lateral Hardening | Lateral Hardening-Fuse-91371504,1 | 13942 | 11455.0717 | 505.1243 | 11403.7027 | 55000 | 0.20734 | 0.045833 | 1200000 | 5 | 1 | 1 | 1 | 0 | 2 | Lateral Hardening-Fuse-91371504 | 1500Million | Central | -1 | 3000
Lateral Hardening | Lateral Hardening-Fuse-10255344,1 | 13586 | 9690.134 | 50613.3895 | 60482.8449 | 291818.1818 | 0.20726 | 0.24318 | 1200000 | 7 | 1 | 1 | 0 | 1 | 2 | Lateral Hardening-Fuse-10255344 | 1500Million | Western | -1 | 3000
Lateral Hardening | Lateral Hardening-Fuse-92087068,1 | 13030 | 3206.4201 | 21028.1505 | 23897.3905 | 115454.5455 | 0.20699 | 0.096212 | 1200000 | 5 | 1 | 0 | 0 | 0 | 1 | Lateral Hardening-Fuse-92087068 | 1500Million | Winter Haven | -1 | 3000
Lateral Hardening | Lateral Hardening-Fuse-60315845,1 | 13304 | 0 | 22444.4937 | 32739.0782 | 158181.8182 | 0.20697 | 0.13182 | 1200000 | 2 | 1 | 1 | 1 | 0 | 2 | Lateral Hardening-Fuse-60315845 | 1500Million | South Hillsborough | -1 | 3000
Lateral Hardening | Lateral Hardening-Fuse-93445864,1 | 13340 | 0 | 29341.6305 | 29117.0559 | 140681.8182 | 0.20697 | 0.11723 | 1200000 |  | 1 | 0 | 0 | 0 | 1 | Lateral Hardening-Fuse-93445864 | 1500Million | South Hillsborough | -1 | 3000
Lateral Hardening | Lateral Hardening-Fuse-60192932,1 | 13278 | 23361.1445 | 942.8708 | 23189.9873 | 112045.4545 | 0.20697 | 0.093371 | 1200000 | 7 | 1 | 0 | 0 | 0 | 1 | Lateral Hardening-Fuse-60192932 | 1500Million | Winter Haven | -1 | 3000
Lateral Hardening | Lateral Hardening-Fuse-10162076,1 | 13142 | 9877.4752 | 965.2243 | 10348.1116 | 50000 | 0.20696 | 0.020833 | 2400000 | 3 | 1 | 0 | 0 | 0 | 1 | Lateral Hardening-Fuse-10162076 | 1500Million | Western | -1 | 3000
Lateral Hardening | Lateral Hardening-Fuse-10635148,1 | 13242 | 1402.0478 | 53115.2937 | 53856.8509 | 260227.2727 | 0.20696 | 0.21686 | 1200000 | 1 | 1 | 0 | 0 | 0 | 1 | Lateral Hardening-Fuse-10635148 | 1500Million | Plant City | -1 | 3000
Lateral Hardening | Lateral Hardening-Fuse-91250642,1 | 13585 | 0 | 32204.0208 | 32024.7971 | 154772.7273 | 0.20691 | 0.12898 | 1200000 | 15 | 1 | 0 | 0 | 0 | 1 | Lateral Hardening-Fuse-91250642 | 1500Million | Western | -1 | 3000
Lateral Hardening | Lateral Hardening-Fuse-90559863,1 | 13170 | 0 | 30683.5557 | 30424.0509 | 147045.4545 | 0.2069 | 0.12254 | 1200000 | 1 | 1 | 1 | 0 | 1 | 2 | Lateral Hardening-Fuse-90559863 | 1500Million | Eastern | -1 | 3000
Lateral Hardening | Lateral Hardening-Fuse-92483701,1 | 13962 | 57218.8338 | 30008.826 | 84029.3213 | 406136.3636 | 0.2069 | 0.33845 | 1200000 | 3 | 1 | 0 | 0 | 0 | 1 | Lateral Hardening-Fuse-92483701 | 1500Million | Plant City | -1 | 3000
Lateral Hardening | Lateral Hardening-Fuse-92015693,1 | 13772 | 51163.8179 | 15859.3193 | 64508.4692 | 311818.1818 | 0.20688 | 0.25985 | 1200000 | 5 | 1 | 0 | 0 | 0 | 1 | Lateral Hardening-Fuse-92015693 | 1500Million | Winter Haven | -1 | 3000
Lateral Hardening | Lateral Hardening-Fuse-10071944,1 | 13305 | 4559.1266 | 35629.687 | 39728.43 | 192045.4545 | 0.20687 | 0.16004 | 1200000 | 4 | 1 | 0 | 0 | 0 | 1 | Lateral Hardening-Fuse-10071944 | 1500Million | South Hillsborough | -1 | 3000
Lateral Hardening | Lateral Hardening-Fuse-10662315,1 | 13473 | 20824.8825 | 21940.0881 | 41842.4898 | 202272.7273 | 0.20686 | 0.16856 | 1200000 | 24 | 1 | 0 | 0 | 0 | 1 | Lateral Hardening-Fuse-10662315 | 1500Million | Winter Haven | -1 | 3000
Lateral Hardening | Lateral Hardening-Fuse-91796302,1 | 13128 | 0 | 55663.7354 | 55152.2973 | 266818.1818 | 0.2067 | 0.22235 | 1200000 | 1 | 1 | 0 | 0 | 0 | 1 | Lateral Hardening-Fuse-91796302 | 1500Million | Eastern | -1 | 3000
Lateral Hardening | Lateral Hardening-Fuse-10324179,1 | 13889 | 0 | 21526.6848 | 21280.0793 | 102954.5455 | 0.20669 | 0.085795 | 1200000 | 9 | 1 | 0 | 0 | 0 | 1 | Lateral Hardening-Fuse-10324179 | 1500Million | Western | -1 | 3000
Lateral Hardening | Lateral Hardening-Fuse-10095552,1 | 13786 | 0 | 16645.2031 | 16580.5219 | 80227.2727 | 0.20667 | 0.066856 | 1200000 |  | 1 | 0 | 0 | 0 | 1 | Lateral Hardening-Fuse-10095552 | 1500Million | Plant City | -1 | 3000
Lateral Hardening | Lateral Hardening-Fuse-92529632,1 | 13210 | 17409.25 | 36360.404 | 52826.3084 | 255681.8182 | 0.20661 | 0.21307 | 1200000 | 18 | 1 | 0 | 0 | 0 | 1 | Lateral Hardening-Fuse-92529632 | 1500Million | Western | -1 | 3000
Lateral Hardening | Lateral Hardening-Fuse-10813098,1 | 13237 | 0 | 81850.2453 | 80245.4884 | 388636.3636 | 0.20648 | 0.32386 | 1200000 | 1 | 1 | 0 | 0 | 0 | 1 | Lateral Hardening-Fuse-10813098 | 1500Million | South Hillsborough | -1 | 3000
Lateral Hardening | Lateral Hardening-Fuse-93017876,1 | 13531 | 0 | 33690.9688 | 33550.6181 | 162500 | 0.20647 | 0.13542 | 1200000 | 4 | 1 | 0 | 0 | 0 | 1 | Lateral Hardening-Fuse-93017876 | 1500Million | Western | -1 | 3000
Lateral Hardening | Lateral Hardening-Fuse-10554582,1 | 13911 | 6048.1362 | 9502.2073 | 15249.68 | 73863.6364 | 0.20646 | 0.061553 | 1200000 | 7 | 1 | 0 | 0 | 0 | 1 | Lateral Hardening-Fuse-10554582 | 1500Million | Eastern | -1 | 3000
Lateral Hardening | Lateral Hardening-Fuse-10798761,1 | 14025 | 23001.3909 | 32096.0369 | 54184.9736 | 262500 | 0.20642 | 0.21875 | 1200000 | 26 | 1 | 0 | 0 | 0 | 1 | Lateral Hardening-Fuse-10798761 | 1500Million | South Hillsborough | -1 | 3000
Lateral Hardening | Lateral Hardening-Fuse-10686076,1 | 13808 | 4311.4942 | 26653.8958 | 30351.5795 | 147045.4545 | 0.20641 | 0.12254 | 1200000 | 3 | 1 | 0 | 0 | 0 | 1 | Lateral Hardening-Fuse-10686076 | 1500Million | Plant City | -1 | 3000
Lateral Hardening | Lateral Hardening-Fuse-92226173,18 | 13787 | 261866.5282 | 403130.8198 | 673196.3758 | 3263090.9091 | 0.20631 | 3.3991 | 960000 | 73 | 18 | 1 | 0 | 1 | 19 | Lateral Hardening-Fuse-92226173, Lateral Hardening-Fuse-10676268, Lateral Hardening-Fuse-90821455, Lateral Hardening-Fuse-90821472, Lateral Hardening-Fuse-10676300, Lateral Hardening-Fuse-92213343, Lateral Hardening-Fuse-92211821, Lateral Hardening-Fuse-92211811, Lateral Hardening-Fuse-90826552, Lateral Hardening-Fuse-90773669, Lateral Hardening-Fuse-90956104, Lateral Hardening-Fuse-60646569, Lateral Hardening-Fuse-90826567, Lateral Hardening-Fuse-10676280, Lateral Hardening-Fuse-92450114, Lateral Hardening-Fuse-92466402, Lateral Hardening-Fuse-92225997, Lateral Hardening-Fuse-10676270 | 1500Million | Plant City | -1 | 3000
Lateral Hardening | Lateral Hardening-Fuse-10071967,4 | 13305 | 24587.8769 | 114010.7119 | 136938.7532 | 664181.8182 | 0.20618 | 0.69186 | 960000 | 13 | 4 | 1 | 0 | 1 | 5 | Lateral Hardening-Fuse-10071967, Lateral Hardening-Fuse-60540624, Lateral Hardening-Fuse-92585734, Lateral Hardening-Fuse-10072003 | 1500Million | South Hillsborough | -1 | 3000
Lateral Hardening | Lateral Hardening-Fuse-60510256,1 | 13166 | 10643.1642 | 177.3598 | 10306.5407 | 50000 | 0.20613 | 0.010985 | 4551724.1379 | 61 | 1 | 1 | 1 | 0 | 2 | Lateral Hardening-Fuse-60510256 | 1500Million | Western | -1 | 3000
Lateral Hardening | Lateral Hardening-Fuse-92822055,1 | 14111 | 13046.8597 | 48553.5278 | 60614.3284 | 294090.9091 | 0.20611 | 0.24508 | 1200000 | 11 | 1 | 0 | 0 | 0 | 1 | Lateral Hardening-Fuse-92822055 | 1500Million | Eastern | -1 | 3000
Lateral Hardening | Lateral Hardening-Fuse-92669228,1 | 13458 | 7861.5815 | 41532.0358 | 48549.3426 | 235681.8182 | 0.206 | 0.1964 | 1200000 | 6 | 1 | 0 | 0 | 0 | 1 | Lateral Hardening-Fuse-92669228 | 1500Million | Eastern | -1 | 3000
Lateral Hardening | Lateral Hardening-Fuse-91094070,1 | 13115 | 10017.9348 | 38514.996 | 48818.1407 | 237045.4545 | 0.20594 | 0.19754 | 1200000 | 7 | 1 | 0 | 0 | 0 | 1 | Lateral Hardening-Fuse-91094070 | 1500Million | Winter Haven | -1 | 3000
Lateral Hardening | Lateral Hardening-Fuse-10556619,1 | 13298 | 10706.7358 | 197760.57 | 203477.0122 | 988636.3636 | 0.20582 | 0.82386 | 1200000 | 6 | 1 | 0 | 0 | 0 | 1 | Lateral Hardening-Fuse-10556619 | 1500Million | Winter Haven | -1 | 3000
Lateral Hardening | Lateral Hardening-Fuse-10299747,1 | 13747 | 0 | 54457.9166 | 53947.3284 | 262272.7273 | 0.20569 | 0.21856 | 1200000 | 8 | 1 | 1 | 0 | 1 | 2 | Lateral Hardening-Fuse-10299747 | 1500Million | Western | -1 | 3000
Lateral Hardening | Lateral Hardening-Fuse-60233900,1 | 13109 | 3653.9967 | 6867.3637 | 10279.3052 | 50000 | 0.20559 | 0.040909 | 1222222.2222 | 10 | 1 | 0 | 0 | 0 | 1 | Lateral Hardening-Fuse-60233900 | 1500Million | Western | -1 | 3000
Lateral Hardening | Lateral Hardening-Fuse-92418666,1 | 13330 | 84216.3164 | 62337.4288 | 142975.627 | 695681.8182 | 0.20552 | 0.57973 | 1200000 | 3 | 1 | 0 | 0 | 0 | 1 | Lateral Hardening-Fuse-92418666 | 1500Million | Dade City | -1 | 3000
Lateral Hardening | Lateral Hardening-Fuse-10605201,1 | 13924 | 130753.3233 | 110816.5836 | 236258.5037 | 1150000 | 0.20544 | 0.95833 | 1200000 | 40 | 1 | 0 | 0 | 0 | 1 | Lateral Hardening-Fuse-10605201 | 1500Million | Winter Haven | -1 | 3000
Lateral Hardening | Lateral Hardening-Fuse-92906099,1 | 13826 | 10193.0335 | 568.8641 | 10267.8353 | 50000 | 0.20536 | 0.030303 | 1650000 | 9 | 1 | 0 | 0 | 0 | 1 | Lateral Hardening-Fuse-92906099 | 1500Million | Central | -1 | 3000
Lateral Hardening | Lateral Hardening-Fuse-60077913,1 | 13153 | 2140.6689 | 8982.8743 | 13253.8797 | 64545.4545 | 0.20534 | 0.053788 | 1200000 | 3 | 1 | 0 | 0 | 0 | 1 | Lateral Hardening-Fuse-60077913 | 1500Million | Winter Haven | -1 | 3000
Lateral Hardening | Lateral Hardening-Fuse-10686144,1 | 13808 | 2834.283 | 13395.2355 | 16051.2371 | 78181.8182 | 0.20531 | 0.065152 | 1200000 | 3 | 1 | 0 | 0 | 0 | 1 | Lateral Hardening-Fuse-10686144 | 1500Million | Plant City | -1 | 3000
Lateral Hardening | Lateral Hardening-Fuse-10162600,1 | 13031 | 22559.6825 | 35905.6724 | 57389.4155 | 279545.4545 | 0.2053 | 0.23295 | 1200000 | 26 | 1 | 0 | 0 | 0 | 1 | Lateral Hardening-Fuse-10162600 | 1500Million | Winter Haven | -1 | 3000
Lateral Hardening | Lateral Hardening-Fuse-90852522,1 | 13097 | 1575.7202 | 28903.6699 | 30037.742 | 146363.6364 | 0.20523 | 0.12197 | 1200000 | 1 | 1 | 0 | 0 | 0 | 1 | Lateral Hardening-Fuse-90852522 | 1500Million | Central | -1 | 3000
Lateral Hardening | Lateral Hardening-Fuse-10271832,1 | 13621 | 25083.3648 | 61415.4513 | 85813.1508 | 418181.8182 | 0.20521 | 0.34848 | 1200000 | 17 | 1 | 0 | 0 | 0 | 1 | Lateral Hardening-Fuse-10271832 | 1500Million | Western | -1 | 3000
Lateral Hardening | Lateral Hardening-Fuse-10608742,1 | 13921 | 11389.8772 | 29179.1869 | 39685.3588 | 193409.0909 | 0.20519 | 0.16117 | 1200000 | 19 | 1 | 0 | 0 | 0 | 1 | Lateral Hardening-Fuse-10608742 | 1500Million | Winter Haven | -1 | 3000
Lateral Hardening | Lateral Hardening-Fuse-92448128,1 | 14050 | 24015.4855 | 195380.8438 | 213974.0878 | 1042954.5455 | 0.20516 | 0.86913 | 1200000 | 16 | 1 | 0 | 0 | 0 | 1 | Lateral Hardening-Fuse-92448128 | 1500Million | Plant City | -1 | 3000
Lateral Hardening | Lateral Hardening-Fuse-60203518,1 | 13439 | 8105.5242 | 23977.4213 | 31423.3232 | 153181.8182 | 0.20514 | 0.12765 | 1200000 | 15 | 1 | 0 | 0 | 0 | 1 | Lateral Hardening-Fuse-60203518 | 1500Million | South Hillsborough | -1 | 3000
Lateral Hardening | Lateral Hardening-Fuse-92629658,1 | 13303 | 4458.3769 | 21538.8079 | 25686.0469 | 125227.2727 | 0.20512 | 0.10436 | 1200000 | 4 | 1 | 0 | 0 | 0 | 1 | Lateral Hardening-Fuse-92629658 | 1500Million | South Hillsborough | -1 | 3000
Lateral Hardening | Lateral Hardening-Fuse-10679360,1 | 13807 | 1088.6561 | 26586.3663 | 28665.1776 | 139772.7273 | 0.20508 | 0.11648 | 1200000 | 1 | 1 | 0 | 0 | 0 | 1 | Lateral Hardening-Fuse-10679360 | 1500Million | Plant City | -1 | 3000
Lateral Hardening | Lateral Hardening-Fuse-91008297,1 | 13656 | 26950.8491 | 30683.0902 | 62155.0656 | 303181.8182 | 0.20501 | 0.25265 | 1200000 | 32 | 1 | 0 | 0 | 0 | 1 | Lateral Hardening-Fuse-91008297 | 1500Million | Plant City | -1 | 3000
Lateral Hardening | Lateral Hardening-Fuse-92890866,1 | 13509 | 10458.8603 | 28771.2413 | 38656.637 | 188636.3636 | 0.20493 | 0.1572 | 1200000 | 10 | 1 | 0 | 0 | 0 | 1 | Lateral Hardening-Fuse-92890866 | 1500Million | Eastern | -1 | 3000
Lateral Hardening | Lateral Hardening-Fuse-60200364,1 | 13254 | 1705.6069 | 9356.973 | 10898.2227 | 53181.8182 | 0.20492 | 0.044318 | 1200000 | 3 | 1 | 0 | 0 | 0 | 1 | Lateral Hardening-Fuse-60200364 | 1500Million | South Hillsborough | -1 | 3000
Lateral Hardening | Lateral Hardening-Fuse-93062151,1 | 13813 | 693.7212 | 11149.8125 | 11687.1211 | 57045.4545 | 0.20487 | 0.047538 | 1200000 | 1 | 1 | 0 | 0 | 0 | 1 | Lateral Hardening-Fuse-93062151 | 1500Million | Dade City | -1 | 3000
Lateral Hardening | Lateral Hardening-Fuse-10676170,1 | 14123 | 2789.5184 | 32190.7278 | 35849.9028 | 175000 | 0.20486 | 0.14583 | 1200000 | 2 | 1 | 0 | 0 | 0 | 1 | Lateral Hardening-Fuse-10676170 | 1500Million | Plant City | -1 | 3000
Lateral Hardening | Lateral Hardening-Fuse-91266363,1 | 13298 | 2307.2997 | 326336.0949 | 331519.6778 | 1618636.3636 | 0.20481 | 1.3489 | 1200000 | 1 | 1 | 0 | 0 | 0 | 1 | Lateral Hardening-Fuse-91266363 [ 2029 ] | 1500Million | Winter Haven | -1 | 3000
Lateral Hardening | Lateral Hardening-Fuse-60124037,1 | 13218 | 7904.5216 | 18783.1106 | 26343.2387 | 128636.3636 | 0.20479 | 0.1072 | 1200000 | 8 | 1 | 0 | 0 | 0 | 1 | Lateral Hardening-Fuse-60124037 | 1500Million | Western | -1 | 3000
Lateral Hardening | Lateral Hardening-Fuse-91750986,1 | 13371 | 6446.4975 | 16223.0237 | 23914.0904 | 116818.1818 | 0.20471 | 0.097348 | 1200000 | 11 | 1 | 0 | 0 | 0 | 1 | Lateral Hardening-Fuse-91750986 | 1500Million | Winter Haven | -1 | 3000
Lateral Hardening | Lateral Hardening-Fuse-10759922,1 | 13331 | 9419.874 | 56563.9912 | 70056.2354 | 342272.7273 | 0.20468 | 0.28523 | 1200000 | 6 | 1 | 0 | 0 | 0 | 1 | Lateral Hardening-Fuse-10759922 | 1500Million | Dade City | -1 | 3000
Lateral Hardening | Lateral Hardening-Fuse-91441944,1 | 13889 | 9109.0698 | 27538.5614 | 35986.654 | 175909.0909 | 0.20458 | 0.14659 | 1200000 | 7 | 1 | 0 | 0 | 0 | 1 | Lateral Hardening-Fuse-91441944 | 1500Million | Western | -1 | 3000
Lateral Hardening | Lateral Hardening-Fuse-10477201,2 | 13326 | 0 | 96852.8056 | 100737.1995 | 492909.0909 | 0.20437 | 0.51345 | 960000 | 7 | 2 | 0 | 0 | 0 | 2 | Lateral Hardening-Fuse-10477201, Lateral Hardening-Fuse-10477198 | 1500Million | Eastern | -1 | 3000
Lateral Hardening | Lateral Hardening-Fuse-10866793,1 | 13227 | 12274.283 | 17084.3799 | 28825.8114 | 141136.3636 | 0.20424 | 0.11761 | 1200000 | 12 | 1 | 0 | 0 | 0 | 1 | Lateral Hardening-Fuse-10866793 | 1500Million | Eastern | -1 | 3000
Lateral Hardening | Lateral Hardening-Fuse-91897082,1 | 13400 | 34945.3958 | 4114.3107 | 37266.1825 | 182500 | 0.2042 | 0.15208 | 1200000 | 16 | 1 | 0 | 0 | 0 | 1 | Lateral Hardening-Fuse-91897082 | 1500Million | Central | -1 | 3000
Lateral Hardening | Lateral Hardening-Fuse-92868442,1 | 13460 | 5697.945 | 4838.9322 | 10209.2727 | 50000 | 0.20419 | 0.037689 | 1326633.1658 | 14 | 1 | 0 | 0 | 0 | 1 | Lateral Hardening-Fuse-92868442 | 1500Million | Eastern | -1 | 3000
Lateral Hardening | Lateral Hardening-Fuse-92100350,1 | 13450 | 3696.7974 | 19534.7632 | 23059.812 | 112954.5455 | 0.20415 | 0.094129 | 1200000 | 4 | 1 | 0 | 0 | 0 | 1 | Lateral Hardening-Fuse-92100350 | 1500Million | Western | -1 | 3000
Lateral Hardening | Lateral Hardening-Fuse-10566561,1 | 13289 | 11284.479 | 1659.3215 | 20459.7068 | 100227.2727 | 0.20413 | 0.083523 | 1200000 | 8 | 1 | 0 | 0 | 0 | 1 | Lateral Hardening-Fuse-10566561 | 1500Million | Winter Haven | -1 | 3000
Lateral Hardening | Lateral Hardening-Fuse-91108664,1 | 13373 | 7254.9771 | 10516.0027 | 17439.7608 | 85454.5455 | 0.20408 | 0.071212 | 1200000 | 9 | 1 | 0 | 0 | 0 | 1 | Lateral Hardening-Fuse-91108664 | 1500Million | Winter Haven | -1 | 3000
Lateral Hardening | Lateral Hardening-Fuse-60226850,1 | 13649 | 1106.5985 | 8642.6555 | 10201.0142 | 50000 | 0.20402 | 0.040909 | 1222222.2222 | 2 | 1 | 0 | 0 | 0 | 1 | Lateral Hardening-Fuse-60226850 | 1500Million | South Hillsborough | -1 | 3000
Lateral Hardening | Lateral Hardening-Fuse-93356958,1 | 13298 | 63518.935 | 43851.7596 | 103988.3022 | 509772.7273 | 0.20399 | 0.42481 | 1200000 | 3 | 1 | 0 | 0 | 0 | 1 | Lateral Hardening-Fuse-93356958 | 1500Million | Winter Haven | -1 | 3000
Lateral Hardening | Lateral Hardening-Fuse-10147351,1 | 13358 | 18708.2602 | 21423.7981 | 39166.994 | 192045.4545 | 0.20395 | 0.16004 | 1200000 | 25 | 1 | 0 | 0 | 0 | 1 | Lateral Hardening-Fuse-10147351 | 1500Million | Western | -1 | 3000
Lateral Hardening | Lateral Hardening-Fuse-90813723,1 | 13605 | 45698.2955 | 11617.8334 | 55018.367 | 269772.7273 | 0.20394 | 0.22481 | 1200000 | 33 | 1 | 0 | 0 | 0 | 1 | Lateral Hardening-Fuse-90813723 | 1500Million | Western | -1 | 3000
Lateral Hardening | Lateral Hardening-Fuse-60161034,1 | 13910 | 1084.2292 | 19746.9083 | 21351.3393 | 104772.7273 | 0.20379 | 0.087311 | 1200000 | 1 | 1 | 1 | 0 | 1 | 2 | Lateral Hardening-Fuse-60161034 | 1500Million | Eastern | -1 | 3000
Lateral Hardening | Lateral Hardening-Fuse-92574041,1 | 13254 | 1889.1473 | 52846.9651 | 53228.99 | 261363.6364 | 0.20366 | 0.2178 | 1200000 | 1 | 1 | 0 | 0 | 0 | 1 | Lateral Hardening-Fuse-92574041 | 1500Million | South Hillsborough | -1 | 3000
Lateral Hardening | Lateral Hardening-Fuse-91241356,2 | 13124 | 37156.1887 | 67455.8672 | 102750.3189 | 504545.4545 | 0.20365 | 0.52557 | 960000 | 30 | 2 | 1 | 0 | 1 | 3 | Lateral Hardening-Fuse-91241356, Lateral Hardening-Fuse-10616479 | 1500Million | Plant City | -1 | 3000
Lateral Hardening | Lateral Hardening-Fuse-93363956,1 | 13656 | 0 | 17020.7173 | 16983.3682 | 83409.0909 | 0.20362 | 0.069508 | 1200000 |  | 1 | 0 | 0 | 0 | 1 | Lateral Hardening-Fuse-93363956 | 1500Million | Plant City | -1 | 3000
Lateral Hardening | Lateral Hardening-Fuse-10096999,1 | 13461 | 14153.6456 | 115826.4388 | 139307.5523 | 684545.4545 | 0.2035 | 0.57045 | 1200000 | 8 | 1 | 0 | 0 | 0 | 1 | Lateral Hardening-Fuse-10096999 | 1500Million | Eastern | -1 | 3000
Lateral Hardening | Lateral Hardening-Fuse-92682323,1 | 13805 | 39465.4616 | 130533.6958 | 165475.043 | 813863.6364 | 0.20332 | 0.67822 | 1200000 | 22 | 1 | 0 | 0 | 0 | 1 | Lateral Hardening-Fuse-92682323 | 1500Million | Plant City | -1 | 3000
Lateral Hardening | Lateral Hardening-Fuse-91151471,1 | 13426 | 13470.8519 | 589.8867 | 13438.1107 | 66136.3636 | 0.20319 | 0.055114 | 1200000 | 60 | 1 | 2 | 0 | 2 | 3 | Lateral Hardening-Fuse-91151471 | 1500Million | Western | -1 | 3000
Lateral Hardening | Lateral Hardening-Fuse-10916795,1 | 13805 | 1777.3787 | 15133.7133 | 17455.5407 | 85909.0909 | 0.20319 | 0.071591 | 1200000 | 2 | 1 | 1 | 0 | 1 | 2 | Lateral Hardening-Fuse-10916795 | 1500Million | Plant City | -1 | 3000
Lateral Hardening | Lateral Hardening-Fuse-10090751,1 | 13294 | 0 | 73082.6493 | 72177.1199 | 355454.5455 | 0.20306 | 0.29621 | 1200000 | 2 | 1 | 1 | 0 | 1 | 2 | Lateral Hardening-Fuse-10090751 | 1500Million | Winter Haven | -1 | 3000
Lateral Hardening | Lateral Hardening-Fuse-10271814,1 | 13677 | 915.2838 | 21271.1811 | 22097.0462 | 108863.6364 | 0.20298 | 0.09072 | 1200000 | 1 | 1 | 0 | 0 | 0 | 1 | Lateral Hardening-Fuse-10271814 | 1500Million | Western | -1 | 3000
Lateral Hardening | Lateral Hardening-Fuse-60634429,1 | 13485 | 20236.1817 | 797.8028 | 20061.0799 | 98863.6364 | 0.20292 | 0.082386 | 1200000 | 31 | 1 | 2 | 0 | 2 | 3 | Lateral Hardening-Fuse-60634429 | 1500Million | Western | -1 | 3000
Lateral Hardening | Lateral Hardening-Fuse-60262807,1 | 13330 | 2250.9397 | 15336.1148 | 17430.7643 | 85909.0909 | 0.2029 | 0.071591 | 1200000 | 3 | 1 | 0 | 0 | 0 | 1 | Lateral Hardening-Fuse-60262807 | 1500Million | Dade City | -1 | 3000
Lateral Hardening | Lateral Hardening-Fuse-10696469,1 | 13961 | 1694.1635 | 14229.4748 | 15831.9131 | 78181.8182 | 0.2025 | 0.065152 | 1200000 | 2 | 1 | 0 | 0 | 0 | 1 | Lateral Hardening-Fuse-10696469 | 1500Million | Plant City | -1 | 3000
Lateral Hardening | Lateral Hardening-Fuse-92885183,2 | 13710 | 32911.9123 | 97627.6684 | 128239.0237 | 633818.1818 | 0.20233 | 0.66023 | 960000 | 5 | 2 | 2 | 0 | 2 | 4 | Lateral Hardening-Fuse-92885183, Lateral Hardening-Fuse-92554262 | 1500Million | Eastern | -1 | 3000
Lateral Hardening | Lateral Hardening-Fuse-60525928,1 | 13008 | 0 | 135272.7037 | 132463.2884 | 655000 | 0.20223 | 0.54583 | 1200000 | 1 | 1 | 0 | 0 | 0 | 1 | Lateral Hardening-Fuse-60525928 [ 2029 ] | 1500Million | Plant City | -1 | 3000
Lateral Hardening | Lateral Hardening-Fuse-60037718,1 | 13189 | 0 | 180067.4304 | 178631.6288 | 883863.6364 | 0.2021 | 0.73655 | 1200000 | 47 | 1 | 4 | 0 | 4 | 5 | Lateral Hardening-Fuse-60037718 | 1500Million | Western | -1 | 3000
Lateral Hardening | Lateral Hardening-Fuse-60047144,1 | 13228 | 16662.264 | 36336.8542 | 52216.7469 | 258409.0909 | 0.20207 | 0.21534 | 1200000 | 18 | 1 | 0 | 0 | 0 | 1 | Lateral Hardening-Fuse-60047144 | 1500Million | Eastern | -1 | 3000
Lateral Hardening | Lateral Hardening-Fuse-10366527,1 | 13089 | 16735.9626 | 12216.7871 | 28151.9825 | 139318.1818 | 0.20207 | 0.1161 | 1200000 | 27 | 1 | 0 | 0 | 0 | 1 | Lateral Hardening-Fuse-10366527 | 1500Million | Central | -1 | 3000
Lateral Hardening | Lateral Hardening-Fuse-10758609,1 | 13004 | 22953.6628 | 141545.8618 | 163483.482 | 809545.4545 | 0.20194 | 0.67462 | 1200000 | 13 | 1 | 1 | 0 | 1 | 2 | Lateral Hardening-Fuse-10758609 | 1500Million | Dade City | -1 | 3000
Lateral Hardening | Lateral Hardening-Fuse-91820288,1 | 13880 | 10307.8761 | 274.8922 | 10096.4031 | 50000 | 0.20193 | 0.011742 | 4258064.5161 | 50 | 1 | 1 | 0 | 1 | 2 | Lateral Hardening-Fuse-91820288 | 1500Million | Eastern | -1 | 3000
Lateral Hardening | Lateral Hardening-Fuse-10457697,1 | 13229 | 0 | 53711.0454 | 53579.2083 | 265454.5455 | 0.20184 | 0.22121 | 1200000 | 1 | 1 | 1 | 0 | 1 | 2 | Lateral Hardening-Fuse-10457697 | 1500Million | Eastern | -1 | 3000
Lateral Hardening | Lateral Hardening-Fuse-92367410,1 | 14110 | 15040.5265 | 39540.6473 | 53209.0289 | 263636.3636 | 0.20183 | 0.2197 | 1200000 | 10 | 1 | 1 | 0 | 1 | 2 | Lateral Hardening-Fuse-92367410 | 1500Million | Eastern | -1 | 3000
Lateral Hardening | Lateral Hardening-Fuse-90106496,1 | 14024 | 8176.8028 | 10223.725 | 18008.3978 | 89318.1818 | 0.20162 | 0.074432 | 1200000 | 12 | 1 | 0 | 0 | 0 | 1 | Lateral Hardening-Fuse-90106496 | 1500Million | South Hillsborough | -1 | 3000
Lateral Hardening | Lateral Hardening-Fuse-10718203,4 | 13777 | 50619.8517 | 51062.8513 | 99262.9082 | 492363.6364 | 0.2016 | 0.51288 | 960000 | 28 | 4 | 0 | 0 | 0 | 4 | Lateral Hardening-Fuse-10718203, Lateral Hardening-Fuse-10718205, Lateral Hardening-Fuse-10718202, Lateral Hardening-Fuse-60188319 | 1500Million | South Hillsborough | -1 | 3000
Lateral Hardening | Lateral Hardening-Fuse-91992949,1 | 13745 | 19313.8205 | 26342.8814 | 44805.0066 | 222272.7273 | 0.20158 | 0.18523 | 1200000 | 19 | 1 | 0 | 0 | 0 | 1 | Lateral Hardening-Fuse-91992949 | 1500Million | Western | -1 | 3000
Lateral Hardening | Lateral Hardening-Fuse-92115626,1 | 13098 | 11104.135 | 27350.9819 | 37620.5268 | 186818.1818 | 0.20138 | 0.15568 | 1200000 | 8 | 1 | 0 | 0 | 0 | 1 | Lateral Hardening-Fuse-92115626 | 1500Million | Central | -1 | 3000
Lateral Hardening | Lateral Hardening-Fuse-92022285,1 | 13420 | 16188.9275 | 27170.7897 | 42558.8803 | 211363.6364 | 0.20135 | 0.17614 | 1200000 | 21 | 1 | 0 | 0 | 0 | 1 | Lateral Hardening-Fuse-92022285 | 1500Million | Central | -1 | 3000
Lateral Hardening | Lateral Hardening-Fuse-10075340,1 | 13656 | 1238.2142 | 24432.3973 | 25434.8337 | 126363.6364 | 0.20128 | 0.1053 | 1200000 | 1 | 1 | 0 | 0 | 0 | 1 | Lateral Hardening-Fuse-10075340 | 1500Million | Plant City | -1 | 3000
Lateral Hardening | Lateral Hardening-Fuse-10612085,1 | 13927 | 7596.6849 | 11987.8857 | 19119.7258 | 95000 | 0.20126 | 0.079167 | 1200000 | 12 | 1 | 0 | 0 | 0 | 1 | Lateral Hardening-Fuse-10612085 | 1500Million | Winter Haven | -1 | 3000
Lateral Hardening | Lateral Hardening-Fuse-60015398,1 | 13008 | 18442.9151 | 58275.7757 | 75659.3267 | 376136.3636 | 0.20115 | 0.31345 | 1200000 | 16 | 1 | 0 | 0 | 0 | 1 | Lateral Hardening-Fuse-60015398 | 1500Million | Plant City | -1 | 3000
Lateral Hardening | Lateral Hardening-Fuse-92687390,1 | 13793 | 3260.436 | 17492.8209 | 20563.8483 | 102272.7273 | 0.20107 | 0.085227 | 1200000 | 3 | 1 | 0 | 0 | 0 | 1 | Lateral Hardening-Fuse-92687390 | 1500Million | Eastern | -1 | 3000
Lateral Hardening | Lateral Hardening-Fuse-91745973,1 | 13621 | 26328.2113 | 63306.7471 | 87228.379 | 433863.6364 | 0.20105 | 0.36155 | 1200000 | 18 | 1 | 0 | 0 | 0 | 1 | Lateral Hardening-Fuse-91745973 | 1500Million | Western | -1 | 3000
Lateral Hardening | Lateral Hardening-Fuse-60190488,1 | 13308 | 10430.434 | 13638.3583 | 23573.5019 | 117272.7273 | 0.20101 | 0.097727 | 1200000 | 16 | 1 | 0 | 0 | 0 | 1 | Lateral Hardening-Fuse-60190488 | 1500Million | Winter Haven | -1 | 3000
Lateral Hardening | Lateral Hardening-Fuse-10572963,1 | 13371 | 17859.7785 | 36206.7284 | 53215.3828 | 264772.7273 | 0.20099 | 0.22064 | 1200000 | 20 | 1 | 1 | 0 | 1 | 2 | Lateral Hardening-Fuse-10572963 | 1500Million | Winter Haven | -1 | 3000
Lateral Hardening | Lateral Hardening-Fuse-92131473,1 | 13523 | 10861.4745 | 203.3748 | 10546.895 | 52500 | 0.20089 | 0.04375 | 1200000 | 7 | 1 | 0 | 0 | 0 | 1 | Lateral Hardening-Fuse-92131473 | 1500Million | Western | -1 | 3000
Lateral Hardening | Lateral Hardening-Fuse-10608746,1 | 13916 | 29435.6565 | 29185.8326 | 57247.0544 | 285227.2727 | 0.20071 | 0.23769 | 1200000 | 27 | 1 | 1 | 0 | 1 | 2 | Lateral Hardening-Fuse-10608746 | 1500Million | Winter Haven | -1 | 3000
Lateral Hardening | Lateral Hardening-Fuse-10121721,1 | 13102 | 21360.1686 | 22331.6983 | 42687.6422 | 212727.2727 | 0.20067 | 0.17727 | 1200000 | 34 | 1 | 0 | 0 | 0 | 1 | Lateral Hardening-Fuse-10121721 | 1500Million | Central | -1 | 3000
Lateral Hardening | Lateral Hardening-Fuse-92634721,1 | 13331 | 6177.8812 | 42977.6505 | 48607.0907 | 242272.7273 | 0.20063 | 0.20189 | 1200000 | 5 | 1 | 0 | 0 | 0 | 1 | Lateral Hardening-Fuse-92634721 | 1500Million | Dade City | -1 | 3000
Lateral Hardening | Lateral Hardening-Fuse-10453994,1 | 13130 | 2047.426 | 9564.1509 | 11437.1834 | 57045.4545 | 0.20049 | 0.047538 | 1200000 | 3 | 1 | 0 | 0 | 0 | 1 | Lateral Hardening-Fuse-10453994 | 1500Million | Eastern | -1 | 3000
Lateral Hardening | Lateral Hardening-Fuse-10804179,1 | 13173 | 20857.1212 | 15726.9857 | 35625.4034 | 177727.2727 | 0.20045 | 0.14811 | 1200000 | 30 | 1 | 0 | 0 | 0 | 1 | Lateral Hardening-Fuse-10804179 | 1500Million | Eastern | -1 | 3000
Lateral Hardening | Lateral Hardening-Fuse-90859584,1 | 13148 | 3031.9059 | 18143.4971 | 20997.5033 | 104772.7273 | 0.20041 | 0.087311 | 1200000 | 4 | 1 | 0 | 0 | 0 | 1 | Lateral Hardening-Fuse-90859584 | 1500Million | Plant City | -1 | 3000
Lateral Hardening | Lateral Hardening-Fuse-10679439,1 | 13807 | 18350.7555 | 29357.6959 | 46868.3784 | 233863.6364 | 0.20041 | 0.19489 | 1200000 | 17 | 1 | 0 | 0 | 0 | 1 | Lateral Hardening-Fuse-10679439 | 1500Million | Plant City | -1 | 3000
Lateral Hardening | Lateral Hardening-Fuse-93045115,1 | 13813 | 15716.9695 | 48977.1255 | 63262.8508 | 315681.8182 | 0.2004 | 0.26307 | 1200000 | 9 | 1 | 0 | 0 | 0 | 1 | Lateral Hardening-Fuse-93045115 | 1500Million | Dade City | -1 | 3000
Lateral Hardening | Lateral Hardening-Fuse-93267564,1 | 13042 | 9419.9287 | 1061.693 | 10017.2867 | 50000 | 0.20035 | 0.030114 | 1660377.3585 | 2 | 1 | 0 | 0 | 0 | 1 | Lateral Hardening-Fuse-93267564 | 1500Million | Central | -1 | 3000
Lateral Hardening | Lateral Hardening-Fuse-90114231,4 | 14024 | 59447.0575 | 80105.3501 | 157404.3846 | 785818.1818 | 0.20031 | 0.81856 | 960000 | 57 | 4 | 0 | 0 | 0 | 4 | Lateral Hardening-Fuse-90114231, Lateral Hardening-Fuse-92481946, Lateral Hardening-Fuse-91087999, Lateral Hardening-Fuse-93370788 | 1500Million | South Hillsborough | -1 | 3000
Lateral Hardening | Lateral Hardening-Fuse-90106377,1 | 14024 | 8772.6921 | 8314.5646 | 16658.1446 | 83181.8182 | 0.20026 | 0.069318 | 1200000 | 14 | 1 | 0 | 0 | 0 | 1 | Lateral Hardening-Fuse-90106377 | 1500Million | South Hillsborough | -1 | 3000
Lateral Hardening | Lateral Hardening-Fuse-60069782,1 | 13026 | 19615.6007 | 27413.5861 | 50987.5018 | 254772.7273 | 0.20013 | 0.21231 | 1200000 | 28 | 1 | 0 | 0 | 0 | 1 | Lateral Hardening-Fuse-60069782 | 1500Million | Central | -1 | 3000
Lateral Hardening | Lateral Hardening-Fuse-93269416,1 | 13080 | 13611.5504 | 782.7812 | 13730.6149 | 68636.3636 | 0.20005 | 0.057197 | 1200000 | 4 | 1 | 1 | 0 | 1 | 2 | Lateral Hardening-Fuse-93269416 | 1500Million | Western | -1 | 3000
Lateral Hardening | Lateral Hardening-Fuse-92671831,1 | 13807 | 787.9492 | 11330.0343 | 11954.5806 | 59772.7273 | 0.2 | 0.049811 | 1200000 | 1 | 1 | 0 | 0 | 0 | 1 | Lateral Hardening-Fuse-92671831 | 1500Million | Plant City | -1 | 3000
Lateral Hardening | Lateral Hardening-Fuse-10340777,1 | 14037 | 0 | 94116.3806 | 92886.4524 | 464772.7273 | 0.19985 | 0.38731 | 1200000 | 1 | 1 | 1 | 0 | 1 | 2 | Lateral Hardening-Fuse-10340777 [ 2028 ] | 1500Million | Western | -1 | 3000
Lateral Hardening | Lateral Hardening-Fuse-10482611,1 | 13457 | 3314.1065 | 12149.5907 | 15165.405 | 75909.0909 | 0.19978 | 0.063258 | 1200000 | 6 | 1 | 0 | 0 | 0 | 1 | Lateral Hardening-Fuse-10482611 | 1500Million | Eastern | -1 | 3000
Lateral Hardening | Lateral Hardening-Fuse-91540442,1 | 13485 | 62444.5598 | 21722.3538 | 80896.9479 | 405227.2727 | 0.19963 | 0.33769 | 1200000 | 26 | 1 | 1 | 0 | 1 | 2 | Lateral Hardening-Fuse-91540442 | 1500Million | Western | -1 | 3000
Lateral Hardening | Lateral Hardening-Fuse-92643621,2 | 13331 | 34773.4884 | 22275.0632 | 55445.8868 | 277818.1818 | 0.19958 | 0.28939 | 960000 | 60 | 2 | 0 | 0 | 0 | 2 | Lateral Hardening-Fuse-92643621, Lateral Hardening-Fuse-92634066 | 1500Million | Dade City | -1 | 3000
Lateral Hardening | Lateral Hardening-Fuse-60076894,1 | 13121 | 0 | 174121.6822 | 170735.3898 | 855681.8182 | 0.19953 | 0.71307 | 1200000 | 16 | 1 | 4 | 0 | 4 | 5 | Lateral Hardening-Fuse-60076894 | 1500Million | Plant City | -1 | 3000
Lateral Hardening | Lateral Hardening-Fuse-92598707,1 | 13797 | 20647.2277 | 34027.9993 | 53402.7434 | 267727.2727 | 0.19947 | 0.22311 | 1200000 | 15 | 1 | 0 | 0 | 0 | 1 | Lateral Hardening-Fuse-92598707 | 1500Million | Eastern | -1 | 3000
Lateral Hardening | Lateral Hardening-Fuse-91324658,1 | 13160 | 13507.6518 | 9876.907 | 22753.229 | 114090.9091 | 0.19943 | 0.095076 | 1200000 | 21 | 1 | 0 | 0 | 0 | 1 | Lateral Hardening-Fuse-91324658 | 1500Million | Central | -1 | 3000
Lateral Hardening | Lateral Hardening-Fuse-10433157,1 | 13839 | 12590.5257 | 1297.2239 | 18899.3909 | 94772.7273 | 0.19942 | 0.078977 | 1200000 | 6 | 1 | 0 | 0 | 0 | 1 | Lateral Hardening-Fuse-10433157 | 1500Million | Central | -1 | 3000
Lateral Hardening | Lateral Hardening-Fuse-60012412,1 | 14274 | 16317.3667 | 5319.7095 | 20801.1293 | 104318.1818 | 0.1994 | 0.086932 | 1200000 | 2 | 1 | 0 | 0 | 0 | 1 | Lateral Hardening-Fuse-60012412 | 1500Million | Western | -1 | 3000
Lateral Hardening | Lateral Hardening-Fuse-10834661,1 | 13041 | 6178.8995 | 21748.9151 | 28215.078 | 141590.9091 | 0.19927 | 0.11799 | 1200000 | 5 | 1 | 0 | 0 | 0 | 1 | Lateral Hardening-Fuse-10834661 | 1500Million | Eastern | -1 | 3000
Lateral Hardening | Lateral Hardening-Fuse-60580391,1 | 13236 | 0 | 85148.6895 | 106937.2046 | 537045.4545 | 0.19912 | 0.44754 | 1200000 | 2 | 1 | 0 | 0 | 0 | 1 | Lateral Hardening-Fuse-60580391 | 1500Million | South Hillsborough | -1 | 3000
Lateral Hardening | Lateral Hardening-Fuse-91301627,1 | 13279 | 14864.0727 | 688.2048 | 14841.7498 | 74545.4545 | 0.1991 | 0.062121 | 1200000 | 12 | 1 | 0 | 0 | 0 | 1 | Lateral Hardening-Fuse-91301627 | 1500Million | Winter Haven | -1 | 3000
Lateral Hardening | Lateral Hardening-Fuse-60081630,1 | 13418 | 13821.4912 | 11634.0755 | 24823.4258 | 124772.7273 | 0.19895 | 0.10398 | 1200000 | 22 | 1 | 0 | 0 | 0 | 1 | Lateral Hardening-Fuse-60081630 | 1500Million | Central | -1 | 3000
Lateral Hardening | Lateral Hardening-Fuse-93235499,1 | 13696 | 4706.0199 | 8090.445 | 12557.9761 | 63181.8182 | 0.19876 | 0.052652 | 1200000 | 7 | 1 | 0 | 0 | 0 | 1 | Lateral Hardening-Fuse-93235499 | 1500Million | Winter Haven | -1 | 3000
Lateral Hardening | Lateral Hardening-Fuse-93054545,1 | 13130 | 18045.5896 | 51393.494 | 68297.5663 | 343636.3636 | 0.19875 | 0.28636 | 1200000 | 16 | 1 | 0 | 0 | 0 | 1 | Lateral Hardening-Fuse-93054545 | 1500Million | Eastern | -1 | 3000
Lateral Hardening | Lateral Hardening-Fuse-10236648,1 | 13511 | 9629.1731 | 13151.6313 | 24787.2373 | 124772.7273 | 0.19866 | 0.10398 | 1200000 | 20 | 1 | 0 | 0 | 0 | 1 | Lateral Hardening-Fuse-10236648 | 1500Million | Western | -1 | 3000
Lateral Hardening | Lateral Hardening-Fuse-93311332,1 | 13808 | 58134.279 | 36951.0056 | 91563.9029 | 461136.3636 | 0.19856 | 0.38428 | 1200000 | 3 | 1 | 0 | 0 | 0 | 1 | Lateral Hardening-Fuse-93311332 | 1500Million | Plant City | -1 | 3000
Lateral Hardening | Lateral Hardening-Fuse-60622326,1 | 14341 | 11924.3053 | 255645.1784 | 260487.4887 | 1312045.4545 | 0.19854 | 1.0934 | 1200000 | 7 | 1 | 0 | 0 | 0 | 1 | Lateral Hardening-Fuse-60622326 | 1500Million | Eastern | -1 | 3000
Lateral Hardening | Lateral Hardening-Fuse-10705825,1 | 13268 | 7281.904 | 29396.0256 | 36133.0678 | 182045.4545 | 0.19848 | 0.1517 | 1200000 | 6 | 1 | 0 | 0 | 0 | 1 | Lateral Hardening-Fuse-10705825 | 1500Million | Plant City | -1 | 3000
Lateral Hardening | Lateral Hardening-Fuse-93311969,1 | 13808 | 4342.0138 | 11492.4482 | 15561.1827 | 78409.0909 | 0.19846 | 0.065341 | 1200000 | 4 | 1 | 0 | 0 | 0 | 1 | Lateral Hardening-Fuse-93311969 | 1500Million | Plant City | -1 | 3000
Lateral Hardening | Lateral Hardening-Fuse-90110205,1 | 14025 | 6323.3918 | 40802.5658 | 46450.7388 | 234090.9091 | 0.19843 | 0.19508 | 1200000 | 5 | 1 | 0 | 0 | 0 | 1 | Lateral Hardening-Fuse-90110205 | 1500Million | South Hillsborough | -1 | 3000
Lateral Hardening | Lateral Hardening-Fuse-10605099,1 | 13924 | 0 | 73309.9695 | 72045.4623 | 363181.8182 | 0.19837 | 0.30265 | 1200000 | 2 | 1 | 0 | 0 | 0 | 1 | Lateral Hardening-Fuse-10605099 | 1500Million | Winter Haven | -1 | 3000
Lateral Hardening | Lateral Hardening-Fuse-10916745,1 | 13805 | 4485.8944 | 32239.3341 | 36286.7105 | 182954.5455 | 0.19834 | 0.15246 | 1200000 | 4 | 1 | 0 | 0 | 0 | 1 | Lateral Hardening-Fuse-10916745 | 1500Million | Plant City | -1 | 3000
Lateral Hardening | Lateral Hardening-Fuse-92325460,1 | 13038 | 7541.871 | 20300.2297 | 27396.468 | 138181.8182 | 0.19826 | 0.11515 | 1200000 | 8 | 1 | 0 | 0 | 0 | 1 | Lateral Hardening-Fuse-92325460 | 1500Million | Eastern | -1 | 3000
Lateral Hardening | Lateral Hardening-Fuse-10271836,1 | 13621 | 3268.6893 | 39011.9856 | 41896.6042 | 211363.6364 | 0.19822 | 0.17614 | 1200000 | 3 | 1 | 0 | 0 | 0 | 1 | Lateral Hardening-Fuse-10271836 | 1500Million | Western | -1 | 3000
Lateral Hardening | Lateral Hardening-Fuse-60210332,1 | 14021 | 11059.8505 | 74523.9013 | 87068.132 | 439772.7273 | 0.19798 | 0.36648 | 1200000 | 8 | 1 | 0 | 0 | 0 | 1 | Lateral Hardening-Fuse-60210332 | 1500Million | South Hillsborough | -1 | 3000
Lateral Hardening | Lateral Hardening-Fuse-60042278,1 | 13039 | 19153.0573 | 21654.2082 | 39984.6296 | 202045.4545 | 0.1979 | 0.16837 | 1200000 | 19 | 1 | 0 | 0 | 0 | 1 | Lateral Hardening-Fuse-60042278 | 1500Million | Eastern | -1 | 3000
Lateral Hardening | Lateral Hardening-Fuse-10510813,1 | 14123 | 0 | 88707.1972 | 86833.9659 | 438863.6364 | 0.19786 | 0.36572 | 1200000 | 7 | 1 | 0 | 0 | 0 | 1 | Lateral Hardening-Fuse-10510813 | 1500Million | Plant City | -1 | 3000
Lateral Hardening | Lateral Hardening-Fuse-60224471,1 | 13227 | 14235.8159 | 35814.8064 | 48975.7569 | 247727.2727 | 0.1977 | 0.20644 | 1200000 | 11 | 1 | 0 | 0 | 0 | 1 | Lateral Hardening-Fuse-60224471 | 1500Million | Eastern | -1 | 3000
Lateral Hardening | Lateral Hardening-Fuse-10556665,1 | 13298 | 10995.0119 | 1682.6468 | 12129.4744 | 61363.6364 | 0.19767 | 0.051136 | 1200000 | 4 | 1 | 0 | 0 | 0 | 1 | Lateral Hardening-Fuse-10556665 | 1500Million | Winter Haven | -1 | 3000
Lateral Hardening | Lateral Hardening-Fuse-10705819,1 | 13983 | 2300.1788 | 24686.1249 | 27740.8368 | 140454.5455 | 0.19751 | 0.11705 | 1200000 | 2 | 1 | 0 | 0 | 0 | 1 | Lateral Hardening-Fuse-10705819 | 1500Million | Plant City | -1 | 3000
Lateral Hardening | Lateral Hardening-Fuse-10669968,1 | 13462 | 12664.6063 | 19052.8963 | 44781.6573 | 226818.1818 | 0.19743 | 0.18902 | 1200000 | 16 | 1 | 0 | 0 | 0 | 1 | Lateral Hardening-Fuse-10669968 | 1500Million | Plant City | -1 | 3000
Lateral Hardening | Lateral Hardening-Fuse-93446698,1 | 13532 | 19497.5329 | 782.3396 | 19339.0842 | 97954.5455 | 0.19743 | 0.081629 | 1200000 | 16 | 1 | 0 | 0 | 0 | 1 | Lateral Hardening-Fuse-93446698 | 1500Million | Western | -1 | 3000
Lateral Hardening | Lateral Hardening-Fuse-10361900,1 | 13106 | 12627.733 | 11369.9578 | 23311.8416 | 118181.8182 | 0.19725 | 0.098485 | 1200000 | 23 | 1 | 2 | 0 | 2 | 3 | Lateral Hardening-Fuse-10361900 | 1500Million | Central | -1 | 3000
Lateral Hardening | Lateral Hardening-Fuse-60195493,1 | 13068 | 28137.7782 | 18118.6516 | 44730.9157 | 226818.1818 | 0.19721 | 0.18902 | 1200000 | 60 | 1 | 1 | 0 | 1 | 2 | Lateral Hardening-Fuse-60195493 | 1500Million | Western | -1 | 3000
Lateral Hardening | Lateral Hardening-Fuse-92610435,1 | 13390 | 39102.1645 | 10211.835 | 47274.2398 | 239772.7273 | 0.19716 | 0.19981 | 1200000 | 4 | 1 | 0 | 0 | 0 | 1 | Lateral Hardening-Fuse-92610435 | 1500Million | Plant City | -1 | 3000
Lateral Hardening | Lateral Hardening-Fuse-10795722,1 | 13695 | 17546.3129 | 17829.0907 | 34537.3414 | 175227.2727 | 0.1971 | 0.14602 | 1200000 | 25 | 1 | 0 | 0 | 0 | 1 | Lateral Hardening-Fuse-10795722 | 1500Million | Winter Haven | -1 | 3000
Lateral Hardening | Lateral Hardening-Fuse-60001491,1 | 13023 | 9627.694 | 12609.08 | 21857.3649 | 110909.0909 | 0.19707 | 0.092424 | 1200000 | 10 | 1 | 0 | 0 | 0 | 1 | Lateral Hardening-Fuse-60001491 | 1500Million | Central | -1 | 3000
Lateral Hardening | Lateral Hardening-Fuse-10694153,2 | 13254 | 22376.37 | 44430.5107 | 91037.843 | 462000 | 0.19705 | 0.48125 | 960000 | 32 | 2 | 0 | 0 | 0 | 2 | Lateral Hardening-Fuse-10694153, Lateral Hardening-Fuse-91107191 | 1500Million | South Hillsborough | -1 | 3000
Lateral Hardening | Lateral Hardening-Fuse-10774285,1 | 13469 | 3024.1565 | 36768.7288 | 40103.8512 | 203863.6364 | 0.19672 | 0.16989 | 1200000 | 2 | 1 | 0 | 0 | 0 | 1 | Lateral Hardening-Fuse-10774285 | 1500Million | Central | -1 | 3000
Lateral Hardening | Lateral Hardening-Fuse-10595515,1 | 13698 | 15266.1822 | 1088.7257 | 15603.1652 | 79318.1818 | 0.19672 | 0.066098 | 1200000 | 4 | 1 | 0 | 0 | 0 | 1 | Lateral Hardening-Fuse-10595515 | 1500Million | Winter Haven | -1 | 3000
Lateral Hardening | Lateral Hardening-Fuse-91101866,1 | 13470 | 88724.6322 | 30284.6561 | 115052.1228 | 585227.2727 | 0.19659 | 0.48769 | 1200000 | 2 | 1 | 0 | 0 | 0 | 1 | Lateral Hardening-Fuse-91101866 [ 2026 ] | 1500Million | Winter Haven | -1 | 3000
Lateral Hardening | Lateral Hardening-Fuse-93145126,1 | 13509 | 0 | 23380.6774 | 23173.1233 | 117954.5455 | 0.19646 | 0.098295 | 1200000 | 1 | 1 | 0 | 0 | 0 | 1 | Lateral Hardening-Fuse-93145126 | 1500Million | Eastern | -1 | 3000
Lateral Hardening | Lateral Hardening-Fuse-91414453,1 | 13839 | 9823.4101 | 463.9151 | 9819.5834 | 50000 | 0.19639 | 0.0066288 | 7542857.1429 | 12 | 1 | 1 | 0 | 1 | 2 | Lateral Hardening-Fuse-91414453 | 1500Million | Central | -1 | 3000
Lateral Hardening | Lateral Hardening-Fuse-10465340,3 | 13434 | 0 | 49364.1409 | 49093.5829 | 250000 | 0.19637 | 0.26042 | 960000 | 8 | 3 | 3 | 0 | 3 | 6 | Lateral Hardening-Fuse-10465340, Lateral Hardening-Fuse-91124884, Lateral Hardening-Fuse-60550476 | 1500Million | Eastern | -1 | 3000
Lateral Hardening | Lateral Hardening-Fuse-10005224,1 | 13160 | 13625.3707 | 21346.6445 | 36839.2705 | 187727.2727 | 0.19624 | 0.15644 | 1200000 | 17 | 1 | 0 | 0 | 0 | 1 | Lateral Hardening-Fuse-10005224 | 1500Million | Central | -1 | 3000
Lateral Hardening | Lateral Hardening-Fuse-90394774,1 | 13147 | 12592.7534 | 12727.1806 | 24791.4854 | 126363.6364 | 0.19619 | 0.1053 | 1200000 | 15 | 1 | 0 | 0 | 0 | 1 | Lateral Hardening-Fuse-90394774 | 1500Million | Plant City | -1 | 3000
Lateral Hardening | Lateral Hardening-Fuse-10645478,1 | 13148 | 10089.4887 | 36935.1763 | 46443.5289 | 236818.1818 | 0.19611 | 0.19735 | 1200000 | 6 | 1 | 0 | 0 | 0 | 1 | Lateral Hardening-Fuse-10645478 | 1500Million | Plant City | -1 | 3000
Lateral Hardening | Lateral Hardening-Fuse-60146777,1 | 13436 | 21318.0114 | 13028.7994 | 36939.5028 | 188636.3636 | 0.19582 | 0.1572 | 1200000 | 33 | 1 | 1 | 0 | 1 | 2 | Lateral Hardening-Fuse-60146777 | 1500Million | Eastern | -1 | 3000
Lateral Hardening | Lateral Hardening-Fuse-10705814,1 | 13983 | 25199.3402 | 4592.346 | 28518.8889 | 145681.8182 | 0.19576 | 0.1214 | 1200000 | 2 | 1 | 0 | 0 | 0 | 1 | Lateral Hardening-Fuse-10705814 | 1500Million | Plant City | -1 | 3000
Lateral Hardening | Lateral Hardening-Fuse-93123111,1 | 13126 | 10225.2301 | 1897.9385 | 11609.8667 | 59318.1818 | 0.19572 | 0.049432 | 1200000 | 2 | 1 | 0 | 0 | 0 | 1 | Lateral Hardening-Fuse-93123111 | 1500Million | Plant City | -1 | 3000
Lateral Hardening | Lateral Hardening-Fuse-10148835,1 | 13661 | 1360.6364 | 40266.4293 | 41228.4032 | 210681.8182 | 0.19569 | 0.17557 | 1200000 | 1 | 1 | 0 | 0 | 0 | 1 | Lateral Hardening-Fuse-10148835 | 1500Million | Winter Haven | -1 | 3000
Lateral Hardening | Lateral Hardening-Fuse-10871494,1 | 14111 | 4702.4612 | 19192.2238 | 23568.3622 | 120454.5455 | 0.19566 | 0.10038 | 1200000 | 6 | 1 | 0 | 0 | 0 | 1 | Lateral Hardening-Fuse-10871494 | 1500Million | Eastern | -1 | 3000
Lateral Hardening | Lateral Hardening-Fuse-91523017,1 | 13693 | 5497.5008 | 13458.6329 | 18667.5084 | 95454.5455 | 0.19556 | 0.079545 | 1200000 | 6 | 1 | 1 | 0 | 1 | 2 | Lateral Hardening-Fuse-91523017 | 1500Million | Eastern | -1 | 3000
Lateral Hardening | Lateral Hardening-Fuse-10786346,1 | 14040 | 6493.8181 | 22786.8275 | 28754.8009 | 147045.4545 | 0.19555 | 0.12254 | 1200000 | 5 | 1 | 0 | 0 | 0 | 1 | Lateral Hardening-Fuse-10786346 | 1500Million | Central | -1 | 3000
Lateral Hardening | Lateral Hardening-Fuse-90558581,1 | 14217 | 82498.3442 | 64226.4633 | 142202.9012 | 727500 | 0.19547 | 0.60625 | 1200000 | 6 | 1 | 0 | 0 | 0 | 1 | Lateral Hardening-Fuse-90558581 | 1500Million | Central | -1 | 3000
Lateral Hardening | Lateral Hardening-Fuse-92859987,1 | 13460 | 0 | 9883.239 | 9770.0186 | 50000 | 0.1954 | 0.039773 | 1257142.8571 | 2 | 1 | 1 | 0 | 1 | 2 | Lateral Hardening-Fuse-92859987 | 1500Million | Eastern | -1 | 3000
Lateral Hardening | Lateral Hardening-Fuse-60371642,1 | 13805 | 1912.2826 | 15377.9753 | 17570.6855 | 90000 | 0.19523 | 0.075 | 1200000 | 2 | 1 | 0 | 0 | 0 | 1 | Lateral Hardening-Fuse-60371642 | 1500Million | Plant City | -1 | 3000
Lateral Hardening | Lateral Hardening-Fuse-10629016,1 | 13146 | 2494.2397 | 7463.4193 | 9760.1618 | 50000 | 0.1952 | 0.037689 | 1326633.1658 | 4 | 1 | 0 | 0 | 0 | 1 | Lateral Hardening-Fuse-10629016 | 1500Million | Plant City | -1 | 3000
Lateral Hardening | Lateral Hardening-Fuse-92206623,1 | 13302 | 42934.4524 | 2302.8194 | 43162.5623 | 221136.3636 | 0.19519 | 0.18428 | 1200000 | 17 | 1 | 2 | 0 | 2 | 3 | Lateral Hardening-Fuse-92206623 | 1500Million | South Hillsborough | -1 | 3000
Lateral Hardening | Lateral Hardening-Fuse-60346591,1 | 13509 | 4123.7643 | 11674.9367 | 16277.4424 | 83409.0909 | 0.19515 | 0.069508 | 1200000 | 5 | 1 | 0 | 0 | 0 | 1 | Lateral Hardening-Fuse-60346591 | 1500Million | Eastern | -1 | 3000
Lateral Hardening | Lateral Hardening-Fuse-10562378,1 | 13296 | 21922.2681 | 25380.8546 | 46435.5902 | 237954.5455 | 0.19514 | 0.1983 | 1200000 | 29 | 1 | 0 | 0 | 0 | 1 | Lateral Hardening-Fuse-10562378 | 1500Million | Winter Haven | -1 | 3000
Lateral Hardening | Lateral Hardening-Fuse-91750884,1 | 13371 | 5798.3106 | 19892.7957 | 25376.2651 | 130227.2727 | 0.19486 | 0.10852 | 1200000 | 8 | 1 | 0 | 0 | 0 | 1 | Lateral Hardening-Fuse-91750884 | 1500Million | Winter Haven | -1 | 3000
Lateral Hardening | Lateral Hardening-Fuse-92637386,1 | 13502 | 0 | 37652.1154 | 37175.1055 | 190909.0909 | 0.19473 | 0.15909 | 1200000 | 2 | 1 | 2 | 0 | 2 | 3 | Lateral Hardening-Fuse-92637386 | 1500Million | Eastern | -1 | 3000
Lateral Hardening | Lateral Hardening-Fuse-10394125,1 | 13552 | 0 | 14726.8293 | 14558.1217 | 74772.7273 | 0.1947 | 0.062311 | 1200000 | 4 | 1 | 0 | 0 | 0 | 1 | Lateral Hardening-Fuse-10394125 | 1500Million | Central | -1 | 3000
Lateral Hardening | Lateral Hardening-Fuse-92624824,1 | 13303 | 4695.7096 | 103097.2867 | 105857.219 | 543863.6364 | 0.19464 | 0.45322 | 1200000 | 3 | 1 | 0 | 0 | 0 | 1 | Lateral Hardening-Fuse-92624824 | 1500Million | South Hillsborough | -1 | 3000
Lateral Hardening | Lateral Hardening-Fuse-92978864,1 | 13039 | 16331.184 | 22799.426 | 38383.9821 | 197272.7273 | 0.19457 | 0.16439 | 1200000 | 17 | 1 | 0 | 0 | 0 | 1 | Lateral Hardening-Fuse-92978864 | 1500Million | Eastern | -1 | 3000
Lateral Hardening | Lateral Hardening-Fuse-10556608,1 | 13298 | 1289.6247 | 49010.4064 | 49904.4998 | 256590.9091 | 0.19449 | 0.21383 | 1200000 | 1 | 1 | 0 | 0 | 0 | 1 | Lateral Hardening-Fuse-10556608 | 1500Million | Winter Haven | -1 | 3000
Lateral Hardening | Lateral Hardening-Fuse-60015373,1 | 13008 | 27511.331 | 69931.9377 | 102149.4086 | 525227.2727 | 0.19449 | 0.43769 | 1200000 | 27 | 1 | 0 | 0 | 0 | 1 | Lateral Hardening-Fuse-60015373 | 1500Million | Plant City | -1 | 3000
Lateral Hardening | Lateral Hardening-Fuse-93233792,1 | 13696 | 7963.0997 | 31633.3027 | 39192.062 | 201590.9091 | 0.19441 | 0.16799 | 1200000 | 9 | 1 | 0 | 0 | 0 | 1 | Lateral Hardening-Fuse-93233792 | 1500Million | Winter Haven | -1 | 3000
Lateral Hardening | Lateral Hardening-Fuse-92670461,1 | 14030 | 8541.5002 | 24030.3204 | 32024.6899 | 164772.7273 | 0.19436 | 0.13731 | 1200000 | 8 | 1 | 0 | 0 | 0 | 1 | Lateral Hardening-Fuse-92670461 | 1500Million | Western | -1 | 3000
Lateral Hardening | Lateral Hardening-Fuse-92322095,1 | 13523 | 7564.313 | 19554.7683 | 30590.7588 | 157500 | 0.19423 | 0.13125 | 1200000 | 12 | 1 | 0 | 0 | 0 | 1 | Lateral Hardening-Fuse-92322095 | 1500Million | Western | -1 | 3000
Lateral Hardening | Lateral Hardening-Fuse-60434187,1 | 13669 | 9884.0758 | 33750.9378 | 46115.3547 | 237500 | 0.19417 | 0.19792 | 1200000 | 8 | 1 | 0 | 0 | 0 | 1 | Lateral Hardening-Fuse-60434187 | 1500Million | Western | -1 | 3000
Lateral Hardening | Lateral Hardening-Fuse-93176384,1 | 14021 | 9126.3774 | 1028.6077 | 9705.1201 | 50000 | 0.1941 | 0.034659 | 1442622.9508 | 2 | 1 | 0 | 0 | 0 | 1 | Lateral Hardening-Fuse-93176384 | 1500Million | South Hillsborough | -1 | 3000
Lateral Hardening | Lateral Hardening-Fuse-10605142,1 | 13924 | 50590.7461 | 19248.3376 | 67273.2261 | 346590.9091 | 0.1941 | 0.28883 | 1200000 | 3 | 1 | 0 | 0 | 0 | 1 | Lateral Hardening-Fuse-10605142 | 1500Million | Winter Haven | -1 | 3000
Lateral Hardening | Lateral Hardening-Fuse-10497391,1 | 13502 | 5236.8569 | 14170.2536 | 19141.1991 | 98636.3636 | 0.19406 | 0.082197 | 1200000 | 6 | 1 | 0 | 0 | 0 | 1 | Lateral Hardening-Fuse-10497391 | 1500Million | Eastern | -1 | 3000
Lateral Hardening | Lateral Hardening-Fuse-93051522,1 | 14198 | 0 | 22974.7063 | 22711.5126 | 117045.4545 | 0.19404 | 0.097538 | 1200000 | 17 | 1 | 0 | 0 | 0 | 1 | Lateral Hardening-Fuse-93051522 | 1500Million | Eastern | -1 | 3000
Lateral Hardening | Lateral Hardening-Fuse-93008739,1 | 13906 | 9528.0637 | 853.6857 | 9920.8735 | 51136.3636 | 0.19401 | 0.042614 | 1200000 | 10 | 1 | 0 | 0 | 0 | 1 | Lateral Hardening-Fuse-93008739 | 1500Million | Eastern | -1 | 3000
Lateral Hardening | Lateral Hardening-Fuse-91387539,1 | 13068 | 15617.7487 | 18999.7833 | 33896.8726 | 174772.7273 | 0.19395 | 0.14564 | 1200000 | 25 | 1 | 0 | 0 | 0 | 1 | Lateral Hardening-Fuse-91387539 | 1500Million | Western | -1 | 3000
Lateral Hardening | Lateral Hardening-Fuse-92680977,1 | 13805 | 4176.6859 | 63732.1084 | 66953.7253 | 345227.2727 | 0.19394 | 0.28769 | 1200000 | 3 | 1 | 0 | 0 | 0 | 1 | Lateral Hardening-Fuse-92680977 | 1500Million | Plant City | -1 | 3000
Lateral Hardening | Lateral Hardening-Fuse-60217230,1 | 14001 | 0 | 34560.7087 | 34247.795 | 176590.9091 | 0.19394 | 0.14716 | 1200000 |  | 1 | 2 | 0 | 2 | 3 | Lateral Hardening-Fuse-60217230 | 1500Million | Plant City | -1 | 3000
Lateral Hardening | Lateral Hardening-Fuse-60549561,1 | 13081 | 9476.9998 | 677.505 | 9691.058 | 50000 | 0.19382 | 0.0015152 | 33000000 | 4 | 1 | 1 | 1 | 0 | 2 | Lateral Hardening-Fuse-60549561 | 1500Million | Western | -1 | 3000
Lateral Hardening | Lateral Hardening-Fuse-10565871,1 | 13290 | 11043.5039 | 49325.373 | 59200.8506 | 305681.8182 | 0.19367 | 0.25473 | 1200000 | 8 | 1 | 0 | 0 | 0 | 1 | Lateral Hardening-Fuse-10565871 | 1500Million | Winter Haven | -1 | 3000
Lateral Hardening | Lateral Hardening-Fuse-10834648,1 | 13041 | 2926.9543 | 24768.6377 | 27236.4878 | 140681.8182 | 0.1936 | 0.11723 | 1200000 | 2 | 1 | 0 | 0 | 0 | 1 | Lateral Hardening-Fuse-10834648 | 1500Million | Eastern | -1 | 3000
Lateral Hardening | Lateral Hardening-Fuse-91511419,1 | 13854 | 11015.1353 | 55011.1729 | 64845.364 | 335000 | 0.19357 | 0.27917 | 1200000 | 8 | 1 | 0 | 0 | 0 | 1 | Lateral Hardening-Fuse-91511419 | 1500Million | Plant City | -1 | 3000
Lateral Hardening | Lateral Hardening-Fuse-91444166,1 | 13461 | 2378.752 | 13340.1036 | 15571.2308 | 80454.5455 | 0.19354 | 0.067045 | 1200000 | 3 | 1 | 0 | 0 | 0 | 1 | Lateral Hardening-Fuse-91444166 | 1500Million | Eastern | -1 | 3000
Lateral Hardening | Lateral Hardening-Fuse-10914140,1 | 13152 | 21044.7244 | 21654.7643 | 41649.0197 | 215227.2727 | 0.19351 | 0.17936 | 1200000 | 25 | 1 | 0 | 0 | 0 | 1 | Lateral Hardening-Fuse-10914140 | 1500Million | Winter Haven | -1 | 3000
Lateral Hardening | Lateral Hardening-Fuse-92307298,1 | 13159 | 9999.5881 | 7812.2843 | 17237.0445 | 89090.9091 | 0.19348 | 0.074242 | 1200000 | 18 | 1 | 0 | 0 | 0 | 1 | Lateral Hardening-Fuse-92307298 | 1500Million | Central | -1 | 3000
Lateral Hardening | Lateral Hardening-Fuse-92148012,1 | 13080 | 25709.0375 | 33906.8389 | 58358.8464 | 301818.1818 | 0.19336 | 0.25152 | 1200000 | 40 | 1 | 0 | 0 | 0 | 1 | Lateral Hardening-Fuse-92148012 | 1500Million | Western | -1 | 3000
Lateral Hardening | Lateral Hardening-Fuse-10876230,1 | 14024 | 14903.2612 | 40511.0395 | 54583.8877 | 282500 | 0.19322 | 0.23542 | 1200000 | 14 | 1 | 0 | 0 | 0 | 1 | Lateral Hardening-Fuse-10876230 | 1500Million | South Hillsborough | -1 | 3000
Lateral Hardening | Lateral Hardening-Fuse-92749983,20 | 13175 | 166358.3682 | 530425.3692 | 678396.3332 | 3513510.3636 | 0.19308 | 3.3434 | 1050888.5017 | 346 | 21 | 8 | 0 | 8 | 29 | Lateral Hardening-Fuse-92749983, Lateral Hardening-Fuse-93256608, Lateral Hardening-Fuse-93251157, Lateral Hardening-Fuse-60060623, Lateral Hardening-Fuse-93251124, Lateral Hardening-Fuse-93265036, Lateral Hardening-Fuse-93263618, Lateral Hardening-Fuse-93265086, Lateral Hardening-Fuse-93256561, Lateral Hardening-Fuse-93287628, Lateral Hardening-Fuse-93251034, Lateral Hardening-Fuse-93251042, Lateral Hardening-Fuse-10088500, Lateral Hardening-Fuse-93251341, Lateral Hardening-Fuse-93251150, Lateral Hardening-Fuse-93256487, Lateral Hardening-Fuse-93250503, Lateral Hardening-Fuse-93256609, Lateral Hardening-Fuse-93260966, Lateral Hardening-Fuse-93261252 | 1500Million | Central | -1 | 3000
Lateral Hardening | Lateral Hardening-Fuse-90100445,1 | 13808 | 14414.499 | 156598.0625 | 171959.6936 | 891136.3636 | 0.19297 | 0.74261 | 1200000 | 8 | 1 | 0 | 0 | 0 | 1 | Lateral Hardening-Fuse-90100445 | 1500Million | Plant City | -1 | 3000
Lateral Hardening | Lateral Hardening-Fuse-10503463,1 | 13576 | 10595.3718 | 9631.7561 | 19644.6145 | 101818.1818 | 0.19294 | 0.084848 | 1200000 | 19 | 1 | 0 | 0 | 0 | 1 | Lateral Hardening-Fuse-10503463 | 1500Million | Eastern | -1 | 3000
Lateral Hardening | Lateral Hardening-Fuse-93147900,1 | 13458 | 4777.2454 | 22853.6988 | 27317.1147 | 141590.9091 | 0.19293 | 0.11799 | 1200000 | 4 | 1 | 0 | 0 | 0 | 1 | Lateral Hardening-Fuse-93147900 | 1500Million | Eastern | -1 | 3000
Lateral Hardening | Lateral Hardening-Fuse-91477049,1 | 13028 | 14496.9631 | 17543.028 | 31167.3156 | 161590.9091 | 0.19288 | 0.13466 | 1200000 | 24 | 1 | 0 | 0 | 0 | 1 | Lateral Hardening-Fuse-91477049 | 1500Million | Central | -1 | 3000
Lateral Hardening | Lateral Hardening-Fuse-92483712,1 | 13672 | 0 | 37900.4166 | 37575.2972 | 195000 | 0.19269 | 0.1625 | 1200000 | 3 | 1 | 0 | 0 | 0 | 1 | Lateral Hardening-Fuse-92483712 | 1500Million | Western | -1 | 3000
Lateral Hardening | Lateral Hardening-Fuse-91536611,1 | 13458 | 14868.7575 | 23966.7983 | 38173.0837 | 198181.8182 | 0.19262 | 0.16515 | 1200000 | 14 | 1 | 0 | 0 | 0 | 1 | Lateral Hardening-Fuse-91536611 | 1500Million | Eastern | -1 | 3000
Lateral Hardening | Lateral Hardening-Fuse-92895208,1 | 13854 | 28105.7079 | 60925.0543 | 87913.6766 | 456590.9091 | 0.19254 | 0.38049 | 1200000 | 34 | 1 | 0 | 0 | 0 | 1 | Lateral Hardening-Fuse-92895208 | 1500Million | Plant City | -1 | 3000
Lateral Hardening | Lateral Hardening-Fuse-90857024,1 | 13787 | 61556.2703 | 18234.3411 | 76688.1322 | 398409.0909 | 0.19249 | 0.33201 | 1200000 | 10 | 1 | 1 | 0 | 1 | 2 | Lateral Hardening-Fuse-90857024 | 1500Million | Plant City | -1 | 3000
Lateral Hardening | Lateral Hardening-Fuse-91730217,4 | 13785 | 43377.9683 | 193130.4263 | 231332.2686 | 1202000 | 0.19246 | 1.2521 | 960000 | 17 | 4 | 2 | 0 | 2 | 6 | Lateral Hardening-Fuse-91730217, Lateral Hardening-Fuse-10676295, Lateral Hardening-Fuse-90163978, Lateral Hardening-Fuse-60276766 | 1500Million | Plant City | -1 | 3000
Lateral Hardening | Lateral Hardening-Fuse-92260242,1 | 13231 | 16358.8664 | 7334.7521 | 24576.0453 | 127727.2727 | 0.19241 | 0.10644 | 1200000 | 29 | 1 | 0 | 0 | 0 | 1 | Lateral Hardening-Fuse-92260242 | 1500Million | Eastern | -1 | 3000
Lateral Hardening | Lateral Hardening-Fuse-10166409,1 | 13073 | 4669.0382 | 5302.925 | 13285.0572 | 69090.9091 | 0.19228 | 0.057576 | 1200000 | 7 | 1 | 0 | 0 | 0 | 1 | Lateral Hardening-Fuse-10166409 | 1500Million | Western | -1 | 3000
Lateral Hardening | Lateral Hardening-Fuse-93081091,1 | 13390 | 1660.962 | 14253.203 | 15770.4215 | 82045.4545 | 0.19222 | 0.068371 | 1200000 | 2 | 1 | 0 | 0 | 0 | 1 | Lateral Hardening-Fuse-93081091 | 1500Million | Plant City | -1 | 3000
Lateral Hardening | Lateral Hardening-Fuse-10253101,1 | 13065 | 21903.8186 | 36525.1918 | 57326.5757 | 298409.0909 | 0.19211 | 0.24867 | 1200000 | 35 | 1 | 0 | 0 | 0 | 1 | Lateral Hardening-Fuse-10253101 | 1500Million | Western | -1 | 3000
Lateral Hardening | Lateral Hardening-Fuse-60179211,1 | 13001 | 15962.1505 | 29927.8676 | 45004.9577 | 234318.1818 | 0.19207 | 0.19527 | 1200000 | 13 | 1 | 0 | 0 | 0 | 1 | Lateral Hardening-Fuse-60179211 | 1500Million | South Hillsborough | -1 | 3000
Lateral Hardening | Lateral Hardening-Fuse-60125422,1 | 13099 | 1068.9582 | 19346.5358 | 20287.4297 | 105681.8182 | 0.19197 | 0.088068 | 1200000 | 1 | 1 | 0 | 0 | 0 | 1 | Lateral Hardening-Fuse-60125422 | 1500Million | Central | -1 | 3000
Lateral Hardening | Lateral Hardening-Fuse-90279239,1 | 13389 | 0 | 66139.9077 | 65613.5723 | 341818.1818 | 0.19195 | 0.28485 | 1200000 | 2 | 1 | 0 | 0 | 0 | 1 | Lateral Hardening-Fuse-90279239 | 1500Million | Plant City | -1 | 3000
Lateral Hardening | Lateral Hardening-Fuse-92639921,1 | 13705 | 7020.2212 | 23298.2682 | 29706.7766 | 154772.7273 | 0.19194 | 0.12898 | 1200000 | 5 | 1 | 0 | 0 | 0 | 1 | Lateral Hardening-Fuse-92639921 | 1500Million | Eastern | -1 | 3000
Lateral Hardening | Lateral Hardening-Fuse-91361443,1 | 13298 | 156112.9707 | 144268.6848 | 293735.8486 | 1530909.0909 | 0.19187 | 1.2758 | 1200000 | 36 | 1 | 0 | 0 | 0 | 1 | Lateral Hardening-Fuse-91361443 | 1500Million | Winter Haven | -1 | 3000
Lateral Hardening | Lateral Hardening-Fuse-90111342,1 | 14024 | 13687.9329 | 32672.15 | 45127.0471 | 235227.2727 | 0.19184 | 0.19602 | 1200000 | 9 | 1 | 1 | 0 | 1 | 2 | Lateral Hardening-Fuse-90111342 | 1500Million | South Hillsborough | -1 | 3000
Lateral Hardening | Lateral Hardening-Fuse-10753384,1 | 13330 | 5096.209 | 7757.9883 | 12600.2754 | 65681.8182 | 0.19184 | 0.054735 | 1200000 | 7 | 1 | 1 | 0 | 1 | 2 | Lateral Hardening-Fuse-10753384 | 1500Million | Dade City | -1 | 3000
Lateral Hardening | Lateral Hardening-Fuse-60492880,1 | 13150 | 2276.7377 | 13995.0649 | 16131.7877 | 84090.9091 | 0.19184 | 0.070076 | 1200000 | 3 | 1 | 6 | 2 | 4 | 7 | Lateral Hardening-Fuse-60492880 | 1500Million | Winter Haven | -1 | 3000
Lateral Hardening | Lateral Hardening-Fuse-91733183,1 | 13188 | 960.0695 | 23330.7959 | 24193.9358 | 126136.3636 | 0.19181 | 0.10511 | 1200000 | 1 | 1 | 1 | 0 | 1 | 2 | Lateral Hardening-Fuse-91733183 | 1500Million | Central | -1 | 3000
Lateral Hardening | Lateral Hardening-Fuse-10170000,1 | 13030 | 9535.311 | 84181.5218 | 91406.0634 | 477045.4545 | 0.19161 | 0.39754 | 1200000 | 6 | 1 | 0 | 0 | 0 | 1 | Lateral Hardening-Fuse-10170000 | 1500Million | Winter Haven | -1 | 3000
Lateral Hardening | Lateral Hardening-Fuse-93285246,1 | 13351 | 21341.2112 | 2229.0581 | 22513.8597 | 117500 | 0.19161 | 0.097917 | 1200000 | 11 | 1 | 0 | 0 | 0 | 1 | Lateral Hardening-Fuse-93285246 | 1500Million | Central | -1 | 3000
Lateral Hardening | Lateral Hardening-Fuse-91752181,1 | 13787 | 7089.591 | 29282.354 | 35604.3304 | 185909.0909 | 0.19151 | 0.15492 | 1200000 | 5 | 1 | 0 | 0 | 0 | 1 | Lateral Hardening-Fuse-91752181 | 1500Million | Plant City | -1 | 3000
Lateral Hardening | Lateral Hardening-Fuse-92791325,1 | 14124 | 5656.9926 | 103078.2315 | 106094.1575 | 554090.9091 | 0.19147 | 0.46174 | 1200000 | 3 | 1 | 0 | 0 | 0 | 1 | Lateral Hardening-Fuse-92791325 | 1500Million | Plant City | -1 | 3000
Lateral Hardening | Lateral Hardening-Fuse-60006850,1 | 13092 | 16474.3817 | 14409.3509 | 30111.1839 | 157272.7273 | 0.19146 | 0.13106 | 1200000 | 26 | 1 | 0 | 0 | 0 | 1 | Lateral Hardening-Fuse-60006850 | 1500Million | Central | -1 | 3000
Lateral Hardening | Lateral Hardening-Fuse-90836260,1 | 13838 | 14329.4167 | 17750.1832 | 31372.8378 | 163863.6364 | 0.19146 | 0.13655 | 1200000 | 17 | 1 | 0 | 0 | 0 | 1 | Lateral Hardening-Fuse-90836260 | 1500Million | Central | -1 | 3000
Lateral Hardening | Lateral Hardening-Fuse-90946068,1 | 13454 | 9370.127 | 668.3285 | 9571.06 | 50000 | 0.19142 | 0.039205 | 1275362.3188 | 37 | 1 | 0 | 0 | 0 | 1 | Lateral Hardening-Fuse-90946068 | 1500Million | Eastern | -1 | 3000
Lateral Hardening | Lateral Hardening-Fuse-92432025,1 | 13709 | 3453.1673 | 31113.1258 | 33932.4112 | 177272.7273 | 0.19141 | 0.14773 | 1200000 | 2 | 1 | 0 | 0 | 0 | 1 | Lateral Hardening-Fuse-92432025 | 1500Million | Eastern | -1 | 3000
Lateral Hardening | Lateral Hardening-Fuse-10087539,1 | 13389 | 1700.0826 | 8494.8064 | 13788.1942 | 72045.4545 | 0.19138 | 0.060038 | 1200000 | 2 | 1 | 0 | 0 | 0 | 1 | Lateral Hardening-Fuse-10087539 | 1500Million | Plant City | -1 | 3000
Lateral Hardening | Lateral Hardening-Fuse-92661379,1 | 13685 | 1094.5233 | 9928.4663 | 10867.8143 | 56818.1818 | 0.19127 | 0.047348 | 1200000 | 2 | 1 | 0 | 0 | 0 | 1 | Lateral Hardening-Fuse-92661379 | 1500Million | Eastern | -1 | 3000
Lateral Hardening | Lateral Hardening-Fuse-10754738,1 | 14306 | 3615.1118 | 64958.3263 | 67068.5597 | 350681.8182 | 0.19125 | 0.29223 | 1200000 | 2 | 1 | 0 | 0 | 0 | 1 | Lateral Hardening-Fuse-10754738 | 1500Million | Dade City | -1 | 3000
Lateral Hardening | Lateral Hardening-Fuse-92234499,1 | 13038 | 10666.1187 | 11179.6345 | 21339.2025 | 111590.9091 | 0.19123 | 0.092992 | 1200000 | 12 | 1 | 0 | 0 | 0 | 1 | Lateral Hardening-Fuse-92234499 | 1500Million | Eastern | -1 | 3000
Lateral Hardening | Lateral Hardening-Fuse-10097054,1 | 13461 | 1299.1 | 16330.0286 | 19249.4677 | 100681.8182 | 0.19119 | 0.083902 | 1200000 | 1 | 1 | 0 | 0 | 0 | 1 | Lateral Hardening-Fuse-10097054 | 1500Million | Eastern | -1 | 3000
Lateral Hardening | Lateral Hardening-Fuse-60069888,1 | 13610 | 6893.7536 | 14998.6227 | 21420.1253 | 112045.4545 | 0.19117 | 0.093371 | 1200000 | 16 | 1 | 0 | 0 | 0 | 1 | Lateral Hardening-Fuse-60069888 | 1500Million | Western | -1 | 3000
Lateral Hardening | Lateral Hardening-Fuse-92554214,1 | 13709 | 625.8304 | 9060.8389 | 9556.2876 | 50000 | 0.19113 | 0.041667 | 1200000 | 1 | 1 | 0 | 0 | 0 | 1 | Lateral Hardening-Fuse-92554214 | 1500Million | Eastern | -1 | 3000
Lateral Hardening | Lateral Hardening-Fuse-93274895,1 | 13687 | 2701.6566 | 17651.7831 | 20214.3388 | 105909.0909 | 0.19087 | 0.088258 | 1200000 | 3 | 1 | 0 | 0 | 0 | 1 | Lateral Hardening-Fuse-93274895 | 1500Million | Eastern | -1 | 3000
Lateral Hardening | Lateral Hardening-Fuse-92456388,1 | 13377 | 12391.8092 | 20949.6688 | 32573.056 | 170681.8182 | 0.19084 | 0.14223 | 1200000 | 35 | 1 | 0 | 0 | 0 | 1 | Lateral Hardening-Fuse-92456388 | 1500Million | Western | -1 | 3000
Lateral Hardening | Lateral Hardening-Fuse-60048702,3 | 13621 | 8028.1401 | 114961.0323 | 145250.9795 | 761454.5455 | 0.19075 | 0.79318 | 960000 | 4 | 3 | 0 | 0 | 0 | 3 | Lateral Hardening-Fuse-60048702, Lateral Hardening-Fuse-90280939, Lateral Hardening-Fuse-91736899 | 1500Million | Western | -1 | 3000
Lateral Hardening | Lateral Hardening-Fuse-10612131,1 | 13927 | 7847.9329 | 25897.2671 | 33337.8616 | 175000 | 0.1905 | 0.14583 | 1200000 | 12 | 1 | 0 | 0 | 0 | 1 | Lateral Hardening-Fuse-10612131 | 1500Million | Winter Haven | -1 | 3000
Lateral Hardening | Lateral Hardening-Fuse-92655494,1 | 13068 | 21627.7589 | 28495.7618 | 49121.2155 | 257954.5455 | 0.19043 | 0.21496 | 1200000 | 31 | 1 | 0 | 0 | 0 | 1 | Lateral Hardening-Fuse-92655494 | 1500Million | Western | -1 | 3000
Lateral Hardening | Lateral Hardening-Fuse-10829458,1 | 13687 | 4055.7297 | 22817.5658 | 26442.1144 | 138863.6364 | 0.19042 | 0.11572 | 1200000 | 3 | 1 | 0 | 0 | 0 | 1 | Lateral Hardening-Fuse-10829458 | 1500Million | Eastern | -1 | 3000
Lateral Hardening | Lateral Hardening-Fuse-10204430,1 | 13337 | 0 | 155091.3346 | 151458.2329 | 795454.5455 | 0.1904 | 0.66288 | 1200000 | 649 | 1 | 7 | 0 | 7 | 8 | Lateral Hardening-Fuse-10204430 | 1500Million | Western | -1 | 3000
Lateral Hardening | Lateral Hardening-Fuse-10420563,1 | 13825 | 24861.4048 | 2561.5141 | 26223.139 | 137727.2727 | 0.1904 | 0.11477 | 1200000 | 6 | 1 | 0 | 0 | 0 | 1 | Lateral Hardening-Fuse-10420563 | 1500Million | Central | -1 | 3000
Lateral Hardening | Lateral Hardening-Fuse-60070111,1 | 13112 | 11669.9306 | 23662.8297 | 46507.6619 | 244318.1818 | 0.19036 | 0.2036 | 1200000 | 20 | 1 | 2 | 0 | 2 | 3 | Lateral Hardening-Fuse-60070111 | 1500Million | Western | -1 | 3000
Lateral Hardening | Lateral Hardening-Fuse-10562375,1 | 13296 | 9677.8739 | 304.6262 | 9514.6379 | 50000 | 0.19029 | 0.011174 | 4474576.2712 | 7 | 1 | 0 | 0 | 0 | 1 | Lateral Hardening-Fuse-10562375 | 1500Million | Winter Haven | -1 | 3000
Lateral Hardening | Lateral Hardening-Fuse-92863361,1 | 13460 | 3729.8929 | 25691.5819 | 29062.8479 | 152727.2727 | 0.19029 | 0.12727 | 1200000 | 3 | 1 | 0 | 0 | 0 | 1 | Lateral Hardening-Fuse-92863361 | 1500Million | Eastern | -1 | 3000
Lateral Hardening | Lateral Hardening-Fuse-10680819,1 | 13308 | 7427.397 | 7215.3323 | 16217.6274 | 85227.2727 | 0.19029 | 0.071023 | 1200000 | 12 | 1 | 0 | 0 | 0 | 1 | Lateral Hardening-Fuse-10680819 | 1500Million | Winter Haven | -1 | 3000
Lateral Hardening | Lateral Hardening-Fuse-92931821,1 | 13006 | 0 | 25339.5457 | 25120.0557 | 132045.4545 | 0.19024 | 0.11004 | 1200000 |  | 1 | 0 | 0 | 0 | 1 | Lateral Hardening-Fuse-92931821 | 1500Million | Dade City | -1 | 3000
Lateral Hardening | Lateral Hardening-Fuse-93228943,1 | 13459 | 65870.9302 | 31355.9098 | 94267.4975 | 495681.8182 | 0.19018 | 0.41307 | 1200000 | 3 | 1 | 0 | 0 | 0 | 1 | Lateral Hardening-Fuse-93228943 | 1500Million | Eastern | -1 | 3000
Lateral Hardening | Lateral Hardening-Fuse-92677665,1 | 13805 | 8208.9089 | 52550 | 59210.0553 | 311590.9091 | 0.19002 | 0.25966 | 1200000 | 5 | 1 | 0 | 0 | 0 | 1 | Lateral Hardening-Fuse-92677665 | 1500Million | Plant City | -1 | 3000
Lateral Hardening | Lateral Hardening-Fuse-92582608,1 | 13433 | 13140.9298 | 1278.1794 | 13767.0455 | 72500 | 0.18989 | 0.060417 | 1200000 | 4 | 1 | 0 | 0 | 0 | 1 | Lateral Hardening-Fuse-92582608 | 1500Million | Eastern | -1 | 3000
Lateral Hardening | Lateral Hardening-Fuse-91001901,1 | 13091 | 35169.1549 | 4430.4711 | 37837.6813 | 199318.1818 | 0.18984 | 0.1661 | 1200000 | 8 | 1 | 1 | 0 | 1 | 2 | Lateral Hardening-Fuse-91001901 | 1500Million | Central | -1 | 3000
Lateral Hardening | Lateral Hardening-Fuse-91843635,1 | 13462 | 13346.0049 | 643.6714 | 13330.8006 | 70227.2727 | 0.18982 | 0.058523 | 1200000 | 5 | 1 | 0 | 0 | 0 | 1 | Lateral Hardening-Fuse-91843635 | 1500Million | Plant City | -1 | 3000
Lateral Hardening | Lateral Hardening-Fuse-10745645,1 | 13431 | 16918.2214 | 1199.0156 | 17296.8573 | 91136.3636 | 0.18979 | 0.075947 | 1200000 | 14 | 1 | 0 | 0 | 0 | 1 | Lateral Hardening-Fuse-10745645 | 1500Million | Dade City | -1 | 3000
Lateral Hardening | Lateral Hardening-Fuse-90211136,1 | 13162 | 5028.1993 | 18577.4704 | 23148.2275 | 122045.4545 | 0.18967 | 0.1017 | 1200000 | 8 | 1 | 0 | 0 | 0 | 1 | Lateral Hardening-Fuse-90211136 | 1500Million | Western | -1 | 3000
Lateral Hardening | Lateral Hardening-Fuse-10236650,1 | 13511 | 5639.2367 | 8885.7382 | 14180.1415 | 74772.7273 | 0.18964 | 0.062311 | 1200000 | 14 | 1 | 0 | 0 | 0 | 1 | Lateral Hardening-Fuse-10236650 | 1500Million | Western | -1 | 3000
Lateral Hardening | Lateral Hardening-Fuse-10674255,1 | 13414 | 0 | 22722.2618 | 22535.7404 | 118863.6364 | 0.18959 | 0.099053 | 1200000 |  | 1 | 0 | 0 | 0 | 1 | Lateral Hardening-Fuse-10674255 | 1500Million | Plant City | -1 | 3000
Lateral Hardening | Lateral Hardening-Fuse-10895258,1 | 13003 | 3170.2163 | 24145.0772 | 28094.1686 | 148181.8182 | 0.18959 | 0.12348 | 1200000 | 3 | 1 | 0 | 0 | 0 | 1 | Lateral Hardening-Fuse-10895258 | 1500Million | South Hillsborough | -1 | 3000
Lateral Hardening | Lateral Hardening-Fuse-92528285,1 | 13063 | 9261.2332 | 18319.5797 | 26971.4225 | 142272.7273 | 0.18958 | 0.11856 | 1200000 | 21 | 1 | 0 | 0 | 0 | 1 | Lateral Hardening-Fuse-92528285 | 1500Million | Western | -1 | 3000
Lateral Hardening | Lateral Hardening-Fuse-10681837,1 | 13214 | 15312.3209 | 17102.5178 | 31784.7306 | 167727.2727 | 0.1895 | 0.13977 | 1200000 | 20 | 1 | 0 | 0 | 0 | 1 | Lateral Hardening-Fuse-10681837 | 1500Million | Eastern | -1 | 3000
Lateral Hardening | Lateral Hardening-Fuse-90956068,1 | 13236 | 6997.3468 | 49730.9901 | 55245.5264 | 291590.9091 | 0.18946 | 0.24299 | 1200000 | 4 | 1 | 0 | 0 | 0 | 1 | Lateral Hardening-Fuse-90956068 | 1500Million | South Hillsborough | -1 | 3000
Lateral Hardening | Lateral Hardening-Fuse-10317657,1 | 13748 | 12212.104 | 10164.4331 | 21824.5291 | 115227.2727 | 0.1894 | 0.096023 | 1200000 | 19 | 1 | 0 | 0 | 0 | 1 | Lateral Hardening-Fuse-10317657 | 1500Million | Western | -1 | 3000
Lateral Hardening | Lateral Hardening-Fuse-92529799,1 | 13210 | 11811.4816 | 18213.7329 | 29442.84 | 155454.5455 | 0.1894 | 0.12955 | 1200000 | 15 | 1 | 0 | 0 | 0 | 1 | Lateral Hardening-Fuse-92529799 | 1500Million | Western | -1 | 3000
Lateral Hardening | Lateral Hardening-Fuse-10904208,1 | 13709 | 18700.4134 | 36962.202 | 54692.4275 | 289090.9091 | 0.18919 | 0.24091 | 1200000 | 19 | 1 | 0 | 0 | 0 | 1 | Lateral Hardening-Fuse-10904208 | 1500Million | Eastern | -1 | 3000
Lateral Hardening | Lateral Hardening-Fuse-10144742,1 | 13136 | 9951.633 | 26531.3906 | 35945.5436 | 190000 | 0.18919 | 0.15833 | 1200000 | 10 | 1 | 0 | 0 | 0 | 1 | Lateral Hardening-Fuse-10144742 | 1500Million | Western | -1 | 3000
Lateral Hardening | Lateral Hardening-Fuse-92619235,1 | 13303 | 0 | 170624.1192 | 167526.9578 | 886136.3636 | 0.18905 | 0.73845 | 1200000 | 2 | 1 | 0 | 0 | 0 | 1 | Lateral Hardening-Fuse-92619235 | 1500Million | South Hillsborough | -1 | 3000
Lateral Hardening | Lateral Hardening-Fuse-92176531,1 | 13523 | 10142.3905 | 525.2534 | 10182.5429 | 53863.6364 | 0.18904 | 0.044886 | 1200000 | 3 | 1 | 0 | 0 | 0 | 1 | Lateral Hardening-Fuse-92176531 | 1500Million | Western | -1 | 3000
Lateral Hardening | Lateral Hardening-Fuse-10255345,1 | 13586 | 2422.5186 | 24796.94 | 26936.9152 | 142500 | 0.18903 | 0.11875 | 1200000 | 2 | 1 | 0 | 0 | 0 | 1 | Lateral Hardening-Fuse-10255345 | 1500Million | Western | -1 | 3000
Lateral Hardening | Lateral Hardening-Fuse-91967565,1 | 13808 | 12182.1194 | 43998.2283 | 54888.0804 | 290454.5455 | 0.18897 | 0.24205 | 1200000 | 7 | 1 | 0 | 0 | 0 | 1 | Lateral Hardening-Fuse-91967565 | 1500Million | Plant City | -1 | 3000
Lateral Hardening | Lateral Hardening-Fuse-91194467,8 | 13461 | 77011.6954 | 274809.686 | 348480.6061 | 1845090.9091 | 0.18887 | 1.922 | 960000 | 5 | 8 | 1 | 0 | 1 | 9 | Lateral Hardening-Fuse-91194467, Lateral Hardening-Fuse-10097033, Lateral Hardening-Fuse-10097043, Lateral Hardening-Fuse-10097044, Lateral Hardening-Fuse-90057779, Lateral Hardening-Fuse-10097034, Lateral Hardening-Fuse-10097032, Lateral Hardening-Fuse-10097065 | 1500Million | Eastern | -1 | 3000
Lateral Hardening | Lateral Hardening-Fuse-60081648,1 | 13418 | 15442.4722 | 22639.1893 | 37340.9118 | 197727.2727 | 0.18885 | 0.16477 | 1200000 | 22 | 1 | 0 | 0 | 0 | 1 | Lateral Hardening-Fuse-60081648 | 1500Million | Central | -1 | 3000
Lateral Hardening | Lateral Hardening-Fuse-10565884,1 | 13290 | 8854.1683 | 12460.2841 | 20855.8777 | 110454.5455 | 0.18882 | 0.092045 | 1200000 | 12 | 1 | 0 | 0 | 0 | 1 | Lateral Hardening-Fuse-10565884 | 1500Million | Winter Haven | -1 | 3000
Lateral Hardening | Lateral Hardening-Fuse-10896380,1 | 13089 | 0 | 93862.033 | 93356.7345 | 494545.4545 | 0.18877 | 0.41212 | 1200000 |  | 1 | 5 | 0 | 5 | 6 | Lateral Hardening-Fuse-10896380 | 1500Million | Central | -1 | 3000
Lateral Hardening | Lateral Hardening-Fuse-10556566,2 | 13298 | 10736.9004 | 239296.6192 | 244675.5177 | 1297272.7273 | 0.18861 | 1.3513 | 960000 | 8 | 2 | 0 | 0 | 0 | 2 | Lateral Hardening-Fuse-10556566, Lateral Hardening-Fuse-91231112 | 1500Million | Winter Haven | -1 | 3000
Lateral Hardening | Lateral Hardening-Fuse-92377864,2 | 13815 | 785.7001 | 21620.7481 | 22241.8978 | 118000 | 0.18849 | 0.12292 | 960000 | 1 | 2 | 1 | 0 | 1 | 3 | Lateral Hardening-Fuse-92377864, Lateral Hardening-Fuse-10745518 | 1500Million | Dade City | -1 | 3000
Lateral Hardening | Lateral Hardening-Fuse-90109963,1 | 14024 | 18639.9158 | 32669.7673 | 49949.962 | 265227.2727 | 0.18833 | 0.22102 | 1200000 | 12 | 1 | 0 | 0 | 0 | 1 | Lateral Hardening-Fuse-90109963 | 1500Million | South Hillsborough | -1 | 3000
Lateral Hardening | Lateral Hardening-Fuse-10715655,1 | 13984 | 14475.8367 | 54685.3377 | 67395.336 | 357954.5455 | 0.18828 | 0.2983 | 1200000 | 10 | 1 | 0 | 0 | 0 | 1 | Lateral Hardening-Fuse-10715655 | 1500Million | Plant City | -1 | 3000
Lateral Hardening | Lateral Hardening-Fuse-92821702,2 | 13749 | 0 | 109824.4561 | 108891.0001 | 578545.4545 | 0.18822 | 0.60265 | 960000 | 192 | 2 | 4 | 0 | 4 | 6 | Lateral Hardening-Fuse-92821702, Lateral Hardening-Fuse-93340373 | 1500Million | Western | -1 | 3000
Lateral Hardening | Lateral Hardening-Fuse-60114878,1 | 13600 | 7173.4479 | 10432.6601 | 19156.2524 | 101818.1818 | 0.18814 | 0.084848 | 1200000 | 15 | 1 | 0 | 0 | 0 | 1 | Lateral Hardening-Fuse-60114878 | 1500Million | Central | -1 | 3000
Lateral Hardening | Lateral Hardening-Fuse-10556714,1 | 13298 | 128549.3552 | 220043.603 | 341072.564 | 1812954.5455 | 0.18813 | 1.5108 | 1200000 | 3 | 1 | 0 | 0 | 0 | 1 | Lateral Hardening-Fuse-10556714 | 1500Million | Winter Haven | -1 | 3000
Lateral Hardening | Lateral Hardening-Fuse-91336907,1 | 13028 | 15696.0318 | 10588.649 | 25603.2548 | 136136.3636 | 0.18807 | 0.11345 | 1200000 | 23 | 1 | 0 | 0 | 0 | 1 | Lateral Hardening-Fuse-91336907 | 1500Million | Central | -1 | 3000
Lateral Hardening | Lateral Hardening-Fuse-91220443,1 | 13592 | 10503.6701 | 11285.8813 | 21321.1125 | 113409.0909 | 0.188 | 0.094508 | 1200000 | 15 | 1 | 0 | 0 | 0 | 1 | Lateral Hardening-Fuse-91220443 | 1500Million | Central | -1 | 3000
Lateral Hardening | Lateral Hardening-Fuse-10075228,1 | 13656 | 44156.5099 | 9878.4786 | 51774.7734 | 275454.5455 | 0.18796 | 0.22955 | 1200000 | 8 | 1 | 0 | 0 | 0 | 1 | Lateral Hardening-Fuse-10075228 | 1500Million | Plant City | -1 | 3000
Lateral Hardening | Lateral Hardening-Fuse-92092534,1 | 13961 | 15041.3083 | 20607.4542 | 35020.5644 | 186363.6364 | 0.18792 | 0.1553 | 1200000 | 15 | 1 | 0 | 0 | 0 | 1 | Lateral Hardening-Fuse-92092534 | 1500Million | Plant City | -1 | 3000
Lateral Hardening | Lateral Hardening-Fuse-60105334,1 | 13030 | 16819.4699 | 21402.0636 | 37388.4659 | 199090.9091 | 0.1878 | 0.16591 | 1200000 | 27 | 1 | 0 | 0 | 0 | 1 | Lateral Hardening-Fuse-60105334 | 1500Million | Winter Haven | -1 | 3000
Lateral Hardening | Lateral Hardening-Fuse-93258715,1 | 13042 | 13405.1077 | 23284.4082 | 36021.9524 | 191818.1818 | 0.18779 | 0.15985 | 1200000 | 14 | 1 | 0 | 0 | 0 | 1 | Lateral Hardening-Fuse-93258715 | 1500Million | Central | -1 | 3000
Lateral Hardening | Lateral Hardening-Fuse-10754737,1 | 14306 | 3698.3427 | 3503.9512 | 9389.5151 | 50000 | 0.18779 | 0.032386 | 1543859.6491 | 8 | 1 | 0 | 0 | 0 | 1 | Lateral Hardening-Fuse-10754737 | 1500Million | Dade City | -1 | 3000
Lateral Hardening | Lateral Hardening-Fuse-92629861,9 | 13303 | 355475.4828 | 406965.0043 | 748484.0354 | 3987272.7273 | 0.18772 | 4.1534 | 960000 | 2 | 9 | 1 | 0 | 1 | 10 | Lateral Hardening-Fuse-92629861, Lateral Hardening-Fuse-90972505, Lateral Hardening-Fuse-92770353, Lateral Hardening-Fuse-60024727, Lateral Hardening-Fuse-90688538, Lateral Hardening-Fuse-60024752, Lateral Hardening-Fuse-60024757, Lateral Hardening-Fuse-92772446, Lateral Hardening-Fuse-60024768 | 1500Million | South Hillsborough | -1 | 3000
Lateral Hardening | Lateral Hardening-Fuse-60409705,1 | 13808 | 7624.7187 | 12638.0732 | 21155.622 | 112727.2727 | 0.18767 | 0.093939 | 1200000 | 11 | 1 | 0 | 0 | 0 | 1 | Lateral Hardening-Fuse-60409705 | 1500Million | Plant City | -1 | 3000
Lateral Hardening | Lateral Hardening-Fuse-90833711,1 | 14111 | 2849.9728 | 17335.6874 | 19992.3895 | 106590.9091 | 0.18756 | 0.088826 | 1200000 | 4 | 1 | 0 | 0 | 0 | 1 | Lateral Hardening-Fuse-90833711 | 1500Million | Eastern | -1 | 3000
Lateral Hardening | Lateral Hardening-Fuse-60060544,1 | 13175 | 7467.9001 | 9267.861 | 16320.1381 | 87045.4545 | 0.18749 | 0.072538 | 1200000 | 13 | 1 | 0 | 0 | 0 | 1 | Lateral Hardening-Fuse-60060544 | 1500Million | Central | -1 | 3000
Lateral Hardening | Lateral Hardening-Fuse-10095459,1 | 13786 | 2057.1963 | 32985.8195 | 36582.3282 | 195227.2727 | 0.18738 | 0.16269 | 1200000 | 2 | 1 | 0 | 0 | 0 | 1 | Lateral Hardening-Fuse-10095459 | 1500Million | Plant City | -1 | 3000
Lateral Hardening | Lateral Hardening-Fuse-10089368,1 | 13278 | 15032.519 | 37359.4657 | 51648.2437 | 275909.0909 | 0.18719 | 0.22992 | 1200000 | 16 | 1 | 0 | 0 | 0 | 1 | Lateral Hardening-Fuse-10089368 | 1500Million | Winter Haven | -1 | 3000
Lateral Hardening | Lateral Hardening-Fuse-10501149,1 | 13509 | 0 | 43590.1006 | 43053.9316 | 230000 | 0.18719 | 0.19167 | 1200000 | 1 | 1 | 0 | 0 | 0 | 1 | Lateral Hardening-Fuse-10501149 | 1500Million | Eastern | -1 | 3000
Lateral Hardening | Lateral Hardening-Fuse-60278018,1 | 13799 | 1816.8791 | 20343.9639 | 22035.6745 | 117727.2727 | 0.18718 | 0.098106 | 1200000 | 2 | 1 | 0 | 0 | 0 | 1 | Lateral Hardening-Fuse-60278018 | 1500Million | Eastern | -1 | 3000
Lateral Hardening | Lateral Hardening-Fuse-90756993,1 | 14050 | 40566.9583 | 13150.2461 | 51733.1704 | 276590.9091 | 0.18704 | 0.23049 | 1200000 | 3 | 1 | 0 | 0 | 0 | 1 | Lateral Hardening-Fuse-90756993 | 1500Million | Plant City | -1 | 3000
Lateral Hardening | Lateral Hardening-Fuse-92944291,2 | 13303 | 35251.1136 | 9691.6648 | 43221.837 | 231090.9091 | 0.18703 | 0.24072 | 960000 | 16 | 2 | 0 | 0 | 0 | 2 | Lateral Hardening-Fuse-92944291, Lateral Hardening-Fuse-92596567 | 1500Million | South Hillsborough | -1 | 3000
Lateral Hardening | Lateral Hardening-Fuse-92316365,1 | 13159 | 6825.2433 | 5781.7189 | 12242.1165 | 65454.5455 | 0.18703 | 0.054545 | 1200000 | 14 | 1 | 0 | 0 | 0 | 1 | Lateral Hardening-Fuse-92316365 | 1500Million | Central | -1 | 3000
Lateral Hardening | Lateral Hardening-Fuse-90680573,1 | 13546 | 18410.367 | 24495.6377 | 42104.9333 | 225227.2727 | 0.18694 | 0.18769 | 1200000 | 25 | 1 | 0 | 0 | 0 | 1 | Lateral Hardening-Fuse-90680573 | 1500Million | Central | -1 | 3000
Lateral Hardening | Lateral Hardening-Fuse-92613809,4 | 13254 | 0 | 435293.5514 | 425321.065 | 2275272.7273 | 0.18693 | 2.3701 | 960000 |  | 4 | 1 | 0 | 1 | 5 | Lateral Hardening-Fuse-92613809, Lateral Hardening-Fuse-10694109, Lateral Hardening-Fuse-10694135, Lateral Hardening-Fuse-10694123 | 1500Million | South Hillsborough | -1 | 3000
Lateral Hardening | Lateral Hardening-Fuse-10366852,1 | 13101 | 4389.9484 | 5194.3119 | 9338.2108 | 50000 | 0.18676 | 0.036364 | 1375000 | 9 | 1 | 0 | 0 | 0 | 1 | Lateral Hardening-Fuse-10366852 | 1500Million | Central | -1 | 3000
Lateral Hardening | Lateral Hardening-Fuse-60127652,1 | 13547 | 0 | 9445.5088 | 9337.303 | 50000 | 0.18675 | 0.037689 | 1326633.1658 | 2 | 1 | 1 | 0 | 1 | 2 | Lateral Hardening-Fuse-60127652 | 1500Million | Central | -1 | 3000
Lateral Hardening | Lateral Hardening-Fuse-10761282,1 | 13330 | 2955.702 | 8921.4302 | 11713.1965 | 62727.2727 | 0.18673 | 0.052273 | 1200000 | 3 | 1 | 0 | 0 | 0 | 1 | Lateral Hardening-Fuse-10761282 | 1500Million | Dade City | -1 | 3000
Lateral Hardening | Lateral Hardening-Fuse-10628968,3 | 13787 | 81198.0462 | 88122.6635 | 166166.5538 | 890363.6364 | 0.18663 | 0.92746 | 960000 | 7 | 3 | 0 | 0 | 0 | 3 | Lateral Hardening-Fuse-10628968, Lateral Hardening-Fuse-10628988, Lateral Hardening-Fuse-91005084 | 1500Million | Plant City | -1 | 3000
Lateral Hardening | Lateral Hardening-Fuse-10645469,1 | 13148 | 1866.5066 | 38986.1111 | 39868.8952 | 213636.3636 | 0.18662 | 0.17803 | 1200000 | 1 | 1 | 0 | 0 | 0 | 1 | Lateral Hardening-Fuse-10645469 | 1500Million | Plant City | -1 | 3000
Lateral Hardening | Lateral Hardening-Fuse-92481317,1 | 13171 | 0 | 17461.3248 | 17261.2913 | 92500 | 0.18661 | 0.077083 | 1200000 |  | 1 | 0 | 0 | 0 | 1 | Lateral Hardening-Fuse-92481317 | 1500Million | Eastern | -1 | 3000
Lateral Hardening | Lateral Hardening-Fuse-92867909,1 | 13460 | 2464.4378 | 23890.5276 | 26205.6779 | 140454.5455 | 0.18658 | 0.11705 | 1200000 | 3 | 1 | 0 | 0 | 0 | 1 | Lateral Hardening-Fuse-92867909 | 1500Million | Eastern | -1 | 3000
Lateral Hardening | Lateral Hardening-Fuse-91954150,1 | 13219 | 22156.9269 | 3151.6793 | 24205.7431 | 129772.7273 | 0.18652 | 0.10814 | 1200000 | 23 | 1 | 0 | 0 | 0 | 1 | Lateral Hardening-Fuse-91954150 | 1500Million | Western | -1 | 3000
Lateral Hardening | Lateral Hardening-Fuse-10516399,1 | 13041 | 14583.8272 | 32066.7573 | 45874.0014 | 246136.3636 | 0.18638 | 0.20511 | 1200000 | 13 | 1 | 1 | 0 | 1 | 2 | Lateral Hardening-Fuse-10516399 | 1500Million | Eastern | -1 | 3000
Lateral Hardening | Lateral Hardening-Fuse-92876057,1 | 13112 | 13319.8941 | 33195.7434 | 45890.1265 | 246363.6364 | 0.18627 | 0.2053 | 1200000 | 15 | 1 | 0 | 0 | 0 | 1 | Lateral Hardening-Fuse-92876057 | 1500Million | Western | -1 | 3000
Lateral Hardening | Lateral Hardening-Fuse-10717266,1 | 13900 | 10743.9164 | 104.3011 | 10322.8007 | 55454.5455 | 0.18615 | 0.046212 | 1200000 | 3 | 1 | 0 | 0 | 0 | 1 | Lateral Hardening-Fuse-10717266 | 1500Million | South Hillsborough | -1 | 3000
Lateral Hardening | Lateral Hardening-Fuse-93337149,1 | 13117 | 23854.5197 | 2902.2103 | 25598.7551 | 137727.2727 | 0.18587 | 0.11477 | 1200000 | 12 | 1 | 0 | 0 | 0 | 1 | Lateral Hardening-Fuse-93337149 | 1500Million | Winter Haven | -1 | 3000
Lateral Hardening | Lateral Hardening-Fuse-92679384,1 | 14041 | 4254.0566 | 20291.6657 | 24227.0153 | 130454.5455 | 0.18571 | 0.10871 | 1200000 | 4 | 1 | 0 | 0 | 0 | 1 | Lateral Hardening-Fuse-92679384 | 1500Million | Central | -1 | 3000
Lateral Hardening | Lateral Hardening-Fuse-60024865,1 | 13303 | 2425.3641 | 33729.8231 | 35817.4896 | 193181.8182 | 0.18541 | 0.16098 | 1200000 | 2 | 1 | 0 | 0 | 0 | 1 | Lateral Hardening-Fuse-60024865 | 1500Million | South Hillsborough | -1 | 3000
Lateral Hardening | Lateral Hardening-Fuse-91836431,1 | 13426 | 2017.4387 | 23425.5616 | 25309.6445 | 136590.9091 | 0.1853 | 0.11383 | 1200000 | 2 | 1 | 0 | 0 | 0 | 1 | Lateral Hardening-Fuse-91836431 | 1500Million | Western | -1 | 3000
Lateral Hardening | Lateral Hardening-Fuse-90239072,1 | 13510 | 9647.2785 | 74.7373 | 9256.9454 | 50000 | 0.18514 | 0.013636 | 3666666.6667 | 107 | 1 | 2 | 0 | 2 | 3 | Lateral Hardening-Fuse-90239072 | 1500Million | Western | -1 | 3000
Lateral Hardening | Lateral Hardening-Fuse-92632768,1 | 13433 | 22722.9855 | 2475.669 | 24067.791 | 130000 | 0.18514 | 0.10833 | 1200000 | 3 | 1 | 0 | 0 | 0 | 1 | Lateral Hardening-Fuse-92632768 | 1500Million | Eastern | -1 | 3000
Lateral Hardening | Lateral Hardening-Fuse-60123687,1 | 13102 | 19681.1547 | 29996.4282 | 48697.9665 | 263181.8182 | 0.18504 | 0.21932 | 1200000 | 22 | 1 | 0 | 0 | 0 | 1 | Lateral Hardening-Fuse-60123687 | 1500Million | Central | -1 | 3000
Lateral Hardening | Lateral Hardening-Fuse-60073804,3 | 13082 | 19037.7059 | 11692.5959 | 32191.1126 | 174000 | 0.18501 | 0.18125 | 960000 | 31 | 3 | 0 | 0 | 0 | 3 | Lateral Hardening-Fuse-60073804, Lateral Hardening-Fuse-91491128, Lateral Hardening-Fuse-91491159 | 1500Million | Western | -1 | 3000
Lateral Hardening | Lateral Hardening-Fuse-10627018,8 | 13147 | 276838.3519 | 138774.4916 | 404505.9486 | 2186545.4545 | 0.185 | 2.2777 | 960000 | 101 | 8 | 0 | 0 | 0 | 8 | Lateral Hardening-Fuse-10627018, Lateral Hardening-Fuse-90279746, Lateral Hardening-Fuse-10627056, Lateral Hardening-Fuse-10627057, Lateral Hardening-Fuse-92535745, Lateral Hardening-Fuse-92535746, Lateral Hardening-Fuse-90279838, Lateral Hardening-Fuse-90860962 | 1500Million | Plant City | -1 | 3000
Lateral Hardening | Lateral Hardening-Fuse-10820630,1 | 14032 | 0 | 39253.2899 | 57279.0564 | 309772.7273 | 0.18491 | 0.25814 | 1200000 | 380 | 1 | 6 | 0 | 6 | 7 | Lateral Hardening-Fuse-10820630 | 1500Million | Western | -1 | 3000
Lateral Hardening | Lateral Hardening-Fuse-92947372,1 | 13006 | 4628.1897 | 23604.1804 | 27888.9616 | 150909.0909 | 0.18481 | 0.12576 | 1200000 | 4 | 1 | 0 | 0 | 0 | 1 | Lateral Hardening-Fuse-92947372 | 1500Million | Dade City | -1 | 3000
Lateral Hardening | Lateral Hardening-Fuse-10688339,1 | 13068 | 6913.8835 | 5208.3632 | 12975.9623 | 70227.2727 | 0.18477 | 0.058523 | 1200000 | 17 | 1 | 0 | 0 | 0 | 1 | Lateral Hardening-Fuse-10688339 | 1500Million | Western | -1 | 3000
Lateral Hardening | Lateral Hardening-Fuse-10645467,1 | 13148 | 1592.8283 | 30521.1054 | 31494.2694 | 170454.5455 | 0.18477 | 0.14205 | 1200000 | 1 | 1 | 0 | 0 | 0 | 1 | Lateral Hardening-Fuse-10645467 | 1500Million | Plant City | -1 | 3000
Lateral Hardening | Lateral Hardening-Fuse-10595530,1 | 13698 | 19976.2187 | 25545.1262 | 50412.8609 | 272954.5455 | 0.18469 | 0.22746 | 1200000 | 29 | 1 | 0 | 0 | 0 | 1 | Lateral Hardening-Fuse-10595530 | 1500Million | Winter Haven | -1 | 3000
Lateral Hardening | Lateral Hardening-Fuse-10217767,1 | 13493 | 7944.0301 | 963.1598 | 26987.933 | 146136.3636 | 0.18468 | 0.12178 | 1200000 | 36 | 1 | 0 | 0 | 0 | 1 | Lateral Hardening-Fuse-10217767 | 1500Million | Western | -1 | 3000
Lateral Hardening | Lateral Hardening-Fuse-10696430,1 | 13961 | 9728.1527 | 27015.9416 | 36219.2051 | 196136.3636 | 0.18466 | 0.16345 | 1200000 | 8 | 1 | 0 | 0 | 0 | 1 | Lateral Hardening-Fuse-10696430 | 1500Million | Plant City | -1 | 3000
Lateral Hardening | Lateral Hardening-Fuse-91855492,1 | 13184 | 24403.6211 | 4616.0654 | 27779.2928 | 150454.5455 | 0.18464 | 0.12538 | 1200000 | 8 | 1 | 0 | 0 | 0 | 1 | Lateral Hardening-Fuse-91855492 | 1500Million | Central | -1 | 3000
Lateral Hardening | Lateral Hardening-Fuse-93301854,1 | 13808 | 2726.7153 | 16078.8183 | 18545.0449 | 100454.5455 | 0.18461 | 0.083712 | 1200000 | 2 | 1 | 0 | 0 | 0 | 1 | Lateral Hardening-Fuse-93301854 | 1500Million | Plant City | -1 | 3000
Lateral Hardening | Lateral Hardening-Fuse-92823405,4 | 13479 | 0 | 104719.3219 | 103436.3923 | 560363.6364 | 0.18459 | 0.58371 | 960000 | 9 | 4 | 3 | 0 | 3 | 7 | Lateral Hardening-Fuse-92823405, Lateral Hardening-Fuse-92004461, Lateral Hardening-Fuse-92004508, Lateral Hardening-Fuse-92004475 | 1500Million | Winter Haven | -1 | 3000
Lateral Hardening | Lateral Hardening-Fuse-60024898,1 | 13303 | 0 | 11756.481 | 11688.8656 | 63409.0909 | 0.18434 | 0.052841 | 1200000 |  | 1 | 0 | 0 | 0 | 1 | Lateral Hardening-Fuse-60024898 | 1500Million | South Hillsborough | -1 | 3000
Lateral Hardening | Lateral Hardening-Fuse-90304987,1 | 13003 | 22471.0897 | 4486.6598 | 25806.9494 | 140000 | 0.18434 | 0.11667 | 1200000 | 4 | 1 | 0 | 0 | 0 | 1 | Lateral Hardening-Fuse-90304987 | 1500Million | South Hillsborough | -1 | 3000
Lateral Hardening | Lateral Hardening-Fuse-91189327,2 | 13007 | 0 | 185911.9854 | 183245.6526 | 994545.4545 | 0.18425 | 1.036 | 960000 | 3 | 2 | 0 | 0 | 0 | 2 | Lateral Hardening-Fuse-91189327, Lateral Hardening-Fuse-91011458 | 1500Million | Plant City | -1 | 3000
Lateral Hardening | Lateral Hardening-Fuse-10548847,1 | 13693 | 3094.122 | 14652.8619 | 17540.9461 | 95227.2727 | 0.1842 | 0.079356 | 1200000 | 3 | 1 | 0 | 0 | 0 | 1 | Lateral Hardening-Fuse-10548847 | 1500Million | Eastern | -1 | 3000
Lateral Hardening | Lateral Hardening-Fuse-90514671,1 | 13678 | 0 | 18914.5204 | 18880.3016 | 102500 | 0.1842 | 0.085417 | 1200000 | 3 | 1 | 0 | 0 | 0 | 1 | Lateral Hardening-Fuse-90514671 | 1500Million | Western | -1 | 3000
Lateral Hardening | Lateral Hardening-Fuse-10067975,1 | 13233 | 6783.9224 | 32231.5306 | 38336.1837 | 208181.8182 | 0.18415 | 0.17348 | 1200000 | 5 | 1 | 0 | 0 | 0 | 1 | Lateral Hardening-Fuse-10067975 | 1500Million | South Hillsborough | -1 | 3000
Lateral Hardening | Lateral Hardening-Fuse-91235891,1 | 13190 | 24908.0924 | 3712.1492 | 27408.3803 | 148863.6364 | 0.18412 | 0.12405 | 1200000 | 14 | 1 | 0 | 0 | 0 | 1 | Lateral Hardening-Fuse-91235891 | 1500Million | Western | -1 | 3000
Lateral Hardening | Lateral Hardening-Fuse-60042505,1 | 13039 | 5958.9377 | 13125.0318 | 18743.7423 | 101818.1818 | 0.18409 | 0.084848 | 1200000 | 7 | 1 | 0 | 0 | 0 | 1 | Lateral Hardening-Fuse-60042505 | 1500Million | Eastern | -1 | 3000
Lateral Hardening | Lateral Hardening-Fuse-92015576,1 | 13772 | 477.5111 | 9142.1117 | 9493.5317 | 51590.9091 | 0.18402 | 0.042992 | 1200000 | 1 | 1 | 0 | 0 | 0 | 1 | Lateral Hardening-Fuse-92015576 | 1500Million | Winter Haven | -1 | 3000
Lateral Hardening | Lateral Hardening-Fuse-10745624,1 | 13815 | 3267.7504 | 6218.5348 | 13209.546 | 71818.1818 | 0.18393 | 0.059848 | 1200000 | 9 | 1 | 0 | 0 | 0 | 1 | Lateral Hardening-Fuse-10745624 | 1500Million | Dade City | -1 | 3000
Lateral Hardening | Lateral Hardening-Fuse-92313612,1 | 13461 | 19103.3313 | 23277.6152 | 41377.3426 | 225000 | 0.1839 | 0.1875 | 1200000 | 14 | 1 | 0 | 0 | 0 | 1 | Lateral Hardening-Fuse-92313612 | 1500Million | Eastern | -1 | 3000
Lateral Hardening | Lateral Hardening-Fuse-10643463,1 | 13390 | 24359.4724 | 4865.4611 | 27993.5091 | 152272.7273 | 0.18384 | 0.12689 | 1200000 | 2 | 1 | 0 | 0 | 0 | 1 | Lateral Hardening-Fuse-10643463 | 1500Million | Plant City | -1 | 3000
Lateral Hardening | Lateral Hardening-Fuse-10606352,1 | 13151 | 0 | 17655.7623 | 17584.079 | 95681.8182 | 0.18378 | 0.079735 | 1200000 |  | 1 | 0 | 0 | 0 | 1 | Lateral Hardening-Fuse-10606352 | 1500Million | Winter Haven | -1 | 3000
Lateral Hardening | Lateral Hardening-Fuse-10466886,1 | 13433 | 7597.1258 | 11358.8717 | 19912.4614 | 108409.0909 | 0.18368 | 0.090341 | 1200000 | 14 | 1 | 0 | 0 | 0 | 1 | Lateral Hardening-Fuse-10466886 | 1500Million | Eastern | -1 | 3000
Lateral Hardening | Lateral Hardening-Fuse-10070750,1 | 13657 | 47438.5485 | 13190.3237 | 58102.5015 | 316363.6364 | 0.18366 | 0.26364 | 1200000 | 10 | 1 | 0 | 0 | 0 | 1 | Lateral Hardening-Fuse-10070750 | 1500Million | Plant City | -1 | 3000
Lateral Hardening | Lateral Hardening-Fuse-10807552,1 | 13020 | 14693.6644 | 17708.4617 | 31634.536 | 172727.2727 | 0.18315 | 0.14394 | 1200000 | 20 | 1 | 0 | 0 | 0 | 1 | Lateral Hardening-Fuse-10807552 | 1500Million | South Hillsborough | -1 | 3000
Lateral Hardening | Lateral Hardening-Fuse-10548851,1 | 13693 | 2194.9858 | 13385.7574 | 15437.4411 | 84318.1818 | 0.18309 | 0.070265 | 1200000 | 3 | 1 | 0 | 0 | 0 | 1 | Lateral Hardening-Fuse-10548851 | 1500Million | Eastern | -1 | 3000
Lateral Hardening | Lateral Hardening-Fuse-10516408,1 | 13686 | 1747.6546 | 11024.6119 | 13059.3827 | 71363.6364 | 0.183 | 0.05947 | 1200000 | 2 | 1 | 0 | 0 | 0 | 1 | Lateral Hardening-Fuse-10516408 | 1500Million | Eastern | -1 | 3000
Lateral Hardening | Lateral Hardening-Fuse-92831480,1 | 13390 | 2953.7763 | 26311.5338 | 28821.4564 | 157500 | 0.18299 | 0.13125 | 1200000 | 2 | 1 | 0 | 0 | 0 | 1 | Lateral Hardening-Fuse-92831480 | 1500Million | Plant City | -1 | 3000
Lateral Hardening | Lateral Hardening-Fuse-93299174,1 | 13808 | 1177.0147 | 22789.3771 | 23864.7087 | 130454.5455 | 0.18294 | 0.10871 | 1200000 | 1 | 1 | 0 | 0 | 0 | 1 | Lateral Hardening-Fuse-93299174 | 1500Million | Plant City | -1 | 3000
Lateral Hardening | Lateral Hardening-Fuse-90913088,1 | 13034 | 9542.035 | 67.3042 | 9143.7585 | 50000 | 0.18288 | 0.035606 | 1404255.3191 | 12 | 1 | 0 | 0 | 0 | 1 | Lateral Hardening-Fuse-90913088 | 1500Million | Central | -1 | 3000
Lateral Hardening | Lateral Hardening-Fuse-92827022,1 | 13159 | 9657.1881 | 12910.3363 | 22026.092 | 120454.5455 | 0.18286 | 0.10038 | 1200000 | 13 | 1 | 0 | 0 | 0 | 1 | Lateral Hardening-Fuse-92827022 | 1500Million | Central | -1 | 3000
Lateral Hardening | Lateral Hardening-Fuse-92369208,1 | 13159 | 7550.6781 | 7627.377 | 14750.1753 | 80681.8182 | 0.18282 | 0.067235 | 1200000 | 15 | 1 | 0 | 0 | 0 | 1 | Lateral Hardening-Fuse-92369208 | 1500Million | Central | -1 | 3000
Lateral Hardening | Lateral Hardening-Fuse-92964712,1 | 13935 | 0 | 45516.1382 | 45328.2492 | 247954.5455 | 0.18281 | 0.20663 | 1200000 | 2 | 1 | 3 | 0 | 3 | 4 | Lateral Hardening-Fuse-92964712 | 1500Million | Central | -1 | 3000
Lateral Hardening | Lateral Hardening-Fuse-10442384,1 | 13948 | 10796.4614 | 18170.1653 | 28494.621 | 155909.0909 | 0.18276 | 0.12992 | 1200000 | 16 | 1 | 0 | 0 | 0 | 1 | Lateral Hardening-Fuse-10442384 | 1500Million | Central | -1 | 3000
Lateral Hardening | Lateral Hardening-Fuse-92832167,1 | 13807 | 12601.4013 | 44093.9216 | 55611.0895 | 304318.1818 | 0.18274 | 0.2536 | 1200000 | 10 | 1 | 0 | 0 | 0 | 1 | Lateral Hardening-Fuse-92832167 | 1500Million | Plant City | -1 | 3000
Lateral Hardening | Lateral Hardening-Fuse-90287500,1 | 13815 | 631.1737 | 10351.113 | 10835.1903 | 59318.1818 | 0.18266 | 0.049432 | 1200000 | 1 | 1 | 0 | 0 | 0 | 1 | Lateral Hardening-Fuse-90287500 | 1500Million | Dade City | -1 | 3000
Lateral Hardening | Lateral Hardening-Fuse-10671196,1 | 13724 | 3724.2992 | 13606.0398 | 17103.5598 | 93636.3636 | 0.18266 | 0.07803 | 1200000 | 4 | 1 | 0 | 0 | 0 | 1 | Lateral Hardening-Fuse-10671196 | 1500Million | Plant City | -1 | 3000
Lateral Hardening | Lateral Hardening-Fuse-90527893,1 | 13622 | 1571.7879 | 9726.7859 | 11201.6224 | 61363.6364 | 0.18254 | 0.051136 | 1200000 | 2 | 1 | 0 | 0 | 0 | 1 | Lateral Hardening-Fuse-90527893 | 1500Million | Western | -1 | 3000
Lateral Hardening | Lateral Hardening-Fuse-91411100,1 | 13298 | 10044.5059 | 2582.8234 | 12101.8428 | 66363.6364 | 0.18236 | 0.055303 | 1200000 | 2 | 1 | 0 | 0 | 0 | 1 | Lateral Hardening-Fuse-91411100 | 1500Million | Winter Haven | -1 | 3000
Lateral Hardening | Lateral Hardening-Fuse-92939066,1 | 14356 | 0 | 41510.4409 | 41262.8634 | 226363.6364 | 0.18229 | 0.18864 | 1200000 |  | 1 | 1 | 1 | 0 | 2 | Lateral Hardening-Fuse-92939066 | 1500Million | Eastern | -1 | 3000
Lateral Hardening | Lateral Hardening-Fuse-92629848,1 | 13279 | 14570.8638 | 23683.0303 | 37517.6587 | 205909.0909 | 0.1822 | 0.17159 | 1200000 | 20 | 1 | 0 | 0 | 0 | 1 | Lateral Hardening-Fuse-92629848 | 1500Million | Winter Haven | -1 | 3000
Lateral Hardening | Lateral Hardening-Fuse-10650459,1 | 13391 | 10378.7367 | 47665.08 | 62272.2818 | 341818.1818 | 0.18218 | 0.28485 | 1200000 | 6 | 1 | 0 | 0 | 0 | 1 | Lateral Hardening-Fuse-10650459 | 1500Million | Plant City | -1 | 3000
Lateral Hardening | Lateral Hardening-Fuse-10142260,1 | 13034 | 5117.7599 | 8111.8223 | 12915.901 | 70909.0909 | 0.18215 | 0.059091 | 1200000 | 9 | 1 | 0 | 0 | 0 | 1 | Lateral Hardening-Fuse-10142260 | 1500Million | Central | -1 | 3000
Lateral Hardening | Lateral Hardening-Fuse-10565886,1 | 13290 | 5526.6106 | 14514.2141 | 19616.1784 | 107727.2727 | 0.18209 | 0.089773 | 1200000 | 9 | 1 | 0 | 0 | 0 | 1 | Lateral Hardening-Fuse-10565886 | 1500Million | Winter Haven | -1 | 3000
Lateral Hardening | Lateral Hardening-Fuse-92853072,2 | 13910 | 16385.7886 | 39563.9741 | 56182.7253 | 308545.4545 | 0.18209 | 0.3214 | 960000 | 8 | 2 | 0 | 0 | 0 | 2 | Lateral Hardening-Fuse-92853072, Lateral Hardening-Fuse-92035927 | 1500Million | Eastern | -1 | 3000
Lateral Hardening | Lateral Hardening-Fuse-91311337,1 | 13962 | 12279.1407 | 12104.7164 | 23825.2664 | 130909.0909 | 0.182 | 0.10909 | 1200000 | 18 | 1 | 0 | 0 | 0 | 1 | Lateral Hardening-Fuse-91311337 | 1500Million | Plant City | -1 | 3000
Lateral Hardening | Lateral Hardening-Fuse-10844924,1 | 13761 | 0 | 40543.1888 | 47939.7517 | 263409.0909 | 0.182 | 0.21951 | 1200000 | 16 | 1 | 4 | 0 | 4 | 5 | Lateral Hardening-Fuse-10844924 | 1500Million | Western | -1 | 3000
Lateral Hardening | Lateral Hardening-Fuse-91783069,1 | 13576 | 2467.5694 | 19948.7756 | 22285.8444 | 122500 | 0.18193 | 0.10208 | 1200000 | 3 | 1 | 2 | 0 | 2 | 3 | Lateral Hardening-Fuse-91783069 | 1500Million | Eastern | -1 | 3000
Lateral Hardening | Lateral Hardening-Fuse-92068322,1 | 13924 | 1895.752 | 457741.1409 | 448652.038 | 2466818.1818 | 0.18187 | 2.0557 | 1200000 | 1 | 1 | 0 | 0 | 0 | 1 | Lateral Hardening-Fuse-92068322 | 1500Million | Winter Haven | -1 | 3000
Lateral Hardening | Lateral Hardening-Fuse-10141676,1 | 13122 | 21254.883 | 7508.0668 | 27681.353 | 152272.7273 | 0.18179 | 0.12689 | 1200000 | 54 | 1 | 0 | 0 | 0 | 1 | Lateral Hardening-Fuse-10141676 | 1500Million | Plant City | -1 | 3000
Lateral Hardening | Lateral Hardening-Fuse-91778398,1 | 13070 | 6260.3265 | 29868.0357 | 35895.197 | 197500 | 0.18175 | 0.16458 | 1200000 | 4 | 1 | 0 | 0 | 0 | 1 | Lateral Hardening-Fuse-91778398 | 1500Million | Western | -1 | 3000
Lateral Hardening | Lateral Hardening-Fuse-92879071,1 | 13460 | 1803.3648 | 18241.9955 | 19909.009 | 109545.4545 | 0.18174 | 0.091288 | 1200000 | 2 | 1 | 0 | 0 | 0 | 1 | Lateral Hardening-Fuse-92879071 | 1500Million | Eastern | -1 | 3000
Lateral Hardening | Lateral Hardening-Fuse-10793125,1 | 13470 | 18607.2938 | 24684.1833 | 42502.8425 | 233863.6364 | 0.18174 | 0.19489 | 1200000 | 21 | 1 | 0 | 0 | 0 | 1 | Lateral Hardening-Fuse-10793125 | 1500Million | Winter Haven | -1 | 3000
Lateral Hardening | Lateral Hardening-Fuse-92421693,1 | 13696 | 15920.6106 | 23203.4588 | 38328.7997 | 210909.0909 | 0.18173 | 0.17576 | 1200000 | 22 | 1 | 0 | 0 | 0 | 1 | Lateral Hardening-Fuse-92421693 | 1500Million | Winter Haven | -1 | 3000
Lateral Hardening | Lateral Hardening-Fuse-10612133,2 | 13927 | 0 | 36997.9086 | 57090.0541 | 314181.8182 | 0.18171 | 0.32727 | 960000 |  | 2 | 3 | 0 | 3 | 5 | Lateral Hardening-Fuse-10612133, Lateral Hardening-Fuse-91158339 | 1500Million | Winter Haven | -1 | 3000
Lateral Hardening | Lateral Hardening-Fuse-92879581,1 | 14025 | 1231.2266 | 21595.9233 | 22620.3681 | 124545.4545 | 0.18162 | 0.10379 | 1200000 | 1 | 1 | 0 | 0 | 0 | 1 | Lateral Hardening-Fuse-92879581 | 1500Million | South Hillsborough | -1 | 3000
Lateral Hardening | Lateral Hardening-Fuse-60118012,1 | 13102 | 8642.3274 | 7270.7359 | 15428.6664 | 85000 | 0.18151 | 0.070833 | 1200000 | 14 | 1 | 0 | 0 | 0 | 1 | Lateral Hardening-Fuse-60118012 | 1500Million | Central | -1 | 3000
Lateral Hardening | Lateral Hardening-Fuse-10165363,1 | 13045 | 6316.3089 | 6246.2163 | 13035.0327 | 71818.1818 | 0.1815 | 0.059848 | 1200000 | 14 | 1 | 0 | 0 | 0 | 1 | Lateral Hardening-Fuse-10165363 | 1500Million | Central | -1 | 3000
Lateral Hardening | Lateral Hardening-Fuse-92734172,1 | 13070 | 2838.6191 | 23723.6249 | 26151.0593 | 144090.9091 | 0.18149 | 0.12008 | 1200000 | 2 | 1 | 0 | 0 | 0 | 1 | Lateral Hardening-Fuse-92734172 | 1500Million | Western | -1 | 3000
Lateral Hardening | Lateral Hardening-Fuse-60144173,1 | 13939 | 18654.7742 | 4838.5748 | 22557.7645 | 124318.1818 | 0.18145 | 0.1036 | 1200000 | 59 | 1 | 2 | 0 | 2 | 3 | Lateral Hardening-Fuse-60144173 | 1500Million | Central | -1 | 3000
Lateral Hardening | Lateral Hardening-Fuse-92498184,1 | 13772 | 0 | 76247.9044 | 75875.7 | 418181.8182 | 0.18144 | 0.34848 | 1200000 |  | 1 | 0 | 0 | 0 | 1 | Lateral Hardening-Fuse-92498184 | 1500Million | Winter Haven | -1 | 3000
Lateral Hardening | Lateral Hardening-Fuse-92267305,1 | 13041 | 9404.7846 | 26654.4093 | 35564.0347 | 196136.3636 | 0.18132 | 0.16345 | 1200000 | 12 | 1 | 0 | 0 | 0 | 1 | Lateral Hardening-Fuse-92267305 | 1500Million | Eastern | -1 | 3000
Lateral Hardening | Lateral Hardening-Fuse-10467577,1 | 13934 | 852.1503 | 10668.0796 | 11822.2714 | 65227.2727 | 0.18125 | 0.054356 | 1200000 | 1 | 1 | 0 | 0 | 0 | 1 | Lateral Hardening-Fuse-10467577 | 1500Million | Central | -1 | 3000
Lateral Hardening | Lateral Hardening-Fuse-10071955,1 | 13305 | 6610.991 | 14859.3776 | 21003.2767 | 115909.0909 | 0.1812 | 0.096591 | 1200000 | 13 | 1 | 0 | 0 | 0 | 1 | Lateral Hardening-Fuse-10071955 | 1500Million | South Hillsborough | -1 | 3000
Lateral Hardening | Lateral Hardening-Fuse-91362418,1 | 13088 | 10049.221 | 9849.4959 | 19314.5046 | 106590.9091 | 0.1812 | 0.088826 | 1200000 | 18 | 1 | 0 | 0 | 0 | 1 | Lateral Hardening-Fuse-91362418 | 1500Million | Central | -1 | 3000
Lateral Hardening | Lateral Hardening-Fuse-10443883,1 | 13172 | 14426.4415 | 3973.0625 | 17643.6639 | 97500 | 0.18096 | 0.08125 | 1200000 | 3 | 1 | 0 | 0 | 0 | 1 | Lateral Hardening-Fuse-10443883 | 1500Million | Eastern | -1 | 3000
Lateral Hardening | Lateral Hardening-Fuse-93265548,1 | 13042 | 6343.5287 | 6899.1956 | 12866.0809 | 71136.3636 | 0.18087 | 0.05928 | 1200000 | 11 | 1 | 0 | 0 | 0 | 1 | Lateral Hardening-Fuse-93265548 | 1500Million | Central | -1 | 3000
Lateral Hardening | Lateral Hardening-Fuse-10643527,1 | 13390 | 16227.4213 | 31063.5547 | 48164.4555 | 266363.6364 | 0.18082 | 0.22197 | 1200000 | 14 | 1 | 0 | 0 | 0 | 1 | Lateral Hardening-Fuse-10643527 | 1500Million | Plant City | -1 | 3000
Lateral Hardening | Lateral Hardening-Fuse-92682409,1 | 13805 | 5775.5429 | 30009.4769 | 35381.8154 | 195681.8182 | 0.18081 | 0.16307 | 1200000 | 5 | 1 | 0 | 0 | 0 | 1 | Lateral Hardening-Fuse-92682409 | 1500Million | Plant City | -1 | 3000
Lateral Hardening | Lateral Hardening-Fuse-60178350,1 | 13723 | 1384.3135 | 16260.9721 | 17463.878 | 96590.9091 | 0.1808 | 0.080492 | 1200000 | 1 | 1 | 0 | 0 | 0 | 1 | Lateral Hardening-Fuse-60178350 | 1500Million | Plant City | -1 | 3000
Lateral Hardening | Lateral Hardening-Fuse-91750887,1 | 13371 | 7331.3871 | 16119.8715 | 25079.0816 | 138863.6364 | 0.1806 | 0.11572 | 1200000 | 12 | 1 | 0 | 0 | 0 | 1 | Lateral Hardening-Fuse-91750887 | 1500Million | Winter Haven | -1 | 3000
Lateral Hardening | Lateral Hardening-Fuse-92455450,1 | 13377 | 8887.3901 | 33260.6954 | 41445.9137 | 229545.4545 | 0.18056 | 0.19129 | 1200000 | 24 | 1 | 0 | 0 | 0 | 1 | Lateral Hardening-Fuse-92455450 | 1500Million | Western | -1 | 3000
Lateral Hardening | Lateral Hardening-Fuse-10583650,1 | 13840 | 2422.1874 | 15727.9289 | 17931.7344 | 99318.1818 | 0.18055 | 0.082765 | 1200000 | 2 | 1 | 0 | 0 | 0 | 1 | Lateral Hardening-Fuse-10583650 | 1500Million | Central | -1 | 3000
Lateral Hardening | Lateral Hardening-Fuse-10842828,1 | 13798 | 0 | 54128.3448 | 53171.2604 | 294545.4545 | 0.18052 | 0.24545 | 1200000 | 17 | 1 | 1 | 0 | 1 | 2 | Lateral Hardening-Fuse-10842828 | 1500Million | Eastern | -1 | 3000
Lateral Hardening | Lateral Hardening-Fuse-10071945,1 | 13305 | 1059.8838 | 22432.3214 | 23301.8736 | 129090.9091 | 0.18051 | 0.10758 | 1200000 | 1 | 1 | 0 | 0 | 0 | 1 | Lateral Hardening-Fuse-10071945 | 1500Million | South Hillsborough | -1 | 3000
Lateral Hardening | Lateral Hardening-Fuse-92821841,1 | 13961 | 0 | 223112.5655 | 217663.9934 | 1206136.3636 | 0.18046 | 1.0051 | 1200000 | 8 | 1 | 1 | 0 | 1 | 2 | Lateral Hardening-Fuse-92821841 | 1500Million | Plant City | -1 | 3000
Lateral Hardening | Lateral Hardening-Fuse-93012887,1 | 14079 | 0 | 13358.1164 | 13205.0885 | 73181.8182 | 0.18044 | 0.060985 | 1200000 |  | 1 | 0 | 0 | 0 | 1 | Lateral Hardening-Fuse-93012887 | 1500Million | Western | -1 | 3000
Lateral Hardening | Lateral Hardening-Fuse-10433187,1 | 13993 | 902.576 | 12901.9435 | 13735.5141 | 76136.3636 | 0.18041 | 0.063447 | 1200000 | 1 | 1 | 0 | 0 | 0 | 1 | Lateral Hardening-Fuse-10433187 | 1500Million | Central | -1 | 3000
Lateral Hardening | Lateral Hardening-Fuse-10629007,1 | 13787 | 28398.9401 | 77636.6658 | 162875.1659 | 902954.5455 | 0.18038 | 0.75246 | 1200000 | 33 | 1 | 0 | 0 | 0 | 1 | Lateral Hardening-Fuse-10629007 | 1500Million | Plant City | -1 | 3000
Lateral Hardening | Lateral Hardening-Fuse-60068042,1 | 13139 | 4885.5124 | 5103.4843 | 11886.9016 | 65909.0909 | 0.18035 | 0.054924 | 1200000 | 13 | 1 | 0 | 0 | 0 | 1 | Lateral Hardening-Fuse-60068042 | 1500Million | Western | -1 | 3000
Lateral Hardening | Lateral Hardening-Fuse-10198085,1 | 13334 | 14915.9918 | 14772.4353 | 28851.8122 | 160000 | 0.18032 | 0.13333 | 1200000 | 29 | 1 | 0 | 0 | 0 | 1 | Lateral Hardening-Fuse-10198085 | 1500Million | Western | -1 | 3000
Lateral Hardening | Lateral Hardening-Fuse-93222229,1 | 13459 | 1596.3819 | 24385.1153 | 25846.0878 | 143409.0909 | 0.18023 | 0.11951 | 1200000 | 2 | 1 | 0 | 0 | 0 | 1 | Lateral Hardening-Fuse-93222229 | 1500Million | Eastern | -1 | 3000
Lateral Hardening | Lateral Hardening-Fuse-60562480,1 | 13460 | 1610.9846 | 16977.0236 | 18471.1443 | 102500 | 0.18021 | 0.085417 | 1200000 | 2 | 1 | 0 | 0 | 0 | 1 | Lateral Hardening-Fuse-60562480 | 1500Million | Eastern | -1 | 3000
Lateral Hardening | Lateral Hardening-Fuse-90112839,1 | 14025 | 5861.7586 | 30768.8053 | 36094.311 | 200454.5455 | 0.18006 | 0.16705 | 1200000 | 5 | 1 | 0 | 0 | 0 | 1 | Lateral Hardening-Fuse-90112839 | 1500Million | South Hillsborough | -1 | 3000
Lateral Hardening | Lateral Hardening-Fuse-90840489,1 | 13006 | 1837.03 | 28587.698 | 30281.3375 | 168181.8182 | 0.18005 | 0.14015 | 1200000 | 2 | 1 | 0 | 0 | 0 | 1 | Lateral Hardening-Fuse-90840489 | 1500Million | Dade City | -1 | 3000
Lateral Hardening | Lateral Hardening-Fuse-92909763,1 | 13159 | 12850.0742 | 12222.2366 | 24428.1942 | 135681.8182 | 0.18004 | 0.11307 | 1200000 | 17 | 1 | 0 | 0 | 0 | 1 | Lateral Hardening-Fuse-92909763 | 1500Million | Central | -1 | 3000
Lateral Hardening | Lateral Hardening-Fuse-10680825,1 | 13308 | 7007.918 | 8257.91 | 14928.2536 | 82954.5455 | 0.17996 | 0.069129 | 1200000 | 10 | 1 | 1 | 0 | 1 | 2 | Lateral Hardening-Fuse-10680825 | 1500Million | Winter Haven | -1 | 3000
Lateral Hardening | Lateral Hardening-Fuse-60020710,1 | 13679 | 888.3258 | 11331.2885 | 12102.1699 | 67272.7273 | 0.1799 | 0.056061 | 1200000 | 1 | 1 | 0 | 0 | 0 | 1 | Lateral Hardening-Fuse-60020710 | 1500Million | Western | -1 | 3000
Lateral Hardening | Lateral Hardening-Fuse-10745628,1 | 13815 | 29663.7711 | 11796.2184 | 39783.184 | 221590.9091 | 0.17953 | 0.18466 | 1200000 | 5 | 1 | 0 | 0 | 0 | 1 | Lateral Hardening-Fuse-10745628 | 1500Million | Dade City | -1 | 3000
Lateral Hardening | Lateral Hardening-Fuse-60004411,1 | 13023 | 12462.6542 | 26343.908 | 38221.284 | 212954.5455 | 0.17948 | 0.17746 | 1200000 | 19 | 1 | 0 | 0 | 0 | 1 | Lateral Hardening-Fuse-60004411 | 1500Million | Central | -1 | 3000
Lateral Hardening | Lateral Hardening-Fuse-60224466,1 | 13227 | 13989.9233 | 19417.9809 | 32713.424 | 182272.7273 | 0.17948 | 0.15189 | 1200000 | 13 | 1 | 0 | 0 | 0 | 1 | Lateral Hardening-Fuse-60224466 | 1500Million | Eastern | -1 | 3000
Lateral Hardening | Lateral Hardening-Fuse-91959877,1 | 13043 | 8454.2326 | 9044.7674 | 17088.8645 | 95227.2727 | 0.17945 | 0.079356 | 1200000 | 12 | 1 | 0 | 0 | 0 | 1 | Lateral Hardening-Fuse-91959877 | 1500Million | Central | -1 | 3000
Lateral Hardening | Lateral Hardening-Fuse-10129781,1 | 13006 | 0 | 30504.1471 | 30283.9547 | 168863.6364 | 0.17934 | 0.14072 | 1200000 | 2 | 1 | 0 | 0 | 0 | 1 | Lateral Hardening-Fuse-10129781 | 1500Million | Dade City | -1 | 3000
Lateral Hardening | Lateral Hardening-Fuse-90765789,1 | 13373 | 13172.3495 | 15950.0542 | 28325.2065 | 157954.5455 | 0.17933 | 0.13163 | 1200000 | 26 | 1 | 0 | 0 | 0 | 1 | Lateral Hardening-Fuse-90765789 | 1500Million | Winter Haven | -1 | 3000
Lateral Hardening | Lateral Hardening-Fuse-10253109,1 | 13605 | 17511.2866 | 19347.6673 | 36067.4823 | 201136.3636 | 0.17932 | 0.16761 | 1200000 | 27 | 1 | 0 | 0 | 0 | 1 | Lateral Hardening-Fuse-10253109 | 1500Million | Western | -1 | 3000
Lateral Hardening | Lateral Hardening-Fuse-91508775,1 | 13808 | 10486.1523 | 45822.8834 | 55015.3625 | 306818.1818 | 0.17931 | 0.25568 | 1200000 | 7 | 1 | 0 | 0 | 0 | 1 | Lateral Hardening-Fuse-91508775 | 1500Million | Plant City | -1 | 3000
Lateral Hardening | Lateral Hardening-Fuse-10679334,1 | 13807 | 9318.1801 | 33425.5964 | 42165.8831 | 235227.2727 | 0.17926 | 0.19602 | 1200000 | 8 | 1 | 0 | 0 | 0 | 1 | Lateral Hardening-Fuse-10679334 | 1500Million | Plant City | -1 | 3000
Lateral Hardening | Lateral Hardening-Fuse-90334678,1 | 13127 | 39425.0677 | 10976.5216 | 48432.588 | 270227.2727 | 0.17923 | 0.22519 | 1200000 | 100 | 1 | 3 | 0 | 3 | 4 | Lateral Hardening-Fuse-90334678 | 1500Million | Eastern | -1 | 3000
Lateral Hardening | Lateral Hardening-Fuse-10471363,1 | 13230 | 13439.0234 | 18549.3511 | 31392.9741 | 175227.2727 | 0.17916 | 0.14602 | 1200000 | 17 | 1 | 0 | 0 | 0 | 1 | Lateral Hardening-Fuse-10471363 | 1500Million | Eastern | -1 | 3000
Lateral Hardening | Lateral Hardening-Fuse-93217018,1 | 13656 | 2250.047 | 19021.3692 | 21125.7524 | 117954.5455 | 0.1791 | 0.098295 | 1200000 | 2 | 1 | 0 | 0 | 0 | 1 | Lateral Hardening-Fuse-93217018 | 1500Million | Plant City | -1 | 3000
Lateral Hardening | Lateral Hardening-Fuse-10095430,1 | 13786 | 10708.2105 | 47935.8776 | 57148.933 | 319090.9091 | 0.1791 | 0.26591 | 1200000 | 7 | 1 | 0 | 0 | 0 | 1 | Lateral Hardening-Fuse-10095430 | 1500Million | Plant City | -1 | 3000
Lateral Hardening | Lateral Hardening-Fuse-92904128,1 | 13159 | 0 | 43599.6008 | 43234.7204 | 241590.9091 | 0.17896 | 0.20133 | 1200000 | 1 | 1 | 1 | 0 | 1 | 2 | Lateral Hardening-Fuse-92904128 | 1500Million | Central | -1 | 3000
Lateral Hardening | Lateral Hardening-Fuse-92680625,1 | 13805 | 37546.5138 | 52597.9415 | 87804.8211 | 490909.0909 | 0.17886 | 0.40909 | 1200000 | 26 | 1 | 0 | 0 | 0 | 1 | Lateral Hardening-Fuse-92680625 | 1500Million | Plant City | -1 | 3000
Lateral Hardening | Lateral Hardening-Fuse-60242556,1 | 13506 | 0 | 61933.0439 | 82597.5094 | 461818.1818 | 0.17885 | 0.38485 | 1200000 | 15 | 1 | 1 | 0 | 1 | 2 | Lateral Hardening-Fuse-60242556 | 1500Million | Eastern | -1 | 3000
Lateral Hardening | Lateral Hardening-Fuse-10388513,1 | 13466 | 8983.2492 | 14841.3342 | 23372.0414 | 130681.8182 | 0.17885 | 0.1089 | 1200000 | 11 | 1 | 0 | 0 | 0 | 1 | Lateral Hardening-Fuse-10388513 | 1500Million | Central | -1 | 3000
Lateral Hardening | Lateral Hardening-Fuse-10827120,1 | 13769 | 20997.9154 | 95490.209 | 113760.8188 | 636136.3636 | 0.17883 | 0.53011 | 1200000 | 12 | 1 | 0 | 0 | 0 | 1 | Lateral Hardening-Fuse-10827120 | 1500Million | Winter Haven | -1 | 3000
Lateral Hardening | Lateral Hardening-Fuse-92888603,1 | 13690 | 14508.3029 | 24456.685 | 38242.4436 | 213863.6364 | 0.17882 | 0.17822 | 1200000 | 19 | 1 | 0 | 0 | 0 | 1 | Lateral Hardening-Fuse-92888603 | 1500Million | Eastern | -1 | 3000
Lateral Hardening | Lateral Hardening-Fuse-93020579,1 | 13840 | 1555.6236 | 10157.2291 | 11617.1851 | 65000 | 0.17873 | 0.054167 | 1200000 | 2 | 1 | 0 | 0 | 0 | 1 | Lateral Hardening-Fuse-93020579 | 1500Million | Central | -1 | 3000
Lateral Hardening | Lateral Hardening-Fuse-90239781,3 | 13133 | 59120.3381 | 17121.6692 | 88841.6361 | 497090.9091 | 0.17872 | 0.5178 | 960000 | 1 | 3 | 2 | 0 | 2 | 5 | Lateral Hardening-Fuse-90239781, Lateral Hardening-Fuse-60219221, Lateral Hardening-Fuse-10802824 | 1500Million | Eastern | -1 | 3000
Lateral Hardening | Lateral Hardening-Fuse-92414849,1 | 13696 | 6214.7353 | 20478.288 | 26314.4479 | 147272.7273 | 0.17868 | 0.12273 | 1200000 | 8 | 1 | 0 | 0 | 0 | 1 | Lateral Hardening-Fuse-92414849 | 1500Million | Winter Haven | -1 | 3000
Lateral Hardening | Lateral Hardening-Fuse-90441083,1 | 14207 | 0 | 32441.4773 | 32318.7135 | 180909.0909 | 0.17865 | 0.15076 | 1200000 | 1 | 1 | 0 | 0 | 0 | 1 | Lateral Hardening-Fuse-90441083 | 1500Million | Eastern | -1 | 3000
Lateral Hardening | Lateral Hardening-Fuse-10676230,1 | 14124 | 0 | 40503.7029 | 39739.8254 | 222500 | 0.17861 | 0.18542 | 1200000 |  | 1 | 0 | 0 | 0 | 1 | Lateral Hardening-Fuse-10676230 | 1500Million | Plant City | -1 | 3000
Lateral Hardening | Lateral Hardening-Fuse-10761268,1 | 13330 | 4961.9155 | 83273.6134 | 87312.7935 | 489545.4545 | 0.17835 | 0.40795 | 1200000 | 4 | 1 | 0 | 0 | 0 | 1 | Lateral Hardening-Fuse-10761268 | 1500Million | Dade City | -1 | 3000
Lateral Hardening | Lateral Hardening-Fuse-91704696,1 | 13668 | 23846.7488 | 4345.8488 | 26988.1186 | 151363.6364 | 0.1783 | 0.12614 | 1200000 | 2 | 1 | 0 | 0 | 0 | 1 | Lateral Hardening-Fuse-91704696 | 1500Million | Plant City | -1 | 3000
Lateral Hardening | Lateral Hardening-Fuse-90532518,1 | 13839 | 5200.0758 | 9054.4505 | 14380.3987 | 80681.8182 | 0.17824 | 0.067235 | 1200000 | 6 | 1 | 0 | 0 | 0 | 1 | Lateral Hardening-Fuse-90532518 | 1500Million | Central | -1 | 3000
Lateral Hardening | Lateral Hardening-Fuse-92019412,1 | 13418 | 13898.6476 | 8552.8249 | 21832.4211 | 122500 | 0.17822 | 0.10208 | 1200000 | 20 | 1 | 1 | 0 | 1 | 2 | Lateral Hardening-Fuse-92019412 | 1500Million | Central | -1 | 3000
Lateral Hardening | Lateral Hardening-Fuse-90969099,1 | 13769 | 0 | 28722.1998 | 28466.2161 | 159772.7273 | 0.17817 | 0.13314 | 1200000 | 1 | 1 | 0 | 0 | 0 | 1 | Lateral Hardening-Fuse-90969099 | 1500Million | Winter Haven | -1 | 3000
Lateral Hardening | Lateral Hardening-Fuse-90113172,1 | 13896 | 3269.4675 | 9908.9688 | 12914.263 | 72500 | 0.17813 | 0.060417 | 1200000 | 5 | 1 | 0 | 0 | 0 | 1 | Lateral Hardening-Fuse-90113172 | 1500Million | South Hillsborough | -1 | 3000
Lateral Hardening | Lateral Hardening-Fuse-91985773,1 | 13479 | 8238.6832 | 1079.1338 | 8903.6432 | 50000 | 0.17807 | 0.022727 | 2200000 | 3 | 1 | 0 | 0 | 0 | 1 | Lateral Hardening-Fuse-91985773 | 1500Million | Winter Haven | -1 | 3000
Lateral Hardening | Lateral Hardening-Fuse-93063289,1 | 13593 | 4752.1339 | 8513.8764 | 13019.926 | 73181.8182 | 0.17791 | 0.060985 | 1200000 | 7 | 1 | 0 | 0 | 0 | 1 | Lateral Hardening-Fuse-93063289 | 1500Million | Central | -1 | 3000
Lateral Hardening | Lateral Hardening-Fuse-60004311,1 | 13037 | 7055.4976 | 5976.7691 | 12655.1127 | 71136.3636 | 0.1779 | 0.05928 | 1200000 | 14 | 1 | 0 | 0 | 0 | 1 | Lateral Hardening-Fuse-60004311 | 1500Million | Central | -1 | 3000
Lateral Hardening | Lateral Hardening-Fuse-10075293,1 | 13656 | 2716.4771 | 6365.5667 | 8893.1602 | 50000 | 0.17786 | 0.032008 | 1562130.1775 | 6 | 1 | 0 | 0 | 0 | 1 | Lateral Hardening-Fuse-10075293 | 1500Million | Plant City | -1 | 3000
Lateral Hardening | Lateral Hardening-Fuse-92828954,1 | 13390 | 5168.7005 | 34482.1249 | 38620.2463 | 217272.7273 | 0.17775 | 0.18106 | 1200000 | 3 | 1 | 0 | 0 | 0 | 1 | Lateral Hardening-Fuse-92828954 | 1500Million | Plant City | -1 | 3000
Lateral Hardening | Lateral Hardening-Fuse-91783277,1 | 13129 | 3517.9983 | 6205.4133 | 9492.3825 | 53409.0909 | 0.17773 | 0.044508 | 1200000 | 8 | 1 | 0 | 0 | 0 | 1 | Lateral Hardening-Fuse-91783277 | 1500Million | Eastern | -1 | 3000
Lateral Hardening | Lateral Hardening-Fuse-10556732,1 | 13298 | 0 | 52114.889 | 51168.9154 | 287954.5455 | 0.1777 | 0.23996 | 1200000 |  | 1 | 0 | 0 | 0 | 1 | Lateral Hardening-Fuse-10556732 | 1500Million | Winter Haven | -1 | 3000
Lateral Hardening | Lateral Hardening-Fuse-10173516,1 | 13191 | 13739.5001 | 22114.8619 | 35169.1166 | 197954.5455 | 0.17766 | 0.16496 | 1200000 | 18 | 1 | 0 | 0 | 0 | 1 | Lateral Hardening-Fuse-10173516 | 1500Million | Western | -1 | 3000
Lateral Hardening | Lateral Hardening-Fuse-10916755,1 | 13805 | 1199.6819 | 20972.0007 | 22030.0303 | 124090.9091 | 0.17753 | 0.10341 | 1200000 | 1 | 1 | 0 | 0 | 0 | 1 | Lateral Hardening-Fuse-10916755 | 1500Million | Plant City | -1 | 3000
Lateral Hardening | Lateral Hardening-Fuse-92967274,1 | 13158 | 8984.8105 | 317.0789 | 8871.0018 | 50000 | 0.17742 | 0.0098485 | 5076923.0769 | 14 | 1 | 1 | 0 | 1 | 2 | Lateral Hardening-Fuse-92967274 | 1500Million | Central | -1 | 3000
Lateral Hardening | Lateral Hardening-Fuse-10173482,1 | 13483 | 2664.6125 | 6394.3203 | 8868.0426 | 50000 | 0.17736 | 0.030114 | 1660377.3585 | 6 | 1 | 0 | 0 | 0 | 1 | Lateral Hardening-Fuse-10173482 | 1500Million | Western | -1 | 3000
Lateral Hardening | Lateral Hardening-Fuse-90255106,1 | 13190 | 26954.0981 | 101714.4032 | 125999.8179 | 710681.8182 | 0.17729 | 0.59223 | 1200000 | 21 | 1 | 0 | 0 | 0 | 1 | Lateral Hardening-Fuse-90255106 | 1500Million | Western | -1 | 3000
Lateral Hardening | Lateral Hardening-Fuse-10411575,1 | 13633 | 1212.0346 | 7284.1474 | 8863.8288 | 50000 | 0.17728 | 0.041288 | 1211009.1743 | 2 | 1 | 0 | 0 | 0 | 1 | Lateral Hardening-Fuse-10411575 | 1500Million | Central | -1 | 3000
Lateral Hardening | Lateral Hardening-Fuse-60020581,5 | 13679 | 27882.0784 | 49326.2197 | 78833.5462 | 444727.2727 | 0.17726 | 0.46326 | 960000 | 19 | 5 | 1 | 0 | 1 | 6 | Lateral Hardening-Fuse-60020581, Lateral Hardening-Fuse-90288840, Lateral Hardening-Fuse-60020594, Lateral Hardening-Fuse-60020598, Lateral Hardening-Fuse-60020600 | 1500Million | Western | -1 | 3000
Lateral Hardening | Lateral Hardening-Fuse-10204414,1 | 13337 | 14217.857 | 23930.0857 | 37458.5912 | 211363.6364 | 0.17722 | 0.17614 | 1200000 | 17 | 1 | 0 | 0 | 0 | 1 | Lateral Hardening-Fuse-10204414 | 1500Million | Western | -1 | 3000
Lateral Hardening | Lateral Hardening-Fuse-60144204,1 | 13176 | 9219.3157 | 11731.2824 | 20399.993 | 115227.2727 | 0.17704 | 0.096023 | 1200000 | 20 | 1 | 0 | 0 | 0 | 1 | Lateral Hardening-Fuse-60144204 | 1500Million | Central | -1 | 3000
Lateral Hardening | Lateral Hardening-Fuse-10456315,1 | 13225 | 2999.7721 | 7888.7185 | 10660.5588 | 60227.2727 | 0.17701 | 0.050189 | 1200000 | 7 | 1 | 0 | 0 | 0 | 1 | Lateral Hardening-Fuse-10456315 | 1500Million | Eastern | -1 | 3000
Lateral Hardening | Lateral Hardening-Fuse-92619639,1 | 13233 | 0 | 318699.4236 | 309411.9908 | 1748181.8182 | 0.17699 | 1.4568 | 1200000 | 4 | 1 | 1 | 0 | 1 | 2 | Lateral Hardening-Fuse-92619639 | 1500Million | South Hillsborough | -1 | 3000
Lateral Hardening | Lateral Hardening-Fuse-93047889,1 | 13813 | 112804.3328 | 40088.7797 | 147336.595 | 832500 | 0.17698 | 0.69375 | 1200000 | 54 | 1 | 0 | 0 | 0 | 1 | Lateral Hardening-Fuse-93047889 | 1500Million | Dade City | -1 | 3000
Lateral Hardening | Lateral Hardening-Fuse-10650539,1 | 13391 | 10134.5516 | 60669.3597 | 69518.2498 | 392954.5455 | 0.17691 | 0.32746 | 1200000 | 7 | 1 | 0 | 0 | 0 | 1 | Lateral Hardening-Fuse-10650539 | 1500Million | Plant City | -1 | 3000
Lateral Hardening | Lateral Hardening-Fuse-10431783,1 | 13838 | 0 | 54911.2453 | 53425.6229 | 302045.4545 | 0.17688 | 0.2517 | 1200000 |  | 1 | 0 | 0 | 0 | 1 | Lateral Hardening-Fuse-10431783 | 1500Million | Central | -1 | 3000
Lateral Hardening | Lateral Hardening-Fuse-10409236,1 | 13631 | 3332.5728 | 17933.3246 | 21004.4768 | 118863.6364 | 0.17671 | 0.099053 | 1200000 | 3 | 1 | 0 | 0 | 0 | 1 | Lateral Hardening-Fuse-10409236 | 1500Million | Central | -1 | 3000
Lateral Hardening | Lateral Hardening-Fuse-10667358,1 | 13785 | 0 | 25686.8172 | 25376.0449 | 143636.3636 | 0.17667 | 0.1197 | 1200000 | 1 | 1 | 1 | 0 | 1 | 2 | Lateral Hardening-Fuse-10667358 | 1500Million | Plant City | -1 | 3000
Lateral Hardening | Lateral Hardening-Fuse-90896810,1 | 13096 | 8641.4768 | 15482.9711 | 23608.8045 | 133636.3636 | 0.17666 | 0.11136 | 1200000 | 7 | 1 | 0 | 0 | 0 | 1 | Lateral Hardening-Fuse-90896810 | 1500Million | Central | -1 | 3000
Lateral Hardening | Lateral Hardening-Fuse-90629745,1 | 13030 | 0 | 114042.5753 | 112412.9437 | 636363.6364 | 0.17665 | 0.5303 | 1200000 | 4 | 2 | 2 | 0 | 2 | 4 | Lateral Hardening-Fuse-90629745 | 1500Million | Winter Haven | -1 | 3000
Lateral Hardening | Lateral Hardening-Fuse-91508868,1 | 13148 | 7333.6805 | 33724.5797 | 40220.7535 | 227727.2727 | 0.17662 | 0.18977 | 1200000 | 5 | 1 | 0 | 0 | 0 | 1 | Lateral Hardening-Fuse-91508868 | 1500Million | Plant City | -1 | 3000
Lateral Hardening | Lateral Hardening-Fuse-92504900,1 | 13173 | 28049.2441 | 15923.6979 | 42829.1404 | 242500 | 0.17662 | 0.20208 | 1200000 | 39 | 1 | 0 | 0 | 0 | 1 | Lateral Hardening-Fuse-92504900 | 1500Million | Eastern | -1 | 3000
Lateral Hardening | Lateral Hardening-Fuse-10367318,1 | 13102 | 20967.81 | 23295.163 | 43418.5282 | 245909.0909 | 0.17656 | 0.20492 | 1200000 | 23 | 1 | 0 | 0 | 0 | 1 | Lateral Hardening-Fuse-10367318 | 1500Million | Central | -1 | 3000
Lateral Hardening | Lateral Hardening-Fuse-93311982,1 | 13808 | 3159.5362 | 12893.6421 | 15848.8789 | 89772.7273 | 0.17654 | 0.074811 | 1200000 | 3 | 1 | 0 | 0 | 0 | 1 | Lateral Hardening-Fuse-93311982 | 1500Million | Plant City | -1 | 3000
Lateral Hardening | Lateral Hardening-Fuse-90116196,1 | 14024 | 5483.2094 | 20500.5888 | 25678.8871 | 145454.5455 | 0.17654 | 0.12121 | 1200000 | 5 | 1 | 0 | 0 | 0 | 1 | Lateral Hardening-Fuse-90116196 | 1500Million | South Hillsborough | -1 | 3000
Lateral Hardening | Lateral Hardening-Fuse-60298262,1 | 13298 | 1194.5886 | 19809.3422 | 20903.3866 | 118409.0909 | 0.17654 | 0.098674 | 1200000 | 1 | 1 | 0 | 0 | 0 | 1 | Lateral Hardening-Fuse-60298262 | 1500Million | Winter Haven | -1 | 3000
Lateral Hardening | Lateral Hardening-Fuse-10615026,1 | 13125 | 0 | 37639.4493 | 37513.4815 | 212500 | 0.17653 | 0.17708 | 1200000 | 2 | 1 | 0 | 0 | 0 | 1 | Lateral Hardening-Fuse-10615026 | 1500Million | Plant City | -1 | 3000
Lateral Hardening | Lateral Hardening-Fuse-91634839,1 | 13622 | 7309.1908 | 38196.8449 | 44973.1244 | 255000 | 0.17637 | 0.2125 | 1200000 | 6 | 1 | 2 | 0 | 2 | 3 | Lateral Hardening-Fuse-91634839 | 1500Million | Western | -1 | 3000
Lateral Hardening | Lateral Hardening-Fuse-10679437,1 | 13807 | 1734.9556 | 13044.2047 | 14668.9494 | 83181.8182 | 0.17635 | 0.069318 | 1200000 | 2 | 1 | 0 | 0 | 0 | 1 | Lateral Hardening-Fuse-10679437 | 1500Million | Plant City | -1 | 3000
Lateral Hardening | Lateral Hardening-Fuse-10521028,1 | 13691 | 1266.1817 | 7671.7186 | 8804.2335 | 50000 | 0.17608 | 0.038826 | 1287804.878 | 2 | 1 | 0 | 0 | 0 | 1 | Lateral Hardening-Fuse-10521028 | 1500Million | Eastern | -1 | 3000
Lateral Hardening | Lateral Hardening-Fuse-10438390,1 | 13837 | 24503.4349 | 21343.8363 | 47182.3407 | 267954.5455 | 0.17608 | 0.2233 | 1200000 | 29 | 1 | 0 | 0 | 0 | 1 | Lateral Hardening-Fuse-10438390 | 1500Million | Central | -1 | 3000
Lateral Hardening | Lateral Hardening-Fuse-92679899,1 | 13805 | 5726.6204 | 38003.1033 | 43371.6768 | 246363.6364 | 0.17605 | 0.2053 | 1200000 | 6 | 1 | 0 | 0 | 0 | 1 | Lateral Hardening-Fuse-92679899 | 1500Million | Plant City | -1 | 3000
Lateral Hardening | Lateral Hardening-Fuse-10061183,1 | 13071 | 2141.3014 | 30832.6676 | 32643.695 | 185454.5455 | 0.17602 | 0.15455 | 1200000 | 2 | 1 | 0 | 0 | 0 | 1 | Lateral Hardening-Fuse-10061183 | 1500Million | Western | -1 | 3000
Lateral Hardening | Lateral Hardening-Fuse-93337076,1 | 13066 | 8677.7466 | 6739.2865 | 14914.9995 | 84772.7273 | 0.17594 | 0.070644 | 1200000 | 22 | 1 | 0 | 0 | 0 | 1 | Lateral Hardening-Fuse-93337076 | 1500Million | Western | -1 | 3000
Lateral Hardening | Lateral Hardening-Fuse-90923550,1 | 13686 | 7071.66 | 6428.5148 | 13111.3884 | 74545.4545 | 0.17588 | 0.062121 | 1200000 | 19 | 1 | 0 | 0 | 0 | 1 | Lateral Hardening-Fuse-90923550 | 1500Million | Eastern | -1 | 3000
Lateral Hardening | Lateral Hardening-Fuse-10753388,1 | 13330 | 10652.7758 | 10466.9609 | 20524.002 | 116818.1818 | 0.17569 | 0.097348 | 1200000 | 18 | 1 | 0 | 0 | 0 | 1 | Lateral Hardening-Fuse-10753388 | 1500Million | Dade City | -1 | 3000
Lateral Hardening | Lateral Hardening-Fuse-91480290,1 | 13053 | 16989.2823 | 17686.3081 | 33725.3404 | 192045.4545 | 0.17561 | 0.16004 | 1200000 | 30 | 1 | 0 | 0 | 0 | 1 | Lateral Hardening-Fuse-91480290 | 1500Million | Central | -1 | 3000
Lateral Hardening | Lateral Hardening-Fuse-10662329,2 | 13470 | 33398.6293 | 55660.3863 | 87479.8206 | 498181.8182 | 0.1756 | 0.51894 | 960000 | 32 | 2 | 2 | 0 | 2 | 4 | Lateral Hardening-Fuse-10662329, Lateral Hardening-Fuse-60409642 | 1500Million | Winter Haven | -1 | 3000
Lateral Hardening | Lateral Hardening-Fuse-91544410,1 | 13094 | 3660.3877 | 309.0062 | 8776.5975 | 50000 | 0.17553 | 0.037689 | 1326633.1658 | 5 | 1 | 0 | 0 | 0 | 1 | Lateral Hardening-Fuse-91544410 | 1500Million | Central | -1 | 3000
Lateral Hardening | Lateral Hardening-Fuse-90157760,1 | 14023 | 17041.4464 | 45202.0245 | 61065.9974 | 347954.5455 | 0.1755 | 0.28996 | 1200000 | 14 | 1 | 0 | 0 | 0 | 1 | Lateral Hardening-Fuse-90157760 | 1500Million | South Hillsborough | -1 | 3000
Lateral Hardening | Lateral Hardening-Fuse-60209695,1 | 13097 | 3396.7007 | 9514.6088 | 12641.6999 | 72045.4545 | 0.17547 | 0.060038 | 1200000 | 5 | 1 | 0 | 0 | 0 | 1 | Lateral Hardening-Fuse-60209695 | 1500Million | Central | -1 | 3000
Lateral Hardening | Lateral Hardening-Fuse-10564619,1 | 13292 | 0 | 24854.8805 | 26715.9242 | 152272.7273 | 0.17545 | 0.12689 | 1200000 | 2 | 1 | 0 | 0 | 0 | 1 | Lateral Hardening-Fuse-10564619 | 1500Million | Winter Haven | -1 | 3000
Lateral Hardening | Lateral Hardening-Fuse-10236652,1 | 13511 | 4408.8288 | 4625.8438 | 8772.2208 | 50000 | 0.17544 | 0.024432 | 2046511.6279 | 12 | 1 | 0 | 0 | 0 | 1 | Lateral Hardening-Fuse-10236652 | 1500Million | Western | -1 | 3000
Lateral Hardening | Lateral Hardening-Fuse-10153139,1 | 13154 | 17978.0061 | 25985.6954 | 42893.2359 | 244545.4545 | 0.1754 | 0.20379 | 1200000 | 27 | 1 | 0 | 0 | 0 | 1 | Lateral Hardening-Fuse-10153139 | 1500Million | Western | -1 | 3000
Lateral Hardening | Lateral Hardening-Fuse-10155412,1 | 13067 | 3894.328 | 8903.2555 | 13951.1952 | 79545.4545 | 0.17539 | 0.066288 | 1200000 | 8 | 1 | 0 | 0 | 0 | 1 | Lateral Hardening-Fuse-10155412 | 1500Million | Western | -1 | 3000
Lateral Hardening | Lateral Hardening-Fuse-90444241,1 | 13078 | 5726.4086 | 8015.0757 | 13389.2729 | 76363.6364 | 0.17534 | 0.063636 | 1200000 | 16 | 1 | 0 | 0 | 0 | 1 | Lateral Hardening-Fuse-90444241 | 1500Million | Western | -1 | 3000
Lateral Hardening | Lateral Hardening-Fuse-10704144,2 | 13962 | 41524.8563 | 10501.9008 | 49852.5514 | 284363.6364 | 0.17531 | 0.29621 | 960000 | 4 | 2 | 0 | 0 | 0 | 2 | Lateral Hardening-Fuse-10704144, Lateral Hardening-Fuse-10704163 | 1500Million | Plant City | -1 | 3000
Lateral Hardening | Lateral Hardening-Fuse-90247492,1 | 13435 | 10577.3537 | 20842.462 | 32104.4417 | 183181.8182 | 0.17526 | 0.15265 | 1200000 | 11 | 1 | 0 | 0 | 0 | 1 | Lateral Hardening-Fuse-90247492 | 1500Million | Eastern | -1 | 3000
Lateral Hardening | Lateral Hardening-Fuse-60467624,1 | 13808 | 2432.2382 | 25468.1015 | 27757.7266 | 158409.0909 | 0.17523 | 0.13201 | 1200000 | 3 | 1 | 0 | 0 | 0 | 1 | Lateral Hardening-Fuse-60467624 | 1500Million | Plant City | -1 | 3000
Lateral Hardening | Lateral Hardening-Fuse-60031780,1 | 13110 | 15998.9357 | 25194.7073 | 40420.9977 | 230681.8182 | 0.17522 | 0.19223 | 1200000 | 22 | 1 | 0 | 0 | 0 | 1 | Lateral Hardening-Fuse-60031780 | 1500Million | Western | -1 | 3000
Lateral Hardening | Lateral Hardening-Fuse-92616978,1 | 13064 | 24664.4501 | 12306.6852 | 35696.9385 | 203863.6364 | 0.1751 | 0.16989 | 1200000 | 46 | 1 | 0 | 0 | 0 | 1 | Lateral Hardening-Fuse-92616978 | 1500Million | Western | -1 | 3000
Lateral Hardening | Lateral Hardening-Fuse-92456565,1 | 13143 | 4176.9261 | 10212.0381 | 14081.5465 | 80454.5455 | 0.17502 | 0.067045 | 1200000 | 16 | 1 | 0 | 0 | 0 | 1 | Lateral Hardening-Fuse-92456565 | 1500Million | Western | -1 | 3000
Lateral Hardening | Lateral Hardening-Fuse-10309098,1 | 13863 | 3723.6414 | 21307.2919 | 24816.9069 | 141818.1818 | 0.17499 | 0.11818 | 1200000 | 4 | 1 | 0 | 0 | 0 | 1 | Lateral Hardening-Fuse-10309098 | 1500Million | Western | -1 | 3000
Lateral Hardening | Lateral Hardening-Fuse-10686058,1 | 13808 | 5166.8973 | 72561.2598 | 80744.361 | 461590.9091 | 0.17493 | 0.38466 | 1200000 | 4 | 1 | 0 | 0 | 0 | 1 | Lateral Hardening-Fuse-10686058 | 1500Million | Plant City | -1 | 3000
Lateral Hardening | Lateral Hardening-Fuse-10465314,1 | 13434 | 21392.0055 | 19044.5515 | 39545.4133 | 226136.3636 | 0.17487 | 0.18845 | 1200000 | 22 | 1 | 0 | 0 | 0 | 1 | Lateral Hardening-Fuse-10465314 | 1500Million | Eastern | -1 | 3000
Lateral Hardening | Lateral Hardening-Fuse-92823803,1 | 13657 | 3864.1875 | 33616.4224 | 37075.923 | 212045.4545 | 0.17485 | 0.1767 | 1200000 | 3 | 1 | 0 | 0 | 0 | 1 | Lateral Hardening-Fuse-92823803 | 1500Million | Plant City | -1 | 3000
Lateral Hardening | Lateral Hardening-Fuse-10159470,1 | 13166 | 11085.0595 | 979.7614 | 11520.5541 | 65909.0909 | 0.17479 | 0.054924 | 1200000 | 14 | 1 | 0 | 0 | 0 | 1 | Lateral Hardening-Fuse-10159470 | 1500Million | Western | -1 | 3000
Lateral Hardening | Lateral Hardening-Fuse-92885197,1 | 13710 | 14746.0827 | 18215.8911 | 32288.0448 | 184772.7273 | 0.17474 | 0.15398 | 1200000 | 16 | 1 | 0 | 0 | 0 | 1 | Lateral Hardening-Fuse-92885197 | 1500Million | Eastern | -1 | 3000
Lateral Hardening | Lateral Hardening-Fuse-93302143,1 | 13808 | 7370.1725 | 61965.676 | 67735.5244 | 387727.2727 | 0.1747 | 0.32311 | 1200000 | 4 | 1 | 0 | 0 | 0 | 1 | Lateral Hardening-Fuse-93302143 | 1500Million | Plant City | -1 | 3000
Lateral Hardening | Lateral Hardening-Fuse-92655839,1 | 13030 | 22551.5069 | 2909.1655 | 24337.1947 | 139318.1818 | 0.17469 | 0.1161 | 1200000 | 3 | 1 | 0 | 0 | 0 | 1 | Lateral Hardening-Fuse-92655839 | 1500Million | Winter Haven | -1 | 3000
Lateral Hardening | Lateral Hardening-Fuse-10716306,1 | 13959 | 7116.118 | 42338.1891 | 49951.5829 | 286136.3636 | 0.17457 | 0.23845 | 1200000 | 5 | 1 | 0 | 0 | 0 | 1 | Lateral Hardening-Fuse-10716306 | 1500Million | Plant City | -1 | 3000
Lateral Hardening | Lateral Hardening-Fuse-10556669,1 | 13298 | 0 | 597444.3166 | 583419.5929 | 3342045.4545 | 0.17457 | 2.785 | 1200000 | 5 | 1 | 0 | 0 | 0 | 1 | Lateral Hardening-Fuse-10556669 | 1500Million | Winter Haven | -1 | 3000
Lateral Hardening | Lateral Hardening-Fuse-93217021,1 | 13656 | 1910.6207 | 39071.3721 | 40005.4808 | 229318.1818 | 0.17445 | 0.1911 | 1200000 | 1 | 1 | 0 | 0 | 0 | 1 | Lateral Hardening-Fuse-93217021 | 1500Million | Plant City | -1 | 3000
Lateral Hardening | Lateral Hardening-Fuse-90292717,1 | 13622 | 0 | 45703.9606 | 45338.3431 | 260000 | 0.17438 | 0.21667 | 1200000 | 5 | 1 | 2 | 0 | 2 | 3 | Lateral Hardening-Fuse-90292717 | 1500Million | Western | -1 | 3000
Lateral Hardening | Lateral Hardening-Fuse-10616467,1 | 13126 | 15257.3838 | 2408.3953 | 19260.1497 | 110454.5455 | 0.17437 | 0.092045 | 1200000 | 2 | 1 | 0 | 0 | 0 | 1 | Lateral Hardening-Fuse-10616467 | 1500Million | Plant City | -1 | 3000
Lateral Hardening | Lateral Hardening-Fuse-60274157,1 | 13808 | 3094.9306 | 55704.033 | 57726.5901 | 331136.3636 | 0.17433 | 0.27595 | 1200000 | 2 | 1 | 0 | 0 | 0 | 1 | Lateral Hardening-Fuse-60274157 | 1500Million | Plant City | -1 | 3000
Lateral Hardening | Lateral Hardening-Fuse-10645542,1 | 13148 | 6621.2467 | 51172.4536 | 56296.6563 | 322954.5455 | 0.17432 | 0.26913 | 1200000 | 4 | 1 | 0 | 0 | 0 | 1 | Lateral Hardening-Fuse-10645542 | 1500Million | Plant City | -1 | 3000
Lateral Hardening | Lateral Hardening-Fuse-91854745,1 | 13712 | 8466.0895 | 663.7886 | 8715.2155 | 50000 | 0.1743 | 0.041477 | 1205479.4521 | 17 | 1 | 0 | 0 | 0 | 1 | Lateral Hardening-Fuse-91854745 | 1500Million | Eastern | -1 | 3000
Lateral Hardening | Lateral Hardening-Fuse-60181007,1 | 13388 | 0 | 14300.4244 | 14136.6016 | 81136.3636 | 0.17423 | 0.067614 | 1200000 |  | 1 | 0 | 0 | 0 | 1 | Lateral Hardening-Fuse-60181007 | 1500Million | Plant City | -1 | 3000
Lateral Hardening | Lateral Hardening-Fuse-92256973,1 | 13039 | 17780.2493 | 18319.3433 | 35386.181 | 203181.8182 | 0.17416 | 0.16932 | 1200000 | 20 | 1 | 0 | 0 | 0 | 1 | Lateral Hardening-Fuse-92256973 | 1500Million | Eastern | -1 | 3000
Lateral Hardening | Lateral Hardening-Fuse-10274715,1 | 13624 | 4672.1898 | 14779.2633 | 19223.614 | 110454.5455 | 0.17404 | 0.092045 | 1200000 | 5 | 1 | 1 | 0 | 1 | 2 | Lateral Hardening-Fuse-10274715 | 1500Million | Western | -1 | 3000
Lateral Hardening | Lateral Hardening-Fuse-60226170,1 | 13201 | 34555.2333 | 2033.4412 | 34922.4225 | 200681.8182 | 0.17402 | 0.16723 | 1200000 | 13 | 1 | 0 | 0 | 0 | 1 | Lateral Hardening-Fuse-60226170 | 1500Million | Western | -1 | 3000
Lateral Hardening | Lateral Hardening-Fuse-92634086,1 | 13331 | 16348.9151 | 34204.9482 | 49711.2914 | 285681.8182 | 0.17401 | 0.23807 | 1200000 | 25 | 1 | 0 | 0 | 0 | 1 | Lateral Hardening-Fuse-92634086 | 1500Million | Dade City | -1 | 3000
Lateral Hardening | Lateral Hardening-Fuse-60407622,1 | 13043 | 4273.5058 | 15831.5982 | 19837.9457 | 114090.9091 | 0.17388 | 0.095076 | 1200000 | 6 | 1 | 0 | 0 | 0 | 1 | Lateral Hardening-Fuse-60407622 | 1500Million | Central | -1 | 3000
Lateral Hardening | Lateral Hardening-Fuse-10367296,1 | 13102 | 7165.3939 | 8542.1749 | 15286.0342 | 87954.5455 | 0.17379 | 0.073295 | 1200000 | 14 | 1 | 0 | 0 | 0 | 1 | Lateral Hardening-Fuse-10367296 | 1500Million | Central | -1 | 3000
Lateral Hardening | Lateral Hardening-Fuse-10282740,1 | 13669 | 13630.5597 | 28403.0991 | 41314.4134 | 237727.2727 | 0.17379 | 0.19811 | 1200000 | 18 | 1 | 0 | 0 | 0 | 1 | Lateral Hardening-Fuse-10282740 | 1500Million | Western | -1 | 3000
Lateral Hardening | Lateral Hardening-Fuse-10129807,1 | 13423 | 6909.1776 | 39095.5022 | 45537.6492 | 262045.4545 | 0.17378 | 0.21837 | 1200000 | 6 | 1 | 1 | 0 | 1 | 2 | Lateral Hardening-Fuse-10129807 | 1500Million | Dade City | -1 | 3000
Lateral Hardening | Lateral Hardening-Fuse-10381170,1 | 13222 | 16418.802 | 1180.1258 | 16819.4002 | 96818.1818 | 0.17372 | 0.080682 | 1200000 | 16 | 1 | 0 | 0 | 0 | 1 | Lateral Hardening-Fuse-10381170 | 1500Million | Central | -1 | 3000
Lateral Hardening | Lateral Hardening-Fuse-10761269,1 | 13330 | 2587.9507 | 29126.5431 | 31385.4454 | 180681.8182 | 0.17371 | 0.15057 | 1200000 | 2 | 1 | 0 | 0 | 0 | 1 | Lateral Hardening-Fuse-10761269 | 1500Million | Dade City | -1 | 3000
Lateral Hardening | Lateral Hardening-Fuse-10167792,1 | 13206 | 5682.4217 | 4813.6254 | 11328.9781 | 65227.2727 | 0.17368 | 0.054356 | 1200000 | 14 | 1 | 0 | 0 | 0 | 1 | Lateral Hardening-Fuse-10167792 | 1500Million | Western | -1 | 3000
Lateral Hardening | Lateral Hardening-Fuse-92203734,1 | 14032 | 25017.9894 | 3959.6411 | 27704.8119 | 159545.4545 | 0.17365 | 0.13295 | 1200000 | 3 | 1 | 0 | 0 | 0 | 1 | Lateral Hardening-Fuse-92203734 | 1500Million | Western | -1 | 3000
Lateral Hardening | Lateral Hardening-Fuse-10802892,1 | 13133 | 921.9842 | 16742.1965 | 17548.1743 | 101136.3636 | 0.17351 | 0.08428 | 1200000 | 1 | 1 | 0 | 0 | 0 | 1 | Lateral Hardening-Fuse-10802892 | 1500Million | Eastern | -1 | 3000
Lateral Hardening | Lateral Hardening-Fuse-10895190,1 | 13003 | 1808.8755 | 64968.0064 | 65765.7713 | 379090.9091 | 0.17348 | 0.31591 | 1200000 | 1 | 1 | 0 | 0 | 0 | 1 | Lateral Hardening-Fuse-10895190 | 1500Million | South Hillsborough | -1 | 3000
Lateral Hardening | Lateral Hardening-Fuse-91280421,1 | 13128 | 9726.4815 | 12373.1075 | 21676.7728 | 125000 | 0.17341 | 0.10417 | 1200000 | 12 | 1 | 0 | 0 | 0 | 1 | Lateral Hardening-Fuse-91280421 | 1500Million | Eastern | -1 | 3000
Lateral Hardening | Lateral Hardening-Fuse-10675171,1 | 13464 | 6938.2099 | 10466.6992 | 18917.0922 | 109090.9091 | 0.17341 | 0.090909 | 1200000 | 10 | 1 | 0 | 0 | 0 | 1 | Lateral Hardening-Fuse-10675171 | 1500Million | Plant City | -1 | 3000
Lateral Hardening | Lateral Hardening-Fuse-91895327,1 | 13298 | 23530.964 | 4166.5207 | 26521.6648 | 152954.5455 | 0.1734 | 0.12746 | 1200000 | 5 | 1 | 0 | 0 | 0 | 1 | Lateral Hardening-Fuse-91895327 | 1500Million | Winter Haven | -1 | 3000
Lateral Hardening | Lateral Hardening-Fuse-90960976,1 | 14023 | 0 | 124519.5121 | 122343.6846 | 705681.8182 | 0.17337 | 0.58807 | 1200000 | 1 | 1 | 2 | 0 | 2 | 3 | Lateral Hardening-Fuse-90960976 | 1500Million | South Hillsborough | -1 | 3000
Lateral Hardening | Lateral Hardening-Fuse-92973229,1 | 13471 | 0 | 22833.4866 | 22571.9107 | 130227.2727 | 0.17333 | 0.10852 | 1200000 | 2 | 1 | 0 | 0 | 0 | 1 | Lateral Hardening-Fuse-92973229 | 1500Million | Winter Haven | -1 | 3000
Lateral Hardening | Lateral Hardening-Fuse-10457714,1 | 13229 | 0 | 15612.6033 | 15433.7484 | 89090.9091 | 0.17324 | 0.074242 | 1200000 | 18 | 1 | 0 | 0 | 0 | 1 | Lateral Hardening-Fuse-10457714 | 1500Million | Eastern | -1 | 3000
Lateral Hardening | Lateral Hardening-Fuse-10095488,1 | 13786 | 11076.6681 | 68444.5887 | 78065.1046 | 450681.8182 | 0.17322 | 0.37557 | 1200000 | 8 | 1 | 0 | 0 | 0 | 1 | Lateral Hardening-Fuse-10095488 | 1500Million | Plant City | -1 | 3000
Lateral Hardening | Lateral Hardening-Fuse-92853316,1 | 13910 | 570.6349 | 8205.2406 | 8657.5387 | 50000 | 0.17315 | 0.038258 | 1306930.6931 | 1 | 1 | 0 | 0 | 0 | 1 | Lateral Hardening-Fuse-92853316 | 1500Million | Eastern | -1 | 3000
Lateral Hardening | Lateral Hardening-Fuse-60021684,1 | 13004 | 7161.9244 | 15208.8202 | 22030.6099 | 127272.7273 | 0.1731 | 0.10606 | 1200000 | 8 | 1 | 0 | 0 | 0 | 1 | Lateral Hardening-Fuse-60021684 | 1500Million | Dade City | -1 | 3000
Lateral Hardening | Lateral Hardening-Fuse-10745635,1 | 13431 | 3566.3105 | 33117.4744 | 36295.0632 | 209772.7273 | 0.17302 | 0.17481 | 1200000 | 3 | 1 | 0 | 0 | 0 | 1 | Lateral Hardening-Fuse-10745635 | 1500Million | Dade City | -1 | 3000
Lateral Hardening | Lateral Hardening-Fuse-92892234,1 | 13854 | 45839.9681 | 74163.2161 | 117710.0008 | 681136.3636 | 0.17281 | 0.56761 | 1200000 | 52 | 1 | 0 | 0 | 0 | 1 | Lateral Hardening-Fuse-92892234 | 1500Million | Plant City | -1 | 3000
Lateral Hardening | Lateral Hardening-Fuse-92134200,1 | 13172 | 6966.1302 | 53.8518 | 8637.8091 | 50000 | 0.17276 | 0.015341 | 3259259.2593 | 4 | 1 | 0 | 0 | 0 | 1 | Lateral Hardening-Fuse-92134200 | 1500Million | Eastern | -1 | 3000
Lateral Hardening | Lateral Hardening-Fuse-90049984,1 | 13390 | 8827.3646 | 32118.7844 | 40086.4138 | 232045.4545 | 0.17275 | 0.19337 | 1200000 | 6 | 1 | 0 | 0 | 0 | 1 | Lateral Hardening-Fuse-90049984 | 1500Million | Plant City | -1 | 3000
Lateral Hardening | Lateral Hardening-Fuse-10271864,1 | 13621 | 1917.7924 | 14723.9843 | 17664.2926 | 102272.7273 | 0.17272 | 0.085227 | 1200000 | 3 | 1 | 0 | 0 | 0 | 1 | Lateral Hardening-Fuse-10271864 | 1500Million | Western | -1 | 3000
Lateral Hardening | Lateral Hardening-Fuse-10762908,1 | 13815 | 2788.0091 | 27636.3279 | 29945.1813 | 173409.0909 | 0.17269 | 0.14451 | 1200000 | 2 | 1 | 0 | 0 | 0 | 1 | Lateral Hardening-Fuse-10762908 | 1500Million | Dade City | -1 | 3000
Lateral Hardening | Lateral Hardening-Fuse-93227795,1 | 13459 | 9258.5328 | 20822.6963 | 29582.4193 | 171363.6364 | 0.17263 | 0.1428 | 1200000 | 12 | 1 | 0 | 0 | 0 | 1 | Lateral Hardening-Fuse-93227795 | 1500Million | Eastern | -1 | 3000
Lateral Hardening | Lateral Hardening-Fuse-91006869,1 | 13648 | 0 | 162977.8847 | 160144.2722 | 928181.8182 | 0.17254 | 0.77348 | 1200000 | 1 | 1 | 2 | 0 | 2 | 3 | Lateral Hardening-Fuse-91006869 | 1500Million | South Hillsborough | -1 | 3000
Lateral Hardening | Lateral Hardening-Fuse-10645563,1 | 13148 | 1270.8016 | 52223.182 | 52992.27 | 307500 | 0.17233 | 0.25625 | 1200000 | 1 | 1 | 0 | 0 | 0 | 1 | Lateral Hardening-Fuse-10645563 | 1500Million | Plant City | -1 | 3000
Lateral Hardening | Lateral Hardening-Fuse-90812828,1 | 13605 | 17848.7988 | 20970.8995 | 38015.6638 | 220681.8182 | 0.17226 | 0.1839 | 1200000 | 29 | 1 | 0 | 0 | 0 | 1 | Lateral Hardening-Fuse-90812828 | 1500Million | Western | -1 | 3000
Lateral Hardening | Lateral Hardening-Fuse-10615032,1 | 13125 | 21002.7155 | 22429.391 | 42335.3221 | 245909.0909 | 0.17216 | 0.20492 | 1200000 | 30 | 1 | 0 | 0 | 0 | 1 | Lateral Hardening-Fuse-10615032 | 1500Million | Plant City | -1 | 3000
Lateral Hardening | Lateral Hardening-Fuse-10904201,1 | 13709 | 4239.2293 | 15003.683 | 19008.3846 | 110454.5455 | 0.17209 | 0.092045 | 1200000 | 4 | 1 | 1 | 0 | 1 | 2 | Lateral Hardening-Fuse-10904201 | 1500Million | Eastern | -1 | 3000
Lateral Hardening | Lateral Hardening-Fuse-60007524,1 | 13076 | 0 | 133035.2578 | 131736.4963 | 765681.8182 | 0.17205 | 0.63807 | 1200000 | 17 | 1 | 1 | 0 | 1 | 2 | Lateral Hardening-Fuse-60007524 | 1500Million | Western | -1 | 3000
Lateral Hardening | Lateral Hardening-Fuse-10556666,1 | 13298 | 72675.2472 | 300693.8538 | 398081.0401 | 2314090.9091 | 0.17202 | 1.9284 | 1200000 | 53 | 1 | 0 | 0 | 0 | 1 | Lateral Hardening-Fuse-10556666 | 1500Million | Winter Haven | -1 | 3000
Lateral Hardening | Lateral Hardening-Fuse-10199656,1 | 13338 | 0 | 78627.6052 | 77945.6743 | 453636.3636 | 0.17182 | 0.37803 | 1200000 | 7 | 1 | 0 | 0 | 0 | 1 | Lateral Hardening-Fuse-10199656 | 1500Million | Western | -1 | 3000
Lateral Hardening | Lateral Hardening-Fuse-10340747,1 | 13425 | 0 | 41302.62 | 86769.4565 | 505000 | 0.17182 | 0.42083 | 1200000 | 147 | 1 | 0 | 0 | 0 | 1 | Lateral Hardening-Fuse-10340747 | 1500Million | Western | -1 | 3000
Lateral Hardening | Lateral Hardening-Fuse-10645556,1 | 13148 | 1141.9661 | 8918.8806 | 9917.4886 | 57727.2727 | 0.1718 | 0.048106 | 1200000 | 2 | 1 | 0 | 0 | 0 | 1 | Lateral Hardening-Fuse-10645556 | 1500Million | Plant City | -1 | 3000
Lateral Hardening | Lateral Hardening-Fuse-10657018,1 | 13098 | 4454.8372 | 13298.0641 | 17490.7243 | 101818.1818 | 0.17178 | 0.084848 | 1200000 | 5 | 1 | 0 | 0 | 0 | 1 | Lateral Hardening-Fuse-10657018 | 1500Million | Central | -1 | 3000
Lateral Hardening | Lateral Hardening-Fuse-91501738,1 | 14040 | 10264.0996 | 823.7976 | 10577.3476 | 61590.9091 | 0.17174 | 0.051326 | 1200000 | 4 | 1 | 0 | 0 | 0 | 1 | Lateral Hardening-Fuse-91501738 | 1500Million | Central | -1 | 3000
Lateral Hardening | Lateral Hardening-Fuse-10714649,1 | 13019 | 16873.2423 | 39017.4754 | 55020.9412 | 320454.5455 | 0.1717 | 0.26705 | 1200000 | 15 | 1 | 0 | 0 | 0 | 1 | Lateral Hardening-Fuse-10714649 | 1500Million | South Hillsborough | -1 | 3000
Lateral Hardening | Lateral Hardening-Fuse-92942132,1 | 13006 | 0 | 40581.2197 | 40228.5972 | 234318.1818 | 0.17168 | 0.19527 | 1200000 | 2 | 1 | 0 | 0 | 0 | 1 | Lateral Hardening-Fuse-92942132 | 1500Million | Dade City | -1 | 3000
Lateral Hardening | Lateral Hardening-Fuse-91833317,1 | 13807 | 8145.5587 | 826.5105 | 8573.9692 | 50000 | 0.17148 | 0.018182 | 2750000 | 2 | 1 | 1 | 0 | 1 | 2 | Lateral Hardening-Fuse-91833317 | 1500Million | Plant City | -1 | 3000
Lateral Hardening | Lateral Hardening-Fuse-92949309,1 | 14042 | 8145.5587 | 826.5105 | 8573.9692 | 50000 | 0.17148 | 0.012121 | 4125000 | 2 | 1 | 1 | 0 | 1 | 2 | Lateral Hardening-Fuse-92949309 | 1500Million | Central | -1 | 3000
Lateral Hardening | Lateral Hardening-Fuse-60021371,1 | 13004 | 4039.4614 | 20525.4012 | 24304.2763 | 141818.1818 | 0.17138 | 0.11818 | 1200000 | 5 | 1 | 0 | 0 | 0 | 1 | Lateral Hardening-Fuse-60021371 | 1500Million | Dade City | -1 | 3000
Lateral Hardening | Lateral Hardening-Fuse-93225234,2 | 13459 | 2843.2649 | 32486.7129 | 34955.0412 | 204000 | 0.17135 | 0.2125 | 960000 | 2 | 2 | 0 | 0 | 0 | 2 | Lateral Hardening-Fuse-93225234, Lateral Hardening-Fuse-93226626 | 1500Million | Eastern | -1 | 3000
Lateral Hardening | Lateral Hardening-Fuse-10686115,1 | 13808 | 7466.8891 | 120343.8067 | 124711.8652 | 727954.5455 | 0.17132 | 0.60663 | 1200000 | 4 | 1 | 1 | 0 | 1 | 2 | Lateral Hardening-Fuse-10686115 | 1500Million | Plant City | -1 | 3000
Lateral Hardening | Lateral Hardening-Fuse-10477210,1 | 13326 | 0 | 3124.9224 | 13623.2206 | 79545.4545 | 0.17126 | 0.066288 | 1200000 | 7 | 1 | 0 | 0 | 0 | 1 | Lateral Hardening-Fuse-10477210 | 1500Million | Eastern | -1 | 3000
Lateral Hardening | Lateral Hardening-Fuse-91221937,1 | 13187 | 17926.1713 | 20927.13 | 38015.6648 | 222045.4545 | 0.17121 | 0.18504 | 1200000 | 27 | 1 | 0 | 0 | 0 | 1 | Lateral Hardening-Fuse-91221937 | 1500Million | Central | -1 | 3000
Lateral Hardening | Lateral Hardening-Fuse-10366515,1 | 13089 | 3683.3222 | 7273.427 | 12714.9262 | 74318.1818 | 0.17109 | 0.061932 | 1200000 | 7 | 1 | 0 | 0 | 0 | 1 | Lateral Hardening-Fuse-10366515 | 1500Million | Central | -1 | 3000
Lateral Hardening | Lateral Hardening-Fuse-92616631,1 | 13461 | 6857.9015 | 24893.2643 | 31078.7129 | 181818.1818 | 0.17093 | 0.15152 | 1200000 | 5 | 1 | 0 | 0 | 0 | 1 | Lateral Hardening-Fuse-92616631 | 1500Million | Eastern | -1 | 3000
Lateral Hardening | Lateral Hardening-Fuse-10144170,1 | 13123 | 8072.4763 | 9374.8184 | 17091.157 | 100000 | 0.17091 | 0.083333 | 1200000 | 11 | 1 | 0 | 0 | 0 | 1 | Lateral Hardening-Fuse-10144170 | 1500Million | Plant City | -1 | 3000
Lateral Hardening | Lateral Hardening-Fuse-93172618,1 | 13213 | 8858.6175 | 120.5858 | 8542.8702 | 50000 | 0.17086 | 0.0375 | 1333333.3333 | 2 | 1 | 0 | 0 | 0 | 1 | Lateral Hardening-Fuse-93172618 | 1500Million | Eastern | -1 | 3000
Lateral Hardening | Lateral Hardening-Fuse-10676255,3 | 13787 | 27439.2819 | 116944.9126 | 142191.023 | 832545.4545 | 0.17079 | 0.86723 | 960000 | 17 | 3 | 0 | 0 | 0 | 3 | Lateral Hardening-Fuse-10676255, Lateral Hardening-Fuse-90857924, Lateral Hardening-Fuse-10676322 | 1500Million | Plant City | -1 | 3000
Lateral Hardening | Lateral Hardening-Fuse-90522487,1 | 13191 | 8390.8711 | 553.7556 | 8537.0194 | 50000 | 0.17074 | 0.030492 | 1639751.5528 | 3 | 1 | 0 | 0 | 0 | 1 | Lateral Hardening-Fuse-90522487 | 1500Million | Western | -1 | 3000
Lateral Hardening | Lateral Hardening-Fuse-10583659,1 | 13840 | 4139.4871 | 20683.8291 | 24870.7812 | 145681.8182 | 0.17072 | 0.1214 | 1200000 | 3 | 1 | 0 | 0 | 0 | 1 | Lateral Hardening-Fuse-10583659 | 1500Million | Central | -1 | 3000
Lateral Hardening | Lateral Hardening-Fuse-60374781,1 | 14102 | 3192.2038 | 34429.6616 | 36894.1502 | 216136.3636 | 0.1707 | 0.18011 | 1200000 | 2 | 1 | 0 | 0 | 0 | 1 | Lateral Hardening-Fuse-60374781 | 1500Million | Central | -1 | 3000
Lateral Hardening | Lateral Hardening-Fuse-92661401,1 | 13685 | 23479.1352 | 5801.583 | 28060.4758 | 164545.4545 | 0.17053 | 0.13712 | 1200000 | 3 | 1 | 0 | 0 | 0 | 1 | Lateral Hardening-Fuse-92661401 | 1500Million | Eastern | -1 | 3000
Lateral Hardening | Lateral Hardening-Fuse-10142263,1 | 13034 | 2423.5446 | 13707.7961 | 26307.5911 | 154318.1818 | 0.17048 | 0.1286 | 1200000 | 4 | 1 | 0 | 0 | 0 | 1 | Lateral Hardening-Fuse-10142263 | 1500Million | Central | -1 | 3000
Lateral Hardening | Lateral Hardening-Fuse-10590628,1 | 13579 | 1485.6505 | 20638.6428 | 21784.9566 | 127954.5455 | 0.17026 | 0.10663 | 1200000 | 1 | 1 | 0 | 0 | 0 | 1 | Lateral Hardening-Fuse-10590628 | 1500Million | Eastern | -1 | 3000
Lateral Hardening | Lateral Hardening-Fuse-10166415,1 | 13073 | 7630.5949 | 11131.2257 | 20236.7095 | 118863.6364 | 0.17025 | 0.099053 | 1200000 | 14 | 1 | 0 | 0 | 0 | 1 | Lateral Hardening-Fuse-10166415 | 1500Million | Western | -1 | 3000
Lateral Hardening | Lateral Hardening-Fuse-92673088,1 | 13600 | 7969.7642 | 10960.5287 | 18528.86 | 108863.6364 | 0.1702 | 0.09072 | 1200000 | 12 | 1 | 0 | 0 | 0 | 1 | Lateral Hardening-Fuse-92673088 | 1500Million | Central | -1 | 3000
Lateral Hardening | Lateral Hardening-Fuse-10144184,1 | 13123 | 3661.5782 | 6320.4187 | 9745.0383 | 57272.7273 | 0.17015 | 0.047727 | 1200000 | 6 | 1 | 0 | 0 | 0 | 1 | Lateral Hardening-Fuse-10144184 | 1500Million | Plant City | -1 | 3000
Lateral Hardening | Lateral Hardening-Fuse-92854745,1 | 13011 | 4509.8035 | 30006.2899 | 34105.4957 | 200454.5455 | 0.17014 | 0.16705 | 1200000 | 4 | 1 | 0 | 0 | 0 | 1 | Lateral Hardening-Fuse-92854745 | 1500Million | Plant City | -1 | 3000
Lateral Hardening | Lateral Hardening-Fuse-10758558,1 | 13422 | 1207.0286 | 18201.5524 | 19245.73 | 113181.8182 | 0.17004 | 0.094318 | 1200000 | 1 | 1 | 0 | 0 | 0 | 1 | Lateral Hardening-Fuse-10758558 | 1500Million | Dade City | -1 | 3000
Lateral Hardening | Lateral Hardening-Fuse-10686283,1 | 13808 | 3170.1241 | 119632.4844 | 120571.3061 | 709090.9091 | 0.17004 | 0.59091 | 1200000 | 2 | 1 | 0 | 0 | 0 | 1 | Lateral Hardening-Fuse-10686283 | 1500Million | Plant City | -1 | 3000
Lateral Hardening | Lateral Hardening-Fuse-60070002,1 | 13046 | 5434.0712 | 9993.9602 | 15071.2313 | 88636.3636 | 0.17003 | 0.073864 | 1200000 | 13 | 1 | 0 | 0 | 0 | 1 | Lateral Hardening-Fuse-60070002 | 1500Million | Central | -1 | 3000
Lateral Hardening | Lateral Hardening-Fuse-90800616,2 | 13839 | 14950.2851 | 31053.3962 | 45370.3784 | 266909.0909 | 0.16998 | 0.27803 | 960000 | 14 | 2 | 0 | 0 | 0 | 2 | Lateral Hardening-Fuse-90800616, Lateral Hardening-Fuse-90997195 | 1500Million | Central | -1 | 3000
Lateral Hardening | Lateral Hardening-Fuse-10747883,1 | 13705 | 4747.3863 | 25543.4035 | 29852.7371 | 175681.8182 | 0.16993 | 0.1464 | 1200000 | 3 | 1 | 0 | 0 | 0 | 1 | Lateral Hardening-Fuse-10747883 | 1500Million | Eastern | -1 | 3000
Lateral Hardening | Lateral Hardening-Fuse-10479428,1 | 14216 | 9930.7231 | 87394.981 | 103340.2208 | 608181.8182 | 0.16992 | 0.50682 | 1200000 | 7 | 1 | 0 | 0 | 0 | 1 | Lateral Hardening-Fuse-10479428 | 1500Million | Central | -1 | 3000
Lateral Hardening | Lateral Hardening-Fuse-93095002,1 | 13698 | 3806.6238 | 18190.0857 | 21808.4328 | 128409.0909 | 0.16984 | 0.10701 | 1200000 | 4 | 1 | 1 | 0 | 1 | 2 | Lateral Hardening-Fuse-93095002 | 1500Million | Winter Haven | -1 | 3000
Lateral Hardening | Lateral Hardening-Fuse-10210645,1 | 13426 | 11155.3377 | 18087.4415 | 30450.7738 | 179318.1818 | 0.16981 | 0.14943 | 1200000 | 14 | 1 | 0 | 0 | 0 | 1 | Lateral Hardening-Fuse-10210645 | 1500Million | Western | -1 | 3000
Lateral Hardening | Lateral Hardening-Fuse-93118452,1 | 13039 | 20167.7542 | 25535.6355 | 44786.4042 | 263863.6364 | 0.16973 | 0.21989 | 1200000 | 23 | 1 | 0 | 0 | 0 | 1 | Lateral Hardening-Fuse-93118452 | 1500Million | Eastern | -1 | 3000
Lateral Hardening | Lateral Hardening-Fuse-10433160,1 | 13839 | 0 | 8651.848 | 9602.6324 | 56590.9091 | 0.16969 | 0.047159 | 1200000 | 1 | 1 | 0 | 0 | 0 | 1 | Lateral Hardening-Fuse-10433160 | 1500Million | Central | -1 | 3000
Lateral Hardening | Lateral Hardening-Fuse-10643530,1 | 13390 | 7804.5053 | 39852.8604 | 46854.5409 | 276136.3636 | 0.16968 | 0.23011 | 1200000 | 6 | 1 | 0 | 0 | 0 | 1 | Lateral Hardening-Fuse-10643530 | 1500Million | Plant City | -1 | 3000
Lateral Hardening | Lateral Hardening-Fuse-93030023,1 | 13910 | 1487.3229 | 9354.2477 | 10678.1955 | 62954.5455 | 0.16962 | 0.052462 | 1200000 | 2 | 1 | 0 | 0 | 0 | 1 | Lateral Hardening-Fuse-93030023 | 1500Million | Eastern | -1 | 3000
Lateral Hardening | Lateral Hardening-Fuse-90162677,2 | 13656 | 13231.3523 | 40406.8824 | 52853.5793 | 311636.3636 | 0.1696 | 0.32462 | 960000 | 11 | 2 | 0 | 0 | 0 | 2 | Lateral Hardening-Fuse-90162677, Lateral Hardening-Fuse-90162720 | 1500Million | Plant City | -1 | 3000
Lateral Hardening | Lateral Hardening-Fuse-10895255,1 | 13003 | 1334.4656 | 6514.1223 | 8476.6393 | 50000 | 0.16953 | 0.031818 | 1571428.5714 | 4 | 1 | 0 | 0 | 0 | 1 | Lateral Hardening-Fuse-10895255 | 1500Million | South Hillsborough | -1 | 3000
Lateral Hardening | Lateral Hardening-Fuse-60077927,1 | 13153 | 4791.8986 | 47891.3509 | 51697.3532 | 305000 | 0.1695 | 0.25417 | 1200000 | 3 | 1 | 2 | 0 | 2 | 3 | Lateral Hardening-Fuse-60077927 | 1500Million | Winter Haven | -1 | 3000
Lateral Hardening | Lateral Hardening-Fuse-91279238,1 | 13158 | 8414.7267 | 12275.0878 | 20173.5609 | 119090.9091 | 0.1694 | 0.099242 | 1200000 | 14 | 1 | 0 | 0 | 0 | 1 | Lateral Hardening-Fuse-91279238 | 1500Million | Central | -1 | 3000
Lateral Hardening | Lateral Hardening-Fuse-60032666,1 | 13007 | 24872.4814 | 2262.4343 | 25929.2182 | 153181.8182 | 0.16927 | 0.12765 | 1200000 | 7 | 1 | 0 | 0 | 0 | 1 | Lateral Hardening-Fuse-60032666 | 1500Million | Plant City | -1 | 3000
Lateral Hardening | Lateral Hardening-Fuse-91514276,1 | 13342 | 0 | 133127.726 | 130052.7492 | 768636.3636 | 0.1692 | 0.64053 | 1200000 | 2 | 1 | 0 | 0 | 0 | 1 | Lateral Hardening-Fuse-91514276 | 1500Million | South Hillsborough | -1 | 3000
Lateral Hardening | Lateral Hardening-Fuse-93247276,1 | 13175 | 23259.209 | 2009.9875 | 24144.8106 | 142727.2727 | 0.16917 | 0.11894 | 1200000 | 11 | 1 | 0 | 0 | 0 | 1 | Lateral Hardening-Fuse-93247276 | 1500Million | Central | -1 | 3000
Lateral Hardening | Lateral Hardening-Fuse-10142262,1 | 13034 | 27737.5043 | 4194.2033 | 30559.0553 | 180681.8182 | 0.16913 | 0.15057 | 1200000 | 7 | 1 | 0 | 0 | 0 | 1 | Lateral Hardening-Fuse-10142262 | 1500Million | Central | -1 | 3000
Lateral Hardening | Lateral Hardening-Fuse-10590610,1 | 13127 | 9655.7897 | 14795.6623 | 23977.5267 | 141818.1818 | 0.16907 | 0.11818 | 1200000 | 13 | 1 | 0 | 0 | 0 | 1 | Lateral Hardening-Fuse-10590610 | 1500Million | Eastern | -1 | 3000
Lateral Hardening | Lateral Hardening-Fuse-92900620,1 | 13854 | 22094.7068 | 27952.396 | 49214.4938 | 291363.6364 | 0.16891 | 0.2428 | 1200000 | 23 | 1 | 0 | 0 | 0 | 1 | Lateral Hardening-Fuse-92900620 | 1500Million | Plant City | -1 | 3000
Lateral Hardening | Lateral Hardening-Fuse-92859972,1 | 13098 | 1420.2749 | 12945.0224 | 14163.9011 | 83863.6364 | 0.16889 | 0.069886 | 1200000 | 2 | 1 | 1 | 0 | 1 | 2 | Lateral Hardening-Fuse-92859972 | 1500Million | Central | -1 | 3000
Lateral Hardening | Lateral Hardening-Fuse-10362885,1 | 13104 | 4910.3957 | 4770.1957 | 9404.0903 | 55681.8182 | 0.16889 | 0.046402 | 1200000 | 12 | 1 | 0 | 0 | 0 | 1 | Lateral Hardening-Fuse-10362885 | 1500Million | Central | -1 | 3000
Lateral Hardening | Lateral Hardening-Fuse-91489796,4 | 13772 | 33075.9098 | 56185.5269 | 87432.3704 | 517818.1818 | 0.16885 | 0.53939 | 960000 | 37 | 4 | 0 | 0 | 0 | 4 | Lateral Hardening-Fuse-91489796, Lateral Hardening-Fuse-90946552, Lateral Hardening-Fuse-90946553, Lateral Hardening-Fuse-90959586 | 1500Million | Winter Haven | -1 | 3000
Lateral Hardening | Lateral Hardening-Fuse-10758601,1 | 13422 | 0 | 26234.9882 | 27192.949 | 161136.3636 | 0.16876 | 0.13428 | 1200000 | 1 | 1 | 0 | 0 | 0 | 1 | Lateral Hardening-Fuse-10758601 | 1500Million | Dade City | -1 | 3000
Lateral Hardening | Lateral Hardening-Fuse-92678839,1 | 13805 | 2454.0865 | 8337.7759 | 10583.8342 | 62727.2727 | 0.16873 | 0.052273 | 1200000 | 4 | 1 | 0 | 0 | 0 | 1 | Lateral Hardening-Fuse-92678839 | 1500Million | Plant City | -1 | 3000
Lateral Hardening | Lateral Hardening-Fuse-10199131,2 | 13867 | 0 | 72976.0513 | 71627.2705 | 424545.4545 | 0.16872 | 0.44223 | 960000 | 4 | 2 | 1 | 0 | 1 | 3 | Lateral Hardening-Fuse-10199131, Lateral Hardening-Fuse-92142610 | 1500Million | Western | -1 | 3000
Lateral Hardening | Lateral Hardening-Fuse-92223403,1 | 13489 | 1274.6661 | 18243.503 | 19362.6509 | 114772.7273 | 0.1687 | 0.095644 | 1200000 | 1 | 1 | 0 | 0 | 0 | 1 | Lateral Hardening-Fuse-92223403 | 1500Million | South Hillsborough | -1 | 3000
Lateral Hardening | Lateral Hardening-Fuse-90366842,1 | 13011 | 17233.1729 | 27113.9064 | 43582.77 | 258409.0909 | 0.16866 | 0.21534 | 1200000 | 24 | 1 | 0 | 0 | 0 | 1 | Lateral Hardening-Fuse-90366842 | 1500Million | Plant City | -1 | 3000
Lateral Hardening | Lateral Hardening-Fuse-92872360,1 | 13710 | 13481.6548 | 58548.2588 | 71285.9243 | 422727.2727 | 0.16863 | 0.35227 | 1200000 | 16 | 1 | 0 | 0 | 0 | 1 | Lateral Hardening-Fuse-92872360 | 1500Million | Eastern | -1 | 3000
Lateral Hardening | Lateral Hardening-Fuse-10160207,1 | 13167 | 8062.194 | 8025.1443 | 15632.3327 | 92727.2727 | 0.16858 | 0.077273 | 1200000 | 18 | 1 | 0 | 0 | 0 | 1 | Lateral Hardening-Fuse-10160207 | 1500Million | Western | -1 | 3000
Lateral Hardening | Lateral Hardening-Fuse-60136588,1 | 13128 | 9769.7502 | 2158.9563 | 11450.1038 | 67954.5455 | 0.1685 | 0.056629 | 1200000 | 52 | 1 | 0 | 0 | 0 | 1 | Lateral Hardening-Fuse-60136588 | 1500Million | Eastern | -1 | 3000
Lateral Hardening | Lateral Hardening-Fuse-93150997,1 | 13458 | 5054.1842 | 31848.1831 | 36641.4084 | 217500 | 0.16847 | 0.18125 | 1200000 | 6 | 1 | 0 | 0 | 0 | 1 | Lateral Hardening-Fuse-93150997 | 1500Million | Eastern | -1 | 3000
Lateral Hardening | Lateral Hardening-Fuse-90960042,1 | 13048 | 6704.0971 | 6773.0602 | 15006.8238 | 89090.9091 | 0.16844 | 0.074242 | 1200000 | 17 | 1 | 0 | 0 | 0 | 1 | Lateral Hardening-Fuse-90960042 | 1500Million | Central | -1 | 3000
Lateral Hardening | Lateral Hardening-Fuse-10545839,1 | 13910 | 2192.0056 | 6301.1331 | 9607.5815 | 57045.4545 | 0.16842 | 0.047538 | 1200000 | 7 | 1 | 0 | 0 | 0 | 1 | Lateral Hardening-Fuse-10545839 | 1500Million | Eastern | -1 | 3000
Lateral Hardening | Lateral Hardening-Fuse-93240400,1 | 13114 | 0 | 19820.4794 | 19593.42 | 116363.6364 | 0.16838 | 0.09697 | 1200000 | 2 | 1 | 1 | 0 | 1 | 2 | Lateral Hardening-Fuse-93240400 | 1500Million | Western | -1 | 3000
Lateral Hardening | Lateral Hardening-Fuse-90136791,1 | 13724 | 18684.2483 | 20517.0274 | 43317.857 | 257272.7273 | 0.16837 | 0.21439 | 1200000 | 26 | 1 | 2 | 0 | 2 | 3 | Lateral Hardening-Fuse-90136791 | 1500Million | Plant City | -1 | 3000
Lateral Hardening | Lateral Hardening-Fuse-10635141,1 | 13242 | 22177.4023 | 59722.045 | 83811.6697 | 497954.5455 | 0.16831 | 0.41496 | 1200000 | 19 | 1 | 0 | 0 | 0 | 1 | Lateral Hardening-Fuse-10635141 | 1500Million | Plant City | -1 | 3000
Lateral Hardening | Lateral Hardening-Fuse-10142918,1 | 13035 | 11312.9267 | 18833.4637 | 37130.0648 | 220681.8182 | 0.16825 | 0.1839 | 1200000 | 23 | 1 | 0 | 0 | 0 | 1 | Lateral Hardening-Fuse-10142918 | 1500Million | Central | -1 | 3000
Lateral Hardening | Lateral Hardening-Fuse-10253117,1 | 13065 | 11363.989 | 15303.1923 | 25964.2124 | 154318.1818 | 0.16825 | 0.1286 | 1200000 | 27 | 1 | 0 | 0 | 0 | 1 | Lateral Hardening-Fuse-10253117 | 1500Million | Western | -1 | 3000
Lateral Hardening | Lateral Hardening-Fuse-10556730,1 | 13298 | 518.7791 | 11233.9528 | 12769.5176 | 75909.0909 | 0.16822 | 0.063258 | 1200000 | 1 | 1 | 0 | 0 | 0 | 1 | Lateral Hardening-Fuse-10556730 | 1500Million | Winter Haven | -1 | 3000
Lateral Hardening | Lateral Hardening-Fuse-91163951,1 | 13225 | 4877.2912 | 5053.8028 | 10283.4292 | 61136.3636 | 0.1682 | 0.050947 | 1200000 | 10 | 1 | 0 | 0 | 0 | 1 | Lateral Hardening-Fuse-91163951 | 1500Million | Eastern | -1 | 3000
Lateral Hardening | Lateral Hardening-Fuse-10668786,1 | 13723 | 1195.8411 | 17800.9716 | 18877.4217 | 112272.7273 | 0.16814 | 0.093561 | 1200000 | 1 | 1 | 0 | 0 | 0 | 1 | Lateral Hardening-Fuse-10668786 | 1500Million | Plant City | -1 | 3000
Lateral Hardening | Lateral Hardening-Fuse-10802868,1 | 13133 | 7780.2858 | 11569.5814 | 18875.792 | 112272.7273 | 0.16812 | 0.093561 | 1200000 | 15 | 1 | 0 | 0 | 0 | 1 | Lateral Hardening-Fuse-10802868 | 1500Million | Eastern | -1 | 3000
Lateral Hardening | Lateral Hardening-Fuse-91926172,1 | 13650 | 22868.9765 | 39838.0226 | 61836.6481 | 367954.5455 | 0.16806 | 0.30663 | 1200000 | 26 | 1 | 0 | 0 | 0 | 1 | Lateral Hardening-Fuse-91926172 | 1500Million | South Hillsborough | -1 | 3000
Lateral Hardening | Lateral Hardening-Fuse-10087546,1 | 13389 | 1562.4447 | 7670.8543 | 9126.877 | 54318.1818 | 0.16803 | 0.045265 | 1200000 | 2 | 1 | 0 | 0 | 0 | 1 | Lateral Hardening-Fuse-10087546 | 1500Million | Plant City | -1 | 3000
Lateral Hardening | Lateral Hardening-Fuse-60653867,1 | 13652 | 35106.2297 | 70386.4978 | 103657.5358 | 617045.4545 | 0.16799 | 0.5142 | 1200000 | 33 | 1 | 0 | 0 | 0 | 1 | Lateral Hardening-Fuse-60653867 | 1500Million | South Hillsborough | -1 | 3000
Lateral Hardening | Lateral Hardening-Fuse-92734254,1 | 13070 | 3640.1082 | 29088.8393 | 32527.3348 | 193636.3636 | 0.16798 | 0.16136 | 1200000 | 4 | 1 | 0 | 0 | 0 | 1 | Lateral Hardening-Fuse-92734254 | 1500Million | Western | -1 | 3000
Lateral Hardening | Lateral Hardening-Fuse-10047154,1 | 13888 | 24116.9746 | 38016.3743 | 60918.8453 | 362727.2727 | 0.16795 | 0.30227 | 1200000 | 28 | 1 | 1 | 0 | 1 | 2 | Lateral Hardening-Fuse-10047154 | 1500Million | Western | -1 | 3000
Lateral Hardening | Lateral Hardening-Fuse-90484754,1 | 13612 | 19677.8516 | 30149.9151 | 48963.9967 | 291590.9091 | 0.16792 | 0.24299 | 1200000 | 25 | 1 | 0 | 0 | 0 | 1 | Lateral Hardening-Fuse-90484754 | 1500Million | Western | -1 | 3000
Lateral Hardening | Lateral Hardening-Fuse-10064503,1 | 13405 | 6455.3199 | 31075.4888 | 38850.0897 | 231363.6364 | 0.16792 | 0.1928 | 1200000 | 6 | 1 | 0 | 0 | 0 | 1 | Lateral Hardening-Fuse-10064503 | 1500Million | Western | -1 | 3000
Lateral Hardening | Lateral Hardening-Fuse-10087612,1 | 13389 | 5441.6844 | 9816.1148 | 14990.386 | 89318.1818 | 0.16783 | 0.074432 | 1200000 | 8 | 1 | 0 | 0 | 0 | 1 | Lateral Hardening-Fuse-10087612 | 1500Million | Plant City | -1 | 3000
Lateral Hardening | Lateral Hardening-Fuse-10758588,1 | 13431 | 3644.0978 | 12182.3194 | 15620.0974 | 93181.8182 | 0.16763 | 0.077652 | 1200000 | 4 | 1 | 0 | 0 | 0 | 1 | Lateral Hardening-Fuse-10758588 | 1500Million | Dade City | -1 | 3000
Lateral Hardening | Lateral Hardening-Fuse-90868672,1 | 13932 | 6352.2513 | 8126.8729 | 14205.0415 | 84772.7273 | 0.16757 | 0.070644 | 1200000 | 6 | 1 | 0 | 0 | 0 | 1 | Lateral Hardening-Fuse-90868672 | 1500Million | Central | -1 | 3000
Lateral Hardening | Lateral Hardening-Fuse-93017882,1 | 13041 | 4265.6547 | 13709.238 | 17745.1388 | 105909.0909 | 0.16755 | 0.088258 | 1200000 | 4 | 1 | 0 | 0 | 0 | 1 | Lateral Hardening-Fuse-93017882 | 1500Million | Eastern | -1 | 3000
Lateral Hardening | Lateral Hardening-Fuse-10482599,1 | 13455 | 18556.0873 | 16741.515 | 36731.7337 | 219318.1818 | 0.16748 | 0.18277 | 1200000 | 24 | 1 | 0 | 0 | 0 | 1 | Lateral Hardening-Fuse-10482599 | 1500Million | Eastern | -1 | 3000
Lateral Hardening | Lateral Hardening-Fuse-91777082,1 | 13129 | 2747.8606 | 6039.3271 | 9362.8811 | 55909.0909 | 0.16747 | 0.046591 | 1200000 | 8 | 1 | 0 | 0 | 0 | 1 | Lateral Hardening-Fuse-91777082 | 1500Million | Eastern | -1 | 3000
Lateral Hardening | Lateral Hardening-Fuse-10686016,1 | 13808 | 9343.752 | 49576.3038 | 58688.7024 | 350454.5455 | 0.16746 | 0.29205 | 1200000 | 6 | 1 | 0 | 0 | 0 | 1 | Lateral Hardening-Fuse-10686016 | 1500Million | Plant City | -1 | 3000
Lateral Hardening | Lateral Hardening-Fuse-92832171,1 | 13807 | 12271.115 | 63099.074 | 73695.628 | 440454.5455 | 0.16732 | 0.36705 | 1200000 | 7 | 1 | 0 | 0 | 0 | 1 | Lateral Hardening-Fuse-92832171 | 1500Million | Plant City | -1 | 3000
Lateral Hardening | Lateral Hardening-Fuse-10567092,1 | 13314 | 0 | 27528.3016 | 27212.9428 | 162727.2727 | 0.16723 | 0.13561 | 1200000 | 2 | 1 | 0 | 0 | 0 | 1 | Lateral Hardening-Fuse-10567092 | 1500Million | Winter Haven | -1 | 3000
Lateral Hardening | Lateral Hardening-Fuse-92888593,1 | 13690 | 4493.3423 | 35712.5054 | 39694.1403 | 237500 | 0.16713 | 0.19792 | 1200000 | 4 | 1 | 0 | 0 | 0 | 1 | Lateral Hardening-Fuse-92888593 | 1500Million | Eastern | -1 | 3000
Lateral Hardening | Lateral Hardening-Fuse-10554583,1 | 13911 | 2619.9924 | 9441.1546 | 11831.1052 | 70909.0909 | 0.16685 | 0.059091 | 1200000 | 4 | 1 | 0 | 0 | 0 | 1 | Lateral Hardening-Fuse-10554583 | 1500Million | Eastern | -1 | 3000
Lateral Hardening | Lateral Hardening-Fuse-10210643,1 | 13426 | 1209.3167 | 32656.7048 | 33551.4073 | 201136.3636 | 0.16681 | 0.16761 | 1200000 | 1 | 1 | 0 | 0 | 0 | 1 | Lateral Hardening-Fuse-10210643 | 1500Million | Western | -1 | 3000
Lateral Hardening | Lateral Hardening-Fuse-10000777,1 | 13236 | 0 | 16062.7505 | 15878.7388 | 95227.2727 | 0.16675 | 0.079356 | 1200000 | 1 | 1 | 0 | 0 | 0 | 1 | Lateral Hardening-Fuse-10000777 | 1500Million | South Hillsborough | -1 | 3000
Lateral Hardening | Lateral Hardening-Fuse-10004631,1 | 13159 | 12025.7934 | 16192.9682 | 27664.2944 | 165909.0909 | 0.16674 | 0.13826 | 1200000 | 17 | 1 | 0 | 0 | 0 | 1 | Lateral Hardening-Fuse-10004631 | 1500Million | Central | -1 | 3000
Lateral Hardening | Lateral Hardening-Fuse-60117757,1 | 13749 | 12864.8591 | 3890.9778 | 16066.1392 | 96363.6364 | 0.16672 | 0.080303 | 1200000 | 2 | 1 | 0 | 0 | 0 | 1 | Lateral Hardening-Fuse-60117757 | 1500Million | Western | -1 | 3000
Lateral Hardening | Lateral Hardening-Fuse-60024824,1 | 13303 | 1638.2637 | 39585.7743 | 40377.8159 | 242272.7273 | 0.16666 | 0.20189 | 1200000 | 1 | 1 | 0 | 0 | 0 | 1 | Lateral Hardening-Fuse-60024824 | 1500Million | South Hillsborough | -1 | 3000
Lateral Hardening | Lateral Hardening-Fuse-10266405,1 | 13679 | 641.0846 | 9843.7726 | 10905.1544 | 65454.5455 | 0.16661 | 0.054545 | 1200000 | 1 | 1 | 0 | 0 | 0 | 1 | Lateral Hardening-Fuse-10266405 | 1500Million | Western | -1 | 3000
Lateral Hardening | Lateral Hardening-Fuse-91786348,1 | 13229 | 4058.1131 | 11299.1192 | 15126.1518 | 90909.0909 | 0.16639 | 0.075758 | 1200000 | 5 | 1 | 0 | 0 | 0 | 1 | Lateral Hardening-Fuse-91786348 | 1500Million | Eastern | -1 | 3000
Lateral Hardening | Lateral Hardening-Fuse-92233312,1 | 13061 | 7319.6267 | 22833.6948 | 29711.8388 | 178636.3636 | 0.16633 | 0.14886 | 1200000 | 9 | 1 | 0 | 0 | 0 | 1 | Lateral Hardening-Fuse-92233312 | 1500Million | Western | -1 | 3000
Lateral Hardening | Lateral Hardening-Fuse-10599396,1 | 13473 | 23748.7841 | 48170.8106 | 70562.9071 | 424318.1818 | 0.1663 | 0.3536 | 1200000 | 26 | 1 | 0 | 0 | 0 | 1 | Lateral Hardening-Fuse-10599396 | 1500Million | Winter Haven | -1 | 3000
Lateral Hardening | Lateral Hardening-Fuse-91439265,2 | 13224 | 16847.7004 | 1974.854 | 17985.0655 | 108181.8182 | 0.16625 | 0.11269 | 960000 | 10 | 2 | 0 | 0 | 0 | 2 | Lateral Hardening-Fuse-91439265, Lateral Hardening-Fuse-92849626 | 1500Million | Central | -1 | 3000
Lateral Hardening | Lateral Hardening-Fuse-10686202,3 | 13808 | 16486.3284 | 130612.8641 | 143684.5119 | 864363.6364 | 0.16623 | 0.90038 | 960000 | 8 | 3 | 0 | 0 | 0 | 3 | Lateral Hardening-Fuse-10686202, Lateral Hardening-Fuse-10686164, Lateral Hardening-Fuse-91508515 | 1500Million | Plant City | -1 | 3000
Lateral Hardening | Lateral Hardening-Fuse-91343976,1 | 13299 | 8721.1294 | 2.597 | 8310.6771 | 50000 | 0.16621 | 0.018561 | 2693877.551 | 658 | 2 | 0 | 0 | 0 | 2 | Lateral Hardening-Fuse-91343976 | 1500Million | Winter Haven | -1 | 3000
Lateral Hardening | Lateral Hardening-Fuse-90274945,1 | 13190 | 16378.9286 | 1036.9905 | 16620.6908 | 100000 | 0.16621 | 0.083333 | 1200000 | 11 | 1 | 0 | 0 | 0 | 1 | Lateral Hardening-Fuse-90274945 | 1500Million | Western | -1 | 3000
Lateral Hardening | Lateral Hardening-Fuse-92619188,1 | 13303 | 2885.5728 | 12982.3911 | 15674.6173 | 94318.1818 | 0.16619 | 0.078598 | 1200000 | 3 | 1 | 0 | 0 | 0 | 1 | Lateral Hardening-Fuse-92619188 | 1500Million | South Hillsborough | -1 | 3000
Lateral Hardening | Lateral Hardening-Fuse-10619767,1 | 13973 | 0 | 107784.0564 | 106068.8762 | 638409.0909 | 0.16615 | 0.53201 | 1200000 | 1 | 1 | 0 | 0 | 0 | 1 | Lateral Hardening-Fuse-10619767 | 1500Million | Winter Haven | -1 | 3000
Lateral Hardening | Lateral Hardening-Fuse-10716378,1 | 13959 | 4264.1234 | 30497.3348 | 35210.3231 | 212045.4545 | 0.16605 | 0.1767 | 1200000 | 3 | 1 | 0 | 0 | 0 | 1 | Lateral Hardening-Fuse-10716378 | 1500Million | Plant City | -1 | 3000
Lateral Hardening | Lateral Hardening-Fuse-92460001,1 | 13210 | 15330.5345 | 15449.7941 | 29920.5887 | 180227.2727 | 0.16602 | 0.15019 | 1200000 | 32 | 1 | 0 | 0 | 0 | 1 | Lateral Hardening-Fuse-92460001 | 1500Million | Western | -1 | 3000
Lateral Hardening | Lateral Hardening-Fuse-60166031,1 | 13309 | 12168.3462 | 20552.8342 | 32108.7069 | 193409.0909 | 0.16601 | 0.16117 | 1200000 | 18 | 1 | 0 | 0 | 0 | 1 | Lateral Hardening-Fuse-60166031 | 1500Million | Winter Haven | -1 | 3000
Lateral Hardening | Lateral Hardening-Fuse-93301769,1 | 13808 | 5128.2794 | 27229.7899 | 31966.2781 | 192727.2727 | 0.16586 | 0.16061 | 1200000 | 4 | 1 | 0 | 0 | 0 | 1 | Lateral Hardening-Fuse-93301769 | 1500Million | Plant City | -1 | 3000
Lateral Hardening | Lateral Hardening-Fuse-91867113,1 | 13574 | 21145.6349 | 38019.5857 | 57779.6473 | 348409.0909 | 0.16584 | 0.29034 | 1200000 | 18 | 1 | 0 | 0 | 0 | 1 | Lateral Hardening-Fuse-91867113 | 1500Million | Western | -1 | 3000
Lateral Hardening | Lateral Hardening-Fuse-92221610,1 | 13489 | 8581.5826 | 15577.6912 | 23728.979 | 143181.8182 | 0.16573 | 0.11932 | 1200000 | 12 | 1 | 0 | 0 | 0 | 1 | Lateral Hardening-Fuse-92221610 | 1500Million | South Hillsborough | -1 | 3000
Lateral Hardening | Lateral Hardening-Fuse-92354041,1 | 13708 | 4210.3749 | 32801.7558 | 36452.1179 | 220000 | 0.16569 | 0.18333 | 1200000 | 3 | 1 | 0 | 0 | 0 | 1 | Lateral Hardening-Fuse-92354041 | 1500Million | Eastern | -1 | 3000
Lateral Hardening | Lateral Hardening-Fuse-91039198,1 | 13817 | 0 | 22223.7606 | 22046.8614 | 133181.8182 | 0.16554 | 0.11098 | 1200000 | 1 | 1 | 0 | 0 | 0 | 1 | Lateral Hardening-Fuse-91039198 | 1500Million | South Hillsborough | -1 | 3000
Lateral Hardening | Lateral Hardening-Fuse-60007518,1 | 13076 | 0 | 50926.3267 | 77114.5245 | 465909.0909 | 0.16551 | 0.38826 | 1200000 | 23 | 1 | 1 | 0 | 1 | 2 | Lateral Hardening-Fuse-60007518 | 1500Million | Western | -1 | 3000
Lateral Hardening | Lateral Hardening-Fuse-90100437,1 | 13808 | 6755.8996 | 39823.3935 | 45736.2022 | 276363.6364 | 0.16549 | 0.2303 | 1200000 | 5 | 1 | 0 | 0 | 0 | 1 | Lateral Hardening-Fuse-90100437 | 1500Million | Plant City | -1 | 3000
Lateral Hardening | Lateral Hardening-Fuse-10657007,1 | 13098 | 5050.7807 | 27481.7944 | 32148.0513 | 194318.1818 | 0.16544 | 0.16193 | 1200000 | 4 | 1 | 0 | 0 | 0 | 1 | Lateral Hardening-Fuse-10657007 | 1500Million | Central | -1 | 3000
Lateral Hardening | Lateral Hardening-Fuse-10686189,1 | 13808 | 1272.6632 | 31472.9547 | 32390.1237 | 195909.0909 | 0.16533 | 0.16326 | 1200000 | 1 | 1 | 0 | 0 | 0 | 1 | Lateral Hardening-Fuse-10686189 | 1500Million | Plant City | -1 | 3000
Lateral Hardening | Lateral Hardening-Fuse-91479624,1 | 14040 | 576.785 | 8411.1687 | 8867.6475 | 53636.3636 | 0.16533 | 0.044697 | 1200000 | 1 | 1 | 0 | 0 | 0 | 1 | Lateral Hardening-Fuse-91479624 | 1500Million | Central | -1 | 3000
Lateral Hardening | Lateral Hardening-Fuse-91719147,1 | 13624 | 2176.9002 | 18683.1062 | 20627.2473 | 124772.7273 | 0.16532 | 0.10398 | 1200000 | 2 | 1 | 0 | 0 | 0 | 1 | Lateral Hardening-Fuse-91719147 | 1500Million | Western | -1 | 3000
Lateral Hardening | Lateral Hardening-Fuse-90906244,1 | 13808 | 15189.1605 | 111390.1395 | 122933.3449 | 743636.3636 | 0.16531 | 0.6197 | 1200000 | 9 | 1 | 0 | 0 | 0 | 1 | Lateral Hardening-Fuse-90906244 | 1500Million | Plant City | -1 | 3000
Lateral Hardening | Lateral Hardening-Fuse-10806815,1 | 13433 | 0 | 22729.8422 | 22688.2102 | 137272.7273 | 0.16528 | 0.11439 | 1200000 | 3 | 1 | 0 | 0 | 0 | 1 | Lateral Hardening-Fuse-10806815 | 1500Million | Eastern | -1 | 3000
Lateral Hardening | Lateral Hardening-Fuse-10455400,1 | 13495 | 8078.0919 | 10966.0708 | 18651.6019 | 112954.5455 | 0.16512 | 0.094129 | 1200000 | 12 | 1 | 0 | 0 | 0 | 1 | Lateral Hardening-Fuse-10455400 | 1500Million | Eastern | -1 | 3000
Lateral Hardening | Lateral Hardening-Fuse-91972302,1 | 13419 | 19162.7528 | 25540.0718 | 43673.6382 | 264545.4545 | 0.16509 | 0.22045 | 1200000 | 26 | 1 | 0 | 0 | 0 | 1 | Lateral Hardening-Fuse-91972302 | 1500Million | Central | -1 | 3000
Lateral Hardening | Lateral Hardening-Fuse-92267482,1 | 13943 | 0 | 8567.0483 | 22960.5781 | 139090.9091 | 0.16508 | 0.11591 | 1200000 | 14 | 1 | 0 | 0 | 0 | 1 | Lateral Hardening-Fuse-92267482 | 1500Million | Central | -1 | 3000
Lateral Hardening | Lateral Hardening-Fuse-90118453,1 | 14024 | 5753.5269 | 14113.2746 | 19619.7687 | 118863.6364 | 0.16506 | 0.099053 | 1200000 | 6 | 1 | 0 | 0 | 0 | 1 | Lateral Hardening-Fuse-90118453 | 1500Million | South Hillsborough | -1 | 3000
Lateral Hardening | Lateral Hardening-Fuse-91568584,3 | 13622 | 3679.0595 | 40611.9263 | 45763.5244 | 277272.7273 | 0.16505 | 0.28883 | 960000 | 1 | 3 | 0 | 0 | 0 | 3 | Lateral Hardening-Fuse-91568584, Lateral Hardening-Fuse-90292803, Lateral Hardening-Fuse-90292804 | 1500Million | Western | -1 | 3000
Lateral Hardening | Lateral Hardening-Fuse-93040935,1 | 13813 | 1150.9671 | 7225.0635 | 8252.094 | 50000 | 0.16504 | 0.031439 | 1590361.4458 | 2 | 1 | 0 | 0 | 0 | 1 | Lateral Hardening-Fuse-93040935 | 1500Million | Dade City | -1 | 3000
Lateral Hardening | Lateral Hardening-Fuse-10095469,3 | 13786 | 13553.9999 | 63226.1208 | 86459.1531 | 524000 | 0.165 | 0.54583 | 960000 | 13 | 3 | 0 | 0 | 0 | 3 | Lateral Hardening-Fuse-10095469, Lateral Hardening-Fuse-91000129, Lateral Hardening-Fuse-92188061 | 1500Million | Plant City | -1 | 3000
Lateral Hardening | Lateral Hardening-Fuse-92105946,2 | 13031 | 7572.2054 | 13730.7896 | 20928.841 | 126909.0909 | 0.16491 | 0.1322 | 960000 | 61 | 2 | 1 | 0 | 1 | 3 | Lateral Hardening-Fuse-92105946, Lateral Hardening-Fuse-60479175 | 1500Million | Winter Haven | -1 | 3000
Lateral Hardening | Lateral Hardening-Fuse-10296952,1 | 13753 | 4187.3872 | 6637.1502 | 10567.8813 | 64090.9091 | 0.16489 | 0.053409 | 1200000 | 9 | 1 | 0 | 0 | 0 | 1 | Lateral Hardening-Fuse-10296952 | 1500Million | Western | -1 | 3000
Lateral Hardening | Lateral Hardening-Fuse-91939521,1 | 13210 | 15405.6392 | 38771.0794 | 53023.8754 | 321590.9091 | 0.16488 | 0.26799 | 1200000 | 28 | 1 | 0 | 0 | 0 | 1 | Lateral Hardening-Fuse-91939521 | 1500Million | Western | -1 | 3000
Lateral Hardening | Lateral Hardening-Fuse-91967503,1 | 13808 | 16203.5339 | 95852.6937 | 116259.5299 | 705227.2727 | 0.16485 | 0.58769 | 1200000 | 13 | 1 | 0 | 0 | 0 | 1 | Lateral Hardening-Fuse-91967503 | 1500Million | Plant City | -1 | 3000
Lateral Hardening | Lateral Hardening-Fuse-93185693,1 | 13797 | 5976.1596 | 28871.6336 | 34341.8367 | 208409.0909 | 0.16478 | 0.17367 | 1200000 | 5 | 1 | 0 | 0 | 0 | 1 | Lateral Hardening-Fuse-93185693 | 1500Million | Eastern | -1 | 3000
Lateral Hardening | Lateral Hardening-Fuse-91578134,1 | 13838 | 1425.4377 | 10844.4237 | 12095.9486 | 73409.0909 | 0.16477 | 0.061174 | 1200000 | 2 | 1 | 0 | 0 | 0 | 1 | Lateral Hardening-Fuse-91578134 | 1500Million | Central | -1 | 3000
Lateral Hardening | Lateral Hardening-Fuse-91598279,1 | 13672 | 2971.4947 | 12039.7454 | 14818.148 | 90000 | 0.16465 | 0.075 | 1200000 | 3 | 1 | 0 | 0 | 0 | 1 | Lateral Hardening-Fuse-91598279 | 1500Million | Western | -1 | 3000
Lateral Hardening | Lateral Hardening-Fuse-10142254,1 | 13034 | 5565.2123 | 6383.1858 | 11635.5516 | 70681.8182 | 0.16462 | 0.058902 | 1200000 | 14 | 1 | 0 | 0 | 0 | 1 | Lateral Hardening-Fuse-10142254 | 1500Million | Central | -1 | 3000
Lateral Hardening | Lateral Hardening-Fuse-91517890,1 | 13148 | 2436.7554 | 22976.2868 | 25135.7825 | 152727.2727 | 0.16458 | 0.12727 | 1200000 | 2 | 1 | 0 | 0 | 0 | 1 | Lateral Hardening-Fuse-91517890 | 1500Million | Plant City | -1 | 3000
Lateral Hardening | Lateral Hardening-Fuse-90424475,1 | 13707 | 15098.5689 | 1178.851 | 15559.9958 | 94545.4545 | 0.16458 | 0.078788 | 1200000 | 2 | 1 | 0 | 0 | 0 | 1 | Lateral Hardening-Fuse-90424475 | 1500Million | Eastern | -1 | 3000
Lateral Hardening | Lateral Hardening-Fuse-90601895,12 | 13808 | 66215.9899 | 340288.438 | 411203.6108 | 2499090.9091 | 0.16454 | 2.6032 | 960000 | 23 | 12 | 0 | 0 | 0 | 12 | Lateral Hardening-Fuse-90601895, Lateral Hardening-Fuse-10686043, Lateral Hardening-Fuse-90100442, Lateral Hardening-Fuse-90011846, Lateral Hardening-Fuse-90100439, Lateral Hardening-Fuse-90100440, Lateral Hardening-Fuse-90100441, Lateral Hardening-Fuse-90100443, Lateral Hardening-Fuse-90100444, Lateral Hardening-Fuse-60661400, Lateral Hardening-Fuse-10686242, Lateral Hardening-Fuse-90100446 | 1500Million | Plant City | -1 | 3000
Lateral Hardening | Lateral Hardening-Fuse-10758571,1 | 13422 | 1781.1299 | 17135.3418 | 18768.746 | 114090.9091 | 0.16451 | 0.095076 | 1200000 | 2 | 1 | 0 | 0 | 0 | 1 | Lateral Hardening-Fuse-10758571 | 1500Million | Dade City | -1 | 3000
Lateral Hardening | Lateral Hardening-Fuse-60047158,1 | 13228 | 1442.3442 | 21030.2858 | 24225.4237 | 147272.7273 | 0.16449 | 0.12273 | 1200000 | 1 | 1 | 0 | 0 | 0 | 1 | Lateral Hardening-Fuse-60047158 | 1500Million | Eastern | -1 | 3000
Lateral Hardening | Lateral Hardening-Fuse-60158788,1 | 14110 | 2527.4237 | 19790.0475 | 26429.3778 | 160681.8182 | 0.16448 | 0.1339 | 1200000 | 3 | 1 | 1 | 0 | 1 | 2 | Lateral Hardening-Fuse-60158788 | 1500Million | Eastern | -1 | 3000
Lateral Hardening | Lateral Hardening-Fuse-92929978,1 | 13006 | 31283.6968 | 77929.5293 | 107030.4883 | 650909.0909 | 0.16443 | 0.54242 | 1200000 | 25 | 1 | 0 | 0 | 0 | 1 | Lateral Hardening-Fuse-92929978 | 1500Million | Dade City | -1 | 3000
Lateral Hardening | Lateral Hardening-Fuse-90394892,1 | 13854 | 2004.226 | 15952.229 | 19421.5376 | 118181.8182 | 0.16434 | 0.098485 | 1200000 | 3 | 1 | 0 | 0 | 0 | 1 | Lateral Hardening-Fuse-90394892 | 1500Million | Plant City | -1 | 3000
Lateral Hardening | Lateral Hardening-Fuse-10236653,1 | 13511 | 3622.1247 | 4169.0004 | 8208.0469 | 50000 | 0.16416 | 0.03428 | 1458563.5359 | 10 | 1 | 0 | 0 | 0 | 1 | Lateral Hardening-Fuse-10236653 | 1500Million | Western | -1 | 3000
Lateral Hardening | Lateral Hardening-Fuse-92981100,1 | 13631 | 12657.4888 | 16010.0078 | 27979.7383 | 170454.5455 | 0.16415 | 0.14205 | 1200000 | 17 | 1 | 0 | 0 | 0 | 1 | Lateral Hardening-Fuse-92981100 | 1500Million | Central | -1 | 3000
Lateral Hardening | Lateral Hardening-Fuse-10716312,1 | 13959 | 776.6756 | 7742.576 | 8458.457 | 51590.9091 | 0.16395 | 0.042992 | 1200000 | 1 | 1 | 1 | 0 | 1 | 2 | Lateral Hardening-Fuse-10716312 | 1500Million | Plant City | -1 | 3000
Lateral Hardening | Lateral Hardening-Fuse-60047264,1 | 13228 | 11015.9121 | 179.834 | 10655.4381 | 65000 | 0.16393 | 0.054167 | 1200000 | 2 | 1 | 0 | 0 | 0 | 1 | Lateral Hardening-Fuse-60047264 | 1500Million | Eastern | -1 | 3000
Lateral Hardening | Lateral Hardening-Fuse-92827488,1 | 13961 | 1162.9412 | 8701.0053 | 9722.9683 | 59318.1818 | 0.16391 | 0.049432 | 1200000 | 2 | 1 | 0 | 0 | 0 | 1 | Lateral Hardening-Fuse-92827488 | 1500Million | Plant City | -1 | 3000
Lateral Hardening | Lateral Hardening-Fuse-10169223,1 | 13210 | 8172.263 | 9373.4202 | 18844.5824 | 115000 | 0.16387 | 0.095833 | 1200000 | 14 | 1 | 0 | 0 | 0 | 1 | Lateral Hardening-Fuse-10169223 | 1500Million | Western | -1 | 3000
Lateral Hardening | Lateral Hardening-Fuse-60311194,1 | 13687 | 939.9663 | 11547.9167 | 13069.3307 | 79772.7273 | 0.16383 | 0.066477 | 1200000 | 1 | 1 | 0 | 0 | 0 | 1 | Lateral Hardening-Fuse-60311194 | 1500Million | Eastern | -1 | 3000
Lateral Hardening | Lateral Hardening-Fuse-10539844,1 | 14117 | 0 | 41501.4198 | 41180.0499 | 251363.6364 | 0.16383 | 0.20947 | 1200000 | 23 | 1 | 5 | 0 | 5 | 6 | Lateral Hardening-Fuse-10539844 | 1500Million | Eastern | -1 | 3000
Lateral Hardening | Lateral Hardening-Fuse-91967458,1 | 13808 | 13537.5405 | 47539.3903 | 63252.3462 | 386136.3636 | 0.16381 | 0.32178 | 1200000 | 8 | 1 | 0 | 0 | 0 | 1 | Lateral Hardening-Fuse-91967458 | 1500Million | Plant City | -1 | 3000
Lateral Hardening | Lateral Hardening-Fuse-60002460,1 | 13024 | 8535.3268 | 15942.338 | 24084.0976 | 147045.4545 | 0.16379 | 0.12254 | 1200000 | 12 | 1 | 0 | 0 | 0 | 1 | Lateral Hardening-Fuse-60002460 | 1500Million | Central | -1 | 3000
Lateral Hardening | Lateral Hardening-Fuse-10745665,1 | 13431 | 0 | 43023.5049 | 42694.4089 | 260681.8182 | 0.16378 | 0.21723 | 1200000 | 4 | 1 | 0 | 0 | 0 | 1 | Lateral Hardening-Fuse-10745665 | 1500Million | Dade City | -1 | 3000
Lateral Hardening | Lateral Hardening-Fuse-10745488,1 | 13431 | 4545.4925 | 71198.4597 | 74859.457 | 457272.7273 | 0.16371 | 0.38106 | 1200000 | 2 | 1 | 0 | 0 | 0 | 1 | Lateral Hardening-Fuse-10745488 | 1500Million | Dade City | -1 | 3000
Lateral Hardening | Lateral Hardening-Fuse-91674075,1 | 13961 | 20275.9185 | 5141.1201 | 24376.5652 | 149090.9091 | 0.1635 | 0.12424 | 1200000 | 2 | 1 | 0 | 0 | 0 | 1 | Lateral Hardening-Fuse-91674075 | 1500Million | Plant City | -1 | 3000
Lateral Hardening | Lateral Hardening-Fuse-10686027,1 | 13808 | 13024.1267 | 75506.9712 | 88485.6953 | 541363.6364 | 0.16345 | 0.45114 | 1200000 | 8 | 1 | 0 | 0 | 0 | 1 | Lateral Hardening-Fuse-10686027 | 1500Million | Plant City | -1 | 3000
Lateral Hardening | Lateral Hardening-Fuse-60155072,1 | 13115 | 25474.2356 | 3023.0635 | 27224.2707 | 166590.9091 | 0.16342 | 0.13883 | 1200000 | 4 | 1 | 0 | 0 | 0 | 1 | Lateral Hardening-Fuse-60155072 | 1500Million | Winter Haven | -1 | 3000
Lateral Hardening | Lateral Hardening-Fuse-91091990,1 | 13115 | 4923.4298 | 3509.6944 | 8170.296 | 50000 | 0.16341 | 0.035795 | 1396825.3968 | 11 | 1 | 0 | 0 | 0 | 1 | Lateral Hardening-Fuse-91091990 | 1500Million | Winter Haven | -1 | 3000
Lateral Hardening | Lateral Hardening-Fuse-92247275,2 | 13668 | 12164.1301 | 58594.4453 | 69834.768 | 427454.5455 | 0.16337 | 0.44527 | 960000 | 10 | 2 | 0 | 0 | 0 | 2 | Lateral Hardening-Fuse-92247275, Lateral Hardening-Fuse-92628167 | 1500Million | Plant City | -1 | 3000
Lateral Hardening | Lateral Hardening-Fuse-10071937,1 | 13305 | 1228.8353 | 9814.5704 | 12067.114 | 73863.6364 | 0.16337 | 0.061553 | 1200000 | 2 | 1 | 0 | 0 | 0 | 1 | Lateral Hardening-Fuse-10071937 | 1500Million | South Hillsborough | -1 | 3000
Lateral Hardening | Lateral Hardening-Fuse-60318044,1 | 13097 | 6687.3562 | 28560.6312 | 34604.1577 | 211818.1818 | 0.16337 | 0.17652 | 1200000 | 5 | 1 | 0 | 0 | 0 | 1 | Lateral Hardening-Fuse-60318044 | 1500Million | Central | -1 | 3000
Lateral Hardening | Lateral Hardening-Fuse-10745590,1 | 13431 | 2296.9137 | 26565.369 | 28700.1354 | 175681.8182 | 0.16336 | 0.1464 | 1200000 | 2 | 1 | 0 | 0 | 0 | 1 | Lateral Hardening-Fuse-10745590 | 1500Million | Dade City | -1 | 3000
Lateral Hardening | Lateral Hardening-Fuse-10087540,1 | 13389 | 14211.9425 | 15622.1146 | 29255.9577 | 179090.9091 | 0.16336 | 0.14924 | 1200000 | 15 | 1 | 0 | 0 | 0 | 1 | Lateral Hardening-Fuse-10087540 | 1500Million | Plant City | -1 | 3000
Lateral Hardening | Lateral Hardening-Fuse-93044131,1 | 13813 | 1433.0684 | 13549.1413 | 14776.469 | 90454.5455 | 0.16336 | 0.075379 | 1200000 | 3 | 1 | 0 | 0 | 0 | 1 | Lateral Hardening-Fuse-93044131 | 1500Million | Dade City | -1 | 3000
Lateral Hardening | Lateral Hardening-Fuse-92412816,1 | 13422 | 0 | 20744.7899 | 20639.158 | 126363.6364 | 0.16333 | 0.1053 | 1200000 |  | 1 | 0 | 0 | 0 | 1 | Lateral Hardening-Fuse-92412816 | 1500Million | Dade City | -1 | 3000
Lateral Hardening | Lateral Hardening-Fuse-92477210,1 | 13001 | 23135.0625 | 13270.8315 | 35036.7879 | 214545.4545 | 0.16331 | 0.17879 | 1200000 | 2 | 1 | 0 | 0 | 0 | 1 | Lateral Hardening-Fuse-92477210 | 1500Million | South Hillsborough | -1 | 3000
Lateral Hardening | Lateral Hardening-Fuse-92678595,1 | 13805 | 3542.9371 | 23606.0675 | 26868.8307 | 164545.4545 | 0.16329 | 0.13712 | 1200000 | 3 | 1 | 0 | 0 | 0 | 1 | Lateral Hardening-Fuse-92678595 | 1500Million | Plant City | -1 | 3000
Lateral Hardening | Lateral Hardening-Fuse-60219906,1 | 13590 | 5645.8567 | 8326.266 | 13603.8727 | 83409.0909 | 0.1631 | 0.069508 | 1200000 | 20 | 1 | 0 | 0 | 0 | 1 | Lateral Hardening-Fuse-60219906 | 1500Million | Central | -1 | 3000
Lateral Hardening | Lateral Hardening-Fuse-10758584,1 | 13431 | 3170.7845 | 20020.2341 | 23009.2462 | 141136.3636 | 0.16303 | 0.11761 | 1200000 | 3 | 1 | 0 | 0 | 0 | 1 | Lateral Hardening-Fuse-10758584 | 1500Million | Dade City | -1 | 3000
Lateral Hardening | Lateral Hardening-Fuse-60337673,1 | 14001 | 0 | 90611.0482 | 95508.5701 | 585909.0909 | 0.16301 | 0.48826 | 1200000 | 6 | 1 | 1 | 0 | 1 | 2 | Lateral Hardening-Fuse-60337673 | 1500Million | Plant City | -1 | 3000
Lateral Hardening | Lateral Hardening-Fuse-91557303,1 | 13211 | 2493.515 | 23930.8056 | 26179.7203 | 160681.8182 | 0.16293 | 0.1339 | 1200000 | 2 | 1 | 0 | 0 | 0 | 1 | Lateral Hardening-Fuse-91557303 | 1500Million | Eastern | -1 | 3000
Lateral Hardening | Lateral Hardening-Fuse-90834233,1 | 13717 | 0 | 342039.1693 | 334664.76 | 2054545.4545 | 0.16289 | 1.7121 | 1200000 | 1 | 1 | 1 | 1 | 0 | 2 | Lateral Hardening-Fuse-90834233 | 1500Million | Central | -1 | 3000
Lateral Hardening | Lateral Hardening-Fuse-92878098,1 | 13460 | 17019.7682 | 5303.5324 | 21469.5193 | 131818.1818 | 0.16287 | 0.10985 | 1200000 | 3 | 1 | 0 | 0 | 0 | 1 | Lateral Hardening-Fuse-92878098 | 1500Million | Eastern | -1 | 3000
Lateral Hardening | Lateral Hardening-Fuse-92310481,1 | 13233 | 0 | 20529.9374 | 20456.3232 | 125681.8182 | 0.16276 | 0.10473 | 1200000 |  | 1 | 0 | 0 | 0 | 1 | Lateral Hardening-Fuse-92310481 | 1500Million | South Hillsborough | -1 | 3000
Lateral Hardening | Lateral Hardening-Fuse-91436136,1 | 13389 | 22634.2582 | 2028.5582 | 23563.469 | 144772.7273 | 0.16276 | 0.12064 | 1200000 | 10 | 1 | 0 | 0 | 0 | 1 | Lateral Hardening-Fuse-91436136 | 1500Million | Plant City | -1 | 3000
Lateral Hardening | Lateral Hardening-Fuse-10925114,1 | 13342 | 16983.3885 | 49208.6726 | 65059.0894 | 399772.7273 | 0.16274 | 0.33314 | 1200000 | 15 | 1 | 0 | 0 | 0 | 1 | Lateral Hardening-Fuse-10925114 | 1500Million | South Hillsborough | -1 | 3000
Lateral Hardening | Lateral Hardening-Fuse-10726507,2 | 13648 | 1203.1901 | 68899.9057 | 68820.6515 | 422909.0909 | 0.16273 | 0.44053 | 960000 | 1 | 2 | 0 | 0 | 0 | 2 | Lateral Hardening-Fuse-10726507, Lateral Hardening-Fuse-91011315 | 1500Million | South Hillsborough | -1 | 3000
Lateral Hardening | Lateral Hardening-Fuse-10859742,1 | 13038 | 9139.1396 | 7354.8478 | 16492.2019 | 101363.6364 | 0.1627 | 0.08447 | 1200000 | 11 | 1 | 0 | 0 | 0 | 1 | Lateral Hardening-Fuse-10859742 | 1500Million | Eastern | -1 | 3000
Lateral Hardening | Lateral Hardening-Fuse-10012509,1 | 13039 | 4486.5035 | 30320.2719 | 34905.898 | 214545.4545 | 0.1627 | 0.17879 | 1200000 | 3 | 1 | 0 | 0 | 0 | 1 | Lateral Hardening-Fuse-10012509 | 1500Million | Eastern | -1 | 3000
Lateral Hardening | Lateral Hardening-Fuse-10525939,1 | 14023 | 0 | 100720.4571 | 98354.1528 | 604772.7273 | 0.16263 | 0.50398 | 1200000 |  | 1 | 0 | 0 | 0 | 1 | Lateral Hardening-Fuse-10525939 | 1500Million | South Hillsborough | -1 | 3000
Lateral Hardening | Lateral Hardening-Fuse-60282899,1 | 13922 | 3190.3732 | 48818.2997 | 50996.9516 | 313636.3636 | 0.1626 | 0.26136 | 1200000 | 2 | 1 | 0 | 0 | 0 | 1 | Lateral Hardening-Fuse-60282899 | 1500Million | Winter Haven | -1 | 3000
Lateral Hardening | Lateral Hardening-Fuse-10834645,1 | 13041 | 3580.5499 | 10391.7946 | 14373.8021 | 88409.0909 | 0.16258 | 0.073674 | 1200000 | 4 | 1 | 0 | 0 | 0 | 1 | Lateral Hardening-Fuse-10834645 | 1500Million | Eastern | -1 | 3000
Lateral Hardening | Lateral Hardening-Fuse-90100796,1 | 13808 | 9297.0822 | 55903.814 | 63589.319 | 391590.9091 | 0.16239 | 0.32633 | 1200000 | 5 | 1 | 0 | 0 | 0 | 1 | Lateral Hardening-Fuse-90100796 | 1500Million | Plant City | -1 | 3000
Lateral Hardening | Lateral Hardening-Fuse-92442966,1 | 13080 | 18192.1651 | 21155.1783 | 38264.6983 | 235681.8182 | 0.16236 | 0.1964 | 1200000 | 36 | 1 | 0 | 0 | 0 | 1 | Lateral Hardening-Fuse-92442966 | 1500Million | Western | -1 | 3000
Lateral Hardening | Lateral Hardening-Fuse-91035214,1 | 13303 | 2333.7238 | 18791.8544 | 20884.1214 | 128636.3636 | 0.16235 | 0.1072 | 1200000 | 2 | 1 | 0 | 0 | 0 | 1 | Lateral Hardening-Fuse-91035214 | 1500Million | South Hillsborough | -1 | 3000
Lateral Hardening | Lateral Hardening-Fuse-60274576,1 | 13786 | 3315.2985 | 7752.2107 | 11243.868 | 69318.1818 | 0.16221 | 0.057765 | 1200000 | 4 | 1 | 0 | 0 | 0 | 1 | Lateral Hardening-Fuse-60274576 | 1500Million | Plant City | -1 | 3000
Lateral Hardening | Lateral Hardening-Fuse-10807563,1 | 13020 | 13295.218 | 26957.9501 | 39556.1249 | 243863.6364 | 0.16221 | 0.20322 | 1200000 | 14 | 1 | 0 | 0 | 0 | 1 | Lateral Hardening-Fuse-10807563 | 1500Million | South Hillsborough | -1 | 3000
Lateral Hardening | Lateral Hardening-Fuse-10895227,1 | 13003 | 2005.0423 | 12362.3523 | 14596.0329 | 90000 | 0.16218 | 0.075 | 1200000 | 2 | 1 | 0 | 0 | 0 | 1 | Lateral Hardening-Fuse-10895227 | 1500Million | South Hillsborough | -1 | 3000
Lateral Hardening | Lateral Hardening-Fuse-92661382,1 | 13685 | 2833.8499 | 9461.9431 | 12070.3122 | 74545.4545 | 0.16192 | 0.062121 | 1200000 | 4 | 1 | 0 | 0 | 0 | 1 | Lateral Hardening-Fuse-92661382 | 1500Million | Eastern | -1 | 3000
Lateral Hardening | Lateral Hardening-Fuse-10694161,1 | 13254 | 31540.2227 | 99155.3139 | 128870.589 | 796363.6364 | 0.16182 | 0.66364 | 1200000 | 41 | 1 | 0 | 0 | 0 | 1 | Lateral Hardening-Fuse-10694161 | 1500Million | South Hillsborough | -1 | 3000
Lateral Hardening | Lateral Hardening-Fuse-10759926,1 | 13331 | 15539.3397 | 32515.6558 | 47257.92 | 292045.4545 | 0.16182 | 0.24337 | 1200000 | 14 | 1 | 0 | 0 | 0 | 1 | Lateral Hardening-Fuse-10759926 | 1500Million | Dade City | -1 | 3000
Lateral Hardening | Lateral Hardening-Fuse-93317635,1 | 13723 | 0 | 46835.9196 | 46404.158 | 286818.1818 | 0.16179 | 0.23902 | 1200000 | 1 | 1 | 0 | 0 | 0 | 1 | Lateral Hardening-Fuse-93317635 | 1500Million | Plant City | -1 | 3000
Lateral Hardening | Lateral Hardening-Fuse-10241588,1 | 13517 | 0 | 21271.3464 | 21027.6661 | 130000 | 0.16175 | 0.10833 | 1200000 | 6 | 1 | 2 | 0 | 2 | 3 | Lateral Hardening-Fuse-10241588 | 1500Million | Western | -1 | 3000
Lateral Hardening | Lateral Hardening-Fuse-92582606,1 | 13433 | 0 | 20110.0716 | 19879.6946 | 122954.5455 | 0.16168 | 0.10246 | 1200000 | 6 | 1 | 0 | 0 | 0 | 1 | Lateral Hardening-Fuse-92582606 | 1500Million | Eastern | -1 | 3000
Lateral Hardening | Lateral Hardening-Fuse-10904198,1 | 13712 | 0 | 8177.7289 | 8084.0464 | 50000 | 0.16168 | 0.036742 | 1360824.7423 | 1 | 1 | 0 | 0 | 0 | 1 | Lateral Hardening-Fuse-10904198 | 1500Million | Eastern | -1 | 3000
Lateral Hardening | Lateral Hardening-Fuse-10904184,1 | 13709 | 4977.6407 | 5781.9461 | 10912.6058 | 67500 | 0.16167 | 0.05625 | 1200000 | 7 | 1 | 0 | 0 | 0 | 1 | Lateral Hardening-Fuse-10904184 | 1500Million | Eastern | -1 | 3000
Lateral Hardening | Lateral Hardening-Fuse-93311698,1 | 13808 | 6255.8426 | 18089.052 | 23987.902 | 148409.0909 | 0.16163 | 0.12367 | 1200000 | 5 | 1 | 0 | 0 | 0 | 1 | Lateral Hardening-Fuse-93311698 | 1500Million | Plant City | -1 | 3000
Lateral Hardening | Lateral Hardening-Fuse-93048122,1 | 13813 | 6756.5419 | 28526.0803 | 34630.7927 | 214318.1818 | 0.16159 | 0.1786 | 1200000 | 5 | 1 | 0 | 0 | 0 | 1 | Lateral Hardening-Fuse-93048122 | 1500Million | Dade City | -1 | 3000
Lateral Hardening | Lateral Hardening-Fuse-91385537,2 | 13151 | 12957.7704 | 31793.6342 | 44139.762 | 273454.5455 | 0.16142 | 0.28485 | 960000 | 12 | 2 | 1 | 0 | 1 | 3 | Lateral Hardening-Fuse-91385537, Lateral Hardening-Fuse-91385542 | 1500Million | Winter Haven | -1 | 3000
Lateral Hardening | Lateral Hardening-Fuse-93337203,1 | 13117 | 7866.1584 | 71683.0383 | 78093.4479 | 483863.6364 | 0.1614 | 0.40322 | 1200000 | 5 | 1 | 1 | 0 | 1 | 2 | Lateral Hardening-Fuse-93337203 | 1500Million | Winter Haven | -1 | 3000
Lateral Hardening | Lateral Hardening-Fuse-10142251,1 | 13034 | 7708.9886 | 725.1067 | 8066.7045 | 50000 | 0.16133 | 0.03447 | 1450549.4505 | 5 | 1 | 0 | 0 | 0 | 1 | Lateral Hardening-Fuse-10142251 | 1500Million | Central | -1 | 3000
Lateral Hardening | Lateral Hardening-Fuse-10085315,1 | 13028 | 16138.9017 | 14078.3765 | 29362.9725 | 182045.4545 | 0.16129 | 0.1517 | 1200000 | 29 | 1 | 0 | 0 | 0 | 1 | Lateral Hardening-Fuse-10085315 | 1500Million | Central | -1 | 3000
Lateral Hardening | Lateral Hardening-Fuse-60483968,1 | 13808 | 4398.7508 | 28415.1207 | 32182.7659 | 199545.4545 | 0.16128 | 0.16629 | 1200000 | 3 | 1 | 0 | 0 | 0 | 1 | Lateral Hardening-Fuse-60483968 | 1500Million | Plant City | -1 | 3000
Lateral Hardening | Lateral Hardening-Fuse-10754777,1 | 13331 | 5485.2669 | 11548.8313 | 20049.9703 | 124318.1818 | 0.16128 | 0.1036 | 1200000 | 17 | 1 | 0 | 0 | 0 | 1 | Lateral Hardening-Fuse-10754777 | 1500Million | Dade City | -1 | 3000
Lateral Hardening | Lateral Hardening-Fuse-60616216,4 | 13117 | 1884.592 | 244681.1306 | 242318.4111 | 1503090.9091 | 0.16121 | 1.5657 | 960000 | 270 | 4 | 13 | 0 | 13 | 17 | Lateral Hardening-Fuse-60616216, Lateral Hardening-Fuse-92912947, Lateral Hardening-Fuse-91660783, Lateral Hardening-Fuse-10572993 | 1500Million | Winter Haven | -1 | 3000
Lateral Hardening | Lateral Hardening-Fuse-93296491,1 | 13808 | 574.7003 | 8263.6976 | 8719.218 | 54090.9091 | 0.1612 | 0.045076 | 1200000 | 1 | 1 | 0 | 0 | 0 | 1 | Lateral Hardening-Fuse-93296491 | 1500Million | Plant City | -1 | 3000
Lateral Hardening | Lateral Hardening-Fuse-90928752,1 | 13205 | 7675.7167 | 772.5121 | 8058.9446 | 50000 | 0.16118 | 0.033144 | 1508571.4286 | 4 | 1 | 0 | 0 | 0 | 1 | Lateral Hardening-Fuse-90928752 | 1500Million | Central | -1 | 3000
Lateral Hardening | Lateral Hardening-Fuse-10676175,1 | 14123 | 1086.1371 | 14330.0699 | 15212.9357 | 94545.4545 | 0.16091 | 0.078788 | 1200000 | 2 | 1 | 1 | 0 | 1 | 2 | Lateral Hardening-Fuse-10676175 | 1500Million | Plant City | -1 | 3000
Lateral Hardening | Lateral Hardening-Fuse-90455391,1 | 13443 | 2283.2035 | 5932.6919 | 8044.0352 | 50000 | 0.16088 | 0.023674 | 2112000 | 6 | 1 | 0 | 0 | 0 | 1 | Lateral Hardening-Fuse-90455391 | 1500Million | Winter Haven | -1 | 3000
Lateral Hardening | Lateral Hardening-Fuse-10759989,1 | 13813 | 1173.7973 | 19630.0556 | 20723.4261 | 128863.6364 | 0.16082 | 0.10739 | 1200000 | 1 | 1 | 0 | 0 | 0 | 1 | Lateral Hardening-Fuse-10759989 | 1500Million | Dade City | -1 | 3000
Lateral Hardening | Lateral Hardening-Fuse-91605469,2 | 13838 | 19949.9343 | 23172.8913 | 42067.064 | 261818.1818 | 0.16067 | 0.27273 | 960000 | 23 | 2 | 0 | 0 | 0 | 2 | Lateral Hardening-Fuse-91605469, Lateral Hardening-Fuse-90836102 | 1500Million | Central | -1 | 3000
Lateral Hardening | Lateral Hardening-Fuse-91810515,1 | 13934 | 910.2918 | 10802.9512 | 11645.771 | 72500 | 0.16063 | 0.060417 | 1200000 | 1 | 1 | 0 | 0 | 0 | 1 | Lateral Hardening-Fuse-91810515 | 1500Million | Central | -1 | 3000
Lateral Hardening | Lateral Hardening-Fuse-90906952,1 | 14274 | 1615.417 | 60949.3256 | 61700.3269 | 384772.7273 | 0.16036 | 0.32064 | 1200000 | 1 | 1 | 0 | 0 | 0 | 1 | Lateral Hardening-Fuse-90906952 | 1500Million | Western | -1 | 3000
Lateral Hardening | Lateral Hardening-Fuse-10165375,1 | 13045 | 8920.3652 | 10859.4128 | 19312.7299 | 120454.5455 | 0.16033 | 0.10038 | 1200000 | 14 | 1 | 0 | 0 | 0 | 1 | Lateral Hardening-Fuse-10165375 | 1500Million | Central | -1 | 3000
Lateral Hardening | Lateral Hardening-Fuse-10632100,1 | 13311 | 6334.1633 | 6153.3123 | 12130.803 | 75681.8182 | 0.16029 | 0.063068 | 1200000 | 12 | 1 | 0 | 0 | 0 | 1 | Lateral Hardening-Fuse-10632100 | 1500Million | Winter Haven | -1 | 3000
Lateral Hardening | Lateral Hardening-Fuse-91459852,1 | 13624 | 2946.872 | 13422.5503 | 16204.9134 | 101136.3636 | 0.16023 | 0.08428 | 1200000 | 4 | 1 | 0 | 0 | 0 | 1 | Lateral Hardening-Fuse-91459852 | 1500Million | Western | -1 | 3000
Lateral Hardening | Lateral Hardening-Fuse-93047775,1 | 13813 | 80088.0027 | 33967.4471 | 109824.6385 | 685681.8182 | 0.16017 | 0.5714 | 1200000 | 18 | 1 | 0 | 0 | 0 | 1 | Lateral Hardening-Fuse-93047775 | 1500Million | Dade City | -1 | 3000
Lateral Hardening | Lateral Hardening-Fuse-92847933,1 | 13011 | 15740.4927 | 39097.0486 | 54012.7878 | 337272.7273 | 0.16015 | 0.28106 | 1200000 | 15 | 1 | 0 | 0 | 0 | 1 | Lateral Hardening-Fuse-92847933 | 1500Million | Plant City | -1 | 3000
Lateral Hardening | Lateral Hardening-Fuse-92321587,1 | 13838 | 9692.2015 | 25350.4523 | 34537.1131 | 215681.8182 | 0.16013 | 0.17973 | 1200000 | 13 | 1 | 0 | 0 | 0 | 1 | Lateral Hardening-Fuse-92321587 | 1500Million | Central | -1 | 3000
Lateral Hardening | Lateral Hardening-Fuse-10696428,1 | 13961 | 0 | 12932.8534 | 13315.3076 | 83181.8182 | 0.16007 | 0.069318 | 1200000 | 1 | 1 | 0 | 0 | 0 | 1 | Lateral Hardening-Fuse-10696428 | 1500Million | Plant City | -1 | 3000
Lateral Hardening | Lateral Hardening-Fuse-90376074,1 | 13458 | 14220.2009 | 1426.9171 | 14950.9437 | 93409.0909 | 0.16006 | 0.077841 | 1200000 | 26 | 1 | 0 | 0 | 0 | 1 | Lateral Hardening-Fuse-90376074 | 1500Million | Eastern | -1 | 3000
Lateral Hardening | Lateral Hardening-Fuse-93295550,1 | 13808 | 14423.4574 | 31745.4666 | 45139.4092 | 282045.4545 | 0.16004 | 0.23504 | 1200000 | 11 | 1 | 0 | 0 | 0 | 1 | Lateral Hardening-Fuse-93295550 | 1500Million | Plant City | -1 | 3000
Lateral Hardening | Lateral Hardening-Fuse-10640145,1 | 13795 | 4816.0045 | 5529.269 | 10074.6464 | 62954.5455 | 0.16003 | 0.052462 | 1200000 | 13 | 1 | 0 | 0 | 0 | 1 | Lateral Hardening-Fuse-10640145 | 1500Million | Eastern | -1 | 3000
Lateral Hardening | Lateral Hardening-Fuse-93007306,1 | 13671 | 7951.1635 | 424.2052 | 8000.8126 | 50000 | 0.16002 | 0.026894 | 1859154.9296 | 119 | 1 | 2 | 0 | 2 | 3 | Lateral Hardening-Fuse-93007306 | 1500Million | Western | -1 | 3000
Lateral Hardening | Lateral Hardening-Fuse-10791863,1 | 13243 | 7854.8111 | 11423.5965 | 18795.9218 | 117500 | 0.15997 | 0.097917 | 1200000 | 15 | 1 | 0 | 0 | 0 | 1 | Lateral Hardening-Fuse-10791863 | 1500Million | Plant City | -1 | 3000
Lateral Hardening | Lateral Hardening-Fuse-92387674,1 | 13434 | 18503.2511 | 40169.6577 | 57688.6127 | 360681.8182 | 0.15994 | 0.30057 | 1200000 | 17 | 1 | 0 | 0 | 0 | 1 | Lateral Hardening-Fuse-92387674 | 1500Million | Eastern | -1 | 3000
Lateral Hardening | Lateral Hardening-Fuse-10619763,1 | 13973 | 0 | 122076.9133 | 119877.3666 | 749772.7273 | 0.15988 | 0.62481 | 1200000 | 7 | 1 | 7 | 0 | 7 | 8 | Lateral Hardening-Fuse-10619763 | 1500Million | Winter Haven | -1 | 3000
Lateral Hardening | Lateral Hardening-Fuse-10650396,1 | 13391 | 4406.7235 | 55277.1338 | 59184.5374 | 370227.2727 | 0.15986 | 0.30852 | 1200000 | 4 | 1 | 0 | 0 | 0 | 1 | Lateral Hardening-Fuse-10650396 | 1500Million | Plant City | -1 | 3000
Lateral Hardening | Lateral Hardening-Fuse-10645549,1 | 13148 | 2005.0028 | 8659.6405 | 10496.4169 | 65681.8182 | 0.15981 | 0.054735 | 1200000 | 3 | 1 | 0 | 0 | 0 | 1 | Lateral Hardening-Fuse-10645549 | 1500Million | Plant City | -1 | 3000
Lateral Hardening | Lateral Hardening-Fuse-92949687,2 | 13898 | 0 | 49208.8795 | 48995.8298 | 306909.0909 | 0.15964 | 0.3197 | 960000 | 9 | 2 | 3 | 0 | 3 | 5 | Lateral Hardening-Fuse-92949687, Lateral Hardening-Fuse-92949688 | 1500Million | South Hillsborough | -1 | 3000
Lateral Hardening | Lateral Hardening-Fuse-10705898,1 | 13982 | 0 | 128191.5392 | 126207.8293 | 790909.0909 | 0.15957 | 0.65909 | 1200000 | 2 | 1 | 0 | 0 | 0 | 1 | Lateral Hardening-Fuse-10705898 | 1500Million | Plant City | -1 | 3000
Lateral Hardening | Lateral Hardening-Fuse-10503462,1 | 13576 | 6582.8923 | 7712.4196 | 13926.2483 | 87272.7273 | 0.15957 | 0.072727 | 1200000 | 10 | 1 | 0 | 0 | 0 | 1 | Lateral Hardening-Fuse-10503462 | 1500Million | Eastern | -1 | 3000
Lateral Hardening | Lateral Hardening-Fuse-10761261,1 | 13422 | 714.9074 | 8983.7501 | 9569.8125 | 60000 | 0.1595 | 0.05 | 1200000 | 1 | 1 | 0 | 0 | 0 | 1 | Lateral Hardening-Fuse-10761261 | 1500Million | Dade City | -1 | 3000
Lateral Hardening | Lateral Hardening-Fuse-93162535,1 | 13990 | 0 | 17163.5214 | 17068.6748 | 107045.4545 | 0.15945 | 0.089205 | 1200000 | 1 | 1 | 1 | 0 | 1 | 2 | Lateral Hardening-Fuse-93162535 | 1500Million | Central | -1 | 3000
Lateral Hardening | Lateral Hardening-Fuse-10823009,2 | 13652 | 43262.3221 | 89042.4513 | 153137.4052 | 960909.0909 | 0.15937 | 1.0009 | 960000 | 64 | 2 | 0 | 0 | 0 | 2 | Lateral Hardening-Fuse-10823009, Lateral Hardening-Fuse-60625088 | 1500Million | South Hillsborough | -1 | 3000
Lateral Hardening | Lateral Hardening-Fuse-93211315,1 | 13656 | 3055.5462 | 24409.1101 | 27007.9012 | 169545.4545 | 0.1593 | 0.14129 | 1200000 | 2 | 1 | 0 | 0 | 0 | 1 | Lateral Hardening-Fuse-93211315 | 1500Million | Plant City | -1 | 3000
Lateral Hardening | Lateral Hardening-Fuse-92009808,1 | 13712 | 3039.556 | 18913.4762 | 21748.4598 | 136590.9091 | 0.15922 | 0.11383 | 1200000 | 3 | 1 | 0 | 0 | 0 | 1 | Lateral Hardening-Fuse-92009808 | 1500Million | Eastern | -1 | 3000
Lateral Hardening | Lateral Hardening-Fuse-91749705,1 | 13924 | 0 | 52068.3932 | 51850.1489 | 325681.8182 | 0.1592 | 0.2714 | 1200000 | 2 | 1 | 1 | 0 | 1 | 2 | Lateral Hardening-Fuse-91749705 | 1500Million | Winter Haven | -1 | 3000
Lateral Hardening | Lateral Hardening-Fuse-10781406,1 | 13171 | 19950.2038 | 20351.7717 | 43072.0929 | 270681.8182 | 0.15912 | 0.22557 | 1200000 | 26 | 1 | 0 | 0 | 0 | 1 | Lateral Hardening-Fuse-10781406 | 1500Million | Eastern | -1 | 3000
Lateral Hardening | Lateral Hardening-Fuse-10086437,1 | 13026 | 10951.8132 | 11548.5118 | 28566.3371 | 179545.4545 | 0.1591 | 0.14962 | 1200000 | 24 | 1 | 0 | 0 | 0 | 1 | Lateral Hardening-Fuse-10086437 | 1500Million | Central | -1 | 3000
Lateral Hardening | Lateral Hardening-Fuse-60048705,1 | 13621 | 7609.9156 | 25535.3007 | 37352.6694 | 234772.7273 | 0.1591 | 0.19564 | 1200000 | 10 | 1 | 0 | 0 | 0 | 1 | Lateral Hardening-Fuse-60048705 | 1500Million | Western | -1 | 3000
Lateral Hardening | Lateral Hardening-Fuse-10128503,1 | 13079 | 6150.9829 | 17129.5726 | 22808.7187 | 143409.0909 | 0.15905 | 0.11951 | 1200000 | 10 | 1 | 0 | 0 | 0 | 1 | Lateral Hardening-Fuse-10128503 | 1500Million | Western | -1 | 3000
Lateral Hardening | Lateral Hardening-Fuse-90015543,1 | 13172 | 2412.6508 | 2621.7015 | 13047.7268 | 82045.4545 | 0.15903 | 0.068371 | 1200000 | 11 | 1 | 0 | 0 | 0 | 1 | Lateral Hardening-Fuse-90015543 | 1500Million | Eastern | -1 | 3000
Lateral Hardening | Lateral Hardening-Fuse-10537284,1 | 13117 | 10013.6802 | 10027.1548 | 19475.741 | 122500 | 0.15899 | 0.10208 | 1200000 | 19 | 1 | 0 | 0 | 0 | 1 | Lateral Hardening-Fuse-10537284 | 1500Million | Winter Haven | -1 | 3000
Lateral Hardening | Lateral Hardening-Fuse-60130959,1 | 13022 | 15874.224 | 14364.688 | 29400.3169 | 185000 | 0.15892 | 0.15417 | 1200000 | 33 | 1 | 0 | 0 | 0 | 1 | Lateral Hardening-Fuse-60130959 | 1500Million | Central | -1 | 3000
Lateral Hardening | Lateral Hardening-Fuse-92867218,1 | 13460 | 2222.5789 | 19947.5502 | 21989.7418 | 138409.0909 | 0.15887 | 0.11534 | 1200000 | 2 | 1 | 0 | 0 | 0 | 1 | Lateral Hardening-Fuse-92867218 | 1500Million | Eastern | -1 | 3000
Lateral Hardening | Lateral Hardening-Fuse-10379998,1 | 13187 | 11134.1486 | 9471.3857 | 20147.8354 | 126818.1818 | 0.15887 | 0.10568 | 1200000 | 14 | 1 | 0 | 0 | 0 | 1 | Lateral Hardening-Fuse-10379998 | 1500Million | Central | -1 | 3000
Lateral Hardening | Lateral Hardening-Fuse-10317663,1 | 13748 | 1578.9853 | 9442.5512 | 11726.1243 | 73863.6364 | 0.15875 | 0.061553 | 1200000 | 2 | 1 | 0 | 0 | 0 | 1 | Lateral Hardening-Fuse-10317663 | 1500Million | Western | -1 | 3000
Lateral Hardening | Lateral Hardening-Fuse-91318366,1 | 13299 | 8258.5283 | 85.0894 | 7935.5489 | 50000 | 0.15871 | 0.021212 | 2357142.8571 | 3 | 1 | 0 | 0 | 0 | 1 | Lateral Hardening-Fuse-91318366 | 1500Million | Winter Haven | -1 | 3000
Lateral Hardening | Lateral Hardening-Fuse-91465209,1 | 14026 | 20259.4971 | 26285.9611 | 45730.5777 | 288181.8182 | 0.15869 | 0.24015 | 1200000 | 24 | 1 | 1 | 0 | 1 | 2 | Lateral Hardening-Fuse-91465209 | 1500Million | South Hillsborough | -1 | 3000
Lateral Hardening | Lateral Hardening-Fuse-93227790,1 | 13459 | 8267.8317 | 23429.6582 | 30966.6123 | 195227.2727 | 0.15862 | 0.16269 | 1200000 | 6 | 1 | 0 | 0 | 0 | 1 | Lateral Hardening-Fuse-93227790 | 1500Million | Eastern | -1 | 3000
Lateral Hardening | Lateral Hardening-Fuse-91384608,1 | 13464 | 2625.624 | 25425.0548 | 27736.9952 | 175000 | 0.1585 | 0.14583 | 1200000 | 2 | 1 | 0 | 0 | 0 | 1 | Lateral Hardening-Fuse-91384608 | 1500Million | Plant City | -1 | 3000
Lateral Hardening | Lateral Hardening-Fuse-10671176,2 | 13724 | 30753.8054 | 17489.8011 | 46954.096 | 296363.6364 | 0.15843 | 0.30871 | 960000 | 38 | 2 | 3 | 0 | 3 | 5 | Lateral Hardening-Fuse-10671176, Lateral Hardening-Fuse-10671177 | 1500Million | Plant City | -1 | 3000
Lateral Hardening | Lateral Hardening-Fuse-92281905,1 | 13231 | 6369.0991 | 13080.7584 | 19116.4829 | 120681.8182 | 0.1584 | 0.10057 | 1200000 | 10 | 1 | 0 | 0 | 0 | 1 | Lateral Hardening-Fuse-92281905 | 1500Million | Eastern | -1 | 3000
Lateral Hardening | Lateral Hardening-Fuse-92679901,1 | 13805 | 4129.9082 | 53397.9285 | 56952.4201 | 359545.4545 | 0.1584 | 0.29962 | 1200000 | 4 | 1 | 0 | 0 | 0 | 1 | Lateral Hardening-Fuse-92679901 | 1500Million | Plant City | -1 | 3000
Lateral Hardening | Lateral Hardening-Fuse-60008122,1 | 13090 | 8938.7822 | 15867.5016 | 24216.9006 | 152954.5455 | 0.15833 | 0.12746 | 1200000 | 17 | 1 | 0 | 0 | 0 | 1 | Lateral Hardening-Fuse-60008122 | 1500Million | Central | -1 | 3000
Lateral Hardening | Lateral Hardening-Fuse-91868616,1 | 13924 | 16757.9171 | 134581.3253 | 148060.7348 | 935227.2727 | 0.15832 | 0.77936 | 1200000 | 12 | 1 | 0 | 0 | 0 | 1 | Lateral Hardening-Fuse-91868616 | 1500Million | Winter Haven | -1 | 3000
Lateral Hardening | Lateral Hardening-Fuse-10467591,1 | 13939 | 12452.0017 | 1684.9227 | 13525.2029 | 85454.5455 | 0.15827 | 0.071212 | 1200000 | 13 | 1 | 3 | 0 | 3 | 4 | Lateral Hardening-Fuse-10467591 | 1500Million | Central | -1 | 3000
Lateral Hardening | Lateral Hardening-Fuse-92474641,1 | 13052 | 25632.9475 | 32630.4899 | 57084.9509 | 360681.8182 | 0.15827 | 0.30057 | 1200000 | 34 | 1 | 0 | 0 | 0 | 1 | Lateral Hardening-Fuse-92474641 | 1500Million | Central | -1 | 3000
Lateral Hardening | Lateral Hardening-Fuse-91336606,1 | 13807 | 0 | 27383.8063 | 27821.25 | 175909.0909 | 0.15816 | 0.14659 | 1200000 |  | 1 | 0 | 0 | 0 | 1 | Lateral Hardening-Fuse-91336606 | 1500Million | Plant City | -1 | 3000
Lateral Hardening | Lateral Hardening-Fuse-92579577,1 | 13243 | 1716.4271 | 11569.3346 | 13153.5732 | 83181.8182 | 0.15813 | 0.069318 | 1200000 | 2 | 1 | 0 | 0 | 0 | 1 | Lateral Hardening-Fuse-92579577 | 1500Million | Plant City | -1 | 3000
Lateral Hardening | Lateral Hardening-Fuse-93251023,1 | 13175 | 6368.4801 | 7217.4645 | 13220.9222 | 83636.3636 | 0.15808 | 0.069697 | 1200000 | 13 | 1 | 0 | 0 | 0 | 1 | Lateral Hardening-Fuse-93251023 | 1500Million | Central | -1 | 3000
Lateral Hardening | Lateral Hardening-Fuse-92661381,1 | 13685 | 562.4146 | 7448.6664 | 7901.9278 | 50000 | 0.15804 | 0.027652 | 1808219.1781 | 1 | 1 | 0 | 0 | 0 | 1 | Lateral Hardening-Fuse-92661381 | 1500Million | Eastern | -1 | 3000
Lateral Hardening | Lateral Hardening-Fuse-10097053,1 | 13461 | 1888.0942 | 10970.3013 | 13641.4511 | 86363.6364 | 0.15795 | 0.07197 | 1200000 | 3 | 1 | 0 | 0 | 0 | 1 | Lateral Hardening-Fuse-10097053 | 1500Million | Eastern | -1 | 3000
Lateral Hardening | Lateral Hardening-Fuse-10537246,1 | 13117 | 6679.6581 | 22615.4213 | 28991.4605 | 183636.3636 | 0.15787 | 0.15303 | 1200000 | 7 | 1 | 0 | 0 | 0 | 1 | Lateral Hardening-Fuse-10537246 | 1500Million | Winter Haven | -1 | 3000
Lateral Hardening | Lateral Hardening-Fuse-92643727,1 | 13118 | 9292.4235 | 57533.8567 | 65727.8857 | 416363.6364 | 0.15786 | 0.34697 | 1200000 | 7 | 1 | 0 | 0 | 0 | 1 | Lateral Hardening-Fuse-92643727 | 1500Million | Winter Haven | -1 | 3000
Lateral Hardening | Lateral Hardening-Fuse-10829402,1 | 13687 | 5252.5757 | 53197.1279 | 57715.8325 | 365681.8182 | 0.15783 | 0.30473 | 1200000 | 4 | 1 | 0 | 0 | 0 | 1 | Lateral Hardening-Fuse-10829402 | 1500Million | Eastern | -1 | 3000
Lateral Hardening | Lateral Hardening-Fuse-60413484,1 | 14112 | 2011.8252 | 8442.2082 | 10286.7203 | 65227.2727 | 0.15771 | 0.054356 | 1200000 | 3 | 1 | 0 | 0 | 0 | 1 | Lateral Hardening-Fuse-60413484 | 1500Million | Eastern | -1 | 3000
Lateral Hardening | Lateral Hardening-Fuse-92658612,1 | 13226 | 8129.3514 | 147.0124 | 7882.6526 | 50000 | 0.15765 | 0.0064394 | 7764705.8824 | 35 | 1 | 1 | 0 | 1 | 2 | Lateral Hardening-Fuse-92658612 | 1500Million | Eastern | -1 | 3000
Lateral Hardening | Lateral Hardening-Fuse-92612859,1 | 13390 | 2665.8931 | 7357.5745 | 9811.9674 | 62272.7273 | 0.15756 | 0.051894 | 1200000 | 8 | 1 | 0 | 0 | 0 | 1 | Lateral Hardening-Fuse-92612859 | 1500Million | Plant City | -1 | 3000
Lateral Hardening | Lateral Hardening-Fuse-91728766,1 | 13391 | 2306.0509 | 13475.0359 | 16250.8269 | 103181.8182 | 0.1575 | 0.085985 | 1200000 | 3 | 1 | 0 | 0 | 0 | 1 | Lateral Hardening-Fuse-91728766 | 1500Million | Plant City | -1 | 3000
Lateral Hardening | Lateral Hardening-Fuse-10588798,1 | 13471 | 8340.9374 | 17778.8786 | 29560.0636 | 187727.2727 | 0.15746 | 0.15644 | 1200000 | 19 | 1 | 0 | 0 | 0 | 1 | Lateral Hardening-Fuse-10588798 | 1500Million | Winter Haven | -1 | 3000
Lateral Hardening | Lateral Hardening-Fuse-10846380,1 | 13109 | 4979.6372 | 8713.6439 | 13383.5409 | 85000 | 0.15745 | 0.070833 | 1200000 | 12 | 1 | 0 | 0 | 0 | 1 | Lateral Hardening-Fuse-10846380 | 1500Million | Western | -1 | 3000
Lateral Hardening | Lateral Hardening-Fuse-90962886,1 | 13398 | 0 | 40927.0375 | 44582.242 | 283181.8182 | 0.15743 | 0.23598 | 1200000 | 10 | 1 | 1 | 1 | 0 | 2 | Lateral Hardening-Fuse-90962886 | 1500Million | Central | -1 | 3000
Lateral Hardening | Lateral Hardening-Fuse-92035388,1 | 13442 | 9249.737 | 12337.4709 | 21141.6424 | 134318.1818 | 0.1574 | 0.11193 | 1200000 | 13 | 1 | 0 | 0 | 0 | 1 | Lateral Hardening-Fuse-92035388 | 1500Million | Winter Haven | -1 | 3000
Lateral Hardening | Lateral Hardening-Fuse-10064506,1 | 13405 | 947.9969 | 15699.0603 | 16561.6342 | 105227.2727 | 0.15739 | 0.087689 | 1200000 | 1 | 1 | 0 | 0 | 0 | 1 | Lateral Hardening-Fuse-10064506 | 1500Million | Western | -1 | 3000
Lateral Hardening | Lateral Hardening-Fuse-91496941,1 | 13028 | 13419.782 | 9086.5815 | 21747.6202 | 138181.8182 | 0.15738 | 0.11515 | 1200000 | 24 | 1 | 0 | 0 | 0 | 1 | Lateral Hardening-Fuse-91496941 | 1500Million | Central | -1 | 3000
Lateral Hardening | Lateral Hardening-Fuse-92684424,1 | 13793 | 9360.5099 | 23502.807 | 32388.4356 | 205909.0909 | 0.15729 | 0.17159 | 1200000 | 9 | 1 | 1 | 0 | 1 | 2 | Lateral Hardening-Fuse-92684424 | 1500Million | Eastern | -1 | 3000
Lateral Hardening | Lateral Hardening-Fuse-90009640,1 | 13150 | 7787.4001 | 450.4991 | 7861.7849 | 50000 | 0.15724 | 0.032386 | 1543859.6491 | 2 | 1 | 0 | 0 | 0 | 1 | Lateral Hardening-Fuse-90009640 | 1500Million | Winter Haven | -1 | 3000
Lateral Hardening | Lateral Hardening-Fuse-60008958,1 | 13047 | 7946.587 | 499.5505 | 8064.5341 | 51363.6364 | 0.15701 | 0.042803 | 1200000 | 7 | 1 | 0 | 0 | 0 | 1 | Lateral Hardening-Fuse-60008958 | 1500Million | Central | -1 | 3000
Lateral Hardening | Lateral Hardening-Fuse-90868327,2 | 13786 | 4867.3783 | 19384.6555 | 23721.6967 | 151090.9091 | 0.157 | 0.15739 | 960000 | 3 | 2 | 0 | 0 | 0 | 2 | Lateral Hardening-Fuse-90868327, Lateral Hardening-Fuse-90852849 | 1500Million | Plant City | -1 | 3000
Lateral Hardening | Lateral Hardening-Fuse-60188244,1 | 13807 | 1025.7229 | 18343.8132 | 19266.2559 | 122727.2727 | 0.15698 | 0.10227 | 1200000 | 1 | 1 | 0 | 0 | 0 | 1 | Lateral Hardening-Fuse-60188244 | 1500Million | Plant City | -1 | 3000
Lateral Hardening | Lateral Hardening-Fuse-92443653,1 | 13391 | 15600.6701 | 88114.2342 | 101854.7299 | 648863.6364 | 0.15697 | 0.54072 | 1200000 | 12 | 1 | 0 | 0 | 0 | 1 | Lateral Hardening-Fuse-92443653 | 1500Million | Plant City | -1 | 3000
Lateral Hardening | Lateral Hardening-Fuse-10394119,1 | 13552 | 0 | 37686.8457 | 37597.2509 | 239545.4545 | 0.15695 | 0.19962 | 1200000 | 3 | 1 | 0 | 0 | 0 | 1 | Lateral Hardening-Fuse-10394119 | 1500Million | Central | -1 | 3000
Lateral Hardening | Lateral Hardening-Fuse-60027553,1 | 13094 | 13307.8784 | 1199.046 | 13872.6177 | 88409.0909 | 0.15691 | 0.073674 | 1200000 | 10 | 1 | 0 | 0 | 0 | 1 | Lateral Hardening-Fuse-60027553 | 1500Million | Central | -1 | 3000
Lateral Hardening | Lateral Hardening-Fuse-10155427,1 | 13067 | 11076.7083 | 11877.4457 | 28807.7497 | 183636.3636 | 0.15687 | 0.15303 | 1200000 | 28 | 1 | 0 | 0 | 0 | 1 | Lateral Hardening-Fuse-10155427 | 1500Million | Western | -1 | 3000
Lateral Hardening | Lateral Hardening-Fuse-91030777,1 | 13036 | 11229.0082 | 15770.5418 | 36967.1533 | 235681.8182 | 0.15685 | 0.1964 | 1200000 | 30 | 1 | 0 | 0 | 0 | 1 | Lateral Hardening-Fuse-91030777 | 1500Million | Central | -1 | 3000
Lateral Hardening | Lateral Hardening-Fuse-92943134,1 | 13303 | 8080.6798 | 9268.3762 | 16894.8033 | 107727.2727 | 0.15683 | 0.089773 | 1200000 | 14 | 1 | 0 | 0 | 0 | 1 | Lateral Hardening-Fuse-92943134 | 1500Million | South Hillsborough | -1 | 3000
Lateral Hardening | Lateral Hardening-Fuse-10793156,1 | 13470 | 15092.7037 | 23500.0471 | 37664.634 | 240227.2727 | 0.15679 | 0.20019 | 1200000 | 27 | 1 | 0 | 0 | 0 | 1 | Lateral Hardening-Fuse-10793156 | 1500Million | Winter Haven | -1 | 3000
Lateral Hardening | Lateral Hardening-Fuse-10696499,1 | 13961 | 1923.5831 | 21645.823 | 24560.2328 | 156818.1818 | 0.15662 | 0.13068 | 1200000 | 2 | 1 | 0 | 0 | 0 | 1 | Lateral Hardening-Fuse-10696499 | 1500Million | Plant City | -1 | 3000
Lateral Hardening | Lateral Hardening-Fuse-92199715,1 | 13787 | 1690.2807 | 10712.2149 | 12706.1799 | 81136.3636 | 0.1566 | 0.067614 | 1200000 | 2 | 1 | 0 | 0 | 0 | 1 | Lateral Hardening-Fuse-92199715 | 1500Million | Plant City | -1 | 3000
Lateral Hardening | Lateral Hardening-Fuse-60201167,1 | 13256 | 13740.4097 | 20164.7828 | 33241.0231 | 212272.7273 | 0.1566 | 0.17689 | 1200000 | 19 | 1 | 0 | 0 | 0 | 1 | Lateral Hardening-Fuse-60201167 | 1500Million | South Hillsborough | -1 | 3000
Lateral Hardening | Lateral Hardening-Fuse-10686098,1 | 13808 | 2819.1959 | 28450.402 | 31414.9861 | 200681.8182 | 0.15654 | 0.16723 | 1200000 | 2 | 1 | 0 | 0 | 0 | 1 | Lateral Hardening-Fuse-10686098 | 1500Million | Plant City | -1 | 3000
Lateral Hardening | Lateral Hardening-Fuse-10123795,1 | 13060 | 49074.9188 | 5083.0955 | 51763.0881 | 330681.8182 | 0.15653 | 0.27557 | 1200000 | 81 | 1 | 0 | 0 | 0 | 1 | Lateral Hardening-Fuse-10123795 | 1500Million | Western | -1 | 3000
Lateral Hardening | Lateral Hardening-Fuse-92062309,1 | 13001 | 932.0237 | 24450.6942 | 25250.715 | 161363.6364 | 0.15648 | 0.13447 | 1200000 | 1 | 1 | 0 | 0 | 0 | 1 | Lateral Hardening-Fuse-92062309 | 1500Million | South Hillsborough | -1 | 3000
Lateral Hardening | Lateral Hardening-Fuse-60048713,1 | 13621 | 5443.0987 | 8157.7353 | 16998.666 | 108636.3636 | 0.15647 | 0.09053 | 1200000 | 8 | 1 | 0 | 0 | 0 | 1 | Lateral Hardening-Fuse-60048713 | 1500Million | Western | -1 | 3000
Lateral Hardening | Lateral Hardening-Fuse-60105502,1 | 13030 | 2243.7662 | 26579.8288 | 28583.5205 | 182727.2727 | 0.15643 | 0.15227 | 1200000 | 3 | 1 | 0 | 0 | 0 | 1 | Lateral Hardening-Fuse-60105502 | 1500Million | Winter Haven | -1 | 3000
Lateral Hardening | Lateral Hardening-Fuse-10362873,1 | 13104 | 9399.3564 | 15115.2244 | 25501.1556 | 163181.8182 | 0.15627 | 0.13598 | 1200000 | 13 | 1 | 0 | 0 | 0 | 1 | Lateral Hardening-Fuse-10362873 | 1500Million | Central | -1 | 3000
Lateral Hardening | Lateral Hardening-Fuse-10005226,1 | 13160 | 18147.4222 | 22769.0721 | 40062.3397 | 256363.6364 | 0.15627 | 0.21364 | 1200000 | 31 | 1 | 0 | 0 | 0 | 1 | Lateral Hardening-Fuse-10005226 | 1500Million | Central | -1 | 3000
Lateral Hardening | Lateral Hardening-Fuse-60457756,2 | 13146 | 2759.5031 | 49093.2214 | 51508.0646 | 329636.3636 | 0.15626 | 0.34337 | 960000 | 2 | 2 | 1 | 0 | 1 | 3 | Lateral Hardening-Fuse-60457756, Lateral Hardening-Fuse-60457758 | 1500Million | Plant City | -1 | 3000
Lateral Hardening | Lateral Hardening-Fuse-93300229,1 | 13808 | 11895.9409 | 1730.1039 | 13030.9575 | 83409.0909 | 0.15623 | 0.069508 | 1200000 | 2 | 1 | 0 | 0 | 0 | 1 | Lateral Hardening-Fuse-93300229 | 1500Million | Plant City | -1 | 3000
Lateral Hardening | Lateral Hardening-Fuse-60146704,1 | 13326 | 14132.9563 | 25421.6291 | 38976.253 | 249545.4545 | 0.15619 | 0.20795 | 1200000 | 13 | 1 | 0 | 0 | 0 | 1 | Lateral Hardening-Fuse-60146704 | 1500Million | Eastern | -1 | 3000
Lateral Hardening | Lateral Hardening-Fuse-92089923,1 | 13447 | 0 | 46661.9767 | 72730.8029 | 465909.0909 | 0.15611 | 0.38826 | 1200000 | 30 | 1 | 4 | 0 | 4 | 5 | Lateral Hardening-Fuse-92089923 | 1500Million | Western | -1 | 3000
Lateral Hardening | Lateral Hardening-Fuse-92447281,2 | 13010 | 0 | 75943.3973 | 75531.8116 | 484000 | 0.15606 | 0.50417 | 960000 | 3 | 2 | 0 | 0 | 0 | 2 | Lateral Hardening-Fuse-92447281, Lateral Hardening-Fuse-10057938 | 1500Million | Plant City | -1 | 3000
Lateral Hardening | Lateral Hardening-Fuse-10629082,1 | 13146 | 11965.5517 | 56538.4285 | 68460.8611 | 438863.6364 | 0.156 | 0.36572 | 1200000 | 8 | 1 | 0 | 0 | 0 | 1 | Lateral Hardening-Fuse-10629082 | 1500Million | Plant City | -1 | 3000
Lateral Hardening | Lateral Hardening-Fuse-90964790,1 | 13236 | 1428.6806 | 51829.7258 | 52752.8759 | 338181.8182 | 0.15599 | 0.28182 | 1200000 | 1 | 1 | 0 | 0 | 0 | 1 | Lateral Hardening-Fuse-90964790 | 1500Million | South Hillsborough | -1 | 3000
Lateral Hardening | Lateral Hardening-Fuse-92547917,2 | 13146 | 13212.8914 | 69726.8249 | 81448.0011 | 522363.6364 | 0.15592 | 0.54413 | 960000 | 10 | 2 | 0 | 0 | 0 | 2 | Lateral Hardening-Fuse-92547917, Lateral Hardening-Fuse-90349338 | 1500Million | Plant City | -1 | 3000
Lateral Hardening | Lateral Hardening-Fuse-10595464,4 | 13698 | 0 | 110857.018 | 110444.6271 | 708363.6364 | 0.15592 | 0.73788 | 960000 | 12 | 4 | 1 | 0 | 1 | 5 | Lateral Hardening-Fuse-10595464, Lateral Hardening-Fuse-90400270, Lateral Hardening-Fuse-10595467, Lateral Hardening-Fuse-60360534 | 1500Million | Winter Haven | -1 | 3000
Lateral Hardening | Lateral Hardening-Fuse-10866794,1 | 13227 | 4551.5187 | 17144.5648 | 21296.3429 | 136590.9091 | 0.15591 | 0.11383 | 1200000 | 10 | 1 | 0 | 0 | 0 | 1 | Lateral Hardening-Fuse-10866794 | 1500Million | Eastern | -1 | 3000
Lateral Hardening | Lateral Hardening-Fuse-93226020,1 | 13459 | 6746.4147 | 40213.9095 | 46408.787 | 297727.2727 | 0.15588 | 0.24811 | 1200000 | 6 | 1 | 0 | 0 | 0 | 1 | Lateral Hardening-Fuse-93226020 | 1500Million | Eastern | -1 | 3000
Lateral Hardening | Lateral Hardening-Fuse-60129642,1 | 13837 | 3341.126 | 8375.5679 | 11469.921 | 73636.3636 | 0.15576 | 0.061364 | 1200000 | 14 | 1 | 0 | 0 | 0 | 1 | Lateral Hardening-Fuse-60129642 | 1500Million | Central | -1 | 3000
Lateral Hardening | Lateral Hardening-Fuse-90253887,1 | 13190 | 9205.9827 | 17193.4714 | 26655.7047 | 171136.3636 | 0.15576 | 0.14261 | 1200000 | 8 | 1 | 0 | 0 | 0 | 1 | Lateral Hardening-Fuse-90253887 | 1500Million | Western | -1 | 3000
Lateral Hardening | Lateral Hardening-Fuse-10387731,1 | 13714 | 0 | 17794.8934 | 17591.0386 | 112954.5455 | 0.15574 | 0.094129 | 1200000 | 4 | 1 | 1 | 0 | 1 | 2 | Lateral Hardening-Fuse-10387731 | 1500Million | Central | -1 | 3000
Lateral Hardening | Lateral Hardening-Fuse-93277788,1 | 13213 | 1926.3572 | 6298.7701 | 8065.833 | 51818.1818 | 0.15566 | 0.043182 | 1200000 | 5 | 1 | 0 | 0 | 0 | 1 | Lateral Hardening-Fuse-93277788 | 1500Million | Eastern | -1 | 3000
Lateral Hardening | Lateral Hardening-Fuse-91560058,1 | 13685 | 7729.5817 | 429.1223 | 7780.9875 | 50000 | 0.15562 | 0.020644 | 2422018.3486 | 26 | 1 | 1 | 0 | 1 | 2 | Lateral Hardening-Fuse-91560058 | 1500Million | Eastern | -1 | 3000
Lateral Hardening | Lateral Hardening-Fuse-60131176,1 | 13030 | 2663.796 | 7977.655 | 10418.5376 | 67045.4545 | 0.1554 | 0.055871 | 1200000 | 4 | 1 | 0 | 0 | 0 | 1 | Lateral Hardening-Fuse-60131176 | 1500Million | Winter Haven | -1 | 3000
Lateral Hardening | Lateral Hardening-Fuse-10686266,1 | 13808 | 1136.6759 | 6891.4758 | 7906.7053 | 50909.0909 | 0.15531 | 0.042424 | 1200000 | 2 | 1 | 0 | 0 | 0 | 1 | Lateral Hardening-Fuse-10686266 | 1500Million | Plant City | -1 | 3000
Lateral Hardening | Lateral Hardening-Fuse-92383584,1 | 13820 | 842.4159 | 7747.4245 | 8470.3348 | 54545.4545 | 0.15529 | 0.045455 | 1200000 | 2 | 1 | 0 | 0 | 0 | 1 | Lateral Hardening-Fuse-92383584 | 1500Million | South Hillsborough | -1 | 3000
Lateral Hardening | Lateral Hardening-Fuse-10710651,1 | 14000 | 9078.209 | 14195.188 | 22866.4495 | 147272.7273 | 0.15527 | 0.12273 | 1200000 | 10 | 1 | 0 | 0 | 0 | 1 | Lateral Hardening-Fuse-10710651 | 1500Million | Plant City | -1 | 3000
Lateral Hardening | Lateral Hardening-Fuse-10482610,1 | 13457 | 1354.8407 | 5851.5799 | 8149.7859 | 52500 | 0.15523 | 0.04375 | 1200000 | 3 | 1 | 0 | 0 | 0 | 1 | Lateral Hardening-Fuse-10482610 | 1500Million | Eastern | -1 | 3000
Lateral Hardening | Lateral Hardening-Fuse-60060570,1 | 13175 | 8088.8513 | 8338.149 | 15976.4151 | 102954.5455 | 0.15518 | 0.085795 | 1200000 | 16 | 1 | 0 | 0 | 0 | 1 | Lateral Hardening-Fuse-60060570 | 1500Million | Central | -1 | 3000
Lateral Hardening | Lateral Hardening-Fuse-10236645,1 | 13511 | 8829.6787 | 13988.4687 | 23690.4986 | 152727.2727 | 0.15512 | 0.12727 | 1200000 | 14 | 1 | 0 | 0 | 0 | 1 | Lateral Hardening-Fuse-10236645 | 1500Million | Western | -1 | 3000
Lateral Hardening | Lateral Hardening-Fuse-91592312,1 | 13709 | 13159.114 | 60200.9312 | 71537.0501 | 461363.6364 | 0.15506 | 0.38447 | 1200000 | 8 | 1 | 0 | 0 | 0 | 1 | Lateral Hardening-Fuse-91592312 | 1500Million | Eastern | -1 | 3000
Lateral Hardening | Lateral Hardening-Fuse-10051865,1 | 13198 | 7013.5085 | 7339.3663 | 18358.1004 | 118409.0909 | 0.15504 | 0.098674 | 1200000 | 11 | 1 | 0 | 0 | 0 | 1 | Lateral Hardening-Fuse-10051865 | 1500Million | Western | -1 | 3000
Lateral Hardening | Lateral Hardening-Fuse-93278067,1 | 13213 | 4211.4737 | 8825.1125 | 12750.0367 | 82272.7273 | 0.15497 | 0.068561 | 1200000 | 11 | 1 | 0 | 0 | 0 | 1 | Lateral Hardening-Fuse-93278067 | 1500Million | Eastern | -1 | 3000
Lateral Hardening | Lateral Hardening-Fuse-92690312,1 | 13793 | 4247.2255 | 12574.4712 | 16479.3486 | 106363.6364 | 0.15493 | 0.088636 | 1200000 | 7 | 1 | 0 | 0 | 0 | 1 | Lateral Hardening-Fuse-92690312 | 1500Million | Eastern | -1 | 3000
Lateral Hardening | Lateral Hardening-Fuse-10662330,1 | 13470 | 3515.7538 | 34866.3499 | 38022.6671 | 245454.5455 | 0.15491 | 0.20455 | 1200000 | 3 | 1 | 0 | 0 | 0 | 1 | Lateral Hardening-Fuse-10662330 | 1500Million | Winter Haven | -1 | 3000
Lateral Hardening | Lateral Hardening-Fuse-91967661,1 | 13808 | 53636.5385 | 175263.8515 | 228156.7657 | 1472954.5455 | 0.1549 | 1.2275 | 1200000 | 30 | 1 | 0 | 0 | 0 | 1 | Lateral Hardening-Fuse-91967661 | 1500Million | Plant City | -1 | 3000
Lateral Hardening | Lateral Hardening-Fuse-10590622,1 | 13579 | 1128.8935 | 10723.1485 | 11789.4913 | 76136.3636 | 0.15485 | 0.063447 | 1200000 | 1 | 1 | 0 | 0 | 0 | 1 | Lateral Hardening-Fuse-10590622 | 1500Million | Eastern | -1 | 3000
Lateral Hardening | Lateral Hardening-Fuse-10761245,1 | 13422 | 17198.4944 | 5093.033 | 21390.9148 | 138181.8182 | 0.1548 | 0.11515 | 1200000 | 2 | 1 | 0 | 0 | 0 | 1 | Lateral Hardening-Fuse-10761245 | 1500Million | Dade City | -1 | 3000
Lateral Hardening | Lateral Hardening-Fuse-60170634,1 | 13178 | 0 | 11030.7818 | 10904.4154 | 70454.5455 | 0.15477 | 0.058712 | 1200000 | 1 | 1 | 0 | 0 | 0 | 1 | Lateral Hardening-Fuse-60170634 | 1500Million | Central | -1 | 3000
Lateral Hardening | Lateral Hardening-Fuse-10842848,1 | 13796 | 1597.3986 | 39556.0777 | 41434.6384 | 267727.2727 | 0.15476 | 0.22311 | 1200000 | 1 | 1 | 0 | 0 | 0 | 1 | Lateral Hardening-Fuse-10842848 | 1500Million | Eastern | -1 | 3000
Lateral Hardening | Lateral Hardening-Fuse-10684577,1 | 13313 | 0 | 18379.2435 | 18325.1865 | 118409.0909 | 0.15476 | 0.098674 | 1200000 | 17 | 1 | 1 | 0 | 1 | 2 | Lateral Hardening-Fuse-10684577 | 1500Million | Winter Haven | -1 | 3000
Lateral Hardening | Lateral Hardening-Fuse-10679421,1 | 13807 | 1619.0953 | 6992.8996 | 8476.1473 | 54772.7273 | 0.15475 | 0.045644 | 1200000 | 3 | 1 | 0 | 0 | 0 | 1 | Lateral Hardening-Fuse-10679421 | 1500Million | Plant City | -1 | 3000
Lateral Hardening | Lateral Hardening-Fuse-10696467,1 | 13961 | 2224.2367 | 22143.4947 | 24184.9869 | 156363.6364 | 0.15467 | 0.1303 | 1200000 | 3 | 1 | 0 | 0 | 0 | 1 | Lateral Hardening-Fuse-10696467 | 1500Million | Plant City | -1 | 3000
Lateral Hardening | Lateral Hardening-Fuse-10558896,1 | 13299 | 3776.5438 | 22713.0854 | 26223.0595 | 169545.4545 | 0.15467 | 0.14129 | 1200000 | 4 | 1 | 0 | 0 | 0 | 1 | Lateral Hardening-Fuse-10558896 | 1500Million | Winter Haven | -1 | 3000
Lateral Hardening | Lateral Hardening-Fuse-91186330,1 | 13104 | 46808.5805 | 8369.1156 | 52857.8421 | 341818.1818 | 0.15464 | 0.28485 | 1200000 | 4 | 1 | 5 | 0 | 5 | 6 | Lateral Hardening-Fuse-91186330 | 1500Million | Central | -1 | 3000
Lateral Hardening | Lateral Hardening-Fuse-90163917,4 | 13003 | 24981.1641 | 54822.133 | 85117.7566 | 550727.2727 | 0.15456 | 0.57367 | 960000 | 12 | 4 | 0 | 0 | 0 | 4 | Lateral Hardening-Fuse-90163917, Lateral Hardening-Fuse-10895223, Lateral Hardening-Fuse-93201420, Lateral Hardening-Fuse-10895165 | 1500Million | South Hillsborough | -1 | 3000
Lateral Hardening | Lateral Hardening-Fuse-91359516,2 | 13254 | 0 | 199812.3563 | 197346.0404 | 1277272.7273 | 0.15451 | 1.3305 | 960000 | 7 | 2 | 2 | 0 | 2 | 4 | Lateral Hardening-Fuse-91359516, Lateral Hardening-Fuse-92970724 | 1500Million | South Hillsborough | -1 | 3000
Lateral Hardening | Lateral Hardening-Fuse-90972249,1 | 13648 | 0 | 31109.2376 | 30549.4754 | 197727.2727 | 0.1545 | 0.16477 | 1200000 |  | 1 | 0 | 0 | 0 | 1 | Lateral Hardening-Fuse-90972249 | 1500Million | South Hillsborough | -1 | 3000
Lateral Hardening | Lateral Hardening-Fuse-60080883,1 | 13449 | 0 | 7812.7398 | 7723.2386 | 50000 | 0.15446 | 0.016477 | 3034482.7586 |  | 1 | 0 | 0 | 0 | 1 | Lateral Hardening-Fuse-60080883 | 1500Million | Western | -1 | 3000
Lateral Hardening | Lateral Hardening-Fuse-90394766,1 | 13147 | 11303.4741 | 8810.7891 | 19586.9113 | 126818.1818 | 0.15445 | 0.10568 | 1200000 | 17 | 1 | 0 | 0 | 0 | 1 | Lateral Hardening-Fuse-90394766 | 1500Million | Plant City | -1 | 3000
Lateral Hardening | Lateral Hardening-Fuse-92047124,1 | 13785 | 729.1141 | 13959.1362 | 14495.7211 | 93863.6364 | 0.15443 | 0.07822 | 1200000 | 1 | 1 | 0 | 0 | 0 | 1 | Lateral Hardening-Fuse-92047124 | 1500Million | Plant City | -1 | 3000
Lateral Hardening | Lateral Hardening-Fuse-10635989,1 | 13388 | 2434.0033 | 11175.5397 | 13468.4432 | 87272.7273 | 0.15433 | 0.072727 | 1200000 | 3 | 1 | 0 | 0 | 0 | 1 | Lateral Hardening-Fuse-10635989 | 1500Million | Plant City | -1 | 3000
Lateral Hardening | Lateral Hardening-Fuse-93272293,1 | 13080 | 13033.7835 | 15339.1273 | 27609.577 | 179090.9091 | 0.15417 | 0.14924 | 1200000 | 27 | 1 | 0 | 0 | 0 | 1 | Lateral Hardening-Fuse-93272293 | 1500Million | Western | -1 | 3000
Lateral Hardening | Lateral Hardening-Fuse-90542653,1 | 14022 | 0 | 20601.6414 | 21644.2178 | 140454.5455 | 0.1541 | 0.11705 | 1200000 | 1 | 1 | 0 | 0 | 0 | 1 | Lateral Hardening-Fuse-90542653 | 1500Million | South Hillsborough | -1 | 3000
Lateral Hardening | Lateral Hardening-Fuse-60081751,1 | 13035 | 7098.0612 | 8808.8812 | 15511.9027 | 100681.8182 | 0.15407 | 0.083902 | 1200000 | 13 | 1 | 0 | 0 | 0 | 1 | Lateral Hardening-Fuse-60081751 | 1500Million | Central | -1 | 3000
Lateral Hardening | Lateral Hardening-Fuse-10686087,1 | 13808 | 2415.9087 | 19258.0431 | 21423.3526 | 139090.9091 | 0.15402 | 0.11591 | 1200000 | 2 | 1 | 0 | 0 | 0 | 1 | Lateral Hardening-Fuse-10686087 | 1500Million | Plant City | -1 | 3000
Lateral Hardening | Lateral Hardening-Fuse-93049866,1 | 13019 | 4250.395 | 29625.9142 | 33320.3993 | 216363.6364 | 0.154 | 0.1803 | 1200000 | 3 | 1 | 0 | 0 | 0 | 1 | Lateral Hardening-Fuse-93049866 | 1500Million | South Hillsborough | -1 | 3000
Lateral Hardening | Lateral Hardening-Fuse-92015782,3 | 13772 | 29344.8232 | 84129.1642 | 112001.9009 | 727454.5455 | 0.15396 | 0.75777 | 960000 | 21 | 3 | 0 | 0 | 0 | 3 | Lateral Hardening-Fuse-92015782, Lateral Hardening-Fuse-90359990, Lateral Hardening-Fuse-92015785 | 1500Million | Winter Haven | -1 | 3000
Lateral Hardening | Lateral Hardening-Fuse-60257226,1 | 13298 | 3823.6807 | 40979.8335 | 44331.9808 | 287954.5455 | 0.15395 | 0.23996 | 1200000 | 3 | 1 | 1 | 0 | 1 | 2 | Lateral Hardening-Fuse-60257226 | 1500Million | Winter Haven | -1 | 3000
Lateral Hardening | Lateral Hardening-Fuse-10548838,1 | 13690 | 3800.5885 | 13981.5406 | 17589.1128 | 114318.1818 | 0.15386 | 0.095265 | 1200000 | 5 | 1 | 0 | 0 | 0 | 1 | Lateral Hardening-Fuse-10548838 | 1500Million | Eastern | -1 | 3000
Lateral Hardening | Lateral Hardening-Fuse-91097112,1 | 13787 | 4420.6339 | 22304.332 | 26428.8046 | 171818.1818 | 0.15382 | 0.14318 | 1200000 | 4 | 1 | 0 | 0 | 0 | 1 | Lateral Hardening-Fuse-91097112 | 1500Million | Plant City | -1 | 3000
Lateral Hardening | Lateral Hardening-Fuse-60278015,1 | 13799 | 1773.8109 | 11034.8348 | 12676.3305 | 82500 | 0.15365 | 0.06875 | 1200000 | 2 | 1 | 0 | 0 | 0 | 1 | Lateral Hardening-Fuse-60278015 | 1500Million | Eastern | -1 | 3000
Lateral Hardening | Lateral Hardening-Fuse-92549646,1 | 13460 | 23098.8721 | 3442.453 | 25369.6525 | 165227.2727 | 0.15354 | 0.13769 | 1200000 | 3 | 1 | 0 | 0 | 0 | 1 | Lateral Hardening-Fuse-92549646 | 1500Million | Eastern | -1 | 3000
Lateral Hardening | Lateral Hardening-Fuse-10479400,1 | 14012 | 2928.8612 | 10375.7516 | 13048.3615 | 85000 | 0.15351 | 0.070833 | 1200000 | 5 | 1 | 0 | 0 | 0 | 1 | Lateral Hardening-Fuse-10479400 | 1500Million | Central | -1 | 3000
Lateral Hardening | Lateral Hardening-Fuse-93329432,1 | 13723 | 0 | 42963.9216 | 42580.0845 | 277727.2727 | 0.15332 | 0.23144 | 1200000 | 9 | 1 | 1 | 0 | 1 | 2 | Lateral Hardening-Fuse-93329432 | 1500Million | Plant City | -1 | 3000
Lateral Hardening | Lateral Hardening-Fuse-91570523,1 | 13044 | 8031.8689 | 5981.8158 | 13553.9302 | 88409.0909 | 0.15331 | 0.073674 | 1200000 | 23 | 1 | 0 | 0 | 0 | 1 | Lateral Hardening-Fuse-91570523 | 1500Million | Central | -1 | 3000
Lateral Hardening | Lateral Hardening-Fuse-93019032,1 | 13813 | 0 | 21512.5141 | 21354.7653 | 139318.1818 | 0.15328 | 0.1161 | 1200000 |  | 1 | 0 | 0 | 0 | 1 | Lateral Hardening-Fuse-93019032 | 1500Million | Dade City | -1 | 3000
Lateral Hardening | Lateral Hardening-Fuse-60295687,1 | 13422 | 18900.6964 | 5956.8779 | 23880.3297 | 155909.0909 | 0.15317 | 0.12992 | 1200000 | 3 | 1 | 0 | 0 | 0 | 1 | Lateral Hardening-Fuse-60295687 | 1500Million | Dade City | -1 | 3000
Lateral Hardening | Lateral Hardening-Fuse-10562373,1 | 13296 | 811.9608 | 9549.8005 | 10269.0937 | 67045.4545 | 0.15317 | 0.055871 | 1200000 | 1 | 1 | 0 | 0 | 0 | 1 | Lateral Hardening-Fuse-10562373 | 1500Million | Winter Haven | -1 | 3000
Lateral Hardening | Lateral Hardening-Fuse-92938549,1 | 13729 | 1302.8505 | 16651.7873 | 17718.1941 | 115681.8182 | 0.15316 | 0.096402 | 1200000 | 2 | 1 | 0 | 0 | 0 | 1 | Lateral Hardening-Fuse-92938549 | 1500Million | Eastern | -1 | 3000
Lateral Hardening | Lateral Hardening-Fuse-10758572,3 | 13004 | 56743.2042 | 21226.8905 | 75015.3055 | 490000 | 0.15309 | 0.51042 | 960000 | 13 | 3 | 0 | 0 | 0 | 3 | Lateral Hardening-Fuse-10758572, Lateral Hardening-Fuse-10758576, Lateral Hardening-Fuse-60035879 | 1500Million | Dade City | -1 | 3000
Lateral Hardening | Lateral Hardening-Fuse-10583660,1 | 13840 | 7005.7059 | 15144.0348 | 21776.6713 | 142272.7273 | 0.15306 | 0.11856 | 1200000 | 7 | 1 | 0 | 0 | 0 | 1 | Lateral Hardening-Fuse-10583660 | 1500Million | Central | -1 | 3000
Lateral Hardening | Lateral Hardening-Fuse-60386939,1 | 13724 | 36618.4647 | 5835.239 | 40700.2329 | 265909.0909 | 0.15306 | 0.22159 | 1200000 | 8 | 1 | 0 | 0 | 0 | 1 | Lateral Hardening-Fuse-60386939 | 1500Million | Plant City | -1 | 3000
Lateral Hardening | Lateral Hardening-Fuse-10000922,1 | 13648 | 11896.9433 | 84345.9601 | 99005.9953 | 647045.4545 | 0.15301 | 0.5392 | 1200000 | 8 | 1 | 0 | 0 | 0 | 1 | Lateral Hardening-Fuse-10000922 | 1500Million | South Hillsborough | -1 | 3000
Lateral Hardening | Lateral Hardening-Fuse-60622397,1 | 13458 | 1816.4259 | 5048.0851 | 7647.9137 | 50000 | 0.15296 | 0.033144 | 1508571.4286 | 4 | 1 | 0 | 0 | 0 | 1 | Lateral Hardening-Fuse-60622397 | 1500Million | Eastern | -1 | 3000
Lateral Hardening | Lateral Hardening-Fuse-10583642,1 | 13840 | 3186.3933 | 45513.0244 | 47889.0748 | 313181.8182 | 0.15291 | 0.26098 | 1200000 | 2 | 1 | 0 | 0 | 0 | 1 | Lateral Hardening-Fuse-10583642 | 1500Million | Central | -1 | 3000
Lateral Hardening | Lateral Hardening-Fuse-10599435,1 | 13473 | 16436.69 | 1453.658 | 17094.251 | 111818.1818 | 0.15288 | 0.093182 | 1200000 | 5 | 1 | 0 | 0 | 0 | 1 | Lateral Hardening-Fuse-10599435 | 1500Million | Winter Haven | -1 | 3000
Lateral Hardening | Lateral Hardening-Fuse-10840130,1 | 14112 | 2347.1801 | 8350.3299 | 10561.3791 | 69090.9091 | 0.15286 | 0.057576 | 1200000 | 3 | 1 | 0 | 0 | 0 | 1 | Lateral Hardening-Fuse-10840130 | 1500Million | Eastern | -1 | 3000
Lateral Hardening | Lateral Hardening-Fuse-10645562,1 | 13148 | 3832.3554 | 29618.7326 | 33060.9014 | 216363.6364 | 0.1528 | 0.1803 | 1200000 | 3 | 1 | 0 | 0 | 0 | 1 | Lateral Hardening-Fuse-10645562 | 1500Million | Plant City | -1 | 3000
Lateral Hardening | Lateral Hardening-Fuse-92154238,1 | 13391 | 4865.7181 | 76736.532 | 79803.3275 | 522500 | 0.15273 | 0.43542 | 1200000 | 3 | 1 | 0 | 0 | 0 | 1 | Lateral Hardening-Fuse-92154238 | 1500Million | Plant City | -1 | 3000
Lateral Hardening | Lateral Hardening-Fuse-10629015,1 | 13146 | 1950.7268 | 5837.0863 | 7633.352 | 50000 | 0.15267 | 0.04053 | 1233644.8598 | 4 | 1 | 0 | 0 | 0 | 1 | Lateral Hardening-Fuse-10629015 | 1500Million | Plant City | -1 | 3000
Lateral Hardening | Lateral Hardening-Fuse-91219554,1 | 13591 | 5063.1052 | 7984.3355 | 12727.4723 | 83409.0909 | 0.15259 | 0.069508 | 1200000 | 9 | 1 | 0 | 0 | 0 | 1 | Lateral Hardening-Fuse-91219554 | 1500Million | Central | -1 | 3000
Lateral Hardening | Lateral Hardening-Fuse-90043934,3 | 13031 | 55810.596 | 35242.016 | 88489.4358 | 580000 | 0.15257 | 0.60417 | 960000 | 4 | 3 | 2 | 0 | 2 | 5 | Lateral Hardening-Fuse-90043934, Lateral Hardening-Fuse-90043897, Lateral Hardening-Fuse-90944548 | 1500Million | Winter Haven | -1 | 3000
Lateral Hardening | Lateral Hardening-Fuse-91927627,1 | 13067 | 8153.0842 | 14692.5466 | 22398.9781 | 146818.1818 | 0.15256 | 0.12235 | 1200000 | 12 | 1 | 0 | 0 | 0 | 1 | Lateral Hardening-Fuse-91927627 | 1500Million | Western | -1 | 3000
Lateral Hardening | Lateral Hardening-Fuse-92601599,1 | 13303 | 8197.5849 | 105612.938 | 111041.5093 | 727954.5455 | 0.15254 | 0.60663 | 1200000 | 5 | 1 | 0 | 0 | 0 | 1 | Lateral Hardening-Fuse-92601599 | 1500Million | South Hillsborough | -1 | 3000
Lateral Hardening | Lateral Hardening-Fuse-91122854,1 | 13984 | 11659.103 | 50070.8319 | 61001.8409 | 400000 | 0.1525 | 0.33333 | 1200000 | 11 | 1 | 0 | 0 | 0 | 1 | Lateral Hardening-Fuse-91122854 | 1500Million | Plant City | -1 | 3000
Lateral Hardening | Lateral Hardening-Fuse-92608969,1 | 13390 | 9792.7919 | 44791.7113 | 53119.2176 | 348409.0909 | 0.15246 | 0.29034 | 1200000 | 6 | 1 | 0 | 0 | 0 | 1 | Lateral Hardening-Fuse-92608969 | 1500Million | Plant City | -1 | 3000
Lateral Hardening | Lateral Hardening-Fuse-92526404,1 | 13984 | 39439.2223 | 15613.6877 | 53010.2498 | 347727.2727 | 0.15245 | 0.28977 | 1200000 | 2 | 1 | 1 | 0 | 1 | 2 | Lateral Hardening-Fuse-92526404 | 1500Million | Plant City | -1 | 3000
Lateral Hardening | Lateral Hardening-Fuse-60172906,1 | 13840 | 19306.5562 | 23685.9511 | 42262.1344 | 277272.7273 | 0.15242 | 0.23106 | 1200000 | 22 | 1 | 1 | 1 | 0 | 2 | Lateral Hardening-Fuse-60172906 | 1500Million | Central | -1 | 3000
Lateral Hardening | Lateral Hardening-Fuse-10643529,1 | 13390 | 5005.9226 | 17073.5326 | 21752.6531 | 142727.2727 | 0.15241 | 0.11894 | 1200000 | 4 | 1 | 0 | 0 | 0 | 1 | Lateral Hardening-Fuse-10643529 | 1500Million | Plant City | -1 | 3000
Lateral Hardening | Lateral Hardening-Fuse-92911089,1 | 13076 | 7306.4083 | 678.0881 | 7619.9746 | 50000 | 0.1524 | 0.036553 | 1367875.6477 | 4 | 1 | 0 | 0 | 0 | 1 | Lateral Hardening-Fuse-92911089 | 1500Million | Western | -1 | 3000
Lateral Hardening | Lateral Hardening-Fuse-92151898,1 | 13198 | 8385.2936 | 8276.2699 | 16275.5226 | 106818.1818 | 0.15237 | 0.089015 | 1200000 | 12 | 1 | 0 | 0 | 0 | 1 | Lateral Hardening-Fuse-92151898 | 1500Million | Western | -1 | 3000
Lateral Hardening | Lateral Hardening-Fuse-10368968,1 | 13097 | 2351.5477 | 16279.4779 | 18415.2242 | 120909.0909 | 0.15231 | 0.10076 | 1200000 | 2 | 1 | 0 | 0 | 0 | 1 | Lateral Hardening-Fuse-10368968 | 1500Million | Central | -1 | 3000
Lateral Hardening | Lateral Hardening-Fuse-91776141,1 | 13188 | 10393.5981 | 22534.7188 | 32394.1304 | 212727.2727 | 0.15228 | 0.17727 | 1200000 | 11 | 1 | 0 | 0 | 0 | 1 | Lateral Hardening-Fuse-91776141 | 1500Million | Central | -1 | 3000
Lateral Hardening | Lateral Hardening-Fuse-10696468,1 | 13961 | 3141.1304 | 32346.3227 | 34848.0704 | 228863.6364 | 0.15227 | 0.19072 | 1200000 | 2 | 1 | 0 | 0 | 0 | 1 | Lateral Hardening-Fuse-10696468 | 1500Million | Plant City | -1 | 3000
Lateral Hardening | Lateral Hardening-Fuse-10536000,1 | 13115 | 26859.9785 | 16344.5715 | 41759.1059 | 274318.1818 | 0.15223 | 0.2286 | 1200000 | 50 | 1 | 1 | 0 | 1 | 2 | Lateral Hardening-Fuse-10536000 | 1500Million | Winter Haven | -1 | 3000
Lateral Hardening | Lateral Hardening-Fuse-90012606,1 | 13330 | 5911.0885 | 19082.1671 | 26843.7054 | 176363.6364 | 0.15221 | 0.14697 | 1200000 | 8 | 1 | 0 | 0 | 0 | 1 | Lateral Hardening-Fuse-90012606 | 1500Million | Dade City | -1 | 3000
Lateral Hardening | Lateral Hardening-Fuse-60021320,1 | 13004 | 4970.6525 | 107819.9343 | 111441.1433 | 732272.7273 | 0.15219 | 0.61023 | 1200000 | 4 | 1 | 0 | 0 | 0 | 1 | Lateral Hardening-Fuse-60021320 | 1500Million | Dade City | -1 | 3000
Lateral Hardening | Lateral Hardening-Fuse-10628934,1 | 13146 | 14056.7286 | 3910.3769 | 17257.0023 | 113409.0909 | 0.15217 | 0.094508 | 1200000 | 2 | 1 | 0 | 0 | 0 | 1 | Lateral Hardening-Fuse-10628934 | 1500Million | Plant City | -1 | 3000
Lateral Hardening | Lateral Hardening-Fuse-60038626,1 | 13039 | 938.51 | 11247.3767 | 12069.3372 | 79318.1818 | 0.15216 | 0.066098 | 1200000 | 1 | 1 | 0 | 0 | 0 | 1 | Lateral Hardening-Fuse-60038626 | 1500Million | Eastern | -1 | 3000
Lateral Hardening | Lateral Hardening-Fuse-92949024,1 | 13194 | 32271.4866 | 7865.197 | 38405.3329 | 252500 | 0.1521 | 0.21042 | 1200000 | 8 | 1 | 0 | 0 | 0 | 1 | Lateral Hardening-Fuse-92949024 | 1500Million | Western | -1 | 3000
Lateral Hardening | Lateral Hardening-Fuse-10000889,13 | 13236 | 25139.7942 | 299583.6659 | 342412.3227 | 2251272.7273 | 0.1521 | 2.3451 | 960000 | 11 | 13 | 0 | 0 | 0 | 13 | Lateral Hardening-Fuse-10000889, Lateral Hardening-Fuse-92298061, Lateral Hardening-Fuse-92614274, Lateral Hardening-Fuse-92613283, Lateral Hardening-Fuse-92613271, Lateral Hardening-Fuse-92613272, Lateral Hardening-Fuse-92613281, Lateral Hardening-Fuse-90172778, Lateral Hardening-Fuse-90172793, Lateral Hardening-Fuse-92612886, Lateral Hardening-Fuse-92613706, Lateral Hardening-Fuse-92614275, Lateral Hardening-Fuse-92614289 | 1500Million | South Hillsborough | -1 | 3000
Lateral Hardening | Lateral Hardening-Fuse-60071032,1 | 13077 | 4740.6558 | 2416.4298 | 7602.2426 | 50000 | 0.15204 | 0.038068 | 1313432.8358 | 16 | 1 | 0 | 0 | 0 | 1 | Lateral Hardening-Fuse-60071032 | 1500Million | Western | -1 | 3000
Lateral Hardening | Lateral Hardening-Fuse-10686197,1 | 13808 | 3967.4279 | 251390.7025 | 283881.648 | 1867727.2727 | 0.15199 | 1.5564 | 1200000 | 3 | 1 | 0 | 0 | 0 | 1 | Lateral Hardening-Fuse-10686197 | 1500Million | Plant City | -1 | 3000
Lateral Hardening | Lateral Hardening-Fuse-10793163,1 | 13659 | 17950.6369 | 34021.0861 | 51193.0131 | 336818.1818 | 0.15199 | 0.28068 | 1200000 | 18 | 1 | 0 | 0 | 0 | 1 | Lateral Hardening-Fuse-10793163 | 1500Million | Winter Haven | -1 | 3000
Lateral Hardening | Lateral Hardening-Fuse-90668780,5 | 14050 | 744965.6276 | 323820.584 | 1139290.9113 | 7501636.3636 | 0.15187 | 7.8142 | 960000 | 3 | 5 | 1 | 0 | 1 | 6 | Lateral Hardening-Fuse-90668780, Lateral Hardening-Fuse-92151627, Lateral Hardening-Fuse-92151881, Lateral Hardening-Fuse-10897229, Lateral Hardening-Fuse-10897197 [ 2029 ] | 1500Million | Plant City | -1 | 3000
Lateral Hardening | Lateral Hardening-Fuse-60104320,1 | 13334 | 11805.6651 | 22336.1154 | 33504.1084 | 220681.8182 | 0.15182 | 0.1839 | 1200000 | 17 | 1 | 0 | 0 | 0 | 1 | Lateral Hardening-Fuse-60104320 | 1500Million | Western | -1 | 3000
Lateral Hardening | Lateral Hardening-Fuse-91031436,1 | 13046 | 11720.1358 | 13312.0803 | 24354.7497 | 160454.5455 | 0.15179 | 0.13371 | 1200000 | 28 | 1 | 0 | 0 | 0 | 1 | Lateral Hardening-Fuse-91031436 | 1500Million | Central | -1 | 3000
Lateral Hardening | Lateral Hardening-Fuse-10876312,1 | 14025 | 1433.6057 | 12481.2787 | 17416.6896 | 114772.7273 | 0.15175 | 0.095644 | 1200000 | 2 | 1 | 0 | 0 | 0 | 1 | Lateral Hardening-Fuse-10876312 | 1500Million | South Hillsborough | -1 | 3000
Lateral Hardening | Lateral Hardening-Fuse-92465937,1 | 13785 | 0 | 22509.1739 | 22342.6917 | 147272.7273 | 0.15171 | 0.12273 | 1200000 | 1 | 1 | 0 | 0 | 0 | 1 | Lateral Hardening-Fuse-92465937 | 1500Million | Plant City | -1 | 3000
Lateral Hardening | Lateral Hardening-Fuse-90773297,1 | 13373 | 9653.9793 | 15750.7871 | 24886.1547 | 164090.9091 | 0.15166 | 0.13674 | 1200000 | 16 | 1 | 0 | 0 | 0 | 1 | Lateral Hardening-Fuse-90773297 | 1500Million | Winter Haven | -1 | 3000
Lateral Hardening | Lateral Hardening-Fuse-90532513,1 | 13839 | 5278.8712 | 5476.5989 | 10477.0621 | 69090.9091 | 0.15164 | 0.057576 | 1200000 | 8 | 1 | 0 | 0 | 0 | 1 | Lateral Hardening-Fuse-90532513 | 1500Million | Central | -1 | 3000
Lateral Hardening | Lateral Hardening-Fuse-91064188,1 | 13449 | 9996.1152 | 8154.9983 | 17676.1642 | 116590.9091 | 0.15161 | 0.097159 | 1200000 | 16 | 1 | 0 | 0 | 0 | 1 | Lateral Hardening-Fuse-91064188 | 1500Million | Western | -1 | 3000
Lateral Hardening | Lateral Hardening-Fuse-60033917,1 | 13134 | 0 | 12147.8896 | 12008.7258 | 79318.1818 | 0.1514 | 0.066098 | 1200000 |  | 1 | 0 | 0 | 0 | 1 | Lateral Hardening-Fuse-60033917 | 1500Million | Eastern | -1 | 3000
Lateral Hardening | Lateral Hardening-Fuse-92015352,1 | 13695 | 14042.4822 | 15724.576 | 32578.9238 | 215227.2727 | 0.15137 | 0.17936 | 1200000 | 23 | 1 | 0 | 0 | 0 | 1 | Lateral Hardening-Fuse-92015352 | 1500Million | Winter Haven | -1 | 3000
Lateral Hardening | Lateral Hardening-Fuse-10310480,1 | 13864 | 0 | 35462.4606 | 35294.9784 | 233181.8182 | 0.15136 | 0.19432 | 1200000 | 6 | 1 | 0 | 0 | 0 | 1 | Lateral Hardening-Fuse-10310480 | 1500Million | Western | -1 | 3000
Lateral Hardening | Lateral Hardening-Fuse-10095472,1 | 13786 | 1567.9736 | 16089.8161 | 17575.6179 | 116136.3636 | 0.15134 | 0.09678 | 1200000 | 1 | 1 | 0 | 0 | 0 | 1 | Lateral Hardening-Fuse-10095472 | 1500Million | Plant City | -1 | 3000
Lateral Hardening | Lateral Hardening-Fuse-91473225,1 | 13087 | 0 | 21433.5393 | 21837.7919 | 144318.1818 | 0.15132 | 0.12027 | 1200000 |  | 1 | 0 | 0 | 0 | 1 | Lateral Hardening-Fuse-91473225 | 1500Million | Eastern | -1 | 3000
Lateral Hardening | Lateral Hardening-Fuse-60059277,1 | 13205 | 6017.8904 | 10306.2671 | 17915.4613 | 118409.0909 | 0.1513 | 0.098674 | 1200000 | 18 | 1 | 0 | 0 | 0 | 1 | Lateral Hardening-Fuse-60059277 | 1500Million | Central | -1 | 3000
Lateral Hardening | Lateral Hardening-Fuse-91641395,1 | 13621 | 1038.8185 | 6633.7313 | 7559.3984 | 50000 | 0.15119 | 0.032197 | 1552941.1765 | 2 | 1 | 0 | 0 | 0 | 1 | Lateral Hardening-Fuse-91641395 | 1500Million | Western | -1 | 3000
Lateral Hardening | Lateral Hardening-Fuse-93130386,1 | 13786 | 2809.9592 | 20236.7102 | 22677.5731 | 150000 | 0.15118 | 0.125 | 1200000 | 2 | 1 | 0 | 0 | 0 | 1 | Lateral Hardening-Fuse-93130386 | 1500Million | Plant City | -1 | 3000
Lateral Hardening | Lateral Hardening-Fuse-92166031,1 | 13198 | 3429.0223 | 4330.6962 | 7558.3222 | 50000 | 0.15117 | 0.03125 | 1600000 | 9 | 1 | 0 | 0 | 0 | 1 | Lateral Hardening-Fuse-92166031 | 1500Million | Western | -1 | 3000
Lateral Hardening | Lateral Hardening-Fuse-90393956,1 | 13147 | 13032.5046 | 16789.8034 | 29230.3118 | 193409.0909 | 0.15113 | 0.16117 | 1200000 | 16 | 1 | 0 | 0 | 0 | 1 | Lateral Hardening-Fuse-90393956 | 1500Million | Plant City | -1 | 3000
Lateral Hardening | Lateral Hardening-Fuse-10388515,1 | 13466 | 6245.5582 | 6524.2099 | 12399.2052 | 82045.4545 | 0.15113 | 0.068371 | 1200000 | 13 | 1 | 0 | 0 | 0 | 1 | Lateral Hardening-Fuse-10388515 | 1500Million | Central | -1 | 3000
Lateral Hardening | Lateral Hardening-Fuse-92394992,1 | 13019 | 6795.3938 | 7756.2563 | 14218.7822 | 94090.9091 | 0.15112 | 0.078409 | 1200000 | 10 | 1 | 0 | 0 | 0 | 1 | Lateral Hardening-Fuse-92394992 | 1500Million | South Hillsborough | -1 | 3000
Lateral Hardening | Lateral Hardening-Fuse-10635146,1 | 13242 | 7558.376 | 19671.9722 | 26754.5714 | 177045.4545 | 0.15112 | 0.14754 | 1200000 | 6 | 1 | 0 | 0 | 0 | 1 | Lateral Hardening-Fuse-10635146 | 1500Million | Plant City | -1 | 3000
Lateral Hardening | Lateral Hardening-Fuse-60463701,1 | 13805 | 2962.919 | 30089.3804 | 33958.1287 | 224772.7273 | 0.15108 | 0.18731 | 1200000 | 2 | 1 | 0 | 0 | 0 | 1 | Lateral Hardening-Fuse-60463701 | 1500Million | Plant City | -1 | 3000
Lateral Hardening | Lateral Hardening-Fuse-60129604,1 | 13946 | 14738.9445 | 903.3681 | 14935.1922 | 98863.6364 | 0.15107 | 0.082386 | 1200000 | 6 | 1 | 0 | 0 | 0 | 1 | Lateral Hardening-Fuse-60129604 | 1500Million | Central | -1 | 3000
Lateral Hardening | Lateral Hardening-Fuse-91247297,1 | 13679 | 3594.3933 | 16834.1297 | 20200.7719 | 133863.6364 | 0.15091 | 0.11155 | 1200000 | 3 | 1 | 0 | 0 | 0 | 1 | Lateral Hardening-Fuse-91247297 | 1500Million | Western | -1 | 3000
Lateral Hardening | Lateral Hardening-Fuse-60077871,1 | 13153 | 10835.1467 | 27870.6957 | 37886.6955 | 251136.3636 | 0.15086 | 0.20928 | 1200000 | 23 | 1 | 0 | 0 | 0 | 1 | Lateral Hardening-Fuse-60077871 | 1500Million | Winter Haven | -1 | 3000
Lateral Hardening | Lateral Hardening-Fuse-60027615,1 | 13094 | 7517.2669 | 384.7417 | 7540.0775 | 50000 | 0.1508 | 0.026136 | 1913043.4783 | 8 | 1 | 0 | 0 | 0 | 1 | Lateral Hardening-Fuse-60027615 | 1500Million | Central | -1 | 3000
Lateral Hardening | Lateral Hardening-Fuse-92633835,1 | 13331 | 6657.8902 | 1213.3387 | 7534.9445 | 50000 | 0.1507 | 0.038636 | 1294117.6471 | 2 | 1 | 0 | 0 | 0 | 1 | Lateral Hardening-Fuse-92633835 | 1500Million | Dade City | -1 | 3000
Lateral Hardening | Lateral Hardening-Fuse-10714671,1 | 13019 | 7637.6369 | 263.0752 | 7522.8502 | 50000 | 0.15046 | 0.028977 | 1725490.1961 | 14 | 1 | 0 | 0 | 0 | 1 | Lateral Hardening-Fuse-10714671 | 1500Million | South Hillsborough | -1 | 3000
Lateral Hardening | Lateral Hardening-Fuse-91644887,1 | 13808 | 5139.9792 | 30567.2733 | 35287.8813 | 234545.4545 | 0.15045 | 0.19545 | 1200000 | 4 | 1 | 0 | 0 | 0 | 1 | Lateral Hardening-Fuse-91644887 | 1500Million | Plant City | -1 | 3000
Lateral Hardening | Lateral Hardening-Fuse-91295320,1 | 13327 | 0 | 59383.2609 | 59183.6341 | 393409.0909 | 0.15044 | 0.32784 | 1200000 | 4 | 1 | 0 | 0 | 0 | 1 | Lateral Hardening-Fuse-91295320 | 1500Million | Eastern | -1 | 3000
Lateral Hardening | Lateral Hardening-Fuse-92529667,1 | 13210 | 2545.4799 | 14350.2816 | 16716.2421 | 111136.3636 | 0.15041 | 0.092614 | 1200000 | 3 | 1 | 0 | 0 | 0 | 1 | Lateral Hardening-Fuse-92529667 | 1500Million | Western | -1 | 3000
Lateral Hardening | Lateral Hardening-Fuse-92199635,1 | 13722 | 4590.0757 | 15080.5473 | 19277.5725 | 128181.8182 | 0.15039 | 0.10682 | 1200000 | 10 | 1 | 0 | 0 | 0 | 1 | Lateral Hardening-Fuse-92199635 | 1500Million | Plant City | -1 | 3000
Lateral Hardening | Lateral Hardening-Fuse-10368938,1 | 13097 | 0 | 82832.2274 | 80685.4227 | 536590.9091 | 0.15037 | 0.44716 | 1200000 |  | 1 | 0 | 0 | 0 | 1 | Lateral Hardening-Fuse-10368938 | 1500Million | Central | -1 | 3000
Lateral Hardening | Lateral Hardening-Fuse-92847844,1 | 13011 | 30254.2798 | 31914.0452 | 61024.3727 | 406136.3636 | 0.15026 | 0.33845 | 1200000 | 35 | 1 | 0 | 0 | 0 | 1 | Lateral Hardening-Fuse-92847844 | 1500Million | Plant City | -1 | 3000
Lateral Hardening | Lateral Hardening-Fuse-92614370,1 | 13303 | 0 | 47597.664 | 47429.2517 | 315909.0909 | 0.15014 | 0.26326 | 1200000 |  | 1 | 0 | 0 | 0 | 1 | Lateral Hardening-Fuse-92614370 | 1500Million | South Hillsborough | -1 | 3000
Lateral Hardening | Lateral Hardening-Fuse-10595483,1 | 13698 | 12650.8919 | 20266.4307 | 43039.2651 | 286818.1818 | 0.15006 | 0.23902 | 1200000 | 23 | 1 | 0 | 0 | 0 | 1 | Lateral Hardening-Fuse-10595483 | 1500Million | Winter Haven | -1 | 3000
Lateral Hardening | Lateral Hardening-Fuse-91788413,1 | 13330 | 1565.7988 | 18493.2684 | 21274.3752 | 141818.1818 | 0.15001 | 0.11818 | 1200000 | 2 | 1 | 0 | 0 | 0 | 1 | Lateral Hardening-Fuse-91788413 | 1500Million | Dade City | -1 | 3000
Lateral Hardening | Lateral Hardening-Fuse-92940572,1 | 13006 | 584.6174 | 7742.7218 | 8213.8769 | 54772.7273 | 0.14996 | 0.045644 | 1200000 | 1 | 1 | 0 | 0 | 0 | 1 | Lateral Hardening-Fuse-92940572 | 1500Million | Dade City | -1 | 3000
Lateral Hardening | Lateral Hardening-Fuse-92314028,1 | 13020 | 9662.5426 | 12748.6516 | 22010.1888 | 147045.4545 | 0.14968 | 0.12254 | 1200000 | 9 | 1 | 0 | 0 | 0 | 1 | Lateral Hardening-Fuse-92314028 | 1500Million | South Hillsborough | -1 | 3000
Lateral Hardening | Lateral Hardening-Fuse-92634723,1 | 13331 | 0 | 7570.2053 | 7483.4825 | 50000 | 0.14967 | 0.034848 | 1434782.6087 | 4 | 1 | 0 | 0 | 0 | 1 | Lateral Hardening-Fuse-92634723 | 1500Million | Dade City | -1 | 3000
Lateral Hardening | Lateral Hardening-Fuse-90846191,2 | 13148 | 0 | 61272.3973 | 60072.8323 | 401454.5455 | 0.14964 | 0.41818 | 960000 |  | 2 | 0 | 0 | 0 | 2 | Lateral Hardening-Fuse-90846191, Lateral Hardening-Fuse-10645535 | 1500Million | Plant City | -1 | 3000
Lateral Hardening | Lateral Hardening-Fuse-10754754,1 | 14306 | 9738.2878 | 6872.4655 | 16153.2026 | 107954.5455 | 0.14963 | 0.089962 | 1200000 | 13 | 1 | 0 | 0 | 0 | 1 | Lateral Hardening-Fuse-10754754 | 1500Million | Dade City | -1 | 3000
Lateral Hardening | Lateral Hardening-Fuse-92166023,1 | 13198 | 2975.5266 | 4692.299 | 7479.784 | 50000 | 0.1496 | 0.0375 | 1333333.3333 | 9 | 1 | 0 | 0 | 0 | 1 | Lateral Hardening-Fuse-92166023 | 1500Million | Western | -1 | 3000
Lateral Hardening | Lateral Hardening-Fuse-92988570,1 | 14025 | 832.0854 | 10185.8758 | 10946.1201 | 73181.8182 | 0.14957 | 0.060985 | 1200000 | 1 | 1 | 0 | 0 | 0 | 1 | Lateral Hardening-Fuse-92988570 | 1500Million | South Hillsborough | -1 | 3000
Lateral Hardening | Lateral Hardening-Fuse-92494424,1 | 13003 | 6460.7697 | 39627.304 | 45544.6904 | 304545.4545 | 0.14955 | 0.25379 | 1200000 | 6 | 1 | 0 | 0 | 0 | 1 | Lateral Hardening-Fuse-92494424 | 1500Million | South Hillsborough | -1 | 3000
Lateral Hardening | Lateral Hardening-Fuse-92636863,1 | 13391 | 9477.7478 | 33829.7331 | 42709.8993 | 285681.8182 | 0.1495 | 0.23807 | 1200000 | 8 | 1 | 0 | 0 | 0 | 1 | Lateral Hardening-Fuse-92636863 | 1500Million | Plant City | -1 | 3000
Lateral Hardening | Lateral Hardening-Fuse-93235977,1 | 13696 | 3126.0367 | 5948.8534 | 8866.7895 | 59318.1818 | 0.14948 | 0.049432 | 1200000 | 9 | 1 | 0 | 0 | 0 | 1 | Lateral Hardening-Fuse-93235977 | 1500Million | Winter Haven | -1 | 3000
Lateral Hardening | Lateral Hardening-Fuse-60360492,1 | 13968 | 10886.9476 | 21912.5871 | 32239.0985 | 215681.8182 | 0.14948 | 0.17973 | 1200000 | 12 | 1 | 0 | 0 | 0 | 1 | Lateral Hardening-Fuse-60360492 | 1500Million | Winter Haven | -1 | 3000
Lateral Hardening | Lateral Hardening-Fuse-92680599,1 | 13805 | 567.7567 | 7519.4166 | 7976.9832 | 53409.0909 | 0.14936 | 0.044508 | 1200000 | 1 | 1 | 0 | 0 | 0 | 1 | Lateral Hardening-Fuse-92680599 | 1500Million | Plant City | -1 | 3000
Lateral Hardening | Lateral Hardening-Fuse-60176171,1 | 13292 | 8991.9435 | 15948.0828 | 24502.6901 | 164090.9091 | 0.14932 | 0.13674 | 1200000 | 11 | 1 | 0 | 0 | 0 | 1 | Lateral Hardening-Fuse-60176171 | 1500Million | Winter Haven | -1 | 3000
Lateral Hardening | Lateral Hardening-Fuse-92677344,1 | 13805 | 1729.2907 | 12894.1825 | 14417.5001 | 96590.9091 | 0.14926 | 0.080492 | 1200000 | 3 | 1 | 0 | 0 | 0 | 1 | Lateral Hardening-Fuse-92677344 | 1500Million | Plant City | -1 | 3000
Lateral Hardening | Lateral Hardening-Fuse-10391672,1 | 13546 | 0 | 21398.5475 | 28156.4434 | 188636.3636 | 0.14926 | 0.1572 | 1200000 | 3 | 1 | 0 | 0 | 0 | 1 | Lateral Hardening-Fuse-10391672 | 1500Million | Central | -1 | 3000
Lateral Hardening | Lateral Hardening-Fuse-93119101,1 | 13686 | 6139.15 | 21878.4058 | 27564.3934 | 184772.7273 | 0.14918 | 0.15398 | 1200000 | 5 | 1 | 0 | 0 | 0 | 1 | Lateral Hardening-Fuse-93119101 | 1500Million | Eastern | -1 | 3000
Lateral Hardening | Lateral Hardening-Fuse-60176172,1 | 13292 | 4280.7458 | 7897.3185 | 11894.7942 | 79772.7273 | 0.14911 | 0.066477 | 1200000 | 8 | 1 | 0 | 0 | 0 | 1 | Lateral Hardening-Fuse-60176172 | 1500Million | Winter Haven | -1 | 3000
Lateral Hardening | Lateral Hardening-Fuse-10714663,1 | 13019 | 0 | 7575.9901 | 7489.201 | 50227.2727 | 0.14911 | 0.041856 | 1200000 | 2 | 1 | 0 | 0 | 0 | 1 | Lateral Hardening-Fuse-10714663 | 1500Million | South Hillsborough | -1 | 3000
Lateral Hardening | Lateral Hardening-Fuse-10462556,1 | 13798 | 1313.4603 | 39157.809 | 41505.6531 | 278636.3636 | 0.14896 | 0.2322 | 1200000 | 1 | 1 | 0 | 0 | 0 | 1 | Lateral Hardening-Fuse-10462556 | 1500Million | Eastern | -1 | 3000
Lateral Hardening | Lateral Hardening-Fuse-10271856,1 | 13677 | 5353.2432 | 55707.5345 | 60415.7756 | 405681.8182 | 0.14892 | 0.33807 | 1200000 | 5 | 1 | 0 | 0 | 0 | 1 | Lateral Hardening-Fuse-10271856 | 1500Million | Western | -1 | 3000
Lateral Hardening | Lateral Hardening-Fuse-10165825,1 | 13072 | 5597.0165 | 9501.3035 | 14746.7194 | 99090.9091 | 0.14882 | 0.082576 | 1200000 | 11 | 1 | 0 | 0 | 0 | 1 | Lateral Hardening-Fuse-10165825 | 1500Million | Western | -1 | 3000
Lateral Hardening | Lateral Hardening-Fuse-93016027,1 | 13840 | 0 | 14804.7474 | 14676.345 | 98636.3636 | 0.14879 | 0.082197 | 1200000 |  | 1 | 0 | 0 | 0 | 1 | Lateral Hardening-Fuse-93016027 | 1500Million | Central | -1 | 3000
Lateral Hardening | Lateral Hardening-Fuse-10388518,1 | 13466 | 25532.1952 | 39116.211 | 63431.4297 | 426590.9091 | 0.14869 | 0.35549 | 1200000 | 39 | 1 | 0 | 0 | 0 | 1 | Lateral Hardening-Fuse-10388518 | 1500Million | Central | -1 | 3000
Lateral Hardening | Lateral Hardening-Fuse-92638076,1 | 13502 | 0 | 30053.5279 | 29565.4081 | 198863.6364 | 0.14867 | 0.16572 | 1200000 | 3 | 1 | 0 | 0 | 0 | 1 | Lateral Hardening-Fuse-92638076 | 1500Million | Eastern | -1 | 3000
Lateral Hardening | Lateral Hardening-Fuse-92701844,1 | 13299 | 2077.4505 | 25682.9045 | 27637.8163 | 185909.0909 | 0.14866 | 0.15492 | 1200000 | 2 | 1 | 1 | 1 | 0 | 2 | Lateral Hardening-Fuse-92701844 | 1500Million | Winter Haven | -1 | 3000
Lateral Hardening | Lateral Hardening-Fuse-10411577,1 | 13633 | 7734.758 | 75.0885 | 7431.5884 | 50000 | 0.14863 | 0.039583 | 1263157.8947 | 3 | 1 | 0 | 0 | 0 | 1 | Lateral Hardening-Fuse-10411577 | 1500Million | Central | -1 | 3000
Lateral Hardening | Lateral Hardening-Fuse-92348055,1 | 13183 | 7108.447 | 25735.5636 | 32456.6112 | 218409.0909 | 0.1486 | 0.18201 | 1200000 | 8 | 1 | 0 | 0 | 0 | 1 | Lateral Hardening-Fuse-92348055 | 1500Million | Central | -1 | 3000
Lateral Hardening | Lateral Hardening-Fuse-92095330,1 | 13030 | 5932.8568 | 26859.0573 | 32382.5786 | 217954.5455 | 0.14857 | 0.18163 | 1200000 | 6 | 1 | 0 | 0 | 0 | 1 | Lateral Hardening-Fuse-92095330 | 1500Million | Winter Haven | -1 | 3000
Lateral Hardening | Lateral Hardening-Fuse-92035853,1 | 13442 | 0 | 104179.6418 | 108119.4872 | 727727.2727 | 0.14857 | 0.60644 | 1200000 | 1 | 1 | 0 | 0 | 0 | 1 | Lateral Hardening-Fuse-92035853 | 1500Million | Winter Haven | -1 | 3000
Lateral Hardening | Lateral Hardening-Fuse-10141689,1 | 13122 | 0 | 18031.9171 | 17825.3471 | 120000 | 0.14854 | 0.1 | 1200000 | 1 | 1 | 1 | 0 | 1 | 2 | Lateral Hardening-Fuse-10141689 | 1500Million | Plant City | -1 | 3000
Lateral Hardening | Lateral Hardening-Fuse-10827122,1 | 13769 | 18964.9703 | 135662.1406 | 151143.8268 | 1017954.5455 | 0.14848 | 0.8483 | 1200000 | 13 | 1 | 1 | 0 | 1 | 2 | Lateral Hardening-Fuse-10827122 | 1500Million | Winter Haven | -1 | 3000
Lateral Hardening | Lateral Hardening-Fuse-91783945,1 | 13129 | 2191.0147 | 5976.8793 | 7996.7239 | 53863.6364 | 0.14846 | 0.044886 | 1200000 | 6 | 1 | 0 | 0 | 0 | 1 | Lateral Hardening-Fuse-91783945 | 1500Million | Eastern | -1 | 3000
Lateral Hardening | Lateral Hardening-Fuse-10556581,1 | 13298 | 1712.0511 | 11813.5844 | 14129.1926 | 95227.2727 | 0.14837 | 0.079356 | 1200000 | 2 | 1 | 0 | 0 | 0 | 1 | Lateral Hardening-Fuse-10556581 | 1500Million | Winter Haven | -1 | 3000
Lateral Hardening | Lateral Hardening-Fuse-93041478,1 | 13813 | 2272.7488 | 18285.8115 | 20393.6113 | 137500 | 0.14832 | 0.11458 | 1200000 | 2 | 1 | 0 | 0 | 0 | 1 | Lateral Hardening-Fuse-93041478 | 1500Million | Dade City | -1 | 3000
Lateral Hardening | Lateral Hardening-Fuse-91871977,1 | 13695 | 12753.2456 | 12833.7912 | 25071.9011 | 169090.9091 | 0.14827 | 0.14091 | 1200000 | 16 | 1 | 0 | 0 | 0 | 1 | Lateral Hardening-Fuse-91871977 | 1500Million | Winter Haven | -1 | 3000
Lateral Hardening | Lateral Hardening-Fuse-10761278,1 | 13422 | 2149.9135 | 17426.4626 | 19983.1459 | 134772.7273 | 0.14827 | 0.11231 | 1200000 | 2 | 1 | 0 | 0 | 0 | 1 | Lateral Hardening-Fuse-10761278 | 1500Million | Dade City | -1 | 3000
Lateral Hardening | Lateral Hardening-Fuse-90393848,1 | 13147 | 6463.8939 | 4154.8786 | 13175.7615 | 88863.6364 | 0.14827 | 0.074053 | 1200000 | 12 | 1 | 0 | 0 | 0 | 1 | Lateral Hardening-Fuse-90393848 | 1500Million | Plant City | -1 | 3000
Lateral Hardening | Lateral Hardening-Fuse-91002011,1 | 13786 | 17555.2978 | 7494.9744 | 24123.6677 | 162727.2727 | 0.14825 | 0.13561 | 1200000 | 2 | 1 | 0 | 0 | 0 | 1 | Lateral Hardening-Fuse-91002011 | 1500Million | Plant City | -1 | 3000
Lateral Hardening | Lateral Hardening-Fuse-10714683,1 | 13019 | 7973.079 | 57491.4463 | 64738.1753 | 437045.4545 | 0.14813 | 0.3642 | 1200000 | 7 | 1 | 0 | 0 | 0 | 1 | Lateral Hardening-Fuse-10714683 | 1500Million | South Hillsborough | -1 | 3000
Lateral Hardening | Lateral Hardening-Fuse-10255336,1 | 13586 | 740.8898 | 16293.2123 | 16862.3615 | 113863.6364 | 0.14809 | 0.094886 | 1200000 | 1 | 1 | 0 | 0 | 0 | 1 | Lateral Hardening-Fuse-10255336 | 1500Million | Western | -1 | 3000
Lateral Hardening | Lateral Hardening-Fuse-60014474,1 | 13655 | 7192.5942 | 11846.7391 | 18636.9383 | 125909.0909 | 0.14802 | 0.10492 | 1200000 | 9 | 1 | 0 | 0 | 0 | 1 | Lateral Hardening-Fuse-60014474 | 1500Million | Plant City | -1 | 3000
Lateral Hardening | Lateral Hardening-Fuse-90027581,1 | 14275 | 1469.0376 | 14429.456 | 16685.6348 | 112727.2727 | 0.14802 | 0.093939 | 1200000 | 2 | 1 | 0 | 0 | 0 | 1 | Lateral Hardening-Fuse-90027581 | 1500Million | Western | -1 | 3000
Lateral Hardening | Lateral Hardening-Fuse-92685019,1 | 13391 | 4241.7127 | 12732.1539 | 16684.5309 | 112727.2727 | 0.14801 | 0.093939 | 1200000 | 4 | 1 | 0 | 0 | 0 | 1 | Lateral Hardening-Fuse-92685019 | 1500Million | Plant City | -1 | 3000
Lateral Hardening | Lateral Hardening-Fuse-10167777,1 | 13206 | 5304.1064 | 5152.6652 | 10158.1008 | 68636.3636 | 0.148 | 0.057197 | 1200000 | 12 | 1 | 0 | 0 | 0 | 1 | Lateral Hardening-Fuse-10167777 | 1500Million | Western | -1 | 3000
Lateral Hardening | Lateral Hardening-Fuse-92605368,1 | 13390 | 1419.49 | 11615.0132 | 12848.4751 | 86818.1818 | 0.14799 | 0.072348 | 1200000 | 2 | 1 | 0 | 0 | 0 | 1 | Lateral Hardening-Fuse-92605368 | 1500Million | Plant City | -1 | 3000
Lateral Hardening | Lateral Hardening-Fuse-90291455,1 | 13679 | 578.4359 | 6920.2039 | 7397.2727 | 50000 | 0.14795 | 0.040909 | 1222222.2222 | 1 | 1 | 0 | 0 | 0 | 1 | Lateral Hardening-Fuse-90291455 | 1500Million | Western | -1 | 3000
Lateral Hardening | Lateral Hardening-Fuse-92879708,1 | 14025 | 29771.4572 | 7762.7304 | 35972.205 | 243181.8182 | 0.14792 | 0.20265 | 1200000 | 3 | 1 | 0 | 0 | 0 | 1 | Lateral Hardening-Fuse-92879708 | 1500Million | South Hillsborough | -1 | 3000
Lateral Hardening | Lateral Hardening-Fuse-91741181,1 | 14012 | 1669.1717 | 24832.5764 | 26364.1014 | 178409.0909 | 0.14777 | 0.14867 | 1200000 | 2 | 1 | 0 | 0 | 0 | 1 | Lateral Hardening-Fuse-91741181 | 1500Million | Central | -1 | 3000
Lateral Hardening | Lateral Hardening-Fuse-10686274,1 | 13808 | 4885.4194 | 16837.0078 | 21424.1332 | 145000 | 0.14775 | 0.12083 | 1200000 | 4 | 1 | 0 | 0 | 0 | 1 | Lateral Hardening-Fuse-10686274 | 1500Million | Plant City | -1 | 3000
Lateral Hardening | Lateral Hardening-Fuse-92017617,1 | 13460 | 4900.8096 | 17576.9545 | 22161.0937 | 150000 | 0.14774 | 0.125 | 1200000 | 6 | 1 | 0 | 0 | 0 | 1 | Lateral Hardening-Fuse-92017617 | 1500Million | Eastern | -1 | 3000
Lateral Hardening | Lateral Hardening-Fuse-92309542,1 | 13045 | 5393.3051 | 8198.0316 | 13260.7067 | 89772.7273 | 0.14771 | 0.074811 | 1200000 | 10 | 1 | 0 | 0 | 0 | 1 | Lateral Hardening-Fuse-92309542 | 1500Million | Central | -1 | 3000
Lateral Hardening | Lateral Hardening-Fuse-91199449,1 | 13591 | 11943.1983 | 14625.4547 | 28230.0096 | 191136.3636 | 0.1477 | 0.15928 | 1200000 | 17 | 1 | 0 | 0 | 0 | 1 | Lateral Hardening-Fuse-91199449 | 1500Million | Central | -1 | 3000
Lateral Hardening | Lateral Hardening-Fuse-10526063,1 | 14023 | 2134.724 | 13990.3331 | 15977.0877 | 108181.8182 | 0.14769 | 0.090152 | 1200000 | 3 | 1 | 0 | 0 | 0 | 1 | Lateral Hardening-Fuse-10526063 | 1500Million | South Hillsborough | -1 | 3000
Lateral Hardening | Lateral Hardening-Fuse-90928596,2 | 13223 | 0 | 70423.5677 | 79910.2706 | 541090.9091 | 0.14768 | 0.56364 | 960000 | 38 | 2 | 0 | 0 | 0 | 2 | Lateral Hardening-Fuse-90928596, Lateral Hardening-Fuse-91208893 | 1500Million | Central | -1 | 3000
Lateral Hardening | Lateral Hardening-Fuse-10628962,1 | 13787 | 30532.6157 | 92790.2195 | 129363.8523 | 876136.3636 | 0.14765 | 0.73011 | 1200000 | 25 | 1 | 0 | 0 | 0 | 1 | Lateral Hardening-Fuse-10628962 | 1500Million | Plant City | -1 | 3000
Lateral Hardening | Lateral Hardening-Fuse-10761272,1 | 13330 | 3062.4831 | 26484.3873 | 30957.9711 | 209772.7273 | 0.14758 | 0.17481 | 1200000 | 3 | 1 | 0 | 0 | 0 | 1 | Lateral Hardening-Fuse-10761272 | 1500Million | Dade City | -1 | 3000
Lateral Hardening | Lateral Hardening-Fuse-10590645,1 | 13127 | 2991.1015 | 19181.473 | 21998.2621 | 149090.9091 | 0.14755 | 0.12424 | 1200000 | 3 | 1 | 0 | 0 | 0 | 1 | Lateral Hardening-Fuse-10590645 | 1500Million | Eastern | -1 | 3000
Lateral Hardening | Lateral Hardening-Fuse-93423811,1 | 13840 | 5443.3198 | 2202.1724 | 7373.0536 | 50000 | 0.14746 | 0.040152 | 1245283.0189 | 21 | 1 | 0 | 0 | 0 | 1 | Lateral Hardening-Fuse-93423811 | 1500Million | Central | -1 | 3000
Lateral Hardening | Lateral Hardening-Fuse-10605137,1 | 13924 | 10730.3662 | 17012.9437 | 27079.201 | 183636.3636 | 0.14746 | 0.15303 | 1200000 | 18 | 1 | 0 | 0 | 0 | 1 | Lateral Hardening-Fuse-10605137 | 1500Million | Winter Haven | -1 | 3000
Lateral Hardening | Lateral Hardening-Fuse-60002342,1 | 13024 | 8287.6872 | 9894.0751 | 17726.254 | 120227.2727 | 0.14744 | 0.10019 | 1200000 | 14 | 1 | 0 | 0 | 0 | 1 | Lateral Hardening-Fuse-60002342 | 1500Million | Central | -1 | 3000
Lateral Hardening | Lateral Hardening-Fuse-90290038,6 | 13815 | 117418.8504 | 52772.7422 | 166494.1496 | 1129272.7273 | 0.14743 | 1.1763 | 960000 | 12 | 6 | 1 | 0 | 1 | 7 | Lateral Hardening-Fuse-90290038, Lateral Hardening-Fuse-90290042, Lateral Hardening-Fuse-92380133, Lateral Hardening-Fuse-10762923, Lateral Hardening-Fuse-10762861, Lateral Hardening-Fuse-10762925 | 1500Million | Dade City | -1 | 3000
Lateral Hardening | Lateral Hardening-Fuse-10793119,1 | 13659 | 3788.1422 | 4727.591 | 8303.8629 | 56363.6364 | 0.14733 | 0.04697 | 1200000 | 6 | 1 | 0 | 0 | 0 | 1 | Lateral Hardening-Fuse-10793119 | 1500Million | Winter Haven | -1 | 3000
Lateral Hardening | Lateral Hardening-Fuse-91036567,1 | 13492 | 1532.8774 | 3983.0394 | 8469.0204 | 57500 | 0.14729 | 0.047917 | 1200000 | 6 | 1 | 0 | 0 | 0 | 1 | Lateral Hardening-Fuse-91036567 | 1500Million | Western | -1 | 3000
Lateral Hardening | Lateral Hardening-Fuse-90861238,1 | 13796 | 2052.7801 | 5645.7381 | 7999.5451 | 54318.1818 | 0.14727 | 0.045265 | 1200000 | 4 | 1 | 0 | 0 | 0 | 1 | Lateral Hardening-Fuse-90861238 | 1500Million | Eastern | -1 | 3000
Lateral Hardening | Lateral Hardening-Fuse-91782013,1 | 13098 | 1099.0721 | 11666.3453 | 12682.9967 | 86136.3636 | 0.14724 | 0.07178 | 1200000 | 1 | 1 | 0 | 0 | 0 | 1 | Lateral Hardening-Fuse-91782013 | 1500Million | Central | -1 | 3000
Lateral Hardening | Lateral Hardening-Fuse-91732005,1 | 13826 | 6453.5373 | 10978.3212 | 17093.0126 | 116136.3636 | 0.14718 | 0.09678 | 1200000 | 7 | 1 | 0 | 0 | 0 | 1 | Lateral Hardening-Fuse-91732005 | 1500Million | Central | -1 | 3000
Lateral Hardening | Lateral Hardening-Fuse-60402783,1 | 13213 | 0 | 50132.8692 | 53848.0998 | 365909.0909 | 0.14716 | 0.30492 | 1200000 | 4 | 1 | 0 | 0 | 0 | 1 | Lateral Hardening-Fuse-60402783 | 1500Million | Eastern | -1 | 3000
Lateral Hardening | Lateral Hardening-Fuse-10829442,1 | 13687 | 5180.2914 | 28180.0471 | 32908.9894 | 223636.3636 | 0.14715 | 0.18636 | 1200000 | 4 | 1 | 0 | 0 | 0 | 1 | Lateral Hardening-Fuse-10829442 | 1500Million | Eastern | -1 | 3000
Lateral Hardening | Lateral Hardening-Fuse-10640121,1 | 13795 | 4946.685 | 14942.4258 | 19548.696 | 132954.5455 | 0.14703 | 0.1108 | 1200000 | 4 | 1 | 0 | 0 | 0 | 1 | Lateral Hardening-Fuse-10640121 | 1500Million | Eastern | -1 | 3000
Lateral Hardening | Lateral Hardening-Fuse-92441043,5 | 13813 | 80182.6292 | 36687.7635 | 112570.6757 | 766000 | 0.14696 | 0.79792 | 960000 | 12 | 5 | 0 | 0 | 0 | 5 | Lateral Hardening-Fuse-92441043, Lateral Hardening-Fuse-93044544, Lateral Hardening-Fuse-90294916, Lateral Hardening-Fuse-93044624, Lateral Hardening-Fuse-93044632 | 1500Million | Dade City | -1 | 3000
Lateral Hardening | Lateral Hardening-Fuse-10758567,1 | 13422 | 6514.4193 | 19996.2864 | 30142.1457 | 205227.2727 | 0.14687 | 0.17102 | 1200000 | 8 | 1 | 0 | 0 | 0 | 1 | Lateral Hardening-Fuse-10758567 | 1500Million | Dade City | -1 | 3000
Lateral Hardening | Lateral Hardening-Fuse-60107288,1 | 13737 | 17550.9013 | 2347.8003 | 19045.9796 | 129772.7273 | 0.14676 | 0.10814 | 1200000 | 24 | 1 | 0 | 0 | 0 | 1 | Lateral Hardening-Fuse-60107288 | 1500Million | Western | -1 | 3000
Lateral Hardening | Lateral Hardening-Fuse-10165805,2 | 13072 | 5744.1899 | 14018.8721 | 20714.8318 | 141272.7273 | 0.14663 | 0.14716 | 960000 | 7 | 2 | 2 | 0 | 2 | 4 | Lateral Hardening-Fuse-10165805, Lateral Hardening-Fuse-60579730 | 1500Million | Western | -1 | 3000
Lateral Hardening | Lateral Hardening-Fuse-90068573,1 | 13073 | 4140.8344 | 5197.8745 | 9096.2721 | 62045.4545 | 0.14661 | 0.051705 | 1200000 | 16 | 1 | 0 | 0 | 0 | 1 | Lateral Hardening-Fuse-90068573 | 1500Million | Western | -1 | 3000
Lateral Hardening | Lateral Hardening-Fuse-10714673,1 | 13020 | 10348.7866 | 14535.8958 | 28014.139 | 191136.3636 | 0.14657 | 0.15928 | 1200000 | 20 | 1 | 0 | 0 | 0 | 1 | Lateral Hardening-Fuse-10714673 | 1500Million | South Hillsborough | -1 | 3000
Lateral Hardening | Lateral Hardening-Fuse-92110000,1 | 13924 | 0 | 170637.3562 | 169779.8834 | 1158409.0909 | 0.14656 | 0.96534 | 1200000 | 2 | 1 | 0 | 0 | 0 | 1 | Lateral Hardening-Fuse-92110000 | 1500Million | Winter Haven | -1 | 3000
Lateral Hardening | Lateral Hardening-Fuse-10916757,1 | 13805 | 2507.9868 | 30968.1773 | 33168.8139 | 226363.6364 | 0.14653 | 0.18864 | 1200000 | 2 | 1 | 0 | 0 | 0 | 1 | Lateral Hardening-Fuse-10916757 | 1500Million | Plant City | -1 | 3000
Lateral Hardening | Lateral Hardening-Fuse-10165361,1 | 13045 | 5195.7756 | 2391.7726 | 7324.2103 | 50000 | 0.14648 | 0.03447 | 1450549.4505 | 11 | 1 | 0 | 0 | 0 | 1 | Lateral Hardening-Fuse-10165361 | 1500Million | Central | -1 | 3000
Lateral Hardening | Lateral Hardening-Fuse-10696461,1 | 13961 | 3432.3594 | 15541.6589 | 18731.7094 | 127954.5455 | 0.14639 | 0.10663 | 1200000 | 3 | 1 | 0 | 0 | 0 | 1 | Lateral Hardening-Fuse-10696461 | 1500Million | Plant City | -1 | 3000
Lateral Hardening | Lateral Hardening-Fuse-10381761,1 | 13223 | 0 | 16978.1257 | 50065.2915 | 342045.4545 | 0.14637 | 0.28504 | 1200000 | 3 | 1 | 1 | 0 | 1 | 2 | Lateral Hardening-Fuse-10381761 | 1500Million | Central | -1 | 3000
Lateral Hardening | Lateral Hardening-Fuse-92420265,1 | 13696 | 5720.2751 | 7849.8218 | 13235.731 | 90454.5455 | 0.14632 | 0.075379 | 1200000 | 12 | 1 | 0 | 0 | 0 | 1 | Lateral Hardening-Fuse-92420265 | 1500Million | Winter Haven | -1 | 3000
Lateral Hardening | Lateral Hardening-Fuse-10556753,1 | 13298 | 8257.5695 | 67672.5996 | 73769.7826 | 504772.7273 | 0.14614 | 0.42064 | 1200000 | 5 | 1 | 0 | 0 | 0 | 1 | Lateral Hardening-Fuse-10556753 | 1500Million | Winter Haven | -1 | 3000
Lateral Hardening | Lateral Hardening-Fuse-90898678,1 | 13807 | 4915.4152 | 6752.0515 | 11455.5891 | 78409.0909 | 0.1461 | 0.065341 | 1200000 | 6 | 1 | 0 | 0 | 0 | 1 | Lateral Hardening-Fuse-90898678 | 1500Million | Plant City | -1 | 3000
Lateral Hardening | Lateral Hardening-Fuse-10100702,1 | 13048 | 2580.6177 | 5609.1426 | 9421.8489 | 64545.4545 | 0.14597 | 0.053788 | 1200000 | 10 | 1 | 0 | 0 | 0 | 1 | Lateral Hardening-Fuse-10100702 | 1500Million | Central | -1 | 3000
Lateral Hardening | Lateral Hardening-Fuse-90903273,1 | 13586 | 696.4574 | 11339.0841 | 11876.445 | 81363.6364 | 0.14597 | 0.067803 | 1200000 | 1 | 1 | 0 | 0 | 0 | 1 | Lateral Hardening-Fuse-90903273 | 1500Million | Western | -1 | 3000
Lateral Hardening | Lateral Hardening-Fuse-60202879,1 | 13422 | 0 | 19585.7124 | 19503.4422 | 133636.3636 | 0.14594 | 0.11136 | 1200000 |  | 1 | 0 | 0 | 0 | 1 | Lateral Hardening-Fuse-60202879 | 1500Million | Dade City | -1 | 3000
Lateral Hardening | Lateral Hardening-Fuse-10363901,1 | 14071 | 4953.7732 | 27931.1344 | 32083.5155 | 220000 | 0.14583 | 0.18333 | 1200000 | 3 | 1 | 0 | 0 | 0 | 1 | Lateral Hardening-Fuse-10363901 | 1500Million | Western | -1 | 3000
Lateral Hardening | Lateral Hardening-Fuse-10215348,1 | 13447 | 0 | 2945.8987 | 7291.3256 | 50000 | 0.14583 | 0.041098 | 1216589.8618 | 2 | 1 | 0 | 0 | 0 | 1 | Lateral Hardening-Fuse-10215348 | 1500Million | Western | -1 | 3000
Lateral Hardening | Lateral Hardening-Fuse-90522472,1 | 13483 | 10136.1287 | 14602.0572 | 28385.4388 | 194772.7273 | 0.14574 | 0.16231 | 1200000 | 15 | 1 | 0 | 0 | 0 | 1 | Lateral Hardening-Fuse-90522472 | 1500Million | Western | -1 | 3000
Lateral Hardening | Lateral Hardening-Fuse-10674256,1 | 13414 | 4422.8085 | 8334.0855 | 12516.9221 | 85909.0909 | 0.1457 | 0.071591 | 1200000 | 7 | 1 | 0 | 0 | 0 | 1 | Lateral Hardening-Fuse-10674256 | 1500Million | Plant City | -1 | 3000
Lateral Hardening | Lateral Hardening-Fuse-10070704,1 | 13657 | 921.0412 | 17590.8565 | 19859.8386 | 136363.6364 | 0.14564 | 0.11364 | 1200000 | 1 | 1 | 0 | 0 | 0 | 1 | Lateral Hardening-Fuse-10070704 | 1500Million | Plant City | -1 | 3000
Lateral Hardening | Lateral Hardening-Fuse-10676310,1 | 13785 | 706.6257 | 12637.7978 | 14195.2904 | 97500 | 0.14559 | 0.08125 | 1200000 | 1 | 1 | 0 | 0 | 0 | 1 | Lateral Hardening-Fuse-10676310 | 1500Million | Plant City | -1 | 3000
Lateral Hardening | Lateral Hardening-Fuse-93072149,1 | 13708 | 1007.9208 | 6378.7869 | 7277.2939 | 50000 | 0.14555 | 0.032765 | 1526011.5607 | 2 | 1 | 0 | 0 | 0 | 1 | Lateral Hardening-Fuse-93072149 | 1500Million | Eastern | -1 | 3000
Lateral Hardening | Lateral Hardening-Fuse-10671277,1 | 13724 | 2755.2546 | 11574.8778 | 15907.9105 | 109318.1818 | 0.14552 | 0.091098 | 1200000 | 4 | 1 | 0 | 0 | 0 | 1 | Lateral Hardening-Fuse-10671277 | 1500Million | Plant City | -1 | 3000
Lateral Hardening | Lateral Hardening-Fuse-10484837,1 | 13458 | 1799.3761 | 16808.0975 | 20041.9636 | 137727.2727 | 0.14552 | 0.11477 | 1200000 | 2 | 1 | 0 | 0 | 0 | 1 | Lateral Hardening-Fuse-10484837 | 1500Million | Eastern | -1 | 3000
Lateral Hardening | Lateral Hardening-Fuse-10055023,1 | 13419 | 15562.3365 | 16503.4376 | 31180 | 214318.1818 | 0.14548 | 0.1786 | 1200000 | 30 | 1 | 0 | 0 | 0 | 1 | Lateral Hardening-Fuse-10055023 | 1500Million | Central | -1 | 3000
Lateral Hardening | Lateral Hardening-Fuse-10791848,1 | 13243 | 2834.5837 | 4856.4186 | 7505.6261 | 51590.9091 | 0.14548 | 0.042992 | 1200000 | 6 | 1 | 0 | 0 | 0 | 1 | Lateral Hardening-Fuse-10791848 | 1500Million | Plant City | -1 | 3000
Lateral Hardening | Lateral Hardening-Fuse-91029838,1 | 13433 | 0 | 13073.1399 | 12923.3766 | 88863.6364 | 0.14543 | 0.074053 | 1200000 | 2 | 1 | 0 | 0 | 0 | 1 | Lateral Hardening-Fuse-91029838 | 1500Million | Eastern | -1 | 3000
Lateral Hardening | Lateral Hardening-Fuse-10679352,1 | 13807 | 4818.8734 | 21123.7236 | 25646.0276 | 176363.6364 | 0.14542 | 0.14697 | 1200000 | 6 | 1 | 0 | 0 | 0 | 1 | Lateral Hardening-Fuse-10679352 | 1500Million | Plant City | -1 | 3000
Lateral Hardening | Lateral Hardening-Fuse-10745584,1 | 13431 | 1145.4454 | 37233.4092 | 39911.7086 | 274545.4545 | 0.14537 | 0.22879 | 1200000 | 1 | 1 | 0 | 0 | 0 | 1 | Lateral Hardening-Fuse-10745584 | 1500Million | Dade City | -1 | 3000
Lateral Hardening | Lateral Hardening-Fuse-10503461,1 | 13576 | 9245.6483 | 17267.8617 | 26056.3374 | 179318.1818 | 0.14531 | 0.14943 | 1200000 | 13 | 1 | 0 | 0 | 0 | 1 | Lateral Hardening-Fuse-10503461 | 1500Million | Eastern | -1 | 3000
Lateral Hardening | Lateral Hardening-Fuse-60015262,1 | 13008 | 0 | 7349.4906 | 7265.2963 | 50000 | 0.14531 | 0.038068 | 1313432.8358 | 1 | 1 | 0 | 0 | 0 | 1 | Lateral Hardening-Fuse-60015262 | 1500Million | Plant City | -1 | 3000
Lateral Hardening | Lateral Hardening-Fuse-90088327,1 | 13672 | 0 | 13617.4914 | 13461.4921 | 92727.2727 | 0.14517 | 0.077273 | 1200000 | 5 | 1 | 0 | 0 | 0 | 1 | Lateral Hardening-Fuse-90088327 | 1500Million | Western | -1 | 3000
Lateral Hardening | Lateral Hardening-Fuse-10057082,1 | 13005 | 0 | 26283.2197 | 26129.7341 | 180000 | 0.14517 | 0.15 | 1200000 | 3 | 1 | 1 | 0 | 1 | 2 | Lateral Hardening-Fuse-10057082 | 1500Million | Dade City | -1 | 3000
Lateral Hardening | Lateral Hardening-Fuse-93106728,1 | 13657 | 1855.3385 | 9958.0781 | 11742.4126 | 80909.0909 | 0.14513 | 0.067424 | 1200000 | 2 | 1 | 0 | 0 | 0 | 1 | Lateral Hardening-Fuse-93106728 | 1500Million | Plant City | -1 | 3000
Lateral Hardening | Lateral Hardening-Fuse-10813131,1 | 13341 | 4980.787 | 22975.0468 | 28184.7799 | 194318.1818 | 0.14504 | 0.16193 | 1200000 | 4 | 1 | 0 | 0 | 0 | 1 | Lateral Hardening-Fuse-10813131 | 1500Million | South Hillsborough | -1 | 3000
Lateral Hardening | Lateral Hardening-Fuse-10372412,1 | 13993 | 5682.5714 | 26683.6243 | 32047.7508 | 221136.3636 | 0.14492 | 0.18428 | 1200000 | 6 | 1 | 0 | 0 | 0 | 1 | Lateral Hardening-Fuse-10372412 | 1500Million | Central | -1 | 3000
Lateral Hardening | Lateral Hardening-Fuse-60130841,1 | 13024 | 3800.1355 | 7504.0973 | 11064.1758 | 76363.6364 | 0.14489 | 0.063636 | 1200000 | 7 | 1 | 0 | 0 | 0 | 1 | Lateral Hardening-Fuse-60130841 | 1500Million | Central | -1 | 3000
Lateral Hardening | Lateral Hardening-Fuse-10705901,1 | 13268 | 3189.6362 | 40164.6233 | 42604.0902 | 294090.9091 | 0.14487 | 0.24508 | 1200000 | 2 | 1 | 1 | 0 | 1 | 2 | Lateral Hardening-Fuse-10705901 | 1500Million | Plant City | -1 | 3000
Lateral Hardening | Lateral Hardening-Fuse-93219693,1 | 13459 | 637.2029 | 8439.1688 | 8952.7036 | 61818.1818 | 0.14482 | 0.051515 | 1200000 | 1 | 1 | 0 | 0 | 0 | 1 | Lateral Hardening-Fuse-93219693 | 1500Million | Eastern | -1 | 3000
Lateral Hardening | Lateral Hardening-Fuse-10632106,1 | 13311 | 7065.1077 | 3927.841 | 10629.6707 | 73409.0909 | 0.1448 | 0.061174 | 1200000 | 15 | 1 | 0 | 0 | 0 | 1 | Lateral Hardening-Fuse-10632106 | 1500Million | Winter Haven | -1 | 3000
Lateral Hardening | Lateral Hardening-Fuse-60574531,1 | 13724 | 3147.2102 | 21227.832 | 24182.0667 | 167045.4545 | 0.14476 | 0.1392 | 1200000 | 4 | 1 | 0 | 0 | 0 | 1 | Lateral Hardening-Fuse-60574531 | 1500Million | Plant City | -1 | 3000
Lateral Hardening | Lateral Hardening-Fuse-91151849,1 | 13786 | 2798.8565 | 188116.6547 | 185773.7258 | 1283409.0909 | 0.14475 | 1.0695 | 1200000 | 1 | 1 | 0 | 0 | 0 | 1 | Lateral Hardening-Fuse-91151849 | 1500Million | Plant City | -1 | 3000
Lateral Hardening | Lateral Hardening-Fuse-10723983,2 | 13780 | 0 | 20258.5699 | 20026.4917 | 138363.6364 | 0.14474 | 0.14413 | 960000 | 7 | 2 | 0 | 0 | 0 | 2 | Lateral Hardening-Fuse-10723983, Lateral Hardening-Fuse-91013654 | 1500Million | South Hillsborough | -1 | 3000
Lateral Hardening | Lateral Hardening-Fuse-93210204,1 | 13656 | 27089.6706 | 4962.7723 | 30676.2842 | 212045.4545 | 0.14467 | 0.1767 | 1200000 | 3 | 1 | 0 | 0 | 0 | 1 | Lateral Hardening-Fuse-93210204 | 1500Million | Plant City | -1 | 3000
Lateral Hardening | Lateral Hardening-Fuse-60058545,1 | 13279 | 6553.4839 | 9745.5342 | 15901.2925 | 110000 | 0.14456 | 0.091667 | 1200000 | 11 | 1 | 0 | 0 | 0 | 1 | Lateral Hardening-Fuse-60058545 | 1500Million | Winter Haven | -1 | 3000
Lateral Hardening | Lateral Hardening-Fuse-93329431,1 | 13723 | 1240.0856 | 23853.6356 | 24964.1624 | 172727.2727 | 0.14453 | 0.14394 | 1200000 | 1 | 1 | 0 | 0 | 0 | 1 | Lateral Hardening-Fuse-93329431 | 1500Million | Plant City | -1 | 3000
Lateral Hardening | Lateral Hardening-Fuse-10686073,1 | 13808 | 5525.75 | 33608.7917 | 38464.1427 | 266136.3636 | 0.14453 | 0.22178 | 1200000 | 4 | 1 | 0 | 0 | 0 | 1 | Lateral Hardening-Fuse-10686073 | 1500Million | Plant City | -1 | 3000
Lateral Hardening | Lateral Hardening-Fuse-10516415,1 | 13692 | 1532.9034 | 10847.8444 | 12275.0932 | 85000 | 0.14441 | 0.070833 | 1200000 | 2 | 1 | 0 | 0 | 0 | 1 | Lateral Hardening-Fuse-10516415 | 1500Million | Eastern | -1 | 3000
Lateral Hardening | Lateral Hardening-Fuse-10537309,1 | 13117 | 8316.9922 | 16694.1726 | 24612.6011 | 170454.5455 | 0.14439 | 0.14205 | 1200000 | 12 | 1 | 0 | 0 | 0 | 1 | Lateral Hardening-Fuse-10537309 | 1500Million | Winter Haven | -1 | 3000
Lateral Hardening | Lateral Hardening-Fuse-10671178,1 | 13724 | 6899.5698 | 10250.657 | 16729.2199 | 115909.0909 | 0.14433 | 0.096591 | 1200000 | 14 | 1 | 0 | 0 | 0 | 1 | Lateral Hardening-Fuse-10671178 | 1500Million | Plant City | -1 | 3000
Lateral Hardening | Lateral Hardening-Fuse-92643045,1 | 13331 | 8370.7244 | 27890.8825 | 35728.4968 | 247727.2727 | 0.14423 | 0.20644 | 1200000 | 10 | 1 | 0 | 0 | 0 | 1 | Lateral Hardening-Fuse-92643045 | 1500Million | Dade City | -1 | 3000
Lateral Hardening | Lateral Hardening-Fuse-92221609,1 | 13489 | 878.4845 | 16939.649 | 17692.9947 | 122727.2727 | 0.14417 | 0.10227 | 1200000 | 1 | 1 | 0 | 0 | 0 | 1 | Lateral Hardening-Fuse-92221609 | 1500Million | South Hillsborough | -1 | 3000
Lateral Hardening | Lateral Hardening-Fuse-91750953,1 | 13371 | 9034.9254 | 12959.9633 | 21441.6525 | 148863.6364 | 0.14404 | 0.12405 | 1200000 | 16 | 1 | 0 | 0 | 0 | 1 | Lateral Hardening-Fuse-91750953 | 1500Million | Winter Haven | -1 | 3000
Lateral Hardening | Lateral Hardening-Fuse-91959331,1 | 13807 | 5165.1786 | 30126.2265 | 34669.7595 | 240909.0909 | 0.14391 | 0.20076 | 1200000 | 4 | 1 | 0 | 0 | 0 | 1 | Lateral Hardening-Fuse-91959331 | 1500Million | Plant City | -1 | 3000
Lateral Hardening | Lateral Hardening-Fuse-10071992,1 | 13305 | 11448.7248 | 40308.2411 | 50923.569 | 353863.6364 | 0.14391 | 0.29489 | 1200000 | 10 | 1 | 0 | 0 | 0 | 1 | Lateral Hardening-Fuse-10071992 | 1500Million | South Hillsborough | -1 | 3000
Lateral Hardening | Lateral Hardening-Fuse-92848520,1 | 13011 | 8303.9659 | 18882.3556 | 26814.1495 | 186363.6364 | 0.14388 | 0.1553 | 1200000 | 9 | 1 | 0 | 0 | 0 | 1 | Lateral Hardening-Fuse-92848520 | 1500Million | Plant City | -1 | 3000
Lateral Hardening | Lateral Hardening-Fuse-91987912,1 | 13298 | 12023.4678 | 157085.4109 | 172486.9178 | 1199090.9091 | 0.14385 | 0.99924 | 1200000 | 7 | 1 | 0 | 0 | 0 | 1 | Lateral Hardening-Fuse-91987912 | 1500Million | Winter Haven | -1 | 3000
Lateral Hardening | Lateral Hardening-Fuse-10802878,1 | 13133 | 5892.1201 | 14264.4447 | 19734.6298 | 137272.7273 | 0.14376 | 0.11439 | 1200000 | 17 | 1 | 0 | 0 | 0 | 1 | Lateral Hardening-Fuse-10802878 | 1500Million | Eastern | -1 | 3000
Lateral Hardening | Lateral Hardening-Fuse-60065134,1 | 13028 | 10030.8155 | 6791.9004 | 19530.8259 | 135909.0909 | 0.14371 | 0.11326 | 1200000 | 24 | 1 | 0 | 0 | 0 | 1 | Lateral Hardening-Fuse-60065134 | 1500Million | Central | -1 | 3000
Lateral Hardening | Lateral Hardening-Fuse-91074878,1 | 13624 | 2539.4413 | 14388.7977 | 16734.736 | 116590.9091 | 0.14353 | 0.097159 | 1200000 | 2 | 1 | 1 | 0 | 1 | 2 | Lateral Hardening-Fuse-91074878 | 1500Million | Western | -1 | 3000
Lateral Hardening | Lateral Hardening-Fuse-10556647,2 | 13298 | 4182.344 | 96914.1618 | 113852.0483 | 793272.7273 | 0.14352 | 0.82633 | 960000 | 3 | 2 | 0 | 0 | 0 | 2 | Lateral Hardening-Fuse-10556647, Lateral Hardening-Fuse-91209039 | 1500Million | Winter Haven | -1 | 3000
Lateral Hardening | Lateral Hardening-Fuse-10710638,1 | 14000 | 941.0006 | 12333.7378 | 13536.2624 | 94318.1818 | 0.14352 | 0.078598 | 1200000 | 1 | 1 | 0 | 0 | 0 | 1 | Lateral Hardening-Fuse-10710638 | 1500Million | Plant City | -1 | 3000
Lateral Hardening | Lateral Hardening-Fuse-92661741,1 | 13127 | 2234.1465 | 10630.333 | 12740.3252 | 88863.6364 | 0.14337 | 0.074053 | 1200000 | 2 | 1 | 0 | 0 | 0 | 1 | Lateral Hardening-Fuse-92661741 | 1500Million | Eastern | -1 | 3000
Lateral Hardening | Lateral Hardening-Fuse-60131167,1 | 13030 | 0 | 168428.0411 | 166071.0942 | 1158409.0909 | 0.14336 | 0.96534 | 1200000 |  | 1 | 0 | 0 | 0 | 1 | Lateral Hardening-Fuse-60131167 | 1500Million | Winter Haven | -1 | 3000
Lateral Hardening | Lateral Hardening-Fuse-93296008,1 | 13808 | 5298.309 | 12152.5502 | 17167.843 | 119772.7273 | 0.14334 | 0.099811 | 1200000 | 7 | 1 | 0 | 0 | 0 | 1 | Lateral Hardening-Fuse-93296008 | 1500Million | Plant City | -1 | 3000
Lateral Hardening | Lateral Hardening-Fuse-90061740,4 | 13299 | 64360.0366 | 17561.6754 | 78665.3209 | 549090.9091 | 0.14326 | 0.57197 | 960000 | 13 | 4 | 0 | 0 | 0 | 4 | Lateral Hardening-Fuse-90061740, Lateral Hardening-Fuse-93325026, Lateral Hardening-Fuse-92702050, Lateral Hardening-Fuse-92702056 | 1500Million | Winter Haven | -1 | 3000
Lateral Hardening | Lateral Hardening-Fuse-93103518,1 | 13657 | 2959.2681 | 30955.6568 | 33761.828 | 235681.8182 | 0.14325 | 0.1964 | 1200000 | 3 | 1 | 0 | 0 | 0 | 1 | Lateral Hardening-Fuse-93103518 | 1500Million | Plant City | -1 | 3000
Lateral Hardening | Lateral Hardening-Fuse-10129739,1 | 13006 | 2543.1276 | 15293.0611 | 17579.0635 | 122727.2727 | 0.14324 | 0.10227 | 1200000 | 4 | 1 | 1 | 1 | 0 | 2 | Lateral Hardening-Fuse-10129739 | 1500Million | Dade City | -1 | 3000
Lateral Hardening | Lateral Hardening-Fuse-10070692,1 | 13657 | 10196.8985 | 29106.2542 | 39446.3397 | 275454.5455 | 0.1432 | 0.22955 | 1200000 | 8 | 1 | 0 | 0 | 0 | 1 | Lateral Hardening-Fuse-10070692 | 1500Million | Plant City | -1 | 3000
Lateral Hardening | Lateral Hardening-Fuse-10671269,1 | 13724 | 2363.2752 | 19531.3294 | 21691.336 | 151590.9091 | 0.14309 | 0.12633 | 1200000 | 2 | 1 | 0 | 0 | 0 | 1 | Lateral Hardening-Fuse-10671269 | 1500Million | Plant City | -1 | 3000
Lateral Hardening | Lateral Hardening-Fuse-90526660,1 | 13064 | 4520.1241 | 4916.0683 | 9167.8126 | 64090.9091 | 0.14304 | 0.053409 | 1200000 | 11 | 1 | 0 | 0 | 0 | 1 | Lateral Hardening-Fuse-90526660 | 1500Million | Western | -1 | 3000
Lateral Hardening | Lateral Hardening-Fuse-10456320,1 | 13225 | 14245.7778 | 14879.2871 | 28436.4859 | 198863.6364 | 0.14299 | 0.16572 | 1200000 | 21 | 1 | 0 | 0 | 0 | 1 | Lateral Hardening-Fuse-10456320 | 1500Million | Eastern | -1 | 3000
Lateral Hardening | Lateral Hardening-Fuse-60188257,8 | 13807 | 33628.2842 | 59624.9942 | 91105.7609 | 637272.7273 | 0.14296 | 0.66383 | 960000 | 2 | 8 | 0 | 0 | 0 | 8 | Lateral Hardening-Fuse-60188257, Lateral Hardening-Fuse-90283771, Lateral Hardening-Fuse-90283805, Lateral Hardening-Fuse-90283658, Lateral Hardening-Fuse-90283995, Lateral Hardening-Fuse-90284019, Lateral Hardening-Fuse-92656703, Lateral Hardening-Fuse-10679345 | 1500Million | Plant City | -1 | 3000
Lateral Hardening | Lateral Hardening-Fuse-10679411,1 | 13807 | 502.8823 | 6268.1777 | 7145.4715 | 50000 | 0.14291 | 0.0375 | 1333333.3333 | 1 | 1 | 0 | 0 | 0 | 1 | Lateral Hardening-Fuse-10679411 | 1500Million | Plant City | -1 | 3000
Lateral Hardening | Lateral Hardening-Fuse-92529670,1 | 13210 | 14621.5545 | 22859.9593 | 36733.8077 | 257045.4545 | 0.14291 | 0.2142 | 1200000 | 22 | 1 | 0 | 0 | 0 | 1 | Lateral Hardening-Fuse-92529670 | 1500Million | Western | -1 | 3000
Lateral Hardening | Lateral Hardening-Fuse-90870881,1 | 13813 | 23381.0536 | 4259.6677 | 40104.1176 | 280681.8182 | 0.14288 | 0.2339 | 1200000 | 4 | 1 | 0 | 0 | 0 | 1 | Lateral Hardening-Fuse-90870881 | 1500Million | Dade City | -1 | 3000
Lateral Hardening | Lateral Hardening-Fuse-60311395,1 | 13737 | 6428.3739 | 3862.2874 | 9936.5995 | 69545.4545 | 0.14288 | 0.057955 | 1200000 | 22 | 1 | 0 | 0 | 0 | 1 | Lateral Hardening-Fuse-60311395 | 1500Million | Western | -1 | 3000
Lateral Hardening | Lateral Hardening-Fuse-92007504,1 | 13479 | 9261.7213 | 15359.0609 | 24024.5883 | 168181.8182 | 0.14285 | 0.14015 | 1200000 | 15 | 1 | 0 | 0 | 0 | 1 | Lateral Hardening-Fuse-92007504 | 1500Million | Winter Haven | -1 | 3000
Lateral Hardening | Lateral Hardening-Fuse-10898126,1 | 13582 | 1188.4 | 5915.7516 | 9017.623 | 63181.8182 | 0.14272 | 0.052652 | 1200000 | 2 | 1 | 0 | 0 | 0 | 1 | Lateral Hardening-Fuse-10898126 | 1500Million | Western | -1 | 3000
Lateral Hardening | Lateral Hardening-Fuse-91387804,1 | 13153 | 15272.9118 | 25019.3357 | 39529.6459 | 277045.4545 | 0.14268 | 0.23087 | 1200000 | 21 | 1 | 0 | 0 | 0 | 1 | Lateral Hardening-Fuse-91387804 | 1500Million | Winter Haven | -1 | 3000
Lateral Hardening | Lateral Hardening-Fuse-60574511,1 | 13724 | 0 | 13212.5688 | 13061.2082 | 91590.9091 | 0.1426 | 0.076326 | 1200000 |  | 1 | 0 | 0 | 0 | 1 | Lateral Hardening-Fuse-60574511 | 1500Million | Plant City | -1 | 3000
Lateral Hardening | Lateral Hardening-Fuse-92385189,1 | 13434 | 1223.7809 | 15084.1816 | 16155.9553 | 113409.0909 | 0.14246 | 0.094508 | 1200000 | 1 | 1 | 0 | 0 | 0 | 1 | Lateral Hardening-Fuse-92385189 | 1500Million | Eastern | -1 | 3000
Lateral Hardening | Lateral Hardening-Fuse-91914594,1 | 13460 | 6515.5886 | 24774.7676 | 30782.0218 | 216136.3636 | 0.14242 | 0.18011 | 1200000 | 5 | 1 | 0 | 0 | 0 | 1 | Lateral Hardening-Fuse-91914594 | 1500Million | Eastern | -1 | 3000
Lateral Hardening | Lateral Hardening-Fuse-10165376,1 | 13045 | 3887.346 | 2889.753 | 7119.8586 | 50000 | 0.1424 | 0.030303 | 1650000 | 11 | 1 | 0 | 0 | 0 | 1 | Lateral Hardening-Fuse-10165376 | 1500Million | Central | -1 | 3000
Lateral Hardening | Lateral Hardening-Fuse-10745663,1 | 13431 | 5589.8749 | 31683.6214 | 38116.985 | 267727.2727 | 0.14237 | 0.22311 | 1200000 | 5 | 1 | 0 | 0 | 0 | 1 | Lateral Hardening-Fuse-10745663 | 1500Million | Dade City | -1 | 3000
Lateral Hardening | Lateral Hardening-Fuse-10554584,1 | 13911 | 1517.9533 | 9085.5698 | 10511.6757 | 73863.6364 | 0.14231 | 0.061553 | 1200000 | 2 | 1 | 0 | 0 | 0 | 1 | Lateral Hardening-Fuse-10554584 | 1500Million | Eastern | -1 | 3000
Lateral Hardening | Lateral Hardening-Fuse-92230113,1 | 13109 | 0 | 9545.8012 | 9436.4464 | 66363.6364 | 0.14219 | 0.055303 | 1200000 | 11 | 1 | 0 | 0 | 0 | 1 | Lateral Hardening-Fuse-92230113 | 1500Million | Western | -1 | 3000
Lateral Hardening | Lateral Hardening-Fuse-92406566,1 | 13777 | 4398.7065 | 16251.7105 | 20250.2432 | 142500 | 0.14211 | 0.11875 | 1200000 | 8 | 1 | 0 | 0 | 0 | 1 | Lateral Hardening-Fuse-92406566 | 1500Million | South Hillsborough | -1 | 3000
Lateral Hardening | Lateral Hardening-Fuse-92238111,1 | 13228 | 7197.891 | 610.6092 | 7457.4572 | 52500 | 0.14205 | 0.04375 | 1200000 | 16 | 1 | 1 | 0 | 1 | 2 | Lateral Hardening-Fuse-92238111 | 1500Million | Eastern | -1 | 3000
Lateral Hardening | Lateral Hardening-Fuse-92908898,1 | 13159 | 4250.0291 | 7291.5041 | 11264.2998 | 79318.1818 | 0.14201 | 0.066098 | 1200000 | 9 | 1 | 0 | 0 | 0 | 1 | Lateral Hardening-Fuse-92908898 | 1500Million | Central | -1 | 3000
Lateral Hardening | Lateral Hardening-Fuse-92441930,1 | 13896 | 2841.1002 | 7705.8238 | 10327.6117 | 72727.2727 | 0.142 | 0.060606 | 1200000 | 6 | 1 | 0 | 0 | 0 | 1 | Lateral Hardening-Fuse-92441930 | 1500Million | South Hillsborough | -1 | 3000
Lateral Hardening | Lateral Hardening-Fuse-93136583,2 | 13093 | 10233.1546 | 10836.6001 | 20473.514 | 144181.8182 | 0.142 | 0.15019 | 960000 | 21 | 2 | 0 | 0 | 0 | 2 | Lateral Hardening-Fuse-93136583, Lateral Hardening-Fuse-60031542 | 1500Million | Central | -1 | 3000
Lateral Hardening | Lateral Hardening-Fuse-10271846,1 | 13621 | 3377.1767 | 14248.5244 | 17393.1868 | 122500 | 0.14199 | 0.10208 | 1200000 | 4 | 1 | 0 | 0 | 0 | 1 | Lateral Hardening-Fuse-10271846 | 1500Million | Western | -1 | 3000
Lateral Hardening | Lateral Hardening-Fuse-93432390,1 | 13532 | 6878.4572 | 8536.3468 | 15031.9863 | 105909.0909 | 0.14193 | 0.088258 | 1200000 | 13 | 1 | 0 | 0 | 0 | 1 | Lateral Hardening-Fuse-93432390 | 1500Million | Western | -1 | 3000
Lateral Hardening | Lateral Hardening-Fuse-10095522,1 | 13786 | 2475.8424 | 11204.4753 | 13505.782 | 95227.2727 | 0.14183 | 0.079356 | 1200000 | 3 | 1 | 0 | 0 | 0 | 1 | Lateral Hardening-Fuse-10095522 | 1500Million | Plant City | -1 | 3000
Lateral Hardening | Lateral Hardening-Fuse-91134116,1 | 14198 | 0 | 51441.9511 | 51311.7316 | 361818.1818 | 0.14182 | 0.30152 | 1200000 | 7 | 1 | 2 | 0 | 2 | 3 | Lateral Hardening-Fuse-91134116 | 1500Million | Eastern | -1 | 3000
Lateral Hardening | Lateral Hardening-Fuse-10722427,1 | 13817 | 1020.8907 | 28844.0318 | 29682.628 | 209318.1818 | 0.14181 | 0.17443 | 1200000 | 1 | 1 | 0 | 0 | 0 | 1 | Lateral Hardening-Fuse-10722427 | 1500Million | South Hillsborough | -1 | 3000
Lateral Hardening | Lateral Hardening-Fuse-10645537,1 | 13148 | 1863.4285 | 31308.5355 | 32355.6553 | 228181.8182 | 0.1418 | 0.19015 | 1200000 | 1 | 1 | 0 | 0 | 0 | 1 | Lateral Hardening-Fuse-10645537 | 1500Million | Plant City | -1 | 3000
Lateral Hardening | Lateral Hardening-Fuse-91967331,1 | 13011 | 22340.2628 | 41463.4742 | 62186.6404 | 438636.3636 | 0.14177 | 0.36553 | 1200000 | 18 | 1 | 0 | 0 | 0 | 1 | Lateral Hardening-Fuse-91967331 | 1500Million | Plant City | -1 | 3000
Lateral Hardening | Lateral Hardening-Fuse-93299173,1 | 13808 | 2622.7479 | 31305.7663 | 33585.3935 | 237045.4545 | 0.14168 | 0.19754 | 1200000 | 2 | 1 | 0 | 0 | 0 | 1 | Lateral Hardening-Fuse-93299173 | 1500Million | Plant City | -1 | 3000
Lateral Hardening | Lateral Hardening-Fuse-92376580,1 | 13041 | 1642.5243 | 5580.4877 | 7083.7784 | 50000 | 0.14168 | 0.035606 | 1404255.3191 | 4 | 1 | 0 | 0 | 0 | 1 | Lateral Hardening-Fuse-92376580 | 1500Million | Eastern | -1 | 3000
Lateral Hardening | Lateral Hardening-Fuse-91565157,1 | 13044 | 1940.8063 | 5294.3344 | 7083.5178 | 50000 | 0.14167 | 0.030682 | 1629629.6296 | 6 | 1 | 0 | 0 | 0 | 1 | Lateral Hardening-Fuse-91565157 | 1500Million | Central | -1 | 3000
Lateral Hardening | Lateral Hardening-Fuse-91017617,1 | 13624 | 3755.0308 | 12179.6398 | 16128.4193 | 113863.6364 | 0.14165 | 0.094886 | 1200000 | 3 | 1 | 0 | 0 | 0 | 1 | Lateral Hardening-Fuse-91017617 | 1500Million | Western | -1 | 3000
Lateral Hardening | Lateral Hardening-Fuse-92243660,1 | 13061 | 9634.8322 | 10434.4013 | 19532.5233 | 137954.5455 | 0.14159 | 0.11496 | 1200000 | 18 | 1 | 0 | 0 | 0 | 1 | Lateral Hardening-Fuse-92243660 | 1500Million | Western | -1 | 3000
Lateral Hardening | Lateral Hardening-Fuse-90969777,1 | 13648 | 10708.7909 | 46303.414 | 55980.7371 | 395681.8182 | 0.14148 | 0.32973 | 1200000 | 8 | 1 | 0 | 0 | 0 | 1 | Lateral Hardening-Fuse-90969777 | 1500Million | South Hillsborough | -1 | 3000
Lateral Hardening | Lateral Hardening-Fuse-10933156,1 | 13896 | 0 | 18484.3234 | 23011.0662 | 162727.2727 | 0.14141 | 0.13561 | 1200000 | 4 | 1 | 0 | 0 | 0 | 1 | Lateral Hardening-Fuse-10933156 | 1500Million | South Hillsborough | -1 | 3000
Lateral Hardening | Lateral Hardening-Fuse-93130395,1 | 13786 | 979.1033 | 6196.4103 | 7069.228 | 50000 | 0.14138 | 0.032386 | 1543859.6491 | 2 | 1 | 0 | 0 | 0 | 1 | Lateral Hardening-Fuse-93130395 | 1500Million | Plant City | -1 | 3000
Lateral Hardening | Lateral Hardening-Fuse-10671305,1 | 13724 | 11834.4423 | 17870.3198 | 29103.3295 | 205909.0909 | 0.14134 | 0.17159 | 1200000 | 14 | 1 | 0 | 0 | 0 | 1 | Lateral Hardening-Fuse-10671305 | 1500Million | Plant City | -1 | 3000
Lateral Hardening | Lateral Hardening-Fuse-10842840,1 | 13796 | 0 | 154447.8168 | 150363.6893 | 1063863.6364 | 0.14134 | 0.88655 | 1200000 |  | 1 | 0 | 0 | 0 | 1 | Lateral Hardening-Fuse-10842840 | 1500Million | Eastern | -1 | 3000
Lateral Hardening | Lateral Hardening-Fuse-10548856,1 | 13693 | 1527.5473 | 5676.9809 | 7064.7239 | 50000 | 0.14129 | 0.031818 | 1571428.5714 | 3 | 1 | 0 | 0 | 0 | 1 | Lateral Hardening-Fuse-10548856 | 1500Million | Eastern | -1 | 3000
Lateral Hardening | Lateral Hardening-Fuse-92932416,1 | 13224 | 7631.6132 | 7479.9373 | 14667.886 | 103863.6364 | 0.14122 | 0.086553 | 1200000 | 18 | 1 | 0 | 0 | 0 | 1 | Lateral Hardening-Fuse-92932416 | 1500Million | Central | -1 | 3000
Lateral Hardening | Lateral Hardening-Fuse-91896456,1 | 14041 | 7668.9011 | 37343.9228 | 44451.8606 | 314772.7273 | 0.14122 | 0.26231 | 1200000 | 7 | 1 | 0 | 0 | 0 | 1 | Lateral Hardening-Fuse-91896456 | 1500Million | Central | -1 | 3000
Lateral Hardening | Lateral Hardening-Fuse-92605369,1 | 13390 | 1771.9265 | 5433.7732 | 7057.8503 | 50000 | 0.14116 | 0.040909 | 1222222.2222 | 3 | 1 | 0 | 0 | 0 | 1 | Lateral Hardening-Fuse-92605369 | 1500Million | Plant City | -1 | 3000
Lateral Hardening | Lateral Hardening-Fuse-10640111,1 | 13579 | 2171.4447 | 7862.4978 | 10265.7808 | 72727.2727 | 0.14115 | 0.060606 | 1200000 | 3 | 1 | 0 | 0 | 0 | 1 | Lateral Hardening-Fuse-10640111 | 1500Million | Eastern | -1 | 3000
Lateral Hardening | Lateral Hardening-Fuse-92888192,1 | 13147 | 12120.514 | 26526.2489 | 38046.2 | 269545.4545 | 0.14115 | 0.22462 | 1200000 | 15 | 1 | 0 | 0 | 0 | 1 | Lateral Hardening-Fuse-92888192 | 1500Million | Plant City | -1 | 3000
Lateral Hardening | Lateral Hardening-Fuse-10067959,1 | 13233 | 2552.163 | 23963.5546 | 26238.3566 | 185909.0909 | 0.14114 | 0.15492 | 1200000 | 2 | 1 | 0 | 0 | 0 | 1 | Lateral Hardening-Fuse-10067959 | 1500Million | South Hillsborough | -1 | 3000
Lateral Hardening | Lateral Hardening-Fuse-60328602,1 | 13226 | 20371.6738 | 3152.6418 | 22543.7225 | 159772.7273 | 0.1411 | 0.13314 | 1200000 | 58 | 1 | 1 | 0 | 1 | 2 | Lateral Hardening-Fuse-60328602 | 1500Million | Eastern | -1 | 3000
Lateral Hardening | Lateral Hardening-Fuse-10671282,1 | 13724 | 9595.0478 | 10126.2185 | 20067.7627 | 142272.7273 | 0.14105 | 0.11856 | 1200000 | 12 | 1 | 0 | 0 | 0 | 1 | Lateral Hardening-Fuse-10671282 | 1500Million | Plant City | -1 | 3000
Lateral Hardening | Lateral Hardening-Fuse-92826965,1 | 13159 | 3817.8605 | 3700.5399 | 7300.1201 | 51818.1818 | 0.14088 | 0.043182 | 1200000 | 12 | 1 | 0 | 0 | 0 | 1 | Lateral Hardening-Fuse-92826965 | 1500Million | Central | -1 | 3000
Lateral Hardening | Lateral Hardening-Fuse-10876236,1 | 14023 | 10886.3221 | 17030.1533 | 27365.5554 | 194318.1818 | 0.14083 | 0.16193 | 1200000 | 12 | 1 | 0 | 0 | 0 | 1 | Lateral Hardening-Fuse-10876236 | 1500Million | South Hillsborough | -1 | 3000
Lateral Hardening | Lateral Hardening-Fuse-92415025,3 | 13899 | 0 | 143145.9188 | 147254.1771 | 1046181.8182 | 0.14075 | 1.0898 | 960000 | 22 | 3 | 2 | 0 | 2 | 5 | Lateral Hardening-Fuse-92415025, Lateral Hardening-Fuse-92406251, Lateral Hardening-Fuse-10717538 | 1500Million | South Hillsborough | -1 | 3000
Lateral Hardening | Lateral Hardening-Fuse-92494804,1 | 13308 | 10888.9715 | 16543.1392 | 26894.6559 | 191136.3636 | 0.14071 | 0.15928 | 1200000 | 16 | 1 | 0 | 0 | 0 | 1 | Lateral Hardening-Fuse-92494804 | 1500Million | Winter Haven | -1 | 3000
Lateral Hardening | Lateral Hardening-Fuse-10433188,1 | 13993 | 1151.3806 | 10423.22 | 11412.0339 | 81136.3636 | 0.14065 | 0.067614 | 1200000 | 2 | 1 | 0 | 0 | 0 | 1 | Lateral Hardening-Fuse-10433188 | 1500Million | Central | -1 | 3000
Lateral Hardening | Lateral Hardening-Fuse-60179392,1 | 13787 | 3711.8306 | 20032.5901 | 23587.3584 | 167727.2727 | 0.14063 | 0.13977 | 1200000 | 4 | 1 | 0 | 0 | 0 | 1 | Lateral Hardening-Fuse-60179392 | 1500Million | Plant City | -1 | 3000
Lateral Hardening | Lateral Hardening-Fuse-10804821,2 | 13951 | 0 | 47389.6919 | 52102.8736 | 370545.4545 | 0.14061 | 0.38598 | 960000 | 21 | 2 | 3 | 0 | 3 | 5 | Lateral Hardening-Fuse-10804821, Lateral Hardening-Fuse-10804822 | 1500Million | Eastern | -1 | 3000
Lateral Hardening | Lateral Hardening-Fuse-92007503,1 | 13479 | 2560.9001 | 17003.9622 | 19361.9439 | 137727.2727 | 0.14058 | 0.11477 | 1200000 | 3 | 1 | 0 | 0 | 0 | 1 | Lateral Hardening-Fuse-92007503 | 1500Million | Winter Haven | -1 | 3000
Lateral Hardening | Lateral Hardening-Fuse-91359402,1 | 13962 | 8528.337 | 13213.0489 | 21210.6586 | 150909.0909 | 0.14055 | 0.12576 | 1200000 | 14 | 1 | 0 | 0 | 0 | 1 | Lateral Hardening-Fuse-91359402 | 1500Million | Plant City | -1 | 3000
Lateral Hardening | Lateral Hardening-Fuse-10477660,1 | 13435 | 14676.045 | 272.5113 | 14246.0914 | 101363.6364 | 0.14054 | 0.08447 | 1200000 | 20 | 1 | 0 | 0 | 0 | 1 | Lateral Hardening-Fuse-10477660 | 1500Million | Eastern | -1 | 3000
Lateral Hardening | Lateral Hardening-Fuse-93206516,1 | 13656 | 15155.134 | 33645.2949 | 48026.2381 | 341818.1818 | 0.1405 | 0.28485 | 1200000 | 13 | 1 | 0 | 0 | 0 | 1 | Lateral Hardening-Fuse-93206516 | 1500Million | Plant City | -1 | 3000
Lateral Hardening | Lateral Hardening-Fuse-93194230,1 | 13807 | 3251.7325 | 60160.271 | 62267.3131 | 443181.8182 | 0.1405 | 0.36932 | 1200000 | 2 | 1 | 0 | 0 | 0 | 1 | Lateral Hardening-Fuse-93194230 | 1500Million | Plant City | -1 | 3000
Lateral Hardening | Lateral Hardening-Fuse-10705816,1 | 13983 | 8402.3208 | 27930.5421 | 35804.5537 | 255000 | 0.14041 | 0.2125 | 1200000 | 11 | 1 | 0 | 0 | 0 | 1 | Lateral Hardening-Fuse-10705816 | 1500Million | Plant City | -1 | 3000
Lateral Hardening | Lateral Hardening-Fuse-91395706,1 | 13303 | 4954.4059 | 28157.5244 | 33580.5934 | 239318.1818 | 0.14032 | 0.19943 | 1200000 | 4 | 1 | 0 | 0 | 0 | 1 | Lateral Hardening-Fuse-91395706 | 1500Million | South Hillsborough | -1 | 3000
Lateral Hardening | Lateral Hardening-Fuse-10898188,1 | 13582 | 0 | 10317.9626 | 10199.7621 | 72727.2727 | 0.14025 | 0.060606 | 1200000 |  | 1 | 0 | 0 | 0 | 1 | Lateral Hardening-Fuse-10898188 | 1500Million | Western | -1 | 3000
Lateral Hardening | Lateral Hardening-Fuse-10169248,1 | 13210 | 1874.1968 | 6771.0937 | 8478.0281 | 60454.5455 | 0.14024 | 0.050379 | 1200000 | 7 | 1 | 0 | 0 | 0 | 1 | Lateral Hardening-Fuse-10169248 | 1500Million | Western | -1 | 3000
Lateral Hardening | Lateral Hardening-Fuse-10745558,1 | 13431 | 783.7414 | 16391.1128 | 17021.2633 | 121590.9091 | 0.13999 | 0.10133 | 1200000 | 1 | 1 | 0 | 0 | 0 | 1 | Lateral Hardening-Fuse-10745558 | 1500Million | Dade City | -1 | 3000
Lateral Hardening | Lateral Hardening-Fuse-90294838,1 | 13813 | 12333.5991 | 59379.7197 | 72625.9087 | 518863.6364 | 0.13997 | 0.43239 | 1200000 | 9 | 1 | 3 | 0 | 3 | 4 | Lateral Hardening-Fuse-90294838 | 1500Million | Dade City | -1 | 3000
Lateral Hardening | Lateral Hardening-Fuse-10516411,1 | 13686 | 0 | 18540.3874 | 18478.3217 | 132045.4545 | 0.13994 | 0.11004 | 1200000 |  | 1 | 0 | 0 | 0 | 1 | Lateral Hardening-Fuse-10516411 | 1500Million | Eastern | -1 | 3000
Lateral Hardening | Lateral Hardening-Fuse-10411560,1 | 13633 | 4518.6797 | 8923.0007 | 14151.6598 | 101136.3636 | 0.13993 | 0.08428 | 1200000 | 7 | 1 | 0 | 0 | 0 | 1 | Lateral Hardening-Fuse-10411560 | 1500Million | Central | -1 | 3000
Lateral Hardening | Lateral Hardening-Fuse-60152489,1 | 13691 | 0 | 9842.708 | 9794.3709 | 70000 | 0.13992 | 0.058333 | 1200000 |  | 1 | 0 | 0 | 0 | 1 | Lateral Hardening-Fuse-60152489 | 1500Million | Eastern | -1 | 3000
Lateral Hardening | Lateral Hardening-Fuse-92049568,1 | 13787 | 1730.122 | 35076.811 | 36651.8633 | 262045.4545 | 0.13987 | 0.21837 | 1200000 | 2 | 1 | 0 | 0 | 0 | 1 | Lateral Hardening-Fuse-92049568 | 1500Million | Plant City | -1 | 3000
Lateral Hardening | Lateral Hardening-Fuse-60191781,1 | 13463 | 0 | 16124.9914 | 16084.3339 | 115000 | 0.13986 | 0.095833 | 1200000 |  | 1 | 0 | 0 | 0 | 1 | Lateral Hardening-Fuse-60191781 | 1500Million | Plant City | -1 | 3000
Lateral Hardening | Lateral Hardening-Fuse-10599440,1 | 13473 | 10450.1758 | 1743.6399 | 19160.7807 | 137045.4545 | 0.13981 | 0.1142 | 1200000 | 5 | 1 | 0 | 0 | 0 | 1 | Lateral Hardening-Fuse-10599440 | 1500Million | Winter Haven | -1 | 3000
Lateral Hardening | Lateral Hardening-Fuse-92418466,1 | 13696 | 5101.2869 | 6521.1246 | 11309.8293 | 80909.0909 | 0.13978 | 0.067424 | 1200000 | 22 | 1 | 0 | 0 | 0 | 1 | Lateral Hardening-Fuse-92418466 | 1500Million | Winter Haven | -1 | 3000
Lateral Hardening | Lateral Hardening-Fuse-91704527,1 | 13622 | 2905.243 | 9987.0685 | 12674.3011 | 90681.8182 | 0.13977 | 0.075568 | 1200000 | 4 | 1 | 0 | 0 | 0 | 1 | Lateral Hardening-Fuse-91704527 | 1500Million | Western | -1 | 3000
Lateral Hardening | Lateral Hardening-Fuse-60015509,1 | 13008 | 502.8081 | 6357.3819 | 6986.6474 | 50000 | 0.13973 | 0.02803 | 1783783.7838 | 1 | 1 | 0 | 0 | 0 | 1 | Lateral Hardening-Fuse-60015509 | 1500Million | Plant City | -1 | 3000
Lateral Hardening | Lateral Hardening-Fuse-10916844,1 | 13805 | 2134.4059 | 30253.5472 | 32165.2861 | 230227.2727 | 0.13971 | 0.19186 | 1200000 | 2 | 1 | 0 | 0 | 0 | 1 | Lateral Hardening-Fuse-10916844 | 1500Million | Plant City | -1 | 3000
Lateral Hardening | Lateral Hardening-Fuse-60205821,1 | 13815 | 692.6882 | 14743.9056 | 15241.0428 | 109090.9091 | 0.13971 | 0.090909 | 1200000 | 1 | 1 | 0 | 0 | 0 | 1 | Lateral Hardening-Fuse-60205821 | 1500Million | Dade City | -1 | 3000
Lateral Hardening | Lateral Hardening-Fuse-10925170,1 | 13342 | 0 | 64271.4796 | 63755.9727 | 456363.6364 | 0.1397 | 0.3803 | 1200000 |  | 1 | 0 | 0 | 0 | 1 | Lateral Hardening-Fuse-10925170 | 1500Million | South Hillsborough | -1 | 3000
Lateral Hardening | Lateral Hardening-Fuse-92394369,1 | 13186 | 12035.0726 | 14563.8515 | 25874.4473 | 185227.2727 | 0.13969 | 0.15436 | 1200000 | 24 | 1 | 0 | 0 | 0 | 1 | Lateral Hardening-Fuse-92394369 | 1500Million | Central | -1 | 3000
Lateral Hardening | Lateral Hardening-Fuse-92874479,1 | 13112 | 3113.4289 | 6712.5913 | 9616.3557 | 68863.6364 | 0.13964 | 0.057386 | 1200000 | 10 | 1 | 0 | 0 | 0 | 1 | Lateral Hardening-Fuse-92874479 | 1500Million | Western | -1 | 3000
Lateral Hardening | Lateral Hardening-Fuse-60024010,1 | 13679 | 1832.1627 | 8998.5178 | 10755.759 | 77045.4545 | 0.1396 | 0.064205 | 1200000 | 2 | 1 | 0 | 0 | 0 | 1 | Lateral Hardening-Fuse-60024010 | 1500Million | Western | -1 | 3000
Lateral Hardening | Lateral Hardening-Fuse-93114725,1 | 13866 | 2372.9452 | 21828.9684 | 24012.7193 | 172045.4545 | 0.13957 | 0.14337 | 1200000 | 2 | 1 | 0 | 0 | 0 | 1 | Lateral Hardening-Fuse-93114725 | 1500Million | Western | -1 | 3000
Lateral Hardening | Lateral Hardening-Fuse-92633796,1 | 13331 | 3661.8245 | 23852.4133 | 27178.5008 | 194772.7273 | 0.13954 | 0.16231 | 1200000 | 3 | 1 | 0 | 0 | 0 | 1 | Lateral Hardening-Fuse-92633796 | 1500Million | Dade City | -1 | 3000
Lateral Hardening | Lateral Hardening-Fuse-93220244,1 | 13459 | 2781.2992 | 21942.9376 | 24512.5525 | 175681.8182 | 0.13953 | 0.1464 | 1200000 | 3 | 1 | 0 | 0 | 0 | 1 | Lateral Hardening-Fuse-93220244 | 1500Million | Eastern | -1 | 3000
Lateral Hardening | Lateral Hardening-Fuse-60141110,2 | 13434 | 7205.5042 | 120.956 | 6974.5696 | 50000 | 0.13949 | 0.015909 | 3142857.1429 | 2 | 2 | 0 | 0 | 0 | 2 | Lateral Hardening-Fuse-60141110, Lateral Hardening-Fuse-60141115 | 1500Million | Eastern | -1 | 3000
Lateral Hardening | Lateral Hardening-Fuse-92682375,1 | 13805 | 0 | 7049.8797 | 6969.1176 | 50000 | 0.13938 | 0.041098 | 1216589.8618 |  | 1 | 0 | 0 | 0 | 1 | Lateral Hardening-Fuse-92682375 | 1500Million | Plant City | -1 | 3000
Lateral Hardening | Lateral Hardening-Fuse-10376190,1 | 13107 | 2911.2174 | 4740.461 | 7473.3933 | 53636.3636 | 0.13933 | 0.044697 | 1200000 | 11 | 1 | 0 | 0 | 0 | 1 | Lateral Hardening-Fuse-10376190 | 1500Million | Central | -1 | 3000
Lateral Hardening | Lateral Hardening-Fuse-10089387,1 | 13278 | 4212.1788 | 4407.8827 | 8390.2705 | 60227.2727 | 0.13931 | 0.050189 | 1200000 | 11 | 1 | 0 | 0 | 0 | 1 | Lateral Hardening-Fuse-10089387 | 1500Million | Winter Haven | -1 | 3000
Lateral Hardening | Lateral Hardening-Fuse-10363954,4 | 13096 | 37075.432 | 70226.3501 | 105311.1455 | 756000 | 0.1393 | 0.7875 | 960000 | 2 | 4 | 0 | 0 | 0 | 4 | Lateral Hardening-Fuse-10363954, Lateral Hardening-Fuse-90874729, Lateral Hardening-Fuse-92067955, Lateral Hardening-Fuse-92067952 | 1500Million | Central | -1 | 3000
Lateral Hardening | Lateral Hardening-Fuse-10394127,1 | 13552 | 0 | 92321.9644 | 120762.0017 | 867045.4545 | 0.13928 | 0.72254 | 1200000 | 9 | 1 | 2 | 0 | 2 | 3 | Lateral Hardening-Fuse-10394127 | 1500Million | Central | -1 | 3000
Lateral Hardening | Lateral Hardening-Fuse-92015580,2 | 13772 | 14904.5925 | 24228.5616 | 38330.6559 | 275272.7273 | 0.13925 | 0.28674 | 960000 | 19 | 2 | 0 | 0 | 0 | 2 | Lateral Hardening-Fuse-92015580, Lateral Hardening-Fuse-92015587 | 1500Million | Winter Haven | -1 | 3000
Lateral Hardening | Lateral Hardening-Fuse-92861226,1 | 13117 | 0 | 52324.2648 | 51519.9365 | 370000 | 0.13924 | 0.30833 | 1200000 | 2 | 1 | 1 | 0 | 1 | 2 | Lateral Hardening-Fuse-92861226 | 1500Million | Winter Haven | -1 | 3000
Lateral Hardening | Lateral Hardening-Fuse-91912121,1 | 13747 | 5909.4214 | 14428.1414 | 19995.0695 | 143636.3636 | 0.13921 | 0.1197 | 1200000 | 8 | 1 | 0 | 0 | 0 | 1 | Lateral Hardening-Fuse-91912121 | 1500Million | Western | -1 | 3000
Lateral Hardening | Lateral Hardening-Fuse-92646211,1 | 13118 | 13652.0141 | 19126.7808 | 31917.1144 | 229318.1818 | 0.13918 | 0.1911 | 1200000 | 45 | 1 | 0 | 0 | 0 | 1 | Lateral Hardening-Fuse-92646211 | 1500Million | Winter Haven | -1 | 3000
Lateral Hardening | Lateral Hardening-Fuse-93048158,1 | 13813 | 4194.1561 | 32332.3533 | 36264.8765 | 260909.0909 | 0.13899 | 0.21742 | 1200000 | 5 | 1 | 0 | 0 | 0 | 1 | Lateral Hardening-Fuse-93048158 | 1500Million | Dade City | -1 | 3000
Lateral Hardening | Lateral Hardening-Fuse-10629056,1 | 13787 | 1763.4575 | 10973.5015 | 13668.4656 | 98409.0909 | 0.13889 | 0.082008 | 1200000 | 3 | 1 | 0 | 0 | 0 | 1 | Lateral Hardening-Fuse-10629056 | 1500Million | Plant City | -1 | 3000
Lateral Hardening | Lateral Hardening-Fuse-10163749,1 | 13066 | 16092.3053 | 9620.6143 | 24842.4667 | 178863.6364 | 0.13889 | 0.14905 | 1200000 | 27 | 1 | 0 | 0 | 0 | 1 | Lateral Hardening-Fuse-10163749 | 1500Million | Western | -1 | 3000
Lateral Hardening | Lateral Hardening-Fuse-91622634,1 | 13466 | 10907.1107 | 27543.6615 | 37634.5459 | 271136.3636 | 0.1388 | 0.22595 | 1200000 | 19 | 1 | 0 | 0 | 0 | 1 | Lateral Hardening-Fuse-91622634 | 1500Million | Central | -1 | 3000
Lateral Hardening | Lateral Hardening-Fuse-91184371,1 | 13687 | 806.7272 | 9676.0874 | 10402.265 | 75000 | 0.1387 | 0.0625 | 1200000 | 1 | 1 | 0 | 0 | 0 | 1 | Lateral Hardening-Fuse-91184371 | 1500Million | Eastern | -1 | 3000
Lateral Hardening | Lateral Hardening-Fuse-10544572,1 | 13909 | 1601.4278 | 6916.5936 | 8383.6562 | 60454.5455 | 0.13868 | 0.050379 | 1200000 | 3 | 1 | 0 | 0 | 0 | 1 | Lateral Hardening-Fuse-10544572 | 1500Million | Eastern | -1 | 3000
Lateral Hardening | Lateral Hardening-Fuse-60182730,1 | 13312 | 8891.3044 | 10198.1461 | 18589.6289 | 134090.9091 | 0.13863 | 0.11174 | 1200000 | 14 | 1 | 0 | 0 | 0 | 1 | Lateral Hardening-Fuse-60182730 | 1500Million | Winter Haven | -1 | 3000
Lateral Hardening | Lateral Hardening-Fuse-90976241,1 | 13473 | 9173.3513 | 10631.5855 | 19339.1044 | 139545.4545 | 0.13859 | 0.11629 | 1200000 | 14 | 1 | 0 | 0 | 0 | 1 | Lateral Hardening-Fuse-90976241 | 1500Million | Winter Haven | -1 | 3000
Lateral Hardening | Lateral Hardening-Fuse-60155388,1 | 13213 | 3189.7544 | 38813.8924 | 41175.1859 | 297272.7273 | 0.13851 | 0.24773 | 1200000 | 2 | 1 | 0 | 0 | 0 | 1 | Lateral Hardening-Fuse-60155388 | 1500Million | Eastern | -1 | 3000
Lateral Hardening | Lateral Hardening-Fuse-10099348,1 | 13963 | 7117.4741 | 19783.8969 | 32886.1242 | 237500 | 0.13847 | 0.19792 | 1200000 | 7 | 1 | 0 | 0 | 0 | 1 | Lateral Hardening-Fuse-10099348 | 1500Million | Eastern | -1 | 3000
Lateral Hardening | Lateral Hardening-Fuse-10716356,1 | 13959 | 1867.6605 | 19596.6207 | 21303.9795 | 153863.6364 | 0.13846 | 0.12822 | 1200000 | 2 | 1 | 0 | 0 | 0 | 1 | Lateral Hardening-Fuse-10716356 | 1500Million | Plant City | -1 | 3000
Lateral Hardening | Lateral Hardening-Fuse-92194148,1 | 13656 | 13799.7135 | 4173.7246 | 17233.622 | 124545.4545 | 0.13837 | 0.10379 | 1200000 | 2 | 1 | 0 | 0 | 0 | 1 | Lateral Hardening-Fuse-92194148 | 1500Million | Plant City | -1 | 3000
Lateral Hardening | Lateral Hardening-Fuse-90915256,1 | 13813 | 1845.2721 | 10946.14 | 13078.8491 | 94545.4545 | 0.13833 | 0.078788 | 1200000 | 2 | 1 | 0 | 0 | 0 | 1 | Lateral Hardening-Fuse-90915256 | 1500Million | Dade City | -1 | 3000
Lateral Hardening | Lateral Hardening-Fuse-93239533,1 | 13114 | 7399.5925 | 11732.0181 | 18673.6453 | 135000 | 0.13832 | 0.1125 | 1200000 | 18 | 1 | 0 | 0 | 0 | 1 | Lateral Hardening-Fuse-93239533 | 1500Million | Western | -1 | 3000
Lateral Hardening | Lateral Hardening-Fuse-90800733,1 | 13993 | 2733.7765 | 8740.5027 | 11343.8699 | 82045.4545 | 0.13826 | 0.068371 | 1200000 | 3 | 1 | 0 | 0 | 0 | 1 | Lateral Hardening-Fuse-90800733 | 1500Million | Central | -1 | 3000
Lateral Hardening | Lateral Hardening-Fuse-90051527,2 | 13295 | 0 | 109613.7577 | 109343.4764 | 791272.7273 | 0.13819 | 0.82424 | 960000 | 16 | 2 | 7 | 0 | 7 | 9 | Lateral Hardening-Fuse-90051527, Lateral Hardening-Fuse-90086119 | 1500Million | Winter Haven | -1 | 3000
Lateral Hardening | Lateral Hardening-Fuse-92169754,1 | 13964 | 0 | 38802.614 | 38778.627 | 280909.0909 | 0.13805 | 0.23409 | 1200000 | 2 | 1 | 1 | 0 | 1 | 2 | Lateral Hardening-Fuse-92169754 | 1500Million | Eastern | -1 | 3000
Lateral Hardening | Lateral Hardening-Fuse-91113454,1 | 13370 | 14512.9647 | 2743.457 | 16528.737 | 119772.7273 | 0.138 | 0.099811 | 1200000 | 30 | 1 | 0 | 0 | 0 | 1 | Lateral Hardening-Fuse-91113454 | 1500Million | Winter Haven | -1 | 3000
Lateral Hardening | Lateral Hardening-Fuse-60318168,1 | 13290 | 5849.4682 | 8359.099 | 13924.8723 | 100909.0909 | 0.13799 | 0.084091 | 1200000 | 8 | 1 | 0 | 0 | 0 | 1 | Lateral Hardening-Fuse-60318168 | 1500Million | Winter Haven | -1 | 3000
Lateral Hardening | Lateral Hardening-Fuse-92459993,1 | 13210 | 8088.4671 | 7885.0123 | 15522.7815 | 112500 | 0.13798 | 0.09375 | 1200000 | 22 | 1 | 0 | 0 | 0 | 1 | Lateral Hardening-Fuse-92459993 | 1500Million | Western | -1 | 3000
Lateral Hardening | Lateral Hardening-Fuse-60125259,1 | 13099 | 2391.9765 | 13454.0271 | 15948.057 | 115681.8182 | 0.13786 | 0.096402 | 1200000 | 2 | 1 | 0 | 0 | 0 | 1 | Lateral Hardening-Fuse-60125259 | 1500Million | Central | -1 | 3000
Lateral Hardening | Lateral Hardening-Fuse-92607261,1 | 13390 | 9439.0669 | 26022.8205 | 34903.1692 | 253181.8182 | 0.13786 | 0.21098 | 1200000 | 8 | 1 | 0 | 0 | 0 | 1 | Lateral Hardening-Fuse-92607261 | 1500Million | Plant City | -1 | 3000
Lateral Hardening | Lateral Hardening-Fuse-10686061,1 | 13808 | 1084.1181 | 20970.433 | 21956.3697 | 159318.1818 | 0.13781 | 0.13277 | 1200000 | 1 | 1 | 0 | 0 | 0 | 1 | Lateral Hardening-Fuse-10686061 | 1500Million | Plant City | -1 | 3000
Lateral Hardening | Lateral Hardening-Fuse-93276689,1 | 13213 | 0 | 25106.9387 | 25003.1285 | 181590.9091 | 0.13769 | 0.15133 | 1200000 | 4 | 1 | 0 | 0 | 0 | 1 | Lateral Hardening-Fuse-93276689 | 1500Million | Eastern | -1 | 3000
Lateral Hardening | Lateral Hardening-Fuse-92791414,1 | 14124 | 3477.4813 | 11535.6107 | 14801.0199 | 107500 | 0.13768 | 0.089583 | 1200000 | 4 | 1 | 0 | 0 | 0 | 1 | Lateral Hardening-Fuse-92791414 | 1500Million | Plant City | -1 | 3000
Lateral Hardening | Lateral Hardening-Fuse-93327241,1 | 13723 | 3217.3812 | 7487.5205 | 10480.9355 | 76136.3636 | 0.13766 | 0.063447 | 1200000 | 6 | 1 | 0 | 0 | 0 | 1 | Lateral Hardening-Fuse-93327241 | 1500Million | Plant City | -1 | 3000
Lateral Hardening | Lateral Hardening-Fuse-91448654,1 | 13188 | 5817.4529 | 11687.0707 | 24519.3189 | 178181.8182 | 0.13761 | 0.14848 | 1200000 | 18 | 1 | 0 | 0 | 0 | 1 | Lateral Hardening-Fuse-91448654 | 1500Million | Central | -1 | 3000
Lateral Hardening | Lateral Hardening-Fuse-60276969,1 | 13817 | 6996.826 | 214.4516 | 6873.7855 | 50000 | 0.13748 | 0.038636 | 1294117.6471 | 2 | 1 | 0 | 0 | 0 | 1 | Lateral Hardening-Fuse-60276969 | 1500Million | South Hillsborough | -1 | 3000
Lateral Hardening | Lateral Hardening-Fuse-93107016,1 | 13687 | 6545.5204 | 16024.4058 | 22214.2975 | 161590.9091 | 0.13747 | 0.13466 | 1200000 | 9 | 1 | 0 | 0 | 0 | 1 | Lateral Hardening-Fuse-93107016 | 1500Million | Eastern | -1 | 3000
Lateral Hardening | Lateral Hardening-Fuse-60311397,1 | 13737 | 13853.7068 | 15729.8601 | 28782.5644 | 209545.4545 | 0.13736 | 0.17462 | 1200000 | 29 | 1 | 0 | 0 | 0 | 1 | Lateral Hardening-Fuse-60311397 | 1500Million | Western | -1 | 3000
Lateral Hardening | Lateral Hardening-Fuse-92404890,1 | 13696 | 11054.1692 | 16355.9506 | 26676.3066 | 194318.1818 | 0.13728 | 0.16193 | 1200000 | 23 | 1 | 0 | 0 | 0 | 1 | Lateral Hardening-Fuse-92404890 | 1500Million | Winter Haven | -1 | 3000
Lateral Hardening | Lateral Hardening-Fuse-90957442,1 | 14021 | 4629.4028 | 19279.143 | 25171.4875 | 183409.0909 | 0.13724 | 0.15284 | 1200000 | 5 | 1 | 0 | 0 | 0 | 1 | Lateral Hardening-Fuse-90957442 | 1500Million | South Hillsborough | -1 | 3000
Lateral Hardening | Lateral Hardening-Fuse-91308625,1 | 13961 | 889.3813 | 8397.1585 | 9231.2449 | 67272.7273 | 0.13722 | 0.056061 | 1200000 | 1 | 1 | 0 | 0 | 0 | 1 | Lateral Hardening-Fuse-91308625 | 1500Million | Plant City | -1 | 3000
Lateral Hardening | Lateral Hardening-Fuse-93325983,1 | 13723 | 4264.6992 | 34497.0677 | 38103.8453 | 277727.2727 | 0.1372 | 0.23144 | 1200000 | 3 | 1 | 0 | 0 | 0 | 1 | Lateral Hardening-Fuse-93325983 | 1500Million | Plant City | -1 | 3000
Lateral Hardening | Lateral Hardening-Fuse-10556642,2 | 13298 | 8398.6981 | 142266.4304 | 148657.7722 | 1084000 | 0.13714 | 1.1292 | 960000 | 3 | 2 | 0 | 0 | 0 | 2 | Lateral Hardening-Fuse-10556642, Lateral Hardening-Fuse-60311936 | 1500Million | Winter Haven | -1 | 3000
Lateral Hardening | Lateral Hardening-Fuse-92386204,1 | 13710 | 2307.5258 | 28965.782 | 30964.2041 | 225909.0909 | 0.13706 | 0.18826 | 1200000 | 2 | 1 | 0 | 0 | 0 | 1 | Lateral Hardening-Fuse-92386204 | 1500Million | Eastern | -1 | 3000
Lateral Hardening | Lateral Hardening-Fuse-92679260,1 | 13805 | 2487.0811 | 37013.0261 | 39076.2063 | 285227.2727 | 0.137 | 0.23769 | 1200000 | 2 | 1 | 0 | 0 | 0 | 1 | Lateral Hardening-Fuse-92679260 | 1500Million | Plant City | -1 | 3000
Lateral Hardening | Lateral Hardening-Fuse-60271833,1 | 13724 | 7676.9484 | 6361.6537 | 13629.3742 | 99545.4545 | 0.13692 | 0.082955 | 1200000 | 16 | 1 | 1 | 0 | 1 | 2 | Lateral Hardening-Fuse-60271833 | 1500Million | Plant City | -1 | 3000
Lateral Hardening | Lateral Hardening-Fuse-90207829,1 | 13756 | 7124.3082 | 69.1623 | 6845.0657 | 50000 | 0.1369 | 0.030303 | 1650000 | 3 | 1 | 0 | 0 | 0 | 1 | Lateral Hardening-Fuse-90207829 | 1500Million | Western | -1 | 3000
Lateral Hardening | Lateral Hardening-Fuse-10866800,1 | 13227 | 9456.6938 | 26862.2552 | 35589.3956 | 260000 | 0.13688 | 0.21667 | 1200000 | 7 | 1 | 0 | 0 | 0 | 1 | Lateral Hardening-Fuse-10866800 | 1500Million | Eastern | -1 | 3000
Lateral Hardening | Lateral Hardening-Fuse-10840129,1 | 14112 | 2143.2562 | 8920.8652 | 11410.1349 | 83409.0909 | 0.1368 | 0.069508 | 1200000 | 3 | 1 | 0 | 0 | 0 | 1 | Lateral Hardening-Fuse-10840129 | 1500Million | Eastern | -1 | 3000
Lateral Hardening | Lateral Hardening-Fuse-10429525,1 | 13835 | 13811.6471 | 996.7538 | 14143.034 | 103409.0909 | 0.13677 | 0.086174 | 1200000 | 7 | 1 | 0 | 0 | 0 | 1 | Lateral Hardening-Fuse-10429525 | 1500Million | Central | -1 | 3000
Lateral Hardening | Lateral Hardening-Fuse-60084391,1 | 13080 | 10236.1966 | 15846.3375 | 25452.0943 | 186136.3636 | 0.13674 | 0.15511 | 1200000 | 17 | 1 | 0 | 0 | 0 | 1 | Lateral Hardening-Fuse-60084391 | 1500Million | Western | -1 | 3000
Lateral Hardening | Lateral Hardening-Fuse-93323832,1 | 13723 | 4658.027 | 18068.2092 | 22491.2902 | 164545.4545 | 0.13669 | 0.13712 | 1200000 | 5 | 1 | 1 | 0 | 1 | 2 | Lateral Hardening-Fuse-93323832 | 1500Million | Plant City | -1 | 3000
Lateral Hardening | Lateral Hardening-Fuse-60112131,1 | 13030 | 3243.3697 | 6174.7515 | 10649.9276 | 77954.5455 | 0.13662 | 0.064962 | 1200000 | 8 | 1 | 0 | 0 | 0 | 1 | Lateral Hardening-Fuse-60112131 | 1500Million | Winter Haven | -1 | 3000
Lateral Hardening | Lateral Hardening-Fuse-10075183,1 | 13656 | 22699.239 | 7977.8439 | 29475.7531 | 215909.0909 | 0.13652 | 0.17992 | 1200000 | 2 | 1 | 0 | 0 | 0 | 1 | Lateral Hardening-Fuse-10075183 | 1500Million | Plant City | -1 | 3000
Lateral Hardening | Lateral Hardening-Fuse-10363903,1 | 14071 | 2322.7493 | 24183.6145 | 26924.1044 | 197272.7273 | 0.13648 | 0.16439 | 1200000 | 2 | 1 | 0 | 0 | 0 | 1 | Lateral Hardening-Fuse-10363903 | 1500Million | Western | -1 | 3000
Lateral Hardening | Lateral Hardening-Fuse-10556535,1 | 13298 | 1590.8076 | 14808.5972 | 16282.9735 | 119318.1818 | 0.13647 | 0.099432 | 1200000 | 2 | 1 | 0 | 0 | 0 | 1 | Lateral Hardening-Fuse-10556535 | 1500Million | Winter Haven | -1 | 3000
Lateral Hardening | Lateral Hardening-Fuse-10722428,1 | 13817 | 6797.9913 | 396.9811 | 15783.1686 | 115681.8182 | 0.13644 | 0.096402 | 1200000 | 6 | 1 | 0 | 0 | 0 | 1 | Lateral Hardening-Fuse-10722428 | 1500Million | South Hillsborough | -1 | 3000
Lateral Hardening | Lateral Hardening-Fuse-10676166,1 | 14123 | 5000.4719 | 20764.0184 | 25390.8144 | 186136.3636 | 0.13641 | 0.15511 | 1200000 | 4 | 1 | 0 | 0 | 0 | 1 | Lateral Hardening-Fuse-10676166 | 1500Million | Plant City | -1 | 3000
Lateral Hardening | Lateral Hardening-Fuse-92849727,1 | 13011 | 7229.5819 | 12759.6506 | 19624.0497 | 143863.6364 | 0.13641 | 0.11989 | 1200000 | 11 | 1 | 0 | 0 | 0 | 1 | Lateral Hardening-Fuse-92849727 | 1500Million | Plant City | -1 | 3000
Lateral Hardening | Lateral Hardening-Fuse-10128511,1 | 13079 | 9718.0739 | 6151.7859 | 15333.8538 | 112500 | 0.1363 | 0.09375 | 1200000 | 23 | 1 | 0 | 0 | 0 | 1 | Lateral Hardening-Fuse-10128511 | 1500Million | Western | -1 | 3000
Lateral Hardening | Lateral Hardening-Fuse-92957364,1 | 13006 | 3484.5185 | 4681.7979 | 7960.4674 | 58409.0909 | 0.13629 | 0.048674 | 1200000 | 9 | 1 | 0 | 0 | 0 | 1 | Lateral Hardening-Fuse-92957364 | 1500Million | Dade City | -1 | 3000
Lateral Hardening | Lateral Hardening-Fuse-90965431,1 | 13236 | 1348.4295 | 23626.4031 | 24716.4346 | 181363.6364 | 0.13628 | 0.15114 | 1200000 | 1 | 1 | 0 | 0 | 0 | 1 | Lateral Hardening-Fuse-90965431 | 1500Million | South Hillsborough | -1 | 3000
Lateral Hardening | Lateral Hardening-Fuse-91863410,1 | 13630 | 10399.8926 | 12247.8327 | 22067.4951 | 162045.4545 | 0.13618 | 0.13504 | 1200000 | 17 | 1 | 0 | 0 | 0 | 1 | Lateral Hardening-Fuse-91863410 | 1500Million | Central | -1 | 3000
Lateral Hardening | Lateral Hardening-Fuse-92606236,1 | 13390 | 0 | 31770.0412 | 31499.6324 | 231590.9091 | 0.13601 | 0.19299 | 1200000 | 2 | 1 | 0 | 0 | 0 | 1 | Lateral Hardening-Fuse-92606236 | 1500Million | Plant City | -1 | 3000
Lateral Hardening | Lateral Hardening-Fuse-93268801,1 | 13068 | 13089.4215 | 1131.6024 | 13569.751 | 99772.7273 | 0.13601 | 0.083144 | 1200000 | 11 | 1 | 1 | 0 | 1 | 2 | Lateral Hardening-Fuse-93268801 | 1500Million | Western | -1 | 3000
Lateral Hardening | Lateral Hardening-Fuse-93300554,1 | 13808 | 5754.4913 | 19817.1901 | 25218.5801 | 185454.5455 | 0.13598 | 0.15455 | 1200000 | 5 | 1 | 0 | 0 | 0 | 1 | Lateral Hardening-Fuse-93300554 | 1500Million | Plant City | -1 | 3000
Lateral Hardening | Lateral Hardening-Fuse-91701370,1 | 13458 | 13122.7209 | 16772.3951 | 29317.291 | 215681.8182 | 0.13593 | 0.17973 | 1200000 | 16 | 1 | 0 | 0 | 0 | 1 | Lateral Hardening-Fuse-91701370 | 1500Million | Eastern | -1 | 3000
Lateral Hardening | Lateral Hardening-Fuse-10433175,1 | 13993 | 962.0438 | 5936.8697 | 6796.187 | 50000 | 0.13592 | 0.021212 | 2357142.8571 | 2 | 1 | 0 | 0 | 0 | 1 | Lateral Hardening-Fuse-10433175 | 1500Million | Central | -1 | 3000
Lateral Hardening | Lateral Hardening-Fuse-91566435,1 | 13044 | 5014.7858 | 154.6447 | 6794.6329 | 50000 | 0.13589 | 0.023674 | 2112000 | 9 | 1 | 0 | 0 | 0 | 1 | Lateral Hardening-Fuse-91566435 | 1500Million | Central | -1 | 3000
Lateral Hardening | Lateral Hardening-Fuse-10679332,1 | 13807 | 3394.6273 | 11520.8385 | 14699.7766 | 108181.8182 | 0.13588 | 0.090152 | 1200000 | 4 | 1 | 0 | 0 | 0 | 1 | Lateral Hardening-Fuse-10679332 | 1500Million | Plant City | -1 | 3000
Lateral Hardening | Lateral Hardening-Fuse-93044272,1 | 13813 | 1459.1047 | 10879.5837 | 12164.8968 | 89545.4545 | 0.13585 | 0.074621 | 1200000 | 3 | 1 | 0 | 0 | 0 | 1 | Lateral Hardening-Fuse-93044272 | 1500Million | Dade City | -1 | 3000
Lateral Hardening | Lateral Hardening-Fuse-10762912,1 | 13815 | 1109.6612 | 9607.0667 | 11637.6748 | 85681.8182 | 0.13582 | 0.071402 | 1200000 | 1 | 1 | 0 | 0 | 0 | 1 | Lateral Hardening-Fuse-10762912 | 1500Million | Dade City | -1 | 3000
Lateral Hardening | Lateral Hardening-Fuse-91473920,1 | 13638 | 13325.1817 | 2683.547 | 15340.5719 | 112954.5455 | 0.13581 | 0.094129 | 1200000 | 5 | 1 | 0 | 0 | 0 | 1 | Lateral Hardening-Fuse-91473920 | 1500Million | Western | -1 | 3000
Lateral Hardening | Lateral Hardening-Fuse-60174624,1 | 13787 | 11679.0703 | 907.6119 | 12006.6959 | 88409.0909 | 0.13581 | 0.073674 | 1200000 | 5 | 1 | 0 | 0 | 0 | 1 | Lateral Hardening-Fuse-60174624 | 1500Million | Plant City | -1 | 3000
Lateral Hardening | Lateral Hardening-Fuse-60172038,1 | 13968 | 9655.3469 | 14795.0416 | 23975.6087 | 176590.9091 | 0.13577 | 0.14716 | 1200000 | 13 | 1 | 0 | 0 | 0 | 1 | Lateral Hardening-Fuse-60172038 | 1500Million | Winter Haven | -1 | 3000
Lateral Hardening | Lateral Hardening-Fuse-10705941,1 | 13268 | 1623.6148 | 5644.9214 | 7555.3376 | 55681.8182 | 0.13569 | 0.046402 | 1200000 | 3 | 1 | 0 | 0 | 0 | 1 | Lateral Hardening-Fuse-10705941 | 1500Million | Plant City | -1 | 3000
Lateral Hardening | Lateral Hardening-Fuse-92888195,1 | 13147 | 4083.7856 | 12090.5857 | 15845.1972 | 116818.1818 | 0.13564 | 0.097348 | 1200000 | 7 | 1 | 0 | 0 | 0 | 1 | Lateral Hardening-Fuse-92888195 | 1500Million | Plant City | -1 | 3000
Lateral Hardening | Lateral Hardening-Fuse-10087541,1 | 13389 | 0 | 18045.2585 | 18403.4462 | 135681.8182 | 0.13564 | 0.11307 | 1200000 | 1 | 1 | 0 | 0 | 0 | 1 | Lateral Hardening-Fuse-10087541 | 1500Million | Plant City | -1 | 3000
Lateral Hardening | Lateral Hardening-Fuse-10627068,1 | 13147 | 5752.5046 | 14143.6941 | 19585.0458 | 144545.4545 | 0.13549 | 0.12045 | 1200000 | 8 | 1 | 0 | 0 | 0 | 1 | Lateral Hardening-Fuse-10627068 | 1500Million | Plant City | -1 | 3000
Lateral Hardening | Lateral Hardening-Fuse-10055939,1 | 13420 | 6248.5236 | 831.8387 | 6766.6982 | 50000 | 0.13533 | 0.03125 | 1600000 | 2 | 1 | 0 | 0 | 0 | 1 | Lateral Hardening-Fuse-10055939 | 1500Million | Central | -1 | 3000
Lateral Hardening | Lateral Hardening-Fuse-92909184,1 | 13159 | 6883.5911 | 7897.7184 | 14380.8203 | 106363.6364 | 0.1352 | 0.088636 | 1200000 | 15 | 1 | 0 | 0 | 0 | 1 | Lateral Hardening-Fuse-92909184 | 1500Million | Central | -1 | 3000
Lateral Hardening | Lateral Hardening-Fuse-60077878,1 | 13153 | 6571.0439 | 515.5548 | 6756.568 | 50000 | 0.13513 | 0.012689 | 3940298.5075 | 3 | 1 | 0 | 0 | 0 | 1 | Lateral Hardening-Fuse-60077878 | 1500Million | Winter Haven | -1 | 3000
Lateral Hardening | Lateral Hardening-Fuse-92955330,1 | 13006 | 10604.8625 | 45709.0038 | 55582.3968 | 411363.6364 | 0.13512 | 0.3428 | 1200000 | 10 | 1 | 0 | 0 | 0 | 1 | Lateral Hardening-Fuse-92955330 | 1500Million | Dade City | -1 | 3000
Lateral Hardening | Lateral Hardening-Fuse-90394819,1 | 13147 | 13146.3948 | 13363.7371 | 25977.7891 | 192272.7273 | 0.13511 | 0.16023 | 1200000 | 17 | 1 | 0 | 0 | 0 | 1 | Lateral Hardening-Fuse-90394819 | 1500Million | Plant City | -1 | 3000
Lateral Hardening | Lateral Hardening-Fuse-10095424,1 | 13786 | 1258.8404 | 14731.8295 | 15775.6351 | 116818.1818 | 0.13504 | 0.097348 | 1200000 | 2 | 1 | 0 | 0 | 0 | 1 | Lateral Hardening-Fuse-10095424 | 1500Million | Plant City | -1 | 3000
Lateral Hardening | Lateral Hardening-Fuse-10089365,1 | 13278 | 5801.2805 | 5635.6442 | 11110.2584 | 82272.7273 | 0.13504 | 0.068561 | 1200000 | 12 | 1 | 0 | 0 | 0 | 1 | Lateral Hardening-Fuse-10089365 | 1500Million | Winter Haven | -1 | 3000
Lateral Hardening | Lateral Hardening-Fuse-91825136,1 | 13298 | 20476.9335 | 4201.9949 | 51148.1376 | 378863.6364 | 0.135 | 0.31572 | 1200000 | 9 | 1 | 1 | 0 | 1 | 2 | Lateral Hardening-Fuse-91825136 | 1500Million | Winter Haven | -1 | 3000
Lateral Hardening | Lateral Hardening-Fuse-10795754,1 | 13695 | 4164.7785 | 3121.3822 | 7054.962 | 52272.7273 | 0.13496 | 0.043561 | 1200000 | 15 | 1 | 0 | 0 | 0 | 1 | Lateral Hardening-Fuse-10795754 | 1500Million | Winter Haven | -1 | 3000
Lateral Hardening | Lateral Hardening-Fuse-92163603,1 | 13231 | 5717.5389 | 11296.8881 | 16706.9415 | 123863.6364 | 0.13488 | 0.10322 | 1200000 | 8 | 1 | 0 | 0 | 0 | 1 | Lateral Hardening-Fuse-92163603 | 1500Million | Eastern | -1 | 3000
Lateral Hardening | Lateral Hardening-Fuse-10070752,1 | 13657 | 1899.3397 | 14963.6391 | 16766.0243 | 124318.1818 | 0.13486 | 0.1036 | 1200000 | 2 | 1 | 0 | 0 | 0 | 1 | Lateral Hardening-Fuse-10070752 | 1500Million | Plant City | -1 | 3000
Lateral Hardening | Lateral Hardening-Fuse-60519554,1 | 14102 | 3992.1481 | 10517.9975 | 14341.085 | 106363.6364 | 0.13483 | 0.088636 | 1200000 | 4 | 1 | 0 | 0 | 0 | 1 | Lateral Hardening-Fuse-60519554 | 1500Million | Central | -1 | 3000
Lateral Hardening | Lateral Hardening-Fuse-10340780,1 | 14031 | 0 | 30087.7233 | 29713.8545 | 220454.5455 | 0.13478 | 0.18371 | 1200000 | 2 | 1 | 0 | 0 | 0 | 1 | Lateral Hardening-Fuse-10340780 | 1500Million | Western | -1 | 3000
Lateral Hardening | Lateral Hardening-Fuse-10668851,1 | 13722 | 0 | 8390.3144 | 8294.1966 | 61590.9091 | 0.13467 | 0.051326 | 1200000 | 1 | 1 | 0 | 0 | 0 | 1 | Lateral Hardening-Fuse-10668851 | 1500Million | Plant City | -1 | 3000
Lateral Hardening | Lateral Hardening-Fuse-92258848,1 | 13024 | 0 | 32420.1704 | 32165.539 | 238863.6364 | 0.13466 | 0.19905 | 1200000 | 3 | 1 | 0 | 0 | 0 | 1 | Lateral Hardening-Fuse-92258848 | 1500Million | Central | -1 | 3000
Lateral Hardening | Lateral Hardening-Fuse-92672765,1 | 13687 | 7644.4029 | 19899.1483 | 29837.9852 | 221590.9091 | 0.13465 | 0.18466 | 1200000 | 10 | 1 | 0 | 0 | 0 | 1 | Lateral Hardening-Fuse-92672765 | 1500Million | Eastern | -1 | 3000
Lateral Hardening | Lateral Hardening-Fuse-10093684,1 | 13043 | 4886.9032 | 6808.058 | 11410.3125 | 84772.7273 | 0.1346 | 0.070644 | 1200000 | 9 | 1 | 0 | 0 | 0 | 1 | Lateral Hardening-Fuse-10093684 | 1500Million | Central | -1 | 3000
Lateral Hardening | Lateral Hardening-Fuse-10368967,1 | 13097 | 8592.1418 | 30811.2184 | 38630.2986 | 287045.4545 | 0.13458 | 0.2392 | 1200000 | 6 | 1 | 1 | 0 | 1 | 2 | Lateral Hardening-Fuse-10368967 | 1500Million | Central | -1 | 3000
Lateral Hardening | Lateral Hardening-Fuse-92291272,1 | 13461 | 6185.4852 | 12167.719 | 18032.7847 | 134090.9091 | 0.13448 | 0.11174 | 1200000 | 6 | 1 | 0 | 0 | 0 | 1 | Lateral Hardening-Fuse-92291272 | 1500Million | Eastern | -1 | 3000
Lateral Hardening | Lateral Hardening-Fuse-90530168,1 | 13224 | 0 | 12592.5458 | 12529.2629 | 93181.8182 | 0.13446 | 0.077652 | 1200000 | 12 | 1 | 0 | 0 | 0 | 1 | Lateral Hardening-Fuse-90530168 | 1500Million | Central | -1 | 3000
Lateral Hardening | Lateral Hardening-Fuse-60027837,1 | 13094 | 0 | 24165.599 | 23926.9187 | 177954.5455 | 0.13446 | 0.1483 | 1200000 | 4 | 1 | 2 | 0 | 2 | 3 | Lateral Hardening-Fuse-60027837 | 1500Million | Central | -1 | 3000
Lateral Hardening | Lateral Hardening-Fuse-90961183,1 | 13649 | 1336.8347 | 9287.6806 | 10964.8294 | 81590.9091 | 0.13439 | 0.067992 | 1200000 | 2 | 1 | 0 | 0 | 0 | 1 | Lateral Hardening-Fuse-90961183 | 1500Million | South Hillsborough | -1 | 3000
Lateral Hardening | Lateral Hardening-Fuse-10487467,1 | 13458 | 7642.9852 | 22345.0136 | 29534.6716 | 220000 | 0.13425 | 0.18333 | 1200000 | 8 | 1 | 0 | 0 | 0 | 1 | Lateral Hardening-Fuse-10487467 | 1500Million | Eastern | -1 | 3000
Lateral Hardening | Lateral Hardening-Fuse-10055015,1 | 13419 | 11531.2813 | 11497.4406 | 27636.8711 | 205909.0909 | 0.13422 | 0.17159 | 1200000 | 28 | 1 | 0 | 0 | 0 | 1 | Lateral Hardening-Fuse-10055015 | 1500Million | Central | -1 | 3000
Lateral Hardening | Lateral Hardening-Fuse-92614674,2 | 13303 | 0 | 34920.0824 | 34623.9707 | 258000 | 0.1342 | 0.26875 | 960000 | 2 | 2 | 0 | 0 | 0 | 2 | Lateral Hardening-Fuse-92614674, Lateral Hardening-Fuse-92614677 | 1500Million | South Hillsborough | -1 | 3000
Lateral Hardening | Lateral Hardening-Fuse-10558883,1 | 13299 | 5181.1779 | 13831.5847 | 18727.0828 | 139545.4545 | 0.1342 | 0.11629 | 1200000 | 6 | 1 | 0 | 0 | 0 | 1 | Lateral Hardening-Fuse-10558883 | 1500Million | Winter Haven | -1 | 3000
Lateral Hardening | Lateral Hardening-Fuse-92386499,1 | 13434 | 909.5409 | 10372.8052 | 11223.8445 | 83636.3636 | 0.1342 | 0.069697 | 1200000 | 1 | 1 | 0 | 0 | 0 | 1 | Lateral Hardening-Fuse-92386499 | 1500Million | Eastern | -1 | 3000
Lateral Hardening | Lateral Hardening-Fuse-93119970,1 | 13836 | 2860.6554 | 15954.2818 | 18631.3458 | 138863.6364 | 0.13417 | 0.11572 | 1200000 | 3 | 1 | 0 | 0 | 0 | 1 | Lateral Hardening-Fuse-93119970 | 1500Million | Central | -1 | 3000
Lateral Hardening | Lateral Hardening-Fuse-10686291,1 | 13808 | 4029.4958 | 24860.5587 | 28654.1702 | 213636.3636 | 0.13413 | 0.17803 | 1200000 | 4 | 1 | 0 | 0 | 0 | 1 | Lateral Hardening-Fuse-10686291 | 1500Million | Plant City | -1 | 3000
Lateral Hardening | Lateral Hardening-Fuse-91863472,1 | 13630 | 6236.7889 | 9691.4652 | 15541.4557 | 115909.0909 | 0.13408 | 0.096591 | 1200000 | 11 | 1 | 0 | 0 | 0 | 1 | Lateral Hardening-Fuse-91863472 | 1500Million | Central | -1 | 3000
Lateral Hardening | Lateral Hardening-Fuse-10487466,1 | 13458 | 0 | 7729.4389 | 8074.2949 | 60227.2727 | 0.13406 | 0.050189 | 1200000 |  | 1 | 0 | 0 | 0 | 1 | Lateral Hardening-Fuse-10487466 | 1500Million | Eastern | -1 | 3000
Lateral Hardening | Lateral Hardening-Fuse-10914147,1 | 13152 | 10200.792 | 11741.1673 | 21351.7475 | 159318.1818 | 0.13402 | 0.13277 | 1200000 | 20 | 1 | 0 | 0 | 0 | 1 | Lateral Hardening-Fuse-10914147 | 1500Million | Winter Haven | -1 | 3000
Lateral Hardening | Lateral Hardening-Fuse-93217883,1 | 13656 | 2819.3731 | 75763.9492 | 77741.2347 | 580227.2727 | 0.13398 | 0.48352 | 1200000 | 2 | 1 | 0 | 0 | 0 | 1 | Lateral Hardening-Fuse-93217883 | 1500Million | Plant City | -1 | 3000
Lateral Hardening | Lateral Hardening-Fuse-92087743,1 | 13230 | 4087.6401 | 15416.2845 | 19241.3356 | 143636.3636 | 0.13396 | 0.1197 | 1200000 | 4 | 1 | 0 | 0 | 0 | 1 | Lateral Hardening-Fuse-92087743 | 1500Million | Eastern | -1 | 3000
Lateral Hardening | Lateral Hardening-Fuse-10679331,1 | 13807 | 1068.2556 | 5317.6831 | 6697.0258 | 50000 | 0.13394 | 0.031061 | 1609756.0976 | 2 | 1 | 0 | 0 | 0 | 1 | Lateral Hardening-Fuse-10679331 | 1500Million | Plant City | -1 | 3000
Lateral Hardening | Lateral Hardening-Fuse-10565898,1 | 13290 | 2726.8659 | 4144.056 | 6694.3482 | 50000 | 0.13389 | 0.023485 | 2129032.2581 | 8 | 1 | 0 | 0 | 0 | 1 | Lateral Hardening-Fuse-10565898 | 1500Million | Winter Haven | -1 | 3000
Lateral Hardening | Lateral Hardening-Fuse-10716352,1 | 13959 | 3624.4707 | 20855.3619 | 25249.8227 | 188636.3636 | 0.13385 | 0.1572 | 1200000 | 4 | 1 | 0 | 0 | 0 | 1 | Lateral Hardening-Fuse-10716352 | 1500Million | Plant City | -1 | 3000
Lateral Hardening | Lateral Hardening-Fuse-91618072,1 | 13147 | 7761.243 | 14135.0106 | 21475.4794 | 160454.5455 | 0.13384 | 0.13371 | 1200000 | 7 | 1 | 0 | 0 | 0 | 1 | Lateral Hardening-Fuse-91618072 | 1500Million | Plant City | -1 | 3000
Lateral Hardening | Lateral Hardening-Fuse-92902067,1 | 13854 | 5017.1472 | 15375.3127 | 20103.1499 | 150227.2727 | 0.13382 | 0.12519 | 1200000 | 4 | 1 | 0 | 0 | 0 | 1 | Lateral Hardening-Fuse-92902067 | 1500Million | Plant City | -1 | 3000
Lateral Hardening | Lateral Hardening-Fuse-93277134,1 | 13213 | 18889.5781 | 2969.0525 | 20922.3424 | 156363.6364 | 0.13381 | 0.1303 | 1200000 | 12 | 1 | 0 | 0 | 0 | 1 | Lateral Hardening-Fuse-93277134 | 1500Million | Eastern | -1 | 3000
Lateral Hardening | Lateral Hardening-Fuse-93205926,2 | 14266 | 0 | 63463.1395 | 62838.0834 | 469636.3636 | 0.1338 | 0.4892 | 960000 | 220 | 2 | 5 | 0 | 5 | 7 | Lateral Hardening-Fuse-93205926, Lateral Hardening-Fuse-91626832 | 1500Million | Central | -1 | 3000
Lateral Hardening | Lateral Hardening-Fuse-10441200,1 | 13946 | 6273.7967 | 3948.3481 | 9876.0788 | 73863.6364 | 0.13371 | 0.061553 | 1200000 | 27 | 1 | 0 | 0 | 0 | 1 | Lateral Hardening-Fuse-10441200 | 1500Million | Central | -1 | 3000
Lateral Hardening | Lateral Hardening-Fuse-92841403,1 | 13171 | 0 | 9528.2946 | 9419.1404 | 70454.5455 | 0.13369 | 0.058712 | 1200000 | 5 | 1 | 0 | 0 | 0 | 1 | Lateral Hardening-Fuse-92841403 | 1500Million | Eastern | -1 | 3000
Lateral Hardening | Lateral Hardening-Fuse-92244532,1 | 13710 | 20865.2385 | 35768.3113 | 55597.4185 | 416136.3636 | 0.1336 | 0.34678 | 1200000 | 24 | 1 | 0 | 0 | 0 | 1 | Lateral Hardening-Fuse-92244532 | 1500Million | Eastern | -1 | 3000
Lateral Hardening | Lateral Hardening-Fuse-92686535,1 | 13793 | 0 | 7647.0363 | 7559.4334 | 56590.9091 | 0.13358 | 0.047159 | 1200000 | 1 | 1 | 1 | 0 | 1 | 2 | Lateral Hardening-Fuse-92686535 | 1500Million | Eastern | -1 | 3000
Lateral Hardening | Lateral Hardening-Fuse-92956625,2 | 13006 | 6308.2066 | 33189.5236 | 39755.664 | 297818.1818 | 0.13349 | 0.31023 | 960000 | 4 | 2 | 1 | 0 | 1 | 3 | Lateral Hardening-Fuse-92956625, Lateral Hardening-Fuse-91895805 | 1500Million | Dade City | -1 | 3000
Lateral Hardening | Lateral Hardening-Fuse-90908558,1 | 13278 | 8637.6889 | 9200.0675 | 17346.6634 | 130000 | 0.13344 | 0.10833 | 1200000 | 20 | 1 | 0 | 0 | 0 | 1 | Lateral Hardening-Fuse-90908558 | 1500Million | Winter Haven | -1 | 3000
Lateral Hardening | Lateral Hardening-Fuse-91598274,1 | 13672 | 2664.1563 | 7583.1274 | 10094.7809 | 75681.8182 | 0.13338 | 0.063068 | 1200000 | 3 | 1 | 0 | 0 | 0 | 1 | Lateral Hardening-Fuse-91598274 | 1500Million | Western | -1 | 3000
Lateral Hardening | Lateral Hardening-Fuse-92681787,1 | 13805 | 3658.9497 | 53859.8136 | 56135.5581 | 420909.0909 | 0.13337 | 0.35076 | 1200000 | 2 | 1 | 0 | 0 | 0 | 1 | Lateral Hardening-Fuse-92681787 | 1500Million | Plant City | -1 | 3000
Lateral Hardening | Lateral Hardening-Fuse-10484794,1 | 13461 | 661.8222 | 6210.1899 | 7149.0242 | 53636.3636 | 0.13329 | 0.044697 | 1200000 | 1 | 1 | 0 | 0 | 0 | 1 | Lateral Hardening-Fuse-10484794 | 1500Million | Eastern | -1 | 3000
Lateral Hardening | Lateral Hardening-Fuse-10566576,1 | 13289 | 0 | 16207.923 | 16198.3639 | 121590.9091 | 0.13322 | 0.10133 | 1200000 | 1 | 1 | 0 | 0 | 0 | 1 | Lateral Hardening-Fuse-10566576 | 1500Million | Winter Haven | -1 | 3000
Lateral Hardening | Lateral Hardening-Fuse-90423946,1 | 14030 | 28452.1651 | 5475.9241 | 32538.0148 | 244318.1818 | 0.13318 | 0.2036 | 1200000 | 14 | 1 | 1 | 0 | 1 | 2 | Lateral Hardening-Fuse-90423946 | 1500Million | Western | -1 | 3000
Lateral Hardening | Lateral Hardening-Fuse-10686215,1 | 13808 | 0 | 28932.2554 | 28855.0086 | 216818.1818 | 0.13308 | 0.18068 | 1200000 |  | 1 | 0 | 0 | 0 | 1 | Lateral Hardening-Fuse-10686215 | 1500Million | Plant City | -1 | 3000
Lateral Hardening | Lateral Hardening-Fuse-10536018,1 | 13115 | 4272.8399 | 11116.3152 | 15060.8466 | 113181.8182 | 0.13307 | 0.094318 | 1200000 | 12 | 1 | 0 | 0 | 0 | 1 | Lateral Hardening-Fuse-10536018 | 1500Million | Winter Haven | -1 | 3000
Lateral Hardening | Lateral Hardening-Fuse-92269519,1 | 13786 | 544.1587 | 6626.8886 | 7073.0617 | 53181.8182 | 0.133 | 0.044318 | 1200000 | 1 | 1 | 0 | 0 | 0 | 1 | Lateral Hardening-Fuse-92269519 | 1500Million | Plant City | -1 | 3000
Lateral Hardening | Lateral Hardening-Fuse-10793159,1 | 13470 | 0 | 26837.262 | 26598.171 | 200000 | 0.13299 | 0.16667 | 1200000 |  | 1 | 0 | 0 | 0 | 1 | Lateral Hardening-Fuse-10793159 | 1500Million | Winter Haven | -1 | 3000
Lateral Hardening | Lateral Hardening-Fuse-91405363,2 | 13164 | 7171.9485 | 3483.0156 | 10251.8837 | 77090.9091 | 0.13298 | 0.080303 | 960000 | 32 | 2 | 1 | 0 | 1 | 3 | Lateral Hardening-Fuse-91405363, Lateral Hardening-Fuse-93112340 | 1500Million | Western | -1 | 3000
Lateral Hardening | Lateral Hardening-Fuse-93294923,1 | 13808 | 4764.7927 | 25956.2949 | 30402.2081 | 228863.6364 | 0.13284 | 0.19072 | 1200000 | 5 | 1 | 1 | 0 | 1 | 2 | Lateral Hardening-Fuse-93294923 | 1500Million | Plant City | -1 | 3000
Lateral Hardening | Lateral Hardening-Fuse-10095510,1 | 13786 | 3869.4618 | 34019.4363 | 37520.4766 | 282500 | 0.13282 | 0.23542 | 1200000 | 3 | 1 | 0 | 0 | 0 | 1 | Lateral Hardening-Fuse-10095510 | 1500Million | Plant City | -1 | 3000
Lateral Hardening | Lateral Hardening-Fuse-10650467,1 | 13391 | 10107.9939 | 24183.2795 | 33861.2482 | 255000 | 0.13279 | 0.2125 | 1200000 | 10 | 1 | 1 | 0 | 1 | 2 | Lateral Hardening-Fuse-10650467 | 1500Million | Plant City | -1 | 3000
Lateral Hardening | Lateral Hardening-Fuse-10310489,1 | 13338 | 0 | 22329.4363 | 27250.4424 | 205227.2727 | 0.13278 | 0.17102 | 1200000 | 21 | 1 | 2 | 0 | 2 | 3 | Lateral Hardening-Fuse-10310489 | 1500Million | Western | -1 | 3000
Lateral Hardening | Lateral Hardening-Fuse-90528941,1 | 13201 | 6123.3882 | 6912.5146 | 15840.5654 | 119318.1818 | 0.13276 | 0.099432 | 1200000 | 21 | 1 | 0 | 0 | 0 | 1 | Lateral Hardening-Fuse-90528941 | 1500Million | Western | -1 | 3000
Lateral Hardening | Lateral Hardening-Fuse-10714645,1 | 13019 | 4191.7404 | 2367.7102 | 6637.0505 | 50000 | 0.13274 | 0.03428 | 1458563.5359 | 13 | 1 | 0 | 0 | 0 | 1 | Lateral Hardening-Fuse-10714645 | 1500Million | South Hillsborough | -1 | 3000
Lateral Hardening | Lateral Hardening-Fuse-10595525,1 | 13698 | 809.3744 | 6321.3031 | 7029.0718 | 52954.5455 | 0.13274 | 0.044129 | 1200000 | 2 | 1 | 0 | 0 | 0 | 1 | Lateral Hardening-Fuse-10595525 | 1500Million | Winter Haven | -1 | 3000
Lateral Hardening | Lateral Hardening-Fuse-93310077,1 | 13808 | 1390.887 | 66345.2725 | 67056.1199 | 505227.2727 | 0.13272 | 0.42102 | 1200000 | 1 | 1 | 0 | 0 | 0 | 1 | Lateral Hardening-Fuse-93310077 | 1500Million | Plant City | -1 | 3000
Lateral Hardening | Lateral Hardening-Fuse-10747882,1 | 13705 | 3923.8695 | 13676.4286 | 17344.4526 | 130681.8182 | 0.13272 | 0.1089 | 1200000 | 3 | 1 | 0 | 0 | 0 | 1 | Lateral Hardening-Fuse-10747882 | 1500Million | Eastern | -1 | 3000
Lateral Hardening | Lateral Hardening-Fuse-10645564,1 | 13148 | 5148.4439 | 26920.2009 | 31744.2739 | 239318.1818 | 0.13264 | 0.19943 | 1200000 | 5 | 1 | 0 | 0 | 0 | 1 | Lateral Hardening-Fuse-10645564 | 1500Million | Plant City | -1 | 3000
Lateral Hardening | Lateral Hardening-Fuse-10759985,1 | 13813 | 1609.1111 | 16164.1703 | 17655.6226 | 133181.8182 | 0.13257 | 0.11098 | 1200000 | 2 | 1 | 0 | 0 | 0 | 1 | Lateral Hardening-Fuse-10759985 | 1500Million | Dade City | -1 | 3000
Lateral Hardening | Lateral Hardening-Fuse-10162067,1 | 13142 | 0 | 19806.6772 | 19579.7758 | 147727.2727 | 0.13254 | 0.12311 | 1200000 | 11 | 1 | 0 | 0 | 0 | 1 | Lateral Hardening-Fuse-10162067 | 1500Million | Western | -1 | 3000
Lateral Hardening | Lateral Hardening-Fuse-91863763,1 | 13630 | 6449.7469 | 490.7191 | 6626.6405 | 50000 | 0.13253 | 0.035038 | 1427027.027 | 54 | 1 | 0 | 0 | 0 | 1 | Lateral Hardening-Fuse-91863763 | 1500Million | Central | -1 | 3000
Lateral Hardening | Lateral Hardening-Fuse-10686158,1 | 13808 | 2300.6512 | 22059.3422 | 24739.469 | 186818.1818 | 0.13243 | 0.15568 | 1200000 | 2 | 1 | 0 | 0 | 0 | 1 | Lateral Hardening-Fuse-10686158 | 1500Million | Plant City | -1 | 3000
Lateral Hardening | Lateral Hardening-Fuse-90773234,2 | 13838 | 7816.7105 | 20969.6835 | 28334.382 | 214000 | 0.1324 | 0.22292 | 960000 | 11 | 2 | 0 | 0 | 0 | 2 | Lateral Hardening-Fuse-90773234, Lateral Hardening-Fuse-90802820 | 1500Million | Central | -1 | 3000
Lateral Hardening | Lateral Hardening-Fuse-60443984,1 | 14112 | 0 | 21443.8947 | 22777.3517 | 172045.4545 | 0.13239 | 0.14337 | 1200000 | 30 | 1 | 1 | 0 | 1 | 2 | Lateral Hardening-Fuse-60443984 | 1500Million | Eastern | -1 | 3000
Lateral Hardening | Lateral Hardening-Fuse-60014516,1 | 13655 | 12546.3008 | 31131.7439 | 42905.183 | 324545.4545 | 0.1322 | 0.27045 | 1200000 | 13 | 1 | 0 | 0 | 0 | 1 | Lateral Hardening-Fuse-60014516 | 1500Million | Plant City | -1 | 3000
Lateral Hardening | Lateral Hardening-Fuse-92354124,1 | 13431 | 22123.3367 | 9445.2309 | 30400.8527 | 230000 | 0.13218 | 0.19167 | 1200000 | 2 | 1 | 0 | 0 | 0 | 1 | Lateral Hardening-Fuse-92354124 | 1500Million | Dade City | -1 | 3000
Lateral Hardening | Lateral Hardening-Fuse-92679259,1 | 13805 | 1973.919 | 8317.3536 | 10119.7728 | 76590.9091 | 0.13213 | 0.063826 | 1200000 | 3 | 1 | 0 | 0 | 0 | 1 | Lateral Hardening-Fuse-92679259 | 1500Million | Plant City | -1 | 3000
Lateral Hardening | Lateral Hardening-Fuse-90789857,1 | 13098 | 2686.0437 | 20695.6975 | 27890.8548 | 211136.3636 | 0.1321 | 0.17595 | 1200000 | 4 | 1 | 0 | 0 | 0 | 1 | Lateral Hardening-Fuse-90789857 | 1500Million | Central | -1 | 3000
Lateral Hardening | Lateral Hardening-Fuse-92854746,1 | 13011 | 11113.9644 | 11356.9393 | 21967.7912 | 166363.6364 | 0.13205 | 0.13864 | 1200000 | 16 | 1 | 0 | 0 | 0 | 1 | Lateral Hardening-Fuse-92854746 | 1500Million | Plant City | -1 | 3000
Lateral Hardening | Lateral Hardening-Fuse-92672528,2 | 13299 | 3112.8507 | 36408.651 | 39256.5668 | 297454.5455 | 0.13198 | 0.30985 | 960000 | 1 | 2 | 0 | 0 | 0 | 2 | Lateral Hardening-Fuse-92672528, Lateral Hardening-Fuse-92672486 | 1500Million | Winter Haven | -1 | 3000
Lateral Hardening | Lateral Hardening-Fuse-91742537,1 | 14274 | 1859.6032 | 11014.9975 | 12744.4776 | 96590.9091 | 0.13194 | 0.080492 | 1200000 | 2 | 1 | 0 | 0 | 0 | 1 | Lateral Hardening-Fuse-91742537 | 1500Million | Western | -1 | 3000
Lateral Hardening | Lateral Hardening-Fuse-60450824,9 | 13422 | 27015.1814 | 233411.1242 | 266757.6444 | 2022727.2727 | 0.13188 | 2.107 | 960000 | 1 | 9 | 9 | 0 | 9 | 18 | Lateral Hardening-Fuse-60450824, Lateral Hardening-Fuse-10129877, Lateral Hardening-Fuse-60084380, Lateral Hardening-Fuse-10129883, Lateral Hardening-Fuse-10129880, Lateral Hardening-Fuse-10129879, Lateral Hardening-Fuse-60467685, Lateral Hardening-Fuse-10129885, Lateral Hardening-Fuse-10129890 | 1500Million | Dade City | -1 | 3000
Lateral Hardening | Lateral Hardening-Fuse-90394789,1 | 13147 | 646.0478 | 13470.606 | 13937.1899 | 105681.8182 | 0.13188 | 0.088068 | 1200000 | 1 | 1 | 0 | 0 | 0 | 1 | Lateral Hardening-Fuse-90394789 | 1500Million | Plant City | -1 | 3000
Lateral Hardening | Lateral Hardening-Fuse-92346990,1 | 13672 | 0 | 45251.0395 | 45038.0024 | 341590.9091 | 0.13185 | 0.28466 | 1200000 | 276 | 1 | 1 | 1 | 0 | 2 | Lateral Hardening-Fuse-92346990 | 1500Million | Western | -1 | 3000
Lateral Hardening | Lateral Hardening-Fuse-92308007,1 | 13546 | 2198.6872 | 4539.4319 | 6591.977 | 50000 | 0.13184 | 0.0375 | 1333333.3333 | 5 | 1 | 0 | 0 | 0 | 1 | Lateral Hardening-Fuse-92308007 | 1500Million | Central | -1 | 3000
Lateral Hardening | Lateral Hardening-Fuse-92682484,1 | 13805 | 8442.6267 | 48939.4523 | 56694.4803 | 430454.5455 | 0.13171 | 0.35871 | 1200000 | 8 | 1 | 0 | 0 | 0 | 1 | Lateral Hardening-Fuse-92682484 | 1500Million | Plant City | -1 | 3000
Lateral Hardening | Lateral Hardening-Fuse-90902959,1 | 13586 | 777.0512 | 5398.5753 | 6582.8994 | 50000 | 0.13166 | 0.030114 | 1660377.3585 | 2 | 1 | 0 | 0 | 0 | 1 | Lateral Hardening-Fuse-90902959 | 1500Million | Western | -1 | 3000
Lateral Hardening | Lateral Hardening-Fuse-92146952,1 | 13330 | 416.9194 | 6741.8199 | 7719.707 | 58636.3636 | 0.13165 | 0.048864 | 1200000 | 1 | 1 | 0 | 0 | 0 | 1 | Lateral Hardening-Fuse-92146952 | 1500Million | Dade City | -1 | 3000
Lateral Hardening | Lateral Hardening-Fuse-91677717,1 | 13547 | 5542.0331 | 4680.5525 | 9896.9518 | 75227.2727 | 0.13156 | 0.062689 | 1200000 | 17 | 1 | 0 | 0 | 0 | 1 | Lateral Hardening-Fuse-91677717 | 1500Million | Central | -1 | 3000
Lateral Hardening | Lateral Hardening-Fuse-92528222,1 | 13063 | 5558.9396 | 11809.7289 | 16969.0203 | 129090.9091 | 0.13145 | 0.10758 | 1200000 | 16 | 1 | 0 | 0 | 0 | 1 | Lateral Hardening-Fuse-92528222 | 1500Million | Western | -1 | 3000
Lateral Hardening | Lateral Hardening-Fuse-92877298,1 | 13112 | 655.7622 | 6009.3691 | 6571.8227 | 50000 | 0.13144 | 0.039583 | 1263157.8947 | 2 | 1 | 0 | 0 | 0 | 1 | Lateral Hardening-Fuse-92877298 | 1500Million | Western | -1 | 3000
Lateral Hardening | Lateral Hardening-Fuse-10674214,1 | 13414 | 6267.0231 | 7864.7736 | 13764.2369 | 104772.7273 | 0.13137 | 0.087311 | 1200000 | 10 | 1 | 0 | 0 | 0 | 1 | Lateral Hardening-Fuse-10674214 | 1500Million | Plant City | -1 | 3000
Lateral Hardening | Lateral Hardening-Fuse-10650485,1 | 13391 | 2105.1791 | 13530.0518 | 15494.0458 | 117954.5455 | 0.13136 | 0.098295 | 1200000 | 2 | 1 | 0 | 0 | 0 | 1 | Lateral Hardening-Fuse-10650485 | 1500Million | Plant City | -1 | 3000
Lateral Hardening | Lateral Hardening-Fuse-93042262,1 | 13808 | 3955.2686 | 23832.5152 | 27435.3458 | 208863.6364 | 0.13136 | 0.17405 | 1200000 | 3 | 1 | 0 | 0 | 0 | 1 | Lateral Hardening-Fuse-93042262 | 1500Million | Plant City | -1 | 3000
Lateral Hardening | Lateral Hardening-Fuse-10556704,1 | 13924 | 0 | 17217.2392 | 17882.1104 | 136136.3636 | 0.13135 | 0.11345 | 1200000 | 1 | 1 | 0 | 0 | 0 | 1 | Lateral Hardening-Fuse-10556704 | 1500Million | Winter Haven | -1 | 3000
Lateral Hardening | Lateral Hardening-Fuse-10162607,1 | 13031 | 10361.1402 | 2069.4917 | 14387.4482 | 109545.4545 | 0.13134 | 0.091288 | 1200000 | 2 | 1 | 0 | 0 | 0 | 1 | Lateral Hardening-Fuse-10162607 | 1500Million | Winter Haven | -1 | 3000
Lateral Hardening | Lateral Hardening-Fuse-10297939,1 | 13737 | 8253.8531 | 8086.7244 | 15878.5014 | 120909.0909 | 0.13133 | 0.10076 | 1200000 | 17 | 1 | 0 | 0 | 0 | 1 | Lateral Hardening-Fuse-10297939 | 1500Million | Western | -1 | 3000
Lateral Hardening | Lateral Hardening-Fuse-60020429,1 | 13070 | 1169.1769 | 5759.6597 | 8831.8282 | 67272.7273 | 0.13128 | 0.056061 | 1200000 | 2 | 1 | 0 | 0 | 0 | 1 | Lateral Hardening-Fuse-60020429 | 1500Million | Western | -1 | 3000
Lateral Hardening | Lateral Hardening-Fuse-90527798,1 | 13622 | 2019.0965 | 6857.6117 | 8708.2639 | 66363.6364 | 0.13122 | 0.055303 | 1200000 | 3 | 1 | 0 | 0 | 0 | 1 | Lateral Hardening-Fuse-90527798 | 1500Million | Western | -1 | 3000
Lateral Hardening | Lateral Hardening-Fuse-10556749,1 | 13298 | 4529.6207 | 52714.1833 | 56865.3372 | 433409.0909 | 0.1312 | 0.36117 | 1200000 | 6 | 1 | 0 | 0 | 0 | 1 | Lateral Hardening-Fuse-10556749 | 1500Million | Winter Haven | -1 | 3000
Lateral Hardening | Lateral Hardening-Fuse-10595520,1 | 13698 | 8836.196 | 18043.9991 | 26351.4078 | 200909.0909 | 0.13116 | 0.16742 | 1200000 | 12 | 1 | 0 | 0 | 0 | 1 | Lateral Hardening-Fuse-10595520 | 1500Million | Winter Haven | -1 | 3000
Lateral Hardening | Lateral Hardening-Fuse-92056037,2 | 13769 | 0 | 95734.2017 | 95686.083 | 729636.3636 | 0.13114 | 0.76004 | 960000 | 6 | 2 | 6 | 0 | 6 | 8 | Lateral Hardening-Fuse-92056037, Lateral Hardening-Fuse-90298251 | 1500Million | Winter Haven | -1 | 3000
Lateral Hardening | Lateral Hardening-Fuse-10466910,1 | 13433 | 0 | 10637.5006 | 10515.6395 | 80227.2727 | 0.13107 | 0.066856 | 1200000 | 3 | 1 | 3 | 0 | 3 | 4 | Lateral Hardening-Fuse-10466910 | 1500Million | Eastern | -1 | 3000
Lateral Hardening | Lateral Hardening-Fuse-10758544,1 | 13422 | 10880.05 | 46073.2551 | 55821.1907 | 425909.0909 | 0.13106 | 0.35492 | 1200000 | 8 | 1 | 0 | 0 | 0 | 1 | Lateral Hardening-Fuse-10758544 | 1500Million | Dade City | -1 | 3000
Lateral Hardening | Lateral Hardening-Fuse-10829507,1 | 13687 | 3407.8014 | 18861.772 | 21947.5519 | 167500 | 0.13103 | 0.13958 | 1200000 | 6 | 1 | 0 | 0 | 0 | 1 | Lateral Hardening-Fuse-10829507 | 1500Million | Eastern | -1 | 3000
Lateral Hardening | Lateral Hardening-Fuse-60274033,1 | 13786 | 618.0745 | 13155.7478 | 13599.3353 | 103863.6364 | 0.13093 | 0.086553 | 1200000 | 1 | 1 | 0 | 0 | 0 | 1 | Lateral Hardening-Fuse-60274033 | 1500Million | Plant City | -1 | 3000
Lateral Hardening | Lateral Hardening-Fuse-92605354,1 | 13390 | 2952.1122 | 16340.7989 | 19101.8437 | 145909.0909 | 0.13092 | 0.12159 | 1200000 | 3 | 1 | 0 | 0 | 0 | 1 | Lateral Hardening-Fuse-92605354 | 1500Million | Plant City | -1 | 3000
Lateral Hardening | Lateral Hardening-Fuse-92306914,1 | 13632 | 6456.247 | 19295.9633 | 25406.1554 | 194090.9091 | 0.1309 | 0.16174 | 1200000 | 8 | 1 | 0 | 0 | 0 | 1 | Lateral Hardening-Fuse-92306914 | 1500Million | Central | -1 | 3000
Lateral Hardening | Lateral Hardening-Fuse-10075285,3 | 13656 | 12904.2648 | 31745.3908 | 43874.4359 | 335272.7273 | 0.13086 | 0.34924 | 960000 | 14 | 3 | 0 | 0 | 0 | 3 | Lateral Hardening-Fuse-10075285, Lateral Hardening-Fuse-93360424, Lateral Hardening-Fuse-90978927 | 1500Million | Plant City | -1 | 3000
Lateral Hardening | Lateral Hardening-Fuse-91853687,1 | 13624 | 1010.1144 | 6503.1181 | 7402.2473 | 56590.9091 | 0.1308 | 0.047159 | 1200000 | 2 | 1 | 0 | 0 | 0 | 1 | Lateral Hardening-Fuse-91853687 | 1500Million | Western | -1 | 3000
Lateral Hardening | Lateral Hardening-Fuse-91544880,1 | 13900 | 10446.3563 | 6704.2401 | 16585.0187 | 126818.1818 | 0.13078 | 0.10568 | 1200000 | 56 | 1 | 0 | 0 | 0 | 1 | Lateral Hardening-Fuse-91544880 | 1500Million | South Hillsborough | -1 | 3000
Lateral Hardening | Lateral Hardening-Fuse-91269214,1 | 13143 | 1899.272 | 4958.3042 | 6714.5711 | 51363.6364 | 0.13073 | 0.042803 | 1200000 | 10 | 1 | 1 | 1 | 0 | 2 | Lateral Hardening-Fuse-91269214 | 1500Million | Western | -1 | 3000
Lateral Hardening | Lateral Hardening-Fuse-60272574,1 | 13690 | 5312.6829 | 8092.2086 | 13161.2276 | 100681.8182 | 0.13072 | 0.083902 | 1200000 | 7 | 1 | 0 | 0 | 0 | 1 | Lateral Hardening-Fuse-60272574 | 1500Million | Eastern | -1 | 3000
Lateral Hardening | Lateral Hardening-Fuse-60129633,1 | 13935 | 3414.1791 | 8719.0309 | 12834.1734 | 98181.8182 | 0.13072 | 0.081818 | 1200000 | 6 | 1 | 0 | 0 | 0 | 1 | Lateral Hardening-Fuse-60129633 | 1500Million | Central | -1 | 3000
Lateral Hardening | Lateral Hardening-Fuse-92212139,1 | 13647 | 1037.4517 | 6679.1159 | 7602.5788 | 58181.8182 | 0.13067 | 0.048485 | 1200000 | 2 | 1 | 0 | 0 | 0 | 1 | Lateral Hardening-Fuse-92212139 | 1500Million | South Hillsborough | -1 | 3000
Lateral Hardening | Lateral Hardening-Fuse-10876246,1 | 14023 | 6681.5371 | 12932.8353 | 19265.2469 | 147500 | 0.13061 | 0.12292 | 1200000 | 9 | 1 | 0 | 0 | 0 | 1 | Lateral Hardening-Fuse-10876246 | 1500Million | South Hillsborough | -1 | 3000
Lateral Hardening | Lateral Hardening-Fuse-10556631,1 | 13298 | 978.1366 | 20469.2953 | 21385.6109 | 163863.6364 | 0.13051 | 0.13655 | 1200000 | 1 | 1 | 0 | 0 | 0 | 1 | Lateral Hardening-Fuse-10556631 | 1500Million | Winter Haven | -1 | 3000
Lateral Hardening | Lateral Hardening-Fuse-60219961,1 | 14275 | 797.0926 | 12005.9157 | 12717.8371 | 97500 | 0.13044 | 0.08125 | 1200000 | 1 | 1 | 0 | 0 | 0 | 1 | Lateral Hardening-Fuse-60219961 | 1500Million | Western | -1 | 3000
Lateral Hardening | Lateral Hardening-Fuse-10051161,1 | 13021 | 27584.0944 | 9453.5339 | 35543.1109 | 272500 | 0.13043 | 0.22708 | 1200000 | 22 | 1 | 0 | 0 | 0 | 1 | Lateral Hardening-Fuse-10051161 | 1500Million | Central | -1 | 3000
Lateral Hardening | Lateral Hardening-Fuse-91309413,1 | 13100 | 0 | 30907.8456 | 30553.7714 | 234318.1818 | 0.13039 | 0.19527 | 1200000 |  | 1 | 0 | 0 | 0 | 1 | Lateral Hardening-Fuse-91309413 | 1500Million | Central | -1 | 3000
Lateral Hardening | Lateral Hardening-Fuse-92681938,1 | 13454 | 8374.6367 | 17383.8794 | 25323.8239 | 194318.1818 | 0.13032 | 0.16193 | 1200000 | 9 | 1 | 0 | 0 | 0 | 1 | Lateral Hardening-Fuse-92681938 | 1500Million | Eastern | -1 | 3000
Lateral Hardening | Lateral Hardening-Fuse-10693264,3 | 13854 | 27320.6617 | 51283.3816 | 77043.0322 | 591818.1818 | 0.13018 | 0.61648 | 960000 | 23 | 3 | 0 | 0 | 0 | 3 | Lateral Hardening-Fuse-10693264, Lateral Hardening-Fuse-90393804, Lateral Hardening-Fuse-90393812 | 1500Million | Plant City | -1 | 3000
Lateral Hardening | Lateral Hardening-Fuse-10509557,1 | 13128 | 828.542 | 8408.5928 | 9466.5934 | 72727.2727 | 0.13017 | 0.060606 | 1200000 | 1 | 1 | 0 | 0 | 0 | 1 | Lateral Hardening-Fuse-10509557 | 1500Million | Eastern | -1 | 3000
Lateral Hardening | Lateral Hardening-Fuse-91149792,1 | 13052 | 0 | 12222.081 | 13337.1296 | 102500 | 0.13012 | 0.085417 | 1200000 | 1 | 1 | 0 | 0 | 0 | 1 | Lateral Hardening-Fuse-91149792 | 1500Million | Central | -1 | 3000
Lateral Hardening | Lateral Hardening-Fuse-91265724,1 | 13590 | 0 | 47136.8316 | 53150.024 | 408636.3636 | 0.13007 | 0.34053 | 1200000 | 30 | 1 | 3 | 0 | 3 | 4 | Lateral Hardening-Fuse-91265724 | 1500Million | Central | -1 | 3000
Lateral Hardening | Lateral Hardening-Fuse-60339714,1 | 13898 | 0 | 36667.7445 | 36494.4652 | 280681.8182 | 0.13002 | 0.2339 | 1200000 | 8 | 1 | 1 | 0 | 1 | 2 | Lateral Hardening-Fuse-60339714 | 1500Million | South Hillsborough | -1 | 3000
Lateral Hardening | Lateral Hardening-Fuse-92624873,1 | 13303 | 3190.0998 | 15633.4718 | 18616.0192 | 143181.8182 | 0.13002 | 0.11932 | 1200000 | 3 | 1 | 0 | 0 | 0 | 1 | Lateral Hardening-Fuse-92624873 | 1500Million | South Hillsborough | -1 | 3000
Lateral Hardening | Lateral Hardening-Fuse-10536032,1 | 13115 | 2927.1204 | 18797.1997 | 21539.0774 | 165681.8182 | 0.13 | 0.13807 | 1200000 | 3 | 1 | 0 | 0 | 0 | 1 | Lateral Hardening-Fuse-10536032 | 1500Million | Winter Haven | -1 | 3000
Lateral Hardening | Lateral Hardening-Fuse-92749311,1 | 13243 | 0 | 37592.5679 | 37537.886 | 288863.6364 | 0.12995 | 0.24072 | 1200000 | 18 | 1 | 4 | 0 | 4 | 5 | Lateral Hardening-Fuse-92749311 | 1500Million | Plant City | -1 | 3000
Lateral Hardening | Lateral Hardening-Fuse-92873516,3 | 13158 | 21206.2968 | 13341.3466 | 33444.9568 | 257454.5455 | 0.12991 | 0.26818 | 960000 | 43 | 3 | 0 | 0 | 0 | 3 | Lateral Hardening-Fuse-92873516, Lateral Hardening-Fuse-60011749, Lateral Hardening-Fuse-91448056 | 1500Million | Central | -1 | 3000
Lateral Hardening | Lateral Hardening-Fuse-92372374,1 | 13186 | 4639.4279 | 7099.3287 | 11441.8128 | 88181.8182 | 0.12975 | 0.073485 | 1200000 | 8 | 1 | 0 | 0 | 0 | 1 | Lateral Hardening-Fuse-92372374 | 1500Million | Central | -1 | 3000
Lateral Hardening | Lateral Hardening-Fuse-10650408,1 | 13391 | 3090.6517 | 32660.2608 | 35507.7771 | 273863.6364 | 0.12965 | 0.22822 | 1200000 | 3 | 1 | 0 | 0 | 0 | 1 | Lateral Hardening-Fuse-10650408 | 1500Million | Plant City | -1 | 3000
Lateral Hardening | Lateral Hardening-Fuse-10829438,1 | 13687 | 2042.8029 | 25006.0152 | 26923.1173 | 207727.2727 | 0.12961 | 0.17311 | 1200000 | 2 | 1 | 0 | 0 | 0 | 1 | Lateral Hardening-Fuse-10829438 | 1500Million | Eastern | -1 | 3000
Lateral Hardening | Lateral Hardening-Fuse-92661377,1 | 13685 | 3145.1132 | 11008.3471 | 13991.2385 | 107954.5455 | 0.1296 | 0.089962 | 1200000 | 4 | 1 | 0 | 0 | 0 | 1 | Lateral Hardening-Fuse-92661377 | 1500Million | Eastern | -1 | 3000
Lateral Hardening | Lateral Hardening-Fuse-92200747,1 | 13431 | 0 | 9437.3721 | 9329.2594 | 72045.4545 | 0.12949 | 0.060038 | 1200000 |  | 1 | 0 | 0 | 0 | 1 | Lateral Hardening-Fuse-92200747 | 1500Million | Dade City | -1 | 3000
Lateral Hardening | Lateral Hardening-Fuse-10556716,1 | 13298 | 3613.1545 | 163457.8553 | 163077.9773 | 1259772.7273 | 0.12945 | 1.0498 | 1200000 | 2 | 1 | 0 | 0 | 0 | 1 | Lateral Hardening-Fuse-10556716 | 1500Million | Winter Haven | -1 | 3000
Lateral Hardening | Lateral Hardening-Fuse-90576764,1 | 13693 | 16399.1586 | 53362.5955 | 68766.4856 | 531363.6364 | 0.12942 | 0.4428 | 1200000 | 20 | 1 | 0 | 0 | 0 | 1 | Lateral Hardening-Fuse-90576764 | 1500Million | Eastern | -1 | 3000
Lateral Hardening | Lateral Hardening-Fuse-91645378,1 | 13808 | 7567.988 | 49301.3462 | 55973.1032 | 433181.8182 | 0.12921 | 0.36098 | 1200000 | 6 | 1 | 0 | 0 | 0 | 1 | Lateral Hardening-Fuse-91645378 | 1500Million | Plant City | -1 | 3000
Lateral Hardening | Lateral Hardening-Fuse-10151665,1 | 13153 | 10260.5042 | 10626.0315 | 20409.6123 | 157954.5455 | 0.12921 | 0.13163 | 1200000 | 15 | 1 | 0 | 0 | 0 | 1 | Lateral Hardening-Fuse-10151665 | 1500Million | Winter Haven | -1 | 3000
Lateral Hardening | Lateral Hardening-Fuse-60111392,1 | 13748 | 3849.4246 | 37.3699 | 6458.6507 | 50000 | 0.12917 | 0.011932 | 4190476.1905 | 3 | 1 | 0 | 0 | 0 | 1 | Lateral Hardening-Fuse-60111392 | 1500Million | Western | -1 | 3000
Lateral Hardening | Lateral Hardening-Fuse-10487439,1 | 13458 | 1509.7755 | 22064.2272 | 26738.4059 | 207045.4545 | 0.12914 | 0.17254 | 1200000 | 2 | 1 | 0 | 0 | 0 | 1 | Lateral Hardening-Fuse-10487439 | 1500Million | Eastern | -1 | 3000
Lateral Hardening | Lateral Hardening-Fuse-10793152,1 | 13470 | 7159.4404 | 12301.9332 | 18989.5854 | 147045.4545 | 0.12914 | 0.12254 | 1200000 | 17 | 1 | 0 | 0 | 0 | 1 | Lateral Hardening-Fuse-10793152 | 1500Million | Winter Haven | -1 | 3000
Lateral Hardening | Lateral Hardening-Fuse-90801370,6 | 13813 | 38506.7368 | 123313.323 | 169014.3362 | 1309090.9091 | 0.12911 | 1.3636 | 960000 | 21 | 6 | 0 | 0 | 0 | 6 | Lateral Hardening-Fuse-90801370, Lateral Hardening-Fuse-90867711, Lateral Hardening-Fuse-90294410, Lateral Hardening-Fuse-90299626, Lateral Hardening-Fuse-10759996, Lateral Hardening-Fuse-90867708 | 1500Million | Dade City | -1 | 3000
Lateral Hardening | Lateral Hardening-Fuse-60123933,1 | 13591 | 2561.8594 | 5245.333 | 7628.2046 | 59090.9091 | 0.12909 | 0.049242 | 1200000 | 6 | 1 | 0 | 0 | 0 | 1 | Lateral Hardening-Fuse-60123933 | 1500Million | Central | -1 | 3000
Lateral Hardening | Lateral Hardening-Fuse-10635151,1 | 13242 | 786.636 | 9926.4732 | 11026.3735 | 85454.5455 | 0.12903 | 0.071212 | 1200000 | 1 | 1 | 0 | 0 | 0 | 1 | Lateral Hardening-Fuse-10635151 | 1500Million | Plant City | -1 | 3000
Lateral Hardening | Lateral Hardening-Fuse-10099350,1 | 13963 | 6550.2463 | 6363.2258 | 12544.632 | 97272.7273 | 0.12896 | 0.081061 | 1200000 | 12 | 1 | 0 | 0 | 0 | 1 | Lateral Hardening-Fuse-10099350 | 1500Million | Eastern | -1 | 3000
Lateral Hardening | Lateral Hardening-Fuse-90957969,1 | 14274 | 6004.4547 | 12127.6283 | 18552.8421 | 143863.6364 | 0.12896 | 0.11989 | 1200000 | 7 | 1 | 0 | 0 | 0 | 1 | Lateral Hardening-Fuse-90957969 | 1500Million | Western | -1 | 3000
Lateral Hardening | Lateral Hardening-Fuse-92007445,1 | 13479 | 752.6033 | 10316.6288 | 10972.7312 | 85227.2727 | 0.12875 | 0.071023 | 1200000 | 1 | 1 | 0 | 0 | 0 | 1 | Lateral Hardening-Fuse-92007445 | 1500Million | Winter Haven | -1 | 3000
Lateral Hardening | Lateral Hardening-Fuse-10565885,1 | 13290 | 5498.611 | 5754.0845 | 11967.0223 | 92954.5455 | 0.12874 | 0.077462 | 1200000 | 11 | 1 | 0 | 0 | 0 | 1 | Lateral Hardening-Fuse-10565885 | 1500Million | Winter Haven | -1 | 3000
Lateral Hardening | Lateral Hardening-Fuse-60024887,1 | 13303 | 1365.9163 | 12867.3196 | 14037.1845 | 109090.9091 | 0.12867 | 0.090909 | 1200000 | 2 | 1 | 0 | 0 | 0 | 1 | Lateral Hardening-Fuse-60024887 | 1500Million | South Hillsborough | -1 | 3000
Lateral Hardening | Lateral Hardening-Fuse-92866510,1 | 13460 | 4178.105 | 8648.062 | 12597.1556 | 97954.5455 | 0.1286 | 0.081629 | 1200000 | 5 | 1 | 0 | 0 | 0 | 1 | Lateral Hardening-Fuse-92866510 | 1500Million | Eastern | -1 | 3000
Lateral Hardening | Lateral Hardening-Fuse-92015633,1 | 13772 | 15357.1651 | 28421.4749 | 43040.3164 | 334772.7273 | 0.12857 | 0.27898 | 1200000 | 22 | 1 | 0 | 0 | 0 | 1 | Lateral Hardening-Fuse-92015633 | 1500Million | Winter Haven | -1 | 3000
Lateral Hardening | Lateral Hardening-Fuse-91567480,1 | 13709 | 8910.0678 | 16733.078 | 25156.0211 | 195681.8182 | 0.12856 | 0.16307 | 1200000 | 15 | 1 | 0 | 0 | 0 | 1 | Lateral Hardening-Fuse-91567480 | 1500Million | Eastern | -1 | 3000
Lateral Hardening | Lateral Hardening-Fuse-10556582,1 | 13298 | 2236.1273 | 35909.3933 | 37893.2943 | 294772.7273 | 0.12855 | 0.24564 | 1200000 | 2 | 1 | 0 | 0 | 0 | 1 | Lateral Hardening-Fuse-10556582 | 1500Million | Winter Haven | -1 | 3000
Lateral Hardening | Lateral Hardening-Fuse-92900195,1 | 13691 | 2441.2914 | 8615.5568 | 10895.3077 | 84772.7273 | 0.12852 | 0.070644 | 1200000 | 3 | 1 | 0 | 0 | 0 | 1 | Lateral Hardening-Fuse-92900195 | 1500Million | Eastern | -1 | 3000
Lateral Hardening | Lateral Hardening-Fuse-60033836,1 | 13134 | 0 | 23712.0485 | 28070.3032 | 218409.0909 | 0.12852 | 0.18201 | 1200000 | 5 | 1 | 0 | 0 | 0 | 1 | Lateral Hardening-Fuse-60033836 | 1500Million | Eastern | -1 | 3000
Lateral Hardening | Lateral Hardening-Fuse-10633644,1 | 13241 | 2068.9823 | 4135.6953 | 6425.9741 | 50000 | 0.12852 | 0.031818 | 1571428.5714 | 4 | 1 | 0 | 0 | 0 | 1 | Lateral Hardening-Fuse-10633644 | 1500Million | Plant City | -1 | 3000
Lateral Hardening | Lateral Hardening-Fuse-10483787,1 | 13458 | 6978.6224 | 10671.4315 | 18750.5147 | 145909.0909 | 0.12851 | 0.12159 | 1200000 | 12 | 1 | 0 | 0 | 0 | 1 | Lateral Hardening-Fuse-10483787 | 1500Million | Eastern | -1 | 3000
Lateral Hardening | Lateral Hardening-Fuse-10556723,1 | 13298 | 507.0402 | 8727.0175 | 9112.1148 | 70909.0909 | 0.1285 | 0.059091 | 1200000 | 1 | 1 | 0 | 0 | 0 | 1 | Lateral Hardening-Fuse-10556723 | 1500Million | Winter Haven | -1 | 3000
Lateral Hardening | Lateral Hardening-Fuse-92957685,1 | 13687 | 1979.6284 | 4992.9013 | 6831.5716 | 53181.8182 | 0.12846 | 0.044318 | 1200000 | 3 | 1 | 0 | 0 | 0 | 1 | Lateral Hardening-Fuse-92957685 | 1500Million | Eastern | -1 | 3000
Lateral Hardening | Lateral Hardening-Fuse-91464945,1 | 13213 | 0 | 8150.1954 | 8056.8283 | 62727.2727 | 0.12844 | 0.052273 | 1200000 | 4 | 1 | 0 | 0 | 0 | 1 | Lateral Hardening-Fuse-91464945 | 1500Million | Eastern | -1 | 3000
Lateral Hardening | Lateral Hardening-Fuse-92614654,1 | 13303 | 0 | 14584.7674 | 14417.6871 | 112500 | 0.12816 | 0.09375 | 1200000 | 1 | 1 | 0 | 0 | 0 | 1 | Lateral Hardening-Fuse-92614654 | 1500Million | South Hillsborough | -1 | 3000
Lateral Hardening | Lateral Hardening-Fuse-10717534,1 | 13899 | 3045.9411 | 8028.0651 | 10918.3375 | 85227.2727 | 0.12811 | 0.071023 | 1200000 | 4 | 1 | 0 | 0 | 0 | 1 | Lateral Hardening-Fuse-10717534 | 1500Million | South Hillsborough | -1 | 3000
Lateral Hardening | Lateral Hardening-Fuse-10676168,1 | 14123 | 3965.7274 | 14661.9427 | 18629.6544 | 145454.5455 | 0.12808 | 0.12121 | 1200000 | 3 | 1 | 0 | 0 | 0 | 1 | Lateral Hardening-Fuse-10676168 | 1500Million | Plant City | -1 | 3000
Lateral Hardening | Lateral Hardening-Fuse-92521100,1 | 13685 | 0 | 6476.2123 | 6402.0221 | 50000 | 0.12804 | 0.040152 | 1245283.0189 |  | 1 | 0 | 0 | 0 | 1 | Lateral Hardening-Fuse-92521100 | 1500Million | Eastern | -1 | 3000
Lateral Hardening | Lateral Hardening-Fuse-90856088,1 | 13787 | 1578.3216 | 22305.5748 | 23741.8191 | 185454.5455 | 0.12802 | 0.15455 | 1200000 | 2 | 1 | 0 | 0 | 0 | 1 | Lateral Hardening-Fuse-90856088 | 1500Million | Plant City | -1 | 3000
Lateral Hardening | Lateral Hardening-Fuse-10422964,1 | 13827 | 3756.0901 | 5708.1823 | 9221.053 | 72045.4545 | 0.12799 | 0.060038 | 1200000 | 8 | 1 | 1 | 0 | 1 | 2 | Lateral Hardening-Fuse-10422964 | 1500Million | Central | -1 | 3000
Lateral Hardening | Lateral Hardening-Fuse-10388844,1 | 13221 | 0 | 41725.2518 | 41641.665 | 325454.5455 | 0.12795 | 0.27121 | 1200000 |  | 1 | 1 | 0 | 1 | 2 | Lateral Hardening-Fuse-10388844 | 1500Million | Central | -1 | 3000
Lateral Hardening | Lateral Hardening-Fuse-10667332,1 | 13787 | 3892.5962 | 6093.0902 | 9737.0669 | 76136.3636 | 0.12789 | 0.063447 | 1200000 | 11 | 1 | 0 | 0 | 0 | 1 | Lateral Hardening-Fuse-10667332 | 1500Million | Plant City | -1 | 3000
Lateral Hardening | Lateral Hardening-Fuse-90446791,1 | 13661 | 6169.6104 | 20316.5524 | 26098.6759 | 204090.9091 | 0.12788 | 0.17008 | 1200000 | 5 | 1 | 2 | 0 | 2 | 3 | Lateral Hardening-Fuse-90446791 | 1500Million | Winter Haven | -1 | 3000
Lateral Hardening | Lateral Hardening-Fuse-91537180,1 | 13592 | 7957.2895 | 5246.5044 | 12757.6291 | 99772.7273 | 0.12787 | 0.083144 | 1200000 | 20 | 1 | 0 | 0 | 0 | 1 | Lateral Hardening-Fuse-91537180 | 1500Million | Central | -1 | 3000
Lateral Hardening | Lateral Hardening-Fuse-10544630,1 | 13911 | 1477.2955 | 5608.2786 | 7001.9502 | 54772.7273 | 0.12784 | 0.045644 | 1200000 | 2 | 1 | 0 | 0 | 0 | 1 | Lateral Hardening-Fuse-10544630 | 1500Million | Eastern | -1 | 3000
Lateral Hardening | Lateral Hardening-Fuse-90253912,1 | 13190 | 6990.7778 | 32298.1391 | 38936.3461 | 304772.7273 | 0.12776 | 0.25398 | 1200000 | 8 | 1 | 0 | 0 | 0 | 1 | Lateral Hardening-Fuse-90253912 | 1500Million | Western | -1 | 3000
Lateral Hardening | Lateral Hardening-Fuse-90871885,1 | 13099 | 2865.01 | 11471.0686 | 14196.8634 | 111136.3636 | 0.12774 | 0.092614 | 1200000 | 3 | 1 | 0 | 0 | 0 | 1 | Lateral Hardening-Fuse-90871885 | 1500Million | Central | -1 | 3000
Lateral Hardening | Lateral Hardening-Fuse-91902221,1 | 13461 | 8227.4503 | 29301.9491 | 36955.0783 | 289545.4545 | 0.12763 | 0.24129 | 1200000 | 7 | 1 | 0 | 0 | 0 | 1 | Lateral Hardening-Fuse-91902221 | 1500Million | Eastern | -1 | 3000
Lateral Hardening | Lateral Hardening-Fuse-10457728,1 | 13229 | 12205.5656 | 20666.8212 | 32253.8744 | 252727.2727 | 0.12762 | 0.21061 | 1200000 | 14 | 1 | 0 | 0 | 0 | 1 | Lateral Hardening-Fuse-10457728 | 1500Million | Eastern | -1 | 3000
Lateral Hardening | Lateral Hardening-Fuse-92015658,1 | 13772 | 4034.2637 | 4180.2658 | 8613.657 | 67500 | 0.12761 | 0.05625 | 1200000 | 10 | 1 | 1 | 1 | 0 | 2 | Lateral Hardening-Fuse-92015658 | 1500Million | Winter Haven | -1 | 3000
Lateral Hardening | Lateral Hardening-Fuse-10439593,1 | 13939 | 2958.9448 | 18065.4446 | 21648.6244 | 169772.7273 | 0.12752 | 0.14148 | 1200000 | 3 | 1 | 1 | 0 | 1 | 2 | Lateral Hardening-Fuse-10439593 | 1500Million | Central | -1 | 3000
Lateral Hardening | Lateral Hardening-Fuse-60427515,1 | 13298 | 19222.3722 | 72403.5991 | 90476.5965 | 709545.4545 | 0.12751 | 0.59129 | 1200000 | 19 | 1 | 0 | 0 | 0 | 1 | Lateral Hardening-Fuse-60427515 | 1500Million | Winter Haven | -1 | 3000
Lateral Hardening | Lateral Hardening-Fuse-91738766,1 | 13586 | 611.0439 | 7494.5123 | 7995.6135 | 62727.2727 | 0.12747 | 0.052273 | 1200000 | 1 | 1 | 0 | 0 | 0 | 1 | Lateral Hardening-Fuse-91738766 | 1500Million | Western | -1 | 3000
Lateral Hardening | Lateral Hardening-Fuse-90288918,1 | 13007 | 0 | 16200.9512 | 16163.4854 | 126818.1818 | 0.12745 | 0.10568 | 1200000 |  | 1 | 0 | 0 | 0 | 1 | Lateral Hardening-Fuse-90288918 | 1500Million | Plant City | -1 | 3000
Lateral Hardening | Lateral Hardening-Fuse-92259425,1 | 13039 | 2277.3154 | 9698.7911 | 11846.689 | 92954.5455 | 0.12745 | 0.077462 | 1200000 | 3 | 1 | 0 | 0 | 0 | 1 | Lateral Hardening-Fuse-92259425 | 1500Million | Eastern | -1 | 3000
Lateral Hardening | Lateral Hardening-Fuse-93017816,2 | 13531 | 0 | 49053.7115 | 48787.4404 | 383090.9091 | 0.12735 | 0.39905 | 960000 | 7 | 2 | 2 | 0 | 2 | 4 | Lateral Hardening-Fuse-93017816, Lateral Hardening-Fuse-10241072 | 1500Million | Western | -1 | 3000
Lateral Hardening | Lateral Hardening-Fuse-10372413,1 | 13993 | 4281.8967 | 20237.4478 | 24269.1335 | 190681.8182 | 0.12728 | 0.1589 | 1200000 | 5 | 1 | 0 | 0 | 0 | 1 | Lateral Hardening-Fuse-10372413 | 1500Million | Central | -1 | 3000
Lateral Hardening | Lateral Hardening-Fuse-10916765,1 | 13805 | 696.7987 | 12462.0447 | 12985.2505 | 102045.4545 | 0.12725 | 0.085038 | 1200000 | 1 | 1 | 0 | 0 | 0 | 1 | Lateral Hardening-Fuse-10916765 | 1500Million | Plant City | -1 | 3000
Lateral Hardening | Lateral Hardening-Fuse-10716343,1 | 13959 | 8497.7505 | 22409.2099 | 30460.0993 | 239545.4545 | 0.12716 | 0.19962 | 1200000 | 8 | 1 | 0 | 0 | 0 | 1 | Lateral Hardening-Fuse-10716343 | 1500Million | Plant City | -1 | 3000
Lateral Hardening | Lateral Hardening-Fuse-93227786,1 | 13459 | 3692.7415 | 13579.3245 | 17076.0719 | 134318.1818 | 0.12713 | 0.11193 | 1200000 | 5 | 1 | 0 | 0 | 0 | 1 | Lateral Hardening-Fuse-93227786 | 1500Million | Eastern | -1 | 3000
Lateral Hardening | Lateral Hardening-Fuse-90375328,1 | 13150 | 9616.4348 | 12657.468 | 23688.9928 | 186363.6364 | 0.12711 | 0.1553 | 1200000 | 14 | 1 | 0 | 0 | 0 | 1 | Lateral Hardening-Fuse-90375328 | 1500Million | Winter Haven | -1 | 3000
Lateral Hardening | Lateral Hardening-Fuse-10650493,1 | 13391 | 18681.0015 | 4014.7379 | 21749.845 | 171136.3636 | 0.12709 | 0.14261 | 1200000 | 2 | 1 | 0 | 0 | 0 | 1 | Lateral Hardening-Fuse-10650493 | 1500Million | Plant City | -1 | 3000
Lateral Hardening | Lateral Hardening-Fuse-10686257,1 | 13808 | 2243.4958 | 19519.0567 | 22528.3228 | 177272.7273 | 0.12708 | 0.14773 | 1200000 | 2 | 1 | 0 | 0 | 0 | 1 | Lateral Hardening-Fuse-10686257 | 1500Million | Plant City | -1 | 3000
Lateral Hardening | Lateral Hardening-Fuse-93248048,1 | 13175 | 8386.9542 | 13734.73 | 21616.4844 | 170454.5455 | 0.12682 | 0.14205 | 1200000 | 14 | 1 | 0 | 0 | 0 | 1 | Lateral Hardening-Fuse-93248048 | 1500Million | Central | -1 | 3000
Lateral Hardening | Lateral Hardening-Fuse-10650536,1 | 13391 | 1768.0168 | 6958.4929 | 8559.3655 | 67500 | 0.12681 | 0.05625 | 1200000 | 3 | 1 | 0 | 0 | 0 | 1 | Lateral Hardening-Fuse-10650536 | 1500Million | Plant City | -1 | 3000
Lateral Hardening | Lateral Hardening-Fuse-90437083,1 | 13120 | 0 | 6004.2352 | 6368.8547 | 50227.2727 | 0.1268 | 0.041856 | 1200000 | 1 | 1 | 0 | 0 | 0 | 1 | Lateral Hardening-Fuse-90437083 | 1500Million | Plant City | -1 | 3000
Lateral Hardening | Lateral Hardening-Fuse-60129634,1 | 13935 | 8488.7262 | 13891.6462 | 21955.4295 | 173181.8182 | 0.12678 | 0.14432 | 1200000 | 12 | 1 | 0 | 0 | 0 | 1 | Lateral Hardening-Fuse-60129634 | 1500Million | Central | -1 | 3000
Lateral Hardening | Lateral Hardening-Fuse-92898565,2 | 13159 | 0 | 42040.8541 | 41559.2424 | 327818.1818 | 0.12678 | 0.34148 | 960000 | 2 | 2 | 0 | 0 | 0 | 2 | Lateral Hardening-Fuse-92898565, Lateral Hardening-Fuse-92898559 | 1500Million | Central | -1 | 3000
Lateral Hardening | Lateral Hardening-Fuse-91903023,1 | 13460 | 7946.8808 | 35003.0621 | 42573.6644 | 335909.0909 | 0.12674 | 0.27992 | 1200000 | 9 | 1 | 0 | 0 | 0 | 1 | Lateral Hardening-Fuse-91903023 | 1500Million | Eastern | -1 | 3000
Lateral Hardening | Lateral Hardening-Fuse-90010262,1 | 13298 | 1681.4506 | 142152.2531 | 141515.8542 | 1116818.1818 | 0.12671 | 0.93068 | 1200000 | 1 | 1 | 0 | 0 | 0 | 1 | Lateral Hardening-Fuse-90010262 | 1500Million | Winter Haven | -1 | 3000
Lateral Hardening | Lateral Hardening-Fuse-60005823,1 | 13037 | 6599.8799 | 54.8653 | 6332.4744 | 50000 | 0.12665 | 0.029924 | 1670886.0759 | 11 | 1 | 0 | 0 | 0 | 1 | Lateral Hardening-Fuse-60005823 | 1500Million | Central | -1 | 3000
Lateral Hardening | Lateral Hardening-Fuse-60440034,1 | 13256 | 1211.9015 | 15711.4175 | 16746.2712 | 132272.7273 | 0.1266 | 0.11023 | 1200000 | 1 | 1 | 0 | 0 | 0 | 1 | Lateral Hardening-Fuse-60440034 | 1500Million | South Hillsborough | -1 | 3000
Lateral Hardening | Lateral Hardening-Fuse-10705809,1 | 13268 | 0 | 26759.814 | 27969.9202 | 221136.3636 | 0.12648 | 0.18428 | 1200000 |  | 1 | 0 | 0 | 0 | 1 | Lateral Hardening-Fuse-10705809 | 1500Million | Plant City | -1 | 3000
Lateral Hardening | Lateral Hardening-Fuse-10095471,1 | 13786 | 6519.9125 | 37696.5947 | 43786.9916 | 346590.9091 | 0.12634 | 0.28883 | 1200000 | 7 | 1 | 0 | 0 | 0 | 1 | Lateral Hardening-Fuse-10095471 | 1500Million | Plant City | -1 | 3000
Lateral Hardening | Lateral Hardening-Fuse-93130371,1 | 13786 | 1241.789 | 12506.0688 | 13606.8432 | 107727.2727 | 0.12631 | 0.089773 | 1200000 | 1 | 1 | 0 | 0 | 0 | 1 | Lateral Hardening-Fuse-93130371 | 1500Million | Plant City | -1 | 3000
Lateral Hardening | Lateral Hardening-Fuse-93251464,1 | 13175 | 0 | 14323.6398 | 14207.2623 | 112500 | 0.12629 | 0.09375 | 1200000 | 1 | 1 | 0 | 0 | 0 | 1 | Lateral Hardening-Fuse-93251464 | 1500Million | Central | -1 | 3000
Lateral Hardening | Lateral Hardening-Fuse-10503458,1 | 13576 | 6002.0266 | 6500.1188 | 12167.8014 | 96363.6364 | 0.12627 | 0.080303 | 1200000 | 18 | 1 | 0 | 0 | 0 | 1 | Lateral Hardening-Fuse-10503458 | 1500Million | Eastern | -1 | 3000
Lateral Hardening | Lateral Hardening-Fuse-93274093,1 | 13213 | 0 | 8326.5905 | 8231.2027 | 65227.2727 | 0.12619 | 0.054356 | 1200000 | 1 | 1 | 1 | 0 | 1 | 2 | Lateral Hardening-Fuse-93274093 | 1500Million | Eastern | -1 | 3000
Lateral Hardening | Lateral Hardening-Fuse-60311177,1 | 13279 | 13229.0807 | 976.347 | 13563.7559 | 107500 | 0.12617 | 0.089583 | 1200000 | 7 | 1 | 0 | 0 | 0 | 1 | Lateral Hardening-Fuse-60311177 | 1500Million | Winter Haven | -1 | 3000
Lateral Hardening | Lateral Hardening-Fuse-10163185,1 | 13091 | 0 | 29096.8272 | 31421.3546 | 249090.9091 | 0.12614 | 0.20758 | 1200000 | 3 | 1 | 2 | 0 | 2 | 3 | Lateral Hardening-Fuse-10163185 | 1500Million | Central | -1 | 3000
Lateral Hardening | Lateral Hardening-Fuse-93296007,1 | 13808 | 1319.8055 | 6156.0679 | 7362.6046 | 58409.0909 | 0.12605 | 0.048674 | 1200000 | 2 | 1 | 0 | 0 | 0 | 1 | Lateral Hardening-Fuse-93296007 | 1500Million | Plant City | -1 | 3000
Lateral Hardening | Lateral Hardening-Fuse-10556754,1 | 13298 | 3860.2206 | 41539.9116 | 44903.7016 | 356363.6364 | 0.12601 | 0.29697 | 1200000 | 3 | 1 | 0 | 0 | 0 | 1 | Lateral Hardening-Fuse-10556754 | 1500Million | Winter Haven | -1 | 3000
Lateral Hardening | Lateral Hardening-Fuse-10876238,1 | 14023 | 14102.1421 | 23443.9447 | 36876.4179 | 293409.0909 | 0.12568 | 0.24451 | 1200000 | 14 | 1 | 0 | 0 | 0 | 1 | Lateral Hardening-Fuse-10876238 | 1500Million | South Hillsborough | -1 | 3000
Lateral Hardening | Lateral Hardening-Fuse-10781405,1 | 13171 | 8935.3097 | 13118.1298 | 25199.3849 | 200681.8182 | 0.12557 | 0.16723 | 1200000 | 19 | 1 | 0 | 0 | 0 | 1 | Lateral Hardening-Fuse-10781405 | 1500Million | Eastern | -1 | 3000
Lateral Hardening | Lateral Hardening-Fuse-90849629,1 | 14123 | 0 | 11778.4208 | 11643.4895 | 92727.2727 | 0.12557 | 0.077273 | 1200000 |  | 1 | 0 | 0 | 0 | 1 | Lateral Hardening-Fuse-90849629 | 1500Million | Plant City | -1 | 3000
Lateral Hardening | Lateral Hardening-Fuse-92629775,1 | 13303 | 2374.6913 | 9928.6466 | 12099.3404 | 96363.6364 | 0.12556 | 0.080303 | 1200000 | 4 | 1 | 0 | 0 | 0 | 1 | Lateral Hardening-Fuse-92629775 | 1500Million | South Hillsborough | -1 | 3000
Lateral Hardening | Lateral Hardening-Fuse-93279079,1 | 13213 | 1328.3594 | 6115.9587 | 7332.7699 | 58409.0909 | 0.12554 | 0.048674 | 1200000 | 2 | 1 | 0 | 0 | 0 | 1 | Lateral Hardening-Fuse-93279079 | 1500Million | Eastern | -1 | 3000
Lateral Hardening | Lateral Hardening-Fuse-91153533,1 | 13786 | 2079.5415 | 24273.587 | 26129.7664 | 208181.8182 | 0.12551 | 0.17348 | 1200000 | 2 | 1 | 0 | 0 | 0 | 1 | Lateral Hardening-Fuse-91153533 | 1500Million | Plant City | -1 | 3000
Lateral Hardening | Lateral Hardening-Fuse-91411775,1 | 13005 | 4987.8945 | 10746.9245 | 15393.5837 | 122727.2727 | 0.12543 | 0.10227 | 1200000 | 11 | 1 | 0 | 0 | 0 | 1 | Lateral Hardening-Fuse-91411775 | 1500Million | Dade City | -1 | 3000
Lateral Hardening | Lateral Hardening-Fuse-92462740,1 | 13112 | 11220.1259 | 12839.462 | 23401.4388 | 186590.9091 | 0.12542 | 0.15549 | 1200000 | 29 | 1 | 0 | 0 | 0 | 1 | Lateral Hardening-Fuse-92462740 | 1500Million | Western | -1 | 3000
Lateral Hardening | Lateral Hardening-Fuse-10070761,1 | 13984 | 2278.192 | 13497.4341 | 15636.7274 | 124772.7273 | 0.12532 | 0.10398 | 1200000 | 3 | 1 | 0 | 0 | 0 | 1 | Lateral Hardening-Fuse-10070761 | 1500Million | Plant City | -1 | 3000
Lateral Hardening | Lateral Hardening-Fuse-92920840,1 | 13239 | 0 | 7172.6388 | 7090.4704 | 56590.9091 | 0.12529 | 0.047159 | 1200000 | 1 | 1 | 0 | 0 | 0 | 1 | Lateral Hardening-Fuse-92920840 | 1500Million | South Hillsborough | -1 | 3000
Lateral Hardening | Lateral Hardening-Fuse-90501289,1 | 13111 | 1210.6701 | 2067.8654 | 6549.4209 | 52272.7273 | 0.12529 | 0.043561 | 1200000 | 8 | 1 | 0 | 0 | 0 | 1 | Lateral Hardening-Fuse-90501289 | 1500Million | Western | -1 | 3000
Lateral Hardening | Lateral Hardening-Fuse-93300239,3 | 13808 | 11425.5298 | 39291.5229 | 49968.3681 | 399090.9091 | 0.12521 | 0.41572 | 960000 | 7 | 3 | 0 | 0 | 0 | 3 | Lateral Hardening-Fuse-93300239, Lateral Hardening-Fuse-93300469, Lateral Hardening-Fuse-93300410 | 1500Million | Plant City | -1 | 3000
Lateral Hardening | Lateral Hardening-Fuse-10745644,1 | 13431 | 1193.6023 | 16048.9325 | 17517.324 | 140000 | 0.12512 | 0.11667 | 1200000 | 1 | 1 | 0 | 0 | 0 | 1 | Lateral Hardening-Fuse-10745644 | 1500Million | Dade City | -1 | 3000
Lateral Hardening | Lateral Hardening-Fuse-91185756,1 | 13924 | 13607.862 | 4586.8113 | 17486.9848 | 139772.7273 | 0.12511 | 0.11648 | 1200000 | 3 | 1 | 0 | 0 | 0 | 1 | Lateral Hardening-Fuse-91185756 | 1500Million | Winter Haven | -1 | 3000
Lateral Hardening | Lateral Hardening-Fuse-10560424,1 | 13297 | 1882.9616 | 7410.8883 | 9804.2598 | 78409.0909 | 0.12504 | 0.065341 | 1200000 | 3 | 1 | 0 | 0 | 0 | 1 | Lateral Hardening-Fuse-10560424 | 1500Million | Winter Haven | -1 | 3000
Lateral Hardening | Lateral Hardening-Fuse-93299113,2 | 13808 | 4060.2926 | 15740.2378 | 19551.5771 | 156363.6364 | 0.12504 | 0.16288 | 960000 | 3 | 2 | 0 | 0 | 0 | 2 | Lateral Hardening-Fuse-93299113, Lateral Hardening-Fuse-60370044 | 1500Million | Plant City | -1 | 3000
Lateral Hardening | Lateral Hardening-Fuse-90100453,1 | 13808 | 1182.6828 | 7732.9026 | 8780.4135 | 70227.2727 | 0.12503 | 0.058523 | 1200000 | 2 | 1 | 0 | 0 | 0 | 1 | Lateral Hardening-Fuse-90100453 | 1500Million | Plant City | -1 | 3000
Lateral Hardening | Lateral Hardening-Fuse-10072013,1 | 13305 | 922.8832 | 17358.9387 | 18180.5054 | 145454.5455 | 0.12499 | 0.12121 | 1200000 | 1 | 1 | 0 | 0 | 0 | 1 | Lateral Hardening-Fuse-10072013 | 1500Million | South Hillsborough | -1 | 3000
Lateral Hardening | Lateral Hardening-Fuse-10590626,1 | 13127 | 5312.3434 | 6333.0736 | 11332.8959 | 90681.8182 | 0.12497 | 0.075568 | 1200000 | 14 | 1 | 0 | 0 | 0 | 1 | Lateral Hardening-Fuse-10590626 | 1500Million | Eastern | -1 | 3000
Lateral Hardening | Lateral Hardening-Fuse-91906848,1 | 13309 | 0 | 6319.2874 | 6246.8949 | 50000 | 0.12494 | 0.02822 | 1771812.0805 | 2 | 1 | 1 | 0 | 1 | 2 | Lateral Hardening-Fuse-91906848 | 1500Million | Winter Haven | -1 | 3000
Lateral Hardening | Lateral Hardening-Fuse-10904200,1 | 13709 | 13584.9462 | 17267.9837 | 30240.6005 | 242045.4545 | 0.12494 | 0.2017 | 1200000 | 20 | 1 | 0 | 0 | 0 | 1 | Lateral Hardening-Fuse-10904200 | 1500Million | Eastern | -1 | 3000
Lateral Hardening | Lateral Hardening-Fuse-10742039,1 | 14020 | 27864.1798 | 4237.4907 | 30747.3682 | 246136.3636 | 0.12492 | 0.20511 | 1200000 | 21 | 1 | 1 | 0 | 1 | 2 | Lateral Hardening-Fuse-10742039 | 1500Million | South Hillsborough | -1 | 3000
Lateral Hardening | Lateral Hardening-Fuse-91792802,1 | 13889 | 1620.9764 | 6891.5216 | 8373.6027 | 67045.4545 | 0.12489 | 0.055871 | 1200000 | 3 | 1 | 0 | 0 | 0 | 1 | Lateral Hardening-Fuse-91792802 | 1500Million | Western | -1 | 3000
Lateral Hardening | Lateral Hardening-Fuse-91993222,1 | 14021 | 499.9695 | 6088.7422 | 6498.6832 | 52045.4545 | 0.12487 | 0.043371 | 1200000 | 1 | 1 | 0 | 0 | 0 | 1 | Lateral Hardening-Fuse-91993222 | 1500Million | South Hillsborough | -1 | 3000
Lateral Hardening | Lateral Hardening-Fuse-92846899,1 | 13011 | 12013.4694 | 12624.4092 | 24169.3726 | 193636.3636 | 0.12482 | 0.16136 | 1200000 | 15 | 1 | 0 | 0 | 0 | 1 | Lateral Hardening-Fuse-92846899 | 1500Million | Plant City | -1 | 3000
Lateral Hardening | Lateral Hardening-Fuse-90802769,1 | 13612 | 5514.9091 | 10987.7376 | 16139.7714 | 129318.1818 | 0.12481 | 0.10777 | 1200000 | 22 | 1 | 0 | 0 | 0 | 1 | Lateral Hardening-Fuse-90802769 | 1500Million | Western | -1 | 3000
Lateral Hardening | Lateral Hardening-Fuse-10629002,1 | 13787 | 4208.1808 | 24401.0406 | 28122.6864 | 225454.5455 | 0.12474 | 0.18788 | 1200000 | 3 | 1 | 0 | 0 | 0 | 1 | Lateral Hardening-Fuse-10629002 | 1500Million | Plant City | -1 | 3000
Lateral Hardening | Lateral Hardening-Fuse-91090870,1 | 13921 | 6389.7402 | 150.5025 | 6235.7405 | 50000 | 0.12471 | 0.0054924 | 9103448.2759 | 55 | 1 | 1 | 0 | 1 | 2 | Lateral Hardening-Fuse-91090870 | 1500Million | Winter Haven | -1 | 3000
Lateral Hardening | Lateral Hardening-Fuse-93048533,1 | 14202 | 991.0214 | 51692.0851 | 52488.9434 | 420909.0909 | 0.1247 | 0.35076 | 1200000 | 1 | 1 | 1 | 0 | 1 | 2 | Lateral Hardening-Fuse-93048533 | 1500Million | South Hillsborough | -1 | 3000
Lateral Hardening | Lateral Hardening-Fuse-60017421,1 | 13029 | 4597.8251 | 4456.5366 | 9465.5528 | 75909.0909 | 0.1247 | 0.063258 | 1200000 | 12 | 1 | 0 | 0 | 0 | 1 | Lateral Hardening-Fuse-60017421 | 1500Million | Central | -1 | 3000
Lateral Hardening | Lateral Hardening-Fuse-91902589,1 | 13948 | 8481.837 | 11749.2644 | 19722.2253 | 158181.8182 | 0.12468 | 0.13182 | 1200000 | 21 | 1 | 0 | 0 | 0 | 1 | Lateral Hardening-Fuse-91902589 | 1500Million | Central | -1 | 3000
Lateral Hardening | Lateral Hardening-Fuse-93038748,1 | 13813 | 636.4945 | 9152.2444 | 9656.7442 | 77500 | 0.1246 | 0.064583 | 1200000 | 1 | 1 | 0 | 0 | 0 | 1 | Lateral Hardening-Fuse-93038748 | 1500Million | Dade City | -1 | 3000
Lateral Hardening | Lateral Hardening-Fuse-60642642,1 | 13808 | 12270.8042 | 1169.1397 | 12851.306 | 103181.8182 | 0.12455 | 0.085985 | 1200000 | 48 | 1 | 0 | 0 | 0 | 1 | Lateral Hardening-Fuse-60642642 | 1500Million | Plant City | -1 | 3000
Lateral Hardening | Lateral Hardening-Fuse-92439755,1 | 13630 | 2512.4668 | 7173.2333 | 9480.5102 | 76136.3636 | 0.12452 | 0.063447 | 1200000 | 5 | 1 | 0 | 0 | 0 | 1 | Lateral Hardening-Fuse-92439755 | 1500Million | Central | -1 | 3000
Lateral Hardening | Lateral Hardening-Fuse-93220396,1 | 13459 | 1677.3595 | 10218.103 | 11796.0321 | 94772.7273 | 0.12447 | 0.078977 | 1200000 | 2 | 1 | 0 | 0 | 0 | 1 | Lateral Hardening-Fuse-93220396 | 1500Million | Eastern | -1 | 3000
Lateral Hardening | Lateral Hardening-Fuse-60648801,1 | 13233 | 593.3965 | 7287.8187 | 7774.6582 | 62500 | 0.12439 | 0.052083 | 1200000 | 1 | 1 | 0 | 0 | 0 | 1 | Lateral Hardening-Fuse-60648801 | 1500Million | South Hillsborough | -1 | 3000
Lateral Hardening | Lateral Hardening-Fuse-10095438,1 | 13786 | 1242.7142 | 18086.4414 | 19137.8146 | 153863.6364 | 0.12438 | 0.12822 | 1200000 | 1 | 1 | 0 | 0 | 0 | 1 | Lateral Hardening-Fuse-10095438 | 1500Million | Plant City | -1 | 3000
Lateral Hardening | Lateral Hardening-Fuse-10556741,2 | 13298 | 1853.2517 | 55907.5085 | 131662.2782 | 1058727.2727 | 0.12436 | 1.1028 | 960000 | 2 | 2 | 0 | 0 | 0 | 2 | Lateral Hardening-Fuse-10556741, Lateral Hardening-Fuse-60381977 | 1500Million | Winter Haven | -1 | 3000
Lateral Hardening | Lateral Hardening-Fuse-91986104,1 | 13479 | 0 | 31473.4289 | 31393.5551 | 252500 | 0.12433 | 0.21042 | 1200000 | 5 | 1 | 0 | 0 | 0 | 1 | Lateral Hardening-Fuse-91986104 | 1500Million | Winter Haven | -1 | 3000
Lateral Hardening | Lateral Hardening-Fuse-90528804,1 | 13621 | 4520.2432 | 18878.0697 | 23670.5477 | 190454.5455 | 0.12428 | 0.15871 | 1200000 | 4 | 1 | 0 | 0 | 0 | 1 | Lateral Hardening-Fuse-90528804 | 1500Million | Western | -1 | 3000
Lateral Hardening | Lateral Hardening-Fuse-10679435,1 | 13807 | 863.9802 | 9900.7306 | 10699.5908 | 86136.3636 | 0.12422 | 0.07178 | 1200000 | 1 | 1 | 0 | 0 | 0 | 1 | Lateral Hardening-Fuse-10679435 | 1500Million | Plant City | -1 | 3000
Lateral Hardening | Lateral Hardening-Fuse-93225871,1 | 13459 | 3176.866 | 22455.6212 | 25354.7246 | 204318.1818 | 0.12409 | 0.17027 | 1200000 | 3 | 1 | 0 | 0 | 0 | 1 | Lateral Hardening-Fuse-93225871 | 1500Million | Eastern | -1 | 3000
Lateral Hardening | Lateral Hardening-Fuse-10618060,1 | 13972 | 0 | 31843.7076 | 31557.9268 | 254318.1818 | 0.12409 | 0.21193 | 1200000 | 4 | 1 | 1 | 0 | 1 | 2 | Lateral Hardening-Fuse-10618060 | 1500Million | Winter Haven | -1 | 3000
Lateral Hardening | Lateral Hardening-Fuse-10876333,1 | 14023 | 20660.1965 | 33296.8327 | 52962.3011 | 426818.1818 | 0.12409 | 0.35568 | 1200000 | 23 | 1 | 0 | 0 | 0 | 1 | Lateral Hardening-Fuse-10876333 | 1500Million | South Hillsborough | -1 | 3000
Lateral Hardening | Lateral Hardening-Fuse-92205907,1 | 13201 | 11502.2483 | 13536.7026 | 24365.3125 | 196363.6364 | 0.12408 | 0.16364 | 1200000 | 27 | 1 | 0 | 0 | 0 | 1 | Lateral Hardening-Fuse-92205907 | 1500Million | Western | -1 | 3000
Lateral Hardening | Lateral Hardening-Fuse-91903040,1 | 13460 | 2367.0457 | 8042.054 | 10208.4498 | 82272.7273 | 0.12408 | 0.068561 | 1200000 | 4 | 1 | 0 | 0 | 0 | 1 | Lateral Hardening-Fuse-91903040 | 1500Million | Eastern | -1 | 3000
Lateral Hardening | Lateral Hardening-Fuse-10684599,1 | 13313 | 0 | 11320.9139 | 18976.4229 | 152954.5455 | 0.12407 | 0.12746 | 1200000 | 21 | 1 | 0 | 0 | 0 | 1 | Lateral Hardening-Fuse-10684599 | 1500Million | Winter Haven | -1 | 3000
Lateral Hardening | Lateral Hardening-Fuse-10142256,1 | 13034 | 2874.1896 | 4839.8371 | 7524.7221 | 60681.8182 | 0.124 | 0.050568 | 1200000 | 7 | 1 | 0 | 0 | 0 | 1 | Lateral Hardening-Fuse-10142256 | 1500Million | Central | -1 | 3000
Lateral Hardening | Lateral Hardening-Fuse-60166344,1 | 13291 | 0 | 19753.937 | 19527.6398 | 157500 | 0.12399 | 0.13125 | 1200000 | 1 | 1 | 0 | 0 | 0 | 1 | Lateral Hardening-Fuse-60166344 | 1500Million | Winter Haven | -1 | 3000
Lateral Hardening | Lateral Hardening-Fuse-93294933,1 | 13808 | 2518.9107 | 39040.5302 | 41106.869 | 331590.9091 | 0.12397 | 0.27633 | 1200000 | 2 | 1 | 0 | 0 | 0 | 1 | Lateral Hardening-Fuse-93294933 | 1500Million | Plant City | -1 | 3000
Lateral Hardening | Lateral Hardening-Fuse-92853541,1 | 13910 | 3290.4519 | 15926.1782 | 19016.1111 | 153409.0909 | 0.12396 | 0.12784 | 1200000 | 4 | 1 | 0 | 0 | 0 | 1 | Lateral Hardening-Fuse-92853541 | 1500Million | Eastern | -1 | 3000
Lateral Hardening | Lateral Hardening-Fuse-10366530,1 | 13089 | 4106.6738 | 3437.4152 | 7324.5153 | 59090.9091 | 0.12395 | 0.049242 | 1200000 | 13 | 1 | 0 | 0 | 0 | 1 | Lateral Hardening-Fuse-10366530 | 1500Million | Central | -1 | 3000
Lateral Hardening | Lateral Hardening-Fuse-10686206,5 | 13808 | 18567.5364 | 51045.1352 | 68665.431 | 554000 | 0.12394 | 0.57708 | 960000 | 13 | 5 | 0 | 0 | 0 | 5 | Lateral Hardening-Fuse-10686206, Lateral Hardening-Fuse-90101464, Lateral Hardening-Fuse-90101467, Lateral Hardening-Fuse-60659771, Lateral Hardening-Fuse-90101476 | 1500Million | Plant City | -1 | 3000
Lateral Hardening | Lateral Hardening-Fuse-92831495,1 | 13390 | 3324.1975 | 20057.5347 | 23098.3568 | 186363.6364 | 0.12394 | 0.1553 | 1200000 | 3 | 1 | 0 | 0 | 0 | 1 | Lateral Hardening-Fuse-92831495 | 1500Million | Plant City | -1 | 3000
Lateral Hardening | Lateral Hardening-Fuse-60046541,3 | 13310 | 0 | 20254.5669 | 20287.9027 | 163818.1818 | 0.12384 | 0.17064 | 960000 | 10 | 3 | 2 | 0 | 2 | 5 | Lateral Hardening-Fuse-60046541, Lateral Hardening-Fuse-60046557, Lateral Hardening-Fuse-60046549 | 1500Million | Winter Haven | -1 | 3000
Lateral Hardening | Lateral Hardening-Fuse-90789866,1 | 14112 | 0 | 16351.1971 | 16276.1107 | 131590.9091 | 0.12369 | 0.10966 | 1200000 |  | 1 | 0 | 0 | 0 | 1 | Lateral Hardening-Fuse-90789866 | 1500Million | Eastern | -1 | 3000
Lateral Hardening | Lateral Hardening-Fuse-10635153,1 | 13242 | 14543.4142 | 1094.4494 | 14918.1176 | 120681.8182 | 0.12362 | 0.10057 | 1200000 | 5 | 1 | 0 | 0 | 0 | 1 | Lateral Hardening-Fuse-10635153 | 1500Million | Plant City | -1 | 3000
Lateral Hardening | Lateral Hardening-Fuse-93274089,1 | 13213 | 1744.1576 | 8410.7174 | 10079.9825 | 81590.9091 | 0.12354 | 0.067992 | 1200000 | 2 | 1 | 0 | 0 | 0 | 1 | Lateral Hardening-Fuse-93274089 | 1500Million | Eastern | -1 | 3000
Lateral Hardening | Lateral Hardening-Fuse-10556707,1 | 13298 | 454.525 | 7823.1422 | 8168.3542 | 66136.3636 | 0.12351 | 0.055114 | 1200000 | 1 | 1 | 0 | 0 | 0 | 1 | Lateral Hardening-Fuse-10556707 | 1500Million | Winter Haven | -1 | 3000
Lateral Hardening | Lateral Hardening-Fuse-60169602,1 | 13516 | 0 | 15074.4337 | 14901.7439 | 120681.8182 | 0.12348 | 0.10057 | 1200000 | 21 | 1 | 1 | 0 | 1 | 2 | Lateral Hardening-Fuse-60169602 | 1500Million | Western | -1 | 3000
Lateral Hardening | Lateral Hardening-Fuse-90540557,1 | 14026 | 0 | 25186.5241 | 32818.8806 | 265909.0909 | 0.12342 | 0.22159 | 1200000 | 11 | 1 | 2 | 0 | 2 | 3 | Lateral Hardening-Fuse-90540557 | 1500Million | South Hillsborough | -1 | 3000
Lateral Hardening | Lateral Hardening-Fuse-92554732,1 | 13336 | 17665.204 | 1883.9024 | 18678.9981 | 151363.6364 | 0.1234 | 0.12614 | 1200000 | 4 | 1 | 1 | 0 | 1 | 2 | Lateral Hardening-Fuse-92554732 | 1500Million | Western | -1 | 3000
Lateral Hardening | Lateral Hardening-Fuse-92392111,1 | 13813 | 0 | 9276.4558 | 9226.0346 | 74772.7273 | 0.12339 | 0.062311 | 1200000 | 1 | 1 | 0 | 0 | 0 | 1 | Lateral Hardening-Fuse-92392111 | 1500Million | Dade City | -1 | 3000
Lateral Hardening | Lateral Hardening-Fuse-10101272,1 | 13046 | 7176.3283 | 8266.6397 | 17776.9825 | 144090.9091 | 0.12337 | 0.12008 | 1200000 | 18 | 1 | 0 | 0 | 0 | 1 | Lateral Hardening-Fuse-10101272 | 1500Million | Central | -1 | 3000
Lateral Hardening | Lateral Hardening-Fuse-91903411,1 | 13101 | 4973.2079 | 3862.2784 | 8547.7714 | 69318.1818 | 0.12331 | 0.057765 | 1200000 | 22 | 1 | 0 | 0 | 0 | 1 | Lateral Hardening-Fuse-91903411 | 1500Million | Central | -1 | 3000
Lateral Hardening | Lateral Hardening-Fuse-92670059,1 | 13148 | 1873.5897 | 9250.5001 | 10985.6619 | 89090.9091 | 0.12331 | 0.074242 | 1200000 | 2 | 1 | 0 | 0 | 0 | 1 | Lateral Hardening-Fuse-92670059 | 1500Million | Plant City | -1 | 3000
Lateral Hardening | Lateral Hardening-Fuse-10802853,1 | 13133 | 928.2527 | 8486.132 | 9640.3743 | 78181.8182 | 0.12331 | 0.065152 | 1200000 | 1 | 1 | 0 | 0 | 0 | 1 | Lateral Hardening-Fuse-10802853 | 1500Million | Eastern | -1 | 3000
Lateral Hardening | Lateral Hardening-Fuse-90232194,1 | 13308 | 12833.697 | 14131.897 | 26385.62 | 214090.9091 | 0.12324 | 0.17841 | 1200000 | 19 | 1 | 0 | 0 | 0 | 1 | Lateral Hardening-Fuse-90232194 | 1500Million | Winter Haven | -1 | 3000
Lateral Hardening | Lateral Hardening-Fuse-92651594,1 | 13118 | 4656.9157 | 6257.0305 | 10638.8375 | 86363.6364 | 0.12319 | 0.07197 | 1200000 | 9 | 1 | 0 | 0 | 0 | 1 | Lateral Hardening-Fuse-92651594 | 1500Million | Winter Haven | -1 | 3000
Lateral Hardening | Lateral Hardening-Fuse-10671207,1 | 13724 | 4299.26 | 6578.7982 | 11503.344 | 93409.0909 | 0.12315 | 0.077841 | 1200000 | 8 | 1 | 0 | 0 | 0 | 1 | Lateral Hardening-Fuse-10671207 | 1500Million | Plant City | -1 | 3000
Lateral Hardening | Lateral Hardening-Fuse-60562109,1 | 13921 | 5880.6507 | 16382.1208 | 21782.4722 | 177045.4545 | 0.12303 | 0.14754 | 1200000 | 11 | 1 | 0 | 0 | 0 | 1 | Lateral Hardening-Fuse-60562109 | 1500Million | Winter Haven | -1 | 3000
Lateral Hardening | Lateral Hardening-Fuse-90100838,2 | 13808 | 2513.3879 | 10104.4808 | 13219.5205 | 107454.5455 | 0.12302 | 0.11193 | 960000 | 3 | 2 | 0 | 0 | 0 | 2 | Lateral Hardening-Fuse-90100838, Lateral Hardening-Fuse-60370163 | 1500Million | Plant City | -1 | 3000
Lateral Hardening | Lateral Hardening-Fuse-10895271,1 | 13003 | 970.8024 | 23669.0989 | 24516.3495 | 199318.1818 | 0.123 | 0.1661 | 1200000 | 1 | 1 | 0 | 0 | 0 | 1 | Lateral Hardening-Fuse-10895271 | 1500Million | South Hillsborough | -1 | 3000
Lateral Hardening | Lateral Hardening-Fuse-60168944,1 | 13473 | 2097.2209 | 12506.9564 | 14473.6775 | 117727.2727 | 0.12294 | 0.098106 | 1200000 | 3 | 1 | 0 | 0 | 0 | 1 | Lateral Hardening-Fuse-60168944 | 1500Million | Winter Haven | -1 | 3000
Lateral Hardening | Lateral Hardening-Fuse-92245490,1 | 13883 | 1774.0477 | 11945.9168 | 13516.9735 | 110000 | 0.12288 | 0.091667 | 1200000 | 4 | 1 | 0 | 0 | 0 | 1 | Lateral Hardening-Fuse-92245490 | 1500Million | Eastern | -1 | 3000
Lateral Hardening | Lateral Hardening-Fuse-10274713,2 | 13624 | 4458.0197 | 38937.0681 | 42864.5261 | 348909.0909 | 0.12285 | 0.36345 | 960000 | 2 | 2 | 1 | 0 | 1 | 3 | Lateral Hardening-Fuse-10274713, Lateral Hardening-Fuse-10274819 | 1500Million | Western | -1 | 3000
Lateral Hardening | Lateral Hardening-Fuse-92528479,1 | 13443 | 5283.633 | 1109.3717 | 6141.0644 | 50000 | 0.12282 | 0.036174 | 1382198.9529 | 46 | 1 | 2 | 0 | 2 | 3 | Lateral Hardening-Fuse-92528479 | 1500Million | Winter Haven | -1 | 3000
Lateral Hardening | Lateral Hardening-Fuse-92325982,1 | 13038 | 502.4996 | 7275.2425 | 7673.0544 | 62500 | 0.12277 | 0.052083 | 1200000 | 1 | 1 | 0 | 0 | 0 | 1 | Lateral Hardening-Fuse-92325982 | 1500Million | Eastern | -1 | 3000
Lateral Hardening | Lateral Hardening-Fuse-10829430,1 | 13687 | 6190.5905 | 21472.9002 | 29683.5866 | 241818.1818 | 0.12275 | 0.20152 | 1200000 | 8 | 1 | 0 | 0 | 0 | 1 | Lateral Hardening-Fuse-10829430 | 1500Million | Eastern | -1 | 3000
Lateral Hardening | Lateral Hardening-Fuse-10333108,1 | 13890 | 0 | 6202.3804 | 6131.3271 | 50000 | 0.12263 | 0.033144 | 1508571.4286 | 4 | 1 | 0 | 0 | 0 | 1 | Lateral Hardening-Fuse-10333108 | 1500Million | Western | -1 | 3000
Lateral Hardening | Lateral Hardening-Fuse-92033686,1 | 13418 | 7251.1458 | 8972.1601 | 15799.9854 | 128863.6364 | 0.12261 | 0.10739 | 1200000 | 18 | 1 | 0 | 0 | 0 | 1 | Lateral Hardening-Fuse-92033686 | 1500Million | Central | -1 | 3000
Lateral Hardening | Lateral Hardening-Fuse-10686263,2 | 13808 | 2681.9909 | 32877.5101 | 35189.6466 | 287090.9091 | 0.12257 | 0.29905 | 960000 | 2 | 2 | 0 | 0 | 0 | 2 | Lateral Hardening-Fuse-10686263, Lateral Hardening-Fuse-10686220 | 1500Million | Plant City | -1 | 3000
Lateral Hardening | Lateral Hardening-Fuse-92124242,1 | 13020 | 11386.2388 | 16432.6658 | 27076.1495 | 220909.0909 | 0.12257 | 0.18409 | 1200000 | 25 | 1 | 0 | 0 | 0 | 1 | Lateral Hardening-Fuse-92124242 | 1500Million | South Hillsborough | -1 | 3000
Lateral Hardening | Lateral Hardening-Fuse-10487551,1 | 13458 | 1109.0667 | 5558.6192 | 6569.8537 | 53636.3636 | 0.12249 | 0.044697 | 1200000 | 2 | 1 | 0 | 0 | 0 | 1 | Lateral Hardening-Fuse-10487551 | 1500Million | Eastern | -1 | 3000
Lateral Hardening | Lateral Hardening-Fuse-91357575,1 | 13298 | 4082.0606 | 200787.3246 | 201687.9615 | 1646818.1818 | 0.12247 | 1.3723 | 1200000 | 3 | 1 | 1 | 0 | 1 | 2 | Lateral Hardening-Fuse-91357575 | 1500Million | Winter Haven | -1 | 3000
Lateral Hardening | Lateral Hardening-Fuse-90050599,1 | 13808 | 3438.0195 | 9155.434 | 12407.2547 | 101363.6364 | 0.1224 | 0.08447 | 1200000 | 4 | 1 | 0 | 0 | 0 | 1 | Lateral Hardening-Fuse-90050599 | 1500Million | Plant City | -1 | 3000
Lateral Hardening | Lateral Hardening-Fuse-60076821,1 | 13121 | 0 | 5295.5528 | 11016.1006 | 90000 | 0.1224 | 0.075 | 1200000 | 8 | 1 | 0 | 0 | 0 | 1 | Lateral Hardening-Fuse-60076821 | 1500Million | Plant City | -1 | 3000
Lateral Hardening | Lateral Hardening-Fuse-10142938,1 | 13035 | 3303.5647 | 6150.0224 | 9234.0536 | 75454.5455 | 0.12238 | 0.062879 | 1200000 | 8 | 1 | 0 | 0 | 0 | 1 | Lateral Hardening-Fuse-10142938 | 1500Million | Central | -1 | 3000
Lateral Hardening | Lateral Hardening-Fuse-60190666,1 | 13308 | 5209.3427 | 6999.2712 | 11900.8705 | 97272.7273 | 0.12235 | 0.081061 | 1200000 | 9 | 1 | 0 | 0 | 0 | 1 | Lateral Hardening-Fuse-60190666 | 1500Million | Winter Haven | -1 | 3000
Lateral Hardening | Lateral Hardening-Fuse-10057098,1 | 13005 | 8038.0763 | 8550.965 | 16234.609 | 132727.2727 | 0.12232 | 0.11061 | 1200000 | 11 | 1 | 0 | 0 | 0 | 1 | Lateral Hardening-Fuse-10057098 | 1500Million | Dade City | -1 | 3000
Lateral Hardening | Lateral Hardening-Fuse-10064516,1 | 13405 | 0 | 29930.2426 | 29812.6979 | 243863.6364 | 0.12225 | 0.20322 | 1200000 |  | 1 | 0 | 0 | 0 | 1 | Lateral Hardening-Fuse-10064516 | 1500Million | Western | -1 | 3000
Lateral Hardening | Lateral Hardening-Fuse-10075341,1 | 13656 | 740.0196 | 9305.3135 | 10363.3794 | 84772.7273 | 0.12225 | 0.070644 | 1200000 | 1 | 1 | 0 | 0 | 0 | 1 | Lateral Hardening-Fuse-10075341 | 1500Million | Plant City | -1 | 3000
Lateral Hardening | Lateral Hardening-Fuse-93220243,1 | 13459 | 19590.9432 | 4790.8501 | 23366.0197 | 191136.3636 | 0.12225 | 0.15928 | 1200000 | 3 | 1 | 0 | 0 | 0 | 1 | Lateral Hardening-Fuse-93220243 | 1500Million | Eastern | -1 | 3000
Lateral Hardening | Lateral Hardening-Fuse-93044098,1 | 13426 | 6066.9892 | 1105.6562 | 6861.6233 | 56136.3636 | 0.12223 | 0.04678 | 1200000 | 2 | 1 | 0 | 0 | 0 | 1 | Lateral Hardening-Fuse-93044098 | 1500Million | Western | -1 | 3000
Lateral Hardening | Lateral Hardening-Fuse-90423649,1 | 13672 | 0 | 6181.7487 | 6110.9319 | 50000 | 0.12222 | 0.029167 | 1714285.7143 |  | 1 | 0 | 0 | 0 | 1 | Lateral Hardening-Fuse-90423649 | 1500Million | Western | -1 | 3000
Lateral Hardening | Lateral Hardening-Fuse-90639971,1 | 13311 | 2598.1932 | 7417.987 | 9803.9891 | 80227.2727 | 0.1222 | 0.066856 | 1200000 | 5 | 1 | 0 | 0 | 0 | 1 | Lateral Hardening-Fuse-90639971 | 1500Million | Winter Haven | -1 | 3000
Lateral Hardening | Lateral Hardening-Fuse-10144180,1 | 13123 | 8892.3491 | 501.5409 | 8966.0327 | 73409.0909 | 0.12214 | 0.061174 | 1200000 | 7 | 1 | 0 | 0 | 0 | 1 | Lateral Hardening-Fuse-10144180 | 1500Million | Plant City | -1 | 3000
Lateral Hardening | Lateral Hardening-Fuse-10237845,1 | 13512 | 4399.9199 | 36.5769 | 6106.3146 | 50000 | 0.12213 | 0.0098485 | 5076923.0769 | 11 | 1 | 0 | 0 | 0 | 1 | Lateral Hardening-Fuse-10237845 | 1500Million | Western | -1 | 3000
Lateral Hardening | Lateral Hardening-Fuse-93297833,1 | 13808 | 1084.5586 | 5111.8392 | 6103.0075 | 50000 | 0.12206 | 0.036553 | 1367875.6477 | 2 | 1 | 0 | 0 | 0 | 1 | Lateral Hardening-Fuse-93297833 | 1500Million | Plant City | -1 | 3000
Lateral Hardening | Lateral Hardening-Fuse-10758598,1 | 13422 | 0 | 15443.7452 | 15328.9714 | 125681.8182 | 0.12197 | 0.10473 | 1200000 | 1 | 1 | 0 | 0 | 0 | 1 | Lateral Hardening-Fuse-10758598 | 1500Million | Dade City | -1 | 3000
Lateral Hardening | Lateral Hardening-Fuse-92035611,1 | 13442 | 488.5918 | 6057.0007 | 6458.6357 | 52954.5455 | 0.12197 | 0.044129 | 1200000 | 1 | 1 | 0 | 0 | 0 | 1 | Lateral Hardening-Fuse-92035611 | 1500Million | Winter Haven | -1 | 3000
Lateral Hardening | Lateral Hardening-Fuse-92733192,1 | 13008 | 0 | 9780.4552 | 9668.4122 | 79318.1818 | 0.12189 | 0.066098 | 1200000 | 1 | 1 | 0 | 0 | 0 | 1 | Lateral Hardening-Fuse-92733192 | 1500Million | Plant City | -1 | 3000
Lateral Hardening | Lateral Hardening-Fuse-92066784,1 | 13637 | 0 | 33071.7847 | 32992.1065 | 270681.8182 | 0.12189 | 0.22557 | 1200000 |  | 1 | 0 | 0 | 0 | 1 | Lateral Hardening-Fuse-92066784 | 1500Million | Western | -1 | 3000
Lateral Hardening | Lateral Hardening-Fuse-10650594,1 | 13391 | 6742.5825 | 24914.0288 | 32326.3679 | 265227.2727 | 0.12188 | 0.22102 | 1200000 | 6 | 1 | 0 | 0 | 0 | 1 | Lateral Hardening-Fuse-10650594 | 1500Million | Plant City | -1 | 3000
Lateral Hardening | Lateral Hardening-Fuse-93143668,1 | 13183 | 0 | 28822.8133 | 28492.6249 | 234090.9091 | 0.12172 | 0.19508 | 1200000 | 21 | 1 | 0 | 0 | 0 | 1 | Lateral Hardening-Fuse-93143668 | 1500Million | Central | -1 | 3000
Lateral Hardening | Lateral Hardening-Fuse-10840136,1 | 14112 | 1727.9747 | 13278.4602 | 14899.9467 | 122500 | 0.12163 | 0.10208 | 1200000 | 2 | 1 | 0 | 0 | 0 | 1 | Lateral Hardening-Fuse-10840136 | 1500Million | Eastern | -1 | 3000
Lateral Hardening | Lateral Hardening-Fuse-93294112,1 | 13808 | 3430.188 | 51888.2318 | 54094.6907 | 445000 | 0.12156 | 0.37083 | 1200000 | 2 | 1 | 0 | 0 | 0 | 1 | Lateral Hardening-Fuse-93294112 | 1500Million | Plant City | -1 | 3000
Lateral Hardening | Lateral Hardening-Fuse-92270309,1 | 13041 | 1263.7465 | 7091.2227 | 8228.9976 | 67727.2727 | 0.1215 | 0.056439 | 1200000 | 2 | 1 | 0 | 0 | 0 | 1 | Lateral Hardening-Fuse-92270309 | 1500Million | Eastern | -1 | 3000
Lateral Hardening | Lateral Hardening-Fuse-10057093,1 | 13005 | 0 | 52422.7236 | 52337.1445 | 430909.0909 | 0.12146 | 0.35909 | 1200000 | 5 | 1 | 0 | 0 | 0 | 1 | Lateral Hardening-Fuse-10057093 | 1500Million | Dade City | -1 | 3000
Lateral Hardening | Lateral Hardening-Fuse-10717271,1 | 13818 | 675.3198 | 12667.3878 | 13165.1919 | 108409.0909 | 0.12144 | 0.090341 | 1200000 | 1 | 1 | 0 | 0 | 0 | 1 | Lateral Hardening-Fuse-10717271 | 1500Million | South Hillsborough | -1 | 3000
Lateral Hardening | Lateral Hardening-Fuse-92448485,1 | 13442 | 5924.2144 | 9205.7497 | 14762.5513 | 121590.9091 | 0.12141 | 0.10133 | 1200000 | 11 | 1 | 0 | 0 | 0 | 1 | Lateral Hardening-Fuse-92448485 | 1500Million | Winter Haven | -1 | 3000
Lateral Hardening | Lateral Hardening-Fuse-60171996,1 | 13964 | 6310.2438 | 9002.08 | 14927.875 | 122954.5455 | 0.12141 | 0.10246 | 1200000 | 16 | 1 | 0 | 0 | 0 | 1 | Lateral Hardening-Fuse-60171996 | 1500Million | Eastern | -1 | 3000
Lateral Hardening | Lateral Hardening-Fuse-91615880,1 | 13256 | 12786.7775 | 2295.1978 | 14457.585 | 119090.9091 | 0.1214 | 0.099242 | 1200000 | 26 | 1 | 0 | 0 | 0 | 1 | Lateral Hardening-Fuse-91615880 | 1500Million | South Hillsborough | -1 | 3000
Lateral Hardening | Lateral Hardening-Fuse-10000824,1 | 13236 | 1648.0611 | 11448.3536 | 12995.0543 | 107045.4545 | 0.1214 | 0.089205 | 1200000 | 2 | 1 | 0 | 0 | 0 | 1 | Lateral Hardening-Fuse-10000824 | 1500Million | South Hillsborough | -1 | 3000
Lateral Hardening | Lateral Hardening-Fuse-91507018,1 | 14041 | 1262.3351 | 5905.765 | 7062.1019 | 58181.8182 | 0.12138 | 0.048485 | 1200000 | 2 | 1 | 0 | 0 | 0 | 1 | Lateral Hardening-Fuse-91507018 | 1500Million | Central | -1 | 3000
Lateral Hardening | Lateral Hardening-Fuse-60418185,2 | 13724 | 11455.4107 | 24422.4776 | 35260.9191 | 290545.4545 | 0.12136 | 0.30265 | 960000 | 10 | 2 | 0 | 0 | 0 | 2 | Lateral Hardening-Fuse-60418185, Lateral Hardening-Fuse-60470150 | 1500Million | Plant City | -1 | 3000
Lateral Hardening | Lateral Hardening-Fuse-91361238,1 | 13770 | 10913.9179 | 20093.8898 | 30279.8481 | 249545.4545 | 0.12134 | 0.20795 | 1200000 | 9 | 1 | 0 | 0 | 0 | 1 | Lateral Hardening-Fuse-91361238 | 1500Million | Winter Haven | -1 | 3000
Lateral Hardening | Lateral Hardening-Fuse-10897227,1 | 14050 | 0 | 30995.7662 | 30770.839 | 253863.6364 | 0.12121 | 0.21155 | 1200000 |  | 1 | 0 | 0 | 0 | 1 | Lateral Hardening-Fuse-10897227 | 1500Million | Plant City | -1 | 3000
Lateral Hardening | Lateral Hardening-Fuse-92014087,1 | 13172 | 4392.1172 | 16784.8399 | 20767.2273 | 171363.6364 | 0.12119 | 0.1428 | 1200000 | 7 | 1 | 0 | 0 | 0 | 1 | Lateral Hardening-Fuse-92014087 | 1500Million | Eastern | -1 | 3000
Lateral Hardening | Lateral Hardening-Fuse-10142905,1 | 13035 | 0 | 40510.3711 | 40294.3317 | 332500 | 0.12119 | 0.27708 | 1200000 | 11 | 1 | 2 | 0 | 2 | 3 | Lateral Hardening-Fuse-10142905 | 1500Million | Central | -1 | 3000
Lateral Hardening | Lateral Hardening-Fuse-90744093,1 | 13126 | 0 | 10558.7743 | 10437.8151 | 86136.3636 | 0.12118 | 0.07178 | 1200000 | 1 | 1 | 0 | 0 | 0 | 1 | Lateral Hardening-Fuse-90744093 | 1500Million | Plant City | -1 | 3000
Lateral Hardening | Lateral Hardening-Fuse-91194181,1 | 13660 | 0 | 86459.4547 | 84796.2637 | 699772.7273 | 0.12118 | 0.58314 | 1200000 |  | 1 | 0 | 0 | 0 | 1 | Lateral Hardening-Fuse-91194181 | 1500Million | Winter Haven | -1 | 3000
Lateral Hardening | Lateral Hardening-Fuse-93192939,1 | 13656 | 22776.8171 | 8031.7493 | 29603.2818 | 244318.1818 | 0.12117 | 0.2036 | 1200000 | 3 | 1 | 0 | 0 | 0 | 1 | Lateral Hardening-Fuse-93192939 | 1500Million | Plant City | -1 | 3000
Lateral Hardening | Lateral Hardening-Fuse-10548850,1 | 13693 | 4650.0847 | 12921.0651 | 17947.9758 | 148181.8182 | 0.12112 | 0.12348 | 1200000 | 5 | 1 | 1 | 0 | 1 | 2 | Lateral Hardening-Fuse-10548850 | 1500Million | Eastern | -1 | 3000
Lateral Hardening | Lateral Hardening-Fuse-10925116,2 | 13342 | 0 | 34558.3614 | 34420.1038 | 284181.8182 | 0.12112 | 0.29602 | 960000 | 7 | 2 | 1 | 0 | 1 | 3 | Lateral Hardening-Fuse-10925116, Lateral Hardening-Fuse-10925109 | 1500Million | South Hillsborough | -1 | 3000
Lateral Hardening | Lateral Hardening-Fuse-90873564,1 | 13959 | 2512.8219 | 22630.4876 | 24852.9927 | 205227.2727 | 0.1211 | 0.17102 | 1200000 | 2 | 1 | 0 | 0 | 0 | 1 | Lateral Hardening-Fuse-90873564 | 1500Million | Plant City | -1 | 3000
Lateral Hardening | Lateral Hardening-Fuse-10918214,1 | 14069 | 1203.2397 | 17544.7649 | 18569.6939 | 153409.0909 | 0.12105 | 0.12784 | 1200000 | 1 | 1 | 1 | 1 | 0 | 2 | Lateral Hardening-Fuse-10918214 | 1500Million | Western | -1 | 3000
Lateral Hardening | Lateral Hardening-Fuse-90959113,1 | 14124 | 14792.0591 | 3935.663 | 17937.2659 | 148409.0909 | 0.12086 | 0.12367 | 1200000 | 4 | 1 | 0 | 0 | 0 | 1 | Lateral Hardening-Fuse-90959113 | 1500Million | Plant City | -1 | 3000
Lateral Hardening | Lateral Hardening-Fuse-60189397,1 | 13947 | 0 | 33140.829 | 34553.0103 | 285909.0909 | 0.12085 | 0.23826 | 1200000 | 2 | 1 | 0 | 0 | 0 | 1 | Lateral Hardening-Fuse-60189397 | 1500Million | Central | -1 | 3000
Lateral Hardening | Lateral Hardening-Fuse-10745509,1 | 13431 | 1756.7898 | 25344.174 | 26942.2871 | 222954.5455 | 0.12084 | 0.1858 | 1200000 | 2 | 1 | 0 | 0 | 0 | 1 | Lateral Hardening-Fuse-10745509 | 1500Million | Dade City | -1 | 3000
Lateral Hardening | Lateral Hardening-Fuse-10715664,1 | 13984 | 1230.0062 | 4911.6021 | 6039.6024 | 50000 | 0.12079 | 0.03447 | 1450549.4505 | 5 | 1 | 1 | 0 | 1 | 2 | Lateral Hardening-Fuse-10715664 | 1500Million | Plant City | -1 | 3000
Lateral Hardening | Lateral Hardening-Fuse-10645473,1 | 13148 | 3391.5247 | 12090.5695 | 15261.0929 | 126363.6364 | 0.12077 | 0.1053 | 1200000 | 3 | 1 | 0 | 0 | 0 | 1 | Lateral Hardening-Fuse-10645473 | 1500Million | Plant City | -1 | 3000
Lateral Hardening | Lateral Hardening-Fuse-10247846,1 | 13533 | 4731.4086 | 6990.6704 | 11438.9885 | 94772.7273 | 0.1207 | 0.078977 | 1200000 | 10 | 1 | 0 | 0 | 0 | 1 | Lateral Hardening-Fuse-10247846 | 1500Million | Western | -1 | 3000
Lateral Hardening | Lateral Hardening-Fuse-10747919,1 | 14021 | 2147.4143 | 10547.0958 | 12563.3883 | 104090.9091 | 0.1207 | 0.086742 | 1200000 | 2 | 1 | 0 | 0 | 0 | 1 | Lateral Hardening-Fuse-10747919 | 1500Million | South Hillsborough | -1 | 3000
Lateral Hardening | Lateral Hardening-Fuse-10199662,1 | 13338 | 0 | 43578.9846 | 43531.8727 | 360681.8182 | 0.12069 | 0.30057 | 1200000 | 42 | 1 | 1 | 0 | 1 | 2 | Lateral Hardening-Fuse-10199662 | 1500Million | Western | -1 | 3000
Lateral Hardening | Lateral Hardening-Fuse-10643537,1 | 13390 | 7985.6564 | 37206.6027 | 46767.1368 | 387500 | 0.12069 | 0.32292 | 1200000 | 7 | 1 | 0 | 0 | 0 | 1 | Lateral Hardening-Fuse-10643537 | 1500Million | Plant City | -1 | 3000
Lateral Hardening | Lateral Hardening-Fuse-60154550,1 | 13117 | 0 | 71759.6039 | 70725.7964 | 586818.1818 | 0.12052 | 0.48902 | 1200000 |  | 1 | 0 | 0 | 0 | 1 | Lateral Hardening-Fuse-60154550 | 1500Million | Winter Haven | -1 | 3000
Lateral Hardening | Lateral Hardening-Fuse-10696458,1 | 13961 | 778.9965 | 13932.129 | 14517.0548 | 120454.5455 | 0.12052 | 0.10038 | 1200000 | 1 | 1 | 0 | 0 | 0 | 1 | Lateral Hardening-Fuse-10696458 | 1500Million | Plant City | -1 | 3000
Lateral Hardening | Lateral Hardening-Fuse-92485834,1 | 13010 | 5966.5467 | 345.1632 | 6023.5387 | 50000 | 0.12047 | 0.019129 | 2613861.3861 | 2 | 1 | 0 | 0 | 0 | 1 | Lateral Hardening-Fuse-92485834 | 1500Million | Plant City | -1 | 3000
Lateral Hardening | Lateral Hardening-Fuse-92134566,1 | 13172 | 8241.3878 | 1315.0331 | 9136.9784 | 75909.0909 | 0.12037 | 0.063258 | 1200000 | 3 | 1 | 0 | 0 | 0 | 1 | Lateral Hardening-Fuse-92134566 | 1500Million | Eastern | -1 | 3000
Lateral Hardening | Lateral Hardening-Fuse-92604711,1 | 13390 | 625.052 | 7612.026 | 8124.5261 | 67500 | 0.12036 | 0.05625 | 1200000 | 1 | 1 | 0 | 0 | 0 | 1 | Lateral Hardening-Fuse-92604711 | 1500Million | Plant City | -1 | 3000
Lateral Hardening | Lateral Hardening-Fuse-92614609,1 | 13303 | 0 | 65283.8736 | 65189.3813 | 542045.4545 | 0.12027 | 0.4517 | 1200000 |  | 1 | 0 | 0 | 0 | 1 | Lateral Hardening-Fuse-92614609 | 1500Million | South Hillsborough | -1 | 3000
Lateral Hardening | Lateral Hardening-Fuse-93256771,1 | 13175 | 4671.9086 | 3334.3261 | 7756.6203 | 64545.4545 | 0.12017 | 0.053788 | 1200000 | 13 | 1 | 0 | 0 | 0 | 1 | Lateral Hardening-Fuse-93256771 | 1500Million | Central | -1 | 3000
Lateral Hardening | Lateral Hardening-Fuse-92168813,1 | 13417 | 4048.2653 | 2885.8285 | 6717.9847 | 55909.0909 | 0.12016 | 0.046591 | 1200000 | 11 | 1 | 0 | 0 | 0 | 1 | Lateral Hardening-Fuse-92168813 | 1500Million | Central | -1 | 3000
Lateral Hardening | Lateral Hardening-Fuse-10895199,1 | 13003 | 0 | 28839.0353 | 41339.656 | 344090.9091 | 0.12014 | 0.28674 | 1200000 | 1 | 1 | 0 | 0 | 0 | 1 | Lateral Hardening-Fuse-10895199 | 1500Million | South Hillsborough | -1 | 3000
Lateral Hardening | Lateral Hardening-Fuse-60179134,1 | 13001 | 4663.0641 | 3324.0913 | 8295.7355 | 69090.9091 | 0.12007 | 0.057576 | 1200000 | 11 | 1 | 0 | 0 | 0 | 1 | Lateral Hardening-Fuse-60179134 | 1500Million | South Hillsborough | -1 | 3000
Lateral Hardening | Lateral Hardening-Fuse-10710641,1 | 14000 | 1072.2015 | 15498.6511 | 16478.3073 | 137272.7273 | 0.12004 | 0.11439 | 1200000 | 1 | 1 | 0 | 0 | 0 | 1 | Lateral Hardening-Fuse-10710641 | 1500Million | Plant City | -1 | 3000
Lateral Hardening | Lateral Hardening-Fuse-10829440,1 | 13687 | 3452.2564 | 12094.5035 | 15737.5823 | 131136.3636 | 0.12001 | 0.10928 | 1200000 | 3 | 1 | 0 | 0 | 0 | 1 | Lateral Hardening-Fuse-10829440 | 1500Million | Eastern | -1 | 3000
Lateral Hardening | Lateral Hardening-Fuse-10101245,1 | 13046 | 7943.2075 | 4556.8918 | 12080.0551 | 100681.8182 | 0.11998 | 0.083902 | 1200000 | 23 | 1 | 0 | 0 | 0 | 1 | Lateral Hardening-Fuse-10101245 | 1500Million | Central | -1 | 3000
Lateral Hardening | Lateral Hardening-Fuse-91622197,1 | 13009 | 0 | 56295.0268 | 56094.2996 | 467727.2727 | 0.11993 | 0.38977 | 1200000 | 6 | 1 | 0 | 0 | 0 | 1 | Lateral Hardening-Fuse-91622197 | 1500Million | Plant City | -1 | 3000
Lateral Hardening | Lateral Hardening-Fuse-10650489,1 | 13391 | 1392.3204 | 8441.4052 | 10683.2866 | 89090.9091 | 0.11991 | 0.074242 | 1200000 | 2 | 1 | 0 | 0 | 0 | 1 | Lateral Hardening-Fuse-10650489 | 1500Million | Plant City | -1 | 3000
Lateral Hardening | Lateral Hardening-Fuse-92224559,1 | 13724 | 2122.7613 | 13471.1842 | 15448.345 | 128863.6364 | 0.11988 | 0.10739 | 1200000 | 2 | 1 | 0 | 0 | 0 | 1 | Lateral Hardening-Fuse-92224559 | 1500Million | Plant City | -1 | 3000
Lateral Hardening | Lateral Hardening-Fuse-60057784,1 | 13071 | 13165.3568 | 2878.2287 | 31433.2784 | 262272.7273 | 0.11985 | 0.21856 | 1200000 | 14 | 1 | 0 | 0 | 0 | 1 | Lateral Hardening-Fuse-60057784 | 1500Million | Western | -1 | 3000
Lateral Hardening | Lateral Hardening-Fuse-60253999,1 | 13787 | 445.2049 | 5629.0604 | 5992.3095 | 50000 | 0.11985 | 0.031818 | 1571428.5714 | 1 | 1 | 0 | 0 | 0 | 1 | Lateral Hardening-Fuse-60253999 | 1500Million | Plant City | -1 | 3000
Lateral Hardening | Lateral Hardening-Fuse-91863430,1 | 13630 | 6125.9698 | 6913.399 | 12691.2689 | 105909.0909 | 0.11983 | 0.088258 | 1200000 | 12 | 1 | 0 | 0 | 0 | 1 | Lateral Hardening-Fuse-91863430 | 1500Million | Central | -1 | 3000
Lateral Hardening | Lateral Hardening-Fuse-10501137,1 | 13509 | 11661.3767 | 357.4194 | 11456.3091 | 95681.8182 | 0.11973 | 0.079735 | 1200000 | 2 | 1 | 0 | 0 | 0 | 1 | Lateral Hardening-Fuse-10501137 | 1500Million | Eastern | -1 | 3000
Lateral Hardening | Lateral Hardening-Fuse-92618294,1 | 13959 | 1135.8661 | 7312.7079 | 8323.772 | 69545.4545 | 0.11969 | 0.057955 | 1200000 | 2 | 1 | 0 | 0 | 0 | 1 | Lateral Hardening-Fuse-92618294 | 1500Million | Plant City | -1 | 3000
Lateral Hardening | Lateral Hardening-Fuse-10580686,1 | 13105 | 2711.7166 | 2957.2069 | 5984.231 | 50000 | 0.11968 | 0.035606 | 1404255.3191 | 8 | 1 | 0 | 0 | 0 | 1 | Lateral Hardening-Fuse-10580686 | 1500Million | Central | -1 | 3000
Lateral Hardening | Lateral Hardening-Fuse-10898152,1 | 13839 | 7236.645 | 21473.1036 | 28273.3555 | 236590.9091 | 0.1195 | 0.19716 | 1200000 | 6 | 1 | 0 | 0 | 0 | 1 | Lateral Hardening-Fuse-10898152 | 1500Million | Central | -1 | 3000
Lateral Hardening | Lateral Hardening-Fuse-10436873,1 | 13932 | 2940.9278 | 19512.3081 | 22259.3434 | 186363.6364 | 0.11944 | 0.1553 | 1200000 | 3 | 1 | 0 | 0 | 0 | 1 | Lateral Hardening-Fuse-10436873 | 1500Million | Central | -1 | 3000
Lateral Hardening | Lateral Hardening-Fuse-10627069,2 | 13147 | 3831.6294 | 20581.6114 | 24168.8273 | 202363.6364 | 0.11943 | 0.2108 | 960000 | 5 | 2 | 0 | 0 | 0 | 2 | Lateral Hardening-Fuse-10627069, Lateral Hardening-Fuse-90281731 | 1500Million | Plant City | -1 | 3000
Lateral Hardening | Lateral Hardening-Fuse-90668420,1 | 13148 | 0 | 16007.2323 | 15823.8566 | 132500 | 0.11943 | 0.11042 | 1200000 | 1 | 1 | 0 | 0 | 0 | 1 | Lateral Hardening-Fuse-90668420 | 1500Million | Plant City | -1 | 3000
Lateral Hardening | Lateral Hardening-Fuse-10608741,1 | 13921 | 654.3699 | 21123.0991 | 27456.0755 | 230000 | 0.11937 | 0.19167 | 1200000 | 1 | 1 | 0 | 0 | 0 | 1 | Lateral Hardening-Fuse-10608741 | 1500Million | Winter Haven | -1 | 3000
Lateral Hardening | Lateral Hardening-Fuse-60072743,1 | 13111 | 1679.8022 | 44.3131 | 5965.2285 | 50000 | 0.1193 | 0.014394 | 3473684.2105 | 30 | 1 | 0 | 0 | 0 | 1 | Lateral Hardening-Fuse-60072743 | 1500Million | Western | -1 | 3000
Lateral Hardening | Lateral Hardening-Fuse-60128361,1 | 13468 | 3844.6125 | 3218.0616 | 6857.1122 | 57500 | 0.11925 | 0.047917 | 1200000 | 13 | 1 | 0 | 0 | 0 | 1 | Lateral Hardening-Fuse-60128361 | 1500Million | Central | -1 | 3000
Lateral Hardening | Lateral Hardening-Fuse-60615401,1 | 13853 | 0 | 27510.0699 | 27395.9471 | 229772.7273 | 0.11923 | 0.19148 | 1200000 | 2 | 1 | 11 | 2 | 9 | 12 | Lateral Hardening-Fuse-60615401 | 1500Million | Plant City | -1 | 3000
Lateral Hardening | Lateral Hardening-Fuse-91088372,1 | 13238 | 0 | 8440.7841 | 8344.0881 | 70000 | 0.1192 | 0.058333 | 1200000 |  | 1 | 0 | 0 | 0 | 1 | Lateral Hardening-Fuse-91088372 | 1500Million | South Hillsborough | -1 | 3000
Lateral Hardening | Lateral Hardening-Fuse-10694158,1 | 13254 | 17005.1071 | 33374.7405 | 49324.4762 | 413863.6364 | 0.11918 | 0.34489 | 1200000 | 31 | 1 | 0 | 0 | 0 | 1 | Lateral Hardening-Fuse-10694158 | 1500Million | South Hillsborough | -1 | 3000
Lateral Hardening | Lateral Hardening-Fuse-10090783,1 | 13294 | 0 | 30472.8509 | 30243.8129 | 253863.6364 | 0.11913 | 0.21155 | 1200000 | 4 | 1 | 0 | 0 | 0 | 1 | Lateral Hardening-Fuse-10090783 | 1500Million | Winter Haven | -1 | 3000
Lateral Hardening | Lateral Hardening-Fuse-10650351,1 | 13391 | 3188.2668 | 27004.0612 | 31155.3308 | 261590.9091 | 0.1191 | 0.21799 | 1200000 | 3 | 1 | 0 | 0 | 0 | 1 | Lateral Hardening-Fuse-10650351 | 1500Million | Plant City | -1 | 3000
Lateral Hardening | Lateral Hardening-Fuse-90167416,1 | 13649 | 859.2702 | 5185.4042 | 5954.5214 | 50000 | 0.11909 | 0.032008 | 1562130.1775 | 2 | 1 | 0 | 0 | 0 | 1 | Lateral Hardening-Fuse-90167416 | 1500Million | South Hillsborough | -1 | 3000
Lateral Hardening | Lateral Hardening-Fuse-90446633,1 | 13008 | 0 | 10114.9904 | 19996.9645 | 167954.5455 | 0.11906 | 0.13996 | 1200000 | 8 | 1 | 5 | 0 | 5 | 6 | Lateral Hardening-Fuse-90446633 | 1500Million | Plant City | -1 | 3000
Lateral Hardening | Lateral Hardening-Fuse-60120357,1 | 13185 | 3886.2328 | 8002.4124 | 11623.9749 | 97727.2727 | 0.11894 | 0.081439 | 1200000 | 13 | 1 | 0 | 0 | 0 | 1 | Lateral Hardening-Fuse-60120357 | 1500Million | Central | -1 | 3000
Lateral Hardening | Lateral Hardening-Fuse-60029080,1 | 13088 | 1263.6809 | 3192.2934 | 6053.8344 | 50909.0909 | 0.11891 | 0.042424 | 1200000 | 3 | 1 | 0 | 0 | 0 | 1 | Lateral Hardening-Fuse-60029080 | 1500Million | Central | -1 | 3000
Lateral Hardening | Lateral Hardening-Fuse-60238502,1 | 13839 | 1476.6525 | 4588.9713 | 5945.4179 | 50000 | 0.11891 | 0.022159 | 2256410.2564 | 4 | 1 | 0 | 0 | 0 | 1 | Lateral Hardening-Fuse-60238502 | 1500Million | Central | -1 | 3000
Lateral Hardening | Lateral Hardening-Fuse-92017740,1 | 13460 | 1917.3562 | 6514.2307 | 8269.0563 | 69545.4545 | 0.1189 | 0.057955 | 1200000 | 4 | 1 | 0 | 0 | 0 | 1 | Lateral Hardening-Fuse-92017740 | 1500Million | Eastern | -1 | 3000
Lateral Hardening | Lateral Hardening-Fuse-93301249,1 | 13808 | 6423.5866 | 11801.5069 | 17895.1107 | 150681.8182 | 0.11876 | 0.12557 | 1200000 | 6 | 1 | 0 | 0 | 0 | 1 | Lateral Hardening-Fuse-93301249 | 1500Million | Plant City | -1 | 3000
Lateral Hardening | Lateral Hardening-Fuse-10099360,1 | 13963 | 7373.27 | 10755.8498 | 17676.7609 | 148863.6364 | 0.11874 | 0.12405 | 1200000 | 14 | 1 | 0 | 0 | 0 | 1 | Lateral Hardening-Fuse-10099360 | 1500Million | Eastern | -1 | 3000
Lateral Hardening | Lateral Hardening-Fuse-91948250,1 | 13579 | 1276.6533 | 8219.0965 | 9355.479 | 78863.6364 | 0.11863 | 0.06572 | 1200000 | 2 | 1 | 0 | 0 | 0 | 1 | Lateral Hardening-Fuse-91948250 | 1500Million | Eastern | -1 | 3000
Lateral Hardening | Lateral Hardening-Fuse-10786379,1 | 14040 | 1205.2066 | 7306.9657 | 8383.4038 | 70681.8182 | 0.11861 | 0.058902 | 1200000 | 2 | 1 | 0 | 0 | 0 | 1 | Lateral Hardening-Fuse-10786379 | 1500Million | Central | -1 | 3000
Lateral Hardening | Lateral Hardening-Fuse-60373624,1 | 13693 | 33058.5205 | 66647.4166 | 97917.5579 | 825681.8182 | 0.11859 | 0.68807 | 1200000 | 36 | 1 | 2 | 0 | 2 | 3 | Lateral Hardening-Fuse-60373624 | 1500Million | Eastern | -1 | 3000
Lateral Hardening | Lateral Hardening-Fuse-92610415,1 | 13390 | 691.9781 | 9143.839 | 9701.7918 | 81818.1818 | 0.11858 | 0.068182 | 1200000 | 1 | 1 | 0 | 0 | 0 | 1 | Lateral Hardening-Fuse-92610415 | 1500Million | Plant City | -1 | 3000
Lateral Hardening | Lateral Hardening-Fuse-10296951,1 | 13753 | 2758.5172 | 6020.7767 | 8591.2486 | 72500 | 0.1185 | 0.060417 | 1200000 | 8 | 1 | 0 | 0 | 0 | 1 | Lateral Hardening-Fuse-10296951 | 1500Million | Western | -1 | 3000
Lateral Hardening | Lateral Hardening-Fuse-10087547,1 | 13389 | 2600.8037 | 6969.1138 | 9369.8603 | 79090.9091 | 0.11847 | 0.065909 | 1200000 | 5 | 1 | 0 | 0 | 0 | 1 | Lateral Hardening-Fuse-10087547 | 1500Million | Plant City | -1 | 3000
Lateral Hardening | Lateral Hardening-Fuse-10487580,1 | 13458 | 0 | 11538.9636 | 11838.4345 | 100000 | 0.11838 | 0.083333 | 1200000 | 2 | 1 | 0 | 0 | 0 | 1 | Lateral Hardening-Fuse-10487580 | 1500Million | Eastern | -1 | 3000
Lateral Hardening | Lateral Hardening-Fuse-92619594,2 | 13303 | 6730.7145 | 46865.8985 | 53008.6262 | 447818.1818 | 0.11837 | 0.46648 | 960000 | 6 | 2 | 1 | 0 | 1 | 3 | Lateral Hardening-Fuse-92619594, Lateral Hardening-Fuse-60018141 | 1500Million | South Hillsborough | -1 | 3000
Lateral Hardening | Lateral Hardening-Fuse-91578883,1 | 13141 | 0 | 14702.6005 | 16998.3966 | 143636.3636 | 0.11834 | 0.1197 | 1200000 | 8 | 1 | 1 | 0 | 1 | 2 | Lateral Hardening-Fuse-91578883 | 1500Million | Western | -1 | 3000
Lateral Hardening | Lateral Hardening-Fuse-92676485,2 | 13805 | 25713.8734 | 23678.8738 | 51756.9772 | 438000 | 0.11817 | 0.45625 | 960000 | 6 | 2 | 0 | 0 | 0 | 2 | Lateral Hardening-Fuse-92676485, Lateral Hardening-Fuse-10916885 | 1500Million | Plant City | -1 | 3000
Lateral Hardening | Lateral Hardening-Fuse-91484838,1 | 13657 | 900.9569 | 12024.7607 | 12801.0522 | 108409.0909 | 0.11808 | 0.090341 | 1200000 | 1 | 1 | 0 | 0 | 0 | 1 | Lateral Hardening-Fuse-91484838 | 1500Million | Plant City | -1 | 3000
Lateral Hardening | Lateral Hardening-Fuse-10616447,1 | 13124 | 899.7826 | 8087.4774 | 8934.8616 | 75681.8182 | 0.11806 | 0.063068 | 1200000 | 1 | 1 | 0 | 0 | 0 | 1 | Lateral Hardening-Fuse-10616447 | 1500Million | Plant City | -1 | 3000
Lateral Hardening | Lateral Hardening-Fuse-10762910,1 | 13813 | 2334.6774 | 16380.6251 | 21007.3144 | 177954.5455 | 0.11805 | 0.1483 | 1200000 | 4 | 1 | 0 | 0 | 0 | 1 | Lateral Hardening-Fuse-10762910 | 1500Million | Dade City | -1 | 3000
Lateral Hardening | Lateral Hardening-Fuse-60002207,1 | 13002 | 0 | 8438.592 | 8341.9211 | 70681.8182 | 0.11802 | 0.058902 | 1200000 |  | 1 | 0 | 0 | 0 | 1 | Lateral Hardening-Fuse-60002207 | 1500Million | South Hillsborough | -1 | 3000
Lateral Hardening | Lateral Hardening-Fuse-91353413,1 | 13254 | 33677.7095 | 5807.3944 | 37779.9151 | 320454.5455 | 0.11789 | 0.26705 | 1200000 | 6 | 1 | 0 | 0 | 0 | 1 | Lateral Hardening-Fuse-91353413 | 1500Million | South Hillsborough | -1 | 3000
Lateral Hardening | Lateral Hardening-Fuse-92426876,1 | 13813 | 5555.3569 | 8752.9707 | 13976.5996 | 118636.3636 | 0.11781 | 0.098864 | 1200000 | 7 | 1 | 0 | 0 | 0 | 1 | Lateral Hardening-Fuse-92426876 | 1500Million | Dade City | -1 | 3000
Lateral Hardening | Lateral Hardening-Fuse-92353897,1 | 13431 | 9214.863 | 85362.7862 | 93765.5921 | 796136.3636 | 0.11778 | 0.66345 | 1200000 | 9 | 1 | 0 | 0 | 0 | 1 | Lateral Hardening-Fuse-92353897 | 1500Million | Dade City | -1 | 3000
Lateral Hardening | Lateral Hardening-Fuse-91721020,1 | 13422 | 778.2168 | 12693.5216 | 13401.0065 | 113863.6364 | 0.11769 | 0.094886 | 1200000 | 1 | 1 | 0 | 0 | 0 | 1 | Lateral Hardening-Fuse-91721020 | 1500Million | Dade City | -1 | 3000
Lateral Hardening | Lateral Hardening-Fuse-10676203,1 | 13787 | 662.5589 | 16213.6437 | 16664.2042 | 141590.9091 | 0.11769 | 0.11799 | 1200000 | 1 | 1 | 0 | 0 | 0 | 1 | Lateral Hardening-Fuse-10676203 | 1500Million | Plant City | -1 | 3000
Lateral Hardening | Lateral Hardening-Fuse-60262771,1 | 14275 | 662.4685 | 14100.6772 | 14576.126 | 123863.6364 | 0.11768 | 0.10322 | 1200000 | 1 | 1 | 0 | 0 | 0 | 1 | Lateral Hardening-Fuse-60262771 | 1500Million | Western | -1 | 3000
Lateral Hardening | Lateral Hardening-Fuse-10671332,1 | 13724 | 3355.4318 | 6190.2562 | 9323.6487 | 79318.1818 | 0.11755 | 0.066098 | 1200000 | 8 | 1 | 0 | 0 | 0 | 1 | Lateral Hardening-Fuse-10671332 | 1500Million | Plant City | -1 | 3000
Lateral Hardening | Lateral Hardening-Fuse-93337204,1 | 13117 | 2889.9834 | 21100.2858 | 23737.1642 | 202045.4545 | 0.11748 | 0.16837 | 1200000 | 4 | 1 | 0 | 0 | 0 | 1 | Lateral Hardening-Fuse-93337204 | 1500Million | Winter Haven | -1 | 3000
Lateral Hardening | Lateral Hardening-Fuse-60023999,1 | 13679 | 1485.3663 | 12852.4197 | 14226.6964 | 121136.3636 | 0.11744 | 0.10095 | 1200000 | 2 | 1 | 0 | 0 | 0 | 1 | Lateral Hardening-Fuse-60023999 | 1500Million | Western | -1 | 3000
Lateral Hardening | Lateral Hardening-Fuse-92624917,1 | 13303 | 29944.5653 | 6489.9912 | 34906.7645 | 297272.7273 | 0.11742 | 0.24773 | 1200000 | 5 | 1 | 0 | 0 | 0 | 1 | Lateral Hardening-Fuse-92624917 | 1500Million | South Hillsborough | -1 | 3000
Lateral Hardening | Lateral Hardening-Fuse-10686060,1 | 13808 | 513.2825 | 6450.069 | 7338.8061 | 62500 | 0.11742 | 0.052083 | 1200000 | 1 | 1 | 0 | 0 | 0 | 1 | Lateral Hardening-Fuse-10686060 | 1500Million | Plant City | -1 | 3000
Lateral Hardening | Lateral Hardening-Fuse-10556580,1 | 13298 | 192.498 | 9469.9876 | 58303.4483 | 496590.9091 | 0.11741 | 0.41383 | 1200000 | 1 | 1 | 0 | 0 | 0 | 1 | Lateral Hardening-Fuse-10556580 | 1500Million | Winter Haven | -1 | 3000
Lateral Hardening | Lateral Hardening-Fuse-10540504,1 | 13964 | 3282.9129 | 3580.1134 | 6667.9389 | 56818.1818 | 0.11736 | 0.047348 | 1200000 | 8 | 1 | 0 | 0 | 0 | 1 | Lateral Hardening-Fuse-10540504 | 1500Million | Eastern | -1 | 3000
Lateral Hardening | Lateral Hardening-Fuse-10095541,1 | 13786 | 1443.2907 | 9965.8905 | 11308.1361 | 96363.6364 | 0.11735 | 0.080303 | 1200000 | 2 | 1 | 0 | 0 | 0 | 1 | Lateral Hardening-Fuse-10095541 | 1500Million | Plant City | -1 | 3000
Lateral Hardening | Lateral Hardening-Fuse-92202958,1 | 13020 | 5744.4171 | 399.2053 | 5865.4793 | 50000 | 0.11731 | 0.017424 | 2869565.2174 | 3 | 1 | 0 | 0 | 0 | 1 | Lateral Hardening-Fuse-92202958 | 1500Million | South Hillsborough | -1 | 3000
Lateral Hardening | Lateral Hardening-Fuse-92527514,1 | 13219 | 5454.9835 | 5511.0973 | 10658.0983 | 90909.0909 | 0.11724 | 0.075758 | 1200000 | 17 | 1 | 0 | 0 | 0 | 1 | Lateral Hardening-Fuse-92527514 | 1500Million | Western | -1 | 3000
Lateral Hardening | Lateral Hardening-Fuse-10640150,1 | 13795 | 4359.7379 | 12215.1196 | 16304.8774 | 139090.9091 | 0.11722 | 0.11591 | 1200000 | 4 | 1 | 0 | 0 | 0 | 1 | Lateral Hardening-Fuse-10640150 | 1500Million | Eastern | -1 | 3000
Lateral Hardening | Lateral Hardening-Fuse-60224255,1 | 13041 | 796.2095 | 10283.0649 | 10998.6871 | 93863.6364 | 0.11718 | 0.07822 | 1200000 | 1 | 1 | 0 | 0 | 0 | 1 | Lateral Hardening-Fuse-60224255 | 1500Million | Eastern | -1 | 3000
Lateral Hardening | Lateral Hardening-Fuse-10129898,1 | 13422 | 29138.6627 | 5564.4035 | 33206.2003 | 283409.0909 | 0.11717 | 0.23617 | 1200000 | 8 | 1 | 0 | 0 | 0 | 1 | Lateral Hardening-Fuse-10129898 | 1500Million | Dade City | -1 | 3000
Lateral Hardening | Lateral Hardening-Fuse-91934904,1 | 13533 | 5892.7186 | 4416.4238 | 9982.0207 | 85227.2727 | 0.11712 | 0.071023 | 1200000 | 15 | 1 | 0 | 0 | 0 | 1 | Lateral Hardening-Fuse-91934904 | 1500Million | Western | -1 | 3000
Lateral Hardening | Lateral Hardening-Fuse-10679412,1 | 13807 | 1493.2647 | 4481.3043 | 5855.6431 | 50000 | 0.11711 | 0.023295 | 2146341.4634 | 3 | 1 | 0 | 0 | 0 | 1 | Lateral Hardening-Fuse-10679412 | 1500Million | Plant City | -1 | 3000
Lateral Hardening | Lateral Hardening-Fuse-93217495,1 | 13656 | 8141.2047 | 11447.3418 | 19108.7517 | 163181.8182 | 0.1171 | 0.13598 | 1200000 | 15 | 1 | 0 | 0 | 0 | 1 | Lateral Hardening-Fuse-93217495 | 1500Million | Plant City | -1 | 3000
Lateral Hardening | Lateral Hardening-Fuse-91474560,2 | 14306 | 16944.9556 | 4811.4625 | 20857.1804 | 178181.8182 | 0.11706 | 0.18561 | 960000 | 24 | 2 | 1 | 0 | 1 | 3 | Lateral Hardening-Fuse-91474560, Lateral Hardening-Fuse-90014891 | 1500Million | Dade City | -1 | 3000
Lateral Hardening | Lateral Hardening-Fuse-92650722,1 | 13469 | 0 | 10763.6982 | 10719.3684 | 91590.9091 | 0.11704 | 0.076326 | 1200000 | 1 | 1 | 1 | 0 | 1 | 2 | Lateral Hardening-Fuse-92650722 | 1500Million | Central | -1 | 3000
Lateral Hardening | Lateral Hardening-Fuse-92661392,1 | 13685 | 0 | 25369.1191 | 25078.4955 | 214545.4545 | 0.11689 | 0.17879 | 1200000 | 28 | 1 | 0 | 0 | 0 | 1 | Lateral Hardening-Fuse-92661392 | 1500Million | Eastern | -1 | 3000
Lateral Hardening | Lateral Hardening-Fuse-10684596,1 | 13313 | 0 | 9613.5478 | 11023.9636 | 94318.1818 | 0.11688 | 0.078598 | 1200000 | 12 | 1 | 0 | 0 | 0 | 1 | Lateral Hardening-Fuse-10684596 | 1500Million | Winter Haven | -1 | 3000
Lateral Hardening | Lateral Hardening-Fuse-10501109,1 | 13509 | 0 | 8166.9205 | 8073.3618 | 69090.9091 | 0.11685 | 0.057576 | 1200000 | 1 | 1 | 0 | 0 | 0 | 1 | Lateral Hardening-Fuse-10501109 | 1500Million | Eastern | -1 | 3000
Lateral Hardening | Lateral Hardening-Fuse-10898182,1 | 13582 | 0 | 11795.3931 | 11762.4962 | 100681.8182 | 0.11683 | 0.083902 | 1200000 | 1 | 1 | 0 | 0 | 0 | 1 | Lateral Hardening-Fuse-10898182 | 1500Million | Western | -1 | 3000
Lateral Hardening | Lateral Hardening-Fuse-92413092,1 | 13813 | 9386.1778 | 16675.7974 | 25544.8239 | 218863.6364 | 0.11672 | 0.18239 | 1200000 | 14 | 1 | 1 | 0 | 1 | 2 | Lateral Hardening-Fuse-92413092 | 1500Million | Dade City | -1 | 3000
Lateral Hardening | Lateral Hardening-Fuse-10745657,1 | 13431 | 5958.8354 | 55640.3328 | 67056.2296 | 575000 | 0.11662 | 0.47917 | 1200000 | 6 | 1 | 0 | 0 | 0 | 1 | Lateral Hardening-Fuse-10745657 | 1500Million | Dade City | -1 | 3000
Lateral Hardening | Lateral Hardening-Fuse-10705914,1 | 13268 | 2655.8394 | 9226.0693 | 11713.9816 | 100454.5455 | 0.11661 | 0.083712 | 1200000 | 3 | 1 | 0 | 0 | 0 | 1 | Lateral Hardening-Fuse-10705914 | 1500Million | Plant City | -1 | 3000
Lateral Hardening | Lateral Hardening-Fuse-60318167,1 | 13290 | 6570.6879 | 11046.8572 | 17192.6584 | 147500 | 0.11656 | 0.12292 | 1200000 | 15 | 1 | 0 | 0 | 0 | 1 | Lateral Hardening-Fuse-60318167 | 1500Million | Winter Haven | -1 | 3000
Lateral Hardening | Lateral Hardening-Fuse-92479949,1 | 13171 | 0 | 42115.5539 | 42007.0197 | 360681.8182 | 0.11647 | 0.30057 | 1200000 | 7 | 1 | 0 | 0 | 0 | 1 | Lateral Hardening-Fuse-92479949 | 1500Million | Eastern | -1 | 3000
Lateral Hardening | Lateral Hardening-Fuse-60343039,1 | 13099 | 1220.4513 | 5701.8855 | 6820.7957 | 58636.3636 | 0.11632 | 0.048864 | 1200000 | 2 | 1 | 1 | 0 | 1 | 2 | Lateral Hardening-Fuse-60343039 | 1500Million | Central | -1 | 3000
Lateral Hardening | Lateral Hardening-Fuse-10075218,1 | 13656 | 13593.6694 | 914.3877 | 13851.0706 | 119090.9091 | 0.11631 | 0.099242 | 1200000 | 3 | 1 | 1 | 0 | 1 | 2 | Lateral Hardening-Fuse-10075218 | 1500Million | Plant City | -1 | 3000
Lateral Hardening | Lateral Hardening-Fuse-92790283,1 | 13389 | 636.0136 | 13012.5115 | 13474.4197 | 115909.0909 | 0.11625 | 0.096591 | 1200000 | 1 | 1 | 0 | 0 | 0 | 1 | Lateral Hardening-Fuse-92790283 | 1500Million | Plant City | -1 | 3000
Lateral Hardening | Lateral Hardening-Fuse-60025521,1 | 13648 | 0 | 55189.4841 | 58928.2707 | 507045.4545 | 0.11622 | 0.42254 | 1200000 | 3 | 1 | 0 | 0 | 0 | 1 | Lateral Hardening-Fuse-60025521 | 1500Million | South Hillsborough | -1 | 3000
Lateral Hardening | Lateral Hardening-Fuse-92022153,1 | 13460 | 810.9796 | 6207.294 | 6918.3257 | 59545.4545 | 0.11619 | 0.049621 | 1200000 | 2 | 1 | 0 | 0 | 0 | 1 | Lateral Hardening-Fuse-92022153 | 1500Million | Eastern | -1 | 3000
Lateral Hardening | Lateral Hardening-Fuse-93058493,1 | 13724 | 3065.2002 | 11140.4919 | 14044.3216 | 120909.0909 | 0.11616 | 0.10076 | 1200000 | 4 | 1 | 0 | 0 | 0 | 1 | Lateral Hardening-Fuse-93058493 | 1500Million | Plant City | -1 | 3000
Lateral Hardening | Lateral Hardening-Fuse-91179508,1 | 13883 | 0 | 52411.4045 | 52200.5732 | 449545.4545 | 0.11612 | 0.37462 | 1200000 | 386 | 1 | 4 | 0 | 4 | 5 | Lateral Hardening-Fuse-91179508 | 1500Million | Eastern | -1 | 3000
Lateral Hardening | Lateral Hardening-Fuse-10087613,1 | 13389 | 3467.6649 | 10226.2106 | 13415.0414 | 115681.8182 | 0.11596 | 0.096402 | 1200000 | 6 | 1 | 0 | 0 | 0 | 1 | Lateral Hardening-Fuse-10087613 | 1500Million | Plant City | -1 | 3000
Lateral Hardening | Lateral Hardening-Fuse-10471366,1 | 13230 | 883.2944 | 9373.7649 | 10170.6057 | 87727.2727 | 0.11593 | 0.073106 | 1200000 | 1 | 1 | 0 | 0 | 0 | 1 | Lateral Hardening-Fuse-10471366 | 1500Million | Eastern | -1 | 3000
Lateral Hardening | Lateral Hardening-Fuse-92373727,1 | 13011 | 4674.5777 | 30804.9612 | 35254.4377 | 304318.1818 | 0.11585 | 0.2536 | 1200000 | 5 | 1 | 0 | 0 | 0 | 1 | Lateral Hardening-Fuse-92373727 | 1500Million | Plant City | -1 | 3000
Lateral Hardening | Lateral Hardening-Fuse-92138288,1 | 13167 | 8204.9904 | 6650.9375 | 14420.8979 | 124545.4545 | 0.11579 | 0.10379 | 1200000 | 26 | 1 | 0 | 0 | 0 | 1 | Lateral Hardening-Fuse-92138288 | 1500Million | Western | -1 | 3000
Lateral Hardening | Lateral Hardening-Fuse-90667493,1 | 14050 | 2612.3505 | 29837.1281 | 37786.3145 | 326363.6364 | 0.11578 | 0.27197 | 1200000 | 4 | 1 | 0 | 0 | 0 | 1 | Lateral Hardening-Fuse-90667493 | 1500Million | Plant City | -1 | 3000
Lateral Hardening | Lateral Hardening-Fuse-91647060,1 | 13622 | 1181.2462 | 5022.0247 | 6102.0544 | 52727.2727 | 0.11573 | 0.043939 | 1200000 | 3 | 1 | 0 | 0 | 0 | 1 | Lateral Hardening-Fuse-91647060 | 1500Million | Western | -1 | 3000
Lateral Hardening | Lateral Hardening-Fuse-10716386,1 | 13959 | 426.4973 | 4987.3114 | 5778.4582 | 50000 | 0.11557 | 0.041288 | 1211009.1743 | 1 | 1 | 0 | 0 | 0 | 1 | Lateral Hardening-Fuse-10716386 | 1500Million | Plant City | -1 | 3000
Lateral Hardening | Lateral Hardening-Fuse-91238591,1 | 13214 | 0 | 29444.4863 | 29436.5952 | 255000 | 0.11544 | 0.2125 | 1200000 | 11 | 1 | 1 | 0 | 1 | 2 | Lateral Hardening-Fuse-91238591 | 1500Million | Eastern | -1 | 3000
Lateral Hardening | Lateral Hardening-Fuse-92850949,1 | 13117 | 14224.9416 | 1429.6927 | 14951.2711 | 129545.4545 | 0.11541 | 0.10795 | 1200000 | 4 | 1 | 1 | 0 | 1 | 2 | Lateral Hardening-Fuse-92850949 | 1500Million | Winter Haven | -1 | 3000
Lateral Hardening | Lateral Hardening-Fuse-60417325,2 | 13686 | 1435.0989 | 6176.9402 | 7490.9101 | 64909.0909 | 0.11541 | 0.067614 | 960000 | 4 | 2 | 1 | 0 | 1 | 3 | Lateral Hardening-Fuse-60417325, Lateral Hardening-Fuse-60417317 | 1500Million | Eastern | -1 | 3000
Lateral Hardening | Lateral Hardening-Fuse-93248041,1 | 13175 | 0 | 9285.1043 | 9178.736 | 79545.4545 | 0.11539 | 0.066288 | 1200000 | 1 | 1 | 0 | 0 | 0 | 1 | Lateral Hardening-Fuse-93248041 | 1500Million | Central | -1 | 3000
Lateral Hardening | Lateral Hardening-Fuse-92555348,1 | 13961 | 1692.9881 | 7829.8767 | 9386.2077 | 81363.6364 | 0.11536 | 0.067803 | 1200000 | 5 | 1 | 0 | 0 | 0 | 1 | Lateral Hardening-Fuse-92555348 | 1500Million | Plant City | -1 | 3000
Lateral Hardening | Lateral Hardening-Fuse-91750902,1 | 13371 | 3172.2221 | 11953.9314 | 14835.4469 | 128636.3636 | 0.11533 | 0.1072 | 1200000 | 6 | 1 | 0 | 0 | 0 | 1 | Lateral Hardening-Fuse-91750902 | 1500Million | Winter Haven | -1 | 3000
Lateral Hardening | Lateral Hardening-Fuse-10671307,1 | 13389 | 0 | 24258.9346 | 24137.6776 | 209318.1818 | 0.11532 | 0.17443 | 1200000 |  | 1 | 0 | 0 | 0 | 1 | Lateral Hardening-Fuse-10671307 | 1500Million | Plant City | -1 | 3000
Lateral Hardening | Lateral Hardening-Fuse-10000886,1 | 13236 | 0 | 73696.836 | 71964.3194 | 624090.9091 | 0.11531 | 0.52008 | 1200000 | 1 | 1 | 0 | 0 | 0 | 1 | Lateral Hardening-Fuse-10000886 | 1500Million | South Hillsborough | -1 | 3000
Lateral Hardening | Lateral Hardening-Fuse-92460263,1 | 13210 | 3707.6499 | 7488.7455 | 10948.3734 | 95000 | 0.11525 | 0.079167 | 1200000 | 10 | 1 | 0 | 0 | 0 | 1 | Lateral Hardening-Fuse-92460263 | 1500Million | Western | -1 | 3000
Lateral Hardening | Lateral Hardening-Fuse-91749389,1 | 13454 | 1656.221 | 7995.1345 | 9557.1629 | 82954.5455 | 0.11521 | 0.069129 | 1200000 | 2 | 1 | 0 | 0 | 0 | 1 | Lateral Hardening-Fuse-91749389 | 1500Million | Eastern | -1 | 3000
Lateral Hardening | Lateral Hardening-Fuse-10128491,1 | 13079 | 3245.3255 | 5231.3225 | 8273.1428 | 71818.1818 | 0.1152 | 0.059848 | 1200000 | 11 | 1 | 0 | 0 | 0 | 1 | Lateral Hardening-Fuse-10128491 | 1500Million | Western | -1 | 3000
Lateral Hardening | Lateral Hardening-Fuse-60209266,1 | 13817 | 7695.5757 | 871.3795 | 8192.1357 | 71136.3636 | 0.11516 | 0.05928 | 1200000 | 20 | 1 | 0 | 0 | 0 | 1 | Lateral Hardening-Fuse-60209266 | 1500Million | South Hillsborough | -1 | 3000
Lateral Hardening | Lateral Hardening-Fuse-10092874,1 | 13611 | 9039.1842 | 20776.2867 | 29175.3164 | 253409.0909 | 0.11513 | 0.21117 | 1200000 | 16 | 1 | 0 | 0 | 0 | 1 | Lateral Hardening-Fuse-10092874 | 1500Million | Western | -1 | 3000
Lateral Hardening | Lateral Hardening-Fuse-92465913,1 | 13785 | 1254.039 | 16336.0725 | 17414.3964 | 151363.6364 | 0.11505 | 0.12614 | 1200000 | 1 | 1 | 0 | 0 | 0 | 1 | Lateral Hardening-Fuse-92465913 | 1500Million | Plant City | -1 | 3000
Lateral Hardening | Lateral Hardening-Fuse-10409230,1 | 13631 | 11742.8835 | 7281.4231 | 18371.0464 | 159772.7273 | 0.11498 | 0.13314 | 1200000 | 28 | 1 | 1 | 0 | 1 | 2 | Lateral Hardening-Fuse-10409230 | 1500Million | Central | -1 | 3000
Lateral Hardening | Lateral Hardening-Fuse-91634943,1 | 13622 | 3521.499 | 3698.6207 | 7025.3386 | 61136.3636 | 0.11491 | 0.050947 | 1200000 | 10 | 1 | 0 | 0 | 0 | 1 | Lateral Hardening-Fuse-91634943 | 1500Million | Western | -1 | 3000
Lateral Hardening | Lateral Hardening-Fuse-91666132,1 | 13152 | 5379.1307 | 6175.7959 | 11252.6556 | 97954.5455 | 0.11488 | 0.081629 | 1200000 | 13 | 1 | 0 | 0 | 0 | 1 | Lateral Hardening-Fuse-91666132 | 1500Million | Winter Haven | -1 | 3000
Lateral Hardening | Lateral Hardening-Fuse-92677663,1 | 13805 | 1643.6422 | 16152.5879 | 17673.2124 | 153863.6364 | 0.11486 | 0.12822 | 1200000 | 2 | 1 | 0 | 0 | 0 | 1 | Lateral Hardening-Fuse-92677663 | 1500Million | Plant City | -1 | 3000
Lateral Hardening | Lateral Hardening-Fuse-10516402,1 | 13692 | 0 | 9818.5357 | 9706.0565 | 84545.4545 | 0.1148 | 0.070455 | 1200000 | 1 | 1 | 0 | 0 | 0 | 1 | Lateral Hardening-Fuse-10516402 | 1500Million | Eastern | -1 | 3000
Lateral Hardening | Lateral Hardening-Fuse-10895201,1 | 13003 | 1094.7346 | 18837.3873 | 19828.6007 | 172727.2727 | 0.1148 | 0.14394 | 1200000 | 1 | 1 | 0 | 0 | 0 | 1 | Lateral Hardening-Fuse-10895201 | 1500Million | South Hillsborough | -1 | 3000
Lateral Hardening | Lateral Hardening-Fuse-10433184,1 | 13993 | 0 | 9820.2636 | 10540.3344 | 91818.1818 | 0.1148 | 0.076515 | 1200000 | 1 | 1 | 0 | 0 | 0 | 1 | Lateral Hardening-Fuse-10433184 | 1500Million | Central | -1 | 3000
Lateral Hardening | Lateral Hardening-Fuse-91482201,1 | 13028 | 5949.8777 | 9674.3748 | 31307.4746 | 272727.2727 | 0.11479 | 0.22727 | 1200000 | 26 | 1 | 0 | 0 | 0 | 1 | Lateral Hardening-Fuse-91482201 | 1500Million | Central | -1 | 3000
Lateral Hardening | Lateral Hardening-Fuse-92302877,1 | 13038 | 8284.6724 | 22537.4098 | 30462.0308 | 265454.5455 | 0.11475 | 0.22121 | 1200000 | 9 | 1 | 0 | 0 | 0 | 1 | Lateral Hardening-Fuse-92302877 | 1500Million | Eastern | -1 | 3000
Lateral Hardening | Lateral Hardening-Fuse-10198087,1 | 13334 | 10213.4959 | 6895.0599 | 16533.9916 | 144090.9091 | 0.11475 | 0.12008 | 1200000 | 28 | 1 | 0 | 0 | 0 | 1 | Lateral Hardening-Fuse-10198087 | 1500Million | Western | -1 | 3000
Lateral Hardening | Lateral Hardening-Fuse-92869416,1 | 13460 | 3161.8247 | 32949.5492 | 35871.5995 | 312727.2727 | 0.11471 | 0.26061 | 1200000 | 4 | 1 | 0 | 0 | 0 | 1 | Lateral Hardening-Fuse-92869416 | 1500Million | Eastern | -1 | 3000
Lateral Hardening | Lateral Hardening-Fuse-10372443,1 | 13993 | 695.7732 | 4840.6969 | 5733.4672 | 50000 | 0.11467 | 0.040341 | 1239436.6197 | 1 | 1 | 0 | 0 | 0 | 1 | Lateral Hardening-Fuse-10372443 | 1500Million | Central | -1 | 3000
Lateral Hardening | Lateral Hardening-Fuse-10628970,1 | 13146 | 1919.7197 | 21699.1504 | 23297.832 | 203181.8182 | 0.11466 | 0.16932 | 1200000 | 3 | 1 | 0 | 0 | 0 | 1 | Lateral Hardening-Fuse-10628970 | 1500Million | Plant City | -1 | 3000
Lateral Hardening | Lateral Hardening-Fuse-92543862,1 | 13686 | 6847.1852 | 25279.4174 | 31518.9763 | 275000 | 0.11461 | 0.22917 | 1200000 | 5 | 1 | 0 | 0 | 0 | 1 | Lateral Hardening-Fuse-92543862 | 1500Million | Eastern | -1 | 3000
Lateral Hardening | Lateral Hardening-Fuse-10655448,1 | 13188 | 670.3724 | 6290.4205 | 6864.0318 | 60000 | 0.1144 | 0.05 | 1200000 | 1 | 1 | 0 | 0 | 0 | 1 | Lateral Hardening-Fuse-10655448 | 1500Million | Central | -1 | 3000
Lateral Hardening | Lateral Hardening-Fuse-10645468,1 | 13148 | 867.4976 | 10526.125 | 11334.1726 | 99090.9091 | 0.11438 | 0.082576 | 1200000 | 1 | 1 | 0 | 0 | 0 | 1 | Lateral Hardening-Fuse-10645468 | 1500Million | Plant City | -1 | 3000
Lateral Hardening | Lateral Hardening-Fuse-90070890,1 | 13072 | 7911.9853 | 7227.348 | 14711.802 | 128636.3636 | 0.11437 | 0.1072 | 1200000 | 16 | 1 | 0 | 0 | 0 | 1 | Lateral Hardening-Fuse-90070890 | 1500Million | Western | -1 | 3000
Lateral Hardening | Lateral Hardening-Fuse-92829011,1 | 13390 | 4820.3611 | 13532.7382 | 18080.3494 | 158181.8182 | 0.1143 | 0.13182 | 1200000 | 5 | 1 | 0 | 0 | 0 | 1 | Lateral Hardening-Fuse-92829011 | 1500Million | Plant City | -1 | 3000
Lateral Hardening | Lateral Hardening-Fuse-10492866,1 | 13461 | 521.7444 | 4895.7737 | 5714.7489 | 50000 | 0.11429 | 0.0375 | 1333333.3333 | 1 | 1 | 0 | 0 | 0 | 1 | Lateral Hardening-Fuse-10492866 | 1500Million | Eastern | -1 | 3000
Lateral Hardening | Lateral Hardening-Fuse-90871627,1 | 13924 | 1585.1238 | 45728.2648 | 47028.0737 | 412045.4545 | 0.11413 | 0.34337 | 1200000 | 2 | 1 | 0 | 0 | 0 | 1 | Lateral Hardening-Fuse-90871627 | 1500Million | Winter Haven | -1 | 3000
Lateral Hardening | Lateral Hardening-Fuse-10754733,1 | 14306 | 3907.0385 | 3701.6776 | 7391.4914 | 64772.7273 | 0.11411 | 0.053977 | 1200000 | 8 | 1 | 0 | 0 | 0 | 1 | Lateral Hardening-Fuse-10754733 | 1500Million | Dade City | -1 | 3000
Lateral Hardening | Lateral Hardening-Fuse-10095509,1 | 13786 | 723.199 | 13051.721 | 14621.7478 | 128181.8182 | 0.11407 | 0.10682 | 1200000 | 1 | 1 | 0 | 0 | 0 | 1 | Lateral Hardening-Fuse-10095509 | 1500Million | Plant City | -1 | 3000
Lateral Hardening | Lateral Hardening-Fuse-92222827,1 | 13227 | 4855.6169 | 17059.4202 | 21593.4658 | 189318.1818 | 0.11406 | 0.15777 | 1200000 | 6 | 1 | 0 | 0 | 0 | 1 | Lateral Hardening-Fuse-92222827 | 1500Million | Eastern | -1 | 3000
Lateral Hardening | Lateral Hardening-Fuse-90300018,1 | 13813 | 6308.7958 | 32172.432 | 39266.8339 | 344318.1818 | 0.11404 | 0.28693 | 1200000 | 5 | 1 | 2 | 0 | 2 | 3 | Lateral Hardening-Fuse-90300018 | 1500Million | Dade City | -1 | 3000
Lateral Hardening | Lateral Hardening-Fuse-93301253,1 | 13808 | 1188.1685 | 5600.1826 | 6686.039 | 58636.3636 | 0.11403 | 0.048864 | 1200000 | 2 | 1 | 0 | 0 | 0 | 1 | Lateral Hardening-Fuse-93301253 | 1500Million | Plant City | -1 | 3000
Lateral Hardening | Lateral Hardening-Fuse-91174686,1 | 13298 | 6179.7666 | 67520.9701 | 80046.3107 | 702045.4545 | 0.11402 | 0.58504 | 1200000 | 6 | 1 | 0 | 0 | 0 | 1 | Lateral Hardening-Fuse-91174686 | 1500Million | Winter Haven | -1 | 3000
Lateral Hardening | Lateral Hardening-Fuse-60011571,1 | 13158 | 3887.8465 | 2771.4731 | 6451.7741 | 56590.9091 | 0.11401 | 0.047159 | 1200000 | 11 | 1 | 0 | 0 | 0 | 1 | Lateral Hardening-Fuse-60011571 | 1500Million | Central | -1 | 3000
Lateral Hardening | Lateral Hardening-Fuse-10754778,1 | 13331 | 5072.777 | 10081.3687 | 14815.8969 | 130000 | 0.11397 | 0.10833 | 1200000 | 17 | 1 | 0 | 0 | 0 | 1 | Lateral Hardening-Fuse-10754778 | 1500Million | Dade City | -1 | 3000
Lateral Hardening | Lateral Hardening-Fuse-10667340,1 | 13787 | 0 | 10100.9962 | 10437.5914 | 91590.9091 | 0.11396 | 0.076326 | 1200000 | 1 | 1 | 0 | 0 | 0 | 1 | Lateral Hardening-Fuse-10667340 | 1500Million | Plant City | -1 | 3000
Lateral Hardening | Lateral Hardening-Fuse-93206113,2 | 13656 | 12343.6392 | 25336.9776 | 37014.707 | 324909.0909 | 0.11392 | 0.33845 | 960000 | 12 | 2 | 0 | 0 | 0 | 2 | Lateral Hardening-Fuse-93206113, Lateral Hardening-Fuse-93206109 | 1500Million | Plant City | -1 | 3000
Lateral Hardening | Lateral Hardening-Fuse-10629092,1 | 13146 | 0 | 27506.3227 | 27393.8374 | 240681.8182 | 0.11382 | 0.20057 | 1200000 | 2 | 1 | 0 | 0 | 0 | 1 | Lateral Hardening-Fuse-10629092 | 1500Million | Plant City | -1 | 3000
Lateral Hardening | Lateral Hardening-Fuse-10562348,1 | 13296 | 1701.6079 | 28470.6185 | 29996.2761 | 263636.3636 | 0.11378 | 0.2197 | 1200000 | 2 | 1 | 0 | 0 | 0 | 1 | Lateral Hardening-Fuse-10562348 | 1500Million | Winter Haven | -1 | 3000
Lateral Hardening | Lateral Hardening-Fuse-10762854,1 | 13815 | 414.0869 | 6302.6749 | 7186.5397 | 63181.8182 | 0.11374 | 0.052652 | 1200000 | 1 | 1 | 0 | 0 | 0 | 1 | Lateral Hardening-Fuse-10762854 | 1500Million | Dade City | -1 | 3000
Lateral Hardening | Lateral Hardening-Fuse-10650353,1 | 13391 | 5994.0845 | 27192.0501 | 33791.8388 | 297272.7273 | 0.11367 | 0.24773 | 1200000 | 5 | 1 | 0 | 0 | 0 | 1 | Lateral Hardening-Fuse-10650353 | 1500Million | Plant City | -1 | 3000
Lateral Hardening | Lateral Hardening-Fuse-90351925,1 | 13910 | 540.4326 | 4843.3119 | 5679.7352 | 50000 | 0.11359 | 0.029167 | 1714285.7143 | 1 | 1 | 1 | 0 | 1 | 2 | Lateral Hardening-Fuse-90351925 | 1500Million | Eastern | -1 | 3000
Lateral Hardening | Lateral Hardening-Fuse-10271858,1 | 13621 | 6657.9276 | 21710.3712 | 27804.5237 | 244772.7273 | 0.11359 | 0.20398 | 1200000 | 11 | 1 | 0 | 0 | 0 | 1 | Lateral Hardening-Fuse-10271858 | 1500Million | Western | -1 | 3000
Lateral Hardening | Lateral Hardening-Fuse-10704138,1 | 13962 | 9511.0165 | 14236.5793 | 23242.6642 | 204772.7273 | 0.1135 | 0.17064 | 1200000 | 14 | 1 | 0 | 0 | 0 | 1 | Lateral Hardening-Fuse-10704138 | 1500Million | Plant City | -1 | 3000
Lateral Hardening | Lateral Hardening-Fuse-60472993,1 | 13085 | 0 | 11246.0511 | 11117.2185 | 97954.5455 | 0.11349 | 0.081629 | 1200000 | 2 | 1 | 0 | 0 | 0 | 1 | Lateral Hardening-Fuse-60472993 | 1500Million | Eastern | -1 | 3000
Lateral Hardening | Lateral Hardening-Fuse-10920945,1 | 13797 | 11547.0918 | 19182.5605 | 30117.3422 | 265454.5455 | 0.11346 | 0.22121 | 1200000 | 15 | 1 | 0 | 0 | 0 | 1 | Lateral Hardening-Fuse-10920945 | 1500Million | Eastern | -1 | 3000
Lateral Hardening | Lateral Hardening-Fuse-10774307,1 | 14042 | 0 | 6702.9585 | 6626.1707 | 58409.0909 | 0.11344 | 0.048674 | 1200000 | 2 | 1 | 0 | 0 | 0 | 1 | Lateral Hardening-Fuse-10774307 | 1500Million | Central | -1 | 3000
Lateral Hardening | Lateral Hardening-Fuse-93215479,1 | 13656 | 932.5968 | 16567.4854 | 17392.5062 | 153409.0909 | 0.11337 | 0.12784 | 1200000 | 1 | 1 | 0 | 0 | 0 | 1 | Lateral Hardening-Fuse-93215479 | 1500Million | Plant City | -1 | 3000
Lateral Hardening | Lateral Hardening-Fuse-10596853,1 | 13770 | 6520.6301 | 35174.6444 | 40659.2805 | 358636.3636 | 0.11337 | 0.29886 | 1200000 | 4 | 1 | 0 | 0 | 0 | 1 | Lateral Hardening-Fuse-10596853 | 1500Million | Winter Haven | -1 | 3000
Lateral Hardening | Lateral Hardening-Fuse-10716319,1 | 13959 | 875.9133 | 7318.4474 | 8141.7983 | 71818.1818 | 0.11337 | 0.059848 | 1200000 | 1 | 1 | 0 | 0 | 0 | 1 | Lateral Hardening-Fuse-10716319 | 1500Million | Plant City | -1 | 3000
Lateral Hardening | Lateral Hardening-Fuse-10077317,1 | 13304 | 0 | 10224.769 | 10897.3309 | 96136.3636 | 0.11335 | 0.080114 | 1200000 | 1 | 1 | 0 | 0 | 0 | 1 | Lateral Hardening-Fuse-10077317 | 1500Million | South Hillsborough | -1 | 3000
Lateral Hardening | Lateral Hardening-Fuse-60124029,1 | 13218 | 4774.735 | 4255.0002 | 8758.4929 | 77272.7273 | 0.11335 | 0.064394 | 1200000 | 9 | 1 | 0 | 0 | 0 | 1 | Lateral Hardening-Fuse-60124029 | 1500Million | Western | -1 | 3000
Lateral Hardening | Lateral Hardening-Fuse-10465302,1 | 13434 | 686.9919 | 14876.5338 | 15368.0562 | 135681.8182 | 0.11327 | 0.11307 | 1200000 | 1 | 1 | 0 | 0 | 0 | 1 | Lateral Hardening-Fuse-10465302 | 1500Million | Eastern | -1 | 3000
Lateral Hardening | Lateral Hardening-Fuse-91180370,2 | 13298 | 2582.0107 | 104717.0706 | 106454.9135 | 940000 | 0.11325 | 0.97917 | 960000 | 2 | 2 | 1 | 0 | 1 | 3 | Lateral Hardening-Fuse-91180370, Lateral Hardening-Fuse-91179756 | 1500Million | Winter Haven | -1 | 3000
Lateral Hardening | Lateral Hardening-Fuse-90025655,2 | 14274 | 0 | 236820.4008 | 244414.6223 | 2159272.7273 | 0.11319 | 2.2492 | 960000 | 1 | 2 | 0 | 0 | 0 | 2 | Lateral Hardening-Fuse-90025655, Lateral Hardening-Fuse-91571311 | 1500Million | Western | -1 | 3000
Lateral Hardening | Lateral Hardening-Fuse-60172030,1 | 13968 | 6895.4584 | 12702.3576 | 19165.0616 | 169318.1818 | 0.11319 | 0.1411 | 1200000 | 12 | 1 | 0 | 0 | 0 | 1 | Lateral Hardening-Fuse-60172030 | 1500Million | Winter Haven | -1 | 3000
Lateral Hardening | Lateral Hardening-Fuse-92120130,1 | 13241 | 3799.3289 | 7779.0162 | 11312.8998 | 100000 | 0.11313 | 0.083333 | 1200000 | 6 | 1 | 0 | 0 | 0 | 1 | Lateral Hardening-Fuse-92120130 | 1500Million | Plant City | -1 | 3000
Lateral Hardening | Lateral Hardening-Fuse-92173403,1 | 13391 | 4114.8541 | 27039.4551 | 30851.9375 | 272727.2727 | 0.11312 | 0.22727 | 1200000 | 6 | 1 | 0 | 0 | 0 | 1 | Lateral Hardening-Fuse-92173403 | 1500Million | Plant City | -1 | 3000
Lateral Hardening | Lateral Hardening-Fuse-92035391,1 | 13442 | 2779.0962 | 10540.9385 | 13152.2012 | 116363.6364 | 0.11303 | 0.09697 | 1200000 | 4 | 1 | 0 | 0 | 0 | 1 | Lateral Hardening-Fuse-92035391 | 1500Million | Winter Haven | -1 | 3000
Lateral Hardening | Lateral Hardening-Fuse-60190660,1 | 13308 | 1074.5518 | 10177.5544 | 11097.1676 | 98181.8182 | 0.11303 | 0.081818 | 1200000 | 2 | 1 | 0 | 0 | 0 | 1 | Lateral Hardening-Fuse-60190660 | 1500Million | Winter Haven | -1 | 3000
Lateral Hardening | Lateral Hardening-Fuse-10471367,1 | 13230 | 742.5944 | 6968.113 | 7603.5218 | 67272.7273 | 0.11303 | 0.056061 | 1200000 | 1 | 1 | 0 | 0 | 0 | 1 | Lateral Hardening-Fuse-10471367 | 1500Million | Eastern | -1 | 3000
Lateral Hardening | Lateral Hardening-Fuse-92369306,1 | 13011 | 8547.4653 | 22969.2693 | 31130.7152 | 275454.5455 | 0.11302 | 0.22955 | 1200000 | 9 | 1 | 0 | 0 | 0 | 1 | Lateral Hardening-Fuse-92369306 | 1500Million | Plant City | -1 | 3000
Lateral Hardening | Lateral Hardening-Fuse-92679387,1 | 14041 | 6273.1807 | 28110.8618 | 33975.205 | 300681.8182 | 0.11299 | 0.25057 | 1200000 | 5 | 1 | 0 | 0 | 0 | 1 | Lateral Hardening-Fuse-92679387 | 1500Million | Central | -1 | 3000
Lateral Hardening | Lateral Hardening-Fuse-10195200,1 | 13323 | 13642.3537 | 18923.4839 | 31740.9826 | 280909.0909 | 0.11299 | 0.23409 | 1200000 | 29 | 1 | 0 | 0 | 0 | 1 | Lateral Hardening-Fuse-10195200 | 1500Million | Western | -1 | 3000
Lateral Hardening | Lateral Hardening-Fuse-91616607,1 | 13009 | 0 | 28015.38 | 27694.4413 | 245227.2727 | 0.11293 | 0.20436 | 1200000 | 5 | 1 | 1 | 0 | 1 | 2 | Lateral Hardening-Fuse-91616607 | 1500Million | Plant City | -1 | 3000
Lateral Hardening | Lateral Hardening-Fuse-93249131,1 | 13175 | 5359.2808 | 2645.1274 | 7725.2878 | 68409.0909 | 0.11293 | 0.057008 | 1200000 | 18 | 1 | 0 | 0 | 0 | 1 | Lateral Hardening-Fuse-93249131 | 1500Million | Central | -1 | 3000
Lateral Hardening | Lateral Hardening-Fuse-60012398,1 | 14274 | 931.0013 | 6078.3745 | 6903.3673 | 61136.3636 | 0.11292 | 0.050947 | 1200000 | 2 | 1 | 0 | 0 | 0 | 1 | Lateral Hardening-Fuse-60012398 | 1500Million | Western | -1 | 3000
Lateral Hardening | Lateral Hardening-Fuse-10558892,1 | 13299 | 4540.3507 | 14208.7698 | 18522.7565 | 164090.9091 | 0.11288 | 0.13674 | 1200000 | 6 | 1 | 0 | 0 | 0 | 1 | Lateral Hardening-Fuse-10558892 | 1500Million | Winter Haven | -1 | 3000
Lateral Hardening | Lateral Hardening-Fuse-10795712,1 | 13695 | 1583.6162 | 11889.4452 | 13848.9763 | 122727.2727 | 0.11284 | 0.10227 | 1200000 | 2 | 1 | 0 | 0 | 0 | 1 | Lateral Hardening-Fuse-10795712 | 1500Million | Winter Haven | -1 | 3000
Lateral Hardening | Lateral Hardening-Fuse-10745513,1 | 13431 | 2490.761 | 37628.0332 | 39594.3099 | 350909.0909 | 0.11283 | 0.29242 | 1200000 | 4 | 1 | 0 | 0 | 0 | 1 | Lateral Hardening-Fuse-10745513 | 1500Million | Dade City | -1 | 3000
Lateral Hardening | Lateral Hardening-Fuse-10829390,1 | 13687 | 3393.0699 | 22669.165 | 25744.0459 | 228409.0909 | 0.11271 | 0.19034 | 1200000 | 3 | 1 | 0 | 0 | 0 | 1 | Lateral Hardening-Fuse-10829390 | 1500Million | Eastern | -1 | 3000
Lateral Hardening | Lateral Hardening-Fuse-93216022,1 | 13656 | 615.1866 | 11710.7512 | 12165.1917 | 107954.5455 | 0.11269 | 0.089962 | 1200000 | 1 | 1 | 0 | 0 | 0 | 1 | Lateral Hardening-Fuse-93216022 | 1500Million | Plant City | -1 | 3000
Lateral Hardening | Lateral Hardening-Fuse-10071969,1 | 13305 | 2211.4016 | 30798.2216 | 32831.1963 | 291363.6364 | 0.11268 | 0.2428 | 1200000 | 2 | 1 | 0 | 0 | 0 | 1 | Lateral Hardening-Fuse-10071969 | 1500Million | South Hillsborough | -1 | 3000
Lateral Hardening | Lateral Hardening-Fuse-10144182,1 | 13123 | 4181.072 | 5373.4223 | 9320.2071 | 82727.2727 | 0.11266 | 0.068939 | 1200000 | 10 | 1 | 0 | 0 | 0 | 1 | Lateral Hardening-Fuse-10144182 | 1500Million | Plant City | -1 | 3000
Lateral Hardening | Lateral Hardening-Fuse-10540519,1 | 13964 | 0 | 5696.8402 | 5631.5783 | 50000 | 0.11263 | 0.039205 | 1275362.3188 | 2 | 1 | 0 | 0 | 0 | 1 | Lateral Hardening-Fuse-10540519 | 1500Million | Eastern | -1 | 3000
Lateral Hardening | Lateral Hardening-Fuse-10125810,1 | 13064 | 5375.6392 | 3996.1042 | 9082.3393 | 80681.8182 | 0.11257 | 0.067235 | 1200000 | 18 | 1 | 0 | 0 | 0 | 1 | Lateral Hardening-Fuse-10125810 | 1500Million | Western | -1 | 3000
Lateral Hardening | Lateral Hardening-Fuse-10127394,1 | 13077 | 0 | 16637.4365 | 16446.8414 | 146136.3636 | 0.11254 | 0.12178 | 1200000 |  | 1 | 0 | 0 | 0 | 1 | Lateral Hardening-Fuse-10127394 | 1500Million | Western | -1 | 3000
Lateral Hardening | Lateral Hardening-Fuse-10556579,1 | 13298 | 3223.387 | 65937.4752 | 68858.2397 | 612045.4545 | 0.11251 | 0.51004 | 1200000 | 3 | 1 | 0 | 0 | 0 | 1 | Lateral Hardening-Fuse-10556579 | 1500Million | Winter Haven | -1 | 3000
Lateral Hardening | Lateral Hardening-Fuse-92062709,1 | 13967 | 16105.9695 | 25739.1446 | 41114.5756 | 365454.5455 | 0.1125 | 0.30455 | 1200000 | 15 | 1 | 0 | 0 | 0 | 1 | Lateral Hardening-Fuse-92062709 | 1500Million | Winter Haven | -1 | 3000
Lateral Hardening | Lateral Hardening-Fuse-10563762,1 | 13293 | 5719.2017 | 183.1478 | 5624.5677 | 50000 | 0.11249 | 0.02822 | 1771812.0805 | 8 | 1 | 0 | 0 | 0 | 1 | Lateral Hardening-Fuse-10563762 | 1500Million | Winter Haven | -1 | 3000
Lateral Hardening | Lateral Hardening-Fuse-10000755,1 | 13648 | 1503.2288 | 8403.1764 | 9815.9535 | 87272.7273 | 0.11247 | 0.072727 | 1200000 | 2 | 1 | 0 | 0 | 0 | 1 | Lateral Hardening-Fuse-10000755 | 1500Million | South Hillsborough | -1 | 3000
Lateral Hardening | Lateral Hardening-Fuse-10781375,1 | 13706 | 7061.4573 | 11044.8498 | 19038.4412 | 169318.1818 | 0.11244 | 0.1411 | 1200000 | 13 | 1 | 0 | 0 | 0 | 1 | Lateral Hardening-Fuse-10781375 | 1500Million | Eastern | -1 | 3000
Lateral Hardening | Lateral Hardening-Fuse-92673007,1 | 13064 | 5135.6185 | 8677.1449 | 13484.4973 | 120000 | 0.11237 | 0.1 | 1200000 | 16 | 1 | 0 | 0 | 0 | 1 | Lateral Hardening-Fuse-92673007 | 1500Million | Western | -1 | 3000
Lateral Hardening | Lateral Hardening-Fuse-92677664,1 | 13805 | 5503.3682 | 16176.2191 | 21272.4622 | 189318.1818 | 0.11236 | 0.15777 | 1200000 | 4 | 1 | 0 | 0 | 0 | 1 | Lateral Hardening-Fuse-92677664 | 1500Million | Plant City | -1 | 3000
Lateral Hardening | Lateral Hardening-Fuse-91693913,1 | 13298 | 1307.1511 | 25456.5614 | 26498.2488 | 235909.0909 | 0.11232 | 0.19659 | 1200000 | 1 | 1 | 0 | 0 | 0 | 1 | Lateral Hardening-Fuse-91693913 | 1500Million | Winter Haven | -1 | 3000
Lateral Hardening | Lateral Hardening-Fuse-10650575,1 | 13391 | 1511.5762 | 6528.5231 | 7913.273 | 70454.5455 | 0.11232 | 0.058712 | 1200000 | 3 | 1 | 0 | 0 | 0 | 1 | Lateral Hardening-Fuse-10650575 | 1500Million | Plant City | -1 | 3000
Lateral Hardening | Lateral Hardening-Fuse-10599390,1 | 13473 | 0 | 11515.1486 | 11511.4908 | 102500 | 0.11231 | 0.085417 | 1200000 | 1 | 1 | 0 | 0 | 0 | 1 | Lateral Hardening-Fuse-10599390 | 1500Million | Winter Haven | -1 | 3000
Lateral Hardening | Lateral Hardening-Fuse-10433146,1 | 13993 | 1006.2883 | 16917.7404 | 19295.579 | 171818.1818 | 0.1123 | 0.14318 | 1200000 | 1 | 1 | 0 | 0 | 0 | 1 | Lateral Hardening-Fuse-10433146 | 1500Million | Central | -1 | 3000
Lateral Hardening | Lateral Hardening-Fuse-10650566,1 | 13391 | 3563.1765 | 30978.6946 | 33646.5455 | 299772.7273 | 0.11224 | 0.24981 | 1200000 | 2 | 1 | 1 | 0 | 1 | 2 | Lateral Hardening-Fuse-10650566 | 1500Million | Plant City | -1 | 3000
Lateral Hardening | Lateral Hardening-Fuse-92065191,1 | 13030 | 7089.4252 | 31300.4751 | 37880.6307 | 337500 | 0.11224 | 0.28125 | 1200000 | 6 | 1 | 0 | 0 | 0 | 1 | Lateral Hardening-Fuse-92065191 | 1500Million | Winter Haven | -1 | 3000
Lateral Hardening | Lateral Hardening-Fuse-10761281,1 | 13422 | 11570.0566 | 15779.4042 | 26779.1138 | 238636.3636 | 0.11222 | 0.19886 | 1200000 | 18 | 1 | 0 | 0 | 0 | 1 | Lateral Hardening-Fuse-10761281 | 1500Million | Dade City | -1 | 3000
Lateral Hardening | Lateral Hardening-Fuse-92354408,1 | 13495 | 3805.512 | 8011.4253 | 11552.59 | 102954.5455 | 0.11221 | 0.085795 | 1200000 | 9 | 1 | 0 | 0 | 0 | 1 | Lateral Hardening-Fuse-92354408 | 1500Million | Eastern | -1 | 3000
Lateral Hardening | Lateral Hardening-Fuse-10095548,1 | 13786 | 1261.846 | 14191.1042 | 17665.5242 | 157500 | 0.11216 | 0.13125 | 1200000 | 2 | 1 | 0 | 0 | 0 | 1 | Lateral Hardening-Fuse-10095548 | 1500Million | Plant City | -1 | 3000
Lateral Hardening | Lateral Hardening-Fuse-91272615,1 | 13909 | 568.6642 | 5437.5596 | 6092.4341 | 54318.1818 | 0.11216 | 0.045265 | 1200000 | 1 | 1 | 0 | 0 | 0 | 1 | Lateral Hardening-Fuse-91272615 | 1500Million | Eastern | -1 | 3000
Lateral Hardening | Lateral Hardening-Fuse-10599405,1 | 13473 | 2514.2837 | 5039.065 | 7391.1172 | 65909.0909 | 0.11214 | 0.054924 | 1200000 | 5 | 1 | 0 | 0 | 0 | 1 | Lateral Hardening-Fuse-10599405 | 1500Million | Winter Haven | -1 | 3000
Lateral Hardening | Lateral Hardening-Fuse-10726542,1 | 13648 | 1378.6571 | 11312.7816 | 12512.5443 | 111590.9091 | 0.11213 | 0.092992 | 1200000 | 2 | 1 | 0 | 0 | 0 | 1 | Lateral Hardening-Fuse-10726542 | 1500Million | South Hillsborough | -1 | 3000
Lateral Hardening | Lateral Hardening-Fuse-60001425,1 | 13023 | 4727.1834 | 4004.4353 | 8478.9255 | 75681.8182 | 0.11203 | 0.063068 | 1200000 | 14 | 1 | 0 | 0 | 0 | 1 | Lateral Hardening-Fuse-60001425 | 1500Million | Central | -1 | 3000
Lateral Hardening | Lateral Hardening-Fuse-92773323,1 | 13687 | 1713.9409 | 10582.3438 | 12194.8609 | 108863.6364 | 0.11202 | 0.09072 | 1200000 | 2 | 1 | 0 | 0 | 0 | 1 | Lateral Hardening-Fuse-92773323 | 1500Million | Eastern | -1 | 3000
Lateral Hardening | Lateral Hardening-Fuse-60250309,1 | 13031 | 31251.9978 | 11421.3493 | 41003.6541 | 366136.3636 | 0.11199 | 0.30511 | 1200000 | 31 | 1 | 1 | 0 | 1 | 2 | Lateral Hardening-Fuse-60250309 | 1500Million | Winter Haven | -1 | 3000
Lateral Hardening | Lateral Hardening-Fuse-10570255,1 | 13373 | 4369.4948 | 6679.9571 | 10782.2844 | 96363.6364 | 0.11189 | 0.080303 | 1200000 | 13 | 1 | 0 | 0 | 0 | 1 | Lateral Hardening-Fuse-10570255 | 1500Million | Winter Haven | -1 | 3000
Lateral Hardening | Lateral Hardening-Fuse-91801933,1 | 13329 | 5737.2306 | 134.3739 | 5594.1869 | 50000 | 0.11188 | 0.010985 | 4551724.1379 | 22 | 1 | 0 | 0 | 0 | 1 | Lateral Hardening-Fuse-91801933 | 1500Million | Dade City | -1 | 3000
Lateral Hardening | Lateral Hardening-Fuse-10686106,1 | 13808 | 29306.1155 | 2604.7155 | 30480.7446 | 272500 | 0.11186 | 0.22708 | 1200000 | 6 | 1 | 0 | 0 | 0 | 1 | Lateral Hardening-Fuse-10686106 | 1500Million | Plant City | -1 | 3000
Lateral Hardening | Lateral Hardening-Fuse-92604705,1 | 13390 | 3880.4935 | 13116.8846 | 16751.0682 | 149772.7273 | 0.11184 | 0.12481 | 1200000 | 3 | 1 | 0 | 0 | 0 | 1 | Lateral Hardening-Fuse-92604705 | 1500Million | Plant City | -1 | 3000
Lateral Hardening | Lateral Hardening-Fuse-90296055,1 | 13815 | 21251.5955 | 9829.3205 | 29937.8889 | 267727.2727 | 0.11182 | 0.22311 | 1200000 | 3 | 1 | 1 | 0 | 1 | 2 | Lateral Hardening-Fuse-90296055 | 1500Million | Dade City | -1 | 3000
Lateral Hardening | Lateral Hardening-Fuse-92382913,1 | 13840 | 3024.8318 | 10252.8492 | 13103.2308 | 117272.7273 | 0.11173 | 0.097727 | 1200000 | 3 | 1 | 0 | 0 | 0 | 1 | Lateral Hardening-Fuse-92382913 | 1500Million | Central | -1 | 3000
Lateral Hardening | Lateral Hardening-Fuse-90296037,1 | 13431 | 1360.2181 | 11821.1392 | 12997.1147 | 116363.6364 | 0.11169 | 0.09697 | 1200000 | 2 | 1 | 0 | 0 | 0 | 1 | Lateral Hardening-Fuse-90296037 | 1500Million | Dade City | -1 | 3000
Lateral Hardening | Lateral Hardening-Fuse-92957630,1 | 13006 | 540.9235 | 8693.9756 | 9112.9376 | 81590.9091 | 0.11169 | 0.067992 | 1200000 | 1 | 1 | 0 | 0 | 0 | 1 | Lateral Hardening-Fuse-92957630 | 1500Million | Dade City | -1 | 3000
Lateral Hardening | Lateral Hardening-Fuse-60120359,1 | 13185 | 3070.5315 | 4631.1976 | 7513.0723 | 67272.7273 | 0.11168 | 0.056061 | 1200000 | 13 | 1 | 0 | 0 | 0 | 1 | Lateral Hardening-Fuse-60120359 | 1500Million | Central | -1 | 3000
Lateral Hardening | Lateral Hardening-Fuse-10686028,1 | 13808 | 2394.5449 | 16011.3018 | 18146.5289 | 162500 | 0.11167 | 0.13542 | 1200000 | 4 | 1 | 0 | 0 | 0 | 1 | Lateral Hardening-Fuse-10686028 | 1500Million | Plant City | -1 | 3000
Lateral Hardening | Lateral Hardening-Fuse-92472664,1 | 13019 | 2034.136 | 4658.0036 | 6544.4068 | 58636.3636 | 0.11161 | 0.048864 | 1200000 | 4 | 1 | 3 | 1 | 2 | 4 | Lateral Hardening-Fuse-92472664 | 1500Million | South Hillsborough | -1 | 3000
Lateral Hardening | Lateral Hardening-Fuse-92629881,1 | 13303 | 3843.6593 | 24948.5015 | 28556.73 | 255909.0909 | 0.11159 | 0.21326 | 1200000 | 4 | 1 | 0 | 0 | 0 | 1 | Lateral Hardening-Fuse-92629881 | 1500Million | South Hillsborough | -1 | 3000
Lateral Hardening | Lateral Hardening-Fuse-10453989,1 | 13130 | 413.2397 | 5238.6905 | 5577.7245 | 50000 | 0.11155 | 0.034091 | 1466666.6667 | 1 | 1 | 0 | 0 | 0 | 1 | Lateral Hardening-Fuse-10453989 | 1500Million | Eastern | -1 | 3000
Lateral Hardening | Lateral Hardening-Fuse-92898219,1 | 13826 | 3279.9733 | 4389.1993 | 7478.6463 | 67045.4545 | 0.11155 | 0.055871 | 1200000 | 8 | 1 | 0 | 0 | 0 | 1 | Lateral Hardening-Fuse-92898219 | 1500Million | Central | -1 | 3000
Lateral Hardening | Lateral Hardening-Fuse-92614565,1 | 13303 | 3906.3772 | 29502.1 | 33119.1074 | 297272.7273 | 0.11141 | 0.24773 | 1200000 | 5 | 1 | 0 | 0 | 0 | 1 | Lateral Hardening-Fuse-92614565 | 1500Million | South Hillsborough | -1 | 3000
Lateral Hardening | Lateral Hardening-Fuse-60061787,1 | 13668 | 6137.5614 | 22493.6635 | 28028.2122 | 251590.9091 | 0.1114 | 0.20966 | 1200000 | 4 | 1 | 0 | 0 | 0 | 1 | Lateral Hardening-Fuse-60061787 | 1500Million | Plant City | -1 | 3000
Lateral Hardening | Lateral Hardening-Fuse-92284350,1 | 13227 | 13351.1901 | 24853.1645 | 37531.0944 | 337045.4545 | 0.11135 | 0.28087 | 1200000 | 19 | 1 | 0 | 0 | 0 | 1 | Lateral Hardening-Fuse-92284350 | 1500Million | Eastern | -1 | 3000
Lateral Hardening | Lateral Hardening-Fuse-10455404,1 | 13171 | 0 | 13382.604 | 13229.2956 | 118863.6364 | 0.1113 | 0.099053 | 1200000 | 1 | 1 | 0 | 0 | 0 | 1 | Lateral Hardening-Fuse-10455404 | 1500Million | Eastern | -1 | 3000
Lateral Hardening | Lateral Hardening-Fuse-91512397,1 | 13582 | 0 | 6421.5918 | 6348.0273 | 57045.4545 | 0.11128 | 0.047538 | 1200000 | 1 | 1 | 0 | 0 | 0 | 1 | Lateral Hardening-Fuse-91512397 | 1500Million | Western | -1 | 3000
Lateral Hardening | Lateral Hardening-Fuse-91021014,1 | 14050 | 0 | 59691.9465 | 76562.3839 | 688409.0909 | 0.11122 | 0.57367 | 1200000 | 1 | 1 | 0 | 0 | 0 | 1 | Lateral Hardening-Fuse-91021014 | 1500Million | Plant City | -1 | 3000
Lateral Hardening | Lateral Hardening-Fuse-92610411,1 | 13390 | 3828.835 | 22554.492 | 26023.3229 | 234090.9091 | 0.11117 | 0.19508 | 1200000 | 3 | 1 | 0 | 0 | 0 | 1 | Lateral Hardening-Fuse-92610411 | 1500Million | Plant City | -1 | 3000
Lateral Hardening | Lateral Hardening-Fuse-60518296,1 | 13305 | 2383.551 | 6555.4534 | 9214.5205 | 82954.5455 | 0.11108 | 0.069129 | 1200000 | 4 | 1 | 0 | 0 | 0 | 1 | Lateral Hardening-Fuse-60518296 | 1500Million | South Hillsborough | -1 | 3000
Lateral Hardening | Lateral Hardening-Fuse-92678256,1 | 13805 | 2047.3589 | 13871.0215 | 15772.5169 | 142045.4545 | 0.11104 | 0.11837 | 1200000 | 3 | 1 | 0 | 0 | 0 | 1 | Lateral Hardening-Fuse-92678256 | 1500Million | Plant City | -1 | 3000
Lateral Hardening | Lateral Hardening-Fuse-92605366,1 | 13390 | 2967.7697 | 10367.7639 | 13147.3089 | 118409.0909 | 0.11103 | 0.098674 | 1200000 | 3 | 1 | 0 | 0 | 0 | 1 | Lateral Hardening-Fuse-92605366 | 1500Million | Plant City | -1 | 3000
Lateral Hardening | Lateral Hardening-Fuse-90631769,1 | 13519 | 0 | 32879.9845 | 32725.5897 | 294772.7273 | 0.11102 | 0.24564 | 1200000 | 5 | 1 | 0 | 0 | 0 | 1 | Lateral Hardening-Fuse-90631769 | 1500Million | Western | -1 | 3000
Lateral Hardening | Lateral Hardening-Fuse-91221953,1 | 13187 | 3917.6253 | 3491.1878 | 7186.2612 | 64772.7273 | 0.11095 | 0.053977 | 1200000 | 9 | 1 | 0 | 0 | 0 | 1 | Lateral Hardening-Fuse-91221953 | 1500Million | Central | -1 | 3000
Lateral Hardening | Lateral Hardening-Fuse-93249161,1 | 13175 | 7020.8464 | 104.5788 | 6782.2355 | 61136.3636 | 0.11094 | 0.050947 | 1200000 | 13 | 1 | 0 | 0 | 0 | 1 | Lateral Hardening-Fuse-93249161 | 1500Million | Central | -1 | 3000
Lateral Hardening | Lateral Hardening-Fuse-10129906,1 | 13006 | 0 | 35692.3443 | 34865.6717 | 314545.4545 | 0.11084 | 0.26212 | 1200000 |  | 1 | 0 | 0 | 0 | 1 | Lateral Hardening-Fuse-10129906 | 1500Million | Dade City | -1 | 3000
Lateral Hardening | Lateral Hardening-Fuse-60124051,1 | 13218 | 2723.8309 | 15083.468 | 17517.4835 | 158181.8182 | 0.11074 | 0.13182 | 1200000 | 2 | 1 | 0 | 0 | 0 | 1 | Lateral Hardening-Fuse-60124051 | 1500Million | Western | -1 | 3000
Lateral Hardening | Lateral Hardening-Fuse-10745570,1 | 13431 | 7078.6158 | 7226.0808 | 13960.595 | 126136.3636 | 0.11068 | 0.10511 | 1200000 | 8 | 1 | 0 | 0 | 0 | 1 | Lateral Hardening-Fuse-10745570 | 1500Million | Dade City | -1 | 3000
Lateral Hardening | Lateral Hardening-Fuse-92624821,1 | 13303 | 1302.6238 | 8318.3499 | 9479.0877 | 85681.8182 | 0.11063 | 0.071402 | 1200000 | 2 | 1 | 0 | 0 | 0 | 1 | Lateral Hardening-Fuse-92624821 | 1500Million | South Hillsborough | -1 | 3000
Lateral Hardening | Lateral Hardening-Fuse-10236651,1 | 13511 | 2641.1978 | 3039.9712 | 5530.1492 | 50000 | 0.1106 | 0.0375 | 1333333.3333 | 10 | 1 | 0 | 0 | 0 | 1 | Lateral Hardening-Fuse-10236651 | 1500Million | Western | -1 | 3000
Lateral Hardening | Lateral Hardening-Fuse-90845605,1 | 13576 | 800.3875 | 7173.0062 | 7859.0817 | 71136.3636 | 0.11048 | 0.05928 | 1200000 | 1 | 1 | 0 | 0 | 0 | 1 | Lateral Hardening-Fuse-90845605 | 1500Million | Eastern | -1 | 3000
Lateral Hardening | Lateral Hardening-Fuse-10402262,1 | 13592 | 0 | 20264.7333 | 20032.5846 | 181363.6364 | 0.11046 | 0.15114 | 1200000 | 6 | 1 | 0 | 0 | 0 | 1 | Lateral Hardening-Fuse-10402262 | 1500Million | Central | -1 | 3000
Lateral Hardening | Lateral Hardening-Fuse-92006492,1 | 13991 | 0 | 19933.9146 | 19863.472 | 180000 | 0.11035 | 0.15 | 1200000 | 1 | 1 | 0 | 0 | 0 | 1 | Lateral Hardening-Fuse-92006492 | 1500Million | Central | -1 | 3000
Lateral Hardening | Lateral Hardening-Fuse-92386484,1 | 13133 | 4869.201 | 10378.8015 | 14921.6091 | 135227.2727 | 0.11034 | 0.11269 | 1200000 | 19 | 1 | 0 | 0 | 0 | 1 | Lateral Hardening-Fuse-92386484 | 1500Million | Eastern | -1 | 3000
Lateral Hardening | Lateral Hardening-Fuse-10071934,1 | 13305 | 1674.4324 | 3955.7748 | 5513.3569 | 50000 | 0.11027 | 0.039015 | 1281553.3981 | 6 | 1 | 0 | 0 | 0 | 1 | Lateral Hardening-Fuse-10071934 | 1500Million | South Hillsborough | -1 | 3000
Lateral Hardening | Lateral Hardening-Fuse-91030753,2 | 13546 | 0 | 43138.3581 | 42817.5023 | 388363.6364 | 0.11025 | 0.40455 | 960000 | 4 | 2 | 1 | 0 | 1 | 3 | Lateral Hardening-Fuse-91030753, Lateral Hardening-Fuse-10391666 | 1500Million | Central | -1 | 3000
Lateral Hardening | Lateral Hardening-Fuse-10762859,1 | 13815 | 3508.7509 | 80578.0739 | 82161.2466 | 745681.8182 | 0.11018 | 0.6214 | 1200000 | 2 | 1 | 0 | 0 | 0 | 1 | Lateral Hardening-Fuse-10762859 | 1500Million | Dade City | -1 | 3000
Lateral Hardening | Lateral Hardening-Fuse-91865081,1 | 14025 | 799.6169 | 4790.4397 | 5508.7652 | 50000 | 0.11018 | 0.033333 | 1500000 | 2 | 1 | 0 | 0 | 0 | 1 | Lateral Hardening-Fuse-91865081 | 1500Million | South Hillsborough | -1 | 3000
Lateral Hardening | Lateral Hardening-Fuse-93337161,1 | 13117 | 8633.4295 | 14160.153 | 22305.958 | 202500 | 0.11015 | 0.16875 | 1200000 | 11 | 1 | 0 | 0 | 0 | 1 | Lateral Hardening-Fuse-93337161 | 1500Million | Winter Haven | -1 | 3000
Lateral Hardening | Lateral Hardening-Fuse-92261361,1 | 13061 | 6737.8549 | 5350.9136 | 11715.9137 | 106363.6364 | 0.11015 | 0.088636 | 1200000 | 16 | 1 | 0 | 0 | 0 | 1 | Lateral Hardening-Fuse-92261361 | 1500Million | Western | -1 | 3000
Lateral Hardening | Lateral Hardening-Fuse-60018020,1 | 13303 | 10609.8063 | 22482.8232 | 32562.101 | 295681.8182 | 0.11013 | 0.2464 | 1200000 | 9 | 1 | 0 | 0 | 0 | 1 | Lateral Hardening-Fuse-60018020 | 1500Million | South Hillsborough | -1 | 3000
Lateral Hardening | Lateral Hardening-Fuse-92935866,1 | 13433 | 8450.1119 | 487.3861 | 8534.0772 | 77500 | 0.11012 | 0.064583 | 1200000 | 2 | 1 | 1 | 0 | 1 | 2 | Lateral Hardening-Fuse-92935866 | 1500Million | Eastern | -1 | 3000
Lateral Hardening | Lateral Hardening-Fuse-10556751,1 | 13298 | 2487.2485 | 129979.2268 | 131500.0085 | 1194318.1818 | 0.1101 | 0.99527 | 1200000 | 2 | 1 | 0 | 0 | 0 | 1 | Lateral Hardening-Fuse-10556751 | 1500Million | Winter Haven | -1 | 3000
Lateral Hardening | Lateral Hardening-Fuse-92914484,1 | 13233 | 750.4587 | 22075.3659 | 22543.1436 | 204772.7273 | 0.11009 | 0.17064 | 1200000 | 1 | 1 | 0 | 0 | 0 | 1 | Lateral Hardening-Fuse-92914484 | 1500Million | South Hillsborough | -1 | 3000
Lateral Hardening | Lateral Hardening-Fuse-10095445,2 | 13786 | 7466.6544 | 46135.8896 | 52930.6711 | 481090.9091 | 0.11002 | 0.50114 | 960000 | 6 | 2 | 1 | 0 | 1 | 3 | Lateral Hardening-Fuse-10095445, Lateral Hardening-Fuse-92046567 | 1500Million | Plant City | -1 | 3000
Lateral Hardening | Lateral Hardening-Fuse-10195196,1 | 13323 | 22081.1099 | 26245.8743 | 46996.347 | 427272.7273 | 0.10999 | 0.35606 | 1200000 | 42 | 1 | 0 | 0 | 0 | 1 | Lateral Hardening-Fuse-10195196 | 1500Million | Western | -1 | 3000
Lateral Hardening | Lateral Hardening-Fuse-92910487,1 | 13159 | 13513.216 | 1047.8553 | 13903.795 | 126590.9091 | 0.10983 | 0.10549 | 1200000 | 4 | 1 | 0 | 0 | 0 | 1 | Lateral Hardening-Fuse-92910487 | 1500Million | Central | -1 | 3000
Lateral Hardening | Lateral Hardening-Fuse-91410437,1 | 13770 | 5663.3458 | 98.5795 | 5489.3379 | 50000 | 0.10979 | 0.0092803 | 5387755.102 | 57 | 1 | 1 | 0 | 1 | 2 | Lateral Hardening-Fuse-91410437 | 1500Million | Winter Haven | -1 | 3000
Lateral Hardening | Lateral Hardening-Fuse-92831336,1 | 13390 | 1951.4585 | 13094.4258 | 14940.6421 | 136136.3636 | 0.10975 | 0.11345 | 1200000 | 2 | 1 | 0 | 0 | 0 | 1 | Lateral Hardening-Fuse-92831336 | 1500Million | Plant City | -1 | 3000
Lateral Hardening | Lateral Hardening-Fuse-93297834,1 | 13808 | 5218.9021 | 23540.1748 | 28342.8713 | 258409.0909 | 0.10968 | 0.21534 | 1200000 | 8 | 1 | 0 | 0 | 0 | 1 | Lateral Hardening-Fuse-93297834 | 1500Million | Plant City | -1 | 3000
Lateral Hardening | Lateral Hardening-Fuse-60033830,1 | 13134 | 2371.0115 | 5150.4951 | 7352.5701 | 67045.4545 | 0.10967 | 0.055871 | 1200000 | 7 | 1 | 0 | 0 | 0 | 1 | Lateral Hardening-Fuse-60033830 | 1500Million | Eastern | -1 | 3000
Lateral Hardening | Lateral Hardening-Fuse-10247173,1 | 13606 | 2974.1587 | 9084.8356 | 13095.3945 | 119545.4545 | 0.10954 | 0.099621 | 1200000 | 5 | 1 | 0 | 0 | 0 | 1 | Lateral Hardening-Fuse-10247173 | 1500Million | Western | -1 | 3000
Lateral Hardening | Lateral Hardening-Fuse-90100452,1 | 13808 | 2371.4674 | 10924.2688 | 13165.8994 | 120227.2727 | 0.10951 | 0.10019 | 1200000 | 3 | 1 | 0 | 0 | 0 | 1 | Lateral Hardening-Fuse-90100452 | 1500Million | Plant City | -1 | 3000
Lateral Hardening | Lateral Hardening-Fuse-60065835,1 | 13405 | 943.3678 | 6159.114 | 7490.7297 | 68409.0909 | 0.1095 | 0.057008 | 1200000 | 2 | 1 | 0 | 0 | 0 | 1 | Lateral Hardening-Fuse-60065835 | 1500Million | Western | -1 | 3000
Lateral Hardening | Lateral Hardening-Fuse-60265519,1 | 13377 | 1814.4776 | 6602.894 | 9501.8053 | 86818.1818 | 0.10944 | 0.072348 | 1200000 | 6 | 1 | 0 | 0 | 0 | 1 | Lateral Hardening-Fuse-60265519 | 1500Million | Western | -1 | 3000
Lateral Hardening | Lateral Hardening-Fuse-91681285,1 | 13104 | 0 | 17027.4059 | 16832.3433 | 153863.6364 | 0.1094 | 0.12822 | 1200000 | 10 | 1 | 0 | 0 | 0 | 1 | Lateral Hardening-Fuse-91681285 | 1500Million | Central | -1 | 3000
Lateral Hardening | Lateral Hardening-Fuse-90377189,1 | 13171 | 1182.8343 | 8059.7454 | 9820.9211 | 89772.7273 | 0.1094 | 0.074811 | 1200000 | 3 | 1 | 0 | 0 | 0 | 1 | Lateral Hardening-Fuse-90377189 | 1500Million | Eastern | -1 | 3000
Lateral Hardening | Lateral Hardening-Fuse-10603605,2 | 13772 | 0 | 47615.243 | 47433.2184 | 433636.3636 | 0.10938 | 0.4517 | 960000 | 3 | 2 | 0 | 0 | 0 | 2 | Lateral Hardening-Fuse-10603605, Lateral Hardening-Fuse-10603600 | 1500Million | Winter Haven | -1 | 3000
Lateral Hardening | Lateral Hardening-Fuse-93299652,1 | 13808 | 1244.9988 | 10463.382 | 11627.8318 | 106363.6364 | 0.10932 | 0.088636 | 1200000 | 1 | 1 | 0 | 0 | 0 | 1 | Lateral Hardening-Fuse-93299652 | 1500Million | Plant City | -1 | 3000
Lateral Hardening | Lateral Hardening-Fuse-10686023,1 | 13808 | 1622.9689 | 8031.724 | 9560.2756 | 87500 | 0.10926 | 0.072917 | 1200000 | 2 | 1 | 0 | 0 | 0 | 1 | Lateral Hardening-Fuse-10686023 | 1500Million | Plant City | -1 | 3000
Lateral Hardening | Lateral Hardening-Fuse-60188265,1 | 13807 | 522.8718 | 13580.124 | 13926.7329 | 127500 | 0.10923 | 0.10625 | 1200000 | 1 | 1 | 0 | 0 | 0 | 1 | Lateral Hardening-Fuse-60188265 | 1500Million | Plant City | -1 | 3000
Lateral Hardening | Lateral Hardening-Fuse-93320346,1 | 13723 | 1202.8042 | 28778.9538 | 29714.8675 | 272272.7273 | 0.10914 | 0.22689 | 1200000 | 1 | 1 | 1 | 0 | 1 | 2 | Lateral Hardening-Fuse-93320346 | 1500Million | Plant City | -1 | 3000
Lateral Hardening | Lateral Hardening-Fuse-91086556,1 | 13769 | 4548.9348 | 12011.0571 | 16214.1255 | 148636.3636 | 0.10909 | 0.12386 | 1200000 | 8 | 1 | 0 | 0 | 0 | 1 | Lateral Hardening-Fuse-91086556 | 1500Million | Winter Haven | -1 | 3000
Lateral Hardening | Lateral Hardening-Fuse-10762935,1 | 13815 | 1814.39 | 11269.6699 | 12891.4736 | 118181.8182 | 0.10908 | 0.098485 | 1200000 | 3 | 1 | 1 | 0 | 1 | 2 | Lateral Hardening-Fuse-10762935 | 1500Million | Dade City | -1 | 3000
Lateral Hardening | Lateral Hardening-Fuse-10605194,1 | 13924 | 337.8689 | 5187.9342 | 5452.5772 | 50000 | 0.10905 | 0.040152 | 1245283.0189 | 1 | 1 | 0 | 0 | 0 | 1 | Lateral Hardening-Fuse-10605194 | 1500Million | Winter Haven | -1 | 3000
Lateral Hardening | Lateral Hardening-Fuse-92643738,1 | 13118 | 1005.2786 | 20201.8088 | 21104.0257 | 193636.3636 | 0.10899 | 0.16136 | 1200000 | 1 | 1 | 0 | 0 | 0 | 1 | Lateral Hardening-Fuse-92643738 | 1500Million | Winter Haven | -1 | 3000
Lateral Hardening | Lateral Hardening-Fuse-60117404,1 | 13101 | 0 | 44092.5624 | 43865.7601 | 402500 | 0.10898 | 0.33542 | 1200000 | 144 | 1 | 8 | 0 | 8 | 9 | Lateral Hardening-Fuse-60117404 | 1500Million | Central | -1 | 3000
Lateral Hardening | Lateral Hardening-Fuse-92683349,1 | 14041 | 2880.0021 | 2728.6241 | 5448.503 | 50000 | 0.10897 | 0.039583 | 1263157.8947 | 8 | 1 | 0 | 0 | 0 | 1 | Lateral Hardening-Fuse-92683349 | 1500Million | Central | -1 | 3000
Lateral Hardening | Lateral Hardening-Fuse-10070727,1 | 13984 | 12597.5028 | 31220.3724 | 46961.7711 | 431136.3636 | 0.10893 | 0.35928 | 1200000 | 14 | 1 | 1 | 0 | 1 | 2 | Lateral Hardening-Fuse-10070727 | 1500Million | Plant City | -1 | 3000
Lateral Hardening | Lateral Hardening-Fuse-92635985,1 | 13331 | 0 | 67613.3716 | 67327.1978 | 618181.8182 | 0.10891 | 0.51515 | 1200000 | 1 | 1 | 0 | 0 | 0 | 1 | Lateral Hardening-Fuse-92635985 | 1500Million | Dade City | -1 | 3000
Lateral Hardening | Lateral Hardening-Fuse-10605128,1 | 13924 | 1005.6184 | 38034.9548 | 38881.9934 | 357045.4545 | 0.1089 | 0.29754 | 1200000 | 1 | 1 | 0 | 0 | 0 | 1 | Lateral Hardening-Fuse-10605128 | 1500Million | Winter Haven | -1 | 3000
Lateral Hardening | Lateral Hardening-Fuse-90961596,2 | 14274 | 57446.9072 | 32764.8086 | 87269.1674 | 801636.3636 | 0.10886 | 0.83504 | 960000 | 6 | 2 | 3 | 0 | 3 | 5 | Lateral Hardening-Fuse-90961596, Lateral Hardening-Fuse-91778931 | 1500Million | Western | -1 | 3000
Lateral Hardening | Lateral Hardening-Fuse-10686258,1 | 13808 | 0 | 20867.9202 | 20828.4332 | 191363.6364 | 0.10884 | 0.15947 | 1200000 | 1 | 1 | 0 | 0 | 0 | 1 | Lateral Hardening-Fuse-10686258 | 1500Million | Plant City | -1 | 3000
Lateral Hardening | Lateral Hardening-Fuse-10545819,1 | 13910 | 3556.6155 | 3810.5289 | 7173.2791 | 65909.0909 | 0.10884 | 0.054924 | 1200000 | 7 | 1 | 0 | 0 | 0 | 1 | Lateral Hardening-Fuse-10545819 | 1500Million | Eastern | -1 | 3000
Lateral Hardening | Lateral Hardening-Fuse-10834654,1 | 13041 | 1346.3815 | 4201.371 | 5434.5533 | 50000 | 0.10869 | 0.019318 | 2588235.2941 | 3 | 1 | 0 | 0 | 0 | 1 | Lateral Hardening-Fuse-10834654 | 1500Million | Eastern | -1 | 3000
Lateral Hardening | Lateral Hardening-Fuse-10566582,1 | 13289 | 0 | 5521.5842 | 5458.33 | 50227.2727 | 0.10867 | 0.041856 | 1200000 | 2 | 1 | 1 | 0 | 1 | 2 | Lateral Hardening-Fuse-10566582 | 1500Million | Winter Haven | -1 | 3000
Lateral Hardening | Lateral Hardening-Fuse-92567700,1 | 13883 | 0 | 6995.0765 | 6914.9423 | 63636.3636 | 0.10866 | 0.05303 | 1200000 |  | 1 | 0 | 0 | 0 | 1 | Lateral Hardening-Fuse-92567700 | 1500Million | Eastern | -1 | 3000
Lateral Hardening | Lateral Hardening-Fuse-92137429,1 | 13231 | 0 | 13048.9035 | 12899.4178 | 118863.6364 | 0.10852 | 0.099053 | 1200000 | 2 | 1 | 0 | 0 | 0 | 1 | Lateral Hardening-Fuse-92137429 | 1500Million | Eastern | -1 | 3000
Lateral Hardening | Lateral Hardening-Fuse-10141670,1 | 13122 | 0 | 7260.3543 | 7177.1811 | 66136.3636 | 0.10852 | 0.055114 | 1200000 | 2 | 1 | 1 | 0 | 1 | 2 | Lateral Hardening-Fuse-10141670 | 1500Million | Plant City | -1 | 3000
Lateral Hardening | Lateral Hardening-Fuse-93347947,1 | 13214 | 0 | 28297.8327 | 28136.9307 | 259318.1818 | 0.1085 | 0.2161 | 1200000 | 5 | 1 | 0 | 0 | 0 | 1 | Lateral Hardening-Fuse-93347947 | 1500Million | Eastern | -1 | 3000
Lateral Hardening | Lateral Hardening-Fuse-10476056,1 | 13324 | 6452.4288 | 996.7941 | 7126.2835 | 65681.8182 | 0.1085 | 0.054735 | 1200000 | 6 | 1 | 0 | 0 | 0 | 1 | Lateral Hardening-Fuse-10476056 | 1500Million | Eastern | -1 | 3000
Lateral Hardening | Lateral Hardening-Fuse-92003185,1 | 13479 | 0 | 19530.493 | 19306.7556 | 177954.5455 | 0.10849 | 0.1483 | 1200000 | 6 | 1 | 0 | 0 | 0 | 1 | Lateral Hardening-Fuse-92003185 | 1500Million | Winter Haven | -1 | 3000
Lateral Hardening | Lateral Hardening-Fuse-10155419,1 | 13067 | 2784.4108 | 3875.9589 | 7687.3397 | 70909.0909 | 0.10841 | 0.059091 | 1200000 | 12 | 1 | 0 | 0 | 0 | 1 | Lateral Hardening-Fuse-10155419 | 1500Million | Western | -1 | 3000
Lateral Hardening | Lateral Hardening-Fuse-93431952,1 | 13303 | 0 | 141300.1064 | 140541.5375 | 1296818.1818 | 0.10837 | 1.0807 | 1200000 |  | 1 | 0 | 0 | 0 | 1 | Lateral Hardening-Fuse-93431952 | 1500Million | South Hillsborough | -1 | 3000
Lateral Hardening | Lateral Hardening-Fuse-10005845,1 | 13183 | 3773.8462 | 3196.8557 | 7905.6565 | 72954.5455 | 0.10836 | 0.060795 | 1200000 | 14 | 1 | 0 | 0 | 0 | 1 | Lateral Hardening-Fuse-10005845 | 1500Million | Central | -1 | 3000
Lateral Hardening | Lateral Hardening-Fuse-91677718,1 | 13808 | 510.8042 | 9837.097 | 10211.3748 | 94318.1818 | 0.10827 | 0.078598 | 1200000 | 1 | 1 | 0 | 0 | 0 | 1 | Lateral Hardening-Fuse-91677718 | 1500Million | Plant City | -1 | 3000
Lateral Hardening | Lateral Hardening-Fuse-93217020,1 | 13656 | 2450.7087 | 4604.2026 | 6887.6751 | 63636.3636 | 0.10823 | 0.05303 | 1200000 | 4 | 1 | 0 | 0 | 0 | 1 | Lateral Hardening-Fuse-93217020 | 1500Million | Plant City | -1 | 3000
Lateral Hardening | Lateral Hardening-Fuse-10158433,1 | 13162 | 0 | 84803.5814 | 84024.9527 | 776363.6364 | 0.10823 | 0.64697 | 1200000 | 197 | 1 | 1 | 0 | 1 | 2 | Lateral Hardening-Fuse-10158433 | 1500Million | Western | -1 | 3000
Lateral Hardening | Lateral Hardening-Fuse-91749144,1 | 13191 | 0 | 12614.9448 | 12470.4305 | 115227.2727 | 0.10822 | 0.096023 | 1200000 | 2 | 1 | 1 | 0 | 1 | 2 | Lateral Hardening-Fuse-91749144 | 1500Million | Western | -1 | 3000
Lateral Hardening | Lateral Hardening-Fuse-92661383,1 | 13685 | 535.5376 | 7092.7046 | 7524.3053 | 69545.4545 | 0.10819 | 0.057955 | 1200000 | 1 | 1 | 0 | 0 | 0 | 1 | Lateral Hardening-Fuse-92661383 | 1500Million | Eastern | -1 | 3000
Lateral Hardening | Lateral Hardening-Fuse-92362409,1 | 13186 | 0 | 9595.3913 | 9485.4684 | 87727.2727 | 0.10812 | 0.073106 | 1200000 | 2 | 1 | 0 | 0 | 0 | 1 | Lateral Hardening-Fuse-92362409 | 1500Million | Central | -1 | 3000
Lateral Hardening | Lateral Hardening-Fuse-91376381,1 | 13414 | 4476.0717 | 8521.5788 | 12703.1738 | 117500 | 0.10811 | 0.097917 | 1200000 | 8 | 1 | 0 | 0 | 0 | 1 | Lateral Hardening-Fuse-91376381 | 1500Million | Plant City | -1 | 3000
Lateral Hardening | Lateral Hardening-Fuse-10650490,1 | 13391 | 3185.0323 | 12282.7529 | 15171.29 | 140454.5455 | 0.10802 | 0.11705 | 1200000 | 5 | 1 | 0 | 0 | 0 | 1 | Lateral Hardening-Fuse-10650490 | 1500Million | Plant City | -1 | 3000
Lateral Hardening | Lateral Hardening-Fuse-93188445,1 | 13797 | 0 | 9466.4996 | 9372.3364 | 86818.1818 | 0.10795 | 0.072348 | 1200000 |  | 1 | 0 | 0 | 0 | 1 | Lateral Hardening-Fuse-93188445 | 1500Million | Eastern | -1 | 3000
Lateral Hardening | Lateral Hardening-Fuse-93416345,1 | 14050 | 12949.7967 | 3199.8334 | 15476.6116 | 143409.0909 | 0.10792 | 0.11951 | 1200000 | 3 | 1 | 0 | 0 | 0 | 1 | Lateral Hardening-Fuse-93416345 | 1500Million | Plant City | -1 | 3000
Lateral Hardening | Lateral Hardening-Fuse-10477231,1 | 13326 | 6081.2893 | 10386.09 | 16085.1712 | 149090.9091 | 0.10789 | 0.12424 | 1200000 | 11 | 1 | 0 | 0 | 0 | 1 | Lateral Hardening-Fuse-10477231 | 1500Million | Eastern | -1 | 3000
Lateral Hardening | Lateral Hardening-Fuse-10509555,1 | 13128 | 1224.6133 | 11016.047 | 12993.932 | 120454.5455 | 0.10787 | 0.10038 | 1200000 | 2 | 1 | 0 | 0 | 0 | 1 | Lateral Hardening-Fuse-10509555 | 1500Million | Eastern | -1 | 3000
Lateral Hardening | Lateral Hardening-Fuse-10472626,1 | 14114 | 516.6507 | 4847.9767 | 5662.5934 | 52500 | 0.10786 | 0.04375 | 1200000 | 1 | 1 | 0 | 0 | 0 | 1 | Lateral Hardening-Fuse-10472626 | 1500Million | Eastern | -1 | 3000
Lateral Hardening | Lateral Hardening-Fuse-93257669,1 | 13696 | 0 | 47634.9004 | 47278.3179 | 438409.0909 | 0.10784 | 0.36534 | 1200000 | 8 | 1 | 3 | 0 | 3 | 4 | Lateral Hardening-Fuse-93257669 | 1500Million | Winter Haven | -1 | 3000
Lateral Hardening | Lateral Hardening-Fuse-10807589,1 | 13020 | 3358.6789 | 11075.0372 | 14237.3039 | 132045.4545 | 0.10782 | 0.11004 | 1200000 | 3 | 1 | 0 | 0 | 0 | 1 | Lateral Hardening-Fuse-10807589 | 1500Million | South Hillsborough | -1 | 3000
Lateral Hardening | Lateral Hardening-Fuse-92888573,1 | 14112 | 2065.381 | 12338.092 | 14284.8739 | 132500 | 0.10781 | 0.11042 | 1200000 | 2 | 1 | 0 | 0 | 0 | 1 | Lateral Hardening-Fuse-92888573 | 1500Million | Eastern | -1 | 3000
Lateral Hardening | Lateral Hardening-Fuse-92151791,1 | 13489 | 1766.8361 | 8627.5227 | 10241.7364 | 95000 | 0.10781 | 0.079167 | 1200000 | 4 | 1 | 0 | 0 | 0 | 1 | Lateral Hardening-Fuse-92151791 | 1500Million | South Hillsborough | -1 | 3000
Lateral Hardening | Lateral Hardening-Fuse-91577232,1 | 13254 | 3052.7145 | 8279.7782 | 11096.8454 | 102954.5455 | 0.10778 | 0.085795 | 1200000 | 6 | 1 | 0 | 0 | 0 | 1 | Lateral Hardening-Fuse-91577232 | 1500Million | South Hillsborough | -1 | 3000
Lateral Hardening | Lateral Hardening-Fuse-92640491,1 | 13458 | 1028.7993 | 4447.1105 | 5386.871 | 50000 | 0.10774 | 0.03447 | 1450549.4505 | 2 | 1 | 0 | 0 | 0 | 1 | Lateral Hardening-Fuse-92640491 | 1500Million | Eastern | -1 | 3000
Lateral Hardening | Lateral Hardening-Fuse-10693256,1 | 13854 | 1309.1231 | 3620.679 | 5750.4779 | 53409.0909 | 0.10767 | 0.044508 | 1200000 | 4 | 1 | 0 | 0 | 0 | 1 | Lateral Hardening-Fuse-10693256 | 1500Million | Plant City | -1 | 3000
Lateral Hardening | Lateral Hardening-Fuse-91804772,1 | 13329 | 0 | 15642.3226 | 15463.1273 | 143636.3636 | 0.10765 | 0.1197 | 1200000 | 15 | 1 | 0 | 0 | 0 | 1 | Lateral Hardening-Fuse-91804772 | 1500Million | Dade City | -1 | 3000
Lateral Hardening | Lateral Hardening-Fuse-10095511,1 | 13786 | 456.2097 | 7005.0414 | 7362.3773 | 68409.0909 | 0.10762 | 0.057008 | 1200000 | 1 | 1 | 0 | 0 | 0 | 1 | Lateral Hardening-Fuse-10095511 | 1500Million | Plant City | -1 | 3000
Lateral Hardening | Lateral Hardening-Fuse-60136950,1 | 13326 | 0 | 16503.1769 | 16314.1198 | 151590.9091 | 0.10762 | 0.12633 | 1200000 | 4 | 1 | 2 | 0 | 2 | 3 | Lateral Hardening-Fuse-60136950 | 1500Million | Eastern | -1 | 3000
Lateral Hardening | Lateral Hardening-Fuse-92734226,1 | 13070 | 0 | 10116.1702 | 10000.2814 | 92954.5455 | 0.10758 | 0.077462 | 1200000 | 1 | 1 | 0 | 0 | 0 | 1 | Lateral Hardening-Fuse-92734226 | 1500Million | Western | -1 | 3000
Lateral Hardening | Lateral Hardening-Fuse-92624919,1 | 13303 | 591.5043 | 7203.474 | 7688.4673 | 71590.9091 | 0.10739 | 0.059659 | 1200000 | 1 | 1 | 0 | 0 | 0 | 1 | Lateral Hardening-Fuse-92624919 | 1500Million | South Hillsborough | -1 | 3000
Lateral Hardening | Lateral Hardening-Fuse-91517889,1 | 13148 | 990.2301 | 4632.737 | 5539.8176 | 51590.9091 | 0.10738 | 0.042992 | 1200000 | 2 | 1 | 0 | 0 | 0 | 1 | Lateral Hardening-Fuse-91517889 | 1500Million | Plant City | -1 | 3000
Lateral Hardening | Lateral Hardening-Fuse-10129802,1 | 13423 | 3686.4146 | 61590.0218 | 64990.6051 | 605454.5455 | 0.10734 | 0.50455 | 1200000 | 4 | 1 | 0 | 0 | 0 | 1 | Lateral Hardening-Fuse-10129802 | 1500Million | Dade City | -1 | 3000
Lateral Hardening | Lateral Hardening-Fuse-10391657,1 | 13546 | 3986.5491 | 3872.7264 | 7634.7956 | 71136.3636 | 0.10733 | 0.05928 | 1200000 | 12 | 1 | 0 | 0 | 0 | 1 | Lateral Hardening-Fuse-10391657 | 1500Million | Central | -1 | 3000
Lateral Hardening | Lateral Hardening-Fuse-90953790,1 | 13943 | 0 | 20060.1672 | 19830.3619 | 184772.7273 | 0.10732 | 0.15398 | 1200000 | 13 | 1 | 0 | 0 | 0 | 1 | Lateral Hardening-Fuse-90953790 | 1500Million | Central | -1 | 3000
Lateral Hardening | Lateral Hardening-Fuse-10436885,1 | 13932 | 566.2612 | 4877.8403 | 5366.1058 | 50000 | 0.10732 | 0.026894 | 1859154.9296 | 1 | 1 | 0 | 0 | 0 | 1 | Lateral Hardening-Fuse-10436885 | 1500Million | Central | -1 | 3000
Lateral Hardening | Lateral Hardening-Fuse-90010418,1 | 13461 | 1492.6665 | 52696.4881 | 53587.3651 | 499318.1818 | 0.10732 | 0.4161 | 1200000 | 1 | 1 | 0 | 0 | 0 | 1 | Lateral Hardening-Fuse-90010418 | 1500Million | Eastern | -1 | 3000
Lateral Hardening | Lateral Hardening-Fuse-10635139,1 | 13242 | 5301.7097 | 8867.335 | 13829.6321 | 128863.6364 | 0.10732 | 0.10739 | 1200000 | 10 | 1 | 0 | 0 | 0 | 1 | Lateral Hardening-Fuse-10635139 | 1500Million | Plant City | -1 | 3000
Lateral Hardening | Lateral Hardening-Fuse-10657053,1 | 13098 | 2702.7775 | 25328.3447 | 27654.9865 | 257727.2727 | 0.1073 | 0.21477 | 1200000 | 4 | 1 | 0 | 0 | 0 | 1 | Lateral Hardening-Fuse-10657053 | 1500Million | Central | -1 | 3000
Lateral Hardening | Lateral Hardening-Fuse-10896377,1 | 13524 | 5275.1373 | 345.1485 | 5363.6563 | 50000 | 0.10727 | 0.035606 | 1404255.3191 | 6 | 1 | 0 | 0 | 0 | 1 | Lateral Hardening-Fuse-10896377 | 1500Million | Western | -1 | 3000
Lateral Hardening | Lateral Hardening-Fuse-92465940,1 | 13785 | 0 | 39908.9838 | 39779.3848 | 370909.0909 | 0.10725 | 0.30909 | 1200000 | 1 | 1 | 0 | 0 | 0 | 1 | Lateral Hardening-Fuse-92465940 | 1500Million | Plant City | -1 | 3000
Lateral Hardening | Lateral Hardening-Fuse-10758604,1 | 13422 | 3883.843 | 8868.3566 | 12475.6844 | 116363.6364 | 0.10721 | 0.09697 | 1200000 | 12 | 1 | 0 | 0 | 0 | 1 | Lateral Hardening-Fuse-10758604 | 1500Million | Dade City | -1 | 3000
Lateral Hardening | Lateral Hardening-Fuse-92677669,1 | 13805 | 0 | 7419.253 | 7334.2595 | 68409.0909 | 0.10721 | 0.057008 | 1200000 |  | 1 | 0 | 0 | 0 | 1 | Lateral Hardening-Fuse-92677669 | 1500Million | Plant City | -1 | 3000
Lateral Hardening | Lateral Hardening-Fuse-60005950,1 | 13899 | 4179.1423 | 10459.1913 | 14446.3302 | 134772.7273 | 0.10719 | 0.11231 | 1200000 | 4 | 1 | 0 | 0 | 0 | 1 | Lateral Hardening-Fuse-60005950 | 1500Million | South Hillsborough | -1 | 3000
Lateral Hardening | Lateral Hardening-Fuse-10605167,1 | 13924 | 512.8799 | 11106.2089 | 11473.1593 | 107045.4545 | 0.10718 | 0.089205 | 1200000 | 1 | 1 | 0 | 0 | 0 | 1 | Lateral Hardening-Fuse-10605167 | 1500Million | Winter Haven | -1 | 3000
Lateral Hardening | Lateral Hardening-Fuse-90418178,1 | 13007 | 0 | 21509.1841 | 40732.6957 | 380227.2727 | 0.10713 | 0.31686 | 1200000 | 2 | 1 | 0 | 0 | 0 | 1 | Lateral Hardening-Fuse-90418178 | 1500Million | Plant City | -1 | 3000
Lateral Hardening | Lateral Hardening-Fuse-60586034,1 | 13391 | 408.7251 | 5019.7711 | 5355.1009 | 50000 | 0.1071 | 0.035606 | 1404255.3191 | 1 | 1 | 0 | 0 | 0 | 1 | Lateral Hardening-Fuse-60586034 | 1500Million | Plant City | -1 | 3000
Lateral Hardening | Lateral Hardening-Fuse-92609206,1 | 13390 | 1113.1772 | 9108.6008 | 10075.8931 | 94090.9091 | 0.10709 | 0.078409 | 1200000 | 2 | 1 | 0 | 0 | 0 | 1 | Lateral Hardening-Fuse-92609206 | 1500Million | Plant City | -1 | 3000
Lateral Hardening | Lateral Hardening-Fuse-93070778,1 | 13167 | 5242.2534 | 363.968 | 5353.8252 | 50000 | 0.10708 | 0.017803 | 2808510.6383 | 7 | 1 | 0 | 0 | 0 | 1 | Lateral Hardening-Fuse-93070778 | 1500Million | Western | -1 | 3000
Lateral Hardening | Lateral Hardening-Fuse-92729869,1 | 13961 | 0 | 28792.2059 | 28690.3696 | 267954.5455 | 0.10707 | 0.2233 | 1200000 | 1 | 1 | 0 | 0 | 0 | 1 | Lateral Hardening-Fuse-92729869 | 1500Million | Plant City | -1 | 3000
Lateral Hardening | Lateral Hardening-Fuse-60182733,1 | 13312 | 6017.1368 | 4624.9056 | 10315.1204 | 96363.6364 | 0.10704 | 0.080303 | 1200000 | 16 | 1 | 0 | 0 | 0 | 1 | Lateral Hardening-Fuse-60182733 | 1500Million | Winter Haven | -1 | 3000
Lateral Hardening | Lateral Hardening-Fuse-91097544,1 | 13148 | 1135.2038 | 4320.0721 | 5350.9153 | 50000 | 0.10702 | 0.039962 | 1251184.8341 | 2 | 1 | 0 | 0 | 0 | 1 | Lateral Hardening-Fuse-91097544 | 1500Million | Plant City | -1 | 3000
Lateral Hardening | Lateral Hardening-Fuse-10075354,1 | 13656 | 12137.5219 | 3478.3427 | 14976.2573 | 140000 | 0.10697 | 0.11667 | 1200000 | 3 | 1 | 0 | 0 | 0 | 1 | Lateral Hardening-Fuse-10075354 | 1500Million | Plant City | -1 | 3000
Lateral Hardening | Lateral Hardening-Fuse-10487509,1 | 13458 | 0 | 6339.5722 | 6266.9473 | 58636.3636 | 0.10688 | 0.048864 | 1200000 | 7 | 1 | 1 | 0 | 1 | 2 | Lateral Hardening-Fuse-10487509 | 1500Million | Eastern | -1 | 3000
Lateral Hardening | Lateral Hardening-Fuse-60105304,1 | 13030 | 1448.8453 | 6079.7796 | 10053.8933 | 94090.9091 | 0.10685 | 0.078409 | 1200000 | 3 | 1 | 0 | 0 | 0 | 1 | Lateral Hardening-Fuse-60105304 | 1500Million | Winter Haven | -1 | 3000
Lateral Hardening | Lateral Hardening-Fuse-10487518,1 | 13458 | 0 | 5403.2563 | 5341.3576 | 50000 | 0.10683 | 0.036932 | 1353846.1538 | 2 | 1 | 0 | 0 | 0 | 1 | Lateral Hardening-Fuse-10487518 | 1500Million | Eastern | -1 | 3000
Lateral Hardening | Lateral Hardening-Fuse-92619322,1 | 13303 | 0 | 52995.7974 | 52788.3137 | 494318.1818 | 0.10679 | 0.41193 | 1200000 | 1 | 1 | 0 | 0 | 0 | 1 | Lateral Hardening-Fuse-92619322 | 1500Million | South Hillsborough | -1 | 3000
Lateral Hardening | Lateral Hardening-Fuse-10548836,1 | 13690 | 1930.0311 | 7102.755 | 8858.5886 | 82954.5455 | 0.10679 | 0.069129 | 1200000 | 5 | 1 | 0 | 0 | 0 | 1 | Lateral Hardening-Fuse-10548836 | 1500Million | Eastern | -1 | 3000
Lateral Hardening | Lateral Hardening-Fuse-10204413,1 | 13337 | 2842.4464 | 5871.963 | 8516.5974 | 79772.7273 | 0.10676 | 0.066477 | 1200000 | 6 | 1 | 0 | 0 | 0 | 1 | Lateral Hardening-Fuse-10204413 | 1500Million | Western | -1 | 3000
Lateral Hardening | Lateral Hardening-Fuse-90751259,1 | 13098 | 629.0688 | 5116.7031 | 6597.5991 | 61818.1818 | 0.10673 | 0.051515 | 1200000 | 2 | 1 | 0 | 0 | 0 | 1 | Lateral Hardening-Fuse-90751259 | 1500Million | Central | -1 | 3000
Lateral Hardening | Lateral Hardening-Fuse-92896852,1 | 13442 | 0 | 15818.2537 | 15756.7303 | 147727.2727 | 0.10666 | 0.12311 | 1200000 |  | 1 | 1 | 1 | 0 | 2 | Lateral Hardening-Fuse-92896852 | 1500Million | Winter Haven | -1 | 3000
Lateral Hardening | Lateral Hardening-Fuse-60048797,1 | 13622 | 937.6632 | 11835.7159 | 16524.2765 | 155000 | 0.10661 | 0.12917 | 1200000 | 1 | 1 | 0 | 0 | 0 | 1 | Lateral Hardening-Fuse-60048797 | 1500Million | Western | -1 | 3000
Lateral Hardening | Lateral Hardening-Fuse-93211919,1 | 13459 | 3765.7143 | 15150.1249 | 18655.4865 | 175000 | 0.1066 | 0.14583 | 1200000 | 3 | 1 | 0 | 0 | 0 | 1 | Lateral Hardening-Fuse-93211919 | 1500Million | Eastern | -1 | 3000
Lateral Hardening | Lateral Hardening-Fuse-10686055,1 | 13808 | 3750.9884 | 33454.4622 | 38275.6778 | 360000 | 0.10632 | 0.3 | 1200000 | 3 | 1 | 0 | 0 | 0 | 1 | Lateral Hardening-Fuse-10686055 | 1500Million | Plant City | -1 | 3000
Lateral Hardening | Lateral Hardening-Fuse-10087561,1 | 13389 | 723.6771 | 5779.928 | 7001.5231 | 65909.0909 | 0.10623 | 0.054924 | 1200000 | 2 | 1 | 0 | 0 | 0 | 1 | Lateral Hardening-Fuse-10087561 | 1500Million | Plant City | -1 | 3000
Lateral Hardening | Lateral Hardening-Fuse-90797626,1 | 13494 | 0 | 38908.5878 | 38752.5954 | 365000 | 0.10617 | 0.30417 | 1200000 | 260 | 1 | 4 | 0 | 4 | 5 | Lateral Hardening-Fuse-90797626 | 1500Million | South Hillsborough | -1 | 3000
Lateral Hardening | Lateral Hardening-Fuse-91150337,1 | 13187 | 1986.7021 | 9933.2918 | 11743.347 | 110681.8182 | 0.1061 | 0.092235 | 1200000 | 3 | 1 | 1 | 0 | 1 | 2 | Lateral Hardening-Fuse-91150337 | 1500Million | Central | -1 | 3000
Lateral Hardening | Lateral Hardening-Fuse-10429498,1 | 13835 | 0 | 13698.8385 | 13642.9292 | 128636.3636 | 0.10606 | 0.1072 | 1200000 | 2 | 1 | 1 | 0 | 1 | 2 | Lateral Hardening-Fuse-10429498 | 1500Million | Central | -1 | 3000
Lateral Hardening | Lateral Hardening-Fuse-90818527,1 | 13330 | 5799.0973 | 13406.7785 | 18917.9228 | 178409.0909 | 0.10604 | 0.14867 | 1200000 | 8 | 1 | 0 | 0 | 0 | 1 | Lateral Hardening-Fuse-90818527 | 1500Million | Dade City | -1 | 3000
Lateral Hardening | Lateral Hardening-Fuse-10781384,1 | 13712 | 2699.0839 | 15101.8667 | 17609.2215 | 166136.3636 | 0.10599 | 0.13845 | 1200000 | 3 | 1 | 0 | 0 | 0 | 1 | Lateral Hardening-Fuse-10781384 | 1500Million | Eastern | -1 | 3000
Lateral Hardening | Lateral Hardening-Fuse-60214778,1 | 13770 | 3408.8555 | 17182.4897 | 20295.415 | 191590.9091 | 0.10593 | 0.15966 | 1200000 | 8 | 1 | 0 | 0 | 0 | 1 | Lateral Hardening-Fuse-60214778 | 1500Million | Winter Haven | -1 | 3000
Lateral Hardening | Lateral Hardening-Fuse-91221952,1 | 13187 | 3877.79 | 3758.6278 | 7414.7111 | 70000 | 0.10592 | 0.058333 | 1200000 | 12 | 1 | 0 | 0 | 0 | 1 | Lateral Hardening-Fuse-91221952 | 1500Million | Central | -1 | 3000
Lateral Hardening | Lateral Hardening-Fuse-10453992,1 | 13130 | 806.4692 | 4886.3481 | 5607.6809 | 52954.5455 | 0.1059 | 0.044129 | 1200000 | 2 | 1 | 0 | 0 | 0 | 1 | Lateral Hardening-Fuse-10453992 | 1500Million | Eastern | -1 | 3000
Lateral Hardening | Lateral Hardening-Fuse-10443866,1 | 13172 | 0 | 12581.6126 | 12437.4801 | 117500 | 0.10585 | 0.097917 | 1200000 | 1 | 1 | 0 | 0 | 0 | 1 | Lateral Hardening-Fuse-10443866 | 1500Million | Eastern | -1 | 3000
Lateral Hardening | Lateral Hardening-Fuse-10371715,1 | 13100 | 0 | 7348.477 | 18088.8303 | 170909.0909 | 0.10584 | 0.14242 | 1200000 | 3 | 1 | 0 | 0 | 0 | 1 | Lateral Hardening-Fuse-10371715 | 1500Million | Central | -1 | 3000
Lateral Hardening | Lateral Hardening-Fuse-60302646,1 | 13071 | 8393.5223 | 32285.8051 | 40314.434 | 380909.0909 | 0.10584 | 0.31742 | 1200000 | 10 | 1 | 0 | 0 | 0 | 1 | Lateral Hardening-Fuse-60302646 | 1500Million | Western | -1 | 3000
Lateral Hardening | Lateral Hardening-Fuse-10195195,1 | 13323 | 23204.2006 | 21206.9247 | 43089.743 | 407500 | 0.10574 | 0.33958 | 1200000 | 43 | 1 | 0 | 0 | 0 | 1 | Lateral Hardening-Fuse-10195195 | 1500Million | Western | -1 | 3000
Lateral Hardening | Lateral Hardening-Fuse-10716379,1 | 13959 | 692.8833 | 8706.9891 | 9274.9967 | 87727.2727 | 0.10573 | 0.073106 | 1200000 | 1 | 1 | 0 | 0 | 0 | 1 | Lateral Hardening-Fuse-10716379 | 1500Million | Plant City | -1 | 3000
Lateral Hardening | Lateral Hardening-Fuse-90112748,1 | 13896 | 11764.4462 | 12436.203 | 23536.0326 | 222727.2727 | 0.10567 | 0.18561 | 1200000 | 26 | 1 | 0 | 0 | 0 | 1 | Lateral Hardening-Fuse-90112748 | 1500Million | South Hillsborough | -1 | 3000
Lateral Hardening | Lateral Hardening-Fuse-10241575,1 | 13517 | 0 | 21169.9314 | 20927.4128 | 198181.8182 | 0.1056 | 0.16515 | 1200000 | 24 | 1 | 1 | 0 | 1 | 2 | Lateral Hardening-Fuse-10241575 | 1500Million | Western | -1 | 3000
Lateral Hardening | Lateral Hardening-Fuse-10282728,1 | 13669 | 6440.862 | 23853.7919 | 29926.4096 | 283409.0909 | 0.10559 | 0.23617 | 1200000 | 7 | 1 | 0 | 0 | 0 | 1 | Lateral Hardening-Fuse-10282728 | 1500Million | Western | -1 | 3000
Lateral Hardening | Lateral Hardening-Fuse-10299740,1 | 13747 | 0 | 12591.4404 | 12447.1953 | 117954.5455 | 0.10553 | 0.098295 | 1200000 | 16 | 1 | 0 | 0 | 0 | 1 | Lateral Hardening-Fuse-10299740 | 1500Million | Western | -1 | 3000
Lateral Hardening | Lateral Hardening-Fuse-10503439,1 | 13576 | 0 | 8175.6179 | 8081.9597 | 76590.9091 | 0.10552 | 0.063826 | 1200000 | 1 | 1 | 0 | 0 | 0 | 1 | Lateral Hardening-Fuse-10503439 | 1500Million | Eastern | -1 | 3000
Lateral Hardening | Lateral Hardening-Fuse-10686075,1 | 13808 | 3412.4589 | 9707.8765 | 12851.0825 | 121818.1818 | 0.10549 | 0.10152 | 1200000 | 5 | 1 | 0 | 0 | 0 | 1 | Lateral Hardening-Fuse-10686075 | 1500Million | Plant City | -1 | 3000
Lateral Hardening | Lateral Hardening-Fuse-10643465,1 | 13390 | 653.439 | 5130.1328 | 6951.6715 | 65909.0909 | 0.10547 | 0.054924 | 1200000 | 1 | 1 | 0 | 0 | 0 | 1 | Lateral Hardening-Fuse-10643465 | 1500Million | Plant City | -1 | 3000
Lateral Hardening | Lateral Hardening-Fuse-60048858,1 | 13622 | 897.2905 | 5645.9529 | 6447.3478 | 61136.3636 | 0.10546 | 0.050947 | 1200000 | 2 | 1 | 1 | 0 | 1 | 2 | Lateral Hardening-Fuse-60048858 | 1500Million | Western | -1 | 3000
Lateral Hardening | Lateral Hardening-Fuse-10645475,1 | 13148 | 2185.2532 | 13598.2185 | 15553.034 | 147500 | 0.10544 | 0.12292 | 1200000 | 3 | 1 | 0 | 0 | 0 | 1 | Lateral Hardening-Fuse-10645475 | 1500Million | Plant City | -1 | 3000
Lateral Hardening | Lateral Hardening-Fuse-60028980,1 | 13088 | 4055.1326 | 5088.9712 | 8906.2709 | 84545.4545 | 0.10534 | 0.070455 | 1200000 | 10 | 1 | 0 | 0 | 0 | 1 | Lateral Hardening-Fuse-60028980 | 1500Million | Central | -1 | 3000
Lateral Hardening | Lateral Hardening-Fuse-10916766,1 | 13805 | 913.7585 | 9502.4274 | 10340.7298 | 98181.8182 | 0.10532 | 0.081818 | 1200000 | 1 | 1 | 0 | 0 | 0 | 1 | Lateral Hardening-Fuse-10916766 | 1500Million | Plant City | -1 | 3000
Lateral Hardening | Lateral Hardening-Fuse-60117377,1 | 13101 | 6115.9714 | 3792.3373 | 9568.0754 | 90909.0909 | 0.10525 | 0.075758 | 1200000 | 28 | 1 | 0 | 0 | 0 | 1 | Lateral Hardening-Fuse-60117377 | 1500Million | Central | -1 | 3000
Lateral Hardening | Lateral Hardening-Fuse-91251022,1 | 13679 | 1837.5761 | 11793.7499 | 13536.0952 | 128636.3636 | 0.10523 | 0.1072 | 1200000 | 2 | 1 | 0 | 0 | 0 | 1 | Lateral Hardening-Fuse-91251022 | 1500Million | Western | -1 | 3000
Lateral Hardening | Lateral Hardening-Fuse-10436881,1 | 13932 | 6159.4351 | 7216.3174 | 13030.3507 | 123863.6364 | 0.1052 | 0.10322 | 1200000 | 10 | 1 | 0 | 0 | 0 | 1 | Lateral Hardening-Fuse-10436881 | 1500Million | Central | -1 | 3000
Lateral Hardening | Lateral Hardening-Fuse-10895192,1 | 13003 | 0 | 15418.2854 | 15369.9597 | 146136.3636 | 0.10518 | 0.12178 | 1200000 | 1 | 1 | 0 | 0 | 0 | 1 | Lateral Hardening-Fuse-10895192 | 1500Million | South Hillsborough | -1 | 3000
Lateral Hardening | Lateral Hardening-Fuse-10548823,1 | 13690 | 861.4486 | 5360.5531 | 8366.0918 | 79545.4545 | 0.10517 | 0.066288 | 1200000 | 3 | 1 | 1 | 1 | 0 | 2 | Lateral Hardening-Fuse-10548823 | 1500Million | Eastern | -1 | 3000
Lateral Hardening | Lateral Hardening-Fuse-60567510,1 | 13817 | 4855.5476 | 23178.0868 | 35851.4882 | 340909.0909 | 0.10516 | 0.28409 | 1200000 | 7 | 1 | 0 | 0 | 0 | 1 | Lateral Hardening-Fuse-60567510 | 1500Million | South Hillsborough | -1 | 3000
Lateral Hardening | Lateral Hardening-Fuse-91553312,1 | 13808 | 715.2724 | 9382.1127 | 9961.5225 | 94772.7273 | 0.10511 | 0.078977 | 1200000 | 1 | 1 | 0 | 0 | 0 | 1 | Lateral Hardening-Fuse-91553312 | 1500Million | Plant City | -1 | 3000
Lateral Hardening | Lateral Hardening-Fuse-93299114,1 | 13808 | 1738.8771 | 5907.847 | 7499.3229 | 71363.6364 | 0.10509 | 0.05947 | 1200000 | 4 | 1 | 0 | 0 | 0 | 1 | Lateral Hardening-Fuse-93299114 | 1500Million | Plant City | -1 | 3000
Lateral Hardening | Lateral Hardening-Fuse-93314697,1 | 13303 | 0 | 5314.8113 | 5253.9259 | 50000 | 0.10508 | 0.038636 | 1294117.6471 | 2 | 1 | 0 | 0 | 0 | 1 | Lateral Hardening-Fuse-93314697 | 1500Million | South Hillsborough | -1 | 3000
Lateral Hardening | Lateral Hardening-Fuse-92701784,1 | 13299 | 783.3855 | 8123.4663 | 8787.5757 | 83636.3636 | 0.10507 | 0.069697 | 1200000 | 2 | 1 | 0 | 0 | 0 | 1 | Lateral Hardening-Fuse-92701784 | 1500Million | Winter Haven | -1 | 3000
Lateral Hardening | Lateral Hardening-Fuse-10570216,1 | 13373 | 2235.5987 | 5659.681 | 7733.4776 | 73636.3636 | 0.10502 | 0.061364 | 1200000 | 4 | 1 | 0 | 0 | 0 | 1 | Lateral Hardening-Fuse-10570216 | 1500Million | Winter Haven | -1 | 3000
Lateral Hardening | Lateral Hardening-Fuse-10075343,1 | 13656 | 1964.1164 | 16677.5973 | 18378.8443 | 175000 | 0.10502 | 0.14583 | 1200000 | 3 | 1 | 0 | 0 | 0 | 1 | Lateral Hardening-Fuse-10075343 | 1500Million | Plant City | -1 | 3000
Lateral Hardening | Lateral Hardening-Fuse-91187239,1 | 13298 | 14042.1194 | 47938.6612 | 83166.1642 | 792045.4545 | 0.105 | 0.66004 | 1200000 | 26 | 1 | 0 | 0 | 0 | 1 | Lateral Hardening-Fuse-91187239 | 1500Million | Winter Haven | -1 | 3000
Lateral Hardening | Lateral Hardening-Fuse-60121134,3 | 13546 | 0 | 53561.1515 | 52947.5656 | 504363.6364 | 0.10498 | 0.52538 | 960000 | 8 | 3 | 2 | 0 | 2 | 5 | Lateral Hardening-Fuse-60121134, Lateral Hardening-Fuse-10391640, Lateral Hardening-Fuse-92987521 | 1500Million | Central | -1 | 3000
Lateral Hardening | Lateral Hardening-Fuse-90301178,1 | 13813 | 6750.854 | 48846.5288 | 55110.9403 | 525000 | 0.10497 | 0.4375 | 1200000 | 7 | 1 | 1 | 0 | 1 | 2 | Lateral Hardening-Fuse-90301178 | 1500Million | Dade City | -1 | 3000
Lateral Hardening | Lateral Hardening-Fuse-10679447,1 | 13807 | 5825.0831 | 13050.0929 | 18551.2402 | 176818.1818 | 0.10492 | 0.14735 | 1200000 | 7 | 1 | 0 | 0 | 0 | 1 | Lateral Hardening-Fuse-10679447 | 1500Million | Plant City | -1 | 3000
Lateral Hardening | Lateral Hardening-Fuse-10457710,1 | 13229 | 0 | 16951.2215 | 16757.0316 | 159772.7273 | 0.10488 | 0.13314 | 1200000 | 7 | 1 | 0 | 0 | 0 | 1 | Lateral Hardening-Fuse-10457710 | 1500Million | Eastern | -1 | 3000
Lateral Hardening | Lateral Hardening-Fuse-10668787,1 | 13723 | 2965.2918 | 10124.0973 | 12932.1662 | 123409.0909 | 0.10479 | 0.10284 | 1200000 | 4 | 1 | 0 | 0 | 0 | 1 | Lateral Hardening-Fuse-10668787 | 1500Million | Plant City | -1 | 3000
Lateral Hardening | Lateral Hardening-Fuse-10242261,5 | 13520 | 10283.9376 | 38968.1598 | 49340.1953 | 470909.0909 | 0.10478 | 0.49053 | 960000 | 1 | 5 | 10 | 0 | 10 | 15 | Lateral Hardening-Fuse-10242261, Lateral Hardening-Fuse-10242256, Lateral Hardening-Fuse-92865587, Lateral Hardening-Fuse-93297989, Lateral Hardening-Fuse-10242254 | 1500Million | Western | -1 | 3000
Lateral Hardening | Lateral Hardening-Fuse-60124053,1 | 13218 | 2918.8849 | 10188.2583 | 12926.2449 | 123409.0909 | 0.10474 | 0.10284 | 1200000 | 4 | 1 | 0 | 0 | 0 | 1 | Lateral Hardening-Fuse-60124053 | 1500Million | Western | -1 | 3000
Lateral Hardening | Lateral Hardening-Fuse-92606203,1 | 13390 | 2412.5677 | 8121.6959 | 10401.2407 | 99318.1818 | 0.10473 | 0.082765 | 1200000 | 3 | 1 | 0 | 0 | 0 | 1 | Lateral Hardening-Fuse-92606203 | 1500Million | Plant City | -1 | 3000
Lateral Hardening | Lateral Hardening-Fuse-90127147,1 | 13461 | 879.8245 | 5497.315 | 6282.579 | 60000 | 0.10471 | 0.05 | 1200000 | 2 | 1 | 0 | 0 | 0 | 1 | Lateral Hardening-Fuse-90127147 | 1500Million | Eastern | -1 | 3000
Lateral Hardening | Lateral Hardening-Fuse-90294967,1 | 13431 | 1000.4645 | 19072.077 | 19959.6607 | 190681.8182 | 0.10468 | 0.1589 | 1200000 | 1 | 1 | 0 | 0 | 0 | 1 | Lateral Hardening-Fuse-90294967 | 1500Million | Dade City | -1 | 3000
Lateral Hardening | Lateral Hardening-Fuse-90945442,1 | 13546 | 0 | 20238.2623 | 20006.4167 | 191136.3636 | 0.10467 | 0.15928 | 1200000 | 3 | 1 | 1 | 1 | 0 | 2 | Lateral Hardening-Fuse-90945442 | 1500Million | Central | -1 | 3000
Lateral Hardening | Lateral Hardening-Fuse-92682677,1 | 13805 | 2474.6781 | 16276.0413 | 18566.3291 | 177500 | 0.1046 | 0.14792 | 1200000 | 2 | 1 | 0 | 0 | 0 | 1 | Lateral Hardening-Fuse-92682677 | 1500Million | Plant City | -1 | 3000
Lateral Hardening | Lateral Hardening-Fuse-10629077,1 | 13787 | 2934.4593 | 2481.9931 | 5962.7383 | 57045.4545 | 0.10453 | 0.047538 | 1200000 | 13 | 1 | 0 | 0 | 0 | 1 | Lateral Hardening-Fuse-10629077 | 1500Million | Plant City | -1 | 3000
Lateral Hardening | Lateral Hardening-Fuse-10710599,1 | 14001 | 0 | 47104.8209 | 46771.4204 | 447500 | 0.10452 | 0.37292 | 1200000 | 4 | 1 | 0 | 0 | 0 | 1 | Lateral Hardening-Fuse-10710599 | 1500Million | Plant City | -1 | 3000
Lateral Hardening | Lateral Hardening-Fuse-10482595,1 | 13457 | 0 | 10363.6535 | 10306.9203 | 98636.3636 | 0.10449 | 0.082197 | 1200000 | 1 | 1 | 1 | 0 | 1 | 2 | Lateral Hardening-Fuse-10482595 | 1500Million | Eastern | -1 | 3000
Lateral Hardening | Lateral Hardening-Fuse-91237240,1 | 13124 | 0 | 6268.6034 | 6196.7915 | 59318.1818 | 0.10447 | 0.049432 | 1200000 |  | 1 | 0 | 0 | 0 | 1 | Lateral Hardening-Fuse-91237240 | 1500Million | Plant City | -1 | 3000
Lateral Hardening | Lateral Hardening-Fuse-10675172,1 | 13464 | 6108.0752 | 5174.2 | 10955.766 | 105000 | 0.10434 | 0.0875 | 1200000 | 14 | 1 | 0 | 0 | 0 | 1 | Lateral Hardening-Fuse-10675172 | 1500Million | Plant City | -1 | 3000
Lateral Hardening | Lateral Hardening-Fuse-10745598,1 | 13330 | 1552.5279 | 9755.9071 | 11611.3776 | 111363.6364 | 0.10427 | 0.092803 | 1200000 | 2 | 1 | 0 | 0 | 0 | 1 | Lateral Hardening-Fuse-10745598 | 1500Million | Dade City | -1 | 3000
Lateral Hardening | Lateral Hardening-Fuse-92655429,1 | 13198 | 2686.0085 | 4235.7392 | 6752.0024 | 64772.7273 | 0.10424 | 0.053977 | 1200000 | 9 | 1 | 0 | 0 | 0 | 1 | Lateral Hardening-Fuse-92655429 | 1500Million | Western | -1 | 3000
Lateral Hardening | Lateral Hardening-Fuse-91168476,1 | 13034 | 3488.1354 | 7045.3681 | 10300.1658 | 98863.6364 | 0.10419 | 0.082386 | 1200000 | 10 | 1 | 0 | 0 | 0 | 1 | Lateral Hardening-Fuse-91168476 | 1500Million | Central | -1 | 3000
Lateral Hardening | Lateral Hardening-Fuse-91227405,1 | 13298 | 1753.272 | 18573.2414 | 20209.2669 | 194090.9091 | 0.10412 | 0.16174 | 1200000 | 2 | 1 | 0 | 0 | 0 | 1 | Lateral Hardening-Fuse-91227405 | 1500Million | Winter Haven | -1 | 3000
Lateral Hardening | Lateral Hardening-Fuse-93020649,1 | 13840 | 5277.93 | 5543.3955 | 10529.3926 | 101136.3636 | 0.10411 | 0.08428 | 1200000 | 10 | 1 | 0 | 0 | 0 | 1 | Lateral Hardening-Fuse-93020649 | 1500Million | Central | -1 | 3000
Lateral Hardening | Lateral Hardening-Fuse-10142271,1 | 13034 | 6808.1059 | 8259.8464 | 14656.1856 | 140909.0909 | 0.10401 | 0.11742 | 1200000 | 20 | 1 | 0 | 0 | 0 | 1 | Lateral Hardening-Fuse-10142271 | 1500Million | Central | -1 | 3000
Lateral Hardening | Lateral Hardening-Fuse-10635159,1 | 13242 | 3397.7236 | 11289.3134 | 14462.2825 | 139090.9091 | 0.10398 | 0.11591 | 1200000 | 3 | 1 | 0 | 0 | 0 | 1 | Lateral Hardening-Fuse-10635159 | 1500Million | Plant City | -1 | 3000
Lateral Hardening | Lateral Hardening-Fuse-10635138,1 | 13242 | 3326.7329 | 6193.153 | 9298.8128 | 89545.4545 | 0.10384 | 0.074621 | 1200000 | 8 | 1 | 0 | 0 | 0 | 1 | Lateral Hardening-Fuse-10635138 | 1500Million | Plant City | -1 | 3000
Lateral Hardening | Lateral Hardening-Fuse-91474542,1 | 14306 | 1287.9764 | 4002.6254 | 5185.7549 | 50000 | 0.10372 | 0.033902 | 1474860.3352 | 4 | 1 | 0 | 0 | 0 | 1 | Lateral Hardening-Fuse-91474542 | 1500Million | Dade City | -1 | 3000
Lateral Hardening | Lateral Hardening-Fuse-10605105,1 | 13924 | 0 | 152423.3315 | 150308.0241 | 1451136.3636 | 0.10358 | 1.2093 | 1200000 | 1 | 1 | 0 | 0 | 0 | 1 | Lateral Hardening-Fuse-10605105 | 1500Million | Winter Haven | -1 | 3000
Lateral Hardening | Lateral Hardening-Fuse-91097115,1 | 13787 | 2118.5392 | 13329.9955 | 16375.8354 | 158181.8182 | 0.10353 | 0.13182 | 1200000 | 2 | 1 | 0 | 0 | 0 | 1 | Lateral Hardening-Fuse-91097115 | 1500Million | Plant City | -1 | 3000
Lateral Hardening | Lateral Hardening-Fuse-60146776,1 | 13436 | 19030.5175 | 6128.9464 | 24228.6756 | 234318.1818 | 0.1034 | 0.19527 | 1200000 | 48 | 1 | 1 | 0 | 1 | 2 | Lateral Hardening-Fuse-60146776 | 1500Million | Eastern | -1 | 3000
Lateral Hardening | Lateral Hardening-Fuse-93207524,1 | 13656 | 591.9627 | 7840.0033 | 8317.0781 | 80454.5455 | 0.10338 | 0.067045 | 1200000 | 1 | 1 | 0 | 0 | 0 | 1 | Lateral Hardening-Fuse-93207524 | 1500Million | Plant City | -1 | 3000
Lateral Hardening | Lateral Hardening-Fuse-90906115,1 | 13055 | 0 | 15304.5522 | 15129.2263 | 146363.6364 | 0.10337 | 0.12197 | 1200000 | 1 | 1 | 0 | 0 | 0 | 1 | Lateral Hardening-Fuse-90906115 | 1500Million | Central | -1 | 3000
Lateral Hardening | Lateral Hardening-Fuse-60071031,1 | 13077 | 4397.7783 | 4443.017 | 10500.6741 | 101590.9091 | 0.10336 | 0.084659 | 1200000 | 17 | 1 | 0 | 0 | 0 | 1 | Lateral Hardening-Fuse-60071031 | 1500Million | Western | -1 | 3000
Lateral Hardening | Lateral Hardening-Fuse-60059312,1 | 13205 | 2255.7172 | 4618.5157 | 6716.6341 | 65000 | 0.10333 | 0.054167 | 1200000 | 6 | 1 | 1 | 0 | 1 | 2 | Lateral Hardening-Fuse-60059312 | 1500Million | Central | -1 | 3000
Lateral Hardening | Lateral Hardening-Fuse-10807586,1 | 13020 | 8910.8889 | 11025.8328 | 19416.5058 | 187954.5455 | 0.1033 | 0.15663 | 1200000 | 18 | 1 | 0 | 0 | 0 | 1 | Lateral Hardening-Fuse-10807586 | 1500Million | South Hillsborough | -1 | 3000
Lateral Hardening | Lateral Hardening-Fuse-93276010,2 | 13213 | 0 | 12044.4679 | 11906.4889 | 115454.5455 | 0.10313 | 0.12027 | 960000 | 9 | 2 | 0 | 0 | 0 | 2 | Lateral Hardening-Fuse-93276010, Lateral Hardening-Fuse-93276012 | 1500Million | Eastern | -1 | 3000
Lateral Hardening | Lateral Hardening-Fuse-91902236,1 | 13461 | 0 | 15453.787 | 15276.7515 | 148181.8182 | 0.10309 | 0.12348 | 1200000 | 4 | 1 | 0 | 0 | 0 | 1 | Lateral Hardening-Fuse-91902236 | 1500Million | Eastern | -1 | 3000
Lateral Hardening | Lateral Hardening-Fuse-92269555,1 | 13786 | 337.3244 | 4883.8187 | 5150.8671 | 50000 | 0.10302 | 0.029356 | 1703225.8065 | 1 | 1 | 0 | 0 | 0 | 1 | Lateral Hardening-Fuse-92269555 | 1500Million | Plant City | -1 | 3000
Lateral Hardening | Lateral Hardening-Fuse-92963784,1 | 13006 | 19603.7358 | 6842.1252 | 25465.0291 | 247272.7273 | 0.10298 | 0.20606 | 1200000 | 3 | 1 | 0 | 0 | 0 | 1 | Lateral Hardening-Fuse-92963784 | 1500Million | Dade City | -1 | 3000
Lateral Hardening | Lateral Hardening-Fuse-90918318,1 | 13303 | 776.8089 | 4445.7926 | 5147.0591 | 50000 | 0.10294 | 0.036742 | 1360824.7423 | 3 | 1 | 0 | 0 | 0 | 1 | Lateral Hardening-Fuse-90918318 | 1500Million | South Hillsborough | -1 | 3000
Lateral Hardening | Lateral Hardening-Fuse-10671274,1 | 13724 | 3931.6412 | 21574.2795 | 25252.7142 | 245454.5455 | 0.10288 | 0.20455 | 1200000 | 6 | 1 | 0 | 0 | 0 | 1 | Lateral Hardening-Fuse-10671274 | 1500Million | Plant City | -1 | 3000
Lateral Hardening | Lateral Hardening-Fuse-91969226,1 | 13008 | 2078.6548 | 9307.8302 | 11214.2248 | 109090.9091 | 0.1028 | 0.090909 | 1200000 | 3 | 1 | 0 | 0 | 0 | 1 | Lateral Hardening-Fuse-91969226 | 1500Million | Plant City | -1 | 3000
Lateral Hardening | Lateral Hardening-Fuse-93304341,1 | 13808 | 626.7693 | 8300.9848 | 8806.111 | 85681.8182 | 0.10278 | 0.071402 | 1200000 | 1 | 1 | 0 | 0 | 0 | 1 | Lateral Hardening-Fuse-93304341 | 1500Million | Plant City | -1 | 3000
Lateral Hardening | Lateral Hardening-Fuse-91651993,1 | 14041 | 0 | 10844.9784 | 10791.3118 | 105000 | 0.10277 | 0.0875 | 1200000 |  | 1 | 0 | 0 | 0 | 1 | Lateral Hardening-Fuse-91651993 | 1500Million | Central | -1 | 3000
Lateral Hardening | Lateral Hardening-Fuse-92471096,1 | 13330 | 8989.1589 | 22535.576 | 30851.0494 | 300227.2727 | 0.10276 | 0.25019 | 1200000 | 17 | 1 | 0 | 0 | 0 | 1 | Lateral Hardening-Fuse-92471096 | 1500Million | Dade City | -1 | 3000
Lateral Hardening | Lateral Hardening-Fuse-60469650,1 | 13458 | 2373.9293 | 13508.5792 | 15686.881 | 152727.2727 | 0.10271 | 0.12727 | 1200000 | 2 | 1 | 1 | 0 | 1 | 2 | Lateral Hardening-Fuse-60469650 | 1500Million | Eastern | -1 | 3000
Lateral Hardening | Lateral Hardening-Fuse-92897388,1 | 13147 | 2567.2476 | 9594.3844 | 11927.8998 | 116136.3636 | 0.10271 | 0.09678 | 1200000 | 4 | 1 | 0 | 0 | 0 | 1 | Lateral Hardening-Fuse-92897388 | 1500Million | Plant City | -1 | 3000
Lateral Hardening | Lateral Hardening-Fuse-93058681,1 | 13593 | 0 | 33320.1151 | 33211.4579 | 323409.0909 | 0.10269 | 0.26951 | 1200000 | 6 | 1 | 3 | 0 | 3 | 4 | Lateral Hardening-Fuse-93058681 | 1500Million | Central | -1 | 3000
Lateral Hardening | Lateral Hardening-Fuse-92677037,1 | 13805 | 16296.0862 | 6986.9961 | 22434.765 | 218636.3636 | 0.10261 | 0.1822 | 1200000 | 2 | 1 | 0 | 0 | 0 | 1 | Lateral Hardening-Fuse-92677037 | 1500Million | Plant City | -1 | 3000
Lateral Hardening | Lateral Hardening-Fuse-10567085,1 | 13314 | 0 | 33545.5335 | 33161.2425 | 323181.8182 | 0.10261 | 0.26932 | 1200000 | 17 | 1 | 4 | 0 | 4 | 5 | Lateral Hardening-Fuse-10567085 | 1500Million | Winter Haven | -1 | 3000
Lateral Hardening | Lateral Hardening-Fuse-93237166,1 | 13696 | 2433.8932 | 6817.6572 | 9058.3625 | 88409.0909 | 0.10246 | 0.073674 | 1200000 | 5 | 1 | 0 | 0 | 0 | 1 | Lateral Hardening-Fuse-93237166 | 1500Million | Winter Haven | -1 | 3000
Lateral Hardening | Lateral Hardening-Fuse-10526053,1 | 14023 | 0 | 17806.0976 | 17602.1145 | 171818.1818 | 0.10245 | 0.14318 | 1200000 | 2 | 1 | 0 | 0 | 0 | 1 | Lateral Hardening-Fuse-10526053 | 1500Million | South Hillsborough | -1 | 3000
Lateral Hardening | Lateral Hardening-Fuse-93212865,1 | 13656 | 1563.9351 | 11228.5001 | 12685.4589 | 123863.6364 | 0.10241 | 0.10322 | 1200000 | 2 | 1 | 0 | 0 | 0 | 1 | Lateral Hardening-Fuse-93212865 | 1500Million | Plant City | -1 | 3000
Lateral Hardening | Lateral Hardening-Fuse-10829496,1 | 13687 | 1000.1789 | 9734.0203 | 10677.4552 | 104318.1818 | 0.10235 | 0.086932 | 1200000 | 1 | 1 | 1 | 0 | 1 | 2 | Lateral Hardening-Fuse-10829496 | 1500Million | Eastern | -1 | 3000
Lateral Hardening | Lateral Hardening-Fuse-90428763,1 | 13655 | 3467.9244 | 13390.0007 | 16674.1451 | 162954.5455 | 0.10232 | 0.1358 | 1200000 | 4 | 1 | 0 | 0 | 0 | 1 | Lateral Hardening-Fuse-90428763 | 1500Million | Plant City | -1 | 3000
Lateral Hardening | Lateral Hardening-Fuse-10558854,1 | 13299 | 1896.6519 | 29141.2918 | 30900.058 | 302045.4545 | 0.1023 | 0.2517 | 1200000 | 2 | 1 | 0 | 0 | 0 | 1 | Lateral Hardening-Fuse-10558854 | 1500Million | Winter Haven | -1 | 3000
Lateral Hardening | Lateral Hardening-Fuse-10089388,1 | 13278 | 0 | 51886.5431 | 51783.4998 | 506363.6364 | 0.10227 | 0.42197 | 1200000 | 7 | 1 | 1 | 0 | 1 | 2 | Lateral Hardening-Fuse-10089388 | 1500Million | Winter Haven | -1 | 3000
Lateral Hardening | Lateral Hardening-Fuse-90878773,1 | 13839 | 2685.4462 | 4600.9053 | 7110.7286 | 69545.4545 | 0.10225 | 0.057955 | 1200000 | 6 | 1 | 0 | 0 | 0 | 1 | Lateral Hardening-Fuse-90878773 | 1500Million | Central | -1 | 3000
Lateral Hardening | Lateral Hardening-Fuse-10310471,1 | 13338 | 0 | 29819.0614 | 29477.4601 | 288409.0909 | 0.10221 | 0.24034 | 1200000 | 1 | 1 | 2 | 0 | 2 | 3 | Lateral Hardening-Fuse-10310471 | 1500Million | Western | -1 | 3000
Lateral Hardening | Lateral Hardening-Fuse-93266655,1 | 13042 | 2970.2347 | 3676.8815 | 6479.4143 | 63409.0909 | 0.10218 | 0.052841 | 1200000 | 6 | 1 | 0 | 0 | 0 | 1 | Lateral Hardening-Fuse-93266655 | 1500Million | Central | -1 | 3000
Lateral Hardening | Lateral Hardening-Fuse-90281199,1 | 13096 | 2023.6173 | 11585.7632 | 13492.1583 | 132045.4545 | 0.10218 | 0.11004 | 1200000 | 2 | 1 | 0 | 0 | 0 | 1 | Lateral Hardening-Fuse-90281199 | 1500Million | Central | -1 | 3000
Lateral Hardening | Lateral Hardening-Fuse-10594255,2 | 13516 | 24585.2804 | 22101.3794 | 53063.0091 | 519636.3636 | 0.10212 | 0.54129 | 960000 | 74 | 2 | 0 | 0 | 0 | 2 | Lateral Hardening-Fuse-10594255, Lateral Hardening-Fuse-90527469 | 1500Million | Western | -1 | 3000
Lateral Hardening | Lateral Hardening-Fuse-91097546,1 | 13148 | 2837.2628 | 7049.7786 | 9721.5902 | 95227.2727 | 0.10209 | 0.079356 | 1200000 | 3 | 1 | 0 | 0 | 0 | 1 | Lateral Hardening-Fuse-91097546 | 1500Million | Plant City | -1 | 3000
Lateral Hardening | Lateral Hardening-Fuse-10686123,1 | 13808 | 9125.1542 | 11484.479 | 20168.9018 | 197727.2727 | 0.102 | 0.16477 | 1200000 | 14 | 1 | 0 | 0 | 0 | 1 | Lateral Hardening-Fuse-10686123 | 1500Million | Plant City | -1 | 3000
Lateral Hardening | Lateral Hardening-Fuse-93326122,1 | 13906 | 4125.9031 | 7047.1814 | 10909.0048 | 107045.4545 | 0.10191 | 0.089205 | 1200000 | 8 | 1 | 0 | 0 | 0 | 1 | Lateral Hardening-Fuse-93326122 | 1500Million | Eastern | -1 | 3000
Lateral Hardening | Lateral Hardening-Fuse-90101989,1 | 13808 | 0 | 6760.5189 | 6683.0718 | 65681.8182 | 0.10175 | 0.054735 | 1200000 | 1 | 1 | 0 | 0 | 0 | 1 | Lateral Hardening-Fuse-90101989 | 1500Million | Plant City | -1 | 3000
Lateral Hardening | Lateral Hardening-Fuse-10643403,1 | 13390 | 1554.638 | 5459.6205 | 9317.7423 | 91590.9091 | 0.10173 | 0.076326 | 1200000 | 2 | 1 | 0 | 0 | 0 | 1 | Lateral Hardening-Fuse-10643403 | 1500Million | Plant City | -1 | 3000
Lateral Hardening | Lateral Hardening-Fuse-60182862,1 | 13808 | 5105.3148 | 21040.6526 | 31854.5758 | 313181.8182 | 0.10171 | 0.26098 | 1200000 | 5 | 1 | 0 | 0 | 0 | 1 | Lateral Hardening-Fuse-60182862 | 1500Million | Plant City | -1 | 3000
Lateral Hardening | Lateral Hardening-Fuse-10167793,1 | 13206 | 2559.7735 | 2673.8731 | 5085.2402 | 50000 | 0.1017 | 0.037689 | 1326633.1658 | 11 | 1 | 0 | 0 | 0 | 1 | Lateral Hardening-Fuse-10167793 | 1500Million | Western | -1 | 3000
Lateral Hardening | Lateral Hardening-Fuse-91005725,1 | 13656 | 1650.2144 | 5273.5272 | 6950.2099 | 68409.0909 | 0.1016 | 0.057008 | 1200000 | 2 | 1 | 0 | 0 | 0 | 1 | Lateral Hardening-Fuse-91005725 | 1500Million | Plant City | -1 | 3000
Lateral Hardening | Lateral Hardening-Fuse-93325188,1 | 13906 | 2052.8854 | 11549.8221 | 13403.7969 | 132045.4545 | 0.10151 | 0.11004 | 1200000 | 3 | 1 | 0 | 0 | 0 | 1 | Lateral Hardening-Fuse-93325188 | 1500Million | Eastern | -1 | 3000
Lateral Hardening | Lateral Hardening-Fuse-60208169,1 | 13431 | 0 | 37024.8456 | 36600.6963 | 360909.0909 | 0.10141 | 0.30076 | 1200000 |  | 1 | 0 | 0 | 0 | 1 | Lateral Hardening-Fuse-60208169 | 1500Million | Dade City | -1 | 3000
Lateral Hardening | Lateral Hardening-Fuse-10556575,1 | 13298 | 1826.4326 | 28325.8546 | 29915.3422 | 295000 | 0.10141 | 0.24583 | 1200000 | 2 | 1 | 1 | 0 | 1 | 2 | Lateral Hardening-Fuse-10556575 | 1500Million | Winter Haven | -1 | 3000
Lateral Hardening | Lateral Hardening-Fuse-90461242,1 | 13461 | 824.8229 | 7326.2179 | 8065.1159 | 79545.4545 | 0.10139 | 0.066288 | 1200000 | 1 | 1 | 0 | 0 | 0 | 1 | Lateral Hardening-Fuse-90461242 | 1500Million | Eastern | -1 | 3000
Lateral Hardening | Lateral Hardening-Fuse-10162585,1 | 13031 | 8604.0891 | 20076.919 | 28065.1877 | 276818.1818 | 0.10138 | 0.23068 | 1200000 | 27 | 1 | 0 | 0 | 0 | 1 | Lateral Hardening-Fuse-10162585 | 1500Million | Winter Haven | -1 | 3000
Lateral Hardening | Lateral Hardening-Fuse-10679440,1 | 13807 | 899.2823 | 5354.0723 | 6193.5497 | 61136.3636 | 0.10131 | 0.050947 | 1200000 | 1 | 1 | 0 | 0 | 0 | 1 | Lateral Hardening-Fuse-10679440 | 1500Million | Plant City | -1 | 3000
Lateral Hardening | Lateral Hardening-Fuse-90100454,1 | 13808 | 1612.7599 | 20733.2699 | 22217.4103 | 219318.1818 | 0.1013 | 0.18277 | 1200000 | 2 | 1 | 0 | 0 | 0 | 1 | Lateral Hardening-Fuse-90100454 | 1500Million | Plant City | -1 | 3000
Lateral Hardening | Lateral Hardening-Fuse-10676173,1 | 14123 | 512.4085 | 6439.0864 | 6859.1455 | 67727.2727 | 0.10128 | 0.056439 | 1200000 | 1 | 1 | 0 | 0 | 0 | 1 | Lateral Hardening-Fuse-10676173 | 1500Million | Plant City | -1 | 3000
Lateral Hardening | Lateral Hardening-Fuse-91402122,1 | 13298 | 12893.3828 | 56690.431 | 68748.8222 | 678863.6364 | 0.10127 | 0.56572 | 1200000 | 12 | 1 | 1 | 0 | 1 | 2 | Lateral Hardening-Fuse-91402122 | 1500Million | Winter Haven | -1 | 3000
Lateral Hardening | Lateral Hardening-Fuse-92313847,1 | 13233 | 1456.932 | 4949.9365 | 6283.3672 | 62045.4545 | 0.10127 | 0.051705 | 1200000 | 4 | 1 | 0 | 0 | 0 | 1 | Lateral Hardening-Fuse-92313847 | 1500Million | South Hillsborough | -1 | 3000
Lateral Hardening | Lateral Hardening-Fuse-10101267,1 | 13046 | 2651.5459 | 1892.3998 | 5359.2935 | 52954.5455 | 0.10121 | 0.044129 | 1200000 | 13 | 1 | 0 | 0 | 0 | 1 | Lateral Hardening-Fuse-10101267 | 1500Million | Central | -1 | 3000
Lateral Hardening | Lateral Hardening-Fuse-90968441,1 | 13769 | 0 | 55688.3038 | 55464.0478 | 548409.0909 | 0.10114 | 0.45701 | 1200000 |  | 1 | 0 | 0 | 0 | 1 | Lateral Hardening-Fuse-90968441 | 1500Million | Winter Haven | -1 | 3000
Lateral Hardening | Lateral Hardening-Fuse-90840668,1 | 13422 | 820.6931 | 26196.9346 | 26913.3775 | 266136.3636 | 0.10113 | 0.22178 | 1200000 | 1 | 1 | 0 | 0 | 0 | 1 | Lateral Hardening-Fuse-90840668 | 1500Million | Dade City | -1 | 3000
Lateral Hardening | Lateral Hardening-Fuse-90311205,1 | 13817 | 0 | 41521.7516 | 42479.9476 | 420227.2727 | 0.10109 | 0.35019 | 1200000 |  | 1 | 0 | 0 | 0 | 1 | Lateral Hardening-Fuse-90311205 | 1500Million | South Hillsborough | -1 | 3000
Lateral Hardening | Lateral Hardening-Fuse-10686101,1 | 13808 | 1200.0712 | 5973.8496 | 7069.0827 | 70000 | 0.10099 | 0.058333 | 1200000 | 2 | 1 | 0 | 0 | 0 | 1 | Lateral Hardening-Fuse-10686101 | 1500Million | Plant City | -1 | 3000
Lateral Hardening | Lateral Hardening-Fuse-93326900,1 | 13723 | 3736.6982 | 8966.2874 | 12508.5643 | 123863.6364 | 0.10099 | 0.10322 | 1200000 | 3 | 1 | 0 | 0 | 0 | 1 | Lateral Hardening-Fuse-93326900 | 1500Million | Plant City | -1 | 3000
Lateral Hardening | Lateral Hardening-Fuse-93179555,1 | 13365 | 0 | 8982.8991 | 8879.9927 | 87954.5455 | 0.10096 | 0.073295 | 1200000 | 7 | 1 | 2 | 0 | 2 | 3 | Lateral Hardening-Fuse-93179555 | 1500Million | Central | -1 | 3000
Lateral Hardening | Lateral Hardening-Fuse-10605174,1 | 13924 | 2865.3767 | 39516.0582 | 42064.3775 | 416818.1818 | 0.10092 | 0.34735 | 1200000 | 4 | 1 | 0 | 0 | 0 | 1 | Lateral Hardening-Fuse-10605174 | 1500Million | Winter Haven | -1 | 3000
Lateral Hardening | Lateral Hardening-Fuse-10141680,1 | 13122 | 0 | 13570.4064 | 13414.9465 | 132954.5455 | 0.1009 | 0.1108 | 1200000 | 3 | 1 | 0 | 0 | 0 | 1 | Lateral Hardening-Fuse-10141680 | 1500Million | Plant City | -1 | 3000
Lateral Hardening | Lateral Hardening-Fuse-93062116,1 | 13813 | 656.2933 | 15148.424 | 15607.141 | 154772.7273 | 0.10084 | 0.12898 | 1200000 | 1 | 1 | 0 | 0 | 0 | 1 | Lateral Hardening-Fuse-93062116 | 1500Million | Dade City | -1 | 3000
Lateral Hardening | Lateral Hardening-Fuse-10629071,1 | 13146 | 1128.2868 | 7739.1246 | 9096.9791 | 90227.2727 | 0.10082 | 0.075189 | 1200000 | 1 | 1 | 0 | 0 | 0 | 1 | Lateral Hardening-Fuse-10629071 | 1500Million | Plant City | -1 | 3000
Lateral Hardening | Lateral Hardening-Fuse-91591093,1 | 13838 | 5064.3538 | 225.5838 | 5039.727 | 50000 | 0.10079 | 0.024811 | 2015267.1756 | 8 | 1 | 0 | 0 | 0 | 1 | Lateral Hardening-Fuse-91591093 | 1500Million | Central | -1 | 3000
Lateral Hardening | Lateral Hardening-Fuse-92527632,1 | 13219 | 4613.2601 | 8273.2166 | 12596.4082 | 125000 | 0.10077 | 0.10417 | 1200000 | 11 | 1 | 0 | 0 | 0 | 1 | Lateral Hardening-Fuse-92527632 | 1500Million | Western | -1 | 3000
Lateral Hardening | Lateral Hardening-Fuse-92694363,1 | 13391 | 882.4453 | 7756.1448 | 8575.5571 | 85227.2727 | 0.10062 | 0.071023 | 1200000 | 1 | 1 | 0 | 0 | 0 | 1 | Lateral Hardening-Fuse-92694363 | 1500Million | Plant City | -1 | 3000
Lateral Hardening | Lateral Hardening-Fuse-10000873,1 | 13236 | 4035.6704 | 14472.0894 | 18265.0287 | 181590.9091 | 0.10058 | 0.15133 | 1200000 | 5 | 1 | 0 | 0 | 0 | 1 | Lateral Hardening-Fuse-10000873 | 1500Million | South Hillsborough | -1 | 3000
Lateral Hardening | Lateral Hardening-Fuse-92035851,1 | 13442 | 7538.82 | 13073.7566 | 20115.9613 | 200000 | 0.10058 | 0.16667 | 1200000 | 19 | 1 | 0 | 0 | 0 | 1 | Lateral Hardening-Fuse-92035851 | 1500Million | Winter Haven | -1 | 3000
Lateral Hardening | Lateral Hardening-Fuse-10793181,1 | 13470 | 1710.1265 | 3427.393 | 5027.1753 | 50000 | 0.10054 | 0.041288 | 1211009.1743 | 5 | 1 | 0 | 0 | 0 | 1 | Lateral Hardening-Fuse-10793181 | 1500Million | Winter Haven | -1 | 3000
Lateral Hardening | Lateral Hardening-Fuse-91925430,2 | 14197 | 0 | 45368.6786 | 45179.8872 | 449454.5455 | 0.10052 | 0.46818 | 960000 | 6 | 2 | 3 | 0 | 3 | 5 | Lateral Hardening-Fuse-91925430, Lateral Hardening-Fuse-91900917 | 1500Million | Eastern | -1 | 3000
Lateral Hardening | Lateral Hardening-Fuse-10873556,1 | 14109 | 0 | 12149.8626 | 12010.6761 | 119545.4545 | 0.10047 | 0.099621 | 1200000 |  | 1 | 0 | 0 | 0 | 1 | Lateral Hardening-Fuse-10873556 | 1500Million | Eastern | -1 | 3000
Lateral Hardening | Lateral Hardening-Fuse-10097011,1 | 13461 | 1834.1333 | 7921.6525 | 9601.896 | 95681.8182 | 0.10035 | 0.079735 | 1200000 | 3 | 1 | 0 | 0 | 0 | 1 | Lateral Hardening-Fuse-10097011 | 1500Million | Eastern | -1 | 3000
Lateral Hardening | Lateral Hardening-Fuse-10643421,1 | 13390 | 9836.5143 | 17351.5089 | 26701.8746 | 266136.3636 | 0.10033 | 0.22178 | 1200000 | 13 | 1 | 0 | 0 | 0 | 1 | Lateral Hardening-Fuse-10643421 | 1500Million | Plant City | -1 | 3000
Lateral Hardening | Lateral Hardening-Fuse-10671261,1 | 13389 | 767.8124 | 7304.7832 | 7971.224 | 79545.4545 | 0.10021 | 0.066288 | 1200000 | 1 | 1 | 0 | 0 | 0 | 1 | Lateral Hardening-Fuse-10671261 | 1500Million | Plant City | -1 | 3000
Lateral Hardening | Lateral Hardening-Fuse-90399956,1 | 13389 | 3499.3077 | 10735.0857 | 13953.2558 | 139318.1818 | 0.10015 | 0.1161 | 1200000 | 6 | 1 | 0 | 0 | 0 | 1 | Lateral Hardening-Fuse-90399956 | 1500Million | Plant City | -1 | 3000
Lateral Hardening | Lateral Hardening-Fuse-60226172,1 | 13200 | 5488.2821 | 2708.7974 | 7911.2405 | 79090.9091 | 0.10003 | 0.065909 | 1200000 | 18 | 1 | 0 | 0 | 0 | 1 | Lateral Hardening-Fuse-60226172 | 1500Million | Western | -1 | 3000
Lateral Hardening | Lateral Hardening-Fuse-10629084,1 | 13146 | 552.3724 | 7002.4928 | 7455.6754 | 74545.4545 | 0.10002 | 0.062121 | 1200000 | 1 | 1 | 0 | 0 | 0 | 1 | Lateral Hardening-Fuse-10629084 | 1500Million | Plant City | -1 | 3000
Lateral Hardening | Lateral Hardening-Fuse-90265051,1 | 13166 | 5008.7893 | 228.3998 | 4997.6776 | 50000 | 0.099954 | 0.030682 | 1629629.6296 | 13 | 1 | 0 | 0 | 0 | 1 | Lateral Hardening-Fuse-90265051 | 1500Million | Western | -1 | 3000
Lateral Hardening | Lateral Hardening-Fuse-93324772,1 | 13723 | 3227.306 | 7597.0758 | 10674.5255 | 106818.1818 | 0.099932 | 0.089015 | 1200000 | 3 | 1 | 0 | 0 | 0 | 1 | Lateral Hardening-Fuse-93324772 | 1500Million | Plant City | -1 | 3000
Lateral Hardening | Lateral Hardening-Fuse-90371485,1 | 13044 | 0 | 45393.3242 | 45148.67 | 451818.1818 | 0.099927 | 0.37652 | 1200000 | 138 | 1 | 0 | 0 | 0 | 1 | Lateral Hardening-Fuse-90371485 | 1500Million | Central | -1 | 3000
Lateral Hardening | Lateral Hardening-Fuse-60174562,1 | 13146 | 0 | 11280.0449 | 11150.823 | 111590.9091 | 0.099926 | 0.092992 | 1200000 | 1 | 1 | 0 | 0 | 0 | 1 | Lateral Hardening-Fuse-60174562 | 1500Million | Plant City | -1 | 3000
Lateral Hardening | Lateral Hardening-Fuse-93050593,1 | 13019 | 5020.608 | 213.469 | 4995.8062 | 50000 | 0.099916 | 0.03428 | 1458563.5359 | 14 | 1 | 0 | 0 | 0 | 1 | Lateral Hardening-Fuse-93050593 | 1500Million | South Hillsborough | -1 | 3000
Lateral Hardening | Lateral Hardening-Fuse-92681152,1 | 13805 | 1547.9331 | 3560.179 | 4992.8388 | 50000 | 0.099857 | 0.030492 | 1639751.5528 | 3 | 1 | 0 | 0 | 0 | 1 | Lateral Hardening-Fuse-92681152 | 1500Million | Plant City | -1 | 3000
Lateral Hardening | Lateral Hardening-Fuse-91733558,1 | 13398 | 0 | 18632.6969 | 18419.2444 | 184545.4545 | 0.099809 | 0.15379 | 1200000 | 5 | 1 | 2 | 1 | 1 | 3 | Lateral Hardening-Fuse-91733558 | 1500Million | Central | -1 | 3000
Lateral Hardening | Lateral Hardening-Fuse-10070660,1 | 13984 | 1652.5917 | 5955.1215 | 7462.6115 | 74772.7273 | 0.099804 | 0.062311 | 1200000 | 4 | 1 | 0 | 0 | 0 | 1 | Lateral Hardening-Fuse-10070660 | 1500Million | Plant City | -1 | 3000
Lateral Hardening | Lateral Hardening-Fuse-60017415,2 | 13029 | 9965.563 | 11308.6786 | 21659.0083 | 217090.9091 | 0.099769 | 0.22614 | 960000 | 15 | 2 | 1 | 0 | 1 | 3 | Lateral Hardening-Fuse-60017415, Lateral Hardening-Fuse-60017510 | 1500Million | Central | -1 | 3000
Lateral Hardening | Lateral Hardening-Fuse-91643736,1 | 13104 | 7216.6072 | 16622.2754 | 23327.0689 | 233863.6364 | 0.099746 | 0.19489 | 1200000 | 17 | 1 | 0 | 0 | 0 | 1 | Lateral Hardening-Fuse-91643736 | 1500Million | Central | -1 | 3000
Lateral Hardening | Lateral Hardening-Fuse-10679350,1 | 13807 | 4878.4063 | 16896.6473 | 21490.3406 | 215454.5455 | 0.099744 | 0.17955 | 1200000 | 5 | 1 | 0 | 0 | 0 | 1 | Lateral Hardening-Fuse-10679350 | 1500Million | Plant City | -1 | 3000
Lateral Hardening | Lateral Hardening-Fuse-10679318,1 | 13807 | 3177.5731 | 7471.9085 | 10426.8674 | 104545.4545 | 0.099735 | 0.087121 | 1200000 | 5 | 1 | 0 | 0 | 0 | 1 | Lateral Hardening-Fuse-10679318 | 1500Million | Plant City | -1 | 3000
Lateral Hardening | Lateral Hardening-Fuse-60027593,1 | 13094 | 2180.9358 | 2938.3866 | 4985.5254 | 50000 | 0.099711 | 0.033523 | 1491525.4237 | 9 | 1 | 0 | 0 | 0 | 1 | Lateral Hardening-Fuse-60027593 | 1500Million | Central | -1 | 3000
Lateral Hardening | Lateral Hardening-Fuse-10650534,1 | 13391 | 728.4974 | 9235.2512 | 9832.932 | 98636.3636 | 0.099689 | 0.082197 | 1200000 | 1 | 1 | 0 | 0 | 0 | 1 | Lateral Hardening-Fuse-10650534 | 1500Million | Plant City | -1 | 3000
Lateral Hardening | Lateral Hardening-Fuse-60210282,1 | 13330 | 1933.411 | 9304.6786 | 12933.4272 | 129772.7273 | 0.099662 | 0.10814 | 1200000 | 5 | 1 | 1 | 0 | 1 | 2 | Lateral Hardening-Fuse-60210282 | 1500Million | Dade City | -1 | 3000
Lateral Hardening | Lateral Hardening-Fuse-93207908,1 | 13656 | 2401.7368 | 6801.538 | 9009.0089 | 90454.5455 | 0.099597 | 0.075379 | 1200000 | 5 | 1 | 0 | 0 | 0 | 1 | Lateral Hardening-Fuse-93207908 | 1500Million | Plant City | -1 | 3000
Lateral Hardening | Lateral Hardening-Fuse-92678548,1 | 13805 | 510.4134 | 6759.9577 | 7171.3103 | 72045.4545 | 0.099539 | 0.060038 | 1200000 | 1 | 1 | 0 | 0 | 0 | 1 | Lateral Hardening-Fuse-92678548 | 1500Million | Plant City | -1 | 3000
Lateral Hardening | Lateral Hardening-Fuse-10564609,1 | 13292 | 3320.1782 | 4625.4172 | 7752.2041 | 77954.5455 | 0.099445 | 0.064962 | 1200000 | 9 | 1 | 0 | 0 | 0 | 1 | Lateral Hardening-Fuse-10564609 | 1500Million | Winter Haven | -1 | 3000
Lateral Hardening | Lateral Hardening-Fuse-10655436,2 | 13188 | 7714.5241 | 10230.2499 | 17514.6379 | 176363.6364 | 0.09931 | 0.18371 | 960000 | 11 | 2 | 0 | 0 | 0 | 2 | Lateral Hardening-Fuse-10655436, Lateral Hardening-Fuse-10655467 | 1500Million | Central | -1 | 3000
Lateral Hardening | Lateral Hardening-Fuse-93039345,1 | 13813 | 1891.814 | 3192.9584 | 4959.5796 | 50000 | 0.099192 | 0.017235 | 2901098.9011 | 7 | 1 | 1 | 0 | 1 | 2 | Lateral Hardening-Fuse-93039345 | 1500Million | Dade City | -1 | 3000
Lateral Hardening | Lateral Hardening-Fuse-92680544,1 | 13805 | 1016.1507 | 4678.505 | 5609.3251 | 56590.9091 | 0.099121 | 0.047159 | 1200000 | 2 | 1 | 0 | 0 | 0 | 1 | Lateral Hardening-Fuse-92680544 | 1500Million | Plant City | -1 | 3000
Lateral Hardening | Lateral Hardening-Fuse-10667380,1 | 13785 | 1719.7759 | 4043.9693 | 6417.7253 | 64772.7273 | 0.099081 | 0.053977 | 1200000 | 5 | 1 | 0 | 0 | 0 | 1 | Lateral Hardening-Fuse-10667380 | 1500Million | Plant City | -1 | 3000
Lateral Hardening | Lateral Hardening-Fuse-91056308,1 | 13426 | 1233.9796 | 7719.96 | 8820.5282 | 89090.9091 | 0.099006 | 0.074242 | 1200000 | 2 | 1 | 0 | 0 | 0 | 1 | Lateral Hardening-Fuse-91056308 | 1500Million | Western | -1 | 3000
Lateral Hardening | Lateral Hardening-Fuse-90145296,1 | 13148 | 0 | 20712.4682 | 20475.1903 | 206818.1818 | 0.099001 | 0.17235 | 1200000 | 1 | 1 | 0 | 0 | 0 | 1 | Lateral Hardening-Fuse-90145296 | 1500Million | Plant City | -1 | 3000
Lateral Hardening | Lateral Hardening-Fuse-10715651,1 | 13984 | 19272.6068 | 10336.7606 | 28507.5708 | 287954.5455 | 0.099 | 0.23996 | 1200000 | 2 | 1 | 0 | 0 | 0 | 1 | Lateral Hardening-Fuse-10715651 | 1500Million | Plant City | -1 | 3000
Lateral Hardening | Lateral Hardening-Fuse-60081658,1 | 13418 | 3015.4174 | 1755.1665 | 4946.7623 | 50000 | 0.098935 | 0.036742 | 1360824.7423 | 7 | 1 | 0 | 0 | 0 | 1 | Lateral Hardening-Fuse-60081658 | 1500Million | Central | -1 | 3000
Lateral Hardening | Lateral Hardening-Fuse-93342119,1 | 13049 | 5447.2214 | 8432.6739 | 13544.4049 | 137045.4545 | 0.098831 | 0.1142 | 1200000 | 17 | 1 | 0 | 0 | 0 | 1 | Lateral Hardening-Fuse-93342119 | 1500Million | Central | -1 | 3000
Lateral Hardening | Lateral Hardening-Fuse-10000707,1 | 13236 | 8198.5265 | 792.6006 | 9719.455 | 98409.0909 | 0.098766 | 0.082008 | 1200000 | 2 | 1 | 1 | 0 | 1 | 2 | Lateral Hardening-Fuse-10000707 | 1500Million | South Hillsborough | -1 | 3000
Lateral Hardening | Lateral Hardening-Fuse-92636116,1 | 13331 | 745.9862 | 9084.7899 | 9696.4479 | 98181.8182 | 0.09876 | 0.081818 | 1200000 | 1 | 1 | 0 | 0 | 0 | 1 | Lateral Hardening-Fuse-92636116 | 1500Million | Dade City | -1 | 3000
Lateral Hardening | Lateral Hardening-Fuse-93217693,1 | 13656 | 1846.9972 | 14870.1675 | 16548.2044 | 167727.2727 | 0.098661 | 0.13977 | 1200000 | 2 | 1 | 0 | 0 | 0 | 1 | Lateral Hardening-Fuse-93217693 | 1500Million | Plant City | -1 | 3000
Lateral Hardening | Lateral Hardening-Fuse-90068617,1 | 13422 | 5354.3175 | 6924.8042 | 11971.7737 | 121363.6364 | 0.098644 | 0.10114 | 1200000 | 10 | 1 | 0 | 0 | 0 | 1 | Lateral Hardening-Fuse-90068617 | 1500Million | Dade City | -1 | 3000
Lateral Hardening | Lateral Hardening-Fuse-91781312,1 | 13330 | 8504.265 | 2262.6952 | 10312.5103 | 104545.4545 | 0.098641 | 0.087121 | 1200000 | 4 | 1 | 0 | 0 | 0 | 1 | Lateral Hardening-Fuse-91781312 | 1500Million | Dade City | -1 | 3000
Lateral Hardening | Lateral Hardening-Fuse-92701864,1 | 13299 | 397.6874 | 6758.4924 | 7060.3996 | 71590.9091 | 0.098621 | 0.059659 | 1200000 | 1 | 1 | 0 | 0 | 0 | 1 | Lateral Hardening-Fuse-92701864 | 1500Million | Winter Haven | -1 | 3000
Lateral Hardening | Lateral Hardening-Fuse-10487438,1 | 13458 | 3659.1373 | 13889.5601 | 17209.234 | 174545.4545 | 0.098595 | 0.14545 | 1200000 | 6 | 1 | 0 | 0 | 0 | 1 | Lateral Hardening-Fuse-10487438 | 1500Million | Eastern | -1 | 3000
Lateral Hardening | Lateral Hardening-Fuse-10375124,1 | 13176 | 2904.3271 | 2181.036 | 4925.1047 | 50000 | 0.098502 | 0.030871 | 1619631.9018 | 10 | 1 | 0 | 0 | 0 | 1 | Lateral Hardening-Fuse-10375124 | 1500Million | Central | -1 | 3000
Lateral Hardening | Lateral Hardening-Fuse-91796988,1 | 14021 | 5139.1585 | 11367.598 | 16272.1338 | 165227.2727 | 0.098483 | 0.13769 | 1200000 | 5 | 1 | 0 | 0 | 0 | 1 | Lateral Hardening-Fuse-91796988 | 1500Million | South Hillsborough | -1 | 3000
Lateral Hardening | Lateral Hardening-Fuse-91941574,1 | 13533 | 2858.0447 | 4441.1701 | 7121.9622 | 72500 | 0.098234 | 0.060417 | 1200000 | 11 | 1 | 0 | 0 | 0 | 1 | Lateral Hardening-Fuse-91941574 | 1500Million | Western | -1 | 3000
Lateral Hardening | Lateral Hardening-Fuse-60305774,1 | 13622 | 1689.8279 | 14244.8478 | 15709.3107 | 160000 | 0.098183 | 0.13333 | 1200000 | 3 | 1 | 0 | 0 | 0 | 1 | Lateral Hardening-Fuse-60305774 | 1500Million | Western | -1 | 3000
Lateral Hardening | Lateral Hardening-Fuse-10483807,1 | 13458 | 5284.6566 | 4061.905 | 9059.4366 | 92272.7273 | 0.098181 | 0.076894 | 1200000 | 16 | 1 | 0 | 0 | 0 | 1 | Lateral Hardening-Fuse-10483807 | 1500Million | Eastern | -1 | 3000
Lateral Hardening | Lateral Hardening-Fuse-60024810,1 | 13303 | 530.5735 | 8013.363 | 8989.191 | 91590.9091 | 0.098145 | 0.076326 | 1200000 | 1 | 1 | 0 | 0 | 0 | 1 | Lateral Hardening-Fuse-60024810 | 1500Million | South Hillsborough | -1 | 3000
Lateral Hardening | Lateral Hardening-Fuse-10645500,1 | 13148 | 1843.2647 | 5580.5606 | 7315.3448 | 74545.4545 | 0.098133 | 0.062121 | 1200000 | 2 | 1 | 0 | 0 | 0 | 1 | Lateral Hardening-Fuse-10645500 | 1500Million | Plant City | -1 | 3000
Lateral Hardening | Lateral Hardening-Fuse-92239881,1 | 13787 | 4680.1716 | 8928.2306 | 13377.3851 | 136363.6364 | 0.098101 | 0.11364 | 1200000 | 4 | 1 | 0 | 0 | 0 | 1 | Lateral Hardening-Fuse-92239881 | 1500Million | Plant City | -1 | 3000
Lateral Hardening | Lateral Hardening-Fuse-91004060,1 | 13079 | 3415.5439 | 2195.4522 | 6018.4463 | 61363.6364 | 0.098078 | 0.051136 | 1200000 | 12 | 1 | 0 | 0 | 0 | 1 | Lateral Hardening-Fuse-91004060 | 1500Million | Western | -1 | 3000
Lateral Hardening | Lateral Hardening-Fuse-10679376,1 | 13807 | 379.2155 | 4765.3413 | 5544.1737 | 56590.9091 | 0.097969 | 0.047159 | 1200000 | 1 | 1 | 0 | 0 | 0 | 1 | Lateral Hardening-Fuse-10679376 | 1500Million | Plant City | -1 | 3000
Lateral Hardening | Lateral Hardening-Fuse-60059448,1 | 13026 | 4258.0179 | 6211.4368 | 12151.2551 | 124090.9091 | 0.097922 | 0.10341 | 1200000 | 14 | 1 | 0 | 0 | 0 | 1 | Lateral Hardening-Fuse-60059448 | 1500Million | Central | -1 | 3000
Lateral Hardening | Lateral Hardening-Fuse-10122224,1 | 13059 | 8614.5491 | 7216.9385 | 15346.5652 | 156818.1818 | 0.097862 | 0.13068 | 1200000 | 32 | 1 | 0 | 0 | 0 | 1 | Lateral Hardening-Fuse-10122224 | 1500Million | Western | -1 | 3000
Lateral Hardening | Lateral Hardening-Fuse-60020417,1 | 13070 | 1114.8001 | 4826.0072 | 5847.2054 | 59772.7273 | 0.097824 | 0.049811 | 1200000 | 2 | 1 | 0 | 0 | 0 | 1 | Lateral Hardening-Fuse-60020417 | 1500Million | Western | -1 | 3000
Lateral Hardening | Lateral Hardening-Fuse-10679354,1 | 13807 | 2366.4401 | 13459.3106 | 15595.917 | 159545.4545 | 0.097752 | 0.13295 | 1200000 | 4 | 1 | 0 | 0 | 0 | 1 | Lateral Hardening-Fuse-10679354 | 1500Million | Plant City | -1 | 3000
Lateral Hardening | Lateral Hardening-Fuse-10095458,1 | 13786 | 830.4947 | 5031.9174 | 5774.7394 | 59090.9091 | 0.097726 | 0.049242 | 1200000 | 2 | 1 | 0 | 0 | 0 | 1 | Lateral Hardening-Fuse-10095458 | 1500Million | Plant City | -1 | 3000
Lateral Hardening | Lateral Hardening-Fuse-10616441,1 | 13126 | 0 | 43264.0899 | 43073.7592 | 440909.0909 | 0.097693 | 0.36742 | 1200000 | 3 | 1 | 3 | 0 | 3 | 4 | Lateral Hardening-Fuse-10616441 | 1500Million | Plant City | -1 | 3000
Lateral Hardening | Lateral Hardening-Fuse-92465919,1 | 13785 | 7441.6238 | 43849.2436 | 50700.7327 | 519318.1818 | 0.097629 | 0.43277 | 1200000 | 7 | 1 | 0 | 0 | 0 | 1 | Lateral Hardening-Fuse-92465919 | 1500Million | Plant City | -1 | 3000
Lateral Hardening | Lateral Hardening-Fuse-10099367,3 | 13963 | 4386.8309 | 38171.6127 | 42024.5279 | 430545.4545 | 0.097608 | 0.44848 | 960000 | 7 | 3 | 0 | 0 | 0 | 3 | Lateral Hardening-Fuse-10099367, Lateral Hardening-Fuse-10099364, Lateral Hardening-Fuse-90988631 | 1500Million | Eastern | -1 | 3000
Lateral Hardening | Lateral Hardening-Fuse-10743727,1 | 13328 | 0 | 6899.5249 | 7510.4686 | 77045.4545 | 0.097481 | 0.064205 | 1200000 | 4 | 1 | 0 | 0 | 0 | 1 | Lateral Hardening-Fuse-10743727 | 1500Million | Dade City | -1 | 3000
Lateral Hardening | Lateral Hardening-Fuse-92823788,1 | 13657 | 0 | 5436.4744 | 5374.1952 | 55227.2727 | 0.097311 | 0.046023 | 1200000 |  | 1 | 0 | 0 | 0 | 1 | Lateral Hardening-Fuse-92823788 | 1500Million | Plant City | -1 | 3000
Lateral Hardening | Lateral Hardening-Fuse-10580664,1 | 13105 | 3871.8881 | 4056.3798 | 7716.4108 | 79318.1818 | 0.097284 | 0.066098 | 1200000 | 10 | 1 | 0 | 0 | 0 | 1 | Lateral Hardening-Fuse-10580664 | 1500Million | Central | -1 | 3000
Lateral Hardening | Lateral Hardening-Fuse-92661368,1 | 13685 | 678.4283 | 4258.7554 | 4864.1302 | 50000 | 0.097283 | 0.038258 | 1306930.6931 | 2 | 1 | 0 | 0 | 0 | 1 | Lateral Hardening-Fuse-92661368 | 1500Million | Eastern | -1 | 3000
Lateral Hardening | Lateral Hardening-Fuse-60578503,1 | 13298 | 2665.0753 | 32921.912 | 35121.5479 | 361136.3636 | 0.097253 | 0.30095 | 1200000 | 4 | 1 | 1 | 0 | 1 | 2 | Lateral Hardening-Fuse-60578503 | 1500Million | Winter Haven | -1 | 3000
Lateral Hardening | Lateral Hardening-Fuse-10635927,1 | 13388 | 1547.9291 | 6800.8444 | 8259.0607 | 85000 | 0.097165 | 0.070833 | 1200000 | 2 | 1 | 0 | 0 | 0 | 1 | Lateral Hardening-Fuse-10635927 | 1500Million | Plant City | -1 | 3000
Lateral Hardening | Lateral Hardening-Fuse-10452692,1 | 13129 | 2150.4728 | 3659.1479 | 8390.3177 | 86363.6364 | 0.097151 | 0.07197 | 1200000 | 7 | 1 | 0 | 0 | 0 | 1 | Lateral Hardening-Fuse-10452692 | 1500Million | Eastern | -1 | 3000
Lateral Hardening | Lateral Hardening-Fuse-90140548,1 | 13712 | 3581.979 | 3393.7037 | 6776.5308 | 69772.7273 | 0.097123 | 0.058144 | 1200000 | 8 | 1 | 0 | 0 | 0 | 1 | Lateral Hardening-Fuse-90140548 | 1500Million | Eastern | -1 | 3000
Lateral Hardening | Lateral Hardening-Fuse-91710446,1 | 13622 | 1292.9824 | 11955.7132 | 14140.7389 | 145681.8182 | 0.097066 | 0.1214 | 1200000 | 2 | 1 | 0 | 0 | 0 | 1 | Lateral Hardening-Fuse-91710446 | 1500Million | Western | -1 | 3000
Lateral Hardening | Lateral Hardening-Fuse-10650497,1 | 13391 | 25097.5828 | 6205.0254 | 29947.1884 | 308636.3636 | 0.097031 | 0.2572 | 1200000 | 9 | 1 | 0 | 0 | 0 | 1 | Lateral Hardening-Fuse-10650497 | 1500Million | Plant City | -1 | 3000
Lateral Hardening | Lateral Hardening-Fuse-10762870,1 | 13815 | 1846.4978 | 22752.1541 | 25794.6626 | 265909.0909 | 0.097006 | 0.22159 | 1200000 | 2 | 1 | 0 | 0 | 0 | 1 | Lateral Hardening-Fuse-10762870 | 1500Million | Dade City | -1 | 3000
Lateral Hardening | Lateral Hardening-Fuse-90527992,1 | 13621 | 736.7382 | 4539.6396 | 5199.5868 | 53636.3636 | 0.096941 | 0.044697 | 1200000 | 1 | 1 | 0 | 0 | 0 | 1 | Lateral Hardening-Fuse-90527992 | 1500Million | Western | -1 | 3000
Lateral Hardening | Lateral Hardening-Fuse-92867229,1 | 13460 | 0 | 10915.3298 | 10790.286 | 111363.6364 | 0.096892 | 0.092803 | 1200000 | 2 | 1 | 3 | 0 | 3 | 4 | Lateral Hardening-Fuse-92867229 | 1500Million | Eastern | -1 | 3000
Lateral Hardening | Lateral Hardening-Fuse-10650560,1 | 13391 | 4744.6458 | 334.4912 | 4844.2163 | 50000 | 0.096884 | 0.037311 | 1340101.5228 | 13 | 1 | 0 | 0 | 0 | 1 | Lateral Hardening-Fuse-10650560 | 1500Million | Plant City | -1 | 3000
Lateral Hardening | Lateral Hardening-Fuse-91066749,1 | 13299 | 6523.8389 | 31662.3459 | 37732.4558 | 389772.7273 | 0.096806 | 0.32481 | 1200000 | 7 | 1 | 0 | 0 | 0 | 1 | Lateral Hardening-Fuse-91066749 | 1500Million | Winter Haven | -1 | 3000
Lateral Hardening | Lateral Hardening-Fuse-93297675,1 | 13808 | 933.819 | 22117.3906 | 22939.8509 | 237272.7273 | 0.096681 | 0.19773 | 1200000 | 1 | 1 | 0 | 0 | 0 | 1 | Lateral Hardening-Fuse-93297675 | 1500Million | Plant City | -1 | 3000
Lateral Hardening | Lateral Hardening-Fuse-90487680,1 | 13740 | 3037.1785 | 1952.2455 | 4833.4098 | 50000 | 0.096668 | 0.035985 | 1389473.6842 | 12 | 1 | 0 | 0 | 0 | 1 | Lateral Hardening-Fuse-90487680 | 1500Million | Western | -1 | 3000
Lateral Hardening | Lateral Hardening-Fuse-10759959,1 | 13813 | 0 | 12198.9875 | 12059.2383 | 124772.7273 | 0.09665 | 0.10398 | 1200000 | 2 | 1 | 0 | 0 | 0 | 1 | Lateral Hardening-Fuse-10759959 | 1500Million | Dade City | -1 | 3000
Lateral Hardening | Lateral Hardening-Fuse-10797444,1 | 14041 | 1077.3244 | 10621.1005 | 13024.7114 | 134772.7273 | 0.096642 | 0.11231 | 1200000 | 2 | 1 | 0 | 0 | 0 | 1 | Lateral Hardening-Fuse-10797444 | 1500Million | Central | -1 | 3000
Lateral Hardening | Lateral Hardening-Fuse-10173497,1 | 13191 | 3873.9296 | 3763.3224 | 7419.1135 | 76818.1818 | 0.09658 | 0.064015 | 1200000 | 12 | 1 | 0 | 0 | 0 | 1 | Lateral Hardening-Fuse-10173497 | 1500Million | Western | -1 | 3000
Lateral Hardening | Lateral Hardening-Fuse-10745616,1 | 13815 | 1369.1588 | 5745.3917 | 7000.6846 | 72500 | 0.096561 | 0.060417 | 1200000 | 3 | 1 | 0 | 0 | 0 | 1 | Lateral Hardening-Fuse-10745616 | 1500Million | Dade City | -1 | 3000
Lateral Hardening | Lateral Hardening-Fuse-93297691,1 | 13808 | 1334.712 | 8264.6183 | 9456.7061 | 97954.5455 | 0.096542 | 0.081629 | 1200000 | 3 | 1 | 1 | 0 | 1 | 2 | Lateral Hardening-Fuse-93297691 | 1500Million | Plant City | -1 | 3000
Lateral Hardening | Lateral Hardening-Fuse-92320118,1 | 13838 | 7780.9054 | 6591.2099 | 15114.3026 | 156818.1818 | 0.096381 | 0.13068 | 1200000 | 15 | 1 | 0 | 0 | 0 | 1 | Lateral Hardening-Fuse-92320118 | 1500Million | Central | -1 | 3000
Lateral Hardening | Lateral Hardening-Fuse-92974206,2 | 13169 | 0 | 29433.2391 | 29148.2705 | 302545.4545 | 0.096343 | 0.31515 | 960000 | 11 | 2 | 2 | 0 | 2 | 4 | Lateral Hardening-Fuse-92974206, Lateral Hardening-Fuse-92791593 | 1500Million | Eastern | -1 | 3000
Lateral Hardening | Lateral Hardening-Fuse-60043973,1 | 13211 | 0 | 21932.1416 | 21829.7237 | 226590.9091 | 0.09634 | 0.18883 | 1200000 | 2 | 1 | 0 | 0 | 0 | 1 | Lateral Hardening-Fuse-60043973 | 1500Million | Eastern | -1 | 3000
Lateral Hardening | Lateral Hardening-Fuse-92645459,1 | 13104 | 2625.7598 | 2339.9431 | 4816.5391 | 50000 | 0.096331 | 0.03428 | 1458563.5359 | 9 | 1 | 0 | 0 | 0 | 1 | Lateral Hardening-Fuse-92645459 | 1500Million | Central | -1 | 3000
Lateral Hardening | Lateral Hardening-Fuse-92732130,1 | 13961 | 345.2281 | 4535.1862 | 4814.1534 | 50000 | 0.096283 | 0.031818 | 1571428.5714 | 1 | 1 | 0 | 0 | 0 | 1 | Lateral Hardening-Fuse-92732130 | 1500Million | Plant City | -1 | 3000
Lateral Hardening | Lateral Hardening-Fuse-10455405,1 | 13171 | 0 | 10426.3156 | 10306.8738 | 107272.7273 | 0.096081 | 0.089394 | 1200000 | 3 | 1 | 0 | 0 | 0 | 1 | Lateral Hardening-Fuse-10455405 | 1500Million | Eastern | -1 | 3000
Lateral Hardening | Lateral Hardening-Fuse-10612086,1 | 13927 | 3772.6633 | 2833.1224 | 6397.6132 | 66590.9091 | 0.096073 | 0.055492 | 1200000 | 10 | 1 | 0 | 0 | 0 | 1 | Lateral Hardening-Fuse-10612086 | 1500Million | Winter Haven | -1 | 3000
Lateral Hardening | Lateral Hardening-Fuse-92541388,1 | 13152 | 5891.8848 | 6148.7477 | 11698.7815 | 121818.1818 | 0.096035 | 0.10152 | 1200000 | 12 | 1 | 0 | 0 | 0 | 1 | Lateral Hardening-Fuse-92541388 | 1500Million | Winter Haven | -1 | 3000
Lateral Hardening | Lateral Hardening-Fuse-10793101,1 | 13470 | 0 | 14653.2083 | 14632.4299 | 152500 | 0.09595 | 0.12708 | 1200000 |  | 1 | 0 | 0 | 0 | 1 | Lateral Hardening-Fuse-10793101 | 1500Million | Winter Haven | -1 | 3000
Lateral Hardening | Lateral Hardening-Fuse-10840131,2 | 14112 | 0 | 23512.0513 | 28684.3153 | 299090.9091 | 0.095905 | 0.31155 | 960000 | 5 | 2 | 1 | 0 | 1 | 3 | Lateral Hardening-Fuse-10840131, Lateral Hardening-Fuse-60417529 | 1500Million | Eastern | -1 | 3000
Lateral Hardening | Lateral Hardening-Fuse-93293569,1 | 13808 | 0 | 14787.8132 | 14717.0913 | 153636.3636 | 0.095792 | 0.12803 | 1200000 |  | 1 | 0 | 0 | 0 | 1 | Lateral Hardening-Fuse-93293569 | 1500Million | Plant City | -1 | 3000
Lateral Hardening | Lateral Hardening-Fuse-92609207,1 | 13390 | 1777.2879 | 5250.56 | 6922.9829 | 72272.7273 | 0.09579 | 0.060227 | 1200000 | 2 | 1 | 0 | 0 | 0 | 1 | Lateral Hardening-Fuse-92609207 | 1500Million | Plant City | -1 | 3000
Lateral Hardening | Lateral Hardening-Fuse-92302833,1 | 13038 | 0 | 7862.0626 | 7771.9964 | 81136.3636 | 0.095789 | 0.067614 | 1200000 | 1 | 1 | 0 | 0 | 0 | 1 | Lateral Hardening-Fuse-92302833 | 1500Million | Eastern | -1 | 3000
Lateral Hardening | Lateral Hardening-Fuse-10916806,1 | 13805 | 6018.1117 | 15469.9937 | 21966.0907 | 229318.1818 | 0.095789 | 0.1911 | 1200000 | 6 | 1 | 0 | 0 | 0 | 1 | Lateral Hardening-Fuse-10916806 | 1500Million | Plant City | -1 | 3000
Lateral Hardening | Lateral Hardening-Fuse-90162541,1 | 13805 | 12982.3713 | 4091.6165 | 23601.036 | 246590.9091 | 0.095709 | 0.20549 | 1200000 | 3 | 1 | 0 | 0 | 0 | 1 | Lateral Hardening-Fuse-90162541 | 1500Million | Plant City | -1 | 3000
Lateral Hardening | Lateral Hardening-Fuse-60013749,1 | 13047 | 0 | 7172.0527 | 7089.891 | 74090.9091 | 0.095692 | 0.061742 | 1200000 | 2 | 1 | 0 | 0 | 0 | 1 | Lateral Hardening-Fuse-60013749 | 1500Million | Central | -1 | 3000
Lateral Hardening | Lateral Hardening-Fuse-91366942,1 | 13733 | 1194.1125 | 10699.3285 | 11821.0874 | 123636.3636 | 0.095612 | 0.10303 | 1200000 | 1 | 1 | 0 | 0 | 0 | 1 | Lateral Hardening-Fuse-91366942 | 1500Million | Eastern | -1 | 3000
Lateral Hardening | Lateral Hardening-Fuse-92969103,1 | 13898 | 0 | 37180.3289 | 37031.6265 | 387727.2727 | 0.095509 | 0.32311 | 1200000 | 4 | 1 | 0 | 0 | 0 | 1 | Lateral Hardening-Fuse-92969103 | 1500Million | South Hillsborough | -1 | 3000
Lateral Hardening | Lateral Hardening-Fuse-10005222,1 | 13160 | 5437.4886 | 6748.0668 | 11882.9342 | 124545.4545 | 0.09541 | 0.10379 | 1200000 | 13 | 1 | 0 | 0 | 0 | 1 | Lateral Hardening-Fuse-10005222 | 1500Million | Central | -1 | 3000
Lateral Hardening | Lateral Hardening-Fuse-90508200,1 | 13079 | 2112.2695 | 4642.4068 | 6611.7136 | 69318.1818 | 0.095382 | 0.057765 | 1200000 | 8 | 1 | 0 | 0 | 0 | 1 | Lateral Hardening-Fuse-90508200 | 1500Million | Western | -1 | 3000
Lateral Hardening | Lateral Hardening-Fuse-91771642,1 | 13909 | 0 | 6052.051 | 5982.7199 | 62727.2727 | 0.095377 | 0.052273 | 1200000 | 3 | 1 | 1 | 1 | 0 | 2 | Lateral Hardening-Fuse-91771642 | 1500Million | Eastern | -1 | 3000
Lateral Hardening | Lateral Hardening-Fuse-10776322,1 | 14071 | 1269.1003 | 3796.2591 | 4962.7926 | 52045.4545 | 0.095355 | 0.043371 | 1200000 | 2 | 1 | 0 | 0 | 0 | 1 | Lateral Hardening-Fuse-10776322 | 1500Million | Western | -1 | 3000
Lateral Hardening | Lateral Hardening-Fuse-10562364,1 | 13296 | 0 | 10777.0432 | 10653.5835 | 111818.1818 | 0.095276 | 0.093182 | 1200000 |  | 1 | 0 | 0 | 0 | 1 | Lateral Hardening-Fuse-10562364 | 1500Million | Winter Haven | -1 | 3000
Lateral Hardening | Lateral Hardening-Fuse-91314861,1 | 13130 | 1676.1648 | 5594.8725 | 7181.9253 | 75454.5455 | 0.095182 | 0.062879 | 1200000 | 2 | 1 | 0 | 0 | 0 | 1 | Lateral Hardening-Fuse-91314861 | 1500Million | Eastern | -1 | 3000
Lateral Hardening | Lateral Hardening-Fuse-10705826,1 | 13268 | 1295.8809 | 26064.0035 | 27013.9601 | 283863.6364 | 0.095165 | 0.23655 | 1200000 | 2 | 1 | 0 | 0 | 0 | 1 | Lateral Hardening-Fuse-10705826 | 1500Million | Plant City | -1 | 3000
Lateral Hardening | Lateral Hardening-Fuse-10916880,1 | 13805 | 2300.7117 | 7253.7117 | 9402.3594 | 98863.6364 | 0.095104 | 0.082386 | 1200000 | 2 | 1 | 0 | 0 | 0 | 1 | Lateral Hardening-Fuse-10916880 | 1500Million | Plant City | -1 | 3000
Lateral Hardening | Lateral Hardening-Fuse-92661440,1 | 13391 | 2168.1585 | 17005.3658 | 19020.551 | 200000 | 0.095103 | 0.16667 | 1200000 | 2 | 1 | 0 | 0 | 0 | 1 | Lateral Hardening-Fuse-92661440 | 1500Million | Plant City | -1 | 3000
Lateral Hardening | Lateral Hardening-Fuse-92605365,1 | 13390 | 1810.5107 | 15458.7871 | 17026.2601 | 179090.9091 | 0.09507 | 0.14924 | 1200000 | 3 | 1 | 0 | 0 | 0 | 1 | Lateral Hardening-Fuse-92605365 | 1500Million | Plant City | -1 | 3000
Lateral Hardening | Lateral Hardening-Fuse-93326121,1 | 13723 | 476.1891 | 4342.8285 | 4751.3199 | 50000 | 0.095026 | 0.041477 | 1205479.4521 | 1 | 1 | 0 | 0 | 0 | 1 | Lateral Hardening-Fuse-93326121 | 1500Million | Plant City | -1 | 3000
Lateral Hardening | Lateral Hardening-Fuse-91245576,1 | 13679 | 1378.1633 | 5811.74 | 7597.379 | 80000 | 0.094967 | 0.066667 | 1200000 | 3 | 1 | 0 | 0 | 0 | 1 | Lateral Hardening-Fuse-91245576 | 1500Million | Western | -1 | 3000
Lateral Hardening | Lateral Hardening-Fuse-92203615,1 | 13786 | 1834.6514 | 12204.5924 | 13898.8004 | 146363.6364 | 0.094961 | 0.12197 | 1200000 | 2 | 1 | 0 | 0 | 0 | 1 | Lateral Hardening-Fuse-92203615 | 1500Million | Plant City | -1 | 3000
Lateral Hardening | Lateral Hardening-Fuse-93246873,1 | 13175 | 3349.4136 | 1565.1014 | 4747.7551 | 50000 | 0.094955 | 0.023485 | 2129032.2581 | 15 | 1 | 0 | 0 | 0 | 1 | Lateral Hardening-Fuse-93246873 | 1500Million | Central | -1 | 3000
Lateral Hardening | Lateral Hardening-Fuse-60150803,1 | 14011 | 0 | 44909.6642 | 52763.3162 | 556136.3636 | 0.094875 | 0.46345 | 1200000 | 6 | 1 | 7 | 0 | 7 | 8 | Lateral Hardening-Fuse-60150803 | 1500Million | Central | -1 | 3000
Lateral Hardening | Lateral Hardening-Fuse-10236646,1 | 13511 | 2158.0267 | 3254.892 | 5280.3272 | 55681.8182 | 0.09483 | 0.046402 | 1200000 | 13 | 1 | 0 | 0 | 0 | 1 | Lateral Hardening-Fuse-10236646 | 1500Million | Western | -1 | 3000
Lateral Hardening | Lateral Hardening-Fuse-10676200,1 | 13787 | 0 | 4882.9624 | 4827.0241 | 50909.0909 | 0.094817 | 0.042424 | 1200000 | 1 | 1 | 0 | 0 | 0 | 1 | Lateral Hardening-Fuse-10676200 | 1500Million | Plant City | -1 | 3000
Lateral Hardening | Lateral Hardening-Fuse-10465297,1 | 13434 | 2737.3959 | 11468.2528 | 14025.8541 | 147954.5455 | 0.094798 | 0.1233 | 1200000 | 3 | 1 | 0 | 0 | 0 | 1 | Lateral Hardening-Fuse-10465297 | 1500Million | Eastern | -1 | 3000
Lateral Hardening | Lateral Hardening-Fuse-60188264,1 | 13807 | 5581.7827 | 19691.725 | 24942.2521 | 263181.8182 | 0.094772 | 0.21932 | 1200000 | 6 | 1 | 0 | 0 | 0 | 1 | Lateral Hardening-Fuse-60188264 | 1500Million | Plant City | -1 | 3000
Lateral Hardening | Lateral Hardening-Fuse-92868219,1 | 13460 | 1016.6353 | 24408.7708 | 25369.6667 | 267727.2727 | 0.094759 | 0.22311 | 1200000 | 1 | 1 | 0 | 0 | 0 | 1 | Lateral Hardening-Fuse-92868219 | 1500Million | Eastern | -1 | 3000
Lateral Hardening | Lateral Hardening-Fuse-92465941,1 | 13785 | 1105.1877 | 4333.4539 | 5340.7854 | 56363.6364 | 0.094756 | 0.04697 | 1200000 | 3 | 1 | 0 | 0 | 0 | 1 | Lateral Hardening-Fuse-92465941 | 1500Million | Plant City | -1 | 3000
Lateral Hardening | Lateral Hardening-Fuse-92701847,4 | 13299 | 26043.0301 | 30894.7196 | 55438.5933 | 585272.7273 | 0.094723 | 0.60966 | 960000 | 49 | 4 | 0 | 0 | 0 | 4 | Lateral Hardening-Fuse-92701847, Lateral Hardening-Fuse-92701850, Lateral Hardening-Fuse-92701845, Lateral Hardening-Fuse-92701851 | 1500Million | Winter Haven | -1 | 3000
Lateral Hardening | Lateral Hardening-Fuse-92386703,1 | 13459 | 0 | 4803.1895 | 5273.1143 | 55681.8182 | 0.094701 | 0.046402 | 1200000 |  | 1 | 0 | 0 | 0 | 1 | Lateral Hardening-Fuse-92386703 | 1500Million | Eastern | -1 | 3000
Lateral Hardening | Lateral Hardening-Fuse-92152259,1 | 13489 | 966.214 | 19453.67 | 20324.5778 | 214772.7273 | 0.094633 | 0.17898 | 1200000 | 1 | 1 | 0 | 0 | 0 | 1 | Lateral Hardening-Fuse-92152259 | 1500Million | South Hillsborough | -1 | 3000
Lateral Hardening | Lateral Hardening-Fuse-10005847,1 | 13183 | 0 | 8156.6601 | 8063.219 | 85227.2727 | 0.094608 | 0.071023 | 1200000 | 2 | 1 | 0 | 0 | 0 | 1 | Lateral Hardening-Fuse-10005847 | 1500Million | Central | -1 | 3000
Lateral Hardening | Lateral Hardening-Fuse-93361976,1 | 13236 | 0 | 4784.6034 | 4729.7919 | 50000 | 0.094596 | 0.032765 | 1526011.5607 | 1 | 1 | 0 | 0 | 0 | 1 | Lateral Hardening-Fuse-93361976 | 1500Million | South Hillsborough | -1 | 3000
Lateral Hardening | Lateral Hardening-Fuse-92223898,2 | 13405 | 0 | 23363.5388 | 23086.3705 | 244181.8182 | 0.094546 | 0.25436 | 960000 |  | 2 | 0 | 0 | 0 | 2 | Lateral Hardening-Fuse-92223898, Lateral Hardening-Fuse-10064522 | 1500Million | Western | -1 | 3000
Lateral Hardening | Lateral Hardening-Fuse-10650466,1 | 13807 | 0 | 10606.592 | 10485.085 | 110909.0909 | 0.094538 | 0.092424 | 1200000 | 1 | 1 | 0 | 0 | 0 | 1 | Lateral Hardening-Fuse-10650466 | 1500Million | Plant City | -1 | 3000
Lateral Hardening | Lateral Hardening-Fuse-60002770,1 | 13024 | 0 | 5627.7907 | 5563.3198 | 58863.6364 | 0.094512 | 0.049053 | 1200000 | 2 | 1 | 0 | 0 | 0 | 1 | Lateral Hardening-Fuse-60002770 | 1500Million | Central | -1 | 3000
Lateral Hardening | Lateral Hardening-Fuse-10774289,1 | 13469 | 947.6149 | 11167.6995 | 12406.7483 | 131363.6364 | 0.094446 | 0.10947 | 1200000 | 1 | 1 | 0 | 0 | 0 | 1 | Lateral Hardening-Fuse-10774289 | 1500Million | Central | -1 | 3000
Lateral Hardening | Lateral Hardening-Fuse-93041863,1 | 13813 | 1099.887 | 17084.0128 | 17942.6944 | 190000 | 0.094435 | 0.15833 | 1200000 | 2 | 1 | 0 | 0 | 0 | 1 | Lateral Hardening-Fuse-93041863 | 1500Million | Dade City | -1 | 3000
Lateral Hardening | Lateral Hardening-Fuse-90018076,1 | 13796 | 738.6855 | 11713.3941 | 12285.0035 | 130227.2727 | 0.094335 | 0.10852 | 1200000 | 1 | 1 | 0 | 0 | 0 | 1 | Lateral Hardening-Fuse-90018076 | 1500Million | Eastern | -1 | 3000
Lateral Hardening | Lateral Hardening-Fuse-10747911,1 | 14021 | 1017.8254 | 16700.144 | 17618.7201 | 186818.1818 | 0.094309 | 0.15568 | 1200000 | 1 | 1 | 0 | 0 | 0 | 1 | Lateral Hardening-Fuse-10747911 | 1500Million | South Hillsborough | -1 | 3000
Lateral Hardening | Lateral Hardening-Fuse-92682114,1 | 13805 | 2453.7521 | 23076.7714 | 25171.5269 | 267045.4545 | 0.094259 | 0.22254 | 1200000 | 4 | 1 | 0 | 0 | 0 | 1 | Lateral Hardening-Fuse-92682114 | 1500Million | Plant City | -1 | 3000
Lateral Hardening | Lateral Hardening-Fuse-60002774,1 | 13024 | 0 | 24624.527 | 26030.9828 | 276363.6364 | 0.094191 | 0.2303 | 1200000 | 7 | 1 | 0 | 0 | 0 | 1 | Lateral Hardening-Fuse-60002774 | 1500Million | Central | -1 | 3000
Lateral Hardening | Lateral Hardening-Fuse-60145854,1 | 13294 | 1946.6855 | 2875.6066 | 4699.0406 | 50000 | 0.093981 | 0.02803 | 1783783.7838 | 7 | 1 | 0 | 0 | 0 | 1 | Lateral Hardening-Fuse-60145854 | 1500Million | Winter Haven | -1 | 3000
Lateral Hardening | Lateral Hardening-Fuse-10645545,1 | 13148 | 483.9052 | 4540.7106 | 4954.7692 | 52727.2727 | 0.09397 | 0.043939 | 1200000 | 1 | 1 | 0 | 0 | 0 | 1 | Lateral Hardening-Fuse-10645545 | 1500Million | Plant City | -1 | 3000
Lateral Hardening | Lateral Hardening-Fuse-93053793,1 | 13593 | 4629.3797 | 3139.3737 | 7512.8394 | 80000 | 0.09391 | 0.066667 | 1200000 | 18 | 1 | 0 | 0 | 0 | 1 | Lateral Hardening-Fuse-93053793 | 1500Million | Central | -1 | 3000
Lateral Hardening | Lateral Hardening-Fuse-10411583,1 | 13633 | 1177.9359 | 5903.7902 | 7381.7446 | 78636.3636 | 0.093872 | 0.06553 | 1200000 | 2 | 1 | 0 | 0 | 0 | 1 | Lateral Hardening-Fuse-10411583 | 1500Million | Central | -1 | 3000
Lateral Hardening | Lateral Hardening-Fuse-93284463,1 | 13808 | 1526.6519 | 12747.3154 | 14164.498 | 150909.0909 | 0.093861 | 0.12576 | 1200000 | 2 | 1 | 0 | 0 | 0 | 1 | Lateral Hardening-Fuse-93284463 | 1500Million | Plant City | -1 | 3000
Lateral Hardening | Lateral Hardening-Fuse-90436120,1 | 13490 | 8510.5577 | 14042.0211 | 21992.4761 | 234318.1818 | 0.093857 | 0.19527 | 1200000 | 25 | 1 | 0 | 0 | 0 | 1 | Lateral Hardening-Fuse-90436120 | 1500Million | Western | -1 | 3000
Lateral Hardening | Lateral Hardening-Fuse-10928792,1 | 13377 | 0 | 5155.4559 | 5096.396 | 54318.1818 | 0.093825 | 0.045265 | 1200000 | 1 | 1 | 3 | 0 | 3 | 4 | Lateral Hardening-Fuse-10928792 | 1500Million | Western | -1 | 3000
Lateral Hardening | Lateral Hardening-Fuse-93001047,7 | 13787 | 24849.2466 | 52471.6997 | 76013.7298 | 810909.0909 | 0.093739 | 0.8447 | 960000 | 24 | 7 | 2 | 0 | 2 | 9 | Lateral Hardening-Fuse-93001047, Lateral Hardening-Fuse-92994157, Lateral Hardening-Fuse-93001050, Lateral Hardening-Fuse-93001041, Lateral Hardening-Fuse-93001034, Lateral Hardening-Fuse-93001055, Lateral Hardening-Fuse-93001089 | 1500Million | Plant City | -1 | 3000
Lateral Hardening | Lateral Hardening-Fuse-91096297,1 | 13787 | 1057.2802 | 9218.4279 | 10212.0548 | 109090.9091 | 0.093611 | 0.090909 | 1200000 | 1 | 1 | 0 | 0 | 0 | 1 | Lateral Hardening-Fuse-91096297 | 1500Million | Plant City | -1 | 3000
Lateral Hardening | Lateral Hardening-Fuse-60014808,1 | 13029 | 4239.5634 | 6083.0015 | 10062.9451 | 107500 | 0.093609 | 0.089583 | 1200000 | 16 | 1 | 0 | 0 | 0 | 1 | Lateral Hardening-Fuse-60014808 | 1500Million | Central | -1 | 3000
Lateral Hardening | Lateral Hardening-Fuse-10255334,1 | 13586 | 2947.5789 | 11367.0377 | 14040.226 | 150227.2727 | 0.09346 | 0.12519 | 1200000 | 5 | 1 | 0 | 0 | 0 | 1 | Lateral Hardening-Fuse-10255334 | 1500Million | Western | -1 | 3000
Lateral Hardening | Lateral Hardening-Fuse-10144177,1 | 13123 | 2079.7973 | 3038.1879 | 4991.0519 | 53409.0909 | 0.093449 | 0.044508 | 1200000 | 5 | 1 | 0 | 0 | 0 | 1 | Lateral Hardening-Fuse-10144177 | 1500Million | Plant City | -1 | 3000
Lateral Hardening | Lateral Hardening-Fuse-60647792,1 | 13207 | 1140.5989 | 7181.8257 | 8197.669 | 87727.2727 | 0.093445 | 0.073106 | 1200000 | 3 | 1 | 0 | 0 | 0 | 1 | Lateral Hardening-Fuse-60647792 | 1500Million | Western | -1 | 3000
Lateral Hardening | Lateral Hardening-Fuse-10668901,1 | 13722 | 0 | 8740.7959 | 8640.6631 | 92500 | 0.093413 | 0.077083 | 1200000 | 1 | 1 | 0 | 0 | 0 | 1 | Lateral Hardening-Fuse-10668901 | 1500Million | Plant City | -1 | 3000
Lateral Hardening | Lateral Hardening-Fuse-10758580,1 | 13431 | 2064.4065 | 12822.59 | 14667.8724 | 157045.4545 | 0.093399 | 0.13087 | 1200000 | 3 | 1 | 0 | 0 | 0 | 1 | Lateral Hardening-Fuse-10758580 | 1500Million | Dade City | -1 | 3000
Lateral Hardening | Lateral Hardening-Fuse-10087551,1 | 13389 | 0 | 15752.0935 | 15679.9476 | 167954.5455 | 0.093358 | 0.13996 | 1200000 | 1 | 1 | 0 | 0 | 0 | 1 | Lateral Hardening-Fuse-10087551 | 1500Million | Plant City | -1 | 3000
Lateral Hardening | Lateral Hardening-Fuse-60558439,1 | 14114 | 716.7267 | 4372.0465 | 5617.1222 | 60227.2727 | 0.093265 | 0.050189 | 1200000 | 1 | 1 | 0 | 0 | 0 | 1 | Lateral Hardening-Fuse-60558439 | 1500Million | Eastern | -1 | 3000
Lateral Hardening | Lateral Hardening-Fuse-60178301,2 | 13414 | 0 | 28618.9666 | 28533.2514 | 306181.8182 | 0.093191 | 0.31894 | 960000 | 12 | 2 | 2 | 1 | 1 | 4 | Lateral Hardening-Fuse-60178301, Lateral Hardening-Fuse-10674230 | 1500Million | Plant City | -1 | 3000
Lateral Hardening | Lateral Hardening-Fuse-92661384,1 | 13685 | 483.4433 | 4243.8584 | 4658.7063 | 50000 | 0.093174 | 0.03125 | 1600000 | 1 | 1 | 0 | 0 | 0 | 1 | Lateral Hardening-Fuse-92661384 | 1500Million | Eastern | -1 | 3000
Lateral Hardening | Lateral Hardening-Fuse-10436874,1 | 13932 | 2210.6062 | 7963.1703 | 11173.7996 | 120000 | 0.093115 | 0.1 | 1200000 | 3 | 1 | 0 | 0 | 0 | 1 | Lateral Hardening-Fuse-10436874 | 1500Million | Central | -1 | 3000
Lateral Hardening | Lateral Hardening-Fuse-60014828,1 | 13029 | 2192.1267 | 4726.2524 | 6770.757 | 72727.2727 | 0.093098 | 0.060606 | 1200000 | 10 | 1 | 0 | 0 | 0 | 1 | Lateral Hardening-Fuse-60014828 | 1500Million | Central | -1 | 3000
Lateral Hardening | Lateral Hardening-Fuse-10556657,1 | 13298 | 1288.0967 | 28499.2829 | 30822.5485 | 331136.3636 | 0.093081 | 0.27595 | 1200000 | 1 | 1 | 0 | 0 | 0 | 1 | Lateral Hardening-Fuse-10556657 | 1500Million | Winter Haven | -1 | 3000
Lateral Hardening | Lateral Hardening-Fuse-60237959,1 | 13706 | 1263.8963 | 79.0083 | 4652.527 | 50000 | 0.093051 | 0.038826 | 1287804.878 | 5 | 1 | 0 | 0 | 0 | 1 | Lateral Hardening-Fuse-60237959 | 1500Million | Eastern | -1 | 3000
Lateral Hardening | Lateral Hardening-Fuse-92596907,1 | 13008 | 0 | 13725.5851 | 13568.3475 | 145909.0909 | 0.092992 | 0.12159 | 1200000 | 5 | 1 | 2 | 0 | 2 | 3 | Lateral Hardening-Fuse-92596907 | 1500Million | Plant City | -1 | 3000
Lateral Hardening | Lateral Hardening-Fuse-10650549,1 | 13391 | 901.8418 | 5467.716 | 6273.2019 | 67500 | 0.092936 | 0.05625 | 1200000 | 2 | 1 | 0 | 0 | 0 | 1 | Lateral Hardening-Fuse-10650549 | 1500Million | Plant City | -1 | 3000
Lateral Hardening | Lateral Hardening-Fuse-91247238,1 | 13679 | 3676.955 | 6783.4172 | 10217.0568 | 110000 | 0.092882 | 0.091667 | 1200000 | 8 | 1 | 2 | 0 | 2 | 3 | Lateral Hardening-Fuse-91247238 | 1500Million | Western | -1 | 3000
Lateral Hardening | Lateral Hardening-Fuse-10715661,1 | 13984 | 0 | 48366.0631 | 83742.4643 | 901818.1818 | 0.09286 | 0.75152 | 1200000 | 7 | 1 | 6 | 0 | 6 | 7 | Lateral Hardening-Fuse-10715661 | 1500Million | Plant City | -1 | 3000
Lateral Hardening | Lateral Hardening-Fuse-10758595,1 | 13422 | 598.3097 | 2156.0115 | 5484.2682 | 59090.9091 | 0.092811 | 0.049242 | 1200000 | 4 | 1 | 0 | 0 | 0 | 1 | Lateral Hardening-Fuse-10758595 | 1500Million | Dade City | -1 | 3000
Lateral Hardening | Lateral Hardening-Fuse-10595492,1 | 13698 | 1201.7116 | 6982.2461 | 8064.8996 | 87045.4545 | 0.092652 | 0.072538 | 1200000 | 3 | 1 | 0 | 0 | 0 | 1 | Lateral Hardening-Fuse-10595492 | 1500Million | Winter Haven | -1 | 3000
Lateral Hardening | Lateral Hardening-Fuse-10371710,1 | 13100 | 0 | 23964.2391 | 23766.7281 | 256590.9091 | 0.092625 | 0.21383 | 1200000 | 2 | 1 | 1 | 0 | 1 | 2 | Lateral Hardening-Fuse-10371710 | 1500Million | Central | -1 | 3000
Lateral Hardening | Lateral Hardening-Fuse-10716345,1 | 13959 | 2101.2038 | 14547.0556 | 16406.2597 | 177272.7273 | 0.092548 | 0.14773 | 1200000 | 3 | 1 | 0 | 0 | 0 | 1 | Lateral Hardening-Fuse-10716345 | 1500Million | Plant City | -1 | 3000
Lateral Hardening | Lateral Hardening-Fuse-10311270,1 | 13865 | 4383.1121 | 460.1181 | 4627.2174 | 50000 | 0.092544 | 0.025947 | 1927007.2993 | 2 | 1 | 0 | 0 | 0 | 1 | Lateral Hardening-Fuse-10311270 | 1500Million | Western | -1 | 3000
Lateral Hardening | Lateral Hardening-Fuse-10070678,1 | 13657 | 570.3934 | 10294.007 | 10722.6379 | 115909.0909 | 0.092509 | 0.096591 | 1200000 | 1 | 1 | 0 | 0 | 0 | 1 | Lateral Hardening-Fuse-10070678 | 1500Million | Plant City | -1 | 3000
Lateral Hardening | Lateral Hardening-Fuse-10129867,1 | 13006 | 7446.9241 | 16235.8732 | 23309.1208 | 252045.4545 | 0.09248 | 0.21004 | 1200000 | 10 | 1 | 0 | 0 | 0 | 1 | Lateral Hardening-Fuse-10129867 | 1500Million | Dade City | -1 | 3000
Lateral Hardening | Lateral Hardening-Fuse-93299664,1 | 13808 | 2854.8047 | 30869.516 | 33393.7394 | 361136.3636 | 0.092469 | 0.30095 | 1200000 | 2 | 1 | 0 | 0 | 0 | 1 | Lateral Hardening-Fuse-93299664 | 1500Million | Plant City | -1 | 3000
Lateral Hardening | Lateral Hardening-Fuse-90623993,1 | 13679 | 537.0122 | 4812.658 | 5272.9736 | 57045.4545 | 0.092435 | 0.047538 | 1200000 | 1 | 1 | 0 | 0 | 0 | 1 | Lateral Hardening-Fuse-90623993 | 1500Million | Western | -1 | 3000
Lateral Hardening | Lateral Hardening-Fuse-10204417,1 | 13337 | 1452.0051 | 2902.4176 | 4618.8691 | 50000 | 0.092377 | 0.026705 | 1872340.4255 | 4 | 1 | 0 | 0 | 0 | 1 | Lateral Hardening-Fuse-10204417 | 1500Million | Western | -1 | 3000
Lateral Hardening | Lateral Hardening-Fuse-10162079,1 | 13142 | 4817.983 | 35.3501 | 4616.6334 | 50000 | 0.092333 | 0.023485 | 2129032.2581 | 5 | 1 | 0 | 0 | 0 | 1 | Lateral Hardening-Fuse-10162079 | 1500Million | Western | -1 | 3000
Lateral Hardening | Lateral Hardening-Fuse-10540516,1 | 13964 | 0 | 13829.8232 | 13689.7256 | 148409.0909 | 0.092243 | 0.12367 | 1200000 | 1 | 1 | 0 | 0 | 0 | 1 | Lateral Hardening-Fuse-10540516 | 1500Million | Eastern | -1 | 3000
Lateral Hardening | Lateral Hardening-Fuse-10503441,1 | 13576 | 2699.4168 | 6517.5444 | 9076.9631 | 98409.0909 | 0.092237 | 0.082008 | 1200000 | 3 | 1 | 0 | 0 | 0 | 1 | Lateral Hardening-Fuse-10503441 | 1500Million | Eastern | -1 | 3000
Lateral Hardening | Lateral Hardening-Fuse-10562345,1 | 13296 | 0 | 24865.091 | 24819.1214 | 269090.9091 | 0.092233 | 0.22424 | 1200000 | 4 | 1 | 0 | 0 | 0 | 1 | Lateral Hardening-Fuse-10562345 | 1500Million | Winter Haven | -1 | 3000
Lateral Hardening | Lateral Hardening-Fuse-92648110,1 | 13331 | 0 | 8712.1816 | 8612.3765 | 93409.0909 | 0.092201 | 0.077841 | 1200000 | 3 | 1 | 0 | 0 | 0 | 1 | Lateral Hardening-Fuse-92648110 | 1500Million | Dade City | -1 | 3000
Lateral Hardening | Lateral Hardening-Fuse-90089877,1 | 14025 | 2703.0007 | 5057.0168 | 7575.8889 | 82272.7273 | 0.092083 | 0.068561 | 1200000 | 7 | 1 | 0 | 0 | 0 | 1 | Lateral Hardening-Fuse-90089877 | 1500Million | South Hillsborough | -1 | 3000
Lateral Hardening | Lateral Hardening-Fuse-93207907,1 | 13656 | 622.0992 | 8945.2534 | 9438.3433 | 102500 | 0.092081 | 0.085417 | 1200000 | 1 | 1 | 0 | 0 | 0 | 1 | Lateral Hardening-Fuse-93207907 | 1500Million | Plant City | -1 | 3000
Lateral Hardening | Lateral Hardening-Fuse-92651942,1 | 13118 | 4820.7842 | 14.0604 | 4603.336 | 50000 | 0.092067 | 0.01875 | 2666666.6667 | 30 | 1 | 1 | 0 | 1 | 2 | Lateral Hardening-Fuse-92651942 | 1500Million | Winter Haven | -1 | 3000
Lateral Hardening | Lateral Hardening-Fuse-92572987,1 | 13447 | 0 | 24166.6727 | 23889.824 | 259545.4545 | 0.092045 | 0.21629 | 1200000 | 10 | 1 | 3 | 0 | 3 | 4 | Lateral Hardening-Fuse-92572987 | 1500Million | Western | -1 | 3000
Lateral Hardening | Lateral Hardening-Fuse-92828207,1 | 13961 | 945.6026 | 3739.2058 | 4601.0619 | 50000 | 0.092021 | 0.038068 | 1313432.8358 | 4 | 1 | 0 | 0 | 0 | 1 | Lateral Hardening-Fuse-92828207 | 1500Million | Plant City | -1 | 3000
Lateral Hardening | Lateral Hardening-Fuse-91238983,1 | 13124 | 0 | 8713.9949 | 8614.1691 | 93636.3636 | 0.091996 | 0.07803 | 1200000 | 2 | 1 | 0 | 0 | 0 | 1 | Lateral Hardening-Fuse-91238983 | 1500Million | Plant City | -1 | 3000
Lateral Hardening | Lateral Hardening-Fuse-10487461,1 | 13458 | 2094.5346 | 3615.4726 | 6601.0636 | 71818.1818 | 0.091914 | 0.059848 | 1200000 | 6 | 1 | 0 | 0 | 0 | 1 | Lateral Hardening-Fuse-10487461 | 1500Million | Eastern | -1 | 3000
Lateral Hardening | Lateral Hardening-Fuse-10588792,1 | 13471 | 1125.9119 | 6826.2156 | 8330.9919 | 90681.8182 | 0.091871 | 0.075568 | 1200000 | 2 | 1 | 0 | 0 | 0 | 1 | Lateral Hardening-Fuse-10588792 | 1500Million | Winter Haven | -1 | 3000
Lateral Hardening | Lateral Hardening-Fuse-91565158,1 | 13044 | 12881.8287 | 1572.6892 | 13821.5749 | 150454.5455 | 0.091865 | 0.12538 | 1200000 | 13 | 1 | 0 | 0 | 0 | 1 | Lateral Hardening-Fuse-91565158 | 1500Million | Central | -1 | 3000
Lateral Hardening | Lateral Hardening-Fuse-91027785,1 | 13046 | 3256.9509 | 4469.4502 | 7536.0234 | 82045.4545 | 0.091852 | 0.068371 | 1200000 | 12 | 1 | 0 | 0 | 0 | 1 | Lateral Hardening-Fuse-91027785 | 1500Million | Central | -1 | 3000
Lateral Hardening | Lateral Hardening-Fuse-92443897,1 | 13442 | 3781.7453 | 21114.0491 | 24651.4282 | 268409.0909 | 0.091843 | 0.22367 | 1200000 | 4 | 1 | 0 | 0 | 0 | 1 | Lateral Hardening-Fuse-92443897 | 1500Million | Winter Haven | -1 | 3000
Lateral Hardening | Lateral Hardening-Fuse-93296789,1 | 13214 | 851.7712 | 5309.2775 | 6070.0718 | 66136.3636 | 0.091781 | 0.055114 | 1200000 | 2 | 1 | 0 | 0 | 0 | 1 | Lateral Hardening-Fuse-93296789 | 1500Million | Eastern | -1 | 3000
Lateral Hardening | Lateral Hardening-Fuse-10705942,1 | 13268 | 2118.9447 | 24337.6849 | 26166.425 | 285454.5455 | 0.091666 | 0.23788 | 1200000 | 3 | 1 | 0 | 0 | 0 | 1 | Lateral Hardening-Fuse-10705942 | 1500Million | Plant City | -1 | 3000
Lateral Hardening | Lateral Hardening-Fuse-10241074,1 | 13531 | 0 | 12380.8224 | 14703.2163 | 160454.5455 | 0.091635 | 0.13371 | 1200000 | 53 | 1 | 3 | 0 | 3 | 4 | Lateral Hardening-Fuse-10241074 | 1500Million | Western | -1 | 3000
Lateral Hardening | Lateral Hardening-Fuse-10643487,1 | 13390 | 3288.1294 | 15670.4006 | 18716.4229 | 204318.1818 | 0.091604 | 0.17027 | 1200000 | 5 | 1 | 0 | 0 | 0 | 1 | Lateral Hardening-Fuse-10643487 | 1500Million | Plant City | -1 | 3000
Lateral Hardening | Lateral Hardening-Fuse-10680820,1 | 13308 | 1413.014 | 5522.0212 | 7490.3518 | 81818.1818 | 0.091549 | 0.068182 | 1200000 | 3 | 1 | 0 | 0 | 0 | 1 | Lateral Hardening-Fuse-10680820 | 1500Million | Winter Haven | -1 | 3000
Lateral Hardening | Lateral Hardening-Fuse-91517965,1 | 13148 | 471.7144 | 5785.623 | 6172.4636 | 67500 | 0.091444 | 0.05625 | 1200000 | 1 | 1 | 0 | 0 | 0 | 1 | Lateral Hardening-Fuse-91517965 | 1500Million | Plant City | -1 | 3000
Lateral Hardening | Lateral Hardening-Fuse-10627065,4 | 13147 | 11349.8663 | 87907.4207 | 99366.5499 | 1086727.2727 | 0.091437 | 1.132 | 960000 | 8 | 4 | 1 | 0 | 1 | 5 | Lateral Hardening-Fuse-10627065, Lateral Hardening-Fuse-90843905, Lateral Hardening-Fuse-92529961, Lateral Hardening-Fuse-10627006 | 1500Million | Plant City | -1 | 3000
Lateral Hardening | Lateral Hardening-Fuse-92408977,1 | 13019 | 2939.25 | 21119.7008 | 23830.8237 | 260681.8182 | 0.091417 | 0.21723 | 1200000 | 3 | 1 | 0 | 0 | 0 | 1 | Lateral Hardening-Fuse-92408977 | 1500Million | South Hillsborough | -1 | 3000
Lateral Hardening | Lateral Hardening-Fuse-10759998,1 | 13813 | 1337.7745 | 12670.6532 | 13815.5353 | 151136.3636 | 0.091411 | 0.12595 | 1200000 | 2 | 1 | 0 | 0 | 0 | 1 | Lateral Hardening-Fuse-10759998 | 1500Million | Dade City | -1 | 3000
Lateral Hardening | Lateral Hardening-Fuse-92147737,1 | 14042 | 1004.5751 | 34179.9147 | 34995.5837 | 382954.5455 | 0.091383 | 0.31913 | 1200000 | 1 | 1 | 0 | 0 | 0 | 1 | Lateral Hardening-Fuse-92147737 | 1500Million | Central | -1 | 3000
Lateral Hardening | Lateral Hardening-Fuse-92743358,1 | 14041 | 4722.6526 | 77.097 | 4568.1131 | 50000 | 0.091362 | 0.031818 | 1571428.5714 | 2 | 1 | 0 | 0 | 0 | 1 | Lateral Hardening-Fuse-92743358 | 1500Million | Central | -1 | 3000
Lateral Hardening | Lateral Hardening-Fuse-10802857,1 | 13133 | 2122.5826 | 3874.8051 | 5854.1026 | 64090.9091 | 0.091341 | 0.053409 | 1200000 | 11 | 1 | 0 | 0 | 0 | 1 | Lateral Hardening-Fuse-10802857 | 1500Million | Eastern | -1 | 3000
Lateral Hardening | Lateral Hardening-Fuse-91153047,1 | 13657 | 985.7921 | 16183.9621 | 17062.7125 | 186818.1818 | 0.091333 | 0.15568 | 1200000 | 1 | 1 | 0 | 0 | 0 | 1 | Lateral Hardening-Fuse-91153047 | 1500Million | Plant City | -1 | 3000
Lateral Hardening | Lateral Hardening-Fuse-10556620,1 | 13298 | 1352.3439 | 22302.8736 | 23341.4149 | 255681.8182 | 0.091291 | 0.21307 | 1200000 | 2 | 1 | 0 | 0 | 0 | 1 | Lateral Hardening-Fuse-10556620 | 1500Million | Winter Haven | -1 | 3000
Lateral Hardening | Lateral Hardening-Fuse-10564605,1 | 13292 | 5051.3556 | 5286.0489 | 10061.8331 | 110227.2727 | 0.091283 | 0.091856 | 1200000 | 11 | 1 | 0 | 0 | 0 | 1 | Lateral Hardening-Fuse-10564605 | 1500Million | Winter Haven | -1 | 3000
Lateral Hardening | Lateral Hardening-Fuse-90257631,1 | 13622 | 725.7354 | 8985.9467 | 9580.4895 | 105000 | 0.091243 | 0.0875 | 1200000 | 1 | 1 | 0 | 0 | 0 | 1 | Lateral Hardening-Fuse-90257631 | 1500Million | Western | -1 | 3000
Lateral Hardening | Lateral Hardening-Fuse-10366499,1 | 13089 | 0 | 6159.9777 | 6614.3593 | 72500 | 0.091233 | 0.060417 | 1200000 | 1 | 1 | 0 | 0 | 0 | 1 | Lateral Hardening-Fuse-10366499 | 1500Million | Central | -1 | 3000
Lateral Hardening | Lateral Hardening-Fuse-93240195,1 | 13114 | 0 | 8074.6989 | 7982.1968 | 87500 | 0.091225 | 0.072917 | 1200000 | 2 | 1 | 0 | 0 | 0 | 1 | Lateral Hardening-Fuse-93240195 | 1500Million | Western | -1 | 3000
Lateral Hardening | Lateral Hardening-Fuse-10095415,1 | 13786 | 0 | 9664.0978 | 9598.7893 | 105227.2727 | 0.09122 | 0.087689 | 1200000 | 1 | 1 | 0 | 0 | 0 | 1 | Lateral Hardening-Fuse-10095415 | 1500Million | Plant City | -1 | 3000
Lateral Hardening | Lateral Hardening-Fuse-10686044,1 | 13808 | 1629.073 | 5853.124 | 7645.9051 | 83863.6364 | 0.091171 | 0.069886 | 1200000 | 2 | 1 | 0 | 0 | 0 | 1 | Lateral Hardening-Fuse-10686044 | 1500Million | Plant City | -1 | 3000
Lateral Hardening | Lateral Hardening-Fuse-10645539,1 | 13148 | 2117.3173 | 9144.7287 | 11084.3959 | 121590.9091 | 0.091161 | 0.10133 | 1200000 | 3 | 1 | 0 | 0 | 0 | 1 | Lateral Hardening-Fuse-10645539 | 1500Million | Plant City | -1 | 3000
Lateral Hardening | Lateral Hardening-Fuse-90048152,1 | 13461 | 811.312 | 8675.6166 | 9426.9105 | 103409.0909 | 0.091161 | 0.086174 | 1200000 | 1 | 1 | 0 | 0 | 0 | 1 | Lateral Hardening-Fuse-90048152 | 1500Million | Eastern | -1 | 3000
Lateral Hardening | Lateral Hardening-Fuse-60578546,1 | 13331 | 207.7782 | 4422.5705 | 10397.4812 | 114090.9091 | 0.091133 | 0.095076 | 1200000 | 1 | 1 | 0 | 0 | 0 | 1 | Lateral Hardening-Fuse-60578546 | 1500Million | Dade City | -1 | 3000
Lateral Hardening | Lateral Hardening-Fuse-93275169,1 | 13005 | 2681.2103 | 2890.6676 | 5425.6551 | 59545.4545 | 0.091118 | 0.049621 | 1200000 | 7 | 1 | 0 | 0 | 0 | 1 | Lateral Hardening-Fuse-93275169 | 1500Million | Dade City | -1 | 3000
Lateral Hardening | Lateral Hardening-Fuse-60272018,1 | 13805 | 560.2898 | 9888.6683 | 10310.6647 | 113181.8182 | 0.091098 | 0.094318 | 1200000 | 1 | 1 | 0 | 0 | 0 | 1 | Lateral Hardening-Fuse-60272018 | 1500Million | Plant City | -1 | 3000
Lateral Hardening | Lateral Hardening-Fuse-60234189,1 | 13109 | 1939.6297 | 3133.367 | 4947.3081 | 54318.1818 | 0.09108 | 0.045265 | 1200000 | 10 | 1 | 0 | 0 | 0 | 1 | Lateral Hardening-Fuse-60234189 | 1500Million | Western | -1 | 3000
Lateral Hardening | Lateral Hardening-Fuse-10650537,1 | 13391 | 5961.293 | 9208.651 | 14931.6765 | 164090.9091 | 0.090996 | 0.13674 | 1200000 | 6 | 1 | 0 | 0 | 0 | 1 | Lateral Hardening-Fuse-10650537 | 1500Million | Plant City | -1 | 3000
Lateral Hardening | Lateral Hardening-Fuse-60201411,1 | 13330 | 2474.8686 | 4397.2844 | 6715.8542 | 73863.6364 | 0.090922 | 0.061553 | 1200000 | 10 | 1 | 0 | 0 | 0 | 1 | Lateral Hardening-Fuse-60201411 | 1500Million | Dade City | -1 | 3000
Lateral Hardening | Lateral Hardening-Fuse-10556616,1 | 13298 | 0 | 74788.6722 | 86658.0158 | 953636.3636 | 0.090871 | 0.7947 | 1200000 | 1 | 1 | 0 | 0 | 0 | 1 | Lateral Hardening-Fuse-10556616 | 1500Million | Winter Haven | -1 | 3000
Lateral Hardening | Lateral Hardening-Fuse-10516393,1 | 13797 | 4508.1905 | 2815.1347 | 9519.1551 | 104772.7273 | 0.090855 | 0.087311 | 1200000 | 38 | 1 | 0 | 0 | 0 | 1 | Lateral Hardening-Fuse-10516393 | 1500Million | Eastern | -1 | 3000
Lateral Hardening | Lateral Hardening-Fuse-90842323,1 | 13455 | 0 | 6099.2882 | 6029.416 | 66363.6364 | 0.090854 | 0.055303 | 1200000 |  | 1 | 0 | 0 | 0 | 1 | Lateral Hardening-Fuse-90842323 | 1500Million | Eastern | -1 | 3000
Lateral Hardening | Lateral Hardening-Fuse-10070720,1 | 13657 | 6887.9434 | 17248.4983 | 23758.4773 | 261590.9091 | 0.090823 | 0.21799 | 1200000 | 9 | 1 | 0 | 0 | 0 | 1 | Lateral Hardening-Fuse-10070720 | 1500Million | Plant City | -1 | 3000
Lateral Hardening | Lateral Hardening-Fuse-92266712,1 | 13020 | 1573.9611 | 7038.9103 | 8481.7782 | 93409.0909 | 0.090802 | 0.077841 | 1200000 | 3 | 1 | 0 | 0 | 0 | 1 | Lateral Hardening-Fuse-92266712 | 1500Million | South Hillsborough | -1 | 3000
Lateral Hardening | Lateral Hardening-Fuse-10433150,1 | 13993 | 9185.6806 | 17711.9007 | 26270.7502 | 289318.1818 | 0.090802 | 0.2411 | 1200000 | 16 | 1 | 0 | 0 | 0 | 1 | Lateral Hardening-Fuse-10433150 | 1500Million | Central | -1 | 3000
Lateral Hardening | Lateral Hardening-Fuse-92949031,1 | 13194 | 9526.6727 | 29280.5682 | 38311.9372 | 422045.4545 | 0.090777 | 0.3517 | 1200000 | 13 | 1 | 0 | 0 | 0 | 1 | Lateral Hardening-Fuse-92949031 | 1500Million | Western | -1 | 3000
Lateral Hardening | Lateral Hardening-Fuse-93272251,1 | 13080 | 8136.6172 | 10224.718 | 17860.8613 | 196818.1818 | 0.090748 | 0.16402 | 1200000 | 25 | 1 | 0 | 0 | 0 | 1 | Lateral Hardening-Fuse-93272251 | 1500Million | Western | -1 | 3000
Lateral Hardening | Lateral Hardening-Fuse-92614516,1 | 13303 | 0 | 12069.0635 | 11930.8027 | 131590.9091 | 0.090666 | 0.10966 | 1200000 | 3 | 1 | 0 | 0 | 0 | 1 | Lateral Hardening-Fuse-92614516 | 1500Million | South Hillsborough | -1 | 3000
Lateral Hardening | Lateral Hardening-Fuse-10743728,1 | 13328 | 0 | 7810.9739 | 7721.4929 | 85227.2727 | 0.090599 | 0.071023 | 1200000 | 5 | 1 | 1 | 0 | 1 | 2 | Lateral Hardening-Fuse-10743728 | 1500Million | Dade City | -1 | 3000
Lateral Hardening | Lateral Hardening-Fuse-10382368,1 | 13224 | 0 | 30208.6637 | 29862.5992 | 330000 | 0.090493 | 0.275 | 1200000 | 3 | 1 | 0 | 0 | 0 | 1 | Lateral Hardening-Fuse-10382368 | 1500Million | Central | -1 | 3000
Lateral Hardening | Lateral Hardening-Fuse-92309821,1 | 13473 | 25423.442 | 3764.2976 | 27942.2705 | 308863.6364 | 0.090468 | 0.25739 | 1200000 | 27 | 1 | 0 | 0 | 0 | 1 | Lateral Hardening-Fuse-92309821 | 1500Million | Winter Haven | -1 | 3000
Lateral Hardening | Lateral Hardening-Fuse-92614673,1 | 13303 | 0 | 19703.486 | 19608.7692 | 216818.1818 | 0.090439 | 0.18068 | 1200000 | 1 | 1 | 0 | 0 | 0 | 1 | Lateral Hardening-Fuse-92614673 | 1500Million | South Hillsborough | -1 | 3000
Lateral Hardening | Lateral Hardening-Fuse-93301772,1 | 13808 | 4727.7901 | 17250.2469 | 21714.3246 | 240227.2727 | 0.090391 | 0.20019 | 1200000 | 6 | 1 | 0 | 0 | 0 | 1 | Lateral Hardening-Fuse-93301772 | 1500Million | Plant City | -1 | 3000
Lateral Hardening | Lateral Hardening-Fuse-10726533,1 | 13648 | 4328.5061 | 21781.446 | 25850.4273 | 286136.3636 | 0.090343 | 0.23845 | 1200000 | 5 | 1 | 0 | 0 | 0 | 1 | Lateral Hardening-Fuse-10726533 | 1500Million | South Hillsborough | -1 | 3000
Lateral Hardening | Lateral Hardening-Fuse-60381963,1 | 13299 | 4720.4008 | 1538.9224 | 14453.2348 | 160000 | 0.090333 | 0.13333 | 1200000 | 2 | 1 | 0 | 0 | 0 | 1 | Lateral Hardening-Fuse-60381963 | 1500Million | Winter Haven | -1 | 3000
Lateral Hardening | Lateral Hardening-Fuse-10795792,1 | 13696 | 2682.6057 | 1912.3104 | 5009.2193 | 55454.5455 | 0.09033 | 0.046212 | 1200000 | 11 | 1 | 0 | 0 | 0 | 1 | Lateral Hardening-Fuse-10795792 | 1500Million | Winter Haven | -1 | 3000
Lateral Hardening | Lateral Hardening-Fuse-93266147,1 | 13042 | 1739.6334 | 2896.3639 | 4516.2499 | 50000 | 0.090325 | 0.039205 | 1275362.3188 | 5 | 1 | 0 | 0 | 0 | 1 | Lateral Hardening-Fuse-93266147 | 1500Million | Central | -1 | 3000
Lateral Hardening | Lateral Hardening-Fuse-92643735,1 | 13118 | 536.0242 | 4102.7662 | 4572.729 | 50681.8182 | 0.090224 | 0.042235 | 1200000 | 2 | 1 | 0 | 0 | 0 | 1 | Lateral Hardening-Fuse-92643735 | 1500Million | Winter Haven | -1 | 3000
Lateral Hardening | Lateral Hardening-Fuse-10628966,1 | 13787 | 0 | 5371.0106 | 5309.4813 | 58863.6364 | 0.0902 | 0.049053 | 1200000 | 2 | 1 | 0 | 0 | 0 | 1 | Lateral Hardening-Fuse-10628966 | 1500Million | Plant City | -1 | 3000
Lateral Hardening | Lateral Hardening-Fuse-10565875,1 | 13290 | 2639.9366 | 2008.3093 | 4505.1157 | 50000 | 0.090102 | 0.028598 | 1748344.3709 | 10 | 1 | 0 | 0 | 0 | 1 | Lateral Hardening-Fuse-10565875 | 1500Million | Winter Haven | -1 | 3000
Lateral Hardening | Lateral Hardening-Fuse-92208547,1 | 13645 | 565.8168 | 8191.9549 | 8639.8929 | 95909.0909 | 0.090084 | 0.079924 | 1200000 | 1 | 1 | 0 | 0 | 0 | 1 | Lateral Hardening-Fuse-92208547 | 1500Million | South Hillsborough | -1 | 3000
Lateral Hardening | Lateral Hardening-Fuse-10705938,1 | 13268 | 1549.4791 | 7939.8931 | 9923.5573 | 110227.2727 | 0.090028 | 0.091856 | 1200000 | 2 | 1 | 0 | 0 | 0 | 1 | Lateral Hardening-Fuse-10705938 | 1500Million | Plant City | -1 | 3000
Lateral Hardening | Lateral Hardening-Fuse-60604588,1 | 13007 | 0 | 43139.4044 | 42645.2079 | 473863.6364 | 0.089995 | 0.39489 | 1200000 |  | 1 | 0 | 0 | 0 | 1 | Lateral Hardening-Fuse-60604588 | 1500Million | Plant City | -1 | 3000
Lateral Hardening | Lateral Hardening-Fuse-92539521,1 | 13479 | 8582.8319 | 9141.6389 | 17236.4967 | 191590.9091 | 0.089965 | 0.15966 | 1200000 | 20 | 1 | 0 | 0 | 0 | 1 | Lateral Hardening-Fuse-92539521 | 1500Million | Winter Haven | -1 | 3000
Lateral Hardening | Lateral Hardening-Fuse-92649884,1 | 13391 | 1273.8701 | 5865.0823 | 7031.98 | 78181.8182 | 0.089944 | 0.065152 | 1200000 | 2 | 1 | 0 | 0 | 0 | 1 | Lateral Hardening-Fuse-92649884 | 1500Million | Plant City | -1 | 3000
Lateral Hardening | Lateral Hardening-Fuse-60269652,1 | 13648 | 3111.3941 | 10900.2414 | 13852.1374 | 154090.9091 | 0.089896 | 0.12841 | 1200000 | 4 | 1 | 0 | 0 | 0 | 1 | Lateral Hardening-Fuse-60269652 | 1500Million | South Hillsborough | -1 | 3000
Lateral Hardening | Lateral Hardening-Fuse-10199125,1 | 13867 | 0 | 32441.3296 | 32069.6881 | 356818.1818 | 0.089877 | 0.29735 | 1200000 | 19 | 1 | 0 | 0 | 0 | 1 | Lateral Hardening-Fuse-10199125 | 1500Million | Western | -1 | 3000
Lateral Hardening | Lateral Hardening-Fuse-90012506,1 | 13346 | 0 | 28885.2515 | 28554.3478 | 317954.5455 | 0.089806 | 0.26496 | 1200000 | 6 | 1 | 2 | 0 | 2 | 3 | Lateral Hardening-Fuse-90012506 | 1500Million | South Hillsborough | -1 | 3000
Lateral Hardening | Lateral Hardening-Fuse-10804826,1 | 13953 | 0 | 8298.4625 | 8203.397 | 91363.6364 | 0.089788 | 0.076136 | 1200000 | 1 | 1 | 0 | 0 | 0 | 1 | Lateral Hardening-Fuse-10804826 | 1500Million | Eastern | -1 | 3000
Lateral Hardening | Lateral Hardening-Fuse-10313379,1 | 13866 | 0 | 11414.8633 | 11284.0968 | 125681.8182 | 0.089783 | 0.10473 | 1200000 | 5 | 1 | 0 | 0 | 0 | 1 | Lateral Hardening-Fuse-10313379 | 1500Million | Western | -1 | 3000
Lateral Hardening | Lateral Hardening-Fuse-92951089,1 | 13195 | 0 | 21792.2264 | 21542.579 | 240000 | 0.089761 | 0.2 | 1200000 | 23 | 1 | 1 | 1 | 0 | 2 | Lateral Hardening-Fuse-92951089 | 1500Million | Western | -1 | 3000
Lateral Hardening | Lateral Hardening-Fuse-92015551,1 | 13772 | 4006.579 | 10708.3716 | 14410.779 | 160681.8182 | 0.089685 | 0.1339 | 1200000 | 7 | 1 | 0 | 0 | 0 | 1 | Lateral Hardening-Fuse-92015551 | 1500Million | Winter Haven | -1 | 3000
Lateral Hardening | Lateral Hardening-Fuse-92116999,1 | 13020 | 0 | 11332.2348 | 11202.415 | 125000 | 0.089619 | 0.10417 | 1200000 |  | 1 | 0 | 0 | 0 | 1 | Lateral Hardening-Fuse-92116999 | 1500Million | South Hillsborough | -1 | 3000
Lateral Hardening | Lateral Hardening-Fuse-10029689,1 | 13279 | 4643.4561 | 62.4862 | 4478.7215 | 50000 | 0.089574 | 0.019697 | 2538461.5385 | 2 | 1 | 0 | 0 | 0 | 1 | Lateral Hardening-Fuse-10029689 | 1500Million | Winter Haven | -1 | 3000
Lateral Hardening | Lateral Hardening-Fuse-93299112,1 | 13808 | 1040.0833 | 6625.1183 | 7610.1766 | 85000 | 0.089531 | 0.070833 | 1200000 | 1 | 1 | 0 | 0 | 0 | 1 | Lateral Hardening-Fuse-93299112 | 1500Million | Plant City | -1 | 3000
Lateral Hardening | Lateral Hardening-Fuse-91230825,1 | 13889 | 0 | 26440.3669 | 26379.5475 | 295000 | 0.089422 | 0.24583 | 1200000 | 12 | 1 | 3 | 0 | 3 | 4 | Lateral Hardening-Fuse-91230825 | 1500Million | Western | -1 | 3000
Lateral Hardening | Lateral Hardening-Fuse-10671321,1 | 13724 | 0 | 10671.0696 | 10625.9767 | 118863.6364 | 0.089396 | 0.099053 | 1200000 |  | 1 | 0 | 0 | 0 | 1 | Lateral Hardening-Fuse-10671321 | 1500Million | Plant City | -1 | 3000
Lateral Hardening | Lateral Hardening-Fuse-92363192,1 | 13431 | 1530.2444 | 16831.2948 | 18112.8057 | 202727.2727 | 0.089346 | 0.16894 | 1200000 | 3 | 1 | 0 | 0 | 0 | 1 | Lateral Hardening-Fuse-92363192 | 1500Million | Dade City | -1 | 3000
Lateral Hardening | Lateral Hardening-Fuse-92949247,1 | 13898 | 0 | 7269.8357 | 7186.5539 | 80454.5455 | 0.089324 | 0.067045 | 1200000 |  | 1 | 0 | 0 | 0 | 1 | Lateral Hardening-Fuse-92949247 | 1500Million | South Hillsborough | -1 | 3000
Lateral Hardening | Lateral Hardening-Fuse-10274718,1 | 13624 | 385.3663 | 11101.4221 | 11342.9808 | 127045.4545 | 0.089283 | 0.10587 | 1200000 | 1 | 1 | 3 | 0 | 3 | 4 | Lateral Hardening-Fuse-10274718 | 1500Million | Western | -1 | 3000
Lateral Hardening | Lateral Hardening-Fuse-10716304,1 | 13959 | 1019.168 | 5073.3294 | 6003.463 | 67272.7273 | 0.089241 | 0.056061 | 1200000 | 2 | 1 | 0 | 0 | 0 | 1 | Lateral Hardening-Fuse-10716304 | 1500Million | Plant City | -1 | 3000
Lateral Hardening | Lateral Hardening-Fuse-10710646,1 | 14000 | 0 | 21356.5311 | 21111.8749 | 236590.9091 | 0.089234 | 0.19716 | 1200000 | 2 | 1 | 2 | 0 | 2 | 3 | Lateral Hardening-Fuse-10710646 | 1500Million | Plant City | -1 | 3000
Lateral Hardening | Lateral Hardening-Fuse-60644931,1 | 13962 | 0 | 18310.9901 | 22067.3104 | 247500 | 0.089161 | 0.20625 | 1200000 | 3 | 1 | 4 | 0 | 4 | 5 | Lateral Hardening-Fuse-60644931 | 1500Million | Plant City | -1 | 3000
Lateral Hardening | Lateral Hardening-Fuse-10457707,1 | 13229 | 0 | 9919.0894 | 9805.4583 | 110000 | 0.089141 | 0.091667 | 1200000 | 2 | 1 | 0 | 0 | 0 | 1 | Lateral Hardening-Fuse-10457707 | 1500Million | Eastern | -1 | 3000
Lateral Hardening | Lateral Hardening-Fuse-92247846,1 | 13080 | 11017.6304 | 9025.6526 | 19462.3291 | 218409.0909 | 0.08911 | 0.18201 | 1200000 | 27 | 1 | 0 | 0 | 0 | 1 | Lateral Hardening-Fuse-92247846 | 1500Million | Western | -1 | 3000
Lateral Hardening | Lateral Hardening-Fuse-93241309,1 | 14000 | 0 | 18708.114 | 18493.7976 | 207727.2727 | 0.089029 | 0.17311 | 1200000 |  | 1 | 0 | 0 | 0 | 1 | Lateral Hardening-Fuse-93241309 | 1500Million | Plant City | -1 | 3000
Lateral Hardening | Lateral Hardening-Fuse-91978686,1 | 13069 | 15410.9633 | 21864.114 | 36325.0875 | 408181.8182 | 0.088992 | 0.34015 | 1200000 | 53 | 1 | 0 | 0 | 0 | 1 | Lateral Hardening-Fuse-91978686 | 1500Million | Western | -1 | 3000
Lateral Hardening | Lateral Hardening-Fuse-91006641,1 | 13236 | 3405.6039 | 30654.5625 | 33711.3609 | 378863.6364 | 0.08898 | 0.31572 | 1200000 | 5 | 1 | 0 | 0 | 0 | 1 | Lateral Hardening-Fuse-91006641 | 1500Million | South Hillsborough | -1 | 3000
Lateral Hardening | Lateral Hardening-Fuse-10310464,1 | 13864 | 0 | 8958.2884 | 8855.664 | 99545.4545 | 0.088961 | 0.082955 | 1200000 | 3 | 1 | 0 | 0 | 0 | 1 | Lateral Hardening-Fuse-10310464 | 1500Million | Western | -1 | 3000
Lateral Hardening | Lateral Hardening-Fuse-10716372,1 | 13959 | 436.8322 | 4072.9833 | 4447.1271 | 50000 | 0.088943 | 0.041477 | 1205479.4521 | 1 | 1 | 0 | 0 | 0 | 1 | Lateral Hardening-Fuse-10716372 | 1500Million | Plant City | -1 | 3000
Lateral Hardening | Lateral Hardening-Fuse-10099369,1 | 13963 | 4514.0066 | 8180.0598 | 12390.6738 | 139318.1818 | 0.088938 | 0.1161 | 1200000 | 11 | 1 | 0 | 0 | 0 | 1 | Lateral Hardening-Fuse-10099369 | 1500Million | Eastern | -1 | 3000
Lateral Hardening | Lateral Hardening-Fuse-10087593,1 | 13389 | 0 | 4743.7623 | 4689.4187 | 52727.2727 | 0.088937 | 0.043939 | 1200000 | 1 | 1 | 0 | 0 | 0 | 1 | Lateral Hardening-Fuse-10087593 | 1500Million | Plant City | -1 | 3000
Lateral Hardening | Lateral Hardening-Fuse-92619344,1 | 13303 | 0 | 17847.7201 | 17643.2602 | 198636.3636 | 0.088822 | 0.16553 | 1200000 |  | 1 | 0 | 0 | 0 | 1 | Lateral Hardening-Fuse-92619344 | 1500Million | South Hillsborough | -1 | 3000
Lateral Hardening | Lateral Hardening-Fuse-60007516,1 | 13076 | 0 | 29658.0796 | 40793.9623 | 459318.1818 | 0.088814 | 0.38277 | 1200000 | 17 | 1 | 4 | 0 | 4 | 5 | Lateral Hardening-Fuse-60007516 | 1500Million | Western | -1 | 3000
Lateral Hardening | Lateral Hardening-Fuse-10895247,1 | 13003 | 3140.5742 | 28368.1211 | 32698.5987 | 368181.8182 | 0.088811 | 0.30682 | 1200000 | 3 | 1 | 1 | 0 | 1 | 2 | Lateral Hardening-Fuse-10895247 | 1500Million | South Hillsborough | -1 | 3000
Lateral Hardening | Lateral Hardening-Fuse-93295548,1 | 13808 | 1068.5602 | 6714.9751 | 7668.4767 | 86363.6364 | 0.088793 | 0.07197 | 1200000 | 2 | 1 | 0 | 0 | 0 | 1 | Lateral Hardening-Fuse-93295548 | 1500Million | Plant City | -1 | 3000
Lateral Hardening | Lateral Hardening-Fuse-10204426,1 | 13021 | 2980.2706 | 11792.6221 | 14608.223 | 164545.4545 | 0.088779 | 0.13712 | 1200000 | 3 | 1 | 0 | 0 | 0 | 1 | Lateral Hardening-Fuse-10204426 | 1500Million | Central | -1 | 3000
Lateral Hardening | Lateral Hardening-Fuse-10710621,1 | 14000 | 1589.2853 | 8472.5923 | 9967.1739 | 112272.7273 | 0.088776 | 0.093561 | 1200000 | 2 | 1 | 0 | 0 | 0 | 1 | Lateral Hardening-Fuse-10710621 | 1500Million | Plant City | -1 | 3000
Lateral Hardening | Lateral Hardening-Fuse-92607669,1 | 13390 | 1275.7219 | 20559.3891 | 21546.8618 | 242954.5455 | 0.088687 | 0.20246 | 1200000 | 2 | 1 | 0 | 0 | 0 | 1 | Lateral Hardening-Fuse-92607669 | 1500Million | Plant City | -1 | 3000
Lateral Hardening | Lateral Hardening-Fuse-10834651,1 | 13041 | 508.6505 | 7741.9941 | 8140.4556 | 91818.1818 | 0.088658 | 0.076515 | 1200000 | 1 | 1 | 0 | 0 | 0 | 1 | Lateral Hardening-Fuse-10834651 | 1500Million | Eastern | -1 | 3000
Lateral Hardening | Lateral Hardening-Fuse-10000698,1 | 13236 | 0 | 44047.9427 | 43867.4202 | 495000 | 0.088621 | 0.4125 | 1200000 | 2 | 1 | 0 | 0 | 0 | 1 | Lateral Hardening-Fuse-10000698 | 1500Million | South Hillsborough | -1 | 3000
Lateral Hardening | Lateral Hardening-Fuse-60234231,1 | 13294 | 0 | 34728.7212 | 34596.2261 | 390909.0909 | 0.088502 | 0.32576 | 1200000 | 2 | 1 | 0 | 0 | 0 | 1 | Lateral Hardening-Fuse-60234231 | 1500Million | Winter Haven | -1 | 3000
Lateral Hardening | Lateral Hardening-Fuse-10580684,1 | 13105 | 3406.0662 | 3714.4156 | 6918.076 | 78181.8182 | 0.088487 | 0.065152 | 1200000 | 8 | 1 | 0 | 0 | 0 | 1 | Lateral Hardening-Fuse-10580684 | 1500Million | Central | -1 | 3000
Lateral Hardening | Lateral Hardening-Fuse-10829522,1 | 13687 | 635.9716 | 3855.7894 | 4423.8116 | 50000 | 0.088476 | 0.033144 | 1508571.4286 | 2 | 1 | 0 | 0 | 0 | 1 | Lateral Hardening-Fuse-10829522 | 1500Million | Eastern | -1 | 3000
Lateral Hardening | Lateral Hardening-Fuse-92834455,1 | 13112 | 0 | 4534.195 | 4482.2521 | 50681.8182 | 0.088439 | 0.042235 | 1200000 | 1 | 1 | 0 | 0 | 0 | 1 | Lateral Hardening-Fuse-92834455 | 1500Million | Western | -1 | 3000
Lateral Hardening | Lateral Hardening-Fuse-92190811,1 | 13002 | 0 | 13170.9799 | 13117.5308 | 148409.0909 | 0.088388 | 0.12367 | 1200000 |  | 1 | 0 | 0 | 0 | 1 | Lateral Hardening-Fuse-92190811 | 1500Million | South Hillsborough | -1 | 3000
Lateral Hardening | Lateral Hardening-Fuse-91613923,1 | 13854 | 4209.533 | 9696.6387 | 13593.5186 | 153863.6364 | 0.088348 | 0.12822 | 1200000 | 9 | 1 | 0 | 0 | 0 | 1 | Lateral Hardening-Fuse-91613923 | 1500Million | Plant City | -1 | 3000
Lateral Hardening | Lateral Hardening-Fuse-92600878,1 | 13436 | 848.3533 | 3898.5531 | 4676.2818 | 52954.5455 | 0.088307 | 0.044129 | 1200000 | 2 | 1 | 0 | 0 | 0 | 1 | Lateral Hardening-Fuse-92600878 | 1500Million | Eastern | -1 | 3000
Lateral Hardening | Lateral Hardening-Fuse-92701709,1 | 13299 | 1529.4659 | 12259.3544 | 13635.1582 | 154545.4545 | 0.088227 | 0.12879 | 1200000 | 2 | 1 | 0 | 0 | 0 | 1 | Lateral Hardening-Fuse-92701709 | 1500Million | Winter Haven | -1 | 3000
Lateral Hardening | Lateral Hardening-Fuse-10051873,1 | 13198 | 3762.9317 | 4347.0796 | 7899.0275 | 89545.4545 | 0.088212 | 0.074621 | 1200000 | 7 | 1 | 0 | 0 | 0 | 1 | Lateral Hardening-Fuse-10051873 | 1500Million | Western | -1 | 3000
Lateral Hardening | Lateral Hardening-Fuse-92188157,1 | 13740 | 4083.1954 | 7539.8655 | 11346.449 | 128636.3636 | 0.088206 | 0.1072 | 1200000 | 10 | 1 | 0 | 0 | 0 | 1 | Lateral Hardening-Fuse-92188157 | 1500Million | Western | -1 | 3000
Lateral Hardening | Lateral Hardening-Fuse-10679326,1 | 13807 | 4180.7969 | 15173.9694 | 22789.2762 | 258636.3636 | 0.088113 | 0.21553 | 1200000 | 8 | 1 | 1 | 0 | 1 | 2 | Lateral Hardening-Fuse-10679326 | 1500Million | Plant City | -1 | 3000
Lateral Hardening | Lateral Hardening-Fuse-92322094,1 | 13523 | 4717.9321 | 7309.5454 | 11733.8756 | 133181.8182 | 0.088104 | 0.11098 | 1200000 | 14 | 1 | 0 | 0 | 0 | 1 | Lateral Hardening-Fuse-92322094 | 1500Million | Western | -1 | 3000
Lateral Hardening | Lateral Hardening-Fuse-10478105,1 | 13436 | 300.6167 | 3810.9551 | 4525.3237 | 51363.6364 | 0.088104 | 0.042803 | 1200000 | 1 | 1 | 0 | 0 | 0 | 1 | Lateral Hardening-Fuse-10478105 | 1500Million | Eastern | -1 | 3000
Lateral Hardening | Lateral Hardening-Fuse-90871197,1 | 13213 | 4466.5002 | 140.6464 | 4401.5067 | 50000 | 0.08803 | 0.021212 | 2357142.8571 | 73 | 1 | 1 | 0 | 1 | 2 | Lateral Hardening-Fuse-90871197 | 1500Million | Eastern | -1 | 3000
Lateral Hardening | Lateral Hardening-Fuse-92612894,1 | 13390 | 2817.522 | 13288.1598 | 15905.3418 | 180681.8182 | 0.08803 | 0.15057 | 1200000 | 2 | 1 | 0 | 0 | 0 | 1 | Lateral Hardening-Fuse-92612894 | 1500Million | Plant City | -1 | 3000
Lateral Hardening | Lateral Hardening-Fuse-10686048,1 | 13808 | 3285.4745 | 12731.8176 | 16722.8008 | 190000 | 0.088015 | 0.15833 | 1200000 | 4 | 1 | 0 | 0 | 0 | 1 | Lateral Hardening-Fuse-10686048 | 1500Million | Plant City | -1 | 3000
Lateral Hardening | Lateral Hardening-Fuse-10745608,1 | 13815 | 6060.3241 | 17250.0413 | 23001.2738 | 261363.6364 | 0.088005 | 0.2178 | 1200000 | 9 | 1 | 0 | 0 | 0 | 1 | Lateral Hardening-Fuse-10745608 | 1500Million | Dade City | -1 | 3000
Lateral Hardening | Lateral Hardening-Fuse-60182642,1 | 13661 | 896.1669 | 3148.4332 | 4398.429 | 50000 | 0.087969 | 0.039773 | 1257142.8571 | 3 | 1 | 0 | 0 | 0 | 1 | Lateral Hardening-Fuse-60182642 | 1500Million | Winter Haven | -1 | 3000
Lateral Hardening | Lateral Hardening-Fuse-10080925,1 | 14000 | 552.3724 | 7002.4928 | 7455.6754 | 84772.7273 | 0.087949 | 0.070644 | 1200000 | 1 | 1 | 0 | 0 | 0 | 1 | Lateral Hardening-Fuse-10080925 | 1500Million | Plant City | -1 | 3000
Lateral Hardening | Lateral Hardening-Fuse-92145506,1 | 13330 | 802.0511 | 19306.0871 | 19971.5117 | 227272.7273 | 0.087875 | 0.18939 | 1200000 | 1 | 1 | 0 | 0 | 0 | 1 | Lateral Hardening-Fuse-92145506 | 1500Million | Dade City | -1 | 3000
Lateral Hardening | Lateral Hardening-Fuse-10595490,1 | 13698 | 660.1906 | 4002.6248 | 4592.2783 | 52272.7273 | 0.087852 | 0.043561 | 1200000 | 2 | 1 | 0 | 0 | 0 | 1 | Lateral Hardening-Fuse-10595490 | 1500Million | Winter Haven | -1 | 3000
Lateral Hardening | Lateral Hardening-Fuse-60282361,1 | 13927 | 0 | 8357.2641 | 8261.5249 | 94090.9091 | 0.087804 | 0.078409 | 1200000 | 2 | 1 | 1 | 0 | 1 | 2 | Lateral Hardening-Fuse-60282361 | 1500Million | Winter Haven | -1 | 3000
Lateral Hardening | Lateral Hardening-Fuse-10453978,1 | 13130 | 0 | 6565.8839 | 11272.5757 | 128409.0909 | 0.087786 | 0.10701 | 1200000 | 2 | 1 | 0 | 0 | 0 | 1 | Lateral Hardening-Fuse-10453978 | 1500Million | Eastern | -1 | 3000
Lateral Hardening | Lateral Hardening-Fuse-60320551,1 | 13911 | 0 | 9291.2912 | 10154.7414 | 115681.8182 | 0.087782 | 0.096402 | 1200000 | 1 | 1 | 0 | 0 | 0 | 1 | Lateral Hardening-Fuse-60320551 | 1500Million | Eastern | -1 | 3000
Lateral Hardening | Lateral Hardening-Fuse-93300319,1 | 13808 | 3140.4687 | 20160.8702 | 23113.8288 | 263409.0909 | 0.087749 | 0.21951 | 1200000 | 4 | 1 | 0 | 0 | 0 | 1 | Lateral Hardening-Fuse-93300319 | 1500Million | Plant City | -1 | 3000
Lateral Hardening | Lateral Hardening-Fuse-10394122,1 | 13552 | 0 | 6593.9173 | 6518.3787 | 74318.1818 | 0.087709 | 0.061932 | 1200000 | 1 | 1 | 1 | 0 | 1 | 2 | Lateral Hardening-Fuse-10394122 | 1500Million | Central | -1 | 3000
Lateral Hardening | Lateral Hardening-Fuse-10537282,1 | 13117 | 0 | 4736.9627 | 4682.6969 | 53409.0909 | 0.087676 | 0.044508 | 1200000 | 1 | 1 | 0 | 0 | 0 | 1 | Lateral Hardening-Fuse-10537282 | 1500Million | Winter Haven | -1 | 3000
Lateral Hardening | Lateral Hardening-Fuse-60044017,1 | 13211 | 4573.2285 | 24.9546 | 4378.8211 | 50000 | 0.087576 | 0.029735 | 1681528.6624 | 13 | 1 | 1 | 0 | 1 | 2 | Lateral Hardening-Fuse-60044017 | 1500Million | Eastern | -1 | 3000
Lateral Hardening | Lateral Hardening-Fuse-10087614,1 | 13389 | 1113.6377 | 4314.8387 | 5325.9983 | 60909.0909 | 0.087442 | 0.050758 | 1200000 | 2 | 1 | 0 | 0 | 0 | 1 | Lateral Hardening-Fuse-10087614 | 1500Million | Plant City | -1 | 3000
Lateral Hardening | Lateral Hardening-Fuse-10477221,1 | 13326 | 1701.3263 | 12714.5432 | 14267.4714 | 163181.8182 | 0.087433 | 0.13598 | 1200000 | 2 | 1 | 0 | 0 | 0 | 1 | Lateral Hardening-Fuse-10477221 | 1500Million | Eastern | -1 | 3000
Lateral Hardening | Lateral Hardening-Fuse-60257057,1 | 13280 | 0 | 21201.9379 | 30308.816 | 346818.1818 | 0.087391 | 0.28902 | 1200000 | 10 | 1 | 0 | 0 | 0 | 1 | Lateral Hardening-Fuse-60257057 | 1500Million | Winter Haven | -1 | 3000
Lateral Hardening | Lateral Hardening-Fuse-93432287,1 | 13532 | 0 | 27354.2507 | 27249.3227 | 311818.1818 | 0.087388 | 0.25985 | 1200000 |  | 1 | 0 | 0 | 0 | 1 | Lateral Hardening-Fuse-93432287 | 1500Million | Western | -1 | 3000
Lateral Hardening | Lateral Hardening-Fuse-10747930,2 | 14023 | 0 | 47244.6493 | 46960.9219 | 537454.5455 | 0.087377 | 0.55985 | 960000 | 1 | 2 | 1 | 0 | 1 | 3 | Lateral Hardening-Fuse-10747930, Lateral Hardening-Fuse-10747931 | 1500Million | South Hillsborough | -1 | 3000
Lateral Hardening | Lateral Hardening-Fuse-10650592,1 | 13391 | 534.4787 | 4963.2173 | 5421.0234 | 62045.4545 | 0.087372 | 0.051705 | 1200000 | 1 | 1 | 0 | 0 | 0 | 1 | Lateral Hardening-Fuse-10650592 | 1500Million | Plant City | -1 | 3000
Lateral Hardening | Lateral Hardening-Fuse-10662323,1 | 13470 | 7330.2704 | 1132.5619 | 8094.2501 | 92727.2727 | 0.087291 | 0.077273 | 1200000 | 19 | 1 | 0 | 0 | 0 | 1 | Lateral Hardening-Fuse-10662323 | 1500Million | Winter Haven | -1 | 3000
Lateral Hardening | Lateral Hardening-Fuse-10727406,1 | 13440 | 0 | 28722.0897 | 33393.8478 | 382727.2727 | 0.087252 | 0.31894 | 1200000 | 5 | 1 | 4 | 0 | 4 | 5 | Lateral Hardening-Fuse-10727406 | 1500Million | South Hillsborough | -1 | 3000
Lateral Hardening | Lateral Hardening-Fuse-93314627,1 | 13889 | 2045.8488 | 3843.583 | 5749.8231 | 65909.0909 | 0.087239 | 0.054924 | 1200000 | 4 | 1 | 0 | 0 | 0 | 1 | Lateral Hardening-Fuse-93314627 | 1500Million | Western | -1 | 3000
Lateral Hardening | Lateral Hardening-Fuse-92604712,1 | 13390 | 5457.4541 | 556.1855 | 5747.8673 | 65909.0909 | 0.087209 | 0.054924 | 1200000 | 2 | 1 | 0 | 0 | 0 | 1 | Lateral Hardening-Fuse-92604712 | 1500Million | Plant City | -1 | 3000
Lateral Hardening | Lateral Hardening-Fuse-60149583,1 | 13426 | 8045.1374 | 1173.7673 | 8839.7697 | 101363.6364 | 0.087208 | 0.08447 | 1200000 | 249 | 1 | 6 | 2 | 4 | 7 | Lateral Hardening-Fuse-60149583 | 1500Million | Western | -1 | 3000
Lateral Hardening | Lateral Hardening-Fuse-10643522,1 | 13390 | 3513.8791 | 20401.5464 | 23655.4244 | 271590.9091 | 0.087099 | 0.22633 | 1200000 | 4 | 1 | 0 | 0 | 0 | 1 | Lateral Hardening-Fuse-10643522 | 1500Million | Plant City | -1 | 3000
Lateral Hardening | Lateral Hardening-Fuse-91435976,1 | 13461 | 1465.1965 | 4790.8747 | 6134.9112 | 70454.5455 | 0.087076 | 0.058712 | 1200000 | 5 | 1 | 0 | 0 | 0 | 1 | Lateral Hardening-Fuse-91435976 | 1500Million | Eastern | -1 | 3000
Lateral Hardening | Lateral Hardening-Fuse-92679261,1 | 13805 | 10253.1689 | 14307.6087 | 24036.3496 | 276136.3636 | 0.087045 | 0.23011 | 1200000 | 16 | 1 | 0 | 0 | 0 | 1 | Lateral Hardening-Fuse-92679261 | 1500Million | Plant City | -1 | 3000
Lateral Hardening | Lateral Hardening-Fuse-93162012,1 | 13677 | 585.6898 | 7485.7263 | 7965.1241 | 91590.9091 | 0.086964 | 0.076326 | 1200000 | 2 | 1 | 0 | 0 | 0 | 1 | Lateral Hardening-Fuse-93162012 | 1500Million | Western | -1 | 3000
Lateral Hardening | Lateral Hardening-Fuse-10000903,1 | 13236 | 0 | 15432.5724 | 16989.3912 | 195454.5455 | 0.086922 | 0.16288 | 1200000 | 1 | 1 | 0 | 0 | 0 | 1 | Lateral Hardening-Fuse-10000903 | 1500Million | South Hillsborough | -1 | 3000
Lateral Hardening | Lateral Hardening-Fuse-10277740,1 | 13669 | 2124.7807 | 4996.3185 | 6972.2415 | 80227.2727 | 0.086906 | 0.066856 | 1200000 | 5 | 1 | 0 | 0 | 0 | 1 | Lateral Hardening-Fuse-10277740 | 1500Million | Western | -1 | 3000
Lateral Hardening | Lateral Hardening-Fuse-60312511,1 | 13242 | 2684.4907 | 19467.0417 | 21843.3752 | 251363.6364 | 0.0869 | 0.20947 | 1200000 | 4 | 1 | 0 | 0 | 0 | 1 | Lateral Hardening-Fuse-60312511 | 1500Million | Plant City | -1 | 3000
Lateral Hardening | Lateral Hardening-Fuse-91241452,1 | 13298 | 8729.4767 | 1956.2498 | 10229.1211 | 117727.2727 | 0.086888 | 0.098106 | 1200000 | 2 | 1 | 0 | 0 | 0 | 1 | Lateral Hardening-Fuse-91241452 | 1500Million | Winter Haven | -1 | 3000
Lateral Hardening | Lateral Hardening-Fuse-93326896,1 | 13723 | 1067.2511 | 3362.1218 | 4341.8191 | 50000 | 0.086836 | 0.03428 | 1458563.5359 | 2 | 1 | 0 | 0 | 0 | 1 | Lateral Hardening-Fuse-93326896 | 1500Million | Plant City | -1 | 3000
Lateral Hardening | Lateral Hardening-Fuse-92655999,1 | 13226 | 0 | 5050.6601 | 4992.8007 | 57500 | 0.086831 | 0.047917 | 1200000 | 1 | 1 | 0 | 0 | 0 | 1 | Lateral Hardening-Fuse-92655999 | 1500Million | Eastern | -1 | 3000
Lateral Hardening | Lateral Hardening-Fuse-10562350,1 | 13296 | 1332.8896 | 15489.2319 | 16596.5812 | 191136.3636 | 0.086831 | 0.15928 | 1200000 | 2 | 1 | 0 | 0 | 0 | 1 | Lateral Hardening-Fuse-10562350 | 1500Million | Winter Haven | -1 | 3000
Lateral Hardening | Lateral Hardening-Fuse-10759868,1 | 13813 | 0 | 9551.2733 | 9465.518 | 109090.9091 | 0.086767 | 0.090909 | 1200000 |  | 1 | 0 | 0 | 0 | 1 | Lateral Hardening-Fuse-10759868 | 1500Million | Dade City | -1 | 3000
Lateral Hardening | Lateral Hardening-Fuse-10143520,1 | 13036 | 4536.7781 | 18.6511 | 4337.1128 | 50000 | 0.086742 | 0.020644 | 2422018.3486 | 2 | 1 | 0 | 0 | 0 | 1 | Lateral Hardening-Fuse-10143520 | 1500Million | Central | -1 | 3000
Lateral Hardening | Lateral Hardening-Fuse-10668910,1 | 13722 | 2179.4879 | 5252.1534 | 7290.6148 | 84090.9091 | 0.086699 | 0.070076 | 1200000 | 3 | 1 | 0 | 0 | 0 | 1 | Lateral Hardening-Fuse-10668910 | 1500Million | Plant City | -1 | 3000
Lateral Hardening | Lateral Hardening-Fuse-92940587,1 | 13006 | 0 | 19199.7574 | 18979.8088 | 219090.9091 | 0.08663 | 0.18258 | 1200000 | 4 | 1 | 0 | 0 | 0 | 1 | Lateral Hardening-Fuse-92940587 | 1500Million | Dade City | -1 | 3000
Lateral Hardening | Lateral Hardening-Fuse-10595476,1 | 13698 | 0 | 14681.0294 | 14621.1736 | 168863.6364 | 0.086586 | 0.14072 | 1200000 |  | 1 | 0 | 0 | 0 | 1 | Lateral Hardening-Fuse-10595476 | 1500Million | Winter Haven | -1 | 3000
Lateral Hardening | Lateral Hardening-Fuse-92113376,1 | 13020 | 0 | 18532.3145 | 18320.0119 | 211590.9091 | 0.086582 | 0.17633 | 1200000 | 5 | 1 | 0 | 0 | 0 | 1 | Lateral Hardening-Fuse-92113376 | 1500Million | South Hillsborough | -1 | 3000
Lateral Hardening | Lateral Hardening-Fuse-60130960,1 | 13022 | 0 | 25692.4741 | 25398.1462 | 293409.0909 | 0.086562 | 0.24451 | 1200000 | 19 | 1 | 0 | 0 | 0 | 1 | Lateral Hardening-Fuse-60130960 | 1500Million | Central | -1 | 3000
Lateral Hardening | Lateral Hardening-Fuse-91541949,1 | 13787 | 476.5692 | 10996.684 | 11329.6527 | 130909.0909 | 0.086546 | 0.10909 | 1200000 | 1 | 1 | 1 | 0 | 1 | 2 | Lateral Hardening-Fuse-91541949 | 1500Million | Plant City | -1 | 3000
Lateral Hardening | Lateral Hardening-Fuse-92035038,1 | 13117 | 6053.0193 | 22610.5275 | 28321.6283 | 327272.7273 | 0.086538 | 0.27273 | 1200000 | 8 | 1 | 0 | 0 | 0 | 1 | Lateral Hardening-Fuse-92035038 | 1500Million | Winter Haven | -1 | 3000
Lateral Hardening | Lateral Hardening-Fuse-90722415,1 | 13808 | 8333.0694 | 757.2278 | 8691.6001 | 100454.5455 | 0.086523 | 0.083712 | 1200000 | 11 | 1 | 0 | 0 | 0 | 1 | Lateral Hardening-Fuse-90722415 | 1500Million | Plant City | -1 | 3000
Lateral Hardening | Lateral Hardening-Fuse-92823810,1 | 13657 | 2019.1924 | 8439.1871 | 10281.9876 | 118863.6364 | 0.086502 | 0.099053 | 1200000 | 3 | 1 | 0 | 0 | 0 | 1 | Lateral Hardening-Fuse-92823810 | 1500Million | Plant City | -1 | 3000
Lateral Hardening | Lateral Hardening-Fuse-10167779,1 | 13206 | 3690.9919 | 7291.4988 | 10738.9297 | 124318.1818 | 0.086383 | 0.1036 | 1200000 | 11 | 1 | 0 | 0 | 0 | 1 | Lateral Hardening-Fuse-10167779 | 1500Million | Western | -1 | 3000
Lateral Hardening | Lateral Hardening-Fuse-10080881,1 | 13668 | 802.9871 | 5748.2101 | 6945.0834 | 80454.5455 | 0.086323 | 0.067045 | 1200000 | 1 | 1 | 0 | 0 | 0 | 1 | Lateral Hardening-Fuse-10080881 | 1500Million | Plant City | -1 | 3000
Lateral Hardening | Lateral Hardening-Fuse-10635945,1 | 13388 | 3681.8556 | 15966.2856 | 25127.8784 | 291136.3636 | 0.08631 | 0.24261 | 1200000 | 4 | 1 | 0 | 0 | 0 | 1 | Lateral Hardening-Fuse-10635945 | 1500Million | Plant City | -1 | 3000
Lateral Hardening | Lateral Hardening-Fuse-90377105,1 | 13171 | 0 | 5972.1205 | 5903.7051 | 68409.0909 | 0.0863 | 0.057008 | 1200000 |  | 1 | 0 | 0 | 0 | 1 | Lateral Hardening-Fuse-90377105 | 1500Million | Eastern | -1 | 3000
Lateral Hardening | Lateral Hardening-Fuse-92192929,1 | 13645 | 1050.8155 | 7269.9657 | 8198.3506 | 95000 | 0.086298 | 0.079167 | 1200000 | 2 | 1 | 0 | 0 | 0 | 1 | Lateral Hardening-Fuse-92192929 | 1500Million | South Hillsborough | -1 | 3000
Lateral Hardening | Lateral Hardening-Fuse-92746600,1 | 13910 | 0 | 6268.8394 | 6197.0248 | 71818.1818 | 0.086288 | 0.059848 | 1200000 | 1 | 1 | 0 | 0 | 0 | 1 | Lateral Hardening-Fuse-92746600 | 1500Million | Eastern | -1 | 3000
Lateral Hardening | Lateral Hardening-Fuse-92370550,1 | 13740 | 0 | 4363.8926 | 4313.9007 | 50000 | 0.086278 | 0.034091 | 1466666.6667 | 4 | 1 | 0 | 0 | 0 | 1 | Lateral Hardening-Fuse-92370550 | 1500Million | Western | -1 | 3000
Lateral Hardening | Lateral Hardening-Fuse-10075294,1 | 13656 | 4927.1073 | 13676.9944 | 18336.2794 | 212954.5455 | 0.086104 | 0.17746 | 1200000 | 5 | 1 | 0 | 0 | 0 | 1 | Lateral Hardening-Fuse-10075294 | 1500Million | Plant City | -1 | 3000
Lateral Hardening | Lateral Hardening-Fuse-10895239,1 | 13003 | 3879.5176 | 6646.6768 | 10272.4816 | 119318.1818 | 0.086093 | 0.099432 | 1200000 | 6 | 1 | 0 | 0 | 0 | 1 | Lateral Hardening-Fuse-10895239 | 1500Million | South Hillsborough | -1 | 3000
Lateral Hardening | Lateral Hardening-Fuse-92035031,1 | 13117 | 1572.1888 | 10535.9596 | 11928.0164 | 138636.3636 | 0.086038 | 0.11553 | 1200000 | 3 | 1 | 3 | 0 | 3 | 4 | Lateral Hardening-Fuse-92035031 | 1500Million | Winter Haven | -1 | 3000
Lateral Hardening | Lateral Hardening-Fuse-10686193,1 | 13808 | 435.237 | 5089.5105 | 5669.0177 | 65909.0909 | 0.086013 | 0.054924 | 1200000 | 1 | 1 | 0 | 0 | 0 | 1 | Lateral Hardening-Fuse-10686193 | 1500Million | Plant City | -1 | 3000
Lateral Hardening | Lateral Hardening-Fuse-60172040,1 | 13968 | 5728.4776 | 6224.8371 | 11630.0492 | 135227.2727 | 0.086004 | 0.11269 | 1200000 | 11 | 1 | 0 | 0 | 0 | 1 | Lateral Hardening-Fuse-60172040 | 1500Million | Winter Haven | -1 | 3000
Lateral Hardening | Lateral Hardening-Fuse-92015572,1 | 13772 | 9470.7569 | 16469.5502 | 25317.6528 | 294545.4545 | 0.085955 | 0.24545 | 1200000 | 19 | 1 | 0 | 0 | 0 | 1 | Lateral Hardening-Fuse-92015572 | 1500Million | Winter Haven | -1 | 3000
Lateral Hardening | Lateral Hardening-Fuse-93296041,1 | 13808 | 4475.7348 | 7105.1959 | 11360.9838 | 132272.7273 | 0.085891 | 0.11023 | 1200000 | 5 | 1 | 0 | 0 | 0 | 1 | Lateral Hardening-Fuse-93296041 | 1500Million | Plant City | -1 | 3000
Lateral Hardening | Lateral Hardening-Fuse-10686222,1 | 13808 | 3116.6768 | 18334.4741 | 22344.7057 | 260227.2727 | 0.085866 | 0.21686 | 1200000 | 3 | 1 | 0 | 0 | 0 | 1 | Lateral Hardening-Fuse-10686222 | 1500Million | Plant City | -1 | 3000
Lateral Hardening | Lateral Hardening-Fuse-60061791,1 | 13668 | 617.1347 | 3741.5841 | 4292.7819 | 50000 | 0.085856 | 0.024621 | 2030769.2308 | 2 | 1 | 0 | 0 | 0 | 1 | Lateral Hardening-Fuse-60061791 | 1500Million | Plant City | -1 | 3000
Lateral Hardening | Lateral Hardening-Fuse-91836437,1 | 13426 | 0 | 12787.7737 | 12641.2795 | 147272.7273 | 0.085836 | 0.12273 | 1200000 | 1 | 1 | 0 | 0 | 0 | 1 | Lateral Hardening-Fuse-91836437 | 1500Million | Western | -1 | 3000
Lateral Hardening | Lateral Hardening-Fuse-60048848,1 | 13622 | 1160.9353 | 13490.9869 | 14455.4786 | 168409.0909 | 0.085836 | 0.14034 | 1200000 | 2 | 1 | 0 | 0 | 0 | 1 | Lateral Hardening-Fuse-60048848 | 1500Million | Western | -1 | 3000
Lateral Hardening | Lateral Hardening-Fuse-10492896,1 | 14041 | 4499.8468 | 1137.5139 | 5402.5059 | 62954.5455 | 0.085816 | 0.052462 | 1200000 | 2 | 1 | 0 | 0 | 0 | 1 | Lateral Hardening-Fuse-10492896 | 1500Million | Central | -1 | 3000
Lateral Hardening | Lateral Hardening-Fuse-60059279,1 | 13205 | 2064.533 | 3434.8326 | 5537.3082 | 64545.4545 | 0.085789 | 0.053788 | 1200000 | 4 | 1 | 0 | 0 | 0 | 1 | Lateral Hardening-Fuse-60059279 | 1500Million | Central | -1 | 3000
Lateral Hardening | Lateral Hardening-Fuse-60125990,1 | 13099 | 1314.2077 | 16207.8722 | 17572.1101 | 205000 | 0.085718 | 0.17083 | 1200000 | 1 | 1 | 0 | 0 | 0 | 1 | Lateral Hardening-Fuse-60125990 | 1500Million | Central | -1 | 3000
Lateral Hardening | Lateral Hardening-Fuse-10595533,1 | 13698 | 6402.8676 | 13790.8868 | 19752.2528 | 230454.5455 | 0.08571 | 0.19205 | 1200000 | 13 | 1 | 0 | 0 | 0 | 1 | Lateral Hardening-Fuse-10595533 | 1500Million | Winter Haven | -1 | 3000
Lateral Hardening | Lateral Hardening-Fuse-92676470,1 | 13805 | 443.9647 | 3897.2993 | 4278.2702 | 50000 | 0.085565 | 0.041477 | 1205479.4521 | 1 | 1 | 0 | 0 | 0 | 1 | Lateral Hardening-Fuse-92676470 | 1500Million | Plant City | -1 | 3000
Lateral Hardening | Lateral Hardening-Fuse-91097549,1 | 13148 | 2476.4265 | 12562.8155 | 14822.5359 | 173409.0909 | 0.085477 | 0.14451 | 1200000 | 6 | 1 | 0 | 0 | 0 | 1 | Lateral Hardening-Fuse-91097549 | 1500Million | Plant City | -1 | 3000
Lateral Hardening | Lateral Hardening-Fuse-60192959,1 | 13419 | 799.0923 | 2018.6561 | 6138.2908 | 71818.1818 | 0.08547 | 0.059848 | 1200000 | 3 | 1 | 0 | 0 | 0 | 1 | Lateral Hardening-Fuse-60192959 | 1500Million | Central | -1 | 3000
Lateral Hardening | Lateral Hardening-Fuse-10636033,1 | 13388 | 0 | 22378.6548 | 22122.2894 | 259090.9091 | 0.085384 | 0.21591 | 1200000 |  | 1 | 0 | 0 | 0 | 1 | Lateral Hardening-Fuse-10636033 | 1500Million | Plant City | -1 | 3000
Lateral Hardening | Lateral Hardening-Fuse-10650355,1 | 13391 | 923.1904 | 5597.1487 | 6421.7023 | 75227.2727 | 0.085364 | 0.062689 | 1200000 | 2 | 1 | 0 | 0 | 0 | 1 | Lateral Hardening-Fuse-10650355 | 1500Million | Plant City | -1 | 3000
Lateral Hardening | Lateral Hardening-Fuse-10567749,1 | 13370 | 2253.2823 | 2137.9899 | 4266.101 | 50000 | 0.085322 | 0.016856 | 2966292.1348 | 7 | 1 | 0 | 0 | 0 | 1 | Lateral Hardening-Fuse-10567749 | 1500Million | Winter Haven | -1 | 3000
Lateral Hardening | Lateral Hardening-Fuse-60047246,1 | 13228 | 0 | 21853.7035 | 21726.6586 | 254772.7273 | 0.085279 | 0.21231 | 1200000 | 26 | 1 | 3 | 0 | 3 | 4 | Lateral Hardening-Fuse-60047246 | 1500Million | Eastern | -1 | 3000
Lateral Hardening | Lateral Hardening-Fuse-91385607,1 | 13151 | 1560.6521 | 8581.7264 | 10054.1332 | 117954.5455 | 0.085237 | 0.098295 | 1200000 | 2 | 1 | 0 | 0 | 0 | 1 | Lateral Hardening-Fuse-91385607 | 1500Million | Winter Haven | -1 | 3000
Lateral Hardening | Lateral Hardening-Fuse-10616433,1 | 13124 | 1663.9255 | 11312.5509 | 12878.3811 | 151363.6364 | 0.085082 | 0.12614 | 1200000 | 2 | 1 | 0 | 0 | 0 | 1 | Lateral Hardening-Fuse-10616433 | 1500Million | Plant City | -1 | 3000
Lateral Hardening | Lateral Hardening-Fuse-90112431,1 | 13896 | 8116.5684 | 6875.6108 | 14558.3052 | 171136.3636 | 0.085068 | 0.14261 | 1200000 | 14 | 1 | 0 | 0 | 0 | 1 | Lateral Hardening-Fuse-90112431 | 1500Million | South Hillsborough | -1 | 3000
Lateral Hardening | Lateral Hardening-Fuse-10645472,1 | 13148 | 672.3957 | 4225.4245 | 4825.4191 | 56818.1818 | 0.084927 | 0.047348 | 1200000 | 1 | 1 | 0 | 0 | 0 | 1 | Lateral Hardening-Fuse-10645472 | 1500Million | Plant City | -1 | 3000
Lateral Hardening | Lateral Hardening-Fuse-93235659,2 | 13696 | 0 | 14742.5396 | 14573.652 | 171636.3636 | 0.08491 | 0.17879 | 960000 | 6 | 2 | 0 | 0 | 0 | 2 | Lateral Hardening-Fuse-93235659, Lateral Hardening-Fuse-93235655 | 1500Million | Winter Haven | -1 | 3000
Lateral Hardening | Lateral Hardening-Fuse-10362866,1 | 13104 | 11409.5753 | 1368.8172 | 12195.8227 | 143636.3636 | 0.084908 | 0.1197 | 1200000 | 17 | 1 | 0 | 0 | 0 | 1 | Lateral Hardening-Fuse-10362866 | 1500Million | Central | -1 | 3000
Lateral Hardening | Lateral Hardening-Fuse-90750650,1 | 13690 | 0 | 11220.5424 | 11159.6117 | 131590.9091 | 0.084805 | 0.10966 | 1200000 | 1 | 1 | 0 | 0 | 0 | 1 | Lateral Hardening-Fuse-90750650 | 1500Million | Eastern | -1 | 3000
Lateral Hardening | Lateral Hardening-Fuse-60269473,1 | 13661 | 3071.8689 | 1321.8097 | 4237.0135 | 50000 | 0.08474 | 0.0060606 | 8250000 | 17 | 1 | 1 | 0 | 1 | 2 | Lateral Hardening-Fuse-60269473 | 1500Million | Winter Haven | -1 | 3000
Lateral Hardening | Lateral Hardening-Fuse-10605148,1 | 13924 | 0 | 4516.6178 | 4464.8763 | 52727.2727 | 0.084679 | 0.043939 | 1200000 |  | 1 | 0 | 0 | 0 | 1 | Lateral Hardening-Fuse-10605148 | 1500Million | Winter Haven | -1 | 3000
Lateral Hardening | Lateral Hardening-Fuse-90720720,2 | 13813 | 10863.8625 | 42956.4658 | 52953.0978 | 625454.5455 | 0.084663 | 0.65152 | 960000 | 18 | 2 | 0 | 0 | 0 | 2 | Lateral Hardening-Fuse-90720720, Lateral Hardening-Fuse-92479119 | 1500Million | Dade City | -1 | 3000
Lateral Hardening | Lateral Hardening-Fuse-60660038,1 | 14306 | 8726.241 | 4184.0524 | 12429.8017 | 146818.1818 | 0.084661 | 0.12235 | 1200000 | 5 | 1 | 0 | 0 | 0 | 1 | Lateral Hardening-Fuse-60660038 | 1500Million | Dade City | -1 | 3000
Lateral Hardening | Lateral Hardening-Fuse-10080948,1 | 13668 | 3403.3717 | 17151.2768 | 20259.3331 | 239318.1818 | 0.084654 | 0.19943 | 1200000 | 5 | 1 | 1 | 0 | 1 | 2 | Lateral Hardening-Fuse-10080948 | 1500Million | Plant City | -1 | 3000
Lateral Hardening | Lateral Hardening-Fuse-10679448,1 | 13807 | 685.694 | 5346.4179 | 5945.0213 | 70227.2727 | 0.084654 | 0.058523 | 1200000 | 1 | 1 | 0 | 0 | 0 | 1 | Lateral Hardening-Fuse-10679448 | 1500Million | Plant City | -1 | 3000
Lateral Hardening | Lateral Hardening-Fuse-10710602,1 | 14000 | 3692.9865 | 4012.9753 | 8516.2521 | 100681.8182 | 0.084586 | 0.083902 | 1200000 | 11 | 1 | 0 | 0 | 0 | 1 | Lateral Hardening-Fuse-10710602 | 1500Million | Plant City | -1 | 3000
Lateral Hardening | Lateral Hardening-Fuse-93044273,1 | 13813 | 1498.107 | 9152.6145 | 10493.3079 | 124090.9091 | 0.084561 | 0.10341 | 1200000 | 3 | 1 | 0 | 0 | 0 | 1 | Lateral Hardening-Fuse-93044273 | 1500Million | Dade City | -1 | 3000
Lateral Hardening | Lateral Hardening-Fuse-10282733,1 | 13672 | 0 | 10720.2432 | 10603.7121 | 125454.5455 | 0.084522 | 0.10455 | 1200000 | 1 | 1 | 0 | 0 | 0 | 1 | Lateral Hardening-Fuse-10282733 | 1500Million | Western | -1 | 3000
Lateral Hardening | Lateral Hardening-Fuse-92142970,1 | 13140 | 0 | 10878.2578 | 10753.6386 | 127272.7273 | 0.084493 | 0.10606 | 1200000 |  | 1 | 0 | 0 | 0 | 1 | Lateral Hardening-Fuse-92142970 | 1500Million | Western | -1 | 3000
Lateral Hardening | Lateral Hardening-Fuse-10686205,1 | 13808 | 312.0836 | 7233.1252 | 7450.061 | 88181.8182 | 0.084485 | 0.073485 | 1200000 | 1 | 1 | 0 | 0 | 0 | 1 | Lateral Hardening-Fuse-10686205 | 1500Million | Plant City | -1 | 3000
Lateral Hardening | Lateral Hardening-Fuse-60205215,1 | 13446 | 4360.319 | 73.3826 | 4222.9973 | 50000 | 0.08446 | 0.0070076 | 7135135.1351 | 39 | 1 | 0 | 0 | 0 | 1 | Lateral Hardening-Fuse-60205215 | 1500Million | Western | -1 | 3000
Lateral Hardening | Lateral Hardening-Fuse-10704167,1 | 13962 | 4826.6708 | 10480.4579 | 17213.8649 | 203863.6364 | 0.084438 | 0.16989 | 1200000 | 10 | 1 | 0 | 0 | 0 | 1 | Lateral Hardening-Fuse-10704167 | 1500Million | Plant City | -1 | 3000
Lateral Hardening | Lateral Hardening-Fuse-91580526,1 | 13023 | 1591.5879 | 2363.2702 | 4218.5729 | 50000 | 0.084371 | 0.035606 | 1404255.3191 | 5 | 1 | 0 | 0 | 0 | 1 | Lateral Hardening-Fuse-91580526 | 1500Million | Central | -1 | 3000
Lateral Hardening | Lateral Hardening-Fuse-93301941,1 | 13808 | 828.4235 | 3462.1121 | 4217.2202 | 50000 | 0.084344 | 0.038258 | 1306930.6931 | 3 | 1 | 0 | 0 | 0 | 1 | Lateral Hardening-Fuse-93301941 | 1500Million | Plant City | -1 | 3000
Lateral Hardening | Lateral Hardening-Fuse-92678837,1 | 13805 | 2439.5131 | 6779.726 | 9028.2406 | 107045.4545 | 0.08434 | 0.089205 | 1200000 | 4 | 1 | 1 | 0 | 1 | 2 | Lateral Hardening-Fuse-92678837 | 1500Million | Plant City | -1 | 3000
Lateral Hardening | Lateral Hardening-Fuse-10716340,1 | 13959 | 2747.6403 | 16898.7588 | 19392.2168 | 230000 | 0.084314 | 0.19167 | 1200000 | 4 | 1 | 0 | 0 | 0 | 1 | Lateral Hardening-Fuse-10716340 | 1500Million | Plant City | -1 | 3000
Lateral Hardening | Lateral Hardening-Fuse-10095449,2 | 13786 | 2533.194 | 19235.6739 | 21460.8316 | 254545.4545 | 0.08431 | 0.26515 | 960000 | 5 | 2 | 0 | 0 | 0 | 2 | Lateral Hardening-Fuse-10095449, Lateral Hardening-Fuse-60650868 | 1500Million | Plant City | -1 | 3000
Lateral Hardening | Lateral Hardening-Fuse-60165035,1 | 13105 | 1740.7992 | 2584.8268 | 4214.9236 | 50000 | 0.084298 | 0.027462 | 1820689.6552 | 5 | 1 | 0 | 0 | 0 | 1 | Lateral Hardening-Fuse-60165035 | 1500Million | Central | -1 | 3000
Lateral Hardening | Lateral Hardening-Fuse-60604564,1 | 13724 | 0 | 7752.0909 | 7663.2845 | 90909.0909 | 0.084296 | 0.075758 | 1200000 | 2 | 1 | 0 | 0 | 0 | 1 | Lateral Hardening-Fuse-60604564 | 1500Million | Plant City | -1 | 3000
Lateral Hardening | Lateral Hardening-Fuse-10162611,1 | 13031 | 4074.9979 | 9316.3051 | 13090.5262 | 155454.5455 | 0.084208 | 0.12955 | 1200000 | 8 | 1 | 0 | 0 | 0 | 1 | Lateral Hardening-Fuse-10162611 | 1500Million | Winter Haven | -1 | 3000
Lateral Hardening | Lateral Hardening-Fuse-10588791,1 | 13471 | 0 | 14464.9644 | 14360.803 | 170681.8182 | 0.084138 | 0.14223 | 1200000 |  | 1 | 0 | 0 | 0 | 1 | Lateral Hardening-Fuse-10588791 | 1500Million | Winter Haven | -1 | 3000
Lateral Hardening | Lateral Hardening-Fuse-91914592,2 | 13460 | 5049.8729 | 28627.1355 | 33327.0542 | 396363.6364 | 0.084082 | 0.41288 | 960000 | 1 | 2 | 0 | 0 | 0 | 2 | Lateral Hardening-Fuse-91914592, Lateral Hardening-Fuse-91903062 | 1500Million | Eastern | -1 | 3000
Lateral Hardening | Lateral Hardening-Fuse-60146814,1 | 13436 | 1228.6036 | 5850.6355 | 8322.0072 | 99090.9091 | 0.083984 | 0.082576 | 1200000 | 5 | 1 | 0 | 0 | 0 | 1 | Lateral Hardening-Fuse-60146814 | 1500Million | Eastern | -1 | 3000
Lateral Hardening | Lateral Hardening-Fuse-10556738,1 | 13298 | 959.9118 | 21692.5579 | 22368.1493 | 266363.6364 | 0.083976 | 0.22197 | 1200000 | 2 | 1 | 0 | 0 | 0 | 1 | Lateral Hardening-Fuse-10556738 | 1500Million | Winter Haven | -1 | 3000
Lateral Hardening | Lateral Hardening-Fuse-10643407,1 | 13390 | 2302.6213 | 18644.2807 | 20648.4024 | 245909.0909 | 0.083968 | 0.20492 | 1200000 | 4 | 1 | 0 | 0 | 0 | 1 | Lateral Hardening-Fuse-10643407 | 1500Million | Plant City | -1 | 3000
Lateral Hardening | Lateral Hardening-Fuse-10679330,1 | 13807 | 1949.2178 | 5954.0615 | 7746.2209 | 92272.7273 | 0.083949 | 0.076894 | 1200000 | 5 | 1 | 0 | 0 | 0 | 1 | Lateral Hardening-Fuse-10679330 | 1500Million | Plant City | -1 | 3000
Lateral Hardening | Lateral Hardening-Fuse-91868096,1 | 14023 | 274.5579 | 3975.0777 | 4192.4359 | 50000 | 0.083849 | 0.026894 | 1859154.9296 | 1 | 1 | 0 | 0 | 0 | 1 | Lateral Hardening-Fuse-91868096 | 1500Million | South Hillsborough | -1 | 3000
Lateral Hardening | Lateral Hardening-Fuse-10682994,1 | 13850 | 0 | 7452.1722 | 7384.383 | 88181.8182 | 0.08374 | 0.073485 | 1200000 | 2 | 1 | 1 | 1 | 0 | 2 | Lateral Hardening-Fuse-10682994 | 1500Million | Plant City | -1 | 3000
Lateral Hardening | Lateral Hardening-Fuse-93256671,1 | 13175 | 3277.1132 | 1069.3607 | 4185.3502 | 50000 | 0.083707 | 0.038447 | 1300492.6108 | 15 | 1 | 0 | 0 | 0 | 1 | Lateral Hardening-Fuse-93256671 | 1500Million | Central | -1 | 3000
Lateral Hardening | Lateral Hardening-Fuse-10368969,1 | 13097 | 538.481 | 5052.8208 | 5513.5778 | 65909.0909 | 0.083654 | 0.054924 | 1200000 | 1 | 1 | 0 | 0 | 0 | 1 | Lateral Hardening-Fuse-10368969 | 1500Million | Central | -1 | 3000
Lateral Hardening | Lateral Hardening-Fuse-10556574,1 | 13298 | 1355.4092 | 14409.6188 | 15869.0772 | 189772.7273 | 0.083621 | 0.15814 | 1200000 | 1 | 1 | 0 | 0 | 0 | 1 | Lateral Hardening-Fuse-10556574 | 1500Million | Winter Haven | -1 | 3000
Lateral Hardening | Lateral Hardening-Fuse-10454003,1 | 13130 | 0 | 9803.3228 | 9691.0179 | 115909.0909 | 0.083609 | 0.096591 | 1200000 | 5 | 1 | 0 | 0 | 0 | 1 | Lateral Hardening-Fuse-10454003 | 1500Million | Eastern | -1 | 3000
Lateral Hardening | Lateral Hardening-Fuse-10704161,1 | 13962 | 2427.2388 | 10613.3794 | 12901.2022 | 154318.1818 | 0.083601 | 0.1286 | 1200000 | 3 | 1 | 0 | 0 | 0 | 1 | Lateral Hardening-Fuse-10704161 | 1500Million | Plant City | -1 | 3000
Lateral Hardening | Lateral Hardening-Fuse-92528303,1 | 13063 | 2129.3537 | 7867.2309 | 9802.8658 | 117272.7273 | 0.08359 | 0.097727 | 1200000 | 8 | 1 | 0 | 0 | 0 | 1 | Lateral Hardening-Fuse-92528303 | 1500Million | Western | -1 | 3000
Lateral Hardening | Lateral Hardening-Fuse-10745511,1 | 13431 | 4472.1363 | 14402.0424 | 18573.9501 | 222272.7273 | 0.083564 | 0.18523 | 1200000 | 7 | 1 | 0 | 0 | 0 | 1 | Lateral Hardening-Fuse-10745511 | 1500Million | Dade City | -1 | 3000
Lateral Hardening | Lateral Hardening-Fuse-92035432,1 | 13442 | 4011.7751 | 14016.5246 | 17791.2506 | 212954.5455 | 0.083545 | 0.17746 | 1200000 | 6 | 1 | 0 | 0 | 0 | 1 | Lateral Hardening-Fuse-92035432 | 1500Million | Winter Haven | -1 | 3000
Lateral Hardening | Lateral Hardening-Fuse-10715657,1 | 13984 | 0 | 12337.1772 | 12245.715 | 146590.9091 | 0.083537 | 0.12216 | 1200000 |  | 1 | 0 | 0 | 0 | 1 | Lateral Hardening-Fuse-10715657 | 1500Million | Plant City | -1 | 3000
Lateral Hardening | Lateral Hardening-Fuse-91363176,1 | 13373 | 0 | 8970.8709 | 8868.1024 | 106363.6364 | 0.083375 | 0.088636 | 1200000 | 4 | 1 | 1 | 1 | 0 | 2 | Lateral Hardening-Fuse-91363176 | 1500Million | Winter Haven | -1 | 3000
Lateral Hardening | Lateral Hardening-Fuse-93324112,1 | 13723 | 0 | 5213.6284 | 5153.9021 | 61818.1818 | 0.083372 | 0.051515 | 1200000 | 1 | 1 | 0 | 0 | 0 | 1 | Lateral Hardening-Fuse-93324112 | 1500Million | Plant City | -1 | 3000
Lateral Hardening | Lateral Hardening-Fuse-93283449,1 | 13354 | 0 | 4407.621 | 4357.1281 | 52272.7273 | 0.083354 | 0.043561 | 1200000 | 3 | 1 | 0 | 0 | 0 | 1 | Lateral Hardening-Fuse-93283449 | 1500Million | Central | -1 | 3000
Lateral Hardening | Lateral Hardening-Fuse-10487547,1 | 13458 | 2989.437 | 5160.2049 | 7956.1809 | 95454.5455 | 0.08335 | 0.079545 | 1200000 | 6 | 1 | 0 | 0 | 0 | 1 | Lateral Hardening-Fuse-10487547 | 1500Million | Eastern | -1 | 3000
Lateral Hardening | Lateral Hardening-Fuse-10452693,1 | 13129 | 1523.2203 | 2783.7207 | 4205.2586 | 50454.5455 | 0.083347 | 0.042045 | 1200000 | 9 | 1 | 0 | 0 | 0 | 1 | Lateral Hardening-Fuse-10452693 | 1500Million | Eastern | -1 | 3000
Lateral Hardening | Lateral Hardening-Fuse-92677575,1 | 13805 | 476.7754 | 6263.294 | 6648.56 | 79772.7273 | 0.083344 | 0.066477 | 1200000 | 1 | 1 | 0 | 0 | 0 | 1 | Lateral Hardening-Fuse-92677575 | 1500Million | Plant City | -1 | 3000
Lateral Hardening | Lateral Hardening-Fuse-10637211,1 | 13699 | 0 | 4215.0094 | 4166.7231 | 50000 | 0.083334 | 0.024432 | 2046511.6279 | 2 | 1 | 0 | 0 | 0 | 1 | Lateral Hardening-Fuse-10637211 | 1500Million | Winter Haven | -1 | 3000
Lateral Hardening | Lateral Hardening-Fuse-93296481,1 | 13808 | 379.9512 | 4991.3365 | 5298.3623 | 63636.3636 | 0.08326 | 0.05303 | 1200000 | 1 | 1 | 0 | 0 | 0 | 1 | Lateral Hardening-Fuse-93296481 | 1500Million | Plant City | -1 | 3000
Lateral Hardening | Lateral Hardening-Fuse-92661376,1 | 13685 | 1650.4861 | 6808.1212 | 8325.2723 | 100000 | 0.083253 | 0.083333 | 1200000 | 5 | 1 | 0 | 0 | 0 | 1 | Lateral Hardening-Fuse-92661376 | 1500Million | Eastern | -1 | 3000
Lateral Hardening | Lateral Hardening-Fuse-92661378,1 | 13685 | 4663.4273 | 8285.8607 | 12654.7721 | 152045.4545 | 0.08323 | 0.1267 | 1200000 | 10 | 1 | 0 | 0 | 0 | 1 | Lateral Hardening-Fuse-92661378 | 1500Million | Eastern | -1 | 3000
Lateral Hardening | Lateral Hardening-Fuse-10479430,1 | 14217 | 0 | 110725.6713 | 110258.9935 | 1324772.7273 | 0.083229 | 1.104 | 1200000 | 1 | 1 | 0 | 0 | 0 | 1 | Lateral Hardening-Fuse-10479430 | 1500Million | Central | -1 | 3000
Lateral Hardening | Lateral Hardening-Fuse-92610472,1 | 13390 | 0 | 4208.8834 | 4160.6672 | 50000 | 0.083213 | 0.032197 | 1552941.1765 | 1 | 1 | 0 | 0 | 0 | 1 | Lateral Hardening-Fuse-92610472 | 1500Million | Plant City | -1 | 3000
Lateral Hardening | Lateral Hardening-Fuse-90145788,1 | 13207 | 2557.9509 | 4747.5413 | 7129.7624 | 85681.8182 | 0.083212 | 0.071402 | 1200000 | 9 | 1 | 0 | 0 | 0 | 1 | Lateral Hardening-Fuse-90145788 | 1500Million | Western | -1 | 3000
Lateral Hardening | Lateral Hardening-Fuse-90605212,2 | 14050 | 5816.5019 | 12465.4816 | 18623.4853 | 223818.1818 | 0.083208 | 0.23314 | 960000 | 11 | 2 | 0 | 0 | 0 | 2 | Lateral Hardening-Fuse-90605212, Lateral Hardening-Fuse-90571156 | 1500Million | Plant City | -1 | 3000
Lateral Hardening | Lateral Hardening-Fuse-10071935,1 | 13305 | 774.1691 | 3451.6276 | 4160.2899 | 50000 | 0.083206 | 0.034091 | 1466666.6667 | 2 | 1 | 0 | 0 | 0 | 1 | Lateral Hardening-Fuse-10071935 | 1500Million | South Hillsborough | -1 | 3000
Lateral Hardening | Lateral Hardening-Fuse-10164206,1 | 13190 | 6002.5605 | 7944.5986 | 20655.2756 | 248409.0909 | 0.08315 | 0.20701 | 1200000 | 25 | 1 | 0 | 0 | 0 | 1 | Lateral Hardening-Fuse-10164206 | 1500Million | Western | -1 | 3000
Lateral Hardening | Lateral Hardening-Fuse-10162064,1 | 13142 | 0 | 6191.0683 | 6120.1447 | 73636.3636 | 0.083113 | 0.061364 | 1200000 | 7 | 1 | 1 | 0 | 1 | 2 | Lateral Hardening-Fuse-10162064 | 1500Million | Western | -1 | 3000
Lateral Hardening | Lateral Hardening-Fuse-10093659,1 | 13043 | 0 | 14295.6298 | 15486.3984 | 186363.6364 | 0.083098 | 0.1553 | 1200000 | 4 | 1 | 1 | 0 | 1 | 2 | Lateral Hardening-Fuse-10093659 | 1500Million | Central | -1 | 3000
Lateral Hardening | Lateral Hardening-Fuse-90832225,1 | 13959 | 404.7 | 3809.2316 | 4153.6871 | 50000 | 0.083074 | 0.036932 | 1353846.1538 | 1 | 1 | 0 | 0 | 0 | 1 | Lateral Hardening-Fuse-90832225 | 1500Million | Plant City | -1 | 3000
Lateral Hardening | Lateral Hardening-Fuse-10240716,1 | 13518 | 0 | 4258.2062 | 4642.8279 | 55909.0909 | 0.083042 | 0.046591 | 1200000 | 3 | 1 | 0 | 0 | 0 | 1 | Lateral Hardening-Fuse-10240716 | 1500Million | Western | -1 | 3000
Lateral Hardening | Lateral Hardening-Fuse-93175499,1 | 13213 | 0 | 4200.1149 | 4151.9992 | 50000 | 0.08304 | 0.037879 | 1320000 | 1 | 1 | 0 | 0 | 0 | 1 | Lateral Hardening-Fuse-93175499 | 1500Million | Eastern | -1 | 3000
Lateral Hardening | Lateral Hardening-Fuse-10898190,1 | 13582 | 1894.0711 | 2363.7955 | 4151.9314 | 50000 | 0.083039 | 0.038258 | 1306930.6931 | 6 | 1 | 0 | 0 | 0 | 1 | Lateral Hardening-Fuse-10898190 | 1500Million | Western | -1 | 3000
Lateral Hardening | Lateral Hardening-Fuse-92612892,1 | 13390 | 2057.8175 | 7917.0113 | 9785.7753 | 117954.5455 | 0.082962 | 0.098295 | 1200000 | 3 | 1 | 0 | 0 | 0 | 1 | Lateral Hardening-Fuse-92612892 | 1500Million | Plant City | -1 | 3000
Lateral Hardening | Lateral Hardening-Fuse-92823499,1 | 13242 | 315.4296 | 3887.467 | 4147.4897 | 50000 | 0.08295 | 0.02822 | 1771812.0805 | 1 | 1 | 0 | 0 | 0 | 1 | Lateral Hardening-Fuse-92823499 | 1500Million | Plant City | -1 | 3000
Lateral Hardening | Lateral Hardening-Fuse-92318146,1 | 13785 | 893.7017 | 9956.0655 | 10782.4136 | 130000 | 0.082942 | 0.10833 | 1200000 | 1 | 1 | 0 | 0 | 0 | 1 | Lateral Hardening-Fuse-92318146 | 1500Million | Plant City | -1 | 3000
Lateral Hardening | Lateral Hardening-Fuse-90784588,1 | 13657 | 1258.6339 | 3091.5365 | 4599.0437 | 55454.5455 | 0.082934 | 0.046212 | 1200000 | 3 | 1 | 0 | 0 | 0 | 1 | Lateral Hardening-Fuse-90784588 | 1500Million | Plant City | -1 | 3000
Lateral Hardening | Lateral Hardening-Fuse-10007260,1 | 13737 | 0 | 10255.0401 | 10196.6988 | 122954.5455 | 0.082931 | 0.10246 | 1200000 | 2 | 1 | 0 | 0 | 0 | 1 | Lateral Hardening-Fuse-10007260 | 1500Million | Western | -1 | 3000
Lateral Hardening | Lateral Hardening-Fuse-91167060,1 | 13935 | 891.5721 | 7251.8454 | 8028.7371 | 96818.1818 | 0.082926 | 0.080682 | 1200000 | 2 | 1 | 0 | 0 | 0 | 1 | Lateral Hardening-Fuse-91167060 | 1500Million | Central | -1 | 3000
Lateral Hardening | Lateral Hardening-Fuse-91865404,1 | 14025 | 2044.7439 | 10193.0841 | 12136.1291 | 146363.6364 | 0.082918 | 0.12197 | 1200000 | 2 | 1 | 0 | 0 | 0 | 1 | Lateral Hardening-Fuse-91865404 | 1500Million | South Hillsborough | -1 | 3000
Lateral Hardening | Lateral Hardening-Fuse-10676169,1 | 14123 | 1619.4485 | 12131.0098 | 13525.3052 | 163181.8182 | 0.082885 | 0.13598 | 1200000 | 1 | 1 | 0 | 0 | 0 | 1 | Lateral Hardening-Fuse-10676169 | 1500Million | Plant City | -1 | 3000
Lateral Hardening | Lateral Hardening-Fuse-10091394,1 | 13278 | 0 | 4191.3464 | 4143.3311 | 50000 | 0.082867 | 0.039583 | 1263157.8947 | 2 | 1 | 1 | 0 | 1 | 2 | Lateral Hardening-Fuse-10091394 | 1500Million | Winter Haven | -1 | 3000
Lateral Hardening | Lateral Hardening-Fuse-93216414,1 | 13656 | 977.9916 | 11138.1442 | 12014.8419 | 145000 | 0.082861 | 0.12083 | 1200000 | 1 | 1 | 0 | 0 | 0 | 1 | Lateral Hardening-Fuse-93216414 | 1500Million | Plant City | -1 | 3000
Lateral Hardening | Lateral Hardening-Fuse-91411116,1 | 13298 | 1844.7904 | 15897.6659 | 17494.9012 | 211136.3636 | 0.082861 | 0.17595 | 1200000 | 3 | 1 | 0 | 0 | 0 | 1 | Lateral Hardening-Fuse-91411116 | 1500Million | Winter Haven | -1 | 3000
Lateral Hardening | Lateral Hardening-Fuse-10762888,3 | 13815 | 5172.3048 | 64778.8968 | 69052.6459 | 833454.5455 | 0.082851 | 0.86818 | 960000 | 6 | 3 | 0 | 0 | 0 | 3 | Lateral Hardening-Fuse-10762888, Lateral Hardening-Fuse-10762927, Lateral Hardening-Fuse-10762926 | 1500Million | Dade City | -1 | 3000
Lateral Hardening | Lateral Hardening-Fuse-92638303,1 | 13331 | 1211.7741 | 5105.9613 | 6212.4529 | 75000 | 0.082833 | 0.0625 | 1200000 | 3 | 1 | 0 | 0 | 0 | 1 | Lateral Hardening-Fuse-92638303 | 1500Million | Dade City | -1 | 3000
Lateral Hardening | Lateral Hardening-Fuse-60069964,1 | 13046 | 3114.9413 | 2559.8098 | 5496.353 | 66363.6364 | 0.082822 | 0.055303 | 1200000 | 12 | 1 | 0 | 0 | 0 | 1 | Lateral Hardening-Fuse-60069964 | 1500Million | Central | -1 | 3000
Lateral Hardening | Lateral Hardening-Fuse-92892448,1 | 13147 | 0 | 26700.4236 | 26614.3187 | 321818.1818 | 0.0827 | 0.26818 | 1200000 | 2 | 1 | 0 | 0 | 0 | 1 | Lateral Hardening-Fuse-92892448 | 1500Million | Plant City | -1 | 3000
Lateral Hardening | Lateral Hardening-Fuse-10904188,1 | 13709 | 1406.0139 | 2817.8982 | 4133.1905 | 50000 | 0.082664 | 0.032765 | 1526011.5607 | 5 | 1 | 0 | 0 | 0 | 1 | Lateral Hardening-Fuse-10904188 | 1500Million | Eastern | -1 | 3000
Lateral Hardening | Lateral Hardening-Fuse-60043762,1 | 13325 | 0 | 6309.5497 | 6237.2688 | 75454.5455 | 0.082663 | 0.062879 | 1200000 | 1 | 1 | 1 | 0 | 1 | 2 | Lateral Hardening-Fuse-60043762 | 1500Million | Eastern | -1 | 3000
Lateral Hardening | Lateral Hardening-Fuse-91032491,1 | 13004 | 17738.2251 | 3529.1561 | 20412.039 | 247045.4545 | 0.082625 | 0.20587 | 1200000 | 3 | 1 | 1 | 0 | 1 | 2 | Lateral Hardening-Fuse-91032491 | 1500Million | Dade City | -1 | 3000
Lateral Hardening | Lateral Hardening-Fuse-92664579,1 | 13388 | 806.6617 | 3383.6102 | 4120.1444 | 50000 | 0.082403 | 0.036553 | 1367875.6477 | 2 | 1 | 0 | 0 | 0 | 1 | Lateral Hardening-Fuse-92664579 | 1500Million | Plant City | -1 | 3000
Lateral Hardening | Lateral Hardening-Fuse-10637254,1 | 13696 | 1383.2725 | 2857.5825 | 4959.7055 | 60227.2727 | 0.08235 | 0.050189 | 1200000 | 6 | 1 | 0 | 0 | 0 | 1 | Lateral Hardening-Fuse-10637254 | 1500Million | Winter Haven | -1 | 3000
Lateral Hardening | Lateral Hardening-Fuse-60259829,1 | 13391 | 966.3405 | 5301.3521 | 6174.5733 | 75000 | 0.082328 | 0.0625 | 1200000 | 3 | 1 | 0 | 0 | 0 | 1 | Lateral Hardening-Fuse-60259829 | 1500Million | Plant City | -1 | 3000
Lateral Hardening | Lateral Hardening-Fuse-92920839,1 | 13239 | 844.512 | 7990.285 | 8712.606 | 105909.0909 | 0.082265 | 0.088258 | 1200000 | 2 | 1 | 0 | 0 | 0 | 1 | Lateral Hardening-Fuse-92920839 | 1500Million | South Hillsborough | -1 | 3000
Lateral Hardening | Lateral Hardening-Fuse-92741009,1 | 13815 | 0 | 18057.6892 | 17850.8239 | 217045.4545 | 0.082245 | 0.18087 | 1200000 |  | 1 | 1 | 0 | 1 | 2 | Lateral Hardening-Fuse-92741009 | 1500Million | Dade City | -1 | 3000
Lateral Hardening | Lateral Hardening-Fuse-10618038,1 | 13972 | 0 | 18943.1769 | 18755.5078 | 228181.8182 | 0.082195 | 0.19015 | 1200000 |  | 1 | 0 | 0 | 0 | 1 | Lateral Hardening-Fuse-10618038 | 1500Million | Winter Haven | -1 | 3000
Lateral Hardening | Lateral Hardening-Fuse-10363872,1 | 14071 | 975.2921 | 8098.6954 | 9152.9227 | 111363.6364 | 0.08219 | 0.092803 | 1200000 | 1 | 1 | 0 | 0 | 0 | 1 | Lateral Hardening-Fuse-10363872 | 1500Million | Western | -1 | 3000
Lateral Hardening | Lateral Hardening-Fuse-93276673,1 | 13213 | 1111.7762 | 11934.713 | 12941.9798 | 157500 | 0.082171 | 0.13125 | 1200000 | 1 | 1 | 0 | 0 | 0 | 1 | Lateral Hardening-Fuse-93276673 | 1500Million | Eastern | -1 | 3000
Lateral Hardening | Lateral Hardening-Fuse-10823018,1 | 13652 | 1195.0334 | 4060.1344 | 5153.8671 | 62727.2727 | 0.082163 | 0.052273 | 1200000 | 4 | 1 | 0 | 0 | 0 | 1 | Lateral Hardening-Fuse-10823018 | 1500Million | South Hillsborough | -1 | 3000
Lateral Hardening | Lateral Hardening-Fuse-90162122,1 | 13805 | 1563.6544 | 13811.8727 | 16303.2688 | 198636.3636 | 0.082076 | 0.16553 | 1200000 | 2 | 1 | 0 | 0 | 0 | 1 | Lateral Hardening-Fuse-90162122 | 1500Million | Plant City | -1 | 3000
Lateral Hardening | Lateral Hardening-Fuse-60341796,1 | 13984 | 0 | 21452.7005 | 21206.9426 | 258409.0909 | 0.082067 | 0.21534 | 1200000 | 3 | 1 | 0 | 0 | 0 | 1 | Lateral Hardening-Fuse-60341796 | 1500Million | Plant City | -1 | 3000
Lateral Hardening | Lateral Hardening-Fuse-10759997,3 | 13813 | 1334.5645 | 41353.0031 | 42538.1479 | 518363.6364 | 0.082062 | 0.53996 | 960000 | 5 | 3 | 0 | 0 | 0 | 3 | Lateral Hardening-Fuse-10759997, Lateral Hardening-Fuse-90294631, Lateral Hardening-Fuse-90300829 | 1500Million | Dade City | -1 | 3000
Lateral Hardening | Lateral Hardening-Fuse-92219687,1 | 13489 | 1633.8842 | 5342.4469 | 6841.2221 | 83409.0909 | 0.08202 | 0.069508 | 1200000 | 5 | 1 | 0 | 0 | 0 | 1 | Lateral Hardening-Fuse-92219687 | 1500Million | South Hillsborough | -1 | 3000
Lateral Hardening | Lateral Hardening-Fuse-10090454,1 | 13280 | 0 | 4147.5038 | 4099.9908 | 50000 | 0.082 | 0.027083 | 1846153.8462 | 1 | 1 | 0 | 0 | 0 | 1 | Lateral Hardening-Fuse-10090454 | 1500Million | Winter Haven | -1 | 3000
Lateral Hardening | Lateral Hardening-Fuse-10535985,1 | 13115 | 5077.1837 | 7763.8272 | 12523.0629 | 152727.2727 | 0.081996 | 0.12727 | 1200000 | 12 | 1 | 0 | 0 | 0 | 1 | Lateral Hardening-Fuse-10535985 | 1500Million | Winter Haven | -1 | 3000
Lateral Hardening | Lateral Hardening-Fuse-10162613,1 | 13031 | 2686.107 | 7342.4354 | 9819.4662 | 119772.7273 | 0.081984 | 0.099811 | 1200000 | 6 | 1 | 0 | 0 | 0 | 1 | Lateral Hardening-Fuse-10162613 | 1500Million | Winter Haven | -1 | 3000
Lateral Hardening | Lateral Hardening-Fuse-60516068,1 | 13656 | 896.4888 | 17951.8634 | 18738.0093 | 228636.3636 | 0.081956 | 0.19053 | 1200000 | 1 | 1 | 0 | 0 | 0 | 1 | Lateral Hardening-Fuse-60516068 | 1500Million | Plant City | -1 | 3000
Lateral Hardening | Lateral Hardening-Fuse-90903016,1 | 13586 | 390.4298 | 8080.4862 | 8362.9702 | 102045.4545 | 0.081953 | 0.085038 | 1200000 | 1 | 1 | 0 | 0 | 0 | 1 | Lateral Hardening-Fuse-90903016 | 1500Million | Western | -1 | 3000
Lateral Hardening | Lateral Hardening-Fuse-10632107,1 | 13311 | 4435.0427 | 4641.1012 | 8834.1948 | 107954.5455 | 0.081833 | 0.089962 | 1200000 | 11 | 1 | 0 | 0 | 0 | 1 | Lateral Hardening-Fuse-10632107 | 1500Million | Winter Haven | -1 | 3000
Lateral Hardening | Lateral Hardening-Fuse-10745594,1 | 13431 | 1012.7309 | 12500.2016 | 13453.3521 | 164545.4545 | 0.081761 | 0.13712 | 1200000 | 1 | 1 | 0 | 0 | 0 | 1 | Lateral Hardening-Fuse-10745594 | 1500Million | Dade City | -1 | 3000
Lateral Hardening | Lateral Hardening-Fuse-93280753,1 | 13213 | 5999.5607 | 7729.6814 | 13469.8221 | 164772.7273 | 0.081748 | 0.13731 | 1200000 | 7 | 1 | 0 | 0 | 0 | 1 | Lateral Hardening-Fuse-93280753 | 1500Million | Eastern | -1 | 3000
Lateral Hardening | Lateral Hardening-Fuse-93297023,1 | 13808 | 1408.4073 | 6569.34 | 7856.8745 | 96136.3636 | 0.081726 | 0.080114 | 1200000 | 2 | 1 | 0 | 0 | 0 | 1 | Lateral Hardening-Fuse-93297023 | 1500Million | Plant City | -1 | 3000
Lateral Hardening | Lateral Hardening-Fuse-10452704,1 | 13129 | 0 | 4133.4707 | 4086.1184 | 50000 | 0.081722 | 0.036553 | 1367875.6477 | 2 | 1 | 0 | 0 | 0 | 1 | Lateral Hardening-Fuse-10452704 | 1500Million | Eastern | -1 | 3000
Lateral Hardening | Lateral Hardening-Fuse-10452702,1 | 13129 | 760.2577 | 3389.6037 | 4085.5318 | 50000 | 0.081711 | 0.027652 | 1808219.1781 | 2 | 1 | 0 | 0 | 0 | 1 | Lateral Hardening-Fuse-10452702 | 1500Million | Eastern | -1 | 3000
Lateral Hardening | Lateral Hardening-Fuse-60012343,1 | 14274 | 7001.2304 | 1412.2789 | 8048.2427 | 98636.3636 | 0.081595 | 0.082197 | 1200000 | 2 | 1 | 0 | 0 | 0 | 1 | Lateral Hardening-Fuse-60012343 | 1500Million | Western | -1 | 3000
Lateral Hardening | Lateral Hardening-Fuse-91159009,1 | 13621 | 3945.3403 | 324.1352 | 4077.1189 | 50000 | 0.081542 | 0.019886 | 2514285.7143 | 6 | 1 | 1 | 0 | 1 | 2 | Lateral Hardening-Fuse-91159009 | 1500Million | Western | -1 | 3000
Lateral Hardening | Lateral Hardening-Fuse-90989579,1 | 13175 | 2282.0716 | 1919.8925 | 4074.0555 | 50000 | 0.081481 | 0.041667 | 1200000 | 14 | 1 | 0 | 0 | 0 | 1 | Lateral Hardening-Fuse-90989579 | 1500Million | Central | -1 | 3000
Lateral Hardening | Lateral Hardening-Fuse-93301980,1 | 13808 | 1237.1757 | 16612.3235 | 17665.1955 | 216818.1818 | 0.081475 | 0.18068 | 1200000 | 1 | 1 | 0 | 0 | 0 | 1 | Lateral Hardening-Fuse-93301980 | 1500Million | Plant City | -1 | 3000
Lateral Hardening | Lateral Hardening-Fuse-10745563,1 | 13330 | 0 | 8288.4313 | 8626.8835 | 105909.0909 | 0.081456 | 0.088258 | 1200000 | 2 | 1 | 0 | 0 | 0 | 1 | Lateral Hardening-Fuse-10745563 | 1500Million | Dade City | -1 | 3000
Lateral Hardening | Lateral Hardening-Fuse-10758608,1 | 13431 | 405.3158 | 3723.0683 | 4069.4267 | 50000 | 0.081389 | 0.026705 | 1872340.4255 | 1 | 1 | 0 | 0 | 0 | 1 | Lateral Hardening-Fuse-10758608 | 1500Million | Dade City | -1 | 3000
Lateral Hardening | Lateral Hardening-Fuse-91110762,1 | 13963 | 6500.8747 | 757.3657 | 6932.4279 | 85227.2727 | 0.08134 | 0.071023 | 1200000 | 4 | 1 | 0 | 0 | 0 | 1 | Lateral Hardening-Fuse-91110762 | 1500Million | Eastern | -1 | 3000
Lateral Hardening | Lateral Hardening-Fuse-93300556,1 | 13808 | 1230.1249 | 28879.3933 | 29965.4932 | 368409.0909 | 0.081338 | 0.30701 | 1200000 | 1 | 1 | 0 | 0 | 0 | 1 | Lateral Hardening-Fuse-93300556 | 1500Million | Plant City | -1 | 3000
Lateral Hardening | Lateral Hardening-Fuse-10662366,1 | 13470 | 770.3328 | 12209.4247 | 12864.4477 | 158181.8182 | 0.081327 | 0.13182 | 1200000 | 1 | 1 | 0 | 0 | 0 | 1 | Lateral Hardening-Fuse-10662366 | 1500Million | Winter Haven | -1 | 3000
Lateral Hardening | Lateral Hardening-Fuse-91591947,1 | 13485 | 0 | 1132.5988 | 9866.6865 | 121363.6364 | 0.081299 | 0.10114 | 1200000 | 9 | 1 | 0 | 0 | 0 | 1 | Lateral Hardening-Fuse-91591947 | 1500Million | Western | -1 | 3000
Lateral Hardening | Lateral Hardening-Fuse-60006842,1 | 13092 | 2536.0737 | 1664.2025 | 4062.469 | 50000 | 0.081249 | 0.033144 | 1508571.4286 | 11 | 1 | 0 | 0 | 0 | 1 | Lateral Hardening-Fuse-60006842 | 1500Million | Central | -1 | 3000
Lateral Hardening | Lateral Hardening-Fuse-90009614,1 | 13150 | 536.2866 | 6256.8632 | 8378.5798 | 103181.8182 | 0.081202 | 0.085985 | 1200000 | 2 | 1 | 0 | 0 | 0 | 1 | Lateral Hardening-Fuse-90009614 | 1500Million | Winter Haven | -1 | 3000
Lateral Hardening | Lateral Hardening-Fuse-10804820,2 | 13953 | 0 | 85069.1018 | 84415.8906 | 1039818.1818 | 0.081183 | 1.0831 | 960000 | 3 | 2 | 0 | 0 | 0 | 2 | Lateral Hardening-Fuse-10804820, Lateral Hardening-Fuse-60617817 | 1500Million | Eastern | -1 | 3000
Lateral Hardening | Lateral Hardening-Fuse-91902730,1 | 14020 | 1588.0204 | 7344.4131 | 8804.2494 | 108636.3636 | 0.081043 | 0.09053 | 1200000 | 5 | 1 | 0 | 0 | 0 | 1 | Lateral Hardening-Fuse-91902730 | 1500Million | South Hillsborough | -1 | 3000
Lateral Hardening | Lateral Hardening-Fuse-10443870,1 | 13172 | 0 | 10388.9271 | 10269.9136 | 126818.1818 | 0.080981 | 0.10568 | 1200000 | 2 | 1 | 0 | 0 | 0 | 1 | Lateral Hardening-Fuse-10443870 | 1500Million | Eastern | -1 | 3000
Lateral Hardening | Lateral Hardening-Fuse-92353313,1 | 13431 | 19801.5843 | 2265.8518 | 21087.2183 | 260454.5455 | 0.080963 | 0.21705 | 1200000 | 10 | 1 | 0 | 0 | 0 | 1 | Lateral Hardening-Fuse-92353313 | 1500Million | Dade City | -1 | 3000
Lateral Hardening | Lateral Hardening-Fuse-10594256,1 | 13516 | 0 | 22315.7464 | 22060.1016 | 272500 | 0.080955 | 0.22708 | 1200000 | 64 | 1 | 1 | 0 | 1 | 2 | Lateral Hardening-Fuse-10594256 | 1500Million | Western | -1 | 3000
Lateral Hardening | Lateral Hardening-Fuse-92483415,1 | 13813 | 2713.2057 | 43176.848 | 45618.8679 | 563636.3636 | 0.080937 | 0.4697 | 1200000 | 3 | 1 | 0 | 0 | 0 | 1 | Lateral Hardening-Fuse-92483415 | 1500Million | Dade City | -1 | 3000
Lateral Hardening | Lateral Hardening-Fuse-10753421,1 | 13330 | 5155.8473 | 5341.4305 | 10207.3353 | 126363.6364 | 0.080777 | 0.1053 | 1200000 | 20 | 1 | 0 | 0 | 0 | 1 | Lateral Hardening-Fuse-10753421 | 1500Million | Dade City | -1 | 3000
Lateral Hardening | Lateral Hardening-Fuse-10643524,1 | 13390 | 6284.74 | 16865.2869 | 25346.7338 | 313863.6364 | 0.080757 | 0.26155 | 1200000 | 9 | 1 | 0 | 0 | 0 | 1 | Lateral Hardening-Fuse-10643524 | 1500Million | Plant City | -1 | 3000
Lateral Hardening | Lateral Hardening-Fuse-92178950,1 | 13019 | 797.765 | 8437.8634 | 9173.5529 | 113636.3636 | 0.080727 | 0.094697 | 1200000 | 1 | 1 | 0 | 0 | 0 | 1 | Lateral Hardening-Fuse-92178950 | 1500Million | South Hillsborough | -1 | 3000
Lateral Hardening | Lateral Hardening-Fuse-90132288,1 | 13461 | 1638.6007 | 8001.3447 | 9498.4002 | 117727.2727 | 0.080681 | 0.098106 | 1200000 | 4 | 1 | 0 | 0 | 0 | 1 | Lateral Hardening-Fuse-90132288 | 1500Million | Eastern | -1 | 3000
Lateral Hardening | Lateral Hardening-Fuse-91506778,1 | 14202 | 0 | 24422.5931 | 24142.8127 | 299318.1818 | 0.080659 | 0.24943 | 1200000 | 4 | 1 | 2 | 0 | 2 | 3 | Lateral Hardening-Fuse-91506778 | 1500Million | South Hillsborough | -1 | 3000
Lateral Hardening | Lateral Hardening-Fuse-60477751,1 | 13920 | 0 | 13629.7719 | 13473.6319 | 167045.4545 | 0.080658 | 0.1392 | 1200000 | 3 | 1 | 2 | 0 | 2 | 3 | Lateral Hardening-Fuse-60477751 | 1500Million | Winter Haven | -1 | 3000
Lateral Hardening | Lateral Hardening-Fuse-93034955,1 | 13813 | 15585.9569 | 9904.0455 | 24539.6209 | 304318.1818 | 0.080638 | 0.2536 | 1200000 | 3 | 1 | 0 | 0 | 0 | 1 | Lateral Hardening-Fuse-93034955 | 1500Million | Dade City | -1 | 3000
Lateral Hardening | Lateral Hardening-Fuse-10599389,1 | 13473 | 1388.4752 | 3720.5584 | 5587.1155 | 69318.1818 | 0.080601 | 0.057765 | 1200000 | 5 | 1 | 0 | 0 | 0 | 1 | Lateral Hardening-Fuse-10599389 | 1500Million | Winter Haven | -1 | 3000
Lateral Hardening | Lateral Hardening-Fuse-60048726,1 | 13648 | 1021.526 | 9675.3239 | 10549.5571 | 130909.0909 | 0.080587 | 0.10909 | 1200000 | 2 | 1 | 0 | 0 | 0 | 1 | Lateral Hardening-Fuse-60048726 | 1500Million | South Hillsborough | -1 | 3000
Lateral Hardening | Lateral Hardening-Fuse-60311511,1 | 13805 | 3170.4659 | 22497.1057 | 25484.4478 | 316590.9091 | 0.080496 | 0.26383 | 1200000 | 3 | 1 | 0 | 0 | 0 | 1 | Lateral Hardening-Fuse-60311511 | 1500Million | Plant City | -1 | 3000
Lateral Hardening | Lateral Hardening-Fuse-91456283,3 | 13769 | 1732.9919 | 80821.504 | 82104.3011 | 1020363.6364 | 0.080466 | 1.0629 | 960000 | 3 | 3 | 9 | 0 | 9 | 12 | Lateral Hardening-Fuse-91456283, Lateral Hardening-Fuse-90124992, Lateral Hardening-Fuse-60644977 | 1500Million | Winter Haven | -1 | 3000
Lateral Hardening | Lateral Hardening-Fuse-60101193,1 | 13635 | 0 | 4846.7923 | 4791.2684 | 59545.4545 | 0.080464 | 0.049621 | 1200000 |  | 1 | 0 | 0 | 0 | 1 | Lateral Hardening-Fuse-60101193 | 1500Million | Western | -1 | 3000
Lateral Hardening | Lateral Hardening-Fuse-60205832,1 | 13815 | 10381.346 | 3139.839 | 12964.6309 | 161136.3636 | 0.080458 | 0.13428 | 1200000 | 2 | 1 | 0 | 0 | 0 | 1 | Lateral Hardening-Fuse-60205832 | 1500Million | Dade City | -1 | 3000
Lateral Hardening | Lateral Hardening-Fuse-92022688,1 | 13330 | 555.0547 | 5154.4992 | 5629.1116 | 70000 | 0.080416 | 0.058333 | 1200000 | 1 | 1 | 0 | 0 | 0 | 1 | Lateral Hardening-Fuse-92022688 | 1500Million | Dade City | -1 | 3000
Lateral Hardening | Lateral Hardening-Fuse-92913641,1 | 13087 | 0 | 10958.4911 | 10832.9528 | 134772.7273 | 0.080379 | 0.11231 | 1200000 | 1 | 1 | 0 | 0 | 0 | 1 | Lateral Hardening-Fuse-92913641 | 1500Million | Eastern | -1 | 3000
Lateral Hardening | Lateral Hardening-Fuse-93118453,1 | 13039 | 0 | 5485.5663 | 5422.7248 | 67500 | 0.080337 | 0.05625 | 1200000 | 2 | 1 | 0 | 0 | 0 | 1 | Lateral Hardening-Fuse-93118453 | 1500Million | Eastern | -1 | 3000
Lateral Hardening | Lateral Hardening-Fuse-10075287,1 | 13656 | 813.1337 | 4075.4094 | 4816.8156 | 60000 | 0.08028 | 0.05 | 1200000 | 2 | 1 | 0 | 0 | 0 | 1 | Lateral Hardening-Fuse-10075287 | 1500Million | Plant City | -1 | 3000
Lateral Hardening | Lateral Hardening-Fuse-60302816,1 | 13129 | 0 | 6518.9557 | 6969.225 | 86818.1818 | 0.080274 | 0.072348 | 1200000 | 2 | 1 | 0 | 0 | 0 | 1 | Lateral Hardening-Fuse-60302816 | 1500Million | Eastern | -1 | 3000
Lateral Hardening | Lateral Hardening-Fuse-60069967,1 | 13046 | 2409.4909 | 1450.897 | 4012.7106 | 50000 | 0.080254 | 0.027652 | 1808219.1781 | 12 | 1 | 0 | 0 | 0 | 1 | Lateral Hardening-Fuse-60069967 | 1500Million | Central | -1 | 3000
Lateral Hardening | Lateral Hardening-Fuse-91750780,2 | 13371 | 0 | 29049.6928 | 28716.9052 | 358000 | 0.080215 | 0.37292 | 960000 | 8 | 2 | 2 | 0 | 2 | 4 | Lateral Hardening-Fuse-91750780, Lateral Hardening-Fuse-60321354 | 1500Million | Winter Haven | -1 | 3000
Lateral Hardening | Lateral Hardening-Fuse-10475339,1 | 14116 | 0 | 6268.6985 | 6196.8856 | 77272.7273 | 0.080195 | 0.064394 | 1200000 | 2 | 1 | 1 | 0 | 1 | 2 | Lateral Hardening-Fuse-10475339 | 1500Million | Eastern | -1 | 3000
Lateral Hardening | Lateral Hardening-Fuse-10467583,1 | 13934 | 0 | 17839.5566 | 17635.1902 | 220000 | 0.08016 | 0.18333 | 1200000 | 32 | 1 | 5 | 0 | 5 | 6 | Lateral Hardening-Fuse-10467583 | 1500Million | Central | -1 | 3000
Lateral Hardening | Lateral Hardening-Fuse-93039954,1 | 13813 | 2657.8695 | 23596.0639 | 25890.7565 | 323409.0909 | 0.080056 | 0.26951 | 1200000 | 5 | 1 | 0 | 0 | 0 | 1 | Lateral Hardening-Fuse-93039954 | 1500Million | Dade City | -1 | 3000
Lateral Hardening | Lateral Hardening-Fuse-93216186,1 | 13656 | 2573.5513 | 17157.5845 | 19536.8648 | 244090.9091 | 0.080039 | 0.20341 | 1200000 | 2 | 1 | 0 | 0 | 0 | 1 | Lateral Hardening-Fuse-93216186 | 1500Million | Plant City | -1 | 3000
Lateral Hardening | Lateral Hardening-Fuse-10266402,1 | 13679 | 3762.7957 | 8760.5011 | 13649.218 | 170681.8182 | 0.079969 | 0.14223 | 1200000 | 7 | 1 | 0 | 0 | 0 | 1 | Lateral Hardening-Fuse-10266402 | 1500Million | Western | -1 | 3000
Lateral Hardening | Lateral Hardening-Fuse-60196058,1 | 13389 | 11136.6414 | 961.4685 | 11551.0388 | 144545.4545 | 0.079913 | 0.12045 | 1200000 | 6 | 1 | 0 | 0 | 0 | 1 | Lateral Hardening-Fuse-60196058 | 1500Million | Plant City | -1 | 3000
Lateral Hardening | Lateral Hardening-Fuse-10455376,1 | 13495 | 2046.7448 | 5778.1999 | 7663.3701 | 95909.0909 | 0.079902 | 0.079924 | 1200000 | 5 | 1 | 0 | 0 | 0 | 1 | Lateral Hardening-Fuse-10455376 | 1500Million | Eastern | -1 | 3000
Lateral Hardening | Lateral Hardening-Fuse-60119818,1 | 13104 | 4103.0647 | 86.689 | 3993.0787 | 50000 | 0.079862 | 0.0011364 | 44000000 | 18 | 1 | 0 | 0 | 0 | 1 | Lateral Hardening-Fuse-60119818 | 1500Million | Central | -1 | 3000
Lateral Hardening | Lateral Hardening-Fuse-10655430,1 | 13188 | 1620.2554 | 3809.9519 | 5316.6956 | 66590.9091 | 0.079841 | 0.055492 | 1200000 | 5 | 1 | 1 | 0 | 1 | 2 | Lateral Hardening-Fuse-10655430 | 1500Million | Central | -1 | 3000
Lateral Hardening | Lateral Hardening-Fuse-93212866,1 | 13656 | 1032.456 | 3040.0915 | 3991.1098 | 50000 | 0.079822 | 0.027841 | 1795918.3673 | 2 | 1 | 0 | 0 | 0 | 1 | Lateral Hardening-Fuse-93212866 | 1500Million | Plant City | -1 | 3000
Lateral Hardening | Lateral Hardening-Fuse-91215178,1 | 13927 | 708.0367 | 4919.0966 | 5542.4411 | 69545.4545 | 0.079695 | 0.057955 | 1200000 | 2 | 1 | 0 | 0 | 0 | 1 | Lateral Hardening-Fuse-91215178 | 1500Million | Winter Haven | -1 | 3000
Lateral Hardening | Lateral Hardening-Fuse-10465295,1 | 13434 | 389.1253 | 3651.3458 | 3984.305 | 50000 | 0.079686 | 0.03447 | 1450549.4505 | 1 | 1 | 0 | 0 | 0 | 1 | Lateral Hardening-Fuse-10465295 | 1500Million | Eastern | -1 | 3000
Lateral Hardening | Lateral Hardening-Fuse-92244530,1 | 13710 | 4175.3287 | 11394.1168 | 15241.2831 | 191363.6364 | 0.079646 | 0.15947 | 1200000 | 7 | 1 | 0 | 0 | 0 | 1 | Lateral Hardening-Fuse-92244530 | 1500Million | Eastern | -1 | 3000
Lateral Hardening | Lateral Hardening-Fuse-10674263,1 | 13414 | 0 | 8414.8947 | 8318.4953 | 104545.4545 | 0.079568 | 0.087121 | 1200000 | 3 | 1 | 1 | 0 | 1 | 2 | Lateral Hardening-Fuse-10674263 | 1500Million | Plant City | -1 | 3000
Lateral Hardening | Lateral Hardening-Fuse-90698508,1 | 13373 | 452.4265 | 10199.2332 | 11826.0029 | 148636.3636 | 0.079563 | 0.12386 | 1200000 | 1 | 1 | 0 | 0 | 0 | 1 | Lateral Hardening-Fuse-90698508 | 1500Million | Winter Haven | -1 | 3000
Lateral Hardening | Lateral Hardening-Fuse-10055030,1 | 13419 | 4360.9994 | 3523.2866 | 7648.9221 | 96136.3636 | 0.079563 | 0.080114 | 1200000 | 20 | 1 | 0 | 0 | 0 | 1 | Lateral Hardening-Fuse-10055030 | 1500Million | Central | -1 | 3000
Lateral Hardening | Lateral Hardening-Fuse-10503448,1 | 13576 | 1220.8005 | 6816.8586 | 7919.6409 | 99545.4545 | 0.079558 | 0.082955 | 1200000 | 2 | 1 | 0 | 0 | 0 | 1 | Lateral Hardening-Fuse-10503448 | 1500Million | Eastern | -1 | 3000
Lateral Hardening | Lateral Hardening-Fuse-10632688,1 | 13312 | 2444.9299 | 98.249 | 3976.8631 | 50000 | 0.079537 | 0.0018939 | 26400000 | 4 | 1 | 0 | 0 | 0 | 1 | Lateral Hardening-Fuse-10632688 | 1500Million | Winter Haven | -1 | 3000
Lateral Hardening | Lateral Hardening-Fuse-10668905,1 | 13722 | 2961.8836 | 13568.64 | 19351.0307 | 243409.0909 | 0.0795 | 0.20284 | 1200000 | 4 | 1 | 0 | 0 | 0 | 1 | Lateral Hardening-Fuse-10668905 | 1500Million | Plant City | -1 | 3000
Lateral Hardening | Lateral Hardening-Fuse-92533470,1 | 13097 | 409.8416 | 3619.6093 | 3971.1923 | 50000 | 0.079424 | 0.030303 | 1650000 | 1 | 1 | 0 | 0 | 0 | 1 | Lateral Hardening-Fuse-92533470 | 1500Million | Central | -1 | 3000
Lateral Hardening | Lateral Hardening-Fuse-10166416,1 | 13073 | 755.9282 | 2723.9907 | 3970.0425 | 50000 | 0.079401 | 0.031439 | 1590361.4458 | 4 | 1 | 0 | 0 | 0 | 1 | Lateral Hardening-Fuse-10166416 | 1500Million | Western | -1 | 3000
Lateral Hardening | Lateral Hardening-Fuse-93247226,1 | 13175 | 4134.8361 | 35.936 | 3968.7548 | 50000 | 0.079375 | 0.028788 | 1736842.1053 | 5 | 1 | 0 | 0 | 0 | 1 | Lateral Hardening-Fuse-93247226 | 1500Million | Central | -1 | 3000
Lateral Hardening | Lateral Hardening-Fuse-92442478,1 | 13340 | 3836.5258 | 317.1077 | 3966.7219 | 50000 | 0.079334 | 0.018939 | 2640000 | 7 | 1 | 0 | 0 | 0 | 1 | Lateral Hardening-Fuse-92442478 | 1500Million | South Hillsborough | -1 | 3000
Lateral Hardening | Lateral Hardening-Fuse-10876331,1 | 13649 | 2499.5616 | 15146.7626 | 17388.2468 | 219318.1818 | 0.079283 | 0.18277 | 1200000 | 4 | 1 | 0 | 0 | 0 | 1 | Lateral Hardening-Fuse-10876331 | 1500Million | South Hillsborough | -1 | 3000
Lateral Hardening | Lateral Hardening-Fuse-60371512,1 | 13807 | 3038.8264 | 13664.3373 | 19458.2265 | 245454.5455 | 0.079274 | 0.20455 | 1200000 | 7 | 1 | 1 | 0 | 1 | 2 | Lateral Hardening-Fuse-60371512 | 1500Million | Plant City | -1 | 3000
Lateral Hardening | Lateral Hardening-Fuse-92073731,1 | 13679 | 0 | 20902.1512 | 20789.6259 | 262272.7273 | 0.079267 | 0.21856 | 1200000 | 1 | 1 | 0 | 0 | 0 | 1 | Lateral Hardening-Fuse-92073731 | 1500Million | Western | -1 | 3000
Lateral Hardening | Lateral Hardening-Fuse-91661563,1 | 13153 | 4835.0258 | 392.9154 | 4987.8507 | 62954.5455 | 0.079229 | 0.052462 | 1200000 | 3 | 1 | 0 | 0 | 0 | 1 | Lateral Hardening-Fuse-91661563 | 1500Million | Winter Haven | -1 | 3000
Lateral Hardening | Lateral Hardening-Fuse-10761250,1 | 13422 | 447.56 | 5624.179 | 5991.077 | 75681.8182 | 0.079161 | 0.063068 | 1200000 | 1 | 1 | 0 | 0 | 0 | 1 | Lateral Hardening-Fuse-10761250 | 1500Million | Dade City | -1 | 3000
Lateral Hardening | Lateral Hardening-Fuse-60125364,1 | 13099 | 279.2909 | 4218.1896 | 5556.6746 | 70227.2727 | 0.079124 | 0.058523 | 1200000 | 1 | 1 | 0 | 0 | 0 | 1 | Lateral Hardening-Fuse-60125364 | 1500Million | Central | -1 | 3000
Lateral Hardening | Lateral Hardening-Fuse-90180061,1 | 13303 | 0 | 11256.4994 | 11218.5971 | 141818.1818 | 0.079105 | 0.11818 | 1200000 |  | 1 | 0 | 0 | 0 | 1 | Lateral Hardening-Fuse-90180061 | 1500Million | South Hillsborough | -1 | 3000
Lateral Hardening | Lateral Hardening-Fuse-60088182,1 | 13139 | 3096.2269 | 2622.8158 | 7892.1782 | 99772.7273 | 0.079102 | 0.083144 | 1200000 | 15 | 1 | 0 | 0 | 0 | 1 | Lateral Hardening-Fuse-60088182 | 1500Million | Western | -1 | 3000
Lateral Hardening | Lateral Hardening-Fuse-93220245,1 | 13459 | 685.0007 | 5125.1044 | 5727.0655 | 72500 | 0.078994 | 0.060417 | 1200000 | 2 | 1 | 0 | 0 | 0 | 1 | Lateral Hardening-Fuse-93220245 | 1500Million | Eastern | -1 | 3000
Lateral Hardening | Lateral Hardening-Fuse-92895029,1 | 13854 | 2448.6042 | 5638.3992 | 7959.4774 | 100909.0909 | 0.078878 | 0.084091 | 1200000 | 3 | 1 | 0 | 0 | 0 | 1 | Lateral Hardening-Fuse-92895029 | 1500Million | Plant City | -1 | 3000
Lateral Hardening | Lateral Hardening-Fuse-93043321,1 | 13910 | 2986.2325 | 14882.1699 | 17665.0433 | 224090.9091 | 0.07883 | 0.18674 | 1200000 | 3 | 1 | 0 | 0 | 0 | 1 | Lateral Hardening-Fuse-93043321 | 1500Million | Eastern | -1 | 3000
Lateral Hardening | Lateral Hardening-Fuse-10465303,1 | 13434 | 1051.36 | 4092.0278 | 5046.5279 | 64090.9091 | 0.07874 | 0.053409 | 1200000 | 2 | 1 | 0 | 0 | 0 | 1 | Lateral Hardening-Fuse-10465303 | 1500Million | Eastern | -1 | 3000
Lateral Hardening | Lateral Hardening-Fuse-92035736,1 | 13442 | 4153.741 | 3518.6367 | 7442.871 | 94545.4545 | 0.078723 | 0.078788 | 1200000 | 15 | 1 | 0 | 0 | 0 | 1 | Lateral Hardening-Fuse-92035736 | 1500Million | Winter Haven | -1 | 3000
Lateral Hardening | Lateral Hardening-Fuse-91997018,1 | 13450 | 0 | 10188.8225 | 10072.1014 | 127954.5455 | 0.078716 | 0.10663 | 1200000 | 2 | 1 | 1 | 0 | 1 | 2 | Lateral Hardening-Fuse-91997018 | 1500Million | Western | -1 | 3000
Lateral Hardening | Lateral Hardening-Fuse-10781391,1 | 13712 | 1391.4933 | 7270.4594 | 8532.741 | 108409.0909 | 0.078709 | 0.090341 | 1200000 | 2 | 1 | 0 | 0 | 0 | 1 | Lateral Hardening-Fuse-10781391 | 1500Million | Eastern | -1 | 3000
Lateral Hardening | Lateral Hardening-Fuse-10556653,1 | 13298 | 0 | 7038.8366 | 6958.201 | 88409.0909 | 0.078705 | 0.073674 | 1200000 | 1 | 1 | 0 | 0 | 0 | 1 | Lateral Hardening-Fuse-10556653 | 1500Million | Winter Haven | -1 | 3000
Lateral Hardening | Lateral Hardening-Fuse-92639426,1 | 13324 | 3976.5754 | 151.1856 | 3934.97 | 50000 | 0.078699 | 0.024621 | 2030769.2308 | 6 | 1 | 0 | 0 | 0 | 1 | Lateral Hardening-Fuse-92639426 | 1500Million | Eastern | -1 | 3000
Lateral Hardening | Lateral Hardening-Fuse-60300667,1 | 13241 | 0 | 4047.4221 | 4001.0556 | 50909.0909 | 0.078592 | 0.042424 | 1200000 |  | 1 | 0 | 0 | 0 | 1 | Lateral Hardening-Fuse-60300667 | 1500Million | Plant City | -1 | 3000
Lateral Hardening | Lateral Hardening-Fuse-91362419,1 | 13088 | 1861.5466 | 3189.3395 | 4929.1447 | 62727.2727 | 0.078581 | 0.052273 | 1200000 | 6 | 1 | 0 | 0 | 0 | 1 | Lateral Hardening-Fuse-91362419 | 1500Million | Central | -1 | 3000
Lateral Hardening | Lateral Hardening-Fuse-93430467,1 | 13268 | 841.8981 | 3926.9286 | 4696.5731 | 59772.7273 | 0.078574 | 0.049811 | 1200000 | 2 | 1 | 0 | 0 | 0 | 1 | Lateral Hardening-Fuse-93430467 | 1500Million | Plant City | -1 | 3000
Lateral Hardening | Lateral Hardening-Fuse-92831222,1 | 13390 | 0 | 19074.243 | 18855.7322 | 240000 | 0.078566 | 0.2 | 1200000 |  | 1 | 0 | 0 | 0 | 1 | Lateral Hardening-Fuse-92831222 | 1500Million | Plant City | -1 | 3000
Lateral Hardening | Lateral Hardening-Fuse-10274793,1 | 13624 | 8033.8523 | 3379.0649 | 18368.8954 | 233863.6364 | 0.078545 | 0.19489 | 1200000 | 2 | 1 | 0 | 0 | 0 | 1 | Lateral Hardening-Fuse-10274793 | 1500Million | Western | -1 | 3000
Lateral Hardening | Lateral Hardening-Fuse-91935988,1 | 13419 | 6699.7873 | 6674.8924 | 13005.1277 | 165681.8182 | 0.078495 | 0.13807 | 1200000 | 22 | 1 | 0 | 0 | 0 | 1 | Lateral Hardening-Fuse-91935988 | 1500Million | Central | -1 | 3000
Lateral Hardening | Lateral Hardening-Fuse-10583651,1 | 13840 | 2391.4985 | 4012.9809 | 6241.7732 | 79545.4545 | 0.078468 | 0.066288 | 1200000 | 5 | 1 | 0 | 0 | 0 | 1 | Lateral Hardening-Fuse-10583651 | 1500Million | Central | -1 | 3000
Lateral Hardening | Lateral Hardening-Fuse-91088349,1 | 13238 | 0 | 9177.0099 | 9071.8798 | 115681.8182 | 0.078421 | 0.096402 | 1200000 |  | 1 | 0 | 0 | 0 | 1 | Lateral Hardening-Fuse-91088349 | 1500Million | South Hillsborough | -1 | 3000
Lateral Hardening | Lateral Hardening-Fuse-91558079,1 | 13939 | 3873.8081 | 236.9131 | 3920.6634 | 50000 | 0.078413 | 0.0043561 | 11478260.8696 | 5 | 1 | 2 | 0 | 2 | 3 | Lateral Hardening-Fuse-91558079 | 1500Million | Central | -1 | 3000
Lateral Hardening | Lateral Hardening-Fuse-60170304,1 | 13221 | 0 | 23035.005 | 22771.1205 | 290454.5455 | 0.078398 | 0.24205 | 1200000 | 7 | 1 | 2 | 1 | 1 | 3 | Lateral Hardening-Fuse-60170304 | 1500Million | Central | -1 | 3000
Lateral Hardening | Lateral Hardening-Fuse-92638304,1 | 13331 | 1402.0484 | 15043.8007 | 16260.4499 | 207500 | 0.078364 | 0.17292 | 1200000 | 2 | 1 | 0 | 0 | 0 | 1 | Lateral Hardening-Fuse-92638304 | 1500Million | Dade City | -1 | 3000
Lateral Hardening | Lateral Hardening-Fuse-10057099,1 | 13005 | 944.521 | 2585.1782 | 3914.8137 | 50000 | 0.078296 | 0.033333 | 1500000 | 4 | 1 | 0 | 0 | 0 | 1 | Lateral Hardening-Fuse-10057099 | 1500Million | Dade City | -1 | 3000
Lateral Hardening | Lateral Hardening-Fuse-10846404,1 | 13109 | 2329.5009 | 1708.7417 | 3910.5962 | 50000 | 0.078212 | 0.026894 | 1859154.9296 | 15 | 1 | 0 | 0 | 0 | 1 | Lateral Hardening-Fuse-10846404 | 1500Million | Western | -1 | 3000
Lateral Hardening | Lateral Hardening-Fuse-91910027,1 | 13547 | 2377.816 | 1660.065 | 3910.4224 | 50000 | 0.078208 | 0.026515 | 1885714.2857 | 10 | 1 | 0 | 0 | 0 | 1 | Lateral Hardening-Fuse-91910027 | 1500Million | Central | -1 | 3000
Lateral Hardening | Lateral Hardening-Fuse-91502662,1 | 13146 | 3912.2647 | 12397.8471 | 16089.9468 | 205909.0909 | 0.078141 | 0.17159 | 1200000 | 4 | 1 | 0 | 0 | 0 | 1 | Lateral Hardening-Fuse-91502662 | 1500Million | Plant City | -1 | 3000
Lateral Hardening | Lateral Hardening-Fuse-60148776,1 | 13461 | 1144.1523 | 12683.7126 | 13726.4391 | 175681.8182 | 0.078132 | 0.1464 | 1200000 | 1 | 1 | 0 | 0 | 0 | 1 | Lateral Hardening-Fuse-60148776 | 1500Million | Eastern | -1 | 3000
Lateral Hardening | Lateral Hardening-Fuse-92024292,1 | 13201 | 9804.8574 | 4659.943 | 13949.5455 | 178636.3636 | 0.078089 | 0.14886 | 1200000 | 52 | 1 | 0 | 0 | 0 | 1 | Lateral Hardening-Fuse-92024292 | 1500Million | Western | -1 | 3000
Lateral Hardening | Lateral Hardening-Fuse-10705843,1 | 13268 | 2477.7755 | 9355.6606 | 11604.8478 | 148636.3636 | 0.078075 | 0.12386 | 1200000 | 4 | 1 | 0 | 0 | 0 | 1 | Lateral Hardening-Fuse-10705843 | 1500Million | Plant City | -1 | 3000
Lateral Hardening | Lateral Hardening-Fuse-10501145,1 | 13509 | 0 | 11341.871 | 11211.9408 | 143636.3636 | 0.078058 | 0.1197 | 1200000 | 12 | 1 | 1 | 0 | 1 | 2 | Lateral Hardening-Fuse-10501145 | 1500Million | Eastern | -1 | 3000
Lateral Hardening | Lateral Hardening-Fuse-91627020,1 | 13470 | 5416.0765 | 745.9608 | 5889.6863 | 75454.5455 | 0.078056 | 0.062879 | 1200000 | 10 | 1 | 0 | 0 | 0 | 1 | Lateral Hardening-Fuse-91627020 | 1500Million | Winter Haven | -1 | 3000
Lateral Hardening | Lateral Hardening-Fuse-10282727,1 | 13672 | 0 | 16505.9069 | 20627.8976 | 264318.1818 | 0.078042 | 0.22027 | 1200000 | 9 | 1 | 0 | 0 | 0 | 1 | Lateral Hardening-Fuse-10282727 | 1500Million | Western | -1 | 3000
Lateral Hardening | Lateral Hardening-Fuse-10000878,1 | 13236 | 1425.0175 | 9528.4851 | 12782.1363 | 163863.6364 | 0.078005 | 0.13655 | 1200000 | 4 | 1 | 0 | 0 | 0 | 1 | Lateral Hardening-Fuse-10000878 | 1500Million | South Hillsborough | -1 | 3000
Lateral Hardening | Lateral Hardening-Fuse-10007594,1 | 13333 | 1771.5024 | 6555.4686 | 8169.6632 | 104772.7273 | 0.077975 | 0.087311 | 1200000 | 3 | 1 | 0 | 0 | 0 | 1 | Lateral Hardening-Fuse-10007594 | 1500Million | Western | -1 | 3000
Lateral Hardening | Lateral Hardening-Fuse-10061218,1 | 13406 | 4041.5266 | 54.3861 | 3898.1465 | 50000 | 0.077963 | 0.015152 | 3300000 | 2 | 1 | 0 | 0 | 0 | 1 | Lateral Hardening-Fuse-10061218 | 1500Million | Western | -1 | 3000
Lateral Hardening | Lateral Hardening-Fuse-60005045,1 | 13024 | 6658.7451 | 4913.2905 | 11213.3978 | 143863.6364 | 0.077945 | 0.11989 | 1200000 | 18 | 1 | 0 | 0 | 0 | 1 | Lateral Hardening-Fuse-60005045 | 1500Million | Central | -1 | 3000
Lateral Hardening | Lateral Hardening-Fuse-92314275,1 | 13461 | 7164.1304 | 12423.9732 | 19116.1707 | 245681.8182 | 0.077809 | 0.20473 | 1200000 | 19 | 1 | 0 | 0 | 0 | 1 | Lateral Hardening-Fuse-92314275 | 1500Million | Eastern | -1 | 3000
Lateral Hardening | Lateral Hardening-Fuse-92906224,1 | 13231 | 0 | 11700.8383 | 11653.3841 | 149772.7273 | 0.077807 | 0.12481 | 1200000 | 1 | 1 | 0 | 0 | 0 | 1 | Lateral Hardening-Fuse-92906224 | 1500Million | Eastern | -1 | 3000
Lateral Hardening | Lateral Hardening-Fuse-91075817,1 | 13183 | 1383.7068 | 2599.6018 | 3888.8845 | 50000 | 0.077778 | 0.036932 | 1353846.1538 | 4 | 1 | 0 | 0 | 0 | 1 | Lateral Hardening-Fuse-91075817 | 1500Million | Central | -1 | 3000
Lateral Hardening | Lateral Hardening-Fuse-92682676,1 | 13805 | 0 | 12552.6658 | 12408.865 | 159772.7273 | 0.077666 | 0.13314 | 1200000 |  | 1 | 0 | 0 | 0 | 1 | Lateral Hardening-Fuse-92682676 | 1500Million | Plant City | -1 | 3000
Lateral Hardening | Lateral Hardening-Fuse-10479424,1 | 14099 | 0 | 3926.7993 | 3881.8147 | 50000 | 0.077636 | 0.041098 | 1216589.8618 | 1 | 1 | 0 | 0 | 0 | 1 | Lateral Hardening-Fuse-10479424 | 1500Million | Central | -1 | 3000
Lateral Hardening | Lateral Hardening-Fuse-93163746,1 | 13786 | 0 | 6960.0025 | 6880.27 | 88636.3636 | 0.077624 | 0.073864 | 1200000 |  | 1 | 0 | 0 | 0 | 1 | Lateral Hardening-Fuse-93163746 | 1500Million | Plant City | -1 | 3000
Lateral Hardening | Lateral Hardening-Fuse-10679355,1 | 13807 | 5611.6758 | 14991.0368 | 20305.0741 | 261590.9091 | 0.077621 | 0.21799 | 1200000 | 6 | 1 | 0 | 0 | 0 | 1 | Lateral Hardening-Fuse-10679355 | 1500Million | Plant City | -1 | 3000
Lateral Hardening | Lateral Hardening-Fuse-10674259,1 | 13414 | 0 | 4899.4033 | 5818.4331 | 75000 | 0.077579 | 0.0625 | 1200000 | 2 | 1 | 1 | 0 | 1 | 2 | Lateral Hardening-Fuse-10674259 | 1500Million | Plant City | -1 | 3000
Lateral Hardening | Lateral Hardening-Fuse-10612135,1 | 13927 | 4390.1806 | 6486.505 | 10614.0115 | 136818.1818 | 0.077577 | 0.11402 | 1200000 | 10 | 1 | 0 | 0 | 0 | 1 | Lateral Hardening-Fuse-10612135 | 1500Million | Winter Haven | -1 | 3000
Lateral Hardening | Lateral Hardening-Fuse-60473308,1 | 13170 | 0 | 4242.9831 | 4194.3764 | 54090.9091 | 0.077543 | 0.045076 | 1200000 | 1 | 1 | 1 | 0 | 1 | 2 | Lateral Hardening-Fuse-60473308 | 1500Million | Eastern | -1 | 3000
Lateral Hardening | Lateral Hardening-Fuse-60071030,1 | 13077 | 3820.3946 | 4499.2343 | 8106.4817 | 104545.4545 | 0.07754 | 0.087121 | 1200000 | 17 | 1 | 0 | 0 | 0 | 1 | Lateral Hardening-Fuse-60071030 | 1500Million | Western | -1 | 3000
Lateral Hardening | Lateral Hardening-Fuse-91816435,1 | 13712 | 4045.1976 | 29.68 | 3876.1437 | 50000 | 0.077523 | 0.036364 | 1375000 | 5 | 1 | 1 | 1 | 0 | 2 | Lateral Hardening-Fuse-91816435 | 1500Million | Eastern | -1 | 3000
Lateral Hardening | Lateral Hardening-Fuse-92827973,1 | 13961 | 1237.5447 | 15753.0373 | 16766.8793 | 216363.6364 | 0.077494 | 0.1803 | 1200000 | 2 | 1 | 0 | 0 | 0 | 1 | Lateral Hardening-Fuse-92827973 | 1500Million | Plant City | -1 | 3000
Lateral Hardening | Lateral Hardening-Fuse-10496855,1 | 13084 | 0 | 3915.5342 | 3870.6786 | 50000 | 0.077414 | 0.024053 | 2078740.1575 | 1 | 1 | 0 | 0 | 0 | 1 | Lateral Hardening-Fuse-10496855 | 1500Million | Eastern | -1 | 3000
Lateral Hardening | Lateral Hardening-Fuse-60241208,1 | 13137 | 3752.1665 | 4967.24 | 8497.7741 | 109772.7273 | 0.077412 | 0.091477 | 1200000 | 16 | 1 | 0 | 0 | 0 | 1 | Lateral Hardening-Fuse-60241208 | 1500Million | Western | -1 | 3000
Lateral Hardening | Lateral Hardening-Fuse-10705811,1 | 13268 | 0 | 3914.8986 | 3870.0503 | 50000 | 0.077401 | 0.037689 | 1326633.1658 | 1 | 1 | 0 | 0 | 0 | 1 | Lateral Hardening-Fuse-10705811 | 1500Million | Plant City | -1 | 3000
Lateral Hardening | Lateral Hardening-Fuse-60574732,1 | 14102 | 4133.4713 | 630.3737 | 4553.5841 | 58863.6364 | 0.077358 | 0.049053 | 1200000 | 2 | 1 | 0 | 0 | 0 | 1 | Lateral Hardening-Fuse-60574732 | 1500Million | Central | -1 | 3000
Lateral Hardening | Lateral Hardening-Fuse-10075189,1 | 13656 | 0 | 13336.8992 | 13184.1143 | 170454.5455 | 0.077347 | 0.14205 | 1200000 |  | 1 | 0 | 0 | 0 | 1 | Lateral Hardening-Fuse-10075189 | 1500Million | Plant City | -1 | 3000
Lateral Hardening | Lateral Hardening-Fuse-60526224,1 | 13293 | 2126.1982 | 2845.2388 | 4847.9309 | 62727.2727 | 0.077286 | 0.052273 | 1200000 | 8 | 1 | 1 | 1 | 0 | 2 | Lateral Hardening-Fuse-60526224 | 1500Million | Winter Haven | -1 | 3000
Lateral Hardening | Lateral Hardening-Fuse-10669975,1 | 13462 | 505.8934 | 14907.0499 | 15220.4392 | 197045.4545 | 0.077243 | 0.1642 | 1200000 | 1 | 1 | 0 | 0 | 0 | 1 | Lateral Hardening-Fuse-10669975 | 1500Million | Plant City | -1 | 3000
Lateral Hardening | Lateral Hardening-Fuse-92531820,1 | 13479 | 3870.6449 | 6336.9389 | 9964.1247 | 129090.9091 | 0.077187 | 0.10758 | 1200000 | 12 | 1 | 0 | 0 | 0 | 1 | Lateral Hardening-Fuse-92531820 | 1500Million | Winter Haven | -1 | 3000
Lateral Hardening | Lateral Hardening-Fuse-10310502,1 | 13531 | 0 | 30485.2402 | 30136.0073 | 390454.5455 | 0.077182 | 0.32538 | 1200000 | 20 | 1 | 2 | 0 | 2 | 3 | Lateral Hardening-Fuse-10310502 | 1500Million | Western | -1 | 3000
Lateral Hardening | Lateral Hardening-Fuse-93207949,1 | 13656 | 1336.6432 | 6090.2311 | 7314.542 | 94772.7273 | 0.07718 | 0.078977 | 1200000 | 2 | 1 | 0 | 0 | 0 | 1 | Lateral Hardening-Fuse-93207949 | 1500Million | Plant City | -1 | 3000
Lateral Hardening | Lateral Hardening-Fuse-91891911,1 | 13298 | 1137.6548 | 31560.0053 | 32289.094 | 418636.3636 | 0.077129 | 0.34886 | 1200000 | 2 | 1 | 0 | 0 | 0 | 1 | Lateral Hardening-Fuse-91891911 | 1500Million | Winter Haven | -1 | 3000
Lateral Hardening | Lateral Hardening-Fuse-60343339,1 | 13749 | 0 | 4308.204 | 4258.85 | 55227.2727 | 0.077115 | 0.046023 | 1200000 | 5 | 1 | 2 | 1 | 1 | 3 | Lateral Hardening-Fuse-60343339 | 1500Million | Western | -1 | 3000
Lateral Hardening | Lateral Hardening-Fuse-93218005,1 | 13656 | 1153.842 | 10824.1599 | 11878.35 | 154090.9091 | 0.077087 | 0.12841 | 1200000 | 1 | 1 | 0 | 0 | 0 | 1 | Lateral Hardening-Fuse-93218005 | 1500Million | Plant City | -1 | 3000
Lateral Hardening | Lateral Hardening-Fuse-60386581,1 | 13687 | 0 | 3898.6974 | 3854.0347 | 50000 | 0.077081 | 0.041477 | 1205479.4521 |  | 1 | 0 | 0 | 0 | 1 | Lateral Hardening-Fuse-60386581 | 1500Million | Eastern | -1 | 3000
Lateral Hardening | Lateral Hardening-Fuse-91574381,1 | 13586 | 315.5873 | 4602.1621 | 4851.924 | 62954.5455 | 0.07707 | 0.052462 | 1200000 | 1 | 1 | 0 | 0 | 0 | 1 | Lateral Hardening-Fuse-91574381 | 1500Million | Western | -1 | 3000
Lateral Hardening | Lateral Hardening-Fuse-92644398,1 | 13303 | 0 | 9777.571 | 9665.5611 | 125454.5455 | 0.077044 | 0.10455 | 1200000 | 1 | 1 | 0 | 0 | 0 | 1 | Lateral Hardening-Fuse-92644398 | 1500Million | South Hillsborough | -1 | 3000
Lateral Hardening | Lateral Hardening-Fuse-60192934,1 | 13278 | 0 | 7862.5802 | 7772.508 | 100909.0909 | 0.077025 | 0.084091 | 1200000 | 12 | 1 | 1 | 0 | 1 | 2 | Lateral Hardening-Fuse-60192934 | 1500Million | Winter Haven | -1 | 3000
Lateral Hardening | Lateral Hardening-Fuse-92619403,1 | 13303 | 0 | 22115.8106 | 21862.4562 | 283863.6364 | 0.077017 | 0.23655 | 1200000 | 1 | 1 | 0 | 0 | 0 | 1 | Lateral Hardening-Fuse-92619403 | 1500Million | South Hillsborough | -1 | 3000
Lateral Hardening | Lateral Hardening-Fuse-10099368,1 | 13963 | 0 | 18838.6295 | 18622.8179 | 241818.1818 | 0.077012 | 0.20152 | 1200000 | 3 | 1 | 0 | 0 | 0 | 1 | Lateral Hardening-Fuse-10099368 | 1500Million | Eastern | -1 | 3000
Lateral Hardening | Lateral Hardening-Fuse-10686275,1 | 13808 | 3580.8866 | 11173.0121 | 14559.3065 | 189090.9091 | 0.076996 | 0.15758 | 1200000 | 5 | 1 | 0 | 0 | 0 | 1 | Lateral Hardening-Fuse-10686275 | 1500Million | Plant City | -1 | 3000
Lateral Hardening | Lateral Hardening-Fuse-93432307,2 | 13532 | 11246.3101 | 1979.9859 | 12681.6289 | 164727.2727 | 0.076986 | 0.17159 | 960000 | 14 | 2 | 0 | 0 | 0 | 2 | Lateral Hardening-Fuse-93432307, Lateral Hardening-Fuse-10242825 | 1500Million | Western | -1 | 3000
Lateral Hardening | Lateral Hardening-Fuse-60020646,1 | 13679 | 705.1847 | 5045.3978 | 5667.0458 | 73636.3636 | 0.07696 | 0.061364 | 1200000 | 1 | 1 | 0 | 0 | 0 | 1 | Lateral Hardening-Fuse-60020646 | 1500Million | Western | -1 | 3000
Lateral Hardening | Lateral Hardening-Fuse-92037726,1 | 13815 | 408.6772 | 8408.662 | 8704.8915 | 113181.8182 | 0.076911 | 0.094318 | 1200000 | 1 | 1 | 0 | 0 | 0 | 1 | Lateral Hardening-Fuse-92037726 | 1500Million | Dade City | -1 | 3000
Lateral Hardening | Lateral Hardening-Fuse-90196714,1 | 13458 | 3838.5801 | 187.154 | 3842.2478 | 50000 | 0.076845 | 0.0024621 | 20307692.3077 | 6 | 1 | 1 | 1 | 0 | 2 | Lateral Hardening-Fuse-90196714 | 1500Million | Eastern | -1 | 3000
Lateral Hardening | Lateral Hardening-Fuse-92687392,1 | 13793 | 1888.4758 | 3547.9227 | 5307.529 | 69090.9091 | 0.076819 | 0.057576 | 1200000 | 4 | 1 | 0 | 0 | 0 | 1 | Lateral Hardening-Fuse-92687392 | 1500Million | Eastern | -1 | 3000
Lateral Hardening | Lateral Hardening-Fuse-60192936,1 | 13278 | 4828.3432 | 8198.5849 | 12725.0008 | 165681.8182 | 0.076804 | 0.13807 | 1200000 | 14 | 1 | 0 | 0 | 0 | 1 | Lateral Hardening-Fuse-60192936 | 1500Million | Winter Haven | -1 | 3000
Lateral Hardening | Lateral Hardening-Fuse-10605175,1 | 13924 | 0 | 70648.8307 | 70417.6671 | 917727.2727 | 0.07673 | 0.76477 | 1200000 | 1 | 1 | 0 | 0 | 0 | 1 | Lateral Hardening-Fuse-10605175 | 1500Million | Winter Haven | -1 | 3000
Lateral Hardening | Lateral Hardening-Fuse-10377784,1 | 13184 | 0 | 10259.4678 | 10141.9374 | 132272.7273 | 0.076674 | 0.11023 | 1200000 |  | 1 | 1 | 0 | 1 | 2 | Lateral Hardening-Fuse-10377784 | 1500Million | Central | -1 | 3000
Lateral Hardening | Lateral Hardening-Fuse-92609208,1 | 13390 | 0 | 3876.7762 | 3832.3646 | 50000 | 0.076647 | 0.039962 | 1251184.8341 | 1 | 1 | 0 | 0 | 0 | 1 | Lateral Hardening-Fuse-92609208 | 1500Million | Plant City | -1 | 3000
Lateral Hardening | Lateral Hardening-Fuse-10650578,1 | 13391 | 5147.2823 | 14567.4076 | 19452.1506 | 254090.9091 | 0.076556 | 0.21174 | 1200000 | 7 | 1 | 0 | 0 | 0 | 1 | Lateral Hardening-Fuse-10650578 | 1500Million | Plant City | -1 | 3000
Lateral Hardening | Lateral Hardening-Fuse-60188253,1 | 13807 | 1727.4805 | 17813.5183 | 19415.9885 | 253636.3636 | 0.07655 | 0.21136 | 1200000 | 2 | 1 | 0 | 0 | 0 | 1 | Lateral Hardening-Fuse-60188253 | 1500Million | Plant City | -1 | 3000
Lateral Hardening | Lateral Hardening-Fuse-60010320,1 | 13158 | 3641.9011 | 4055.314 | 7493.3855 | 97954.5455 | 0.076499 | 0.081629 | 1200000 | 16 | 1 | 0 | 0 | 0 | 1 | Lateral Hardening-Fuse-60010320 | 1500Million | Central | -1 | 3000
Lateral Hardening | Lateral Hardening-Fuse-91753067,1 | 13190 | 716.5798 | 4575.9653 | 5214.4929 | 68181.8182 | 0.076479 | 0.056818 | 1200000 | 2 | 1 | 0 | 0 | 0 | 1 | Lateral Hardening-Fuse-91753067 | 1500Million | Western | -1 | 3000
Lateral Hardening | Lateral Hardening-Fuse-92681024,1 | 13805 | 534.6361 | 3344.0176 | 3821.3735 | 50000 | 0.076427 | 0.029924 | 1670886.0759 | 1 | 1 | 0 | 0 | 0 | 1 | Lateral Hardening-Fuse-92681024 | 1500Million | Plant City | -1 | 3000
Lateral Hardening | Lateral Hardening-Fuse-91696822,2 | 13221 | 0 | 19098.6063 | 18879.8164 | 247090.9091 | 0.076408 | 0.25739 | 960000 | 3 | 2 | 0 | 0 | 0 | 2 | Lateral Hardening-Fuse-91696822, Lateral Hardening-Fuse-10020753 | 1500Million | Central | -1 | 3000
Lateral Hardening | Lateral Hardening-Fuse-91367303,1 | 13011 | 1367.9072 | 5815.607 | 7066.3035 | 92500 | 0.076392 | 0.077083 | 1200000 | 3 | 1 | 0 | 0 | 0 | 1 | Lateral Hardening-Fuse-91367303 | 1500Million | Plant City | -1 | 3000
Lateral Hardening | Lateral Hardening-Fuse-92115482,1 | 13118 | 0 | 3862.5608 | 3818.3121 | 50000 | 0.076366 | 0.017614 | 2838709.6774 | 4 | 1 | 1 | 1 | 0 | 2 | Lateral Hardening-Fuse-92115482 | 1500Million | Winter Haven | -1 | 3000
Lateral Hardening | Lateral Hardening-Fuse-10167756,1 | 13206 | 2123.0811 | 1883.1993 | 3887.6622 | 50909.0909 | 0.076365 | 0.042424 | 1200000 | 9 | 1 | 0 | 0 | 0 | 1 | Lateral Hardening-Fuse-10167756 | 1500Million | Western | -1 | 3000
Lateral Hardening | Lateral Hardening-Fuse-93337165,1 | 13117 | 0 | 11055.7249 | 10929.0727 | 143181.8182 | 0.07633 | 0.11932 | 1200000 | 4 | 1 | 1 | 0 | 1 | 2 | Lateral Hardening-Fuse-93337165 | 1500Million | Winter Haven | -1 | 3000
Lateral Hardening | Lateral Hardening-Fuse-60408982,1 | 13162 | 2607.0157 | 1885.2483 | 4353.7992 | 57045.4545 | 0.076322 | 0.047538 | 1200000 | 11 | 1 | 0 | 0 | 0 | 1 | Lateral Hardening-Fuse-60408982 | 1500Million | Western | -1 | 3000
Lateral Hardening | Lateral Hardening-Fuse-92683581,1 | 13003 | 3942.765 | 64.3654 | 3813.7458 | 50000 | 0.076275 | 0.016477 | 3034482.7586 | 2 | 1 | 0 | 0 | 0 | 1 | Lateral Hardening-Fuse-92683581 | 1500Million | South Hillsborough | -1 | 3000
Lateral Hardening | Lateral Hardening-Fuse-60041755,1 | 13221 | 0 | 8784.6435 | 8684.0084 | 113863.6364 | 0.076267 | 0.094886 | 1200000 | 5 | 1 | 0 | 0 | 0 | 1 | Lateral Hardening-Fuse-60041755 | 1500Million | Central | -1 | 3000
Lateral Hardening | Lateral Hardening-Fuse-10650341,1 | 13391 | 4238.6073 | 29895.8238 | 33867.6433 | 444090.9091 | 0.076263 | 0.37008 | 1200000 | 4 | 1 | 0 | 0 | 0 | 1 | Lateral Hardening-Fuse-10650341 | 1500Million | Plant City | -1 | 3000
Lateral Hardening | Lateral Hardening-Fuse-92386209,1 | 13710 | 0 | 6307.964 | 6235.7012 | 81818.1818 | 0.076214 | 0.068182 | 1200000 |  | 1 | 0 | 0 | 0 | 1 | Lateral Hardening-Fuse-92386209 | 1500Million | Eastern | -1 | 3000
Lateral Hardening | Lateral Hardening-Fuse-92314436,1 | 13030 | 9202.9309 | 11274.4942 | 19923.5058 | 261590.9091 | 0.076163 | 0.21799 | 1200000 | 24 | 1 | 0 | 0 | 0 | 1 | Lateral Hardening-Fuse-92314436 | 1500Million | Winter Haven | -1 | 3000
Lateral Hardening | Lateral Hardening-Fuse-92015607,1 | 13772 | 6414.6207 | 14415.4002 | 20387.3246 | 267954.5455 | 0.076085 | 0.2233 | 1200000 | 11 | 1 | 1 | 0 | 1 | 2 | Lateral Hardening-Fuse-92015607 | 1500Million | Winter Haven | -1 | 3000
Lateral Hardening | Lateral Hardening-Fuse-90465023,1 | 13916 | 3817.6049 | 169.0871 | 3804.222 | 50000 | 0.076084 | 0.0087121 | 5739130.4348 | 26 | 1 | 1 | 0 | 1 | 2 | Lateral Hardening-Fuse-90465023 | 1500Million | Winter Haven | -1 | 3000
Lateral Hardening | Lateral Hardening-Fuse-10075211,1 | 13656 | 1162.6616 | 13075.6463 | 14046.4823 | 184772.7273 | 0.07602 | 0.15398 | 1200000 | 2 | 1 | 0 | 0 | 0 | 1 | Lateral Hardening-Fuse-10075211 | 1500Million | Plant City | -1 | 3000
Lateral Hardening | Lateral Hardening-Fuse-10599428,1 | 13473 | 0 | 3835.3827 | 3791.4453 | 50000 | 0.075829 | 0.033902 | 1474860.3352 |  | 1 | 0 | 0 | 0 | 1 | Lateral Hardening-Fuse-10599428 | 1500Million | Winter Haven | -1 | 3000
Lateral Hardening | Lateral Hardening-Fuse-60274647,1 | 13813 | 1339.0135 | 17972.5946 | 19060.1833 | 251363.6364 | 0.075827 | 0.20947 | 1200000 | 3 | 1 | 1 | 0 | 1 | 2 | Lateral Hardening-Fuse-60274647 | 1500Million | Dade City | -1 | 3000
Lateral Hardening | Lateral Hardening-Fuse-10686047,1 | 13808 | 636.3885 | 5845.6091 | 6560.7725 | 86590.9091 | 0.075767 | 0.072159 | 1200000 | 1 | 1 | 0 | 0 | 0 | 1 | Lateral Hardening-Fuse-10686047 | 1500Million | Plant City | -1 | 3000
Lateral Hardening | Lateral Hardening-Fuse-10433142,1 | 13993 | 552.9435 | 5134.6831 | 5608.3051 | 74090.9091 | 0.075695 | 0.061742 | 1200000 | 1 | 1 | 0 | 0 | 0 | 1 | Lateral Hardening-Fuse-10433142 | 1500Million | Central | -1 | 3000
Lateral Hardening | Lateral Hardening-Fuse-60035870,1 | 13390 | 1575.6193 | 6963.7753 | 9238.0621 | 122045.4545 | 0.075694 | 0.1017 | 1200000 | 3 | 1 | 0 | 0 | 0 | 1 | Lateral Hardening-Fuse-60035870 | 1500Million | Plant City | -1 | 3000
Lateral Hardening | Lateral Hardening-Fuse-10715659,1 | 13984 | 1200.8803 | 2561.5891 | 3836.1046 | 50681.8182 | 0.07569 | 0.042235 | 1200000 | 3 | 1 | 0 | 0 | 0 | 1 | Lateral Hardening-Fuse-10715659 | 1500Million | Plant City | -1 | 3000
Lateral Hardening | Lateral Hardening-Fuse-10635941,1 | 13388 | 919.8132 | 2796.7544 | 3783.727 | 50000 | 0.075675 | 0.031439 | 1590361.4458 | 2 | 1 | 0 | 0 | 0 | 1 | Lateral Hardening-Fuse-10635941 | 1500Million | Plant City | -1 | 3000
Lateral Hardening | Lateral Hardening-Fuse-93344290,1 | 13390 | 797.4164 | 3758.4546 | 4487.2062 | 59318.1818 | 0.075646 | 0.049432 | 1200000 | 2 | 1 | 0 | 0 | 0 | 1 | Lateral Hardening-Fuse-93344290 | 1500Million | Plant City | -1 | 3000
Lateral Hardening | Lateral Hardening-Fuse-60025454,1 | 13236 | 743.9205 | 7045.9992 | 7682.6545 | 101590.9091 | 0.075623 | 0.084659 | 1200000 | 2 | 1 | 0 | 0 | 0 | 1 | Lateral Hardening-Fuse-60025454 | 1500Million | South Hillsborough | -1 | 3000
Lateral Hardening | Lateral Hardening-Fuse-10090001,1 | 13279 | 2120.8606 | 1775.7385 | 3778.1208 | 50000 | 0.075562 | 0.025 | 2000000 | 8 | 1 | 0 | 0 | 0 | 1 | Lateral Hardening-Fuse-10090001 | 1500Million | Winter Haven | -1 | 3000
Lateral Hardening | Lateral Hardening-Fuse-93150977,1 | 13458 | 1270.5129 | 4396.7336 | 5560.1769 | 73636.3636 | 0.075509 | 0.061364 | 1200000 | 2 | 1 | 0 | 0 | 0 | 1 | Lateral Hardening-Fuse-93150977 | 1500Million | Eastern | -1 | 3000
Lateral Hardening | Lateral Hardening-Fuse-91586832,1 | 13169 | 3773.6645 | 3015.3721 | 6587.5263 | 87272.7273 | 0.075482 | 0.072727 | 1200000 | 34 | 1 | 1 | 0 | 1 | 2 | Lateral Hardening-Fuse-91586832 | 1500Million | Eastern | -1 | 3000
Lateral Hardening | Lateral Hardening-Fuse-10070728,1 | 13984 | 2401.9672 | 9069.4211 | 11249.7937 | 149090.9091 | 0.075456 | 0.12424 | 1200000 | 4 | 1 | 0 | 0 | 0 | 1 | Lateral Hardening-Fuse-10070728 | 1500Million | Plant City | -1 | 3000
Lateral Hardening | Lateral Hardening-Fuse-10411572,1 | 13633 | 2746.2978 | 4608.341 | 7167.7939 | 95000 | 0.07545 | 0.079167 | 1200000 | 5 | 1 | 0 | 0 | 0 | 1 | Lateral Hardening-Fuse-10411572 | 1500Million | Central | -1 | 3000
Lateral Hardening | Lateral Hardening-Fuse-90901263,1 | 13818 | 0 | 35932.6353 | 35796.8763 | 474545.4545 | 0.075434 | 0.39545 | 1200000 |  | 1 | 0 | 0 | 0 | 1 | Lateral Hardening-Fuse-90901263 | 1500Million | South Hillsborough | -1 | 3000
Lateral Hardening | Lateral Hardening-Fuse-91958840,1 | 13740 | 2656.2887 | 6038.7969 | 8512.7576 | 112954.5455 | 0.075364 | 0.094129 | 1200000 | 7 | 1 | 0 | 0 | 0 | 1 | Lateral Hardening-Fuse-91958840 | 1500Million | Western | -1 | 3000
Lateral Hardening | Lateral Hardening-Fuse-60519553,1 | 14102 | 1206.6812 | 5063.5878 | 6169.9156 | 82045.4545 | 0.075201 | 0.068371 | 1200000 | 3 | 1 | 0 | 0 | 0 | 1 | Lateral Hardening-Fuse-60519553 | 1500Million | Central | -1 | 3000
Lateral Hardening | Lateral Hardening-Fuse-10686102,1 | 13808 | 566.7595 | 5206.0251 | 5861.6878 | 77954.5455 | 0.075194 | 0.064962 | 1200000 | 1 | 1 | 0 | 0 | 0 | 1 | Lateral Hardening-Fuse-10686102 | 1500Million | Plant City | -1 | 3000
Lateral Hardening | Lateral Hardening-Fuse-10627067,1 | 13147 | 3524.0998 | 10824.6865 | 14063.1736 | 187045.4545 | 0.075186 | 0.15587 | 1200000 | 6 | 1 | 0 | 0 | 0 | 1 | Lateral Hardening-Fuse-10627067 | 1500Million | Plant City | -1 | 3000
Lateral Hardening | Lateral Hardening-Fuse-10671185,1 | 13724 | 2053.0094 | 13435.9518 | 15883.5347 | 211363.6364 | 0.075148 | 0.17614 | 1200000 | 2 | 1 | 0 | 0 | 0 | 1 | Lateral Hardening-Fuse-10671185 | 1500Million | Plant City | -1 | 3000
Lateral Hardening | Lateral Hardening-Fuse-10092391,1 | 13610 | 4204.1119 | 4391.6825 | 8346.3551 | 111136.3636 | 0.0751 | 0.092614 | 1200000 | 13 | 1 | 0 | 0 | 0 | 1 | Lateral Hardening-Fuse-10092391 | 1500Million | Western | -1 | 3000
Lateral Hardening | Lateral Hardening-Fuse-93300555,1 | 13808 | 452.058 | 3355.7231 | 3753.554 | 50000 | 0.075071 | 0.030303 | 1650000 | 2 | 1 | 0 | 0 | 0 | 1 | Lateral Hardening-Fuse-93300555 | 1500Million | Plant City | -1 | 3000
Lateral Hardening | Lateral Hardening-Fuse-10774311,1 | 14042 | 289.7329 | 7813.8108 | 20791.4565 | 277045.4545 | 0.075047 | 0.23087 | 1200000 | 1 | 1 | 0 | 0 | 0 | 1 | Lateral Hardening-Fuse-10774311 | 1500Million | Central | -1 | 3000
Lateral Hardening | Lateral Hardening-Fuse-92205063,1 | 13020 | 0 | 17270.6082 | 17072.7596 | 227500 | 0.075045 | 0.18958 | 1200000 | 15 | 1 | 3 | 0 | 3 | 4 | Lateral Hardening-Fuse-92205063 | 1500Million | South Hillsborough | -1 | 3000
Lateral Hardening | Lateral Hardening-Fuse-60265549,2 | 13400 | 0 | 6470.7066 | 6396.5794 | 85272.7273 | 0.075013 | 0.088826 | 960000 | 2 | 2 | 1 | 0 | 1 | 3 | Lateral Hardening-Fuse-60265549, Lateral Hardening-Fuse-60265555 | 1500Million | Central | -1 | 3000
Lateral Hardening | Lateral Hardening-Fuse-91348923,1 | 13243 | 1464.126 | 2378.8409 | 3748.6715 | 50000 | 0.074973 | 0.02822 | 1771812.0805 | 4 | 1 | 0 | 0 | 0 | 1 | Lateral Hardening-Fuse-91348923 | 1500Million | Plant City | -1 | 3000
Lateral Hardening | Lateral Hardening-Fuse-60014749,1 | 13029 | 3796.1217 | 3719.2556 | 9199.7052 | 122954.5455 | 0.074822 | 0.10246 | 1200000 | 17 | 1 | 0 | 0 | 0 | 1 | Lateral Hardening-Fuse-60014749 | 1500Million | Central | -1 | 3000
Lateral Hardening | Lateral Hardening-Fuse-93162157,1 | 14198 | 0 | 5261.84 | 5201.5614 | 69545.4545 | 0.074794 | 0.057955 | 1200000 | 2 | 1 | 0 | 0 | 0 | 1 | Lateral Hardening-Fuse-93162157 | 1500Million | Eastern | -1 | 3000
Lateral Hardening | Lateral Hardening-Fuse-10681824,1 | 13214 | 0 | 5565.2212 | 5501.4671 | 73636.3636 | 0.074711 | 0.061364 | 1200000 |  | 1 | 1 | 0 | 1 | 2 | Lateral Hardening-Fuse-10681824 | 1500Million | Eastern | -1 | 3000
Lateral Hardening | Lateral Hardening-Fuse-92650788,1 | 13110 | 0 | 23587.8484 | 23317.6307 | 312500 | 0.074616 | 0.26042 | 1200000 | 7 | 1 | 2 | 0 | 2 | 3 | Lateral Hardening-Fuse-92650788 | 1500Million | Western | -1 | 3000
Lateral Hardening | Lateral Hardening-Fuse-92611785,2 | 13326 | 0 | 14852.2829 | 14682.1381 | 196909.0909 | 0.074563 | 0.20511 | 960000 | 4 | 2 | 3 | 0 | 3 | 5 | Lateral Hardening-Fuse-92611785, Lateral Hardening-Fuse-60528150 | 1500Million | Eastern | -1 | 3000
Lateral Hardening | Lateral Hardening-Fuse-10084364,1 | 13204 | 3771.0477 | 11837.4508 | 15390.9402 | 206590.9091 | 0.0745 | 0.17216 | 1200000 | 5 | 1 | 0 | 0 | 0 | 1 | Lateral Hardening-Fuse-10084364 | 1500Million | Central | -1 | 3000
Lateral Hardening | Lateral Hardening-Fuse-60124055,1 | 13218 | 1813.9247 | 2517.8505 | 4332.9429 | 58181.8182 | 0.074472 | 0.048485 | 1200000 | 3 | 1 | 0 | 0 | 0 | 1 | Lateral Hardening-Fuse-60124055 | 1500Million | Western | -1 | 3000
Lateral Hardening | Lateral Hardening-Fuse-60206676,2 | 13254 | 0 | 16278.9848 | 16092.4959 | 216363.6364 | 0.074377 | 0.22538 | 960000 | 4 | 2 | 0 | 0 | 0 | 2 | Lateral Hardening-Fuse-60206676, Lateral Hardening-Fuse-60461547 | 1500Million | South Hillsborough | -1 | 3000
Lateral Hardening | Lateral Hardening-Fuse-93276667,1 | 13213 | 783.6298 | 4959.3255 | 5657.8892 | 76136.3636 | 0.074313 | 0.063447 | 1200000 | 2 | 1 | 0 | 0 | 0 | 1 | Lateral Hardening-Fuse-93276667 | 1500Million | Eastern | -1 | 3000
Lateral Hardening | Lateral Hardening-Fuse-10087578,1 | 13389 | 2035.0463 | 10261.7685 | 12185.5501 | 164090.9091 | 0.074261 | 0.13674 | 1200000 | 2 | 1 | 0 | 0 | 0 | 1 | Lateral Hardening-Fuse-10087578 | 1500Million | Plant City | -1 | 3000
Lateral Hardening | Lateral Hardening-Fuse-92199461,1 | 13838 | 0 | 5785.531 | 5719.2531 | 77045.4545 | 0.074232 | 0.064205 | 1200000 | 2 | 1 | 0 | 0 | 0 | 1 | Lateral Hardening-Fuse-92199461 | 1500Million | Central | -1 | 3000
Lateral Hardening | Lateral Hardening-Fuse-92804598,1 | 13210 | 1764.8549 | 2795.948 | 4450.6521 | 60000 | 0.074178 | 0.05 | 1200000 | 10 | 1 | 0 | 0 | 0 | 1 | Lateral Hardening-Fuse-92804598 | 1500Million | Western | -1 | 3000
Lateral Hardening | Lateral Hardening-Fuse-60571872,1 | 14121 | 0 | 8673.4844 | 8574.1227 | 115681.8182 | 0.074118 | 0.096402 | 1200000 |  | 1 | 1 | 0 | 1 | 2 | Lateral Hardening-Fuse-60571872 | 1500Million | Plant City | -1 | 3000
Lateral Hardening | Lateral Hardening-Fuse-92015832,1 | 13772 | 691.9762 | 4418.8506 | 5035.4545 | 67954.5455 | 0.0741 | 0.056629 | 1200000 | 2 | 1 | 0 | 0 | 0 | 1 | Lateral Hardening-Fuse-92015832 | 1500Million | Winter Haven | -1 | 3000
Lateral Hardening | Lateral Hardening-Fuse-91321460,1 | 13124 | 0 | 3741.8386 | 3698.9728 | 50000 | 0.073979 | 0.030303 | 1650000 |  | 1 | 0 | 0 | 0 | 1 | Lateral Hardening-Fuse-91321460 | 1500Million | Plant City | -1 | 3000
Lateral Hardening | Lateral Hardening-Fuse-90116389,1 | 13896 | 3179.6462 | 5847.7808 | 8818.652 | 119318.1818 | 0.073909 | 0.099432 | 1200000 | 13 | 1 | 0 | 0 | 0 | 1 | Lateral Hardening-Fuse-90116389 | 1500Million | South Hillsborough | -1 | 3000
Lateral Hardening | Lateral Hardening-Fuse-10483754,1 | 13458 | 5922.6254 | 4907.1074 | 10510.4601 | 142272.7273 | 0.073875 | 0.11856 | 1200000 | 54 | 1 | 0 | 0 | 0 | 1 | Lateral Hardening-Fuse-10483754 | 1500Million | Eastern | -1 | 3000
Lateral Hardening | Lateral Hardening-Fuse-10469946,1 | 13213 | 2658.7639 | 240.0883 | 3689.2193 | 50000 | 0.073784 | 0.02178 | 2295652.1739 | 12 | 1 | 0 | 0 | 0 | 1 | Lateral Hardening-Fuse-10469946 | 1500Million | Eastern | -1 | 3000
Lateral Hardening | Lateral Hardening-Fuse-60020513,1 | 13679 | 627.601 | 3828.3779 | 4390.9174 | 59545.4545 | 0.073741 | 0.049621 | 1200000 | 1 | 1 | 0 | 0 | 0 | 1 | Lateral Hardening-Fuse-60020513 | 1500Million | Western | -1 | 3000
Lateral Hardening | Lateral Hardening-Fuse-93269400,1 | 13080 | 5031.0801 | 4931.089 | 9669.6868 | 131136.3636 | 0.073738 | 0.10928 | 1200000 | 18 | 1 | 0 | 0 | 0 | 1 | Lateral Hardening-Fuse-93269400 | 1500Million | Western | -1 | 3000
Lateral Hardening | Lateral Hardening-Fuse-92678841,2 | 13805 | 6291.7277 | 14038.1791 | 19839.9014 | 269090.9091 | 0.073729 | 0.2803 | 960000 | 4 | 2 | 0 | 0 | 0 | 2 | Lateral Hardening-Fuse-92678841, Lateral Hardening-Fuse-92679264 | 1500Million | Plant City | -1 | 3000
Lateral Hardening | Lateral Hardening-Fuse-91447204,1 | 13464 | 2241.3964 | 1564.8241 | 3686.0744 | 50000 | 0.073721 | 0.028977 | 1725490.1961 | 10 | 1 | 0 | 0 | 0 | 1 | Lateral Hardening-Fuse-91447204 | 1500Million | Plant City | -1 | 3000
Lateral Hardening | Lateral Hardening-Fuse-60038633,1 | 13039 | 2110.1757 | 7623.6377 | 9545.4911 | 129545.4545 | 0.073684 | 0.10795 | 1200000 | 7 | 1 | 0 | 0 | 0 | 1 | Lateral Hardening-Fuse-60038633 | 1500Million | Eastern | -1 | 3000
Lateral Hardening | Lateral Hardening-Fuse-60238451,1 | 14050 | 7706.7792 | 9162.3431 | 18937.9956 | 257045.4545 | 0.073676 | 0.2142 | 1200000 | 14 | 1 | 0 | 0 | 0 | 1 | Lateral Hardening-Fuse-60238451 | 1500Million | Plant City | -1 | 3000
Lateral Hardening | Lateral Hardening-Fuse-10679375,1 | 13807 | 1674.4293 | 3347.022 | 4904.3459 | 66590.9091 | 0.073649 | 0.055492 | 1200000 | 4 | 1 | 0 | 0 | 0 | 1 | Lateral Hardening-Fuse-10679375 | 1500Million | Plant City | -1 | 3000
Lateral Hardening | Lateral Hardening-Fuse-93096312,1 | 13592 | 3386.3849 | 464.5208 | 3679.8285 | 50000 | 0.073597 | 0.015152 | 3300000 | 3 | 1 | 0 | 0 | 0 | 1 | Lateral Hardening-Fuse-93096312 | 1500Million | Central | -1 | 3000
Lateral Hardening | Lateral Hardening-Fuse-91573705,1 | 13921 | 3914.8382 | 4089.5026 | 7772.0646 | 105681.8182 | 0.073542 | 0.088068 | 1200000 | 13 | 1 | 0 | 0 | 0 | 1 | Lateral Hardening-Fuse-91573705 | 1500Million | Winter Haven | -1 | 3000
Lateral Hardening | Lateral Hardening-Fuse-10671314,1 | 13389 | 300.9078 | 3781.3022 | 4027.9785 | 54772.7273 | 0.07354 | 0.045644 | 1200000 | 1 | 1 | 0 | 0 | 0 | 1 | Lateral Hardening-Fuse-10671314 | 1500Million | Plant City | -1 | 3000
Lateral Hardening | Lateral Hardening-Fuse-92314244,1 | 13017 | 638.1558 | 4108.4483 | 4676.4874 | 63636.3636 | 0.073488 | 0.05303 | 1200000 | 2 | 1 | 0 | 0 | 0 | 1 | Lateral Hardening-Fuse-92314244 | 1500Million | South Hillsborough | -1 | 3000
Lateral Hardening | Lateral Hardening-Fuse-92582612,1 | 13433 | 0 | 27419.6036 | 27105.49 | 369318.1818 | 0.073393 | 0.30777 | 1200000 | 6 | 1 | 0 | 0 | 0 | 1 | Lateral Hardening-Fuse-92582612 | 1500Million | Eastern | -1 | 3000
Lateral Hardening | Lateral Hardening-Fuse-91302241,3 | 13552 | 0 | 35649.7001 | 35241.3042 | 480181.8182 | 0.073392 | 0.50019 | 960000 | 11 | 3 | 2 | 0 | 2 | 5 | Lateral Hardening-Fuse-91302241, Lateral Hardening-Fuse-90892057, Lateral Hardening-Fuse-91229544 | 1500Million | Central | -1 | 3000
Lateral Hardening | Lateral Hardening-Fuse-10629052,1 | 13787 | 412.6332 | 5231.0027 | 6037.2729 | 82272.7273 | 0.073381 | 0.068561 | 1200000 | 1 | 1 | 0 | 0 | 0 | 1 | Lateral Hardening-Fuse-10629052 | 1500Million | Plant City | -1 | 3000
Lateral Hardening | Lateral Hardening-Fuse-92866519,1 | 13460 | 1261.2857 | 4364.802 | 5519.7957 | 75227.2727 | 0.073375 | 0.062689 | 1200000 | 2 | 1 | 0 | 0 | 0 | 1 | Lateral Hardening-Fuse-92866519 | 1500Million | Eastern | -1 | 3000
Lateral Hardening | Lateral Hardening-Fuse-90299164,2 | 13813 | 0 | 37858.0291 | 37424.335 | 510545.4545 | 0.073303 | 0.53182 | 960000 | 1 | 2 | 0 | 0 | 0 | 2 | Lateral Hardening-Fuse-90299164, Lateral Hardening-Fuse-90301096 | 1500Million | Dade City | -1 | 3000
Lateral Hardening | Lateral Hardening-Fuse-60015483,1 | 13008 | 0 | 46895.1521 | 46799.4284 | 638863.6364 | 0.073254 | 0.53239 | 1200000 |  | 1 | 0 | 0 | 0 | 1 | Lateral Hardening-Fuse-60015483 | 1500Million | Plant City | -1 | 3000
Lateral Hardening | Lateral Hardening-Fuse-10676164,1 | 14123 | 3091.8195 | 8911.6989 | 11834.1287 | 161590.9091 | 0.073235 | 0.13466 | 1200000 | 4 | 1 | 0 | 0 | 0 | 1 | Lateral Hardening-Fuse-10676164 | 1500Million | Plant City | -1 | 3000
Lateral Hardening | Lateral Hardening-Fuse-10425057,1 | 13829 | 1769.0684 | 4841.9853 | 6474.4573 | 88409.0909 | 0.073233 | 0.073674 | 1200000 | 4 | 1 | 0 | 0 | 0 | 1 | Lateral Hardening-Fuse-10425057 | 1500Million | Central | -1 | 3000
Lateral Hardening | Lateral Hardening-Fuse-92697450,1 | 13787 | 0 | 7155.1017 | 7073.1343 | 96590.9091 | 0.073228 | 0.080492 | 1200000 |  | 1 | 0 | 0 | 0 | 1 | Lateral Hardening-Fuse-92697450 | 1500Million | Plant City | -1 | 3000
Lateral Hardening | Lateral Hardening-Fuse-60003930,1 | 13009 | 0 | 3770.458 | 3727.2644 | 50909.0909 | 0.073214 | 0.042424 | 1200000 | 3 | 1 | 0 | 0 | 0 | 1 | Lateral Hardening-Fuse-60003930 | 1500Million | Plant City | -1 | 3000
Lateral Hardening | Lateral Hardening-Fuse-10916796,1 | 13805 | 2389.1213 | 14997.7593 | 17138.0427 | 234090.9091 | 0.073211 | 0.19508 | 1200000 | 6 | 1 | 0 | 0 | 0 | 1 | Lateral Hardening-Fuse-10916796 | 1500Million | Plant City | -1 | 3000
Lateral Hardening | Lateral Hardening-Fuse-93219694,1 | 13459 | 379.6543 | 3332.7571 | 3658.5426 | 50000 | 0.073171 | 0.037311 | 1340101.5228 | 1 | 1 | 0 | 0 | 0 | 1 | Lateral Hardening-Fuse-93219694 | 1500Million | Eastern | -1 | 3000
Lateral Hardening | Lateral Hardening-Fuse-10070711,1 | 13657 | 1738.6369 | 5910.3018 | 7548.5156 | 103181.8182 | 0.073157 | 0.085985 | 1200000 | 2 | 1 | 0 | 0 | 0 | 1 | Lateral Hardening-Fuse-10070711 | 1500Million | Plant City | -1 | 3000
Lateral Hardening | Lateral Hardening-Fuse-10099342,1 | 13963 | 0 | 5448.394 | 5385.9783 | 73636.3636 | 0.073143 | 0.061364 | 1200000 | 2 | 1 | 0 | 0 | 0 | 1 | Lateral Hardening-Fuse-10099342 | 1500Million | Eastern | -1 | 3000
Lateral Hardening | Lateral Hardening-Fuse-10484759,1 | 13461 | 2127.7408 | 3240.2394 | 5235.2617 | 71590.9091 | 0.073127 | 0.059659 | 1200000 | 13 | 1 | 0 | 0 | 0 | 1 | Lateral Hardening-Fuse-10484759 | 1500Million | Eastern | -1 | 3000
Lateral Hardening | Lateral Hardening-Fuse-90965575,1 | 13303 | 2225.9674 | 17150.855 | 19108.5186 | 261363.6364 | 0.073111 | 0.2178 | 1200000 | 4 | 1 | 0 | 0 | 0 | 1 | Lateral Hardening-Fuse-90965575 | 1500Million | South Hillsborough | -1 | 3000
Lateral Hardening | Lateral Hardening-Fuse-90483935,1 | 13612 | 1667.4383 | 2080.9585 | 3655.1372 | 50000 | 0.073103 | 0.036364 | 1375000 | 6 | 1 | 0 | 0 | 0 | 1 | Lateral Hardening-Fuse-90483935 | 1500Million | Western | -1 | 3000
Lateral Hardening | Lateral Hardening-Fuse-10643555,1 | 13390 | 830.9349 | 4595.2157 | 5346.9959 | 73181.8182 | 0.073065 | 0.060985 | 1200000 | 3 | 1 | 0 | 0 | 0 | 1 | Lateral Hardening-Fuse-10643555 | 1500Million | Plant City | -1 | 3000
Lateral Hardening | Lateral Hardening-Fuse-90049990,1 | 13390 | 1723.2347 | 8494.8064 | 11174.7623 | 152954.5455 | 0.073059 | 0.12746 | 1200000 | 2 | 1 | 0 | 0 | 0 | 1 | Lateral Hardening-Fuse-90049990 | 1500Million | Plant City | -1 | 3000
Lateral Hardening | Lateral Hardening-Fuse-92690283,1 | 13793 | 834.7057 | 2888.5803 | 3652.943 | 50000 | 0.073059 | 0.017992 | 2778947.3684 | 2 | 1 | 0 | 0 | 0 | 1 | Lateral Hardening-Fuse-92690283 | 1500Million | Eastern | -1 | 3000
Lateral Hardening | Lateral Hardening-Fuse-10605207,1 | 13924 | 0 | 16483.2081 | 16294.3797 | 223181.8182 | 0.073009 | 0.18598 | 1200000 |  | 1 | 0 | 0 | 0 | 1 | Lateral Hardening-Fuse-10605207 | 1500Million | Winter Haven | -1 | 3000
Lateral Hardening | Lateral Hardening-Fuse-92888694,1 | 13010 | 0 | 3690.9871 | 3648.7039 | 50000 | 0.072974 | 0.039773 | 1257142.8571 | 2 | 1 | 0 | 0 | 0 | 1 | Lateral Hardening-Fuse-92888694 | 1500Million | Plant City | -1 | 3000
Lateral Hardening | Lateral Hardening-Fuse-10686090,1 | 13808 | 1862.89 | 18748.1754 | 20508.3162 | 281136.3636 | 0.072948 | 0.23428 | 1200000 | 2 | 1 | 1 | 0 | 1 | 2 | Lateral Hardening-Fuse-10686090 | 1500Million | Plant City | -1 | 3000
Lateral Hardening | Lateral Hardening-Fuse-90113808,1 | 13896 | 879.1855 | 4285.1496 | 5089.0712 | 69772.7273 | 0.072938 | 0.058144 | 1200000 | 2 | 1 | 0 | 0 | 0 | 1 | Lateral Hardening-Fuse-90113808 | 1500Million | South Hillsborough | -1 | 3000
Lateral Hardening | Lateral Hardening-Fuse-92158157,1 | 13523 | 6113.9232 | 9545.937 | 15265.2556 | 209318.1818 | 0.072928 | 0.17443 | 1200000 | 33 | 1 | 0 | 0 | 0 | 1 | Lateral Hardening-Fuse-92158157 | 1500Million | Western | -1 | 3000
Lateral Hardening | Lateral Hardening-Fuse-60114880,1 | 13600 | 0 | 15073.0954 | 14900.421 | 204318.1818 | 0.072928 | 0.17027 | 1200000 |  | 1 | 0 | 0 | 0 | 1 | Lateral Hardening-Fuse-60114880 | 1500Million | Central | -1 | 3000
Lateral Hardening | Lateral Hardening-Fuse-10092873,1 | 13611 | 0 | 18421.7503 | 18210.7144 | 249772.7273 | 0.072909 | 0.20814 | 1200000 | 2 | 1 | 1 | 0 | 1 | 2 | Lateral Hardening-Fuse-10092873 | 1500Million | Western | -1 | 3000
Lateral Hardening | Lateral Hardening-Fuse-10080898,1 | 14000 | 926.8953 | 2792.9316 | 3644.9126 | 50000 | 0.072898 | 0.035038 | 1427027.027 | 2 | 1 | 0 | 0 | 0 | 1 | Lateral Hardening-Fuse-10080898 | 1500Million | Plant City | -1 | 3000
Lateral Hardening | Lateral Hardening-Fuse-93233804,1 | 13696 | 0 | 6782.2169 | 6704.5212 | 92045.4545 | 0.072839 | 0.076705 | 1200000 | 1 | 1 | 0 | 0 | 0 | 1 | Lateral Hardening-Fuse-93233804 | 1500Million | Winter Haven | -1 | 3000
Lateral Hardening | Lateral Hardening-Fuse-10842835,1 | 13796 | 623.3779 | 3070.9166 | 3640.1725 | 50000 | 0.072803 | 0.037689 | 1326633.1658 | 2 | 1 | 0 | 0 | 0 | 1 | Lateral Hardening-Fuse-10842835 | 1500Million | Eastern | -1 | 3000
Lateral Hardening | Lateral Hardening-Fuse-10806803,1 | 14198 | 0 | 5753.6307 | 5687.7182 | 78181.8182 | 0.07275 | 0.065152 | 1200000 | 3 | 1 | 1 | 0 | 1 | 2 | Lateral Hardening-Fuse-10806803 | 1500Million | Eastern | -1 | 3000
Lateral Hardening | Lateral Hardening-Fuse-93277393,1 | 13213 | 0 | 13964.9435 | 13804.9639 | 189772.7273 | 0.072745 | 0.15814 | 1200000 |  | 1 | 0 | 0 | 0 | 1 | Lateral Hardening-Fuse-93277393 | 1500Million | Eastern | -1 | 3000
Lateral Hardening | Lateral Hardening-Fuse-60377640,1 | 14217 | 4058.6623 | 1323.1856 | 5173.9206 | 71136.3636 | 0.072732 | 0.05928 | 1200000 | 2 | 1 | 0 | 0 | 0 | 1 | Lateral Hardening-Fuse-60377640 | 1500Million | Central | -1 | 3000
Lateral Hardening | Lateral Hardening-Fuse-60373621,1 | 13693 | 3325.0409 | 3813.7546 | 15743.3804 | 216590.9091 | 0.072687 | 0.18049 | 1200000 | 14 | 1 | 0 | 0 | 0 | 1 | Lateral Hardening-Fuse-60373621 | 1500Million | Eastern | -1 | 3000
Lateral Hardening | Lateral Hardening-Fuse-10759978,1 | 13813 | 2463.3295 | 21151.5901 | 23288.7992 | 320454.5455 | 0.072674 | 0.26705 | 1200000 | 5 | 1 | 0 | 0 | 0 | 1 | Lateral Hardening-Fuse-10759978 | 1500Million | Dade City | -1 | 3000
Lateral Hardening | Lateral Hardening-Fuse-92672981,1 | 13064 | 2499.024 | 2717.9282 | 5068.5741 | 69772.7273 | 0.072644 | 0.058144 | 1200000 | 11 | 1 | 0 | 0 | 0 | 1 | Lateral Hardening-Fuse-92672981 | 1500Million | Western | -1 | 3000
Lateral Hardening | Lateral Hardening-Fuse-10657012,1 | 13098 | 522.6172 | 2.9208 | 3630.6348 | 50000 | 0.072613 | 0.01553 | 3219512.1951 | 12 | 1 | 0 | 0 | 0 | 1 | Lateral Hardening-Fuse-10657012 | 1500Million | Central | -1 | 3000
Lateral Hardening | Lateral Hardening-Fuse-10142929,1 | 13035 | 2452.7848 | 7926.2432 | 10178.3654 | 140227.2727 | 0.072585 | 0.11686 | 1200000 | 6 | 1 | 0 | 0 | 0 | 1 | Lateral Hardening-Fuse-10142929 | 1500Million | Central | -1 | 3000
Lateral Hardening | Lateral Hardening-Fuse-10388510,1 | 13466 | 0 | 8047.6931 | 9476.0471 | 130681.8182 | 0.072512 | 0.1089 | 1200000 | 11 | 1 | 1 | 0 | 1 | 2 | Lateral Hardening-Fuse-10388510 | 1500Million | Central | -1 | 3000
Lateral Hardening | Lateral Hardening-Fuse-10686005,1 | 13808 | 5661.9449 | 8794.9222 | 14085.7173 | 194318.1818 | 0.072488 | 0.16193 | 1200000 | 9 | 1 | 0 | 0 | 0 | 1 | Lateral Hardening-Fuse-10686005 | 1500Million | Plant City | -1 | 3000
Lateral Hardening | Lateral Hardening-Fuse-10496847,1 | 13084 | 0 | 22093.9847 | 21840.8804 | 301363.6364 | 0.072474 | 0.25114 | 1200000 | 10 | 1 | 2 | 0 | 2 | 3 | Lateral Hardening-Fuse-10496847 | 1500Million | Eastern | -1 | 3000
Lateral Hardening | Lateral Hardening-Fuse-92178250,1 | 13128 | 3543.7428 | 253.2203 | 3621.4642 | 50000 | 0.072429 | 0.032765 | 1526011.5607 | 2 | 1 | 0 | 0 | 0 | 1 | Lateral Hardening-Fuse-92178250 | 1500Million | Eastern | -1 | 3000
Lateral Hardening | Lateral Hardening-Fuse-92867223,1 | 13460 | 3444.773 | 343.9465 | 3620.0198 | 50000 | 0.0724 | 0.036364 | 1375000 | 3 | 1 | 1 | 0 | 1 | 2 | Lateral Hardening-Fuse-92867223 | 1500Million | Eastern | -1 | 3000
Lateral Hardening | Lateral Hardening-Fuse-10616482,1 | 13124 | 0 | 15342.2994 | 15166.541 | 209545.4545 | 0.072378 | 0.17462 | 1200000 | 7 | 1 | 1 | 0 | 1 | 2 | Lateral Hardening-Fuse-10616482 | 1500Million | Plant City | -1 | 3000
Lateral Hardening | Lateral Hardening-Fuse-92398086,1 | 13071 | 0 | 7370.4782 | 7286.0435 | 100681.8182 | 0.072367 | 0.083902 | 1200000 |  | 1 | 0 | 0 | 0 | 1 | Lateral Hardening-Fuse-92398086 | 1500Million | Western | -1 | 3000
Lateral Hardening | Lateral Hardening-Fuse-60185338,1 | 13206 | 1381.7821 | 2326.7778 | 3617.5508 | 50000 | 0.072351 | 0.036364 | 1375000 | 7 | 1 | 0 | 0 | 0 | 1 | Lateral Hardening-Fuse-60185338 | 1500Million | Western | -1 | 3000
Lateral Hardening | Lateral Hardening-Fuse-90903214,1 | 13586 | 697.1734 | 4843.6231 | 5457.4037 | 75454.5455 | 0.072327 | 0.062879 | 1200000 | 2 | 1 | 0 | 0 | 0 | 1 | Lateral Hardening-Fuse-90903214 | 1500Million | Western | -1 | 3000
Lateral Hardening | Lateral Hardening-Fuse-92606241,1 | 13390 | 593.7902 | 3603.5861 | 4136.379 | 57272.7273 | 0.072222 | 0.047727 | 1200000 | 1 | 1 | 0 | 0 | 0 | 1 | Lateral Hardening-Fuse-92606241 | 1500Million | Plant City | -1 | 3000
Lateral Hardening | Lateral Hardening-Fuse-10482592,1 | 13457 | 1295.9556 | 5044.0252 | 6220.5866 | 86136.3636 | 0.072218 | 0.07178 | 1200000 | 2 | 1 | 0 | 0 | 0 | 1 | Lateral Hardening-Fuse-10482592 | 1500Million | Eastern | -1 | 3000
Lateral Hardening | Lateral Hardening-Fuse-10760000,6 | 13813 | 5628.6266 | 54390.8503 | 65625.4733 | 908909.0909 | 0.072202 | 0.94678 | 960000 | 8 | 6 | 6 | 0 | 6 | 12 | Lateral Hardening-Fuse-10760000, Lateral Hardening-Fuse-60602366, Lateral Hardening-Fuse-92799073, Lateral Hardening-Fuse-90294944, Lateral Hardening-Fuse-90294958, Lateral Hardening-Fuse-90294963 | 1500Million | Dade City | -1 | 3000
Lateral Hardening | Lateral Hardening-Fuse-93150929,1 | 13458 | 818.6272 | 3433.8007 | 4181.2602 | 57954.5455 | 0.072147 | 0.048295 | 1200000 | 2 | 1 | 0 | 0 | 0 | 1 | Lateral Hardening-Fuse-93150929 | 1500Million | Eastern | -1 | 3000
Lateral Hardening | Lateral Hardening-Fuse-10650580,1 | 13391 | 1660.244 | 11180.5843 | 12739.3457 | 176590.9091 | 0.07214 | 0.14716 | 1200000 | 2 | 1 | 0 | 0 | 0 | 1 | Lateral Hardening-Fuse-10650580 | 1500Million | Plant City | -1 | 3000
Lateral Hardening | Lateral Hardening-Fuse-10411581,1 | 13633 | 397.5845 | 3692.0053 | 4770.6113 | 66136.3636 | 0.072133 | 0.055114 | 1200000 | 1 | 1 | 0 | 0 | 0 | 1 | Lateral Hardening-Fuse-10411581 | 1500Million | Central | -1 | 3000
Lateral Hardening | Lateral Hardening-Fuse-10055016,1 | 13419 | 5654.4161 | 4654.2716 | 9995.9824 | 138636.3636 | 0.072102 | 0.11553 | 1200000 | 24 | 1 | 0 | 0 | 0 | 1 | Lateral Hardening-Fuse-10055016 | 1500Million | Central | -1 | 3000
Lateral Hardening | Lateral Hardening-Fuse-91985788,1 | 13479 | 0 | 12279.5684 | 12243.4501 | 170000 | 0.07202 | 0.14167 | 1200000 | 5 | 1 | 0 | 0 | 0 | 1 | Lateral Hardening-Fuse-91985788 | 1500Million | Winter Haven | -1 | 3000
Lateral Hardening | Lateral Hardening-Fuse-92629766,1 | 13303 | 1276.728 | 5867.1211 | 7037.5626 | 97727.2727 | 0.072012 | 0.081439 | 1200000 | 2 | 1 | 0 | 0 | 0 | 1 | Lateral Hardening-Fuse-92629766 | 1500Million | South Hillsborough | -1 | 3000
Lateral Hardening | Lateral Hardening-Fuse-10199659,1 | 13338 | 0 | 3638.9304 | 3597.2436 | 50000 | 0.071945 | 0.026705 | 1872340.4255 | 1 | 1 | 0 | 0 | 0 | 1 | Lateral Hardening-Fuse-10199659 | 1500Million | Western | -1 | 3000
Lateral Hardening | Lateral Hardening-Fuse-10000744,1 | 13236 | 499.662 | 3990.7443 | 4426.6743 | 61590.9091 | 0.071872 | 0.051326 | 1200000 | 2 | 1 | 0 | 0 | 0 | 1 | Lateral Hardening-Fuse-10000744 | 1500Million | South Hillsborough | -1 | 3000
Lateral Hardening | Lateral Hardening-Fuse-10556733,1 | 13298 | 6654.8591 | 46996.2719 | 53260.7191 | 741136.3636 | 0.071864 | 0.61761 | 1200000 | 9 | 1 | 0 | 0 | 0 | 1 | Lateral Hardening-Fuse-10556733 | 1500Million | Winter Haven | -1 | 3000
Lateral Hardening | Lateral Hardening-Fuse-10148006,1 | 13150 | 3021.22 | 2679.8597 | 5532.2818 | 77045.4545 | 0.071805 | 0.064205 | 1200000 | 9 | 1 | 0 | 0 | 0 | 1 | Lateral Hardening-Fuse-10148006 | 1500Million | Winter Haven | -1 | 3000
Lateral Hardening | Lateral Hardening-Fuse-10759951,2 | 13813 | 4360.421 | 16483.0781 | 22855.9766 | 318363.6364 | 0.071792 | 0.33163 | 960000 | 4 | 2 | 0 | 0 | 0 | 2 | Lateral Hardening-Fuse-10759951, Lateral Hardening-Fuse-90300059 | 1500Million | Dade City | -1 | 3000
Lateral Hardening | Lateral Hardening-Fuse-10085313,1 | 13028 | 0 | 15415.1813 | 15238.588 | 212272.7273 | 0.071788 | 0.17689 | 1200000 | 5 | 1 | 0 | 0 | 0 | 1 | Lateral Hardening-Fuse-10085313 | 1500Million | Central | -1 | 3000
Lateral Hardening | Lateral Hardening-Fuse-10716347,1 | 13959 | 0 | 8531.0381 | 8433.3082 | 117500 | 0.071773 | 0.097917 | 1200000 |  | 1 | 0 | 0 | 0 | 1 | Lateral Hardening-Fuse-10716347 | 1500Million | Plant City | -1 | 3000
Lateral Hardening | Lateral Hardening-Fuse-10668904,1 | 13722 | 0 | 12090.6751 | 11952.1668 | 166590.9091 | 0.071746 | 0.13883 | 1200000 | 1 | 1 | 0 | 0 | 0 | 1 | Lateral Hardening-Fuse-10668904 | 1500Million | Plant City | -1 | 3000
Lateral Hardening | Lateral Hardening-Fuse-60070087,1 | 13046 | 1486.3821 | 2171.3211 | 3748.9761 | 52272.7273 | 0.07172 | 0.043561 | 1200000 | 5 | 1 | 0 | 0 | 0 | 1 | Lateral Hardening-Fuse-60070087 | 1500Million | Central | -1 | 3000
Lateral Hardening | Lateral Hardening-Fuse-10686097,2 | 13808 | 4226.2934 | 9636.9831 | 13571.6689 | 189272.7273 | 0.071704 | 0.19716 | 960000 | 7 | 2 | 1 | 0 | 1 | 3 | Lateral Hardening-Fuse-10686097, Lateral Hardening-Fuse-91401759 | 1500Million | Plant City | -1 | 3000
Lateral Hardening | Lateral Hardening-Fuse-93207905,1 | 13656 | 1541.4064 | 8740.4059 | 10132.6692 | 141363.6364 | 0.071678 | 0.1178 | 1200000 | 3 | 1 | 0 | 0 | 0 | 1 | Lateral Hardening-Fuse-93207905 | 1500Million | Plant City | -1 | 3000
Lateral Hardening | Lateral Hardening-Fuse-90773877,1 | 13722 | 1767.8837 | 30680.2731 | 32025.244 | 446818.1818 | 0.071674 | 0.37235 | 1200000 | 3 | 1 | 0 | 0 | 0 | 1 | Lateral Hardening-Fuse-90773877 | 1500Million | Plant City | -1 | 3000
Lateral Hardening | Lateral Hardening-Fuse-10686017,1 | 13808 | 1699.4499 | 11363.4971 | 12878.9046 | 179772.7273 | 0.07164 | 0.14981 | 1200000 | 4 | 1 | 0 | 0 | 0 | 1 | Lateral Hardening-Fuse-10686017 | 1500Million | Plant City | -1 | 3000
Lateral Hardening | Lateral Hardening-Fuse-10876298,1 | 14023 | 4106.3562 | 6283.6136 | 10127.1449 | 141363.6364 | 0.071639 | 0.1178 | 1200000 | 8 | 1 | 0 | 0 | 0 | 1 | Lateral Hardening-Fuse-10876298 | 1500Million | South Hillsborough | -1 | 3000
Lateral Hardening | Lateral Hardening-Fuse-60370135,1 | 13808 | 602.995 | 5386.28 | 5904.0368 | 82500 | 0.071564 | 0.06875 | 1200000 | 1 | 1 | 0 | 0 | 0 | 1 | Lateral Hardening-Fuse-60370135 | 1500Million | Plant City | -1 | 3000
Lateral Hardening | Lateral Hardening-Fuse-10075249,1 | 13656 | 549.4268 | 8436.3791 | 8866.7294 | 124090.9091 | 0.071453 | 0.10341 | 1200000 | 1 | 1 | 0 | 0 | 0 | 1 | Lateral Hardening-Fuse-10075249 | 1500Million | Plant City | -1 | 3000
Lateral Hardening | Lateral Hardening-Fuse-92022343,1 | 13808 | 686.8267 | 8364.3327 | 8927.4839 | 125000 | 0.07142 | 0.10417 | 1200000 | 1 | 1 | 0 | 0 | 0 | 1 | Lateral Hardening-Fuse-92022343 | 1500Million | Plant City | -1 | 3000
Lateral Hardening | Lateral Hardening-Fuse-10696418,1 | 13961 | 1146.7886 | 2903.2301 | 4398.3345 | 61590.9091 | 0.071412 | 0.051326 | 1200000 | 4 | 1 | 0 | 0 | 0 | 1 | Lateral Hardening-Fuse-10696418 | 1500Million | Plant City | -1 | 3000
Lateral Hardening | Lateral Hardening-Fuse-93244337,1 | 13696 | 2099.6063 | 1989.2473 | 3972.119 | 55681.8182 | 0.071336 | 0.046402 | 1200000 | 8 | 1 | 0 | 0 | 0 | 1 | Lateral Hardening-Fuse-93244337 | 1500Million | Winter Haven | -1 | 3000
Lateral Hardening | Lateral Hardening-Fuse-60032993,1 | 13007 | 0 | 6898.6229 | 6819.5937 | 95681.8182 | 0.071274 | 0.079735 | 1200000 | 2 | 1 | 0 | 0 | 0 | 1 | Lateral Hardening-Fuse-60032993 | 1500Million | Plant City | -1 | 3000
Lateral Hardening | Lateral Hardening-Fuse-91641553,1 | 13808 | 0 | 17759.9095 | 17556.4555 | 246363.6364 | 0.071262 | 0.2053 | 1200000 |  | 1 | 0 | 0 | 0 | 1 | Lateral Hardening-Fuse-91641553 | 1500Million | Plant City | -1 | 3000
Lateral Hardening | Lateral Hardening-Fuse-91750941,1 | 13371 | 3145.8885 | 2242.5642 | 5778.0244 | 81136.3636 | 0.071214 | 0.067614 | 1200000 | 11 | 1 | 0 | 0 | 0 | 1 | Lateral Hardening-Fuse-91750941 | 1500Million | Winter Haven | -1 | 3000
Lateral Hardening | Lateral Hardening-Fuse-90971019,1 | 13236 | 676.1066 | 5143.6736 | 5737.2907 | 80681.8182 | 0.07111 | 0.067235 | 1200000 | 2 | 1 | 0 | 0 | 0 | 1 | Lateral Hardening-Fuse-90971019 | 1500Million | South Hillsborough | -1 | 3000
Lateral Hardening | Lateral Hardening-Fuse-10388831,1 | 13221 | 1643.0678 | 9168.7721 | 10696.1413 | 150454.5455 | 0.071092 | 0.12538 | 1200000 | 2 | 1 | 0 | 0 | 0 | 1 | Lateral Hardening-Fuse-10388831 | 1500Million | Central | -1 | 3000
Lateral Hardening | Lateral Hardening-Fuse-10805971,2 | 14115 | 0 | 11099.6783 | 10972.5226 | 154363.6364 | 0.071082 | 0.1608 | 960000 | 2 | 2 | 1 | 0 | 1 | 3 | Lateral Hardening-Fuse-10805971, Lateral Hardening-Fuse-10805974 | 1500Million | Eastern | -1 | 3000
Lateral Hardening | Lateral Hardening-Fuse-90175048,1 | 13458 | 0 | 7597.6982 | 7510.6605 | 105681.8182 | 0.071069 | 0.088068 | 1200000 | 4 | 1 | 0 | 0 | 0 | 1 | Lateral Hardening-Fuse-90175048 | 1500Million | Eastern | -1 | 3000
Lateral Hardening | Lateral Hardening-Fuse-93324861,1 | 13723 | 905.3931 | 2718.8377 | 3551.8639 | 50000 | 0.071037 | 0.037121 | 1346938.7755 | 2 | 1 | 0 | 0 | 0 | 1 | Lateral Hardening-Fuse-93324861 | 1500Million | Plant City | -1 | 3000
Lateral Hardening | Lateral Hardening-Fuse-10916728,1 | 13805 | 377.555 | 5035.5128 | 6082.9566 | 85681.8182 | 0.070995 | 0.071402 | 1200000 | 1 | 1 | 0 | 0 | 0 | 1 | Lateral Hardening-Fuse-10916728 | 1500Million | Plant City | -1 | 3000
Lateral Hardening | Lateral Hardening-Fuse-92910413,1 | 13236 | 510.5161 | 14968.5887 | 15287.3626 | 215454.5455 | 0.070954 | 0.17955 | 1200000 | 1 | 1 | 0 | 0 | 0 | 1 | Lateral Hardening-Fuse-92910413 | 1500Million | South Hillsborough | -1 | 3000
Lateral Hardening | Lateral Hardening-Fuse-10679444,1 | 13807 | 1101.8085 | 2783.3734 | 4143.4308 | 58409.0909 | 0.070938 | 0.048674 | 1200000 | 3 | 1 | 0 | 0 | 0 | 1 | Lateral Hardening-Fuse-10679444 | 1500Million | Plant City | -1 | 3000
Lateral Hardening | Lateral Hardening-Fuse-10676318,1 | 14124 | 411.9894 | 6270.7492 | 6593.4893 | 92954.5455 | 0.070932 | 0.077462 | 1200000 | 1 | 1 | 0 | 0 | 0 | 1 | Lateral Hardening-Fuse-10676318 | 1500Million | Plant City | -1 | 3000
Lateral Hardening | Lateral Hardening-Fuse-90378633,1 | 13171 | 0 | 7371.1023 | 7286.6605 | 102727.2727 | 0.070932 | 0.085606 | 1200000 |  | 1 | 0 | 0 | 0 | 1 | Lateral Hardening-Fuse-90378633 | 1500Million | Eastern | -1 | 3000
Lateral Hardening | Lateral Hardening-Fuse-91565156,1 | 13044 | 1203.1053 | 2427.1136 | 3545.2803 | 50000 | 0.070906 | 0.032765 | 1526011.5607 | 5 | 1 | 0 | 0 | 0 | 1 | Lateral Hardening-Fuse-91565156 | 1500Million | Central | -1 | 3000
Lateral Hardening | Lateral Hardening-Fuse-60059309,1 | 13205 | 1546.595 | 1696.3663 | 5912.1514 | 83409.0909 | 0.070881 | 0.069508 | 1200000 | 4 | 1 | 0 | 0 | 0 | 1 | Lateral Hardening-Fuse-60059309 | 1500Million | Central | -1 | 3000
Lateral Hardening | Lateral Hardening-Fuse-10895240,1 | 13003 | 348.0377 | 3245.0717 | 3543.1637 | 50000 | 0.070863 | 0.039015 | 1281553.3981 | 1 | 1 | 0 | 0 | 0 | 1 | Lateral Hardening-Fuse-10895240 | 1500Million | South Hillsborough | -1 | 3000
Lateral Hardening | Lateral Hardening-Fuse-10759879,1 | 13813 | 8524.5393 | 22635.851 | 30600.0467 | 431818.1818 | 0.070863 | 0.35985 | 1200000 | 13 | 1 | 0 | 0 | 0 | 1 | Lateral Hardening-Fuse-10759879 | 1500Million | Dade City | -1 | 3000
Lateral Hardening | Lateral Hardening-Fuse-90874398,1 | 13959 | 966.1378 | 3676.6837 | 4863.4838 | 68636.3636 | 0.070859 | 0.057197 | 1200000 | 2 | 1 | 0 | 0 | 0 | 1 | Lateral Hardening-Fuse-90874398 | 1500Million | Plant City | -1 | 3000
Lateral Hardening | Lateral Hardening-Fuse-10535989,1 | 13115 | 1456.4933 | 3986.4594 | 5330.4915 | 75227.2727 | 0.070858 | 0.062689 | 1200000 | 4 | 1 | 0 | 0 | 0 | 1 | Lateral Hardening-Fuse-10535989 | 1500Million | Winter Haven | -1 | 3000
Lateral Hardening | Lateral Hardening-Fuse-60201412,1 | 13330 | 1943.1855 | 5889.3275 | 7675.5034 | 108409.0909 | 0.070801 | 0.090341 | 1200000 | 5 | 1 | 0 | 0 | 0 | 1 | Lateral Hardening-Fuse-60201412 | 1500Million | Dade City | -1 | 3000
Lateral Hardening | Lateral Hardening-Fuse-91837262,1 | 13458 | 2964.9047 | 18612.2514 | 21268.3477 | 300454.5455 | 0.070787 | 0.25038 | 1200000 | 6 | 1 | 0 | 0 | 0 | 1 | Lateral Hardening-Fuse-91837262 | 1500Million | Eastern | -1 | 3000
Lateral Hardening | Lateral Hardening-Fuse-93299419,1 | 13808 | 354.1048 | 3229.4238 | 3533.1871 | 50000 | 0.070664 | 0.01553 | 3219512.1951 | 1 | 1 | 0 | 0 | 0 | 1 | Lateral Hardening-Fuse-93299419 | 1500Million | Plant City | -1 | 3000
Lateral Hardening | Lateral Hardening-Fuse-10368945,1 | 13097 | 517.5603 | 4856.5119 | 5299.3679 | 75000 | 0.070658 | 0.0625 | 1200000 | 1 | 1 | 0 | 0 | 0 | 1 | Lateral Hardening-Fuse-10368945 | 1500Million | Central | -1 | 3000
Lateral Hardening | Lateral Hardening-Fuse-91203887,1 | 13932 | 3463.9701 | 236.8261 | 3532.875 | 50000 | 0.070657 | 0.028598 | 1748344.3709 | 3 | 1 | 0 | 0 | 0 | 1 | Lateral Hardening-Fuse-91203887 | 1500Million | Central | -1 | 3000
Lateral Hardening | Lateral Hardening-Fuse-90174887,1 | 13458 | 1813.5951 | 5431.4355 | 7093.2643 | 100454.5455 | 0.070612 | 0.083712 | 1200000 | 4 | 1 | 0 | 0 | 0 | 1 | Lateral Hardening-Fuse-90174887 | 1500Million | Eastern | -1 | 3000
Lateral Hardening | Lateral Hardening-Fuse-10025082,1 | 13373 | 3886.6504 | 8817.7401 | 12432.5589 | 176136.3636 | 0.070585 | 0.14678 | 1200000 | 9 | 1 | 0 | 0 | 0 | 1 | Lateral Hardening-Fuse-10025082 | 1500Million | Winter Haven | -1 | 3000
Lateral Hardening | Lateral Hardening-Fuse-10274775,1 | 14274 | 2251.942 | 12737.1957 | 14773.4222 | 209318.1818 | 0.070579 | 0.17443 | 1200000 | 4 | 1 | 1 | 0 | 1 | 2 | Lateral Hardening-Fuse-10274775 | 1500Million | Western | -1 | 3000
Lateral Hardening | Lateral Hardening-Fuse-92681045,1 | 13805 | 0 | 3568.7976 | 3527.9141 | 50000 | 0.070558 | 0.025189 | 1984962.406 |  | 1 | 0 | 0 | 0 | 1 | Lateral Hardening-Fuse-92681045 | 1500Million | Plant City | -1 | 3000
Lateral Hardening | Lateral Hardening-Fuse-92219689,1 | 13489 | 4320.5728 | 1306.7576 | 5395.7003 | 76590.9091 | 0.070448 | 0.063826 | 1200000 | 2 | 1 | 1 | 0 | 1 | 2 | Lateral Hardening-Fuse-92219689 | 1500Million | South Hillsborough | -1 | 3000
Lateral Hardening | Lateral Hardening-Fuse-90970824,1 | 13236 | 2049.3725 | 10246.6371 | 12113.7904 | 172272.7273 | 0.070318 | 0.14356 | 1200000 | 3 | 1 | 0 | 0 | 0 | 1 | Lateral Hardening-Fuse-90970824 | 1500Million | South Hillsborough | -1 | 3000
Lateral Hardening | Lateral Hardening-Fuse-10797459,1 | 14041 | 0 | 3555.6296 | 3514.897 | 50000 | 0.070298 | 0.04053 | 1233644.8598 |  | 1 | 0 | 0 | 0 | 1 | Lateral Hardening-Fuse-10797459 | 1500Million | Central | -1 | 3000
Lateral Hardening | Lateral Hardening-Fuse-92053002,1 | 14001 | 2065.4906 | 15237.6208 | 20806.0089 | 296136.3636 | 0.070258 | 0.24678 | 1200000 | 4 | 1 | 0 | 0 | 0 | 1 | Lateral Hardening-Fuse-92053002 | 1500Million | Plant City | -1 | 3000
Lateral Hardening | Lateral Hardening-Fuse-91870029,1 | 13946 | 1731.4347 | 1883.1012 | 3511.7329 | 50000 | 0.070235 | 0.033333 | 1500000 | 11 | 1 | 0 | 0 | 0 | 1 | Lateral Hardening-Fuse-91870029 | 1500Million | Central | -1 | 3000
Lateral Hardening | Lateral Hardening-Fuse-91493439,1 | 13222 | 0 | 3551.2453 | 3510.563 | 50000 | 0.070211 | 0.036742 | 1360824.7423 | 2 | 1 | 0 | 0 | 0 | 1 | Lateral Hardening-Fuse-91493439 | 1500Million | Central | -1 | 3000
Lateral Hardening | Lateral Hardening-Fuse-93120678,1 | 13687 | 1696.9427 | 5493.5718 | 7100.2283 | 101136.3636 | 0.070205 | 0.08428 | 1200000 | 2 | 1 | 0 | 0 | 0 | 1 | Lateral Hardening-Fuse-93120678 | 1500Million | Eastern | -1 | 3000
Lateral Hardening | Lateral Hardening-Fuse-90769799,1 | 13577 | 0 | 5744.387 | 6363.2967 | 90681.8182 | 0.070172 | 0.075568 | 1200000 |  | 1 | 0 | 0 | 0 | 1 | Lateral Hardening-Fuse-90769799 | 1500Million | Eastern | -1 | 3000
Lateral Hardening | Lateral Hardening-Fuse-10089386,1 | 13278 | 5031.9926 | 16438.9451 | 21042.325 | 300000 | 0.070141 | 0.25 | 1200000 | 9 | 1 | 0 | 0 | 0 | 1 | Lateral Hardening-Fuse-10089386 | 1500Million | Winter Haven | -1 | 3000
Lateral Hardening | Lateral Hardening-Fuse-92661409,1 | 13685 | 3475.4301 | 201.0984 | 3504.5486 | 50000 | 0.070091 | 0.020265 | 2467289.7196 | 7 | 1 | 0 | 0 | 0 | 1 | Lateral Hardening-Fuse-92661409 | 1500Million | Eastern | -1 | 3000
Lateral Hardening | Lateral Hardening-Fuse-10277739,1 | 13669 | 552.6707 | 5132.1492 | 5605.5374 | 80000 | 0.070069 | 0.066667 | 1200000 | 1 | 1 | 0 | 0 | 0 | 1 | Lateral Hardening-Fuse-10277739 | 1500Million | Western | -1 | 3000
Lateral Hardening | Lateral Hardening-Fuse-90022146,1 | 13172 | 4695.5118 | 9264.9826 | 15424.0026 | 220227.2727 | 0.070037 | 0.18352 | 1200000 | 11 | 1 | 0 | 0 | 0 | 1 | Lateral Hardening-Fuse-90022146 | 1500Million | Eastern | -1 | 3000
Lateral Hardening | Lateral Hardening-Fuse-10804823,2 | 13953 | 0 | 7370.8645 | 7286.4253 | 104181.8182 | 0.06994 | 0.10852 | 960000 | 2 | 2 | 1 | 0 | 1 | 3 | Lateral Hardening-Fuse-10804823, Lateral Hardening-Fuse-91565362 | 1500Million | Eastern | -1 | 3000
Lateral Hardening | Lateral Hardening-Fuse-10477219,1 | 13326 | 0 | 6623.511 | 6547.6334 | 93636.3636 | 0.069926 | 0.07803 | 1200000 |  | 1 | 0 | 0 | 0 | 1 | Lateral Hardening-Fuse-10477219 | 1500Million | Eastern | -1 | 3000
Lateral Hardening | Lateral Hardening-Fuse-10580681,1 | 13105 | 666.3829 | 2884.7941 | 3495.2255 | 50000 | 0.069905 | 0.024242 | 2062500 | 2 | 1 | 0 | 0 | 0 | 1 | Lateral Hardening-Fuse-10580681 | 1500Million | Central | -1 | 3000
Lateral Hardening | Lateral Hardening-Fuse-90153172,1 | 13208 | 2424.0499 | 2184.7998 | 4463.47 | 63863.6364 | 0.069891 | 0.05322 | 1200000 | 10 | 1 | 0 | 0 | 0 | 1 | Lateral Hardening-Fuse-90153172 | 1500Million | Western | -1 | 3000
Lateral Hardening | Lateral Hardening-Fuse-10562383,1 | 13296 | 0 | 10025.6582 | 9910.8063 | 141818.1818 | 0.069884 | 0.11818 | 1200000 | 3 | 1 | 1 | 0 | 1 | 2 | Lateral Hardening-Fuse-10562383 | 1500Million | Winter Haven | -1 | 3000
Lateral Hardening | Lateral Hardening-Fuse-10560429,1 | 13297 | 0 | 8591.0461 | 8559.5063 | 122500 | 0.069874 | 0.10208 | 1200000 | 1 | 1 | 0 | 0 | 0 | 1 | Lateral Hardening-Fuse-10560429 | 1500Million | Winter Haven | -1 | 3000
Lateral Hardening | Lateral Hardening-Fuse-60259814,1 | 13391 | 1266.2554 | 6616.0997 | 8411.0294 | 120454.5455 | 0.069827 | 0.10038 | 1200000 | 2 | 1 | 0 | 0 | 0 | 1 | Lateral Hardening-Fuse-60259814 | 1500Million | Plant City | -1 | 3000
Lateral Hardening | Lateral Hardening-Fuse-90902949,1 | 13586 | 716.6141 | 6152.9535 | 6771.1767 | 97045.4545 | 0.069773 | 0.080871 | 1200000 | 2 | 1 | 1 | 0 | 1 | 2 | Lateral Hardening-Fuse-90902949 | 1500Million | Western | -1 | 3000
Lateral Hardening | Lateral Hardening-Fuse-92212171,1 | 13647 | 586.5788 | 5587.5715 | 6088.6748 | 87272.7273 | 0.069766 | 0.072727 | 1200000 | 1 | 1 | 0 | 0 | 0 | 1 | Lateral Hardening-Fuse-92212171 | 1500Million | South Hillsborough | -1 | 3000
Lateral Hardening | Lateral Hardening-Fuse-60002241,1 | 13899 | 280.2245 | 4474.9441 | 4691.3431 | 67272.7273 | 0.069736 | 0.056061 | 1200000 | 1 | 1 | 0 | 0 | 0 | 1 | Lateral Hardening-Fuse-60002241 | 1500Million | South Hillsborough | -1 | 3000
Lateral Hardening | Lateral Hardening-Fuse-60562104,1 | 13921 | 9481.4352 | 17583.6351 | 26455.398 | 379545.4545 | 0.069703 | 0.31629 | 1200000 | 30 | 1 | 0 | 0 | 0 | 1 | Lateral Hardening-Fuse-60562104 | 1500Million | Winter Haven | -1 | 3000
Lateral Hardening | Lateral Hardening-Fuse-10844927,1 | 13761 | 0 | 6858.5357 | 6779.9657 | 97272.7273 | 0.069701 | 0.081061 | 1200000 |  | 1 | 0 | 0 | 0 | 1 | Lateral Hardening-Fuse-10844927 | 1500Million | Western | -1 | 3000
Lateral Hardening | Lateral Hardening-Fuse-92614475,1 | 13303 | 0 | 17975.6886 | 17769.7626 | 255000 | 0.069685 | 0.2125 | 1200000 |  | 1 | 0 | 0 | 0 | 1 | Lateral Hardening-Fuse-92614475 | 1500Million | South Hillsborough | -1 | 3000
Lateral Hardening | Lateral Hardening-Fuse-10712419,2 | 13256 | 4112.111 | 21140.4263 | 24931.5871 | 358181.8182 | 0.069606 | 0.37311 | 960000 | 4 | 2 | 0 | 0 | 0 | 2 | Lateral Hardening-Fuse-10712419, Lateral Hardening-Fuse-90785176 | 1500Million | South Hillsborough | -1 | 3000
Lateral Hardening | Lateral Hardening-Fuse-92281225,1 | 13924 | 0 | 7423.4181 | 7338.3768 | 105454.5455 | 0.069588 | 0.087879 | 1200000 | 7 | 1 | 0 | 0 | 0 | 1 | Lateral Hardening-Fuse-92281225 | 1500Million | Winter Haven | -1 | 3000
Lateral Hardening | Lateral Hardening-Fuse-10650535,1 | 13391 | 3051.3844 | 10825.0547 | 13709.0727 | 197045.4545 | 0.069573 | 0.1642 | 1200000 | 3 | 1 | 0 | 0 | 0 | 1 | Lateral Hardening-Fuse-10650535 | 1500Million | Plant City | -1 | 3000
Lateral Hardening | Lateral Hardening-Fuse-92504899,1 | 14356 | 0 | 24858.1535 | 24815.7994 | 356818.1818 | 0.069547 | 0.29735 | 1200000 |  | 1 | 0 | 0 | 0 | 1 | Lateral Hardening-Fuse-92504899 | 1500Million | Eastern | -1 | 3000
Lateral Hardening | Lateral Hardening-Fuse-91790665,1 | 13117 | 0 | 5851.9788 | 5784.9397 | 83181.8182 | 0.069546 | 0.069318 | 1200000 | 2 | 1 | 0 | 0 | 0 | 1 | Lateral Hardening-Fuse-91790665 | 1500Million | Winter Haven | -1 | 3000
Lateral Hardening | Lateral Hardening-Fuse-93299190,1 | 13808 | 955.7128 | 3994.0739 | 4865.2062 | 70000 | 0.069503 | 0.058333 | 1200000 | 3 | 1 | 0 | 0 | 0 | 1 | Lateral Hardening-Fuse-93299190 | 1500Million | Plant City | -1 | 3000
Lateral Hardening | Lateral Hardening-Fuse-92773514,1 | 13294 | 3371.0134 | 270.5578 | 3473.8926 | 50000 | 0.069478 | 0.030303 | 1650000 | 4 | 1 | 0 | 0 | 0 | 1 | Lateral Hardening-Fuse-92773514 | 1500Million | Winter Haven | -1 | 3000
Lateral Hardening | Lateral Hardening-Fuse-90727016,1 | 13648 | 3613.1061 | 37.2266 | 3471.8027 | 50000 | 0.069436 | 0.011174 | 4474576.2712 | 3 | 1 | 0 | 0 | 0 | 1 | Lateral Hardening-Fuse-90727016 | 1500Million | South Hillsborough | -1 | 3000
Lateral Hardening | Lateral Hardening-Fuse-10236639,1 | 13511 | 0 | 5033.4998 | 5523.2338 | 79545.4545 | 0.069435 | 0.066288 | 1200000 | 2 | 1 | 0 | 0 | 0 | 1 | Lateral Hardening-Fuse-10236639 | 1500Million | Western | -1 | 3000
Lateral Hardening | Lateral Hardening-Fuse-92629771,1 | 13303 | 2125.1029 | 13234.7352 | 15131.4722 | 217954.5455 | 0.069425 | 0.18163 | 1200000 | 3 | 1 | 0 | 0 | 0 | 1 | Lateral Hardening-Fuse-92629771 | 1500Million | South Hillsborough | -1 | 3000
Lateral Hardening | Lateral Hardening-Fuse-10297433,1 | 13754 | 2336.0757 | 685.2009 | 3470.8735 | 50000 | 0.069417 | 0.019318 | 2588235.2941 | 16 | 1 | 0 | 0 | 0 | 1 | Lateral Hardening-Fuse-10297433 | 1500Million | Western | -1 | 3000
Lateral Hardening | Lateral Hardening-Fuse-10438386,1 | 13935 | 365.7028 | 3150.207 | 3465.5386 | 50000 | 0.069311 | 0.038636 | 1294117.6471 | 1 | 1 | 0 | 0 | 0 | 1 | Lateral Hardening-Fuse-10438386 | 1500Million | Central | -1 | 3000
Lateral Hardening | Lateral Hardening-Fuse-93178443,1 | 13909 | 0 | 8269.1487 | 8174.4189 | 117954.5455 | 0.069301 | 0.098295 | 1200000 | 7 | 1 | 0 | 0 | 0 | 1 | Lateral Hardening-Fuse-93178443 | 1500Million | Eastern | -1 | 3000
Lateral Hardening | Lateral Hardening-Fuse-93323506,1 | 13723 | 3935.4948 | 7150.4111 | 10877.572 | 157045.4545 | 0.069264 | 0.13087 | 1200000 | 4 | 1 | 0 | 0 | 0 | 1 | Lateral Hardening-Fuse-93323506 | 1500Million | Plant City | -1 | 3000
Lateral Hardening | Lateral Hardening-Fuse-92173477,1 | 13198 | 1585.6961 | 2561.6064 | 4044.5489 | 58409.0909 | 0.069245 | 0.048674 | 1200000 | 10 | 1 | 0 | 0 | 0 | 1 | Lateral Hardening-Fuse-92173477 | 1500Million | Western | -1 | 3000
Lateral Hardening | Lateral Hardening-Fuse-93106726,1 | 13657 | 610.0299 | 3829.3927 | 4373.7343 | 63181.8182 | 0.069225 | 0.052652 | 1200000 | 2 | 1 | 0 | 0 | 0 | 1 | Lateral Hardening-Fuse-93106726 | 1500Million | Plant City | -1 | 3000
Lateral Hardening | Lateral Hardening-Fuse-60201175,1 | 14123 | 484.6978 | 4374.9888 | 4790.9371 | 69318.1818 | 0.069115 | 0.057765 | 1200000 | 1 | 1 | 0 | 0 | 0 | 1 | Lateral Hardening-Fuse-60201175 | 1500Million | Plant City | -1 | 3000
Lateral Hardening | Lateral Hardening-Fuse-91874628,1 | 13279 | 4267.9523 | 211.8195 | 4270.2352 | 61818.1818 | 0.069077 | 0.051515 | 1200000 | 9 | 1 | 0 | 0 | 0 | 1 | Lateral Hardening-Fuse-91874628 | 1500Million | Winter Haven | -1 | 3000
Lateral Hardening | Lateral Hardening-Fuse-10663254,1 | 13001 | 1013.1817 | 2357.8744 | 3450.8269 | 50000 | 0.069017 | 0.026326 | 1899280.5755 | 3 | 1 | 0 | 0 | 0 | 1 | Lateral Hardening-Fuse-10663254 | 1500Million | South Hillsborough | -1 | 3000
Lateral Hardening | Lateral Hardening-Fuse-10840139,1 | 14112 | 711.7717 | 4610.0515 | 5800.0857 | 84090.9091 | 0.068974 | 0.070076 | 1200000 | 1 | 1 | 0 | 0 | 0 | 1 | Lateral Hardening-Fuse-10840139 | 1500Million | Eastern | -1 | 3000
Lateral Hardening | Lateral Hardening-Fuse-91604454,1 | 13009 | 0 | 7372.6599 | 7288.2002 | 105681.8182 | 0.068964 | 0.088068 | 1200000 | 3 | 1 | 0 | 0 | 0 | 1 | Lateral Hardening-Fuse-91604454 | 1500Million | Plant City | -1 | 3000
Lateral Hardening | Lateral Hardening-Fuse-90902117,1 | 13818 | 0 | 12118.2239 | 11979.3999 | 173863.6364 | 0.068901 | 0.14489 | 1200000 |  | 1 | 0 | 0 | 0 | 1 | Lateral Hardening-Fuse-90902117 | 1500Million | South Hillsborough | -1 | 3000
Lateral Hardening | Lateral Hardening-Fuse-92106714,1 | 13924 | 0 | 59380.5275 | 58700.276 | 852272.7273 | 0.068875 | 0.71023 | 1200000 | 1 | 1 | 0 | 0 | 0 | 1 | Lateral Hardening-Fuse-92106714 | 1500Million | Winter Haven | -1 | 3000
Lateral Hardening | Lateral Hardening-Fuse-10376196,1 | 13107 | 0 | 3846.0255 | 3801.9662 | 55227.2727 | 0.068842 | 0.046023 | 1200000 | 3 | 1 | 0 | 0 | 0 | 1 | Lateral Hardening-Fuse-10376196 | 1500Million | Central | -1 | 3000
Lateral Hardening | Lateral Hardening-Fuse-90266740,1 | 13647 | 471.755 | 3161.4472 | 3579.1513 | 52045.4545 | 0.06877 | 0.043371 | 1200000 | 3 | 1 | 0 | 0 | 0 | 1 | Lateral Hardening-Fuse-90266740 | 1500Million | South Hillsborough | -1 | 3000
Lateral Hardening | Lateral Hardening-Fuse-10643512,1 | 13390 | 3392.0629 | 13064.8148 | 16297.1426 | 237045.4545 | 0.068751 | 0.19754 | 1200000 | 4 | 1 | 0 | 0 | 0 | 1 | Lateral Hardening-Fuse-10643512 | 1500Million | Plant City | -1 | 3000
Lateral Hardening | Lateral Hardening-Fuse-92465938,1 | 13785 | 869.6052 | 7115.567 | 7871.208 | 114545.4545 | 0.068717 | 0.095455 | 1200000 | 2 | 1 | 0 | 0 | 0 | 1 | Lateral Hardening-Fuse-92465938 | 1500Million | Plant City | -1 | 3000
Lateral Hardening | Lateral Hardening-Fuse-10679388,1 | 13807 | 0 | 12532.9207 | 12389.3461 | 180454.5455 | 0.068656 | 0.15038 | 1200000 | 2 | 1 | 0 | 0 | 0 | 1 | Lateral Hardening-Fuse-10679388 | 1500Million | Plant City | -1 | 3000
Lateral Hardening | Lateral Hardening-Fuse-92874485,1 | 13112 | 1902.5522 | 3073.4704 | 4852.7367 | 70681.8182 | 0.068656 | 0.058902 | 1200000 | 10 | 1 | 0 | 0 | 0 | 1 | Lateral Hardening-Fuse-92874485 | 1500Million | Western | -1 | 3000
Lateral Hardening | Lateral Hardening-Fuse-92627784,1 | 13805 | 0 | 9751.1279 | 9639.4209 | 140454.5455 | 0.06863 | 0.11705 | 1200000 | 1 | 1 | 0 | 0 | 0 | 1 | Lateral Hardening-Fuse-92627784 | 1500Million | Plant City | -1 | 3000
Lateral Hardening | Lateral Hardening-Fuse-93300462,1 | 13808 | 1982.7939 | 9682.0522 | 11493.5688 | 167500 | 0.068618 | 0.13958 | 1200000 | 4 | 1 | 0 | 0 | 0 | 1 | Lateral Hardening-Fuse-93300462 | 1500Million | Plant City | -1 | 3000
Lateral Hardening | Lateral Hardening-Fuse-90162091,1 | 13805 | 510.9787 | 4939.1781 | 5375.4175 | 78409.0909 | 0.068556 | 0.065341 | 1200000 | 1 | 1 | 0 | 0 | 0 | 1 | Lateral Hardening-Fuse-90162091 | 1500Million | Plant City | -1 | 3000
Lateral Hardening | Lateral Hardening-Fuse-92629670,1 | 13303 | 915.5207 | 4207.2165 | 5046.5209 | 73636.3636 | 0.068533 | 0.061364 | 1200000 | 2 | 1 | 0 | 0 | 0 | 1 | Lateral Hardening-Fuse-92629670 | 1500Million | South Hillsborough | -1 | 3000
Lateral Hardening | Lateral Hardening-Fuse-10671317,1 | 13389 | 370.0075 | 3449.9158 | 3766.8247 | 55000 | 0.068488 | 0.045833 | 1200000 | 1 | 1 | 0 | 0 | 0 | 1 | Lateral Hardening-Fuse-10671317 | 1500Million | Plant City | -1 | 3000
Lateral Hardening | Lateral Hardening-Fuse-10657046,1 | 13098 | 0 | 10971.4422 | 10845.7555 | 158409.0909 | 0.068467 | 0.13201 | 1200000 | 13 | 1 | 1 | 0 | 1 | 2 | Lateral Hardening-Fuse-10657046 | 1500Million | Central | -1 | 3000
Lateral Hardening | Lateral Hardening-Fuse-60060541,1 | 13175 | 2990.0051 | 2131.4418 | 4961.831 | 72500 | 0.068439 | 0.060417 | 1200000 | 11 | 1 | 0 | 0 | 0 | 1 | Lateral Hardening-Fuse-60060541 | 1500Million | Central | -1 | 3000
Lateral Hardening | Lateral Hardening-Fuse-10558842,1 | 13299 | 17556.723 | 55928.0362 | 72602.1301 | 1060909.0909 | 0.068434 | 0.88409 | 1200000 | 25 | 1 | 0 | 0 | 0 | 1 | Lateral Hardening-Fuse-10558842 | 1500Million | Winter Haven | -1 | 3000
Lateral Hardening | Lateral Hardening-Fuse-60176033,1 | 13972 | 0 | 5658.2141 | 5593.3947 | 81818.1818 | 0.068364 | 0.068182 | 1200000 | 2 | 1 | 1 | 1 | 0 | 2 | Lateral Hardening-Fuse-60176033 | 1500Million | Winter Haven | -1 | 3000
Lateral Hardening | Lateral Hardening-Fuse-60618805,1 | 13957 | 0 | 3457.2427 | 3417.6372 | 50000 | 0.068353 | 0.022348 | 2237288.1356 |  | 1 | 1 | 1 | 0 | 2 | Lateral Hardening-Fuse-60618805 | 1500Million | Eastern | -1 | 3000
Lateral Hardening | Lateral Hardening-Fuse-10625734,1 | 13011 | 1254.5968 | 12304.608 | 13374.6946 | 195681.8182 | 0.068349 | 0.16307 | 1200000 | 2 | 1 | 0 | 0 | 0 | 1 | Lateral Hardening-Fuse-10625734 | 1500Million | Plant City | -1 | 3000
Lateral Hardening | Lateral Hardening-Fuse-10612072,1 | 13927 | 0 | 4445.6331 | 4394.7048 | 64318.1818 | 0.068328 | 0.053598 | 1200000 | 2 | 1 | 0 | 0 | 0 | 1 | Lateral Hardening-Fuse-10612072 | 1500Million | Winter Haven | -1 | 3000
Lateral Hardening | Lateral Hardening-Fuse-10556662,1 | 13298 | 701.3699 | 34434.1884 | 34719.5811 | 508181.8182 | 0.068321 | 0.42348 | 1200000 | 1 | 1 | 0 | 0 | 0 | 1 | Lateral Hardening-Fuse-10556662 | 1500Million | Winter Haven | -1 | 3000
Lateral Hardening | Lateral Hardening-Fuse-60020431,1 | 13070 | 1374.8313 | 7542.3358 | 8784.6845 | 128636.3636 | 0.068291 | 0.1072 | 1200000 | 3 | 1 | 0 | 0 | 0 | 1 | Lateral Hardening-Fuse-60020431 | 1500Million | Western | -1 | 3000
Lateral Hardening | Lateral Hardening-Fuse-60567509,1 | 13817 | 515.4898 | 5723.7642 | 8579.7943 | 125681.8182 | 0.068266 | 0.10473 | 1200000 | 2 | 1 | 0 | 0 | 0 | 1 | Lateral Hardening-Fuse-60567509 | 1500Million | South Hillsborough | -1 | 3000
Lateral Hardening | Lateral Hardening-Fuse-92866521,1 | 13460 | 1238.1159 | 4124.2642 | 5259.1334 | 77045.4545 | 0.06826 | 0.064205 | 1200000 | 3 | 1 | 0 | 0 | 0 | 1 | Lateral Hardening-Fuse-92866521 | 1500Million | Eastern | -1 | 3000
Lateral Hardening | Lateral Hardening-Fuse-92706199,1 | 13087 | 4813.7659 | 7122.536 | 11616.7479 | 170454.5455 | 0.068152 | 0.14205 | 1200000 | 23 | 1 | 0 | 0 | 0 | 1 | Lateral Hardening-Fuse-92706199 | 1500Million | Eastern | -1 | 3000
Lateral Hardening | Lateral Hardening-Fuse-10650461,1 | 13391 | 6043.484 | 601.6849 | 6347.8669 | 93181.8182 | 0.068123 | 0.077652 | 1200000 | 4 | 1 | 0 | 0 | 0 | 1 | Lateral Hardening-Fuse-10650461 | 1500Million | Plant City | -1 | 3000
Lateral Hardening | Lateral Hardening-Fuse-10095431,1 | 13786 | 6327.2603 | 2087.6693 | 8094.0844 | 118863.6364 | 0.068096 | 0.099053 | 1200000 | 2 | 1 | 0 | 0 | 0 | 1 | Lateral Hardening-Fuse-10095431 | 1500Million | Plant City | -1 | 3000
Lateral Hardening | Lateral Hardening-Fuse-10696503,1 | 13961 | 1542.3416 | 7903.7487 | 9315.7886 | 136818.1818 | 0.068089 | 0.11402 | 1200000 | 2 | 1 | 0 | 0 | 0 | 1 | Lateral Hardening-Fuse-10696503 | 1500Million | Plant City | -1 | 3000
Lateral Hardening | Lateral Hardening-Fuse-10442374,1 | 13948 | 4572.8445 | 2594.5423 | 6929.9211 | 101818.1818 | 0.068062 | 0.084848 | 1200000 | 17 | 1 | 0 | 0 | 0 | 1 | Lateral Hardening-Fuse-10442374 | 1500Million | Central | -1 | 3000
Lateral Hardening | Lateral Hardening-Fuse-92683004,1 | 13805 | 1726.7122 | 16631.8846 | 18251.4875 | 268181.8182 | 0.068056 | 0.22348 | 1200000 | 2 | 1 | 0 | 0 | 0 | 1 | Lateral Hardening-Fuse-92683004 | 1500Million | Plant City | -1 | 3000
Lateral Hardening | Lateral Hardening-Fuse-10122223,1 | 13059 | 5777.5293 | 4539.1322 | 10006.2724 | 147045.4545 | 0.068049 | 0.12254 | 1200000 | 27 | 1 | 0 | 0 | 0 | 1 | Lateral Hardening-Fuse-10122223 | 1500Million | Western | -1 | 3000
Lateral Hardening | Lateral Hardening-Fuse-90852459,1 | 13839 | 3025.3687 | 520.845 | 3401.1802 | 50000 | 0.068024 | 0.0054924 | 9103448.2759 | 26 | 1 | 1 | 0 | 1 | 2 | Lateral Hardening-Fuse-90852459 | 1500Million | Central | -1 | 3000
Lateral Hardening | Lateral Hardening-Fuse-92877430,1 | 13112 | 1191.2839 | 2288.3322 | 3401.1693 | 50000 | 0.068023 | 0.03125 | 1600000 | 7 | 1 | 0 | 0 | 0 | 1 | Lateral Hardening-Fuse-92877430 | 1500Million | Western | -1 | 3000
Lateral Hardening | Lateral Hardening-Fuse-92697441,1 | 13787 | 1308.0124 | 5511.4731 | 6705.8416 | 98636.3636 | 0.067985 | 0.082197 | 1200000 | 3 | 1 | 0 | 0 | 0 | 1 | Lateral Hardening-Fuse-92697441 | 1500Million | Plant City | -1 | 3000
Lateral Hardening | Lateral Hardening-Fuse-92645183,1 | 13118 | 0 | 15043.4699 | 14871.1349 | 218863.6364 | 0.067947 | 0.18239 | 1200000 | 3 | 1 | 0 | 0 | 0 | 1 | Lateral Hardening-Fuse-92645183 | 1500Million | Winter Haven | -1 | 3000
Lateral Hardening | Lateral Hardening-Fuse-92858866,1 | 13093 | 3422.6513 | 133.5617 | 3396.617 | 50000 | 0.067932 | 0.016477 | 3034482.7586 | 53 | 1 | 1 | 0 | 1 | 2 | Lateral Hardening-Fuse-92858866 | 1500Million | Central | -1 | 3000
Lateral Hardening | Lateral Hardening-Fuse-10391687,1 | 13546 | 0 | 3430.4703 | 3391.1715 | 50000 | 0.067823 | 0.0098485 | 5076923.0769 | 1 | 1 | 1 | 0 | 1 | 2 | Lateral Hardening-Fuse-10391687 | 1500Million | Central | -1 | 3000
Lateral Hardening | Lateral Hardening-Fuse-91598262,1 | 13672 | 3781.3151 | 498.1858 | 4098.4866 | 60454.5455 | 0.067795 | 0.050379 | 1200000 | 7 | 1 | 0 | 0 | 0 | 1 | Lateral Hardening-Fuse-91598262 | 1500Million | Western | -1 | 3000
Lateral Hardening | Lateral Hardening-Fuse-10560426,1 | 13297 | 1789.5665 | 1698.0008 | 3388.1559 | 50000 | 0.067763 | 0.029735 | 1681528.6624 | 7 | 1 | 0 | 0 | 0 | 1 | Lateral Hardening-Fuse-10560426 | 1500Million | Winter Haven | -1 | 3000
Lateral Hardening | Lateral Hardening-Fuse-93250326,1 | 13175 | 1846.5065 | 1645.5124 | 3387.1228 | 50000 | 0.067742 | 0.036553 | 1367875.6477 | 9 | 1 | 0 | 0 | 0 | 1 | Lateral Hardening-Fuse-93250326 | 1500Million | Central | -1 | 3000
Lateral Hardening | Lateral Hardening-Fuse-92612866,1 | 13390 | 931.124 | 3134.1762 | 3987.3501 | 58863.6364 | 0.067739 | 0.049053 | 1200000 | 3 | 1 | 0 | 0 | 0 | 1 | Lateral Hardening-Fuse-92612866 | 1500Million | Plant City | -1 | 3000
Lateral Hardening | Lateral Hardening-Fuse-10556591,1 | 13298 | 976.7392 | 14357.2772 | 15132.7196 | 223409.0909 | 0.067735 | 0.18617 | 1200000 | 2 | 1 | 0 | 0 | 0 | 1 | Lateral Hardening-Fuse-10556591 | 1500Million | Winter Haven | -1 | 3000
Lateral Hardening | Lateral Hardening-Fuse-10000871,1 | 13236 | 481.6798 | 7396.1318 | 7773.4178 | 114772.7273 | 0.067729 | 0.095644 | 1200000 | 1 | 1 | 0 | 0 | 0 | 1 | Lateral Hardening-Fuse-10000871 | 1500Million | South Hillsborough | -1 | 3000
Lateral Hardening | Lateral Hardening-Fuse-93206396,1 | 13656 | 473.5627 | 2962.0186 | 3384.8443 | 50000 | 0.067697 | 0.041288 | 1211009.1743 | 1 | 1 | 0 | 0 | 0 | 1 | Lateral Hardening-Fuse-93206396 | 1500Million | Plant City | -1 | 3000
Lateral Hardening | Lateral Hardening-Fuse-93047992,1 | 13813 | 5826.5377 | 40831.2316 | 45983.194 | 679318.1818 | 0.06769 | 0.5661 | 1200000 | 10 | 1 | 0 | 0 | 0 | 1 | Lateral Hardening-Fuse-93047992 | 1500Million | Dade City | -1 | 3000
Lateral Hardening | Lateral Hardening-Fuse-10381202,1 | 13222 | 0 | 7884.2579 | 7793.9374 | 115227.2727 | 0.06764 | 0.096023 | 1200000 | 2 | 1 | 2 | 0 | 2 | 3 | Lateral Hardening-Fuse-10381202 | 1500Million | Central | -1 | 3000
Lateral Hardening | Lateral Hardening-Fuse-92829402,1 | 13961 | 468.1086 | 2962.4994 | 3379.7929 | 50000 | 0.067596 | 0.040909 | 1222222.2222 | 2 | 1 | 0 | 0 | 0 | 1 | Lateral Hardening-Fuse-92829402 | 1500Million | Plant City | -1 | 3000
Lateral Hardening | Lateral Hardening-Fuse-10629088,1 | 13146 | 0 | 7536.5318 | 7450.1948 | 110227.2727 | 0.067589 | 0.091856 | 1200000 | 2 | 1 | 0 | 0 | 0 | 1 | Lateral Hardening-Fuse-10629088 | 1500Million | Plant City | -1 | 3000
Lateral Hardening | Lateral Hardening-Fuse-10097058,1 | 13461 | 1699.9431 | 10730.4466 | 12254.8105 | 181363.6364 | 0.06757 | 0.15114 | 1200000 | 6 | 1 | 0 | 0 | 0 | 1 | Lateral Hardening-Fuse-10097058 | 1500Million | Eastern | -1 | 3000
Lateral Hardening | Lateral Hardening-Fuse-10061211,1 | 13406 | 1968.1971 | 10866.5622 | 14075.5047 | 208409.0909 | 0.067538 | 0.17367 | 1200000 | 3 | 1 | 0 | 0 | 0 | 1 | Lateral Hardening-Fuse-10061211 | 1500Million | Western | -1 | 3000
Lateral Hardening | Lateral Hardening-Fuse-10715663,1 | 13984 | 3792.1706 | 9760.4918 | 16609.6704 | 246363.6364 | 0.067419 | 0.2053 | 1200000 | 10 | 1 | 0 | 0 | 0 | 1 | Lateral Hardening-Fuse-10715663 | 1500Million | Plant City | -1 | 3000
Lateral Hardening | Lateral Hardening-Fuse-90974204,1 | 13236 | 1420.4697 | 6409.5271 | 7712.1505 | 114545.4545 | 0.067328 | 0.095455 | 1200000 | 3 | 1 | 0 | 0 | 0 | 1 | Lateral Hardening-Fuse-90974204 | 1500Million | South Hillsborough | -1 | 3000
Lateral Hardening | Lateral Hardening-Fuse-91714795,1 | 14012 | 0 | 6500.7519 | 6426.2806 | 95454.5455 | 0.067323 | 0.079545 | 1200000 | 2 | 1 | 0 | 0 | 0 | 1 | Lateral Hardening-Fuse-91714795 | 1500Million | Central | -1 | 3000
Lateral Hardening | Lateral Hardening-Fuse-90833017,1 | 13172 | 0 | 19350.8061 | 19129.1271 | 284318.1818 | 0.067281 | 0.23693 | 1200000 | 1 | 1 | 1 | 1 | 0 | 2 | Lateral Hardening-Fuse-90833017 | 1500Million | Eastern | -1 | 3000
Lateral Hardening | Lateral Hardening-Fuse-10087549,1 | 13389 | 0 | 3716.7509 | 4540.9782 | 67500 | 0.067274 | 0.05625 | 1200000 | 1 | 1 | 0 | 0 | 0 | 1 | Lateral Hardening-Fuse-10087549 | 1500Million | Plant City | -1 | 3000
Lateral Hardening | Lateral Hardening-Fuse-60409229,1 | 13163 | 2367.6587 | 5457.4799 | 7658.7516 | 113863.6364 | 0.067262 | 0.094886 | 1200000 | 21 | 1 | 0 | 0 | 0 | 1 | Lateral Hardening-Fuse-60409229 | 1500Million | Western | -1 | 3000
Lateral Hardening | Lateral Hardening-Fuse-10801201,1 | 13954 | 0 | 10619.1188 | 10561.7987 | 157045.4545 | 0.067253 | 0.13087 | 1200000 |  | 1 | 0 | 0 | 0 | 1 | Lateral Hardening-Fuse-10801201 | 1500Million | Eastern | -1 | 3000
Lateral Hardening | Lateral Hardening-Fuse-91818921,1 | 13398 | 0 | 3400.7779 | 3361.8193 | 50000 | 0.067236 | 0.038068 | 1313432.8358 | 1 | 1 | 0 | 0 | 0 | 1 | Lateral Hardening-Fuse-91818921 | 1500Million | Central | -1 | 3000
Lateral Hardening | Lateral Hardening-Fuse-91479622,1 | 14040 | 2509.409 | 2377.51 | 5225.9686 | 77727.2727 | 0.067235 | 0.064773 | 1200000 | 8 | 1 | 0 | 0 | 0 | 1 | Lateral Hardening-Fuse-91479622 | 1500Million | Central | -1 | 3000
Lateral Hardening | Lateral Hardening-Fuse-60583303,1 | 13236 | 0 | 46331.8757 | 45801.107 | 681590.9091 | 0.067197 | 0.56799 | 1200000 |  | 1 | 0 | 0 | 0 | 1 | Lateral Hardening-Fuse-60583303 | 1500Million | South Hillsborough | -1 | 3000
Lateral Hardening | Lateral Hardening-Fuse-10829508,1 | 13687 | 1610.8676 | 2617.2595 | 4124.3811 | 61590.9091 | 0.066964 | 0.051326 | 1200000 | 4 | 1 | 0 | 0 | 0 | 1 | Lateral Hardening-Fuse-10829508 | 1500Million | Eastern | -1 | 3000
Lateral Hardening | Lateral Hardening-Fuse-93065291,2 | 13836 | 1036.2371 | 2383.7278 | 3346.0781 | 50000 | 0.066922 | 0.041477 | 1205479.4521 | 5 | 2 | 1 | 0 | 1 | 3 | Lateral Hardening-Fuse-93065291, Lateral Hardening-Fuse-93030256 | 1500Million | Central | -1 | 3000
Lateral Hardening | Lateral Hardening-Fuse-10679418,1 | 13807 | 637.1306 | 2758.1596 | 3341.7949 | 50000 | 0.066836 | 0.038826 | 1287804.878 | 2 | 1 | 0 | 0 | 0 | 1 | Lateral Hardening-Fuse-10679418 | 1500Million | Plant City | -1 | 3000
Lateral Hardening | Lateral Hardening-Fuse-91316573,1 | 13124 | 1123.1744 | 16134.9374 | 19080.6177 | 285909.0909 | 0.066737 | 0.23826 | 1200000 | 2 | 1 | 0 | 0 | 0 | 1 | Lateral Hardening-Fuse-91316573 | 1500Million | Plant City | -1 | 3000
Lateral Hardening | Lateral Hardening-Fuse-60099090,3 | 13453 | 0 | 2932.3095 | 3332.1204 | 50000 | 0.066642 | 0.025568 | 1955555.5556 | 3 | 3 | 1 | 1 | 0 | 4 | Lateral Hardening-Fuse-60099090, Lateral Hardening-Fuse-60099092, Lateral Hardening-Fuse-90990445 | 1500Million | Western | -1 | 3000
Lateral Hardening | Lateral Hardening-Fuse-10829406,1 | 13687 | 548.878 | 5117.6881 | 5587.7984 | 83863.6364 | 0.06663 | 0.069886 | 1200000 | 1 | 1 | 0 | 0 | 0 | 1 | Lateral Hardening-Fuse-10829406 | 1500Million | Eastern | -1 | 3000
Lateral Hardening | Lateral Hardening-Fuse-10310509,1 | 13338 | 0 | 5448.8558 | 5386.4348 | 80909.0909 | 0.066574 | 0.067424 | 1200000 | 4 | 1 | 0 | 0 | 0 | 1 | Lateral Hardening-Fuse-10310509 | 1500Million | Western | -1 | 3000
Lateral Hardening | Lateral Hardening-Fuse-92734252,1 | 13070 | 1606.8167 | 7185.8435 | 8658.8305 | 130227.2727 | 0.06649 | 0.10852 | 1200000 | 3 | 1 | 0 | 0 | 0 | 1 | Lateral Hardening-Fuse-92734252 | 1500Million | Western | -1 | 3000
Lateral Hardening | Lateral Hardening-Fuse-10605192,1 | 13924 | 652.1805 | 6119.7171 | 6677.7623 | 100454.5455 | 0.066475 | 0.083712 | 1200000 | 1 | 1 | 0 | 0 | 0 | 1 | Lateral Hardening-Fuse-10605192 | 1500Million | Winter Haven | -1 | 3000
Lateral Hardening | Lateral Hardening-Fuse-90822676,1 | 13006 | 1888.8107 | 13262.7696 | 15043.0595 | 226363.6364 | 0.066455 | 0.18864 | 1200000 | 2 | 1 | 0 | 0 | 0 | 1 | Lateral Hardening-Fuse-90822676 | 1500Million | Dade City | -1 | 3000
Lateral Hardening | Lateral Hardening-Fuse-92212187,1 | 13647 | 1204.2717 | 5074.3488 | 6173.9898 | 92954.5455 | 0.066419 | 0.077462 | 1200000 | 3 | 1 | 0 | 0 | 0 | 1 | Lateral Hardening-Fuse-92212187 | 1500Million | South Hillsborough | -1 | 3000
Lateral Hardening | Lateral Hardening-Fuse-10705824,1 | 13268 | 2587.2656 | 5344.807 | 7752.0192 | 116818.1818 | 0.06636 | 0.097348 | 1200000 | 6 | 1 | 0 | 0 | 0 | 1 | Lateral Hardening-Fuse-10705824 | 1500Million | Plant City | -1 | 3000
Lateral Hardening | Lateral Hardening-Fuse-93298791,1 | 13808 | 1086.3736 | 9991.7888 | 10924.3052 | 164772.7273 | 0.066299 | 0.13731 | 1200000 | 4 | 1 | 0 | 0 | 0 | 1 | Lateral Hardening-Fuse-93298791 | 1500Million | Plant City | -1 | 3000
Lateral Hardening | Lateral Hardening-Fuse-10441806,1 | 13947 | 2510.7126 | 2622.7305 | 4984.4768 | 75227.2727 | 0.066259 | 0.062689 | 1200000 | 13 | 1 | 0 | 0 | 0 | 1 | Lateral Hardening-Fuse-10441806 | 1500Million | Central | -1 | 3000
Lateral Hardening | Lateral Hardening-Fuse-92828182,1 | 13961 | 983.4834 | 2396.34 | 3310.7855 | 50000 | 0.066216 | 0.036742 | 1360824.7423 | 3 | 1 | 0 | 0 | 0 | 1 | Lateral Hardening-Fuse-92828182 | 1500Million | Plant City | -1 | 3000
Lateral Hardening | Lateral Hardening-Fuse-90849589,1 | 13786 | 0 | 25221.7076 | 24932.7728 | 376590.9091 | 0.066207 | 0.31383 | 1200000 | 1 | 1 | 0 | 0 | 0 | 1 | Lateral Hardening-Fuse-90849589 | 1500Million | Plant City | -1 | 3000
Lateral Hardening | Lateral Hardening-Fuse-93042007,1 | 13813 | 4222.4976 | 3353.3254 | 7342.1613 | 110909.0909 | 0.0662 | 0.092424 | 1200000 | 16 | 1 | 0 | 0 | 0 | 1 | Lateral Hardening-Fuse-93042007 | 1500Million | Dade City | -1 | 3000
Lateral Hardening | Lateral Hardening-Fuse-93038745,1 | 13813 | 669.1232 | 6131.8083 | 6705.7218 | 101363.6364 | 0.066155 | 0.08447 | 1200000 | 2 | 1 | 0 | 0 | 0 | 1 | Lateral Hardening-Fuse-93038745 | 1500Million | Dade City | -1 | 3000
Lateral Hardening | Lateral Hardening-Fuse-60109620,1 | 13511 | 0 | 7223.7427 | 7140.9889 | 107954.5455 | 0.066148 | 0.089962 | 1200000 | 7 | 1 | 5 | 0 | 5 | 6 | Lateral Hardening-Fuse-60109620 | 1500Million | Western | -1 | 3000
Lateral Hardening | Lateral Hardening-Fuse-10080935,1 | 14000 | 283.6193 | 4604.6241 | 4823.3101 | 72954.5455 | 0.066114 | 0.060795 | 1200000 | 1 | 1 | 0 | 0 | 0 | 1 | Lateral Hardening-Fuse-10080935 | 1500Million | Plant City | -1 | 3000
Lateral Hardening | Lateral Hardening-Fuse-92645793,1 | 13331 | 7775.8231 | 141.668 | 7536.5472 | 114090.9091 | 0.066057 | 0.095076 | 1200000 | 11 | 1 | 0 | 0 | 0 | 1 | Lateral Hardening-Fuse-92645793 | 1500Million | Dade City | -1 | 3000
Lateral Hardening | Lateral Hardening-Fuse-90496393,1 | 13808 | 444.1205 | 3085.5344 | 3976.7515 | 60227.2727 | 0.066029 | 0.050189 | 1200000 | 2 | 1 | 0 | 0 | 0 | 1 | Lateral Hardening-Fuse-90496393 | 1500Million | Plant City | -1 | 3000
Lateral Hardening | Lateral Hardening-Fuse-10556590,1 | 13298 | 405.1335 | 8773.0033 | 9062.8643 | 137272.7273 | 0.066021 | 0.11439 | 1200000 | 1 | 1 | 0 | 0 | 0 | 1 | Lateral Hardening-Fuse-10556590 | 1500Million | Winter Haven | -1 | 3000
Lateral Hardening | Lateral Hardening-Fuse-92391664,1 | 13417 | 0 | 19279.3933 | 19058.5324 | 288863.6364 | 0.065978 | 0.24072 | 1200000 | 1 | 1 | 6 | 0 | 6 | 7 | Lateral Hardening-Fuse-92391664 | 1500Million | Central | -1 | 3000
Lateral Hardening | Lateral Hardening-Fuse-92681005,1 | 13805 | 4975.6685 | 779.7638 | 5502.4517 | 83409.0909 | 0.065969 | 0.069508 | 1200000 | 4 | 1 | 0 | 0 | 0 | 1 | Lateral Hardening-Fuse-92681005 | 1500Million | Plant City | -1 | 3000
Lateral Hardening | Lateral Hardening-Fuse-60245770,1 | 13105 | 336.8735 | 3009.1374 | 3298.391 | 50000 | 0.065968 | 0.038636 | 1294117.6471 | 1 | 1 | 0 | 0 | 0 | 1 | Lateral Hardening-Fuse-60245770 | 1500Million | Central | -1 | 3000
Lateral Hardening | Lateral Hardening-Fuse-92900621,1 | 13854 | 3337.7986 | 673.9826 | 3852.6549 | 58409.0909 | 0.06596 | 0.048674 | 1200000 | 27 | 1 | 0 | 0 | 0 | 1 | Lateral Hardening-Fuse-92900621 | 1500Million | Plant City | -1 | 3000
Lateral Hardening | Lateral Hardening-Fuse-10716333,3 | 13959 | 0 | 12228.991 | 12088.8981 | 183454.5455 | 0.065896 | 0.1911 | 960000 | 3 | 3 | 0 | 0 | 0 | 3 | Lateral Hardening-Fuse-10716333, Lateral Hardening-Fuse-90926069, Lateral Hardening-Fuse-90926107 | 1500Million | Plant City | -1 | 3000
Lateral Hardening | Lateral Hardening-Fuse-90958229,1 | 13729 | 4702.2114 | 1375.9332 | 5824.751 | 88409.0909 | 0.065884 | 0.073674 | 1200000 | 2 | 1 | 0 | 0 | 0 | 1 | Lateral Hardening-Fuse-90958229 | 1500Million | Eastern | -1 | 3000
Lateral Hardening | Lateral Hardening-Fuse-93091235,2 | 13327 | 0 | 14575.5726 | 14408.5977 | 218727.2727 | 0.065875 | 0.22784 | 960000 | 5 | 2 | 0 | 0 | 0 | 2 | Lateral Hardening-Fuse-93091235, Lateral Hardening-Fuse-93177178 | 1500Million | Eastern | -1 | 3000
Lateral Hardening | Lateral Hardening-Fuse-91497978,1 | 13657 | 2373.91 | 5544.2708 | 7755.1329 | 117727.2727 | 0.065874 | 0.098106 | 1200000 | 5 | 1 | 0 | 0 | 0 | 1 | Lateral Hardening-Fuse-91497978 | 1500Million | Plant City | -1 | 3000
Lateral Hardening | Lateral Hardening-Fuse-10433147,1 | 13993 | 553.3273 | 3849.659 | 4338.9526 | 65909.0909 | 0.065832 | 0.054924 | 1200000 | 1 | 1 | 0 | 0 | 0 | 1 | Lateral Hardening-Fuse-10433147 | 1500Million | Central | -1 | 3000
Lateral Hardening | Lateral Hardening-Fuse-92052016,1 | 13738 | 2312.5536 | 2497.5612 | 4682.0441 | 71136.3636 | 0.065818 | 0.05928 | 1200000 | 20 | 1 | 0 | 0 | 0 | 1 | Lateral Hardening-Fuse-92052016 | 1500Million | Western | -1 | 3000
Lateral Hardening | Lateral Hardening-Fuse-10070749,1 | 13657 | 1733.8278 | 4932.451 | 7446.5359 | 113181.8182 | 0.065793 | 0.094318 | 1200000 | 5 | 1 | 0 | 0 | 0 | 1 | Lateral Hardening-Fuse-10070749 | 1500Million | Plant City | -1 | 3000
Lateral Hardening | Lateral Hardening-Fuse-92661390,1 | 13685 | 481.0132 | 2854.5302 | 3287.2781 | 50000 | 0.065746 | 0.017235 | 2901098.9011 | 1 | 1 | 0 | 0 | 0 | 1 | Lateral Hardening-Fuse-92661390 | 1500Million | Eastern | -1 | 3000
Lateral Hardening | Lateral Hardening-Fuse-93323191,1 | 13723 | 276.4496 | 3661.3213 | 3884.1177 | 59090.9091 | 0.065731 | 0.049242 | 1200000 | 1 | 1 | 0 | 0 | 0 | 1 | Lateral Hardening-Fuse-93323191 | 1500Million | Plant City | -1 | 3000
Lateral Hardening | Lateral Hardening-Fuse-10674228,1 | 13414 | 0 | 3142.4137 | 3539.8177 | 53863.6364 | 0.065718 | 0.044886 | 1200000 | 1 | 1 | 0 | 0 | 0 | 1 | Lateral Hardening-Fuse-10674228 | 1500Million | Plant City | -1 | 3000
Lateral Hardening | Lateral Hardening-Fuse-92425301,2 | 13651 | 3787.6613 | 7888.3097 | 11421.1179 | 173818.1818 | 0.065707 | 0.18106 | 960000 | 10 | 2 | 0 | 0 | 0 | 2 | Lateral Hardening-Fuse-92425301, Lateral Hardening-Fuse-90009124 | 1500Million | South Hillsborough | -1 | 3000
Lateral Hardening | Lateral Hardening-Fuse-91018499,1 | 13087 | 0 | 3852.1147 | 3807.9857 | 57954.5455 | 0.065706 | 0.048295 | 1200000 | 1 | 1 | 1 | 0 | 1 | 2 | Lateral Hardening-Fuse-91018499 | 1500Million | Eastern | -1 | 3000
Lateral Hardening | Lateral Hardening-Fuse-10793120,1 | 13659 | 1365.8705 | 6799.1841 | 8045.7323 | 122500 | 0.065679 | 0.10208 | 1200000 | 2 | 1 | 0 | 0 | 0 | 1 | Lateral Hardening-Fuse-10793120 | 1500Million | Winter Haven | -1 | 3000
Lateral Hardening | Lateral Hardening-Fuse-60014236,1 | 13009 | 0 | 3320.9503 | 3282.9061 | 50000 | 0.065658 | 0.021591 | 2315789.4737 | 2 | 1 | 0 | 0 | 0 | 1 | Lateral Hardening-Fuse-60014236 | 1500Million | Plant City | -1 | 3000
Lateral Hardening | Lateral Hardening-Fuse-60224463,1 | 13227 | 1611.8778 | 5662.8845 | 7132.7045 | 108636.3636 | 0.065657 | 0.09053 | 1200000 | 3 | 1 | 0 | 0 | 0 | 1 | Lateral Hardening-Fuse-60224463 | 1500Million | Eastern | -1 | 3000
Lateral Hardening | Lateral Hardening-Fuse-90176244,1 | 13748 | 319.9374 | 3961.4165 | 4691.8872 | 71590.9091 | 0.065537 | 0.059659 | 1200000 | 1 | 1 | 0 | 0 | 0 | 1 | Lateral Hardening-Fuse-90176244 | 1500Million | Western | -1 | 3000
Lateral Hardening | Lateral Hardening-Fuse-10671312,1 | 13724 | 0 | 5496.4819 | 5433.5153 | 82954.5455 | 0.0655 | 0.069129 | 1200000 |  | 1 | 0 | 0 | 0 | 1 | Lateral Hardening-Fuse-10671312 | 1500Million | Plant City | -1 | 3000
Lateral Hardening | Lateral Hardening-Fuse-60071028,1 | 13077 | 2439.2646 | 958.1091 | 3273.5986 | 50000 | 0.065472 | 0.039015 | 1281553.3981 | 11 | 1 | 0 | 0 | 0 | 1 | Lateral Hardening-Fuse-60071028 | 1500Million | Western | -1 | 3000
Lateral Hardening | Lateral Hardening-Fuse-92213350,1 | 14111 | 0 | 5129.5766 | 5070.8132 | 77500 | 0.06543 | 0.064583 | 1200000 | 1 | 1 | 0 | 0 | 0 | 1 | Lateral Hardening-Fuse-92213350 | 1500Million | Eastern | -1 | 3000
Lateral Hardening | Lateral Hardening-Fuse-92444401,1 | 14042 | 1355.8896 | 8542.9213 | 9752.0812 | 149318.1818 | 0.065311 | 0.12443 | 1200000 | 2 | 1 | 0 | 0 | 0 | 1 | Lateral Hardening-Fuse-92444401 | 1500Million | Central | -1 | 3000
Lateral Hardening | Lateral Hardening-Fuse-10696424,1 | 13961 | 2087.6966 | 21330.7762 | 23252.7979 | 356590.9091 | 0.065209 | 0.29716 | 1200000 | 2 | 1 | 0 | 0 | 0 | 1 | Lateral Hardening-Fuse-10696424 | 1500Million | Plant City | -1 | 3000
Lateral Hardening | Lateral Hardening-Fuse-90291850,1 | 13007 | 0 | 7267.5091 | 7184.254 | 110227.2727 | 0.065177 | 0.091856 | 1200000 | 3 | 1 | 0 | 0 | 0 | 1 | Lateral Hardening-Fuse-90291850 | 1500Million | Plant City | -1 | 3000
Lateral Hardening | Lateral Hardening-Fuse-10215655,1 | 13449 | 2430.7584 | 4228.9169 | 7707.0915 | 118409.0909 | 0.065089 | 0.098674 | 1200000 | 7 | 1 | 0 | 0 | 0 | 1 | Lateral Hardening-Fuse-10215655 | 1500Million | Western | -1 | 3000
Lateral Hardening | Lateral Hardening-Fuse-90445238,1 | 13064 | 0 | 3291.9908 | 3254.2784 | 50000 | 0.065086 | 0.034848 | 1434782.6087 | 1 | 1 | 0 | 0 | 0 | 1 | Lateral Hardening-Fuse-90445238 | 1500Million | Western | -1 | 3000
Lateral Hardening | Lateral Hardening-Fuse-10726481,1 | 14023 | 650.3035 | 8673.2045 | 9199.6064 | 141363.6364 | 0.065078 | 0.1178 | 1200000 | 1 | 1 | 0 | 0 | 0 | 1 | Lateral Hardening-Fuse-10726481 | 1500Million | South Hillsborough | -1 | 3000
Lateral Hardening | Lateral Hardening-Fuse-91734095,1 | 14274 | 0 | 3288.1407 | 3250.4724 | 50000 | 0.065009 | 0.034659 | 1442622.9508 | 1 | 1 | 0 | 0 | 0 | 1 | Lateral Hardening-Fuse-91734095 | 1500Million | Western | -1 | 3000
Lateral Hardening | Lateral Hardening-Fuse-10556531,1 | 13298 | 863.9008 | 8245.7722 | 10057.5363 | 154772.7273 | 0.064983 | 0.12898 | 1200000 | 2 | 1 | 0 | 0 | 0 | 1 | Lateral Hardening-Fuse-10556531 | 1500Million | Winter Haven | -1 | 3000
Lateral Hardening | Lateral Hardening-Fuse-10745659,1 | 13431 | 877.5243 | 5729.2308 | 6506.8357 | 100227.2727 | 0.064921 | 0.083523 | 1200000 | 2 | 1 | 0 | 0 | 0 | 1 | Lateral Hardening-Fuse-10745659 | 1500Million | Dade City | -1 | 3000
Lateral Hardening | Lateral Hardening-Fuse-10757374,1 | 13423 | 8703.4808 | 756.4149 | 9043.1605 | 139318.1818 | 0.06491 | 0.1161 | 1200000 | 30 | 1 | 0 | 0 | 0 | 1 | Lateral Hardening-Fuse-10757374 | 1500Million | Dade City | -1 | 3000
Lateral Hardening | Lateral Hardening-Fuse-91903016,1 | 13460 | 643.1786 | 10031.2111 | 10531.0466 | 162272.7273 | 0.064897 | 0.13523 | 1200000 | 1 | 1 | 0 | 0 | 0 | 1 | Lateral Hardening-Fuse-91903016 | 1500Million | Eastern | -1 | 3000
Lateral Hardening | Lateral Hardening-Fuse-60006591,1 | 13092 | 2139.3253 | 1208.4007 | 3239.7021 | 50000 | 0.064794 | 0.018939 | 2640000 | 13 | 1 | 0 | 0 | 0 | 1 | Lateral Hardening-Fuse-60006591 | 1500Million | Central | -1 | 3000
Lateral Hardening | Lateral Hardening-Fuse-60343119,2 | 13223 | 0 | 15573.2146 | 15394.8109 | 237636.3636 | 0.064783 | 0.24754 | 960000 | 8 | 2 | 3 | 0 | 3 | 5 | Lateral Hardening-Fuse-60343119, Lateral Hardening-Fuse-93207775 | 1500Million | Central | -1 | 3000
Lateral Hardening | Lateral Hardening-Fuse-10487460,1 | 13458 | 1105.8731 | 2210.5332 | 3239.0643 | 50000 | 0.064781 | 0.041667 | 1200000 | 4 | 1 | 0 | 0 | 0 | 1 | Lateral Hardening-Fuse-10487460 | 1500Million | Eastern | -1 | 3000
Lateral Hardening | Lateral Hardening-Fuse-90992463,1 | 13303 | 1000.7375 | 4633.3062 | 5550.0287 | 85681.8182 | 0.064775 | 0.071402 | 1200000 | 2 | 1 | 0 | 0 | 0 | 1 | Lateral Hardening-Fuse-90992463 | 1500Million | South Hillsborough | -1 | 3000
Lateral Hardening | Lateral Hardening-Fuse-92741464,1 | 14041 | 1089.6966 | 7663.5816 | 8626.3138 | 133181.8182 | 0.064771 | 0.11098 | 1200000 | 2 | 1 | 0 | 0 | 0 | 1 | Lateral Hardening-Fuse-92741464 | 1500Million | Central | -1 | 3000
Lateral Hardening | Lateral Hardening-Fuse-10005894,1 | 13183 | 0 | 6545.0774 | 6470.0983 | 100000 | 0.064701 | 0.083333 | 1200000 | 1 | 1 | 0 | 0 | 0 | 1 | Lateral Hardening-Fuse-10005894 | 1500Million | Central | -1 | 3000
Lateral Hardening | Lateral Hardening-Fuse-10090452,1 | 13280 | 0 | 3271.1606 | 3233.6868 | 50000 | 0.064674 | 0.021402 | 2336283.1858 |  | 1 | 0 | 0 | 0 | 1 | Lateral Hardening-Fuse-10090452 | 1500Million | Winter Haven | -1 | 3000
Lateral Hardening | Lateral Hardening-Fuse-92268498,1 | 13461 | 1431.6212 | 3488.2652 | 4819.3905 | 74545.4545 | 0.06465 | 0.062121 | 1200000 | 3 | 1 | 0 | 0 | 0 | 1 | Lateral Hardening-Fuse-92268498 | 1500Million | Eastern | -1 | 3000
Lateral Hardening | Lateral Hardening-Fuse-10075288,1 | 13656 | 1352.3863 | 11832.4718 | 13001.2764 | 201136.3636 | 0.064639 | 0.16761 | 1200000 | 2 | 1 | 0 | 0 | 0 | 1 | Lateral Hardening-Fuse-10075288 | 1500Million | Plant City | -1 | 3000
Lateral Hardening | Lateral Hardening-Fuse-60421959,1 | 13696 | 3081.4972 | 3537.8761 | 6446.214 | 99772.7273 | 0.064609 | 0.083144 | 1200000 | 13 | 1 | 0 | 0 | 0 | 1 | Lateral Hardening-Fuse-60421959 | 1500Million | Winter Haven | -1 | 3000
Lateral Hardening | Lateral Hardening-Fuse-92555138,1 | 13787 | 558.3297 | 4879.8416 | 5359.2493 | 82954.5455 | 0.064605 | 0.069129 | 1200000 | 1 | 1 | 0 | 0 | 0 | 1 | Lateral Hardening-Fuse-92555138 | 1500Million | Plant City | -1 | 3000
Lateral Hardening | Lateral Hardening-Fuse-92614457,1 | 13303 | 1048.7174 | 8526.8706 | 9438.9993 | 146136.3636 | 0.06459 | 0.12178 | 1200000 | 2 | 1 | 0 | 0 | 0 | 1 | Lateral Hardening-Fuse-92614457 | 1500Million | South Hillsborough | -1 | 3000
Lateral Hardening | Lateral Hardening-Fuse-91201428,1 | 13461 | 562.3471 | 5923.2829 | 6398.1096 | 99090.9091 | 0.064568 | 0.082576 | 1200000 | 2 | 1 | 0 | 0 | 0 | 1 | Lateral Hardening-Fuse-91201428 | 1500Million | Eastern | -1 | 3000
Lateral Hardening | Lateral Hardening-Fuse-10679438,1 | 13807 | 0 | 5298.3704 | 5237.6733 | 81136.3636 | 0.064554 | 0.067614 | 1200000 |  | 1 | 0 | 0 | 0 | 1 | Lateral Hardening-Fuse-10679438 | 1500Million | Plant City | -1 | 3000
Lateral Hardening | Lateral Hardening-Fuse-91232065,1 | 13924 | 1784.9972 | 10773.2835 | 13730.4732 | 212727.2727 | 0.064545 | 0.17727 | 1200000 | 3 | 1 | 0 | 0 | 0 | 1 | Lateral Hardening-Fuse-91232065 | 1500Million | Winter Haven | -1 | 3000
Lateral Hardening | Lateral Hardening-Fuse-92156281,1 | 13840 | 3184.1784 | 1553.5952 | 4591.3293 | 71136.3636 | 0.064543 | 0.05928 | 1200000 | 4 | 1 | 0 | 0 | 0 | 1 | Lateral Hardening-Fuse-92156281 | 1500Million | Central | -1 | 3000
Lateral Hardening | Lateral Hardening-Fuse-90503634,1 | 14274 | 1660.3605 | 15492.5355 | 16912.0657 | 262045.4545 | 0.064539 | 0.21837 | 1200000 | 3 | 1 | 0 | 0 | 0 | 1 | Lateral Hardening-Fuse-90503634 | 1500Million | Western | -1 | 3000
Lateral Hardening | Lateral Hardening-Fuse-10762905,1 | 13815 | 496.6185 | 4561.7384 | 4986.1186 | 77272.7273 | 0.064526 | 0.064394 | 1200000 | 1 | 1 | 0 | 0 | 0 | 1 | Lateral Hardening-Fuse-10762905 | 1500Million | Dade City | -1 | 3000
Lateral Hardening | Lateral Hardening-Fuse-90727942,1 | 13539 | 509.3008 | 3538.3754 | 3986.7559 | 61818.1818 | 0.064492 | 0.051515 | 1200000 | 2 | 1 | 0 | 0 | 0 | 1 | Lateral Hardening-Fuse-90727942 | 1500Million | Western | -1 | 3000
Lateral Hardening | Lateral Hardening-Fuse-91923798,1 | 14024 | 0 | 4699.1377 | 4645.3053 | 72045.4545 | 0.064477 | 0.060038 | 1200000 | 2 | 1 | 0 | 0 | 0 | 1 | Lateral Hardening-Fuse-91923798 | 1500Million | South Hillsborough | -1 | 3000
Lateral Hardening | Lateral Hardening-Fuse-91443636,1 | 13190 | 7427.9562 | 11111.3149 | 18043.6566 | 280000 | 0.064442 | 0.23333 | 1200000 | 26 | 1 | 0 | 0 | 0 | 1 | Lateral Hardening-Fuse-91443636 | 1500Million | Western | -1 | 3000
Lateral Hardening | Lateral Hardening-Fuse-10916803,1 | 13805 | 333.8103 | 4162.3977 | 4904.1776 | 76136.3636 | 0.064413 | 0.063447 | 1200000 | 1 | 1 | 0 | 0 | 0 | 1 | Lateral Hardening-Fuse-10916803 | 1500Million | Plant City | -1 | 3000
Lateral Hardening | Lateral Hardening-Fuse-10679333,1 | 13807 | 476.1394 | 4373.6254 | 5123.194 | 79545.4545 | 0.064406 | 0.066288 | 1200000 | 1 | 1 | 0 | 0 | 0 | 1 | Lateral Hardening-Fuse-10679333 | 1500Million | Plant City | -1 | 3000
Lateral Hardening | Lateral Hardening-Fuse-92604598,1 | 13390 | 1499.6736 | 3654.0807 | 5048.4812 | 78409.0909 | 0.064386 | 0.065341 | 1200000 | 3 | 1 | 0 | 0 | 0 | 1 | Lateral Hardening-Fuse-92604598 | 1500Million | Plant City | -1 | 3000
Lateral Hardening | Lateral Hardening-Fuse-90728045,1 | 13099 | 998.2786 | 17337.6316 | 18242.1628 | 283409.0909 | 0.064367 | 0.23617 | 1200000 | 1 | 1 | 1 | 0 | 1 | 2 | Lateral Hardening-Fuse-90728045 | 1500Million | Central | -1 | 3000
Lateral Hardening | Lateral Hardening-Fuse-90958675,1 | 13648 | 2039.3344 | 8080.309 | 9926.513 | 154318.1818 | 0.064325 | 0.1286 | 1200000 | 4 | 1 | 0 | 0 | 0 | 1 | Lateral Hardening-Fuse-90958675 | 1500Million | South Hillsborough | -1 | 3000
Lateral Hardening | Lateral Hardening-Fuse-91514890,5 | 13007 | 0 | 92360.5572 | 102060.6463 | 1587090.9091 | 0.064307 | 1.6532 | 960000 | 1 | 5 | 1 | 0 | 1 | 6 | Lateral Hardening-Fuse-91514890, Lateral Hardening-Fuse-90672098, Lateral Hardening-Fuse-60032977, Lateral Hardening-Fuse-60032985, Lateral Hardening-Fuse-90297883 | 1500Million | Plant City | -1 | 3000
Lateral Hardening | Lateral Hardening-Fuse-10913192,1 | 13706 | 0 | 6896.6617 | 6817.6549 | 106136.3636 | 0.064235 | 0.088447 | 1200000 | 1 | 1 | 0 | 0 | 0 | 1 | Lateral Hardening-Fuse-10913192 | 1500Million | Eastern | -1 | 3000
Lateral Hardening | Lateral Hardening-Fuse-90936887,1 | 13221 | 0 | 18547.5287 | 18335.0519 | 285454.5455 | 0.064231 | 0.23788 | 1200000 | 6 | 1 | 1 | 0 | 1 | 2 | Lateral Hardening-Fuse-90936887 | 1500Million | Central | -1 | 3000
Lateral Hardening | Lateral Hardening-Fuse-10004635,1 | 13159 | 0 | 4044.3273 | 3997.9963 | 62272.7273 | 0.064201 | 0.051894 | 1200000 | 1 | 1 | 0 | 0 | 0 | 1 | Lateral Hardening-Fuse-10004635 | 1500Million | Central | -1 | 3000
Lateral Hardening | Lateral Hardening-Fuse-60467103,1 | 13298 | 0 | 76227.6026 | 75354.3543 | 1174090.9091 | 0.064181 | 0.97841 | 1200000 | 5 | 1 | 0 | 0 | 0 | 1 | Lateral Hardening-Fuse-60467103 | 1500Million | Winter Haven | -1 | 3000
Lateral Hardening | Lateral Hardening-Fuse-60080932,1 | 13122 | 0 | 3245.3473 | 3208.1692 | 50000 | 0.064163 | 0.037311 | 1340101.5228 | 2 | 1 | 0 | 0 | 0 | 1 | Lateral Hardening-Fuse-60080932 | 1500Million | Plant City | -1 | 3000
Lateral Hardening | Lateral Hardening-Fuse-91502553,1 | 13146 | 4323.4209 | 41.9715 | 4153.9612 | 64772.7273 | 0.064131 | 0.053977 | 1200000 | 3 | 1 | 0 | 0 | 0 | 1 | Lateral Hardening-Fuse-91502553 | 1500Million | Plant City | -1 | 3000
Lateral Hardening | Lateral Hardening-Fuse-91659362,1 | 14110 | 411.7063 | 6703.027 | 7020.6845 | 109545.4545 | 0.064089 | 0.091288 | 1200000 | 1 | 1 | 0 | 0 | 0 | 1 | Lateral Hardening-Fuse-91659362 | 1500Million | Eastern | -1 | 3000
Lateral Hardening | Lateral Hardening-Fuse-10421448,1 | 13826 | 452.8094 | 2799.4068 | 3204.2448 | 50000 | 0.064085 | 0.030871 | 1619631.9018 | 1 | 1 | 0 | 0 | 0 | 1 | Lateral Hardening-Fuse-10421448 | 1500Million | Central | -1 | 3000
Lateral Hardening | Lateral Hardening-Fuse-92015250,1 | 13695 | 1104.3619 | 3069.1662 | 4087.0636 | 63863.6364 | 0.063997 | 0.05322 | 1200000 | 4 | 1 | 0 | 0 | 0 | 1 | Lateral Hardening-Fuse-92015250 | 1500Million | Winter Haven | -1 | 3000
Lateral Hardening | Lateral Hardening-Fuse-92591369,1 | 13038 | 363.3819 | 3175.984 | 3488.0005 | 54545.4545 | 0.063947 | 0.045455 | 1200000 | 1 | 1 | 0 | 0 | 0 | 1 | Lateral Hardening-Fuse-92591369 | 1500Million | Eastern | -1 | 3000
Lateral Hardening | Lateral Hardening-Fuse-60002815,1 | 13024 | 0 | 7465.4272 | 7379.9048 | 115454.5455 | 0.06392 | 0.096212 | 1200000 | 5 | 1 | 1 | 0 | 1 | 2 | Lateral Hardening-Fuse-60002815 | 1500Million | Central | -1 | 3000
Lateral Hardening | Lateral Hardening-Fuse-10920967,1 | 13797 | 0 | 11607.3112 | 11474.3401 | 179545.4545 | 0.063908 | 0.14962 | 1200000 | 4 | 1 | 1 | 0 | 1 | 2 | Lateral Hardening-Fuse-10920967 | 1500Million | Eastern | -1 | 3000
Lateral Hardening | Lateral Hardening-Fuse-92644049,1 | 13171 | 0 | 3445.0737 | 3930.5568 | 61590.9091 | 0.063817 | 0.051326 | 1200000 | 1 | 1 | 0 | 0 | 0 | 1 | Lateral Hardening-Fuse-92644049 | 1500Million | Eastern | -1 | 3000
Lateral Hardening | Lateral Hardening-Fuse-91197006,1 | 13228 | 0 | 5731.8736 | 5666.2104 | 88863.6364 | 0.063763 | 0.074053 | 1200000 | 1 | 1 | 0 | 0 | 0 | 1 | Lateral Hardening-Fuse-91197006 | 1500Million | Eastern | -1 | 3000
Lateral Hardening | Lateral Hardening-Fuse-92003928,1 | 13219 | 2212.8789 | 1076.8673 | 3180.2364 | 50000 | 0.063605 | 0.024811 | 2015267.1756 | 8 | 1 | 0 | 0 | 0 | 1 | Lateral Hardening-Fuse-92003928 | 1500Million | Western | -1 | 3000
Lateral Hardening | Lateral Hardening-Fuse-10745486,1 | 13431 | 845.246 | 3518.1635 | 4292.5968 | 67500 | 0.063594 | 0.05625 | 1200000 | 3 | 1 | 0 | 0 | 0 | 1 | Lateral Hardening-Fuse-10745486 | 1500Million | Dade City | -1 | 3000
Lateral Hardening | Lateral Hardening-Fuse-91385591,1 | 13151 | 0 | 2027.5396 | 11579.0541 | 182272.7273 | 0.063526 | 0.15189 | 1200000 | 7 | 1 | 2 | 0 | 2 | 3 | Lateral Hardening-Fuse-91385591 | 1500Million | Winter Haven | -1 | 3000
Lateral Hardening | Lateral Hardening-Fuse-10914149,1 | 13152 | 2724.4289 | 2581.2281 | 5154.1834 | 81136.3636 | 0.063525 | 0.067614 | 1200000 | 8 | 1 | 0 | 0 | 0 | 1 | Lateral Hardening-Fuse-10914149 | 1500Million | Winter Haven | -1 | 3000
Lateral Hardening | Lateral Hardening-Fuse-60401695,1 | 13505 | 0 | 3211.694 | 3174.9015 | 50000 | 0.063498 | 0.026326 | 1899280.5755 |  | 1 | 0 | 0 | 0 | 1 | Lateral Hardening-Fuse-60401695 | 1500Million | Eastern | -1 | 3000
Lateral Hardening | Lateral Hardening-Fuse-93267093,1 | 13042 | 2489.6985 | 807.0709 | 3174.0099 | 50000 | 0.06348 | 0.017992 | 2778947.3684 | 12 | 1 | 0 | 0 | 0 | 1 | Lateral Hardening-Fuse-93267093 | 1500Million | Central | -1 | 3000
Lateral Hardening | Lateral Hardening-Fuse-91594801,1 | 13130 | 287.0793 | 2552.7864 | 3172.6914 | 50000 | 0.063454 | 0.041667 | 1200000 | 1 | 1 | 0 | 0 | 0 | 1 | Lateral Hardening-Fuse-91594801 | 1500Million | Eastern | -1 | 3000
Lateral Hardening | Lateral Hardening-Fuse-92648189,1 | 13331 | 0 | 38238.1252 | 38129.8045 | 600909.0909 | 0.063454 | 0.50076 | 1200000 | 2 | 1 | 0 | 0 | 0 | 1 | Lateral Hardening-Fuse-92648189 | 1500Million | Dade City | -1 | 3000
Lateral Hardening | Lateral Hardening-Fuse-60258399,1 | 13254 | 0 | 9066.0578 | 8962.1988 | 141363.6364 | 0.063398 | 0.1178 | 1200000 | 1 | 1 | 0 | 0 | 0 | 1 | Lateral Hardening-Fuse-60258399 | 1500Million | South Hillsborough | -1 | 3000
Lateral Hardening | Lateral Hardening-Fuse-92436406,1 | 13489 | 1407.1779 | 3664.3333 | 4964.4965 | 78409.0909 | 0.063315 | 0.065341 | 1200000 | 10 | 1 | 0 | 0 | 0 | 1 | Lateral Hardening-Fuse-92436406 | 1500Million | South Hillsborough | -1 | 3000
Lateral Hardening | Lateral Hardening-Fuse-60567511,1 | 13817 | 2206.996 | 6903.9208 | 8935.715 | 141136.3636 | 0.063313 | 0.11761 | 1200000 | 6 | 1 | 0 | 0 | 0 | 1 | Lateral Hardening-Fuse-60567511 | 1500Million | South Hillsborough | -1 | 3000
Lateral Hardening | Lateral Hardening-Fuse-10552442,1 | 13577 | 611.5519 | 4801.2781 | 5333.845 | 84318.1818 | 0.063259 | 0.070265 | 1200000 | 1 | 1 | 0 | 0 | 0 | 1 | Lateral Hardening-Fuse-10552442 | 1500Million | Eastern | -1 | 3000
Lateral Hardening | Lateral Hardening-Fuse-90535062,1 | 13656 | 0 | 3199.409 | 3162.7572 | 50000 | 0.063255 | 0.039773 | 1257142.8571 | 1 | 1 | 0 | 0 | 0 | 1 | Lateral Hardening-Fuse-90535062 | 1500Million | Plant City | -1 | 3000
Lateral Hardening | Lateral Hardening-Fuse-60253952,1 | 13119 | 0 | 3198.3129 | 3161.6737 | 50000 | 0.063233 | 0.035606 | 1404255.3191 | 2 | 1 | 0 | 0 | 0 | 1 | Lateral Hardening-Fuse-60253952 | 1500Million | Plant City | -1 | 3000
Lateral Hardening | Lateral Hardening-Fuse-93048832,1 | 13019 | 0 | 9794.1407 | 9681.941 | 153181.8182 | 0.063206 | 0.12765 | 1200000 | 2 | 1 | 0 | 0 | 0 | 1 | Lateral Hardening-Fuse-93048832 | 1500Million | South Hillsborough | -1 | 3000
Lateral Hardening | Lateral Hardening-Fuse-60180248,5 | 13148 | 3483.7639 | 60790.7109 | 63833.5858 | 1010363.6364 | 0.063179 | 1.0525 | 960000 | 1 | 5 | 2 | 0 | 2 | 7 | Lateral Hardening-Fuse-60180248, Lateral Hardening-Fuse-92330692, Lateral Hardening-Fuse-10645494, Lateral Hardening-Fuse-10645497, Lateral Hardening-Fuse-90856268 | 1500Million | Plant City | -1 | 3000
Lateral Hardening | Lateral Hardening-Fuse-10681845,1 | 13214 | 0 | 12428.4961 | 12286.1177 | 194545.4545 | 0.063153 | 0.16212 | 1200000 | 12 | 1 | 4 | 0 | 4 | 5 | Lateral Hardening-Fuse-10681845 | 1500Million | Eastern | -1 | 3000
Lateral Hardening | Lateral Hardening-Fuse-92552659,1 | 13900 | 3278.7297 | 12757.5373 | 15760.7081 | 250000 | 0.063043 | 0.20833 | 1200000 | 5 | 1 | 0 | 0 | 0 | 1 | Lateral Hardening-Fuse-92552659 | 1500Million | South Hillsborough | -1 | 3000
Lateral Hardening | Lateral Hardening-Fuse-10556607,1 | 13298 | 441.4452 | 4467.7763 | 4842.6465 | 76818.1818 | 0.06304 | 0.064015 | 1200000 | 1 | 1 | 0 | 0 | 0 | 1 | Lateral Hardening-Fuse-10556607 | 1500Million | Winter Haven | -1 | 3000
Lateral Hardening | Lateral Hardening-Fuse-10556578,1 | 13298 | 0 | 18244.5839 | 18035.5775 | 286363.6364 | 0.062981 | 0.23864 | 1200000 |  | 1 | 0 | 0 | 0 | 1 | Lateral Hardening-Fuse-10556578 | 1500Million | Winter Haven | -1 | 3000
Lateral Hardening | Lateral Hardening-Fuse-10510817,1 | 13693 | 7405.463 | 13102.7468 | 20044.8406 | 318409.0909 | 0.062953 | 0.26534 | 1200000 | 18 | 1 | 0 | 0 | 0 | 1 | Lateral Hardening-Fuse-10510817 | 1500Million | Eastern | -1 | 3000
Lateral Hardening | Lateral Hardening-Fuse-10667389,1 | 13785 | 699.2997 | 4239.7368 | 4864.3209 | 77272.7273 | 0.06295 | 0.064394 | 1200000 | 2 | 1 | 0 | 0 | 0 | 1 | Lateral Hardening-Fuse-10667389 | 1500Million | Plant City | -1 | 3000
Lateral Hardening | Lateral Hardening-Fuse-10548854,1 | 13693 | 2952.0094 | 333.025 | 3146.5616 | 50000 | 0.062931 | 0.010227 | 4888888.8889 | 42 | 1 | 0 | 0 | 0 | 1 | Lateral Hardening-Fuse-10548854 | 1500Million | Eastern | -1 | 3000
Lateral Hardening | Lateral Hardening-Fuse-92869708,2 | 13655 | 2087.528 | 2933.8708 | 4893.3173 | 77818.1818 | 0.062881 | 0.081061 | 960000 | 5 | 2 | 1 | 0 | 1 | 3 | Lateral Hardening-Fuse-92869708, Lateral Hardening-Fuse-92861586 | 1500Million | Plant City | -1 | 3000
Lateral Hardening | Lateral Hardening-Fuse-93267100,1 | 13042 | 4494.8475 | 6598.987 | 10801.5466 | 171818.1818 | 0.062866 | 0.14318 | 1200000 | 19 | 1 | 0 | 0 | 0 | 1 | Lateral Hardening-Fuse-93267100 | 1500Million | Central | -1 | 3000
Lateral Hardening | Lateral Hardening-Fuse-10162582,1 | 13031 | 2130.5392 | 9249.3537 | 11212.5391 | 178409.0909 | 0.062847 | 0.14867 | 1200000 | 5 | 1 | 0 | 0 | 0 | 1 | Lateral Hardening-Fuse-10162582 | 1500Million | Winter Haven | -1 | 3000
Lateral Hardening | Lateral Hardening-Fuse-60351348,1 | 13747 | 0 | 3178.2857 | 3141.8759 | 50000 | 0.062838 | 0.034848 | 1434782.6087 | 12 | 1 | 1 | 1 | 0 | 2 | Lateral Hardening-Fuse-60351348 | 1500Million | Western | -1 | 3000
Lateral Hardening | Lateral Hardening-Fuse-91247298,1 | 13679 | 331.4895 | 4032.8109 | 4304.9603 | 68636.3636 | 0.062721 | 0.057197 | 1200000 | 1 | 1 | 0 | 0 | 0 | 1 | Lateral Hardening-Fuse-91247298 | 1500Million | Western | -1 | 3000
Lateral Hardening | Lateral Hardening-Fuse-10716338,1 | 13959 | 991.5378 | 6900.422 | 9321.8118 | 148636.3636 | 0.062716 | 0.12386 | 1200000 | 3 | 1 | 0 | 0 | 0 | 1 | Lateral Hardening-Fuse-10716338 | 1500Million | Plant City | -1 | 3000
Lateral Hardening | Lateral Hardening-Fuse-60026919,1 | 13303 | 468.1772 | 12159.5846 | 12469.9368 | 199090.9091 | 0.062634 | 0.16591 | 1200000 | 1 | 1 | 0 | 0 | 0 | 1 | Lateral Hardening-Fuse-60026919 | 1500Million | South Hillsborough | -1 | 3000
Lateral Hardening | Lateral Hardening-Fuse-10876322,1 | 14023 | 5543.4006 | 11739.3401 | 16902.9638 | 270000 | 0.062604 | 0.225 | 1200000 | 14 | 1 | 0 | 0 | 0 | 1 | Lateral Hardening-Fuse-10876322 | 1500Million | South Hillsborough | -1 | 3000
Lateral Hardening | Lateral Hardening-Fuse-92950871,1 | 13795 | 628.4671 | 2893.5536 | 3469.2456 | 55454.5455 | 0.06256 | 0.046212 | 1200000 | 2 | 1 | 0 | 0 | 0 | 1 | Lateral Hardening-Fuse-92950871 | 1500Million | Eastern | -1 | 3000
Lateral Hardening | Lateral Hardening-Fuse-10025058,1 | 13294 | 0 | 3161.8536 | 3125.632 | 50000 | 0.062513 | 0.022159 | 2256410.2564 | 2 | 1 | 0 | 0 | 0 | 1 | Lateral Hardening-Fuse-10025058 | 1500Million | Winter Haven | -1 | 3000
Lateral Hardening | Lateral Hardening-Fuse-60077915,1 | 13153 | 2033.5583 | 3558.4325 | 5465.5007 | 87500 | 0.062463 | 0.072917 | 1200000 | 12 | 1 | 0 | 0 | 0 | 1 | Lateral Hardening-Fuse-60077915 | 1500Million | Winter Haven | -1 | 3000
Lateral Hardening | Lateral Hardening-Fuse-91919633,1 | 13117 | 2672.4816 | 1697.8811 | 4230.1305 | 67727.2727 | 0.062458 | 0.056439 | 1200000 | 8 | 1 | 0 | 0 | 0 | 1 | Lateral Hardening-Fuse-91919633 | 1500Million | Winter Haven | -1 | 3000
Lateral Hardening | Lateral Hardening-Fuse-90990044,1 | 13268 | 291.2886 | 1154.1522 | 13626.4979 | 218181.8182 | 0.062455 | 0.18182 | 1200000 | 4 | 1 | 0 | 0 | 0 | 1 | Lateral Hardening-Fuse-90990044 | 1500Million | Plant City | -1 | 3000
Lateral Hardening | Lateral Hardening-Fuse-60014431,1 | 13655 | 732.3661 | 3645.6545 | 4314.0412 | 69090.9091 | 0.06244 | 0.057576 | 1200000 | 2 | 1 | 0 | 0 | 0 | 1 | Lateral Hardening-Fuse-60014431 | 1500Million | Plant City | -1 | 3000
Lateral Hardening | Lateral Hardening-Fuse-10274840,1 | 14274 | 498.3133 | 6653.5111 | 7057.675 | 113181.8182 | 0.062357 | 0.094318 | 1200000 | 1 | 1 | 0 | 0 | 0 | 1 | Lateral Hardening-Fuse-10274840 | 1500Million | Western | -1 | 3000
Lateral Hardening | Lateral Hardening-Fuse-60366531,1 | 13656 | 677.5106 | 7522.7688 | 8091.0207 | 129772.7273 | 0.062348 | 0.10814 | 1200000 | 2 | 1 | 0 | 0 | 0 | 1 | Lateral Hardening-Fuse-60366531 | 1500Million | Plant City | -1 | 3000
Lateral Hardening | Lateral Hardening-Fuse-10072011,1 | 13305 | 792.363 | 2387.5575 | 3115.8795 | 50000 | 0.062318 | 0.037121 | 1346938.7755 | 2 | 1 | 0 | 0 | 0 | 1 | Lateral Hardening-Fuse-10072011 | 1500Million | South Hillsborough | -1 | 3000
Lateral Hardening | Lateral Hardening-Fuse-93015020,1 | 13573 | 0 | 31124.4551 | 30767.8995 | 493863.6364 | 0.0623 | 0.41155 | 1200000 | 12 | 1 | 1 | 0 | 1 | 2 | Lateral Hardening-Fuse-93015020 | 1500Million | Western | -1 | 3000
Lateral Hardening | Lateral Hardening-Fuse-90688070,1 | 13177 | 1787.8143 | 2218.7247 | 3907.0389 | 62727.2727 | 0.062286 | 0.052273 | 1200000 | 13 | 1 | 0 | 0 | 0 | 1 | Lateral Hardening-Fuse-90688070 | 1500Million | Central | -1 | 3000
Lateral Hardening | Lateral Hardening-Fuse-90985465,1 | 13236 | 840.3184 | 9721.0776 | 10419.3671 | 167727.2727 | 0.062121 | 0.13977 | 1200000 | 2 | 1 | 0 | 0 | 0 | 1 | Lateral Hardening-Fuse-90985465 | 1500Million | South Hillsborough | -1 | 3000
Lateral Hardening | Lateral Hardening-Fuse-90291313,1 | 13071 | 477.8457 | 2944.3935 | 3498.2699 | 56363.6364 | 0.062066 | 0.04697 | 1200000 | 1 | 1 | 0 | 0 | 0 | 1 | Lateral Hardening-Fuse-90291313 | 1500Million | Western | -1 | 3000
Lateral Hardening | Lateral Hardening-Fuse-91671062,1 | 13724 | 3379.7721 | 5171.7827 | 8335.2345 | 134318.1818 | 0.062056 | 0.11193 | 1200000 | 8 | 1 | 0 | 0 | 0 | 1 | Lateral Hardening-Fuse-91671062 | 1500Million | Plant City | -1 | 3000
Lateral Hardening | Lateral Hardening-Fuse-93102541,1 | 13130 | 0 | 7503.1818 | 7417.2268 | 119545.4545 | 0.062045 | 0.099621 | 1200000 | 15 | 1 | 3 | 0 | 3 | 4 | Lateral Hardening-Fuse-93102541 | 1500Million | Eastern | -1 | 3000
Lateral Hardening | Lateral Hardening-Fuse-10099334,1 | 13087 | 0 | 4949.3838 | 4892.6846 | 78863.6364 | 0.06204 | 0.06572 | 1200000 | 3 | 1 | 0 | 0 | 0 | 1 | Lateral Hardening-Fuse-10099334 | 1500Million | Eastern | -1 | 3000
Lateral Hardening | Lateral Hardening-Fuse-10452700,1 | 13129 | 0 | 6316.5889 | 6244.2273 | 100681.8182 | 0.062019 | 0.083902 | 1200000 | 24 | 1 | 2 | 0 | 2 | 3 | Lateral Hardening-Fuse-10452700 | 1500Million | Eastern | -1 | 3000
Lateral Hardening | Lateral Hardening-Fuse-10759958,1 | 13813 | 1264.5123 | 4396.4076 | 5549.9535 | 89545.4545 | 0.061979 | 0.074621 | 1200000 | 3 | 1 | 0 | 0 | 0 | 1 | Lateral Hardening-Fuse-10759958 | 1500Million | Dade City | -1 | 3000
Lateral Hardening | Lateral Hardening-Fuse-10668902,1 | 13722 | 684.3724 | 4203.4336 | 5435.4287 | 87727.2727 | 0.061958 | 0.073106 | 1200000 | 1 | 1 | 0 | 0 | 0 | 1 | Lateral Hardening-Fuse-10668902 | 1500Million | Plant City | -1 | 3000
Lateral Hardening | Lateral Hardening-Fuse-10128507,1 | 13079 | 0 | 12444.4296 | 12301.8687 | 198636.3636 | 0.061932 | 0.16553 | 1200000 | 3 | 1 | 1 | 0 | 1 | 2 | Lateral Hardening-Fuse-10128507 | 1500Million | Western | -1 | 3000
Lateral Hardening | Lateral Hardening-Fuse-92965078,1 | 13808 | 204.0094 | 2933.4798 | 3095.1822 | 50000 | 0.061904 | 0.035606 | 1404255.3191 | 1 | 1 | 0 | 0 | 0 | 1 | Lateral Hardening-Fuse-92965078 | 1500Million | Plant City | -1 | 3000
Lateral Hardening | Lateral Hardening-Fuse-92678840,1 | 13805 | 0 | 3697.0218 | 3654.6694 | 59090.9091 | 0.061848 | 0.049242 | 1200000 |  | 1 | 0 | 0 | 0 | 1 | Lateral Hardening-Fuse-92678840 | 1500Million | Plant City | -1 | 3000
Lateral Hardening | Lateral Hardening-Fuse-91920055,1 | 13622 | 0 | 11817.7554 | 11682.3735 | 189090.9091 | 0.061782 | 0.15758 | 1200000 | 3 | 1 | 0 | 0 | 0 | 1 | Lateral Hardening-Fuse-91920055 | 1500Million | Western | -1 | 3000
Lateral Hardening | Lateral Hardening-Fuse-91860652,1 | 13180 | 4926.9761 | 981.7128 | 5658.1743 | 91590.9091 | 0.061777 | 0.076326 | 1200000 | 2 | 1 | 0 | 0 | 0 | 1 | Lateral Hardening-Fuse-91860652 | 1500Million | Central | -1 | 3000
Lateral Hardening | Lateral Hardening-Fuse-10441215,1 | 13946 | 444.9481 | 2.3208 | 3086.8578 | 50000 | 0.061737 | 0.020265 | 2467289.7196 | 7 | 1 | 0 | 0 | 0 | 1 | Lateral Hardening-Fuse-10441215 | 1500Million | Central | -1 | 3000
Lateral Hardening | Lateral Hardening-Fuse-91963380,1 | 13389 | 0 | 15865.901 | 17926.4022 | 290454.5455 | 0.061718 | 0.24205 | 1200000 | 2 | 1 | 0 | 0 | 0 | 1 | Lateral Hardening-Fuse-91963380 | 1500Million | Plant City | -1 | 3000
Lateral Hardening | Lateral Hardening-Fuse-92476174,1 | 13813 | 1774.5318 | 10918.9962 | 12509.7429 | 202727.2727 | 0.061707 | 0.16894 | 1200000 | 4 | 1 | 0 | 0 | 0 | 1 | Lateral Hardening-Fuse-92476174 | 1500Million | Dade City | -1 | 3000
Lateral Hardening | Lateral Hardening-Fuse-90784240,1 | 13648 | 781.5939 | 15399.8762 | 16007.7165 | 259545.4545 | 0.061676 | 0.21629 | 1200000 | 1 | 1 | 0 | 0 | 0 | 1 | Lateral Hardening-Fuse-90784240 | 1500Million | South Hillsborough | -1 | 3000
Lateral Hardening | Lateral Hardening-Fuse-10722411,1 | 13817 | 0 | 6690.3119 | 6613.669 | 107272.7273 | 0.061653 | 0.089394 | 1200000 | 1 | 1 | 0 | 0 | 0 | 1 | Lateral Hardening-Fuse-10722411 | 1500Million | South Hillsborough | -1 | 3000
Lateral Hardening | Lateral Hardening-Fuse-91435739,2 | 13224 | 0 | 17019.164 | 16824.1958 | 273090.9091 | 0.061607 | 0.28447 | 960000 | 8 | 2 | 2 | 0 | 2 | 4 | Lateral Hardening-Fuse-91435739, Lateral Hardening-Fuse-91852831 | 1500Million | Central | -1 | 3000
Lateral Hardening | Lateral Hardening-Fuse-90867280,1 | 13839 | 792.4015 | 3377.4329 | 4101.499 | 66590.9091 | 0.061592 | 0.055492 | 1200000 | 2 | 1 | 0 | 0 | 0 | 1 | Lateral Hardening-Fuse-90867280 | 1500Million | Central | -1 | 3000
Lateral Hardening | Lateral Hardening-Fuse-10680831,1 | 13308 | 0 | 13020.9894 | 12871.8235 | 209090.9091 | 0.061561 | 0.17424 | 1200000 | 8 | 1 | 3 | 0 | 3 | 4 | Lateral Hardening-Fuse-10680831 | 1500Million | Winter Haven | -1 | 3000
Lateral Hardening | Lateral Hardening-Fuse-10290390,1 | 13155 | 0 | 4384.2535 | 4334.0284 | 70454.5455 | 0.061515 | 0.058712 | 1200000 | 3 | 1 | 0 | 0 | 0 | 1 | Lateral Hardening-Fuse-10290390 | 1500Million | Western | -1 | 3000
Lateral Hardening | Lateral Hardening-Fuse-93207910,1 | 13656 | 865.3849 | 3943.0073 | 4735.6648 | 77045.4545 | 0.061466 | 0.064205 | 1200000 | 2 | 1 | 0 | 0 | 0 | 1 | Lateral Hardening-Fuse-93207910 | 1500Million | Plant City | -1 | 3000
Lateral Hardening | Lateral Hardening-Fuse-92879606,1 | 14025 | 10047.0388 | 4289.4344 | 13806.1699 | 224772.7273 | 0.061423 | 0.18731 | 1200000 | 2 | 1 | 0 | 0 | 0 | 1 | Lateral Hardening-Fuse-92879606 | 1500Million | South Hillsborough | -1 | 3000
Lateral Hardening | Lateral Hardening-Fuse-10569628,1 | 13279 | 0 | 4560.9747 | 4508.7251 | 73409.0909 | 0.061419 | 0.061174 | 1200000 |  | 1 | 0 | 0 | 0 | 1 | Lateral Hardening-Fuse-10569628 | 1500Million | Winter Haven | -1 | 3000
Lateral Hardening | Lateral Hardening-Fuse-10254045,1 | 13583 | 1074.2647 | 5940.8718 | 6912.8022 | 112727.2727 | 0.061323 | 0.093939 | 1200000 | 3 | 1 | 0 | 0 | 0 | 1 | Lateral Hardening-Fuse-10254045 | 1500Million | Western | -1 | 3000
Lateral Hardening | Lateral Hardening-Fuse-10085314,1 | 13028 | 0 | 13362.1068 | 13209.0331 | 215454.5455 | 0.061308 | 0.17955 | 1200000 | 2 | 1 | 0 | 0 | 0 | 1 | Lateral Hardening-Fuse-10085314 | 1500Million | Central | -1 | 3000
Lateral Hardening | Lateral Hardening-Fuse-92877538,1 | 13112 | 6139.5555 | 2437.5417 | 8262.4187 | 134772.7273 | 0.061306 | 0.11231 | 1200000 | 3 | 1 | 0 | 0 | 0 | 1 | Lateral Hardening-Fuse-92877538 | 1500Million | Western | -1 | 3000
Lateral Hardening | Lateral Hardening-Fuse-10755927,1 | 13332 | 3829.8255 | 3244.2762 | 6869.377 | 112272.7273 | 0.061185 | 0.093561 | 1200000 | 14 | 1 | 0 | 0 | 0 | 1 | Lateral Hardening-Fuse-10755927 | 1500Million | Western | -1 | 3000
Lateral Hardening | Lateral Hardening-Fuse-92661380,1 | 13685 | 919.9531 | 2783.3671 | 3629.0961 | 59318.1818 | 0.06118 | 0.049432 | 1200000 | 2 | 1 | 0 | 0 | 0 | 1 | Lateral Hardening-Fuse-92661380 | 1500Million | Eastern | -1 | 3000
Lateral Hardening | Lateral Hardening-Fuse-92035682,1 | 13442 | 3483.9179 | 3785.7914 | 7073.1073 | 115681.8182 | 0.061143 | 0.096402 | 1200000 | 11 | 1 | 0 | 0 | 0 | 1 | Lateral Hardening-Fuse-92035682 | 1500Million | Winter Haven | -1 | 3000
Lateral Hardening | Lateral Hardening-Fuse-60044940,1 | 13288 | 0 | 4933.9699 | 4877.4473 | 79772.7273 | 0.061142 | 0.066477 | 1200000 | 7 | 1 | 0 | 0 | 0 | 1 | Lateral Hardening-Fuse-60044940 | 1500Million | Winter Haven | -1 | 3000
Lateral Hardening | Lateral Hardening-Fuse-91517928,1 | 13148 | 2322.7207 | 4363.7487 | 6527.9671 | 106818.1818 | 0.061113 | 0.089015 | 1200000 | 4 | 1 | 0 | 0 | 0 | 1 | Lateral Hardening-Fuse-91517928 | 1500Million | Plant City | -1 | 3000
Lateral Hardening | Lateral Hardening-Fuse-91278866,1 | 13927 | 3761.2825 | 3390.0495 | 6925.7535 | 113409.0909 | 0.061069 | 0.094508 | 1200000 | 10 | 1 | 0 | 0 | 0 | 1 | Lateral Hardening-Fuse-91278866 | 1500Million | Winter Haven | -1 | 3000
Lateral Hardening | Lateral Hardening-Fuse-91724740,1 | 13304 | 3471.1202 | 14771.1534 | 17967.6806 | 294545.4545 | 0.061001 | 0.24545 | 1200000 | 6 | 1 | 1 | 0 | 1 | 2 | Lateral Hardening-Fuse-91724740 | 1500Million | South Hillsborough | -1 | 3000
Lateral Hardening | Lateral Hardening-Fuse-60647797,1 | 13946 | 7338.1916 | 1696.2314 | 8652.8256 | 142045.4545 | 0.060916 | 0.11837 | 1200000 | 26 | 1 | 0 | 0 | 0 | 1 | Lateral Hardening-Fuse-60647797 | 1500Million | Central | -1 | 3000
Lateral Hardening | Lateral Hardening-Fuse-60050458,1 | 13504 | 0 | 5755.2741 | 5689.3429 | 93409.0909 | 0.060908 | 0.077841 | 1200000 | 2 | 1 | 1 | 0 | 1 | 2 | Lateral Hardening-Fuse-60050458 | 1500Million | Eastern | -1 | 3000
Lateral Hardening | Lateral Hardening-Fuse-10662344,1 | 13470 | 2341.1916 | 3558.7015 | 6874.4726 | 112954.5455 | 0.060861 | 0.094129 | 1200000 | 10 | 1 | 0 | 0 | 0 | 1 | Lateral Hardening-Fuse-10662344 | 1500Million | Winter Haven | -1 | 3000
Lateral Hardening | Lateral Hardening-Fuse-10095391,1 | 13786 | 360.7804 | 6209.6387 | 6483.6516 | 106590.9091 | 0.060827 | 0.088826 | 1200000 | 1 | 1 | 0 | 0 | 0 | 1 | Lateral Hardening-Fuse-10095391 | 1500Million | Plant City | -1 | 3000
Lateral Hardening | Lateral Hardening-Fuse-92165955,1 | 13198 | 959.7702 | 3350.3601 | 4228.5886 | 69545.4545 | 0.060803 | 0.057955 | 1200000 | 2 | 1 | 0 | 0 | 0 | 1 | Lateral Hardening-Fuse-92165955 | 1500Million | Western | -1 | 3000
Lateral Hardening | Lateral Hardening-Fuse-10129804,1 | 13423 | 4662.7811 | 12389.94 | 16703.2286 | 274772.7273 | 0.060789 | 0.22898 | 1200000 | 11 | 1 | 0 | 0 | 0 | 1 | Lateral Hardening-Fuse-10129804 | 1500Million | Dade City | -1 | 3000
Lateral Hardening | Lateral Hardening-Fuse-92203540,1 | 13786 | 0 | 23043.9089 | 22779.9225 | 375227.2727 | 0.06071 | 0.31269 | 1200000 | 1 | 1 | 1 | 0 | 1 | 2 | Lateral Hardening-Fuse-92203540 | 1500Million | Plant City | -1 | 3000
Lateral Hardening | Lateral Hardening-Fuse-90973649,1 | 13236 | 0 | 12545.8045 | 12402.0822 | 204545.4545 | 0.060632 | 0.17045 | 1200000 | 2 | 1 | 0 | 0 | 0 | 1 | Lateral Hardening-Fuse-90973649 | 1500Million | South Hillsborough | -1 | 3000
Lateral Hardening | Lateral Hardening-Fuse-93316447,1 | 13723 | 765.6568 | 2329.4268 | 3030.7515 | 50000 | 0.060615 | 0.041477 | 1205479.4521 | 3 | 1 | 0 | 0 | 0 | 1 | Lateral Hardening-Fuse-93316447 | 1500Million | Plant City | -1 | 3000
Lateral Hardening | Lateral Hardening-Fuse-93428506,1 | 13924 | 0 | 8204.3068 | 8110.3198 | 133863.6364 | 0.060586 | 0.11155 | 1200000 | 1 | 1 | 0 | 0 | 0 | 1 | Lateral Hardening-Fuse-93428506 | 1500Million | Winter Haven | -1 | 3000
Lateral Hardening | Lateral Hardening-Fuse-10433165,1 | 13839 | 0 | 10583.9413 | 10462.6938 | 172727.2727 | 0.060573 | 0.14394 | 1200000 | 5 | 1 | 0 | 0 | 0 | 1 | Lateral Hardening-Fuse-10433165 | 1500Million | Central | -1 | 3000
Lateral Hardening | Lateral Hardening-Fuse-10396301,1 | 13590 | 3983.3381 | 2773.1849 | 6525.2888 | 107727.2727 | 0.060572 | 0.089773 | 1200000 | 26 | 1 | 0 | 0 | 0 | 1 | Lateral Hardening-Fuse-10396301 | 1500Million | Central | -1 | 3000
Lateral Hardening | Lateral Hardening-Fuse-91774953,1 | 13308 | 0 | 4316.2976 | 4266.8509 | 70454.5455 | 0.060562 | 0.058712 | 1200000 | 5 | 1 | 0 | 0 | 0 | 1 | Lateral Hardening-Fuse-91774953 | 1500Million | Winter Haven | -1 | 3000
Lateral Hardening | Lateral Hardening-Fuse-90103280,1 | 13808 | 417.5926 | 7358.6345 | 7673.3723 | 126818.1818 | 0.060507 | 0.10568 | 1200000 | 1 | 1 | 0 | 0 | 0 | 1 | Lateral Hardening-Fuse-90103280 | 1500Million | Plant City | -1 | 3000
Lateral Hardening | Lateral Hardening-Fuse-90292909,1 | 13622 | 0 | 9704.469 | 9593.2966 | 158636.3636 | 0.060474 | 0.1322 | 1200000 | 1 | 1 | 1 | 0 | 1 | 2 | Lateral Hardening-Fuse-90292909 | 1500Million | Western | -1 | 3000
Lateral Hardening | Lateral Hardening-Fuse-10080885,1 | 13668 | 621.9845 | 4327.3269 | 4877.3324 | 80681.8182 | 0.060451 | 0.067235 | 1200000 | 1 | 1 | 0 | 0 | 0 | 1 | Lateral Hardening-Fuse-10080885 | 1500Million | Plant City | -1 | 3000
Lateral Hardening | Lateral Hardening-Fuse-91517977,1 | 13148 | 1912.3887 | 6631.4456 | 8377.9714 | 138636.3636 | 0.060431 | 0.11553 | 1200000 | 5 | 1 | 0 | 0 | 0 | 1 | Lateral Hardening-Fuse-91517977 | 1500Million | Plant City | -1 | 3000
Lateral Hardening | Lateral Hardening-Fuse-92157325,1 | 13785 | 553.2387 | 3303.0838 | 3800.3237 | 62954.5455 | 0.060366 | 0.052462 | 1200000 | 1 | 1 | 0 | 0 | 0 | 1 | Lateral Hardening-Fuse-92157325 | 1500Million | Plant City | -1 | 3000
Lateral Hardening | Lateral Hardening-Fuse-90508218,1 | 13079 | 0 | 8215.3534 | 8121.2399 | 134545.4545 | 0.060361 | 0.11212 | 1200000 | 14 | 1 | 2 | 0 | 2 | 3 | Lateral Hardening-Fuse-90508218 | 1500Million | Western | -1 | 3000
Lateral Hardening | Lateral Hardening-Fuse-60011246,2 | 13181 | 0 | 15747.1806 | 15566.784 | 258181.8182 | 0.060294 | 0.26894 | 960000 | 3 | 2 | 3 | 1 | 2 | 5 | Lateral Hardening-Fuse-60011246, Lateral Hardening-Fuse-60011271 | 1500Million | Central | -1 | 3000
Lateral Hardening | Lateral Hardening-Fuse-90366814,1 | 13011 | 2686.3154 | 1354.5908 | 3904.851 | 64772.7273 | 0.060285 | 0.053977 | 1200000 | 10 | 1 | 0 | 0 | 0 | 1 | Lateral Hardening-Fuse-90366814 | 1500Million | Plant City | -1 | 3000
Lateral Hardening | Lateral Hardening-Fuse-93082906,1 | 13293 | 0 | 3393.0001 | 3354.1305 | 55681.8182 | 0.060237 | 0.046402 | 1200000 | 3 | 1 | 0 | 0 | 0 | 1 | Lateral Hardening-Fuse-93082906 | 1500Million | Winter Haven | -1 | 3000
Lateral Hardening | Lateral Hardening-Fuse-10759877,1 | 13813 | 7242.14 | 12077.7546 | 22376.3831 | 371590.9091 | 0.060218 | 0.30966 | 1200000 | 16 | 1 | 0 | 0 | 0 | 1 | Lateral Hardening-Fuse-10759877 | 1500Million | Dade City | -1 | 3000
Lateral Hardening | Lateral Hardening-Fuse-10876300,1 | 14023 | 1865.6214 | 2328.2904 | 4089.5679 | 67954.5455 | 0.060181 | 0.056629 | 1200000 | 6 | 1 | 0 | 0 | 0 | 1 | Lateral Hardening-Fuse-10876300 | 1500Million | South Hillsborough | -1 | 3000
Lateral Hardening | Lateral Hardening-Fuse-10686040,1 | 13808 | 0 | 5850.6667 | 6040.1034 | 100454.5455 | 0.060128 | 0.083712 | 1200000 | 1 | 1 | 0 | 0 | 0 | 1 | Lateral Hardening-Fuse-10686040 | 1500Million | Plant City | -1 | 3000
Lateral Hardening | Lateral Hardening-Fuse-60005765,1 | 13037 | 0 | 2884.3339 | 3005.4154 | 50000 | 0.060108 | 0.037121 | 1346938.7755 | 1 | 1 | 0 | 0 | 0 | 1 | Lateral Hardening-Fuse-60005765 | 1500Million | Central | -1 | 3000
Lateral Hardening | Lateral Hardening-Fuse-10556588,1 | 13298 | 815.5803 | 46723.8164 | 47083.6635 | 783636.3636 | 0.060084 | 0.65303 | 1200000 | 1 | 1 | 0 | 0 | 0 | 1 | Lateral Hardening-Fuse-10556588 | 1500Million | Winter Haven | -1 | 3000
Lateral Hardening | Lateral Hardening-Fuse-91319236,2 | 13388 | 6398.356 | 18417.373 | 24428.2178 | 406727.2727 | 0.06006 | 0.42367 | 960000 | 8 | 2 | 0 | 0 | 0 | 2 | Lateral Hardening-Fuse-91319236, Lateral Hardening-Fuse-91137016 | 1500Million | Plant City | -1 | 3000
Lateral Hardening | Lateral Hardening-Fuse-91238629,1 | 13214 | 0 | 11363.4371 | 11233.2598 | 187045.4545 | 0.060056 | 0.15587 | 1200000 | 3 | 1 | 0 | 0 | 0 | 1 | Lateral Hardening-Fuse-91238629 | 1500Million | Eastern | -1 | 3000
Lateral Hardening | Lateral Hardening-Fuse-10629042,1 | 13787 | 222.1272 | 2815.9334 | 2998.1731 | 50000 | 0.059963 | 0.022727 | 2200000 | 1 | 1 | 0 | 0 | 0 | 1 | Lateral Hardening-Fuse-10629042 | 1500Million | Plant City | -1 | 3000
Lateral Hardening | Lateral Hardening-Fuse-10482607,1 | 13457 | 1698.1043 | 2580.6326 | 4168.779 | 69545.4545 | 0.059943 | 0.057955 | 1200000 | 8 | 1 | 0 | 0 | 0 | 1 | Lateral Hardening-Fuse-10482607 | 1500Million | Eastern | -1 | 3000
Lateral Hardening | Lateral Hardening-Fuse-60027475,1 | 13094 | 3406.1448 | 3792.7956 | 7008.3056 | 117045.4545 | 0.059877 | 0.097538 | 1200000 | 16 | 1 | 0 | 0 | 0 | 1 | Lateral Hardening-Fuse-60027475 | 1500Million | Central | -1 | 3000
Lateral Hardening | Lateral Hardening-Fuse-60144163,1 | 13939 | 345.8768 | 4312.859 | 4596.3497 | 76818.1818 | 0.059834 | 0.064015 | 1200000 | 1 | 1 | 0 | 0 | 0 | 1 | Lateral Hardening-Fuse-60144163 | 1500Million | Central | -1 | 3000
Lateral Hardening | Lateral Hardening-Fuse-92642400,1 | 13331 | 0 | 3024.6529 | 2990.003 | 50000 | 0.0598 | 0.024242 | 2062500 | 1 | 1 | 0 | 0 | 0 | 1 | Lateral Hardening-Fuse-92642400 | 1500Million | Dade City | -1 | 3000
Lateral Hardening | Lateral Hardening-Fuse-10075350,1 | 13656 | 0 | 4366.9011 | 5149.4446 | 86136.3636 | 0.059782 | 0.07178 | 1200000 | 2 | 1 | 0 | 0 | 0 | 1 | Lateral Hardening-Fuse-10075350 | 1500Million | Plant City | -1 | 3000
Lateral Hardening | Lateral Hardening-Fuse-92097941,1 | 13031 | 0 | 3022.2096 | 2987.5877 | 50000 | 0.059752 | 0.034091 | 1466666.6667 | 1 | 1 | 0 | 0 | 0 | 1 | Lateral Hardening-Fuse-92097941 | 1500Million | Winter Haven | -1 | 3000
Lateral Hardening | Lateral Hardening-Fuse-91242057,1 | 13433 | 0 | 16240.3965 | 16054.3497 | 268863.6364 | 0.059712 | 0.22405 | 1200000 | 7 | 1 | 2 | 0 | 2 | 3 | Lateral Hardening-Fuse-91242057 | 1500Million | Eastern | -1 | 3000
Lateral Hardening | Lateral Hardening-Fuse-10759954,2 | 13331 | 0 | 26720.7217 | 26848.0172 | 449818.1818 | 0.059686 | 0.46856 | 960000 | 2 | 2 | 0 | 0 | 0 | 2 | Lateral Hardening-Fuse-10759954, Lateral Hardening-Fuse-10759955 | 1500Million | Dade City | -1 | 3000
Lateral Hardening | Lateral Hardening-Fuse-90939830,1 | 13924 | 3751.6847 | 380.0036 | 3947.0319 | 66136.3636 | 0.05968 | 0.055114 | 1200000 | 3 | 1 | 0 | 0 | 0 | 1 | Lateral Hardening-Fuse-90939830 | 1500Million | Winter Haven | -1 | 3000
Lateral Hardening | Lateral Hardening-Fuse-10802879,1 | 13133 | 2251.8381 | 6055.6248 | 8132.8947 | 136363.6364 | 0.059641 | 0.11364 | 1200000 | 18 | 1 | 0 | 0 | 0 | 1 | Lateral Hardening-Fuse-10802879 | 1500Million | Eastern | -1 | 3000
Lateral Hardening | Lateral Hardening-Fuse-60000885,1 | 13004 | 3308.4204 | 10105.8682 | 14394.3245 | 241363.6364 | 0.059638 | 0.20114 | 1200000 | 5 | 1 | 0 | 0 | 0 | 1 | Lateral Hardening-Fuse-60000885 | 1500Million | Dade City | -1 | 3000
Lateral Hardening | Lateral Hardening-Fuse-10662342,1 | 13470 | 0 | 10180.2367 | 10063.6139 | 168863.6364 | 0.059596 | 0.14072 | 1200000 | 1 | 1 | 0 | 0 | 0 | 1 | Lateral Hardening-Fuse-10662342 | 1500Million | Winter Haven | -1 | 3000
Lateral Hardening | Lateral Hardening-Fuse-10797431,1 | 14042 | 0 | 11379.6687 | 11249.3055 | 188863.6364 | 0.059563 | 0.15739 | 1200000 | 51 | 1 | 2 | 0 | 2 | 3 | Lateral Hardening-Fuse-10797431 | 1500Million | Central | -1 | 3000
Lateral Hardening | Lateral Hardening-Fuse-90862870,1 | 13227 | 2286.1342 | 807.6734 | 2976.7669 | 50000 | 0.059535 | 0.017614 | 2838709.6774 | 32 | 1 | 1 | 0 | 1 | 2 | Lateral Hardening-Fuse-90862870 | 1500Million | Eastern | -1 | 3000
Lateral Hardening | Lateral Hardening-Fuse-92472019,1 | 13443 | 0 | 6842.7237 | 6764.3348 | 113636.3636 | 0.059526 | 0.094697 | 1200000 |  | 1 | 1 | 1 | 0 | 2 | Lateral Hardening-Fuse-92472019 | 1500Million | Winter Haven | -1 | 3000
Lateral Hardening | Lateral Hardening-Fuse-10895188,2 | 13003 | 2420.7559 | 9374.7524 | 13037.0502 | 219272.7273 | 0.059456 | 0.22841 | 960000 | 5 | 2 | 0 | 0 | 0 | 2 | Lateral Hardening-Fuse-10895188, Lateral Hardening-Fuse-91973981 | 1500Million | South Hillsborough | -1 | 3000
Lateral Hardening | Lateral Hardening-Fuse-92035401,1 | 13442 | 3047.5167 | 61.5296 | 2969.268 | 50000 | 0.059385 | 0.01572 | 3180722.8916 | 60 | 1 | 1 | 0 | 1 | 2 | Lateral Hardening-Fuse-92035401 | 1500Million | Winter Haven | -1 | 3000
Lateral Hardening | Lateral Hardening-Fuse-90618909,1 | 13086 | 808.1939 | 2222.7665 | 2968.6282 | 50000 | 0.059373 | 0.036553 | 1367875.6477 | 4 | 1 | 0 | 0 | 0 | 1 | Lateral Hardening-Fuse-90618909 | 1500Million | Eastern | -1 | 3000
Lateral Hardening | Lateral Hardening-Fuse-91760794,1 | 13420 | 3435.2222 | 173.731 | 3446.5025 | 58181.8182 | 0.059237 | 0.048485 | 1200000 | 34 | 1 | 0 | 0 | 0 | 1 | Lateral Hardening-Fuse-91760794 | 1500Million | Central | -1 | 3000
Lateral Hardening | Lateral Hardening-Fuse-92239748,1 | 13227 | 0 | 3826.0896 | 3782.2587 | 63863.6364 | 0.059224 | 0.05322 | 1200000 | 14 | 1 | 4 | 0 | 4 | 5 | Lateral Hardening-Fuse-92239748 | 1500Million | Eastern | -1 | 3000
Lateral Hardening | Lateral Hardening-Fuse-10745614,1 | 13815 | 1048.5721 | 1790.9964 | 3442.1292 | 58181.8182 | 0.059162 | 0.048485 | 1200000 | 8 | 1 | 0 | 0 | 0 | 1 | Lateral Hardening-Fuse-10745614 | 1500Million | Dade City | -1 | 3000
Lateral Hardening | Lateral Hardening-Fuse-10014421,1 | 13016 | 0 | 6569.0732 | 6493.8192 | 109772.7273 | 0.059157 | 0.091477 | 1200000 | 15 | 1 | 0 | 0 | 0 | 1 | Lateral Hardening-Fuse-10014421 | 1500Million | Western | -1 | 3000
Lateral Hardening | Lateral Hardening-Fuse-10916764,1 | 13805 | 679.2691 | 4240.8056 | 4973.4422 | 84090.9091 | 0.059144 | 0.070076 | 1200000 | 1 | 1 | 0 | 0 | 0 | 1 | Lateral Hardening-Fuse-10916764 | 1500Million | Plant City | -1 | 3000
Lateral Hardening | Lateral Hardening-Fuse-10726471,1 | 13648 | 4030.6605 | 13279.7078 | 16961.3289 | 286818.1818 | 0.059136 | 0.23902 | 1200000 | 12 | 1 | 0 | 0 | 0 | 1 | Lateral Hardening-Fuse-10726471 | 1500Million | South Hillsborough | -1 | 3000
Lateral Hardening | Lateral Hardening-Fuse-10696440,1 | 13961 | 0 | 12842.8543 | 12794.3915 | 216363.6364 | 0.059134 | 0.1803 | 1200000 |  | 1 | 0 | 0 | 0 | 1 | Lateral Hardening-Fuse-10696440 | 1500Million | Plant City | -1 | 3000
Lateral Hardening | Lateral Hardening-Fuse-90880309,1 | 13840 | 686.4425 | 2124.0265 | 2955.2465 | 50000 | 0.059105 | 0.035985 | 1389473.6842 | 3 | 1 | 0 | 0 | 0 | 1 | Lateral Hardening-Fuse-90880309 | 1500Million | Central | -1 | 3000
Lateral Hardening | Lateral Hardening-Fuse-93279099,1 | 13213 | 0 | 2987.2345 | 2953.0133 | 50000 | 0.05906 | 0.040909 | 1222222.2222 |  | 1 | 0 | 0 | 0 | 1 | Lateral Hardening-Fuse-93279099 | 1500Million | Eastern | -1 | 3000
Lateral Hardening | Lateral Hardening-Fuse-10556673,1 | 13298 | 517.2613 | 4899.2098 | 6415.6339 | 108636.3636 | 0.059056 | 0.09053 | 1200000 | 2 | 1 | 0 | 0 | 0 | 1 | Lateral Hardening-Fuse-10556673 | 1500Million | Winter Haven | -1 | 3000
Lateral Hardening | Lateral Hardening-Fuse-90558179,1 | 14217 | 0 | 7457.6152 | 8347.3387 | 141363.6364 | 0.059049 | 0.1178 | 1200000 |  | 1 | 0 | 0 | 0 | 1 | Lateral Hardening-Fuse-90558179 | 1500Million | Central | -1 | 3000
Lateral Hardening | Lateral Hardening-Fuse-90832918,1 | 13006 | 1358.1444 | 3335.9607 | 4935.8893 | 83636.3636 | 0.059016 | 0.069697 | 1200000 | 3 | 1 | 0 | 0 | 0 | 1 | Lateral Hardening-Fuse-90832918 | 1500Million | Dade City | -1 | 3000
Lateral Hardening | Lateral Hardening-Fuse-60135226,1 | 13837 | 0 | 5005.5591 | 4948.2164 | 83863.6364 | 0.059003 | 0.069886 | 1200000 | 11 | 1 | 1 | 0 | 1 | 2 | Lateral Hardening-Fuse-60135226 | 1500Million | Central | -1 | 3000
Lateral Hardening | Lateral Hardening-Fuse-10375129,1 | 13176 | 4821.9251 | 450.7014 | 5040.5807 | 85454.5455 | 0.058986 | 0.071212 | 1200000 | 12 | 1 | 0 | 0 | 0 | 1 | Lateral Hardening-Fuse-10375129 | 1500Million | Central | -1 | 3000
Lateral Hardening | Lateral Hardening-Fuse-10595494,1 | 13698 | 1386.8204 | 9613.2831 | 10842.0068 | 184090.9091 | 0.058895 | 0.15341 | 1200000 | 3 | 1 | 0 | 0 | 0 | 1 | Lateral Hardening-Fuse-10595494 | 1500Million | Winter Haven | -1 | 3000
Lateral Hardening | Lateral Hardening-Fuse-93296485,1 | 13808 | 921.8176 | 3852.7241 | 4694.0139 | 79772.7273 | 0.058842 | 0.066477 | 1200000 | 3 | 1 | 0 | 0 | 0 | 1 | Lateral Hardening-Fuse-93296485 | 1500Million | Plant City | -1 | 3000
Lateral Hardening | Lateral Hardening-Fuse-93309902,1 | 13308 | 3065.3647 | 22.893 | 2939.6036 | 50000 | 0.058792 | 0.0083333 | 6000000 | 16 | 1 | 1 | 0 | 1 | 2 | Lateral Hardening-Fuse-93309902 | 1500Million | Winter Haven | -1 | 3000
Lateral Hardening | Lateral Hardening-Fuse-92035735,1 | 13442 | 4095.5926 | 4697.5618 | 8562.922 | 145681.8182 | 0.058778 | 0.1214 | 1200000 | 14 | 1 | 0 | 0 | 0 | 1 | Lateral Hardening-Fuse-92035735 | 1500Million | Winter Haven | -1 | 3000
Lateral Hardening | Lateral Hardening-Fuse-10080918,1 | 13668 | 1174.357 | 6557.5216 | 7618.3502 | 129772.7273 | 0.058705 | 0.10814 | 1200000 | 2 | 1 | 0 | 0 | 0 | 1 | Lateral Hardening-Fuse-10080918 | 1500Million | Plant City | -1 | 3000
Lateral Hardening | Lateral Hardening-Fuse-91024976,1 | 13298 | 507.2565 | 14690.4879 | 15009.0278 | 255681.8182 | 0.058702 | 0.21307 | 1200000 | 1 | 1 | 0 | 0 | 0 | 1 | Lateral Hardening-Fuse-91024976 | 1500Million | Winter Haven | -1 | 3000
Lateral Hardening | Lateral Hardening-Fuse-10070659,1 | 13984 | 2040.4504 | 3596.766 | 6020.4859 | 102727.2727 | 0.058607 | 0.085606 | 1200000 | 6 | 1 | 0 | 0 | 0 | 1 | Lateral Hardening-Fuse-10070659 | 1500Million | Plant City | -1 | 3000
Lateral Hardening | Lateral Hardening-Fuse-90294620,1 | 13813 | 286.8192 | 3431.4044 | 3887.074 | 66363.6364 | 0.058572 | 0.055303 | 1200000 | 1 | 1 | 0 | 0 | 0 | 1 | Lateral Hardening-Fuse-90294620 | 1500Million | Dade City | -1 | 3000
Lateral Hardening | Lateral Hardening-Fuse-91361239,1 | 13770 | 7810.2687 | 9783.8572 | 17118.7474 | 292500 | 0.058526 | 0.24375 | 1200000 | 30 | 1 | 0 | 0 | 0 | 1 | Lateral Hardening-Fuse-91361239 | 1500Million | Winter Haven | -1 | 3000
Lateral Hardening | Lateral Hardening-Fuse-60259503,1 | 14358 | 0 | 2958.7774 | 2924.8823 | 50000 | 0.058498 | 0.0098485 | 5076923.0769 | 1 | 1 | 0 | 0 | 0 | 1 | Lateral Hardening-Fuse-60259503 | 1500Million | Eastern | -1 | 3000
Lateral Hardening | Lateral Hardening-Fuse-90128130,1 | 13190 | 2937.0823 | 126.7094 | 2924.6437 | 50000 | 0.058493 | 0.02822 | 1771812.0805 | 6 | 1 | 1 | 1 | 0 | 2 | Lateral Hardening-Fuse-90128130 | 1500Million | Western | -1 | 3000
Lateral Hardening | Lateral Hardening-Fuse-91820244,1 | 13880 | 3056.08 | 12.6133 | 2924.081 | 50000 | 0.058482 | 0.012689 | 3940298.5075 | 26 | 1 | 1 | 0 | 1 | 2 | Lateral Hardening-Fuse-91820244 | 1500Million | Eastern | -1 | 3000
Lateral Hardening | Lateral Hardening-Fuse-10767784,1 | 14197 | 0 | 10250.3492 | 10132.9232 | 173409.0909 | 0.058434 | 0.14451 | 1200000 | 4 | 1 | 0 | 0 | 0 | 1 | Lateral Hardening-Fuse-10767784 | 1500Million | Eastern | -1 | 3000
Lateral Hardening | Lateral Hardening-Fuse-92027052,1 | 13470 | 993.8831 | 6660.4671 | 7540.4769 | 129090.9091 | 0.058412 | 0.10758 | 1200000 | 3 | 1 | 1 | 0 | 1 | 2 | Lateral Hardening-Fuse-92027052 | 1500Million | Winter Haven | -1 | 3000
Lateral Hardening | Lateral Hardening-Fuse-60460415,1 | 14124 | 5871.6174 | 2506.8001 | 8068.5015 | 138181.8182 | 0.05839 | 0.11515 | 1200000 | 2 | 1 | 0 | 0 | 0 | 1 | Lateral Hardening-Fuse-60460415 | 1500Million | Plant City | -1 | 3000
Lateral Hardening | Lateral Hardening-Fuse-90276421,1 | 13191 | 0 | 6912.0636 | 6832.8804 | 117045.4545 | 0.058378 | 0.097538 | 1200000 | 1 | 1 | 0 | 0 | 0 | 1 | Lateral Hardening-Fuse-90276421 | 1500Million | Western | -1 | 3000
Lateral Hardening | Lateral Hardening-Fuse-90902098,1 | 13818 | 0 | 5354.1935 | 5292.8569 | 90681.8182 | 0.058367 | 0.075568 | 1200000 | 2 | 1 | 1 | 0 | 1 | 2 | Lateral Hardening-Fuse-90902098 | 1500Million | South Hillsborough | -1 | 3000
Lateral Hardening | Lateral Hardening-Fuse-10000877,1 | 13236 | 461.4785 | 8328.3974 | 8675.1825 | 148636.3636 | 0.058365 | 0.12386 | 1200000 | 1 | 1 | 0 | 0 | 0 | 1 | Lateral Hardening-Fuse-10000877 | 1500Million | South Hillsborough | -1 | 3000
Lateral Hardening | Lateral Hardening-Fuse-91335801,1 | 13388 | 527.543 | 2248.5333 | 2918.1218 | 50000 | 0.058362 | 0.02822 | 1771812.0805 | 2 | 1 | 0 | 0 | 0 | 1 | Lateral Hardening-Fuse-91335801 | 1500Million | Plant City | -1 | 3000
Lateral Hardening | Lateral Hardening-Fuse-10745535,1 | 13815 | 0 | 9758.4398 | 9646.649 | 165454.5455 | 0.058304 | 0.13788 | 1200000 | 1 | 1 | 0 | 0 | 0 | 1 | Lateral Hardening-Fuse-10745535 | 1500Million | Dade City | -1 | 3000
Lateral Hardening | Lateral Hardening-Fuse-93237588,1 | 14040 | 0 | 4919.1324 | 4862.7798 | 83409.0909 | 0.0583 | 0.069508 | 1200000 | 1 | 1 | 0 | 0 | 0 | 1 | Lateral Hardening-Fuse-93237588 | 1500Million | Central | -1 | 3000
Lateral Hardening | Lateral Hardening-Fuse-60015362,1 | 13008 | 0 | 19740.4137 | 21675.6621 | 371818.1818 | 0.058296 | 0.30985 | 1200000 | 1 | 1 | 0 | 0 | 0 | 1 | Lateral Hardening-Fuse-60015362 | 1500Million | Plant City | -1 | 3000
Lateral Hardening | Lateral Hardening-Fuse-10676229,1 | 14124 | 1003.4415 | 14637.2344 | 15434.8339 | 264772.7273 | 0.058295 | 0.22064 | 1200000 | 2 | 1 | 0 | 0 | 0 | 1 | Lateral Hardening-Fuse-10676229 | 1500Million | Plant City | -1 | 3000
Lateral Hardening | Lateral Hardening-Fuse-90294650,1 | 13813 | 169.7157 | 2784.0118 | 2914.5243 | 50000 | 0.05829 | 0.039205 | 1275362.3188 | 1 | 1 | 0 | 0 | 0 | 1 | Lateral Hardening-Fuse-90294650 | 1500Million | Dade City | -1 | 3000
Lateral Hardening | Lateral Hardening-Fuse-10457718,1 | 13229 | 889.3469 | 3269.2929 | 4079.4927 | 70000 | 0.058278 | 0.058333 | 1200000 | 4 | 1 | 0 | 0 | 0 | 1 | Lateral Hardening-Fuse-10457718 | 1500Million | Eastern | -1 | 3000
Lateral Hardening | Lateral Hardening-Fuse-93144027,1 | 13094 | 0 | 8492.5629 | 8395.2738 | 144090.9091 | 0.058264 | 0.12008 | 1200000 | 10 | 1 | 0 | 0 | 0 | 1 | Lateral Hardening-Fuse-93144027 | 1500Million | Central | -1 | 3000
Lateral Hardening | Lateral Hardening-Fuse-92984414,1 | 13391 | 919.7434 | 5828.7165 | 6647.011 | 114090.9091 | 0.058261 | 0.095076 | 1200000 | 2 | 1 | 0 | 0 | 0 | 1 | Lateral Hardening-Fuse-92984414 | 1500Million | Plant City | -1 | 3000
Lateral Hardening | Lateral Hardening-Fuse-10588290,1 | 13444 | 948.9142 | 2636.2463 | 4242.0461 | 72954.5455 | 0.058146 | 0.060795 | 1200000 | 4 | 1 | 0 | 0 | 0 | 1 | Lateral Hardening-Fuse-10588290 | 1500Million | Winter Haven | -1 | 3000
Lateral Hardening | Lateral Hardening-Fuse-10159457,2 | 13523 | 12970.3988 | 16152.8342 | 28302.079 | 487272.7273 | 0.058083 | 0.50758 | 960000 | 21 | 2 | 0 | 0 | 0 | 2 | Lateral Hardening-Fuse-10159457, Lateral Hardening-Fuse-90280933 | 1500Million | Western | -1 | 3000
Lateral Hardening | Lateral Hardening-Fuse-92539526,1 | 13479 | 673.4756 | 5510.7316 | 6095.9464 | 105000 | 0.058057 | 0.0875 | 1200000 | 2 | 1 | 0 | 0 | 0 | 1 | Lateral Hardening-Fuse-92539526 | 1500Million | Winter Haven | -1 | 3000
Lateral Hardening | Lateral Hardening-Fuse-60200777,1 | 13817 | 0 | 4373.076 | 6318.814 | 108863.6364 | 0.058043 | 0.09072 | 1200000 | 3 | 1 | 0 | 0 | 0 | 1 | Lateral Hardening-Fuse-60200777 | 1500Million | South Hillsborough | -1 | 3000
Lateral Hardening | Lateral Hardening-Fuse-60300051,1 | 14111 | 0 | 2935.6865 | 2902.0559 | 50000 | 0.058041 | 0.026326 | 1899280.5755 | 4 | 1 | 1 | 0 | 1 | 2 | Lateral Hardening-Fuse-60300051 | 1500Million | Eastern | -1 | 3000
Lateral Hardening | Lateral Hardening-Fuse-10671198,1 | 13724 | 416.9247 | 2527.7446 | 2900.1236 | 50000 | 0.058002 | 0.028409 | 1760000 | 2 | 1 | 0 | 0 | 0 | 1 | Lateral Hardening-Fuse-10671198 | 1500Million | Plant City | -1 | 3000
Lateral Hardening | Lateral Hardening-Fuse-10158429,2 | 13162 | 0 | 8982.2698 | 8879.3707 | 153090.9091 | 0.058001 | 0.15947 | 960000 | 4 | 2 | 1 | 0 | 1 | 3 | Lateral Hardening-Fuse-10158429, Lateral Hardening-Fuse-91303659 | 1500Million | Western | -1 | 3000
Lateral Hardening | Lateral Hardening-Fuse-92192825,1 | 13645 | 3407.6109 | 19738.4852 | 22804.353 | 393409.0909 | 0.057966 | 0.32784 | 1200000 | 5 | 1 | 0 | 0 | 0 | 1 | Lateral Hardening-Fuse-92192825 | 1500Million | South Hillsborough | -1 | 3000
Lateral Hardening | Lateral Hardening-Fuse-92015829,1 | 13772 | 222.9301 | 2714.8937 | 2897.6812 | 50000 | 0.057954 | 0.019697 | 2538461.5385 | 1 | 1 | 0 | 0 | 0 | 1 | Lateral Hardening-Fuse-92015829 | 1500Million | Winter Haven | -1 | 3000
Lateral Hardening | Lateral Hardening-Fuse-10913200,1 | 13174 | 0 | 9492.5178 | 9383.7734 | 162045.4545 | 0.057908 | 0.13504 | 1200000 |  | 1 | 0 | 0 | 0 | 1 | Lateral Hardening-Fuse-10913200 | 1500Million | Eastern | -1 | 3000
Lateral Hardening | Lateral Hardening-Fuse-10605162,1 | 13924 | 0 | 7986.3605 | 7894.8704 | 136363.6364 | 0.057896 | 0.11364 | 1200000 | 1 | 1 | 0 | 0 | 0 | 1 | Lateral Hardening-Fuse-10605162 | 1500Million | Winter Haven | -1 | 3000
Lateral Hardening | Lateral Hardening-Fuse-10075234,1 | 13656 | 0 | 3593.7559 | 3552.5865 | 61363.6364 | 0.057894 | 0.051136 | 1200000 | 1 | 1 | 0 | 0 | 0 | 1 | Lateral Hardening-Fuse-10075234 | 1500Million | Plant City | -1 | 3000
Lateral Hardening | Lateral Hardening-Fuse-10000717,1 | 13236 | 739.5687 | 5145.3949 | 5799.3771 | 100227.2727 | 0.057862 | 0.083523 | 1200000 | 1 | 1 | 0 | 0 | 0 | 1 | Lateral Hardening-Fuse-10000717 | 1500Million | South Hillsborough | -1 | 3000
Lateral Hardening | Lateral Hardening-Fuse-10671316,1 | 13389 | 0 | 8507.781 | 8410.3175 | 145454.5455 | 0.057821 | 0.12121 | 1200000 | 1 | 1 | 0 | 0 | 0 | 1 | Lateral Hardening-Fuse-10671316 | 1500Million | Plant City | -1 | 3000
Lateral Hardening | Lateral Hardening-Fuse-92272535,1 | 13009 | 0 | 18957.6631 | 18855.5048 | 326136.3636 | 0.057815 | 0.27178 | 1200000 | 3 | 1 | 1 | 0 | 1 | 2 | Lateral Hardening-Fuse-92272535 | 1500Million | Plant City | -1 | 3000
Lateral Hardening | Lateral Hardening-Fuse-90446689,1 | 13661 | 3016.0528 | 22.7986 | 2890.6724 | 50000 | 0.057813 | 0.013258 | 3771428.5714 | 10 | 1 | 1 | 0 | 1 | 2 | Lateral Hardening-Fuse-90446689 | 1500Million | Winter Haven | -1 | 3000
Lateral Hardening | Lateral Hardening-Fuse-92225195,1 | 13039 | 1383.23 | 5902.081 | 7173.8127 | 124090.9091 | 0.057811 | 0.10341 | 1200000 | 7 | 1 | 0 | 0 | 0 | 1 | Lateral Hardening-Fuse-92225195 | 1500Million | Eastern | -1 | 3000
Lateral Hardening | Lateral Hardening-Fuse-92985565,1 | 13241 | 0 | 6201.892 | 6130.8443 | 106136.3636 | 0.057764 | 0.088447 | 1200000 | 4 | 1 | 0 | 0 | 0 | 1 | Lateral Hardening-Fuse-92985565 | 1500Million | Plant City | -1 | 3000
Lateral Hardening | Lateral Hardening-Fuse-10650540,1 | 13391 | 1038.1019 | 4493.9779 | 5444.9177 | 94318.1818 | 0.057729 | 0.078598 | 1200000 | 2 | 1 | 0 | 0 | 0 | 1 | Lateral Hardening-Fuse-10650540 | 1500Million | Plant City | -1 | 3000
Lateral Hardening | Lateral Hardening-Fuse-10916756,1 | 13805 | 1998.9545 | 3354.2845 | 5217.2398 | 90454.5455 | 0.057678 | 0.075379 | 1200000 | 5 | 1 | 0 | 0 | 0 | 1 | Lateral Hardening-Fuse-10916756 | 1500Million | Plant City | -1 | 3000
Lateral Hardening | Lateral Hardening-Fuse-60214878,1 | 14355 | 0 | 17128.0759 | 16931.86 | 293636.3636 | 0.057663 | 0.2447 | 1200000 | 10 | 1 | 1 | 1 | 0 | 2 | Lateral Hardening-Fuse-60214878 | 1500Million | Eastern | -1 | 3000
Lateral Hardening | Lateral Hardening-Fuse-92960533,1 | 13972 | 0 | 4717.6932 | 4663.6483 | 80909.0909 | 0.057641 | 0.067424 | 1200000 | 1 | 1 | 0 | 0 | 0 | 1 | Lateral Hardening-Fuse-92960533 | 1500Million | Winter Haven | -1 | 3000
Lateral Hardening | Lateral Hardening-Fuse-93235509,1 | 13696 | 926.3035 | 3117.9502 | 3966.7071 | 68863.6364 | 0.057602 | 0.057386 | 1200000 | 3 | 1 | 0 | 0 | 0 | 1 | Lateral Hardening-Fuse-93235509 | 1500Million | Winter Haven | -1 | 3000
Lateral Hardening | Lateral Hardening-Fuse-10075242,1 | 13656 | 1128.1816 | 7581.62 | 8640.2962 | 150000 | 0.057602 | 0.125 | 1200000 | 1 | 1 | 0 | 0 | 0 | 1 | Lateral Hardening-Fuse-10075242 | 1500Million | Plant City | -1 | 3000
Lateral Hardening | Lateral Hardening-Fuse-92035374,1 | 13910 | 0 | 5892.4367 | 5824.9341 | 101136.3636 | 0.057595 | 0.08428 | 1200000 | 1 | 1 | 0 | 0 | 0 | 1 | Lateral Hardening-Fuse-92035374 | 1500Million | Eastern | -1 | 3000
Lateral Hardening | Lateral Hardening-Fuse-10925095,1 | 13342 | 2222.5169 | 3796.1336 | 5876.3976 | 102045.4545 | 0.057586 | 0.085038 | 1200000 | 8 | 1 | 0 | 0 | 0 | 1 | Lateral Hardening-Fuse-10925095 | 1500Million | South Hillsborough | -1 | 3000
Lateral Hardening | Lateral Hardening-Fuse-93263178,1 | 13175 | 2164.4408 | 850.1621 | 2904.7732 | 50454.5455 | 0.057572 | 0.042045 | 1200000 | 11 | 1 | 0 | 0 | 0 | 1 | Lateral Hardening-Fuse-93263178 | 1500Million | Central | -1 | 3000
Lateral Hardening | Lateral Hardening-Fuse-91174235,1 | 14124 | 2647.5308 | 7701.7406 | 10139.0697 | 176136.3636 | 0.057564 | 0.14678 | 1200000 | 6 | 1 | 0 | 0 | 0 | 1 | Lateral Hardening-Fuse-91174235 | 1500Million | Plant City | -1 | 3000
Lateral Hardening | Lateral Hardening-Fuse-10895233,1 | 13820 | 0 | 3332.0327 | 3293.8616 | 57272.7273 | 0.057512 | 0.047727 | 1200000 |  | 1 | 0 | 0 | 0 | 1 | Lateral Hardening-Fuse-10895233 | 1500Million | South Hillsborough | -1 | 3000
Lateral Hardening | Lateral Hardening-Fuse-10080878,1 | 13668 | 250.7161 | 3178.3585 | 3384.0534 | 58863.6364 | 0.05749 | 0.049053 | 1200000 | 1 | 1 | 0 | 0 | 0 | 1 | Lateral Hardening-Fuse-10080878 | 1500Million | Plant City | -1 | 3000
Lateral Hardening | Lateral Hardening-Fuse-92015543,1 | 13695 | 1456.4681 | 11991.8118 | 13258.5724 | 230909.0909 | 0.057419 | 0.19242 | 1200000 | 3 | 1 | 0 | 0 | 0 | 1 | Lateral Hardening-Fuse-92015543 | 1500Million | Winter Haven | -1 | 3000
Lateral Hardening | Lateral Hardening-Fuse-93015182,1 | 13840 | 0 | 3101.8594 | 3066.3251 | 53409.0909 | 0.057412 | 0.044508 | 1200000 |  | 1 | 0 | 0 | 0 | 1 | Lateral Hardening-Fuse-93015182 | 1500Million | Central | -1 | 3000
Lateral Hardening | Lateral Hardening-Fuse-93306466,1 | 13808 | 909.6909 | 2731.7436 | 3568.7241 | 62272.7273 | 0.057308 | 0.051894 | 1200000 | 2 | 1 | 0 | 0 | 0 | 1 | Lateral Hardening-Fuse-93306466 | 1500Million | Plant City | -1 | 3000
Lateral Hardening | Lateral Hardening-Fuse-10204416,1 | 13337 | 3234.6624 | 3121.396 | 6172.0531 | 107727.2727 | 0.057293 | 0.089773 | 1200000 | 9 | 1 | 0 | 0 | 0 | 1 | Lateral Hardening-Fuse-10204416 | 1500Million | Western | -1 | 3000
Lateral Hardening | Lateral Hardening-Fuse-10124536,1 | 13063 | 0 | 6802.4941 | 7694.4554 | 134318.1818 | 0.057285 | 0.11193 | 1200000 | 1 | 1 | 0 | 0 | 0 | 1 | Lateral Hardening-Fuse-10124536 | 1500Million | Western | -1 | 3000
Lateral Hardening | Lateral Hardening-Fuse-60440050,1 | 14020 | 0 | 8739.2584 | 8639.1432 | 150909.0909 | 0.057247 | 0.12576 | 1200000 | 17 | 1 | 3 | 0 | 3 | 4 | Lateral Hardening-Fuse-60440050 | 1500Million | South Hillsborough | -1 | 3000
Lateral Hardening | Lateral Hardening-Fuse-91678930,1 | 13808 | 407.3667 | 3895.2356 | 4241.3507 | 74090.9091 | 0.057245 | 0.061742 | 1200000 | 1 | 1 | 0 | 0 | 0 | 1 | Lateral Hardening-Fuse-91678930 | 1500Million | Plant City | -1 | 3000
Lateral Hardening | Lateral Hardening-Fuse-90162111,1 | 13805 | 206.6332 | 2472.0871 | 2861.6227 | 50000 | 0.057232 | 0.0375 | 1333333.3333 | 1 | 1 | 0 | 0 | 0 | 1 | Lateral Hardening-Fuse-90162111 | 1500Million | Plant City | -1 | 3000
Lateral Hardening | Lateral Hardening-Fuse-91127457,1 | 13223 | 0 | 4094.9099 | 4595.3962 | 80454.5455 | 0.057118 | 0.067045 | 1200000 | 1 | 1 | 0 | 0 | 0 | 1 | Lateral Hardening-Fuse-91127457 | 1500Million | Central | -1 | 3000
Lateral Hardening | Lateral Hardening-Fuse-10465329,1 | 13434 | 0 | 5394.7912 | 5332.9896 | 93409.0909 | 0.057093 | 0.077841 | 1200000 | 7 | 1 | 0 | 0 | 0 | 1 | Lateral Hardening-Fuse-10465329 | 1500Million | Eastern | -1 | 3000
Lateral Hardening | Lateral Hardening-Fuse-92807101,1 | 13624 | 0 | 10302.2369 | 10184.2166 | 178636.3636 | 0.057011 | 0.14886 | 1200000 |  | 1 | 0 | 0 | 0 | 1 | Lateral Hardening-Fuse-92807101 | 1500Million | Western | -1 | 3000
Lateral Hardening | Lateral Hardening-Fuse-91339998,1 | 13299 | 2762.8719 | 224.5231 | 2850.2004 | 50000 | 0.057004 | 0.036932 | 1353846.1538 | 3 | 1 | 1 | 0 | 1 | 2 | Lateral Hardening-Fuse-91339998 | 1500Million | Winter Haven | -1 | 3000
Lateral Hardening | Lateral Hardening-Fuse-10090442,1 | 13280 | 0 | 14353.3572 | 14188.928 | 249090.9091 | 0.056963 | 0.20758 | 1200000 | 3 | 1 | 0 | 0 | 0 | 1 | Lateral Hardening-Fuse-10090442 | 1500Million | Winter Haven | -1 | 3000
Lateral Hardening | Lateral Hardening-Fuse-91152045,1 | 13786 | 1794.7807 | 11327.4702 | 12927.9784 | 227045.4545 | 0.05694 | 0.1892 | 1200000 | 3 | 1 | 0 | 0 | 0 | 1 | Lateral Hardening-Fuse-91152045 | 1500Million | Plant City | -1 | 3000
Lateral Hardening | Lateral Hardening-Fuse-93311983,1 | 13808 | 1041.5643 | 6997.9665 | 7923.7234 | 139318.1818 | 0.056875 | 0.1161 | 1200000 | 4 | 1 | 0 | 0 | 0 | 1 | Lateral Hardening-Fuse-93311983 | 1500Million | Plant City | -1 | 3000
Lateral Hardening | Lateral Hardening-Fuse-92538004,1 | 13220 | 2874.2206 | 107.4907 | 2842.6003 | 50000 | 0.056852 | 0.022348 | 2237288.1356 | 6 | 1 | 0 | 0 | 0 | 1 | Lateral Hardening-Fuse-92538004 | 1500Million | Western | -1 | 3000
Lateral Hardening | Lateral Hardening-Fuse-10071956,1 | 13305 | 0 | 10851.0275 | 10726.7202 | 188863.6364 | 0.056796 | 0.15739 | 1200000 | 1 | 1 | 0 | 0 | 0 | 1 | Lateral Hardening-Fuse-10071956 | 1500Million | South Hillsborough | -1 | 3000
Lateral Hardening | Lateral Hardening-Fuse-10424228,1 | 13828 | 0 | 5560.8857 | 5497.1813 | 96818.1818 | 0.056778 | 0.080682 | 1200000 | 15 | 1 | 0 | 0 | 0 | 1 | Lateral Hardening-Fuse-10424228 | 1500Million | Central | -1 | 3000
Lateral Hardening | Lateral Hardening-Fuse-92629629,1 | 13303 | 6295.2517 | 2066.9764 | 8035.6666 | 141590.9091 | 0.056753 | 0.11799 | 1200000 | 2 | 1 | 0 | 0 | 0 | 1 | Lateral Hardening-Fuse-92629629 | 1500Million | South Hillsborough | -1 | 3000
Lateral Hardening | Lateral Hardening-Fuse-10556587,1 | 13298 | 488.0741 | 5489.0297 | 7106.9592 | 125227.2727 | 0.056752 | 0.10436 | 1200000 | 2 | 1 | 0 | 0 | 0 | 1 | Lateral Hardening-Fuse-10556587 | 1500Million | Winter Haven | -1 | 3000
Lateral Hardening | Lateral Hardening-Fuse-90117824,1 | 13621 | 507.7135 | 2372.0112 | 2837.4831 | 50000 | 0.05675 | 0.025189 | 1984962.406 | 2 | 1 | 0 | 0 | 0 | 1 | Lateral Hardening-Fuse-90117824 | 1500Million | Western | -1 | 3000
Lateral Hardening | Lateral Hardening-Fuse-92132400,1 | 13198 | 1684.0929 | 2803.893 | 4372.0618 | 77045.4545 | 0.056747 | 0.064205 | 1200000 | 5 | 1 | 0 | 0 | 0 | 1 | Lateral Hardening-Fuse-92132400 | 1500Million | Western | -1 | 3000
Lateral Hardening | Lateral Hardening-Fuse-10743714,1 | 13328 | 1956.7081 | 3911.27 | 6097.1268 | 107500 | 0.056717 | 0.089583 | 1200000 | 4 | 1 | 0 | 0 | 0 | 1 | Lateral Hardening-Fuse-10743714 | 1500Million | Dade City | -1 | 3000
Lateral Hardening | Lateral Hardening-Fuse-10920969,1 | 13797 | 973.6659 | 12750.2958 | 13621.9712 | 240227.2727 | 0.056705 | 0.20019 | 1200000 | 1 | 1 | 0 | 0 | 0 | 1 | Lateral Hardening-Fuse-10920969 | 1500Million | Eastern | -1 | 3000
Lateral Hardening | Lateral Hardening-Fuse-10686235,1 | 13808 | 1931.38 | 7321.3434 | 9162.6155 | 161590.9091 | 0.056703 | 0.13466 | 1200000 | 2 | 1 | 0 | 0 | 0 | 1 | Lateral Hardening-Fuse-10686235 | 1500Million | Plant City | -1 | 3000
Lateral Hardening | Lateral Hardening-Fuse-60065886,1 | 14275 | 242.1814 | 5154.8439 | 5328.6557 | 94090.9091 | 0.056633 | 0.078409 | 1200000 | 1 | 1 | 0 | 0 | 0 | 1 | Lateral Hardening-Fuse-60065886 | 1500Million | Western | -1 | 3000
Lateral Hardening | Lateral Hardening-Fuse-10556672,1 | 13298 | 438.19 | 5554.9888 | 6382.2265 | 112727.2727 | 0.056617 | 0.093939 | 1200000 | 1 | 1 | 0 | 0 | 0 | 1 | Lateral Hardening-Fuse-10556672 | 1500Million | Winter Haven | -1 | 3000
Lateral Hardening | Lateral Hardening-Fuse-90385626,1 | 13669 | 0 | 4761.2993 | 4706.7548 | 83181.8182 | 0.056584 | 0.069318 | 1200000 |  | 1 | 0 | 0 | 0 | 1 | Lateral Hardening-Fuse-90385626 | 1500Million | Western | -1 | 3000
Lateral Hardening | Lateral Hardening-Fuse-92633798,1 | 13331 | 612.3363 | 7457.1716 | 7959.2458 | 140681.8182 | 0.056576 | 0.11723 | 1200000 | 1 | 1 | 0 | 0 | 0 | 1 | Lateral Hardening-Fuse-92633798 | 1500Million | Dade City | -1 | 3000
Lateral Hardening | Lateral Hardening-Fuse-10679419,1 | 13807 | 212.8991 | 2653.6811 | 2828.4642 | 50000 | 0.056569 | 0.040341 | 1239436.6197 | 1 | 1 | 0 | 0 | 0 | 1 | Lateral Hardening-Fuse-10679419 | 1500Million | Plant City | -1 | 3000
Lateral Hardening | Lateral Hardening-Fuse-10745586,1 | 13431 | 779.5942 | 12177.9048 | 12785.6456 | 226136.3636 | 0.05654 | 0.18845 | 1200000 | 2 | 1 | 0 | 0 | 0 | 1 | Lateral Hardening-Fuse-10745586 | 1500Million | Dade City | -1 | 3000
Lateral Hardening | Lateral Hardening-Fuse-91384745,1 | 13916 | 0 | 2856.2701 | 2823.5493 | 50000 | 0.056471 | 0.038258 | 1306930.6931 | 1 | 1 | 0 | 0 | 0 | 1 | Lateral Hardening-Fuse-91384745 | 1500Million | Winter Haven | -1 | 3000
Lateral Hardening | Lateral Hardening-Fuse-93220007,1 | 13459 | 0 | 4989.2805 | 4932.1243 | 87500 | 0.056367 | 0.072917 | 1200000 |  | 1 | 0 | 0 | 0 | 1 | Lateral Hardening-Fuse-93220007 | 1500Million | Eastern | -1 | 3000
Lateral Hardening | Lateral Hardening-Fuse-90691149,1 | 13206 | 2423.3106 | 3963.6637 | 6238.4828 | 110681.8182 | 0.056364 | 0.092235 | 1200000 | 12 | 1 | 0 | 0 | 0 | 1 | Lateral Hardening-Fuse-90691149 | 1500Million | Western | -1 | 3000
Lateral Hardening | Lateral Hardening-Fuse-60206689,1 | 13254 | 282.5019 | 2576.3632 | 2817.9882 | 50000 | 0.05636 | 0.038068 | 1313432.8358 | 1 | 1 | 0 | 0 | 0 | 1 | Lateral Hardening-Fuse-60206689 | 1500Million | South Hillsborough | -1 | 3000
Lateral Hardening | Lateral Hardening-Fuse-93340696,1 | 13049 | 2721.9717 | 2947.8609 | 5518.2047 | 97954.5455 | 0.056334 | 0.081629 | 1200000 | 18 | 1 | 0 | 0 | 0 | 1 | Lateral Hardening-Fuse-93340696 | 1500Million | Central | -1 | 3000
Lateral Hardening | Lateral Hardening-Fuse-10793105,1 | 13470 | 3414.3969 | 8797.353 | 17212.7963 | 305681.8182 | 0.05631 | 0.25473 | 1200000 | 12 | 1 | 0 | 0 | 0 | 1 | Lateral Hardening-Fuse-10793105 | 1500Million | Winter Haven | -1 | 3000
Lateral Hardening | Lateral Hardening-Fuse-90442665,1 | 13308 | 0 | 2641.0743 | 3477.6244 | 61818.1818 | 0.056256 | 0.051515 | 1200000 | 4 | 1 | 0 | 0 | 0 | 1 | Lateral Hardening-Fuse-90442665 | 1500Million | Winter Haven | -1 | 3000
Lateral Hardening | Lateral Hardening-Fuse-91671055,1 | 13724 | 2937.4205 | 16.4634 | 2811.9959 | 50000 | 0.05624 | 0.0073864 | 6769230.7692 | 6 | 1 | 1 | 0 | 1 | 2 | Lateral Hardening-Fuse-91671055 | 1500Million | Plant City | -1 | 3000
Lateral Hardening | Lateral Hardening-Fuse-10876339,1 | 14023 | 535.1041 | 2316.4835 | 2806.6586 | 50000 | 0.056133 | 0.037879 | 1320000 | 2 | 1 | 0 | 0 | 0 | 1 | Lateral Hardening-Fuse-10876339 | 1500Million | South Hillsborough | -1 | 3000
Lateral Hardening | Lateral Hardening-Fuse-10162603,1 | 13031 | 2917.7266 | 30.062 | 2803.6184 | 50000 | 0.056072 | 0.023674 | 2112000 | 3 | 1 | 0 | 0 | 0 | 1 | Lateral Hardening-Fuse-10162603 | 1500Million | Winter Haven | -1 | 3000
Lateral Hardening | Lateral Hardening-Fuse-92528347,1 | 14202 | 0 | 10446.169 | 10326.4998 | 184545.4545 | 0.055956 | 0.15379 | 1200000 | 3 | 1 | 5 | 0 | 5 | 6 | Lateral Hardening-Fuse-92528347 | 1500Million | South Hillsborough | -1 | 3000
Lateral Hardening | Lateral Hardening-Fuse-10025061,1 | 13294 | 0 | 10960.6338 | 10835.0709 | 193863.6364 | 0.05589 | 0.16155 | 1200000 | 2 | 1 | 2 | 0 | 2 | 3 | Lateral Hardening-Fuse-10025061 | 1500Million | Winter Haven | -1 | 3000
Lateral Hardening | Lateral Hardening-Fuse-91517975,1 | 13148 | 834.6385 | 5281.3355 | 6025.451 | 107954.5455 | 0.055815 | 0.089962 | 1200000 | 2 | 1 | 0 | 0 | 0 | 1 | Lateral Hardening-Fuse-91517975 | 1500Million | Plant City | -1 | 3000
Lateral Hardening | Lateral Hardening-Fuse-92208426,1 | 13489 | 468.8897 | 2949.8141 | 3368.4742 | 60454.5455 | 0.055719 | 0.050379 | 1200000 | 1 | 1 | 0 | 0 | 0 | 1 | Lateral Hardening-Fuse-92208426 | 1500Million | South Hillsborough | -1 | 3000
Lateral Hardening | Lateral Hardening-Fuse-10525927,1 | 13729 | 0 | 4992.4165 | 4935.2243 | 88636.3636 | 0.055679 | 0.073864 | 1200000 | 1 | 1 | 0 | 0 | 0 | 1 | Lateral Hardening-Fuse-10525927 | 1500Million | Eastern | -1 | 3000
Lateral Hardening | Lateral Hardening-Fuse-10313323,1 | 13866 | 0 | 4390.3428 | 4340.0479 | 77954.5455 | 0.055674 | 0.064962 | 1200000 | 2 | 1 | 1 | 1 | 0 | 2 | Lateral Hardening-Fuse-10313323 | 1500Million | Western | -1 | 3000
Lateral Hardening | Lateral Hardening-Fuse-93294117,1 | 13808 | 834.0649 | 3514.4362 | 4276.0351 | 76818.1818 | 0.055664 | 0.064015 | 1200000 | 3 | 1 | 0 | 0 | 0 | 1 | Lateral Hardening-Fuse-93294117 | 1500Million | Plant City | -1 | 3000
Lateral Hardening | Lateral Hardening-Fuse-90961817,1 | 14023 | 402.8987 | 2421.1086 | 2782.7946 | 50000 | 0.055656 | 0.026515 | 1885714.2857 | 1 | 1 | 0 | 0 | 0 | 1 | Lateral Hardening-Fuse-90961817 | 1500Million | South Hillsborough | -1 | 3000
Lateral Hardening | Lateral Hardening-Fuse-60587528,1 | 13461 | 1236.7212 | 4900.172 | 6019.7724 | 108181.8182 | 0.055645 | 0.090152 | 1200000 | 4 | 1 | 0 | 0 | 0 | 1 | Lateral Hardening-Fuse-60587528 | 1500Million | Eastern | -1 | 3000
Lateral Hardening | Lateral Hardening-Fuse-10650473,1 | 13391 | 1347.2954 | 3726.2533 | 4968.2098 | 89318.1818 | 0.055624 | 0.074432 | 1200000 | 4 | 1 | 0 | 0 | 0 | 1 | Lateral Hardening-Fuse-10650473 | 1500Million | Plant City | -1 | 3000
Lateral Hardening | Lateral Hardening-Fuse-60376489,1 | 13898 | 0 | 28474.9959 | 28148.792 | 506363.6364 | 0.05559 | 0.42197 | 1200000 | 3 | 1 | 0 | 0 | 0 | 1 | Lateral Hardening-Fuse-60376489 | 1500Million | South Hillsborough | -1 | 3000
Lateral Hardening | Lateral Hardening-Fuse-92626013,1 | 13170 | 0 | 2809.8194 | 2777.6306 | 50000 | 0.055553 | 0.029545 | 1692307.6923 | 1 | 1 | 0 | 0 | 0 | 1 | Lateral Hardening-Fuse-92626013 | 1500Million | Eastern | -1 | 3000
Lateral Hardening | Lateral Hardening-Fuse-92634258,1 | 14032 | 0 | 4877.104 | 4821.2329 | 86818.1818 | 0.055533 | 0.072348 | 1200000 |  | 1 | 0 | 0 | 0 | 1 | Lateral Hardening-Fuse-92634258 | 1500Million | Western | -1 | 3000
Lateral Hardening | Lateral Hardening-Fuse-60025463,1 | 13236 | 0 | 3265.1728 | 3227.7676 | 58181.8182 | 0.055477 | 0.048485 | 1200000 |  | 1 | 0 | 0 | 0 | 1 | Lateral Hardening-Fuse-60025463 | 1500Million | South Hillsborough | -1 | 3000
Lateral Hardening | Lateral Hardening-Fuse-92083217,1 | 13552 | 0 | 23426.2144 | 23157.8483 | 417500 | 0.055468 | 0.34792 | 1200000 | 1 | 1 | 1 | 1 | 0 | 2 | Lateral Hardening-Fuse-92083217 | 1500Million | Central | -1 | 3000
Lateral Hardening | Lateral Hardening-Fuse-10650310,1 | 13391 | 858.5413 | 5579.0131 | 6374.4682 | 115000 | 0.05543 | 0.095833 | 1200000 | 1 | 1 | 0 | 0 | 0 | 1 | Lateral Hardening-Fuse-10650310 | 1500Million | Plant City | -1 | 3000
Lateral Hardening | Lateral Hardening-Fuse-10686216,1 | 13808 | 0 | 3997.3431 | 4818.356 | 87045.4545 | 0.055354 | 0.072538 | 1200000 |  | 1 | 0 | 0 | 0 | 1 | Lateral Hardening-Fuse-10686216 | 1500Million | Plant City | -1 | 3000
Lateral Hardening | Lateral Hardening-Fuse-60374771,1 | 14217 | 806.1758 | 5271.1336 | 5985.1695 | 108181.8182 | 0.055325 | 0.090152 | 1200000 | 2 | 1 | 0 | 0 | 0 | 1 | Lateral Hardening-Fuse-60374771 | 1500Million | Central | -1 | 3000
Lateral Hardening | Lateral Hardening-Fuse-10694163,1 | 13254 | 748.2521 | 4340.2684 | 5013.1906 | 90681.8182 | 0.055283 | 0.075568 | 1200000 | 3 | 1 | 0 | 0 | 0 | 1 | Lateral Hardening-Fuse-10694163 | 1500Million | South Hillsborough | -1 | 3000
Lateral Hardening | Lateral Hardening-Fuse-93214963,1 | 13656 | 849.8581 | 7788.0531 | 8516.9846 | 154090.9091 | 0.055272 | 0.12841 | 1200000 | 2 | 1 | 0 | 0 | 0 | 1 | Lateral Hardening-Fuse-93214963 | 1500Million | Plant City | -1 | 3000
Lateral Hardening | Lateral Hardening-Fuse-10136412,1 | 13119 | 0 | 3354.556 | 3316.1269 | 60000 | 0.055269 | 0.05 | 1200000 | 1 | 1 | 1 | 0 | 1 | 2 | Lateral Hardening-Fuse-10136412 | 1500Million | Plant City | -1 | 3000
Lateral Hardening | Lateral Hardening-Fuse-10895200,1 | 13003 | 926.7183 | 5546.3697 | 7724.3987 | 139772.7273 | 0.055264 | 0.11648 | 1200000 | 3 | 1 | 0 | 0 | 0 | 1 | Lateral Hardening-Fuse-10895200 | 1500Million | South Hillsborough | -1 | 3000
Lateral Hardening | Lateral Hardening-Fuse-10781402,1 | 13706 | 342.0718 | 4000.0691 | 4502.382 | 81590.9091 | 0.055182 | 0.067992 | 1200000 | 1 | 1 | 0 | 0 | 0 | 1 | Lateral Hardening-Fuse-10781402 | 1500Million | Eastern | -1 | 3000
Lateral Hardening | Lateral Hardening-Fuse-10686239,1 | 13808 | 1624.029 | 6085.249 | 7560.5723 | 137045.4545 | 0.055168 | 0.1142 | 1200000 | 4 | 1 | 0 | 0 | 0 | 1 | Lateral Hardening-Fuse-10686239 | 1500Million | Plant City | -1 | 3000
Lateral Hardening | Lateral Hardening-Fuse-10556709,1 | 13298 | 377.0836 | 2623.4804 | 2956.9261 | 53636.3636 | 0.055129 | 0.044697 | 1200000 | 1 | 1 | 0 | 0 | 0 | 1 | Lateral Hardening-Fuse-10556709 | 1500Million | Winter Haven | -1 | 3000
Lateral Hardening | Lateral Hardening-Fuse-92202273,1 | 13007 | 0 | 65880.9768 | 65415.4056 | 1187045.4545 | 0.055108 | 0.9892 | 1200000 | 7 | 1 | 0 | 0 | 0 | 1 | Lateral Hardening-Fuse-92202273 | 1500Million | Plant City | -1 | 3000
Lateral Hardening | Lateral Hardening-Fuse-10530043,1 | 13710 | 0 | 5275.1761 | 5214.7447 | 94772.7273 | 0.055024 | 0.078977 | 1200000 |  | 1 | 0 | 0 | 0 | 1 | Lateral Hardening-Fuse-10530043 | 1500Million | Eastern | -1 | 3000
Lateral Hardening | Lateral Hardening-Fuse-90903270,1 | 13586 | 785.3608 | 3543.7512 | 4263.9562 | 77500 | 0.055019 | 0.064583 | 1200000 | 3 | 1 | 0 | 0 | 0 | 1 | Lateral Hardening-Fuse-90903270 | 1500Million | Western | -1 | 3000
Lateral Hardening | Lateral Hardening-Fuse-90841214,1 | 13423 | 649.3396 | 4351.5227 | 4926.4648 | 89545.4545 | 0.055016 | 0.074621 | 1200000 | 3 | 1 | 0 | 0 | 0 | 1 | Lateral Hardening-Fuse-90841214 | 1500Million | Dade City | -1 | 3000
Lateral Hardening | Lateral Hardening-Fuse-92677018,1 | 13805 | 0 | 4634.8136 | 4581.7181 | 83409.0909 | 0.054931 | 0.069508 | 1200000 |  | 1 | 0 | 0 | 0 | 1 | Lateral Hardening-Fuse-92677018 | 1500Million | Plant City | -1 | 3000
Lateral Hardening | Lateral Hardening-Fuse-92365267,2 | 13431 | 212.4461 | 8670.7983 | 8778.3858 | 159818.1818 | 0.054927 | 0.16648 | 960000 | 1 | 2 | 1 | 0 | 1 | 3 | Lateral Hardening-Fuse-92365267, Lateral Hardening-Fuse-10745583 | 1500Million | Dade City | -1 | 3000
Lateral Hardening | Lateral Hardening-Fuse-92684413,1 | 13793 | 745.7588 | 4664.5385 | 5330.3976 | 97045.4545 | 0.054927 | 0.080871 | 1200000 | 1 | 1 | 0 | 0 | 0 | 1 | Lateral Hardening-Fuse-92684413 | 1500Million | Eastern | -1 | 3000
Lateral Hardening | Lateral Hardening-Fuse-10717257,1 | 13900 | 0 | 10473.6762 | 10353.6918 | 188636.3636 | 0.054887 | 0.1572 | 1200000 | 3 | 1 | 2 | 0 | 2 | 3 | Lateral Hardening-Fuse-10717257 | 1500Million | South Hillsborough | -1 | 3000
Lateral Hardening | Lateral Hardening-Fuse-10159472,1 | 13166 | 5445.3749 | 799.3515 | 5972.8321 | 108863.6364 | 0.054865 | 0.09072 | 1200000 | 8 | 1 | 0 | 0 | 0 | 1 | Lateral Hardening-Fuse-10159472 | 1500Million | Western | -1 | 3000
Lateral Hardening | Lateral Hardening-Fuse-10715646,1 | 13984 | 240.1669 | 3203.1456 | 4139.3778 | 75454.5455 | 0.054859 | 0.062879 | 1200000 | 1 | 1 | 0 | 0 | 0 | 1 | Lateral Hardening-Fuse-10715646 | 1500Million | Plant City | -1 | 3000
Lateral Hardening | Lateral Hardening-Fuse-10487579,1 | 13458 | 0 | 8878.8174 | 8777.1035 | 160000 | 0.054857 | 0.13333 | 1200000 | 2 | 1 | 0 | 0 | 0 | 1 | Lateral Hardening-Fuse-10487579 | 1500Million | Eastern | -1 | 3000
Lateral Hardening | Lateral Hardening-Fuse-92216447,1 | 13039 | 1525.2975 | 4239.0013 | 5644.8776 | 102954.5455 | 0.054829 | 0.085795 | 1200000 | 4 | 1 | 0 | 0 | 0 | 1 | Lateral Hardening-Fuse-92216447 | 1500Million | Eastern | -1 | 3000
Lateral Hardening | Lateral Hardening-Fuse-10662326,1 | 13470 | 0 | 3427.0248 | 3387.7655 | 61818.1818 | 0.054802 | 0.051515 | 1200000 |  | 1 | 0 | 0 | 0 | 1 | Lateral Hardening-Fuse-10662326 | 1500Million | Winter Haven | -1 | 3000
Lateral Hardening | Lateral Hardening-Fuse-93308361,1 | 13808 | 529.1727 | 3357.6162 | 3829.7644 | 70000 | 0.054711 | 0.058333 | 1200000 | 1 | 1 | 0 | 0 | 0 | 1 | Lateral Hardening-Fuse-93308361 | 1500Million | Plant City | -1 | 3000
Lateral Hardening | Lateral Hardening-Fuse-10000758,1 | 13648 | 573.4998 | 3990.0047 | 4497.1363 | 82272.7273 | 0.054661 | 0.068561 | 1200000 | 1 | 1 | 0 | 0 | 0 | 1 | Lateral Hardening-Fuse-10000758 | 1500Million | South Hillsborough | -1 | 3000
Lateral Hardening | Lateral Hardening-Fuse-10339856,1 | 14032 | 0 | 3287.9872 | 3250.3206 | 59545.4545 | 0.054586 | 0.049621 | 1200000 | 13 | 1 | 0 | 0 | 0 | 1 | Lateral Hardening-Fuse-10339856 | 1500Million | Western | -1 | 3000
Lateral Hardening | Lateral Hardening-Fuse-60211071,1 | 14071 | 361.6574 | 3298.2466 | 3607.5736 | 66136.3636 | 0.054548 | 0.055114 | 1200000 | 1 | 1 | 0 | 0 | 0 | 1 | Lateral Hardening-Fuse-60211071 | 1500Million | Western | -1 | 3000
Lateral Hardening | Lateral Hardening-Fuse-91141100,1 | 13003 | 1639.143 | 15359.6618 | 16759.4835 | 307272.7273 | 0.054543 | 0.25606 | 1200000 | 3 | 1 | 0 | 0 | 0 | 1 | Lateral Hardening-Fuse-91141100 | 1500Million | South Hillsborough | -1 | 3000
Lateral Hardening | Lateral Hardening-Fuse-90998386,1 | 13391 | 779.7202 | 3647.8778 | 4362.1249 | 80000 | 0.054527 | 0.066667 | 1200000 | 2 | 1 | 0 | 0 | 0 | 1 | Lateral Hardening-Fuse-90998386 | 1500Million | Plant City | -1 | 3000
Lateral Hardening | Lateral Hardening-Fuse-10556743,1 | 13298 | 194.058 | 2979.7366 | 3131.7366 | 57500 | 0.054465 | 0.047917 | 1200000 | 1 | 1 | 0 | 0 | 0 | 1 | Lateral Hardening-Fuse-10556743 | 1500Million | Winter Haven | -1 | 3000
Lateral Hardening | Lateral Hardening-Fuse-60567506,1 | 13817 | 343.3826 | 3099.4471 | 5259.0279 | 96590.9091 | 0.054446 | 0.080492 | 1200000 | 1 | 1 | 0 | 0 | 0 | 1 | Lateral Hardening-Fuse-60567506 | 1500Million | South Hillsborough | -1 | 3000
Lateral Hardening | Lateral Hardening-Fuse-91356655,1 | 13123 | 837.8839 | 1944.8208 | 2720.829 | 50000 | 0.054417 | 0.029735 | 1681528.6624 | 3 | 1 | 0 | 0 | 0 | 1 | Lateral Hardening-Fuse-91356655 | 1500Million | Plant City | -1 | 3000
Lateral Hardening | Lateral Hardening-Fuse-60398289,1 | 13391 | 550.8023 | 2684.6104 | 3188.2606 | 58636.3636 | 0.054373 | 0.048864 | 1200000 | 2 | 1 | 0 | 0 | 0 | 1 | Lateral Hardening-Fuse-60398289 | 1500Million | Plant City | -1 | 3000
Lateral Hardening | Lateral Hardening-Fuse-93249166,1 | 13175 | 0 | 11311.1437 | 11181.5655 | 205681.8182 | 0.054363 | 0.1714 | 1200000 | 5 | 1 | 0 | 0 | 0 | 1 | Lateral Hardening-Fuse-93249166 | 1500Million | Central | -1 | 3000
Lateral Hardening | Lateral Hardening-Fuse-10745638,1 | 13431 | 1453.468 | 10167.626 | 11453.021 | 210681.8182 | 0.054362 | 0.17557 | 1200000 | 3 | 1 | 0 | 0 | 0 | 1 | Lateral Hardening-Fuse-10745638 | 1500Million | Dade City | -1 | 3000
Lateral Hardening | Lateral Hardening-Fuse-92573575,1 | 13020 | 570.8092 | 4880.1208 | 5374.0767 | 98863.6364 | 0.054358 | 0.082386 | 1200000 | 2 | 1 | 0 | 0 | 0 | 1 | Lateral Hardening-Fuse-92573575 | 1500Million | South Hillsborough | -1 | 3000
Lateral Hardening | Lateral Hardening-Fuse-60024604,1 | 13303 | 0 | 2952.541 | 3443.6665 | 63409.0909 | 0.054309 | 0.052841 | 1200000 | 1 | 1 | 0 | 0 | 0 | 1 | Lateral Hardening-Fuse-60024604 | 1500Million | South Hillsborough | -1 | 3000
Lateral Hardening | Lateral Hardening-Fuse-60018219,1 | 13049 | 1039.562 | 1744.4053 | 2713.2405 | 50000 | 0.054265 | 0.032386 | 1543859.6491 | 5 | 1 | 0 | 0 | 0 | 1 | Lateral Hardening-Fuse-60018219 | 1500Million | Central | -1 | 3000
Lateral Hardening | Lateral Hardening-Fuse-10762941,1 | 13813 | 654.091 | 3965.6441 | 4549.8497 | 83863.6364 | 0.054253 | 0.069886 | 1200000 | 2 | 1 | 0 | 0 | 0 | 1 | Lateral Hardening-Fuse-10762941 | 1500Million | Dade City | -1 | 3000
Lateral Hardening | Lateral Hardening-Fuse-10588807,1 | 13471 | 0 | 10643.6171 | 10621.6465 | 196136.3636 | 0.054154 | 0.16345 | 1200000 |  | 1 | 0 | 0 | 0 | 1 | Lateral Hardening-Fuse-10588807 | 1500Million | Winter Haven | -1 | 3000
Lateral Hardening | Lateral Hardening-Fuse-60311364,1 | 13724 | 2826.3187 | 2977.3664 | 5647.897 | 104318.1818 | 0.054141 | 0.086932 | 1200000 | 8 | 1 | 0 | 0 | 0 | 1 | Lateral Hardening-Fuse-60311364 | 1500Million | Plant City | -1 | 3000
Lateral Hardening | Lateral Hardening-Fuse-60094921,1 | 13531 | 0 | 7926.8217 | 9372.4869 | 173181.8182 | 0.054119 | 0.14432 | 1200000 | 2 | 1 | 1 | 0 | 1 | 2 | Lateral Hardening-Fuse-60094921 | 1500Million | Western | -1 | 3000
Lateral Hardening | Lateral Hardening-Fuse-10686003,1 | 13808 | 2099.5165 | 8996.2951 | 10927.169 | 202045.4545 | 0.054083 | 0.16837 | 1200000 | 6 | 1 | 0 | 0 | 0 | 1 | Lateral Hardening-Fuse-10686003 | 1500Million | Plant City | -1 | 3000
Lateral Hardening | Lateral Hardening-Fuse-93237585,1 | 14040 | 458.9299 | 6322.7626 | 6690.0915 | 123863.6364 | 0.054012 | 0.10322 | 1200000 | 1 | 1 | 0 | 0 | 0 | 1 | Lateral Hardening-Fuse-93237585 | 1500Million | Central | -1 | 3000
Lateral Hardening | Lateral Hardening-Fuse-93220246,1 | 13459 | 291.3826 | 2657.3993 | 2907.3573 | 53863.6364 | 0.053976 | 0.044886 | 1200000 | 1 | 1 | 0 | 0 | 0 | 1 | Lateral Hardening-Fuse-93220246 | 1500Million | Eastern | -1 | 3000
Lateral Hardening | Lateral Hardening-Fuse-60033787,1 | 13110 | 0 | 4366.9195 | 4316.8929 | 80000 | 0.053961 | 0.066667 | 1200000 | 2 | 1 | 1 | 0 | 1 | 2 | Lateral Hardening-Fuse-60033787 | 1500Million | Western | -1 | 3000
Lateral Hardening | Lateral Hardening-Fuse-10382358,1 | 13224 | 0 | 6723.0168 | 6645.9993 | 123181.8182 | 0.053953 | 0.10265 | 1200000 | 5 | 1 | 1 | 0 | 1 | 2 | Lateral Hardening-Fuse-10382358 | 1500Million | Central | -1 | 3000
Lateral Hardening | Lateral Hardening-Fuse-93177466,1 | 13909 | 0 | 2728.7164 | 2697.4567 | 50000 | 0.053949 | 0.031818 | 1571428.5714 | 3 | 1 | 0 | 0 | 0 | 1 | Lateral Hardening-Fuse-93177466 | 1500Million | Eastern | -1 | 3000
Lateral Hardening | Lateral Hardening-Fuse-93217400,1 | 13656 | 9797.8379 | 2525.8915 | 11797.4493 | 218863.6364 | 0.053903 | 0.18239 | 1200000 | 4 | 1 | 0 | 0 | 0 | 1 | Lateral Hardening-Fuse-93217400 | 1500Million | Plant City | -1 | 3000
Lateral Hardening | Lateral Hardening-Fuse-10804804,1 | 13454 | 0 | 5921.9454 | 5854.1048 | 108636.3636 | 0.053887 | 0.09053 | 1200000 | 15 | 1 | 1 | 0 | 1 | 2 | Lateral Hardening-Fuse-10804804 | 1500Million | Eastern | -1 | 3000
Lateral Hardening | Lateral Hardening-Fuse-10759887,1 | 13813 | 9887.6978 | 4085.4053 | 13447.725 | 250000 | 0.053791 | 0.20833 | 1200000 | 3 | 1 | 1 | 0 | 1 | 2 | Lateral Hardening-Fuse-10759887 | 1500Million | Dade City | -1 | 3000
Lateral Hardening | Lateral Hardening-Fuse-10745559,1 | 13431 | 0 | 4613.7469 | 4899.2378 | 91136.3636 | 0.053757 | 0.075947 | 1200000 | 2 | 1 | 0 | 0 | 0 | 1 | Lateral Hardening-Fuse-10745559 | 1500Million | Dade City | -1 | 3000
Lateral Hardening | Lateral Hardening-Fuse-10075360,1 | 13656 | 0 | 7687.805 | 7599.7351 | 141590.9091 | 0.053674 | 0.11799 | 1200000 | 2 | 1 | 1 | 0 | 1 | 2 | Lateral Hardening-Fuse-10075360 | 1500Million | Plant City | -1 | 3000
Lateral Hardening | Lateral Hardening-Fuse-91210950,1 | 13298 | 0 | 81882.2427 | 81541.3527 | 1519772.7273 | 0.053654 | 1.2665 | 1200000 | 2 | 1 | 0 | 0 | 0 | 1 | Lateral Hardening-Fuse-91210950 | 1500Million | Winter Haven | -1 | 3000
Lateral Hardening | Lateral Hardening-Fuse-60105504,1 | 13030 | 577.4059 | 3689.0621 | 4204.9689 | 78409.0909 | 0.053629 | 0.065341 | 1200000 | 2 | 1 | 1 | 0 | 1 | 2 | Lateral Hardening-Fuse-60105504 | 1500Million | Winter Haven | -1 | 3000
Lateral Hardening | Lateral Hardening-Fuse-10662321,1 | 13470 | 0 | 7301.5226 | 7647.7693 | 142727.2727 | 0.053583 | 0.11894 | 1200000 | 1 | 1 | 0 | 0 | 0 | 1 | Lateral Hardening-Fuse-10662321 | 1500Million | Winter Haven | -1 | 3000
Lateral Hardening | Lateral Hardening-Fuse-60562111,1 | 13921 | 2406.2933 | 3084.4829 | 5355.765 | 100000 | 0.053558 | 0.083333 | 1200000 | 11 | 1 | 0 | 0 | 0 | 1 | Lateral Hardening-Fuse-60562111 | 1500Million | Winter Haven | -1 | 3000
Lateral Hardening | Lateral Hardening-Fuse-60258467,1 | 13289 | 0 | 12246.0726 | 12105.784 | 226136.3636 | 0.053533 | 0.18845 | 1200000 | 8 | 1 | 1 | 0 | 1 | 2 | Lateral Hardening-Fuse-60258467 | 1500Million | Winter Haven | -1 | 3000
Lateral Hardening | Lateral Hardening-Fuse-10163215,1 | 13091 | 1720.0404 | 1043.8626 | 2674.7156 | 50000 | 0.053494 | 0.024242 | 2062500 | 11 | 1 | 0 | 0 | 0 | 1 | Lateral Hardening-Fuse-10163215 | 1500Million | Central | -1 | 3000
Lateral Hardening | Lateral Hardening-Fuse-10098509,1 | 13085 | 0 | 8277.801 | 8182.9721 | 153181.8182 | 0.05342 | 0.12765 | 1200000 | 3 | 1 | 0 | 0 | 0 | 1 | Lateral Hardening-Fuse-10098509 | 1500Million | Eastern | -1 | 3000
Lateral Hardening | Lateral Hardening-Fuse-91283089,1 | 13910 | 1324.0147 | 1418.5386 | 2670.3835 | 50000 | 0.053408 | 0.032576 | 1534883.7209 | 7 | 1 | 0 | 0 | 0 | 1 | Lateral Hardening-Fuse-91283089 | 1500Million | Eastern | -1 | 3000
Lateral Hardening | Lateral Hardening-Fuse-92839005,1 | 13586 | 1016.5778 | 6042.2787 | 6954.9736 | 130227.2727 | 0.053406 | 0.10852 | 1200000 | 3 | 1 | 0 | 0 | 0 | 1 | Lateral Hardening-Fuse-92839005 | 1500Million | Western | -1 | 3000
Lateral Hardening | Lateral Hardening-Fuse-60020642,1 | 13679 | 376.2594 | 2332.9924 | 2669.5532 | 50000 | 0.053391 | 0.036932 | 1353846.1538 | 1 | 1 | 0 | 0 | 0 | 1 | Lateral Hardening-Fuse-60020642 | 1500Million | Western | -1 | 3000
Lateral Hardening | Lateral Hardening-Fuse-92679902,1 | 13805 | 1610.2325 | 3025.1807 | 4525.5311 | 84772.7273 | 0.053384 | 0.070644 | 1200000 | 4 | 1 | 0 | 0 | 0 | 1 | Lateral Hardening-Fuse-92679902 | 1500Million | Plant City | -1 | 3000
Lateral Hardening | Lateral Hardening-Fuse-93297169,1 | 13808 | 600.1472 | 4455.0208 | 4983.1767 | 93409.0909 | 0.053348 | 0.077841 | 1200000 | 2 | 1 | 0 | 0 | 0 | 1 | Lateral Hardening-Fuse-93297169 | 1500Million | Plant City | -1 | 3000
Lateral Hardening | Lateral Hardening-Fuse-10754790,1 | 14306 | 5023.2241 | 25316.0609 | 29910.3225 | 560909.0909 | 0.053325 | 0.46742 | 1200000 | 20 | 1 | 0 | 0 | 0 | 1 | Lateral Hardening-Fuse-10754790 | 1500Million | Dade City | -1 | 3000
Lateral Hardening | Lateral Hardening-Fuse-10876329,1 | 14023 | 464.3816 | 10323.1556 | 10651.2789 | 199772.7273 | 0.053317 | 0.16648 | 1200000 | 1 | 1 | 0 | 0 | 0 | 1 | Lateral Hardening-Fuse-10876329 | 1500Million | South Hillsborough | -1 | 3000
Lateral Hardening | Lateral Hardening-Fuse-93208283,1 | 13656 | 555.5694 | 2531.3755 | 3040.2545 | 57045.4545 | 0.053295 | 0.047538 | 1200000 | 2 | 1 | 0 | 0 | 0 | 1 | Lateral Hardening-Fuse-93208283 | 1500Million | Plant City | -1 | 3000
Lateral Hardening | Lateral Hardening-Fuse-90850535,1 | 13724 | 0 | 4577.5007 | 5050.0109 | 94772.7273 | 0.053285 | 0.078977 | 1200000 | 2 | 1 | 0 | 0 | 0 | 1 | Lateral Hardening-Fuse-90850535 | 1500Million | Plant City | -1 | 3000
Lateral Hardening | Lateral Hardening-Fuse-92692145,1 | 13830 | 1341.861 | 1397.0459 | 2661.1858 | 50000 | 0.053224 | 0.039205 | 1275362.3188 | 8 | 1 | 0 | 0 | 0 | 1 | Lateral Hardening-Fuse-92692145 | 1500Million | Central | -1 | 3000
Lateral Hardening | Lateral Hardening-Fuse-93222227,1 | 13459 | 3639.0206 | 569.1794 | 4025.1761 | 75681.8182 | 0.053186 | 0.063068 | 1200000 | 2 | 1 | 0 | 0 | 0 | 1 | Lateral Hardening-Fuse-93222227 | 1500Million | Eastern | -1 | 3000
Lateral Hardening | Lateral Hardening-Fuse-10070695,1 | 13268 | 285.6292 | 3620.9565 | 3855.2951 | 72500 | 0.053176 | 0.060417 | 1200000 | 1 | 1 | 0 | 0 | 0 | 1 | Lateral Hardening-Fuse-10070695 | 1500Million | Plant City | -1 | 3000
Lateral Hardening | Lateral Hardening-Fuse-60133487,1 | 13172 | 0 | 4154.0802 | 4106.4919 | 77272.7273 | 0.053143 | 0.064394 | 1200000 | 1 | 1 | 0 | 0 | 0 | 1 | Lateral Hardening-Fuse-60133487 | 1500Million | Eastern | -1 | 3000
Lateral Hardening | Lateral Hardening-Fuse-10895230,1 | 13820 | 0 | 6338.2224 | 8958.3288 | 168636.3636 | 0.053122 | 0.14053 | 1200000 | 5 | 1 | 0 | 0 | 0 | 1 | Lateral Hardening-Fuse-10895230 | 1500Million | South Hillsborough | -1 | 3000
Lateral Hardening | Lateral Hardening-Fuse-90482792,1 | 13473 | 2335.6967 | 5632.8335 | 7798.5489 | 146818.1818 | 0.053117 | 0.12235 | 1200000 | 12 | 1 | 0 | 0 | 0 | 1 | Lateral Hardening-Fuse-90482792 | 1500Million | Winter Haven | -1 | 3000
Lateral Hardening | Lateral Hardening-Fuse-91578998,1 | 13312 | 0 | 7139.0261 | 7057.2429 | 132954.5455 | 0.05308 | 0.1108 | 1200000 | 22 | 1 | 2 | 0 | 2 | 3 | Lateral Hardening-Fuse-91578998 | 1500Million | Winter Haven | -1 | 3000
Lateral Hardening | Lateral Hardening-Fuse-10098512,1 | 13085 | 0 | 9591.7058 | 9481.8251 | 178636.3636 | 0.053079 | 0.14886 | 1200000 | 3 | 1 | 0 | 0 | 0 | 1 | Lateral Hardening-Fuse-10098512 | 1500Million | Eastern | -1 | 3000
Lateral Hardening | Lateral Hardening-Fuse-91438450,1 | 13388 | 557.6296 | 3530.7456 | 4028.2688 | 75909.0909 | 0.053067 | 0.063258 | 1200000 | 1 | 1 | 0 | 0 | 0 | 1 | Lateral Hardening-Fuse-91438450 | 1500Million | Plant City | -1 | 3000
Lateral Hardening | Lateral Hardening-Fuse-10158929,1 | 13164 | 734.1372 | 1974.5353 | 2652.4141 | 50000 | 0.053048 | 0.034091 | 1466666.6667 | 6 | 1 | 0 | 0 | 0 | 1 | Lateral Hardening-Fuse-10158929 | 1500Million | Western | -1 | 3000
Lateral Hardening | Lateral Hardening-Fuse-93304169,1 | 13808 | 1135.0459 | 7042.2348 | 8055.3931 | 152045.4545 | 0.05298 | 0.1267 | 1200000 | 3 | 1 | 0 | 0 | 0 | 1 | Lateral Hardening-Fuse-93304169 | 1500Million | Plant City | -1 | 3000
Lateral Hardening | Lateral Hardening-Fuse-93311317,1 | 13808 | 2509.5622 | 9908.9682 | 12202.9682 | 230454.5455 | 0.052952 | 0.19205 | 1200000 | 10 | 1 | 0 | 0 | 0 | 1 | Lateral Hardening-Fuse-93311317 | 1500Million | Plant City | -1 | 3000
Lateral Hardening | Lateral Hardening-Fuse-10391649,1 | 13546 | 2044.0141 | 4758.8519 | 6660.6935 | 125909.0909 | 0.052901 | 0.10492 | 1200000 | 7 | 1 | 0 | 0 | 0 | 1 | Lateral Hardening-Fuse-10391649 | 1500Million | Central | -1 | 3000
Lateral Hardening | Lateral Hardening-Fuse-10605200,1 | 13924 | 273.4434 | 5921.3076 | 6116.9483 | 115681.8182 | 0.052877 | 0.096402 | 1200000 | 1 | 1 | 0 | 0 | 0 | 1 | Lateral Hardening-Fuse-10605200 | 1500Million | Winter Haven | -1 | 3000
Lateral Hardening | Lateral Hardening-Fuse-93173488,1 | 13805 | 230.8755 | 3057.7339 | 3243.8012 | 61363.6364 | 0.052862 | 0.051136 | 1200000 | 1 | 1 | 0 | 0 | 0 | 1 | Lateral Hardening-Fuse-93173488 | 1500Million | Plant City | -1 | 3000
Lateral Hardening | Lateral Hardening-Fuse-10469944,1 | 13213 | 0 | 2670.8109 | 2640.2146 | 50000 | 0.052804 | 0.037879 | 1320000 |  | 1 | 1 | 0 | 1 | 2 | Lateral Hardening-Fuse-10469944 | 1500Million | Eastern | -1 | 3000
Lateral Hardening | Lateral Hardening-Fuse-60372736,1 | 13485 | 0 | 12430.8123 | 12288.4074 | 232954.5455 | 0.05275 | 0.19413 | 1200000 |  | 1 | 1 | 1 | 0 | 2 | Lateral Hardening-Fuse-60372736 | 1500Million | Western | -1 | 3000
Lateral Hardening | Lateral Hardening-Fuse-10629013,1 | 13146 | 426.5812 | 5407.8222 | 5757.802 | 109318.1818 | 0.05267 | 0.091098 | 1200000 | 1 | 1 | 0 | 0 | 0 | 1 | Lateral Hardening-Fuse-10629013 | 1500Million | Plant City | -1 | 3000
Lateral Hardening | Lateral Hardening-Fuse-10762892,1 | 13815 | 1502.5708 | 9454.5128 | 10796.5004 | 205454.5455 | 0.052549 | 0.17121 | 1200000 | 2 | 1 | 0 | 0 | 0 | 1 | Lateral Hardening-Fuse-10762892 | 1500Million | Dade City | -1 | 3000
Lateral Hardening | Lateral Hardening-Fuse-10472630,1 | 14114 | 331.1278 | 2080.8513 | 2627.2563 | 50000 | 0.052545 | 0.026136 | 1913043.4783 | 1 | 1 | 0 | 0 | 0 | 1 | Lateral Hardening-Fuse-10472630 | 1500Million | Eastern | -1 | 3000
Lateral Hardening | Lateral Hardening-Fuse-10055018,1 | 13419 | 4282.1912 | 4096.626 | 8140.921 | 155000 | 0.052522 | 0.12917 | 1200000 | 26 | 1 | 0 | 0 | 0 | 1 | Lateral Hardening-Fuse-10055018 | 1500Million | Central | -1 | 3000
Lateral Hardening | Lateral Hardening-Fuse-92870410,1 | 13460 | 0 | 6117.2758 | 6047.1975 | 115227.2727 | 0.052481 | 0.096023 | 1200000 | 1 | 1 | 1 | 0 | 1 | 2 | Lateral Hardening-Fuse-92870410 | 1500Million | Eastern | -1 | 3000
Lateral Hardening | Lateral Hardening-Fuse-60028885,1 | 13007 | 0 | 9348.4819 | 9241.3875 | 176136.3636 | 0.052467 | 0.14678 | 1200000 |  | 1 | 0 | 0 | 0 | 1 | Lateral Hardening-Fuse-60028885 | 1500Million | Plant City | -1 | 3000
Lateral Hardening | Lateral Hardening-Fuse-92527544,1 | 13219 | 1279.168 | 5314.4004 | 6483.2695 | 123636.3636 | 0.052438 | 0.10303 | 1200000 | 4 | 1 | 0 | 0 | 0 | 1 | Lateral Hardening-Fuse-92527544 | 1500Million | Western | -1 | 3000
Lateral Hardening | Lateral Hardening-Fuse-92865971,1 | 13460 | 0 | 2880.8516 | 2847.8492 | 54318.1818 | 0.052429 | 0.045265 | 1200000 |  | 1 | 0 | 0 | 0 | 1 | Lateral Hardening-Fuse-92865971 | 1500Million | Eastern | -1 | 3000
Lateral Hardening | Lateral Hardening-Fuse-10688328,1 | 13068 | 2211.8156 | 2754.3686 | 4836.6438 | 92272.7273 | 0.052417 | 0.076894 | 1200000 | 17 | 1 | 0 | 0 | 0 | 1 | Lateral Hardening-Fuse-10688328 | 1500Million | Western | -1 | 3000
Lateral Hardening | Lateral Hardening-Fuse-60029467,1 | 13062 | 0 | 4876.386 | 4820.5231 | 92045.4545 | 0.052371 | 0.076705 | 1200000 | 1 | 1 | 0 | 0 | 0 | 1 | Lateral Hardening-Fuse-60029467 | 1500Million | Western | -1 | 3000
Lateral Hardening | Lateral Hardening-Fuse-10916730,1 | 13805 | 1332.4609 | 4762.1046 | 5980.3042 | 114318.1818 | 0.052313 | 0.095265 | 1200000 | 2 | 1 | 0 | 0 | 0 | 1 | Lateral Hardening-Fuse-10916730 | 1500Million | Plant City | -1 | 3000
Lateral Hardening | Lateral Hardening-Fuse-91511416,1 | 13854 | 667.1554 | 1998.6087 | 2613.1002 | 50000 | 0.052262 | 0.041477 | 1205479.4521 | 2 | 1 | 0 | 0 | 0 | 1 | Lateral Hardening-Fuse-91511416 | 1500Million | Plant City | -1 | 3000
Lateral Hardening | Lateral Hardening-Fuse-90102546,1 | 13405 | 500.8913 | 2154.3296 | 2612.7655 | 50000 | 0.052255 | 0.028409 | 1760000 | 2 | 1 | 0 | 0 | 0 | 1 | Lateral Hardening-Fuse-90102546 | 1500Million | Western | -1 | 3000
Lateral Hardening | Lateral Hardening-Fuse-93192936,1 | 13656 | 323.7829 | 3095.1309 | 3371.6411 | 64545.4545 | 0.052237 | 0.053788 | 1200000 | 1 | 1 | 0 | 0 | 0 | 1 | Lateral Hardening-Fuse-93192936 | 1500Million | Plant City | -1 | 3000
Lateral Hardening | Lateral Hardening-Fuse-90631758,1 | 13579 | 494.1614 | 4382.6725 | 4806.5392 | 92045.4545 | 0.052219 | 0.076705 | 1200000 | 1 | 1 | 0 | 0 | 0 | 1 | Lateral Hardening-Fuse-90631758 | 1500Million | Eastern | -1 | 3000
Lateral Hardening | Lateral Hardening-Fuse-60181068,1 | 13388 | 4168.5077 | 424.8251 | 4390.3308 | 84090.9091 | 0.052209 | 0.070076 | 1200000 | 2 | 1 | 0 | 0 | 0 | 1 | Lateral Hardening-Fuse-60181068 | 1500Million | Plant City | -1 | 3000
Lateral Hardening | Lateral Hardening-Fuse-10204428,1 | 13337 | 0 | 6203.8722 | 6132.8019 | 117500 | 0.052194 | 0.097917 | 1200000 | 3 | 1 | 0 | 0 | 0 | 1 | Lateral Hardening-Fuse-10204428 | 1500Million | Western | -1 | 3000
Lateral Hardening | Lateral Hardening-Fuse-91093490,1 | 13037 | 3087.0622 | 1959.0768 | 4885.9024 | 93636.3636 | 0.05218 | 0.07803 | 1200000 | 14 | 1 | 0 | 0 | 0 | 1 | Lateral Hardening-Fuse-91093490 | 1500Million | Central | -1 | 3000
Lateral Hardening | Lateral Hardening-Fuse-90162226,1 | 13805 | 1253.3069 | 4719.921 | 5858.3004 | 112272.7273 | 0.052179 | 0.093561 | 1200000 | 4 | 1 | 0 | 0 | 0 | 1 | Lateral Hardening-Fuse-90162226 | 1500Million | Plant City | -1 | 3000
Lateral Hardening | Lateral Hardening-Fuse-92360326,1 | 13330 | 808.7004 | 1859.9759 | 2608.4531 | 50000 | 0.052169 | 0.040909 | 1222222.2222 | 3 | 1 | 0 | 0 | 0 | 1 | Lateral Hardening-Fuse-92360326 | 1500Million | Dade City | -1 | 3000
Lateral Hardening | Lateral Hardening-Fuse-91474545,1 | 14306 | 1513.8002 | 6435.8658 | 7819.9542 | 150227.2727 | 0.052054 | 0.12519 | 1200000 | 3 | 1 | 0 | 0 | 0 | 1 | Lateral Hardening-Fuse-91474545 | 1500Million | Dade City | -1 | 3000
Lateral Hardening | Lateral Hardening-Fuse-10635150,1 | 13242 | 254.1412 | 2384.7266 | 2602.1852 | 50000 | 0.052044 | 0.038447 | 1300492.6108 | 1 | 1 | 0 | 0 | 0 | 1 | Lateral Hardening-Fuse-10635150 | 1500Million | Plant City | -1 | 3000
Lateral Hardening | Lateral Hardening-Fuse-60076924,3 | 13121 | 0 | 11617.6477 | 15512.5961 | 298181.8182 | 0.052024 | 0.31061 | 960000 | 3 | 3 | 1 | 0 | 1 | 4 | Lateral Hardening-Fuse-60076924, Lateral Hardening-Fuse-10140397, Lateral Hardening-Fuse-60076917 | 1500Million | Plant City | -1 | 3000
Lateral Hardening | Lateral Hardening-Fuse-10904211,1 | 13709 | 553.986 | 3358.7243 | 3853.5205 | 74090.9091 | 0.052011 | 0.061742 | 1200000 | 2 | 1 | 0 | 0 | 0 | 1 | Lateral Hardening-Fuse-10904211 | 1500Million | Eastern | -1 | 3000
Lateral Hardening | Lateral Hardening-Fuse-93049865,1 | 13019 | 520.5759 | 9909.7321 | 10294.2833 | 197954.5455 | 0.052003 | 0.16496 | 1200000 | 1 | 1 | 0 | 0 | 0 | 1 | Lateral Hardening-Fuse-93049865 | 1500Million | South Hillsborough | -1 | 3000
Lateral Hardening | Lateral Hardening-Fuse-91016147,1 | 13624 | 974.9289 | 1831.6212 | 2740.021 | 52727.2727 | 0.051966 | 0.043939 | 1200000 | 4 | 1 | 0 | 0 | 0 | 1 | Lateral Hardening-Fuse-91016147 | 1500Million | Western | -1 | 3000
Lateral Hardening | Lateral Hardening-Fuse-90554076,1 | 13633 | 0 | 3694.1395 | 3651.8202 | 70454.5455 | 0.051832 | 0.058712 | 1200000 | 7 | 1 | 0 | 0 | 0 | 1 | Lateral Hardening-Fuse-90554076 | 1500Million | Central | -1 | 3000
Lateral Hardening | Lateral Hardening-Fuse-10250639,1 | 13574 | 0 | 6227.0354 | 6155.6998 | 118863.6364 | 0.051788 | 0.099053 | 1200000 | 18 | 1 | 0 | 0 | 0 | 1 | Lateral Hardening-Fuse-10250639 | 1500Million | Western | -1 | 3000
Lateral Hardening | Lateral Hardening-Fuse-92642378,1 | 13331 | 0 | 2619.287 | 2589.281 | 50000 | 0.051786 | 0.026515 | 1885714.2857 | 1 | 1 | 0 | 0 | 0 | 1 | Lateral Hardening-Fuse-92642378 | 1500Million | Dade City | -1 | 3000
Lateral Hardening | Lateral Hardening-Fuse-93101391,1 | 13586 | 286.725 | 4841.9173 | 5060.1601 | 97727.2727 | 0.051778 | 0.081439 | 1200000 | 1 | 1 | 0 | 0 | 0 | 1 | Lateral Hardening-Fuse-93101391 | 1500Million | Western | -1 | 3000
Lateral Hardening | Lateral Hardening-Fuse-10000912,1 | 13648 | 401.2843 | 5357.9735 | 5683.4406 | 109772.7273 | 0.051775 | 0.091477 | 1200000 | 1 | 1 | 0 | 0 | 0 | 1 | Lateral Hardening-Fuse-10000912 | 1500Million | South Hillsborough | -1 | 3000
Lateral Hardening | Lateral Hardening-Fuse-91869362,1 | 13391 | 1180.419 | 1473.1597 | 2587.5581 | 50000 | 0.051751 | 0.036553 | 1367875.6477 | 6 | 1 | 0 | 0 | 0 | 1 | Lateral Hardening-Fuse-91869362 | 1500Million | Plant City | -1 | 3000
Lateral Hardening | Lateral Hardening-Fuse-90508146,1 | 13079 | 0 | 2616.7925 | 2586.815 | 50000 | 0.051736 | 0.032765 | 1526011.5607 | 3 | 1 | 0 | 0 | 0 | 1 | Lateral Hardening-Fuse-90508146 | 1500Million | Western | -1 | 3000
Lateral Hardening | Lateral Hardening-Fuse-91505580,1 | 13146 | 0 | 4472.1784 | 4420.946 | 85454.5455 | 0.051734 | 0.071212 | 1200000 |  | 1 | 0 | 0 | 0 | 1 | Lateral Hardening-Fuse-91505580 | 1500Million | Plant City | -1 | 3000
Lateral Hardening | Lateral Hardening-Fuse-93044122,1 | 13813 | 1199.5346 | 4211.0189 | 5308.9063 | 102727.2727 | 0.05168 | 0.085606 | 1200000 | 2 | 1 | 0 | 0 | 0 | 1 | Lateral Hardening-Fuse-93044122 | 1500Million | Dade City | -1 | 3000
Lateral Hardening | Lateral Hardening-Fuse-92608954,1 | 13390 | 0 | 4158.4645 | 4110.8259 | 79545.4545 | 0.051679 | 0.066288 | 1200000 | 1 | 1 | 0 | 0 | 0 | 1 | Lateral Hardening-Fuse-92608954 | 1500Million | Plant City | -1 | 3000
Lateral Hardening | Lateral Hardening-Fuse-91484843,1 | 13657 | 2197.2872 | 489.3029 | 2583.1637 | 50000 | 0.051663 | 0.011742 | 4258064.5161 | 20 | 1 | 1 | 0 | 1 | 2 | Lateral Hardening-Fuse-91484843 | 1500Million | Plant City | -1 | 3000
Lateral Hardening | Lateral Hardening-Fuse-10168793,1 | 13208 | 720.822 | 1915.8658 | 2581.4435 | 50000 | 0.051629 | 0.032008 | 1562130.1775 | 5 | 1 | 0 | 0 | 0 | 1 | Lateral Hardening-Fuse-10168793 | 1500Million | Western | -1 | 3000
Lateral Hardening | Lateral Hardening-Fuse-92604701,1 | 13390 | 577.9158 | 3635.7039 | 4151.7106 | 80454.5455 | 0.051603 | 0.067045 | 1200000 | 1 | 1 | 0 | 0 | 0 | 1 | Lateral Hardening-Fuse-92604701 | 1500Million | Plant City | -1 | 3000
Lateral Hardening | Lateral Hardening-Fuse-92100339,1 | 13450 | 0 | 2609.5595 | 2579.6649 | 50000 | 0.051593 | 0.038258 | 1306930.6931 | 10 | 1 | 0 | 0 | 0 | 1 | Lateral Hardening-Fuse-92100339 | 1500Million | Western | -1 | 3000
Lateral Hardening | Lateral Hardening-Fuse-60408293,1 | 13924 | 14029.5405 | 5097.4844 | 18385.229 | 356363.6364 | 0.051591 | 0.29697 | 1200000 | 4 | 1 | 0 | 0 | 0 | 1 | Lateral Hardening-Fuse-60408293 | 1500Million | Winter Haven | -1 | 3000
Lateral Hardening | Lateral Hardening-Fuse-93216410,1 | 13656 | 394.8085 | 6709.567 | 7009.2886 | 135909.0909 | 0.051573 | 0.11326 | 1200000 | 1 | 1 | 0 | 0 | 0 | 1 | Lateral Hardening-Fuse-93216410 | 1500Million | Plant City | -1 | 3000
Lateral Hardening | Lateral Hardening-Fuse-93301955,1 | 13808 | 235.1157 | 3113.8919 | 3303.3764 | 64090.9091 | 0.051542 | 0.053409 | 1200000 | 1 | 1 | 0 | 0 | 0 | 1 | Lateral Hardening-Fuse-93301955 | 1500Million | Plant City | -1 | 3000
Lateral Hardening | Lateral Hardening-Fuse-93050619,1 | 14020 | 1146.0313 | 3467.3785 | 4520.9451 | 87727.2727 | 0.051534 | 0.073106 | 1200000 | 2 | 1 | 0 | 0 | 0 | 1 | Lateral Hardening-Fuse-93050619 | 1500Million | South Hillsborough | -1 | 3000
Lateral Hardening | Lateral Hardening-Fuse-10162608,1 | 13031 | 7327.1326 | 11113.219 | 17972.5194 | 348863.6364 | 0.051517 | 0.29072 | 1200000 | 35 | 1 | 0 | 0 | 0 | 1 | Lateral Hardening-Fuse-10162608 | 1500Million | Winter Haven | -1 | 3000
Lateral Hardening | Lateral Hardening-Fuse-60210264,1 | 13330 | 1380.6615 | 12522.3493 | 13703.9189 | 266590.9091 | 0.051404 | 0.22216 | 1200000 | 2 | 1 | 0 | 0 | 0 | 1 | Lateral Hardening-Fuse-60210264 | 1500Million | Dade City | -1 | 3000
Lateral Hardening | Lateral Hardening-Fuse-90963284,1 | 13004 | 0 | 6537.4726 | 6462.5806 | 126136.3636 | 0.051235 | 0.10511 | 1200000 | 2 | 1 | 2 | 0 | 2 | 3 | Lateral Hardening-Fuse-90963284 | 1500Million | Dade City | -1 | 3000
Lateral Hardening | Lateral Hardening-Fuse-92936147,1 | 13461 | 960.2364 | 1804.0181 | 2698.728 | 52727.2727 | 0.051183 | 0.043939 | 1200000 | 4 | 1 | 0 | 0 | 0 | 1 | Lateral Hardening-Fuse-92936147 | 1500Million | Eastern | -1 | 3000
Lateral Hardening | Lateral Hardening-Fuse-10612120,1 | 13927 | 807.9865 | 4221.6755 | 4954.6338 | 96818.1818 | 0.051175 | 0.080682 | 1200000 | 2 | 1 | 0 | 0 | 0 | 1 | Lateral Hardening-Fuse-10612120 | 1500Million | Winter Haven | -1 | 3000
Lateral Hardening | Lateral Hardening-Fuse-10650379,1 | 13391 | 979.9471 | 5169.4243 | 6058.6472 | 118409.0909 | 0.051167 | 0.098674 | 1200000 | 2 | 1 | 0 | 0 | 0 | 1 | Lateral Hardening-Fuse-10650379 | 1500Million | Plant City | -1 | 3000
Lateral Hardening | Lateral Hardening-Fuse-10477673,1 | 13435 | 0 | 2584.9868 | 2555.3737 | 50000 | 0.051107 | 0.029545 | 1692307.6923 | 2 | 1 | 0 | 0 | 0 | 1 | Lateral Hardening-Fuse-10477673 | 1500Million | Eastern | -1 | 3000
Lateral Hardening | Lateral Hardening-Fuse-92672999,1 | 13064 | 2841.029 | 2817.0127 | 5500.2313 | 107727.2727 | 0.051057 | 0.089773 | 1200000 | 15 | 1 | 0 | 0 | 0 | 1 | Lateral Hardening-Fuse-92672999 | 1500Million | Western | -1 | 3000
Lateral Hardening | Lateral Hardening-Fuse-60238496,1 | 13839 | 355.5702 | 2525.4446 | 2838.9816 | 55681.8182 | 0.050986 | 0.046402 | 1200000 | 1 | 1 | 0 | 0 | 0 | 1 | Lateral Hardening-Fuse-60238496 | 1500Million | Central | -1 | 3000
Lateral Hardening | Lateral Hardening-Fuse-60609632,1 | 13501 | 0 | 2894.0818 | 2860.9277 | 56136.3636 | 0.050964 | 0.04678 | 1200000 | 1 | 1 | 0 | 0 | 0 | 1 | Lateral Hardening-Fuse-60609632 | 1500Million | Eastern | -1 | 3000
Lateral Hardening | Lateral Hardening-Fuse-10629037,1 | 13787 | 1082.9634 | 8458.0629 | 9405.0752 | 184545.4545 | 0.050963 | 0.15379 | 1200000 | 2 | 1 | 0 | 0 | 0 | 1 | Lateral Hardening-Fuse-10629037 | 1500Million | Plant City | -1 | 3000
Lateral Hardening | Lateral Hardening-Fuse-10080980,1 | 13668 | 248.8655 | 2335.2226 | 2548.167 | 50000 | 0.050963 | 0.033902 | 1474860.3352 | 1 | 1 | 0 | 0 | 0 | 1 | Lateral Hardening-Fuse-10080980 | 1500Million | Plant City | -1 | 3000
Lateral Hardening | Lateral Hardening-Fuse-60218299,1 | 13340 | 2523.1827 | 145.9655 | 2547.2839 | 50000 | 0.050946 | 0.037121 | 1346938.7755 | 2 | 1 | 0 | 0 | 0 | 1 | Lateral Hardening-Fuse-60218299 | 1500Million | South Hillsborough | -1 | 3000
Lateral Hardening | Lateral Hardening-Fuse-10798812,1 | 13650 | 857.2385 | 4479.0141 | 5256.651 | 103181.8182 | 0.050946 | 0.085985 | 1200000 | 2 | 1 | 0 | 0 | 0 | 1 | Lateral Hardening-Fuse-10798812 | 1500Million | South Hillsborough | -1 | 3000
Lateral Hardening | Lateral Hardening-Fuse-92531823,1 | 13479 | 3568.0297 | 5415.5248 | 8764.1014 | 172045.4545 | 0.050941 | 0.14337 | 1200000 | 12 | 1 | 0 | 0 | 0 | 1 | Lateral Hardening-Fuse-92531823 | 1500Million | Winter Haven | -1 | 3000
Lateral Hardening | Lateral Hardening-Fuse-93284456,1 | 13808 | 444.2557 | 3899.8538 | 4281.0744 | 84090.9091 | 0.05091 | 0.070076 | 1200000 | 1 | 1 | 0 | 0 | 0 | 1 | Lateral Hardening-Fuse-93284456 | 1500Million | Plant City | -1 | 3000
Lateral Hardening | Lateral Hardening-Fuse-10556569,1 | 13298 | 992.8116 | 6177.9886 | 9301.0379 | 182954.5455 | 0.050838 | 0.15246 | 1200000 | 3 | 1 | 0 | 0 | 0 | 1 | Lateral Hardening-Fuse-10556569 | 1500Million | Winter Haven | -1 | 3000
Lateral Hardening | Lateral Hardening-Fuse-10710640,1 | 14000 | 237.2828 | 3611.6003 | 3797.4806 | 74772.7273 | 0.050787 | 0.062311 | 1200000 | 1 | 1 | 0 | 0 | 0 | 1 | Lateral Hardening-Fuse-10710640 | 1500Million | Plant City | -1 | 3000
Lateral Hardening | Lateral Hardening-Fuse-92609199,1 | 13390 | 1319.4315 | 5076.2299 | 6274.4442 | 123636.3636 | 0.050749 | 0.10303 | 1200000 | 3 | 1 | 0 | 0 | 0 | 1 | Lateral Hardening-Fuse-92609199 | 1500Million | Plant City | -1 | 3000
Lateral Hardening | Lateral Hardening-Fuse-92442973,1 | 14050 | 0 | 107365.3006 | 104276.3405 | 2055227.2727 | 0.050737 | 1.7127 | 1200000 | 5 | 1 | 0 | 0 | 0 | 1 | Lateral Hardening-Fuse-92442973 | 1500Million | Plant City | -1 | 3000
Lateral Hardening | Lateral Hardening-Fuse-60450486,1 | 13764 | 0 | 4337.0619 | 4287.3774 | 84545.4545 | 0.050711 | 0.070455 | 1200000 |  | 1 | 1 | 1 | 0 | 2 | Lateral Hardening-Fuse-60450486 | 1500Million | Western | -1 | 3000
Lateral Hardening | Lateral Hardening-Fuse-91529072,2 | 13552 | 0 | 11460.6823 | 11329.391 | 223818.1818 | 0.050619 | 0.23314 | 960000 | 2 | 2 | 1 | 0 | 1 | 3 | Lateral Hardening-Fuse-91529072, Lateral Hardening-Fuse-10394126 | 1500Million | Central | -1 | 3000
Lateral Hardening | Lateral Hardening-Fuse-92602823,1 | 13010 | 0 | 2560.0691 | 2530.7415 | 50000 | 0.050615 | 0.013258 | 3771428.5714 | 1 | 1 | 0 | 0 | 0 | 1 | Lateral Hardening-Fuse-92602823 | 1500Million | Plant City | -1 | 3000
Lateral Hardening | Lateral Hardening-Fuse-10075253,1 | 13656 | 2160.3029 | 18836.2187 | 20706.0321 | 409318.1818 | 0.050587 | 0.3411 | 1200000 | 4 | 1 | 0 | 0 | 0 | 1 | Lateral Hardening-Fuse-10075253 | 1500Million | Plant City | -1 | 3000
Lateral Hardening | Lateral Hardening-Fuse-91350078,1 | 13342 | 520.6051 | 8177.4343 | 8581.1363 | 169772.7273 | 0.050545 | 0.14148 | 1200000 | 1 | 1 | 1 | 0 | 1 | 2 | Lateral Hardening-Fuse-91350078 | 1500Million | South Hillsborough | -1 | 3000
Lateral Hardening | Lateral Hardening-Fuse-10745633,1 | 13431 | 1996.7422 | 5547.2925 | 7386.3805 | 146136.3636 | 0.050544 | 0.12178 | 1200000 | 4 | 1 | 0 | 0 | 0 | 1 | Lateral Hardening-Fuse-10745633 | 1500Million | Dade City | -1 | 3000
Lateral Hardening | Lateral Hardening-Fuse-93237587,1 | 14040 | 0 | 2555.872 | 2526.5924 | 50000 | 0.050532 | 0.030303 | 1650000 | 1 | 1 | 0 | 0 | 0 | 1 | Lateral Hardening-Fuse-93237587 | 1500Million | Central | -1 | 3000
Lateral Hardening | Lateral Hardening-Fuse-91804834,1 | 13329 | 901.1362 | 1685.9267 | 2525.6774 | 50000 | 0.050514 | 0.038826 | 1287804.878 | 7 | 1 | 0 | 0 | 0 | 1 | Lateral Hardening-Fuse-91804834 | 1500Million | Dade City | -1 | 3000
Lateral Hardening | Lateral Hardening-Fuse-10924407,1 | 13955 | 0 | 2553.9038 | 2524.6468 | 50000 | 0.050493 | 0.024621 | 2030769.2308 | 3 | 1 | 0 | 0 | 0 | 1 | Lateral Hardening-Fuse-10924407 | 1500Million | Eastern | -1 | 3000
Lateral Hardening | Lateral Hardening-Fuse-91058915,1 | 13916 | 0 | 8644.206 | 8545.1796 | 169318.1818 | 0.050468 | 0.1411 | 1200000 | 4 | 1 | 2 | 0 | 2 | 3 | Lateral Hardening-Fuse-91058915 | 1500Million | Winter Haven | -1 | 3000
Lateral Hardening | Lateral Hardening-Fuse-10556585,1 | 13298 | 386.0823 | 6967.7071 | 8284.4024 | 164318.1818 | 0.050417 | 0.13693 | 1200000 | 1 | 1 | 0 | 0 | 0 | 1 | Lateral Hardening-Fuse-10556585 | 1500Million | Winter Haven | -1 | 3000
Lateral Hardening | Lateral Hardening-Fuse-91677779,1 | 13808 | 864.3946 | 6879.9732 | 7635.4838 | 151590.9091 | 0.050369 | 0.12633 | 1200000 | 3 | 1 | 0 | 0 | 0 | 1 | Lateral Hardening-Fuse-91677779 | 1500Million | Plant City | -1 | 3000
Lateral Hardening | Lateral Hardening-Fuse-60046854,1 | 13228 | 0 | 15323.1805 | 15147.6411 | 300909.0909 | 0.05034 | 0.25076 | 1200000 | 11 | 1 | 0 | 0 | 0 | 1 | Lateral Hardening-Fuse-60046854 | 1500Million | Eastern | -1 | 3000
Lateral Hardening | Lateral Hardening-Fuse-91046435,2 | 13511 | 0 | 5791.74 | 5725.3909 | 113818.1818 | 0.050303 | 0.11856 | 960000 | 3 | 2 | 0 | 0 | 0 | 2 | Lateral Hardening-Fuse-91046435, Lateral Hardening-Fuse-91250466 | 1500Million | Western | -1 | 3000
Lateral Hardening | Lateral Hardening-Fuse-60146694,1 | 13326 | 1851.4993 | 756.7091 | 2513.2069 | 50000 | 0.050264 | 0.036742 | 1360824.7423 | 10 | 1 | 0 | 0 | 0 | 1 | Lateral Hardening-Fuse-60146694 | 1500Million | Eastern | -1 | 3000
Lateral Hardening | Lateral Hardening-Fuse-10895185,2 | 13003 | 0 | 29346.2519 | 29164.8551 | 580363.6364 | 0.050253 | 0.60455 | 960000 | 3 | 2 | 0 | 0 | 0 | 2 | Lateral Hardening-Fuse-10895185, Lateral Hardening-Fuse-10895288 | 1500Million | South Hillsborough | -1 | 3000
Lateral Hardening | Lateral Hardening-Fuse-10556663,1 | 13298 | 1295.7948 | 14309.4129 | 15395.5112 | 306363.6364 | 0.050252 | 0.2553 | 1200000 | 2 | 1 | 0 | 0 | 0 | 1 | Lateral Hardening-Fuse-10556663 | 1500Million | Winter Haven | -1 | 3000
Lateral Hardening | Lateral Hardening-Fuse-10080926,1 | 14000 | 712.3027 | 2566.7861 | 3216.5469 | 64090.9091 | 0.050187 | 0.053409 | 1200000 | 4 | 1 | 0 | 0 | 0 | 1 | Lateral Hardening-Fuse-10080926 | 1500Million | Plant City | -1 | 3000
Lateral Hardening | Lateral Hardening-Fuse-10080911,1 | 13668 | 2215.5075 | 9187.3528 | 11220.4905 | 223636.3636 | 0.050173 | 0.18636 | 1200000 | 6 | 1 | 0 | 0 | 0 | 1 | Lateral Hardening-Fuse-10080911 | 1500Million | Plant City | -1 | 3000
Lateral Hardening | Lateral Hardening-Fuse-91115887,1 | 13749 | 0 | 4025.2268 | 3979.1146 | 79318.1818 | 0.050166 | 0.066098 | 1200000 | 10 | 1 | 1 | 1 | 0 | 2 | Lateral Hardening-Fuse-91115887 | 1500Million | Western | -1 | 3000
Lateral Hardening | Lateral Hardening-Fuse-60070000,1 | 13046 | 2205.2229 | 290.5367 | 2508.17 | 50000 | 0.050163 | 0.025379 | 1970149.2537 | 7 | 1 | 0 | 0 | 0 | 1 | Lateral Hardening-Fuse-60070000 | 1500Million | Central | -1 | 3000
Lateral Hardening | Lateral Hardening-Fuse-10075203,1 | 13656 | 0 | 5911.4544 | 5843.734 | 116590.9091 | 0.050122 | 0.097159 | 1200000 | 3 | 1 | 1 | 0 | 1 | 2 | Lateral Hardening-Fuse-10075203 | 1500Million | Plant City | -1 | 3000
Lateral Hardening | Lateral Hardening-Fuse-91497369,1 | 13927 | 0 | 19224.0748 | 19003.8476 | 379318.1818 | 0.0501 | 0.3161 | 1200000 | 4 | 1 | 0 | 0 | 0 | 1 | Lateral Hardening-Fuse-91497369 | 1500Million | Winter Haven | -1 | 3000
Lateral Hardening | Lateral Hardening-Fuse-90757102,1 | 14050 | 0 | 6339.6306 | 6267.005 | 125227.2727 | 0.050045 | 0.10436 | 1200000 | 1 | 1 | 1 | 0 | 1 | 2 | Lateral Hardening-Fuse-90757102 | 1500Million | Plant City | -1 | 3000
Lateral Hardening | Lateral Hardening-Fuse-92026199,1 | 14124 | 1021.5074 | 4307.7158 | 5241.2048 | 104772.7273 | 0.050025 | 0.087311 | 1200000 | 3 | 1 | 0 | 0 | 0 | 1 | Lateral Hardening-Fuse-92026199 | 1500Million | Plant City | -1 | 3000
Lateral Hardening | Lateral Hardening-Fuse-92734222,1 | 13070 | 976.7922 | 3253.774 | 4149.1114 | 82954.5455 | 0.050017 | 0.069129 | 1200000 | 3 | 1 | 0 | 0 | 0 | 1 | Lateral Hardening-Fuse-92734222 | 1500Million | Western | -1 | 3000
Lateral Hardening | Lateral Hardening-Fuse-92624903,1 | 13303 | 358.4115 | 6089.6313 | 6361.4967 | 127272.7273 | 0.049983 | 0.10606 | 1200000 | 1 | 1 | 0 | 0 | 0 | 1 | Lateral Hardening-Fuse-92624903 | 1500Million | South Hillsborough | -1 | 3000
Lateral Hardening | Lateral Hardening-Fuse-10479416,1 | 14217 | 412.3834 | 16894.7712 | 17100.3569 | 342272.7273 | 0.049961 | 0.28523 | 1200000 | 1 | 1 | 0 | 0 | 0 | 1 | Lateral Hardening-Fuse-10479416 | 1500Million | Central | -1 | 3000
Lateral Hardening | Lateral Hardening-Fuse-93142045,1 | 13951 | 0 | 12231.0778 | 12090.961 | 242045.4545 | 0.049953 | 0.2017 | 1200000 | 4 | 1 | 4 | 0 | 4 | 5 | Lateral Hardening-Fuse-93142045 | 1500Million | Eastern | -1 | 3000
Lateral Hardening | Lateral Hardening-Fuse-90404034,1 | 13311 | 0 | 2525.9237 | 2496.9872 | 50000 | 0.04994 | 0.019697 | 2538461.5385 | 4 | 1 | 1 | 0 | 1 | 2 | Lateral Hardening-Fuse-90404034 | 1500Million | Winter Haven | -1 | 3000
Lateral Hardening | Lateral Hardening-Fuse-10097059,1 | 13461 | 219.3549 | 3368.1665 | 3539.9809 | 70909.0909 | 0.049923 | 0.059091 | 1200000 | 1 | 1 | 0 | 0 | 0 | 1 | Lateral Hardening-Fuse-10097059 | 1500Million | Eastern | -1 | 3000
Lateral Hardening | Lateral Hardening-Fuse-10247169,1 | 13063 | 0 | 4174.7836 | 4126.9581 | 82727.2727 | 0.049886 | 0.068939 | 1200000 |  | 1 | 0 | 0 | 0 | 1 | Lateral Hardening-Fuse-10247169 | 1500Million | Western | -1 | 3000
Lateral Hardening | Lateral Hardening-Fuse-60574520,1 | 13723 | 2159.8416 | 10195.8277 | 12169.1143 | 244090.9091 | 0.049855 | 0.20341 | 1200000 | 4 | 1 | 2 | 0 | 2 | 3 | Lateral Hardening-Fuse-60574520 | 1500Million | Plant City | -1 | 3000
Lateral Hardening | Lateral Hardening-Fuse-92465924,1 | 13785 | 1229.8835 | 5500.161 | 6627.6091 | 133181.8182 | 0.049764 | 0.11098 | 1200000 | 3 | 1 | 0 | 0 | 0 | 1 | Lateral Hardening-Fuse-92465924 | 1500Million | Plant City | -1 | 3000
Lateral Hardening | Lateral Hardening-Fuse-92692605,1 | 13830 | 1254.3484 | 1305.9342 | 2487.6302 | 50000 | 0.049753 | 0.038826 | 1287804.878 | 8 | 1 | 0 | 0 | 0 | 1 | Lateral Hardening-Fuse-92692605 | 1500Million | Central | -1 | 3000
Lateral Hardening | Lateral Hardening-Fuse-92733931,1 | 13807 | 403.7312 | 5143.9785 | 5472.32 | 110000 | 0.049748 | 0.091667 | 1200000 | 1 | 1 | 0 | 0 | 0 | 1 | Lateral Hardening-Fuse-92733931 | 1500Million | Plant City | -1 | 3000
Lateral Hardening | Lateral Hardening-Fuse-93301954,1 | 13808 | 0 | 3428.4862 | 3389.2102 | 68409.0909 | 0.049543 | 0.057008 | 1200000 |  | 1 | 0 | 0 | 0 | 1 | Lateral Hardening-Fuse-93301954 | 1500Million | Plant City | -1 | 3000
Lateral Hardening | Lateral Hardening-Fuse-60396580,1 | 13458 | 1240.4083 | 8315.8082 | 9415.2662 | 190227.2727 | 0.049495 | 0.15852 | 1200000 | 4 | 1 | 0 | 0 | 0 | 1 | Lateral Hardening-Fuse-60396580 | 1500Million | Eastern | -1 | 3000
Lateral Hardening | Lateral Hardening-Fuse-10662319,1 | 13470 | 1660.0476 | 3449.6068 | 5002.4128 | 101136.3636 | 0.049462 | 0.08428 | 1200000 | 4 | 1 | 0 | 0 | 0 | 1 | Lateral Hardening-Fuse-10662319 | 1500Million | Winter Haven | -1 | 3000
Lateral Hardening | Lateral Hardening-Fuse-10730233,2 | 13488 | 2196.8247 | 16001.7459 | 17940.6062 | 362727.2727 | 0.04946 | 0.37784 | 960000 | 5 | 2 | 0 | 0 | 0 | 2 | Lateral Hardening-Fuse-10730233, Lateral Hardening-Fuse-10730234 | 1500Million | South Hillsborough | -1 | 3000
Lateral Hardening | Lateral Hardening-Fuse-92444235,1 | 13391 | 684.0319 | 4303.2869 | 5192.774 | 105000 | 0.049455 | 0.0875 | 1200000 | 1 | 1 | 0 | 0 | 0 | 1 | Lateral Hardening-Fuse-92444235 | 1500Million | Plant City | -1 | 3000
Lateral Hardening | Lateral Hardening-Fuse-90102491,1 | 13373 | 1719.6768 | 836.8573 | 2471.4316 | 50000 | 0.049429 | 0.02178 | 2295652.1739 | 8 | 1 | 0 | 0 | 0 | 1 | Lateral Hardening-Fuse-90102491 | 1500Million | Winter Haven | -1 | 3000
Lateral Hardening | Lateral Hardening-Fuse-60342437,1 | 13003 | 3433.4234 | 5315.7291 | 8524.8098 | 172500 | 0.049419 | 0.14375 | 1200000 | 7 | 1 | 1 | 0 | 1 | 2 | Lateral Hardening-Fuse-60342437 | 1500Million | South Hillsborough | -1 | 3000
Lateral Hardening | Lateral Hardening-Fuse-92310479,1 | 13233 | 621.2507 | 5744.4671 | 6277.2799 | 127045.4545 | 0.04941 | 0.10587 | 1200000 | 2 | 1 | 0 | 0 | 0 | 1 | Lateral Hardening-Fuse-92310479 | 1500Million | South Hillsborough | -1 | 3000
Lateral Hardening | Lateral Hardening-Fuse-60022601,1 | 13086 | 0 | 2497.9234 | 2469.3077 | 50000 | 0.049386 | 0.041477 | 1205479.4521 |  | 1 | 0 | 0 | 0 | 1 | Lateral Hardening-Fuse-60022601 | 1500Million | Eastern | -1 | 3000
Lateral Hardening | Lateral Hardening-Fuse-10716376,1 | 13959 | 0 | 5219.7503 | 5159.9539 | 104545.4545 | 0.049356 | 0.087121 | 1200000 | 1 | 1 | 1 | 0 | 1 | 2 | Lateral Hardening-Fuse-10716376 | 1500Million | Plant City | -1 | 3000
Lateral Hardening | Lateral Hardening-Fuse-93294952,1 | 13808 | 0 | 8293.7124 | 8198.7013 | 166136.3636 | 0.049349 | 0.13845 | 1200000 |  | 1 | 0 | 0 | 0 | 1 | Lateral Hardening-Fuse-93294952 | 1500Million | Plant City | -1 | 3000
Lateral Hardening | Lateral Hardening-Fuse-91079404,1 | 13769 | 350.7577 | 3119.0315 | 3420.1203 | 69318.1818 | 0.049339 | 0.057765 | 1200000 | 1 | 1 | 0 | 0 | 0 | 1 | Lateral Hardening-Fuse-91079404 | 1500Million | Winter Haven | -1 | 3000
Lateral Hardening | Lateral Hardening-Fuse-90102447,1 | 13405 | 206.1592 | 731.6017 | 2464.9054 | 50000 | 0.049298 | 0.035038 | 1427027.027 | 2 | 1 | 0 | 0 | 0 | 1 | Lateral Hardening-Fuse-90102447 | 1500Million | Western | -1 | 3000
Lateral Hardening | Lateral Hardening-Fuse-10895236,1 | 13003 | 1102.1573 | 4587.5043 | 5597.3255 | 113636.3636 | 0.049256 | 0.094697 | 1200000 | 3 | 1 | 0 | 0 | 0 | 1 | Lateral Hardening-Fuse-10895236 | 1500Million | South Hillsborough | -1 | 3000
Lateral Hardening | Lateral Hardening-Fuse-92613280,1 | 13909 | 0 | 2487.8546 | 2459.3542 | 50000 | 0.049187 | 0.021591 | 2315789.4737 | 2 | 1 | 1 | 0 | 1 | 2 | Lateral Hardening-Fuse-92613280 | 1500Million | Eastern | -1 | 3000
Lateral Hardening | Lateral Hardening-Fuse-60048694,1 | 13621 | 1946.2628 | 453.2976 | 2458.8062 | 50000 | 0.049176 | 0.040341 | 1239436.6197 | 4 | 1 | 0 | 0 | 0 | 1 | Lateral Hardening-Fuse-60048694 | 1500Million | Western | -1 | 3000
Lateral Hardening | Lateral Hardening-Fuse-10274695,1 | 13624 | 144.6772 | 1834.0908 | 4291.4568 | 87272.7273 | 0.049173 | 0.072727 | 1200000 | 1 | 1 | 0 | 0 | 0 | 1 | Lateral Hardening-Fuse-10274695 | 1500Million | Western | -1 | 3000
Lateral Hardening | Lateral Hardening-Fuse-90423451,1 | 13748 | 656.7114 | 3072.3878 | 3673.9551 | 74772.7273 | 0.049135 | 0.062311 | 1200000 | 2 | 1 | 0 | 0 | 0 | 1 | Lateral Hardening-Fuse-90423451 | 1500Million | Western | -1 | 3000
Lateral Hardening | Lateral Hardening-Fuse-10007255,1 | 13737 | 0 | 4155.907 | 4108.2977 | 83636.3636 | 0.049121 | 0.069697 | 1200000 | 2 | 1 | 0 | 0 | 0 | 1 | Lateral Hardening-Fuse-10007255 | 1500Million | Western | -1 | 3000
Lateral Hardening | Lateral Hardening-Fuse-93280030,1 | 13042 | 0 | 2484.3088 | 2455.8491 | 50000 | 0.049117 | 0.034091 | 1466666.6667 | 7 | 1 | 0 | 0 | 0 | 1 | Lateral Hardening-Fuse-93280030 | 1500Million | Central | -1 | 3000
Lateral Hardening | Lateral Hardening-Fuse-10158930,1 | 13164 | 791.5412 | 1719.4471 | 2454.5903 | 50000 | 0.049092 | 0.032765 | 1526011.5607 | 7 | 1 | 0 | 0 | 0 | 1 | Lateral Hardening-Fuse-10158930 | 1500Million | Western | -1 | 3000
Lateral Hardening | Lateral Hardening-Fuse-92846609,1 | 13011 | 958.6834 | 1557.6222 | 2454.5627 | 50000 | 0.049091 | 0.016856 | 2966292.1348 | 4 | 1 | 0 | 0 | 0 | 1 | Lateral Hardening-Fuse-92846609 | 1500Million | Plant City | -1 | 3000
Lateral Hardening | Lateral Hardening-Fuse-93058672,1 | 13840 | 0 | 2482.0863 | 2453.652 | 50000 | 0.049073 | 0.017235 | 2901098.9011 | 1 | 1 | 0 | 0 | 0 | 1 | Lateral Hardening-Fuse-93058672 | 1500Million | Central | -1 | 3000
Lateral Hardening | Lateral Hardening-Fuse-10391678,1 | 13546 | 0 | 4590.1384 | 4537.5546 | 92500 | 0.049055 | 0.077083 | 1200000 | 5 | 1 | 0 | 0 | 0 | 1 | Lateral Hardening-Fuse-10391678 | 1500Million | Central | -1 | 3000
Lateral Hardening | Lateral Hardening-Fuse-60201176,1 | 14123 | 866.8298 | 3097.9778 | 3890.4751 | 79318.1818 | 0.049049 | 0.066098 | 1200000 | 2 | 1 | 0 | 0 | 0 | 1 | Lateral Hardening-Fuse-60201176 | 1500Million | Plant City | -1 | 3000
Lateral Hardening | Lateral Hardening-Fuse-92681788,1 | 13805 | 1210.2474 | 7177.0935 | 8260.1447 | 168409.0909 | 0.049048 | 0.14034 | 1200000 | 2 | 1 | 0 | 0 | 0 | 1 | Lateral Hardening-Fuse-92681788 | 1500Million | Plant City | -1 | 3000
Lateral Hardening | Lateral Hardening-Fuse-10075240,1 | 13656 | 3723.5348 | 743.7236 | 4279.0255 | 87272.7273 | 0.049031 | 0.072727 | 1200000 | 2 | 1 | 0 | 0 | 0 | 1 | Lateral Hardening-Fuse-10075240 | 1500Million | Plant City | -1 | 3000
Lateral Hardening | Lateral Hardening-Fuse-92015548,1 | 13772 | 0 | 12034.5704 | 11896.7047 | 242954.5455 | 0.048967 | 0.20246 | 1200000 | 2 | 1 | 0 | 0 | 0 | 1 | Lateral Hardening-Fuse-92015548 | 1500Million | Winter Haven | -1 | 3000
Lateral Hardening | Lateral Hardening-Fuse-10704166,1 | 13962 | 2640.5897 | 6857.5608 | 9300.3272 | 190000 | 0.048949 | 0.15833 | 1200000 | 8 | 1 | 0 | 0 | 0 | 1 | Lateral Hardening-Fuse-10704166 | 1500Million | Plant City | -1 | 3000
Lateral Hardening | Lateral Hardening-Fuse-10556586,1 | 13298 | 249.5032 | 3831.0899 | 4026.5185 | 82272.7273 | 0.048941 | 0.068561 | 1200000 | 1 | 1 | 0 | 0 | 0 | 1 | Lateral Hardening-Fuse-10556586 | 1500Million | Winter Haven | -1 | 3000
Lateral Hardening | Lateral Hardening-Fuse-60510259,1 | 13166 | 0 | 2474.4138 | 2446.0674 | 50000 | 0.048921 | 0.01572 | 3180722.8916 | 2 | 1 | 6 | 2 | 4 | 7 | Lateral Hardening-Fuse-60510259 | 1500Million | Western | -1 | 3000
Lateral Hardening | Lateral Hardening-Fuse-92779225,1 | 13889 | 271.4286 | 2475.4201 | 2708.261 | 55454.5455 | 0.048837 | 0.046212 | 1200000 | 1 | 1 | 0 | 0 | 0 | 1 | Lateral Hardening-Fuse-92779225 | 1500Million | Western | -1 | 3000
Lateral Hardening | Lateral Hardening-Fuse-92191972,4 | 13440 | 0 | 97334.7414 | 101023.7475 | 2069090.9091 | 0.048825 | 2.1553 | 960000 | 7 | 4 | 1 | 0 | 1 | 5 | Lateral Hardening-Fuse-92191972, Lateral Hardening-Fuse-90303412, Lateral Hardening-Fuse-10727403, Lateral Hardening-Fuse-90757858 | 1500Million | South Hillsborough | -1 | 3000
Lateral Hardening | Lateral Hardening-Fuse-10098191,1 | 13084 | 0 | 5405.7846 | 5343.857 | 109545.4545 | 0.048782 | 0.091288 | 1200000 | 1 | 1 | 0 | 0 | 0 | 1 | Lateral Hardening-Fuse-10098191 | 1500Million | Eastern | -1 | 3000
Lateral Hardening | Lateral Hardening-Fuse-60005047,1 | 13024 | 503.1531 | 3657.2882 | 4101.2155 | 84090.9091 | 0.048771 | 0.070076 | 1200000 | 2 | 1 | 0 | 0 | 0 | 1 | Lateral Hardening-Fuse-60005047 | 1500Million | Central | -1 | 3000
Lateral Hardening | Lateral Hardening-Fuse-93327249,1 | 13723 | 0 | 3419.7177 | 3380.5421 | 69318.1818 | 0.048768 | 0.057765 | 1200000 | 1 | 1 | 0 | 0 | 0 | 1 | Lateral Hardening-Fuse-93327249 | 1500Million | Plant City | -1 | 3000
Lateral Hardening | Lateral Hardening-Fuse-10453984,1 | 13130 | 2309.1517 | 242.4037 | 2437.7536 | 50000 | 0.048755 | 0.016098 | 3105882.3529 | 2 | 1 | 0 | 0 | 0 | 1 | Lateral Hardening-Fuse-10453984 | 1500Million | Eastern | -1 | 3000
Lateral Hardening | Lateral Hardening-Fuse-10441197,1 | 13946 | 2450.975 | 1553.7469 | 4906.4143 | 100681.8182 | 0.048732 | 0.083902 | 1200000 | 15 | 1 | 0 | 0 | 0 | 1 | Lateral Hardening-Fuse-10441197 | 1500Million | Central | -1 | 3000
Lateral Hardening | Lateral Hardening-Fuse-10827099,1 | 13769 | 0 | 5971.3533 | 5902.9466 | 121136.3636 | 0.04873 | 0.10095 | 1200000 | 1 | 1 | 0 | 0 | 0 | 1 | Lateral Hardening-Fuse-10827099 | 1500Million | Winter Haven | -1 | 3000
Lateral Hardening | Lateral Hardening-Fuse-10747922,1 | 14025 | 181.7857 | 2284.3766 | 2433.3997 | 50000 | 0.048668 | 0.024811 | 2015267.1756 | 1 | 1 | 0 | 0 | 0 | 1 | Lateral Hardening-Fuse-10747922 | 1500Million | South Hillsborough | -1 | 3000
Lateral Hardening | Lateral Hardening-Fuse-10070732,1 | 13984 | 727.8996 | 3648.2177 | 4311.9083 | 88636.3636 | 0.048647 | 0.073864 | 1200000 | 2 | 1 | 0 | 0 | 0 | 1 | Lateral Hardening-Fuse-10070732 | 1500Million | Plant City | -1 | 3000
Lateral Hardening | Lateral Hardening-Fuse-60080443,1 | 14000 | 1212.7765 | 7532.8846 | 9735.3367 | 200227.2727 | 0.048621 | 0.16686 | 1200000 | 3 | 1 | 0 | 0 | 0 | 1 | Lateral Hardening-Fuse-60080443 | 1500Million | Plant City | -1 | 3000
Lateral Hardening | Lateral Hardening-Fuse-10745625,1 | 13815 | 592.2945 | 5609.8825 | 6116.7746 | 125909.0909 | 0.048581 | 0.10492 | 1200000 | 2 | 1 | 0 | 0 | 0 | 1 | Lateral Hardening-Fuse-10745625 | 1500Million | Dade City | -1 | 3000
Lateral Hardening | Lateral Hardening-Fuse-92227062,1 | 13787 | 936.2027 | 1553.424 | 2428.9851 | 50000 | 0.04858 | 0.020833 | 2400000 | 6 | 1 | 0 | 0 | 0 | 1 | Lateral Hardening-Fuse-92227062 | 1500Million | Plant City | -1 | 3000
Lateral Hardening | Lateral Hardening-Fuse-60131463,1 | 13828 | 0 | 1772.0827 | 2428.4724 | 50000 | 0.048569 | 0.021402 | 2336283.1858 | 1 | 1 | 0 | 0 | 0 | 1 | Lateral Hardening-Fuse-60131463 | 1500Million | Central | -1 | 3000
Lateral Hardening | Lateral Hardening-Fuse-90239048,1 | 13510 | 2546.0685 | 2.2433 | 2427.4287 | 50000 | 0.048549 | 0.011174 | 4474576.2712 | 222 | 1 | 1 | 0 | 1 | 2 | Lateral Hardening-Fuse-90239048 | 1500Million | Western | -1 | 3000
Lateral Hardening | Lateral Hardening-Fuse-92343774,1 | 14356 | 0 | 16618.6742 | 16428.294 | 338409.0909 | 0.048546 | 0.28201 | 1200000 | 8 | 1 | 2 | 0 | 2 | 3 | Lateral Hardening-Fuse-92343774 | 1500Million | Eastern | -1 | 3000
Lateral Hardening | Lateral Hardening-Fuse-10679324,1 | 13807 | 1496.1106 | 3518.0313 | 4909.3275 | 101363.6364 | 0.048433 | 0.08447 | 1200000 | 5 | 1 | 0 | 0 | 0 | 1 | Lateral Hardening-Fuse-10679324 | 1500Million | Plant City | -1 | 3000
Lateral Hardening | Lateral Hardening-Fuse-92677146,1 | 13805 | 0 | 8839.7146 | 8738.4486 | 180454.5455 | 0.048425 | 0.15038 | 1200000 | 1 | 1 | 0 | 0 | 0 | 1 | Lateral Hardening-Fuse-92677146 | 1500Million | Plant City | -1 | 3000
Lateral Hardening | Lateral Hardening-Fuse-60025518,1 | 13648 | 1629.689 | 2806.9027 | 4355.4043 | 90000 | 0.048393 | 0.075 | 1200000 | 2 | 1 | 0 | 0 | 0 | 1 | Lateral Hardening-Fuse-60025518 | 1500Million | South Hillsborough | -1 | 3000
Lateral Hardening | Lateral Hardening-Fuse-90883772,1 | 13006 | 0 | 3314.4957 | 3276.5255 | 67727.2727 | 0.048378 | 0.056439 | 1200000 | 1 | 1 | 0 | 0 | 0 | 1 | Lateral Hardening-Fuse-90883772 | 1500Million | Dade City | -1 | 3000
Lateral Hardening | Lateral Hardening-Fuse-10871511,1 | 14111 | 945.6691 | 3695.65 | 4551.6524 | 94090.9091 | 0.048375 | 0.078409 | 1200000 | 3 | 1 | 0 | 0 | 0 | 1 | Lateral Hardening-Fuse-10871511 | 1500Million | Eastern | -1 | 3000
Lateral Hardening | Lateral Hardening-Fuse-90525064,1 | 14030 | 324.8637 | 2001.7481 | 2418.588 | 50000 | 0.048372 | 0.036742 | 1360824.7423 | 1 | 1 | 0 | 0 | 0 | 1 | Lateral Hardening-Fuse-90525064 | 1500Million | Western | -1 | 3000
Lateral Hardening | Lateral Hardening-Fuse-60068041,1 | 13139 | 0 | 4327.4713 | 4277.8967 | 88636.3636 | 0.048263 | 0.073864 | 1200000 | 3 | 1 | 0 | 0 | 0 | 1 | Lateral Hardening-Fuse-60068041 | 1500Million | Western | -1 | 3000
Lateral Hardening | Lateral Hardening-Fuse-10565890,1 | 13290 | 1134.4595 | 1724.0538 | 2785.0533 | 57727.2727 | 0.048245 | 0.048106 | 1200000 | 8 | 1 | 0 | 0 | 0 | 1 | Lateral Hardening-Fuse-10565890 | 1500Million | Winter Haven | -1 | 3000
Lateral Hardening | Lateral Hardening-Fuse-91032448,1 | 13433 | 0 | 6452.645 | 6378.7248 | 132272.7273 | 0.048224 | 0.11023 | 1200000 | 1 | 1 | 0 | 0 | 0 | 1 | Lateral Hardening-Fuse-91032448 | 1500Million | Eastern | -1 | 3000
Lateral Hardening | Lateral Hardening-Fuse-10681833,1 | 13214 | 0 | 5185.9858 | 5126.5762 | 106363.6364 | 0.048199 | 0.088636 | 1200000 | 2 | 1 | 0 | 0 | 0 | 1 | Lateral Hardening-Fuse-10681833 | 1500Million | Eastern | -1 | 3000
Lateral Hardening | Lateral Hardening-Fuse-10758597,1 | 13422 | 0 | 4179.2897 | 4564.8154 | 94772.7273 | 0.048166 | 0.078977 | 1200000 | 1 | 1 | 0 | 0 | 0 | 1 | Lateral Hardening-Fuse-10758597 | 1500Million | Dade City | -1 | 3000
Lateral Hardening | Lateral Hardening-Fuse-60077922,1 | 13153 | 872.7908 | 3066.3076 | 3862.1777 | 80227.2727 | 0.04814 | 0.066856 | 1200000 | 3 | 1 | 0 | 0 | 0 | 1 | Lateral Hardening-Fuse-60077922 | 1500Million | Winter Haven | -1 | 3000
Lateral Hardening | Lateral Hardening-Fuse-60129011,1 | 13839 | 348.584 | 3133.199 | 3432.8916 | 71363.6364 | 0.048104 | 0.05947 | 1200000 | 2 | 1 | 0 | 0 | 0 | 1 | Lateral Hardening-Fuse-60129011 | 1500Million | Central | -1 | 3000
Lateral Hardening | Lateral Hardening-Fuse-92078660,1 | 13786 | 2123.4467 | 386.9785 | 2403.1717 | 50000 | 0.048063 | 0.041288 | 1211009.1743 | 2 | 1 | 0 | 0 | 0 | 1 | Lateral Hardening-Fuse-92078660 | 1500Million | Plant City | -1 | 3000
Lateral Hardening | Lateral Hardening-Fuse-92318982,1 | 13045 | 0 | 3203.9493 | 3167.2455 | 65909.0909 | 0.048055 | 0.054924 | 1200000 | 3 | 1 | 0 | 0 | 0 | 1 | Lateral Hardening-Fuse-92318982 | 1500Million | Central | -1 | 3000
Lateral Hardening | Lateral Hardening-Fuse-92318899,1 | 13377 | 1171.1335 | 2725.5772 | 3814.6743 | 79545.4545 | 0.047956 | 0.066288 | 1200000 | 9 | 1 | 0 | 0 | 0 | 1 | Lateral Hardening-Fuse-92318899 | 1500Million | Western | -1 | 3000
Lateral Hardening | Lateral Hardening-Fuse-93163409,1 | 13579 | 1490.0331 | 9070.5239 | 10405.974 | 217045.4545 | 0.047944 | 0.18087 | 1200000 | 4 | 1 | 0 | 0 | 0 | 1 | Lateral Hardening-Fuse-93163409 | 1500Million | Eastern | -1 | 3000
Lateral Hardening | Lateral Hardening-Fuse-10070747,1 | 13657 | 1621.6292 | 2954.2 | 4467.3589 | 93181.8182 | 0.047942 | 0.077652 | 1200000 | 5 | 1 | 0 | 0 | 0 | 1 | Lateral Hardening-Fuse-10070747 | 1500Million | Plant City | -1 | 3000
Lateral Hardening | Lateral Hardening-Fuse-90196769,1 | 13358 | 1705.9992 | 1853.8201 | 3463.5475 | 72272.7273 | 0.047923 | 0.060227 | 1200000 | 11 | 1 | 0 | 0 | 0 | 1 | Lateral Hardening-Fuse-90196769 | 1500Million | Western | -1 | 3000
Lateral Hardening | Lateral Hardening-Fuse-10393881,1 | 13547 | 0 | 15364.7839 | 15188.768 | 317045.4545 | 0.047907 | 0.2642 | 1200000 | 1 | 1 | 0 | 0 | 0 | 1 | Lateral Hardening-Fuse-10393881 | 1500Million | Central | -1 | 3000
Lateral Hardening | Lateral Hardening-Fuse-92782440,1 | 13813 | 0 | 35763.7647 | 35354.0621 | 739772.7273 | 0.04779 | 0.61648 | 1200000 | 1 | 1 | 1 | 0 | 1 | 2 | Lateral Hardening-Fuse-92782440 | 1500Million | Dade City | -1 | 3000
Lateral Hardening | Lateral Hardening-Fuse-90902973,1 | 13586 | 232.9238 | 1772.034 | 3160.0962 | 66136.3636 | 0.047782 | 0.055114 | 1200000 | 2 | 1 | 0 | 0 | 0 | 1 | Lateral Hardening-Fuse-90902973 | 1500Million | Western | -1 | 3000
Lateral Hardening | Lateral Hardening-Fuse-90106373,1 | 14024 | 896.0514 | 1549.3926 | 2387.6321 | 50000 | 0.047753 | 0.030492 | 1639751.5528 | 2 | 1 | 0 | 0 | 0 | 1 | Lateral Hardening-Fuse-90106373 | 1500Million | South Hillsborough | -1 | 3000
Lateral Hardening | Lateral Hardening-Fuse-60492313,1 | 13657 | 391.648 | 2560.7678 | 2907.6533 | 60909.0909 | 0.047738 | 0.050758 | 1200000 | 2 | 1 | 0 | 0 | 0 | 1 | Lateral Hardening-Fuse-60492313 | 1500Million | Plant City | -1 | 3000
Lateral Hardening | Lateral Hardening-Fuse-92047429,1 | 13004 | 961.5881 | 3267.0021 | 4147.0781 | 87045.4545 | 0.047643 | 0.072538 | 1200000 | 4 | 1 | 0 | 0 | 0 | 1 | Lateral Hardening-Fuse-92047429 | 1500Million | Dade City | -1 | 3000
Lateral Hardening | Lateral Hardening-Fuse-60194902,1 | 13785 | 240.7452 | 2173.019 | 2379.6169 | 50000 | 0.047592 | 0.022917 | 2181818.1818 | 1 | 1 | 0 | 0 | 0 | 1 | Lateral Hardening-Fuse-60194902 | 1500Million | Plant City | -1 | 3000
Lateral Hardening | Lateral Hardening-Fuse-60210651,2 | 13815 | 8156.821 | 5348.4791 | 13062.7563 | 274545.4545 | 0.04758 | 0.28598 | 960000 | 4 | 2 | 0 | 0 | 0 | 2 | Lateral Hardening-Fuse-60210651, Lateral Hardening-Fuse-90294222 | 1500Million | Dade City | -1 | 3000
Lateral Hardening | Lateral Hardening-Fuse-93316942,1 | 13723 | 1223.94 | 2902.9072 | 4042.4462 | 85000 | 0.047558 | 0.070833 | 1200000 | 3 | 1 | 0 | 0 | 0 | 1 | Lateral Hardening-Fuse-93316942 | 1500Million | Plant City | -1 | 3000
Lateral Hardening | Lateral Hardening-Fuse-10476021,2 | 13435 | 0 | 6713.2969 | 6636.3907 | 139636.3636 | 0.047526 | 0.14545 | 960000 | 16 | 2 | 1 | 0 | 1 | 3 | Lateral Hardening-Fuse-10476021, Lateral Hardening-Fuse-90682309 | 1500Million | Eastern | -1 | 3000
Lateral Hardening | Lateral Hardening-Fuse-92155126,1 | 13489 | 239.4902 | 2224.0185 | 2428.8001 | 51136.3636 | 0.047497 | 0.042614 | 1200000 | 1 | 1 | 0 | 0 | 0 | 1 | Lateral Hardening-Fuse-92155126 | 1500Million | South Hillsborough | -1 | 3000
Lateral Hardening | Lateral Hardening-Fuse-60114858,1 | 13600 | 2977.5909 | 190.3591 | 3021.5756 | 63636.3636 | 0.047482 | 0.05303 | 1200000 | 12 | 1 | 0 | 0 | 0 | 1 | Lateral Hardening-Fuse-60114858 | 1500Million | Central | -1 | 3000
Lateral Hardening | Lateral Hardening-Fuse-93237160,1 | 13696 | 927.1701 | 1506.421 | 2373.8778 | 50000 | 0.047478 | 0.023106 | 2163934.4262 | 4 | 1 | 0 | 0 | 0 | 1 | Lateral Hardening-Fuse-93237160 | 1500Million | Winter Haven | -1 | 3000
Lateral Hardening | Lateral Hardening-Fuse-10545826,1 | 13910 | 0 | 5067.8581 | 5979.6911 | 126136.3636 | 0.047407 | 0.10511 | 1200000 | 1 | 1 | 0 | 0 | 0 | 1 | Lateral Hardening-Fuse-10545826 | 1500Million | Eastern | -1 | 3000
Lateral Hardening | Lateral Hardening-Fuse-92539520,1 | 13479 | 595.2827 | 1820.936 | 2367.68 | 50000 | 0.047354 | 0.010985 | 4551724.1379 | 2 | 1 | 1 | 0 | 1 | 2 | Lateral Hardening-Fuse-92539520 | 1500Million | Winter Haven | -1 | 3000
Lateral Hardening | Lateral Hardening-Fuse-60562118,1 | 13921 | 4298.7259 | 6861.6168 | 10896.2637 | 230454.5455 | 0.047282 | 0.19205 | 1200000 | 13 | 1 | 0 | 0 | 0 | 1 | Lateral Hardening-Fuse-60562118 | 1500Million | Winter Haven | -1 | 3000
Lateral Hardening | Lateral Hardening-Fuse-92007600,1 | 13479 | 0 | 7364.7467 | 7280.3776 | 154318.1818 | 0.047178 | 0.1286 | 1200000 | 2 | 1 | 0 | 0 | 0 | 1 | Lateral Hardening-Fuse-92007600 | 1500Million | Winter Haven | -1 | 3000
Lateral Hardening | Lateral Hardening-Fuse-60255251,1 | 13423 | 4074.6175 | 1033.1516 | 4898.6772 | 103863.6364 | 0.047165 | 0.086553 | 1200000 | 2 | 1 | 0 | 0 | 0 | 1 | Lateral Hardening-Fuse-60255251 | 1500Million | Dade City | -1 | 3000
Lateral Hardening | Lateral Hardening-Fuse-10566570,1 | 13289 | 0 | 4617.6744 | 4564.7753 | 96818.1818 | 0.047148 | 0.080682 | 1200000 | 7 | 1 | 0 | 0 | 0 | 1 | Lateral Hardening-Fuse-10566570 | 1500Million | Winter Haven | -1 | 3000
Lateral Hardening | Lateral Hardening-Fuse-92411667,1 | 13331 | 805.6988 | 3185.9829 | 3920.3257 | 83181.8182 | 0.04713 | 0.069318 | 1200000 | 4 | 1 | 0 | 0 | 0 | 1 | Lateral Hardening-Fuse-92411667 | 1500Million | Dade City | -1 | 3000
Lateral Hardening | Lateral Hardening-Fuse-92621375,1 | 13829 | 429.1204 | 2699.623 | 3082.7741 | 65454.5455 | 0.047098 | 0.054545 | 1200000 | 1 | 1 | 0 | 0 | 0 | 1 | Lateral Hardening-Fuse-92621375 | 1500Million | Central | -1 | 3000
Lateral Hardening | Lateral Hardening-Fuse-92644899,1 | 13807 | 781.8466 | 1905.035 | 2631.9981 | 55909.0909 | 0.047076 | 0.046591 | 1200000 | 3 | 1 | 0 | 0 | 0 | 1 | Lateral Hardening-Fuse-92644899 | 1500Million | Plant City | -1 | 3000
Lateral Hardening | Lateral Hardening-Fuse-92849646,1 | 13011 | 0 | 2379.9653 | 2352.7008 | 50000 | 0.047054 | 0.038068 | 1313432.8358 | 1 | 1 | 0 | 0 | 0 | 1 | Lateral Hardening-Fuse-92849646 | 1500Million | Plant City | -1 | 3000
Lateral Hardening | Lateral Hardening-Fuse-90254565,1 | 13656 | 1253.9985 | 7522.769 | 8648.1688 | 183863.6364 | 0.047036 | 0.15322 | 1200000 | 3 | 1 | 0 | 0 | 0 | 1 | Lateral Hardening-Fuse-90254565 | 1500Million | Plant City | -1 | 3000
Lateral Hardening | Lateral Hardening-Fuse-10556539,1 | 13298 | 1133.0109 | 18563.4266 | 19435.9679 | 413409.0909 | 0.047014 | 0.34451 | 1200000 | 2 | 1 | 0 | 0 | 0 | 1 | Lateral Hardening-Fuse-10556539 | 1500Million | Winter Haven | -1 | 3000
Lateral Hardening | Lateral Hardening-Fuse-10900096,1 | 13587 | 0 | 2147.4723 | 6160.9417 | 131363.6364 | 0.0469 | 0.10947 | 1200000 | 10 | 1 | 4 | 0 | 4 | 5 | Lateral Hardening-Fuse-10900096 | 1500Million | Western | -1 | 3000
Lateral Hardening | Lateral Hardening-Fuse-60451138,1 | 13968 | 0 | 4210.7101 | 4162.4731 | 88863.6364 | 0.046841 | 0.074053 | 1200000 | 10 | 1 | 0 | 0 | 0 | 1 | Lateral Hardening-Fuse-60451138 | 1500Million | Winter Haven | -1 | 3000
Lateral Hardening | Lateral Hardening-Fuse-10686255,1 | 13808 | 1152.2413 | 8292.2436 | 11298.3723 | 241363.6364 | 0.046811 | 0.20114 | 1200000 | 3 | 1 | 0 | 0 | 0 | 1 | Lateral Hardening-Fuse-10686255 | 1500Million | Plant City | -1 | 3000
Lateral Hardening | Lateral Hardening-Fuse-60456185,1 | 13089 | 0 | 4979.9843 | 4922.9345 | 105227.2727 | 0.046784 | 0.087689 | 1200000 | 3 | 1 | 2 | 0 | 2 | 3 | Lateral Hardening-Fuse-60456185 | 1500Million | Central | -1 | 3000
Lateral Hardening | Lateral Hardening-Fuse-90889866,1 | 14197 | 0 | 5388.0801 | 5326.3553 | 113863.6364 | 0.046778 | 0.094886 | 1200000 |  | 1 | 0 | 0 | 0 | 1 | Lateral Hardening-Fuse-90889866 | 1500Million | Eastern | -1 | 3000
Lateral Hardening | Lateral Hardening-Fuse-60005360,1 | 13825 | 635.2801 | 1747.2037 | 2333.4877 | 50000 | 0.04667 | 0.034848 | 1434782.6087 | 4 | 1 | 0 | 0 | 0 | 1 | Lateral Hardening-Fuse-60005360 | 1500Million | Central | -1 | 3000
Lateral Hardening | Lateral Hardening-Fuse-10757375,1 | 13423 | 7817.0871 | 1059.7055 | 8481.3391 | 182045.4545 | 0.046589 | 0.1517 | 1200000 | 17 | 1 | 0 | 0 | 0 | 1 | Lateral Hardening-Fuse-10757375 | 1500Million | Dade City | -1 | 3000
Lateral Hardening | Lateral Hardening-Fuse-91804870,1 | 13329 | 0 | 2811.7705 | 2779.5594 | 59772.7273 | 0.046502 | 0.049811 | 1200000 | 1 | 1 | 0 | 0 | 0 | 1 | Lateral Hardening-Fuse-91804870 | 1500Million | Dade City | -1 | 3000
Lateral Hardening | Lateral Hardening-Fuse-10476046,1 | 13436 | 460.0974 | 922.1157 | 2325.0412 | 50000 | 0.046501 | 0.030871 | 1619631.9018 | 5 | 1 | 0 | 0 | 0 | 1 | Lateral Hardening-Fuse-10476046 | 1500Million | Eastern | -1 | 3000
Lateral Hardening | Lateral Hardening-Fuse-10501112,1 | 13509 | 0 | 2463.3517 | 6604.8787 | 142045.4545 | 0.046498 | 0.11837 | 1200000 | 6 | 1 | 1 | 0 | 1 | 2 | Lateral Hardening-Fuse-10501112 | 1500Million | Eastern | -1 | 3000
Lateral Hardening | Lateral Hardening-Fuse-60023993,1 | 13679 | 580.0629 | 2073.0967 | 2911.8799 | 62727.2727 | 0.046421 | 0.052273 | 1200000 | 2 | 1 | 0 | 0 | 0 | 1 | Lateral Hardening-Fuse-60023993 | 1500Million | Western | -1 | 3000
Lateral Hardening | Lateral Hardening-Fuse-91793595,1 | 13327 | 0 | 7444.4625 | 7359.1802 | 158863.6364 | 0.046324 | 0.13239 | 1200000 |  | 1 | 2 | 0 | 2 | 3 | Lateral Hardening-Fuse-91793595 | 1500Million | Eastern | -1 | 3000
Lateral Hardening | Lateral Hardening-Fuse-10759928,1 | 13331 | 1139.261 | 5952.5624 | 7632.2902 | 164772.7273 | 0.04632 | 0.13731 | 1200000 | 2 | 1 | 0 | 0 | 0 | 1 | Lateral Hardening-Fuse-10759928 | 1500Million | Dade City | -1 | 3000
Lateral Hardening | Lateral Hardening-Fuse-10129859,1 | 13423 | 3992.9557 | 8555.4926 | 12273.2348 | 265227.2727 | 0.046274 | 0.22102 | 1200000 | 12 | 1 | 0 | 0 | 0 | 1 | Lateral Hardening-Fuse-10129859 | 1500Million | Dade City | -1 | 3000
Lateral Hardening | Lateral Hardening-Fuse-90978068,1 | 13838 | 241.0507 | 2956.5104 | 3154.1898 | 68181.8182 | 0.046261 | 0.056818 | 1200000 | 1 | 1 | 0 | 0 | 0 | 1 | Lateral Hardening-Fuse-90978068 | 1500Million | Central | -1 | 3000
Lateral Hardening | Lateral Hardening-Fuse-92900390,1 | 13159 | 0 | 2338.6491 | 2311.858 | 50000 | 0.046237 | 0.015341 | 3259259.2593 |  | 1 | 0 | 0 | 0 | 1 | Lateral Hardening-Fuse-92900390 | 1500Million | Central | -1 | 3000
Lateral Hardening | Lateral Hardening-Fuse-90148291,1 | 13391 | 1808.5707 | 11193.027 | 12817.3433 | 277272.7273 | 0.046226 | 0.23106 | 1200000 | 6 | 1 | 0 | 0 | 0 | 1 | Lateral Hardening-Fuse-90148291 | 1500Million | Plant City | -1 | 3000
Lateral Hardening | Lateral Hardening-Fuse-10827124,1 | 13769 | 328.1961 | 2015.7891 | 2309.6547 | 50000 | 0.046193 | 0.029924 | 1670886.0759 | 1 | 1 | 0 | 0 | 0 | 1 | Lateral Hardening-Fuse-10827124 | 1500Million | Winter Haven | -1 | 3000
Lateral Hardening | Lateral Hardening-Fuse-92634063,1 | 13331 | 1931.9268 | 3002.0579 | 4814.1688 | 104318.1818 | 0.046149 | 0.086932 | 1200000 | 11 | 1 | 0 | 0 | 0 | 1 | Lateral Hardening-Fuse-92634063 | 1500Million | Dade City | -1 | 3000
Lateral Hardening | Lateral Hardening-Fuse-92445415,1 | 13489 | 0 | 5379.5907 | 5317.9632 | 115454.5455 | 0.046061 | 0.096212 | 1200000 |  | 1 | 0 | 0 | 0 | 1 | Lateral Hardening-Fuse-92445415 | 1500Million | South Hillsborough | -1 | 3000
Lateral Hardening | Lateral Hardening-Fuse-10093667,1 | 13043 | 1623.9872 | 1739.9266 | 3275.3929 | 71136.3636 | 0.046044 | 0.05928 | 1200000 | 7 | 1 | 0 | 0 | 0 | 1 | Lateral Hardening-Fuse-10093667 | 1500Million | Central | -1 | 3000
Lateral Hardening | Lateral Hardening-Fuse-10310482,1 | 13531 | 0 | 6702.5037 | 6625.7211 | 144090.9091 | 0.045983 | 0.12008 | 1200000 | 7 | 1 | 2 | 0 | 2 | 3 | Lateral Hardening-Fuse-10310482 | 1500Million | Western | -1 | 3000
Lateral Hardening | Lateral Hardening-Fuse-10573751,1 | 13443 | 0 | 2420.5018 | 2392.773 | 52045.4545 | 0.045975 | 0.043371 | 1200000 | 2 | 1 | 0 | 0 | 0 | 1 | Lateral Hardening-Fuse-10573751 | 1500Million | Winter Haven | -1 | 3000
Lateral Hardening | Lateral Hardening-Fuse-10566581,1 | 13289 | 0 | 8323.688 | 8228.3335 | 179090.9091 | 0.045945 | 0.14924 | 1200000 | 2 | 1 | 0 | 0 | 0 | 1 | Lateral Hardening-Fuse-10566581 | 1500Million | Winter Haven | -1 | 3000
Lateral Hardening | Lateral Hardening-Fuse-92303555,1 | 14111 | 319.7063 | 2011.2924 | 2296.7503 | 50000 | 0.045935 | 0.020265 | 2467289.7196 | 1 | 1 | 0 | 0 | 0 | 1 | Lateral Hardening-Fuse-92303555 | 1500Million | Eastern | -1 | 3000
Lateral Hardening | Lateral Hardening-Fuse-10124538,1 | 13063 | 0 | 2323.0581 | 2296.4456 | 50000 | 0.045929 | 0.038826 | 1287804.878 | 1 | 1 | 0 | 0 | 0 | 1 | Lateral Hardening-Fuse-10124538 | 1500Million | Western | -1 | 3000
Lateral Hardening | Lateral Hardening-Fuse-60638950,1 | 13221 | 0 | 2320.5085 | 2293.9252 | 50000 | 0.045879 | 0.033902 | 1474860.3352 |  | 1 | 0 | 0 | 0 | 1 | Lateral Hardening-Fuse-60638950 | 1500Million | Central | -1 | 3000
Lateral Hardening | Lateral Hardening-Fuse-60590491,1 | 13983 | 8611.175 | 1595.4663 | 9767.285 | 212954.5455 | 0.045866 | 0.17746 | 1200000 | 6 | 1 | 0 | 0 | 0 | 1 | Lateral Hardening-Fuse-60590491 | 1500Million | Plant City | -1 | 3000
Lateral Hardening | Lateral Hardening-Fuse-91250712,1 | 13769 | 0 | 7697.6531 | 7609.4703 | 165909.0909 | 0.045865 | 0.13826 | 1200000 | 1 | 1 | 0 | 0 | 0 | 1 | Lateral Hardening-Fuse-91250712 | 1500Million | Winter Haven | -1 | 3000
Lateral Hardening | Lateral Hardening-Fuse-60648804,1 | 13233 | 0 | 2319.2701 | 2292.701 | 50000 | 0.045854 | 0.032197 | 1552941.1765 |  | 1 | 0 | 0 | 0 | 1 | Lateral Hardening-Fuse-60648804 | 1500Million | South Hillsborough | -1 | 3000
Lateral Hardening | Lateral Hardening-Fuse-60344401,1 | 14117 | 0 | 2318.3263 | 2291.768 | 50000 | 0.045835 | 0.029924 | 1670886.0759 | 1 | 1 | 1 | 0 | 1 | 2 | Lateral Hardening-Fuse-60344401 | 1500Million | Eastern | -1 | 3000
Lateral Hardening | Lateral Hardening-Fuse-10571245,1 | 14266 | 0 | 1878.6526 | 2290.534 | 50000 | 0.045811 | 0.036932 | 1353846.1538 | 6 | 1 | 0 | 0 | 0 | 1 | Lateral Hardening-Fuse-10571245 | 1500Million | Central | -1 | 3000
Lateral Hardening | Lateral Hardening-Fuse-60213258,1 | 13439 | 0 | 2799.7366 | 2767.6634 | 60454.5455 | 0.045781 | 0.050379 | 1200000 | 4 | 1 | 2 | 0 | 2 | 3 | Lateral Hardening-Fuse-60213258 | 1500Million | South Hillsborough | -1 | 3000
Lateral Hardening | Lateral Hardening-Fuse-92002959,1 | 13479 | 0 | 6738.1308 | 6660.9401 | 145681.8182 | 0.045723 | 0.1214 | 1200000 | 7 | 1 | 0 | 0 | 0 | 1 | Lateral Hardening-Fuse-92002959 | 1500Million | Winter Haven | -1 | 3000
Lateral Hardening | Lateral Hardening-Fuse-92904561,1 | 13159 | 1076.3574 | 1270.4514 | 2285.8401 | 50000 | 0.045717 | 0.014583 | 3428571.4286 | 6 | 1 | 0 | 0 | 0 | 1 | Lateral Hardening-Fuse-92904561 | 1500Million | Central | -1 | 3000
Lateral Hardening | Lateral Hardening-Fuse-90844137,1 | 13146 | 918.7098 | 7425.3035 | 8226.5027 | 180000 | 0.045703 | 0.15 | 1200000 | 2 | 1 | 0 | 0 | 0 | 1 | Lateral Hardening-Fuse-90844137 | 1500Million | Plant City | -1 | 3000
Lateral Hardening | Lateral Hardening-Fuse-10694140,1 | 13254 | 0 | 20202.6402 | 19971.2028 | 437045.4545 | 0.045696 | 0.3642 | 1200000 | 4 | 1 | 0 | 0 | 0 | 1 | Lateral Hardening-Fuse-10694140 | 1500Million | South Hillsborough | -1 | 3000
Lateral Hardening | Lateral Hardening-Fuse-92609205,1 | 13390 | 670.7241 | 3827.4941 | 4432.8166 | 97045.4545 | 0.045678 | 0.080871 | 1200000 | 3 | 1 | 0 | 0 | 0 | 1 | Lateral Hardening-Fuse-92609205 | 1500Million | Plant City | -1 | 3000
Lateral Hardening | Lateral Hardening-Fuse-60131178,1 | 13030 | 1001.773 | 4427.5432 | 5346.7528 | 117272.7273 | 0.045592 | 0.097727 | 1200000 | 3 | 1 | 0 | 0 | 0 | 1 | Lateral Hardening-Fuse-60131178 | 1500Million | Winter Haven | -1 | 3000
Lateral Hardening | Lateral Hardening-Fuse-10667331,1 | 13787 | 1737.5211 | 8221.4998 | 9811.8553 | 215227.2727 | 0.045588 | 0.17936 | 1200000 | 3 | 1 | 0 | 0 | 0 | 1 | Lateral Hardening-Fuse-10667331 | 1500Million | Plant City | -1 | 3000
Lateral Hardening | Lateral Hardening-Fuse-60321299,1 | 13298 | 0 | 33552.9164 | 33168.5409 | 727727.2727 | 0.045578 | 0.60644 | 1200000 |  | 1 | 0 | 0 | 0 | 1 | Lateral Hardening-Fuse-60321299 | 1500Million | Winter Haven | -1 | 3000
Lateral Hardening | Lateral Hardening-Fuse-60166657,1 | 13579 | 939.7239 | 6257.6992 | 7122.7945 | 156363.6364 | 0.045553 | 0.1303 | 1200000 | 1 | 1 | 0 | 0 | 0 | 1 | Lateral Hardening-Fuse-60166657 | 1500Million | Eastern | -1 | 3000
Lateral Hardening | Lateral Hardening-Fuse-92480869,1 | 13808 | 433.1258 | 2788.4649 | 3174.0015 | 69772.7273 | 0.045491 | 0.058144 | 1200000 | 2 | 1 | 0 | 0 | 0 | 1 | Lateral Hardening-Fuse-92480869 | 1500Million | Plant City | -1 | 3000
Lateral Hardening | Lateral Hardening-Fuse-10599433,1 | 13473 | 206.7931 | 2621.5418 | 2791.2009 | 61363.6364 | 0.045486 | 0.051136 | 1200000 | 1 | 1 | 0 | 0 | 0 | 1 | Lateral Hardening-Fuse-10599433 | 1500Million | Winter Haven | -1 | 3000
Lateral Hardening | Lateral Hardening-Fuse-10679339,1 | 13807 | 593.5948 | 3875.4956 | 4401.5007 | 96818.1818 | 0.045462 | 0.080682 | 1200000 | 2 | 1 | 0 | 0 | 0 | 1 | Lateral Hardening-Fuse-10679339 | 1500Million | Plant City | -1 | 3000
Lateral Hardening | Lateral Hardening-Fuse-10745656,1 | 13431 | 209.1429 | 1921.1032 | 2271.1684 | 50000 | 0.045423 | 0.041477 | 1205479.4521 | 1 | 1 | 0 | 0 | 0 | 1 | Lateral Hardening-Fuse-10745656 | 1500Million | Dade City | -1 | 3000
Lateral Hardening | Lateral Hardening-Fuse-90423648,1 | 13672 | 752.7253 | 4799.3732 | 5470.4495 | 120454.5455 | 0.045415 | 0.10038 | 1200000 | 2 | 1 | 0 | 0 | 0 | 1 | Lateral Hardening-Fuse-90423648 | 1500Million | Western | -1 | 3000
Lateral Hardening | Lateral Hardening-Fuse-60133620,1 | 13826 | 0 | 2296.131 | 2269.827 | 50000 | 0.045397 | 0.027841 | 1795918.3673 |  | 1 | 0 | 0 | 0 | 1 | Lateral Hardening-Fuse-60133620 | 1500Million | Central | -1 | 3000
Lateral Hardening | Lateral Hardening-Fuse-92614727,1 | 13303 | 0 | 13261.5296 | 13109.6082 | 288863.6364 | 0.045383 | 0.24072 | 1200000 | 1 | 1 | 0 | 0 | 0 | 1 | Lateral Hardening-Fuse-92614727 | 1500Million | South Hillsborough | -1 | 3000
Lateral Hardening | Lateral Hardening-Fuse-10676287,1 | 13785 | 0 | 2290.5536 | 2264.3135 | 50000 | 0.045286 | 0.023106 | 2163934.4262 | 2 | 1 | 0 | 0 | 0 | 1 | Lateral Hardening-Fuse-10676287 | 1500Million | Plant City | -1 | 3000
Lateral Hardening | Lateral Hardening-Fuse-91080143,1 | 13769 | 325.5736 | 2865.0426 | 3144.668 | 69545.4545 | 0.045217 | 0.057955 | 1200000 | 1 | 1 | 0 | 0 | 0 | 1 | Lateral Hardening-Fuse-91080143 | 1500Million | Winter Haven | -1 | 3000
Lateral Hardening | Lateral Hardening-Fuse-91756821,1 | 13502 | 0 | 4011.5463 | 3965.5908 | 87727.2727 | 0.045204 | 0.073106 | 1200000 | 1 | 1 | 0 | 0 | 0 | 1 | Lateral Hardening-Fuse-91756821 | 1500Million | Eastern | -1 | 3000
Lateral Hardening | Lateral Hardening-Fuse-10758569,1 | 13422 | 224.9148 | 1753.6807 | 4200.3326 | 92954.5455 | 0.045187 | 0.077462 | 1200000 | 1 | 1 | 0 | 0 | 0 | 1 | Lateral Hardening-Fuse-10758569 | 1500Million | Dade City | -1 | 3000
Lateral Hardening | Lateral Hardening-Fuse-92508868,1 | 13008 | 477.6318 | 4174.5356 | 4584.6523 | 101590.9091 | 0.045129 | 0.084659 | 1200000 | 1 | 1 | 0 | 0 | 0 | 1 | Lateral Hardening-Fuse-92508868 | 1500Million | Plant City | -1 | 3000
Lateral Hardening | Lateral Hardening-Fuse-60309992,1 | 13648 | 885.2303 | 5720.4483 | 6554.8995 | 145454.5455 | 0.045065 | 0.12121 | 1200000 | 1 | 1 | 0 | 0 | 0 | 1 | Lateral Hardening-Fuse-60309992 | 1500Million | South Hillsborough | -1 | 3000
Lateral Hardening | Lateral Hardening-Fuse-90375327,1 | 13150 | 1383.9462 | 2304.1705 | 3592.8531 | 79772.7273 | 0.045039 | 0.066477 | 1200000 | 5 | 1 | 0 | 0 | 0 | 1 | Lateral Hardening-Fuse-90375327 | 1500Million | Winter Haven | -1 | 3000
Lateral Hardening | Lateral Hardening-Fuse-91903074,1 | 13460 | 1094.8493 | 10304.7659 | 11237.5861 | 250227.2727 | 0.04491 | 0.20852 | 1200000 | 2 | 1 | 0 | 0 | 0 | 1 | Lateral Hardening-Fuse-91903074 | 1500Million | Eastern | -1 | 3000
Lateral Hardening | Lateral Hardening-Fuse-91910030,1 | 13546 | 1106.8386 | 1203.7931 | 2244.9138 | 50000 | 0.044898 | 0.036364 | 1375000 | 11 | 1 | 0 | 0 | 0 | 1 | Lateral Hardening-Fuse-91910030 | 1500Million | Central | -1 | 3000
Lateral Hardening | Lateral Hardening-Fuse-10925169,1 | 13342 | 0 | 3671.8123 | 3629.7488 | 80909.0909 | 0.044862 | 0.067424 | 1200000 | 2 | 1 | 2 | 0 | 2 | 3 | Lateral Hardening-Fuse-10925169 | 1500Million | South Hillsborough | -1 | 3000
Lateral Hardening | Lateral Hardening-Fuse-60557720,1 | 13268 | 0 | 3021.5753 | 2986.9607 | 66590.9091 | 0.044855 | 0.055492 | 1200000 |  | 1 | 0 | 0 | 0 | 1 | Lateral Hardening-Fuse-60557720 | 1500Million | Plant City | -1 | 3000
Lateral Hardening | Lateral Hardening-Fuse-10562372,1 | 13296 | 0 | 2276.2851 | 2250.2085 | 50227.2727 | 0.044801 | 0.041856 | 1200000 | 3 | 1 | 0 | 0 | 0 | 1 | Lateral Hardening-Fuse-10562372 | 1500Million | Winter Haven | -1 | 3000
Lateral Hardening | Lateral Hardening-Fuse-92680557,1 | 13805 | 575.9882 | 5453.558 | 5945.8101 | 132727.2727 | 0.044797 | 0.11061 | 1200000 | 1 | 1 | 0 | 0 | 0 | 1 | Lateral Hardening-Fuse-92680557 | 1500Million | Plant City | -1 | 3000
Lateral Hardening | Lateral Hardening-Fuse-92914242,1 | 13112 | 1106.2484 | 1480.361 | 2522.3499 | 56363.6364 | 0.044751 | 0.04697 | 1200000 | 8 | 1 | 0 | 0 | 0 | 1 | Lateral Hardening-Fuse-92914242 | 1500Million | Western | -1 | 3000
Lateral Hardening | Lateral Hardening-Fuse-92434615,1 | 13489 | 893.0672 | 2974.8791 | 3793.4732 | 84772.7273 | 0.044749 | 0.070644 | 1200000 | 3 | 1 | 0 | 0 | 0 | 1 | Lateral Hardening-Fuse-92434615 | 1500Million | South Hillsborough | -1 | 3000
Lateral Hardening | Lateral Hardening-Fuse-60277281,1 | 14059 | 0 | 3620.2567 | 3578.7838 | 80000 | 0.044735 | 0.066667 | 1200000 | 4 | 1 | 0 | 0 | 0 | 1 | Lateral Hardening-Fuse-60277281 | 1500Million | Central | -1 | 3000
Lateral Hardening | Lateral Hardening-Fuse-10805976,1 | 13951 | 0 | 547.6257 | 2233.078 | 50000 | 0.044662 | 0.029167 | 1714285.7143 | 1 | 1 | 0 | 0 | 0 | 1 | Lateral Hardening-Fuse-10805976 | 1500Million | Eastern | -1 | 3000
Lateral Hardening | Lateral Hardening-Fuse-60409684,1 | 13786 | 3609.7885 | 3238.2379 | 6645.6451 | 149318.1818 | 0.044507 | 0.12443 | 1200000 | 10 | 1 | 0 | 0 | 0 | 1 | Lateral Hardening-Fuse-60409684 | 1500Million | Plant City | -1 | 3000
Lateral Hardening | Lateral Hardening-Fuse-60011606,1 | 13158 | 1837.3233 | 169.1608 | 2286.005 | 51363.6364 | 0.044506 | 0.042803 | 1200000 | 12 | 1 | 0 | 0 | 0 | 1 | Lateral Hardening-Fuse-60011606 | 1500Million | Central | -1 | 3000
Lateral Hardening | Lateral Hardening-Fuse-93019033,1 | 13813 | 2722.6963 | 280.8158 | 2870.7136 | 64545.4545 | 0.044476 | 0.053788 | 1200000 | 2 | 1 | 0 | 0 | 0 | 1 | Lateral Hardening-Fuse-93019033 | 1500Million | Dade City | -1 | 3000
Lateral Hardening | Lateral Hardening-Fuse-91262074,1 | 13156 | 0 | 5060.5716 | 5002.5987 | 112500 | 0.044468 | 0.09375 | 1200000 | 4 | 1 | 2 | 0 | 2 | 3 | Lateral Hardening-Fuse-91262074 | 1500Million | Western | -1 | 3000
Lateral Hardening | Lateral Hardening-Fuse-10676165,1 | 14123 | 259.2544 | 3257.8724 | 3938.3639 | 88636.3636 | 0.044433 | 0.073864 | 1200000 | 1 | 1 | 0 | 0 | 0 | 1 | Lateral Hardening-Fuse-10676165 | 1500Million | Plant City | -1 | 3000
Lateral Hardening | Lateral Hardening-Fuse-60249132,1 | 13724 | 1285.7568 | 2415.5809 | 3613.5977 | 81363.6364 | 0.044413 | 0.067803 | 1200000 | 4 | 1 | 0 | 0 | 0 | 1 | Lateral Hardening-Fuse-60249132 | 1500Million | Plant City | -1 | 3000
Lateral Hardening | Lateral Hardening-Fuse-60028881,2 | 13007 | 0 | 10016.3194 | 9901.5744 | 223090.9091 | 0.044384 | 0.23239 | 960000 | 4 | 2 | 0 | 0 | 0 | 2 | Lateral Hardening-Fuse-60028881, Lateral Hardening-Fuse-90297540 | 1500Million | Plant City | -1 | 3000
Lateral Hardening | Lateral Hardening-Fuse-10516417,1 | 13797 | 0 | 2274.4411 | 2248.3856 | 50681.8182 | 0.044363 | 0.042235 | 1200000 | 1 | 1 | 0 | 0 | 0 | 1 | Lateral Hardening-Fuse-10516417 | 1500Million | Eastern | -1 | 3000
Lateral Hardening | Lateral Hardening-Fuse-10684573,1 | 13313 | 0 | 2242.8704 | 2217.1766 | 50000 | 0.044344 | 0.014015 | 3567567.5676 | 7 | 1 | 0 | 0 | 0 | 1 | Lateral Hardening-Fuse-10684573 | 1500Million | Winter Haven | -1 | 3000
Lateral Hardening | Lateral Hardening-Fuse-60012420,2 | 14274 | 0 | 4611.2477 | 4665.0172 | 105272.7273 | 0.044314 | 0.10966 | 960000 |  | 2 | 1 | 0 | 1 | 3 | Lateral Hardening-Fuse-60012420, Lateral Hardening-Fuse-60325257 | 1500Million | Western | -1 | 3000
Lateral Hardening | Lateral Hardening-Fuse-60622767,1 | 13668 | 173.2224 | 2072.3715 | 2215.2378 | 50000 | 0.044305 | 0.031629 | 1580838.3234 | 1 | 1 | 1 | 1 | 0 | 2 | Lateral Hardening-Fuse-60622767 | 1500Million | Plant City | -1 | 3000
Lateral Hardening | Lateral Hardening-Fuse-10061210,1 | 13406 | 240.4909 | 5825.451 | 7792.7735 | 176136.3636 | 0.044243 | 0.14678 | 1200000 | 1 | 1 | 0 | 0 | 0 | 1 | Lateral Hardening-Fuse-10061210 | 1500Million | Western | -1 | 3000
Lateral Hardening | Lateral Hardening-Fuse-92432137,1 | 13709 | 843.5898 | 1422.9435 | 2211.9344 | 50000 | 0.044239 | 0.038447 | 1300492.6108 | 2 | 1 | 0 | 0 | 0 | 1 | Lateral Hardening-Fuse-92432137 | 1500Million | Eastern | -1 | 3000
Lateral Hardening | Lateral Hardening-Fuse-10061191,1 | 13071 | 0 | 10315.1425 | 10196.9743 | 230681.8182 | 0.044204 | 0.19223 | 1200000 | 18 | 1 | 0 | 0 | 0 | 1 | Lateral Hardening-Fuse-10061191 | 1500Million | Western | -1 | 3000
Lateral Hardening | Lateral Hardening-Fuse-60170464,1 | 13138 | 0 | 2235.5126 | 2209.903 | 50000 | 0.044198 | 0.038636 | 1294117.6471 | 2 | 1 | 1 | 0 | 1 | 2 | Lateral Hardening-Fuse-60170464 | 1500Million | Western | -1 | 3000
Lateral Hardening | Lateral Hardening-Fuse-60173252,1 | 14071 | 0 | 4741.241 | 4686.9263 | 106136.3636 | 0.044159 | 0.088447 | 1200000 |  | 1 | 0 | 0 | 0 | 1 | Lateral Hardening-Fuse-60173252 | 1500Million | Western | -1 | 3000
Lateral Hardening | Lateral Hardening-Fuse-93273139,1 | 13815 | 0 | 2232.6304 | 2207.0538 | 50000 | 0.044141 | 0.018561 | 2693877.551 |  | 1 | 0 | 0 | 0 | 1 | Lateral Hardening-Fuse-93273139 | 1500Million | Dade City | -1 | 3000
Lateral Hardening | Lateral Hardening-Fuse-10129795,1 | 13006 | 1557.6046 | 18964.871 | 20389.4767 | 462727.2727 | 0.044064 | 0.38561 | 1200000 | 2 | 1 | 0 | 0 | 0 | 1 | Lateral Hardening-Fuse-10129795 | 1500Million | Dade City | -1 | 3000
Lateral Hardening | Lateral Hardening-Fuse-91796192,1 | 13130 | 0 | 7860.8042 | 7770.7524 | 176363.6364 | 0.044061 | 0.14697 | 1200000 | 4 | 1 | 0 | 0 | 0 | 1 | Lateral Hardening-Fuse-91796192 | 1500Million | Eastern | -1 | 3000
Lateral Hardening | Lateral Hardening-Fuse-10705832,1 | 13983 | 2560.3843 | 2743.1749 | 5613.4504 | 127500 | 0.044027 | 0.10625 | 1200000 | 7 | 1 | 0 | 0 | 0 | 1 | Lateral Hardening-Fuse-10705832 | 1500Million | Plant City | -1 | 3000
Lateral Hardening | Lateral Hardening-Fuse-10274703,1 | 13624 | 452.9789 | 4584.5063 | 4969.1707 | 113181.8182 | 0.043904 | 0.094318 | 1200000 | 1 | 1 | 0 | 0 | 0 | 1 | Lateral Hardening-Fuse-10274703 | 1500Million | Western | -1 | 3000
Lateral Hardening | Lateral Hardening-Fuse-10679426,2 | 13807 | 825.0874 | 1422.8572 | 2193.8274 | 50000 | 0.043877 | 0.028598 | 1748344.3709 | 4 | 2 | 0 | 0 | 0 | 2 | Lateral Hardening-Fuse-10679426, Lateral Hardening-Fuse-60277046 | 1500Million | Plant City | -1 | 3000
Lateral Hardening | Lateral Hardening-Fuse-60370290,1 | 13786 | 265.7426 | 2423.5215 | 2650.8121 | 60454.5455 | 0.043848 | 0.050379 | 1200000 | 1 | 1 | 0 | 0 | 0 | 1 | Lateral Hardening-Fuse-60370290 | 1500Million | Plant City | -1 | 3000
Lateral Hardening | Lateral Hardening-Fuse-92352436,1 | 13230 | 0 | 4247.1885 | 4198.5336 | 95909.0909 | 0.043776 | 0.079924 | 1200000 | 15 | 1 | 1 | 0 | 1 | 2 | Lateral Hardening-Fuse-92352436 | 1500Million | Eastern | -1 | 3000
Lateral Hardening | Lateral Hardening-Fuse-93153215,1 | 13786 | 470.2456 | 2941.271 | 3361.135 | 76818.1818 | 0.043754 | 0.064015 | 1200000 | 1 | 1 | 0 | 0 | 0 | 1 | Lateral Hardening-Fuse-93153215 | 1500Million | Plant City | -1 | 3000
Lateral Hardening | Lateral Hardening-Fuse-60241675,2 | 13524 | 0 | 8513.5518 | 8416.0222 | 192363.6364 | 0.043751 | 0.20038 | 960000 | 2 | 2 | 1 | 0 | 1 | 3 | Lateral Hardening-Fuse-60241675, Lateral Hardening-Fuse-93168079 | 1500Million | Western | -1 | 3000
Lateral Hardening | Lateral Hardening-Fuse-92627337,1 | 13303 | 2751.2169 | 15497.6955 | 17995.4481 | 411363.6364 | 0.043746 | 0.3428 | 1200000 | 13 | 1 | 0 | 0 | 0 | 1 | Lateral Hardening-Fuse-92627337 | 1500Million | South Hillsborough | -1 | 3000
Lateral Hardening | Lateral Hardening-Fuse-10487520,1 | 13460 | 1569.4274 | 699.0918 | 2583.9817 | 59090.9091 | 0.043729 | 0.049242 | 1200000 | 2 | 1 | 0 | 0 | 0 | 1 | Lateral Hardening-Fuse-10487520 | 1500Million | Eastern | -1 | 3000
Lateral Hardening | Lateral Hardening-Fuse-10236649,1 | 13511 | 1043.1271 | 1200.6205 | 2184.1032 | 50000 | 0.043682 | 0.039773 | 1257142.8571 | 10 | 1 | 0 | 0 | 0 | 1 | Lateral Hardening-Fuse-10236649 | 1500Million | Western | -1 | 3000
Lateral Hardening | Lateral Hardening-Fuse-93208729,1 | 13741 | 0 | 2209.1563 | 2183.8487 | 50000 | 0.043677 | 0.035417 | 1411764.7059 |  | 1 | 0 | 0 | 0 | 1 | Lateral Hardening-Fuse-93208729 | 1500Million |  | -1 | 3000
Lateral Hardening | Lateral Hardening-Fuse-92352450,1 | 13230 | 1299.4326 | 3034.8269 | 4245.0102 | 97272.7273 | 0.04364 | 0.081061 | 1200000 | 5 | 1 | 0 | 0 | 0 | 1 | Lateral Hardening-Fuse-92352450 | 1500Million | Eastern | -1 | 3000
Lateral Hardening | Lateral Hardening-Fuse-60320387,1 | 13006 | 952.6158 | 3997.4551 | 5929.1513 | 135909.0909 | 0.043626 | 0.11326 | 1200000 | 3 | 1 | 0 | 0 | 0 | 1 | Lateral Hardening-Fuse-60320387 | 1500Million | Dade City | -1 | 3000
Lateral Hardening | Lateral Hardening-Fuse-60277026,2 | 13807 | 3443.0709 | 7837.1096 | 11042.206 | 253272.7273 | 0.043598 | 0.26383 | 960000 | 10 | 2 | 0 | 0 | 0 | 2 | Lateral Hardening-Fuse-60277026, Lateral Hardening-Fuse-90279644 | 1500Million | Plant City | -1 | 3000
Lateral Hardening | Lateral Hardening-Fuse-10162072,1 | 13142 | 2270.0841 | 19.7915 | 2179.4034 | 50000 | 0.043588 | 0.022538 | 2218487.395 | 5 | 1 | 0 | 0 | 0 | 1 | Lateral Hardening-Fuse-10162072 | 1500Million | Western | -1 | 3000
Lateral Hardening | Lateral Hardening-Fuse-90693945,1 | 13797 | 1912.9242 | 361.1631 | 2176.2888 | 50000 | 0.043526 | 0.026515 | 1885714.2857 | 2 | 1 | 0 | 0 | 0 | 1 | Lateral Hardening-Fuse-90693945 | 1500Million | Eastern | -1 | 3000
Lateral Hardening | Lateral Hardening-Fuse-10097023,1 | 13461 | 0 | 3880.0644 | 3835.6151 | 88181.8182 | 0.043497 | 0.073485 | 1200000 |  | 1 | 0 | 0 | 0 | 1 | Lateral Hardening-Fuse-10097023 | 1500Million | Eastern | -1 | 3000
Lateral Hardening | Lateral Hardening-Fuse-92523455,2 | 13340 | 0 | 16196.6815 | 16011.1356 | 368181.8182 | 0.043487 | 0.38352 | 960000 | 13 | 2 | 1 | 0 | 1 | 3 | Lateral Hardening-Fuse-92523455, Lateral Hardening-Fuse-92603962 | 1500Million | South Hillsborough | -1 | 3000
Lateral Hardening | Lateral Hardening-Fuse-92827025,1 | 13159 | 0 | 2199.1416 | 2173.9486 | 50000 | 0.043479 | 0.032765 | 1526011.5607 | 3 | 1 | 0 | 0 | 0 | 1 | Lateral Hardening-Fuse-92827025 | 1500Million | Central | -1 | 3000
Lateral Hardening | Lateral Hardening-Fuse-60324372,1 | 13298 | 163.4702 | 2038.3668 | 2172.3517 | 50000 | 0.043447 | 0.041667 | 1200000 | 1 | 1 | 0 | 0 | 0 | 1 | Lateral Hardening-Fuse-60324372 | 1500Million | Winter Haven | -1 | 3000
Lateral Hardening | Lateral Hardening-Fuse-90478173,1 | 13808 | 1130.2408 | 18548.0498 | 19417.1053 | 447045.4545 | 0.043434 | 0.37254 | 1200000 | 2 | 1 | 0 | 0 | 0 | 1 | Lateral Hardening-Fuse-90478173 | 1500Million | Plant City | -1 | 3000
Lateral Hardening | Lateral Hardening-Fuse-60645745,1 | 13051 | 0 | 3731.4382 | 4555.4972 | 105000 | 0.043386 | 0.0875 | 1200000 | 2 | 1 | 0 | 0 | 0 | 1 | Lateral Hardening-Fuse-60645745 | 1500Million | Central | -1 | 3000
Lateral Hardening | Lateral Hardening-Fuse-10715653,1 | 13984 | 1676.1171 | 5148.3905 | 6688.6657 | 154318.1818 | 0.043343 | 0.1286 | 1200000 | 6 | 1 | 0 | 0 | 0 | 1 | Lateral Hardening-Fuse-10715653 | 1500Million | Plant City | -1 | 3000
Lateral Hardening | Lateral Hardening-Fuse-10556719,2 | 13298 | 1063.3285 | 8773.9629 | 9696.4848 | 223818.1818 | 0.043323 | 0.23314 | 960000 | 2 | 2 | 0 | 0 | 0 | 2 | Lateral Hardening-Fuse-10556719, Lateral Hardening-Fuse-10556737 | 1500Million | Winter Haven | -1 | 3000
Lateral Hardening | Lateral Hardening-Fuse-90428275,1 | 13870 | 0 | 5586.3173 | 5522.3215 | 127500 | 0.043312 | 0.10625 | 1200000 | 1 | 1 | 0 | 0 | 0 | 1 | Lateral Hardening-Fuse-90428275 | 1500Million | Western | -1 | 3000
Lateral Hardening | Lateral Hardening-Fuse-93320239,1 | 13723 | 551.5449 | 1656.254 | 2163.7146 | 50000 | 0.043274 | 0.015152 | 3300000 | 2 | 1 | 0 | 0 | 0 | 1 | Lateral Hardening-Fuse-93320239 | 1500Million | Plant City | -1 | 3000
Lateral Hardening | Lateral Hardening-Fuse-90508275,1 | 13079 | 2153.3645 | 112.6152 | 2163.2345 | 50000 | 0.043265 | 0.035227 | 1419354.8387 | 20 | 1 | 0 | 0 | 0 | 1 | Lateral Hardening-Fuse-90508275 | 1500Million | Western | -1 | 3000
Lateral Hardening | Lateral Hardening-Fuse-93206517,1 | 13656 | 516.4284 | 4706.9603 | 5150.1588 | 119090.9091 | 0.043246 | 0.099242 | 1200000 | 2 | 1 | 0 | 0 | 0 | 1 | Lateral Hardening-Fuse-93206517 | 1500Million | Plant City | -1 | 3000
Lateral Hardening | Lateral Hardening-Fuse-91265301,1 | 14079 | 0 | 4680.013 | 4626.3997 | 107045.4545 | 0.043219 | 0.089205 | 1200000 | 1 | 1 | 1 | 0 | 1 | 2 | Lateral Hardening-Fuse-91265301 | 1500Million | Western | -1 | 3000
Lateral Hardening | Lateral Hardening-Fuse-90841117,1 | 13423 | 0 | 7052.4727 | 6971.6809 | 161363.6364 | 0.043205 | 0.13447 | 1200000 | 1 | 1 | 0 | 0 | 0 | 1 | Lateral Hardening-Fuse-90841117 | 1500Million | Dade City | -1 | 3000
Lateral Hardening | Lateral Hardening-Fuse-92486975,1 | 13777 | 1070.8254 | 1146.6538 | 2159.9522 | 50000 | 0.043199 | 0.010795 | 4631578.9474 | 6 | 1 | 0 | 0 | 0 | 1 | Lateral Hardening-Fuse-92486975 | 1500Million | South Hillsborough | -1 | 3000
Lateral Hardening | Lateral Hardening-Fuse-60061742,1 | 13005 | 2048.2545 | 1940.5946 | 3874.9696 | 89772.7273 | 0.043164 | 0.074811 | 1200000 | 8 | 1 | 0 | 0 | 0 | 1 | Lateral Hardening-Fuse-60061742 | 1500Million | Dade City | -1 | 3000
Lateral Hardening | Lateral Hardening-Fuse-90684903,1 | 13613 | 816.1892 | 1394.0787 | 2158.0275 | 50000 | 0.043161 | 0.035038 | 1427027.027 | 8 | 1 | 0 | 0 | 0 | 1 | Lateral Hardening-Fuse-90684903 | 1500Million | Western | -1 | 3000
Lateral Hardening | Lateral Hardening-Fuse-60044009,1 | 13211 | 346.6638 | 3461.3943 | 3756.2978 | 87045.4545 | 0.043153 | 0.072538 | 1200000 | 1 | 1 | 0 | 0 | 0 | 1 | Lateral Hardening-Fuse-60044009 | 1500Million | Eastern | -1 | 3000
Lateral Hardening | Lateral Hardening-Fuse-10098738,1 | 13087 | 2724.8988 | 269.3372 | 2862.4924 | 66363.6364 | 0.043133 | 0.055303 | 1200000 | 10 | 1 | 0 | 0 | 0 | 1 | Lateral Hardening-Fuse-10098738 | 1500Million | Eastern | -1 | 3000
Lateral Hardening | Lateral Hardening-Fuse-10156230,1 | 13069 | 1947.0486 | 3768.6248 | 5582.0282 | 129545.4545 | 0.043089 | 0.10795 | 1200000 | 12 | 1 | 0 | 0 | 0 | 1 | Lateral Hardening-Fuse-10156230 | 1500Million | Western | -1 | 3000
Lateral Hardening | Lateral Hardening-Fuse-10544574,1 | 13909 | 0 | 3871.7424 | 3827.3885 | 88863.6364 | 0.04307 | 0.074053 | 1200000 | 2 | 1 | 2 | 0 | 2 | 3 | Lateral Hardening-Fuse-10544574 | 1500Million | Eastern | -1 | 3000
Lateral Hardening | Lateral Hardening-Fuse-91568537,1 | 13622 | 394.0853 | 2407.1516 | 2760.2891 | 64090.9091 | 0.043068 | 0.053409 | 1200000 | 1 | 1 | 0 | 0 | 0 | 1 | Lateral Hardening-Fuse-91568537 | 1500Million | Western | -1 | 3000
Lateral Hardening | Lateral Hardening-Fuse-10895246,1 | 13003 | 0 | 5429.2307 | 5367.0345 | 124772.7273 | 0.043014 | 0.10398 | 1200000 | 1 | 1 | 0 | 0 | 0 | 1 | Lateral Hardening-Fuse-10895246 | 1500Million | South Hillsborough | -1 | 3000
Lateral Hardening | Lateral Hardening-Fuse-92044311,1 | 13419 | 1134.5463 | 1074.9125 | 2146.38 | 50000 | 0.042928 | 0.031818 | 1571428.5714 | 8 | 1 | 0 | 0 | 0 | 1 | Lateral Hardening-Fuse-92044311 | 1500Million | Central | -1 | 3000
Lateral Hardening | Lateral Hardening-Fuse-91247246,1 | 13679 | 820.4703 | 899.9241 | 3052.4321 | 71136.3636 | 0.04291 | 0.05928 | 1200000 | 4 | 1 | 0 | 0 | 0 | 1 | Lateral Hardening-Fuse-91247246 | 1500Million | Western | -1 | 3000
Lateral Hardening | Lateral Hardening-Fuse-91173333,1 | 13638 | 0 | 10513.6835 | 10393.2408 | 242272.7273 | 0.042899 | 0.20189 | 1200000 |  | 1 | 0 | 0 | 0 | 1 | Lateral Hardening-Fuse-91173333 | 1500Million | Western | -1 | 3000
Lateral Hardening | Lateral Hardening-Fuse-60044047,1 | 13211 | 0 | 3080.3948 | 3045.1064 | 71136.3636 | 0.042807 | 0.05928 | 1200000 | 1 | 1 | 0 | 0 | 0 | 1 | Lateral Hardening-Fuse-60044047 | 1500Million | Eastern | -1 | 3000
Lateral Hardening | Lateral Hardening-Fuse-92639818,1 | 13331 | 0 | 2499.0245 | 2470.3962 | 57727.2727 | 0.042794 | 0.048106 | 1200000 | 1 | 1 | 0 | 0 | 0 | 1 | Lateral Hardening-Fuse-92639818 | 1500Million | Dade City | -1 | 3000
Lateral Hardening | Lateral Hardening-Fuse-91651363,2 | 13120 | 0 | 4544.7646 | 4765.4586 | 111636.3636 | 0.042687 | 0.11629 | 960000 |  | 2 | 0 | 0 | 0 | 2 | Lateral Hardening-Fuse-91651363, Lateral Hardening-Fuse-60015679 | 1500Million | Plant City | -1 | 3000
Lateral Hardening | Lateral Hardening-Fuse-92316157,1 | 13455 | 0 | 5375.8959 | 5314.3107 | 124772.7273 | 0.042592 | 0.10398 | 1200000 | 3 | 1 | 1 | 0 | 1 | 2 | Lateral Hardening-Fuse-92316157 | 1500Million | Eastern | -1 | 3000
Lateral Hardening | Lateral Hardening-Fuse-93207951,1 | 13656 | 959.1729 | 2638.0025 | 3523.199 | 82727.2727 | 0.042588 | 0.068939 | 1200000 | 4 | 1 | 0 | 0 | 0 | 1 | Lateral Hardening-Fuse-93207951 | 1500Million | Plant City | -1 | 3000
Lateral Hardening | Lateral Hardening-Fuse-92915524,1 | 13159 | 1582.0554 | 626.9943 | 2127.6861 | 50000 | 0.042554 | 0.037311 | 1340101.5228 | 14 | 1 | 0 | 0 | 0 | 1 | Lateral Hardening-Fuse-92915524 | 1500Million | Central | -1 | 3000
Lateral Hardening | Lateral Hardening-Fuse-10548846,1 | 13693 | 949.2719 | 5300.6633 | 6158.1664 | 144772.7273 | 0.042537 | 0.12064 | 1200000 | 2 | 1 | 0 | 0 | 0 | 1 | Lateral Hardening-Fuse-10548846 | 1500Million | Eastern | -1 | 3000
Lateral Hardening | Lateral Hardening-Fuse-10129810,1 | 13423 | 2138.1436 | 16425.2452 | 18297.3954 | 430681.8182 | 0.042485 | 0.3589 | 1200000 | 8 | 1 | 0 | 0 | 0 | 1 | Lateral Hardening-Fuse-10129810 | 1500Million | Dade City | -1 | 3000
Lateral Hardening | Lateral Hardening-Fuse-60163302,1 | 13786 | 712.44 | 6852.4782 | 7463.1313 | 175681.8182 | 0.042481 | 0.1464 | 1200000 | 3 | 1 | 0 | 0 | 0 | 1 | Lateral Hardening-Fuse-60163302 | 1500Million | Plant City | -1 | 3000
Lateral Hardening | Lateral Hardening-Fuse-10095508,1 | 13786 | 1061.7714 | 7016.5309 | 12111.4944 | 285227.2727 | 0.042463 | 0.23769 | 1200000 | 6 | 1 | 0 | 0 | 0 | 1 | Lateral Hardening-Fuse-10095508 | 1500Million | Plant City | -1 | 3000
Lateral Hardening | Lateral Hardening-Fuse-60311176,1 | 13279 | 2116.0865 | 3509.1858 | 5489.0559 | 129318.1818 | 0.042446 | 0.10777 | 1200000 | 15 | 1 | 0 | 0 | 0 | 1 | Lateral Hardening-Fuse-60311176 | 1500Million | Winter Haven | -1 | 3000
Lateral Hardening | Lateral Hardening-Fuse-92126698,1 | 13489 | 0 | 7138.0011 | 7056.2296 | 166363.6364 | 0.042414 | 0.13864 | 1200000 | 4 | 1 | 0 | 0 | 0 | 1 | Lateral Hardening-Fuse-92126698 | 1500Million | South Hillsborough | -1 | 3000
Lateral Hardening | Lateral Hardening-Fuse-90287905,1 | 13807 | 802.8611 | 2726.8187 | 3462.7007 | 81818.1818 | 0.042322 | 0.068182 | 1200000 | 3 | 1 | 0 | 0 | 0 | 1 | Lateral Hardening-Fuse-90287905 | 1500Million | Plant City | -1 | 3000
Lateral Hardening | Lateral Hardening-Fuse-10823020,1 | 13652 | 787.1844 | 2631.4453 | 3356.8531 | 79318.1818 | 0.042321 | 0.066098 | 1200000 | 1 | 1 | 0 | 0 | 0 | 1 | Lateral Hardening-Fuse-10823020 | 1500Million | South Hillsborough | -1 | 3000
Lateral Hardening | Lateral Hardening-Fuse-60171331,1 | 13863 | 0 | 3969.6549 | 3924.1793 | 92727.2727 | 0.04232 | 0.077273 | 1200000 | 2 | 1 | 0 | 0 | 0 | 1 | Lateral Hardening-Fuse-60171331 | 1500Million | Western | -1 | 3000
Lateral Hardening | Lateral Hardening-Fuse-10808196,1 | 14202 | 0 | 8615.935 | 8517.2326 | 201363.6364 | 0.042298 | 0.1678 | 1200000 | 1 | 1 | 0 | 0 | 0 | 1 | Lateral Hardening-Fuse-10808196 | 1500Million | South Hillsborough | -1 | 3000
Lateral Hardening | Lateral Hardening-Fuse-10627052,1 | 13147 | 0 | 2644.0296 | 2613.7402 | 61818.1818 | 0.042281 | 0.051515 | 1200000 | 1 | 1 | 0 | 0 | 0 | 1 | Lateral Hardening-Fuse-10627052 | 1500Million | Plant City | -1 | 3000
Lateral Hardening | Lateral Hardening-Fuse-90481342,1 | 13458 | 1501.4679 | 5611.3249 | 6976.0933 | 165000 | 0.042279 | 0.1375 | 1200000 | 4 | 1 | 0 | 0 | 0 | 1 | Lateral Hardening-Fuse-90481342 | 1500Million | Eastern | -1 | 3000
Lateral Hardening | Lateral Hardening-Fuse-91496980,1 | 13158 | 783.2141 | 1488.4116 | 2216.9832 | 52500 | 0.042228 | 0.04375 | 1200000 | 6 | 1 | 0 | 0 | 0 | 1 | Lateral Hardening-Fuse-91496980 | 1500Million | Central | -1 | 3000
Lateral Hardening | Lateral Hardening-Fuse-90118049,1 | 14024 | 703.6561 | 7123.1392 | 7721.4608 | 182954.5455 | 0.042204 | 0.15246 | 1200000 | 2 | 1 | 0 | 0 | 0 | 1 | Lateral Hardening-Fuse-90118049 | 1500Million | South Hillsborough | -1 | 3000
Lateral Hardening | Lateral Hardening-Fuse-90856206,1 | 13787 | 494.2793 | 6483.3829 | 7632.0128 | 181136.3636 | 0.042134 | 0.15095 | 1200000 | 1 | 1 | 0 | 0 | 0 | 1 | Lateral Hardening-Fuse-90856206 | 1500Million | Plant City | -1 | 3000
Lateral Hardening | Lateral Hardening-Fuse-92663266,1 | 13546 | 0 | 9470.528 | 9362.0355 | 222272.7273 | 0.04212 | 0.18523 | 1200000 | 4 | 1 | 2 | 0 | 2 | 3 | Lateral Hardening-Fuse-92663266 | 1500Million | Central | -1 | 3000
Lateral Hardening | Lateral Hardening-Fuse-92829535,1 | 13961 | 361.0745 | 2291.0283 | 2613.1928 | 62045.4545 | 0.042117 | 0.051705 | 1200000 | 1 | 1 | 0 | 0 | 0 | 1 | Lateral Hardening-Fuse-92829535 | 1500Million | Plant City | -1 | 3000
Lateral Hardening | Lateral Hardening-Fuse-92056734,1 | 13299 | 410.2439 | 1730.0063 | 2104.9015 | 50000 | 0.042098 | 0.024621 | 2030769.2308 | 3 | 1 | 1 | 0 | 1 | 2 | Lateral Hardening-Fuse-92056734 | 1500Million | Winter Haven | -1 | 3000
Lateral Hardening | Lateral Hardening-Fuse-10165794,1 | 13072 | 2230.0069 | 2865.9561 | 4971.0042 | 118409.0909 | 0.041982 | 0.098674 | 1200000 | 10 | 1 | 0 | 0 | 0 | 1 | Lateral Hardening-Fuse-10165794 | 1500Million | Western | -1 | 3000
Lateral Hardening | Lateral Hardening-Fuse-92205781,1 | 13432 | 1020.0671 | 1784.2103 | 2737.4725 | 65227.2727 | 0.041968 | 0.054356 | 1200000 | 7 | 1 | 0 | 0 | 0 | 1 | Lateral Hardening-Fuse-92205781 | 1500Million | Dade City | -1 | 3000
Lateral Hardening | Lateral Hardening-Fuse-91101864,1 | 13470 | 448.8721 | 3166.219 | 3562.1905 | 85000 | 0.041908 | 0.070833 | 1200000 | 1 | 1 | 0 | 0 | 0 | 1 | Lateral Hardening-Fuse-91101864 | 1500Million | Winter Haven | -1 | 3000
Lateral Hardening | Lateral Hardening-Fuse-10566569,1 | 13289 | 1227.8775 | 934.0974 | 2095.4026 | 50000 | 0.041908 | 0.022159 | 2256410.2564 | 10 | 1 | 0 | 0 | 0 | 1 | Lateral Hardening-Fuse-10566569 | 1500Million | Winter Haven | -1 | 3000
Lateral Hardening | Lateral Hardening-Fuse-10657022,1 | 13098 | 1181.2218 | 1808.8435 | 2913.3591 | 69545.4545 | 0.041891 | 0.057955 | 1200000 | 3 | 1 | 1 | 0 | 1 | 2 | Lateral Hardening-Fuse-10657022 | 1500Million | Central | -1 | 3000
Lateral Hardening | Lateral Hardening-Fuse-93207952,1 | 13656 | 649.6001 | 2959.8137 | 3554.8211 | 85000 | 0.041821 | 0.070833 | 1200000 | 2 | 1 | 0 | 0 | 0 | 1 | Lateral Hardening-Fuse-93207952 | 1500Million | Plant City | -1 | 3000
Lateral Hardening | Lateral Hardening-Fuse-10668865,1 | 13723 | 1197.4044 | 2393.4954 | 3507.1563 | 83863.6364 | 0.04182 | 0.069886 | 1200000 | 4 | 1 | 0 | 0 | 0 | 1 | Lateral Hardening-Fuse-10668865 | 1500Million | Plant City | -1 | 3000
Lateral Hardening | Lateral Hardening-Fuse-60185339,1 | 13206 | 952.8219 | 1189.1191 | 2088.6498 | 50000 | 0.041773 | 0.039583 | 1263157.8947 | 6 | 1 | 0 | 0 | 0 | 1 | Lateral Hardening-Fuse-60185339 | 1500Million | Western | -1 | 3000
Lateral Hardening | Lateral Hardening-Fuse-90898679,1 | 13807 | 0 | 4849.4228 | 4793.8688 | 114772.7273 | 0.041768 | 0.095644 | 1200000 | 1 | 1 | 0 | 0 | 0 | 1 | Lateral Hardening-Fuse-90898679 | 1500Million | Plant City | -1 | 3000
Lateral Hardening | Lateral Hardening-Fuse-92582609,1 | 13433 | 0 | 4193.8296 | 4145.7859 | 99318.1818 | 0.041742 | 0.082765 | 1200000 | 3 | 1 | 0 | 0 | 0 | 1 | Lateral Hardening-Fuse-92582609 | 1500Million | Eastern | -1 | 3000
Lateral Hardening | Lateral Hardening-Fuse-93216020,1 | 13656 | 2150.4583 | 693.5451 | 2739.6075 | 65681.8182 | 0.04171 | 0.054735 | 1200000 | 6 | 1 | 0 | 0 | 0 | 1 | Lateral Hardening-Fuse-93216020 | 1500Million | Plant City | -1 | 3000
Lateral Hardening | Lateral Hardening-Fuse-10320685,1 | 13870 | 0 | 4477.9616 | 4426.6629 | 106363.6364 | 0.041618 | 0.088636 | 1200000 | 4 | 1 | 0 | 0 | 0 | 1 | Lateral Hardening-Fuse-10320685 | 1500Million | Western | -1 | 3000
Lateral Hardening | Lateral Hardening-Fuse-91250746,1 | 13090 | 0 | 1666.0163 | 2080.3336 | 50000 | 0.041607 | 0.039205 | 1275362.3188 | 6 | 1 | 0 | 0 | 0 | 1 | Lateral Hardening-Fuse-91250746 | 1500Million | Central | -1 | 3000
Lateral Hardening | Lateral Hardening-Fuse-92619337,1 | 13146 | 695.4606 | 2997.7667 | 3631.0732 | 87272.7273 | 0.041606 | 0.072727 | 1200000 | 1 | 1 | 0 | 0 | 0 | 1 | Lateral Hardening-Fuse-92619337 | 1500Million | Plant City | -1 | 3000
Lateral Hardening | Lateral Hardening-Fuse-10759874,2 | 13813 | 1632.2811 | 8077.4543 | 11414.3181 | 274545.4545 | 0.041575 | 0.28598 | 960000 | 4 | 2 | 0 | 0 | 0 | 2 | Lateral Hardening-Fuse-10759874, Lateral Hardening-Fuse-90301113 | 1500Million | Dade City | -1 | 3000
Lateral Hardening | Lateral Hardening-Fuse-60102109,1 | 13670 | 0 | 11219.3047 | 11090.7786 | 267045.4545 | 0.041531 | 0.22254 | 1200000 | 1 | 1 | 0 | 0 | 0 | 1 | Lateral Hardening-Fuse-60102109 | 1500Million | Western | -1 | 3000
Lateral Hardening | Lateral Hardening-Fuse-90832202,1 | 13959 | 180.5042 | 2159.489 | 2308.361 | 55681.8182 | 0.041456 | 0.046402 | 1200000 | 1 | 1 | 0 | 0 | 0 | 1 | Lateral Hardening-Fuse-90832202 | 1500Million | Plant City | -1 | 3000
Lateral Hardening | Lateral Hardening-Fuse-91005141,1 | 13600 | 2012.8293 | 1296.4316 | 3199.6124 | 77272.7273 | 0.041407 | 0.064394 | 1200000 | 19 | 1 | 0 | 0 | 0 | 1 | Lateral Hardening-Fuse-91005141 | 1500Million | Central | -1 | 3000
Lateral Hardening | Lateral Hardening-Fuse-10754779,1 | 13331 | 1454.8633 | 1532.616 | 2907.2865 | 70227.2727 | 0.041398 | 0.058523 | 1200000 | 8 | 1 | 0 | 0 | 0 | 1 | Lateral Hardening-Fuse-10754779 | 1500Million | Dade City | -1 | 3000
Lateral Hardening | Lateral Hardening-Fuse-92260012,1 | 13019 | 0 | 5925.2318 | 5857.3535 | 141818.1818 | 0.041302 | 0.11818 | 1200000 | 1 | 1 | 0 | 0 | 0 | 1 | Lateral Hardening-Fuse-92260012 | 1500Million | South Hillsborough | -1 | 3000
Lateral Hardening | Lateral Hardening-Fuse-10452703,1 | 13129 | 1615.5574 | 528.2646 | 2064.4082 | 50000 | 0.041288 | 0.02822 | 1771812.0805 | 12 | 1 | 0 | 0 | 0 | 1 | Lateral Hardening-Fuse-10452703 | 1500Million | Eastern | -1 | 3000
Lateral Hardening | Lateral Hardening-Fuse-10274806,1 | 14274 | 233.1642 | 3580.2067 | 3762.8375 | 91136.3636 | 0.041288 | 0.075947 | 1200000 | 1 | 1 | 0 | 0 | 0 | 1 | Lateral Hardening-Fuse-10274806 | 1500Million | Western | -1 | 3000
Lateral Hardening | Lateral Hardening-Fuse-93059781,1 | 13593 | 0 | 2087.8231 | 2063.9054 | 50000 | 0.041278 | 0.035795 | 1396825.3968 | 1 | 1 | 0 | 0 | 0 | 1 | Lateral Hardening-Fuse-93059781 | 1500Million | Central | -1 | 3000
Lateral Hardening | Lateral Hardening-Fuse-10338462,1 | 13585 | 0 | 6687.9751 | 6611.359 | 160227.2727 | 0.041262 | 0.13352 | 1200000 | 9 | 1 | 1 | 0 | 1 | 2 | Lateral Hardening-Fuse-10338462 | 1500Million | Western | -1 | 3000
Lateral Hardening | Lateral Hardening-Fuse-91903068,1 | 13460 | 1112.6096 | 4408.4136 | 5415.6562 | 131363.6364 | 0.041226 | 0.10947 | 1200000 | 4 | 1 | 0 | 0 | 0 | 1 | Lateral Hardening-Fuse-91903068 | 1500Million | Eastern | -1 | 3000
Lateral Hardening | Lateral Hardening-Fuse-93207839,1 | 13656 | 533.4654 | 3336.695 | 3813.0055 | 92500 | 0.041222 | 0.077083 | 1200000 | 1 | 1 | 0 | 0 | 0 | 1 | Lateral Hardening-Fuse-93207839 | 1500Million | Plant City | -1 | 3000
Lateral Hardening | Lateral Hardening-Fuse-10000701,1 | 13236 | 1259.4344 | 7907.5477 | 9035.9441 | 219318.1818 | 0.0412 | 0.18277 | 1200000 | 2 | 1 | 1 | 0 | 1 | 2 | Lateral Hardening-Fuse-10000701 | 1500Million | South Hillsborough | -1 | 3000
Lateral Hardening | Lateral Hardening-Fuse-93233169,1 | 13305 | 0 | 9559.7735 | 9450.2586 | 229545.4545 | 0.041169 | 0.19129 | 1200000 | 5 | 1 | 0 | 0 | 0 | 1 | Lateral Hardening-Fuse-93233169 | 1500Million | South Hillsborough | -1 | 3000
Lateral Hardening | Lateral Hardening-Fuse-10199653,1 | 13338 | 0 | 2080.6936 | 2056.8576 | 50000 | 0.041137 | 0.017045 | 2933333.3333 | 1 | 1 | 0 | 0 | 0 | 1 | Lateral Hardening-Fuse-10199653 | 1500Million | Western | -1 | 3000
Lateral Hardening | Lateral Hardening-Fuse-91852773,1 | 13224 | 0 | 2391.8031 | 2364.4031 | 57500 | 0.04112 | 0.047917 | 1200000 | 6 | 1 | 0 | 0 | 0 | 1 | Lateral Hardening-Fuse-91852773 | 1500Million | Central | -1 | 3000
Lateral Hardening | Lateral Hardening-Fuse-92680600,1 | 13805 | 0 | 2816.8829 | 2784.6132 | 67727.2727 | 0.041115 | 0.056439 | 1200000 | 1 | 1 | 0 | 0 | 0 | 1 | Lateral Hardening-Fuse-92680600 | 1500Million | Plant City | -1 | 3000
Lateral Hardening | Lateral Hardening-Fuse-10199665,1 | 13338 | 0 | 4838.9524 | 4783.5183 | 116363.6364 | 0.041108 | 0.09697 | 1200000 |  | 1 | 0 | 0 | 0 | 1 | Lateral Hardening-Fuse-10199665 | 1500Million | Western | -1 | 3000
Lateral Hardening | Lateral Hardening-Fuse-60257689,1 | 13242 | 296.8548 | 2707.2585 | 2961.1595 | 72045.4545 | 0.041101 | 0.060038 | 1200000 | 1 | 1 | 0 | 0 | 0 | 1 | Lateral Hardening-Fuse-60257689 | 1500Million | Plant City | -1 | 3000
Lateral Hardening | Lateral Hardening-Fuse-10143530,1 | 13036 | 0 | 3911.2504 | 3866.4439 | 94090.9091 | 0.041093 | 0.078409 | 1200000 | 1 | 1 | 1 | 0 | 1 | 2 | Lateral Hardening-Fuse-10143530 | 1500Million | Central | -1 | 3000
Lateral Hardening | Lateral Hardening-Fuse-93337201,1 | 13117 | 888.3057 | 8043.8614 | 8806.7207 | 214318.1818 | 0.041092 | 0.1786 | 1200000 | 2 | 1 | 0 | 0 | 0 | 1 | Lateral Hardening-Fuse-93337201 | 1500Million | Winter Haven | -1 | 3000
Lateral Hardening | Lateral Hardening-Fuse-60633543,1 | 13298 | 183.2099 | 1724.4601 | 2051.9661 | 50000 | 0.041039 | 0.02178 | 2295652.1739 | 1 | 1 | 0 | 0 | 0 | 1 | Lateral Hardening-Fuse-60633543 | 1500Million | Winter Haven | -1 | 3000
Lateral Hardening | Lateral Hardening-Fuse-93234317,1 | 13696 | 0 | 2563.573 | 2534.2052 | 61818.1818 | 0.040994 | 0.051515 | 1200000 | 4 | 1 | 1 | 0 | 1 | 2 | Lateral Hardening-Fuse-93234317 | 1500Million | Winter Haven | -1 | 3000
Lateral Hardening | Lateral Hardening-Fuse-10895273,1 | 13003 | 668.702 | 1426.2362 | 2049.1182 | 50000 | 0.040982 | 0.023295 | 2146341.4634 | 3 | 1 | 0 | 0 | 0 | 1 | Lateral Hardening-Fuse-10895273 | 1500Million | South Hillsborough | -1 | 3000
Lateral Hardening | Lateral Hardening-Fuse-92734178,1 | 13070 | 0 | 2072.4985 | 2048.7564 | 50000 | 0.040975 | 0.03428 | 1458563.5359 | 3 | 1 | 0 | 0 | 0 | 1 | Lateral Hardening-Fuse-92734178 | 1500Million | Western | -1 | 3000
Lateral Hardening | Lateral Hardening-Fuse-93091046,1 | 13133 | 1393.1997 | 3167.295 | 4464.8653 | 109090.9091 | 0.040928 | 0.090909 | 1200000 | 7 | 1 | 0 | 0 | 0 | 1 | Lateral Hardening-Fuse-93091046 | 1500Million | Eastern | -1 | 3000
Lateral Hardening | Lateral Hardening-Fuse-60002340,1 | 13024 | 916.1203 | 980.9936 | 2044.2573 | 50000 | 0.040885 | 0.010227 | 4888888.8889 | 6 | 1 | 0 | 0 | 0 | 1 | Lateral Hardening-Fuse-60002340 | 1500Million | Central | -1 | 3000
Lateral Hardening | Lateral Hardening-Fuse-10904204,1 | 13712 | 0 | 6540.7049 | 6465.7759 | 158181.8182 | 0.040876 | 0.13182 | 1200000 | 7 | 1 | 0 | 0 | 0 | 1 | Lateral Hardening-Fuse-10904204 | 1500Million | Eastern | -1 | 3000
Lateral Hardening | Lateral Hardening-Fuse-92602870,1 | 13010 | 0 | 4912.097 | 4855.825 | 118863.6364 | 0.040852 | 0.099053 | 1200000 | 3 | 1 | 0 | 0 | 0 | 1 | Lateral Hardening-Fuse-92602870 | 1500Million | Plant City | -1 | 3000
Lateral Hardening | Lateral Hardening-Fuse-93111109,1 | 13195 | 0 | 13876.9235 | 13717.9522 | 335909.0909 | 0.040838 | 0.27992 | 1200000 | 22 | 1 | 1 | 0 | 1 | 2 | Lateral Hardening-Fuse-93111109 | 1500Million | Western | -1 | 3000
Lateral Hardening | Lateral Hardening-Fuse-60318189,1 | 13236 | 794.0155 | 6459.2529 | 7151.3053 | 175227.2727 | 0.040812 | 0.14602 | 1200000 | 3 | 1 | 0 | 0 | 0 | 1 | Lateral Hardening-Fuse-60318189 | 1500Million | South Hillsborough | -1 | 3000
Lateral Hardening | Lateral Hardening-Fuse-10173517,1 | 13191 | 3177.9918 | 322.8491 | 3347.5143 | 82045.4545 | 0.040801 | 0.068371 | 1200000 | 9 | 1 | 0 | 0 | 0 | 1 | Lateral Hardening-Fuse-10173517 | 1500Million | Western | -1 | 3000
Lateral Hardening | Lateral Hardening-Fuse-90022504,1 | 13172 | 0 | 6627.6405 | 7905.0962 | 193863.6364 | 0.040777 | 0.16155 | 1200000 | 2 | 1 | 1 | 0 | 1 | 2 | Lateral Hardening-Fuse-90022504 | 1500Million | Eastern | -1 | 3000
Lateral Hardening | Lateral Hardening-Fuse-10676281,1 | 14124 | 621.7532 | 5888.8994 | 6421.0027 | 157500 | 0.040768 | 0.13125 | 1200000 | 2 | 1 | 0 | 0 | 0 | 1 | Lateral Hardening-Fuse-10676281 | 1500Million | Plant City | -1 | 3000
Lateral Hardening | Lateral Hardening-Fuse-90540498,1 | 14026 | 353.7266 | 4181.8571 | 4474.3348 | 109772.7273 | 0.04076 | 0.091477 | 1200000 | 1 | 1 | 1 | 0 | 1 | 2 | Lateral Hardening-Fuse-90540498 | 1500Million | South Hillsborough | -1 | 3000
Lateral Hardening | Lateral Hardening-Fuse-91030958,1 | 13648 | 0 | 10287.3141 | 10169.4646 | 249772.7273 | 0.040715 | 0.20814 | 1200000 |  | 1 | 0 | 0 | 0 | 1 | Lateral Hardening-Fuse-91030958 | 1500Million | South Hillsborough | -1 | 3000
Lateral Hardening | Lateral Hardening-Fuse-93269996,1 | 13080 | 1603.9574 | 2610.1123 | 4113.2066 | 101136.3636 | 0.04067 | 0.08428 | 1200000 | 12 | 1 | 0 | 0 | 0 | 1 | Lateral Hardening-Fuse-93269996 | 1500Million | Western | -1 | 3000
Lateral Hardening | Lateral Hardening-Fuse-93210566,1 | 13371 | 0 | 5264.0385 | 5203.7347 | 127954.5455 | 0.040669 | 0.10663 | 1200000 | 2 | 1 | 0 | 0 | 0 | 1 | Lateral Hardening-Fuse-93210566 | 1500Million | Winter Haven | -1 | 3000
Lateral Hardening | Lateral Hardening-Fuse-10829408,1 | 13687 | 880.2731 | 2223.7338 | 3040.4302 | 74772.7273 | 0.040662 | 0.062311 | 1200000 | 3 | 1 | 0 | 0 | 0 | 1 | Lateral Hardening-Fuse-10829408 | 1500Million | Eastern | -1 | 3000
Lateral Hardening | Lateral Hardening-Fuse-90843809,1 | 13656 | 767.9245 | 17617.8048 | 18155.395 | 446590.9091 | 0.040653 | 0.37216 | 1200000 | 1 | 1 | 0 | 0 | 0 | 1 | Lateral Hardening-Fuse-90843809 | 1500Million | Plant City | -1 | 3000
Lateral Hardening | Lateral Hardening-Fuse-92174636,1 | 13199 | 2113.0903 | 19.0442 | 2028.9825 | 50000 | 0.04058 | 0.036742 | 1360824.7423 | 4 | 1 | 0 | 0 | 0 | 1 | Lateral Hardening-Fuse-92174636 | 1500Million | Western | -1 | 3000
Lateral Hardening | Lateral Hardening-Fuse-93211684,1 | 13459 | 0 | 13284.2882 | 13132.106 | 323636.3636 | 0.040577 | 0.2697 | 1200000 | 1 | 1 | 0 | 0 | 0 | 1 | Lateral Hardening-Fuse-93211684 | 1500Million | Eastern | -1 | 3000
Lateral Hardening | Lateral Hardening-Fuse-92001797,1 | 13298 | 321.2991 | 6031.7946 | 6270.2811 | 154772.7273 | 0.040513 | 0.12898 | 1200000 | 1 | 1 | 0 | 0 | 0 | 1 | Lateral Hardening-Fuse-92001797 | 1500Million | Winter Haven | -1 | 3000
Lateral Hardening | Lateral Hardening-Fuse-92638036,1 | 13331 | 0 | 2731.3899 | 2700.0997 | 66818.1818 | 0.04041 | 0.055682 | 1200000 |  | 1 | 0 | 0 | 0 | 1 | Lateral Hardening-Fuse-92638036 | 1500Million | Dade City | -1 | 3000
Lateral Hardening | Lateral Hardening-Fuse-10674227,1 | 13414 | 1224.0577 | 2053.9926 | 3588.8226 | 88863.6364 | 0.040386 | 0.074053 | 1200000 | 5 | 1 | 0 | 0 | 0 | 1 | Lateral Hardening-Fuse-10674227 | 1500Million | Plant City | -1 | 3000
Lateral Hardening | Lateral Hardening-Fuse-10087609,1 | 13389 | 513.0586 | 1545.9541 | 2017.5459 | 50000 | 0.040351 | 0.022159 | 2256410.2564 | 2 | 1 | 0 | 0 | 0 | 1 | Lateral Hardening-Fuse-10087609 | 1500Million | Plant City | -1 | 3000
Lateral Hardening | Lateral Hardening-Fuse-10916848,1 | 13805 | 554.1576 | 11184.968 | 11588.0627 | 287500 | 0.040306 | 0.23958 | 1200000 | 1 | 1 | 0 | 0 | 0 | 1 | Lateral Hardening-Fuse-10916848 | 1500Million | Plant City | -1 | 3000
Lateral Hardening | Lateral Hardening-Fuse-10663255,1 | 13001 | 675.9777 | 4098.3398 | 4702.0937 | 116818.1818 | 0.040251 | 0.097348 | 1200000 | 2 | 1 | 0 | 0 | 0 | 1 | Lateral Hardening-Fuse-10663255 | 1500Million | South Hillsborough | -1 | 3000
Lateral Hardening | Lateral Hardening-Fuse-10123789,1 | 13060 | 1846.8339 | 1564.4542 | 3309.245 | 82272.7273 | 0.040223 | 0.068561 | 1200000 | 15 | 1 | 0 | 0 | 0 | 1 | Lateral Hardening-Fuse-10123789 | 1500Million | Western | -1 | 3000
Lateral Hardening | Lateral Hardening-Fuse-92734194,1 | 13070 | 406.2762 | 1704.1597 | 2075.1161 | 51590.9091 | 0.040223 | 0.042992 | 1200000 | 2 | 1 | 0 | 0 | 0 | 1 | Lateral Hardening-Fuse-92734194 | 1500Million | Western | -1 | 3000
Lateral Hardening | Lateral Hardening-Fuse-91484658,1 | 13657 | 656.0698 | 1611.4803 | 2559.35 | 63636.3636 | 0.040218 | 0.05303 | 1200000 | 3 | 1 | 0 | 0 | 0 | 1 | Lateral Hardening-Fuse-91484658 | 1500Million | Plant City | -1 | 3000
Lateral Hardening | Lateral Hardening-Fuse-91995019,1 | 13085 | 0 | 3916.0518 | 4844.3402 | 120454.5455 | 0.040217 | 0.10038 | 1200000 |  | 1 | 0 | 0 | 0 | 1 | Lateral Hardening-Fuse-91995019 | 1500Million | Eastern | -1 | 3000
Lateral Hardening | Lateral Hardening-Fuse-91604920,1 | 13019 | 754.3463 | 1120.0916 | 2008.9311 | 50000 | 0.040179 | 0.039015 | 1281553.3981 | 5 | 1 | 0 | 0 | 0 | 1 | Lateral Hardening-Fuse-91604920 | 1500Million | South Hillsborough | -1 | 3000
Lateral Hardening | Lateral Hardening-Fuse-91518345,1 | 13582 | 0 | 2262.2748 | 2236.3586 | 55681.8182 | 0.040163 | 0.046402 | 1200000 | 1 | 1 | 0 | 0 | 0 | 1 | Lateral Hardening-Fuse-91518345 | 1500Million | Western | -1 | 3000
Lateral Hardening | Lateral Hardening-Fuse-10477648,1 | 13435 | 0 | 39050.0743 | 38538.791 | 960000 | 0.040145 | 0.8 | 1200000 | 12 | 1 | 2 | 0 | 2 | 3 | Lateral Hardening-Fuse-10477648 | 1500Million | Eastern | -1 | 3000
Lateral Hardening | Lateral Hardening-Fuse-92313614,1 | 13461 | 687.2841 | 2399.1673 | 3028.0601 | 75454.5455 | 0.040131 | 0.062879 | 1200000 | 2 | 1 | 0 | 0 | 0 | 1 | Lateral Hardening-Fuse-92313614 | 1500Million | Eastern | -1 | 3000
Lateral Hardening | Lateral Hardening-Fuse-92015606,1 | 13772 | 384.7022 | 2158.668 | 2505.0228 | 62500 | 0.04008 | 0.052083 | 1200000 | 2 | 1 | 0 | 0 | 0 | 1 | Lateral Hardening-Fuse-92015606 | 1500Million | Winter Haven | -1 | 3000
Lateral Hardening | Lateral Hardening-Fuse-60342383,1 | 13899 | 930.6443 | 2350.9808 | 3552.236 | 88636.3636 | 0.040077 | 0.073864 | 1200000 | 3 | 1 | 1 | 0 | 1 | 2 | Lateral Hardening-Fuse-60342383 | 1500Million | South Hillsborough | -1 | 3000
Lateral Hardening | Lateral Hardening-Fuse-92678559,1 | 13805 | 1450.7656 | 6275.9361 | 7611.0555 | 190000 | 0.040058 | 0.15833 | 1200000 | 5 | 1 | 0 | 0 | 0 | 1 | Lateral Hardening-Fuse-92678559 | 1500Million | Plant City | -1 | 3000
Lateral Hardening | Lateral Hardening-Fuse-10377786,1 | 13184 | 0 | 2262.9522 | 2237.0283 | 55909.0909 | 0.040012 | 0.046591 | 1200000 | 1 | 1 | 0 | 0 | 0 | 1 | Lateral Hardening-Fuse-10377786 | 1500Million | Central | -1 | 3000
Lateral Hardening | Lateral Hardening-Fuse-10629049,1 | 13146 | 0 | 3996.8122 | 4289.3707 | 107272.7273 | 0.039986 | 0.089394 | 1200000 | 1 | 1 | 0 | 0 | 0 | 1 | Lateral Hardening-Fuse-10629049 | 1500Million | Plant City | -1 | 3000
Lateral Hardening | Lateral Hardening-Fuse-92018482,1 | 13239 | 0 | 31264.3249 | 30906.167 | 773863.6364 | 0.039937 | 0.64489 | 1200000 | 7 | 1 | 0 | 0 | 0 | 1 | Lateral Hardening-Fuse-92018482 | 1500Million | South Hillsborough | -1 | 3000
Lateral Hardening | Lateral Hardening-Fuse-10629018,1 | 13787 | 610.6468 | 2182.401 | 2740.6836 | 68636.3636 | 0.03993 | 0.057197 | 1200000 | 2 | 1 | 0 | 0 | 0 | 1 | Lateral Hardening-Fuse-10629018 | 1500Million | Plant City | -1 | 3000
Lateral Hardening | Lateral Hardening-Fuse-10759885,1 | 13813 | 965.6949 | 7480.9894 | 8326.668 | 208636.3636 | 0.03991 | 0.17386 | 1200000 | 4 | 1 | 0 | 0 | 0 | 1 | Lateral Hardening-Fuse-10759885 | 1500Million | Dade City | -1 | 3000
Lateral Hardening | Lateral Hardening-Fuse-10801797,1 | 13506 | 980.8059 | 1842.6625 | 2756.5383 | 69090.9091 | 0.039897 | 0.057576 | 1200000 | 4 | 1 | 0 | 0 | 0 | 1 | Lateral Hardening-Fuse-10801797 | 1500Million | Eastern | -1 | 3000
Lateral Hardening | Lateral Hardening-Fuse-90084703,1 | 13133 | 0 | 2118.8199 | 2094.5471 | 52500 | 0.039896 | 0.04375 | 1200000 | 6 | 1 | 0 | 0 | 0 | 1 | Lateral Hardening-Fuse-90084703 | 1500Million | Eastern | -1 | 3000
Lateral Hardening | Lateral Hardening-Fuse-92780819,1 | 13878 | 0 | 3622.5123 | 3581.0135 | 89772.7273 | 0.03989 | 0.074811 | 1200000 | 3 | 1 | 1 | 0 | 1 | 2 | Lateral Hardening-Fuse-92780819 | 1500Million | Eastern | -1 | 3000
Lateral Hardening | Lateral Hardening-Fuse-10679415,1 | 13807 | 524.7038 | 3813.9341 | 4276.8753 | 107272.7273 | 0.039869 | 0.089394 | 1200000 | 2 | 1 | 0 | 0 | 0 | 1 | Lateral Hardening-Fuse-10679415 | 1500Million | Plant City | -1 | 3000
Lateral Hardening | Lateral Hardening-Fuse-90371225,1 | 13003 | 476.4375 | 3044.4773 | 3469.1694 | 87045.4545 | 0.039855 | 0.072538 | 1200000 | 1 | 1 | 0 | 0 | 0 | 1 | Lateral Hardening-Fuse-90371225 | 1500Million | South Hillsborough | -1 | 3000
Lateral Hardening | Lateral Hardening-Fuse-92466867,1 | 13344 | 0 | 937.7431 | 2317.5013 | 58181.8182 | 0.039832 | 0.048485 | 1200000 | 4 | 1 | 1 | 0 | 1 | 2 | Lateral Hardening-Fuse-92466867 | 1500Million | South Hillsborough | -1 | 3000
Lateral Hardening | Lateral Hardening-Fuse-92152611,1 | 13019 | 4014.7605 | 624.6248 | 4434.1528 | 111363.6364 | 0.039817 | 0.092803 | 1200000 | 3 | 1 | 0 | 0 | 0 | 1 | Lateral Hardening-Fuse-92152611 | 1500Million | South Hillsborough | -1 | 3000
Lateral Hardening | Lateral Hardening-Fuse-93295549,1 | 13808 | 536.8568 | 1962.6455 | 2451.9455 | 61590.9091 | 0.03981 | 0.051326 | 1200000 | 2 | 1 | 0 | 0 | 0 | 1 | Lateral Hardening-Fuse-93295549 | 1500Million | Plant City | -1 | 3000
Lateral Hardening | Lateral Hardening-Fuse-10655431,1 | 13188 | 0 | 1767.047 | 1990.0915 | 50000 | 0.039802 | 0.039015 | 1281553.3981 |  | 1 | 0 | 0 | 0 | 1 | Lateral Hardening-Fuse-10655431 | 1500Million | Central | -1 | 3000
Lateral Hardening | Lateral Hardening-Fuse-92015810,1 | 13772 | 290.8965 | 1872.7924 | 2131.727 | 53636.3636 | 0.039744 | 0.044697 | 1200000 | 2 | 1 | 0 | 0 | 0 | 1 | Lateral Hardening-Fuse-92015810 | 1500Million | Winter Haven | -1 | 3000
Lateral Hardening | Lateral Hardening-Fuse-92197157,1 | 13330 | 971.7732 | 1214.5356 | 2131.6367 | 53636.3636 | 0.039742 | 0.044697 | 1200000 | 3 | 1 | 0 | 0 | 0 | 1 | Lateral Hardening-Fuse-92197157 | 1500Million | Dade City | -1 | 3000
Lateral Hardening | Lateral Hardening-Fuse-92800606,1 | 13624 | 0 | 8330.2453 | 8234.8157 | 207272.7273 | 0.039729 | 0.17273 | 1200000 | 2 | 1 | 0 | 0 | 0 | 1 | Lateral Hardening-Fuse-92800606 | 1500Million | Western | -1 | 3000
Lateral Hardening | Lateral Hardening-Fuse-10829500,1 | 13687 | 2030.6313 | 7783.6469 | 9625.0865 | 242272.7273 | 0.039728 | 0.20189 | 1200000 | 5 | 1 | 0 | 0 | 0 | 1 | Lateral Hardening-Fuse-10829500 | 1500Million | Eastern | -1 | 3000
Lateral Hardening | Lateral Hardening-Fuse-10253102,1 | 13065 | 850.7104 | 1185.1444 | 1986.3032 | 50000 | 0.039726 | 0.033333 | 1500000 | 9 | 1 | 0 | 0 | 0 | 1 | Lateral Hardening-Fuse-10253102 | 1500Million | Western | -1 | 3000
Lateral Hardening | Lateral Hardening-Fuse-60648806,1 | 13233 | 317.3066 | 2027.617 | 2310.4613 | 58181.8182 | 0.039711 | 0.048485 | 1200000 | 1 | 1 | 0 | 0 | 0 | 1 | Lateral Hardening-Fuse-60648806 | 1500Million | South Hillsborough | -1 | 3000
Lateral Hardening | Lateral Hardening-Fuse-90106466,1 | 13391 | 1081.6513 | 4286.4298 | 5278.2572 | 132954.5455 | 0.0397 | 0.1108 | 1200000 | 5 | 1 | 0 | 0 | 0 | 1 | Lateral Hardening-Fuse-90106466 | 1500Million | Plant City | -1 | 3000
Lateral Hardening | Lateral Hardening-Fuse-91064476,1 | 13117 | 0 | 2006.5349 | 1983.5485 | 50000 | 0.039671 | 0.039583 | 1263157.8947 | 1 | 1 | 0 | 0 | 0 | 1 | Lateral Hardening-Fuse-91064476 | 1500Million | Winter Haven | -1 | 3000
Lateral Hardening | Lateral Hardening-Fuse-91505593,1 | 13146 | 505.7817 | 1515.179 | 1981.0354 | 50000 | 0.039621 | 0.032955 | 1517241.3793 | 2 | 1 | 0 | 0 | 0 | 1 | Lateral Hardening-Fuse-91505593 | 1500Million | Plant City | -1 | 3000
Lateral Hardening | Lateral Hardening-Fuse-91720645,1 | 13622 | 287.042 | 1833.0047 | 2088.7811 | 52727.2727 | 0.039615 | 0.043939 | 1200000 | 2 | 1 | 0 | 0 | 0 | 1 | Lateral Hardening-Fuse-91720645 | 1500Million | Western | -1 | 3000
Lateral Hardening | Lateral Hardening-Fuse-10676172,1 | 14123 | 190.7357 | 3411.2527 | 3554.4706 | 89772.7273 | 0.039594 | 0.074811 | 1200000 | 1 | 1 | 0 | 0 | 0 | 1 | Lateral Hardening-Fuse-10676172 | 1500Million | Plant City | -1 | 3000
Lateral Hardening | Lateral Hardening-Fuse-93229019,1 | 13459 | 0 | 19306.1574 | 19084.9899 | 482045.4545 | 0.039592 | 0.4017 | 1200000 | 1 | 1 | 0 | 0 | 0 | 1 | Lateral Hardening-Fuse-93229019 | 1500Million | Eastern | -1 | 3000
Lateral Hardening | Lateral Hardening-Fuse-90376949,1 | 13171 | 0 | 2256.4919 | 2230.642 | 56363.6364 | 0.039576 | 0.04697 | 1200000 | 2 | 1 | 0 | 0 | 0 | 1 | Lateral Hardening-Fuse-90376949 | 1500Million | Eastern | -1 | 3000
Lateral Hardening | Lateral Hardening-Fuse-10797411,1 | 14041 | 0 | 4029.3467 | 3983.1873 | 100681.8182 | 0.039562 | 0.083902 | 1200000 | 1 | 1 | 0 | 0 | 0 | 1 | Lateral Hardening-Fuse-10797411 | 1500Million | Central | -1 | 3000
Lateral Hardening | Lateral Hardening-Fuse-10140425,1 | 13121 | 0 | 1844.4146 | 1977.4092 | 50000 | 0.039548 | 0.027083 | 1846153.8462 | 1 | 1 | 0 | 0 | 0 | 1 | Lateral Hardening-Fuse-10140425 | 1500Million | Plant City | -1 | 3000
Lateral Hardening | Lateral Hardening-Fuse-90116193,1 | 14024 | 283.4973 | 3.0156 | 1976.8643 | 50000 | 0.039537 | 0.0125 | 4000000 | 6 | 1 | 0 | 0 | 0 | 1 | Lateral Hardening-Fuse-90116193 | 1500Million | South Hillsborough | -1 | 3000
Lateral Hardening | Lateral Hardening-Fuse-60315129,1 | 13128 | 0 | 3825.2504 | 3781.4291 | 95681.8182 | 0.039521 | 0.079735 | 1200000 |  | 1 | 0 | 0 | 0 | 1 | Lateral Hardening-Fuse-60315129 | 1500Million | Eastern | -1 | 3000
Lateral Hardening | Lateral Hardening-Fuse-60526215,1 | 13293 | 1133.236 | 905.3329 | 1976.0201 | 50000 | 0.03952 | 0.022348 | 2237288.1356 | 9 | 1 | 1 | 1 | 0 | 2 | Lateral Hardening-Fuse-60526215 | 1500Million | Winter Haven | -1 | 3000
Lateral Hardening | Lateral Hardening-Fuse-60043774,1 | 13325 | 0 | 3836.2218 | 6501.0426 | 164545.4545 | 0.039509 | 0.13712 | 1200000 | 1 | 1 | 0 | 0 | 0 | 1 | Lateral Hardening-Fuse-60043774 | 1500Million | Eastern | -1 | 3000
Lateral Hardening | Lateral Hardening-Fuse-93323069,1 | 13723 | 809.1214 | 3381.4457 | 4118.96 | 104318.1818 | 0.039485 | 0.086932 | 1200000 | 3 | 1 | 0 | 0 | 0 | 1 | Lateral Hardening-Fuse-93323069 | 1500Million | Plant City | -1 | 3000
Lateral Hardening | Lateral Hardening-Fuse-10583637,1 | 13840 | 670.4957 | 1399.9721 | 2026.0415 | 51363.6364 | 0.039445 | 0.042803 | 1200000 | 3 | 1 | 0 | 0 | 0 | 1 | Lateral Hardening-Fuse-10583637 | 1500Million | Central | -1 | 3000
Lateral Hardening | Lateral Hardening-Fuse-60120310,1 | 13185 | 1463.5907 | 1043.3288 | 2428.7884 | 61590.9091 | 0.039434 | 0.051326 | 1200000 | 11 | 1 | 0 | 0 | 0 | 1 | Lateral Hardening-Fuse-60120310 | 1500Million | Central | -1 | 3000
Lateral Hardening | Lateral Hardening-Fuse-60072274,1 | 13079 | 3251.4594 | 661.6887 | 3744.8941 | 95000 | 0.03942 | 0.079167 | 1200000 | 3 | 1 | 0 | 0 | 0 | 1 | Lateral Hardening-Fuse-60072274 | 1500Million | Western | -1 | 3000
Lateral Hardening | Lateral Hardening-Fuse-90902615,1 | 13807 | 2024.9039 | 7507.4009 | 9357.9926 | 237500 | 0.039402 | 0.19792 | 1200000 | 5 | 1 | 0 | 0 | 0 | 1 | Lateral Hardening-Fuse-90902615 | 1500Million | Plant City | -1 | 3000
Lateral Hardening | Lateral Hardening-Fuse-10696502,1 | 13961 | 528.3633 | 3532.9404 | 5987.0408 | 152045.4545 | 0.039377 | 0.1267 | 1200000 | 4 | 1 | 1 | 0 | 1 | 2 | Lateral Hardening-Fuse-10696502 | 1500Million | Plant City | -1 | 3000
Lateral Hardening | Lateral Hardening-Fuse-90481750,1 | 13458 | 0 | 2806.1658 | 2774.0189 | 70454.5455 | 0.039373 | 0.058712 | 1200000 | 6 | 1 | 1 | 0 | 1 | 2 | Lateral Hardening-Fuse-90481750 | 1500Million | Eastern | -1 | 3000
Lateral Hardening | Lateral Hardening-Fuse-10129899,1 | 13006 | 1344.8859 | 6772.9799 | 12715.5097 | 322954.5455 | 0.039372 | 0.26913 | 1200000 | 7 | 1 | 1 | 0 | 1 | 2 | Lateral Hardening-Fuse-10129899 | 1500Million | Dade City | -1 | 3000
Lateral Hardening | Lateral Hardening-Fuse-91146364,1 | 13097 | 1480.096 | 1402.2995 | 2800.1046 | 71136.3636 | 0.039362 | 0.05928 | 1200000 | 8 | 1 | 0 | 0 | 0 | 1 | Lateral Hardening-Fuse-91146364 | 1500Million | Central | -1 | 3000
Lateral Hardening | Lateral Hardening-Fuse-91566394,1 | 13044 | 2063.688 | 2.7634 | 1967.0146 | 50000 | 0.03934 | 0.024621 | 2030769.2308 | 18 | 1 | 0 | 0 | 0 | 1 | Lateral Hardening-Fuse-91566394 | 1500Million | Central | -1 | 3000
Lateral Hardening | Lateral Hardening-Fuse-90835311,1 | 13130 | 2049.6361 | 18.6569 | 1966.918 | 50000 | 0.039338 | 0.017992 | 2778947.3684 | 10 | 1 | 0 | 0 | 0 | 1 | Lateral Hardening-Fuse-90835311 | 1500Million | Eastern | -1 | 3000
Lateral Hardening | Lateral Hardening-Fuse-91348796,1 | 13115 | 0 | 1989.4109 | 1966.6206 | 50000 | 0.039332 | 0.010227 | 4888888.8889 | 1 | 1 | 0 | 0 | 0 | 1 | Lateral Hardening-Fuse-91348796 | 1500Million | Winter Haven | -1 | 3000
Lateral Hardening | Lateral Hardening-Fuse-60269893,1 | 13712 | 197.1613 | 3498.6365 | 3646.9359 | 92727.2727 | 0.03933 | 0.077273 | 1200000 | 1 | 1 | 0 | 0 | 0 | 1 | Lateral Hardening-Fuse-60269893 | 1500Million | Eastern | -1 | 3000
Lateral Hardening | Lateral Hardening-Fuse-10795771,1 | 13695 | 0 | 2142.434 | 2117.8907 | 53863.6364 | 0.039319 | 0.044886 | 1200000 | 3 | 1 | 1 | 0 | 1 | 2 | Lateral Hardening-Fuse-10795771 | 1500Million | Winter Haven | -1 | 3000
Lateral Hardening | Lateral Hardening-Fuse-10745490,1 | 13431 | 1198.2761 | 9700.9183 | 10746.5777 | 273409.0909 | 0.039306 | 0.22784 | 1200000 | 5 | 1 | 0 | 0 | 0 | 1 | Lateral Hardening-Fuse-10745490 | 1500Million | Dade City | -1 | 3000
Lateral Hardening | Lateral Hardening-Fuse-91458446,1 | 13924 | 261.8394 | 1819.1334 | 2049.6528 | 52272.7273 | 0.039211 | 0.043561 | 1200000 | 2 | 1 | 0 | 0 | 0 | 1 | Lateral Hardening-Fuse-91458446 | 1500Million | Winter Haven | -1 | 3000
Lateral Hardening | Lateral Hardening-Fuse-91902461,1 | 13669 | 0 | 1981.6826 | 1958.9808 | 50000 | 0.03918 | 0.01875 | 2666666.6667 | 3 | 1 | 0 | 0 | 0 | 1 | Lateral Hardening-Fuse-91902461 | 1500Million | Western | -1 | 3000
Lateral Hardening | Lateral Hardening-Fuse-60121140,1 | 13546 | 0 | 10060.6272 | 9945.3747 | 254090.9091 | 0.039141 | 0.21174 | 1200000 | 5 | 1 | 0 | 0 | 0 | 1 | Lateral Hardening-Fuse-60121140 | 1500Million | Central | -1 | 3000
Lateral Hardening | Lateral Hardening-Fuse-92043953,1 | 13442 | 301.322 | 1302.501 | 1953.3981 | 50000 | 0.039068 | 0.024242 | 2062500 | 2 | 1 | 0 | 0 | 0 | 1 | Lateral Hardening-Fuse-92043953 | 1500Million | Winter Haven | -1 | 3000
Lateral Hardening | Lateral Hardening-Fuse-91971077,1 | 13020 | 0 | 4626.8463 | 5865.523 | 150227.2727 | 0.039044 | 0.12519 | 1200000 | 4 | 1 | 1 | 0 | 1 | 2 | Lateral Hardening-Fuse-91971077 | 1500Million | South Hillsborough | -1 | 3000
Lateral Hardening | Lateral Hardening-Fuse-90838270,1 | 13006 | 1439.3838 | 7028.5617 | 8343.609 | 213863.6364 | 0.039014 | 0.17822 | 1200000 | 4 | 1 | 0 | 0 | 0 | 1 | Lateral Hardening-Fuse-90838270 | 1500Million | Dade City | -1 | 3000
Lateral Hardening | Lateral Hardening-Fuse-90433645,1 | 13575 | 0 | 11409.0265 | 11278.3269 | 289090.9091 | 0.039013 | 0.24091 | 1200000 | 5 | 1 | 0 | 0 | 0 | 1 | Lateral Hardening-Fuse-90433645 | 1500Million | Western | -1 | 3000
Lateral Hardening | Lateral Hardening-Fuse-92268661,1 | 13064 | 661.3173 | 1334.1244 | 1948.7531 | 50000 | 0.038975 | 0.018371 | 2721649.4845 | 5 | 1 | 0 | 0 | 0 | 1 | Lateral Hardening-Fuse-92268661 | 1500Million | Western | -1 | 3000
Lateral Hardening | Lateral Hardening-Fuse-10381232,1 | 13087 | 0 | 8061.0509 | 7968.7051 | 204545.4545 | 0.038958 | 0.17045 | 1200000 | 5 | 1 | 0 | 0 | 0 | 1 | Lateral Hardening-Fuse-10381232 | 1500Million | Eastern | -1 | 3000
Lateral Hardening | Lateral Hardening-Fuse-92035757,1 | 13117 | 0 | 1966.4595 | 1943.9321 | 50000 | 0.038879 | 0.030492 | 1639751.5528 |  | 1 | 0 | 0 | 0 | 1 | Lateral Hardening-Fuse-92035757 | 1500Million | Winter Haven | -1 | 3000
Lateral Hardening | Lateral Hardening-Fuse-91921316,1 | 13422 | 0 | 2082.2769 | 2058.4227 | 52954.5455 | 0.038872 | 0.044129 | 1200000 | 2 | 1 | 0 | 0 | 0 | 1 | Lateral Hardening-Fuse-91921316 | 1500Million | Dade City | -1 | 3000
Lateral Hardening | Lateral Hardening-Fuse-10288729,1 | 13678 | 481.8426 | 1761.5242 | 2278.4735 | 58636.3636 | 0.038858 | 0.048864 | 1200000 | 1 | 1 | 0 | 0 | 0 | 1 | Lateral Hardening-Fuse-10288729 | 1500Million | Western | -1 | 3000
Lateral Hardening | Lateral Hardening-Fuse-93250798,1 | 13175 | 0 | 2901.9325 | 2868.6885 | 73863.6364 | 0.038838 | 0.061553 | 1200000 | 1 | 1 | 0 | 0 | 0 | 1 | Lateral Hardening-Fuse-93250798 | 1500Million | Central | -1 | 3000
Lateral Hardening | Lateral Hardening-Fuse-93277442,1 | 13213 | 731.8852 | 2034.0047 | 2708.5879 | 69772.7273 | 0.03882 | 0.058144 | 1200000 | 4 | 1 | 0 | 0 | 0 | 1 | Lateral Hardening-Fuse-93277442 | 1500Million | Eastern | -1 | 3000
Lateral Hardening | Lateral Hardening-Fuse-10834652,1 | 13041 | 358.9473 | 2082.0892 | 2404.8996 | 62045.4545 | 0.03876 | 0.051705 | 1200000 | 3 | 1 | 1 | 0 | 1 | 2 | Lateral Hardening-Fuse-10834652 | 1500Million | Eastern | -1 | 3000
Lateral Hardening | Lateral Hardening-Fuse-10754795,1 | 14306 | 1339.6002 | 1298.4351 | 2561.4457 | 66136.3636 | 0.03873 | 0.055114 | 1200000 | 12 | 1 | 0 | 0 | 0 | 1 | Lateral Hardening-Fuse-10754795 | 1500Million | Dade City | -1 | 3000
Lateral Hardening | Lateral Hardening-Fuse-92681786,1 | 13805 | 2439.276 | 9043.6998 | 11272.9927 | 291136.3636 | 0.038721 | 0.24261 | 1200000 | 5 | 1 | 0 | 0 | 0 | 1 | Lateral Hardening-Fuse-92681786 | 1500Million | Plant City | -1 | 3000
Lateral Hardening | Lateral Hardening-Fuse-90833382,1 | 13422 | 212.0685 | 1900.5401 | 2082.3208 | 53863.6364 | 0.038659 | 0.044886 | 1200000 | 1 | 1 | 0 | 0 | 0 | 1 | Lateral Hardening-Fuse-90833382 | 1500Million | Dade City | -1 | 3000
Lateral Hardening | Lateral Hardening-Fuse-93044867,1 | 13813 | 2604.6505 | 6877.3475 | 9283.9602 | 240227.2727 | 0.038647 | 0.20019 | 1200000 | 8 | 1 | 0 | 0 | 0 | 1 | Lateral Hardening-Fuse-93044867 | 1500Million | Dade City | -1 | 3000
Lateral Hardening | Lateral Hardening-Fuse-91473644,1 | 13948 | 0 | 2805.9223 | 2773.7782 | 71818.1818 | 0.038622 | 0.059848 | 1200000 | 1 | 1 | 0 | 0 | 0 | 1 | Lateral Hardening-Fuse-91473644 | 1500Million | Central | -1 | 3000
Lateral Hardening | Lateral Hardening-Fuse-10090774,1 | 13294 | 0 | 5699.5296 | 5634.2369 | 146136.3636 | 0.038555 | 0.12178 | 1200000 | 1 | 1 | 0 | 0 | 0 | 1 | Lateral Hardening-Fuse-10090774 | 1500Million | Winter Haven | -1 | 3000
Lateral Hardening | Lateral Hardening-Fuse-91517686,1 | 13118 | 433.2287 | 5313.5917 | 5668.8712 | 147272.7273 | 0.038492 | 0.12273 | 1200000 | 1 | 1 | 7 | 5 | 2 | 8 | Lateral Hardening-Fuse-91517686 | 1500Million | Winter Haven | -1 | 3000
Lateral Hardening | Lateral Hardening-Fuse-60206700,1 | 13254 | 0 | 8699.1658 | 8599.5099 | 223409.0909 | 0.038492 | 0.18617 | 1200000 | 2 | 1 | 1 | 1 | 0 | 2 | Lateral Hardening-Fuse-60206700 | 1500Million | South Hillsborough | -1 | 3000
Lateral Hardening | Lateral Hardening-Fuse-60182736,1 | 13312 | 954.0081 | 1021.5643 | 1924.321 | 50000 | 0.038486 | 0.030492 | 1639751.5528 | 6 | 1 | 0 | 0 | 0 | 1 | Lateral Hardening-Fuse-60182736 | 1500Million | Winter Haven | -1 | 3000
Lateral Hardening | Lateral Hardening-Fuse-92625220,1 | 13010 | 1123.3389 | 863.0121 | 1924.1214 | 50000 | 0.038482 | 0.031061 | 1609756.0976 | 5 | 1 | 0 | 0 | 0 | 1 | Lateral Hardening-Fuse-92625220 | 1500Million | Plant City | -1 | 3000
Lateral Hardening | Lateral Hardening-Fuse-60438050,1 | 13546 | 0 | 11038.8805 | 10912.4213 | 283636.3636 | 0.038473 | 0.23636 | 1200000 | 8 | 1 | 4 | 1 | 3 | 5 | Lateral Hardening-Fuse-60438050 | 1500Million | Central | -1 | 3000
Lateral Hardening | Lateral Hardening-Fuse-93114789,1 | 14023 | 702.463 | 1268.8593 | 1923.3174 | 50000 | 0.038466 | 0.027462 | 1820689.6552 | 2 | 1 | 0 | 0 | 0 | 1 | Lateral Hardening-Fuse-93114789 | 1500Million | South Hillsborough | -1 | 3000
Lateral Hardening | Lateral Hardening-Fuse-10242807,1 | 13532 | 0 | 3906.172 | 3861.4237 | 100454.5455 | 0.03844 | 0.083712 | 1200000 | 3 | 1 | 0 | 0 | 0 | 1 | Lateral Hardening-Fuse-10242807 | 1500Million | Western | -1 | 3000
Lateral Hardening | Lateral Hardening-Fuse-92140430,1 | 14025 | 162.5081 | 1979.0609 | 2112.3065 | 55000 | 0.038406 | 0.045833 | 1200000 | 1 | 1 | 0 | 0 | 0 | 1 | Lateral Hardening-Fuse-92140430 | 1500Million | South Hillsborough | -1 | 3000
Lateral Hardening | Lateral Hardening-Fuse-92060396,1 | 13105 | 0 | 3248.6101 | 3211.3946 | 83636.3636 | 0.038397 | 0.069697 | 1200000 | 7 | 1 | 0 | 0 | 0 | 1 | Lateral Hardening-Fuse-92060396 | 1500Million | Central | -1 | 3000
Lateral Hardening | Lateral Hardening-Fuse-10627070,1 | 13147 | 519.3068 | 1553.402 | 2030.7391 | 52954.5455 | 0.038349 | 0.044129 | 1200000 | 2 | 1 | 0 | 0 | 0 | 1 | Lateral Hardening-Fuse-10627070 | 1500Million | Plant City | -1 | 3000
Lateral Hardening | Lateral Hardening-Fuse-10588274,1 | 13444 | 2332.7338 | 2780.9525 | 4976.4534 | 129772.7273 | 0.038347 | 0.10814 | 1200000 | 14 | 1 | 0 | 0 | 0 | 1 | Lateral Hardening-Fuse-10588274 | 1500Million | Winter Haven | -1 | 3000
Lateral Hardening | Lateral Hardening-Fuse-10556731,1 | 13298 | 259.5078 | 2435.0841 | 2657.1347 | 69318.1818 | 0.038332 | 0.057765 | 1200000 | 1 | 1 | 0 | 0 | 0 | 1 | Lateral Hardening-Fuse-10556731 | 1500Million | Winter Haven | -1 | 3000
Lateral Hardening | Lateral Hardening-Fuse-10457740,1 | 13229 | 1046.3419 | 927.0588 | 1916.1918 | 50000 | 0.038324 | 0.031439 | 1590361.4458 | 4 | 1 | 0 | 0 | 0 | 1 | Lateral Hardening-Fuse-10457740 | 1500Million | Eastern | -1 | 3000
Lateral Hardening | Lateral Hardening-Fuse-10397087,1 | 13591 | 0 | 2615.0873 | 2585.1294 | 67500 | 0.038298 | 0.05625 | 1200000 | 4 | 1 | 0 | 0 | 0 | 1 | Lateral Hardening-Fuse-10397087 | 1500Million | Central | -1 | 3000
Lateral Hardening | Lateral Hardening-Fuse-10567093,1 | 13314 | 0 | 2165.4102 | 2140.6037 | 55909.0909 | 0.038287 | 0.046591 | 1200000 |  | 1 | 0 | 0 | 0 | 1 | Lateral Hardening-Fuse-10567093 | 1500Million | Winter Haven | -1 | 3000
Lateral Hardening | Lateral Hardening-Fuse-60077924,1 | 13153 | 2793.1569 | 4455.3679 | 7078.6043 | 185227.2727 | 0.038216 | 0.15436 | 1200000 | 25 | 1 | 0 | 0 | 0 | 1 | Lateral Hardening-Fuse-60077924 | 1500Million | Winter Haven | -1 | 3000
Lateral Hardening | Lateral Hardening-Fuse-92380554,1 | 13815 | 188.3221 | 1748.8479 | 1909.8771 | 50000 | 0.038198 | 0.03428 | 1458563.5359 | 1 | 1 | 0 | 0 | 0 | 1 | Lateral Hardening-Fuse-92380554 | 1500Million | Dade City | -1 | 3000
Lateral Hardening | Lateral Hardening-Fuse-60025455,1 | 13236 | 363.4438 | 3628.9405 | 3938.1186 | 103181.8182 | 0.038167 | 0.085985 | 1200000 | 1 | 1 | 0 | 0 | 0 | 1 | Lateral Hardening-Fuse-60025455 | 1500Million | South Hillsborough | -1 | 3000
Lateral Hardening | Lateral Hardening-Fuse-10391646,1 | 13546 | 0 | 12359.9076 | 12218.3149 | 320227.2727 | 0.038155 | 0.26686 | 1200000 | 5 | 1 | 1 | 0 | 1 | 2 | Lateral Hardening-Fuse-10391646 | 1500Million | Central | -1 | 3000
Lateral Hardening | Lateral Hardening-Fuse-10080879,1 | 13668 | 283.8363 | 1783.6653 | 2036.9391 | 53409.0909 | 0.038138 | 0.044508 | 1200000 | 1 | 1 | 0 | 0 | 0 | 1 | Lateral Hardening-Fuse-10080879 | 1500Million | Plant City | -1 | 3000
Lateral Hardening | Lateral Hardening-Fuse-10556518,1 | 13298 | 355.6287 | 4471.823 | 4764.0981 | 125000 | 0.038113 | 0.10417 | 1200000 | 1 | 1 | 0 | 0 | 0 | 1 | Lateral Hardening-Fuse-10556518 | 1500Million | Winter Haven | -1 | 3000
Lateral Hardening | Lateral Hardening-Fuse-10313370,1 | 13866 | 0 | 3566.0118 | 3525.1602 | 92500 | 0.03811 | 0.077083 | 1200000 | 3 | 1 | 0 | 0 | 0 | 1 | Lateral Hardening-Fuse-10313370 | 1500Million | Western | -1 | 3000
Lateral Hardening | Lateral Hardening-Fuse-93235654,1 | 13696 | 0 | 3748.5368 | 3705.5943 | 97272.7273 | 0.038095 | 0.081061 | 1200000 | 6 | 1 | 1 | 0 | 1 | 2 | Lateral Hardening-Fuse-93235654 | 1500Million | Winter Haven | -1 | 3000
Lateral Hardening | Lateral Hardening-Fuse-93276506,1 | 13213 | 0 | 2606.6985 | 2576.8367 | 67727.2727 | 0.038047 | 0.056439 | 1200000 | 2 | 1 | 0 | 0 | 0 | 1 | Lateral Hardening-Fuse-93276506 | 1500Million | Eastern | -1 | 3000
Lateral Hardening | Lateral Hardening-Fuse-93162161,1 | 14198 | 0 | 11669.2169 | 11535.5367 | 303636.3636 | 0.037991 | 0.25303 | 1200000 | 3 | 1 | 0 | 0 | 0 | 1 | Lateral Hardening-Fuse-93162161 | 1500Million | Eastern | -1 | 3000
Lateral Hardening | Lateral Hardening-Fuse-90694475,1 | 13769 | 1981.0589 | 14.9161 | 1899.2799 | 50000 | 0.037986 | 0.0018939 | 26400000 | 17 | 1 | 0 | 0 | 0 | 1 | Lateral Hardening-Fuse-90694475 | 1500Million | Winter Haven | -1 | 3000
Lateral Hardening | Lateral Hardening-Fuse-10657010,1 | 13098 | 0 | 1919.6332 | 1897.6423 | 50000 | 0.037953 | 0.040152 | 1245283.0189 | 1 | 1 | 0 | 0 | 0 | 1 | Lateral Hardening-Fuse-10657010 | 1500Million | Central | -1 | 3000
Lateral Hardening | Lateral Hardening-Fuse-60473311,1 | 13003 | 3052.9932 | 245.0335 | 3146.1669 | 82954.5455 | 0.037926 | 0.069129 | 1200000 | 4 | 1 | 0 | 0 | 0 | 1 | Lateral Hardening-Fuse-60473311 | 1500Million | South Hillsborough | -1 | 3000
Lateral Hardening | Lateral Hardening-Fuse-92198320,1 | 13489 | 0 | 5524.1594 | 5460.8758 | 144090.9091 | 0.037899 | 0.12008 | 1200000 | 1 | 1 | 0 | 0 | 0 | 1 | Lateral Hardening-Fuse-92198320 | 1500Million | South Hillsborough | -1 | 3000
Lateral Hardening | Lateral Hardening-Fuse-92073261,1 | 13659 | 0 | 3876.5377 | 3832.1288 | 101136.3636 | 0.037891 | 0.08428 | 1200000 |  | 1 | 0 | 0 | 0 | 1 | Lateral Hardening-Fuse-92073261 | 1500Million | Winter Haven | -1 | 3000
Lateral Hardening | Lateral Hardening-Fuse-10097020,1 | 13461 | 255.6064 | 1778.3282 | 2004.3546 | 52954.5455 | 0.03785 | 0.044129 | 1200000 | 1 | 1 | 0 | 0 | 0 | 1 | Lateral Hardening-Fuse-10097020 | 1500Million | Eastern | -1 | 3000
Lateral Hardening | Lateral Hardening-Fuse-10391643,1 | 13546 | 0 | 8636.3299 | 8537.3938 | 225681.8182 | 0.037829 | 0.18807 | 1200000 |  | 1 | 0 | 0 | 0 | 1 | Lateral Hardening-Fuse-10391643 | 1500Million | Central | -1 | 3000
Lateral Hardening | Lateral Hardening-Fuse-92732934,1 | 13331 | 0 | 4389.8349 | 4339.5458 | 114772.7273 | 0.03781 | 0.095644 | 1200000 | 1 | 1 | 0 | 0 | 0 | 1 | Lateral Hardening-Fuse-92732934 | 1500Million | Dade City | -1 | 3000
Lateral Hardening | Lateral Hardening-Fuse-91322853,1 | 13008 | 0 | 3275.0374 | 3237.5192 | 85681.8182 | 0.037785 | 0.071402 | 1200000 | 1 | 1 | 0 | 0 | 0 | 1 | Lateral Hardening-Fuse-91322853 | 1500Million | Plant City | -1 | 3000
Lateral Hardening | Lateral Hardening-Fuse-60275103,1 | 13797 | 0 | 3299.0544 | 3261.261 | 86363.6364 | 0.037762 | 0.07197 | 1200000 |  | 1 | 0 | 0 | 0 | 1 | Lateral Hardening-Fuse-60275103 | 1500Million | Eastern | -1 | 3000
Lateral Hardening | Lateral Hardening-Fuse-93213087,1 | 13045 | 0 | 1908.3072 | 1886.446 | 50000 | 0.037729 | 0.036742 | 1360824.7423 | 1 | 1 | 0 | 0 | 0 | 1 | Lateral Hardening-Fuse-93213087 | 1500Million | Central | -1 | 3000
Lateral Hardening | Lateral Hardening-Fuse-90622921,1 | 13024 | 1993.0724 | 1688.3478 | 3574.8799 | 94772.7273 | 0.037721 | 0.078977 | 1200000 | 14 | 1 | 0 | 0 | 0 | 1 | Lateral Hardening-Fuse-90622921 | 1500Million | Central | -1 | 3000
Lateral Hardening | Lateral Hardening-Fuse-60305645,1 | 13953 | 0 | 4294.0744 | 4244.8823 | 112727.2727 | 0.037656 | 0.093939 | 1200000 | 1 | 1 | 0 | 0 | 0 | 1 | Lateral Hardening-Fuse-60305645 | 1500Million | Eastern | -1 | 3000
Lateral Hardening | Lateral Hardening-Fuse-10141664,2 | 13122 | 0 | 3569.6082 | 4277.765 | 113636.3636 | 0.037644 | 0.11837 | 960000 | 7 | 2 | 1 | 0 | 1 | 3 | Lateral Hardening-Fuse-10141664, Lateral Hardening-Fuse-60657329 | 1500Million | Plant City | -1 | 3000
Lateral Hardening | Lateral Hardening-Fuse-92817353,1 | 13010 | 1776.425 | 183.2184 | 1872.999 | 50000 | 0.03746 | 0.0032197 | 15529411.7647 | 2 | 1 | 2 | 1 | 1 | 3 | Lateral Hardening-Fuse-92817353 | 1500Million | Plant City | -1 | 3000
Lateral Hardening | Lateral Hardening-Fuse-10734145,1 | 13781 | 0 | 2901.5608 | 2868.3211 | 76590.9091 | 0.03745 | 0.063826 | 1200000 |  | 1 | 0 | 0 | 0 | 1 | Lateral Hardening-Fuse-10734145 | 1500Million | South Hillsborough | -1 | 3000
Lateral Hardening | Lateral Hardening-Fuse-10376182,1 | 13107 | 0 | 1919.6332 | 1897.6423 | 50681.8182 | 0.037442 | 0.042235 | 1200000 | 10 | 1 | 0 | 0 | 0 | 1 | Lateral Hardening-Fuse-10376182 | 1500Million | Central | -1 | 3000
Lateral Hardening | Lateral Hardening-Fuse-60567512,1 | 13817 | 189.3321 | 1708.9534 | 1871.4307 | 50000 | 0.037429 | 0.036364 | 1375000 | 1 | 1 | 0 | 0 | 0 | 1 | Lateral Hardening-Fuse-60567512 | 1500Million | South Hillsborough | -1 | 3000
Lateral Hardening | Lateral Hardening-Fuse-92329323,2 | 13187 | 0 | 1892.5107 | 1870.8305 | 50000 | 0.037417 | 0.04697 | 1064516.129 |  | 2 | 0 | 0 | 0 | 2 | Lateral Hardening-Fuse-92329323, Lateral Hardening-Fuse-60126782 | 1500Million | Central | -1 | 3000
Lateral Hardening | Lateral Hardening-Fuse-60029624,1 | 13093 | 1793.0291 | 165.0827 | 1870.1997 | 50000 | 0.037404 | 0.031439 | 1590361.4458 | 12 | 1 | 0 | 0 | 0 | 1 | Lateral Hardening-Fuse-60029624 | 1500Million | Central | -1 | 3000
Lateral Hardening | Lateral Hardening-Fuse-92558246,1 | 13489 | 0 | 3151.03 | 3114.9324 | 83409.0909 | 0.037345 | 0.069508 | 1200000 |  | 1 | 0 | 0 | 0 | 1 | Lateral Hardening-Fuse-92558246 | 1500Million | South Hillsborough | -1 | 3000
Lateral Hardening | Lateral Hardening-Fuse-10092392,1 | 13610 | 2274.638 | 745.049 | 2907.891 | 77954.5455 | 0.037302 | 0.064962 | 1200000 | 6 | 1 | 0 | 0 | 0 | 1 | Lateral Hardening-Fuse-10092392 | 1500Million | Western | -1 | 3000
Lateral Hardening | Lateral Hardening-Fuse-93251347,1 | 13175 | 0 | 1884.8738 | 1863.2811 | 50000 | 0.037266 | 0.019697 | 2538461.5385 | 1 | 1 | 0 | 0 | 0 | 1 | Lateral Hardening-Fuse-93251347 | 1500Million | Central | -1 | 3000
Lateral Hardening | Lateral Hardening-Fuse-10070681,1 | 13657 | 447.0824 | 4267.3184 | 4649.6434 | 124772.7273 | 0.037265 | 0.10398 | 1200000 | 2 | 1 | 0 | 0 | 0 | 1 | Lateral Hardening-Fuse-10070681 | 1500Million | Plant City | -1 | 3000
Lateral Hardening | Lateral Hardening-Fuse-10215652,1 | 13449 | 556.46 | 1294.9927 | 1964.4467 | 52727.2727 | 0.037257 | 0.043939 | 1200000 | 3 | 1 | 0 | 0 | 0 | 1 | Lateral Hardening-Fuse-10215652 | 1500Million | Western | -1 | 3000
Lateral Hardening | Lateral Hardening-Fuse-92115062,1 | 13470 | 1410.6748 | 1770.3202 | 3098.2592 | 83181.8182 | 0.037247 | 0.069318 | 1200000 | 10 | 1 | 0 | 0 | 0 | 1 | Lateral Hardening-Fuse-92115062 | 1500Million | Winter Haven | -1 | 3000
Lateral Hardening | Lateral Hardening-Fuse-92410595,1 | 13331 | 1342.1752 | 5179.8441 | 6406.1608 | 172045.4545 | 0.037235 | 0.14337 | 1200000 | 7 | 1 | 0 | 0 | 0 | 1 | Lateral Hardening-Fuse-92410595 | 1500Million | Dade City | -1 | 3000
Lateral Hardening | Lateral Hardening-Fuse-10382366,1 | 13224 | 0 | 4737.0489 | 5839.0247 | 157045.4545 | 0.03718 | 0.13087 | 1200000 | 6 | 1 | 0 | 0 | 0 | 1 | Lateral Hardening-Fuse-10382366 | 1500Million | Central | -1 | 3000
Lateral Hardening | Lateral Hardening-Fuse-10645538,1 | 13148 | 685.5704 | 1848.7275 | 2482.7545 | 66818.1818 | 0.037157 | 0.055682 | 1200000 | 3 | 1 | 0 | 0 | 0 | 1 | Lateral Hardening-Fuse-10645538 | 1500Million | Plant City | -1 | 3000
Lateral Hardening | Lateral Hardening-Fuse-90393156,1 | 13622 | 899.5957 | 2209.6441 | 3045.1526 | 82045.4545 | 0.037115 | 0.068371 | 1200000 | 3 | 1 | 0 | 0 | 0 | 1 | Lateral Hardening-Fuse-90393156 | 1500Million | Western | -1 | 3000
Lateral Hardening | Lateral Hardening-Fuse-60274846,1 | 13770 | 0 | 5750.0581 | 5684.1866 | 153181.8182 | 0.037107 | 0.12765 | 1200000 | 1 | 1 | 0 | 0 | 0 | 1 | Lateral Hardening-Fuse-60274846 | 1500Million | Winter Haven | -1 | 3000
Lateral Hardening | Lateral Hardening-Fuse-10759946,1 | 13813 | 325.8412 | 7551.9836 | 7778.4825 | 209772.7273 | 0.037081 | 0.17481 | 1200000 | 1 | 1 | 0 | 0 | 0 | 1 | Lateral Hardening-Fuse-10759946 | 1500Million | Dade City | -1 | 3000
Lateral Hardening | Lateral Hardening-Fuse-10786340,1 | 14040 | 0 | 1875.3644 | 1853.8806 | 50000 | 0.037078 | 0.032576 | 1534883.7209 | 1 | 1 | 0 | 0 | 0 | 1 | Lateral Hardening-Fuse-10786340 | 1500Million | Central | -1 | 3000
Lateral Hardening | Lateral Hardening-Fuse-10802862,1 | 13133 | 1662.6417 | 2634.0495 | 4194.77 | 113181.8182 | 0.037062 | 0.094318 | 1200000 | 14 | 1 | 0 | 0 | 0 | 1 | Lateral Hardening-Fuse-10802862 | 1500Million | Eastern | -1 | 3000
Lateral Hardening | Lateral Hardening-Fuse-60047317,1 | 13228 | 0 | 2775.7074 | 2743.9095 | 74090.9091 | 0.037034 | 0.061742 | 1200000 | 3 | 1 | 0 | 0 | 0 | 1 | Lateral Hardening-Fuse-60047317 | 1500Million | Eastern | -1 | 3000
Lateral Hardening | Lateral Hardening-Fuse-92003001,1 | 13479 | 420.2513 | 1467.0107 | 1851.5576 | 50000 | 0.037031 | 0.019318 | 2588235.2941 | 2 | 1 | 0 | 0 | 0 | 1 | Lateral Hardening-Fuse-92003001 | 1500Million | Winter Haven | -1 | 3000
Lateral Hardening | Lateral Hardening-Fuse-93015372,1 | 13840 | 0 | 5116.4239 | 5057.8111 | 136590.9091 | 0.037029 | 0.11383 | 1200000 |  | 1 | 0 | 0 | 0 | 1 | Lateral Hardening-Fuse-93015372 | 1500Million | Central | -1 | 3000
Lateral Hardening | Lateral Hardening-Fuse-93278987,1 | 13213 | 0 | 2294.5519 | 2268.2659 | 61363.6364 | 0.036964 | 0.051136 | 1200000 | 1 | 1 | 0 | 0 | 0 | 1 | Lateral Hardening-Fuse-93278987 | 1500Million | Eastern | -1 | 3000
Lateral Hardening | Lateral Hardening-Fuse-92634753,1 | 13331 | 0 | 4384.2535 | 4334.0284 | 117272.7273 | 0.036957 | 0.097727 | 1200000 | 9 | 1 | 0 | 0 | 0 | 1 | Lateral Hardening-Fuse-92634753 | 1500Million | Dade City | -1 | 3000
Lateral Hardening | Lateral Hardening-Fuse-10424215,1 | 13828 | 0 | 5419.8273 | 5357.7388 | 145000 | 0.03695 | 0.12083 | 1200000 | 38 | 1 | 5 | 0 | 5 | 6 | Lateral Hardening-Fuse-10424215 | 1500Million | Central | -1 | 3000
Lateral Hardening | Lateral Hardening-Fuse-92752492,1 | 13231 | 0 | 1868.7881 | 1847.3796 | 50000 | 0.036948 | 0.03428 | 1458563.5359 | 1 | 1 | 0 | 0 | 0 | 1 | Lateral Hardening-Fuse-92752492 | 1500Million | Eastern | -1 | 3000
Lateral Hardening | Lateral Hardening-Fuse-92610408,1 | 13390 | 742.3243 | 1605.2175 | 2295.8664 | 62272.7273 | 0.036868 | 0.051894 | 1200000 | 2 | 1 | 0 | 0 | 0 | 1 | Lateral Hardening-Fuse-92610408 | 1500Million | Plant City | -1 | 3000
Lateral Hardening | Lateral Hardening-Fuse-93063293,1 | 13593 | 0 | 4567.7459 | 4515.4188 | 122500 | 0.036861 | 0.10208 | 1200000 | 2 | 1 | 2 | 0 | 2 | 3 | Lateral Hardening-Fuse-93063293 | 1500Million | Central | -1 | 3000
Lateral Hardening | Lateral Hardening-Fuse-60191786,1 | 13463 | 739.1959 | 1388.7443 | 2077.4975 | 56363.6364 | 0.036859 | 0.04697 | 1200000 | 4 | 1 | 0 | 0 | 0 | 1 | Lateral Hardening-Fuse-60191786 | 1500Million | Plant City | -1 | 3000
Lateral Hardening | Lateral Hardening-Fuse-10625735,1 | 13011 | 1027.4453 | 4814.4184 | 5753.0061 | 156136.3636 | 0.036846 | 0.13011 | 1200000 | 3 | 1 | 0 | 0 | 0 | 1 | Lateral Hardening-Fuse-10625735 | 1500Million | Plant City | -1 | 3000
Lateral Hardening | Lateral Hardening-Fuse-92442787,1 | 13896 | 571.0728 | 1313.4427 | 1841.9882 | 50000 | 0.03684 | 0.033712 | 1483146.0674 | 3 | 1 | 0 | 0 | 0 | 1 | Lateral Hardening-Fuse-92442787 | 1500Million | South Hillsborough | -1 | 3000
Lateral Hardening | Lateral Hardening-Fuse-60174257,1 | 13098 | 0 | 1859.9523 | 1838.6451 | 50000 | 0.036773 | 0.022159 | 2256410.2564 |  | 1 | 0 | 0 | 0 | 1 | Lateral Hardening-Fuse-60174257 | 1500Million | Central | -1 | 3000
Lateral Hardening | Lateral Hardening-Fuse-90525063,1 | 14030 | 309.8865 | 1909.4612 | 2312.8849 | 62954.5455 | 0.036739 | 0.052462 | 1200000 | 1 | 1 | 0 | 0 | 0 | 1 | Lateral Hardening-Fuse-90525063 | 1500Million | Western | -1 | 3000
Lateral Hardening | Lateral Hardening-Fuse-93269486,1 | 13080 | 0 | 3424.9291 | 3385.6938 | 92272.7273 | 0.036692 | 0.076894 | 1200000 | 2 | 1 | 0 | 0 | 0 | 1 | Lateral Hardening-Fuse-93269486 | 1500Million | Western | -1 | 3000
Lateral Hardening | Lateral Hardening-Fuse-90718329,1 | 13813 | 1479.2272 | 7223.1183 | 8574.5672 | 233863.6364 | 0.036665 | 0.19489 | 1200000 | 4 | 1 | 0 | 0 | 0 | 1 | Lateral Hardening-Fuse-90718329 | 1500Million | Dade City | -1 | 3000
Lateral Hardening | Lateral Hardening-Fuse-10806537,1 | 14199 | 0 | 2764.3814 | 2732.7132 | 74545.4545 | 0.036658 | 0.062121 | 1200000 |  | 2 | 0 | 0 | 0 | 2 | Lateral Hardening-Fuse-10806537 | 1500Million | Eastern | -1 | 3000
Lateral Hardening | Lateral Hardening-Fuse-92353619,1 | 13431 | 3942.4439 | 14335.6445 | 17931.1906 | 489545.4545 | 0.036628 | 0.40795 | 1200000 | 10 | 1 | 0 | 0 | 0 | 1 | Lateral Hardening-Fuse-92353619 | 1500Million | Dade City | -1 | 3000
Lateral Hardening | Lateral Hardening-Fuse-10615027,1 | 13125 | 241.2652 | 1491.5758 | 1830.997 | 50000 | 0.03662 | 0.022727 | 2200000 | 1 | 1 | 0 | 0 | 0 | 1 | Lateral Hardening-Fuse-10615027 | 1500Million | Plant City | -1 | 3000
Lateral Hardening | Lateral Hardening-Fuse-10570218,2 | 13373 | 0 | 6097.3854 | 8687.3943 | 237272.7273 | 0.036614 | 0.24716 | 960000 | 12 | 2 | 3 | 0 | 3 | 5 | Lateral Hardening-Fuse-10570218, Lateral Hardening-Fuse-92868895 | 1500Million | Winter Haven | -1 | 3000
Lateral Hardening | Lateral Hardening-Fuse-90605775,1 | 13972 | 1697.9187 | 212.0197 | 1830.3171 | 50000 | 0.036606 | 0.0028409 | 17600000 | 68 | 1 | 1 | 0 | 1 | 2 | Lateral Hardening-Fuse-90605775 | 1500Million | Winter Haven | -1 | 3000
Lateral Hardening | Lateral Hardening-Fuse-91705558,1 | 13889 | 384.1391 | 2940.2272 | 3277.0237 | 89545.4545 | 0.036596 | 0.074621 | 1200000 | 2 | 1 | 0 | 0 | 0 | 1 | Lateral Hardening-Fuse-91705558 | 1500Million | Western | -1 | 3000
Lateral Hardening | Lateral Hardening-Fuse-92889342,1 | 13388 | 418.0626 | 1446.7464 | 1829.5778 | 50000 | 0.036592 | 0.033902 | 1474860.3352 | 2 | 1 | 0 | 0 | 0 | 1 | Lateral Hardening-Fuse-92889342 | 1500Million | Plant City | -1 | 3000
Lateral Hardening | Lateral Hardening-Fuse-10443879,1 | 13172 | 0 | 2851.7628 | 2819.0936 | 77045.4545 | 0.03659 | 0.064205 | 1200000 | 4 | 1 | 0 | 0 | 0 | 1 | Lateral Hardening-Fuse-10443879 | 1500Million | Eastern | -1 | 3000
Lateral Hardening | Lateral Hardening-Fuse-10758607,1 | 13422 | 0 | 19119.7486 | 18900.7166 | 516590.9091 | 0.036587 | 0.43049 | 1200000 | 3 | 1 | 0 | 0 | 0 | 1 | Lateral Hardening-Fuse-10758607 | 1500Million | Dade City | -1 | 3000
Lateral Hardening | Lateral Hardening-Fuse-93159369,1 | 13813 | 844.1633 | 9937.0076 | 10636.5378 | 290909.0909 | 0.036563 | 0.24242 | 1200000 | 2 | 1 | 1 | 0 | 1 | 2 | Lateral Hardening-Fuse-93159369 | 1500Million | Dade City | -1 | 3000
Lateral Hardening | Lateral Hardening-Fuse-92965843,1 | 13195 | 0 | 1965.1757 | 1942.663 | 53181.8182 | 0.036529 | 0.044318 | 1200000 | 23 | 1 | 0 | 0 | 0 | 1 | Lateral Hardening-Fuse-92965843 | 1500Million | Western | -1 | 3000
Lateral Hardening | Lateral Hardening-Fuse-10632722,1 | 13312 | 0 | 1847.4757 | 1826.3114 | 50000 | 0.036526 | 0.028598 | 1748344.3709 | 2 | 1 | 1 | 0 | 1 | 2 | Lateral Hardening-Fuse-10632722 | 1500Million | Winter Haven | -1 | 3000
Lateral Hardening | Lateral Hardening-Fuse-91902639,1 | 13461 | 0 | 10113.9248 | 9998.0617 | 273863.6364 | 0.036507 | 0.22822 | 1200000 | 6 | 1 | 0 | 0 | 0 | 1 | Lateral Hardening-Fuse-91902639 | 1500Million | Eastern | -1 | 3000
Lateral Hardening | Lateral Hardening-Fuse-91145235,1 | 13007 | 0 | 1845.3381 | 1824.1983 | 50000 | 0.036484 | 0.017803 | 2808510.6383 | 1 | 1 | 2 | 0 | 2 | 3 | Lateral Hardening-Fuse-91145235 | 1500Million | Plant City | -1 | 3000
Lateral Hardening | Lateral Hardening-Fuse-10590631,1 | 13579 | 456.5348 | 3176.2457 | 3579.9481 | 98181.8182 | 0.036462 | 0.081818 | 1200000 | 1 | 1 | 0 | 0 | 0 | 1 | Lateral Hardening-Fuse-10590631 | 1500Million | Eastern | -1 | 3000
Lateral Hardening | Lateral Hardening-Fuse-10090451,1 | 13280 | 0 | 4327.6743 | 4278.0973 | 117500 | 0.036409 | 0.097917 | 1200000 | 7 | 1 | 0 | 0 | 0 | 1 | Lateral Hardening-Fuse-10090451 | 1500Million | Winter Haven | -1 | 3000
Lateral Hardening | Lateral Hardening-Fuse-93004964,2 | 13242 | 266.3695 | 1580.7461 | 1820.3878 | 50000 | 0.036408 | 0.021402 | 2336283.1858 | 1 | 2 | 1 | 0 | 1 | 3 | Lateral Hardening-Fuse-93004964, Lateral Hardening-Fuse-92988691 | 1500Million | Plant City | -1 | 3000
Lateral Hardening | Lateral Hardening-Fuse-10827131,1 | 13769 | 0 | 1839.986 | 1818.9074 | 50000 | 0.036378 | 0.04053 | 1233644.8598 |  | 1 | 0 | 0 | 0 | 1 | Lateral Hardening-Fuse-10827131 | 1500Million | Winter Haven | -1 | 3000
Lateral Hardening | Lateral Hardening-Fuse-92429773,1 | 13224 | 0 | 2709.7122 | 2678.6703 | 73636.3636 | 0.036377 | 0.061364 | 1200000 | 3 | 1 | 0 | 0 | 0 | 1 | Lateral Hardening-Fuse-92429773 | 1500Million | Central | -1 | 3000
Lateral Hardening | Lateral Hardening-Fuse-91673497,1 | 13496 | 0 | 7132.1757 | 7050.471 | 194090.9091 | 0.036326 | 0.16174 | 1200000 | 3 | 1 | 2 | 0 | 2 | 3 | Lateral Hardening-Fuse-91673497 | 1500Million | Central | -1 | 3000
Lateral Hardening | Lateral Hardening-Fuse-91686204,1 | 13524 | 1007.584 | 569.1352 | 1815.101 | 50000 | 0.036302 | 0.023295 | 2146341.4634 | 13 | 1 | 0 | 0 | 0 | 1 | Lateral Hardening-Fuse-91686204 | 1500Million | Western | -1 | 3000
Lateral Hardening | Lateral Hardening-Fuse-10496839,1 | 13501 | 0 | 1492.2801 | 1813.53 | 50000 | 0.036271 | 0.039583 | 1263157.8947 |  | 1 | 0 | 0 | 0 | 1 | Lateral Hardening-Fuse-10496839 | 1500Million | Eastern | -1 | 3000
Lateral Hardening | Lateral Hardening-Fuse-60472284,1 | 13063 | 0 | 5951.4879 | 5883.3088 | 162500 | 0.036205 | 0.13542 | 1200000 | 3 | 1 | 1 | 1 | 0 | 2 | Lateral Hardening-Fuse-60472284 | 1500Million | Western | -1 | 3000
Lateral Hardening | Lateral Hardening-Fuse-60647729,1 | 13206 | 1946.4895 | 1065.1378 | 2912.8121 | 80454.5455 | 0.036204 | 0.067045 | 1200000 | 11 | 1 | 0 | 0 | 0 | 1 | Lateral Hardening-Fuse-60647729 | 1500Million | Western | -1 | 3000
Lateral Hardening | Lateral Hardening-Fuse-90338056,1 | 13431 | 0 | 4842.408 | 4786.9343 | 132272.7273 | 0.03619 | 0.11023 | 1200000 | 1 | 1 | 0 | 0 | 0 | 1 | Lateral Hardening-Fuse-90338056 | 1500Million | Dade City | -1 | 3000
Lateral Hardening | Lateral Hardening-Fuse-10075295,1 | 13656 | 913.8084 | 948.8383 | 1808.8083 | 50000 | 0.036176 | 0.025568 | 1955555.5556 | 12 | 1 | 0 | 0 | 0 | 1 | Lateral Hardening-Fuse-10075295 | 1500Million | Plant City | -1 | 3000
Lateral Hardening | Lateral Hardening-Fuse-91443637,1 | 13190 | 648.0689 | 1591.8281 | 2193.7286 | 60681.8182 | 0.036151 | 0.050568 | 1200000 | 3 | 1 | 0 | 0 | 0 | 1 | Lateral Hardening-Fuse-91443637 | 1500Million | Western | -1 | 3000
Lateral Hardening | Lateral Hardening-Fuse-90393999,1 | 13854 | 1158.3674 | 4342.4424 | 5395.1098 | 149318.1818 | 0.036132 | 0.12443 | 1200000 | 6 | 1 | 0 | 0 | 0 | 1 | Lateral Hardening-Fuse-90393999 | 1500Million | Plant City | -1 | 3000
Lateral Hardening | Lateral Hardening-Fuse-60105335,1 | 13030 | 0 | 4416.592 | 4365.9964 | 120909.0909 | 0.03611 | 0.10076 | 1200000 | 2 | 1 | 0 | 0 | 0 | 1 | Lateral Hardening-Fuse-60105335 | 1500Million | Winter Haven | -1 | 3000
Lateral Hardening | Lateral Hardening-Fuse-10716311,1 | 13959 | 0 | 2904.568 | 2871.2938 | 79545.4545 | 0.036096 | 0.066288 | 1200000 | 1 | 1 | 0 | 0 | 0 | 1 | Lateral Hardening-Fuse-10716311 | 1500Million | Plant City | -1 | 3000
Lateral Hardening | Lateral Hardening-Fuse-60210635,1 | 13650 | 0 | 2928.4251 | 2894.8776 | 80227.2727 | 0.036083 | 0.066856 | 1200000 | 1 | 1 | 0 | 0 | 0 | 1 | Lateral Hardening-Fuse-60210635 | 1500Million | South Hillsborough | -1 | 3000
Lateral Hardening | Lateral Hardening-Fuse-92206826,1 | 14145 | 125.308 | 2026.3001 | 2123.1653 | 58863.6364 | 0.036069 | 0.049053 | 1200000 | 1 | 1 | 0 | 0 | 0 | 1 | Lateral Hardening-Fuse-92206826 | 1500Million | South Hillsborough | -1 | 3000
Lateral Hardening | Lateral Hardening-Fuse-93280104,1 | 13213 | 0 | 2709.7122 | 2678.6703 | 74318.1818 | 0.036043 | 0.061932 | 1200000 | 3 | 1 | 0 | 0 | 0 | 1 | Lateral Hardening-Fuse-93280104 | 1500Million | Eastern | -1 | 3000
Lateral Hardening | Lateral Hardening-Fuse-60029194,1 | 13088 | 893.1657 | 956.4135 | 1801.5965 | 50000 | 0.036032 | 0.022917 | 2181818.1818 | 6 | 1 | 0 | 0 | 0 | 1 | Lateral Hardening-Fuse-60029194 | 1500Million | Central | -1 | 3000
Lateral Hardening | Lateral Hardening-Fuse-10170042,1 | 13030 | 228.2637 | 4119.5213 | 4291.0535 | 119090.9091 | 0.036032 | 0.099242 | 1200000 | 1 | 1 | 0 | 0 | 0 | 1 | Lateral Hardening-Fuse-10170042 | 1500Million | Winter Haven | -1 | 3000
Lateral Hardening | Lateral Hardening-Fuse-10650319,1 | 13391 | 1420.5782 | 1276.4042 | 2619.2079 | 72727.2727 | 0.036014 | 0.060606 | 1200000 | 2 | 1 | 0 | 0 | 0 | 1 | Lateral Hardening-Fuse-10650319 | 1500Million | Plant City | -1 | 3000
Lateral Hardening | Lateral Hardening-Fuse-92564627,1 | 13943 | 0 | 4636.5764 | 4583.4607 | 127272.7273 | 0.036013 | 0.10606 | 1200000 | 3 | 1 | 0 | 0 | 0 | 1 | Lateral Hardening-Fuse-92564627 | 1500Million | Central | -1 | 3000
Lateral Hardening | Lateral Hardening-Fuse-90503929,1 | 13123 | 0 | 1817.9112 | 1797.0856 | 50000 | 0.035942 | 0.011174 | 4474576.2712 | 1 | 1 | 0 | 0 | 0 | 1 | Lateral Hardening-Fuse-90503929 | 1500Million | Plant City | -1 | 3000
Lateral Hardening | Lateral Hardening-Fuse-60334626,1 | 13325 | 0 | 1817.5471 | 1796.7256 | 50000 | 0.035935 | 0.032955 | 1517241.3793 | 1 | 1 | 0 | 0 | 0 | 1 | Lateral Hardening-Fuse-60334626 | 1500Million | Eastern | -1 | 3000
Lateral Hardening | Lateral Hardening-Fuse-10466908,5 | 13433 | 0 | 83329.985 | 82852.8404 | 2306181.8182 | 0.035926 | 2.4023 | 960000 | 2 | 5 | 1 | 0 | 1 | 6 | Lateral Hardening-Fuse-10466908, Lateral Hardening-Fuse-10466913, Lateral Hardening-Fuse-10466914, Lateral Hardening-Fuse-10466915, Lateral Hardening-Fuse-10466916 | 1500Million | Eastern | -1 | 3000
Lateral Hardening | Lateral Hardening-Fuse-10745651,1 | 13431 | 254.8139 | 1565.0738 | 1793.2332 | 50000 | 0.035865 | 0.018182 | 2750000 | 1 | 1 | 0 | 0 | 0 | 1 | Lateral Hardening-Fuse-10745651 | 1500Million | Dade City | -1 | 3000
Lateral Hardening | Lateral Hardening-Fuse-10475346,1 | 14116 | 0 | 1814.0103 | 1793.2293 | 50000 | 0.035865 | 0.041477 | 1205479.4521 | 2 | 1 | 0 | 0 | 0 | 1 | Lateral Hardening-Fuse-10475346 | 1500Million | Eastern | -1 | 3000
Lateral Hardening | Lateral Hardening-Fuse-90931087,1 | 13422 | 80.1723 | 1169.1405 | 1792.8588 | 50000 | 0.035857 | 0.036932 | 1353846.1538 | 1 | 1 | 0 | 0 | 0 | 1 | Lateral Hardening-Fuse-90931087 | 1500Million | Dade City | -1 | 3000
Lateral Hardening | Lateral Hardening-Fuse-92102256,1 | 13030 | 450.332 | 1377.5402 | 1791.1527 | 50000 | 0.035823 | 0.028409 | 1760000 | 2 | 1 | 0 | 0 | 0 | 1 | Lateral Hardening-Fuse-92102256 | 1500Million | Winter Haven | -1 | 3000
Lateral Hardening | Lateral Hardening-Fuse-92219675,1 | 13489 | 564.5107 | 1676.3223 | 2196.0898 | 61363.6364 | 0.035788 | 0.051136 | 1200000 | 2 | 1 | 0 | 0 | 0 | 1 | Lateral Hardening-Fuse-92219675 | 1500Million | South Hillsborough | -1 | 3000
Lateral Hardening | Lateral Hardening-Fuse-92795431,1 | 14124 | 1141.6964 | 4392.4321 | 5429.2398 | 152045.4545 | 0.035708 | 0.1267 | 1200000 | 3 | 1 | 0 | 0 | 0 | 1 | Lateral Hardening-Fuse-92795431 | 1500Million | Plant City | -1 | 3000
Lateral Hardening | Lateral Hardening-Fuse-10148042,1 | 13150 | 0 | 3681.7581 | 3639.5806 | 102045.4545 | 0.035666 | 0.085038 | 1200000 | 4 | 1 | 1 | 0 | 1 | 2 | Lateral Hardening-Fuse-10148042 | 1500Million | Winter Haven | -1 | 3000
Lateral Hardening | Lateral Hardening-Fuse-91551758,1 | 13031 | 0 | 2065.6481 | 2041.9845 | 57272.7273 | 0.035654 | 0.047727 | 1200000 | 1 | 1 | 0 | 0 | 0 | 1 | Lateral Hardening-Fuse-91551758 | 1500Million | Winter Haven | -1 | 3000
Lateral Hardening | Lateral Hardening-Fuse-91511054,1 | 13009 | 0 | 22563.6064 | 22305.1222 | 625909.0909 | 0.035636 | 0.52159 | 1200000 | 7 | 1 | 2 | 0 | 2 | 3 | Lateral Hardening-Fuse-91511054 | 1500Million | Plant City | -1 | 3000
Lateral Hardening | Lateral Hardening-Fuse-10696482,1 | 13961 | 1483.268 | 371.7833 | 1781.4806 | 50000 | 0.03563 | 0.039962 | 1251184.8341 | 4 | 1 | 0 | 0 | 0 | 1 | Lateral Hardening-Fuse-10696482 | 1500Million | Plant City | -1 | 3000
Lateral Hardening | Lateral Hardening-Fuse-91994219,1 | 13533 | 0 | 2850.2063 | 2817.5549 | 79090.9091 | 0.035624 | 0.065909 | 1200000 | 3 | 1 | 0 | 0 | 0 | 1 | Lateral Hardening-Fuse-91994219 | 1500Million | Western | -1 | 3000
Lateral Hardening | Lateral Hardening-Fuse-60175274,1 | 13011 | 957.0525 | 3327.4431 | 4200.5101 | 117954.5455 | 0.035611 | 0.098295 | 1200000 | 3 | 1 | 0 | 0 | 0 | 1 | Lateral Hardening-Fuse-60175274 | 1500Million | Plant City | -1 | 3000
Lateral Hardening | Lateral Hardening-Fuse-91086187,1 | 13151 | 1829.0062 | 33.9357 | 1779.0559 | 50000 | 0.035581 | 0.005303 | 9428571.4286 | 62 | 1 | 1 | 0 | 1 | 2 | Lateral Hardening-Fuse-91086187 | 1500Million | Winter Haven | -1 | 3000
Lateral Hardening | Lateral Hardening-Fuse-10556638,1 | 13298 | 186.8265 | 1609.3449 | 1770.4382 | 50000 | 0.035409 | 0.02197 | 2275862.069 | 1 | 1 | 0 | 0 | 0 | 1 | Lateral Hardening-Fuse-10556638 | 1500Million | Winter Haven | -1 | 3000
Lateral Hardening | Lateral Hardening-Fuse-90890976,1 | 13037 | 922.9279 | 644.3393 | 1768.4634 | 50000 | 0.035369 | 0.025189 | 1984962.406 | 10 | 1 | 0 | 0 | 0 | 1 | Lateral Hardening-Fuse-90890976 | 1500Million | Central | -1 | 3000
Lateral Hardening | Lateral Hardening-Fuse-90888304,1 | 13924 | 240.6926 | 2952.1174 | 3149.5031 | 89090.9091 | 0.035352 | 0.074242 | 1200000 | 1 | 1 | 0 | 0 | 0 | 1 | Lateral Hardening-Fuse-90888304 | 1500Million | Winter Haven | -1 | 3000
Lateral Hardening | Lateral Hardening-Fuse-93300320,1 | 13808 | 221.562 | 1644.7022 | 1839.6865 | 52045.4545 | 0.035348 | 0.043371 | 1200000 | 2 | 1 | 0 | 0 | 0 | 1 | Lateral Hardening-Fuse-93300320 | 1500Million | Plant City | -1 | 3000
Lateral Hardening | Lateral Hardening-Fuse-60341012,1 | 13191 | 875.9352 | 937.9628 | 1766.8409 | 50000 | 0.035337 | 0.032765 | 1526011.5607 | 6 | 1 | 1 | 1 | 0 | 2 | Lateral Hardening-Fuse-60341012 | 1500Million | Western | -1 | 3000
Lateral Hardening | Lateral Hardening-Fuse-92905645,1 | 14020 | 0 | 2777.136 | 2745.3217 | 77727.2727 | 0.03532 | 0.064773 | 1200000 | 2 | 1 | 0 | 0 | 0 | 1 | Lateral Hardening-Fuse-92905645 | 1500Million | South Hillsborough | -1 | 3000
Lateral Hardening | Lateral Hardening-Fuse-92869276,1 | 13460 | 1797.108 | 54.9701 | 1765.1187 | 50000 | 0.035302 | 0.036742 | 1360824.7423 | 8 | 1 | 0 | 0 | 0 | 1 | Lateral Hardening-Fuse-92869276 | 1500Million | Eastern | -1 | 3000
Lateral Hardening | Lateral Hardening-Fuse-10567756,1 | 13370 | 0 | 1782.9805 | 1762.555 | 50000 | 0.035251 | 0.041098 | 1216589.8618 | 1 | 1 | 0 | 0 | 0 | 1 | Lateral Hardening-Fuse-10567756 | 1500Million | Winter Haven | -1 | 3000
Lateral Hardening | Lateral Hardening-Fuse-93200504,1 | 13906 | 0 | 1781.6142 | 1761.2044 | 50000 | 0.035224 | 0.035227 | 1419354.8387 | 1 | 1 | 0 | 0 | 0 | 1 | Lateral Hardening-Fuse-93200504 | 1500Million | Eastern | -1 | 3000
Lateral Hardening | Lateral Hardening-Fuse-92619195,1 | 13303 | 0 | 2629.8462 | 2599.7192 | 73863.6364 | 0.035196 | 0.061553 | 1200000 | 1 | 1 | 0 | 0 | 0 | 1 | Lateral Hardening-Fuse-92619195 | 1500Million | South Hillsborough | -1 | 3000
Lateral Hardening | Lateral Hardening-Fuse-92602836,1 | 13010 | 0 | 4868.7782 | 4813.0025 | 136818.1818 | 0.035178 | 0.11402 | 1200000 | 3 | 1 | 0 | 0 | 0 | 1 | Lateral Hardening-Fuse-92602836 | 1500Million | Plant City | -1 | 3000
Lateral Hardening | Lateral Hardening-Fuse-10612066,1 | 13927 | 777.8599 | 1554.8666 | 2278.3249 | 64772.7273 | 0.035174 | 0.053977 | 1200000 | 4 | 1 | 0 | 0 | 0 | 1 | Lateral Hardening-Fuse-10612066 | 1500Million | Winter Haven | -1 | 3000
Lateral Hardening | Lateral Hardening-Fuse-10266391,1 | 13679 | 1105.4114 | 4570.7484 | 5586.6694 | 158863.6364 | 0.035166 | 0.13239 | 1200000 | 5 | 1 | 0 | 0 | 0 | 1 | Lateral Hardening-Fuse-10266391 | 1500Million | Western | -1 | 3000
Lateral Hardening | Lateral Hardening-Fuse-93206380,1 | 13884 | 0 | 4040.9396 | 3994.6474 | 113636.3636 | 0.035153 | 0.094697 | 1200000 | 11 | 1 | 2 | 0 | 2 | 3 | Lateral Hardening-Fuse-93206380 | 1500Million | Eastern | -1 | 3000
Lateral Hardening | Lateral Hardening-Fuse-93269743,1 | 13124 | 257.1718 | 1526.1631 | 1757.53 | 50000 | 0.035151 | 0.014015 | 3567567.5676 | 1 | 1 | 0 | 0 | 0 | 1 | Lateral Hardening-Fuse-93269743 | 1500Million | Plant City | -1 | 3000
Lateral Hardening | Lateral Hardening-Fuse-90175857,1 | 13458 | 1165.2784 | 2189.2352 | 3274.995 | 93181.8182 | 0.035146 | 0.077652 | 1200000 | 4 | 1 | 0 | 0 | 0 | 1 | Lateral Hardening-Fuse-90175857 | 1500Million | Eastern | -1 | 3000
Lateral Hardening | Lateral Hardening-Fuse-90475111,1 | 13698 | 672.5296 | 2266.412 | 2882.182 | 82045.4545 | 0.035129 | 0.068371 | 1200000 | 4 | 1 | 0 | 0 | 0 | 1 | Lateral Hardening-Fuse-90475111 | 1500Million | Winter Haven | -1 | 3000
Lateral Hardening | Lateral Hardening-Fuse-92731928,1 | 13808 | 303.5041 | 6952.0812 | 7165.0767 | 204090.9091 | 0.035107 | 0.17008 | 1200000 | 1 | 1 | 1 | 0 | 1 | 2 | Lateral Hardening-Fuse-92731928 | 1500Million | Plant City | -1 | 3000
Lateral Hardening | Lateral Hardening-Fuse-10753363,1 | 13330 | 171.0573 | 3964.5735 | 5390.8894 | 153863.6364 | 0.035037 | 0.12822 | 1200000 | 1 | 1 | 0 | 0 | 0 | 1 | Lateral Hardening-Fuse-10753363 | 1500Million | Dade City | -1 | 3000
Lateral Hardening | Lateral Hardening-Fuse-92687310,1 | 13388 | 115.402 | 1659.3824 | 1750.8526 | 50000 | 0.035017 | 0.032386 | 1543859.6491 | 1 | 1 | 0 | 0 | 0 | 1 | Lateral Hardening-Fuse-92687310 | 1500Million | Plant City | -1 | 3000
Lateral Hardening | Lateral Hardening-Fuse-91313007,1 | 13687 | 1768.8696 | 62.2644 | 1749.6485 | 50000 | 0.034993 | 0.0098485 | 5076923.0769 | 30 | 1 | 1 | 0 | 1 | 2 | Lateral Hardening-Fuse-91313007 | 1500Million | Eastern | -1 | 3000
Lateral Hardening | Lateral Hardening-Fuse-91071741,1 | 13142 | 0 | 1769.4954 | 1749.2244 | 50000 | 0.034984 | 0.025379 | 1970149.2537 | 1 | 1 | 0 | 0 | 0 | 1 | Lateral Hardening-Fuse-91071741 | 1500Million | Western | -1 | 3000
Lateral Hardening | Lateral Hardening-Fuse-10776334,1 | 14071 | 578.7083 | 1036.7656 | 1763.7936 | 50454.5455 | 0.034958 | 0.042045 | 1200000 | 1 | 1 | 0 | 0 | 0 | 1 | Lateral Hardening-Fuse-10776334 | 1500Million | Western | -1 | 3000
Lateral Hardening | Lateral Hardening-Fuse-90178586,1 | 13299 | 4178.0688 | 904.0407 | 4869.0402 | 139318.1818 | 0.034949 | 0.1161 | 1200000 | 3 | 1 | 0 | 0 | 0 | 1 | Lateral Hardening-Fuse-90178586 | 1500Million | Winter Haven | -1 | 3000
Lateral Hardening | Lateral Hardening-Fuse-90780494,1 | 13103 | 0 | 3389.8526 | 3351.0191 | 95909.0909 | 0.03494 | 0.079924 | 1200000 | 8 | 1 | 2 | 0 | 2 | 3 | Lateral Hardening-Fuse-90780494 | 1500Million | Central | -1 | 3000
Lateral Hardening | Lateral Hardening-Fuse-10313356,1 | 13866 | 0 | 5132.8242 | 5074.0236 | 145227.2727 | 0.034939 | 0.12102 | 1200000 | 29 | 1 | 1 | 0 | 1 | 2 | Lateral Hardening-Fuse-10313356 | 1500Million | Western | -1 | 3000
Lateral Hardening | Lateral Hardening-Fuse-90528811,1 | 13621 | 1169.0559 | 3501.1408 | 4572.3671 | 130909.0909 | 0.034928 | 0.10909 | 1200000 | 4 | 1 | 1 | 0 | 1 | 2 | Lateral Hardening-Fuse-90528811 | 1500Million | Western | -1 | 3000
Lateral Hardening | Lateral Hardening-Fuse-93224729,1 | 13459 | 451.0492 | 2836.7924 | 3238.2961 | 92727.2727 | 0.034923 | 0.077273 | 1200000 | 2 | 1 | 0 | 0 | 0 | 1 | Lateral Hardening-Fuse-93224729 | 1500Million | Eastern | -1 | 3000
Lateral Hardening | Lateral Hardening-Fuse-92612880,1 | 13390 | 0 | 3098.3638 | 3062.8695 | 87727.2727 | 0.034914 | 0.073106 | 1200000 | 2 | 1 | 0 | 0 | 0 | 1 | Lateral Hardening-Fuse-92612880 | 1500Million | Plant City | -1 | 3000
Lateral Hardening | Lateral Hardening-Fuse-10271852,1 | 13621 | 0 | 5809.7875 | 5743.2317 | 164545.4545 | 0.034904 | 0.13712 | 1200000 | 1 | 1 | 0 | 0 | 0 | 1 | Lateral Hardening-Fuse-10271852 | 1500Million | Western | -1 | 3000
Lateral Hardening | Lateral Hardening-Fuse-91092897,1 | 13510 | 0 | 3550.6935 | 3510.0175 | 100681.8182 | 0.034862 | 0.083902 | 1200000 | 6 | 1 | 1 | 0 | 1 | 2 | Lateral Hardening-Fuse-91092897 | 1500Million | Western | -1 | 3000
Lateral Hardening | Lateral Hardening-Fuse-10433141,1 | 13993 | 225.0935 | 1414.5174 | 1740.8396 | 50000 | 0.034817 | 0.013826 | 3616438.3562 | 1 | 1 | 0 | 0 | 0 | 1 | Lateral Hardening-Fuse-10433141 | 1500Million | Central | -1 | 3000
Lateral Hardening | Lateral Hardening-Fuse-93277181,1 | 13213 | 348.1733 | 3190.6412 | 3489.2728 | 100227.2727 | 0.034814 | 0.083523 | 1200000 | 2 | 1 | 0 | 0 | 0 | 1 | Lateral Hardening-Fuse-93277181 | 1500Million | Eastern | -1 | 3000
Lateral Hardening | Lateral Hardening-Fuse-93131954,1 | 13787 | 1811.194 | 17.7537 | 1740.2299 | 50000 | 0.034805 | 0.020644 | 2422018.3486 | 3 | 1 | 1 | 0 | 1 | 2 | Lateral Hardening-Fuse-93131954 | 1500Million | Plant City | -1 | 3000
Lateral Hardening | Lateral Hardening-Fuse-10643448,1 | 13390 | 501.3036 | 3487.7147 | 3931.005 | 112954.5455 | 0.034802 | 0.094129 | 1200000 | 1 | 1 | 0 | 0 | 0 | 1 | Lateral Hardening-Fuse-10643448 | 1500Million | Plant City | -1 | 3000
Lateral Hardening | Lateral Hardening-Fuse-92440059,1 | 13630 | 862.5012 | 923.5775 | 1739.7433 | 50000 | 0.034795 | 0.025 | 2000000 | 6 | 1 | 0 | 0 | 0 | 1 | Lateral Hardening-Fuse-92440059 | 1500Million | Central | -1 | 3000
Lateral Hardening | Lateral Hardening-Fuse-92498207,2 | 13772 | 0 | 12652.2329 | 12525.0049 | 360000 | 0.034792 | 0.375 | 960000 | 2 | 2 | 1 | 0 | 1 | 3 | Lateral Hardening-Fuse-92498207, Lateral Hardening-Fuse-92015660 | 1500Million | Winter Haven | -1 | 3000
Lateral Hardening | Lateral Hardening-Fuse-90888306,1 | 13924 | 656.7647 | 4155.805 | 4741.3385 | 136363.6364 | 0.03477 | 0.11364 | 1200000 | 2 | 1 | 0 | 0 | 0 | 1 | Lateral Hardening-Fuse-90888306 | 1500Million | Winter Haven | -1 | 3000
Lateral Hardening | Lateral Hardening-Fuse-90434264,1 | 13655 | 134.7156 | 2209.3073 | 2312.6272 | 66590.9091 | 0.034729 | 0.055492 | 1200000 | 1 | 1 | 0 | 0 | 0 | 1 | Lateral Hardening-Fuse-90434264 | 1500Million | Plant City | -1 | 3000
Lateral Hardening | Lateral Hardening-Fuse-10714664,1 | 13020 | 726.5258 | 1988.5196 | 2658.9476 | 76590.9091 | 0.034716 | 0.063826 | 1200000 | 4 | 1 | 0 | 0 | 0 | 1 | Lateral Hardening-Fuse-10714664 | 1500Million | South Hillsborough | -1 | 3000
Lateral Hardening | Lateral Hardening-Fuse-92983321,1 | 13039 | 1818.1892 | 2.8177 | 1734.5908 | 50000 | 0.034692 | 0.015152 | 3300000 | 33 | 1 | 1 | 0 | 1 | 2 | Lateral Hardening-Fuse-92983321 | 1500Million | Eastern | -1 | 3000
Lateral Hardening | Lateral Hardening-Fuse-90043858,1 | 13071 | 1811.0129 | 12.9248 | 1734.3511 | 50000 | 0.034687 | 0.013826 | 3616438.3562 | 4 | 1 | 0 | 0 | 0 | 1 | Lateral Hardening-Fuse-90043858 | 1500Million | Western | -1 | 3000
Lateral Hardening | Lateral Hardening-Fuse-10556721,1 | 13298 | 0 | 4824.5056 | 4769.2371 | 137500 | 0.034685 | 0.11458 | 1200000 |  | 1 | 0 | 0 | 0 | 1 | Lateral Hardening-Fuse-10556721 | 1500Million | Winter Haven | -1 | 3000
Lateral Hardening | Lateral Hardening-Fuse-10629063,1 | 13787 | 436.3859 | 1884.7581 | 2813.0503 | 81136.3636 | 0.034671 | 0.067614 | 1200000 | 3 | 1 | 0 | 0 | 0 | 1 | Lateral Hardening-Fuse-10629063 | 1500Million | Plant City | -1 | 3000
Lateral Hardening | Lateral Hardening-Fuse-10758566,1 | 13431 | 0 | 5626.8393 | 5562.3793 | 160454.5455 | 0.034666 | 0.13371 | 1200000 |  | 1 | 0 | 0 | 0 | 1 | Lateral Hardening-Fuse-10758566 | 1500Million | Dade City | -1 | 3000
Lateral Hardening | Lateral Hardening-Fuse-92527533,1 | 13219 | 3520.0198 | 3472.1463 | 6799.9546 | 196363.6364 | 0.034629 | 0.16364 | 1200000 | 30 | 1 | 0 | 0 | 0 | 1 | Lateral Hardening-Fuse-92527533 | 1500Million | Western | -1 | 3000
Lateral Hardening | Lateral Hardening-Fuse-93038746,1 | 13813 | 259.1404 | 5301.8803 | 5490.0824 | 158636.3636 | 0.034608 | 0.1322 | 1200000 | 1 | 1 | 0 | 0 | 0 | 1 | Lateral Hardening-Fuse-93038746 | 1500Million | Dade City | -1 | 3000
Lateral Hardening | Lateral Hardening-Fuse-92638098,1 | 13622 | 463.14 | 3453.3299 | 3861.306 | 111590.9091 | 0.034602 | 0.092992 | 1200000 | 3 | 1 | 0 | 0 | 0 | 1 | Lateral Hardening-Fuse-92638098 | 1500Million | Western | -1 | 3000
Lateral Hardening | Lateral Hardening-Fuse-60021314,1 | 13004 | 288.0457 | 3591.7428 | 4764.192 | 137727.2727 | 0.034591 | 0.11477 | 1200000 | 1 | 1 | 0 | 0 | 0 | 1 | Lateral Hardening-Fuse-60021314 | 1500Million | Dade City | -1 | 3000
Lateral Hardening | Lateral Hardening-Fuse-90029736,1 | 13489 | 0 | 1796.5798 | 2019.286 | 58409.0909 | 0.034571 | 0.048674 | 1200000 | 4 | 1 | 0 | 0 | 0 | 1 | Lateral Hardening-Fuse-90029736 | 1500Million | South Hillsborough | -1 | 3000
Lateral Hardening | Lateral Hardening-Fuse-10627016,1 | 13147 | 0 | 17795.3285 | 17591.4688 | 509090.9091 | 0.034555 | 0.42424 | 1200000 | 8 | 1 | 2 | 0 | 2 | 3 | Lateral Hardening-Fuse-10627016 | 1500Million | Plant City | -1 | 3000
Lateral Hardening | Lateral Hardening-Fuse-93296501,1 | 13808 | 334.0099 | 4802.776 | 5067.5198 | 147045.4545 | 0.034462 | 0.12254 | 1200000 | 1 | 1 | 0 | 0 | 0 | 1 | Lateral Hardening-Fuse-93296501 | 1500Million | Plant City | -1 | 3000
Lateral Hardening | Lateral Hardening-Fuse-10382393,1 | 13224 | 0 | 1742.619 | 1722.6559 | 50000 | 0.034453 | 0.025758 | 1941176.4706 |  | 1 | 0 | 0 | 0 | 1 | Lateral Hardening-Fuse-10382393 | 1500Million | Central | -1 | 3000
Lateral Hardening | Lateral Hardening-Fuse-10895282,1 | 13003 | 339.3931 | 2650.6977 | 3538.163 | 102727.2727 | 0.034442 | 0.085606 | 1200000 | 2 | 1 | 0 | 0 | 0 | 1 | Lateral Hardening-Fuse-10895282 | 1500Million | South Hillsborough | -1 | 3000
Lateral Hardening | Lateral Hardening-Fuse-90331749,1 | 13495 | 985.3769 | 1851.2501 | 2769.385 | 80454.5455 | 0.034422 | 0.067045 | 1200000 | 4 | 1 | 0 | 0 | 0 | 1 | Lateral Hardening-Fuse-90331749 | 1500Million | Eastern | -1 | 3000
Lateral Hardening | Lateral Hardening-Fuse-10710622,1 | 14000 | 982.1231 | 2094.9598 | 3010.0821 | 87500 | 0.034401 | 0.072917 | 1200000 | 3 | 1 | 0 | 0 | 0 | 1 | Lateral Hardening-Fuse-10710622 | 1500Million | Plant City | -1 | 3000
Lateral Hardening | Lateral Hardening-Fuse-10679353,1 | 13807 | 607.7259 | 2171.9618 | 2727.5739 | 79318.1818 | 0.034388 | 0.066098 | 1200000 | 2 | 1 | 0 | 0 | 0 | 1 | Lateral Hardening-Fuse-10679353 | 1500Million | Plant City | -1 | 3000
Lateral Hardening | Lateral Hardening-Fuse-91265107,1 | 13679 | 0 | 2133.7462 | 2109.3024 | 61363.6364 | 0.034374 | 0.051136 | 1200000 | 1 | 1 | 0 | 0 | 0 | 1 | Lateral Hardening-Fuse-91265107 | 1500Million | Western | -1 | 3000
Lateral Hardening | Lateral Hardening-Fuse-91892077,1 | 13256 | 0 | 1738.1952 | 1718.2827 | 50000 | 0.034366 | 0.022917 | 2181818.1818 | 1 | 1 | 0 | 0 | 0 | 1 | Lateral Hardening-Fuse-91892077 | 1500Million | South Hillsborough | -1 | 3000
Lateral Hardening | Lateral Hardening-Fuse-10254059,1 | 13678 | 0 | 4100.3477 | 4053.375 | 118181.8182 | 0.034298 | 0.098485 | 1200000 | 2 | 1 | 1 | 0 | 1 | 2 | Lateral Hardening-Fuse-10254059 | 1500Million | Western | -1 | 3000
Lateral Hardening | Lateral Hardening-Fuse-10580697,1 | 13105 | 0 | 2519.6264 | 2490.7621 | 72727.2727 | 0.034248 | 0.060606 | 1200000 | 3 | 1 | 0 | 0 | 0 | 1 | Lateral Hardening-Fuse-10580697 | 1500Million | Central | -1 | 3000
Lateral Hardening | Lateral Hardening-Fuse-60436003,1 | 13808 | 163.0184 | 1065.8866 | 1709.87 | 50000 | 0.034197 | 0.040152 | 1245283.0189 | 2 | 1 | 0 | 0 | 0 | 1 | Lateral Hardening-Fuse-60436003 | 1500Million | Plant City | -1 | 3000
Lateral Hardening | Lateral Hardening-Fuse-10759924,1 | 13331 | 2258.0685 | 2035.2005 | 4157.8439 | 121590.9091 | 0.034195 | 0.10133 | 1200000 | 10 | 1 | 0 | 0 | 0 | 1 | Lateral Hardening-Fuse-10759924 | 1500Million | Dade City | -1 | 3000
Lateral Hardening | Lateral Hardening-Fuse-10452705,1 | 13129 | 0 | 2347.2286 | 2320.3392 | 67954.5455 | 0.034145 | 0.056629 | 1200000 | 1 | 1 | 0 | 0 | 0 | 1 | Lateral Hardening-Fuse-10452705 | 1500Million | Eastern | -1 | 3000
Lateral Hardening | Lateral Hardening-Fuse-10650302,1 | 13391 | 899.1481 | 3341.5965 | 4158.4527 | 121818.1818 | 0.034137 | 0.10152 | 1200000 | 3 | 1 | 0 | 0 | 0 | 1 | Lateral Hardening-Fuse-10650302 | 1500Million | Plant City | -1 | 3000
Lateral Hardening | Lateral Hardening-Fuse-10442383,1 | 13948 | 2133.2981 | 1210.3915 | 3232.9085 | 94772.7273 | 0.034112 | 0.078977 | 1200000 | 17 | 1 | 0 | 0 | 0 | 1 | Lateral Hardening-Fuse-10442383 | 1500Million | Central | -1 | 3000
Lateral Hardening | Lateral Hardening-Fuse-91803979,1 | 13029 | 0 | 3699.9446 | 3657.5588 | 107272.7273 | 0.034096 | 0.089394 | 1200000 |  | 1 | 1 | 0 | 1 | 2 | Lateral Hardening-Fuse-91803979 | 1500Million | Central | -1 | 3000
Lateral Hardening | Lateral Hardening-Fuse-92044287,1 | 13419 | 1063.8335 | 698.1005 | 1704.1266 | 50000 | 0.034083 | 0.032197 | 1552941.1765 | 11 | 1 | 0 | 0 | 0 | 1 | Lateral Hardening-Fuse-92044287 | 1500Million | Central | -1 | 3000
Lateral Hardening | Lateral Hardening-Fuse-93297158,1 | 13808 | 173.2497 | 3544.5999 | 3670.4234 | 107727.2727 | 0.034071 | 0.089773 | 1200000 | 1 | 1 | 0 | 0 | 0 | 1 | Lateral Hardening-Fuse-93297158 | 1500Million | Plant City | -1 | 3000
Lateral Hardening | Lateral Hardening-Fuse-90804598,1 | 14124 | 524.0928 | 1216.4771 | 1701.867 | 50000 | 0.034037 | 0.0041667 | 12000000 | 3 | 1 | 0 | 0 | 0 | 1 | Lateral Hardening-Fuse-90804598 | 1500Million | Plant City | -1 | 3000
Lateral Hardening | Lateral Hardening-Fuse-93320544,1 | 13221 | 0 | 2126.363 | 2102.0038 | 61818.1818 | 0.034003 | 0.051515 | 1200000 | 2 | 1 | 0 | 0 | 0 | 1 | Lateral Hardening-Fuse-93320544 | 1500Million | Central | -1 | 3000
Lateral Hardening | Lateral Hardening-Fuse-93400068,1 | 13785 | 237.8545 | 1487.7217 | 1700.0928 | 50000 | 0.034002 | 0.039015 | 1281553.3981 | 1 | 1 | 1 | 0 | 1 | 2 | Lateral Hardening-Fuse-93400068 | 1500Million | Plant City | -1 | 3000
Lateral Hardening | Lateral Hardening-Fuse-10601413,1 | 13661 | 4011.2751 | 3468.5361 | 7255.7083 | 213409.0909 | 0.033999 | 0.17784 | 1200000 | 40 | 1 | 2 | 0 | 2 | 3 | Lateral Hardening-Fuse-10601413 | 1500Million | Winter Haven | -1 | 3000
Lateral Hardening | Lateral Hardening-Fuse-60024888,1 | 13303 | 0 | 10627.4305 | 10505.6848 | 309090.9091 | 0.033989 | 0.25758 | 1200000 | 1 | 1 | 0 | 0 | 0 | 1 | Lateral Hardening-Fuse-60024888 | 1500Million | South Hillsborough | -1 | 3000
Lateral Hardening | Lateral Hardening-Fuse-90426233,1 | 13660 | 224.4313 | 5241.4399 | 5397.5155 | 159090.9091 | 0.033927 | 0.13258 | 1200000 | 1 | 1 | 0 | 0 | 0 | 1 | Lateral Hardening-Fuse-90426233 | 1500Million | Winter Haven | -1 | 3000
Lateral Hardening | Lateral Hardening-Fuse-91895154,1 | 13298 | 451.527 | 2840.5843 | 3243.7417 | 95681.8182 | 0.033901 | 0.079735 | 1200000 | 1 | 1 | 0 | 0 | 0 | 1 | Lateral Hardening-Fuse-91895154 | 1500Million | Winter Haven | -1 | 3000
Lateral Hardening | Lateral Hardening-Fuse-10696454,1 | 13961 | 532.354 | 3306.5954 | 3782.4434 | 111590.9091 | 0.033896 | 0.092992 | 1200000 | 3 | 1 | 1 | 0 | 1 | 2 | Lateral Hardening-Fuse-10696454 | 1500Million | Plant City | -1 | 3000
Lateral Hardening | Lateral Hardening-Fuse-92100124,2 | 13431 | 4572.9239 | 12380.7293 | 16674.2091 | 492181.8182 | 0.033878 | 0.51269 | 960000 | 3 | 2 | 1 | 0 | 1 | 3 | Lateral Hardening-Fuse-92100124, Lateral Hardening-Fuse-92358648 | 1500Million | Dade City | -1 | 3000
Lateral Hardening | Lateral Hardening-Fuse-10455371,1 | 13171 | 0 | 2512.6175 | 3316.4033 | 97954.5455 | 0.033857 | 0.081629 | 1200000 | 4 | 1 | 0 | 0 | 0 | 1 | Lateral Hardening-Fuse-10455371 | 1500Million | Eastern | -1 | 3000
Lateral Hardening | Lateral Hardening-Fuse-10671328,1 | 13724 | 1231.8109 | 2345.1307 | 3495.9019 | 103409.0909 | 0.033807 | 0.086174 | 1200000 | 8 | 1 | 0 | 0 | 0 | 1 | Lateral Hardening-Fuse-10671328 | 1500Million | Plant City | -1 | 3000
Lateral Hardening | Lateral Hardening-Fuse-10465299,1 | 13434 | 2064.436 | 306.6948 | 2377.2913 | 70454.5455 | 0.033742 | 0.058712 | 1200000 | 6 | 1 | 0 | 0 | 0 | 1 | Lateral Hardening-Fuse-10465299 | 1500Million | Eastern | -1 | 3000
Lateral Hardening | Lateral Hardening-Fuse-60334640,1 | 13326 | 0 | 3837.598 | 3793.6352 | 112500 | 0.033721 | 0.09375 | 1200000 |  | 1 | 0 | 0 | 0 | 1 | Lateral Hardening-Fuse-60334640 | 1500Million | Eastern | -1 | 3000
Lateral Hardening | Lateral Hardening-Fuse-60538038,1 | 13983 | 2106.1934 | 214.6485 | 2218.2724 | 65909.0909 | 0.033657 | 0.054924 | 1200000 | 2 | 1 | 0 | 0 | 0 | 1 | Lateral Hardening-Fuse-60538038 | 1500Million | Plant City | -1 | 3000
Lateral Hardening | Lateral Hardening-Fuse-60016409,1 | 13049 | 1362.5138 | 1154.1964 | 2443.8766 | 72727.2727 | 0.033603 | 0.060606 | 1200000 | 14 | 1 | 0 | 0 | 0 | 1 | Lateral Hardening-Fuse-60016409 | 1500Million | Central | -1 | 3000
Lateral Hardening | Lateral Hardening-Fuse-10064515,1 | 14274 | 0 | 5570.1263 | 5506.3161 | 163863.6364 | 0.033603 | 0.13655 | 1200000 | 8 | 1 | 1 | 0 | 1 | 2 | Lateral Hardening-Fuse-10064515 | 1500Million | Western | -1 | 3000
Lateral Hardening | Lateral Hardening-Fuse-10745603,1 | 13330 | 110.7907 | 2078.1695 | 2814.3338 | 83863.6364 | 0.033558 | 0.069886 | 1200000 | 1 | 1 | 0 | 0 | 0 | 1 | Lateral Hardening-Fuse-10745603 | 1500Million | Dade City | -1 | 3000
Lateral Hardening | Lateral Hardening-Fuse-10162070,1 | 13142 | 1757.9212 | 2.4468 | 1677.2562 | 50000 | 0.033545 | 0.017803 | 2808510.6383 | 18 | 1 | 0 | 0 | 0 | 1 | Lateral Hardening-Fuse-10162070 | 1500Million | Western | -1 | 3000
Lateral Hardening | Lateral Hardening-Fuse-90801955,1 | 13328 | 0 | 2437.0728 | 2652.4417 | 79090.9091 | 0.033537 | 0.065909 | 1200000 | 1 | 1 | 0 | 0 | 0 | 1 | Lateral Hardening-Fuse-90801955 | 1500Million | Dade City | -1 | 3000
Lateral Hardening | Lateral Hardening-Fuse-60038004,1 | 13399 | 0 | 1693.5702 | 1674.1689 | 50000 | 0.033483 | 0.039394 | 1269230.7692 | 3 | 1 | 0 | 0 | 0 | 1 | Lateral Hardening-Fuse-60038004 | 1500Million | Central | -1 | 3000
Lateral Hardening | Lateral Hardening-Fuse-60648797,1 | 13233 | 440.4358 | 2879.7637 | 3769.4578 | 112727.2727 | 0.033439 | 0.093939 | 1200000 | 2 | 1 | 0 | 0 | 0 | 1 | Lateral Hardening-Fuse-60648797 | 1500Million | South Hillsborough | -1 | 3000
Lateral Hardening | Lateral Hardening-Fuse-92846904,1 | 13011 | 621.3851 | 2111.16 | 2679.8715 | 80227.2727 | 0.033403 | 0.066856 | 1200000 | 4 | 1 | 0 | 0 | 0 | 1 | Lateral Hardening-Fuse-92846904 | 1500Million | Plant City | -1 | 3000
Lateral Hardening | Lateral Hardening-Fuse-60370038,1 | 13808 | 175.0874 | 1580.3774 | 1730.6304 | 51818.1818 | 0.033398 | 0.043182 | 1200000 | 1 | 1 | 0 | 0 | 0 | 1 | Lateral Hardening-Fuse-60370038 | 1500Million | Plant City | -1 | 3000
Lateral Hardening | Lateral Hardening-Fuse-10565891,1 | 13290 | 1389.6514 | 348.3182 | 1669.0422 | 50000 | 0.033381 | 0.035795 | 1396825.3968 | 4 | 1 | 0 | 0 | 0 | 1 | Lateral Hardening-Fuse-10565891 | 1500Million | Winter Haven | -1 | 3000
Lateral Hardening | Lateral Hardening-Fuse-91229221,1 | 13924 | 527.3538 | 1777.1721 | 2260.0187 | 67727.2727 | 0.033369 | 0.056439 | 1200000 | 4 | 1 | 0 | 0 | 0 | 1 | Lateral Hardening-Fuse-91229221 | 1500Million | Winter Haven | -1 | 3000
Lateral Hardening | Lateral Hardening-Fuse-93146318,1 | 13191 | 959.6543 | 1087.4569 | 1992.7352 | 59772.7273 | 0.033339 | 0.049811 | 1200000 | 16 | 1 | 0 | 0 | 0 | 1 | Lateral Hardening-Fuse-93146318 | 1500Million | Western | -1 | 3000
Lateral Hardening | Lateral Hardening-Fuse-90873223,1 | 13706 | 735.1544 | 3439.3792 | 4112.8027 | 123409.0909 | 0.033327 | 0.10284 | 1200000 | 2 | 1 | 0 | 0 | 0 | 1 | Lateral Hardening-Fuse-90873223 | 1500Million | Eastern | -1 | 3000
Lateral Hardening | Lateral Hardening-Fuse-60088181,1 | 13139 | 1913.8291 | 2368.0645 | 4170.1646 | 125227.2727 | 0.033301 | 0.10436 | 1200000 | 18 | 1 | 0 | 0 | 0 | 1 | Lateral Hardening-Fuse-60088181 | 1500Million | Western | -1 | 3000
Lateral Hardening | Lateral Hardening-Fuse-10376183,1 | 13107 | 0 | 2024.5204 | 5500.1529 | 165227.2727 | 0.033288 | 0.13769 | 1200000 | 5 | 1 | 0 | 0 | 0 | 1 | Lateral Hardening-Fuse-10376183 | 1500Million | Central | -1 | 3000
Lateral Hardening | Lateral Hardening-Fuse-92067843,1 | 13733 | 0 | 1683.5534 | 1664.2669 | 50000 | 0.033285 | 0.010606 | 4714285.7143 | 1 | 1 | 2 | 0 | 2 | 3 | Lateral Hardening-Fuse-92067843 | 1500Million | Eastern | -1 | 3000
Lateral Hardening | Lateral Hardening-Fuse-92824577,1 | 14356 | 0 | 6180.9914 | 6110.1832 | 183636.3636 | 0.033273 | 0.15303 | 1200000 | 8 | 1 | 2 | 0 | 2 | 3 | Lateral Hardening-Fuse-92824577 | 1500Million | Eastern | -1 | 3000
Lateral Hardening | Lateral Hardening-Fuse-92648480,1 | 13391 | 551.0941 | 1149.882 | 1663.3802 | 50000 | 0.033268 | 0.033333 | 1500000 | 3 | 1 | 0 | 0 | 0 | 1 | Lateral Hardening-Fuse-92648480 | 1500Million | Plant City | -1 | 3000
Lateral Hardening | Lateral Hardening-Fuse-10392880,1 | 13522 | 980.8925 | 736.6118 | 1663.3794 | 50000 | 0.033268 | 0.04072 | 1227906.9767 | 10 | 1 | 0 | 0 | 0 | 1 | Lateral Hardening-Fuse-10392880 | 1500Million | Western | -1 | 3000
Lateral Hardening | Lateral Hardening-Fuse-92624933,1 | 13303 | 675.3706 | 3789.6865 | 4397.7355 | 132272.7273 | 0.033247 | 0.11023 | 1200000 | 2 | 1 | 0 | 0 | 0 | 1 | Lateral Hardening-Fuse-92624933 | 1500Million | South Hillsborough | -1 | 3000
Lateral Hardening | Lateral Hardening-Fuse-92646194,1 | 13118 | 2089.5173 | 876.8635 | 2862.863 | 86136.3636 | 0.033236 | 0.07178 | 1200000 | 29 | 1 | 0 | 0 | 0 | 1 | Lateral Hardening-Fuse-92646194 | 1500Million | Winter Haven | -1 | 3000
Lateral Hardening | Lateral Hardening-Fuse-91750246,1 | 13678 | 0 | 4208.0004 | 4159.7944 | 125227.2727 | 0.033218 | 0.10436 | 1200000 | 1 | 1 | 0 | 0 | 0 | 1 | Lateral Hardening-Fuse-91750246 | 1500Million | Western | -1 | 3000
Lateral Hardening | Lateral Hardening-Fuse-60470500,1 | 13171 | 0 | 1679.3905 | 1660.1517 | 50000 | 0.033203 | 0.04072 | 1227906.9767 | 3 | 1 | 0 | 0 | 0 | 1 | Lateral Hardening-Fuse-60470500 | 1500Million | Eastern | -1 | 3000
Lateral Hardening | Lateral Hardening-Fuse-92643770,1 | 13118 | 0 | 2455.182 | 2427.0559 | 73181.8182 | 0.033165 | 0.060985 | 1200000 | 2 | 1 | 0 | 0 | 0 | 1 | Lateral Hardening-Fuse-92643770 | 1500Million | Winter Haven | -1 | 3000
Lateral Hardening | Lateral Hardening-Fuse-10704104,1 | 13962 | 0 | 1677.1038 | 1657.8913 | 50000 | 0.033158 | 0.04053 | 1233644.8598 | 1 | 1 | 0 | 0 | 0 | 1 | Lateral Hardening-Fuse-10704104 | 1500Million | Plant City | -1 | 3000
Lateral Hardening | Lateral Hardening-Fuse-93295555,1 | 13808 | 286.9615 | 6573.1555 | 6774.5417 | 204318.1818 | 0.033157 | 0.17027 | 1200000 | 1 | 1 | 0 | 0 | 0 | 1 | Lateral Hardening-Fuse-93295555 | 1500Million | Plant City | -1 | 3000
Lateral Hardening | Lateral Hardening-Fuse-10000811,1 | 13236 | 0 | 4927.9821 | 4871.5282 | 147045.4545 | 0.033129 | 0.12254 | 1200000 | 1 | 1 | 0 | 0 | 0 | 1 | Lateral Hardening-Fuse-10000811 | 1500Million | South Hillsborough | -1 | 3000
Lateral Hardening | Lateral Hardening-Fuse-91297742,1 | 13679 | 680.8739 | 2006.6549 | 2633.8182 | 79545.4545 | 0.033111 | 0.066288 | 1200000 | 2 | 1 | 0 | 0 | 0 | 1 | Lateral Hardening-Fuse-91297742 | 1500Million | Western | -1 | 3000
Lateral Hardening | Lateral Hardening-Fuse-92619179,1 | 13303 | 0 | 4300.9527 | 4251.6818 | 128409.0909 | 0.03311 | 0.10701 | 1200000 | 1 | 1 | 0 | 0 | 0 | 1 | Lateral Hardening-Fuse-92619179 | 1500Million | South Hillsborough | -1 | 3000
Lateral Hardening | Lateral Hardening-Fuse-10556677,1 | 13298 | 1826.078 | 3200.8695 | 4905.5988 | 148181.8182 | 0.033105 | 0.12348 | 1200000 | 8 | 1 | 0 | 0 | 0 | 1 | Lateral Hardening-Fuse-10556677 | 1500Million | Winter Haven | -1 | 3000
Lateral Hardening | Lateral Hardening-Fuse-91508737,1 | 13787 | 361.4088 | 2288.3332 | 2610.786 | 78863.6364 | 0.033105 | 0.06572 | 1200000 | 1 | 1 | 0 | 0 | 0 | 1 | Lateral Hardening-Fuse-91508737 | 1500Million | Plant City | -1 | 3000
Lateral Hardening | Lateral Hardening-Fuse-60005358,1 | 13825 | 1657.5569 | 963.1785 | 2534.4477 | 76590.9091 | 0.033091 | 0.063826 | 1200000 | 13 | 1 | 0 | 0 | 0 | 1 | Lateral Hardening-Fuse-60005358 | 1500Million | Central | -1 | 3000
Lateral Hardening | Lateral Hardening-Fuse-10456328,1 | 13225 | 0 | 1673.5264 | 1654.3548 | 50000 | 0.033087 | 0.033333 | 1500000 | 1 | 1 | 0 | 0 | 0 | 1 | Lateral Hardening-Fuse-10456328 | 1500Million | Eastern | -1 | 3000
Lateral Hardening | Lateral Hardening-Fuse-60019275,2 | 13165 | 0 | 5525.0728 | 5461.7787 | 165090.9091 | 0.033083 | 0.17197 | 960000 | 24 | 2 | 0 | 0 | 0 | 2 | Lateral Hardening-Fuse-60019275, Lateral Hardening-Fuse-91615098 | 1500Million | Western | -1 | 3000
Lateral Hardening | Lateral Hardening-Fuse-92852486,1 | 13523 | 1884.1485 | 2953.0177 | 4720.1724 | 142727.2727 | 0.033071 | 0.11894 | 1200000 | 16 | 1 | 0 | 0 | 0 | 1 | Lateral Hardening-Fuse-92852486 | 1500Million | Western | -1 | 3000
Lateral Hardening | Lateral Hardening-Fuse-10714688,1 | 13019 | 0 | 1359.5347 | 1652.2079 | 50000 | 0.033044 | 0.032576 | 1534883.7209 | 1 | 1 | 0 | 0 | 0 | 1 | Lateral Hardening-Fuse-10714688 | 1500Million | South Hillsborough | -1 | 3000
Lateral Hardening | Lateral Hardening-Fuse-92734185,1 | 13070 | 0 | 2551.4521 | 2522.2232 | 76363.6364 | 0.033029 | 0.063636 | 1200000 | 17 | 1 | 0 | 0 | 0 | 1 | Lateral Hardening-Fuse-92734185 | 1500Million | Western | -1 | 3000
Lateral Hardening | Lateral Hardening-Fuse-10762860,1 | 13815 | 607.1621 | 1846.1175 | 2686.3616 | 81363.6364 | 0.033017 | 0.067803 | 1200000 | 2 | 1 | 0 | 0 | 0 | 1 | Lateral Hardening-Fuse-10762860 | 1500Million | Dade City | -1 | 3000
Lateral Hardening | Lateral Hardening-Fuse-60016601,1 | 13049 | 1580.417 | 145.5077 | 1648.4369 | 50000 | 0.032969 | 0.041288 | 1211009.1743 | 12 | 1 | 0 | 0 | 0 | 1 | Lateral Hardening-Fuse-60016601 | 1500Million | Central | -1 | 3000
Lateral Hardening | Lateral Hardening-Fuse-91445171,1 | 13679 | 336.3941 | 2991.3071 | 3280.0662 | 99772.7273 | 0.032875 | 0.083144 | 1200000 | 1 | 1 | 0 | 0 | 0 | 1 | Lateral Hardening-Fuse-91445171 | 1500Million | Western | -1 | 3000
Lateral Hardening | Lateral Hardening-Fuse-92860269,1 | 13460 | 1050.9726 | 2158.6691 | 3137.989 | 95681.8182 | 0.032796 | 0.079735 | 1200000 | 2 | 1 | 0 | 0 | 0 | 1 | Lateral Hardening-Fuse-92860269 | 1500Million | Eastern | -1 | 3000
Lateral Hardening | Lateral Hardening-Fuse-10129778,1 | 13006 | 6836.7252 | 2154.7109 | 8637.9489 | 263409.0909 | 0.032793 | 0.21951 | 1200000 | 3 | 1 | 0 | 0 | 0 | 1 | Lateral Hardening-Fuse-10129778 | 1500Million | Dade City | -1 | 3000
Lateral Hardening | Lateral Hardening-Fuse-92075732,1 | 13909 | 1030.977 | 660.8579 | 1637.6307 | 50000 | 0.032753 | 0.03125 | 1600000 | 6 | 1 | 0 | 0 | 0 | 1 | Lateral Hardening-Fuse-92075732 | 1500Million | Eastern | -1 | 3000
Lateral Hardening | Lateral Hardening-Fuse-10914154,1 | 13152 | 364.2575 | 1301.8261 | 1634.8478 | 50000 | 0.032697 | 0.026136 | 1913043.4783 | 2 | 1 | 0 | 0 | 0 | 1 | Lateral Hardening-Fuse-10914154 | 1500Million | Winter Haven | -1 | 3000
Lateral Hardening | Lateral Hardening-Fuse-90713427,1 | 13461 | 228.3822 | 3001.2589 | 3928.7601 | 120227.2727 | 0.032678 | 0.10019 | 1200000 | 1 | 1 | 0 | 0 | 0 | 1 | Lateral Hardening-Fuse-90713427 | 1500Million | Eastern | -1 | 3000
Lateral Hardening | Lateral Hardening-Fuse-90801089,1 | 13835 | 0 | 4927.0396 | 4870.5964 | 149090.9091 | 0.032669 | 0.12424 | 1200000 | 4 | 1 | 0 | 0 | 0 | 1 | Lateral Hardening-Fuse-90801089 | 1500Million | Central | -1 | 3000
Lateral Hardening | Lateral Hardening-Fuse-92984618,1 | 13391 | 1056.7113 | 1774.5254 | 2761.1867 | 84545.4545 | 0.032659 | 0.070455 | 1200000 | 3 | 1 | 0 | 0 | 0 | 1 | Lateral Hardening-Fuse-92984618 | 1500Million | Plant City | -1 | 3000
Lateral Hardening | Lateral Hardening-Fuse-90708105,1 | 13294 | 0 | 11358.8321 | 11228.7076 | 343863.6364 | 0.032655 | 0.28655 | 1200000 | 10 | 1 | 0 | 0 | 0 | 1 | Lateral Hardening-Fuse-90708105 | 1500Million | Winter Haven | -1 | 3000
Lateral Hardening | Lateral Hardening-Fuse-60257192,1 | 13298 | 163.6397 | 1492.3625 | 1632.3242 | 50000 | 0.032646 | 0.034848 | 1434782.6087 | 1 | 1 | 0 | 0 | 0 | 1 | Lateral Hardening-Fuse-60257192 | 1500Million | Winter Haven | -1 | 3000
Lateral Hardening | Lateral Hardening-Fuse-90290192,1 | 13724 | 400.4837 | 3900.0849 | 4241.8527 | 130000 | 0.03263 | 0.10833 | 1200000 | 2 | 1 | 0 | 0 | 0 | 1 | Lateral Hardening-Fuse-90290192 | 1500Million | Plant City | -1 | 3000
Lateral Hardening | Lateral Hardening-Fuse-10643501,1 | 13390 | 257.6886 | 2608.0133 | 3425.5348 | 105000 | 0.032624 | 0.0875 | 1200000 | 1 | 1 | 0 | 0 | 0 | 1 | Lateral Hardening-Fuse-10643501 | 1500Million | Plant City | -1 | 3000
Lateral Hardening | Lateral Hardening-Fuse-60501800,1 | 13889 | 0 | 2707.1751 | 2676.1622 | 82045.4545 | 0.032618 | 0.068371 | 1200000 | 13 | 1 | 2 | 0 | 2 | 3 | Lateral Hardening-Fuse-60501800 | 1500Million | Western | -1 | 3000
Lateral Hardening | Lateral Hardening-Fuse-93217509,1 | 13656 | 235.1392 | 2995.9308 | 3187.1619 | 97727.2727 | 0.032613 | 0.081439 | 1200000 | 1 | 1 | 1 | 0 | 1 | 2 | Lateral Hardening-Fuse-93217509 | 1500Million | Plant City | -1 | 3000
Lateral Hardening | Lateral Hardening-Fuse-91517908,1 | 13148 | 348.1722 | 3339.3179 | 3636.9359 | 111590.9091 | 0.032592 | 0.092992 | 1200000 | 1 | 1 | 0 | 0 | 0 | 1 | Lateral Hardening-Fuse-91517908 | 1500Million | Plant City | -1 | 3000
Lateral Hardening | Lateral Hardening-Fuse-93269874,1 | 13080 | 1236.0304 | 1473.5252 | 2636.8409 | 80909.0909 | 0.03259 | 0.067424 | 1200000 | 14 | 1 | 0 | 0 | 0 | 1 | Lateral Hardening-Fuse-93269874 | 1500Million | Western | -1 | 3000
Lateral Hardening | Lateral Hardening-Fuse-92685247,1 | 13793 | 549.8389 | 3866.8883 | 4352.6635 | 133636.3636 | 0.032571 | 0.11136 | 1200000 | 2 | 1 | 0 | 0 | 0 | 1 | Lateral Hardening-Fuse-92685247 | 1500Million | Eastern | -1 | 3000
Lateral Hardening | Lateral Hardening-Fuse-60615130,1 | 13298 | 0 | 6877.3106 | 6798.5255 | 208863.6364 | 0.03255 | 0.17405 | 1200000 |  | 1 | 1 | 1 | 0 | 2 | Lateral Hardening-Fuse-60615130 | 1500Million | Winter Haven | -1 | 3000
Lateral Hardening | Lateral Hardening-Fuse-93251187,1 | 13459 | 0 | 1646.1959 | 1627.3374 | 50000 | 0.032547 | 0.017803 | 2808510.6383 | 2 | 1 | 0 | 0 | 0 | 1 | Lateral Hardening-Fuse-93251187 | 1500Million | Eastern | -1 | 3000
Lateral Hardening | Lateral Hardening-Fuse-92413086,1 | 13813 | 4877.6831 | 9263.0037 | 13805.6781 | 425000 | 0.032484 | 0.35417 | 1200000 | 17 | 1 | 0 | 0 | 0 | 1 | Lateral Hardening-Fuse-92413086 | 1500Million | Dade City | -1 | 3000
Lateral Hardening | Lateral Hardening-Fuse-92466199,1 | 13815 | 187.4696 | 1434.9053 | 2191.5929 | 67500 | 0.032468 | 0.05625 | 1200000 | 2 | 1 | 0 | 0 | 0 | 1 | Lateral Hardening-Fuse-92466199 | 1500Million | Dade City | -1 | 3000
Lateral Hardening | Lateral Hardening-Fuse-93293572,1 | 13808 | 2667.4513 | 495.1144 | 3028.6609 | 93409.0909 | 0.032424 | 0.077841 | 1200000 | 2 | 1 | 0 | 0 | 0 | 1 | Lateral Hardening-Fuse-93293572 | 1500Million | Plant City | -1 | 3000
Lateral Hardening | Lateral Hardening-Fuse-92626570,1 | 13815 | 208.501 | 2539.1724 | 2710.129 | 83636.3636 | 0.032404 | 0.069697 | 1200000 | 1 | 1 | 0 | 0 | 0 | 1 | Lateral Hardening-Fuse-92626570 | 1500Million | Dade City | -1 | 3000
Lateral Hardening | Lateral Hardening-Fuse-60427491,1 | 13786 | 315.6177 | 7671.6779 | 7887.2705 | 243636.3636 | 0.032373 | 0.20303 | 1200000 | 1 | 1 | 0 | 0 | 0 | 1 | Lateral Hardening-Fuse-60427491 | 1500Million | Plant City | -1 | 3000
Lateral Hardening | Lateral Hardening-Fuse-60625725,1 | 13462 | 0 | 2812.7633 | 2780.5409 | 85909.0909 | 0.032366 | 0.071591 | 1200000 | 2 | 1 | 0 | 0 | 0 | 1 | Lateral Hardening-Fuse-60625725 | 1500Million | Plant City | -1 | 3000
Lateral Hardening | Lateral Hardening-Fuse-10100717,1 | 13048 | 0 | 1636.8641 | 1618.1125 | 50000 | 0.032362 | 0.015341 | 3259259.2593 | 4 | 1 | 0 | 0 | 0 | 1 | Lateral Hardening-Fuse-10100717 | 1500Million | Central | -1 | 3000
Lateral Hardening | Lateral Hardening-Fuse-10484779,1 | 13458 | 368.0412 | 3331.8039 | 3647.8804 | 112727.2727 | 0.03236 | 0.093939 | 1200000 | 2 | 1 | 0 | 0 | 0 | 1 | Lateral Hardening-Fuse-10484779 | 1500Million | Eastern | -1 | 3000
Lateral Hardening | Lateral Hardening-Fuse-10271816,1 | 13677 | 0 | 2304.8285 | 2278.4248 | 70454.5455 | 0.032339 | 0.058712 | 1200000 | 3 | 1 | 0 | 0 | 0 | 1 | Lateral Hardening-Fuse-10271816 | 1500Million | Western | -1 | 3000
Lateral Hardening | Lateral Hardening-Fuse-60021600,1 | 13004 | 1747.6115 | 407.0304 | 2454.193 | 75909.0909 | 0.032331 | 0.063258 | 1200000 | 4 | 1 | 0 | 0 | 0 | 1 | Lateral Hardening-Fuse-60021600 | 1500Million | Dade City | -1 | 3000
Lateral Hardening | Lateral Hardening-Fuse-92795172,1 | 14124 | 0 | 2977.7651 | 2943.6524 | 91136.3636 | 0.032299 | 0.075947 | 1200000 | 1 | 1 | 0 | 0 | 0 | 1 | Lateral Hardening-Fuse-92795172 | 1500Million | Plant City | -1 | 3000
Lateral Hardening | Lateral Hardening-Fuse-10556688,1 | 13298 | 0 | 4274.6472 | 4225.6777 | 131136.3636 | 0.032224 | 0.10928 | 1200000 | 2 | 1 | 0 | 0 | 0 | 1 | Lateral Hardening-Fuse-10556688 | 1500Million | Winter Haven | -1 | 3000
Lateral Hardening | Lateral Hardening-Fuse-10562357,1 | 13296 | 433.5497 | 2158.1728 | 2553.8477 | 79318.1818 | 0.032198 | 0.066098 | 1200000 | 2 | 1 | 0 | 0 | 0 | 1 | Lateral Hardening-Fuse-10562357 | 1500Million | Winter Haven | -1 | 3000
Lateral Hardening | Lateral Hardening-Fuse-92681155,2 | 13805 | 1512.407 | 5691.6092 | 7065.4224 | 219818.1818 | 0.032142 | 0.22898 | 960000 | 4 | 2 | 2 | 0 | 2 | 4 | Lateral Hardening-Fuse-92681155, Lateral Hardening-Fuse-91402765 | 1500Million | Plant City | -1 | 3000
Lateral Hardening | Lateral Hardening-Fuse-60356996,1 | 13838 | 0 | 3531.9406 | 3491.4793 | 108636.3636 | 0.032139 | 0.09053 | 1200000 |  | 1 | 0 | 0 | 0 | 1 | Lateral Hardening-Fuse-60356996 | 1500Million | Central | -1 | 3000
Lateral Hardening | Lateral Hardening-Fuse-10095542,1 | 13786 | 0 | 9095.682 | 8991.4836 | 279772.7273 | 0.032139 | 0.23314 | 1200000 | 2 | 1 | 0 | 0 | 0 | 1 | Lateral Hardening-Fuse-10095542 | 1500Million | Plant City | -1 | 3000
Lateral Hardening | Lateral Hardening-Fuse-60177143,1 | 13312 | 1612.0134 | 74.1379 | 1606.8244 | 50000 | 0.032136 | 0.0018939 | 26400000 | 5 | 1 | 0 | 0 | 0 | 1 | Lateral Hardening-Fuse-60177143 | 1500Million | Winter Haven | -1 | 3000
Lateral Hardening | Lateral Hardening-Fuse-10381760,1 | 13223 | 0 | 2066.1556 | 2042.4861 | 63636.3636 | 0.032096 | 0.05303 | 1200000 | 6 | 1 | 0 | 0 | 0 | 1 | Lateral Hardening-Fuse-10381760 | 1500Million | Central | -1 | 3000
Lateral Hardening | Lateral Hardening-Fuse-60226593,1 | 14198 | 0 | 1621.4634 | 1602.8882 | 50000 | 0.032058 | 0.039773 | 1257142.8571 | 1 | 1 | 1 | 0 | 1 | 2 | Lateral Hardening-Fuse-60226593 | 1500Million | Eastern | -1 | 3000
Lateral Hardening | Lateral Hardening-Fuse-90838002,1 | 13839 | 1529.2343 | 2340.0594 | 3771.416 | 117727.2727 | 0.032035 | 0.098106 | 1200000 | 8 | 1 | 0 | 0 | 0 | 1 | Lateral Hardening-Fuse-90838002 | 1500Million | Central | -1 | 3000
Lateral Hardening | Lateral Hardening-Fuse-10556536,1 | 13298 | 293.4296 | 2527.6364 | 2780.6496 | 86818.1818 | 0.032028 | 0.072348 | 1200000 | 1 | 1 | 0 | 0 | 0 | 1 | Lateral Hardening-Fuse-10556536 | 1500Million | Winter Haven | -1 | 3000
Lateral Hardening | Lateral Hardening-Fuse-10091427,2 | 13370 | 0 | 2433.3336 | 2405.4579 | 75272.7273 | 0.031957 | 0.078409 | 960000 | 3 | 2 | 2 | 0 | 2 | 4 | Lateral Hardening-Fuse-10091427, Lateral Hardening-Fuse-90095846 | 1500Million | Winter Haven | -1 | 3000
Lateral Hardening | Lateral Hardening-Fuse-10158931,1 | 13164 | 1044.6384 | 1584.4974 | 2562.583 | 80227.2727 | 0.031942 | 0.066856 | 1200000 | 6 | 1 | 1 | 0 | 1 | 2 | Lateral Hardening-Fuse-10158931 | 1500Million | Western | -1 | 3000
Lateral Hardening | Lateral Hardening-Fuse-10381759,1 | 13222 | 0 | 2912.1319 | 2878.7711 | 90454.5455 | 0.031826 | 0.075379 | 1200000 | 11 | 1 | 1 | 0 | 1 | 2 | Lateral Hardening-Fuse-10381759 | 1500Million | Central | -1 | 3000
Lateral Hardening | Lateral Hardening-Fuse-90522434,1 | 13198 | 788.8734 | 845.1925 | 1591.0657 | 50000 | 0.031821 | 0.025758 | 1941176.4706 | 7 | 1 | 0 | 0 | 0 | 1 | Lateral Hardening-Fuse-90522434 | 1500Million | Western | -1 | 3000
Lateral Hardening | Lateral Hardening-Fuse-91912314,1 | 13432 | 0 | 1709.9248 | 1690.3363 | 53181.8182 | 0.031784 | 0.044318 | 1200000 | 1 | 1 | 0 | 0 | 0 | 1 | Lateral Hardening-Fuse-91912314 | 1500Million | Dade City | -1 | 3000
Lateral Hardening | Lateral Hardening-Fuse-60022541,1 | 13086 | 0 | 9279.0544 | 9172.7554 | 289318.1818 | 0.031705 | 0.2411 | 1200000 |  | 1 | 1 | 0 | 1 | 2 | Lateral Hardening-Fuse-60022541 | 1500Million | Eastern | -1 | 3000
Lateral Hardening | Lateral Hardening-Fuse-91095470,1 | 13020 | 298.1039 | 2071.0817 | 2333.5278 | 73636.3636 | 0.03169 | 0.061364 | 1200000 | 2 | 1 | 0 | 0 | 0 | 1 | Lateral Hardening-Fuse-91095470 | 1500Million | South Hillsborough | -1 | 3000
Lateral Hardening | Lateral Hardening-Fuse-91530067,1 | 13582 | 0 | 2053.9132 | 2030.3839 | 64090.9091 | 0.03168 | 0.053409 | 1200000 | 1 | 1 | 0 | 0 | 0 | 1 | Lateral Hardening-Fuse-91530067 | 1500Million | Western | -1 | 3000
Lateral Hardening | Lateral Hardening-Fuse-10710637,1 | 14000 | 297.7888 | 1928.7386 | 2194.2141 | 69318.1818 | 0.031654 | 0.057765 | 1200000 | 1 | 1 | 0 | 0 | 0 | 1 | Lateral Hardening-Fuse-10710637 | 1500Million | Plant City | -1 | 3000
Lateral Hardening | Lateral Hardening-Fuse-10807561,1 | 13020 | 0 | 2794.5601 | 2762.5462 | 87500 | 0.031572 | 0.072917 | 1200000 | 3 | 1 | 0 | 0 | 0 | 1 | Lateral Hardening-Fuse-10807561 | 1500Million | South Hillsborough | -1 | 3000
Lateral Hardening | Lateral Hardening-Fuse-60210442,1 | 13330 | 1599.5451 | 56.1076 | 1577.7236 | 50000 | 0.031554 | 0.033902 | 1474860.3352 | 4 | 1 | 0 | 0 | 0 | 1 | Lateral Hardening-Fuse-60210442 | 1500Million | Dade City | -1 | 3000
Lateral Hardening | Lateral Hardening-Fuse-92643890,1 | 13390 | 690.6491 | 1493.4739 | 2136.0449 | 67727.2727 | 0.031539 | 0.056439 | 1200000 | 2 | 1 | 0 | 0 | 0 | 1 | Lateral Hardening-Fuse-92643890 | 1500Million | Plant City | -1 | 3000
Lateral Hardening | Lateral Hardening-Fuse-10694154,1 | 13254 | 0 | 5994.9296 | 5926.2528 | 187954.5455 | 0.03153 | 0.15663 | 1200000 |  | 1 | 0 | 0 | 0 | 1 | Lateral Hardening-Fuse-10694154 | 1500Million | South Hillsborough | -1 | 3000
Lateral Hardening | Lateral Hardening-Fuse-60020682,1 | 13679 | 1291.0574 | 539.5056 | 1766.6121 | 56136.3636 | 0.03147 | 0.04678 | 1200000 | 2 | 1 | 0 | 0 | 0 | 1 | Lateral Hardening-Fuse-60020682 | 1500Million | Western | -1 | 3000
Lateral Hardening | Lateral Hardening-Fuse-10487571,1 | 13458 | 0 | 3899.0006 | 3854.3345 | 122500 | 0.031464 | 0.10208 | 1200000 | 12 | 1 | 0 | 0 | 0 | 1 | Lateral Hardening-Fuse-10487571 | 1500Million | Eastern | -1 | 3000
Lateral Hardening | Lateral Hardening-Fuse-90369694,1 | 13423 | 771.1721 | 4511.4029 | 5205.8462 | 165454.5455 | 0.031464 | 0.13788 | 1200000 | 4 | 1 | 0 | 0 | 0 | 1 | Lateral Hardening-Fuse-90369694 | 1500Million | Dade City | -1 | 3000
Lateral Hardening | Lateral Hardening-Fuse-60442405,1 | 13657 | 418.1609 | 6777.8281 | 7100.1279 | 225681.8182 | 0.031461 | 0.18807 | 1200000 | 1 | 1 | 0 | 0 | 0 | 1 | Lateral Hardening-Fuse-60442405 | 1500Million | Plant City | -1 | 3000
Lateral Hardening | Lateral Hardening-Fuse-92009654,1 | 13479 | 0 | 2370.9982 | 2343.8365 | 74545.4545 | 0.031442 | 0.062121 | 1200000 | 4 | 1 | 0 | 0 | 0 | 1 | Lateral Hardening-Fuse-92009654 | 1500Million | Winter Haven | -1 | 3000
Lateral Hardening | Lateral Hardening-Fuse-92205905,1 | 13230 | 0 | 1587.389 | 1569.2042 | 50000 | 0.031384 | 0.038447 | 1300492.6108 | 7 | 1 | 0 | 0 | 0 | 1 | Lateral Hardening-Fuse-92205905 | 1500Million | Eastern | -1 | 3000
Lateral Hardening | Lateral Hardening-Fuse-10625742,1 | 13011 | 0 | 1830.4258 | 1809.4568 | 57727.2727 | 0.031345 | 0.048106 | 1200000 | 1 | 1 | 0 | 0 | 0 | 1 | Lateral Hardening-Fuse-10625742 | 1500Million | Plant City | -1 | 3000
Lateral Hardening | Lateral Hardening-Fuse-92629774,1 | 13303 | 510.8454 | 1783.2562 | 2250.7004 | 71818.1818 | 0.031339 | 0.059848 | 1200000 | 2 | 1 | 0 | 0 | 0 | 1 | Lateral Hardening-Fuse-92629774 | 1500Million | South Hillsborough | -1 | 3000
Lateral Hardening | Lateral Hardening-Fuse-91231466,1 | 13190 | 0 | 2211.3841 | 2186.0509 | 69772.7273 | 0.031331 | 0.058144 | 1200000 | 2 | 1 | 1 | 0 | 1 | 2 | Lateral Hardening-Fuse-91231466 | 1500Million | Western | -1 | 3000
Lateral Hardening | Lateral Hardening-Fuse-10895235,1 | 13003 | 528.9704 | 1278.2032 | 1769.7347 | 56590.9091 | 0.031272 | 0.047159 | 1200000 | 4 | 1 | 0 | 0 | 0 | 1 | Lateral Hardening-Fuse-10895235 | 1500Million | South Hillsborough | -1 | 3000
Lateral Hardening | Lateral Hardening-Fuse-91387810,1 | 13007 | 0 | 1492.8383 | 1909.1395 | 61136.3636 | 0.031228 | 0.050947 | 1200000 | 1 | 1 | 0 | 0 | 0 | 1 | Lateral Hardening-Fuse-91387810 | 1500Million | Plant City | -1 | 3000
Lateral Hardening | Lateral Hardening-Fuse-10716305,1 | 13959 | 515.8467 | 2695.2645 | 3809.4671 | 122045.4545 | 0.031214 | 0.1017 | 1200000 | 2 | 1 | 0 | 0 | 0 | 1 | Lateral Hardening-Fuse-10716305 | 1500Million | Plant City | -1 | 3000
Lateral Hardening | Lateral Hardening-Fuse-90253266,1 | 13656 | 0 | 1689.1098 | 2359.743 | 75681.8182 | 0.03118 | 0.063068 | 1200000 | 1 | 1 | 0 | 0 | 0 | 1 | Lateral Hardening-Fuse-90253266 | 1500Million | Plant City | -1 | 3000
Lateral Hardening | Lateral Hardening-Fuse-93251443,1 | 13175 | 0 | 4322.8664 | 4273.3445 | 137272.7273 | 0.03113 | 0.11439 | 1200000 | 1 | 1 | 0 | 0 | 0 | 1 | Lateral Hardening-Fuse-93251443 | 1500Million | Central | -1 | 3000
Lateral Hardening | Lateral Hardening-Fuse-92897477,1 | 13123 | 0 | 1574.424 | 1556.3877 | 50000 | 0.031128 | 0.040909 | 1222222.2222 | 1 | 1 | 0 | 0 | 0 | 1 | Lateral Hardening-Fuse-92897477 | 1500Million | Plant City | -1 | 3000
Lateral Hardening | Lateral Hardening-Fuse-10612070,1 | 13927 | 0 | 3213.1768 | 3176.3673 | 102045.4545 | 0.031127 | 0.085038 | 1200000 |  | 1 | 0 | 0 | 0 | 1 | Lateral Hardening-Fuse-10612070 | 1500Million | Winter Haven | -1 | 3000
Lateral Hardening | Lateral Hardening-Fuse-10754794,1 | 13331 | 167.7976 | 3968.4249 | 4084.2028 | 131363.6364 | 0.031091 | 0.10947 | 1200000 | 1 | 1 | 0 | 0 | 0 | 1 | Lateral Hardening-Fuse-10754794 | 1500Million | Dade City | -1 | 3000
Lateral Hardening | Lateral Hardening-Fuse-10095515,1 | 13786 | 742.3468 | 9026.2634 | 9639.2105 | 310454.5455 | 0.031049 | 0.25871 | 1200000 | 2 | 1 | 1 | 0 | 1 | 2 | Lateral Hardening-Fuse-10095515 | 1500Million | Plant City | -1 | 3000
Lateral Hardening | Lateral Hardening-Fuse-92681157,1 | 13805 | 214.8472 | 1359.6946 | 1551.2193 | 50000 | 0.031024 | 0.04072 | 1227906.9767 | 2 | 1 | 0 | 0 | 0 | 1 | Lateral Hardening-Fuse-92681157 | 1500Million | Plant City | -1 | 3000
Lateral Hardening | Lateral Hardening-Fuse-10813092,3 | 13341 | 0 | 9736.4071 | 9963.2139 | 321636.3636 | 0.030977 | 0.33504 | 960000 | 4 | 3 | 2 | 0 | 2 | 5 | Lateral Hardening-Fuse-10813092, Lateral Hardening-Fuse-60485443, Lateral Hardening-Fuse-60485445 | 1500Million | South Hillsborough | -1 | 3000
Lateral Hardening | Lateral Hardening-Fuse-91958841,1 | 13740 | 1256.5262 | 1576.8722 | 2759.7034 | 89090.9091 | 0.030976 | 0.074242 | 1200000 | 10 | 1 | 0 | 0 | 0 | 1 | Lateral Hardening-Fuse-91958841 | 1500Million | Western | -1 | 3000
Lateral Hardening | Lateral Hardening-Fuse-10462557,1 | 13798 | 0 | 2832.6134 | 2800.1636 | 90454.5455 | 0.030957 | 0.075379 | 1200000 | 1 | 1 | 0 | 0 | 0 | 1 | Lateral Hardening-Fuse-10462557 | 1500Million | Eastern | -1 | 3000
Lateral Hardening | Lateral Hardening-Fuse-60530431,1 | 14000 | 86.5268 | 2247.2904 | 2304.6486 | 74545.4545 | 0.030916 | 0.062121 | 1200000 | 1 | 1 | 0 | 0 | 0 | 1 | Lateral Hardening-Fuse-60530431 | 1500Million | Plant City | -1 | 3000
Lateral Hardening | Lateral Hardening-Fuse-60028431,1 | 13007 | 0 | 1563.5801 | 1545.668 | 50000 | 0.030913 | 0.023295 | 2146341.4634 | 1 | 1 | 1 | 0 | 1 | 2 | Lateral Hardening-Fuse-60028431 | 1500Million | Plant City | -1 | 3000
Lateral Hardening | Lateral Hardening-Fuse-91629415,1 | 13011 | 0 | 1222.7576 | 1543.5838 | 50000 | 0.030872 | 0.0125 | 4000000 |  | 1 | 0 | 0 | 0 | 1 | Lateral Hardening-Fuse-91629415 | 1500Million | Plant City | -1 | 3000
Lateral Hardening | Lateral Hardening-Fuse-92553542,1 | 13030 | 0 | 6552.2669 | 6477.2054 | 210000 | 0.030844 | 0.175 | 1200000 | 6 | 1 | 0 | 0 | 0 | 1 | Lateral Hardening-Fuse-92553542 | 1500Million | Winter Haven | -1 | 3000
Lateral Hardening | Lateral Hardening-Fuse-90714900,1 | 13236 | 396.5855 | 2534.216 | 2887.7288 | 93636.3636 | 0.03084 | 0.07803 | 1200000 | 1 | 1 | 0 | 0 | 0 | 1 | Lateral Hardening-Fuse-90714900 | 1500Million | South Hillsborough | -1 | 3000
Lateral Hardening | Lateral Hardening-Fuse-10080944,1 | 13668 | 0 | 2482.7589 | 2887.7198 | 93636.3636 | 0.03084 | 0.07803 | 1200000 | 1 | 1 | 0 | 0 | 0 | 1 | Lateral Hardening-Fuse-10080944 | 1500Million | Plant City | -1 | 3000
Lateral Hardening | Lateral Hardening-Fuse-10496850,1 | 13084 | 0 | 2789.8555 | 2757.8955 | 89545.4545 | 0.030799 | 0.074621 | 1200000 | 3 | 1 | 0 | 0 | 0 | 1 | Lateral Hardening-Fuse-10496850 | 1500Million | Eastern | -1 | 3000
Lateral Hardening | Lateral Hardening-Fuse-92609197,1 | 13390 | 622.0428 | 1345.1181 | 1923.8586 | 62500 | 0.030782 | 0.052083 | 1200000 | 2 | 1 | 0 | 0 | 0 | 1 | Lateral Hardening-Fuse-92609197 | 1500Million | Plant City | -1 | 3000
Lateral Hardening | Lateral Hardening-Fuse-90290310,2 | 13622 | 643.6307 | 10574.3853 | 11068.344 | 359818.1818 | 0.030761 | 0.37481 | 960000 | 1 | 2 | 0 | 0 | 0 | 2 | Lateral Hardening-Fuse-90290310, Lateral Hardening-Fuse-90290858 | 1500Million | Western | -1 | 3000
Lateral Hardening | Lateral Hardening-Fuse-10616469,1 | 13124 | 306.4975 | 3101.9985 | 3362.2726 | 109318.1818 | 0.030757 | 0.091098 | 1200000 | 1 | 1 | 0 | 0 | 0 | 1 | Lateral Hardening-Fuse-10616469 | 1500Million | Plant City | -1 | 3000
Lateral Hardening | Lateral Hardening-Fuse-10829501,1 | 13687 | 684.2132 | 2049.1121 | 2676.0685 | 87045.4545 | 0.030743 | 0.072538 | 1200000 | 4 | 1 | 0 | 0 | 0 | 1 | Lateral Hardening-Fuse-10829501 | 1500Million | Eastern | -1 | 3000
Lateral Hardening | Lateral Hardening-Fuse-92414318,1 | 13471 | 1699.5999 | 1094.6855 | 2701.7002 | 87954.5455 | 0.030717 | 0.073295 | 1200000 | 19 | 1 | 0 | 0 | 0 | 1 | Lateral Hardening-Fuse-92414318 | 1500Million | Winter Haven | -1 | 3000
Lateral Hardening | Lateral Hardening-Fuse-10237844,1 | 13512 | 639.8354 | 622.8342 | 1535.5801 | 50000 | 0.030712 | 0.013258 | 3771428.5714 | 11 | 1 | 0 | 0 | 0 | 1 | Lateral Hardening-Fuse-10237844 | 1500Million | Western | -1 | 3000
Lateral Hardening | Lateral Hardening-Fuse-10710601,1 | 14000 | 0 | 1552.863 | 1535.0737 | 50000 | 0.030701 | 0.034848 | 1434782.6087 | 2 | 1 | 0 | 0 | 0 | 1 | Lateral Hardening-Fuse-10710601 | 1500Million | Plant City | -1 | 3000
Lateral Hardening | Lateral Hardening-Fuse-10477218,1 | 13326 | 0 | 4835.8316 | 4780.4333 | 155909.0909 | 0.030662 | 0.12992 | 1200000 | 2 | 1 | 0 | 0 | 0 | 1 | Lateral Hardening-Fuse-10477218 | 1500Million | Eastern | -1 | 3000
Lateral Hardening | Lateral Hardening-Fuse-92643061,1 | 13141 | 0 | 1549.2425 | 1531.4946 | 50000 | 0.03063 | 0.039583 | 1263157.8947 | 4 | 1 | 0 | 0 | 0 | 1 | Lateral Hardening-Fuse-92643061 | 1500Million | Western | -1 | 3000
Lateral Hardening | Lateral Hardening-Fuse-93179357,1 | 14025 | 0 | 3986.9305 | 3941.2571 | 128863.6364 | 0.030585 | 0.10739 | 1200000 |  | 1 | 0 | 0 | 0 | 1 | Lateral Hardening-Fuse-93179357 | 1500Million | South Hillsborough | -1 | 3000
Lateral Hardening | Lateral Hardening-Fuse-92281205,1 | 13924 | 0 | 1545.5318 | 1527.8265 | 50000 | 0.030557 | 0.036174 | 1382198.9529 |  | 1 | 0 | 0 | 0 | 1 | Lateral Hardening-Fuse-92281205 | 1500Million | Winter Haven | -1 | 3000
Lateral Hardening | Lateral Hardening-Fuse-90013698,1 | 13815 | 0 | 4945.438 | 4888.784 | 160454.5455 | 0.030468 | 0.13371 | 1200000 |  | 1 | 0 | 0 | 0 | 1 | Lateral Hardening-Fuse-90013698 | 1500Million | Dade City | -1 | 3000
Lateral Hardening | Lateral Hardening-Fuse-60079253,1 | 13138 | 1598.321 | 2.4142 | 1523.1586 | 50000 | 0.030463 | 0.023485 | 2129032.2581 | 59 | 1 | 1 | 0 | 1 | 2 | Lateral Hardening-Fuse-60079253 | 1500Million | Western | -1 | 3000
Lateral Hardening | Lateral Hardening-Fuse-60370001,1 | 13808 | 217.6758 | 1327.8267 | 1522.9368 | 50000 | 0.030459 | 0.025189 | 1984962.406 | 1 | 1 | 0 | 0 | 0 | 1 | Lateral Hardening-Fuse-60370001 | 1500Million | Plant City | -1 | 3000
Lateral Hardening | Lateral Hardening-Fuse-90840181,1 | 13130 | 0 | 1770.5788 | 1750.2954 | 57500 | 0.03044 | 0.047917 | 1200000 | 3 | 1 | 0 | 0 | 0 | 1 | Lateral Hardening-Fuse-90840181 | 1500Million | Eastern | -1 | 3000
Lateral Hardening | Lateral Hardening-Fuse-10696386,2 | 13961 | 618.7861 | 1053.2739 | 1629.8527 | 53636.3636 | 0.030387 | 0.055871 | 960000 | 4 | 2 | 2 | 1 | 1 | 4 | Lateral Hardening-Fuse-10696386, Lateral Hardening-Fuse-10696398 | 1500Million | Plant City | -1 | 3000
Lateral Hardening | Lateral Hardening-Fuse-10755949,1 | 13332 | 0 | 3842.0332 | 3798.0197 | 125000 | 0.030384 | 0.10417 | 1200000 | 12 | 1 | 0 | 0 | 0 | 1 | Lateral Hardening-Fuse-10755949 | 1500Million | Western | -1 | 3000
Lateral Hardening | Lateral Hardening-Fuse-60172026,1 | 13968 | 259.9925 | 1280.7887 | 1518.2085 | 50000 | 0.030364 | 0.035227 | 1419354.8387 | 2 | 1 | 0 | 0 | 0 | 1 | Lateral Hardening-Fuse-60172026 | 1500Million | Winter Haven | -1 | 3000
Lateral Hardening | Lateral Hardening-Fuse-10313377,1 | 13866 | 0 | 2435.2904 | 2407.3922 | 79318.1818 | 0.030351 | 0.066098 | 1200000 | 2 | 1 | 0 | 0 | 0 | 1 | Lateral Hardening-Fuse-10313377 | 1500Million | Western | -1 | 3000
Lateral Hardening | Lateral Hardening-Fuse-92429225,1 | 13651 | 1100.6976 | 3021.3974 | 4035.2882 | 132954.5455 | 0.030351 | 0.1108 | 1200000 | 8 | 1 | 0 | 0 | 0 | 1 | Lateral Hardening-Fuse-92429225 | 1500Million | South Hillsborough | -1 | 3000
Lateral Hardening | Lateral Hardening-Fuse-91630851,1 | 13305 | 590.7398 | 3015.3596 | 3551.7465 | 117045.4545 | 0.030345 | 0.097538 | 1200000 | 2 | 1 | 0 | 0 | 0 | 1 | Lateral Hardening-Fuse-91630851 | 1500Million | South Hillsborough | -1 | 3000
Lateral Hardening | Lateral Hardening-Fuse-91169495,1 | 13128 | 1074.7944 | 497.0116 | 1515.8865 | 50000 | 0.030318 | 0.0068182 | 7333333.3333 | 16 | 1 | 1 | 0 | 1 | 2 | Lateral Hardening-Fuse-91169495 | 1500Million | Eastern | -1 | 3000
Lateral Hardening | Lateral Hardening-Fuse-10696500,1 | 13961 | 1113.0643 | 465.126 | 1570.5329 | 51818.1818 | 0.030309 | 0.043182 | 1200000 | 2 | 1 | 0 | 0 | 0 | 1 | Lateral Hardening-Fuse-10696500 | 1500Million | Plant City | -1 | 3000
Lateral Hardening | Lateral Hardening-Fuse-60282418,1 | 14000 | 203.731 | 1332.0832 | 1512.5293 | 50000 | 0.030251 | 0.039205 | 1275362.3188 | 2 | 1 | 0 | 0 | 0 | 1 | Lateral Hardening-Fuse-60282418 | 1500Million | Plant City | -1 | 3000
Lateral Hardening | Lateral Hardening-Fuse-93277185,1 | 13213 | 0 | 3502.5839 | 3462.459 | 114545.4545 | 0.030228 | 0.095455 | 1200000 | 2 | 1 | 0 | 0 | 0 | 1 | Lateral Hardening-Fuse-93277185 | 1500Million | Eastern | -1 | 3000
Lateral Hardening | Lateral Hardening-Fuse-60567508,1 | 13817 | 600.2647 | 1650.9012 | 2204.8703 | 72954.5455 | 0.030223 | 0.060795 | 1200000 | 4 | 1 | 0 | 0 | 0 | 1 | Lateral Hardening-Fuse-60567508 | 1500Million | South Hillsborough | -1 | 3000
Lateral Hardening | Lateral Hardening-Fuse-92682531,1 | 13695 | 1502.3347 | 82.0137 | 1510.8567 | 50000 | 0.030217 | 0.018939 | 2640000 | 3 | 1 | 0 | 0 | 0 | 1 | Lateral Hardening-Fuse-92682531 | 1500Million | Winter Haven | -1 | 3000
Lateral Hardening | Lateral Hardening-Fuse-60360537,1 | 13698 | 0 | 1526.5068 | 1509.0194 | 50000 | 0.03018 | 0.025758 | 1941176.4706 |  | 1 | 0 | 0 | 0 | 1 | Lateral Hardening-Fuse-60360537 | 1500Million | Winter Haven | -1 | 3000
Lateral Hardening | Lateral Hardening-Fuse-10686196,1 | 13808 | 549.9262 | 1389.2159 | 1899.4243 | 62954.5455 | 0.030171 | 0.052462 | 1200000 | 3 | 1 | 0 | 0 | 0 | 1 | Lateral Hardening-Fuse-10686196 | 1500Million | Plant City | -1 | 3000
Lateral Hardening | Lateral Hardening-Fuse-91446005,1 | 13461 | 881.3432 | 1467.3728 | 2288.0489 | 75909.0909 | 0.030142 | 0.063258 | 1200000 | 5 | 1 | 0 | 0 | 0 | 1 | Lateral Hardening-Fuse-91446005 | 1500Million | Eastern | -1 | 3000
Lateral Hardening | Lateral Hardening-Fuse-93111018,1 | 13630 | 0 | 1524.2131 | 1506.7521 | 50000 | 0.030135 | 0.028977 | 1725490.1961 | 2 | 1 | 0 | 0 | 0 | 1 | Lateral Hardening-Fuse-93111018 | 1500Million | Central | -1 | 3000
Lateral Hardening | Lateral Hardening-Fuse-60452324,1 | 13324 | 0 | 3620.5604 | 3579.084 | 118863.6364 | 0.030111 | 0.099053 | 1200000 | 1 | 1 | 0 | 0 | 0 | 1 | Lateral Hardening-Fuse-60452324 | 1500Million | Eastern | -1 | 3000
Lateral Hardening | Lateral Hardening-Fuse-10632131,1 | 13311 | 0 | 1522.786 | 1505.3412 | 50000 | 0.030107 | 0.017424 | 2869565.2174 | 1 | 1 | 1 | 0 | 1 | 2 | Lateral Hardening-Fuse-10632131 | 1500Million | Winter Haven | -1 | 3000
Lateral Hardening | Lateral Hardening-Fuse-90029895,1 | 13769 | 0 | 1521.681 | 1504.249 | 50000 | 0.030085 | 0.00625 | 8000000 | 3 | 1 | 0 | 0 | 0 | 1 | Lateral Hardening-Fuse-90029895 | 1500Million | Winter Haven | -1 | 3000
Lateral Hardening | Lateral Hardening-Fuse-93207025,1 | 13656 | 2452.6155 | 4725.8377 | 7017.1806 | 233409.0909 | 0.030064 | 0.19451 | 1200000 | 14 | 1 | 2 | 0 | 2 | 3 | Lateral Hardening-Fuse-93207025 | 1500Million | Plant City | -1 | 3000
Lateral Hardening | Lateral Hardening-Fuse-10487430,1 | 13458 | 884.3958 | 2046.8718 | 2868.1255 | 95454.5455 | 0.030047 | 0.079545 | 1200000 | 2 | 1 | 0 | 0 | 0 | 1 | Lateral Hardening-Fuse-10487430 | 1500Million | Eastern | -1 | 3000
Lateral Hardening | Lateral Hardening-Fuse-10462582,1 | 13798 | 0 | 1512.5675 | 1495.2398 | 50000 | 0.029905 | 0.023674 | 2112000 | 3 | 1 | 0 | 0 | 0 | 1 | Lateral Hardening-Fuse-10462582 | 1500Million | Eastern | -1 | 3000
Lateral Hardening | Lateral Hardening-Fuse-92998413,1 | 13546 | 0 | 1509.8654 | 1492.5686 | 50000 | 0.029851 | 0.04072 | 1227906.9767 |  | 1 | 1 | 0 | 1 | 2 | Lateral Hardening-Fuse-92998413 | 1500Million | Central | -1 | 3000
Lateral Hardening | Lateral Hardening-Fuse-92848494,1 | 13224 | 0 | 1700.3012 | 1680.8229 | 56363.6364 | 0.029821 | 0.04697 | 1200000 | 2 | 1 | 0 | 0 | 0 | 1 | Lateral Hardening-Fuse-92848494 | 1500Million | Central | -1 | 3000
Lateral Hardening | Lateral Hardening-Fuse-60023643,1 | 13303 | 0 | 1398.5769 | 1490.9058 | 50000 | 0.029818 | 0.031439 | 1590361.4458 | 1 | 1 | 0 | 0 | 0 | 1 | Lateral Hardening-Fuse-60023643 | 1500Million | South Hillsborough | -1 | 3000
Lateral Hardening | Lateral Hardening-Fuse-91452246,1 | 13459 | 0 | 1890.3085 | 1868.6535 | 62727.2727 | 0.02979 | 0.052273 | 1200000 |  | 1 | 0 | 0 | 0 | 1 | Lateral Hardening-Fuse-91452246 | 1500Million | Eastern | -1 | 3000
Lateral Hardening | Lateral Hardening-Fuse-92015296,1 | 13695 | 0 | 1711.3304 | 1691.7258 | 56818.1818 | 0.029774 | 0.047348 | 1200000 | 1 | 1 | 0 | 0 | 0 | 1 | Lateral Hardening-Fuse-92015296 | 1500Million | Winter Haven | -1 | 3000
Lateral Hardening | Lateral Hardening-Fuse-90113193,1 | 13023 | 1077.1826 | 1507.6989 | 2518.6278 | 84772.7273 | 0.02971 | 0.070644 | 1200000 | 16 | 1 | 0 | 0 | 0 | 1 | Lateral Hardening-Fuse-90113193 | 1500Million | Central | -1 | 3000
Lateral Hardening | Lateral Hardening-Fuse-10030702,1 | 13621 | 559.9591 | 3744.2083 | 4243.5265 | 142954.5455 | 0.029684 | 0.11913 | 1200000 | 4 | 1 | 0 | 0 | 0 | 1 | Lateral Hardening-Fuse-10030702 | 1500Million | Western | -1 | 3000
Lateral Hardening | Lateral Hardening-Fuse-91334961,1 | 13552 | 0 | 1501.3633 | 1484.1639 | 50000 | 0.029683 | 0.025 | 2000000 | 1 | 1 | 0 | 0 | 0 | 1 | Lateral Hardening-Fuse-91334961 | 1500Million | Central | -1 | 3000
Lateral Hardening | Lateral Hardening-Fuse-91449232,1 | 13962 | 1252.931 | 291.816 | 1483.8949 | 50000 | 0.029678 | 0.032955 | 1517241.3793 | 4 | 1 | 0 | 0 | 0 | 1 | Lateral Hardening-Fuse-91449232 | 1500Million | Plant City | -1 | 3000
Lateral Hardening | Lateral Hardening-Fuse-60277066,1 | 13807 | 420.8524 | 2989.1126 | 3360.2144 | 113409.0909 | 0.029629 | 0.094508 | 1200000 | 1 | 1 | 0 | 0 | 0 | 1 | Lateral Hardening-Fuse-60277066 | 1500Million | Plant City | -1 | 3000
Lateral Hardening | Lateral Hardening-Fuse-10456329,1 | 13225 | 0 | 1503.8941 | 1486.6658 | 50227.2727 | 0.029599 | 0.041856 | 1200000 | 3 | 1 | 1 | 0 | 1 | 2 | Lateral Hardening-Fuse-10456329 | 1500Million | Eastern | -1 | 3000
Lateral Hardening | Lateral Hardening-Fuse-90980361,1 | 13236 | 995.7188 | 3381.8359 | 4294.4863 | 145227.2727 | 0.029571 | 0.12102 | 1200000 | 3 | 1 | 0 | 0 | 0 | 1 | Lateral Hardening-Fuse-90980361 | 1500Million | South Hillsborough | -1 | 3000
Lateral Hardening | Lateral Hardening-Fuse-92811065,1 | 13496 | 1451.5986 | 97.9207 | 1478.5339 | 50000 | 0.029571 | 0.014394 | 3473684.2105 | 16 | 1 | 1 | 0 | 1 | 2 | Lateral Hardening-Fuse-92811065 | 1500Million | Central | -1 | 3000
Lateral Hardening | Lateral Hardening-Fuse-91437337,1 | 13158 | 871.305 | 2034.9342 | 2846.3951 | 96363.6364 | 0.029538 | 0.080303 | 1200000 | 5 | 1 | 0 | 0 | 0 | 1 | Lateral Hardening-Fuse-91437337 | 1500Million | Central | -1 | 3000
Lateral Hardening | Lateral Hardening-Fuse-90782634,1 | 13695 | 0 | 1490.6462 | 1473.5696 | 50000 | 0.029471 | 0.041667 | 1200000 | 5 | 1 | 0 | 0 | 0 | 1 | Lateral Hardening-Fuse-90782634 | 1500Million | Winter Haven | -1 | 3000
Lateral Hardening | Lateral Hardening-Fuse-90423127,1 | 13080 | 574.4638 | 933.3609 | 1470.8271 | 50000 | 0.029417 | 0.025379 | 1970149.2537 | 4 | 1 | 0 | 0 | 0 | 1 | Lateral Hardening-Fuse-90423127 | 1500Million | Western | -1 | 3000
Lateral Hardening | Lateral Hardening-Fuse-10791856,1 | 13243 | 0 | 2413.6229 | 2385.9729 | 81136.3636 | 0.029407 | 0.067614 | 1200000 |  | 1 | 0 | 0 | 0 | 1 | Lateral Hardening-Fuse-10791856 | 1500Million | Plant City | -1 | 3000
Lateral Hardening | Lateral Hardening-Fuse-10476039,1 | 13435 | 0 | 8057.3182 | 7965.0151 | 270909.0909 | 0.029401 | 0.22576 | 1200000 | 16 | 1 | 0 | 0 | 0 | 1 | Lateral Hardening-Fuse-10476039 | 1500Million | Eastern | -1 | 3000
Lateral Hardening | Lateral Hardening-Fuse-90996152,1 | 13492 | 0 | 1972.9141 | 1950.3128 | 66363.6364 | 0.029388 | 0.055303 | 1200000 | 17 | 1 | 0 | 0 | 0 | 1 | Lateral Hardening-Fuse-90996152 | 1500Million | Western | -1 | 3000
Lateral Hardening | Lateral Hardening-Fuse-10636037,1 | 13388 | 0 | 1485.4348 | 1468.418 | 50000 | 0.029368 | 0.038068 | 1313432.8358 | 1 | 1 | 0 | 0 | 0 | 1 | Lateral Hardening-Fuse-10636037 | 1500Million | Plant City | -1 | 3000
Lateral Hardening | Lateral Hardening-Fuse-91504771,1 | 13808 | 450.0764 | 1712.7874 | 2121.4878 | 72272.7273 | 0.029354 | 0.060227 | 1200000 | 2 | 1 | 0 | 0 | 0 | 1 | Lateral Hardening-Fuse-91504771 | 1500Million | Plant City | -1 | 3000
Lateral Hardening | Lateral Hardening-Fuse-90471037,1 | 13433 | 0 | 2125.2669 | 2100.9203 | 71590.9091 | 0.029346 | 0.059659 | 1200000 | 1 | 1 | 0 | 0 | 0 | 1 | Lateral Hardening-Fuse-90471037 | 1500Million | Eastern | -1 | 3000
Lateral Hardening | Lateral Hardening-Fuse-10556606,1 | 13298 | 418.5655 | 8920.3931 | 9222.0899 | 314318.1818 | 0.02934 | 0.26193 | 1200000 | 2 | 1 | 0 | 0 | 0 | 1 | Lateral Hardening-Fuse-10556606 | 1500Million | Winter Haven | -1 | 3000
Lateral Hardening | Lateral Hardening-Fuse-93276195,1 | 13124 | 0 | 1483.7451 | 1466.7476 | 50000 | 0.029335 | 0.011364 | 4400000 | 1 | 1 | 0 | 0 | 0 | 1 | Lateral Hardening-Fuse-93276195 | 1500Million | Plant City | -1 | 3000
Lateral Hardening | Lateral Hardening-Fuse-60442577,1 | 13298 | 422.4049 | 5704.9925 | 6046.1429 | 206136.3636 | 0.029331 | 0.17178 | 1200000 | 2 | 1 | 0 | 0 | 0 | 1 | Lateral Hardening-Fuse-60442577 | 1500Million | Winter Haven | -1 | 3000
Lateral Hardening | Lateral Hardening-Fuse-90661100,1 | 13808 | 211.4446 | 1608.6249 | 2386.0501 | 81363.6364 | 0.029326 | 0.067803 | 1200000 | 2 | 1 | 0 | 0 | 0 | 1 | Lateral Hardening-Fuse-90661100 | 1500Million | Plant City | -1 | 3000
Lateral Hardening | Lateral Hardening-Fuse-92639328,1 | 13388 | 0 | 3781.5653 | 3738.2445 | 127500 | 0.02932 | 0.10625 | 1200000 | 1 | 1 | 0 | 0 | 0 | 1 | Lateral Hardening-Fuse-92639328 | 1500Million | Plant City | -1 | 3000
Lateral Hardening | Lateral Hardening-Fuse-93224728,1 | 13459 | 214.1884 | 1271.082 | 1463.7785 | 50000 | 0.029276 | 0.012121 | 4125000 | 1 | 1 | 0 | 0 | 0 | 1 | Lateral Hardening-Fuse-93224728 | 1500Million | Eastern | -1 | 3000
Lateral Hardening | Lateral Hardening-Fuse-90473819,1 | 13153 | 0 | 2192.1268 | 2167.0142 | 74090.9091 | 0.029248 | 0.061742 | 1200000 | 1 | 1 | 0 | 0 | 0 | 1 | Lateral Hardening-Fuse-90473819 | 1500Million | Winter Haven | -1 | 3000
Lateral Hardening | Lateral Hardening-Fuse-10271866,1 | 13621 | 1294.031 | 564.1404 | 1792.7517 | 61363.6364 | 0.029215 | 0.051136 | 1200000 | 2 | 1 | 0 | 0 | 0 | 1 | Lateral Hardening-Fuse-10271866 | 1500Million | Western | -1 | 3000
Lateral Hardening | Lateral Hardening-Fuse-10379343,1 | 13186 | 0 | 4417.6175 | 4367.0101 | 149545.4545 | 0.029202 | 0.12462 | 1200000 | 16 | 1 | 1 | 0 | 1 | 2 | Lateral Hardening-Fuse-10379343 | 1500Million | Central | -1 | 3000
Lateral Hardening | Lateral Hardening-Fuse-10726546,1 | 13648 | 129.3475 | 1625.4218 | 1731.4575 | 59318.1818 | 0.029189 | 0.049432 | 1200000 | 1 | 1 | 0 | 0 | 0 | 1 | Lateral Hardening-Fuse-10726546 | 1500Million | South Hillsborough | -1 | 3000
Lateral Hardening | Lateral Hardening-Fuse-60070205,1 | 13061 | 0 | 5445.9736 | 5383.5856 | 184545.4545 | 0.029172 | 0.15379 | 1200000 | 5 | 1 | 3 | 0 | 3 | 4 | Lateral Hardening-Fuse-60070205 | 1500Million | Western | -1 | 3000
Lateral Hardening | Lateral Hardening-Fuse-90482506,1 | 13206 | 1204.1696 | 1790.6928 | 2921.7824 | 100227.2727 | 0.029152 | 0.083523 | 1200000 | 11 | 1 | 0 | 0 | 0 | 1 | Lateral Hardening-Fuse-90482506 | 1500Million | Western | -1 | 3000
Lateral Hardening | Lateral Hardening-Fuse-60027575,1 | 13094 | 889.4425 | 634.0441 | 1476.0054 | 50681.8182 | 0.029123 | 0.042235 | 1200000 | 11 | 1 | 0 | 0 | 0 | 1 | Lateral Hardening-Fuse-60027575 | 1500Million | Central | -1 | 3000
Lateral Hardening | Lateral Hardening-Fuse-10569605,1 | 13372 | 0 | 3192.1878 | 3155.6187 | 108409.0909 | 0.029108 | 0.090341 | 1200000 | 4 | 1 | 0 | 0 | 0 | 1 | Lateral Hardening-Fuse-10569605 | 1500Million | Winter Haven | -1 | 3000
Lateral Hardening | Lateral Hardening-Fuse-10686284,1 | 13808 | 544.2732 | 5576.6843 | 6038.8133 | 207500 | 0.029103 | 0.17292 | 1200000 | 2 | 1 | 0 | 0 | 0 | 1 | Lateral Hardening-Fuse-10686284 | 1500Million | Plant City | -1 | 3000
Lateral Hardening | Lateral Hardening-Fuse-10664556,1 | 14090 | 0 | 3652.7997 | 3610.9539 | 124090.9091 | 0.029099 | 0.10341 | 1200000 | 2 | 1 | 3 | 1 | 2 | 4 | Lateral Hardening-Fuse-10664556 | 1500Million | Central | -1 | 3000
Lateral Hardening | Lateral Hardening-Fuse-10669976,1 | 13462 | 0 | 8534.4518 | 8436.6828 | 290000 | 0.029092 | 0.24167 | 1200000 | 3 | 1 | 2 | 0 | 2 | 3 | Lateral Hardening-Fuse-10669976 | 1500Million | Plant City | -1 | 3000
Lateral Hardening | Lateral Hardening-Fuse-92828024,1 | 13961 | 372.4045 | 1696.81 | 2037.9174 | 70227.2727 | 0.029019 | 0.058523 | 1200000 | 2 | 1 | 0 | 0 | 0 | 1 | Lateral Hardening-Fuse-92828024 | 1500Million | Plant City | -1 | 3000
Lateral Hardening | Lateral Hardening-Fuse-10537271,1 | 13117 | 910.6749 | 587.9964 | 1450.0756 | 50000 | 0.029002 | 0.032008 | 1562130.1775 | 6 | 1 | 0 | 0 | 0 | 1 | Lateral Hardening-Fuse-10537271 | 1500Million | Winter Haven | -1 | 3000
Lateral Hardening | Lateral Hardening-Fuse-93331401,1 | 13889 | 0 | 1826.0416 | 1805.1228 | 62272.7273 | 0.028987 | 0.051894 | 1200000 | 1 | 1 | 0 | 0 | 0 | 1 | Lateral Hardening-Fuse-93331401 | 1500Million | Western | -1 | 3000
Lateral Hardening | Lateral Hardening-Fuse-10558855,1 | 13299 | 0 | 1154.4186 | 4564.7753 | 157727.2727 | 0.028941 | 0.13144 | 1200000 | 2 | 1 | 0 | 0 | 0 | 1 | Lateral Hardening-Fuse-10558855 | 1500Million | Winter Haven | -1 | 3000
Lateral Hardening | Lateral Hardening-Fuse-90136731,1 | 13724 | 0 | 1463.7203 | 1446.9522 | 50000 | 0.028939 | 0.025947 | 1927007.2993 |  | 1 | 0 | 0 | 0 | 1 | Lateral Hardening-Fuse-90136731 | 1500Million | Plant City | -1 | 3000
Lateral Hardening | Lateral Hardening-Fuse-92133237,1 | 13011 | 466.8306 | 1571.3581 | 1999.1074 | 69090.9091 | 0.028934 | 0.057576 | 1200000 | 3 | 1 | 0 | 0 | 0 | 1 | Lateral Hardening-Fuse-92133237 | 1500Million | Plant City | -1 | 3000
Lateral Hardening | Lateral Hardening-Fuse-10876302,1 | 14023 | 659.5859 | 1321.9258 | 1938.9526 | 67045.4545 | 0.02892 | 0.055871 | 1200000 | 5 | 1 | 0 | 0 | 0 | 1 | Lateral Hardening-Fuse-10876302 | 1500Million | South Hillsborough | -1 | 3000
Lateral Hardening | Lateral Hardening-Fuse-91791929,1 | 13162 | 0 | 3396.2742 | 3357.3671 | 116136.3636 | 0.028909 | 0.09678 | 1200000 | 26 | 1 | 0 | 0 | 0 | 1 | Lateral Hardening-Fuse-91791929 | 1500Million | Western | -1 | 3000
Lateral Hardening | Lateral Hardening-Fuse-10170039,1 | 13030 | 0 | 2959.3711 | 2925.4692 | 101590.9091 | 0.028797 | 0.084659 | 1200000 | 1 | 1 | 0 | 0 | 0 | 1 | Lateral Hardening-Fuse-10170039 | 1500Million | Winter Haven | -1 | 3000
Lateral Hardening | Lateral Hardening-Fuse-60167580,1 | 13840 | 767.8568 | 1230.7141 | 1949.7828 | 67727.2727 | 0.028789 | 0.056439 | 1200000 | 1 | 1 | 0 | 0 | 0 | 1 | Lateral Hardening-Fuse-60167580 | 1500Million | Central | -1 | 3000
Lateral Hardening | Lateral Hardening-Fuse-92950682,1 | 13006 | 109.2443 | 1346.3659 | 1436.4209 | 50000 | 0.028728 | 0.027652 | 1808219.1781 | 1 | 1 | 0 | 0 | 0 | 1 | Lateral Hardening-Fuse-92950682 | 1500Million | Dade City | -1 | 3000
Lateral Hardening | Lateral Hardening-Fuse-92614668,1 | 13303 | 0 | 1663.6821 | 1644.6233 | 57272.7273 | 0.028716 | 0.047727 | 1200000 |  | 1 | 0 | 0 | 0 | 1 | Lateral Hardening-Fuse-92614668 | 1500Million | South Hillsborough | -1 | 3000
Lateral Hardening | Lateral Hardening-Fuse-92624834,1 | 13303 | 1509.1765 | 5979.7022 | 7345.9558 | 255909.0909 | 0.028705 | 0.21326 | 1200000 | 4 | 1 | 0 | 0 | 0 | 1 | Lateral Hardening-Fuse-92624834 | 1500Million | South Hillsborough | -1 | 3000
Lateral Hardening | Lateral Hardening-Fuse-60568345,1 | 13298 | 231.0008 | 4916.8644 | 5082.652 | 177272.7273 | 0.028671 | 0.14773 | 1200000 | 1 | 1 | 0 | 0 | 0 | 1 | Lateral Hardening-Fuse-60568345 | 1500Million | Winter Haven | -1 | 3000
Lateral Hardening | Lateral Hardening-Fuse-10095532,1 | 13786 | 356.4688 | 2480.0569 | 2795.2734 | 97500 | 0.028669 | 0.08125 | 1200000 | 1 | 1 | 0 | 0 | 0 | 1 | Lateral Hardening-Fuse-10095532 | 1500Million | Plant City | -1 | 3000
Lateral Hardening | Lateral Hardening-Fuse-92185478,1 | 13348 | 0 | 1449.696 | 1433.0886 | 50000 | 0.028662 | 0.029356 | 1703225.8065 | 2 | 1 | 0 | 0 | 0 | 1 | Lateral Hardening-Fuse-92185478 | 1500Million | Central | -1 | 3000
Lateral Hardening | Lateral Hardening-Fuse-91538940,1 | 13781 | 0 | 8556.8329 | 8458.8075 | 295454.5455 | 0.02863 | 0.24621 | 1200000 | 1 | 1 | 0 | 0 | 0 | 1 | Lateral Hardening-Fuse-91538940 | 1500Million | South Hillsborough | -1 | 3000
Lateral Hardening | Lateral Hardening-Fuse-93294946,1 | 13808 | 344.5224 | 1929.7057 | 2240.9749 | 78409.0909 | 0.028581 | 0.065341 | 1200000 | 3 | 1 | 0 | 0 | 0 | 1 | Lateral Hardening-Fuse-93294946 | 1500Million | Plant City | -1 | 3000
Lateral Hardening | Lateral Hardening-Fuse-91289231,1 | 13787 | 0 | 6826.8965 | 6748.6889 | 236590.9091 | 0.028525 | 0.19716 | 1200000 | 2 | 1 | 1 | 0 | 1 | 2 | Lateral Hardening-Fuse-91289231 | 1500Million | Plant City | -1 | 3000
Lateral Hardening | Lateral Hardening-Fuse-91805071,1 | 13953 | 0 | 1442.5412 | 1426.0157 | 50000 | 0.02852 | 0.037879 | 1320000 | 1 | 1 | 0 | 0 | 0 | 1 | Lateral Hardening-Fuse-91805071 | 1500Million | Eastern | -1 | 3000
Lateral Hardening | Lateral Hardening-Fuse-10476025,1 | 13435 | 0 | 3376.1036 | 3337.4276 | 117045.4545 | 0.028514 | 0.097538 | 1200000 | 3 | 1 | 0 | 0 | 0 | 1 | Lateral Hardening-Fuse-10476025 | 1500Million | Eastern | -1 | 3000
Lateral Hardening | Lateral Hardening-Fuse-90522567,1 | 13162 | 1482.4131 | 14.623 | 1423.4747 | 50000 | 0.028469 | 0.013447 | 3718309.8592 | 6 | 1 | 1 | 0 | 1 | 2 | Lateral Hardening-Fuse-90522567 | 1500Million | Western | -1 | 3000
Lateral Hardening | Lateral Hardening-Fuse-92655833,1 | 13030 | 170.1865 | 1273.3179 | 1422.8734 | 50000 | 0.028457 | 0.036742 | 1360824.7423 | 2 | 1 | 0 | 0 | 0 | 1 | Lateral Hardening-Fuse-92655833 | 1500Million | Winter Haven | -1 | 3000
Lateral Hardening | Lateral Hardening-Fuse-91313014,1 | 13687 | 1438.5714 | 49.0044 | 1421.2449 | 50000 | 0.028425 | 0.010227 | 4888888.8889 | 31 | 1 | 1 | 0 | 1 | 2 | Lateral Hardening-Fuse-91313014 | 1500Million | Eastern | -1 | 3000
Lateral Hardening | Lateral Hardening-Fuse-60614861,1 | 13298 | 82.7702 | 1357.4134 | 1420.8938 | 50000 | 0.028418 | 0.034848 | 1434782.6087 | 1 | 1 | 0 | 0 | 0 | 1 | Lateral Hardening-Fuse-60614861 | 1500Million | Winter Haven | -1 | 3000
Lateral Hardening | Lateral Hardening-Fuse-92442475,1 | 13340 | 4151.0562 | 1494.9815 | 5431.6114 | 191136.3636 | 0.028417 | 0.15928 | 1200000 | 75 | 1 | 2 | 0 | 2 | 3 | Lateral Hardening-Fuse-92442475 | 1500Million | South Hillsborough | -1 | 3000
Lateral Hardening | Lateral Hardening-Fuse-92868176,1 | 13023 | 0 | 1435.2214 | 1418.7798 | 50000 | 0.028376 | 0.017045 | 2933333.3333 |  | 1 | 1 | 0 | 1 | 2 | Lateral Hardening-Fuse-92868176 | 1500Million | Central | -1 | 3000
Lateral Hardening | Lateral Hardening-Fuse-91500584,1 | 13223 | 0 | 6369.2446 | 6296.2798 | 222045.4545 | 0.028356 | 0.18504 | 1200000 | 2 | 1 | 0 | 0 | 0 | 1 | Lateral Hardening-Fuse-91500584 | 1500Million | Central | -1 | 3000
Lateral Hardening | Lateral Hardening-Fuse-93216187,1 | 13656 | 232.5888 | 2246.0094 | 2442.7181 | 86363.6364 | 0.028284 | 0.07197 | 1200000 | 1 | 1 | 0 | 0 | 0 | 1 | Lateral Hardening-Fuse-93216187 | 1500Million | Plant City | -1 | 3000
Lateral Hardening | Lateral Hardening-Fuse-90902146,1 | 13818 | 0 | 1885.229 | 1863.6322 | 65909.0909 | 0.028276 | 0.054924 | 1200000 |  | 1 | 0 | 0 | 0 | 1 | Lateral Hardening-Fuse-90902146 | 1500Million | South Hillsborough | -1 | 3000
Lateral Hardening | Lateral Hardening-Fuse-92164532,1 | 13280 | 0 | 1429.6942 | 1413.3159 | 50000 | 0.028266 | 0.017803 | 2808510.6383 | 1 | 1 | 0 | 0 | 0 | 1 | Lateral Hardening-Fuse-92164532 | 1500Million | Winter Haven | -1 | 3000
Lateral Hardening | Lateral Hardening-Fuse-92158799,1 | 13479 | 983.384 | 4817.1841 | 5716.3579 | 202272.7273 | 0.028261 | 0.16856 | 1200000 | 3 | 1 | 0 | 0 | 0 | 1 | Lateral Hardening-Fuse-92158799 | 1500Million | Winter Haven | -1 | 3000
Lateral Hardening | Lateral Hardening-Fuse-90918937,1 | 13280 | 0 | 1429.2362 | 1412.8632 | 50000 | 0.028257 | 0.025758 | 1941176.4706 |  | 1 | 0 | 0 | 0 | 1 | Lateral Hardening-Fuse-90918937 | 1500Million | Winter Haven | -1 | 3000
Lateral Hardening | Lateral Hardening-Fuse-10556659,1 | 13298 | 183.3746 | 1702.8329 | 1859.9018 | 65909.0909 | 0.028219 | 0.054924 | 1200000 | 1 | 1 | 0 | 0 | 0 | 1 | Lateral Hardening-Fuse-10556659 | 1500Million | Winter Haven | -1 | 3000
Lateral Hardening | Lateral Hardening-Fuse-10754734,1 | 14306 | 0 | 1427.0745 | 1410.7262 | 50000 | 0.028215 | 0.038068 | 1313432.8358 | 1 | 1 | 0 | 0 | 0 | 1 | Lateral Hardening-Fuse-10754734 | 1500Million | Dade City | -1 | 3000
Lateral Hardening | Lateral Hardening-Fuse-92582610,1 | 13433 | 0 | 1535.0215 | 1517.4366 | 53863.6364 | 0.028172 | 0.044886 | 1200000 | 1 | 1 | 0 | 0 | 0 | 1 | Lateral Hardening-Fuse-92582610 | 1500Million | Eastern | -1 | 3000
Lateral Hardening | Lateral Hardening-Fuse-10556674,1 | 13298 | 1043.105 | 9837.7914 | 10726.1978 | 380909.0909 | 0.028159 | 0.31742 | 1200000 | 3 | 1 | 0 | 0 | 0 | 1 | Lateral Hardening-Fuse-10556674 | 1500Million | Winter Haven | -1 | 3000
Lateral Hardening | Lateral Hardening-Fuse-92386701,1 | 13039 | 204.93 | 1223.5245 | 1407.7115 | 50000 | 0.028154 | 0.011553 | 4327868.8525 | 1 | 1 | 1 | 0 | 1 | 2 | Lateral Hardening-Fuse-92386701 | 1500Million | Eastern | -1 | 3000
Lateral Hardening | Lateral Hardening-Fuse-92981222,1 | 13354 | 0 | 1422.5989 | 1406.3019 | 50000 | 0.028126 | 0.019318 | 2588235.2941 | 21 | 1 | 2 | 0 | 2 | 3 | Lateral Hardening-Fuse-92981222 | 1500Million | Central | -1 | 3000
Lateral Hardening | Lateral Hardening-Fuse-10745617,1 | 13815 | 776.1671 | 3257.0248 | 3968.6421 | 141136.3636 | 0.028119 | 0.11761 | 1200000 | 3 | 1 | 0 | 0 | 0 | 1 | Lateral Hardening-Fuse-10745617 | 1500Million | Dade City | -1 | 3000
Lateral Hardening | Lateral Hardening-Fuse-60015274,1 | 13008 | 939.8241 | 6542.3878 | 7375.8843 | 262500 | 0.028099 | 0.21875 | 1200000 | 4 | 1 | 0 | 0 | 0 | 1 | Lateral Hardening-Fuse-60015274 | 1500Million | Plant City | -1 | 3000
Lateral Hardening | Lateral Hardening-Fuse-60519555,1 | 14102 | 0 | 1582.1675 | 1564.0425 | 55681.8182 | 0.028089 | 0.046402 | 1200000 | 1 | 1 | 0 | 0 | 0 | 1 | Lateral Hardening-Fuse-60519555 | 1500Million | Central | -1 | 3000
Lateral Hardening | Lateral Hardening-Fuse-93107812,1 | 13686 | 0 | 1420.3396 | 1404.0684 | 50000 | 0.028081 | 0.018561 | 2693877.551 |  | 1 | 0 | 0 | 0 | 1 | Lateral Hardening-Fuse-93107812 | 1500Million | Eastern | -1 | 3000
Lateral Hardening | Lateral Hardening-Fuse-60022435,1 | 13086 | 0 | 2379.547 | 2352.2874 | 83863.6364 | 0.028049 | 0.069886 | 1200000 | 1 | 1 | 0 | 0 | 0 | 1 | Lateral Hardening-Fuse-60022435 | 1500Million | Eastern | -1 | 3000
Lateral Hardening | Lateral Hardening-Fuse-10616434,1 | 13124 | 349.0273 | 5902.1095 | 6167.9597 | 220000 | 0.028036 | 0.18333 | 1200000 | 1 | 1 | 0 | 0 | 0 | 1 | Lateral Hardening-Fuse-10616434 | 1500Million | Plant City | -1 | 3000
Lateral Hardening | Lateral Hardening-Fuse-60269660,1 | 14024 | 0 | 3931.285 | 3886.249 | 138636.3636 | 0.028032 | 0.11553 | 1200000 | 1 | 1 | 0 | 0 | 0 | 1 | Lateral Hardening-Fuse-60269660 | 1500Million | South Hillsborough | -1 | 3000
Lateral Hardening | Lateral Hardening-Fuse-93358822,1 | 13656 | 306.5807 | 1120.8001 | 1400.2227 | 50000 | 0.028004 | 0.031629 | 1580838.3234 | 2 | 1 | 0 | 0 | 0 | 1 | Lateral Hardening-Fuse-93358822 | 1500Million | Plant City | -1 | 3000
Lateral Hardening | Lateral Hardening-Fuse-90445774,1 | 13584 | 0 | 3887.658 | 3843.1218 | 137500 | 0.02795 | 0.11458 | 1200000 | 1 | 1 | 0 | 0 | 0 | 1 | Lateral Hardening-Fuse-90445774 | 1500Million | Western | -1 | 3000
Lateral Hardening | Lateral Hardening-Fuse-10492944,1 | 14041 | 147.4375 | 1270.0439 | 1397.1737 | 50000 | 0.027943 | 0.029545 | 1692307.6923 | 1 | 1 | 0 | 0 | 0 | 1 | Lateral Hardening-Fuse-10492944 | 1500Million | Central | -1 | 3000
Lateral Hardening | Lateral Hardening-Fuse-10376189,1 | 13107 | 0 | 6091.7021 | 6021.9167 | 215681.8182 | 0.02792 | 0.17973 | 1200000 | 12 | 1 | 2 | 0 | 2 | 3 | Lateral Hardening-Fuse-10376189 | 1500Million | Central | -1 | 3000
Lateral Hardening | Lateral Hardening-Fuse-92504796,1 | 13817 | 0 | 1744.9329 | 1724.9433 | 61818.1818 | 0.027903 | 0.051515 | 1200000 | 1 | 1 | 0 | 0 | 0 | 1 | Lateral Hardening-Fuse-92504796 | 1500Million | South Hillsborough | -1 | 3000
Lateral Hardening | Lateral Hardening-Fuse-60020543,2 | 13679 | 352.678 | 1070.5894 | 1394.9891 | 50000 | 0.0279 | 0.015909 | 3142857.1429 | 3 | 2 | 1 | 0 | 1 | 3 | Lateral Hardening-Fuse-60020543, Lateral Hardening-Fuse-60581683 | 1500Million | Western | -1 | 3000
Lateral Hardening | Lateral Hardening-Fuse-10650524,1 | 13391 | 209.2071 | 1942.7161 | 2121.9118 | 76136.3636 | 0.02787 | 0.063447 | 1200000 | 1 | 1 | 0 | 0 | 0 | 1 | Lateral Hardening-Fuse-10650524 | 1500Million | Plant City | -1 | 3000
Lateral Hardening | Lateral Hardening-Fuse-10895265,1 | 13003 | 0 | 2768.0072 | 2736.2975 | 98181.8182 | 0.02787 | 0.081818 | 1200000 | 1 | 1 | 0 | 0 | 0 | 1 | Lateral Hardening-Fuse-10895265 | 1500Million | South Hillsborough | -1 | 3000
Lateral Hardening | Lateral Hardening-Fuse-90800019,1 | 13228 | 0 | 1614.4608 | 1595.9658 | 57272.7273 | 0.027866 | 0.047727 | 1200000 | 6 | 1 | 1 | 0 | 1 | 2 | Lateral Hardening-Fuse-90800019 | 1500Million | Eastern | -1 | 3000
Lateral Hardening | Lateral Hardening-Fuse-60339020,1 | 13317 | 0 | 3265.5838 | 3228.1739 | 115909.0909 | 0.027851 | 0.096591 | 1200000 |  | 1 | 1 | 1 | 0 | 2 | Lateral Hardening-Fuse-60339020 | 1500Million | Western | -1 | 3000
Lateral Hardening | Lateral Hardening-Fuse-90491627,1 | 13076 | 0 | 2227.1399 | 2201.6262 | 79090.9091 | 0.027837 | 0.065909 | 1200000 | 3 | 1 | 0 | 0 | 0 | 1 | Lateral Hardening-Fuse-90491627 | 1500Million | Western | -1 | 3000
Lateral Hardening | Lateral Hardening-Fuse-93020028,1 | 13097 | 845.6143 | 2060.4102 | 2846.6646 | 102272.7273 | 0.027834 | 0.085227 | 1200000 | 3 | 1 | 0 | 0 | 0 | 1 | Lateral Hardening-Fuse-93020028 | 1500Million | Central | -1 | 3000
Lateral Hardening | Lateral Hardening-Fuse-93224723,1 | 13459 | 0 | 1406.1072 | 1389.9991 | 50000 | 0.0278 | 0.0077652 | 6439024.3902 | 1 | 1 | 2 | 0 | 2 | 3 | Lateral Hardening-Fuse-93224723 | 1500Million | Eastern | -1 | 3000
Lateral Hardening | Lateral Hardening-Fuse-90718102,1 | 13813 | 1649.3052 | 6305.2004 | 7799.9902 | 280681.8182 | 0.027789 | 0.2339 | 1200000 | 8 | 1 | 0 | 0 | 0 | 1 | Lateral Hardening-Fuse-90718102 | 1500Million | Dade City | -1 | 3000
Lateral Hardening | Lateral Hardening-Fuse-10716375,1 | 13959 | 1924.9743 | 4394.8121 | 6186.1685 | 222727.2727 | 0.027775 | 0.18561 | 1200000 | 9 | 1 | 0 | 0 | 0 | 1 | Lateral Hardening-Fuse-10716375 | 1500Million | Plant City | -1 | 3000
Lateral Hardening | Lateral Hardening-Fuse-10671291,1 | 13389 | 0 | 2638.7371 | 2608.5082 | 94090.9091 | 0.027723 | 0.078409 | 1200000 | 3 | 1 | 1 | 0 | 1 | 2 | Lateral Hardening-Fuse-10671291 | 1500Million | Plant City | -1 | 3000
Lateral Hardening | Lateral Hardening-Fuse-91756827,1 | 13502 | 0 | 1400.5863 | 1384.5415 | 50000 | 0.027691 | 0.036742 | 1360824.7423 | 1 | 1 | 0 | 0 | 0 | 1 | Lateral Hardening-Fuse-91756827 | 1500Million | Eastern | -1 | 3000
Lateral Hardening | Lateral Hardening-Fuse-10696481,1 | 13961 | 636.437 | 782.0449 | 1383.0623 | 50000 | 0.027661 | 0.036742 | 1360824.7423 | 6 | 1 | 0 | 0 | 0 | 1 | Lateral Hardening-Fuse-10696481 | 1500Million | Plant City | -1 | 3000
Lateral Hardening | Lateral Hardening-Fuse-92655943,1 | 13226 | 0 | 1773.187 | 1752.8737 | 63409.0909 | 0.027644 | 0.052841 | 1200000 |  | 1 | 0 | 0 | 0 | 1 | Lateral Hardening-Fuse-92655943 | 1500Million | Eastern | -1 | 3000
Lateral Hardening | Lateral Hardening-Fuse-91007833,1 | 14050 | 0 | 1403.6188 | 1387.5392 | 50227.2727 | 0.027625 | 0.041856 | 1200000 | 1 | 1 | 0 | 0 | 0 | 1 | Lateral Hardening-Fuse-91007833 | 1500Million | Plant City | -1 | 3000
Lateral Hardening | Lateral Hardening-Fuse-60018263,1 | 13049 | 366.0393 | 2303.2012 | 2630.121 | 95227.2727 | 0.027619 | 0.079356 | 1200000 | 2 | 1 | 0 | 0 | 0 | 1 | Lateral Hardening-Fuse-60018263 | 1500Million | Central | -1 | 3000
Lateral Hardening | Lateral Hardening-Fuse-10097048,1 | 13461 | 0 | 3454.1093 | 3414.5397 | 123636.3636 | 0.027618 | 0.10303 | 1200000 |  | 1 | 1 | 0 | 1 | 2 | Lateral Hardening-Fuse-10097048 | 1500Million | Eastern | -1 | 3000
Lateral Hardening | Lateral Hardening-Fuse-91512679,1 | 13206 | 714.6575 | 705.0748 | 1378.6824 | 50000 | 0.027574 | 0.025758 | 1941176.4706 | 4 | 1 | 0 | 0 | 0 | 1 | Lateral Hardening-Fuse-91512679 | 1500Million | Western | -1 | 3000
Lateral Hardening | Lateral Hardening-Fuse-60143196,1 | 13934 | 0 | 1864.5192 | 2273.0512 | 82500 | 0.027552 | 0.06875 | 1200000 | 2 | 1 | 0 | 0 | 0 | 1 | Lateral Hardening-Fuse-60143196 | 1500Million | Central | -1 | 3000
Lateral Hardening | Lateral Hardening-Fuse-10705908,1 | 13268 | 2168.94 | 7153.2859 | 9135.8829 | 333181.8182 | 0.02742 | 0.27765 | 1200000 | 10 | 1 | 0 | 0 | 0 | 1 | Lateral Hardening-Fuse-10705908 | 1500Million | Plant City | -1 | 3000
Lateral Hardening | Lateral Hardening-Fuse-10391655,1 | 13546 | 0 | 1915.9188 | 1893.9704 | 69090.9091 | 0.027413 | 0.057576 | 1200000 |  | 1 | 0 | 0 | 0 | 1 | Lateral Hardening-Fuse-10391655 | 1500Million | Central | -1 | 3000
Lateral Hardening | Lateral Hardening-Fuse-91063568,1 | 13738 | 1434.9387 | 2.4237 | 1370.298 | 50000 | 0.027406 | 0.021212 | 2357142.8571 | 6 | 1 | 0 | 0 | 0 | 1 | Lateral Hardening-Fuse-91063568 | 1500Million | Western | -1 | 3000
Lateral Hardening | Lateral Hardening-Fuse-60114871,1 | 13600 | 0 | 1544.536 | 2196.5097 | 80227.2727 | 0.027379 | 0.066856 | 1200000 | 2 | 1 | 0 | 0 | 0 | 1 | Lateral Hardening-Fuse-60114871 | 1500Million | Central | -1 | 3000
Lateral Hardening | Lateral Hardening-Fuse-92831404,1 | 13270 | 0 | 1383.7007 | 1367.8493 | 50000 | 0.027357 | 0.024432 | 2046511.6279 | 1 | 1 | 1 | 1 | 0 | 2 | Lateral Hardening-Fuse-92831404 | 1500Million | Western | -1 | 3000
Lateral Hardening | Lateral Hardening-Fuse-92130879,1 | 13223 | 0 | 5337.6368 | 5276.4899 | 192954.5455 | 0.027346 | 0.1608 | 1200000 | 1 | 1 | 0 | 0 | 0 | 1 | Lateral Hardening-Fuse-92130879 | 1500Million | Central | -1 | 3000
Lateral Hardening | Lateral Hardening-Fuse-91768869,1 | 13699 | 1376.9978 | 57.2443 | 1366.9691 | 50000 | 0.027339 | 0.011174 | 4474576.2712 | 3 | 1 | 0 | 0 | 0 | 1 | Lateral Hardening-Fuse-91768869 | 1500Million | Winter Haven | -1 | 3000
Lateral Hardening | Lateral Hardening-Fuse-60156965,1 | 13118 | 369.9171 | 1124.7582 | 1465.032 | 53636.3636 | 0.027314 | 0.044697 | 1200000 | 2 | 1 | 0 | 0 | 0 | 1 | Lateral Hardening-Fuse-60156965 | 1500Million | Winter Haven | -1 | 3000
Lateral Hardening | Lateral Hardening-Fuse-60326233,1 | 13785 | 366.4865 | 4802.4624 | 5100.495 | 186818.1818 | 0.027302 | 0.15568 | 1200000 | 2 | 1 | 0 | 0 | 0 | 1 | Lateral Hardening-Fuse-60326233 | 1500Million | Plant City | -1 | 3000
Lateral Hardening | Lateral Hardening-Fuse-92609198,1 | 13390 | 0 | 1376.6224 | 1360.8521 | 50000 | 0.027217 | 0.032955 | 1517241.3793 | 1 | 1 | 0 | 0 | 0 | 1 | Lateral Hardening-Fuse-92609198 | 1500Million | Plant City | -1 | 3000
Lateral Hardening | Lateral Hardening-Fuse-10916720,1 | 13805 | 1298.0567 | 2413.1362 | 3625.1897 | 133409.0909 | 0.027173 | 0.11117 | 1200000 | 8 | 1 | 0 | 0 | 0 | 1 | Lateral Hardening-Fuse-10916720 | 1500Million | Plant City | -1 | 3000
Lateral Hardening | Lateral Hardening-Fuse-91922006,1 | 13624 | 194.7922 | 1182.152 | 1356.9341 | 50000 | 0.027139 | 0.037879 | 1320000 | 1 | 1 | 0 | 0 | 0 | 1 | Lateral Hardening-Fuse-91922006 | 1500Million | Western | -1 | 3000
Lateral Hardening | Lateral Hardening-Fuse-91124475,1 | 14050 | 0 | 9281.2455 | 9174.9214 | 338181.8182 | 0.02713 | 0.28182 | 1200000 |  | 1 | 0 | 0 | 0 | 1 | Lateral Hardening-Fuse-91124475 | 1500Million | Plant City | -1 | 3000
Lateral Hardening | Lateral Hardening-Fuse-90823205,1 | 13330 | 0 | 1902.3276 | 1880.5349 | 69318.1818 | 0.027129 | 0.057765 | 1200000 |  | 1 | 0 | 0 | 0 | 1 | Lateral Hardening-Fuse-90823205 | 1500Million | Dade City | -1 | 3000
Lateral Hardening | Lateral Hardening-Fuse-93207523,1 | 13656 | 477.8854 | 2200.2534 | 2638.0087 | 97272.7273 | 0.02712 | 0.081061 | 1200000 | 2 | 1 | 0 | 0 | 0 | 1 | Lateral Hardening-Fuse-93207523 | 1500Million | Plant City | -1 | 3000
Lateral Hardening | Lateral Hardening-Fuse-10075347,1 | 13656 | 195.1084 | 1830.794 | 1997.7406 | 73863.6364 | 0.027046 | 0.061553 | 1200000 | 1 | 1 | 0 | 0 | 0 | 1 | Lateral Hardening-Fuse-10075347 | 1500Million | Plant City | -1 | 3000
Lateral Hardening | Lateral Hardening-Fuse-93241914,1 | 13114 | 0 | 2157.0527 | 2132.342 | 78863.6364 | 0.027038 | 0.06572 | 1200000 |  | 1 | 0 | 0 | 0 | 1 | Lateral Hardening-Fuse-93241914 | 1500Million | Western | -1 | 3000
Lateral Hardening | Lateral Hardening-Fuse-10087591,1 | 13389 | 0 | 2119.0622 | 2094.7867 | 77500 | 0.02703 | 0.064583 | 1200000 | 1 | 1 | 0 | 0 | 0 | 1 | Lateral Hardening-Fuse-10087591 | 1500Million | Plant City | -1 | 3000
Lateral Hardening | Lateral Hardening-Fuse-60041756,1 | 13221 | 0 | 1365.7711 | 1350.1251 | 50000 | 0.027003 | 0.032197 | 1552941.1765 | 1 | 1 | 0 | 0 | 0 | 1 | Lateral Hardening-Fuse-60041756 | 1500Million | Central | -1 | 3000
Lateral Hardening | Lateral Hardening-Fuse-10895248,1 | 13003 | 0 | 11563.0182 | 11430.5546 | 423636.3636 | 0.026982 | 0.35303 | 1200000 |  | 1 | 0 | 0 | 0 | 1 | Lateral Hardening-Fuse-10895248 | 1500Million | South Hillsborough | -1 | 3000
Lateral Hardening | Lateral Hardening-Fuse-93324813,1 | 13723 | 0 | 1562.7783 | 1544.8755 | 57272.7273 | 0.026974 | 0.047727 | 1200000 | 1 | 1 | 0 | 0 | 0 | 1 | Lateral Hardening-Fuse-93324813 | 1500Million | Plant City | -1 | 3000
Lateral Hardening | Lateral Hardening-Fuse-92621573,1 | 13829 | 0 | 2856.5847 | 2823.8603 | 105000 | 0.026894 | 0.0875 | 1200000 | 1 | 1 | 1 | 0 | 1 | 2 | Lateral Hardening-Fuse-92621573 | 1500Million | Central | -1 | 3000
Lateral Hardening | Lateral Hardening-Fuse-10162593,1 | 13031 | 3352.7068 | 5015.2398 | 8144.2444 | 303181.8182 | 0.026863 | 0.25265 | 1200000 | 26 | 1 | 0 | 0 | 0 | 1 | Lateral Hardening-Fuse-10162593 | 1500Million | Winter Haven | -1 | 3000
Lateral Hardening | Lateral Hardening-Fuse-60573498,1 | 13342 | 0 | 4887.9555 | 4831.9601 | 180227.2727 | 0.02681 | 0.15019 | 1200000 |  | 1 | 0 | 0 | 0 | 1 | Lateral Hardening-Fuse-60573498 | 1500Million | South Hillsborough | -1 | 3000
Lateral Hardening | Lateral Hardening-Fuse-10556728,1 | 13298 | 791.1927 | 4625.602 | 5337.4775 | 199545.4545 | 0.026748 | 0.16629 | 1200000 | 4 | 1 | 0 | 0 | 0 | 1 | Lateral Hardening-Fuse-10556728 | 1500Million | Winter Haven | -1 | 3000
Lateral Hardening | Lateral Hardening-Fuse-91071734,1 | 13142 | 1400.1302 | 2.5396 | 1337.3919 | 50000 | 0.026748 | 0.023295 | 2146341.4634 | 243 | 1 | 1 | 0 | 1 | 2 | Lateral Hardening-Fuse-91071734 | 1500Million | Western | -1 | 3000
Lateral Hardening | Lateral Hardening-Fuse-93349124,1 | 14024 | 1399.8867 | 2.2419 | 1336.0477 | 50000 | 0.026721 | 0.017803 | 2808510.6383 | 25 | 1 | 1 | 0 | 1 | 2 | Lateral Hardening-Fuse-93349124 | 1500Million | South Hillsborough | -1 | 3000
Lateral Hardening | Lateral Hardening-Fuse-91134082,1 | 14198 | 0 | 6069.9267 | 6000.3908 | 225000 | 0.026668 | 0.1875 | 1200000 | 3 | 1 | 1 | 0 | 1 | 2 | Lateral Hardening-Fuse-91134082 | 1500Million | Eastern | -1 | 3000
Lateral Hardening | Lateral Hardening-Fuse-60257097,1 | 13297 | 0 | 1544.536 | 1526.8421 | 57272.7273 | 0.026659 | 0.047727 | 1200000 | 1 | 1 | 0 | 0 | 0 | 1 | Lateral Hardening-Fuse-60257097 | 1500Million | Winter Haven | -1 | 3000
Lateral Hardening | Lateral Hardening-Fuse-90889628,1 | 13911 | 0 | 1849.4348 | 2166.5932 | 81363.6364 | 0.026629 | 0.067803 | 1200000 | 1 | 1 | 0 | 0 | 0 | 1 | Lateral Hardening-Fuse-90889628 | 1500Million | Eastern | -1 | 3000
Lateral Hardening | Lateral Hardening-Fuse-92890216,1 | 13112 | 1375.635 | 22.4572 | 1330.6201 | 50000 | 0.026612 | 0.021023 | 2378378.3784 | 2 | 1 | 0 | 0 | 0 | 1 | Lateral Hardening-Fuse-92890216 | 1500Million | Western | -1 | 3000
Lateral Hardening | Lateral Hardening-Fuse-10710643,1 | 14001 | 0 | 6981.0712 | 6901.0975 | 259545.4545 | 0.026589 | 0.21629 | 1200000 | 3 | 1 | 2 | 0 | 2 | 3 | Lateral Hardening-Fuse-10710643 | 1500Million | Plant City | -1 | 3000
Lateral Hardening | Lateral Hardening-Fuse-90399380,1 | 13864 | 0 | 6196.2594 | 6125.2763 | 230454.5455 | 0.026579 | 0.19205 | 1200000 | 8 | 1 | 1 | 0 | 1 | 2 | Lateral Hardening-Fuse-90399380 | 1500Million | Western | -1 | 3000
Lateral Hardening | Lateral Hardening-Fuse-92676569,1 | 13299 | 0 | 10955.9349 | 10830.4259 | 408636.3636 | 0.026504 | 0.34053 | 1200000 |  | 1 | 0 | 0 | 0 | 1 | Lateral Hardening-Fuse-92676569 | 1500Million | Winter Haven | -1 | 3000
Lateral Hardening | Lateral Hardening-Fuse-10075306,1 | 13656 | 859.9513 | 1316.8716 | 2611.2375 | 98636.3636 | 0.026473 | 0.082197 | 1200000 | 3 | 1 | 0 | 0 | 0 | 1 | Lateral Hardening-Fuse-10075306 | 1500Million | Plant City | -1 | 3000
Lateral Hardening | Lateral Hardening-Fuse-93183331,1 | 13003 | 699.7976 | 2095.7849 | 2737.0216 | 103409.0909 | 0.026468 | 0.086174 | 1200000 | 4 | 1 | 0 | 0 | 0 | 1 | Lateral Hardening-Fuse-93183331 | 1500Million | South Hillsborough | -1 | 3000
Lateral Hardening | Lateral Hardening-Fuse-10556567,1 | 13298 | 213.7307 | 2711.7613 | 2887.0372 | 109090.9091 | 0.026465 | 0.090909 | 1200000 | 2 | 1 | 0 | 0 | 0 | 1 | Lateral Hardening-Fuse-10556567 | 1500Million | Winter Haven | -1 | 3000
Lateral Hardening | Lateral Hardening-Fuse-60028557,1 | 13007 | 0 | 2773.7051 | 2741.9301 | 103636.3636 | 0.026457 | 0.086364 | 1200000 | 3 | 1 | 1 | 0 | 1 | 2 | Lateral Hardening-Fuse-60028557 | 1500Million | Plant City | -1 | 3000
Lateral Hardening | Lateral Hardening-Fuse-91657855,1 | 14202 | 0 | 3588.6066 | 3547.4963 | 134090.9091 | 0.026456 | 0.11174 | 1200000 | 1 | 1 | 0 | 0 | 0 | 1 | Lateral Hardening-Fuse-91657855 | 1500Million | South Hillsborough | -1 | 3000
Lateral Hardening | Lateral Hardening-Fuse-91267179,1 | 13927 | 327.2868 | 1515.3025 | 2216.9974 | 83863.6364 | 0.026436 | 0.069886 | 1200000 | 2 | 1 | 0 | 0 | 0 | 1 | Lateral Hardening-Fuse-91267179 | 1500Million | Winter Haven | -1 | 3000
Lateral Hardening | Lateral Hardening-Fuse-60025512,1 | 13648 | 927.7166 | 8780.6257 | 9576.7517 | 362500 | 0.026419 | 0.30208 | 1200000 | 3 | 1 | 0 | 0 | 0 | 1 | Lateral Hardening-Fuse-60025512 | 1500Million | South Hillsborough | -1 | 3000
Lateral Hardening | Lateral Hardening-Fuse-10556523,1 | 13924 | 0 | 3216.3371 | 3179.4914 | 120454.5455 | 0.026396 | 0.10038 | 1200000 | 1 | 1 | 0 | 0 | 0 | 1 | Lateral Hardening-Fuse-10556523 | 1500Million | Winter Haven | -1 | 3000
Lateral Hardening | Lateral Hardening-Fuse-10674787,1 | 13412 | 780.8181 | 580.4401 | 1318.7265 | 50000 | 0.026375 | 0.038447 | 1300492.6108 | 11 | 1 | 0 | 0 | 0 | 1 | Lateral Hardening-Fuse-10674787 | 1500Million | Plant City | -1 | 3000
Lateral Hardening | Lateral Hardening-Fuse-10804180,1 | 13173 | 1551.1396 | 695.3976 | 2168.7165 | 82272.7273 | 0.02636 | 0.068561 | 1200000 | 23 | 1 | 0 | 0 | 0 | 1 | Lateral Hardening-Fuse-10804180 | 1500Million | Eastern | -1 | 3000
Lateral Hardening | Lateral Hardening-Fuse-60007478,1 | 13076 | 0 | 1332.7826 | 1317.5145 | 50000 | 0.02635 | 0.012121 | 4125000 | 2 | 1 | 0 | 0 | 0 | 1 | Lateral Hardening-Fuse-60007478 | 1500Million | Western | -1 | 3000
Lateral Hardening | Lateral Hardening-Fuse-92387763,2 | 13044 | 1378.7396 | 4.5112 | 1316.7573 | 50000 | 0.026335 | 0.033523 | 1491525.4237 | 19 | 2 | 0 | 0 | 0 | 2 | Lateral Hardening-Fuse-92387763, Lateral Hardening-Fuse-91566436 | 1500Million | Central | -1 | 3000
Lateral Hardening | Lateral Hardening-Fuse-91230995,1 | 13924 | 0 | 2400.3895 | 2372.8911 | 90454.5455 | 0.026233 | 0.075379 | 1200000 | 1 | 1 | 0 | 0 | 0 | 1 | Lateral Hardening-Fuse-91230995 | 1500Million | Winter Haven | -1 | 3000
Lateral Hardening | Lateral Hardening-Fuse-60224470,1 | 13227 | 0 | 1325.9005 | 1310.7113 | 50000 | 0.026214 | 0.04072 | 1227906.9767 | 1 | 1 | 0 | 0 | 0 | 1 | Lateral Hardening-Fuse-60224470 | 1500Million | Eastern | -1 | 3000
Lateral Hardening | Lateral Hardening-Fuse-10605147,1 | 13924 | 138.2586 | 1297.3459 | 1415.6484 | 54090.9091 | 0.026172 | 0.045076 | 1200000 | 1 | 1 | 0 | 0 | 0 | 1 | Lateral Hardening-Fuse-10605147 | 1500Million | Winter Haven | -1 | 3000
Lateral Hardening | Lateral Hardening-Fuse-92876052,1 | 13336 | 0 | 1347.4171 | 1331.9814 | 50909.0909 | 0.026164 | 0.042424 | 1200000 | 3 | 1 | 1 | 1 | 0 | 2 | Lateral Hardening-Fuse-92876052 | 1500Million | Western | -1 | 3000
Lateral Hardening | Lateral Hardening-Fuse-91253737,1 | 13497 | 0 | 1642.0247 | 1623.214 | 62045.4545 | 0.026162 | 0.051705 | 1200000 | 3 | 1 | 1 | 0 | 1 | 2 | Lateral Hardening-Fuse-91253737 | 1500Million | Central | -1 | 3000
Lateral Hardening | Lateral Hardening-Fuse-10829514,1 | 13687 | 608.9824 | 2594.8461 | 3654.7792 | 139772.7273 | 0.026148 | 0.11648 | 1200000 | 2 | 1 | 0 | 0 | 0 | 1 | Lateral Hardening-Fuse-10829514 | 1500Million | Eastern | -1 | 3000
Lateral Hardening | Lateral Hardening-Fuse-90542593,1 | 14022 | 98.9881 | 1225.6559 | 1306.7497 | 50000 | 0.026135 | 0.02803 | 1783783.7838 | 1 | 1 | 0 | 0 | 0 | 1 | Lateral Hardening-Fuse-90542593 | 1500Million | South Hillsborough | -1 | 3000
Lateral Hardening | Lateral Hardening-Fuse-92055366,1 | 13340 | 0 | 2096.1384 | 2072.1255 | 79318.1818 | 0.026124 | 0.066098 | 1200000 |  | 1 | 7 | 0 | 7 | 8 | Lateral Hardening-Fuse-92055366 | 1500Million | South Hillsborough | -1 | 3000
Lateral Hardening | Lateral Hardening-Fuse-10244455,1 | 13865 | 0 | 3352.2547 | 3313.8519 | 127045.4545 | 0.026084 | 0.10587 | 1200000 | 2 | 1 | 0 | 0 | 0 | 1 | Lateral Hardening-Fuse-10244455 | 1500Million | Western | -1 | 3000
Lateral Hardening | Lateral Hardening-Fuse-10605170,1 | 13924 | 0 | 6874.8292 | 6796.0725 | 260681.8182 | 0.02607 | 0.21723 | 1200000 | 1 | 1 | 0 | 0 | 0 | 1 | Lateral Hardening-Fuse-10605170 | 1500Million | Winter Haven | -1 | 3000
Lateral Hardening | Lateral Hardening-Fuse-10483831,1 | 14012 | 0 | 1318.5642 | 1303.459 | 50000 | 0.026069 | 0.0089015 | 5617021.2766 |  | 1 | 0 | 0 | 0 | 1 | Lateral Hardening-Fuse-10483831 | 1500Million | Central | -1 | 3000
Lateral Hardening | Lateral Hardening-Fuse-10402889,1 | 13593 | 2724.7533 | 2902.6064 | 5473.0362 | 210227.2727 | 0.026034 | 0.17519 | 1200000 | 27 | 1 | 0 | 0 | 0 | 1 | Lateral Hardening-Fuse-10402889 | 1500Million | Central | -1 | 3000
Lateral Hardening | Lateral Hardening-Fuse-92425933,1 | 13651 | 1033.3948 | 1098.2727 | 2074.7198 | 79772.7273 | 0.026008 | 0.066477 | 1200000 | 7 | 1 | 0 | 0 | 0 | 1 | Lateral Hardening-Fuse-92425933 | 1500Million | South Hillsborough | -1 | 3000
Lateral Hardening | Lateral Hardening-Fuse-10484831,1 | 13461 | 556.9316 | 1296.0901 | 1812.509 | 69772.7273 | 0.025977 | 0.058144 | 1200000 | 3 | 1 | 0 | 0 | 0 | 1 | Lateral Hardening-Fuse-10484831 | 1500Million | Eastern | -1 | 3000
Lateral Hardening | Lateral Hardening-Fuse-92323403,1 | 13037 | 639.7911 | 695.8341 | 1297.638 | 50000 | 0.025953 | 0.03125 | 1600000 | 11 | 1 | 0 | 0 | 0 | 1 | Lateral Hardening-Fuse-92323403 | 1500Million | Central | -1 | 3000
Lateral Hardening | Lateral Hardening-Fuse-91324345,1 | 13160 | 1018.0822 | 329.0059 | 1296.2295 | 50000 | 0.025925 | 0.020833 | 2400000 | 51 | 1 | 1 | 0 | 1 | 2 | Lateral Hardening-Fuse-91324345 | 1500Million | Central | -1 | 3000
Lateral Hardening | Lateral Hardening-Fuse-10030697,1 | 13622 | 0 | 6361.239 | 6288.3659 | 242954.5455 | 0.025883 | 0.20246 | 1200000 | 7 | 1 | 0 | 0 | 0 | 1 | Lateral Hardening-Fuse-10030697 | 1500Million | Western | -1 | 3000
Lateral Hardening | Lateral Hardening-Fuse-92345551,1 | 13435 | 0 | 10683.527 | 10561.1387 | 408181.8182 | 0.025874 | 0.34015 | 1200000 | 1 | 1 | 0 | 0 | 0 | 1 | Lateral Hardening-Fuse-92345551 | 1500Million | Eastern | -1 | 3000
Lateral Hardening | Lateral Hardening-Fuse-90482362,1 | 13206 | 1220.8528 | 131.0082 | 1292.8101 | 50000 | 0.025856 | 0.023485 | 2129032.2581 | 9 | 1 | 0 | 0 | 0 | 1 | Lateral Hardening-Fuse-90482362 | 1500Million | Western | -1 | 3000
Lateral Hardening | Lateral Hardening-Fuse-92661213,1 | 13813 | 85.0409 | 1222.8147 | 1290.22 | 50000 | 0.025804 | 0.04072 | 1227906.9767 | 1 | 1 | 0 | 0 | 0 | 1 | Lateral Hardening-Fuse-92661213 | 1500Million | Dade City | -1 | 3000
Lateral Hardening | Lateral Hardening-Fuse-10296955,1 | 13753 | 1060.565 | 886.7518 | 1887.5777 | 73181.8182 | 0.025793 | 0.060985 | 1200000 | 14 | 1 | 0 | 0 | 0 | 1 | Lateral Hardening-Fuse-10296955 | 1500Million | Western | -1 | 3000
Lateral Hardening | Lateral Hardening-Fuse-91805147,1 | 13329 | 0 | 1304.3662 | 1289.4236 | 50000 | 0.025788 | 0.038447 | 1300492.6108 | 2 | 1 | 0 | 0 | 0 | 1 | Lateral Hardening-Fuse-91805147 | 1500Million | Dade City | -1 | 3000
Lateral Hardening | Lateral Hardening-Fuse-93015896,1 | 13513 | 0 | 6088.2261 | 6018.4806 | 233409.0909 | 0.025785 | 0.19451 | 1200000 | 20 | 1 | 2 | 0 | 2 | 3 | Lateral Hardening-Fuse-93015896 | 1500Million | Western | -1 | 3000
Lateral Hardening | Lateral Hardening-Fuse-90115651,1 | 13897 | 1332.308 | 21.7498 | 1288.7108 | 50000 | 0.025774 | 0.020265 | 2467289.7196 | 2 | 1 | 0 | 0 | 0 | 1 | Lateral Hardening-Fuse-90115651 | 1500Million | South Hillsborough | -1 | 3000
Lateral Hardening | Lateral Hardening-Fuse-91901369,1 | 13236 | 0 | 6980.4583 | 6900.4916 | 267954.5455 | 0.025752 | 0.2233 | 1200000 | 2 | 1 | 0 | 0 | 0 | 1 | Lateral Hardening-Fuse-91901369 | 1500Million | South Hillsborough | -1 | 3000
Lateral Hardening | Lateral Hardening-Fuse-60616622,1 | 13586 | 105.9066 | 1311.32 | 1398.0817 | 54318.1818 | 0.025739 | 0.045265 | 1200000 | 1 | 1 | 0 | 0 | 0 | 1 | Lateral Hardening-Fuse-60616622 | 1500Million | Western | -1 | 3000
Lateral Hardening | Lateral Hardening-Fuse-10675179,1 | 13464 | 0 | 6378.2161 | 6305.1485 | 245227.2727 | 0.025711 | 0.20436 | 1200000 | 1 | 1 | 0 | 0 | 0 | 1 | Lateral Hardening-Fuse-10675179 | 1500Million | Plant City | -1 | 3000
Lateral Hardening | Lateral Hardening-Fuse-90554092,1 | 13633 | 0 | 1300.3696 | 1285.4728 | 50000 | 0.025709 | 0.0375 | 1333333.3333 | 13 | 1 | 1 | 0 | 1 | 2 | Lateral Hardening-Fuse-90554092 | 1500Million | Central | -1 | 3000
Lateral Hardening | Lateral Hardening-Fuse-60130047,1 | 13939 | 328.6572 | 983.1119 | 1285.2075 | 50000 | 0.025704 | 0.0079545 | 6285714.2857 | 2 | 1 | 0 | 0 | 0 | 1 | Lateral Hardening-Fuse-60130047 | 1500Million | Central | -1 | 3000
Lateral Hardening | Lateral Hardening-Fuse-10793096,1 | 13470 | 0 | 1299.3552 | 1284.4701 | 50000 | 0.025689 | 0.033523 | 1491525.4237 | 1 | 1 | 0 | 0 | 0 | 1 | Lateral Hardening-Fuse-10793096 | 1500Million | Winter Haven | -1 | 3000
Lateral Hardening | Lateral Hardening-Fuse-90833732,1 | 14111 | 0 | 1245.5007 | 2206.3888 | 85909.0909 | 0.025683 | 0.071591 | 1200000 | 1 | 1 | 0 | 0 | 0 | 1 | Lateral Hardening-Fuse-90833732 | 1500Million | Eastern | -1 | 3000
Lateral Hardening | Lateral Hardening-Fuse-93063273,1 | 13333 | 0 | 1598.4765 | 1580.1647 | 61590.9091 | 0.025656 | 0.051326 | 1200000 | 3 | 1 | 2 | 0 | 2 | 3 | Lateral Hardening-Fuse-93063273 | 1500Million | Western | -1 | 3000
Lateral Hardening | Lateral Hardening-Fuse-92080446,2 | 14202 | 0 | 15842.0079 | 15660.525 | 610909.0909 | 0.025635 | 0.63636 | 960000 |  | 2 | 1 | 0 | 1 | 3 | Lateral Hardening-Fuse-92080446, Lateral Hardening-Fuse-92130775 | 1500Million | South Hillsborough | -1 | 3000
Lateral Hardening | Lateral Hardening-Fuse-91525856,1 | 13865 | 0 | 1295.9224 | 1281.0766 | 50000 | 0.025622 | 0.019318 | 2588235.2941 | 1 | 1 | 1 | 0 | 1 | 2 | Lateral Hardening-Fuse-91525856 | 1500Million | Western | -1 | 3000
Lateral Hardening | Lateral Hardening-Fuse-90833410,1 | 14111 | 676.206 | 641.607 | 1280.2494 | 50000 | 0.025605 | 0.014962 | 3341772.1519 | 7 | 1 | 1 | 0 | 1 | 2 | Lateral Hardening-Fuse-90833410 | 1500Million | Eastern | -1 | 3000
Lateral Hardening | Lateral Hardening-Fuse-93165190,1 | 14040 | 1567.3432 | 2647.9802 | 4118.2244 | 160909.0909 | 0.025593 | 0.13409 | 1200000 | 14 | 1 | 0 | 0 | 0 | 1 | Lateral Hardening-Fuse-93165190 | 1500Million | Central | -1 | 3000
Lateral Hardening | Lateral Hardening-Fuse-93227787,1 | 13459 | 746.7651 | 573.7069 | 1279.1034 | 50000 | 0.025582 | 0.019886 | 2514285.7143 | 5 | 1 | 0 | 0 | 0 | 1 | Lateral Hardening-Fuse-93227787 | 1500Million | Eastern | -1 | 3000
Lateral Hardening | Lateral Hardening-Fuse-92273931,1 | 13231 | 0 | 2314.8859 | 2288.367 | 89545.4545 | 0.025555 | 0.074621 | 1200000 | 11 | 1 | 0 | 0 | 0 | 1 | Lateral Hardening-Fuse-92273931 | 1500Million | Eastern | -1 | 3000
Lateral Hardening | Lateral Hardening-Fuse-92939954,1 | 13006 | 0 | 1315.2761 | 1300.2085 | 50909.0909 | 0.02554 | 0.042424 | 1200000 | 1 | 1 | 0 | 0 | 0 | 1 | Lateral Hardening-Fuse-92939954 | 1500Million | Dade City | -1 | 3000
Lateral Hardening | Lateral Hardening-Fuse-10000890,1 | 13648 | 179.7251 | 1111.1159 | 1271.8006 | 50000 | 0.025436 | 0.038258 | 1306930.6931 | 1 | 1 | 0 | 0 | 0 | 1 | Lateral Hardening-Fuse-10000890 | 1500Million | South Hillsborough | -1 | 3000
Lateral Hardening | Lateral Hardening-Fuse-10087615,1 | 13389 | 2028.2613 | 270.0136 | 2196.46 | 86363.6364 | 0.025433 | 0.07197 | 1200000 | 2 | 1 | 0 | 0 | 0 | 1 | Lateral Hardening-Fuse-10087615 | 1500Million | Plant City | -1 | 3000
Lateral Hardening | Lateral Hardening-Fuse-10368980,1 | 13097 | 0 | 5378.1699 | 5316.5586 | 209090.9091 | 0.025427 | 0.17424 | 1200000 | 1 | 1 | 0 | 0 | 0 | 1 | Lateral Hardening-Fuse-10368980 | 1500Million | Central | -1 | 3000
Lateral Hardening | Lateral Hardening-Fuse-91160761,1 | 13860 | 153.1153 | 1361.5428 | 1492.9763 | 58863.6364 | 0.025363 | 0.049053 | 1200000 | 1 | 1 | 0 | 0 | 0 | 1 | Lateral Hardening-Fuse-91160761 | 1500Million | Western | -1 | 3000
Lateral Hardening | Lateral Hardening-Fuse-90501597,1 | 13740 | 1563.4433 | 1208.7101 | 2690.0584 | 106363.6364 | 0.025291 | 0.088636 | 1200000 | 20 | 1 | 0 | 0 | 0 | 1 | Lateral Hardening-Fuse-90501597 | 1500Million | Western | -1 | 3000
Lateral Hardening | Lateral Hardening-Fuse-10199140,1 | 13867 | 0 | 1278.4615 | 1263.8157 | 50000 | 0.025276 | 0.017424 | 2869565.2174 | 5 | 1 | 1 | 0 | 1 | 2 | Lateral Hardening-Fuse-10199140 | 1500Million | Western | -1 | 3000
Lateral Hardening | Lateral Hardening-Fuse-92508990,1 | 13817 | 2152.4746 | 90.7117 | 2136.3778 | 84545.4545 | 0.025269 | 0.070455 | 1200000 | 6 | 1 | 0 | 0 | 0 | 1 | Lateral Hardening-Fuse-92508990 | 1500Million | South Hillsborough | -1 | 3000
Lateral Hardening | Lateral Hardening-Fuse-92601976,1 | 13661 | 0 | 1275.8178 | 1261.2023 | 50000 | 0.025224 | 0.016856 | 2966292.1348 | 1 | 1 | 0 | 0 | 0 | 1 | Lateral Hardening-Fuse-92601976 | 1500Million | Winter Haven | -1 | 3000
Lateral Hardening | Lateral Hardening-Fuse-91007463,1 | 13657 | 60.5313 | 742.4224 | 1260.7386 | 50000 | 0.025215 | 0.04072 | 1227906.9767 | 1 | 1 | 0 | 0 | 0 | 1 | Lateral Hardening-Fuse-91007463 | 1500Million | Plant City | -1 | 3000
Lateral Hardening | Lateral Hardening-Fuse-91348800,1 | 13115 | 0 | 1272.2251 | 1257.6508 | 50000 | 0.025153 | 0.011174 | 4474576.2712 | 2 | 1 | 0 | 0 | 0 | 1 | Lateral Hardening-Fuse-91348800 | 1500Million | Winter Haven | -1 | 3000
Lateral Hardening | Lateral Hardening-Fuse-92607671,1 | 13390 | 256.5605 | 1614.0377 | 1843.1142 | 73409.0909 | 0.025107 | 0.061174 | 1200000 | 1 | 1 | 0 | 0 | 0 | 1 | Lateral Hardening-Fuse-92607671 | 1500Million | Plant City | -1 | 3000
Lateral Hardening | Lateral Hardening-Fuse-91548414,1 | 13031 | 0 | 1609.0312 | 1590.5984 | 63409.0909 | 0.025085 | 0.052841 | 1200000 | 1 | 1 | 0 | 0 | 0 | 1 | Lateral Hardening-Fuse-91548414 | 1500Million | Winter Haven | -1 | 3000
Lateral Hardening | Lateral Hardening-Fuse-91310475,1 | 13443 | 0 | 3626.2161 | 3584.6749 | 142954.5455 | 0.025076 | 0.11913 | 1200000 | 2 | 1 | 0 | 0 | 0 | 1 | Lateral Hardening-Fuse-91310475 | 1500Million | Winter Haven | -1 | 3000
Lateral Hardening | Lateral Hardening-Fuse-92325804,1 | 13342 | 906.6758 | 391.3901 | 1253.2003 | 50000 | 0.025064 | 0.027273 | 1833333.3333 | 9 | 1 | 0 | 0 | 0 | 1 | Lateral Hardening-Fuse-92325804 | 1500Million | South Hillsborough | -1 | 3000
Lateral Hardening | Lateral Hardening-Fuse-60023826,1 | 13679 | 716.75 | 1877.7171 | 2538.3162 | 101363.6364 | 0.025042 | 0.08447 | 1200000 | 2 | 1 | 0 | 0 | 0 | 1 | Lateral Hardening-Fuse-60023826 | 1500Million | Western | -1 | 3000
Lateral Hardening | Lateral Hardening-Fuse-10876328,1 | 14023 | 1058.5196 | 1321.0295 | 2320.3462 | 92727.2727 | 0.025023 | 0.077273 | 1200000 | 6 | 1 | 0 | 0 | 0 | 1 | Lateral Hardening-Fuse-10876328 | 1500Million | South Hillsborough | -1 | 3000
Lateral Hardening | Lateral Hardening-Fuse-93100398,1 | 13073 | 82.4168 | 1185.0833 | 1250.4088 | 50000 | 0.025008 | 0.02803 | 1783783.7838 | 1 | 1 | 0 | 0 | 0 | 1 | Lateral Hardening-Fuse-93100398 | 1500Million | Western | -1 | 3000
Lateral Hardening | Lateral Hardening-Fuse-92661411,1 | 13685 | 0 | 5536.5472 | 5473.1216 | 219090.9091 | 0.024981 | 0.18258 | 1200000 | 40 | 1 | 4 | 0 | 4 | 5 | Lateral Hardening-Fuse-92661411 | 1500Million | Eastern | -1 | 3000
Lateral Hardening | Lateral Hardening-Fuse-92977308,1 | 13817 | 0 | 1260.9113 | 1246.4666 | 50000 | 0.024929 | 0.037311 | 1340101.5228 | 2 | 1 | 0 | 0 | 0 | 1 | Lateral Hardening-Fuse-92977308 | 1500Million | South Hillsborough | -1 | 3000
Lateral Hardening | Lateral Hardening-Fuse-91456359,1 | 13769 | 0 | 1472.9265 | 1456.0529 | 58409.0909 | 0.024929 | 0.048674 | 1200000 | 2 | 1 | 1 | 0 | 1 | 2 | Lateral Hardening-Fuse-91456359 | 1500Million | Winter Haven | -1 | 3000
Lateral Hardening | Lateral Hardening-Fuse-90896815,1 | 13096 | 322.2057 | 949.5967 | 1246.3853 | 50000 | 0.024928 | 0.038826 | 1287804.878 | 2 | 1 | 0 | 0 | 0 | 1 | Lateral Hardening-Fuse-90896815 | 1500Million | Central | -1 | 3000
Lateral Hardening | Lateral Hardening-Fuse-92632804,1 | 13906 | 1101.0204 | 194.2593 | 1243.6187 | 50000 | 0.024872 | 0.013068 | 3826086.9565 | 47 | 1 | 1 | 0 | 1 | 2 | Lateral Hardening-Fuse-92632804 | 1500Million | Eastern | -1 | 3000
Lateral Hardening | Lateral Hardening-Fuse-60047741,1 | 13052 | 0 | 1306.6496 | 1291.6809 | 52045.4545 | 0.024818 | 0.043371 | 1200000 | 3 | 1 | 2 | 0 | 2 | 3 | Lateral Hardening-Fuse-60047741 | 1500Million | Central | -1 | 3000
Lateral Hardening | Lateral Hardening-Fuse-60387069,1 | 13724 | 427.2993 | 3083.1661 | 3459.9932 | 139772.7273 | 0.024754 | 0.11648 | 1200000 | 2 | 1 | 0 | 0 | 0 | 1 | Lateral Hardening-Fuse-60387069 | 1500Million | Plant City | -1 | 3000
Lateral Hardening | Lateral Hardening-Fuse-10482605,1 | 13457 | 462.4836 | 803.9963 | 1236.4197 | 50000 | 0.024728 | 0.034659 | 1442622.9508 | 2 | 1 | 0 | 0 | 0 | 1 | Lateral Hardening-Fuse-10482605 | 1500Million | Eastern | -1 | 3000
Lateral Hardening | Lateral Hardening-Fuse-60289930,1 | 13097 | 0 | 1250.4345 | 1236.1098 | 50000 | 0.024722 | 0.020644 | 2422018.3486 |  | 1 | 0 | 0 | 0 | 1 | Lateral Hardening-Fuse-60289930 | 1500Million | Central | -1 | 3000
Lateral Hardening | Lateral Hardening-Fuse-10020750,1 | 13221 | 0 | 1250.2227 | 1235.9004 | 50000 | 0.024718 | 0.040909 | 1222222.2222 | 2 | 1 | 1 | 0 | 1 | 2 | Lateral Hardening-Fuse-10020750 | 1500Million | Central | -1 | 3000
Lateral Hardening | Lateral Hardening-Fuse-90913915,1 | 14025 | 617.1727 | 2348.68 | 2909.1153 | 117727.2727 | 0.024711 | 0.098106 | 1200000 | 2 | 1 | 0 | 0 | 0 | 1 | Lateral Hardening-Fuse-90913915 | 1500Million | South Hillsborough | -1 | 3000
Lateral Hardening | Lateral Hardening-Fuse-10758553,1 | 13004 | 0 | 4474.5265 | 4423.2672 | 179318.1818 | 0.024667 | 0.14943 | 1200000 | 6 | 1 | 1 | 0 | 1 | 2 | Lateral Hardening-Fuse-10758553 | 1500Million | Dade City | -1 | 3000
Lateral Hardening | Lateral Hardening-Fuse-10388833,1 | 13221 | 107.0785 | 1357.4468 | 1445.2972 | 58636.3636 | 0.024648 | 0.048864 | 1200000 | 1 | 1 | 0 | 0 | 0 | 1 | Lateral Hardening-Fuse-10388833 | 1500Million | Central | -1 | 3000
Lateral Hardening | Lateral Hardening-Fuse-10645502,1 | 13148 | 174.1306 | 1076.5286 | 1232.2115 | 50000 | 0.024644 | 0.0051136 | 9777777.7778 | 1 | 1 | 0 | 0 | 0 | 1 | Lateral Hardening-Fuse-10645502 | 1500Million | Plant City | -1 | 3000
Lateral Hardening | Lateral Hardening-Fuse-10759975,3 | 13813 | 369.6787 | 5927.0954 | 6212.8809 | 252181.8182 | 0.024637 | 0.26269 | 960000 | 1 | 3 | 0 | 0 | 0 | 3 | Lateral Hardening-Fuse-10759975, Lateral Hardening-Fuse-90713239, Lateral Hardening-Fuse-92030568 | 1500Million | Dade City | -1 | 3000
Lateral Hardening | Lateral Hardening-Fuse-91574186,1 | 13921 | 959.354 | 1519.8438 | 2419.3212 | 98409.0909 | 0.024584 | 0.082008 | 1200000 | 10 | 1 | 0 | 0 | 0 | 1 | Lateral Hardening-Fuse-91574186 | 1500Million | Winter Haven | -1 | 3000
Lateral Hardening | Lateral Hardening-Fuse-91447486,1 | 13600 | 0 | 4568.9722 | 4516.6309 | 183863.6364 | 0.024565 | 0.15322 | 1200000 | 1 | 1 | 0 | 0 | 0 | 1 | Lateral Hardening-Fuse-91447486 | 1500Million | Central | -1 | 3000
Lateral Hardening | Lateral Hardening-Fuse-60004007,1 | 13009 | 0 | 1823.8495 | 1802.9558 | 73409.0909 | 0.02456 | 0.061174 | 1200000 | 7 | 1 | 0 | 0 | 0 | 1 | Lateral Hardening-Fuse-60004007 | 1500Million | Plant City | -1 | 3000
Lateral Hardening | Lateral Hardening-Fuse-92554213,1 | 13709 | 1029.157 | 469.1586 | 1444.8379 | 58863.6364 | 0.024546 | 0.049053 | 1200000 | 2 | 1 | 0 | 0 | 0 | 1 | Lateral Hardening-Fuse-92554213 | 1500Million | Eastern | -1 | 3000
Lateral Hardening | Lateral Hardening-Fuse-10496841,1 | 13501 | 0 | 1239.3889 | 1225.1907 | 50000 | 0.024504 | 0.028409 | 1760000 | 1 | 1 | 0 | 0 | 0 | 1 | Lateral Hardening-Fuse-10496841 | 1500Million | Eastern | -1 | 3000
Lateral Hardening | Lateral Hardening-Fuse-60281201,1 | 13961 | 412.0594 | 1772.2643 | 2149.3976 | 87727.2727 | 0.024501 | 0.073106 | 1200000 | 2 | 1 | 0 | 0 | 0 | 1 | Lateral Hardening-Fuse-60281201 | 1500Million | Plant City | -1 | 3000
Lateral Hardening | Lateral Hardening-Fuse-60549851,1 | 13139 | 0 | 1234.657 | 1220.5131 | 50000 | 0.02441 | 0.03125 | 1600000 | 1 | 1 | 1 | 1 | 0 | 2 | Lateral Hardening-Fuse-60549851 | 1500Million | Western | -1 | 3000
Lateral Hardening | Lateral Hardening-Fuse-10686292,1 | 13808 | 123.5799 | 1152.248 | 1258.0934 | 51590.9091 | 0.024386 | 0.042992 | 1200000 | 1 | 1 | 0 | 0 | 0 | 1 | Lateral Hardening-Fuse-10686292 | 1500Million | Plant City | -1 | 3000
Lateral Hardening | Lateral Hardening-Fuse-10767787,1 | 14197 | 0 | 2079.9934 | 2056.1654 | 84318.1818 | 0.024386 | 0.070265 | 1200000 | 6 | 1 | 1 | 0 | 1 | 2 | Lateral Hardening-Fuse-10767787 | 1500Million | Eastern | -1 | 3000
Lateral Hardening | Lateral Hardening-Fuse-10684549,1 | 13313 | 0 | 1686.103 | 1666.7873 | 68409.0909 | 0.024365 | 0.057008 | 1200000 | 4 | 1 | 1 | 1 | 0 | 2 | Lateral Hardening-Fuse-10684549 | 1500Million | Winter Haven | -1 | 3000
Lateral Hardening | Lateral Hardening-Fuse-92892026,1 | 13972 | 0 | 1904.5197 | 1882.7019 | 77272.7273 | 0.024364 | 0.064394 | 1200000 | 1 | 1 | 0 | 0 | 0 | 1 | Lateral Hardening-Fuse-92892026 | 1500Million | Winter Haven | -1 | 3000
Lateral Hardening | Lateral Hardening-Fuse-90292907,1 | 13622 | 0 | 1534.4887 | 1516.9099 | 62272.7273 | 0.024359 | 0.051894 | 1200000 | 1 | 1 | 0 | 0 | 0 | 1 | Lateral Hardening-Fuse-90292907 | 1500Million | Western | -1 | 3000
Lateral Hardening | Lateral Hardening-Fuse-91572385,1 | 13754 | 603.5561 | 646.2958 | 1217.4276 | 50000 | 0.024349 | 0.016667 | 3000000 | 6 | 1 | 0 | 0 | 0 | 1 | Lateral Hardening-Fuse-91572385 | 1500Million | Western | -1 | 3000
Lateral Hardening | Lateral Hardening-Fuse-92619162,1 | 13303 | 0 | 3112.3126 | 3076.6585 | 126363.6364 | 0.024348 | 0.1053 | 1200000 | 3 | 1 | 0 | 0 | 0 | 1 | Lateral Hardening-Fuse-92619162 | 1500Million | South Hillsborough | -1 | 3000
Lateral Hardening | Lateral Hardening-Fuse-60016525,1 | 13049 | 733.2047 | 660.8385 | 1350.0701 | 55454.5455 | 0.024346 | 0.046212 | 1200000 | 10 | 1 | 0 | 0 | 0 | 1 | Lateral Hardening-Fuse-60016525 | 1500Million | Central | -1 | 3000
Lateral Hardening | Lateral Hardening-Fuse-10548843,1 | 13690 | 0 | 1568.246 | 1885.1142 | 77500 | 0.024324 | 0.064583 | 1200000 | 2 | 1 | 0 | 0 | 0 | 1 | Lateral Hardening-Fuse-10548843 | 1500Million | Eastern | -1 | 3000
Lateral Hardening | Lateral Hardening-Fuse-90906621,1 | 13770 | 0 | 3744.4143 | 3701.5191 | 152272.7273 | 0.024308 | 0.12689 | 1200000 | 2 | 1 | 15 | 12 | 3 | 16 | Lateral Hardening-Fuse-90906621 | 1500Million | Winter Haven | -1 | 3000
Lateral Hardening | Lateral Hardening-Fuse-10762891,1 | 13815 | 173.3084 | 2.8292 | 1215.3695 | 50000 | 0.024307 | 0.031629 | 1580838.3234 | 2 | 1 | 0 | 0 | 0 | 1 | Lateral Hardening-Fuse-10762891 | 1500Million | Dade City | -1 | 3000
Lateral Hardening | Lateral Hardening-Fuse-90068884,1 | 13072 | 1129.5451 | 1179.9409 | 2242.4676 | 92272.7273 | 0.024303 | 0.076894 | 1200000 | 13 | 1 | 0 | 0 | 0 | 1 | Lateral Hardening-Fuse-90068884 | 1500Million | Western | -1 | 3000
Lateral Hardening | Lateral Hardening-Fuse-93205874,1 | 13492 | 0 | 1350.6698 | 1335.1968 | 55000 | 0.024276 | 0.045833 | 1200000 | 4 | 1 | 1 | 0 | 1 | 2 | Lateral Hardening-Fuse-93205874 | 1500Million | Western | -1 | 3000
Lateral Hardening | Lateral Hardening-Fuse-60527799,1 | 13431 | 214.3311 | 1934.6 | 2118.5304 | 87272.7273 | 0.024275 | 0.072727 | 1200000 | 1 | 1 | 0 | 0 | 0 | 1 | Lateral Hardening-Fuse-60527799 | 1500Million | Dade City | -1 | 3000
Lateral Hardening | Lateral Hardening-Fuse-93039287,1 | 13813 | 494.2315 | 1515.6057 | 1968.5986 | 81136.3636 | 0.024263 | 0.067614 | 1200000 | 3 | 1 | 0 | 0 | 0 | 1 | Lateral Hardening-Fuse-93039287 | 1500Million | Dade City | -1 | 3000
Lateral Hardening | Lateral Hardening-Fuse-92612861,1 | 13390 | 0 | 4292.1842 | 4243.0138 | 175000 | 0.024246 | 0.14583 | 1200000 | 1 | 1 | 0 | 0 | 0 | 1 | Lateral Hardening-Fuse-92612861 | 1500Million | Plant City | -1 | 3000
Lateral Hardening | Lateral Hardening-Fuse-10807574,1 | 13020 | 0 | 1637.2721 | 1618.5158 | 66818.1818 | 0.024223 | 0.055682 | 1200000 | 5 | 1 | 0 | 0 | 0 | 1 | Lateral Hardening-Fuse-10807574 | 1500Million | South Hillsborough | -1 | 3000
Lateral Hardening | Lateral Hardening-Fuse-60451131,1 | 13968 | 0 | 2303.3569 | 2276.9701 | 94090.9091 | 0.0242 | 0.078409 | 1200000 | 21 | 1 | 0 | 0 | 0 | 1 | Lateral Hardening-Fuse-60451131 | 1500Million | Winter Haven | -1 | 3000
Lateral Hardening | Lateral Hardening-Fuse-90239827,1 | 13166 | 1343.6866 | 536.4818 | 1814.3246 | 75000 | 0.024191 | 0.0625 | 1200000 | 24 | 1 | 0 | 0 | 0 | 1 | Lateral Hardening-Fuse-90239827 | 1500Million | Western | -1 | 3000
Lateral Hardening | Lateral Hardening-Fuse-93225855,1 | 13459 | 431.1805 | 1355.9378 | 1753.8153 | 72500 | 0.024191 | 0.060417 | 1200000 | 1 | 1 | 0 | 0 | 0 | 1 | Lateral Hardening-Fuse-93225855 | 1500Million | Eastern | -1 | 3000
Lateral Hardening | Lateral Hardening-Fuse-10411587,1 | 13633 | 1629.9965 | 157.5815 | 1707.6856 | 70681.8182 | 0.02416 | 0.058902 | 1200000 | 2 | 1 | 0 | 0 | 0 | 1 | Lateral Hardening-Fuse-10411587 | 1500Million | Central | -1 | 3000
Lateral Hardening | Lateral Hardening-Fuse-93207835,1 | 13656 | 641.3297 | 2702.3224 | 3287.9314 | 136136.3636 | 0.024152 | 0.11345 | 1200000 | 3 | 1 | 0 | 0 | 0 | 1 | Lateral Hardening-Fuse-93207835 | 1500Million | Plant City | -1 | 3000
Lateral Hardening | Lateral Hardening-Fuse-10055019,1 | 13419 | 1796.9668 | 1456.6152 | 3158.3066 | 130909.0909 | 0.024126 | 0.10909 | 1200000 | 26 | 1 | 0 | 0 | 0 | 1 | Lateral Hardening-Fuse-10055019 | 1500Million | Central | -1 | 3000
Lateral Hardening | Lateral Hardening-Fuse-92773521,1 | 13294 | 750.9413 | 492.7769 | 1202.9129 | 50000 | 0.024058 | 0.019697 | 2538461.5385 | 11 | 1 | 0 | 0 | 0 | 1 | Lateral Hardening-Fuse-92773521 | 1500Million | Winter Haven | -1 | 3000
Lateral Hardening | Lateral Hardening-Fuse-93223317,1 | 13112 | 0 | 3267.1457 | 3229.7179 | 134318.1818 | 0.024045 | 0.11193 | 1200000 | 1 | 1 | 0 | 0 | 0 | 1 | Lateral Hardening-Fuse-93223317 | 1500Million | Western | -1 | 3000
Lateral Hardening | Lateral Hardening-Fuse-60530974,1 | 13344 | 0 | 13352.2339 | 13199.2734 | 549772.7273 | 0.024009 | 0.45814 | 1200000 | 389 | 1 | 8 | 0 | 8 | 9 | Lateral Hardening-Fuse-60530974 | 1500Million | South Hillsborough | -1 | 3000
Lateral Hardening | Lateral Hardening-Fuse-10760006,1 | 13813 | 297.1775 | 1341.5457 | 3028.4258 | 126363.6364 | 0.023966 | 0.1053 | 1200000 | 4 | 1 | 1 | 0 | 1 | 2 | Lateral Hardening-Fuse-10760006 | 1500Million | Dade City | -1 | 3000
Lateral Hardening | Lateral Hardening-Fuse-10556652,1 | 13298 | 301.1365 | 5092.2688 | 5321.6411 | 222272.7273 | 0.023942 | 0.18523 | 1200000 | 1 | 1 | 0 | 0 | 0 | 1 | Lateral Hardening-Fuse-10556652 | 1500Million | Winter Haven | -1 | 3000
Lateral Hardening | Lateral Hardening-Fuse-90549633,1 | 13189 | 0 | 1210.8456 | 1196.9744 | 50000 | 0.023939 | 0.031629 | 1580838.3234 |  | 1 | 0 | 0 | 0 | 1 | Lateral Hardening-Fuse-90549633 | 1500Million | Western | -1 | 3000
Lateral Hardening | Lateral Hardening-Fuse-92484809,3 | 13447 | 0 | 7176.8342 | 8386.2988 | 350545.4545 | 0.023924 | 0.36515 | 960000 | 15 | 3 | 0 | 0 | 0 | 3 | Lateral Hardening-Fuse-92484809, Lateral Hardening-Fuse-10215345, Lateral Hardening-Fuse-10215346 | 1500Million | Western | -1 | 3000
Lateral Hardening | Lateral Hardening-Fuse-92281079,1 | 13924 | 413.3554 | 1007.1752 | 1391.5142 | 58181.8182 | 0.023917 | 0.048485 | 1200000 | 3 | 1 | 0 | 0 | 0 | 1 | Lateral Hardening-Fuse-92281079 | 1500Million | Winter Haven | -1 | 3000
Lateral Hardening | Lateral Hardening-Fuse-10933158,1 | 13896 | 974.3572 | 766.8596 | 1684.0682 | 70454.5455 | 0.023903 | 0.058712 | 1200000 | 7 | 1 | 0 | 0 | 0 | 1 | Lateral Hardening-Fuse-10933158 | 1500Million | South Hillsborough | -1 | 3000
Lateral Hardening | Lateral Hardening-Fuse-91937838,1 | 13660 | 0 | 2472.2318 | 2443.9104 | 102272.7273 | 0.023896 | 0.085227 | 1200000 | 2 | 1 | 2 | 0 | 2 | 3 | Lateral Hardening-Fuse-91937838 | 1500Million | Winter Haven | -1 | 3000
Lateral Hardening | Lateral Hardening-Fuse-90508177,1 | 13079 | 934.9469 | 303.8865 | 1191.4991 | 50000 | 0.02383 | 0.026515 | 1885714.2857 | 28 | 1 | 0 | 0 | 0 | 1 | Lateral Hardening-Fuse-90508177 | 1500Million | Western | -1 | 3000
Lateral Hardening | Lateral Hardening-Fuse-90771590,1 | 13455 | 0 | 7226.9294 | 7144.1391 | 300681.8182 | 0.02376 | 0.25057 | 1200000 | 150 | 1 | 2 | 0 | 2 | 3 | Lateral Hardening-Fuse-90771590 | 1500Million | Eastern | -1 | 3000
Lateral Hardening | Lateral Hardening-Fuse-10556639,1 | 13298 | 232.1766 | 3100.0365 | 3288.3465 | 138409.0909 | 0.023758 | 0.11534 | 1200000 | 1 | 1 | 0 | 0 | 0 | 1 | Lateral Hardening-Fuse-10556639 | 1500Million | Winter Haven | -1 | 3000
Lateral Hardening | Lateral Hardening-Fuse-90356585,1 | 13060 | 2060.1152 | 2018.1355 | 3965.8012 | 167045.4545 | 0.023741 | 0.1392 | 1200000 | 23 | 1 | 0 | 0 | 0 | 1 | Lateral Hardening-Fuse-90356585 | 1500Million | Western | -1 | 3000
Lateral Hardening | Lateral Hardening-Fuse-91044371,1 | 13924 | 333.6051 | 4942.9041 | 5206.7965 | 219318.1818 | 0.023741 | 0.18277 | 1200000 | 2 | 1 | 2 | 0 | 2 | 3 | Lateral Hardening-Fuse-91044371 | 1500Million | Winter Haven | -1 | 3000
Lateral Hardening | Lateral Hardening-Fuse-93222055,1 | 13314 | 0 | 5153.4769 | 5094.4397 | 214772.7273 | 0.02372 | 0.17898 | 1200000 | 2 | 1 | 1 | 0 | 1 | 2 | Lateral Hardening-Fuse-93222055 | 1500Million | Winter Haven | -1 | 3000
Lateral Hardening | Lateral Hardening-Fuse-91094434,1 | 13513 | 0 | 2841.1384 | 2808.5908 | 118409.0909 | 0.023719 | 0.098674 | 1200000 | 21 | 1 | 2 | 0 | 2 | 3 | Lateral Hardening-Fuse-91094434 | 1500Million | Western | -1 | 3000
Lateral Hardening | Lateral Hardening-Fuse-91552288,1 | 13924 | 123.928 | 1519.989 | 1621.6191 | 68409.0909 | 0.023705 | 0.057008 | 1200000 | 1 | 1 | 0 | 0 | 0 | 1 | Lateral Hardening-Fuse-91552288 | 1500Million | Winter Haven | -1 | 3000
Lateral Hardening | Lateral Hardening-Fuse-10162587,1 | 13031 | 131.0605 | 2352.5 | 2451.068 | 103409.0909 | 0.023703 | 0.086174 | 1200000 | 1 | 1 | 0 | 0 | 0 | 1 | Lateral Hardening-Fuse-10162587 | 1500Million | Winter Haven | -1 | 3000
Lateral Hardening | Lateral Hardening-Fuse-92637828,1 | 13331 | 327.3044 | 2581.4567 | 2867.6633 | 121136.3636 | 0.023673 | 0.10095 | 1200000 | 3 | 1 | 0 | 0 | 0 | 1 | Lateral Hardening-Fuse-92637828 | 1500Million | Dade City | -1 | 3000
Lateral Hardening | Lateral Hardening-Fuse-93276853,1 | 13213 | 1191.1197 | 47.8649 | 1180.6312 | 50000 | 0.023613 | 0.031818 | 1571428.5714 | 4 | 1 | 0 | 0 | 0 | 1 | Lateral Hardening-Fuse-93276853 | 1500Million | Eastern | -1 | 3000
Lateral Hardening | Lateral Hardening-Fuse-60167578,1 | 13840 | 1015.2796 | 912.2393 | 1871.9339 | 79318.1818 | 0.0236 | 0.066098 | 1200000 | 2 | 1 | 0 | 0 | 0 | 1 | Lateral Hardening-Fuse-60167578 | 1500Million | Central | -1 | 3000
Lateral Hardening | Lateral Hardening-Fuse-91242060,1 | 13433 | 0 | 4009.0802 | 3963.1529 | 167954.5455 | 0.023597 | 0.13996 | 1200000 | 33 | 1 | 0 | 0 | 0 | 1 | Lateral Hardening-Fuse-91242060 | 1500Million | Eastern | -1 | 3000
Lateral Hardening | Lateral Hardening-Fuse-91715878,1 | 13808 | 363.1621 | 842.9393 | 1179.2828 | 50000 | 0.023586 | 0.041288 | 1211009.1743 | 3 | 1 | 0 | 0 | 0 | 1 | Lateral Hardening-Fuse-91715878 | 1500Million | Plant City | -1 | 3000
Lateral Hardening | Lateral Hardening-Fuse-10650384,1 | 13391 | 0 | 3156.6625 | 4854.1118 | 205909.0909 | 0.023574 | 0.17159 | 1200000 | 1 | 1 | 0 | 0 | 0 | 1 | Lateral Hardening-Fuse-10650384 | 1500Million | Plant City | -1 | 3000
Lateral Hardening | Lateral Hardening-Fuse-92351472,1 | 13431 | 116.8372 | 1543.8932 | 1638.1008 | 69545.4545 | 0.023554 | 0.057955 | 1200000 | 1 | 1 | 0 | 0 | 0 | 1 | Lateral Hardening-Fuse-92351472 | 1500Million | Dade City | -1 | 3000
Lateral Hardening | Lateral Hardening-Fuse-92913362,1 | 13159 | 629.1249 | 651.8933 | 1246.0987 | 52954.5455 | 0.023531 | 0.044129 | 1200000 | 10 | 1 | 0 | 0 | 0 | 1 | Lateral Hardening-Fuse-92913362 | 1500Million | Central | -1 | 3000
Lateral Hardening | Lateral Hardening-Fuse-10199123,1 | 13867 | 0 | 1795.1844 | 1774.6191 | 75454.5455 | 0.023519 | 0.062879 | 1200000 |  | 1 | 0 | 0 | 0 | 1 | Lateral Hardening-Fuse-10199123 | 1500Million | Western | -1 | 3000
Lateral Hardening | Lateral Hardening-Fuse-92281093,1 | 13924 | 243.336 | 2544.4298 | 2750.4042 | 117045.4545 | 0.023499 | 0.097538 | 1200000 | 2 | 1 | 0 | 0 | 0 | 1 | Lateral Hardening-Fuse-92281093 | 1500Million | Winter Haven | -1 | 3000
Lateral Hardening | Lateral Hardening-Fuse-10558853,1 | 13299 | 355.6896 | 1081.4982 | 1408.6846 | 60000 | 0.023478 | 0.05 | 1200000 | 2 | 1 | 0 | 0 | 0 | 1 | Lateral Hardening-Fuse-10558853 | 1500Million | Winter Haven | -1 | 3000
Lateral Hardening | Lateral Hardening-Fuse-91528906,1 | 13738 | 0 | 1184.1595 | 1170.594 | 50000 | 0.023412 | 0.024053 | 2078740.1575 | 1 | 1 | 0 | 0 | 0 | 1 | Lateral Hardening-Fuse-91528906 | 1500Million | Western | -1 | 3000
Lateral Hardening | Lateral Hardening-Fuse-10605111,1 | 13924 | 251.8873 | 1087.9055 | 1318.6586 | 56363.6364 | 0.023396 | 0.04697 | 1200000 | 3 | 1 | 0 | 0 | 0 | 1 | Lateral Hardening-Fuse-10605111 | 1500Million | Winter Haven | -1 | 3000
Lateral Hardening | Lateral Hardening-Fuse-90394890,1 | 13305 | 254.275 | 935.3815 | 1167.5873 | 50000 | 0.023352 | 0.016477 | 3034482.7586 | 1 | 1 | 0 | 0 | 0 | 1 | Lateral Hardening-Fuse-90394890 | 1500Million | South Hillsborough | -1 | 3000
Lateral Hardening | Lateral Hardening-Fuse-90310117,1 | 13817 | 407.9363 | 1840.7144 | 2214.8071 | 95000 | 0.023314 | 0.079167 | 1200000 | 3 | 1 | 0 | 0 | 0 | 1 | Lateral Hardening-Fuse-90310117 | 1500Million | South Hillsborough | -1 | 3000
Lateral Hardening | Lateral Hardening-Fuse-10556718,1 | 13298 | 228.1963 | 1383.516 | 1587.331 | 68181.8182 | 0.023281 | 0.056818 | 1200000 | 2 | 1 | 0 | 0 | 0 | 1 | Lateral Hardening-Fuse-10556718 | 1500Million | Winter Haven | -1 | 3000
Lateral Hardening | Lateral Hardening-Fuse-10298293,1 | 13738 | 0 | 1176.3906 | 1162.9141 | 50000 | 0.023258 | 0.028977 | 1725490.1961 | 1 | 1 | 1 | 0 | 1 | 2 | Lateral Hardening-Fuse-10298293 | 1500Million | Western | -1 | 3000
Lateral Hardening | Lateral Hardening-Fuse-92124689,1 | 13063 | 0 | 1176.3906 | 1162.9141 | 50000 | 0.023258 | 0.037879 | 1320000 | 2 | 1 | 0 | 0 | 0 | 1 | Lateral Hardening-Fuse-92124689 | 1500Million | Western | -1 | 3000
Lateral Hardening | Lateral Hardening-Fuse-60386980,1 | 14001 | 196.5567 | 1792.5594 | 1960.6751 | 84318.1818 | 0.023253 | 0.070265 | 1200000 | 1 | 1 | 0 | 0 | 0 | 1 | Lateral Hardening-Fuse-60386980 | 1500Million | Plant City | -1 | 3000
Lateral Hardening | Lateral Hardening-Fuse-10313363,1 | 13866 | 0 | 2175.7112 | 2150.7867 | 92500 | 0.023252 | 0.077083 | 1200000 | 1 | 1 | 0 | 0 | 0 | 1 | Lateral Hardening-Fuse-10313363 | 1500Million | Western | -1 | 3000
Lateral Hardening | Lateral Hardening-Fuse-10421449,1 | 13826 | 122.5032 | 1055.2571 | 1160.887 | 50000 | 0.023218 | 0.025 | 2000000 | 1 | 1 | 0 | 0 | 0 | 1 | Lateral Hardening-Fuse-10421449 | 1500Million | Central | -1 | 3000
Lateral Hardening | Lateral Hardening-Fuse-91312974,1 | 13159 | 0 | 4686.0774 | 4632.3946 | 200000 | 0.023162 | 0.16667 | 1200000 |  | 1 | 2 | 0 | 2 | 3 | Lateral Hardening-Fuse-91312974 | 1500Million | Central | -1 | 3000
Lateral Hardening | Lateral Hardening-Fuse-10696436,1 | 13961 | 574.2128 | 1028.7119 | 1563.2662 | 67500 | 0.023159 | 0.05625 | 1200000 | 1 | 1 | 0 | 0 | 0 | 1 | Lateral Hardening-Fuse-10696436 | 1500Million | Plant City | -1 | 3000
Lateral Hardening | Lateral Hardening-Fuse-91086847,1 | 14041 | 0 | 4150.9747 | 4103.4219 | 177272.7273 | 0.023148 | 0.14773 | 1200000 | 1 | 1 | 0 | 0 | 0 | 1 | Lateral Hardening-Fuse-91086847 | 1500Million | Central | -1 | 3000
Lateral Hardening | Lateral Hardening-Fuse-93100327,1 | 13733 | 0 | 1269.83 | 1255.2831 | 54318.1818 | 0.02311 | 0.045265 | 1200000 | 1 | 1 | 0 | 0 | 0 | 1 | Lateral Hardening-Fuse-93100327 | 1500Million | Eastern | -1 | 3000
Lateral Hardening | Lateral Hardening-Fuse-93198722,1 | 13124 | 169.0194 | 1003.0307 | 1155.0905 | 50000 | 0.023102 | 0.0089015 | 5617021.2766 | 1 | 1 | 0 | 0 | 0 | 1 | Lateral Hardening-Fuse-93198722 | 1500Million | Plant City | -1 | 3000
Lateral Hardening | Lateral Hardening-Fuse-91682716,1 | 13890 | 220.4314 | 952.8415 | 1154.1953 | 50000 | 0.023084 | 0.016477 | 3034482.7586 | 2 | 1 | 0 | 0 | 0 | 1 | Lateral Hardening-Fuse-91682716 | 1500Million | Western | -1 | 3000
Lateral Hardening | Lateral Hardening-Fuse-92024404,1 | 13228 | 0 | 1786.7355 | 1766.2671 | 76590.9091 | 0.023061 | 0.063826 | 1200000 | 10 | 1 | 0 | 0 | 0 | 1 | Lateral Hardening-Fuse-92024404 | 1500Million | Eastern | -1 | 3000
Lateral Hardening | Lateral Hardening-Fuse-10588826,1 | 13471 | 0 | 1116.7668 | 2483.94 | 107727.2727 | 0.023058 | 0.089773 | 1200000 | 1 | 1 | 0 | 0 | 0 | 1 | Lateral Hardening-Fuse-10588826 | 1500Million | Winter Haven | -1 | 3000
Lateral Hardening | Lateral Hardening-Fuse-90292762,1 | 13815 | 215.2989 | 1929.491 | 2114.0407 | 92045.4545 | 0.022967 | 0.076705 | 1200000 | 1 | 1 | 0 | 0 | 0 | 1 | Lateral Hardening-Fuse-90292762 | 1500Million | Dade City | -1 | 3000
Lateral Hardening | Lateral Hardening-Fuse-60018172,1 | 13303 | 870.6757 | 954.9914 | 1778.4632 | 77500 | 0.022948 | 0.064583 | 1200000 | 4 | 1 | 0 | 0 | 0 | 1 | Lateral Hardening-Fuse-60018172 | 1500Million | South Hillsborough | -1 | 3000
Lateral Hardening | Lateral Hardening-Fuse-90961574,1 | 13236 | 106.6869 | 2054.5815 | 2132.7533 | 92954.5455 | 0.022944 | 0.077462 | 1200000 | 1 | 1 | 0 | 0 | 0 | 1 | Lateral Hardening-Fuse-90961574 | 1500Million | South Hillsborough | -1 | 3000
Lateral Hardening | Lateral Hardening-Fuse-10565896,1 | 13290 | 0 | 1160.2541 | 1146.9625 | 50000 | 0.022939 | 0.011364 | 4400000 | 1 | 1 | 0 | 0 | 0 | 1 | Lateral Hardening-Fuse-10565896 | 1500Million | Winter Haven | -1 | 3000
Lateral Hardening | Lateral Hardening-Fuse-91362306,1 | 13148 | 1137.1185 | 526.2264 | 1652.4242 | 72045.4545 | 0.022936 | 0.060038 | 1200000 | 2 | 1 | 0 | 0 | 0 | 1 | Lateral Hardening-Fuse-91362306 | 1500Million | Plant City | -1 | 3000
Lateral Hardening | Lateral Hardening-Fuse-92744134,1 | 13254 | 0 | 1636.3884 | 1617.6422 | 70681.8182 | 0.022886 | 0.058902 | 1200000 | 1 | 1 | 5 | 0 | 5 | 6 | Lateral Hardening-Fuse-92744134 | 1500Million | South Hillsborough | -1 | 3000
Lateral Hardening | Lateral Hardening-Fuse-10629047,1 | 13146 | 0 | 2104.2133 | 2080.1079 | 91136.3636 | 0.022824 | 0.075947 | 1200000 | 1 | 1 | 0 | 0 | 0 | 1 | Lateral Hardening-Fuse-10629047 | 1500Million | Plant City | -1 | 3000
Lateral Hardening | Lateral Hardening-Fuse-60094912,1 | 13531 | 0 | 1225.3126 | 1211.2757 | 53181.8182 | 0.022776 | 0.044318 | 1200000 | 6 | 1 | 0 | 0 | 0 | 1 | Lateral Hardening-Fuse-60094912 | 1500Million | Western | -1 | 3000
Lateral Hardening | Lateral Hardening-Fuse-91551143,1 | 13298 | 552.4529 | 12034.4509 | 12429.6029 | 545909.0909 | 0.022769 | 0.45492 | 1200000 | 3 | 1 | 0 | 0 | 0 | 1 | Lateral Hardening-Fuse-91551143 | 1500Million | Winter Haven | -1 | 3000
Lateral Hardening | Lateral Hardening-Fuse-90729885,1 | 13431 | 1201.777 | 7233.4822 | 8328.6625 | 366590.9091 | 0.022719 | 0.30549 | 1200000 | 1 | 1 | 0 | 0 | 0 | 1 | Lateral Hardening-Fuse-90729885 | 1500Million | Dade City | -1 | 3000
Lateral Hardening | Lateral Hardening-Fuse-60072768,1 | 13111 | 1085.1435 | 102.8324 | 1135.9157 | 50000 | 0.022718 | 0.029356 | 1703225.8065 | 10 | 1 | 0 | 0 | 0 | 1 | Lateral Hardening-Fuse-60072768 | 1500Million | Western | -1 | 3000
Lateral Hardening | Lateral Hardening-Fuse-10296941,1 | 13753 | 0 | 1147.4972 | 1134.3517 | 50000 | 0.022687 | 0.032576 | 1534883.7209 | 7 | 1 | 0 | 0 | 0 | 1 | Lateral Hardening-Fuse-10296941 | 1500Million | Western | -1 | 3000
Lateral Hardening | Lateral Hardening-Fuse-10098183,1 | 13084 | 0 | 1146.4823 | 1133.3484 | 50000 | 0.022667 | 0.031439 | 1590361.4458 | 3 | 1 | 0 | 0 | 0 | 1 | Lateral Hardening-Fuse-10098183 | 1500Million | Eastern | -1 | 3000
Lateral Hardening | Lateral Hardening-Fuse-93251416,1 | 13175 | 0 | 2166.923 | 2142.0992 | 94545.4545 | 0.022657 | 0.078788 | 1200000 |  | 1 | 0 | 0 | 0 | 1 | Lateral Hardening-Fuse-93251416 | 1500Million | Central | -1 | 3000
Lateral Hardening | Lateral Hardening-Fuse-90833302,1 | 13470 | 132.5359 | 1530.7275 | 4571.0683 | 202045.4545 | 0.022624 | 0.16837 | 1200000 | 2 | 1 | 0 | 0 | 0 | 1 | Lateral Hardening-Fuse-90833302 | 1500Million | Winter Haven | -1 | 3000
Lateral Hardening | Lateral Hardening-Fuse-91085562,1 | 13295 | 952.0197 | 225.8608 | 1130.8676 | 50000 | 0.022617 | 0.028598 | 1748344.3709 | 32 | 1 | 1 | 0 | 1 | 2 | Lateral Hardening-Fuse-91085562 | 1500Million | Winter Haven | -1 | 3000
Lateral Hardening | Lateral Hardening-Fuse-90718455,1 | 13030 | 92.1583 | 1131.8451 | 1207.4544 | 53409.0909 | 0.022608 | 0.044508 | 1200000 | 1 | 1 | 0 | 0 | 0 | 1 | Lateral Hardening-Fuse-90718455 | 1500Million | Winter Haven | -1 | 3000
Lateral Hardening | Lateral Hardening-Fuse-10560416,1 | 13297 | 0 | 1381.0399 | 1365.2189 | 60454.5455 | 0.022583 | 0.050379 | 1200000 | 1 | 1 | 0 | 0 | 0 | 1 | Lateral Hardening-Fuse-10560416 | 1500Million | Winter Haven | -1 | 3000
Lateral Hardening | Lateral Hardening-Fuse-91550539,1 | 13312 | 0 | 1141.805 | 1128.7247 | 50000 | 0.022574 | 0.035038 | 1427027.027 | 6 | 1 | 1 | 0 | 1 | 2 | Lateral Hardening-Fuse-91550539 | 1500Million | Winter Haven | -1 | 3000
Lateral Hardening | Lateral Hardening-Fuse-10635156,1 | 13242 | 112.7899 | 1047.3774 | 1143.9872 | 50681.8182 | 0.022572 | 0.042235 | 1200000 | 1 | 1 | 0 | 0 | 0 | 1 | Lateral Hardening-Fuse-10635156 | 1500Million | Plant City | -1 | 3000
Lateral Hardening | Lateral Hardening-Fuse-90269295,1 | 13191 | 0 | 1841.6503 | 1820.5528 | 80681.8182 | 0.022565 | 0.067235 | 1200000 | 14 | 1 | 0 | 0 | 0 | 1 | Lateral Hardening-Fuse-90269295 | 1500Million | Western | -1 | 3000
Lateral Hardening | Lateral Hardening-Fuse-90976793,1 | 13659 | 1045.5709 | 131.038 | 1127.8081 | 50000 | 0.022556 | 0.013636 | 3666666.6667 | 46 | 1 | 2 | 0 | 2 | 3 | Lateral Hardening-Fuse-90976793 | 1500Million | Winter Haven | -1 | 3000
Lateral Hardening | Lateral Hardening-Fuse-10745566,1 | 13431 | 536.874 | 2644.7762 | 3135.0384 | 139090.9091 | 0.022539 | 0.11591 | 1200000 | 2 | 1 | 0 | 0 | 0 | 1 | Lateral Hardening-Fuse-10745566 | 1500Million | Dade City | -1 | 3000
Lateral Hardening | Lateral Hardening-Fuse-10635987,1 | 13722 | 646.5134 | 1693.7137 | 2289.5786 | 101590.9091 | 0.022537 | 0.084659 | 1200000 | 2 | 1 | 0 | 0 | 0 | 1 | Lateral Hardening-Fuse-10635987 | 1500Million | Plant City | -1 | 3000
Lateral Hardening | Lateral Hardening-Fuse-10716387,1 | 13959 | 1511.6171 | 3451.0971 | 4857.7886 | 215681.8182 | 0.022523 | 0.17973 | 1200000 | 9 | 1 | 0 | 0 | 0 | 1 | Lateral Hardening-Fuse-10716387 | 1500Million | Plant City | -1 | 3000
Lateral Hardening | Lateral Hardening-Fuse-10090771,1 | 13294 | 0 | 3261.5178 | 3224.1545 | 143181.8182 | 0.022518 | 0.11932 | 1200000 | 5 | 1 | 0 | 0 | 0 | 1 | Lateral Hardening-Fuse-10090771 | 1500Million | Winter Haven | -1 | 3000
Lateral Hardening | Lateral Hardening-Fuse-60579046,1 | 13712 | 199.6838 | 1533.2869 | 1708.2551 | 75909.0909 | 0.022504 | 0.063258 | 1200000 | 2 | 1 | 0 | 0 | 0 | 1 | Lateral Hardening-Fuse-60579046 | 1500Million | Eastern | -1 | 3000
Lateral Hardening | Lateral Hardening-Fuse-91903080,1 | 13460 | 434.1821 | 2657.9571 | 3046.0453 | 135454.5455 | 0.022488 | 0.11288 | 1200000 | 3 | 1 | 0 | 0 | 0 | 1 | Lateral Hardening-Fuse-91903080 | 1500Million | Eastern | -1 | 3000
Lateral Hardening | Lateral Hardening-Fuse-10216476,1 | 13492 | 0 | 1814.0103 | 1793.2293 | 79772.7273 | 0.022479 | 0.066477 | 1200000 | 2 | 1 | 0 | 0 | 0 | 1 | Lateral Hardening-Fuse-10216476 | 1500Million | Western | -1 | 3000
Lateral Hardening | Lateral Hardening-Fuse-93215014,1 | 13656 | 151.8803 | 2011.5158 | 2133.9192 | 95000 | 0.022462 | 0.079167 | 1200000 | 1 | 1 | 0 | 0 | 0 | 1 | Lateral Hardening-Fuse-93215014 | 1500Million | Plant City | -1 | 3000
Lateral Hardening | Lateral Hardening-Fuse-10745537,1 | 13330 | 73.8605 | 1385.4463 | 2094.388 | 93409.0909 | 0.022422 | 0.077841 | 1200000 | 1 | 1 | 0 | 0 | 0 | 1 | Lateral Hardening-Fuse-10745537 | 1500Million | Dade City | -1 | 3000
Lateral Hardening | Lateral Hardening-Fuse-90308381,1 | 13924 | 300.4002 | 1919.5832 | 2187.3572 | 97727.2727 | 0.022382 | 0.081439 | 1200000 | 1 | 1 | 0 | 0 | 0 | 1 | Lateral Hardening-Fuse-90308381 | 1500Million | Winter Haven | -1 | 3000
Lateral Hardening | Lateral Hardening-Fuse-93301795,1 | 13808 | 351.6397 | 2328.6063 | 2639.6638 | 118863.6364 | 0.022207 | 0.099053 | 1200000 | 2 | 1 | 0 | 0 | 0 | 1 | Lateral Hardening-Fuse-93301795 | 1500Million | Plant City | -1 | 3000
Lateral Hardening | Lateral Hardening-Fuse-10313376,1 | 13866 | 0 | 1468.4205 | 1451.5985 | 65454.5455 | 0.022177 | 0.054545 | 1200000 | 20 | 1 | 0 | 0 | 0 | 1 | Lateral Hardening-Fuse-10313376 | 1500Million | Western | -1 | 3000
Lateral Hardening | Lateral Hardening-Fuse-10556633,1 | 13298 | 279.9743 | 5646.0542 | 5851.16 | 264090.9091 | 0.022156 | 0.22008 | 1200000 | 2 | 1 | 0 | 0 | 0 | 1 | Lateral Hardening-Fuse-10556633 | 1500Million | Winter Haven | -1 | 3000
Lateral Hardening | Lateral Hardening-Fuse-92641106,1 | 13303 | 237.0427 | 5342.3413 | 5509.5786 | 249090.9091 | 0.022119 | 0.20758 | 1200000 | 2 | 1 | 0 | 0 | 0 | 1 | Lateral Hardening-Fuse-92641106 | 1500Million | South Hillsborough | -1 | 3000
Lateral Hardening | Lateral Hardening-Fuse-90705444,1 | 13299 | 396.8933 | 734.6831 | 1104.4112 | 50000 | 0.022088 | 0.023295 | 2146341.4634 | 2 | 1 | 0 | 0 | 0 | 1 | Lateral Hardening-Fuse-90705444 | 1500Million | Winter Haven | -1 | 3000
Lateral Hardening | Lateral Hardening-Fuse-92649885,1 | 13391 | 538.1748 | 1480.1361 | 1976.804 | 89545.4545 | 0.022076 | 0.074621 | 1200000 | 4 | 1 | 0 | 0 | 0 | 1 | Lateral Hardening-Fuse-92649885 | 1500Million | Plant City | -1 | 3000
Lateral Hardening | Lateral Hardening-Fuse-92959192,1 | 13309 | 0 | 1261.5436 | 1247.0916 | 56590.9091 | 0.022037 | 0.047159 | 1200000 | 3 | 1 | 1 | 0 | 1 | 2 | Lateral Hardening-Fuse-92959192 | 1500Million | Winter Haven | -1 | 3000
Lateral Hardening | Lateral Hardening-Fuse-10556720,1 | 13298 | 350.0322 | 1724.3467 | 2043.9889 | 92954.5455 | 0.021989 | 0.077462 | 1200000 | 2 | 1 | 0 | 0 | 0 | 1 | Lateral Hardening-Fuse-10556720 | 1500Million | Winter Haven | -1 | 3000
Lateral Hardening | Lateral Hardening-Fuse-60128345,1 | 13468 | 0 | 1403.1895 | 1387.1148 | 63181.8182 | 0.021954 | 0.052652 | 1200000 |  | 1 | 0 | 0 | 0 | 1 | Lateral Hardening-Fuse-60128345 | 1500Million | Central | -1 | 3000
Lateral Hardening | Lateral Hardening-Fuse-10129864,1 | 13006 | 955.4295 | 309.1429 | 1217.1286 | 55454.5455 | 0.021948 | 0.046212 | 1200000 | 3 | 1 | 0 | 0 | 0 | 1 | Lateral Hardening-Fuse-10129864 | 1500Million | Dade City | -1 | 3000
Lateral Hardening | Lateral Hardening-Fuse-92664307,1 | 13226 | 0 | 3827.1083 | 3783.2657 | 172500 | 0.021932 | 0.14375 | 1200000 | 33 | 1 | 0 | 0 | 0 | 1 | Lateral Hardening-Fuse-92664307 | 1500Million | Eastern | -1 | 3000
Lateral Hardening | Lateral Hardening-Fuse-93114562,1 | 13613 | 249.8439 | 864.6091 | 1093.3979 | 50000 | 0.021868 | 0.033712 | 1483146.0674 | 2 | 1 | 0 | 0 | 0 | 1 | Lateral Hardening-Fuse-93114562 | 1500Million | Western | -1 | 3000
Lateral Hardening | Lateral Hardening-Fuse-93049454,1 | 13547 | 0 | 1764.4134 | 1744.2006 | 80000 | 0.021803 | 0.066667 | 1200000 | 2 | 1 | 2 | 0 | 2 | 3 | Lateral Hardening-Fuse-93049454 | 1500Million | Central | -1 | 3000
Lateral Hardening | Lateral Hardening-Fuse-90654074,1 | 14112 | 0 | 1102.5586 | 1089.9279 | 50000 | 0.021799 | 0.017045 | 2933333.3333 | 1 | 1 | 1 | 1 | 0 | 2 | Lateral Hardening-Fuse-90654074 | 1500Million | Eastern | -1 | 3000
Lateral Hardening | Lateral Hardening-Fuse-91210942,1 | 13298 | 0 | 5659.2797 | 5594.4481 | 256818.1818 | 0.021784 | 0.21402 | 1200000 | 1 | 1 | 0 | 0 | 0 | 1 | Lateral Hardening-Fuse-91210942 | 1500Million | Winter Haven | -1 | 3000
Lateral Hardening | Lateral Hardening-Fuse-92442778,1 | 14050 | 0 | 19115.1569 | 19007.5463 | 872727.2727 | 0.021779 | 0.72727 | 1200000 | 4 | 1 | 0 | 0 | 0 | 1 | Lateral Hardening-Fuse-92442778 | 1500Million | Plant City | -1 | 3000
Lateral Hardening | Lateral Hardening-Fuse-91948246,1 | 13579 | 544.0579 | 1336.3495 | 1841.6487 | 85000 | 0.021666 | 0.070833 | 1200000 | 3 | 1 | 0 | 0 | 0 | 1 | Lateral Hardening-Fuse-91948246 | 1500Million | Eastern | -1 | 3000
Lateral Hardening | Lateral Hardening-Fuse-10510825,1 | 14123 | 0 | 1093.8641 | 1081.3331 | 50000 | 0.021627 | 0.012121 | 4125000 |  | 1 | 0 | 0 | 0 | 1 | Lateral Hardening-Fuse-10510825 | 1500Million | Plant City | -1 | 3000
Lateral Hardening | Lateral Hardening-Fuse-90242603,1 | 13523 | 0 | 8013.7057 | 7921.9022 | 366363.6364 | 0.021623 | 0.3053 | 1200000 | 176 | 1 | 0 | 0 | 0 | 1 | Lateral Hardening-Fuse-90242603 | 1500Million | Western | -1 | 3000
Lateral Hardening | Lateral Hardening-Fuse-90295023,1 | 13679 | 763.1587 | 356.3769 | 1080.2872 | 50000 | 0.021606 | 0.032765 | 1526011.5607 | 2 | 1 | 0 | 0 | 0 | 1 | Lateral Hardening-Fuse-90295023 | 1500Million | Western | -1 | 3000
Lateral Hardening | Lateral Hardening-Fuse-90425861,1 | 13924 | 90.3311 | 1109.4043 | 1648.367 | 76363.6364 | 0.021586 | 0.063636 | 1200000 | 1 | 1 | 0 | 0 | 0 | 1 | Lateral Hardening-Fuse-90425861 | 1500Million | Winter Haven | -1 | 3000
Lateral Hardening | Lateral Hardening-Fuse-60105573,1 | 13030 | 272.1025 | 827.3461 | 1077.6438 | 50000 | 0.021553 | 0.036932 | 1353846.1538 | 2 | 1 | 0 | 0 | 0 | 1 | Lateral Hardening-Fuse-60105573 | 1500Million | Winter Haven | -1 | 3000
Lateral Hardening | Lateral Hardening-Fuse-92675510,1 | 13236 | 259.4811 | 1093.3559 | 1330.2925 | 61818.1818 | 0.021519 | 0.051515 | 1200000 | 3 | 1 | 0 | 0 | 0 | 1 | Lateral Hardening-Fuse-92675510 | 1500Million | South Hillsborough | -1 | 3000
Lateral Hardening | Lateral Hardening-Fuse-91489133,1 | 14001 | 0 | 1498.9276 | 1481.7561 | 68863.6364 | 0.021517 | 0.057386 | 1200000 | 2 | 1 | 2 | 0 | 2 | 3 | Lateral Hardening-Fuse-91489133 | 1500Million | Plant City | -1 | 3000
Lateral Hardening | Lateral Hardening-Fuse-93123666,1 | 13118 | 157.3629 | 933.8562 | 1075.4291 | 50000 | 0.021509 | 0.0081439 | 6139534.8837 | 1 | 1 | 1 | 0 | 1 | 2 | Lateral Hardening-Fuse-93123666 | 1500Million | Winter Haven | -1 | 3000
Lateral Hardening | Lateral Hardening-Fuse-10674218,1 | 13414 | 0 | 868.3014 | 1075.0557 | 50000 | 0.021501 | 0.030492 | 1639751.5528 | 5 | 1 | 0 | 0 | 0 | 1 | Lateral Hardening-Fuse-10674218 | 1500Million | Plant City | -1 | 3000
Lateral Hardening | Lateral Hardening-Fuse-91140036,1 | 13351 | 0 | 305.5835 | 1072.7021 | 50000 | 0.021454 | 0.017045 | 2933333.3333 | 1 | 1 | 0 | 0 | 0 | 1 | Lateral Hardening-Fuse-91140036 | 1500Million | Central | -1 | 3000
Lateral Hardening | Lateral Hardening-Fuse-92614658,1 | 13303 | 333.1331 | 1019.0354 | 1325.0052 | 61818.1818 | 0.021434 | 0.051515 | 1200000 | 2 | 1 | 0 | 0 | 0 | 1 | Lateral Hardening-Fuse-92614658 | 1500Million | South Hillsborough | -1 | 3000
Lateral Hardening | Lateral Hardening-Fuse-90015613,1 | 13172 | 0 | 2695.2198 | 2664.3439 | 124318.1818 | 0.021432 | 0.1036 | 1200000 | 1 | 1 | 0 | 0 | 0 | 1 | Lateral Hardening-Fuse-90015613 | 1500Million | Eastern | -1 | 3000
Lateral Hardening | Lateral Hardening-Fuse-91398725,1 | 13371 | 0 | 1285.6823 | 1270.9538 | 59318.1818 | 0.021426 | 0.049432 | 1200000 | 2 | 1 | 1 | 0 | 1 | 2 | Lateral Hardening-Fuse-91398725 | 1500Million | Winter Haven | -1 | 3000
Lateral Hardening | Lateral Hardening-Fuse-92557004,1 | 13443 | 984.494 | 133.5276 | 1070.0912 | 50000 | 0.021402 | 0.022348 | 2237288.1356 | 7 | 1 | 0 | 0 | 0 | 1 | Lateral Hardening-Fuse-92557004 | 1500Million | Winter Haven | -1 | 3000
Lateral Hardening | Lateral Hardening-Fuse-10808201,1 | 13340 | 0 | 2674.3946 | 2643.7573 | 123636.3636 | 0.021383 | 0.10303 | 1200000 |  | 1 | 0 | 0 | 0 | 1 | Lateral Hardening-Fuse-10808201 | 1500Million | South Hillsborough | -1 | 3000
Lateral Hardening | Lateral Hardening-Fuse-92629820,1 | 13390 | 190.6986 | 1199.6968 | 1369.967 | 64090.9091 | 0.021375 | 0.053409 | 1200000 | 1 | 1 | 0 | 0 | 0 | 1 | Lateral Hardening-Fuse-92629820 | 1500Million | Plant City | -1 | 3000
Lateral Hardening | Lateral Hardening-Fuse-92668446,1 | 13657 | 209.1209 | 877.1751 | 1068.1159 | 50000 | 0.021362 | 0.016477 | 3034482.7586 | 2 | 1 | 0 | 0 | 0 | 1 | Lateral Hardening-Fuse-92668446 | 1500Million | Plant City | -1 | 3000
Lateral Hardening | Lateral Hardening-Fuse-90883236,1 | 13310 | 0 | 1078.3031 | 1065.9503 | 50000 | 0.021319 | 0.019697 | 2538461.5385 | 2 | 1 | 0 | 0 | 0 | 1 | Lateral Hardening-Fuse-90883236 | 1500Million | Winter Haven | -1 | 3000
Lateral Hardening | Lateral Hardening-Fuse-10693269,1 | 13147 | 0 | 2393.1009 | 2365.686 | 111590.9091 | 0.0212 | 0.092992 | 1200000 | 3 | 1 | 0 | 0 | 0 | 1 | Lateral Hardening-Fuse-10693269 | 1500Million | Plant City | -1 | 3000
Lateral Hardening | Lateral Hardening-Fuse-60011604,1 | 13158 | 683.2778 | 411.442 | 1059.4707 | 50000 | 0.021189 | 0.023295 | 2146341.4634 | 12 | 1 | 0 | 0 | 0 | 1 | Lateral Hardening-Fuse-60011604 | 1500Million | Central | -1 | 3000
Lateral Hardening | Lateral Hardening-Fuse-60196059,1 | 13389 | 587.8846 | 942.2562 | 1492.7877 | 70454.5455 | 0.021188 | 0.058712 | 1200000 | 1 | 1 | 0 | 0 | 0 | 1 | Lateral Hardening-Fuse-60196059 | 1500Million | Plant City | -1 | 3000
Lateral Hardening | Lateral Hardening-Fuse-10029857,1 | 13406 | 208.2659 | 2640.2121 | 2811.0796 | 132954.5455 | 0.021143 | 0.1108 | 1200000 | 1 | 1 | 0 | 0 | 0 | 1 | Lateral Hardening-Fuse-10029857 | 1500Million | Western | -1 | 3000
Lateral Hardening | Lateral Hardening-Fuse-92904379,1 | 13159 | 0 | 1841.3865 | 1820.2919 | 86136.3636 | 0.021133 | 0.07178 | 1200000 | 1 | 1 | 1 | 0 | 1 | 2 | Lateral Hardening-Fuse-92904379 | 1500Million | Central | -1 | 3000
Lateral Hardening | Lateral Hardening-Fuse-91511800,1 | 13107 | 0 | 2339.2834 | 2312.485 | 109545.4545 | 0.02111 | 0.091288 | 1200000 | 3 | 1 | 0 | 0 | 0 | 1 | Lateral Hardening-Fuse-91511800 | 1500Million | Central | -1 | 3000
Lateral Hardening | Lateral Hardening-Fuse-91474436,1 | 14306 | 441.3049 | 2957.3872 | 3348.13 | 158863.6364 | 0.021075 | 0.13239 | 1200000 | 3 | 1 | 0 | 0 | 0 | 1 | Lateral Hardening-Fuse-91474436 | 1500Million | Dade City | -1 | 3000
Lateral Hardening | Lateral Hardening-Fuse-90527492,1 | 13622 | 655.5119 | 532.779 | 1216.5715 | 57727.2727 | 0.021074 | 0.048106 | 1200000 | 1 | 1 | 0 | 0 | 0 | 1 | Lateral Hardening-Fuse-90527492 | 1500Million | Western | -1 | 3000
Lateral Hardening | Lateral Hardening-Fuse-60160732,1 | 13450 | 0 | 1065.6444 | 1053.4366 | 50000 | 0.021069 | 0.041477 | 1205479.4521 | 3 | 1 | 0 | 0 | 0 | 1 | Lateral Hardening-Fuse-60160732 | 1500Million | Western | -1 | 3000
Lateral Hardening | Lateral Hardening-Fuse-91008296,1 | 13656 | 614.28 | 2433.9179 | 2990.024 | 142045.4545 | 0.02105 | 0.11837 | 1200000 | 4 | 1 | 0 | 0 | 0 | 1 | Lateral Hardening-Fuse-91008296 | 1500Million | Plant City | -1 | 3000
Lateral Hardening | Lateral Hardening-Fuse-93155782,1 | 13150 | 544.2587 | 536.9608 | 1049.9574 | 50000 | 0.020999 | 0.015152 | 3300000 | 4 | 1 | 0 | 0 | 0 | 1 | Lateral Hardening-Fuse-93155782 | 1500Million | Winter Haven | -1 | 3000
Lateral Hardening | Lateral Hardening-Fuse-90176882,1 | 14030 | 741.2579 | 346.1498 | 1049.2856 | 50000 | 0.020986 | 0.03447 | 1450549.4505 | 2 | 1 | 0 | 0 | 0 | 1 | Lateral Hardening-Fuse-90176882 | 1500Million | Western | -1 | 3000
Lateral Hardening | Lateral Hardening-Fuse-10379987,1 | 13187 | 899.9628 | 940.1155 | 1786.6815 | 85227.2727 | 0.020964 | 0.071023 | 1200000 | 13 | 1 | 0 | 0 | 0 | 1 | Lateral Hardening-Fuse-10379987 | 1500Million | Central | -1 | 3000
Lateral Hardening | Lateral Hardening-Fuse-10443867,1 | 13172 | 0 | 1060.1749 | 1048.0298 | 50000 | 0.020961 | 0.034848 | 1434782.6087 | 3 | 1 | 0 | 0 | 0 | 1 | Lateral Hardening-Fuse-10443867 | 1500Million | Eastern | -1 | 3000
Lateral Hardening | Lateral Hardening-Fuse-90817794,1 | 13993 | 0 | 1059.4899 | 1047.3526 | 50000 | 0.020947 | 0.04072 | 1227906.9767 | 1 | 1 | 0 | 0 | 0 | 1 | Lateral Hardening-Fuse-90817794 | 1500Million | Central | -1 | 3000
Lateral Hardening | Lateral Hardening-Fuse-91745058,1 | 14124 | 113.1501 | 2179.0515 | 2261.9592 | 108181.8182 | 0.020909 | 0.090152 | 1200000 | 1 | 1 | 0 | 0 | 0 | 1 | Lateral Hardening-Fuse-91745058 | 1500Million | Plant City | -1 | 3000
Lateral Hardening | Lateral Hardening-Fuse-92479964,1 | 13171 | 0 | 1054.6261 | 1042.5445 | 50000 | 0.020851 | 0.029924 | 1670886.0759 |  | 1 | 0 | 0 | 0 | 1 | Lateral Hardening-Fuse-92479964 | 1500Million | Eastern | -1 | 3000
Lateral Hardening | Lateral Hardening-Fuse-10477204,1 | 13326 | 0 | 1053.9512 | 1041.8773 | 50000 | 0.020838 | 0.039962 | 1251184.8341 | 2 | 1 | 0 | 0 | 0 | 1 | Lateral Hardening-Fuse-10477204 | 1500Million | Eastern | -1 | 3000
Lateral Hardening | Lateral Hardening-Fuse-90542645,1 | 14022 | 0 | 1233.6105 | 1219.4785 | 58636.3636 | 0.020797 | 0.048864 | 1200000 | 1 | 1 | 0 | 0 | 0 | 1 | Lateral Hardening-Fuse-90542645 | 1500Million | South Hillsborough | -1 | 3000
Lateral Hardening | Lateral Hardening-Fuse-90850575,1 | 13106 | 1087.761 | 2.7436 | 1038.3926 | 50000 | 0.020768 | 0.01875 | 2666666.6667 | 52 | 1 | 1 | 0 | 1 | 2 | Lateral Hardening-Fuse-90850575 | 1500Million | Central | -1 | 3000
Lateral Hardening | Lateral Hardening-Fuse-10662316,1 | 13473 | 2183.55 | 290.6865 | 2364.6264 | 113863.6364 | 0.020767 | 0.094886 | 1200000 | 2 | 1 | 0 | 0 | 0 | 1 | Lateral Hardening-Fuse-10662316 | 1500Million | Winter Haven | -1 | 3000
Lateral Hardening | Lateral Hardening-Fuse-92247984,1 | 13417 | 0 | 1048.4151 | 1036.4046 | 50000 | 0.020728 | 0.028598 | 1748344.3709 | 4 | 1 | 1 | 0 | 1 | 2 | Lateral Hardening-Fuse-92247984 | 1500Million | Central | -1 | 3000
Lateral Hardening | Lateral Hardening-Fuse-91586981,1 | 13516 | 0 | 2082.5204 | 2058.6635 | 99318.1818 | 0.020728 | 0.082765 | 1200000 | 2 | 1 | 0 | 0 | 0 | 1 | Lateral Hardening-Fuse-91586981 | 1500Million | Western | -1 | 3000
Lateral Hardening | Lateral Hardening-Fuse-90096217,1 | 14111 | 0 | 1647.231 | 1628.3607 | 78636.3636 | 0.020707 | 0.06553 | 1200000 | 6 | 1 | 1 | 0 | 1 | 2 | Lateral Hardening-Fuse-90096217 | 1500Million | Eastern | -1 | 3000
Lateral Hardening | Lateral Hardening-Fuse-10676311,1 | 13785 | 145.2958 | 1308.6503 | 1433.6202 | 69318.1818 | 0.020682 | 0.057765 | 1200000 | 1 | 1 | 0 | 0 | 0 | 1 | Lateral Hardening-Fuse-10676311 | 1500Million | Plant City | -1 | 3000
Lateral Hardening | Lateral Hardening-Fuse-93179708,1 | 13909 | 0 | 1887.3317 | 1865.7108 | 90227.2727 | 0.020678 | 0.075189 | 1200000 | 3 | 1 | 2 | 0 | 2 | 3 | Lateral Hardening-Fuse-93179708 | 1500Million | Eastern | -1 | 3000
Lateral Hardening | Lateral Hardening-Fuse-10745520,1 | 13815 | 593.1757 | 471.3602 | 1032.1273 | 50000 | 0.020643 | 0.04053 | 1233644.8598 | 1 | 1 | 0 | 0 | 0 | 1 | Lateral Hardening-Fuse-10745520 | 1500Million | Dade City | -1 | 3000
Lateral Hardening | Lateral Hardening-Fuse-10827144,1 | 13769 | 0 | 9057.4605 | 8953.7001 | 433863.6364 | 0.020637 | 0.36155 | 1200000 |  | 1 | 0 | 0 | 0 | 1 | Lateral Hardening-Fuse-10827144 | 1500Million | Winter Haven | -1 | 3000
Lateral Hardening | Lateral Hardening-Fuse-10674241,1 | 13414 | 0 | 2305.0365 | 2278.6305 | 110454.5455 | 0.02063 | 0.092045 | 1200000 | 3 | 1 | 0 | 0 | 0 | 1 | Lateral Hardening-Fuse-10674241 | 1500Million | Plant City | -1 | 3000
Lateral Hardening | Lateral Hardening-Fuse-60567507,1 | 13817 | 442.7097 | 1998.8953 | 2404.5454 | 116590.9091 | 0.020624 | 0.097159 | 1200000 | 3 | 1 | 0 | 0 | 0 | 1 | Lateral Hardening-Fuse-60567507 | 1500Million | South Hillsborough | -1 | 3000
Lateral Hardening | Lateral Hardening-Fuse-60311796,1 | 13473 | 0 | 1443.7261 | 1427.187 | 69318.1818 | 0.020589 | 0.057765 | 1200000 | 2 | 1 | 0 | 0 | 0 | 1 | Lateral Hardening-Fuse-60311796 | 1500Million | Winter Haven | -1 | 3000
Lateral Hardening | Lateral Hardening-Fuse-92867128,1 | 13711 | 696.7161 | 366.2314 | 1028.7568 | 50000 | 0.020575 | 0.010038 | 4981132.0755 | 7 | 1 | 1 | 0 | 1 | 2 | Lateral Hardening-Fuse-92867128 | 1500Million | Eastern | -1 | 3000
Lateral Hardening | Lateral Hardening-Fuse-92664329,1 | 13226 | 0 | 1089.4322 | 1076.9519 | 52500 | 0.020513 | 0.04375 | 1200000 | 1 | 1 | 0 | 0 | 0 | 1 | Lateral Hardening-Fuse-92664329 | 1500Million | Eastern | -1 | 3000
Lateral Hardening | Lateral Hardening-Fuse-92318821,1 | 13828 | 0 | 1385.3023 | 1369.4326 | 66818.1818 | 0.020495 | 0.055682 | 1200000 | 5 | 1 | 0 | 0 | 0 | 1 | Lateral Hardening-Fuse-92318821 | 1500Million | Central | -1 | 3000
Lateral Hardening | Lateral Hardening-Fuse-91853241,1 | 13224 | 0 | 1082.87 | 1070.4649 | 52272.7273 | 0.020478 | 0.043561 | 1200000 | 1 | 1 | 0 | 0 | 0 | 1 | Lateral Hardening-Fuse-91853241 | 1500Million | Central | -1 | 3000
Lateral Hardening | Lateral Hardening-Fuse-10556640,1 | 13298 | 336.5999 | 4632.7275 | 4904.4346 | 239545.4545 | 0.020474 | 0.19962 | 1200000 | 3 | 1 | 0 | 0 | 0 | 1 | Lateral Hardening-Fuse-10556640 | 1500Million | Winter Haven | -1 | 3000
Lateral Hardening | Lateral Hardening-Fuse-91872524,1 | 13298 | 556.9439 | 2328.5971 | 2837.6968 | 138636.3636 | 0.020469 | 0.11553 | 1200000 | 4 | 1 | 0 | 0 | 0 | 1 | Lateral Hardening-Fuse-91872524 | 1500Million | Winter Haven | -1 | 3000
Lateral Hardening | Lateral Hardening-Fuse-60043986,1 | 13211 | 0 | 2746.5522 | 2715.0882 | 132727.2727 | 0.020456 | 0.11061 | 1200000 |  | 1 | 0 | 0 | 0 | 1 | Lateral Hardening-Fuse-60043986 | 1500Million | Eastern | -1 | 3000
Lateral Hardening | Lateral Hardening-Fuse-93207836,1 | 13656 | 164.3331 | 3128.2596 | 3249.653 | 159090.9091 | 0.020426 | 0.13258 | 1200000 | 1 | 1 | 0 | 0 | 0 | 1 | Lateral Hardening-Fuse-93207836 | 1500Million | Plant City | -1 | 3000
Lateral Hardening | Lateral Hardening-Fuse-60021611,1 | 13004 | 0 | 1309.6435 | 1294.6405 | 63409.0909 | 0.020417 | 0.052841 | 1200000 | 1 | 1 | 1 | 0 | 1 | 2 | Lateral Hardening-Fuse-60021611 | 1500Million | Dade City | -1 | 3000
Lateral Hardening | Lateral Hardening-Fuse-10933193,1 | 13897 | 682.4517 | 372.1001 | 1020.3235 | 50000 | 0.020406 | 0.016098 | 3105882.3529 | 9 | 1 | 2 | 0 | 2 | 3 | Lateral Hardening-Fuse-10933193 | 1500Million | South Hillsborough | -1 | 3000
Lateral Hardening | Lateral Hardening-Fuse-91239862,1 | 13787 | 233.6964 | 1605.6326 | 1813.2606 | 89318.1818 | 0.020301 | 0.074432 | 1200000 | 3 | 1 | 0 | 0 | 0 | 1 | Lateral Hardening-Fuse-91239862 | 1500Million | Plant City | -1 | 3000
Lateral Hardening | Lateral Hardening-Fuse-92015229,1 | 13695 | 535.9338 | 507.9239 | 1013.7846 | 50000 | 0.020276 | 0.036174 | 1382198.9529 | 7 | 1 | 0 | 0 | 0 | 1 | Lateral Hardening-Fuse-92015229 | 1500Million | Winter Haven | -1 | 3000
Lateral Hardening | Lateral Hardening-Fuse-10240719,1 | 13518 | 211.0098 | 821.2772 | 1012.847 | 50000 | 0.020257 | 0.037689 | 1326633.1658 | 2 | 1 | 0 | 0 | 0 | 1 | Lateral Hardening-Fuse-10240719 | 1500Million | Western | -1 | 3000
Lateral Hardening | Lateral Hardening-Fuse-92056308,1 | 13418 | 913.9814 | 142.5543 | 1012.5351 | 50000 | 0.020251 | 0.032765 | 1526011.5607 | 6 | 1 | 0 | 0 | 0 | 1 | Lateral Hardening-Fuse-92056308 | 1500Million | Central | -1 | 3000
Lateral Hardening | Lateral Hardening-Fuse-92119087,1 | 13470 | 103.4694 | 1980.9559 | 2057.1033 | 101590.9091 | 0.020249 | 0.084659 | 1200000 | 1 | 1 | 0 | 0 | 0 | 1 | Lateral Hardening-Fuse-92119087 | 1500Million | Winter Haven | -1 | 3000
Lateral Hardening | Lateral Hardening-Fuse-10745533,1 | 13431 | 730.8652 | 2669.9049 | 5542.124 | 273863.6364 | 0.020237 | 0.22822 | 1200000 | 6 | 1 | 0 | 0 | 0 | 1 | Lateral Hardening-Fuse-10745533 | 1500Million | Dade City | -1 | 3000
Lateral Hardening | Lateral Hardening-Fuse-92874438,1 | 13280 | 0 | 3759.2817 | 3716.2161 | 183863.6364 | 0.020212 | 0.15322 | 1200000 | 3 | 1 | 0 | 0 | 0 | 1 | Lateral Hardening-Fuse-92874438 | 1500Million | Winter Haven | -1 | 3000
Lateral Hardening | Lateral Hardening-Fuse-10759944,1 | 13813 | 144.2008 | 717.8189 | 1253.832 | 62045.4545 | 0.020208 | 0.051705 | 1200000 | 2 | 1 | 0 | 0 | 0 | 1 | Lateral Hardening-Fuse-10759944 | 1500Million | Dade City | -1 | 3000
Lateral Hardening | Lateral Hardening-Fuse-90508301,1 | 13079 | 0 | 482.5406 | 1009.9879 | 50000 | 0.0202 | 0.04072 | 1227906.9767 | 27 | 1 | 1 | 0 | 1 | 2 | Lateral Hardening-Fuse-90508301 | 1500Million | Western | -1 | 3000
Lateral Hardening | Lateral Hardening-Fuse-92606233,1 | 13390 | 583.8111 | 456.8578 | 1008.886 | 50000 | 0.020178 | 0.036553 | 1367875.6477 | 1 | 1 | 0 | 0 | 0 | 1 | Lateral Hardening-Fuse-92606233 | 1500Million | Plant City | -1 | 3000
Lateral Hardening | Lateral Hardening-Fuse-90867203,1 | 13130 | 0 | 1019.5292 | 1007.8497 | 50000 | 0.020157 | 0.038636 | 1294117.6471 | 2 | 1 | 0 | 0 | 0 | 1 | Lateral Hardening-Fuse-90867203 | 1500Million | Eastern | -1 | 3000
Lateral Hardening | Lateral Hardening-Fuse-91317188,1 | 13299 | 161.5256 | 1022.7324 | 1166.8473 | 57954.5455 | 0.020134 | 0.048295 | 1200000 | 1 | 1 | 0 | 0 | 0 | 1 | Lateral Hardening-Fuse-91317188 | 1500Million | Winter Haven | -1 | 3000
Lateral Hardening | Lateral Hardening-Fuse-90288582,1 | 13060 | 0 | 1991.9886 | 4158.7561 | 207500 | 0.020042 | 0.17292 | 1200000 | 2 | 1 | 2 | 0 | 2 | 3 | Lateral Hardening-Fuse-90288582 | 1500Million | Western | -1 | 3000
Lateral Hardening | Lateral Hardening-Fuse-93304340,1 | 13808 | 335.6182 | 1140.265 | 1447.4335 | 72272.7273 | 0.020027 | 0.060227 | 1200000 | 4 | 1 | 0 | 0 | 0 | 1 | Lateral Hardening-Fuse-93304340 | 1500Million | Plant City | -1 | 3000
Lateral Hardening | Lateral Hardening-Fuse-10477670,1 | 13435 | 0 | 808.8187 | 1001.2057 | 50000 | 0.020024 | 0.03125 | 1600000 | 1 | 1 | 0 | 0 | 0 | 1 | Lateral Hardening-Fuse-10477670 | 1500Million | Eastern | -1 | 3000
Lateral Hardening | Lateral Hardening-Fuse-10087588,1 | 13389 | 550.787 | 2167.7664 | 2666.4833 | 133181.8182 | 0.020021 | 0.11098 | 1200000 | 3 | 1 | 0 | 0 | 0 | 1 | Lateral Hardening-Fuse-10087588 | 1500Million | Plant City | -1 | 3000
Lateral Hardening | Lateral Hardening-Fuse-90759671,1 | 13813 | 482.0264 | 3230.2804 | 3657.0791 | 182727.2727 | 0.020014 | 0.15227 | 1200000 | 3 | 1 | 0 | 0 | 0 | 1 | Lateral Hardening-Fuse-90759671 | 1500Million | Dade City | -1 | 3000
Lateral Hardening | Lateral Hardening-Fuse-10876327,1 | 14023 | 1066.6285 | 1364.1788 | 2368.293 | 118409.0909 | 0.020001 | 0.098674 | 1200000 | 8 | 1 | 0 | 0 | 0 | 1 | Lateral Hardening-Fuse-10876327 | 1500Million | South Hillsborough | -1 | 3000
Lateral Hardening | Lateral Hardening-Fuse-10679356,1 | 13807 | 594.6994 | 1235.7953 | 1792.0762 | 89772.7273 | 0.019962 | 0.074811 | 1200000 | 4 | 1 | 0 | 0 | 0 | 1 | Lateral Hardening-Fuse-10679356 | 1500Million | Plant City | -1 | 3000
Lateral Hardening | Lateral Hardening-Fuse-60272745,1 | 13687 | 149.3779 | 2370.3458 | 2485.9099 | 124545.4545 | 0.01996 | 0.10379 | 1200000 | 1 | 1 | 0 | 0 | 0 | 1 | Lateral Hardening-Fuse-60272745 | 1500Million | Eastern | -1 | 3000
Lateral Hardening | Lateral Hardening-Fuse-91790534,1 | 13138 | 0 | 901.4614 | 997.7294 | 50000 | 0.019955 | 0.0047348 | 10560000 | 5 | 1 | 0 | 0 | 0 | 1 | Lateral Hardening-Fuse-91790534 | 1500Million | Western | -1 | 3000
Lateral Hardening | Lateral Hardening-Fuse-10556621,1 | 13298 | 683.1249 | 4925.4069 | 5528.4142 | 277272.7273 | 0.019939 | 0.23106 | 1200000 | 4 | 1 | 0 | 0 | 0 | 1 | Lateral Hardening-Fuse-10556621 | 1500Million | Winter Haven | -1 | 3000
Lateral Hardening | Lateral Hardening-Fuse-90071431,1 | 13436 | 0 | 1429.646 | 1413.2682 | 70909.0909 | 0.019931 | 0.059091 | 1200000 | 2 | 1 | 0 | 0 | 0 | 1 | Lateral Hardening-Fuse-90071431 | 1500Million | Eastern | -1 | 3000
Lateral Hardening | Lateral Hardening-Fuse-91742026,1 | 14124 | 344.3699 | 2590.4664 | 2893.6487 | 145227.2727 | 0.019925 | 0.12102 | 1200000 | 3 | 1 | 0 | 0 | 0 | 1 | Lateral Hardening-Fuse-91742026 | 1500Million | Plant City | -1 | 3000
Lateral Hardening | Lateral Hardening-Fuse-10393590,1 | 13523 | 0 | 1255.1448 | 1240.7661 | 62272.7273 | 0.019925 | 0.051894 | 1200000 | 7 | 1 | 0 | 0 | 0 | 1 | Lateral Hardening-Fuse-10393590 | 1500Million | Western | -1 | 3000
Lateral Hardening | Lateral Hardening-Fuse-92015350,1 | 13695 | 554.5985 | 2502.4923 | 3011.0797 | 151136.3636 | 0.019923 | 0.12595 | 1200000 | 3 | 1 | 0 | 0 | 0 | 1 | Lateral Hardening-Fuse-92015350 | 1500Million | Winter Haven | -1 | 3000
Lateral Hardening | Lateral Hardening-Fuse-91113180,1 | 14197 | 0 | 1514.5972 | 1497.2463 | 75227.2727 | 0.019903 | 0.062689 | 1200000 | 1 | 1 | 1 | 0 | 1 | 2 | Lateral Hardening-Fuse-91113180 | 1500Million | Eastern | -1 | 3000
Lateral Hardening | Lateral Hardening-Fuse-93239515,1 | 13114 | 0 | 2058.407 | 2034.8263 | 102272.7273 | 0.019896 | 0.085227 | 1200000 | 5 | 1 | 0 | 0 | 0 | 1 | Lateral Hardening-Fuse-93239515 | 1500Million | Western | -1 | 3000
Lateral Hardening | Lateral Hardening-Fuse-10696442,1 | 13961 | 0 | 3076.9696 | 3041.7204 | 153181.8182 | 0.019857 | 0.12765 | 1200000 | 1 | 1 | 0 | 0 | 0 | 1 | Lateral Hardening-Fuse-10696442 | 1500Million | Plant City | -1 | 3000
Lateral Hardening | Lateral Hardening-Fuse-91790911,1 | 13142 | 0 | 1004.1158 | 992.6129 | 50000 | 0.019852 | 0.020644 | 2422018.3486 |  | 1 | 0 | 0 | 0 | 1 | Lateral Hardening-Fuse-91790911 | 1500Million | Western | -1 | 3000
Lateral Hardening | Lateral Hardening-Fuse-10492951,1 | 14041 | 307.3532 | 1929.7635 | 2205.1381 | 111136.3636 | 0.019842 | 0.092614 | 1200000 | 2 | 1 | 0 | 0 | 0 | 1 | Lateral Hardening-Fuse-10492951 | 1500Million | Central | -1 | 3000
Lateral Hardening | Lateral Hardening-Fuse-93109970,1 | 14266 | 696.2182 | 332.6434 | 991.823 | 50000 | 0.019836 | 0.029545 | 1692307.6923 | 2 | 1 | 0 | 0 | 0 | 1 | Lateral Hardening-Fuse-93109970 | 1500Million | Central | -1 | 3000
Lateral Hardening | Lateral Hardening-Fuse-91916821,1 | 13294 | 0 | 1002.213 | 990.7318 | 50000 | 0.019815 | 0.032008 | 1562130.1775 | 2 | 1 | 2 | 0 | 2 | 3 | Lateral Hardening-Fuse-91916821 | 1500Million | Winter Haven | -1 | 3000
Lateral Hardening | Lateral Hardening-Fuse-92219356,1 | 13706 | 1036.4575 | 2.8051 | 989.4102 | 50000 | 0.019788 | 0.020644 | 2422018.3486 | 19 | 1 | 1 | 0 | 1 | 2 | Lateral Hardening-Fuse-92219356 | 1500Million | Eastern | -1 | 3000
Lateral Hardening | Lateral Hardening-Fuse-91579962,1 | 13838 | 0 | 2229.3929 | 2203.8534 | 111590.9091 | 0.019749 | 0.092992 | 1200000 | 1 | 1 | 0 | 0 | 0 | 1 | Lateral Hardening-Fuse-91579962 | 1500Million | Central | -1 | 3000
Lateral Hardening | Lateral Hardening-Fuse-10556570,1 | 13298 | 342.0697 | 1999.0648 | 2306.4006 | 116818.1818 | 0.019744 | 0.097348 | 1200000 | 3 | 1 | 0 | 0 | 0 | 1 | Lateral Hardening-Fuse-10556570 | 1500Million | Winter Haven | -1 | 3000
Lateral Hardening | Lateral Hardening-Fuse-10754731,1 | 14306 | 0 | 997.8236 | 986.3928 | 50000 | 0.019728 | 0.035795 | 1396825.3968 | 2 | 1 | 0 | 0 | 0 | 1 | Lateral Hardening-Fuse-10754731 | 1500Million | Dade City | -1 | 3000
Lateral Hardening | Lateral Hardening-Fuse-91345667,1 | 14041 | 0 | 997.8236 | 986.3928 | 50000 | 0.019728 | 0.0090909 | 5500000 |  | 1 | 1 | 0 | 1 | 2 | Lateral Hardening-Fuse-91345667 | 1500Million | Central | -1 | 3000
Lateral Hardening | Lateral Hardening-Fuse-93280050,1 | 13042 | 0 | 997.8236 | 986.3928 | 50000 | 0.019728 | 0.032386 | 1543859.6491 | 1 | 1 | 0 | 0 | 0 | 1 | Lateral Hardening-Fuse-93280050 | 1500Million | Central | -1 | 3000
Lateral Hardening | Lateral Hardening-Fuse-92760973,1 | 13268 | 237.9197 | 1902.953 | 2110.4285 | 107045.4545 | 0.019715 | 0.089205 | 1200000 | 2 | 1 | 0 | 0 | 0 | 1 | Lateral Hardening-Fuse-92760973 | 1500Million | Plant City | -1 | 3000
Lateral Hardening | Lateral Hardening-Fuse-92528956,1 | 13485 | 0 | 3691.5643 | 3649.2745 | 185454.5455 | 0.019677 | 0.15455 | 1200000 | 17 | 1 | 3 | 0 | 3 | 4 | Lateral Hardening-Fuse-92528956 | 1500Million | Western | -1 | 3000
Lateral Hardening | Lateral Hardening-Fuse-90901279,1 | 13818 | 0 | 1188.1327 | 1607.9245 | 81818.1818 | 0.019652 | 0.068182 | 1200000 |  | 1 | 0 | 0 | 0 | 1 | Lateral Hardening-Fuse-90901279 | 1500Million | South Hillsborough | -1 | 3000
Lateral Hardening | Lateral Hardening-Fuse-90288910,1 | 13807 | 0 | 1355.3615 | 1339.8348 | 68181.8182 | 0.019651 | 0.056818 | 1200000 | 1 | 1 | 0 | 0 | 0 | 1 | Lateral Hardening-Fuse-90288910 | 1500Million | Plant City | -1 | 3000
Lateral Hardening | Lateral Hardening-Fuse-91384787,1 | 13916 | 1024.4544 | 5.8701 | 981.7149 | 50000 | 0.019634 | 0.021591 | 2315789.4737 | 71 | 1 | 1 | 0 | 1 | 2 | Lateral Hardening-Fuse-91384787 | 1500Million | Winter Haven | -1 | 3000
Lateral Hardening | Lateral Hardening-Fuse-10120770,1 | 13053 | 0 | 3506.5148 | 3466.3449 | 176590.9091 | 0.019629 | 0.14716 | 1200000 | 3 | 1 | 1 | 0 | 1 | 2 | Lateral Hardening-Fuse-10120770 | 1500Million | Central | -1 | 3000
Lateral Hardening | Lateral Hardening-Fuse-91555684,1 | 13254 | 0 | 3398.6084 | 3359.6746 | 171363.6364 | 0.019606 | 0.1428 | 1200000 | 1 | 1 | 0 | 0 | 0 | 1 | Lateral Hardening-Fuse-91555684 | 1500Million | South Hillsborough | -1 | 3000
Lateral Hardening | Lateral Hardening-Fuse-91053360,1 | 14026 | 0 | 991.4147 | 980.0572 | 50000 | 0.019601 | 0.036553 | 1367875.6477 | 15 | 1 | 2 | 0 | 2 | 3 | Lateral Hardening-Fuse-91053360 | 1500Million | South Hillsborough | -1 | 3000
Lateral Hardening | Lateral Hardening-Fuse-60625619,1 | 13648 | 0 | 1335.5469 | 1320.2471 | 67500 | 0.019559 | 0.05625 | 1200000 |  | 1 | 0 | 0 | 0 | 1 | Lateral Hardening-Fuse-60625619 | 1500Million | South Hillsborough | -1 | 3000
Lateral Hardening | Lateral Hardening-Fuse-92671000,1 | 13117 | 356.741 | 644.3815 | 976.7435 | 50000 | 0.019535 | 0.011174 | 4474576.2712 | 2 | 1 | 1 | 0 | 1 | 2 | Lateral Hardening-Fuse-92671000 | 1500Million | Winter Haven | -1 | 3000
Lateral Hardening | Lateral Hardening-Fuse-90292906,1 | 13622 | 0 | 1281.5753 | 1266.8938 | 65000 | 0.019491 | 0.054167 | 1200000 | 1 | 1 | 0 | 0 | 0 | 1 | Lateral Hardening-Fuse-90292906 | 1500Million | Western | -1 | 3000
Lateral Hardening | Lateral Hardening-Fuse-10605212,1 | 13924 | 205.7443 | 1606.8859 | 1786.8019 | 91818.1818 | 0.01946 | 0.076515 | 1200000 | 2 | 1 | 0 | 0 | 0 | 1 | Lateral Hardening-Fuse-10605212 | 1500Million | Winter Haven | -1 | 3000
Lateral Hardening | Lateral Hardening-Fuse-10705812,1 | 13983 | 359.0351 | 1120.3656 | 1449.2142 | 74545.4545 | 0.019441 | 0.062121 | 1200000 | 3 | 1 | 0 | 0 | 0 | 1 | Lateral Hardening-Fuse-10705812 | 1500Million | Plant City | -1 | 3000
Lateral Hardening | Lateral Hardening-Fuse-93220431,1 | 13459 | 350.5299 | 5769.737 | 6039.0293 | 312045.4545 | 0.019353 | 0.26004 | 1200000 | 2 | 1 | 0 | 0 | 0 | 1 | Lateral Hardening-Fuse-93220431 | 1500Million | Eastern | -1 | 3000
Lateral Hardening | Lateral Hardening-Fuse-92849403,1 | 13011 | 109.8029 | 1578.8711 | 1665.9033 | 86136.3636 | 0.01934 | 0.07178 | 1200000 | 1 | 1 | 0 | 0 | 0 | 1 | Lateral Hardening-Fuse-92849403 | 1500Million | Plant City | -1 | 3000
Lateral Hardening | Lateral Hardening-Fuse-10003899,1 | 13156 | 0 | 1956.057 | 1933.6488 | 100000 | 0.019336 | 0.083333 | 1200000 | 1 | 1 | 1 | 0 | 1 | 2 | Lateral Hardening-Fuse-10003899 | 1500Million | Western | -1 | 3000
Lateral Hardening | Lateral Hardening-Fuse-92957849,1 | 13535 | 906.7186 | 433.2176 | 1291.699 | 66818.1818 | 0.019332 | 0.055682 | 1200000 | 2 | 1 | 0 | 0 | 0 | 1 | Lateral Hardening-Fuse-92957849 | 1500Million | Western | -1 | 3000
Lateral Hardening | Lateral Hardening-Fuse-10876338,1 | 14023 | 904.6017 | 286.0038 | 1145.2943 | 59318.1818 | 0.019308 | 0.049432 | 1200000 | 3 | 1 | 0 | 0 | 0 | 1 | Lateral Hardening-Fuse-10876338 | 1500Million | South Hillsborough | -1 | 3000
Lateral Hardening | Lateral Hardening-Fuse-10808182,1 | 13340 | 0 | 973.6696 | 962.5155 | 50000 | 0.01925 | 0.036174 | 1382198.9529 |  | 1 | 0 | 0 | 0 | 1 | Lateral Hardening-Fuse-10808182 | 1500Million | South Hillsborough | -1 | 3000
Lateral Hardening | Lateral Hardening-Fuse-90694474,1 | 13769 | 822.6468 | 179.2338 | 962.3425 | 50000 | 0.019247 | 0.0017045 | 29333333.3333 | 36 | 1 | 0 | 0 | 0 | 1 | Lateral Hardening-Fuse-90694474 | 1500Million | Winter Haven | -1 | 3000
Lateral Hardening | Lateral Hardening-Fuse-10075303,1 | 13656 | 873.5605 | 129.7771 | 961.9398 | 50000 | 0.019239 | 0.038258 | 1306930.6931 | 6 | 1 | 0 | 0 | 0 | 1 | Lateral Hardening-Fuse-10075303 | 1500Million | Plant City | -1 | 3000
Lateral Hardening | Lateral Hardening-Fuse-10556687,1 | 13298 | 48.5145 | 615.0245 | 1590.2946 | 82727.2727 | 0.019223 | 0.068939 | 1200000 | 1 | 1 | 0 | 0 | 0 | 1 | Lateral Hardening-Fuse-10556687 | 1500Million | Winter Haven | -1 | 3000
Lateral Hardening | Lateral Hardening-Fuse-92761000,1 | 13268 | 569.493 | 1725.9962 | 2249.4741 | 117045.4545 | 0.019219 | 0.097538 | 1200000 | 5 | 1 | 0 | 0 | 0 | 1 | Lateral Hardening-Fuse-92761000 | 1500Million | Plant City | -1 | 3000
Lateral Hardening | Lateral Hardening-Fuse-92936727,1 | 13687 | 234.1565 | 1078.0903 | 1292.5836 | 67272.7273 | 0.019214 | 0.056061 | 1200000 | 2 | 1 | 0 | 0 | 0 | 1 | Lateral Hardening-Fuse-92936727 | 1500Million | Eastern | -1 | 3000
Lateral Hardening | Lateral Hardening-Fuse-60592046,1 | 13697 | 0 | 2027.6665 | 2004.438 | 104545.4545 | 0.019173 | 0.087121 | 1200000 | 2 | 1 | 0 | 0 | 0 | 1 | Lateral Hardening-Fuse-60592046 | 1500Million | Winter Haven | -1 | 3000
Lateral Hardening | Lateral Hardening-Fuse-90436493,1 | 13120 | 0 | 2405.3146 | 2377.7598 | 124090.9091 | 0.019161 | 0.10341 | 1200000 | 3 | 1 | 0 | 0 | 0 | 1 | Lateral Hardening-Fuse-90436493 | 1500Million | Plant City | -1 | 3000
Lateral Hardening | Lateral Hardening-Fuse-92612900,1 | 13390 | 495.9367 | 489.2868 | 956.7369 | 50000 | 0.019135 | 0.035417 | 1411764.7059 | 4 | 1 | 0 | 0 | 0 | 1 | Lateral Hardening-Fuse-92612900 | 1500Million | Plant City | -1 | 3000
Lateral Hardening | Lateral Hardening-Fuse-92655739,1 | 13226 | 0 | 966.6416 | 955.568 | 50000 | 0.019111 | 0.017045 | 2933333.3333 |  | 1 | 0 | 0 | 0 | 1 | Lateral Hardening-Fuse-92655739 | 1500Million | Eastern | -1 | 3000
Lateral Hardening | Lateral Hardening-Fuse-10144744,1 | 13136 | 0 | 1408.003 | 1391.8732 | 72954.5455 | 0.019079 | 0.060795 | 1200000 | 1 | 1 | 0 | 0 | 0 | 1 | Lateral Hardening-Fuse-10144744 | 1500Million | Western | -1 | 3000
Lateral Hardening | Lateral Hardening-Fuse-92844710,1 | 13169 | 0 | 963.5234 | 952.4855 | 50000 | 0.01905 | 0.015909 | 3142857.1429 | 1 | 1 | 1 | 0 | 1 | 2 | Lateral Hardening-Fuse-92844710 | 1500Million | Eastern | -1 | 3000
Lateral Hardening | Lateral Hardening-Fuse-90100577,1 | 13267 | 0 | 2472.2318 | 4550.7298 | 239318.1818 | 0.019015 | 0.19943 | 1200000 | 1 | 1 | 0 | 0 | 0 | 1 | Lateral Hardening-Fuse-90100577 | 1500Million | Plant City | -1 | 3000
Lateral Hardening | Lateral Hardening-Fuse-60496431,1 | 14197 | 0 | 4032.4603 | 3986.2652 | 210227.2727 | 0.018962 | 0.17519 | 1200000 | 3 | 1 | 1 | 1 | 0 | 2 | Lateral Hardening-Fuse-60496431 | 1500Million | Eastern | -1 | 3000
Lateral Hardening | Lateral Hardening-Fuse-90838101,1 | 13130 | 0 | 958.5861 | 947.6047 | 50000 | 0.018952 | 0.022348 | 2237288.1356 | 12 | 1 | 0 | 0 | 0 | 1 | Lateral Hardening-Fuse-90838101 | 1500Million | Eastern | -1 | 3000
Lateral Hardening | Lateral Hardening-Fuse-60392721,1 | 13422 | 393.057 | 1468.943 | 1826.2146 | 96590.9091 | 0.018907 | 0.080492 | 1200000 | 4 | 1 | 0 | 0 | 0 | 1 | Lateral Hardening-Fuse-60392721 | 1500Million | Dade City | -1 | 3000
Lateral Hardening | Lateral Hardening-Fuse-90512037,1 | 13096 | 338.8515 | 818.8001 | 1133.6687 | 60000 | 0.018894 | 0.05 | 1200000 | 4 | 1 | 0 | 0 | 0 | 1 | Lateral Hardening-Fuse-90512037 | 1500Million | Central | -1 | 3000
Lateral Hardening | Lateral Hardening-Fuse-10570232,1 | 13373 | 348.0333 | 413.9426 | 939.755 | 50000 | 0.018795 | 0.013258 | 3771428.5714 | 6 | 1 | 0 | 0 | 0 | 1 | Lateral Hardening-Fuse-10570232 | 1500Million | Winter Haven | -1 | 3000
Lateral Hardening | Lateral Hardening-Fuse-90978630,1 | 13298 | 102.1017 | 2365.5475 | 2436.785 | 129772.7273 | 0.018777 | 0.10814 | 1200000 | 1 | 1 | 0 | 0 | 0 | 1 | Lateral Hardening-Fuse-90978630 | 1500Million | Winter Haven | -1 | 3000
Lateral Hardening | Lateral Hardening-Fuse-90928013,1 | 13648 | 0 | 2524.5752 | 2495.6542 | 132954.5455 | 0.018771 | 0.1108 | 1200000 | 1 | 1 | 0 | 0 | 0 | 1 | Lateral Hardening-Fuse-90928013 | 1500Million | South Hillsborough | -1 | 3000
Lateral Hardening | Lateral Hardening-Fuse-92866385,1 | 13711 | 0 | 948.9067 | 938.0362 | 50000 | 0.018761 | 0.012121 | 4125000 | 2 | 1 | 0 | 0 | 0 | 1 | Lateral Hardening-Fuse-92866385 | 1500Million | Eastern | -1 | 3000
Lateral Hardening | Lateral Hardening-Fuse-60256612,1 | 13099 | 133.9544 | 817.1241 | 937.1919 | 50000 | 0.018744 | 0.015909 | 3142857.1429 | 1 | 1 | 1 | 0 | 1 | 2 | Lateral Hardening-Fuse-60256612 | 1500Million | Central | -1 | 3000
Lateral Hardening | Lateral Hardening-Fuse-92140880,1 | 13159 | 0 | 1189.281 | 1175.6569 | 62727.2727 | 0.018742 | 0.052273 | 1200000 | 1 | 1 | 0 | 0 | 0 | 1 | Lateral Hardening-Fuse-92140880 | 1500Million | Central | -1 | 3000
Lateral Hardening | Lateral Hardening-Fuse-10866803,1 | 13227 | 178.368 | 772.1612 | 935.5529 | 50000 | 0.018711 | 0.016856 | 2966292.1348 | 2 | 1 | 0 | 0 | 0 | 1 | Lateral Hardening-Fuse-10866803 | 1500Million | Eastern | -1 | 3000
Lateral Hardening | Lateral Hardening-Fuse-93245165,1 | 13696 | 0 | 945.6655 | 934.8321 | 50000 | 0.018697 | 0.033523 | 1491525.4237 |  | 1 | 0 | 0 | 0 | 1 | Lateral Hardening-Fuse-93245165 | 1500Million | Winter Haven | -1 | 3000
Lateral Hardening | Lateral Hardening-Fuse-91239021,1 | 13124 | 0 | 944.5935 | 933.7724 | 50000 | 0.018675 | 0.020455 | 2444444.4444 | 1 | 1 | 0 | 0 | 0 | 1 | Lateral Hardening-Fuse-91239021 | 1500Million | Plant City | -1 | 3000
Lateral Hardening | Lateral Hardening-Fuse-10090768,1 | 13294 | 0 | 1547.2761 | 1529.5508 | 82045.4545 | 0.018643 | 0.068371 | 1200000 | 2 | 1 | 1 | 0 | 1 | 2 | Lateral Hardening-Fuse-10090768 | 1500Million | Winter Haven | -1 | 3000
Lateral Hardening | Lateral Hardening-Fuse-60015290,1 | 13008 | 0 | 1150.7789 | 1137.5958 | 61136.3636 | 0.018608 | 0.050947 | 1200000 | 2 | 1 | 1 | 0 | 1 | 2 | Lateral Hardening-Fuse-60015290 | 1500Million | Plant City | -1 | 3000
Lateral Hardening | Lateral Hardening-Fuse-90283756,1 | 13621 | 155.0937 | 464.4814 | 1340.3823 | 72045.4545 | 0.018605 | 0.060038 | 1200000 | 4 | 1 | 1 | 0 | 1 | 2 | Lateral Hardening-Fuse-90283756 | 1500Million | Western | -1 | 3000
Lateral Hardening | Lateral Hardening-Fuse-60119800,1 | 13104 | 0 | 940.7877 | 930.0103 | 50000 | 0.0186 | 0.014962 | 3341772.1519 | 7 | 1 | 1 | 0 | 1 | 2 | Lateral Hardening-Fuse-60119800 | 1500Million | Central | -1 | 3000
Lateral Hardening | Lateral Hardening-Fuse-91508547,2 | 13787 | 4463.5429 | 249.791 | 4493.8374 | 241636.3636 | 0.018598 | 0.2517 | 960000 | 4 | 2 | 1 | 0 | 1 | 3 | Lateral Hardening-Fuse-91508547, Lateral Hardening-Fuse-91508532 | 1500Million | Plant City | -1 | 3000
Lateral Hardening | Lateral Hardening-Fuse-60595892,1 | 13897 | 0 | 1982.7372 | 1960.0234 | 105454.5455 | 0.018586 | 0.087879 | 1200000 | 1 | 1 | 1 | 1 | 0 | 2 | Lateral Hardening-Fuse-60595892 | 1500Million | South Hillsborough | -1 | 3000
Lateral Hardening | Lateral Hardening-Fuse-10657038,1 | 13098 | 251.9374 | 696.7903 | 929.0299 | 50000 | 0.018581 | 0.030682 | 1629629.6296 | 4 | 1 | 0 | 0 | 0 | 1 | Lateral Hardening-Fuse-10657038 | 1500Million | Central | -1 | 3000
Lateral Hardening | Lateral Hardening-Fuse-10583674,1 | 13840 | 0 | 938.8359 | 928.0808 | 50000 | 0.018562 | 0.037689 | 1326633.1658 |  | 1 | 0 | 0 | 0 | 1 | Lateral Hardening-Fuse-10583674 | 1500Million | Central | -1 | 3000
Lateral Hardening | Lateral Hardening-Fuse-90680897,1 | 13749 | 0 | 1273.9149 | 1259.3212 | 67954.5455 | 0.018532 | 0.056629 | 1200000 | 4 | 1 | 0 | 0 | 0 | 1 | Lateral Hardening-Fuse-90680897 | 1500Million | Western | -1 | 3000
Lateral Hardening | Lateral Hardening-Fuse-10556649,1 | 13298 | 134.4383 | 1261.4982 | 1376.5318 | 74318.1818 | 0.018522 | 0.061932 | 1200000 | 1 | 1 | 0 | 0 | 0 | 1 | Lateral Hardening-Fuse-10556649 | 1500Million | Winter Haven | -1 | 3000
Lateral Hardening | Lateral Hardening-Fuse-90175921,1 | 13458 | 0 | 4265.6148 | 4216.7488 | 227727.2727 | 0.018517 | 0.18977 | 1200000 | 4 | 1 | 0 | 0 | 0 | 1 | Lateral Hardening-Fuse-90175921 | 1500Million | Eastern | -1 | 3000
Lateral Hardening | Lateral Hardening-Fuse-60257246,1 | 13298 | 343.0071 | 5375.0567 | 5642.2853 | 305227.2727 | 0.018486 | 0.25436 | 1200000 | 2 | 1 | 0 | 0 | 0 | 1 | Lateral Hardening-Fuse-60257246 | 1500Million | Winter Haven | -1 | 3000
Lateral Hardening | Lateral Hardening-Fuse-10388837,1 | 13221 | 0 | 1929.0715 | 3640.5838 | 197045.4545 | 0.018476 | 0.1642 | 1200000 | 3 | 1 | 0 | 0 | 0 | 1 | Lateral Hardening-Fuse-10388837 | 1500Million | Central | -1 | 3000
Lateral Hardening | Lateral Hardening-Fuse-10694130,1 | 13254 | 0 | 933.6062 | 922.911 | 50000 | 0.018458 | 0.026705 | 1872340.4255 | 2 | 1 | 0 | 0 | 0 | 1 | Lateral Hardening-Fuse-10694130 | 1500Million | South Hillsborough | -1 | 3000
Lateral Hardening | Lateral Hardening-Fuse-90354866,1 | 13984 | 0 | 2800.6957 | 2768.6114 | 150000 | 0.018457 | 0.125 | 1200000 | 3 | 1 | 1 | 0 | 1 | 2 | Lateral Hardening-Fuse-90354866 | 1500Million | Plant City | -1 | 3000
Lateral Hardening | Lateral Hardening-Fuse-60263846,1 | 14030 | 267.0162 | 674.5326 | 922.2638 | 50000 | 0.018445 | 0.027462 | 1820689.6552 | 3 | 1 | 1 | 1 | 0 | 2 | Lateral Hardening-Fuse-60263846 | 1500Million | Western | -1 | 3000
Lateral Hardening | Lateral Hardening-Fuse-93340084,1 | 13088 | 0 | 932.6751 | 921.9905 | 50000 | 0.01844 | 0.030114 | 1660377.3585 | 1 | 1 | 0 | 0 | 0 | 1 | Lateral Hardening-Fuse-93340084 | 1500Million | Central | -1 | 3000
Lateral Hardening | Lateral Hardening-Fuse-93360664,2 | 14050 | 0 | 2094.1661 | 2070.1757 | 112363.6364 | 0.018424 | 0.11705 | 960000 | 1 | 2 | 1 | 0 | 1 | 3 | Lateral Hardening-Fuse-93360664, Lateral Hardening-Fuse-60236913 | 1500Million | Plant City | -1 | 3000
Lateral Hardening | Lateral Hardening-Fuse-92271675,1 | 13900 | 0 | 930.1925 | 919.5364 | 50000 | 0.018391 | 0.033333 | 1500000 | 1 | 1 | 0 | 0 | 0 | 1 | Lateral Hardening-Fuse-92271675 | 1500Million | South Hillsborough | -1 | 3000
Lateral Hardening | Lateral Hardening-Fuse-91338742,1 | 13828 | 0 | 3136.568 | 3100.6361 | 168636.3636 | 0.018387 | 0.14053 | 1200000 | 13 | 1 | 0 | 0 | 0 | 1 | Lateral Hardening-Fuse-91338742 | 1500Million | Central | -1 | 3000
Lateral Hardening | Lateral Hardening-Fuse-90970804,1 | 13236 | 311.0291 | 1587.6103 | 2517.8359 | 137272.7273 | 0.018342 | 0.11439 | 1200000 | 2 | 1 | 0 | 0 | 0 | 1 | Lateral Hardening-Fuse-90970804 | 1500Million | South Hillsborough | -1 | 3000
Lateral Hardening | Lateral Hardening-Fuse-60037530,1 | 13333 | 0 | 1183.7484 | 1170.1877 | 63863.6364 | 0.018323 | 0.05322 | 1200000 | 1 | 1 | 0 | 0 | 0 | 1 | Lateral Hardening-Fuse-60037530 | 1500Million | Western | -1 | 3000
Lateral Hardening | Lateral Hardening-Fuse-92494050,1 | 13003 | 0 | 1766.0321 | 1745.8008 | 95454.5455 | 0.018289 | 0.079545 | 1200000 | 2 | 1 | 0 | 0 | 0 | 1 | Lateral Hardening-Fuse-92494050 | 1500Million | South Hillsborough | -1 | 3000
Lateral Hardening | Lateral Hardening-Fuse-90148080,1 | 13708 | 0 | 4078.9745 | 4032.2466 | 221363.6364 | 0.018215 | 0.18447 | 1200000 | 43 | 1 | 1 | 0 | 1 | 2 | Lateral Hardening-Fuse-90148080 | 1500Million | Eastern | -1 | 3000
Lateral Hardening | Lateral Hardening-Fuse-90162234,1 | 13805 | 271.4218 | 819.7757 | 1069.5554 | 58863.6364 | 0.01817 | 0.049053 | 1200000 | 2 | 1 | 0 | 0 | 0 | 1 | Lateral Hardening-Fuse-90162234 | 1500Million | Plant City | -1 | 3000
Lateral Hardening | Lateral Hardening-Fuse-10716341,1 | 13959 | 341.1377 | 2209.5043 | 2513.6251 | 138409.0909 | 0.018161 | 0.11534 | 1200000 | 1 | 1 | 0 | 0 | 0 | 1 | Lateral Hardening-Fuse-10716341 | 1500Million | Plant City | -1 | 3000
Lateral Hardening | Lateral Hardening-Fuse-60278024,1 | 13993 | 0 | 1536.3218 | 1518.722 | 83636.3636 | 0.018159 | 0.069697 | 1200000 | 2 | 1 | 1 | 0 | 1 | 2 | Lateral Hardening-Fuse-60278024 | 1500Million | Central | -1 | 3000
Lateral Hardening | Lateral Hardening-Fuse-60331444,1 | 14274 | 235.9482 | 2219.0056 | 2421.2833 | 133409.0909 | 0.018149 | 0.11117 | 1200000 | 2 | 1 | 1 | 1 | 0 | 2 | Lateral Hardening-Fuse-60331444 | 1500Million | Western | -1 | 3000
Lateral Hardening | Lateral Hardening-Fuse-92301227,1 | 13795 | 922.3598 | 324.4233 | 1200.2504 | 66136.3636 | 0.018148 | 0.055114 | 1200000 | 3 | 1 | 0 | 0 | 0 | 1 | Lateral Hardening-Fuse-92301227 | 1500Million | Eastern | -1 | 3000
Lateral Hardening | Lateral Hardening-Fuse-91218077,1 | 13298 | 180.0973 | 3468.3237 | 3600.285 | 198409.0909 | 0.018146 | 0.16534 | 1200000 | 1 | 1 | 0 | 0 | 0 | 1 | Lateral Hardening-Fuse-91218077 | 1500Million | Winter Haven | -1 | 3000
Lateral Hardening | Lateral Hardening-Fuse-60036008,1 | 13038 | 667.5303 | 211.05 | 907.2869 | 50000 | 0.018146 | 0.015909 | 3142857.1429 | 3 | 1 | 0 | 0 | 0 | 1 | Lateral Hardening-Fuse-60036008 | 1500Million | Eastern | -1 | 3000
Lateral Hardening | Lateral Hardening-Fuse-93126910,1 | 13299 | 0 | 5966.8814 | 5898.5259 | 325227.2727 | 0.018137 | 0.27102 | 1200000 | 1 | 1 | 0 | 0 | 0 | 1 | Lateral Hardening-Fuse-93126910 | 1500Million | Winter Haven | -1 | 3000
Lateral Hardening | Lateral Hardening-Fuse-90291783,1 | 13679 | 128.3764 | 791.0311 | 906.0267 | 50000 | 0.018121 | 0.034848 | 1434782.6087 | 1 | 1 | 0 | 0 | 0 | 1 | Lateral Hardening-Fuse-90291783 | 1500Million | Western | -1 | 3000
Lateral Hardening | Lateral Hardening-Fuse-91116075,1 | 13786 | 144.4447 | 549.6911 | 1299.8175 | 71818.1818 | 0.018099 | 0.059848 | 1200000 | 2 | 1 | 0 | 0 | 0 | 1 | Lateral Hardening-Fuse-91116075 | 1500Million | Plant City | -1 | 3000
Lateral Hardening | Lateral Hardening-Fuse-93323795,1 | 13723 | 126.537 | 791.4582 | 904.4382 | 50000 | 0.018089 | 0.023106 | 2163934.4262 | 1 | 1 | 0 | 0 | 0 | 1 | Lateral Hardening-Fuse-93323795 | 1500Million | Plant City | -1 | 3000
Lateral Hardening | Lateral Hardening-Fuse-10705850,2 | 13268 | 917.0147 | 2496.0986 | 3343.2948 | 185090.9091 | 0.018063 | 0.1928 | 960000 | 4 | 2 | 0 | 0 | 0 | 2 | Lateral Hardening-Fuse-10705850, Lateral Hardening-Fuse-10705849 | 1500Million | Plant City | -1 | 3000
Lateral Hardening | Lateral Hardening-Fuse-91530670,1 | 13899 | 0 | 913.3227 | 902.8599 | 50000 | 0.018057 | 0.020833 | 2400000 | 2 | 1 | 0 | 0 | 0 | 1 | Lateral Hardening-Fuse-91530670 | 1500Million | South Hillsborough | -1 | 3000
Lateral Hardening | Lateral Hardening-Fuse-60272048,1 | 13805 | 519.5224 | 3271.193 | 3733.8915 | 206818.1818 | 0.018054 | 0.17235 | 1200000 | 3 | 1 | 0 | 0 | 0 | 1 | Lateral Hardening-Fuse-60272048 | 1500Million | Plant City | -1 | 3000
Lateral Hardening | Lateral Hardening-Fuse-92199736,1 | 13787 | 482.7915 | 1445.8856 | 1888.2759 | 104772.7273 | 0.018023 | 0.087311 | 1200000 | 4 | 1 | 0 | 0 | 0 | 1 | Lateral Hardening-Fuse-92199736 | 1500Million | Plant City | -1 | 3000
Lateral Hardening | Lateral Hardening-Fuse-93220008,1 | 13459 | 226.0576 | 693.2262 | 900.4216 | 50000 | 0.018008 | 0.014583 | 3428571.4286 | 3 | 1 | 0 | 0 | 0 | 1 | Lateral Hardening-Fuse-93220008 | 1500Million | Eastern | -1 | 3000
Lateral Hardening | Lateral Hardening-Fuse-93244071,1 | 13656 | 124.2931 | 788.6436 | 899.5427 | 50000 | 0.017991 | 0.040341 | 1239436.6197 | 1 | 1 | 0 | 0 | 0 | 1 | Lateral Hardening-Fuse-93244071 | 1500Million | Plant City | -1 | 3000
Lateral Hardening | Lateral Hardening-Fuse-91161628,1 | 13146 | 128.424 | 784.4392 | 899.5191 | 50000 | 0.01799 | 0.039015 | 1281553.3981 | 1 | 1 | 0 | 0 | 0 | 1 | Lateral Hardening-Fuse-91161628 | 1500Million | Plant City | -1 | 3000
Lateral Hardening | Lateral Hardening-Fuse-92629689,1 | 13813 | 162.1604 | 2512.2871 | 2639.0345 | 146818.1818 | 0.017975 | 0.12235 | 1200000 | 2 | 1 | 0 | 0 | 0 | 1 | Lateral Hardening-Fuse-92629689 | 1500Million | Dade City | -1 | 3000
Lateral Hardening | Lateral Hardening-Fuse-92608971,1 | 13390 | 0 | 1552.863 | 1535.0737 | 85454.5455 | 0.017964 | 0.071212 | 1200000 | 1 | 1 | 0 | 0 | 0 | 1 | Lateral Hardening-Fuse-92608971 | 1500Million | Plant City | -1 | 3000
Lateral Hardening | Lateral Hardening-Fuse-92289626,1 | 13579 | 1462.9587 | 1333.531 | 2717.5476 | 151363.6364 | 0.017954 | 0.12614 | 1200000 | 3 | 1 | 0 | 0 | 0 | 1 | Lateral Hardening-Fuse-92289626 | 1500Million | Eastern | -1 | 3000
Lateral Hardening | Lateral Hardening-Fuse-91856801,1 | 13354 | 0 | 906.8859 | 896.4968 | 50000 | 0.01793 | 0.0060606 | 8250000 | 1 | 1 | 2 | 0 | 2 | 3 | Lateral Hardening-Fuse-91856801 | 1500Million | Central | -1 | 3000
Lateral Hardening | Lateral Hardening-Fuse-92083244,1 | 13105 | 0 | 1718.7938 | 1699.1037 | 94772.7273 | 0.017928 | 0.078977 | 1200000 | 1 | 1 | 0 | 0 | 0 | 1 | Lateral Hardening-Fuse-92083244 | 1500Million | Central | -1 | 3000
Lateral Hardening | Lateral Hardening-Fuse-93263762,1 | 13042 | 0 | 901.4614 | 891.1344 | 50000 | 0.017823 | 0.012121 | 4125000 | 2 | 1 | 0 | 0 | 0 | 1 | Lateral Hardening-Fuse-93263762 | 1500Million | Central | -1 | 3000
Lateral Hardening | Lateral Hardening-Fuse-90495837,1 | 13330 | 0 | 2609.323 | 2579.4311 | 144772.7273 | 0.017817 | 0.12064 | 1200000 | 1 | 1 | 0 | 0 | 0 | 1 | Lateral Hardening-Fuse-90495837 | 1500Million | Dade City | -1 | 3000
Lateral Hardening | Lateral Hardening-Fuse-60076896,1 | 13121 | 0 | 1961.9636 | 1939.4877 | 109090.9091 | 0.017779 | 0.090909 | 1200000 | 5 | 1 | 0 | 0 | 0 | 1 | Lateral Hardening-Fuse-60076896 | 1500Million | Plant City | -1 | 3000
Lateral Hardening | Lateral Hardening-Fuse-93297706,1 | 13808 | 368.452 | 4065.8129 | 4374.2066 | 246136.3636 | 0.017771 | 0.20511 | 1200000 | 3 | 1 | 0 | 0 | 0 | 1 | Lateral Hardening-Fuse-93297706 | 1500Million | Plant City | -1 | 3000
Lateral Hardening | Lateral Hardening-Fuse-91636970,1 | 13327 | 0 | 898.772 | 888.4758 | 50000 | 0.01777 | 0.017992 | 2778947.3684 | 1 | 1 | 0 | 0 | 0 | 1 | Lateral Hardening-Fuse-91636970 | 1500Million | Eastern | -1 | 3000
Lateral Hardening | Lateral Hardening-Fuse-60144161,1 | 13939 | 614.4753 | 256.7762 | 888.2911 | 50000 | 0.017766 | 0.036932 | 1353846.1538 | 2 | 1 | 0 | 0 | 0 | 1 | Lateral Hardening-Fuse-60144161 | 1500Million | Central | -1 | 3000
Lateral Hardening | Lateral Hardening-Fuse-92638374,1 | 13331 | 347.5877 | 2879.5098 | 3181.292 | 179090.9091 | 0.017764 | 0.14924 | 1200000 | 3 | 1 | 0 | 0 | 0 | 1 | Lateral Hardening-Fuse-92638374 | 1500Million | Dade City | -1 | 3000
Lateral Hardening | Lateral Hardening-Fuse-92690503,1 | 13391 | 645.1822 | 1074.1817 | 1674.953 | 94318.1818 | 0.017759 | 0.078598 | 1200000 | 5 | 1 | 0 | 0 | 0 | 1 | Lateral Hardening-Fuse-92690503 | 1500Million | Plant City | -1 | 3000
Lateral Hardening | Lateral Hardening-Fuse-92268604,1 | 13017 | 159.5225 | 740.7633 | 886.9333 | 50000 | 0.017739 | 0.039394 | 1269230.7692 | 2 | 1 | 0 | 0 | 0 | 1 | Lateral Hardening-Fuse-92268604 | 1500Million | South Hillsborough | -1 | 3000
Lateral Hardening | Lateral Hardening-Fuse-91772174,1 | 13007 | 0 | 895.839 | 885.5764 | 50000 | 0.017712 | 0.026515 | 1885714.2857 | 1 | 1 | 1 | 0 | 1 | 2 | Lateral Hardening-Fuse-91772174 | 1500Million | Plant City | -1 | 3000
Lateral Hardening | Lateral Hardening-Fuse-91940385,1 | 13079 | 457.7877 | 451.6493 | 883.1418 | 50000 | 0.017663 | 0.02803 | 1783783.7838 | 4 | 1 | 0 | 0 | 0 | 1 | Lateral Hardening-Fuse-91940385 | 1500Million | Western | -1 | 3000
Lateral Hardening | Lateral Hardening-Fuse-90751844,1 | 13229 | 871.4886 | 53.0041 | 882.3431 | 50000 | 0.017647 | 0.015341 | 3259259.2593 | 18 | 1 | 0 | 0 | 0 | 1 | Lateral Hardening-Fuse-90751844 | 1500Million | Eastern | -1 | 3000
Lateral Hardening | Lateral Hardening-Fuse-92634719,1 | 13331 | 764.5576 | 154.9553 | 881.4614 | 50000 | 0.017629 | 0.030114 | 1660377.3585 | 5 | 1 | 0 | 0 | 0 | 1 | Lateral Hardening-Fuse-92634719 | 1500Million | Dade City | -1 | 3000
Lateral Hardening | Lateral Hardening-Fuse-60412330,1 | 13268 | 192.0631 | 605.6558 | 921.0473 | 52272.7273 | 0.01762 | 0.043561 | 1200000 | 2 | 1 | 0 | 0 | 0 | 1 | Lateral Hardening-Fuse-60412330 | 1500Million | Plant City | -1 | 3000
Lateral Hardening | Lateral Hardening-Fuse-60353491,1 | 13268 | 606.1911 | 3628.0279 | 4171.1618 | 237045.4545 | 0.017596 | 0.19754 | 1200000 | 3 | 1 | 0 | 0 | 0 | 1 | Lateral Hardening-Fuse-60353491 | 1500Million | Plant City | -1 | 3000
Lateral Hardening | Lateral Hardening-Fuse-91355513,1 | 14356 | 0 | 889.3945 | 879.2058 | 50000 | 0.017584 | 0.0070076 | 7135135.1351 |  | 1 | 0 | 0 | 0 | 1 | Lateral Hardening-Fuse-91355513 | 1500Million | Eastern | -1 | 3000
Lateral Hardening | Lateral Hardening-Fuse-92865966,1 | 13460 | 435.0707 | 1894.6641 | 2293.2813 | 130454.5455 | 0.017579 | 0.10871 | 1200000 | 4 | 1 | 0 | 0 | 0 | 1 | Lateral Hardening-Fuse-92865966 | 1500Million | Eastern | -1 | 3000
Lateral Hardening | Lateral Hardening-Fuse-92253005,1 | 13224 | 0 | 2321.7388 | 2295.1414 | 130681.8182 | 0.017563 | 0.1089 | 1200000 | 4 | 1 | 0 | 0 | 0 | 1 | Lateral Hardening-Fuse-92253005 | 1500Million | Central | -1 | 3000
Lateral Hardening | Lateral Hardening-Fuse-92910523,1 | 13159 | 0 | 1878.1503 | 1856.6346 | 105909.0909 | 0.01753 | 0.088258 | 1200000 | 5 | 1 | 0 | 0 | 0 | 1 | Lateral Hardening-Fuse-92910523 | 1500Million | Central | -1 | 3000
Lateral Hardening | Lateral Hardening-Fuse-92830282,1 | 13509 | 0 | 946.7795 | 935.9334 | 53409.0909 | 0.017524 | 0.044508 | 1200000 | 15 | 1 | 0 | 0 | 0 | 1 | Lateral Hardening-Fuse-92830282 | 1500Million | Eastern | -1 | 3000
Lateral Hardening | Lateral Hardening-Fuse-93296673,1 | 13808 | 112.7289 | 1088.5738 | 1183.9127 | 67727.2727 | 0.017481 | 0.056439 | 1200000 | 1 | 1 | 0 | 0 | 0 | 1 | Lateral Hardening-Fuse-93296673 | 1500Million | Plant City | -1 | 3000
Lateral Hardening | Lateral Hardening-Fuse-92417553,1 | 13422 | 187.5787 | 2284.3766 | 2438.1784 | 139772.7273 | 0.017444 | 0.11648 | 1200000 | 1 | 1 | 0 | 0 | 0 | 1 | Lateral Hardening-Fuse-92417553 | 1500Million | Dade City | -1 | 3000
Lateral Hardening | Lateral Hardening-Fuse-90888308,1 | 13924 | 176.1997 | 1855.937 | 2004.7141 | 115000 | 0.017432 | 0.095833 | 1200000 | 2 | 1 | 0 | 0 | 0 | 1 | Lateral Hardening-Fuse-90888308 | 1500Million | Winter Haven | -1 | 3000
Lateral Hardening | Lateral Hardening-Fuse-93183846,1 | 13813 | 0 | 1691.0528 | 1671.6804 | 95909.0909 | 0.01743 | 0.079924 | 1200000 |  | 1 | 0 | 0 | 0 | 1 | Lateral Hardening-Fuse-93183846 | 1500Million | Dade City | -1 | 3000
Lateral Hardening | Lateral Hardening-Fuse-91903077,1 | 13460 | 208.7535 | 2854.1436 | 4065.8201 | 233409.0909 | 0.017419 | 0.19451 | 1200000 | 1 | 1 | 0 | 0 | 0 | 1 | Lateral Hardening-Fuse-91903077 | 1500Million | Eastern | -1 | 3000
Lateral Hardening | Lateral Hardening-Fuse-10122240,1 | 13059 | 0 | 879.8953 | 869.8154 | 50000 | 0.017396 | 0.0087121 | 5739130.4348 | 2 | 1 | 1 | 0 | 1 | 2 | Lateral Hardening-Fuse-10122240 | 1500Million | Western | -1 | 3000
Lateral Hardening | Lateral Hardening-Fuse-91948969,1 | 13256 | 253.404 | 642.9248 | 877.6294 | 50454.5455 | 0.017394 | 0.042045 | 1200000 | 7 | 1 | 2 | 0 | 2 | 3 | Lateral Hardening-Fuse-91948969 | 1500Million | South Hillsborough | -1 | 3000
Lateral Hardening | Lateral Hardening-Fuse-92066087,1 | 13546 | 0 | 1956.5492 | 1934.1354 | 111363.6364 | 0.017368 | 0.092803 | 1200000 | 1 | 1 | 2 | 1 | 1 | 3 | Lateral Hardening-Fuse-92066087 | 1500Million | Central | -1 | 3000
Lateral Hardening | Lateral Hardening-Fuse-60209073,1 | 13432 | 0 | 1252.6837 | 1238.3332 | 71363.6364 | 0.017352 | 0.05947 | 1200000 | 1 | 1 | 0 | 0 | 0 | 1 | Lateral Hardening-Fuse-60209073 | 1500Million | Dade City | -1 | 3000
Lateral Hardening | Lateral Hardening-Fuse-90470839,1 | 13433 | 0 | 1663.6821 | 1644.6233 | 95000 | 0.017312 | 0.079167 | 1200000 | 1 | 1 | 0 | 0 | 0 | 1 | Lateral Hardening-Fuse-90470839 | 1500Million | Eastern | -1 | 3000
Lateral Hardening | Lateral Hardening-Fuse-10876326,1 | 14023 | 855.8011 | 49.5079 | 863.9757 | 50000 | 0.01728 | 0.014015 | 3567567.5676 | 2 | 1 | 0 | 0 | 0 | 1 | Lateral Hardening-Fuse-10876326 | 1500Million | South Hillsborough | -1 | 3000
Lateral Hardening | Lateral Hardening-Fuse-10146481,1 | 13139 | 0 | 1870.4119 | 1848.9848 | 107272.7273 | 0.017236 | 0.089394 | 1200000 | 3 | 1 | 1 | 0 | 1 | 2 | Lateral Hardening-Fuse-10146481 | 1500Million | Western | -1 | 3000
Lateral Hardening | Lateral Hardening-Fuse-91377605,1 | 13461 | 0 | 1156.7853 | 1143.5334 | 66363.6364 | 0.017231 | 0.055303 | 1200000 | 1 | 1 | 0 | 0 | 0 | 1 | Lateral Hardening-Fuse-91377605 | 1500Million | Eastern | -1 | 3000
Lateral Hardening | Lateral Hardening-Fuse-92908656,1 | 13254 | 0 | 1084.9835 | 1072.5541 | 62272.7273 | 0.017223 | 0.051894 | 1200000 | 1 | 1 | 0 | 0 | 0 | 1 | Lateral Hardening-Fuse-92908656 | 1500Million | South Hillsborough | -1 | 3000
Lateral Hardening | Lateral Hardening-Fuse-92371894,1 | 13011 | 670.3785 | 4982.3721 | 5574.587 | 323863.6364 | 0.017213 | 0.26989 | 1200000 | 4 | 1 | 0 | 0 | 0 | 1 | Lateral Hardening-Fuse-92371894 | 1500Million | Plant City | -1 | 3000
Lateral Hardening | Lateral Hardening-Fuse-60038615,1 | 13039 | 0 | 502.0579 | 1043.7033 | 60681.8182 | 0.0172 | 0.050568 | 1200000 | 4 | 1 | 1 | 0 | 1 | 2 | Lateral Hardening-Fuse-60038615 | 1500Million | Eastern | -1 | 3000
Lateral Hardening | Lateral Hardening-Fuse-10477661,1 | 13435 | 0 | 1577.4331 | 1559.3623 | 90681.8182 | 0.017196 | 0.075568 | 1200000 | 1 | 1 | 0 | 0 | 0 | 1 | Lateral Hardening-Fuse-10477661 | 1500Million | Eastern | -1 | 3000
Lateral Hardening | Lateral Hardening-Fuse-93210725,1 | 13656 | 657.6196 | 231.3058 | 855.7487 | 50000 | 0.017115 | 0.031818 | 1571428.5714 | 3 | 1 | 0 | 0 | 0 | 1 | Lateral Hardening-Fuse-93210725 | 1500Million | Plant City | -1 | 3000
Lateral Hardening | Lateral Hardening-Fuse-92674288,1 | 13119 | 0 | 1026.5851 | 1014.8248 | 59318.1818 | 0.017108 | 0.049432 | 1200000 | 3 | 1 | 1 | 0 | 1 | 2 | Lateral Hardening-Fuse-92674288 | 1500Million | Plant City | -1 | 3000
Lateral Hardening | Lateral Hardening-Fuse-10095547,1 | 13786 | 0 | 864.794 | 854.8871 | 50000 | 0.017098 | 0.0375 | 1333333.3333 | 1 | 1 | 0 | 0 | 0 | 1 | Lateral Hardening-Fuse-10095547 | 1500Million | Plant City | -1 | 3000
Lateral Hardening | Lateral Hardening-Fuse-92223692,1 | 13911 | 974.4298 | 226.9512 | 1154.0551 | 67500 | 0.017097 | 0.05625 | 1200000 | 4 | 1 | 0 | 0 | 0 | 1 | Lateral Hardening-Fuse-92223692 | 1500Million | Eastern | -1 | 3000
Lateral Hardening | Lateral Hardening-Fuse-93235516,1 | 13696 | 539.6847 | 343.3423 | 854.5487 | 50000 | 0.017091 | 0.025379 | 1970149.2537 | 6 | 1 | 0 | 0 | 0 | 1 | Lateral Hardening-Fuse-93235516 | 1500Million | Winter Haven | -1 | 3000
Lateral Hardening | Lateral Hardening-Fuse-93039603,1 | 13099 | 0 | 2048.8621 | 2025.3908 | 118636.3636 | 0.017072 | 0.098864 | 1200000 | 1 | 1 | 2 | 1 | 1 | 3 | Lateral Hardening-Fuse-93039603 | 1500Million | Central | -1 | 3000
Lateral Hardening | Lateral Hardening-Fuse-60617837,1 | 13005 | 0 | 2188.3466 | 2163.2773 | 126818.1818 | 0.017058 | 0.10568 | 1200000 | 2 | 1 | 0 | 0 | 0 | 1 | Lateral Hardening-Fuse-60617837 | 1500Million | Dade City | -1 | 3000
Lateral Hardening | Lateral Hardening-Fuse-92538356,1 | 13435 | 0 | 861.3084 | 851.4414 | 50000 | 0.017029 | 0.034848 | 1434782.6087 | 1 | 1 | 0 | 0 | 0 | 1 | Lateral Hardening-Fuse-92538356 | 1500Million | Eastern | -1 | 3000
Lateral Hardening | Lateral Hardening-Fuse-10453987,1 | 13130 | 0 | 859.8617 | 850.0113 | 50000 | 0.017 | 0.017614 | 2838709.6774 | 1 | 1 | 0 | 0 | 0 | 1 | Lateral Hardening-Fuse-10453987 | 1500Million | Eastern | -1 | 3000
Lateral Hardening | Lateral Hardening-Fuse-91705276,1 | 13899 | 0 | 92.0998 | 849.7505 | 50000 | 0.016995 | 0.0375 | 1333333.3333 | 1 | 1 | 1 | 0 | 1 | 2 | Lateral Hardening-Fuse-91705276 | 1500Million | South Hillsborough | -1 | 3000
Lateral Hardening | Lateral Hardening-Fuse-92917392,1 | 13479 | 0 | 858.3293 | 848.4964 | 50000 | 0.01697 | 0.0045455 | 11000000 | 1 | 1 | 0 | 0 | 0 | 1 | Lateral Hardening-Fuse-92917392 | 1500Million | Winter Haven | -1 | 3000
Lateral Hardening | Lateral Hardening-Fuse-90029780,1 | 13769 | 0 | 3187.0834 | 3150.5728 | 185909.0909 | 0.016947 | 0.15492 | 1200000 | 12 | 1 | 0 | 0 | 0 | 1 | Lateral Hardening-Fuse-90029780 | 1500Million | Winter Haven | -1 | 3000
Lateral Hardening | Lateral Hardening-Fuse-93311972,1 | 13808 | 609.8841 | 268.1275 | 846.7137 | 50000 | 0.016934 | 0.04072 | 1227906.9767 | 2 | 1 | 0 | 0 | 0 | 1 | Lateral Hardening-Fuse-93311972 | 1500Million | Plant City | -1 | 3000
Lateral Hardening | Lateral Hardening-Fuse-92739331,1 | 13468 | 0 | 1080.3531 | 1067.9768 | 63181.8182 | 0.016903 | 0.052652 | 1200000 | 1 | 1 | 0 | 0 | 0 | 1 | Lateral Hardening-Fuse-92739331 | 1500Million | Central | -1 | 3000
Lateral Hardening | Lateral Hardening-Fuse-92634759,1 | 13331 | 2567.1508 | 264.773 | 2706.7119 | 160227.2727 | 0.016893 | 0.13352 | 1200000 | 2 | 1 | 0 | 0 | 0 | 1 | Lateral Hardening-Fuse-92634759 | 1500Million | Dade City | -1 | 3000
Lateral Hardening | Lateral Hardening-Fuse-10705917,1 | 13268 | 1401.8201 | 2950.5256 | 4255.9843 | 252272.7273 | 0.016871 | 0.21023 | 1200000 | 12 | 1 | 0 | 0 | 0 | 1 | Lateral Hardening-Fuse-10705917 | 1500Million | Plant City | -1 | 3000
Lateral Hardening | Lateral Hardening-Fuse-10566562,1 | 13289 | 0 | 2908.9827 | 2875.6579 | 170454.5455 | 0.016871 | 0.14205 | 1200000 | 4 | 1 | 0 | 0 | 0 | 1 | Lateral Hardening-Fuse-10566562 | 1500Million | Winter Haven | -1 | 3000
Lateral Hardening | Lateral Hardening-Fuse-90870242,3 | 13805 | 509.2312 | 5102.8828 | 5597.0724 | 331818.1818 | 0.016868 | 0.34564 | 960000 | 2 | 3 | 0 | 0 | 0 | 3 | Lateral Hardening-Fuse-90870242, Lateral Hardening-Fuse-10916863, Lateral Hardening-Fuse-90870553 | 1500Million | Plant City | -1 | 3000
Lateral Hardening | Lateral Hardening-Fuse-10047151,1 | 13888 | 0 | 1356.5497 | 1341.0093 | 79545.4545 | 0.016858 | 0.066288 | 1200000 |  | 1 | 0 | 0 | 0 | 1 | Lateral Hardening-Fuse-10047151 | 1500Million | Western | -1 | 3000
Lateral Hardening | Lateral Hardening-Fuse-10676215,1 | 14124 | 450.1749 | 589.1845 | 1228.9047 | 72954.5455 | 0.016845 | 0.060795 | 1200000 | 3 | 1 | 0 | 0 | 0 | 1 | Lateral Hardening-Fuse-10676215 | 1500Million | Plant City | -1 | 3000
Lateral Hardening | Lateral Hardening-Fuse-60371501,1 | 13807 | 1231.8349 | 2304.6276 | 3452.5498 | 205000 | 0.016842 | 0.17083 | 1200000 | 7 | 1 | 0 | 0 | 0 | 1 | Lateral Hardening-Fuse-60371501 | 1500Million | Plant City | -1 | 3000
Lateral Hardening | Lateral Hardening-Fuse-93257690,1 | 13696 | 272.2097 | 663.2617 | 916.363 | 54772.7273 | 0.01673 | 0.045644 | 1200000 | 3 | 1 | 0 | 0 | 0 | 1 | Lateral Hardening-Fuse-93257690 | 1500Million | Winter Haven | -1 | 3000
Lateral Hardening | Lateral Hardening-Fuse-90992396,1 | 13303 | 272.4673 | 1274.7231 | 1524.3113 | 91136.3636 | 0.016726 | 0.075947 | 1200000 | 2 | 1 | 0 | 0 | 0 | 1 | Lateral Hardening-Fuse-90992396 | 1500Million | South Hillsborough | -1 | 3000
Lateral Hardening | Lateral Hardening-Fuse-60071034,1 | 13077 | 0 | 2122.0497 | 2097.74 | 125454.5455 | 0.016721 | 0.10455 | 1200000 | 1 | 1 | 1 | 0 | 1 | 2 | Lateral Hardening-Fuse-60071034 | 1500Million | Western | -1 | 3000
Lateral Hardening | Lateral Hardening-Fuse-92581139,1 | 13815 | 195.1047 | 656.7252 | 835.4965 | 50000 | 0.01671 | 0.037879 | 1320000 | 3 | 1 | 0 | 0 | 0 | 1 | Lateral Hardening-Fuse-92581139 | 1500Million | Dade City | -1 | 3000
Lateral Hardening | Lateral Hardening-Fuse-10457708,1 | 13229 | 695.619 | 174.3579 | 835.474 | 50000 | 0.016709 | 0.025568 | 1955555.5556 | 4 | 1 | 0 | 0 | 0 | 1 | Lateral Hardening-Fuse-10457708 | 1500Million | Eastern | -1 | 3000
Lateral Hardening | Lateral Hardening-Fuse-93276505,1 | 13213 | 0 | 844.7617 | 835.0842 | 50000 | 0.016702 | 0.0058712 | 8516129.0323 |  | 1 | 0 | 0 | 0 | 1 | Lateral Hardening-Fuse-93276505 | 1500Million | Eastern | -1 | 3000
Lateral Hardening | Lateral Hardening-Fuse-91598698,1 | 13009 | 0 | 1736.1644 | 1716.2752 | 102954.5455 | 0.01667 | 0.085795 | 1200000 | 2 | 1 | 0 | 0 | 0 | 1 | Lateral Hardening-Fuse-91598698 | 1500Million | Plant City | -1 | 3000
Lateral Hardening | Lateral Hardening-Fuse-10556691,1 | 13298 | 265.4893 | 2514.5666 | 2741.7753 | 164772.7273 | 0.01664 | 0.13731 | 1200000 | 2 | 1 | 0 | 0 | 0 | 1 | Lateral Hardening-Fuse-10556691 | 1500Million | Winter Haven | -1 | 3000
Lateral Hardening | Lateral Hardening-Fuse-91568607,1 | 13622 | 823.7194 | 47.652 | 831.5875 | 50000 | 0.016632 | 0.026136 | 1913043.4783 | 2 | 1 | 0 | 0 | 0 | 1 | Lateral Hardening-Fuse-91568607 | 1500Million | Western | -1 | 3000
Lateral Hardening | Lateral Hardening-Fuse-90474235,1 | 13955 | 0 | 1520.5342 | 1503.1153 | 90454.5455 | 0.016617 | 0.075379 | 1200000 | 18 | 1 | 0 | 0 | 0 | 1 | Lateral Hardening-Fuse-90474235 | 1500Million | Eastern | -1 | 3000
Lateral Hardening | Lateral Hardening-Fuse-92651591,1 | 13118 | 304.8783 | 2692.6021 | 2954.1423 | 177954.5455 | 0.016601 | 0.1483 | 1200000 | 1 | 1 | 0 | 0 | 0 | 1 | Lateral Hardening-Fuse-92651591 | 1500Million | Winter Haven | -1 | 3000
Lateral Hardening | Lateral Hardening-Fuse-93041296,1 | 13813 | 109.0022 | 1751.9346 | 1836.3602 | 110909.0909 | 0.016557 | 0.092424 | 1200000 | 1 | 1 | 0 | 0 | 0 | 1 | Lateral Hardening-Fuse-93041296 | 1500Million | Dade City | -1 | 3000
Lateral Hardening | Lateral Hardening-Fuse-10650601,1 | 13391 | 91.138 | 1075.1335 | 1150.6006 | 69545.4545 | 0.016545 | 0.057955 | 1200000 | 1 | 1 | 0 | 0 | 0 | 1 | Lateral Hardening-Fuse-10650601 | 1500Million | Plant City | -1 | 3000
Lateral Hardening | Lateral Hardening-Fuse-92580529,1 | 13037 | 322.7657 | 524.4141 | 826.3925 | 50000 | 0.016528 | 0.039205 | 1275362.3188 | 4 | 1 | 0 | 0 | 0 | 1 | Lateral Hardening-Fuse-92580529 | 1500Million | Central | -1 | 3000
Lateral Hardening | Lateral Hardening-Fuse-10271862,1 | 13621 | 747.643 | 241.9106 | 952.4278 | 57727.2727 | 0.016499 | 0.048106 | 1200000 | 3 | 1 | 0 | 0 | 0 | 1 | Lateral Hardening-Fuse-10271862 | 1500Million | Western | -1 | 3000
Lateral Hardening | Lateral Hardening-Fuse-91219148,1 | 13298 | 92.5774 | 1782.8603 | 1850.6939 | 112272.7273 | 0.016484 | 0.093561 | 1200000 | 1 | 1 | 0 | 0 | 0 | 1 | Lateral Hardening-Fuse-91219148 | 1500Million | Winter Haven | -1 | 3000
Lateral Hardening | Lateral Hardening-Fuse-10925177,1 | 13017 | 519.6965 | 976.3658 | 1460.5982 | 88636.3636 | 0.016479 | 0.073864 | 1200000 | 4 | 1 | 0 | 0 | 0 | 1 | Lateral Hardening-Fuse-10925177 | 1500Million | South Hillsborough | -1 | 3000
Lateral Hardening | Lateral Hardening-Fuse-60193324,1 | 13808 | 203.204 | 2028.9663 | 2201.8299 | 133636.3636 | 0.016476 | 0.11136 | 1200000 | 1 | 1 | 0 | 0 | 0 | 1 | Lateral Hardening-Fuse-60193324 | 1500Million | Plant City | -1 | 3000
Lateral Hardening | Lateral Hardening-Fuse-92678838,1 | 13805 | 212.8453 | 626.7282 | 822.7848 | 50000 | 0.016456 | 0.018371 | 2721649.4845 | 2 | 1 | 0 | 0 | 0 | 1 | Lateral Hardening-Fuse-92678838 | 1500Million | Plant City | -1 | 3000
Lateral Hardening | Lateral Hardening-Fuse-60258821,1 | 13440 | 0 | 1088.2362 | 1895.9242 | 115227.2727 | 0.016454 | 0.096023 | 1200000 | 1 | 1 | 0 | 0 | 0 | 1 | Lateral Hardening-Fuse-60258821 | 1500Million | South Hillsborough | -1 | 3000
Lateral Hardening | Lateral Hardening-Fuse-91936740,1 | 13419 | 433.7416 | 544.3222 | 952.6249 | 57954.5455 | 0.016437 | 0.048295 | 1200000 | 10 | 1 | 0 | 0 | 0 | 1 | Lateral Hardening-Fuse-91936740 | 1500Million | Central | -1 | 3000
Lateral Hardening | Lateral Hardening-Fuse-10694176,1 | 13254 | 0 | 1752.9504 | 1732.8689 | 105454.5455 | 0.016432 | 0.087879 | 1200000 | 1 | 1 | 0 | 0 | 0 | 1 | Lateral Hardening-Fuse-10694176 | 1500Million | South Hillsborough | -1 | 3000
Lateral Hardening | Lateral Hardening-Fuse-10745643,1 | 13431 | 43.9395 | 409.6882 | 820.0905 | 50000 | 0.016402 | 0.041667 | 1200000 | 1 | 1 | 0 | 0 | 0 | 1 | Lateral Hardening-Fuse-10745643 | 1500Million | Dade City | -1 | 3000
Lateral Hardening | Lateral Hardening-Fuse-10057085,1 | 13005 | 0 | 2254.6422 | 2228.8135 | 135909.0909 | 0.016399 | 0.11326 | 1200000 | 11 | 1 | 1 | 0 | 1 | 2 | Lateral Hardening-Fuse-10057085 | 1500Million | Dade City | -1 | 3000
Lateral Hardening | Lateral Hardening-Fuse-90276432,1 | 13190 | 0 | 2205.1171 | 2179.8558 | 132954.5455 | 0.016395 | 0.1108 | 1200000 | 15 | 1 | 1 | 0 | 1 | 2 | Lateral Hardening-Fuse-90276432 | 1500Million | Western | -1 | 3000
Lateral Hardening | Lateral Hardening-Fuse-91704709,1 | 13786 | 841.4639 | 684.7183 | 1488.1519 | 90909.0909 | 0.01637 | 0.075758 | 1200000 | 1 | 1 | 0 | 0 | 0 | 1 | Lateral Hardening-Fuse-91704709 | 1500Million | Plant City | -1 | 3000
Lateral Hardening | Lateral Hardening-Fuse-90681371,1 | 13346 | 0 | 1982.0479 | 1959.342 | 119772.7273 | 0.016359 | 0.099811 | 1200000 | 4 | 1 | 1 | 0 | 1 | 2 | Lateral Hardening-Fuse-90681371 | 1500Million | South Hillsborough | -1 | 3000
Lateral Hardening | Lateral Hardening-Fuse-10567082,1 | 13314 | 0 | 949.9723 | 939.0896 | 57500 | 0.016332 | 0.047917 | 1200000 | 2 | 1 | 2 | 0 | 2 | 3 | Lateral Hardening-Fuse-10567082 | 1500Million | Winter Haven | -1 | 3000
Lateral Hardening | Lateral Hardening-Fuse-92097055,2 | 13279 | 0 | 918.1358 | 907.6178 | 55636.3636 | 0.016313 | 0.057955 | 960000 | 1 | 2 | 0 | 0 | 0 | 2 | Lateral Hardening-Fuse-92097055, Lateral Hardening-Fuse-92169994 | 1500Million | Winter Haven | -1 | 3000
Lateral Hardening | Lateral Hardening-Fuse-10029687,1 | 13279 | 0 | 822.9197 | 813.4925 | 50000 | 0.01627 | 0.023674 | 2112000 |  | 1 | 0 | 0 | 0 | 1 | Lateral Hardening-Fuse-10029687 | 1500Million | Winter Haven | -1 | 3000
Lateral Hardening | Lateral Hardening-Fuse-10317653,1 | 13748 | 629.4241 | 626.7377 | 1218.9536 | 75227.2727 | 0.016204 | 0.062689 | 1200000 | 1 | 1 | 0 | 0 | 0 | 1 | Lateral Hardening-Fuse-10317653 | 1500Million | Western | -1 | 3000
Lateral Hardening | Lateral Hardening-Fuse-10556577,1 | 13298 | 123.0503 | 2980.6672 | 3064.827 | 189318.1818 | 0.016189 | 0.15777 | 1200000 | 1 | 1 | 0 | 0 | 0 | 1 | Lateral Hardening-Fuse-10556577 | 1500Million | Winter Haven | -1 | 3000
Lateral Hardening | Lateral Hardening-Fuse-92683570,1 | 13805 | 288.882 | 999.7042 | 1264.2413 | 78181.8182 | 0.016171 | 0.065152 | 1200000 | 2 | 1 | 0 | 0 | 0 | 1 | Lateral Hardening-Fuse-92683570 | 1500Million | Plant City | -1 | 3000
Lateral Hardening | Lateral Hardening-Fuse-60024819,1 | 13303 | 128.9178 | 1175.7058 | 1285.9697 | 79545.4545 | 0.016166 | 0.066288 | 1200000 | 1 | 1 | 0 | 0 | 0 | 1 | Lateral Hardening-Fuse-60024819 | 1500Million | South Hillsborough | -1 | 3000
Lateral Hardening | Lateral Hardening-Fuse-10786383,1 | 14040 | 0 | 817.0747 | 807.7144 | 50000 | 0.016154 | 0.037121 | 1346938.7755 | 1 | 1 | 1 | 0 | 1 | 2 | Lateral Hardening-Fuse-10786383 | 1500Million | Central | -1 | 3000
Lateral Hardening | Lateral Hardening-Fuse-10682997,1 | 13011 | 0 | 2871.6861 | 2838.7886 | 175909.0909 | 0.016138 | 0.14659 | 1200000 | 2 | 1 | 0 | 0 | 0 | 1 | Lateral Hardening-Fuse-10682997 | 1500Million | Plant City | -1 | 3000
Lateral Hardening | Lateral Hardening-Fuse-60009259,2 | 13113 | 0 | 2099.2151 | 2075.1669 | 128909.0909 | 0.016098 | 0.13428 | 960000 | 1 | 2 | 1 | 0 | 1 | 3 | Lateral Hardening-Fuse-60009259, Lateral Hardening-Fuse-60009268 | 1500Million | Western | -1 | 3000
Lateral Hardening | Lateral Hardening-Fuse-60353487,1 | 13268 | 984.9524 | 3415.4448 | 4314.9715 | 268181.8182 | 0.01609 | 0.22348 | 1200000 | 5 | 1 | 0 | 0 | 0 | 1 | Lateral Hardening-Fuse-60353487 | 1500Million | Plant City | -1 | 3000
Lateral Hardening | Lateral Hardening-Fuse-60539433,1 | 13331 | 0 | 2791.917 | 2759.9333 | 171590.9091 | 0.016084 | 0.14299 | 1200000 | 26 | 1 | 1 | 0 | 1 | 2 | Lateral Hardening-Fuse-60539433 | 1500Million | Dade City | -1 | 3000
Lateral Hardening | Lateral Hardening-Fuse-92234442,1 | 13039 | 631.8602 | 288.0441 | 887.0711 | 55227.2727 | 0.016062 | 0.046023 | 1200000 | 2 | 1 | 0 | 0 | 0 | 1 | Lateral Hardening-Fuse-92234442 | 1500Million | Eastern | -1 | 3000
Lateral Hardening | Lateral Hardening-Fuse-92833812,1 | 13112 | 0 | 811.0869 | 801.7952 | 50000 | 0.016036 | 0.0066288 | 7542857.1429 | 1 | 1 | 1 | 0 | 1 | 2 | Lateral Hardening-Fuse-92833812 | 1500Million | Western | -1 | 3000
Lateral Hardening | Lateral Hardening-Fuse-91710700,1 | 14041 | 0 | 1725.2494 | 1705.4853 | 106363.6364 | 0.016034 | 0.088636 | 1200000 | 1 | 1 | 0 | 0 | 0 | 1 | Lateral Hardening-Fuse-91710700 | 1500Million | Central | -1 | 3000
Lateral Hardening | Lateral Hardening-Fuse-90824008,1 | 13708 | 0 | 803.4753 | 794.2709 | 50000 | 0.015885 | 0.040341 | 1239436.6197 | 17 | 1 | 1 | 0 | 1 | 2 | Lateral Hardening-Fuse-90824008 | 1500Million | Eastern | -1 | 3000
Lateral Hardening | Lateral Hardening-Fuse-60648542,1 | 13769 | 0 | 1201.354 | 1187.5915 | 74772.7273 | 0.015883 | 0.062311 | 1200000 | 1 | 1 | 1 | 0 | 1 | 2 | Lateral Hardening-Fuse-60648542 | 1500Million | Winter Haven | -1 | 3000
Lateral Hardening | Lateral Hardening-Fuse-92371866,1 | 13011 | 589.4606 | 2219.893 | 2755.3004 | 173636.3636 | 0.015868 | 0.1447 | 1200000 | 4 | 1 | 0 | 0 | 0 | 1 | Lateral Hardening-Fuse-92371866 | 1500Million | Plant City | -1 | 3000
Lateral Hardening | Lateral Hardening-Fuse-92849399,1 | 13011 | 655.5146 | 2273.0785 | 2871.7399 | 181363.6364 | 0.015834 | 0.15114 | 1200000 | 5 | 1 | 0 | 0 | 0 | 1 | Lateral Hardening-Fuse-92849399 | 1500Million | Plant City | -1 | 3000
Lateral Hardening | Lateral Hardening-Fuse-91852823,1 | 13224 | 0 | 902.7553 | 892.4136 | 56363.6364 | 0.015833 | 0.04697 | 1200000 | 2 | 1 | 0 | 0 | 0 | 1 | Lateral Hardening-Fuse-91852823 | 1500Million | Central | -1 | 3000
Lateral Hardening | Lateral Hardening-Fuse-91090517,1 | 13279 | 0 | 797.9443 | 788.8032 | 50000 | 0.015776 | 0.019318 | 2588235.2941 | 3 | 1 | 0 | 0 | 0 | 1 | Lateral Hardening-Fuse-91090517 | 1500Million | Winter Haven | -1 | 3000
Lateral Hardening | Lateral Hardening-Fuse-60653831,1 | 13523 | 811.1242 | 687.1039 | 1453.411 | 92272.7273 | 0.015751 | 0.076894 | 1200000 | 15 | 1 | 0 | 0 | 0 | 1 | Lateral Hardening-Fuse-60653831 | 1500Million | Western | -1 | 3000
Lateral Hardening | Lateral Hardening-Fuse-92009878,1 | 13807 | 118.3189 | 1440.9144 | 1537.9279 | 97727.2727 | 0.015737 | 0.081439 | 1200000 | 1 | 1 | 0 | 0 | 0 | 1 | Lateral Hardening-Fuse-92009878 | 1500Million | Plant City | -1 | 3000
Lateral Hardening | Lateral Hardening-Fuse-60007526,1 | 13076 | 0 | 2230.9457 | 2205.3884 | 140227.2727 | 0.015727 | 0.11686 | 1200000 | 4 | 1 | 0 | 0 | 0 | 1 | Lateral Hardening-Fuse-60007526 | 1500Million | Western | -1 | 3000
Lateral Hardening | Lateral Hardening-Fuse-91433637,1 | 13691 | 203.2513 | 599.0173 | 786.2352 | 50000 | 0.015725 | 0.0081439 | 6139534.8837 | 2 | 1 | 1 | 0 | 1 | 2 | Lateral Hardening-Fuse-91433637 | 1500Million | Eastern | -1 | 3000
Lateral Hardening | Lateral Hardening-Fuse-10075245,1 | 13656 | 780.1343 | 340.1041 | 1080.7988 | 68863.6364 | 0.015695 | 0.057386 | 1200000 | 2 | 1 | 0 | 0 | 0 | 1 | Lateral Hardening-Fuse-10075245 | 1500Million | Plant City | -1 | 3000
Lateral Hardening | Lateral Hardening-Fuse-10496844,1 | 13084 | 0 | 793.6311 | 784.5394 | 50000 | 0.015691 | 0.029356 | 1703225.8065 | 2 | 1 | 0 | 0 | 0 | 1 | Lateral Hardening-Fuse-10496844 | 1500Million | Eastern | -1 | 3000
Lateral Hardening | Lateral Hardening-Fuse-60027583,1 | 13094 | 0 | 793.6311 | 784.5394 | 50000 | 0.015691 | 0.039394 | 1269230.7692 | 1 | 1 | 0 | 0 | 0 | 1 | Lateral Hardening-Fuse-60027583 | 1500Million | Central | -1 | 3000
Lateral Hardening | Lateral Hardening-Fuse-60075873,1 | 13122 | 0 | 793.6311 | 784.5394 | 50000 | 0.015691 | 0.041098 | 1216589.8618 | 16 | 1 | 0 | 0 | 0 | 1 | Lateral Hardening-Fuse-60075873 | 1500Million | Plant City | -1 | 3000
Lateral Hardening | Lateral Hardening-Fuse-60140195,1 | 13546 | 0 | 793.6311 | 784.5394 | 50000 | 0.015691 | 0.023674 | 2112000 |  | 1 | 0 | 0 | 0 | 1 | Lateral Hardening-Fuse-60140195 | 1500Million | Central | -1 | 3000
Lateral Hardening | Lateral Hardening-Fuse-10556648,1 | 13298 | 104.3062 | 1601.6084 | 1683.3084 | 107500 | 0.015659 | 0.089583 | 1200000 | 1 | 1 | 0 | 0 | 0 | 1 | Lateral Hardening-Fuse-10556648 | 1500Million | Winter Haven | -1 | 3000
Lateral Hardening | Lateral Hardening-Fuse-10455402,2 | 13495 | 368.1862 | 833.0897 | 1419.1657 | 90909.0909 | 0.015611 | 0.094697 | 960000 | 5 | 2 | 1 | 0 | 1 | 3 | Lateral Hardening-Fuse-10455402, Lateral Hardening-Fuse-91466201 | 1500Million | Eastern | -1 | 3000
Lateral Hardening | Lateral Hardening-Fuse-92210309,1 | 13062 | 0 | 3138.0324 | 3102.0837 | 198863.6364 | 0.015599 | 0.16572 | 1200000 | 3 | 1 | 0 | 0 | 0 | 1 | Lateral Hardening-Fuse-92210309 | 1500Million | Western | -1 | 3000
Lateral Hardening | Lateral Hardening-Fuse-91173597,1 | 13638 | 908.5571 | 698.3373 | 1557.5309 | 100000 | 0.015575 | 0.083333 | 1200000 | 16 | 1 | 0 | 0 | 0 | 1 | Lateral Hardening-Fuse-91173597 | 1500Million | Western | -1 | 3000
Lateral Hardening | Lateral Hardening-Fuse-90293150,1 | 13146 | 0 | 2038.8872 | 2015.5301 | 129545.4545 | 0.015558 | 0.10795 | 1200000 | 2 | 1 | 0 | 0 | 0 | 1 | Lateral Hardening-Fuse-90293150 | 1500Million | Plant City | -1 | 3000
Lateral Hardening | Lateral Hardening-Fuse-60129635,1 | 13935 | 519.7538 | 217.1941 | 806.1562 | 51818.1818 | 0.015557 | 0.043182 | 1200000 | 2 | 1 | 0 | 0 | 0 | 1 | Lateral Hardening-Fuse-60129635 | 1500Million | Central | -1 | 3000
Lateral Hardening | Lateral Hardening-Fuse-91825333,1 | 13371 | 764.809 | 50.4667 | 777.7235 | 50000 | 0.015554 | 0.010227 | 4888888.8889 | 17 | 1 | 1 | 0 | 1 | 2 | Lateral Hardening-Fuse-91825333 | 1500Million | Winter Haven | -1 | 3000
Lateral Hardening | Lateral Hardening-Fuse-60385713,1 | 13967 | 806.0465 | 9.2129 | 776.0219 | 50000 | 0.01552 | 0.0092803 | 5387755.102 | 56 | 1 | 2 | 0 | 2 | 3 | Lateral Hardening-Fuse-60385713 | 1500Million | Winter Haven | -1 | 3000
Lateral Hardening | Lateral Hardening-Fuse-10000768,1 | 13648 | 0 | 2083.0685 | 2059.2052 | 132727.2727 | 0.015515 | 0.11061 | 1200000 |  | 1 | 0 | 0 | 0 | 1 | Lateral Hardening-Fuse-10000768 | 1500Million | South Hillsborough | -1 | 3000
Lateral Hardening | Lateral Hardening-Fuse-60256808,2 | 13172 | 0 | 2510.8636 | 2482.0997 | 160363.6364 | 0.015478 | 0.16705 | 960000 | 4 | 2 | 2 | 0 | 2 | 4 | Lateral Hardening-Fuse-60256808, Lateral Hardening-Fuse-92014284 | 1500Million | Eastern | -1 | 3000
Lateral Hardening | Lateral Hardening-Fuse-91551066,1 | 13298 | 52.2655 | 850.9397 | 891.2658 | 57727.2727 | 0.015439 | 0.048106 | 1200000 | 1 | 1 | 0 | 0 | 0 | 1 | Lateral Hardening-Fuse-91551066 | 1500Million | Winter Haven | -1 | 3000
Lateral Hardening | Lateral Hardening-Fuse-91213581,1 | 14050 | 0 | 1557.3843 | 1539.5432 | 99772.7273 | 0.015431 | 0.083144 | 1200000 |  | 1 | 0 | 0 | 0 | 1 | Lateral Hardening-Fuse-91213581 | 1500Million | Plant City | -1 | 3000
Lateral Hardening | Lateral Hardening-Fuse-92638849,1 | 13331 | 0 | 780.3971 | 771.4571 | 50000 | 0.015429 | 0.037879 | 1320000 | 3 | 1 | 0 | 0 | 0 | 1 | Lateral Hardening-Fuse-92638849 | 1500Million | Dade City | -1 | 3000
Lateral Hardening | Lateral Hardening-Fuse-60527683,1 | 14123 | 58.4829 | 723.3351 | 771.34 | 50000 | 0.015427 | 0.030303 | 1650000 | 1 | 1 | 0 | 0 | 0 | 1 | Lateral Hardening-Fuse-60527683 | 1500Million | Plant City | -1 | 3000
Lateral Hardening | Lateral Hardening-Fuse-90484443,1 | 13191 | 0 | 1492.8858 | 1475.7836 | 95909.0909 | 0.015387 | 0.079924 | 1200000 | 1 | 1 | 1 | 0 | 1 | 2 | Lateral Hardening-Fuse-90484443 | 1500Million | Western | -1 | 3000
Lateral Hardening | Lateral Hardening-Fuse-10722436,1 | 13817 | 0 | 1584.6489 | 1566.4954 | 101818.1818 | 0.015385 | 0.084848 | 1200000 | 2 | 1 | 0 | 0 | 0 | 1 | Lateral Hardening-Fuse-10722436 | 1500Million | South Hillsborough | -1 | 3000
Lateral Hardening | Lateral Hardening-Fuse-91841532,1 | 13289 | 0 | 1132.0914 | 1119.1224 | 72954.5455 | 0.01534 | 0.060795 | 1200000 | 3 | 1 | 0 | 0 | 0 | 1 | Lateral Hardening-Fuse-91841532 | 1500Million | Winter Haven | -1 | 3000
Lateral Hardening | Lateral Hardening-Fuse-93300321,1 | 13808 | 88.5213 | 854.8118 | 929.6774 | 60681.8182 | 0.015321 | 0.050568 | 1200000 | 1 | 1 | 0 | 0 | 0 | 1 | Lateral Hardening-Fuse-93300321 | 1500Million | Plant City | -1 | 3000
Lateral Hardening | Lateral Hardening-Fuse-10556670,1 | 13298 | 259.9761 | 5137.7111 | 5329.0925 | 347954.5455 | 0.015315 | 0.28996 | 1200000 | 2 | 1 | 0 | 0 | 0 | 1 | Lateral Hardening-Fuse-10556670 | 1500Million | Winter Haven | -1 | 3000
Lateral Hardening | Lateral Hardening-Fuse-93074638,1 | 13388 | 0 | 772.065 | 763.2204 | 50000 | 0.015264 | 0.013636 | 3666666.6667 |  | 1 | 1 | 0 | 1 | 2 | Lateral Hardening-Fuse-93074638 | 1500Million | Plant City | -1 | 3000
Lateral Hardening | Lateral Hardening-Fuse-92601258,1 | 13254 | 109.5253 | 664.6859 | 762.9601 | 50000 | 0.015259 | 0.019129 | 2613861.3861 | 1 | 1 | 0 | 0 | 0 | 1 | Lateral Hardening-Fuse-92601258 | 1500Million | South Hillsborough | -1 | 3000
Lateral Hardening | Lateral Hardening-Fuse-92436252,1 | 13951 | 0 | 1025.3426 | 1013.5964 | 66590.9091 | 0.015221 | 0.055492 | 1200000 | 2 | 1 | 0 | 0 | 0 | 1 | Lateral Hardening-Fuse-92436252 | 1500Million | Eastern | -1 | 3000
Lateral Hardening | Lateral Hardening-Fuse-10650392,1 | 13391 | 360.877 | 721.3582 | 1056.9963 | 69545.4545 | 0.015199 | 0.057955 | 1200000 | 4 | 1 | 0 | 0 | 0 | 1 | Lateral Hardening-Fuse-10650392 | 1500Million | Plant City | -1 | 3000
Lateral Hardening | Lateral Hardening-Fuse-10676298,1 | 14123 | 0 | 1179.9623 | 1166.4449 | 76818.1818 | 0.015184 | 0.064015 | 1200000 |  | 1 | 0 | 0 | 0 | 1 | Lateral Hardening-Fuse-10676298 | 1500Million | Plant City | -1 | 3000
Lateral Hardening | Lateral Hardening-Fuse-93301256,1 | 13808 | 632.7196 | 278.1668 | 878.4167 | 57954.5455 | 0.015157 | 0.048295 | 1200000 | 2 | 1 | 0 | 0 | 0 | 1 | Lateral Hardening-Fuse-93301256 | 1500Million | Plant City | -1 | 3000
Lateral Hardening | Lateral Hardening-Fuse-60251326,1 | 13030 | 234.0704 | 2572.4543 | 2768.8035 | 182954.5455 | 0.015134 | 0.15246 | 1200000 | 2 | 1 | 1 | 0 | 1 | 2 | Lateral Hardening-Fuse-60251326 | 1500Million | Winter Haven | -1 | 3000
Lateral Hardening | Lateral Hardening-Fuse-92397837,1 | 13709 | 463.1555 | 362.4395 | 800.3808 | 52954.5455 | 0.015114 | 0.044129 | 1200000 | 1 | 1 | 0 | 0 | 0 | 1 | Lateral Hardening-Fuse-92397837 | 1500Million | Eastern | -1 | 3000
Lateral Hardening | Lateral Hardening-Fuse-92056261,1 | 13685 | 109.7064 | 654.9963 | 753.5982 | 50000 | 0.015072 | 0.0056818 | 8800000 | 1 | 1 | 1 | 0 | 1 | 2 | Lateral Hardening-Fuse-92056261 | 1500Million | Eastern | -1 | 3000
Lateral Hardening | Lateral Hardening-Fuse-92577614,1 | 13254 | 0 | 770.9747 | 762.1425 | 50681.8182 | 0.015038 | 0.042235 | 1200000 | 1 | 1 | 0 | 0 | 0 | 1 | Lateral Hardening-Fuse-92577614 | 1500Million | South Hillsborough | -1 | 3000
Lateral Hardening | Lateral Hardening-Fuse-90295085,1 | 13815 | 381.556 | 2197.6043 | 2541.7658 | 169090.9091 | 0.015032 | 0.14091 | 1200000 | 3 | 1 | 0 | 0 | 0 | 1 | Lateral Hardening-Fuse-90295085 | 1500Million | Dade City | -1 | 3000
Lateral Hardening | Lateral Hardening-Fuse-92015619,1 | 13772 | 470.2203 | 301.412 | 746.9102 | 50000 | 0.014938 | 0.018939 | 2640000 | 6 | 1 | 1 | 0 | 1 | 2 | Lateral Hardening-Fuse-92015619 | 1500Million | Winter Haven | -1 | 3000
Lateral Hardening | Lateral Hardening-Fuse-92655432,1 | 13198 | 470.2203 | 301.412 | 746.9102 | 50000 | 0.014938 | 0.022727 | 2200000 | 6 | 1 | 0 | 0 | 0 | 1 | Lateral Hardening-Fuse-92655432 | 1500Million | Western | -1 | 3000
Lateral Hardening | Lateral Hardening-Fuse-91604783,1 | 13009 | 0 | 2016.1477 | 1993.0511 | 133636.3636 | 0.014914 | 0.11136 | 1200000 | 4 | 1 | 0 | 0 | 0 | 1 | Lateral Hardening-Fuse-91604783 | 1500Million | Plant City | -1 | 3000
Lateral Hardening | Lateral Hardening-Fuse-90595487,1 | 13331 | 0 | 1926.8794 | 1904.8055 | 127727.2727 | 0.014913 | 0.10644 | 1200000 | 1 | 1 | 0 | 0 | 0 | 1 | Lateral Hardening-Fuse-90595487 | 1500Million | Dade City | -1 | 3000
Lateral Hardening | Lateral Hardening-Fuse-60371528,1 | 13807 | 280.4833 | 1678.6809 | 1929.9878 | 129545.4545 | 0.014898 | 0.10795 | 1200000 | 3 | 1 | 0 | 0 | 0 | 1 | Lateral Hardening-Fuse-60371528 | 1500Million | Plant City | -1 | 3000
Lateral Hardening | Lateral Hardening-Fuse-60174722,1 | 13924 | 0 | 856.7562 | 846.9414 | 57045.4545 | 0.014847 | 0.047538 | 1200000 |  | 1 | 0 | 0 | 0 | 1 | Lateral Hardening-Fuse-60174722 | 1500Million | Winter Haven | -1 | 3000
Lateral Hardening | Lateral Hardening-Fuse-60353493,1 | 13268 | 1047.3382 | 2683.951 | 3652.8421 | 246590.9091 | 0.014813 | 0.20549 | 1200000 | 10 | 1 | 0 | 0 | 0 | 1 | Lateral Hardening-Fuse-60353493 | 1500Million | Plant City | -1 | 3000
Lateral Hardening | Lateral Hardening-Fuse-91745051,1 | 13695 | 0 | 748.3677 | 739.7946 | 50000 | 0.014796 | 0.014394 | 3473684.2105 | 1 | 1 | 0 | 0 | 0 | 1 | Lateral Hardening-Fuse-91745051 | 1500Million | Winter Haven | -1 | 3000
Lateral Hardening | Lateral Hardening-Fuse-10595524,1 | 13698 | 0 | 1336.5491 | 1321.2378 | 89318.1818 | 0.014792 | 0.074432 | 1200000 | 2 | 1 | 0 | 0 | 0 | 1 | Lateral Hardening-Fuse-10595524 | 1500Million | Winter Haven | -1 | 3000
Lateral Hardening | Lateral Hardening-Fuse-10391085,1 | 13469 | 0 | 2382.172 | 2354.8823 | 159318.1818 | 0.014781 | 0.13277 | 1200000 | 1 | 1 | 0 | 0 | 0 | 1 | Lateral Hardening-Fuse-10391085 | 1500Million | Central | -1 | 3000
Lateral Hardening | Lateral Hardening-Fuse-92269166,1 | 13114 | 0 | 745.3231 | 736.7848 | 50000 | 0.014736 | 0.037311 | 1340101.5228 | 1 | 1 | 0 | 0 | 0 | 1 | Lateral Hardening-Fuse-92269166 | 1500Million | Western | -1 | 3000
Lateral Hardening | Lateral Hardening-Fuse-10075346,1 | 13656 | 531.7935 | 231.8385 | 736.7473 | 50000 | 0.014735 | 0.036553 | 1367875.6477 | 2 | 1 | 0 | 0 | 0 | 1 | Lateral Hardening-Fuse-10075346 | 1500Million | Plant City | -1 | 3000
Lateral Hardening | Lateral Hardening-Fuse-90807370,1 | 13457 | 0 | 1794.1578 | 1773.6043 | 120909.0909 | 0.014669 | 0.10076 | 1200000 | 1 | 1 | 0 | 0 | 0 | 1 | Lateral Hardening-Fuse-90807370 | 1500Million | Eastern | -1 | 3000
Lateral Hardening | Lateral Hardening-Fuse-91555471,1 | 13324 | 0 | 807.408 | 798.1585 | 54545.4545 | 0.014633 | 0.045455 | 1200000 |  | 1 | 0 | 0 | 0 | 1 | Lateral Hardening-Fuse-91555471 | 1500Million | Eastern | -1 | 3000
Lateral Hardening | Lateral Hardening-Fuse-92139978,1 | 13961 | 0 | 722.2043 | 1238.88 | 84772.7273 | 0.014614 | 0.070644 | 1200000 | 1 | 1 | 1 | 0 | 1 | 2 | Lateral Hardening-Fuse-92139978 | 1500Million | Plant City | -1 | 3000
Lateral Hardening | Lateral Hardening-Fuse-10556644,1 | 13298 | 136.53 | 591.043 | 903.2202 | 61818.1818 | 0.014611 | 0.051515 | 1200000 | 2 | 1 | 0 | 0 | 0 | 1 | Lateral Hardening-Fuse-10556644 | 1500Million | Winter Haven | -1 | 3000
Lateral Hardening | Lateral Hardening-Fuse-10556595,1 | 13298 | 93.5637 | 1519.028 | 1591.1708 | 109090.9091 | 0.014586 | 0.090909 | 1200000 | 1 | 1 | 0 | 0 | 0 | 1 | Lateral Hardening-Fuse-10556595 | 1500Million | Winter Haven | -1 | 3000
Lateral Hardening | Lateral Hardening-Fuse-90175830,1 | 13458 | 887.2358 | 1357.6628 | 2188.1116 | 150227.2727 | 0.014565 | 0.12519 | 1200000 | 8 | 1 | 0 | 0 | 0 | 1 | Lateral Hardening-Fuse-90175830 | 1500Million | Eastern | -1 | 3000
Lateral Hardening | Lateral Hardening-Fuse-91852798,1 | 13224 | 0 | 2810.3978 | 2778.2025 | 190909.0909 | 0.014552 | 0.15909 | 1200000 | 5 | 1 | 1 | 0 | 1 | 2 | Lateral Hardening-Fuse-91852798 | 1500Million | Central | -1 | 3000
Lateral Hardening | Lateral Hardening-Fuse-10686271,1 | 13808 | 648.3377 | 515.1941 | 1160.1034 | 79772.7273 | 0.014543 | 0.066477 | 1200000 | 1 | 1 | 0 | 0 | 0 | 1 | Lateral Hardening-Fuse-10686271 | 1500Million | Plant City | -1 | 3000
Lateral Hardening | Lateral Hardening-Fuse-91468172,1 | 13984 | 372.1792 | 1444.6801 | 1782.5828 | 122727.2727 | 0.014525 | 0.10227 | 1200000 | 3 | 1 | 1 | 0 | 1 | 2 | Lateral Hardening-Fuse-91468172 | 1500Million | Plant City | -1 | 3000
Lateral Hardening | Lateral Hardening-Fuse-10627050,1 | 13147 | 0 | 734.3625 | 725.9498 | 50000 | 0.014519 | 0.033712 | 1483146.0674 | 1 | 1 | 0 | 0 | 0 | 1 | Lateral Hardening-Fuse-10627050 | 1500Million | Plant City | -1 | 3000
Lateral Hardening | Lateral Hardening-Fuse-93430121,1 | 13414 | 0 | 733.2461 | 724.8462 | 50000 | 0.014497 | 0.0079545 | 6285714.2857 |  | 1 | 1 | 0 | 1 | 2 | Lateral Hardening-Fuse-93430121 | 1500Million | Plant City | -1 | 3000
Lateral Hardening | Lateral Hardening-Fuse-60495065,1 | 13358 | 0 | 392.9083 | 723.241 | 50000 | 0.014465 | 0.022917 | 2181818.1818 | 12 | 1 | 1 | 1 | 0 | 2 | Lateral Hardening-Fuse-60495065 | 1500Million | Western | -1 | 3000
Lateral Hardening | Lateral Hardening-Fuse-10476032,1 | 13324 | 0 | 789.1656 | 780.1251 | 54090.9091 | 0.014422 | 0.045076 | 1200000 | 2 | 1 | 0 | 0 | 0 | 1 | Lateral Hardening-Fuse-10476032 | 1500Million | Eastern | -1 | 3000
Lateral Hardening | Lateral Hardening-Fuse-10381758,1 | 13223 | 0 | 2690.6834 | 2659.8594 | 184545.4545 | 0.014413 | 0.15379 | 1200000 | 19 | 1 | 2 | 0 | 2 | 3 | Lateral Hardening-Fuse-10381758 | 1500Million | Central | -1 | 3000
Lateral Hardening | Lateral Hardening-Fuse-92206593,1 | 14145 | 0 | 1297.1885 | 1282.3281 | 89090.9091 | 0.014393 | 0.074242 | 1200000 | 1 | 1 | 1 | 0 | 1 | 2 | Lateral Hardening-Fuse-92206593 | 1500Million | South Hillsborough | -1 | 3000
Lateral Hardening | Lateral Hardening-Fuse-10075333,1 | 13656 | 0 | 1249.5123 | 2210.3545 | 153636.3636 | 0.014387 | 0.12803 | 1200000 | 1 | 1 | 0 | 0 | 0 | 1 | Lateral Hardening-Fuse-10075333 | 1500Million | Plant City | -1 | 3000
Lateral Hardening | Lateral Hardening-Fuse-60647523,1 | 13391 | 130.5161 | 791.1837 | 908.3015 | 63181.8182 | 0.014376 | 0.052652 | 1200000 | 1 | 1 | 0 | 0 | 0 | 1 | Lateral Hardening-Fuse-60647523 | 1500Million | Plant City | -1 | 3000
Lateral Hardening | Lateral Hardening-Fuse-93115112,1 | 13070 | 412.8588 | 327.3099 | 717.3715 | 50000 | 0.014347 | 0.029545 | 1692307.6923 | 1 | 1 | 0 | 0 | 0 | 1 | Lateral Hardening-Fuse-93115112 | 1500Million | Western | -1 | 3000
Lateral Hardening | Lateral Hardening-Fuse-92007444,1 | 13479 | 186.1737 | 1458.0475 | 2735.3333 | 190681.8182 | 0.014345 | 0.1589 | 1200000 | 2 | 1 | 0 | 0 | 0 | 1 | Lateral Hardening-Fuse-92007444 | 1500Million | Winter Haven | -1 | 3000
Lateral Hardening | Lateral Hardening-Fuse-91175559,1 | 13652 | 139.2176 | 590.9747 | 716.8555 | 50000 | 0.014337 | 0.037879 | 1320000 | 2 | 1 | 0 | 0 | 0 | 1 | Lateral Hardening-Fuse-91175559 | 1500Million | South Hillsborough | -1 | 3000
Lateral Hardening | Lateral Hardening-Fuse-93212457,1 | 13786 | 0 | 723.4221 | 715.1347 | 50000 | 0.014303 | 0.0068182 | 7333333.3333 | 1 | 1 | 1 | 0 | 1 | 2 | Lateral Hardening-Fuse-93212457 | 1500Million | Plant City | -1 | 3000
Lateral Hardening | Lateral Hardening-Fuse-92636423,2 | 13007 | 0 | 723.4018 | 715.1147 | 50000 | 0.014302 | 0.020455 | 2444444.4444 | 1 | 2 | 1 | 0 | 1 | 3 | Lateral Hardening-Fuse-92636423, Lateral Hardening-Fuse-92636443 | 1500Million | Plant City | -1 | 3000
Lateral Hardening | Lateral Hardening-Fuse-10637232,1 | 13696 | 400.8241 | 335.5991 | 714.0318 | 50000 | 0.014281 | 0.014394 | 3473684.2105 | 8 | 1 | 0 | 0 | 0 | 1 | Lateral Hardening-Fuse-10637232 | 1500Million | Winter Haven | -1 | 3000
Lateral Hardening | Lateral Hardening-Fuse-93232727,1 | 13696 | 0 | 721.8897 | 713.6198 | 50000 | 0.014272 | 0.037689 | 1326633.1658 | 1 | 1 | 0 | 0 | 0 | 1 | Lateral Hardening-Fuse-93232727 | 1500Million | Winter Haven | -1 | 3000
Lateral Hardening | Lateral Hardening-Fuse-91943550,2 | 13166 | 0 | 578.3764 | 906.5844 | 63636.3636 | 0.014246 | 0.066288 | 960000 | 4 | 2 | 2 | 1 | 1 | 4 | Lateral Hardening-Fuse-91943550, Lateral Hardening-Fuse-90938257 | 1500Million | Western | -1 | 3000
Lateral Hardening | Lateral Hardening-Fuse-93006122,1 | 13815 | 0 | 2014.5848 | 1991.5061 | 140000 | 0.014225 | 0.11667 | 1200000 |  | 1 | 0 | 0 | 0 | 1 | Lateral Hardening-Fuse-93006122 | 1500Million | Dade City | -1 | 3000
Lateral Hardening | Lateral Hardening-Fuse-10556752,1 | 13298 | 164.8342 | 4906.3207 | 5007.8507 | 352045.4545 | 0.014225 | 0.29337 | 1200000 | 1 | 1 | 0 | 0 | 0 | 1 | Lateral Hardening-Fuse-10556752 | 1500Million | Winter Haven | -1 | 3000
Lateral Hardening | Lateral Hardening-Fuse-90747061,1 | 13030 | 0 | 1210.054 | 1196.1918 | 84090.9091 | 0.014225 | 0.070076 | 1200000 | 1 | 1 | 0 | 0 | 0 | 1 | Lateral Hardening-Fuse-90747061 | 1500Million | Winter Haven | -1 | 3000
Lateral Hardening | Lateral Hardening-Fuse-10564604,1 | 13292 | 645.4904 | 95.8947 | 710.7955 | 50000 | 0.014216 | 0.016856 | 2966292.1348 | 6 | 1 | 0 | 0 | 0 | 1 | Lateral Hardening-Fuse-10564604 | 1500Million | Winter Haven | -1 | 3000
Lateral Hardening | Lateral Hardening-Fuse-90880768,1 | 13840 | 503.1949 | 232.8644 | 709.9979 | 50000 | 0.0142 | 0.023106 | 2163934.4262 | 2 | 1 | 0 | 0 | 0 | 1 | Lateral Hardening-Fuse-90880768 | 1500Million | Central | -1 | 3000
Lateral Hardening | Lateral Hardening-Fuse-90817098,1 | 13661 | 0 | 4200.3648 | 4152.2462 | 292500 | 0.014196 | 0.24375 | 1200000 | 1 | 1 | 0 | 0 | 0 | 1 | Lateral Hardening-Fuse-90817098 | 1500Million | Winter Haven | -1 | 3000
Lateral Hardening | Lateral Hardening-Fuse-60042719,1 | 13310 | 0 | 1357.5963 | 1342.0439 | 94545.4545 | 0.014195 | 0.078788 | 1200000 | 1 | 1 | 1 | 0 | 1 | 2 | Lateral Hardening-Fuse-60042719 | 1500Million | Winter Haven | -1 | 3000
Lateral Hardening | Lateral Hardening-Fuse-92759277,1 | 14041 | 687.0082 | 54.5249 | 708.6621 | 50000 | 0.014173 | 0.018561 | 2693877.551 | 13 | 1 | 1 | 0 | 1 | 2 | Lateral Hardening-Fuse-92759277 | 1500Million | Central | -1 | 3000
Lateral Hardening | Lateral Hardening-Fuse-91781852,1 | 13577 | 0 | 1786.7096 | 1766.2415 | 124772.7273 | 0.014156 | 0.10398 | 1200000 | 4 | 1 | 1 | 0 | 1 | 2 | Lateral Hardening-Fuse-91781852 | 1500Million | Eastern | -1 | 3000
Lateral Hardening | Lateral Hardening-Fuse-60117196,1 | 13089 | 0 | 1246.4169 | 1232.1382 | 87045.4545 | 0.014155 | 0.072538 | 1200000 | 4 | 1 | 0 | 0 | 0 | 1 | Lateral Hardening-Fuse-60117196 | 1500Million | Central | -1 | 3000
Lateral Hardening | Lateral Hardening-Fuse-10595526,1 | 13698 | 137.3144 | 955.3359 | 1076.7596 | 76136.3636 | 0.014143 | 0.063447 | 1200000 | 1 | 1 | 0 | 0 | 0 | 1 | Lateral Hardening-Fuse-10595526 | 1500Million | Winter Haven | -1 | 3000
Lateral Hardening | Lateral Hardening-Fuse-10479414,1 | 14099 | 0 | 1241.5702 | 1227.3471 | 86818.1818 | 0.014137 | 0.072348 | 1200000 | 2 | 1 | 0 | 0 | 0 | 1 | Lateral Hardening-Fuse-10479414 | 1500Million | Central | -1 | 3000
Lateral Hardening | Lateral Hardening-Fuse-10605185,1 | 13924 | 94.6548 | 1708.2544 | 1779.3842 | 126136.3636 | 0.014107 | 0.10511 | 1200000 | 1 | 1 | 0 | 0 | 0 | 1 | Lateral Hardening-Fuse-10605185 | 1500Million | Winter Haven | -1 | 3000
Lateral Hardening | Lateral Hardening-Fuse-92892235,1 | 13854 | 279.4014 | 1249.5107 | 1505.6411 | 106818.1818 | 0.014095 | 0.089015 | 1200000 | 3 | 1 | 0 | 0 | 0 | 1 | Lateral Hardening-Fuse-92892235 | 1500Million | Plant City | -1 | 3000
Lateral Hardening | Lateral Hardening-Fuse-10681823,1 | 13214 | 0 | 1918.3393 | 1896.3631 | 134545.4545 | 0.014095 | 0.11212 | 1200000 | 4 | 1 | 1 | 0 | 1 | 2 | Lateral Hardening-Fuse-10681823 | 1500Million | Eastern | -1 | 3000
Lateral Hardening | Lateral Hardening-Fuse-10053270,1 | 13544 | 0 | 1062.0651 | 1049.8983 | 74545.4545 | 0.014084 | 0.062121 | 1200000 | 4 | 1 | 0 | 0 | 0 | 1 | Lateral Hardening-Fuse-10053270 | 1500Million | Western | -1 | 3000
Lateral Hardening | Lateral Hardening-Fuse-93268644,1 | 13175 | 322.7882 | 399.5825 | 704.1458 | 50000 | 0.014083 | 0.035417 | 1411764.7059 | 6 | 1 | 0 | 0 | 0 | 1 | Lateral Hardening-Fuse-93268644 | 1500Million | Central | -1 | 3000
Lateral Hardening | Lateral Hardening-Fuse-10807564,1 | 13020 | 613.591 | 119.9146 | 703.7523 | 50000 | 0.014075 | 0.041288 | 1211009.1743 | 5 | 1 | 0 | 0 | 0 | 1 | Lateral Hardening-Fuse-10807564 | 1500Million | South Hillsborough | -1 | 3000
Lateral Hardening | Lateral Hardening-Fuse-93284372,1 | 13808 | 170.1865 | 1273.3179 | 1422.8734 | 101136.3636 | 0.014069 | 0.08428 | 1200000 | 2 | 1 | 0 | 0 | 0 | 1 | Lateral Hardening-Fuse-93284372 | 1500Million | Plant City | -1 | 3000
Lateral Hardening | Lateral Hardening-Fuse-92973297,1 | 13440 | 0 | 710.1698 | 702.0342 | 50000 | 0.014041 | 0.040341 | 1239436.6197 |  | 1 | 0 | 0 | 0 | 1 | Lateral Hardening-Fuse-92973297 | 1500Million | South Hillsborough | -1 | 3000
Lateral Hardening | Lateral Hardening-Fuse-10686237,1 | 13808 | 38.4547 | 449.6756 | 700.4192 | 50000 | 0.014008 | 0.023674 | 2112000 | 1 | 1 | 0 | 0 | 0 | 1 | Lateral Hardening-Fuse-10686237 | 1500Million | Plant City | -1 | 3000
Lateral Hardening | Lateral Hardening-Fuse-90477846,1 | 13516 | 0 | 809.8247 | 800.5475 | 57272.7273 | 0.013978 | 0.047727 | 1200000 |  | 1 | 0 | 0 | 0 | 1 | Lateral Hardening-Fuse-90477846 | 1500Million | Western | -1 | 3000
Lateral Hardening | Lateral Hardening-Fuse-60366831,1 | 13298 | 79.0796 | 1683.2143 | 1739.9692 | 124545.4545 | 0.013971 | 0.10379 | 1200000 | 1 | 1 | 0 | 0 | 0 | 1 | Lateral Hardening-Fuse-60366831 | 1500Million | Winter Haven | -1 | 3000
Lateral Hardening | Lateral Hardening-Fuse-92864023,1 | 13299 | 0 | 2026.0529 | 2002.8428 | 143409.0909 | 0.013966 | 0.11951 | 1200000 | 1 | 1 | 0 | 0 | 0 | 1 | Lateral Hardening-Fuse-92864023 | 1500Million | Winter Haven | -1 | 3000
Lateral Hardening | Lateral Hardening-Fuse-10686246,1 | 13808 | 97.535 | 1225.6559 | 1305.6126 | 93636.3636 | 0.013943 | 0.07803 | 1200000 | 1 | 1 | 0 | 0 | 0 | 1 | Lateral Hardening-Fuse-10686246 | 1500Million | Plant City | -1 | 3000
Lateral Hardening | Lateral Hardening-Fuse-92898416,1 | 13136 | 0 | 1332.8131 | 1317.5446 | 94545.4545 | 0.013936 | 0.078788 | 1200000 |  | 1 | 0 | 0 | 0 | 1 | Lateral Hardening-Fuse-92898416 | 1500Million | Western | -1 | 3000
Lateral Hardening | Lateral Hardening-Fuse-10650462,1 | 13391 | 336.0962 | 1259.3548 | 1564.676 | 112500 | 0.013908 | 0.09375 | 1200000 | 4 | 1 | 0 | 0 | 0 | 1 | Lateral Hardening-Fuse-10650462 | 1500Million | Plant City | -1 | 3000
Lateral Hardening | Lateral Hardening-Fuse-60069197,1 | 13461 | 0 | 1540.6267 | 1522.9776 | 109545.4545 | 0.013903 | 0.091288 | 1200000 | 1 | 1 | 0 | 0 | 0 | 1 | Lateral Hardening-Fuse-60069197 | 1500Million | Eastern | -1 | 3000
Lateral Hardening | Lateral Hardening-Fuse-91652567,1 | 13827 | 398.3383 | 317.6957 | 694.2828 | 50000 | 0.013886 | 0.035038 | 1427027.027 | 1 | 1 | 0 | 0 | 0 | 1 | Lateral Hardening-Fuse-91652567 | 1500Million | Central | -1 | 3000
Lateral Hardening | Lateral Hardening-Fuse-91661835,1 | 13153 | 224.3375 | 485.1121 | 693.8328 | 50000 | 0.013877 | 0.02197 | 2275862.069 | 2 | 1 | 0 | 0 | 0 | 1 | Lateral Hardening-Fuse-91661835 | 1500Million | Winter Haven | -1 | 3000
Lateral Hardening | Lateral Hardening-Fuse-92120672,1 | 13031 | 0 | 701.7241 | 693.6853 | 50000 | 0.013874 | 0.010606 | 4714285.7143 | 1 | 1 | 0 | 0 | 0 | 1 | Lateral Hardening-Fuse-92120672 | 1500Million | Winter Haven | -1 | 3000
Lateral Hardening | Lateral Hardening-Fuse-92648649,1 | 13331 | 0 | 997.8561 | 986.4249 | 71136.3636 | 0.013867 | 0.05928 | 1200000 | 1 | 1 | 0 | 0 | 0 | 1 | Lateral Hardening-Fuse-92648649 | 1500Million | Dade City | -1 | 3000
Lateral Hardening | Lateral Hardening-Fuse-90052898,1 | 13668 | 73.7976 | 913.7506 | 974.2077 | 70454.5455 | 0.013827 | 0.058712 | 1200000 | 1 | 1 | 0 | 0 | 0 | 1 | Lateral Hardening-Fuse-90052898 | 1500Million | Plant City | -1 | 3000
Lateral Hardening | Lateral Hardening-Fuse-10662324,1 | 13473 | 530.838 | 1474.7591 | 1963.6844 | 142045.4545 | 0.013824 | 0.11837 | 1200000 | 4 | 1 | 0 | 0 | 0 | 1 | Lateral Hardening-Fuse-10662324 | 1500Million | Winter Haven | -1 | 3000
Lateral Hardening | Lateral Hardening-Fuse-10676282,1 | 14124 | 231.6832 | 834.8716 | 1046.2125 | 75909.0909 | 0.013782 | 0.063258 | 1200000 | 4 | 1 | 0 | 0 | 0 | 1 | Lateral Hardening-Fuse-10676282 | 1500Million | Plant City | -1 | 3000
Lateral Hardening | Lateral Hardening-Fuse-10455359,1 | 13495 | 0 | 850.5452 | 840.8015 | 61136.3636 | 0.013753 | 0.050947 | 1200000 | 2 | 1 | 0 | 0 | 0 | 1 | Lateral Hardening-Fuse-10455359 | 1500Million | Eastern | -1 | 3000
Lateral Hardening | Lateral Hardening-Fuse-92083868,1 | 13030 | 262.862 | 956.5561 | 1196.0314 | 87045.4545 | 0.01374 | 0.072538 | 1200000 | 6 | 1 | 0 | 0 | 0 | 1 | Lateral Hardening-Fuse-92083868 | 1500Million | Winter Haven | -1 | 3000
Lateral Hardening | Lateral Hardening-Fuse-10645505,1 | 13148 | 542.3066 | 226.6184 | 742.0625 | 54090.9091 | 0.013719 | 0.045076 | 1200000 | 2 | 1 | 0 | 0 | 0 | 1 | Lateral Hardening-Fuse-10645505 | 1500Million | Plant City | -1 | 3000
Lateral Hardening | Lateral Hardening-Fuse-90776482,1 | 13298 | 93.193 | 1943.1467 | 2010.4518 | 146590.9091 | 0.013715 | 0.12216 | 1200000 | 1 | 1 | 0 | 0 | 0 | 1 | Lateral Hardening-Fuse-90776482 | 1500Million | Winter Haven | -1 | 3000
Lateral Hardening | Lateral Hardening-Fuse-92015231,1 | 13695 | 715.3449 | 5.6098 | 685.6711 | 50000 | 0.013713 | 0.014773 | 3384615.3846 | 7 | 1 | 0 | 0 | 0 | 1 | Lateral Hardening-Fuse-92015231 | 1500Million | Winter Haven | -1 | 3000
Lateral Hardening | Lateral Hardening-Fuse-60048832,1 | 13622 | 1426.3738 | 596.0514 | 1951.7716 | 143181.8182 | 0.013631 | 0.11932 | 1200000 | 2 | 1 | 0 | 0 | 0 | 1 | Lateral Hardening-Fuse-60048832 | 1500Million | Western | -1 | 3000
Lateral Hardening | Lateral Hardening-Fuse-93020030,1 | 13097 | 0 | 687.0998 | 679.2285 | 50000 | 0.013585 | 0.033902 | 1474860.3352 | 2 | 1 | 0 | 0 | 0 | 1 | Lateral Hardening-Fuse-93020030 | 1500Million | Central | -1 | 3000
Lateral Hardening | Lateral Hardening-Fuse-60547972,1 | 13906 | 708.3432 | 2.4006 | 677.2618 | 50000 | 0.013545 | 0.018561 | 2693877.551 | 95 | 1 | 1 | 0 | 1 | 2 | Lateral Hardening-Fuse-60547972 | 1500Million | Eastern | -1 | 3000
Lateral Hardening | Lateral Hardening-Fuse-90825872,1 | 13314 | 0 | 683.9435 | 676.1084 | 50000 | 0.013522 | 0.016098 | 3105882.3529 |  | 1 | 1 | 0 | 1 | 2 | Lateral Hardening-Fuse-90825872 | 1500Million | Winter Haven | -1 | 3000
Lateral Hardening | Lateral Hardening-Fuse-91026575,1 | 13236 | 97.8468 | 587.9835 | 675.8215 | 50000 | 0.013516 | 0.034848 | 1434782.6087 | 1 | 1 | 0 | 0 | 0 | 1 | Lateral Hardening-Fuse-91026575 | 1500Million | South Hillsborough | -1 | 3000
Lateral Hardening | Lateral Hardening-Fuse-90431480,1 | 14306 | 0 | 1203.5182 | 1189.7309 | 88181.8182 | 0.013492 | 0.073485 | 1200000 | 2 | 1 | 0 | 0 | 0 | 1 | Lateral Hardening-Fuse-90431480 | 1500Million | Dade City | -1 | 3000
Lateral Hardening | Lateral Hardening-Fuse-10433148,1 | 13993 | 518.1871 | 793.5169 | 1278.054 | 94772.7273 | 0.013485 | 0.078977 | 1200000 | 3 | 1 | 0 | 0 | 0 | 1 | Lateral Hardening-Fuse-10433148 | 1500Million | Central | -1 | 3000
Lateral Hardening | Lateral Hardening-Fuse-92542750,1 | 13007 | 0 | 731.6223 | 723.241 | 53636.3636 | 0.013484 | 0.044697 | 1200000 | 2 | 1 | 0 | 0 | 0 | 1 | Lateral Hardening-Fuse-92542750 | 1500Million | Plant City | -1 | 3000
Lateral Hardening | Lateral Hardening-Fuse-93162492,1 | 13990 | 0 | 1072.1022 | 1059.8204 | 78636.3636 | 0.013477 | 0.06553 | 1200000 | 1 | 1 | 1 | 0 | 1 | 2 | Lateral Hardening-Fuse-93162492 | 1500Million | Central | -1 | 3000
Lateral Hardening | Lateral Hardening-Fuse-60386998,1 | 13268 | 682.3737 | 2558.0558 | 3178.1636 | 235909.0909 | 0.013472 | 0.19659 | 1200000 | 6 | 1 | 0 | 0 | 0 | 1 | Lateral Hardening-Fuse-60386998 | 1500Million | Plant City | -1 | 3000
Lateral Hardening | Lateral Hardening-Fuse-90025643,1 | 14274 | 0 | 1346.7156 | 1331.2879 | 98863.6364 | 0.013466 | 0.082386 | 1200000 | 7 | 1 | 0 | 0 | 0 | 1 | Lateral Hardening-Fuse-90025643 | 1500Million | Western | -1 | 3000
Lateral Hardening | Lateral Hardening-Fuse-10716344,1 | 13959 | 349.8807 | 699.3777 | 1024.7887 | 76136.3636 | 0.01346 | 0.063447 | 1200000 | 4 | 1 | 0 | 0 | 0 | 1 | Lateral Hardening-Fuse-10716344 | 1500Million | Plant City | -1 | 3000
Lateral Hardening | Lateral Hardening-Fuse-90928809,1 | 13787 | 0 | 1100.4476 | 1087.8411 | 81136.3636 | 0.013408 | 0.067614 | 1200000 | 1 | 1 | 0 | 0 | 0 | 1 | Lateral Hardening-Fuse-90928809 | 1500Million | Plant City | -1 | 3000
Lateral Hardening | Lateral Hardening-Fuse-60618017,1 | 13236 | 108.8846 | 975.8149 | 1442.3243 | 107727.2727 | 0.013389 | 0.089773 | 1200000 | 1 | 1 | 0 | 0 | 0 | 1 | Lateral Hardening-Fuse-60618017 | 1500Million | South Hillsborough | -1 | 3000
Lateral Hardening | Lateral Hardening-Fuse-92317247,1 | 13290 | 0 | 676.5496 | 668.7991 | 50000 | 0.013376 | 0.021023 | 2378378.3784 | 1 | 1 | 1 | 0 | 1 | 2 | Lateral Hardening-Fuse-92317247 | 1500Million | Winter Haven | -1 | 3000
Lateral Hardening | Lateral Hardening-Fuse-90100436,1 | 13808 | 376.8611 | 3527.0197 | 3848.0129 | 288181.8182 | 0.013353 | 0.24015 | 1200000 | 2 | 1 | 0 | 0 | 0 | 1 | Lateral Hardening-Fuse-90100436 | 1500Million | Plant City | -1 | 3000
Lateral Hardening | Lateral Hardening-Fuse-10122228,1 | 13059 | 0 | 674.098 | 666.3757 | 50000 | 0.013328 | 0.013447 | 3718309.8592 |  | 1 | 1 | 0 | 1 | 2 | Lateral Hardening-Fuse-10122228 | 1500Million | Western | -1 | 3000
Lateral Hardening | Lateral Hardening-Fuse-10242820,1 | 13532 | 0 | 1580.5627 | 1562.4561 | 117272.7273 | 0.013323 | 0.097727 | 1200000 | 7 | 1 | 0 | 0 | 0 | 1 | Lateral Hardening-Fuse-10242820 | 1500Million | Western | -1 | 3000
Lateral Hardening | Lateral Hardening-Fuse-10266403,1 | 13679 | 65.0361 | 610.2647 | 665.9135 | 50000 | 0.013318 | 0.025947 | 1927007.2993 | 1 | 1 | 0 | 0 | 0 | 1 | Lateral Hardening-Fuse-10266403 | 1500Million | Western | -1 | 3000
Lateral Hardening | Lateral Hardening-Fuse-91467619,1 | 14026 | 0 | 673.1583 | 665.4467 | 50000 | 0.013309 | 0.035985 | 1389473.6842 | 4 | 1 | 1 | 0 | 1 | 2 | Lateral Hardening-Fuse-91467619 | 1500Million | South Hillsborough | -1 | 3000
Lateral Hardening | Lateral Hardening-Fuse-10745607,1 | 13815 | 0 | 425.4699 | 1287.4015 | 96818.1818 | 0.013297 | 0.080682 | 1200000 | 1 | 1 | 0 | 0 | 0 | 1 | Lateral Hardening-Fuse-10745607 | 1500Million | Dade City | -1 | 3000
Lateral Hardening | Lateral Hardening-Fuse-10759979,1 | 13813 | 128.425 | 555.956 | 673.5981 | 50681.8182 | 0.013291 | 0.042235 | 1200000 | 2 | 1 | 0 | 0 | 0 | 1 | Lateral Hardening-Fuse-10759979 | 1500Million | Dade City | -1 | 3000
Lateral Hardening | Lateral Hardening-Fuse-92897810,1 | 13442 | 0 | 670.8415 | 663.1565 | 50000 | 0.013263 | 0.034848 | 1434782.6087 | 1 | 1 | 1 | 0 | 1 | 2 | Lateral Hardening-Fuse-92897810 | 1500Million | Winter Haven | -1 | 3000
Lateral Hardening | Lateral Hardening-Fuse-92949038,1 | 13194 | 510.3018 | 1484.482 | 1954.2682 | 147954.5455 | 0.013209 | 0.1233 | 1200000 | 6 | 1 | 0 | 0 | 0 | 1 | Lateral Hardening-Fuse-92949038 | 1500Million | Western | -1 | 3000
Lateral Hardening | Lateral Hardening-Fuse-90296947,1 | 13007 | 0 | 1229.296 | 1215.2134 | 92045.4545 | 0.013202 | 0.076705 | 1200000 | 1 | 1 | 1 | 0 | 1 | 2 | Lateral Hardening-Fuse-90296947 | 1500Million | Plant City | -1 | 3000
Lateral Hardening | Lateral Hardening-Fuse-91870201,1 | 13920 | 0 | 666.3913 | 658.7573 | 50000 | 0.013175 | 0.039962 | 1251184.8341 | 1 | 1 | 0 | 0 | 0 | 1 | Lateral Hardening-Fuse-91870201 | 1500Million | Winter Haven | -1 | 3000
Lateral Hardening | Lateral Hardening-Fuse-60280071,1 | 13962 | 92.8467 | 575.6949 | 658.7454 | 50000 | 0.013175 | 0.0064394 | 7764705.8824 | 1 | 1 | 0 | 0 | 0 | 1 | Lateral Hardening-Fuse-60280071 | 1500Million | Plant City | -1 | 3000
Lateral Hardening | Lateral Hardening-Fuse-92354338,1 | 13955 | 0 | 1410.7715 | 1394.61 | 105909.0909 | 0.013168 | 0.088258 | 1200000 | 4 | 1 | 1 | 0 | 1 | 2 | Lateral Hardening-Fuse-92354338 | 1500Million | Eastern | -1 | 3000
Lateral Hardening | Lateral Hardening-Fuse-92893716,1 | 13390 | 252.683 | 874.4342 | 1105.8229 | 84090.9091 | 0.01315 | 0.070076 | 1200000 | 2 | 1 | 0 | 0 | 0 | 1 | Lateral Hardening-Fuse-92893716 | 1500Million | Plant City | -1 | 3000
Lateral Hardening | Lateral Hardening-Fuse-91307480,1 | 13222 | 0 | 664.8233 | 657.2072 | 50000 | 0.013144 | 0.040152 | 1245283.0189 | 3 | 1 | 0 | 0 | 0 | 1 | Lateral Hardening-Fuse-91307480 | 1500Million | Central | -1 | 3000
Lateral Hardening | Lateral Hardening-Fuse-90532325,1 | 13677 | 0 | 664.8233 | 657.2072 | 50000 | 0.013144 | 0.025379 | 1970149.2537 | 2 | 1 | 1 | 0 | 1 | 2 | Lateral Hardening-Fuse-90532325 | 1500Million | Western | -1 | 3000
Lateral Hardening | Lateral Hardening-Fuse-10759957,1 | 13331 | 207.9442 | 1969.5316 | 2147.4925 | 163409.0909 | 0.013142 | 0.13617 | 1200000 | 2 | 1 | 0 | 0 | 0 | 1 | Lateral Hardening-Fuse-10759957 | 1500Million | Dade City | -1 | 3000
Lateral Hardening | Lateral Hardening-Fuse-10876296,1 | 14023 | 413.3388 | 264.9509 | 656.5581 | 50000 | 0.013131 | 0.034091 | 1466666.6667 | 6 | 1 | 0 | 0 | 0 | 1 | Lateral Hardening-Fuse-10876296 | 1500Million | South Hillsborough | -1 | 3000
Lateral Hardening | Lateral Hardening-Fuse-60048598,1 | 13621 | 0 | 1759.1962 | 1739.0432 | 132500 | 0.013125 | 0.11042 | 1200000 | 8 | 1 | 0 | 0 | 0 | 1 | Lateral Hardening-Fuse-60048598 | 1500Million | Western | -1 | 3000
Lateral Hardening | Lateral Hardening-Fuse-60212540,1 | 13489 | 350.4204 | 583.0062 | 910.9655 | 69545.4545 | 0.013099 | 0.057955 | 1200000 | 4 | 1 | 0 | 0 | 0 | 1 | Lateral Hardening-Fuse-60212540 | 1500Million | South Hillsborough | -1 | 3000
Lateral Hardening | Lateral Hardening-Fuse-10605193,1 | 13924 | 478.0372 | 2261.9483 | 2699.4965 | 206136.3636 | 0.013096 | 0.17178 | 1200000 | 3 | 1 | 0 | 0 | 0 | 1 | Lateral Hardening-Fuse-10605193 | 1500Million | Winter Haven | -1 | 3000
Lateral Hardening | Lateral Hardening-Fuse-93018162,1 | 13840 | 0 | 662.0274 | 654.4433 | 50000 | 0.013089 | 0.023674 | 2112000 | 2 | 1 | 0 | 0 | 0 | 1 | Lateral Hardening-Fuse-93018162 | 1500Million | Central | -1 | 3000
Lateral Hardening | Lateral Hardening-Fuse-91745124,1 | 14124 | 0 | 722.2043 | 713.9309 | 54545.4545 | 0.013089 | 0.045455 | 1200000 |  | 1 | 0 | 0 | 0 | 1 | Lateral Hardening-Fuse-91745124 | 1500Million | Plant City | -1 | 3000
Lateral Hardening | Lateral Hardening-Fuse-10873565,1 | 14109 | 0 | 659.9215 | 652.3616 | 50000 | 0.013047 | 0.021212 | 2357142.8571 | 1 | 1 | 0 | 0 | 0 | 1 | Lateral Hardening-Fuse-10873565 | 1500Million | Eastern | -1 | 3000
Lateral Hardening | Lateral Hardening-Fuse-90194446,1 | 13214 | 0 | 925.3617 | 914.7609 | 70227.2727 | 0.013026 | 0.058523 | 1200000 | 1 | 1 | 0 | 0 | 0 | 1 | Lateral Hardening-Fuse-90194446 | 1500Million | Eastern | -1 | 3000
Lateral Hardening | Lateral Hardening-Fuse-92219674,1 | 13489 | 174.8846 | 736.8979 | 896.588 | 68863.6364 | 0.01302 | 0.057386 | 1200000 | 3 | 1 | 0 | 0 | 0 | 1 | Lateral Hardening-Fuse-92219674 | 1500Million | South Hillsborough | -1 | 3000
Lateral Hardening | Lateral Hardening-Fuse-91218156,1 | 13298 | 0 | 983.8265 | 972.556 | 74772.7273 | 0.013007 | 0.062311 | 1200000 | 1 | 1 | 0 | 0 | 0 | 1 | Lateral Hardening-Fuse-91218156 | 1500Million | Winter Haven | -1 | 3000
Lateral Hardening | Lateral Hardening-Fuse-91751592,1 | 13229 | 0 | 657.1052 | 649.5776 | 50000 | 0.012992 | 0.025568 | 1955555.5556 | 1 | 1 | 0 | 0 | 0 | 1 | Lateral Hardening-Fuse-91751592 | 1500Million | Eastern | -1 | 3000
Lateral Hardening | Lateral Hardening-Fuse-91940431,1 | 13953 | 0 | 2025.4592 | 2002.2559 | 154318.1818 | 0.012975 | 0.1286 | 1200000 | 11 | 1 | 0 | 0 | 0 | 1 | Lateral Hardening-Fuse-91940431 | 1500Million | Eastern | -1 | 3000
Lateral Hardening | Lateral Hardening-Fuse-91230271,1 | 13924 | 34.3847 | 421.7311 | 918.6051 | 70909.0909 | 0.012955 | 0.059091 | 1200000 | 1 | 1 | 0 | 0 | 0 | 1 | Lateral Hardening-Fuse-91230271 | 1500Million | Winter Haven | -1 | 3000
Lateral Hardening | Lateral Hardening-Fuse-91462070,1 | 13341 | 84.0911 | 1619.4315 | 1681.0469 | 129772.7273 | 0.012954 | 0.10814 | 1200000 | 1 | 1 | 0 | 0 | 0 | 1 | Lateral Hardening-Fuse-91462070 | 1500Million | South Hillsborough | -1 | 3000
Lateral Hardening | Lateral Hardening-Fuse-92942220,1 | 13233 | 262.2847 | 1195.0642 | 1435.3064 | 110909.0909 | 0.012941 | 0.092424 | 1200000 | 2 | 1 | 0 | 0 | 0 | 1 | Lateral Hardening-Fuse-92942220 | 1500Million | South Hillsborough | -1 | 3000
Lateral Hardening | Lateral Hardening-Fuse-92629632,1 | 13303 | 0 | 987.7206 | 976.4054 | 75454.5455 | 0.01294 | 0.062879 | 1200000 |  | 1 | 0 | 0 | 0 | 1 | Lateral Hardening-Fuse-92629632 | 1500Million | South Hillsborough | -1 | 3000
Lateral Hardening | Lateral Hardening-Fuse-60618071,1 | 13243 | 0 | 1076.3342 | 1064.004 | 82272.7273 | 0.012933 | 0.068561 | 1200000 |  | 1 | 0 | 0 | 0 | 1 | Lateral Hardening-Fuse-60618071 | 1500Million | Plant City | -1 | 3000
Lateral Hardening | Lateral Hardening-Fuse-92626292,1 | 13303 | 0 | 3566.0118 | 3525.1602 | 272727.2727 | 0.012926 | 0.22727 | 1200000 | 1 | 1 | 0 | 0 | 0 | 1 | Lateral Hardening-Fuse-92626292 | 1500Million | South Hillsborough | -1 | 3000
Lateral Hardening | Lateral Hardening-Fuse-60409674,1 | 13431 | 0 | 2242.7831 | 2217.0902 | 171590.9091 | 0.012921 | 0.14299 | 1200000 |  | 1 | 0 | 0 | 0 | 1 | Lateral Hardening-Fuse-60409674 | 1500Million | Dade City | -1 | 3000
Lateral Hardening | Lateral Hardening-Fuse-60020652,1 | 13679 | 92.3151 | 563.1239 | 645.869 | 50000 | 0.012917 | 0.013258 | 3771428.5714 | 1 | 1 | 0 | 0 | 0 | 1 | Lateral Hardening-Fuse-60020652 | 1500Million | Western | -1 | 3000
Lateral Hardening | Lateral Hardening-Fuse-90167928,1 | 13458 | 174.8631 | 752.085 | 912.1267 | 70681.8182 | 0.012905 | 0.058902 | 1200000 | 2 | 1 | 1 | 1 | 0 | 2 | Lateral Hardening-Fuse-90167928 | 1500Million | Eastern | -1 | 3000
Lateral Hardening | Lateral Hardening-Fuse-10462572,1 | 13798 | 0 | 686.638 | 678.772 | 52727.2727 | 0.012873 | 0.043939 | 1200000 | 9 | 1 | 2 | 0 | 2 | 3 | Lateral Hardening-Fuse-10462572 | 1500Million | Eastern | -1 | 3000
Lateral Hardening | Lateral Hardening-Fuse-90551179,1 | 13008 | 83.3061 | 1031.4839 | 1099.7306 | 85454.5455 | 0.012869 | 0.071212 | 1200000 | 1 | 1 | 0 | 0 | 0 | 1 | Lateral Hardening-Fuse-90551179 | 1500Million | Plant City | -1 | 3000
Lateral Hardening | Lateral Hardening-Fuse-92912126,1 | 13786 | 0 | 650.1445 | 642.6965 | 50000 | 0.012854 | 0.017803 | 2808510.6383 | 1 | 1 | 1 | 0 | 1 | 2 | Lateral Hardening-Fuse-92912126 | 1500Million | Plant City | -1 | 3000
Lateral Hardening | Lateral Hardening-Fuse-10556564,1 | 13298 | 197.7432 | 980.7994 | 1161.2089 | 90454.5455 | 0.012837 | 0.075379 | 1200000 | 2 | 1 | 0 | 0 | 0 | 1 | Lateral Hardening-Fuse-10556564 | 1500Million | Winter Haven | -1 | 3000
Lateral Hardening | Lateral Hardening-Fuse-93264379,1 | 13042 | 339.758 | 321.0202 | 641.4494 | 50000 | 0.012829 | 0.032008 | 1562130.1775 | 7 | 1 | 0 | 0 | 0 | 1 | Lateral Hardening-Fuse-93264379 | 1500Million | Central | -1 | 3000
Lateral Hardening | Lateral Hardening-Fuse-93342172,1 | 13984 | 605.5927 | 64.9854 | 641.2865 | 50000 | 0.012826 | 0.012311 | 4061538.4615 | 9 | 1 | 1 | 0 | 1 | 2 | Lateral Hardening-Fuse-93342172 | 1500Million | Plant City | -1 | 3000
Lateral Hardening | Lateral Hardening-Fuse-93270864,1 | 13256 | 0 | 1163.2987 | 1149.9722 | 89772.7273 | 0.01281 | 0.074811 | 1200000 | 1 | 1 | 0 | 0 | 0 | 1 | Lateral Hardening-Fuse-93270864 | 1500Million | South Hillsborough | -1 | 3000
Lateral Hardening | Lateral Hardening-Fuse-92681015,1 | 13805 | 326.2665 | 589.3354 | 893.3055 | 69772.7273 | 0.012803 | 0.058144 | 1200000 | 2 | 1 | 0 | 0 | 0 | 1 | Lateral Hardening-Fuse-92681015 | 1500Million | Plant City | -1 | 3000
Lateral Hardening | Lateral Hardening-Fuse-93212864,1 | 13656 | 244.7669 | 411.0348 | 639.5759 | 50000 | 0.012792 | 0.038068 | 1313432.8358 | 3 | 1 | 0 | 0 | 0 | 1 | Lateral Hardening-Fuse-93212864 | 1500Million | Plant City | -1 | 3000
Lateral Hardening | Lateral Hardening-Fuse-91266104,1 | 13128 | 350.4615 | 1468.8335 | 1786.0878 | 139772.7273 | 0.012779 | 0.11648 | 1200000 | 2 | 1 | 0 | 0 | 0 | 1 | Lateral Hardening-Fuse-91266104 | 1500Million | Eastern | -1 | 3000
Lateral Hardening | Lateral Hardening-Fuse-60269076,1 | 13967 | 0 | 1684.2841 | 1664.9892 | 130454.5455 | 0.012763 | 0.10871 | 1200000 | 2 | 1 | 0 | 0 | 0 | 1 | Lateral Hardening-Fuse-60269076 | 1500Million | Winter Haven | -1 | 3000
Lateral Hardening | Lateral Hardening-Fuse-91542761,1 | 13808 | 0 | 818.2042 | 816.2576 | 64090.9091 | 0.012736 | 0.053409 | 1200000 |  | 1 | 0 | 0 | 0 | 1 | Lateral Hardening-Fuse-91542761 | 1500Million | Plant City | -1 | 3000
Lateral Hardening | Lateral Hardening-Fuse-93172620,1 | 13213 | 148.2932 | 927.5377 | 1059.943 | 83409.0909 | 0.012708 | 0.069508 | 1200000 | 1 | 1 | 0 | 0 | 0 | 1 | Lateral Hardening-Fuse-93172620 | 1500Million | Eastern | -1 | 3000
Lateral Hardening | Lateral Hardening-Fuse-10757379,1 | 13423 | 209.5692 | 2764.9743 | 2935.3224 | 231136.3636 | 0.0127 | 0.19261 | 1200000 | 2 | 1 | 0 | 0 | 0 | 1 | Lateral Hardening-Fuse-10757379 | 1500Million | Dade City | -1 | 3000
Lateral Hardening | Lateral Hardening-Fuse-10368940,1 | 13097 | 528.7327 | 526.4761 | 1023.9529 | 80681.8182 | 0.012691 | 0.067235 | 1200000 | 1 | 1 | 0 | 0 | 0 | 1 | Lateral Hardening-Fuse-10368940 | 1500Million | Central | -1 | 3000
Lateral Hardening | Lateral Hardening-Fuse-90662519,1 | 13370 | 664.5177 | 2.2448 | 634.5328 | 50000 | 0.012691 | 0.0098485 | 5076923.0769 | 6 | 1 | 0 | 0 | 0 | 1 | Lateral Hardening-Fuse-90662519 | 1500Million | Winter Haven | -1 | 3000
Lateral Hardening | Lateral Hardening-Fuse-60131252,1 | 13722 | 0 | 639.8777 | 632.5474 | 50000 | 0.012651 | 0.027083 | 1846153.8462 |  | 1 | 0 | 0 | 0 | 1 | Lateral Hardening-Fuse-60131252 | 1500Million | Plant City | -1 | 3000
Lateral Hardening | Lateral Hardening-Fuse-10556650,1 | 13298 | 74.9293 | 645.45 | 710.0587 | 56590.9091 | 0.012547 | 0.047159 | 1200000 | 1 | 1 | 0 | 0 | 0 | 1 | Lateral Hardening-Fuse-10556650 | 1500Million | Winter Haven | -1 | 3000
Lateral Hardening | Lateral Hardening-Fuse-60409689,1 | 13786 | 0 | 852.3517 | 842.5873 | 67272.7273 | 0.012525 | 0.056061 | 1200000 | 1 | 1 | 0 | 0 | 0 | 1 | Lateral Hardening-Fuse-60409689 | 1500Million | Plant City | -1 | 3000
Lateral Hardening | Lateral Hardening-Fuse-10876330,1 | 13649 | 447.7704 | 1341.0027 | 1751.3025 | 140000 | 0.012509 | 0.11667 | 1200000 | 4 | 1 | 0 | 0 | 0 | 1 | Lateral Hardening-Fuse-10876330 | 1500Million | South Hillsborough | -1 | 3000
Lateral Hardening | Lateral Hardening-Fuse-60057785,1 | 13071 | 0 | 1169.0074 | 1155.6155 | 92500 | 0.012493 | 0.077083 | 1200000 | 4 | 1 | 2 | 0 | 2 | 3 | Lateral Hardening-Fuse-60057785 | 1500Million | Western | -1 | 3000
Lateral Hardening | Lateral Hardening-Fuse-91513380,1 | 13469 | 541.4959 | 109.7467 | 624.2928 | 50000 | 0.012486 | 0.023106 | 2163934.4262 | 5 | 1 | 0 | 0 | 0 | 1 | Lateral Hardening-Fuse-91513380 | 1500Million | Central | -1 | 3000
Lateral Hardening | Lateral Hardening-Fuse-91134110,1 | 14198 | 0 | 2131.1633 | 2106.7491 | 168863.6364 | 0.012476 | 0.14072 | 1200000 | 3 | 1 | 0 | 0 | 0 | 1 | Lateral Hardening-Fuse-91134110 | 1500Million | Eastern | -1 | 3000
Lateral Hardening | Lateral Hardening-Fuse-92034191,1 | 13036 | 0 | 997.0896 | 985.6671 | 79090.9091 | 0.012462 | 0.065909 | 1200000 | 1 | 1 | 0 | 0 | 0 | 1 | Lateral Hardening-Fuse-92034191 | 1500Million | Central | -1 | 3000
Lateral Hardening | Lateral Hardening-Fuse-60148118,1 | 14099 | 0 | 629.729 | 622.515 | 50000 | 0.01245 | 0.01553 | 3219512.1951 | 1 | 1 | 1 | 0 | 1 | 2 | Lateral Hardening-Fuse-60148118 | 1500Million | Central | -1 | 3000
Lateral Hardening | Lateral Hardening-Fuse-92070046,1 | 13696 | 356.1988 | 284.5643 | 621.1028 | 50000 | 0.012422 | 0.026894 | 1859154.9296 | 9 | 1 | 0 | 0 | 0 | 1 | Lateral Hardening-Fuse-92070046 | 1500Million | Winter Haven | -1 | 3000
Lateral Hardening | Lateral Hardening-Fuse-60364324,1 | 13873 | 0 | 2275.5494 | 2249.4811 | 181363.6364 | 0.012403 | 0.15114 | 1200000 | 15 | 1 | 2 | 0 | 2 | 3 | Lateral Hardening-Fuse-60364324 | 1500Million | Western | -1 | 3000
Lateral Hardening | Lateral Hardening-Fuse-10556634,1 | 13298 | 74.8865 | 1288.923 | 1345.7993 | 108636.3636 | 0.012388 | 0.09053 | 1200000 | 1 | 1 | 0 | 0 | 0 | 1 | Lateral Hardening-Fuse-10556634 | 1500Million | Winter Haven | -1 | 3000
Lateral Hardening | Lateral Hardening-Fuse-93025622,1 | 13864 | 0 | 626.3469 | 619.1716 | 50000 | 0.012383 | 0.038258 | 1306930.6931 | 2 | 1 | 0 | 0 | 0 | 1 | Lateral Hardening-Fuse-93025622 | 1500Million | Western | -1 | 3000
Lateral Hardening | Lateral Hardening-Fuse-91209885,1 | 13462 | 459.7055 | 182.5112 | 618.8498 | 50000 | 0.012377 | 0.0079545 | 6285714.2857 | 18 | 1 | 1 | 0 | 1 | 2 | Lateral Hardening-Fuse-91209885 | 1500Million | Plant City | -1 | 3000
Lateral Hardening | Lateral Hardening-Fuse-92582607,1 | 13433 | 0 | 1642.763 | 1623.9439 | 131363.6364 | 0.012362 | 0.10947 | 1200000 | 3 | 1 | 0 | 0 | 0 | 1 | Lateral Hardening-Fuse-92582607 | 1500Million | Eastern | -1 | 3000
Lateral Hardening | Lateral Hardening-Fuse-93042004,1 | 13813 | 753.9959 | 636.7911 | 1346.4845 | 109090.9091 | 0.012343 | 0.090909 | 1200000 | 17 | 1 | 0 | 0 | 0 | 1 | Lateral Hardening-Fuse-93042004 | 1500Million | Dade City | -1 | 3000
Lateral Hardening | Lateral Hardening-Fuse-60328654,1 | 13229 | 56.1128 | 97.0265 | 616.766 | 50000 | 0.012335 | 0.00056818 | 88000000 | 2 | 1 | 1 | 1 | 0 | 2 | Lateral Hardening-Fuse-60328654 | 1500Million | Eastern | -1 | 3000
Lateral Hardening | Lateral Hardening-Fuse-92349384,1 | 13805 | 332.591 | 301.9603 | 616.1388 | 50000 | 0.012323 | 0.032765 | 1526011.5607 | 2 | 1 | 0 | 0 | 0 | 1 | Lateral Hardening-Fuse-92349384 | 1500Million | Plant City | -1 | 3000
Lateral Hardening | Lateral Hardening-Fuse-10636040,1 | 13388 | 0 | 917.2731 | 906.765 | 73636.3636 | 0.012314 | 0.061364 | 1200000 | 1 | 1 | 0 | 0 | 0 | 1 | Lateral Hardening-Fuse-10636040 | 1500Million | Plant City | -1 | 3000
Lateral Hardening | Lateral Hardening-Fuse-10362863,1 | 13104 | 0 | 3583.3154 | 3542.2656 | 287727.2727 | 0.012311 | 0.23977 | 1200000 | 5 | 1 | 3 | 0 | 3 | 4 | Lateral Hardening-Fuse-10362863 | 1500Million | Central | -1 | 3000
Lateral Hardening | Lateral Hardening-Fuse-90635605,1 | 13501 | 0 | 622.564 | 615.432 | 50000 | 0.012309 | 0.026136 | 1913043.4783 | 2 | 1 | 1 | 1 | 0 | 2 | Lateral Hardening-Fuse-90635605 | 1500Million | Eastern | -1 | 3000
Lateral Hardening | Lateral Hardening-Fuse-91235770,1 | 13126 | 0 | 621.3011 | 614.1836 | 50000 | 0.012284 | 0.016856 | 2966292.1348 | 4 | 1 | 0 | 0 | 0 | 1 | Lateral Hardening-Fuse-91235770 | 1500Million | Plant City | -1 | 3000
Lateral Hardening | Lateral Hardening-Fuse-60129790,1 | 13130 | 0 | 621.1026 | 613.9874 | 50000 | 0.01228 | 0.013447 | 3718309.8592 |  | 1 | 0 | 0 | 0 | 1 | Lateral Hardening-Fuse-60129790 | 1500Million | Eastern | -1 | 3000
Lateral Hardening | Lateral Hardening-Fuse-10311268,1 | 13865 | 0 | 1156.6209 | 1143.3709 | 93409.0909 | 0.01224 | 0.077841 | 1200000 | 1 | 1 | 0 | 0 | 0 | 1 | Lateral Hardening-Fuse-10311268 | 1500Million | Western | -1 | 3000
Lateral Hardening | Lateral Hardening-Fuse-91384925,1 | 13916 | 639.565 | 2.2788 | 610.9388 | 50000 | 0.012219 | 0.0087121 | 5739130.4348 | 55 | 1 | 1 | 0 | 1 | 2 | Lateral Hardening-Fuse-91384925 | 1500Million | Winter Haven | -1 | 3000
Lateral Hardening | Lateral Hardening-Fuse-10795800,1 | 13696 | 0 | 616.079 | 609.0213 | 50000 | 0.01218 | 0.025758 | 1941176.4706 | 1 | 1 | 0 | 0 | 0 | 1 | Lateral Hardening-Fuse-10795800 | 1500Million | Winter Haven | -1 | 3000
Lateral Hardening | Lateral Hardening-Fuse-91197111,1 | 13461 | 94.8432 | 721.5468 | 804.8185 | 66136.3636 | 0.012169 | 0.055114 | 1200000 | 2 | 1 | 0 | 0 | 0 | 1 | Lateral Hardening-Fuse-91197111 | 1500Million | Eastern | -1 | 3000
Lateral Hardening | Lateral Hardening-Fuse-60114860,1 | 13600 | 517.8985 | 438.7121 | 927.9951 | 76363.6364 | 0.012152 | 0.063636 | 1200000 | 15 | 1 | 0 | 0 | 0 | 1 | Lateral Hardening-Fuse-60114860 | 1500Million | Central | -1 | 3000
Lateral Hardening | Lateral Hardening-Fuse-92093267,1 | 13030 | 0 | 613.7955 | 606.764 | 50000 | 0.012135 | 0.02803 | 1783783.7838 | 4 | 1 | 0 | 0 | 0 | 1 | Lateral Hardening-Fuse-92093267 | 1500Million | Winter Haven | -1 | 3000
Lateral Hardening | Lateral Hardening-Fuse-92579790,1 | 14116 | 0 | 612.7261 | 605.7068 | 50000 | 0.012114 | 0.014962 | 3341772.1519 | 1 | 1 | 1 | 0 | 1 | 2 | Lateral Hardening-Fuse-92579790 | 1500Million | Eastern | -1 | 3000
Lateral Hardening | Lateral Hardening-Fuse-90987484,1 | 13808 | 462.9782 | 3268.8471 | 3679.2333 | 304318.1818 | 0.01209 | 0.2536 | 1200000 | 3 | 1 | 0 | 0 | 0 | 1 | Lateral Hardening-Fuse-90987484 | 1500Million | Plant City | -1 | 3000
Lateral Hardening | Lateral Hardening-Fuse-10085327,1 | 13028 | 0 | 610.9285 | 603.9298 | 50000 | 0.012079 | 0.019886 | 2514285.7143 | 1 | 1 | 0 | 0 | 0 | 1 | Lateral Hardening-Fuse-10085327 | 1500Million | Central | -1 | 3000
Lateral Hardening | Lateral Hardening-Fuse-92842133,1 | 13985 | 0 | 610.3874 | 603.3949 | 50000 | 0.012068 | 0.013826 | 3616438.3562 |  | 1 | 1 | 0 | 1 | 2 | Lateral Hardening-Fuse-92842133 | 1500Million | Central | -1 | 3000
Lateral Hardening | Lateral Hardening-Fuse-90716385,1 | 13813 | 67.6596 | 837.7512 | 893.1798 | 74090.9091 | 0.012055 | 0.061742 | 1200000 | 1 | 1 | 0 | 0 | 0 | 1 | Lateral Hardening-Fuse-90716385 | 1500Million | Dade City | -1 | 3000
Lateral Hardening | Lateral Hardening-Fuse-10471348,1 | 13230 | 0 | 609.6853 | 602.7008 | 50000 | 0.012054 | 0.030303 | 1650000 | 6 | 1 | 0 | 0 | 0 | 1 | Lateral Hardening-Fuse-10471348 | 1500Million | Eastern | -1 | 3000
Lateral Hardening | Lateral Hardening-Fuse-90802827,1 | 13838 | 349.4106 | 283.9897 | 646.3439 | 53636.3636 | 0.01205 | 0.044697 | 1200000 | 1 | 1 | 0 | 0 | 0 | 1 | Lateral Hardening-Fuse-90802827 | 1500Million | Central | -1 | 3000
Lateral Hardening | Lateral Hardening-Fuse-92351773,1 | 13729 | 0 | 608.1629 | 601.196 | 50000 | 0.012024 | 0.020265 | 2467289.7196 | 1 | 1 | 1 | 0 | 1 | 2 | Lateral Hardening-Fuse-92351773 | 1500Million | Eastern | -1 | 3000
Lateral Hardening | Lateral Hardening-Fuse-10742032,1 | 14020 | 0 | 607.8889 | 600.9251 | 50000 | 0.012019 | 0.030682 | 1629629.6296 |  | 1 | 0 | 0 | 0 | 1 | Lateral Hardening-Fuse-10742032 | 1500Million | South Hillsborough | -1 | 3000
Lateral Hardening | Lateral Hardening-Fuse-93043722,1 | 13813 | 82.2202 | 1897.7891 | 1955.257 | 163181.8182 | 0.011982 | 0.13598 | 1200000 | 1 | 1 | 0 | 0 | 0 | 1 | Lateral Hardening-Fuse-93043722 | 1500Million | Dade City | -1 | 3000
Lateral Hardening | Lateral Hardening-Fuse-92606231,1 | 13390 | 454.7285 | 196.2954 | 628.5222 | 52500 | 0.011972 | 0.04375 | 1200000 | 9 | 1 | 0 | 0 | 0 | 1 | Lateral Hardening-Fuse-92606231 | 1500Million | Plant City | -1 | 3000
Lateral Hardening | Lateral Hardening-Fuse-91853422,1 | 13178 | 0 | 615.9978 | 608.941 | 50909.0909 | 0.011961 | 0.042424 | 1200000 | 1 | 1 | 0 | 0 | 0 | 1 | Lateral Hardening-Fuse-91853422 | 1500Million | Central | -1 | 3000
Lateral Hardening | Lateral Hardening-Fuse-93006987,1 | 13753 | 520.9105 | 790.6334 | 1279.5051 | 107045.4545 | 0.011953 | 0.089205 | 1200000 | 12 | 1 | 0 | 0 | 0 | 1 | Lateral Hardening-Fuse-93006987 | 1500Million | Western | -1 | 3000
Lateral Hardening | Lateral Hardening-Fuse-10704180,1 | 13962 | 0 | 689.597 | 681.6971 | 57045.4545 | 0.01195 | 0.047538 | 1200000 | 1 | 1 | 1 | 0 | 1 | 2 | Lateral Hardening-Fuse-10704180 | 1500Million | Plant City | -1 | 3000
Lateral Hardening | Lateral Hardening-Fuse-10391084,1 | 13469 | 0 | 1183.7484 | 1170.1877 | 97954.5455 | 0.011946 | 0.081629 | 1200000 | 1 | 1 | 0 | 0 | 0 | 1 | Lateral Hardening-Fuse-10391084 | 1500Million | Central | -1 | 3000
Lateral Hardening | Lateral Hardening-Fuse-60163616,1 | 13471 | 0 | 604.1923 | 597.2707 | 50000 | 0.011945 | 0.02822 | 1771812.0805 | 2 | 1 | 0 | 0 | 0 | 1 | Lateral Hardening-Fuse-60163616 | 1500Million | Winter Haven | -1 | 3000
Lateral Hardening | Lateral Hardening-Fuse-10801781,1 | 13506 | 0 | 1312.5427 | 1297.5065 | 108636.3636 | 0.011944 | 0.09053 | 1200000 | 2 | 1 | 0 | 0 | 0 | 1 | Lateral Hardening-Fuse-10801781 | 1500Million | Eastern | -1 | 3000
Lateral Hardening | Lateral Hardening-Fuse-91526474,1 | 13622 | 157.6706 | 998.3235 | 1138.9989 | 95454.5455 | 0.011932 | 0.079545 | 1200000 | 1 | 1 | 0 | 0 | 0 | 1 | Lateral Hardening-Fuse-91526474 | 1500Million | Western | -1 | 3000
Lateral Hardening | Lateral Hardening-Fuse-10274709,1 | 13624 | 406.0588 | 404.3258 | 945.8251 | 79545.4545 | 0.01189 | 0.066288 | 1200000 | 1 | 1 | 0 | 0 | 0 | 1 | Lateral Hardening-Fuse-10274709 | 1500Million | Western | -1 | 3000
Lateral Hardening | Lateral Hardening-Fuse-93270495,1 | 13303 | 39.1757 | 563.3131 | 594.3647 | 50000 | 0.011887 | 0.040909 | 1222222.2222 | 1 | 1 | 0 | 0 | 0 | 1 | Lateral Hardening-Fuse-93270495 | 1500Million | South Hillsborough | -1 | 3000
Lateral Hardening | Lateral Hardening-Fuse-93192938,1 | 13656 | 0 | 601.1887 | 594.3016 | 50000 | 0.011886 | 0.033333 | 1500000 |  | 1 | 0 | 0 | 0 | 1 | Lateral Hardening-Fuse-93192938 | 1500Million | Plant City | -1 | 3000
Lateral Hardening | Lateral Hardening-Fuse-91782225,1 | 13590 | 0 | 1636.6104 | 1617.8617 | 136136.3636 | 0.011884 | 0.11345 | 1200000 | 6 | 1 | 1 | 1 | 0 | 2 | Lateral Hardening-Fuse-91782225 | 1500Million | Central | -1 | 3000
Lateral Hardening | Lateral Hardening-Fuse-92098544,1 | 13030 | 0 | 920.6932 | 910.146 | 76590.9091 | 0.011883 | 0.063826 | 1200000 | 1 | 1 | 0 | 0 | 0 | 1 | Lateral Hardening-Fuse-92098544 | 1500Million | Winter Haven | -1 | 3000
Lateral Hardening | Lateral Hardening-Fuse-10429526,1 | 13835 | 0 | 342.2661 | 676.6903 | 57045.4545 | 0.011862 | 0.047538 | 1200000 |  | 1 | 0 | 0 | 0 | 1 | Lateral Hardening-Fuse-10429526 | 1500Million | Central | -1 | 3000
Lateral Hardening | Lateral Hardening-Fuse-91274634,1 | 13373 | 337.5161 | 274.08 | 592.7427 | 50000 | 0.011855 | 0.011553 | 4327868.8525 | 9 | 1 | 0 | 0 | 0 | 1 | Lateral Hardening-Fuse-91274634 | 1500Million | Winter Haven | -1 | 3000
Lateral Hardening | Lateral Hardening-Fuse-10099365,1 | 13963 | 0 | 1457.8999 | 1441.1985 | 121818.1818 | 0.011831 | 0.10152 | 1200000 | 2 | 1 | 0 | 0 | 0 | 1 | Lateral Hardening-Fuse-10099365 | 1500Million | Eastern | -1 | 3000
Lateral Hardening | Lateral Hardening-Fuse-10599406,1 | 13473 | 162.1944 | 493.1632 | 642.3602 | 54545.4545 | 0.011777 | 0.045455 | 1200000 | 2 | 1 | 0 | 0 | 0 | 1 | Lateral Hardening-Fuse-10599406 | 1500Million | Winter Haven | -1 | 3000
Lateral Hardening | Lateral Hardening-Fuse-60298201,1 | 13228 | 0 | 787.5418 | 778.5199 | 66136.3636 | 0.011771 | 0.055114 | 1200000 | 1 | 1 | 0 | 0 | 0 | 1 | Lateral Hardening-Fuse-60298201 | 1500Million | Eastern | -1 | 3000
Lateral Hardening | Lateral Hardening-Fuse-93389202,1 | 13231 | 0 | 595.2233 | 588.4045 | 50000 | 0.011768 | 0.0098485 | 5076923.0769 | 1 | 1 | 0 | 0 | 0 | 1 | Lateral Hardening-Fuse-93389202 | 1500Million | Eastern | -1 | 3000
Lateral Hardening | Lateral Hardening-Fuse-10381214,1 | 13222 | 0 | 1326.6249 | 1311.4273 | 111590.9091 | 0.011752 | 0.092992 | 1200000 | 1 | 1 | 0 | 0 | 0 | 1 | Lateral Hardening-Fuse-10381214 | 1500Million | Central | -1 | 3000
Lateral Hardening | Lateral Hardening-Fuse-10758596,1 | 13422 | 273.9463 | 1502.8714 | 1750.4194 | 149090.9091 | 0.011741 | 0.12424 | 1200000 | 3 | 1 | 0 | 0 | 0 | 1 | Lateral Hardening-Fuse-10758596 | 1500Million | Dade City | -1 | 3000
Lateral Hardening | Lateral Hardening-Fuse-10590641,1 | 13127 | 0 | 1111.728 | 1098.9922 | 93636.3636 | 0.011737 | 0.07803 | 1200000 | 1 | 1 | 1 | 0 | 1 | 2 | Lateral Hardening-Fuse-10590641 | 1500Million | Eastern | -1 | 3000
Lateral Hardening | Lateral Hardening-Fuse-60012114,1 | 13092 | 463.3446 | 146.4935 | 586.6293 | 50000 | 0.011733 | 0.031818 | 1571428.5714 | 3 | 1 | 0 | 0 | 0 | 1 | Lateral Hardening-Fuse-60012114 | 1500Million | Central | -1 | 3000
Lateral Hardening | Lateral Hardening-Fuse-10605169,1 | 13924 | 291.6654 | 872.4586 | 1140.5521 | 97272.7273 | 0.011725 | 0.081061 | 1200000 | 2 | 1 | 0 | 0 | 0 | 1 | Lateral Hardening-Fuse-10605169 | 1500Million | Winter Haven | -1 | 3000
Lateral Hardening | Lateral Hardening-Fuse-10556643,1 | 13298 | 121.4533 | 2818.58 | 2903.0834 | 247954.5455 | 0.011708 | 0.20663 | 1200000 | 1 | 1 | 0 | 0 | 0 | 1 | Lateral Hardening-Fuse-10556643 | 1500Million | Winter Haven | -1 | 3000
Lateral Hardening | Lateral Hardening-Fuse-91574200,1 | 13466 | 0 | 591.4277 | 584.6524 | 50000 | 0.011693 | 0.026705 | 1872340.4255 | 2 | 1 | 1 | 0 | 1 | 2 | Lateral Hardening-Fuse-91574200 | 1500Million | Central | -1 | 3000
Lateral Hardening | Lateral Hardening-Fuse-92464399,1 | 13228 | 0 | 590.9101 | 584.1407 | 50000 | 0.011683 | 0.0092803 | 5387755.102 | 1 | 1 | 1 | 0 | 1 | 2 | Lateral Hardening-Fuse-92464399 | 1500Million | Eastern | -1 | 3000
Lateral Hardening | Lateral Hardening-Fuse-91493976,1 | 13722 | 115.3385 | 730.2895 | 1111.6797 | 95227.2727 | 0.011674 | 0.079356 | 1200000 | 1 | 1 | 0 | 0 | 0 | 1 | Lateral Hardening-Fuse-91493976 | 1500Million | Plant City | -1 | 3000
Lateral Hardening | Lateral Hardening-Fuse-92099918,1 | 14041 | 0 | 1324.1811 | 1311.796 | 112727.2727 | 0.011637 | 0.093939 | 1200000 | 1 | 1 | 0 | 0 | 0 | 1 | Lateral Hardening-Fuse-92099918 | 1500Million | Central | -1 | 3000
Lateral Hardening | Lateral Hardening-Fuse-91259460,1 | 13485 | 0 | 588.2105 | 581.4721 | 50000 | 0.011629 | 0.033144 | 1508571.4286 | 1 | 1 | 1 | 0 | 1 | 2 | Lateral Hardening-Fuse-91259460 | 1500Million | Western | -1 | 3000
Lateral Hardening | Lateral Hardening-Fuse-92634728,1 | 13331 | 0 | 589.6821 | 582.9268 | 50227.2727 | 0.011606 | 0.041856 | 1200000 | 1 | 1 | 0 | 0 | 0 | 1 | Lateral Hardening-Fuse-92634728 | 1500Million | Dade City | -1 | 3000
Lateral Hardening | Lateral Hardening-Fuse-92498868,1 | 13954 | 0 | 679.7217 | 671.9349 | 57954.5455 | 0.011594 | 0.048295 | 1200000 | 1 | 1 | 0 | 0 | 0 | 1 | Lateral Hardening-Fuse-92498868 | 1500Million | Eastern | -1 | 3000
Lateral Hardening | Lateral Hardening-Fuse-91751801,1 | 13546 | 0 | 2630.8819 | 2600.7431 | 224772.7273 | 0.011571 | 0.18731 | 1200000 | 2 | 1 | 1 | 0 | 1 | 2 | Lateral Hardening-Fuse-91751801 | 1500Million | Central | -1 | 3000
Lateral Hardening | Lateral Hardening-Fuse-60075639,1 | 13077 | 0 | 846.7851 | 837.0845 | 72500 | 0.011546 | 0.060417 | 1200000 | 5 | 1 | 0 | 0 | 0 | 1 | Lateral Hardening-Fuse-60075639 | 1500Million | Western | -1 | 3000
Lateral Hardening | Lateral Hardening-Fuse-10172613,1 | 13219 | 0 | 582.5881 | 575.9141 | 50000 | 0.011518 | 0.034091 | 1466666.6667 | 1 | 1 | 0 | 0 | 0 | 1 | Lateral Hardening-Fuse-10172613 | 1500Million | Western | -1 | 3000
Lateral Hardening | Lateral Hardening-Fuse-60371718,1 | 13961 | 425.798 | 1154.878 | 2882.1242 | 251363.6364 | 0.011466 | 0.20947 | 1200000 | 6 | 1 | 0 | 0 | 0 | 1 | Lateral Hardening-Fuse-60371718 | 1500Million | Plant City | -1 | 3000
Lateral Hardening | Lateral Hardening-Fuse-60484120,1 | 13781 | 0 | 673.7022 | 665.9844 | 58181.8182 | 0.011447 | 0.048485 | 1200000 | 2 | 1 | 1 | 0 | 1 | 2 | Lateral Hardening-Fuse-60484120 | 1500Million | South Hillsborough | -1 | 3000
Lateral Hardening | Lateral Hardening-Fuse-10605109,1 | 13924 | 76.4061 | 716.9543 | 782.332 | 68409.0909 | 0.011436 | 0.057008 | 1200000 | 1 | 1 | 0 | 0 | 0 | 1 | Lateral Hardening-Fuse-10605109 | 1500Million | Winter Haven | -1 | 3000
Lateral Hardening | Lateral Hardening-Fuse-93142727,1 | 13686 | 170.075 | 467.7553 | 624.7133 | 54772.7273 | 0.011406 | 0.045644 | 1200000 | 4 | 1 | 0 | 0 | 0 | 1 | Lateral Hardening-Fuse-93142727 | 1500Million | Eastern | -1 | 3000
Lateral Hardening | Lateral Hardening-Fuse-10804812,1 | 13454 | 0 | 777.6976 | 768.7884 | 67500 | 0.011389 | 0.05625 | 1200000 |  | 1 | 0 | 0 | 0 | 1 | Lateral Hardening-Fuse-10804812 | 1500Million | Eastern | -1 | 3000
Lateral Hardening | Lateral Hardening-Fuse-90290131,1 | 13621 | 419.4395 | 65.4203 | 569.322 | 50000 | 0.011386 | 0.020265 | 2467289.7196 | 6 | 1 | 0 | 0 | 0 | 1 | Lateral Hardening-Fuse-90290131 | 1500Million | Western | -1 | 3000
Lateral Hardening | Lateral Hardening-Fuse-92132399,1 | 13198 | 266.3247 | 317.7083 | 569.2263 | 50000 | 0.011385 | 0.020265 | 2467289.7196 | 7 | 1 | 1 | 0 | 1 | 2 | Lateral Hardening-Fuse-92132399 | 1500Million | Western | -1 | 3000
Lateral Hardening | Lateral Hardening-Fuse-90970017,1 | 13079 | 0 | 575.8139 | 569.2174 | 50000 | 0.011384 | 0.019318 | 2588235.2941 | 14 | 1 | 2 | 1 | 1 | 3 | Lateral Hardening-Fuse-90970017 | 1500Million | Western | -1 | 3000
Lateral Hardening | Lateral Hardening-Fuse-93114705,1 | 13866 | 327.4721 | 259.6162 | 569.0061 | 50000 | 0.01138 | 0.025189 | 1984962.406 | 1 | 1 | 0 | 0 | 0 | 1 | Lateral Hardening-Fuse-93114705 | 1500Million | Western | -1 | 3000
Lateral Hardening | Lateral Hardening-Fuse-60171085,1 | 13241 | 0 | 865.6808 | 855.7637 | 75227.2727 | 0.011376 | 0.062689 | 1200000 | 3 | 1 | 0 | 0 | 0 | 1 | Lateral Hardening-Fuse-60171085 | 1500Million | Plant City | -1 | 3000
Lateral Hardening | Lateral Hardening-Fuse-10612068,1 | 13927 | 0 | 891.3636 | 881.1523 | 77500 | 0.01137 | 0.064583 | 1200000 | 2 | 1 | 0 | 0 | 0 | 1 | Lateral Hardening-Fuse-10612068 | 1500Million | Winter Haven | -1 | 3000
Lateral Hardening | Lateral Hardening-Fuse-10676313,1 | 14124 | 472.5845 | 2147.2608 | 2582.3257 | 228181.8182 | 0.011317 | 0.19015 | 1200000 | 5 | 1 | 1 | 0 | 1 | 2 | Lateral Hardening-Fuse-10676313 | 1500Million | Plant City | -1 | 3000
Lateral Hardening | Lateral Hardening-Fuse-91575186,1 | 13586 | 303.649 | 278.1913 | 564.6846 | 50000 | 0.011294 | 0.0024621 | 20307692.3077 | 11 | 1 | 0 | 0 | 0 | 1 | Lateral Hardening-Fuse-91575186 | 1500Million | Western | -1 | 3000
Lateral Hardening | Lateral Hardening-Fuse-10070673,1 | 13657 | 439.9794 | 438.1016 | 852.0717 | 75454.5455 | 0.011293 | 0.062879 | 1200000 | 1 | 1 | 0 | 0 | 0 | 1 | Lateral Hardening-Fuse-10070673 | 1500Million | Plant City | -1 | 3000
Lateral Hardening | Lateral Hardening-Fuse-10846392,1 | 13109 | 0 | 858.1745 | 848.3434 | 75227.2727 | 0.011277 | 0.062689 | 1200000 |  | 1 | 0 | 0 | 0 | 1 | Lateral Hardening-Fuse-10846392 | 1500Million | Western | -1 | 3000
Lateral Hardening | Lateral Hardening-Fuse-93277415,1 | 13213 | 0 | 569.344 | 562.8217 | 50000 | 0.011256 | 0.0092803 | 5387755.102 | 1 | 1 | 0 | 0 | 0 | 1 | Lateral Hardening-Fuse-93277415 | 1500Million | Eastern | -1 | 3000
Lateral Hardening | Lateral Hardening-Fuse-91675820,1 | 13709 | 328.3054 | 252.2227 | 562.3409 | 50000 | 0.011247 | 0.010038 | 4981132.0755 | 5 | 1 | 0 | 0 | 0 | 1 | Lateral Hardening-Fuse-91675820 | 1500Million | Eastern | -1 | 3000
Lateral Hardening | Lateral Hardening-Fuse-60443951,1 | 14112 | 0 | 568.5068 | 561.9941 | 50000 | 0.01124 | 0.040152 | 1245283.0189 | 1 | 1 | 0 | 0 | 0 | 1 | Lateral Hardening-Fuse-60443951 | 1500Million | Eastern | -1 | 3000
Lateral Hardening | Lateral Hardening-Fuse-10679316,1 | 13807 | 315.6321 | 1036.9127 | 1326.7182 | 118409.0909 | 0.011205 | 0.098674 | 1200000 | 4 | 1 | 0 | 0 | 0 | 1 | Lateral Hardening-Fuse-10679316 | 1500Million | Plant City | -1 | 3000
Lateral Hardening | Lateral Hardening-Fuse-10643466,1 | 13390 | 94.598 | 878.4455 | 959.4732 | 85681.8182 | 0.011198 | 0.071402 | 1200000 | 1 | 1 | 0 | 0 | 0 | 1 | Lateral Hardening-Fuse-10643466 | 1500Million | Plant City | -1 | 3000
Lateral Hardening | Lateral Hardening-Fuse-60007538,1 | 13076 | 0 | 566.0457 | 559.5612 | 50000 | 0.011191 | 0.011174 | 4474576.2712 | 14 | 1 | 0 | 0 | 0 | 1 | Lateral Hardening-Fuse-60007538 | 1500Million | Western | -1 | 3000
Lateral Hardening | Lateral Hardening-Fuse-90810633,1 | 13953 | 0 | 1080.3531 | 1067.9768 | 95909.0909 | 0.011135 | 0.079924 | 1200000 | 1 | 1 | 0 | 0 | 0 | 1 | Lateral Hardening-Fuse-90810633 | 1500Million | Eastern | -1 | 3000
Lateral Hardening | Lateral Hardening-Fuse-10556736,1 | 13298 | 0 | 563.0112 | 556.5615 | 50000 | 0.011131 | 0.035985 | 1389473.6842 | 1 | 1 | 1 | 0 | 1 | 2 | Lateral Hardening-Fuse-10556736 | 1500Million | Winter Haven | -1 | 3000
Lateral Hardening | Lateral Hardening-Fuse-92900304,1 | 13159 | 0 | 562.8945 | 556.4461 | 50000 | 0.011129 | 0.011553 | 4327868.8525 | 2 | 1 | 0 | 0 | 0 | 1 | Lateral Hardening-Fuse-92900304 | 1500Million | Central | -1 | 3000
Lateral Hardening | Lateral Hardening-Fuse-10381733,1 | 13223 | 0 | 562.8945 | 556.4461 | 50000 | 0.011129 | 0.036553 | 1367875.6477 | 3 | 1 | 0 | 0 | 0 | 1 | Lateral Hardening-Fuse-10381733 | 1500Million | Central | -1 | 3000
Lateral Hardening | Lateral Hardening-Fuse-60027609,1 | 13094 | 0 | 562.8945 | 556.4461 | 50000 | 0.011129 | 0.019129 | 2613861.3861 | 2 | 1 | 0 | 0 | 0 | 1 | Lateral Hardening-Fuse-60027609 | 1500Million | Central | -1 | 3000
Lateral Hardening | Lateral Hardening-Fuse-60232757,1 | 14111 | 55.6925 | 507.9049 | 555.5389 | 50000 | 0.011111 | 0.018182 | 2750000 | 1 | 1 | 0 | 0 | 0 | 1 | Lateral Hardening-Fuse-60232757 | 1500Million | Eastern | -1 | 3000
Lateral Hardening | Lateral Hardening-Fuse-60280101,1 | 13962 | 0 | 1154.4186 | 1141.1938 | 102727.2727 | 0.011109 | 0.085606 | 1200000 | 2 | 1 | 1 | 1 | 0 | 2 | Lateral Hardening-Fuse-60280101 | 1500Million | Plant City | -1 | 3000
Lateral Hardening | Lateral Hardening-Fuse-60303784,1 | 13468 | 0 | 561.1845 | 554.7556 | 50000 | 0.011095 | 0.035227 | 1419354.8387 | 13 | 1 | 0 | 0 | 0 | 1 | Lateral Hardening-Fuse-60303784 | 1500Million | Central | -1 | 3000
Lateral Hardening | Lateral Hardening-Fuse-92872307,1 | 13710 | 310.6216 | 259.3234 | 553.0291 | 50000 | 0.011061 | 0.0032197 | 15529411.7647 | 8 | 1 | 1 | 0 | 1 | 2 | Lateral Hardening-Fuse-92872307 | 1500Million | Eastern | -1 | 3000
Lateral Hardening | Lateral Hardening-Fuse-93089998,1 | 13110 | 0 | 1080.3531 | 1067.9768 | 96590.9091 | 0.011057 | 0.080492 | 1200000 | 7 | 1 | 1 | 0 | 1 | 2 | Lateral Hardening-Fuse-93089998 | 1500Million | Western | -1 | 3000
Lateral Hardening | Lateral Hardening-Fuse-93094745,1 | 13756 | 573.6461 | 2.2062 | 548.5551 | 50000 | 0.010971 | 0.023106 | 2163934.4262 | 22 | 1 | 0 | 0 | 0 | 1 | Lateral Hardening-Fuse-93094745 | 1500Million | Western | -1 | 3000
Lateral Hardening | Lateral Hardening-Fuse-90101928,1 | 13808 | 323.8689 | 1371.0045 | 1664.4497 | 151818.1818 | 0.010963 | 0.12652 | 1200000 | 2 | 1 | 0 | 0 | 0 | 1 | Lateral Hardening-Fuse-90101928 | 1500Million | Plant City | -1 | 3000
Lateral Hardening | Lateral Hardening-Fuse-92239150,1 | 13123 | 0 | 553.7404 | 547.3968 | 50000 | 0.010948 | 0.030303 | 1650000 | 7 | 1 | 0 | 0 | 0 | 1 | Lateral Hardening-Fuse-92239150 | 1500Million | Plant City | -1 | 3000
Lateral Hardening | Lateral Hardening-Fuse-10662341,1 | 13470 | 0 | 2455.0066 | 2426.8825 | 221818.1818 | 0.010941 | 0.18485 | 1200000 | 1 | 1 | 0 | 0 | 0 | 1 | Lateral Hardening-Fuse-10662341 | 1500Million | Winter Haven | -1 | 3000
Lateral Hardening | Lateral Hardening-Fuse-10070662,1 | 13984 | 0 | 531.5907 | 1620.2946 | 148636.3636 | 0.010901 | 0.12386 | 1200000 | 1 | 1 | 0 | 0 | 0 | 1 | Lateral Hardening-Fuse-10070662 | 1500Million | Plant City | -1 | 3000
Lateral Hardening | Lateral Hardening-Fuse-60331160,1 | 13070 | 176.8463 | 627.5785 | 789.3505 | 72500 | 0.010888 | 0.060417 | 1200000 | 2 | 1 | 0 | 0 | 0 | 1 | Lateral Hardening-Fuse-60331160 | 1500Million | Western | -1 | 3000
Lateral Hardening | Lateral Hardening-Fuse-10745484,1 | 13815 | 279.6336 | 1461.0668 | 1714.7341 | 157727.2727 | 0.010872 | 0.13144 | 1200000 | 2 | 1 | 0 | 0 | 0 | 1 | Lateral Hardening-Fuse-10745484 | 1500Million | Dade City | -1 | 3000
Lateral Hardening | Lateral Hardening-Fuse-10650500,1 | 13391 | 151.7359 | 1055.6708 | 1189.8471 | 109545.4545 | 0.010862 | 0.091288 | 1200000 | 1 | 1 | 0 | 0 | 0 | 1 | Lateral Hardening-Fuse-10650500 | 1500Million | Plant City | -1 | 3000
Lateral Hardening | Lateral Hardening-Fuse-93248054,1 | 13175 | 0 | 686.1357 | 678.2754 | 62500 | 0.010852 | 0.052083 | 1200000 | 1 | 1 | 0 | 0 | 0 | 1 | Lateral Hardening-Fuse-93248054 | 1500Million | Central | -1 | 3000
Lateral Hardening | Lateral Hardening-Fuse-91169456,1 | 13128 | 531.8173 | 35.3511 | 541.1037 | 50000 | 0.010822 | 0.0073864 | 6769230.7692 | 16 | 1 | 1 | 0 | 1 | 2 | Lateral Hardening-Fuse-91169456 | 1500Million | Eastern | -1 | 3000
Lateral Hardening | Lateral Hardening-Fuse-93251541,1 | 13737 | 0 | 546.4586 | 540.1985 | 50000 | 0.010804 | 0.030303 | 1650000 | 2 | 1 | 2 | 0 | 2 | 3 | Lateral Hardening-Fuse-93251541 | 1500Million | Western | -1 | 3000
Lateral Hardening | Lateral Hardening-Fuse-92983565,1 | 13006 | 281.7619 | 1721.4111 | 1973.5669 | 182954.5455 | 0.010787 | 0.15246 | 1200000 | 3 | 1 | 0 | 0 | 0 | 1 | Lateral Hardening-Fuse-92983565 | 1500Million | Dade City | -1 | 3000
Lateral Hardening | Lateral Hardening-Fuse-10716357,1 | 13959 | 90.4675 | 585.9459 | 666.5967 | 61818.1818 | 0.010783 | 0.051515 | 1200000 | 1 | 1 | 0 | 0 | 0 | 1 | Lateral Hardening-Fuse-10716357 | 1500Million | Plant City | -1 | 3000
Lateral Hardening | Lateral Hardening-Fuse-92045946,1 | 13679 | 404.1705 | 184.248 | 567.4167 | 52727.2727 | 0.010761 | 0.043939 | 1200000 | 2 | 1 | 0 | 0 | 0 | 1 | Lateral Hardening-Fuse-92045946 | 1500Million | Western | -1 | 3000
Lateral Hardening | Lateral Hardening-Fuse-91968452,1 | 13298 | 0 | 2249.1424 | 2223.3766 | 207272.7273 | 0.010727 | 0.17273 | 1200000 |  | 1 | 0 | 0 | 0 | 1 | Lateral Hardening-Fuse-91968452 | 1500Million | Winter Haven | -1 | 3000
Lateral Hardening | Lateral Hardening-Fuse-92335103,1 | 13781 | 0 | 541.4173 | 535.2149 | 50000 | 0.010704 | 0.013636 | 3666666.6667 | 2 | 1 | 0 | 0 | 0 | 1 | Lateral Hardening-Fuse-92335103 | 1500Million | South Hillsborough | -1 | 3000
Lateral Hardening | Lateral Hardening-Fuse-10696432,1 | 13961 | 307.4364 | 244.3008 | 534.9401 | 50000 | 0.010699 | 0.026136 | 1913043.4783 | 1 | 1 | 0 | 0 | 0 | 1 | Lateral Hardening-Fuse-10696432 | 1500Million | Plant City | -1 | 3000
Lateral Hardening | Lateral Hardening-Fuse-60310732,1 | 13935 | 351.7875 | 277.3953 | 610.0748 | 57045.4545 | 0.010695 | 0.047538 | 1200000 | 1 | 1 | 0 | 0 | 0 | 1 | Lateral Hardening-Fuse-60310732 | 1500Million | Central | -1 | 3000
Lateral Hardening | Lateral Hardening-Fuse-93049050,1 | 13019 | 176.6671 | 520.2006 | 682.9327 | 63863.6364 | 0.010694 | 0.05322 | 1200000 | 2 | 1 | 0 | 0 | 0 | 1 | Lateral Hardening-Fuse-93049050 | 1500Million | South Hillsborough | -1 | 3000
Lateral Hardening | Lateral Hardening-Fuse-60310419,1 | 14020 | 0 | 757.1413 | 748.4676 | 70000 | 0.010692 | 0.058333 | 1200000 | 7 | 1 | 1 | 0 | 1 | 2 | Lateral Hardening-Fuse-60310419 | 1500Million | South Hillsborough | -1 | 3000
Lateral Hardening | Lateral Hardening-Fuse-10696505,1 | 13961 | 261.4081 | 987.0328 | 1224.3246 | 114545.4545 | 0.010689 | 0.095455 | 1200000 | 4 | 1 | 0 | 0 | 0 | 1 | Lateral Hardening-Fuse-10696505 | 1500Million | Plant City | -1 | 3000
Lateral Hardening | Lateral Hardening-Fuse-60542660,1 | 13817 | 117.6955 | 424.036 | 531.5554 | 50000 | 0.010631 | 0.025379 | 1970149.2537 | 1 | 1 | 0 | 0 | 0 | 1 | Lateral Hardening-Fuse-60542660 | 1500Million | South Hillsborough | -1 | 3000
Lateral Hardening | Lateral Hardening-Fuse-92570279,2 | 13020 | 0 | 1350.2856 | 1334.817 | 125636.3636 | 0.010624 | 0.13087 | 960000 | 2 | 2 | 1 | 0 | 1 | 3 | Lateral Hardening-Fuse-92570279, Lateral Hardening-Fuse-91873463 | 1500Million | South Hillsborough | -1 | 3000
Lateral Hardening | Lateral Hardening-Fuse-60144177,1 | 13939 | 439.2579 | 183.5566 | 601.0564 | 56818.1818 | 0.010579 | 0.047348 | 1200000 | 2 | 1 | 0 | 0 | 0 | 1 | Lateral Hardening-Fuse-60144177 | 1500Million | Central | -1 | 3000
Lateral Hardening | Lateral Hardening-Fuse-60258062,1 | 13236 | 612.7405 | 256.0513 | 838.4405 | 79545.4545 | 0.01054 | 0.066288 | 1200000 | 2 | 1 | 0 | 0 | 0 | 1 | Lateral Hardening-Fuse-60258062 | 1500Million | South Hillsborough | -1 | 3000
Lateral Hardening | Lateral Hardening-Fuse-92999159,1 | 13645 | 0 | 562.8945 | 556.4461 | 52954.5455 | 0.010508 | 0.044129 | 1200000 | 1 | 1 | 0 | 0 | 0 | 1 | Lateral Hardening-Fuse-92999159 | 1500Million | South Hillsborough | -1 | 3000
Lateral Hardening | Lateral Hardening-Fuse-92676562,1 | 13299 | 100.8668 | 432.6674 | 524.7176 | 50000 | 0.010494 | 0.021402 | 2336283.1858 | 1 | 1 | 1 | 0 | 1 | 2 | Lateral Hardening-Fuse-92676562 | 1500Million | Winter Haven | -1 | 3000
Lateral Hardening | Lateral Hardening-Fuse-60174847,1 | 13372 | 0 | 530.3729 | 524.297 | 50000 | 0.010486 | 0.018182 | 2750000 | 4 | 1 | 3 | 2 | 1 | 4 | Lateral Hardening-Fuse-60174847 | 1500Million | Winter Haven | -1 | 3000
Lateral Hardening | Lateral Hardening-Fuse-92828956,1 | 13005 | 0 | 946.9988 | 936.1501 | 89318.1818 | 0.010481 | 0.074432 | 1200000 | 2 | 1 | 1 | 0 | 1 | 2 | Lateral Hardening-Fuse-92828956 | 1500Million | Dade City | -1 | 3000
Lateral Hardening | Lateral Hardening-Fuse-60100195,1 | 13531 | 0 | 260.1222 | 595.4875 | 56818.1818 | 0.010481 | 0.047348 | 1200000 |  | 1 | 0 | 0 | 0 | 1 | Lateral Hardening-Fuse-60100195 | 1500Million | Western | -1 | 3000
Lateral Hardening | Lateral Hardening-Fuse-60596460,1 | 13035 | 0 | 529.1297 | 523.0681 | 50000 | 0.010461 | 0.027652 | 1808219.1781 | 5 | 1 | 0 | 0 | 0 | 1 | Lateral Hardening-Fuse-60596460 | 1500Million | Central | -1 | 3000
Lateral Hardening | Lateral Hardening-Fuse-60105572,1 | 13030 | 62.3582 | 777.5666 | 828.6773 | 79318.1818 | 0.010448 | 0.066098 | 1200000 | 1 | 1 | 0 | 0 | 0 | 1 | Lateral Hardening-Fuse-60105572 | 1500Million | Winter Haven | -1 | 3000
Lateral Hardening | Lateral Hardening-Fuse-90998681,1 | 14199 | 0 | 1299.8132 | 1284.9228 | 123181.8182 | 0.010431 | 0.10265 | 1200000 | 3 | 1 | 0 | 0 | 0 | 1 | Lateral Hardening-Fuse-90998681 | 1500Million | Eastern | -1 | 3000
Lateral Hardening | Lateral Hardening-Fuse-10762899,1 | 13813 | 185.4169 | 1756.1657 | 1914.8475 | 183636.3636 | 0.010427 | 0.15303 | 1200000 | 2 | 1 | 0 | 0 | 0 | 1 | Lateral Hardening-Fuse-10762899 | 1500Million | Dade City | -1 | 3000
Lateral Hardening | Lateral Hardening-Fuse-91468349,1 | 13984 | 939.0792 | 860.8016 | 1748.6156 | 167954.5455 | 0.010411 | 0.13996 | 1200000 | 3 | 1 | 0 | 0 | 0 | 1 | Lateral Hardening-Fuse-91468349 | 1500Million | Plant City | -1 | 3000
Lateral Hardening | Lateral Hardening-Fuse-60040223,1 | 14001 | 0 | 925.0775 | 914.48 | 87954.5455 | 0.010397 | 0.073295 | 1200000 |  | 1 | 0 | 0 | 0 | 1 | Lateral Hardening-Fuse-60040223 | 1500Million | Plant City | -1 | 3000
Lateral Hardening | Lateral Hardening-Fuse-10628985,1 | 13146 | 0 | 888.7856 | 878.6039 | 84545.4545 | 0.010392 | 0.070455 | 1200000 | 2 | 1 | 0 | 0 | 0 | 1 | Lateral Hardening-Fuse-10628985 | 1500Million | Plant City | -1 | 3000
Lateral Hardening | Lateral Hardening-Fuse-10162599,1 | 13031 | 54.8193 | 472.2198 | 519.4884 | 50000 | 0.01039 | 0.041098 | 1216589.8618 | 1 | 1 | 0 | 0 | 0 | 1 | Lateral Hardening-Fuse-10162599 | 1500Million | Winter Haven | -1 | 3000
Lateral Hardening | Lateral Hardening-Fuse-92608612,1 | 13390 | 0 | 521.8987 | 515.9199 | 50000 | 0.010318 | 0.014583 | 3428571.4286 | 1 | 1 | 0 | 0 | 0 | 1 | Lateral Hardening-Fuse-92608612 | 1500Million | Plant City | -1 | 3000
Lateral Hardening | Lateral Hardening-Fuse-92504580,1 | 14355 | 0 | 602.3883 | 595.4875 | 57727.2727 | 0.010316 | 0.048106 | 1200000 | 3 | 1 | 0 | 0 | 0 | 1 | Lateral Hardening-Fuse-92504580 | 1500Million | Eastern | -1 | 3000
Lateral Hardening | Lateral Hardening-Fuse-10873564,1 | 14109 | 0 | 519.8037 | 513.849 | 50000 | 0.010277 | 0.035795 | 1396825.3968 | 2 | 1 | 0 | 0 | 0 | 1 | Lateral Hardening-Fuse-10873564 | 1500Million | Eastern | -1 | 3000
Lateral Hardening | Lateral Hardening-Fuse-10556739,1 | 13298 | 282.6137 | 1758.6262 | 2011.4379 | 195909.0909 | 0.010267 | 0.16326 | 1200000 | 3 | 1 | 0 | 0 | 0 | 1 | Lateral Hardening-Fuse-10556739 | 1500Million | Winter Haven | -1 | 3000
Lateral Hardening | Lateral Hardening-Fuse-92015562,1 | 13772 | 0 | 2753.4086 | 2721.8661 | 265227.2727 | 0.010262 | 0.22102 | 1200000 |  | 1 | 0 | 0 | 0 | 1 | Lateral Hardening-Fuse-92015562 | 1500Million | Winter Haven | -1 | 3000
Lateral Hardening | Lateral Hardening-Fuse-91801492,1 | 13649 | 364.3034 | 166.0738 | 511.4471 | 50000 | 0.010229 | 0.032955 | 1517241.3793 | 2 | 1 | 0 | 0 | 0 | 1 | Lateral Hardening-Fuse-91801492 | 1500Million | South Hillsborough | -1 | 3000
Lateral Hardening | Lateral Hardening-Fuse-90064731,1 | 13294 | 0 | 515.968 | 510.0572 | 50000 | 0.010201 | 0.016856 | 2966292.1348 | 1 | 1 | 1 | 0 | 1 | 2 | Lateral Hardening-Fuse-90064731 | 1500Million | Winter Haven | -1 | 3000
Lateral Hardening | Lateral Hardening-Fuse-93337157,1 | 13117 | 0 | 719.2472 | 711.0076 | 69772.7273 | 0.01019 | 0.058144 | 1200000 | 2 | 1 | 0 | 0 | 0 | 1 | Lateral Hardening-Fuse-93337157 | 1500Million | Winter Haven | -1 | 3000
Lateral Hardening | Lateral Hardening-Fuse-10737682,1 | 13489 | 0 | 2094.2727 | 2070.2811 | 203181.8182 | 0.010189 | 0.16932 | 1200000 | 4 | 1 | 0 | 0 | 0 | 1 | Lateral Hardening-Fuse-10737682 | 1500Million | South Hillsborough | -1 | 3000
Lateral Hardening | Lateral Hardening-Fuse-10556611,1 | 13298 | 141.3396 | 610.448 | 739.9287 | 72727.2727 | 0.010174 | 0.060606 | 1200000 | 3 | 1 | 0 | 0 | 0 | 1 | Lateral Hardening-Fuse-10556611 | 1500Million | Winter Haven | -1 | 3000
Lateral Hardening | Lateral Hardening-Fuse-10075286,1 | 13656 | 0 | 1017.1468 | 1005.4946 | 98863.6364 | 0.010171 | 0.082386 | 1200000 | 1 | 1 | 0 | 0 | 0 | 1 | Lateral Hardening-Fuse-10075286 | 1500Million | Plant City | -1 | 3000
Lateral Hardening | Lateral Hardening-Fuse-90800618,1 | 13373 | 398.3518 | 129.1313 | 507.8416 | 50000 | 0.010157 | 0.0089015 | 5617021.2766 | 12 | 1 | 1 | 0 | 1 | 2 | Lateral Hardening-Fuse-90800618 | 1500Million | Winter Haven | -1 | 3000
Lateral Hardening | Lateral Hardening-Fuse-91253833,1 | 13924 | 73.7779 | 441.659 | 507.8398 | 50000 | 0.010157 | 0.037121 | 1346938.7755 | 2 | 1 | 0 | 0 | 0 | 1 | Lateral Hardening-Fuse-91253833 | 1500Million | Winter Haven | -1 | 3000
Lateral Hardening | Lateral Hardening-Fuse-92246773,1 | 13461 | 0 | 531.3715 | 525.2842 | 51818.1818 | 0.010137 | 0.043182 | 1200000 | 1 | 1 | 0 | 0 | 0 | 1 | Lateral Hardening-Fuse-92246773 | 1500Million | Eastern | -1 | 3000
Lateral Hardening | Lateral Hardening-Fuse-92610451,1 | 13390 | 348.5408 | 2158.1858 | 2469.4823 | 243863.6364 | 0.010126 | 0.20322 | 1200000 | 3 | 1 | 0 | 0 | 0 | 1 | Lateral Hardening-Fuse-92610451 | 1500Million | Plant City | -1 | 3000
Lateral Hardening | Lateral Hardening-Fuse-10129851,1 | 13423 | 25.7767 | 202.3721 | 505.8441 | 50000 | 0.010117 | 0.037689 | 1326633.1658 | 1 | 1 | 0 | 0 | 0 | 1 | Lateral Hardening-Fuse-10129851 | 1500Million | Dade City | -1 | 3000
Lateral Hardening | Lateral Hardening-Fuse-93260968,1 | 13175 | 0 | 775.3075 | 766.4258 | 75909.0909 | 0.010097 | 0.063258 | 1200000 | 1 | 1 | 0 | 0 | 0 | 1 | Lateral Hardening-Fuse-93260968 | 1500Million | Central | -1 | 3000
Lateral Hardening | Lateral Hardening-Fuse-10640147,1 | 13795 | 7.7677 | 2.5134 | 504.6631 | 50000 | 0.010093 | 0.0079545 | 6285714.2857 | 3 | 1 | 0 | 0 | 0 | 1 | Lateral Hardening-Fuse-10640147 | 1500Million | Eastern | -1 | 3000
Lateral Hardening | Lateral Hardening-Fuse-91684363,1 | 13600 | 0 | 1064.374 | 1052.1807 | 104318.1818 | 0.010086 | 0.086932 | 1200000 | 1 | 1 | 0 | 0 | 0 | 1 | Lateral Hardening-Fuse-91684363 | 1500Million | Central | -1 | 3000
Lateral Hardening | Lateral Hardening-Fuse-60165069,1 | 13105 | 0 | 701.6455 | 693.6076 | 68863.6364 | 0.010072 | 0.057386 | 1200000 | 2 | 1 | 0 | 0 | 0 | 1 | Lateral Hardening-Fuse-60165069 | 1500Million | Central | -1 | 3000
Lateral Hardening | Lateral Hardening-Fuse-10636000,1 | 13388 | 189.1424 | 326.5574 | 503.4656 | 50000 | 0.010069 | 0.013636 | 3666666.6667 | 2 | 1 | 0 | 0 | 0 | 1 | Lateral Hardening-Fuse-10636000 | 1500Million | Plant City | -1 | 3000
Lateral Hardening | Lateral Hardening-Fuse-93304338,1 | 13808 | 184.7767 | 330.8986 | 502.7643 | 50000 | 0.010055 | 0.0090909 | 5500000 | 2 | 1 | 0 | 0 | 0 | 1 | Lateral Hardening-Fuse-93304338 | 1500Million | Plant City | -1 | 3000
Lateral Hardening | Lateral Hardening-Fuse-60016559,1 | 13049 | 522.1852 | 2.9661 | 499.8097 | 50000 | 0.0099962 | 0.031439 | 1590361.4458 | 6 | 1 | 0 | 0 | 0 | 1 | Lateral Hardening-Fuse-60016559 | 1500Million | Central | -1 | 3000
Lateral Hardening | Lateral Hardening-Fuse-90923404,1 | 13004 | 258.8154 | 2163.9953 | 2388.5884 | 239090.9091 | 0.0099903 | 0.19924 | 1200000 | 3 | 1 | 1 | 1 | 0 | 2 | Lateral Hardening-Fuse-90923404 | 1500Million | Dade City | -1 | 3000
Lateral Hardening | Lateral Hardening-Fuse-60401685,1 | 13505 | 250.5224 | 197.5446 | 498.7285 | 50000 | 0.0099746 | 0.031629 | 1580838.3234 | 1 | 1 | 0 | 0 | 0 | 1 | Lateral Hardening-Fuse-60401685 | 1500Million | Eastern | -1 | 3000
Lateral Hardening | Lateral Hardening-Fuse-92957972,1 | 13006 | 587.4682 | 5.7031 | 564.4419 | 56590.9091 | 0.0099741 | 0.047159 | 1200000 | 3 | 1 | 0 | 0 | 0 | 1 | Lateral Hardening-Fuse-92957972 | 1500Million | Dade City | -1 | 3000
Lateral Hardening | Lateral Hardening-Fuse-10095422,1 | 13786 | 344.9857 | 578.8928 | 1294.4587 | 130000 | 0.0099574 | 0.10833 | 1200000 | 5 | 1 | 0 | 0 | 0 | 1 | Lateral Hardening-Fuse-10095422 | 1500Million | Plant City | -1 | 3000
Lateral Hardening | Lateral Hardening-Fuse-10588828,1 | 13471 | 0 | 1010.6618 | 999.0838 | 100454.5455 | 0.0099456 | 0.083712 | 1200000 | 1 | 1 | 0 | 0 | 0 | 1 | Lateral Hardening-Fuse-10588828 | 1500Million | Winter Haven | -1 | 3000
Lateral Hardening | Lateral Hardening-Fuse-93284371,1 | 13808 | 52.9439 | 850.9397 | 891.9464 | 89772.7273 | 0.0099356 | 0.074811 | 1200000 | 1 | 1 | 0 | 0 | 0 | 1 | Lateral Hardening-Fuse-93284371 | 1500Million | Plant City | -1 | 3000
Lateral Hardening | Lateral Hardening-Fuse-90209318,1 | 13298 | 37.6084 | 465.6614 | 496.4712 | 50000 | 0.0099294 | 0.036553 | 1367875.6477 | 1 | 1 | 0 | 0 | 0 | 1 | Lateral Hardening-Fuse-90209318 | 1500Million | Winter Haven | -1 | 3000
Lateral Hardening | Lateral Hardening-Fuse-10834650,1 | 13041 | 126.6255 | 378.7747 | 495.1665 | 50000 | 0.0099033 | 0.0089015 | 5617021.2766 | 2 | 1 | 0 | 0 | 0 | 1 | Lateral Hardening-Fuse-10834650 | 1500Million | Eastern | -1 | 3000
Lateral Hardening | Lateral Hardening-Fuse-10476057,1 | 13324 | 0 | 873.8061 | 863.7959 | 87272.7273 | 0.0098977 | 0.072727 | 1200000 |  | 1 | 0 | 0 | 0 | 1 | Lateral Hardening-Fuse-10476057 | 1500Million | Eastern | -1 | 3000
Lateral Hardening | Lateral Hardening-Fuse-10475333,1 | 13455 | 0 | 541.435 | 535.2324 | 54090.9091 | 0.0098951 | 0.045076 | 1200000 | 2 | 1 | 0 | 0 | 0 | 1 | Lateral Hardening-Fuse-10475333 | 1500Million | Eastern | -1 | 3000
Lateral Hardening | Lateral Hardening-Fuse-90295005,1 | 13813 | 242.1177 | 2024.3827 | 2234.4859 | 226363.6364 | 0.0098712 | 0.18864 | 1200000 | 3 | 1 | 0 | 0 | 0 | 1 | Lateral Hardening-Fuse-90295005 | 1500Million | Dade City | -1 | 3000
Lateral Hardening | Lateral Hardening-Fuse-10556603,1 | 13924 | 0 | 498.9118 | 493.1964 | 50000 | 0.0098639 | 0.027462 | 1820689.6552 |  | 1 | 1 | 0 | 1 | 2 | Lateral Hardening-Fuse-10556603 | 1500Million | Winter Haven | -1 | 3000
Lateral Hardening | Lateral Hardening-Fuse-90621992,1 | 13712 | 415.4797 | 96.768 | 492.0688 | 50000 | 0.0098414 | 0.018182 | 2750000 | 4 | 1 | 1 | 0 | 1 | 2 | Lateral Hardening-Fuse-90621992 | 1500Million | Eastern | -1 | 3000
Lateral Hardening | Lateral Hardening-Fuse-60374286,1 | 13865 | 0 | 1089.6189 | 1077.1365 | 109772.7273 | 0.0098124 | 0.091477 | 1200000 | 2 | 1 | 1 | 1 | 0 | 2 | Lateral Hardening-Fuse-60374286 | 1500Million | Western | -1 | 3000
Lateral Hardening | Lateral Hardening-Fuse-93150971,1 | 13819 | 0 | 1463.0158 | 1446.2557 | 147727.2727 | 0.00979 | 0.12311 | 1200000 |  | 1 | 4 | 0 | 4 | 5 | Lateral Hardening-Fuse-93150971 | 1500Million | South Hillsborough | -1 | 3000
Lateral Hardening | Lateral Hardening-Fuse-90254764,1 | 13166 | 0 | 494.6747 | 489.0078 | 50000 | 0.0097802 | 0.036174 | 1382198.9529 | 1 | 1 | 0 | 0 | 0 | 1 | Lateral Hardening-Fuse-90254764 | 1500Million | Western | -1 | 3000
Lateral Hardening | Lateral Hardening-Fuse-90187592,1 | 13304 | 0 | 829.38 | 819.8788 | 83863.6364 | 0.0097763 | 0.069886 | 1200000 | 1 | 1 | 0 | 0 | 0 | 1 | Lateral Hardening-Fuse-90187592 | 1500Million | South Hillsborough | -1 | 3000
Lateral Hardening | Lateral Hardening-Fuse-90522456,1 | 13483 | 463.8639 | 46.1644 | 487.3037 | 50000 | 0.0097461 | 0.016856 | 2966292.1348 | 11 | 1 | 0 | 0 | 0 | 1 | Lateral Hardening-Fuse-90522456 | 1500Million | Western | -1 | 3000
Lateral Hardening | Lateral Hardening-Fuse-10605202,1 | 13924 | 93.8703 | 950.0423 | 1029.7559 | 105681.8182 | 0.0097439 | 0.088068 | 1200000 | 1 | 1 | 0 | 0 | 0 | 1 | Lateral Hardening-Fuse-10605202 | 1500Million | Winter Haven | -1 | 3000
Lateral Hardening | Lateral Hardening-Fuse-90921411,1 | 13679 | 0 | 1137.5057 | 1124.4747 | 115454.5455 | 0.0097395 | 0.096212 | 1200000 | 4 | 1 | 1 | 0 | 1 | 2 | Lateral Hardening-Fuse-90921411 | 1500Million | Western | -1 | 3000
Lateral Hardening | Lateral Hardening-Fuse-60305741,1 | 13865 | 0 | 1429.9568 | 1413.5755 | 145227.2727 | 0.0097335 | 0.12102 | 1200000 | 3 | 1 | 0 | 0 | 0 | 1 | Lateral Hardening-Fuse-60305741 | 1500Million | Western | -1 | 3000
Lateral Hardening | Lateral Hardening-Fuse-10924402,1 | 13955 | 0 | 516.8243 | 510.9037 | 52500 | 0.0097315 | 0.04375 | 1200000 | 2 | 1 | 0 | 0 | 0 | 1 | Lateral Hardening-Fuse-10924402 | 1500Million | Eastern | -1 | 3000
Lateral Hardening | Lateral Hardening-Fuse-10726530,1 | 13648 | 181.5117 | 1175.6272 | 1337.443 | 137954.5455 | 0.0096948 | 0.11496 | 1200000 | 1 | 1 | 0 | 0 | 0 | 1 | Lateral Hardening-Fuse-10726530 | 1500Million | South Hillsborough | -1 | 3000
Lateral Hardening | Lateral Hardening-Fuse-90386206,1 | 13669 | 461.4052 | 45.9197 | 484.7208 | 50000 | 0.0096944 | 0.011174 | 4474576.2712 | 11 | 1 | 1 | 0 | 1 | 2 | Lateral Hardening-Fuse-90386206 | 1500Million | Western | -1 | 3000
Lateral Hardening | Lateral Hardening-Fuse-10580661,1 | 13105 | 312.6706 | 187.1498 | 483.6909 | 50000 | 0.0096738 | 0.024811 | 2015267.1756 | 14 | 1 | 0 | 0 | 0 | 1 | Lateral Hardening-Fuse-10580661 | 1500Million | Central | -1 | 3000
Lateral Hardening | Lateral Hardening-Fuse-60459119,1 | 13324 | 0 | 1026.5851 | 1014.8248 | 105000 | 0.009665 | 0.0875 | 1200000 | 3 | 1 | 0 | 0 | 0 | 1 | Lateral Hardening-Fuse-60459119 | 1500Million | Eastern | -1 | 3000
Lateral Hardening | Lateral Hardening-Fuse-10742010,1 | 14020 | 0 | 400.4437 | 546.3434 | 56590.9091 | 0.0096543 | 0.047159 | 1200000 | 3 | 1 | 0 | 0 | 0 | 1 | Lateral Hardening-Fuse-10742010 | 1500Million | South Hillsborough | -1 | 3000
Lateral Hardening | Lateral Hardening-Fuse-90357256,1 | 14041 | 92.4943 | 397.8174 | 482.472 | 50000 | 0.0096494 | 0.025758 | 1941176.4706 | 2 | 1 | 0 | 0 | 0 | 1 | Lateral Hardening-Fuse-90357256 | 1500Million | Central | -1 | 3000
Lateral Hardening | Lateral Hardening-Fuse-60179366,1 | 13787 | 35.7986 | 452.6291 | 481.8378 | 50000 | 0.0096368 | 0.036742 | 1360824.7423 | 1 | 1 | 0 | 0 | 0 | 1 | Lateral Hardening-Fuse-60179366 | 1500Million | Plant City | -1 | 3000
Lateral Hardening | Lateral Hardening-Fuse-90481773,1 | 13458 | 503.4389 | 2.2062 | 481.5632 | 50000 | 0.0096313 | 0.026894 | 1859154.9296 | 10 | 1 | 0 | 0 | 0 | 1 | Lateral Hardening-Fuse-90481773 | 1500Million | Eastern | -1 | 3000
Lateral Hardening | Lateral Hardening-Fuse-60105505,1 | 13030 | 70.8651 | 639.6441 | 700.4578 | 72954.5455 | 0.0096013 | 0.060795 | 1200000 | 1 | 1 | 0 | 0 | 0 | 1 | Lateral Hardening-Fuse-60105505 | 1500Million | Winter Haven | -1 | 3000
Lateral Hardening | Lateral Hardening-Fuse-91422335,1 | 13052 | 0 | 1414.3937 | 1398.1907 | 145681.8182 | 0.0095976 | 0.1214 | 1200000 | 3 | 1 | 1 | 1 | 0 | 2 | Lateral Hardening-Fuse-91422335 | 1500Million | Central | -1 | 3000
Lateral Hardening | Lateral Hardening-Fuse-93325696,1 | 13906 | 117.9545 | 370.9326 | 479.7766 | 50000 | 0.0095955 | 0.019508 | 2563106.7961 | 1 | 1 | 0 | 0 | 0 | 1 | Lateral Hardening-Fuse-93325696 | 1500Million | Eastern | -1 | 3000
Lateral Hardening | Lateral Hardening-Fuse-60380891,1 | 13455 | 85.9383 | 259.5596 | 479.7478 | 50000 | 0.009595 | 0.0017045 | 29333333.3333 | 2 | 1 | 1 | 1 | 0 | 2 | Lateral Hardening-Fuse-60380891 | 1500Million | Eastern | -1 | 3000
Lateral Hardening | Lateral Hardening-Fuse-60041762,1 | 13221 | 0 | 840.0108 | 830.3878 | 86590.9091 | 0.0095898 | 0.072159 | 1200000 | 1 | 1 | 0 | 0 | 0 | 1 | Lateral Hardening-Fuse-60041762 | 1500Million | Central | -1 | 3000
Lateral Hardening | Lateral Hardening-Fuse-10925087,3 | 13342 | 0 | 4173.8093 | 4559.3979 | 475636.3636 | 0.0095859 | 0.49545 | 960000 | 4 | 3 | 0 | 0 | 0 | 3 | Lateral Hardening-Fuse-10925087, Lateral Hardening-Fuse-92330338, Lateral Hardening-Fuse-10925091 | 1500Million | South Hillsborough | -1 | 3000
Lateral Hardening | Lateral Hardening-Fuse-93108533,1 | 13305 | 82.2568 | 615.437 | 687.7221 | 71818.1818 | 0.0095759 | 0.059848 | 1200000 | 2 | 1 | 0 | 0 | 0 | 1 | Lateral Hardening-Fuse-93108533 | 1500Million | South Hillsborough | -1 | 3000
Lateral Hardening | Lateral Hardening-Fuse-91341176,1 | 13414 | 0 | 516.8243 | 510.9037 | 53409.0909 | 0.0095659 | 0.044508 | 1200000 | 3 | 1 | 1 | 0 | 1 | 2 | Lateral Hardening-Fuse-91341176 | 1500Million | Plant City | -1 | 3000
Lateral Hardening | Lateral Hardening-Fuse-10716314,1 | 13959 | 314.3504 | 131.3604 | 477.6167 | 50000 | 0.0095523 | 0.016856 | 2966292.1348 | 2 | 1 | 0 | 0 | 0 | 1 | Lateral Hardening-Fuse-10716314 | 1500Million | Plant City | -1 | 3000
Lateral Hardening | Lateral Hardening-Fuse-90163261,1 | 13739 | 0 | 1510.9278 | 1493.6189 | 156363.6364 | 0.0095522 | 0.1303 | 1200000 | 2 | 1 | 0 | 0 | 0 | 1 | Lateral Hardening-Fuse-90163261 | 1500Million | Western | -1 | 3000
Lateral Hardening | Lateral Hardening-Fuse-10391686,1 | 13546 | 0 | 1225.3075 | 1211.2706 | 126818.1818 | 0.0095512 | 0.10568 | 1200000 | 2 | 1 | 0 | 0 | 0 | 1 | Lateral Hardening-Fuse-10391686 | 1500Million | Central | -1 | 3000
Lateral Hardening | Lateral Hardening-Fuse-60048821,1 | 13622 | 275.3522 | 217.1238 | 477.5197 | 50000 | 0.0095504 | 0.037121 | 1346938.7755 | 1 | 1 | 0 | 0 | 0 | 1 | Lateral Hardening-Fuse-60048821 | 1500Million | Western | -1 | 3000
Lateral Hardening | Lateral Hardening-Fuse-92993420,1 | 14124 | 49.9503 | 950.8589 | 987.7573 | 104090.9091 | 0.0094894 | 0.086742 | 1200000 | 1 | 1 | 0 | 0 | 0 | 1 | Lateral Hardening-Fuse-92993420 | 1500Million | Plant City | -1 | 3000
Lateral Hardening | Lateral Hardening-Fuse-92961436,1 | 13482 | 0 | 959.5172 | 948.5252 | 100227.2727 | 0.0094637 | 0.083523 | 1200000 | 26 | 1 | 2 | 0 | 2 | 3 | Lateral Hardening-Fuse-92961436 | 1500Million | Western | -1 | 3000
Lateral Hardening | Lateral Hardening-Fuse-90421295,1 | 13389 | 0 | 524.2075 | 518.2023 | 54772.7273 | 0.009461 | 0.045644 | 1200000 | 2 | 1 | 0 | 0 | 0 | 1 | Lateral Hardening-Fuse-90421295 | 1500Million | Plant City | -1 | 3000
Lateral Hardening | Lateral Hardening-Fuse-91169789,1 | 13983 | 583.3229 | 1381.6906 | 1923.7839 | 203409.0909 | 0.0094577 | 0.16951 | 1200000 | 8 | 1 | 0 | 0 | 0 | 1 | Lateral Hardening-Fuse-91169789 | 1500Million | Plant City | -1 | 3000
Lateral Hardening | Lateral Hardening-Fuse-90986964,1 | 13297 | 0 | 478.2274 | 472.7489 | 50000 | 0.009455 | 0.0085227 | 5866666.6667 | 1 | 1 | 0 | 0 | 0 | 1 | Lateral Hardening-Fuse-90986964 | 1500Million | Winter Haven | -1 | 3000
Lateral Hardening | Lateral Hardening-Fuse-10292439,1 | 13482 | 0 | 1774.0161 | 1753.6934 | 185681.8182 | 0.0094446 | 0.15473 | 1200000 | 7 | 1 | 2 | 0 | 2 | 3 | Lateral Hardening-Fuse-10292439 | 1500Million | Western | -1 | 3000
Lateral Hardening | Lateral Hardening-Fuse-90123666,1 | 13226 | 0 | 477.6883 | 472.216 | 50000 | 0.0094443 | 0.013068 | 3826086.9565 | 2 | 1 | 1 | 1 | 0 | 2 | Lateral Hardening-Fuse-90123666 | 1500Million | Eastern | -1 | 3000
Lateral Hardening | Lateral Hardening-Fuse-10679432,1 | 13807 | 156.3329 | 217.0007 | 472.0275 | 50000 | 0.0094406 | 0.0085227 | 5866666.6667 | 3 | 1 | 0 | 0 | 0 | 1 | Lateral Hardening-Fuse-10679432 | 1500Million | Plant City | -1 | 3000
Lateral Hardening | Lateral Hardening-Fuse-10802845,1 | 13133 | 0 | 609.6853 | 602.7008 | 63863.6364 | 0.0094373 | 0.05322 | 1200000 | 1 | 1 | 0 | 0 | 0 | 1 | Lateral Hardening-Fuse-10802845 | 1500Million | Eastern | -1 | 3000
Lateral Hardening | Lateral Hardening-Fuse-10876341,1 | 14023 | 344.3629 | 143.902 | 471.2073 | 50000 | 0.0094241 | 0.041098 | 1216589.8618 | 2 | 1 | 0 | 0 | 0 | 1 | Lateral Hardening-Fuse-10876341 | 1500Million | South Hillsborough | -1 | 3000
Lateral Hardening | Lateral Hardening-Fuse-92027376,1 | 13470 | 49.9196 | 722.7414 | 762.2611 | 80909.0909 | 0.0094212 | 0.067424 | 1200000 | 1 | 1 | 0 | 0 | 0 | 1 | Lateral Hardening-Fuse-92027376 | 1500Million | Winter Haven | -1 | 3000
Lateral Hardening | Lateral Hardening-Fuse-92830647,1 | 13062 | 0 | 475.5317 | 470.0841 | 50000 | 0.0094017 | 0.018561 | 2693877.551 |  | 1 | 0 | 0 | 0 | 1 | Lateral Hardening-Fuse-92830647 | 1500Million | Western | -1 | 3000
Lateral Hardening | Lateral Hardening-Fuse-91019378,1 | 13011 | 0 | 475.5253 | 470.0778 | 50000 | 0.0094016 | 0.024621 | 2030769.2308 | 1 | 1 | 1 | 1 | 0 | 2 | Lateral Hardening-Fuse-91019378 | 1500Million | Plant City | -1 | 3000
Lateral Hardening | Lateral Hardening-Fuse-93054406,1 | 13593 | 0 | 474.1996 | 468.7673 | 50000 | 0.0093753 | 0.027652 | 1808219.1781 | 11 | 1 | 0 | 0 | 0 | 1 | Lateral Hardening-Fuse-93054406 | 1500Million | Central | -1 | 3000
Lateral Hardening | Lateral Hardening-Fuse-92600010,1 | 13327 | 0 | 683.9435 | 676.1084 | 72272.7273 | 0.009355 | 0.060227 | 1200000 |  | 1 | 0 | 0 | 0 | 1 | Lateral Hardening-Fuse-92600010 | 1500Million | Eastern | -1 | 3000
Lateral Hardening | Lateral Hardening-Fuse-92609201,1 | 13390 | 0 | 712.0028 | 703.8462 | 75454.5455 | 0.0093281 | 0.062879 | 1200000 | 2 | 1 | 0 | 0 | 0 | 1 | Lateral Hardening-Fuse-92609201 | 1500Million | Plant City | -1 | 3000
Lateral Hardening | Lateral Hardening-Fuse-90508217,1 | 13079 | 485.1697 | 4.0333 | 465.5123 | 50000 | 0.0093102 | 0.016477 | 3034482.7586 | 11 | 1 | 0 | 0 | 0 | 1 | Lateral Hardening-Fuse-90508217 | 1500Million | Western | -1 | 3000
Lateral Hardening | Lateral Hardening-Fuse-60447298,1 | 14041 | 0 | 697.8974 | 689.9025 | 74318.1818 | 0.0092831 | 0.061932 | 1200000 | 3 | 1 | 1 | 0 | 1 | 2 | Lateral Hardening-Fuse-60447298 | 1500Million | Central | -1 | 3000
Lateral Hardening | Lateral Hardening-Fuse-90092119,1 | 14355 | 0 | 643.5567 | 636.1842 | 68863.6364 | 0.0092383 | 0.057386 | 1200000 | 3 | 1 | 0 | 0 | 0 | 1 | Lateral Hardening-Fuse-90092119 | 1500Million | Eastern | -1 | 3000
Lateral Hardening | Lateral Hardening-Fuse-91932317,1 | 13130 | 0 | 466.923 | 461.574 | 50000 | 0.0092315 | 0.03125 | 1600000 | 2 | 1 | 0 | 0 | 0 | 1 | Lateral Hardening-Fuse-91932317 | 1500Million | Eastern | -1 | 3000
Lateral Hardening | Lateral Hardening-Fuse-92465822,1 | 13631 | 0 | 465.8269 | 460.4905 | 50000 | 0.0092098 | 0.014015 | 3567567.5676 |  | 1 | 0 | 0 | 0 | 1 | Lateral Hardening-Fuse-92465822 | 1500Million | Central | -1 | 3000
Lateral Hardening | Lateral Hardening-Fuse-91103506,1 | 13370 | 242.846 | 230.0816 | 459.4258 | 50000 | 0.0091885 | 0.02197 | 2275862.069 | 8 | 1 | 0 | 0 | 0 | 1 | Lateral Hardening-Fuse-91103506 | 1500Million | Winter Haven | -1 | 3000
Lateral Hardening | Lateral Hardening-Fuse-91091965,1 | 14114 | 443.9718 | 35.2361 | 457.9655 | 50000 | 0.0091593 | 0.010227 | 4888888.8889 | 13 | 1 | 1 | 0 | 1 | 2 | Lateral Hardening-Fuse-91091965 | 1500Million | Eastern | -1 | 3000
Lateral Hardening | Lateral Hardening-Fuse-10674778,1 | 13464 | 0 | 462.6808 | 457.3804 | 50000 | 0.0091476 | 0.033902 | 1474860.3352 | 1 | 1 | 0 | 0 | 0 | 1 | Lateral Hardening-Fuse-10674778 | 1500Million | Plant City | -1 | 3000
Lateral Hardening | Lateral Hardening-Fuse-10556599,1 | 13298 | 62.3758 | 790.7457 | 841.9207 | 92045.4545 | 0.0091468 | 0.076705 | 1200000 | 1 | 1 | 0 | 0 | 0 | 1 | Lateral Hardening-Fuse-10556599 | 1500Million | Winter Haven | -1 | 3000
Lateral Hardening | Lateral Hardening-Fuse-92234759,1 | 13431 | 114.8699 | 351.3804 | 456.8839 | 50000 | 0.0091377 | 0.0081439 | 6139534.8837 | 2 | 1 | 0 | 0 | 0 | 1 | Lateral Hardening-Fuse-92234759 | 1500Million | Dade City | -1 | 3000
Lateral Hardening | Lateral Hardening-Fuse-10098198,1 | 13084 | 0 | 552.4159 | 546.0876 | 59772.7273 | 0.0091361 | 0.049811 | 1200000 | 1 | 1 | 0 | 0 | 0 | 1 | Lateral Hardening-Fuse-10098198 | 1500Million | Eastern | -1 | 3000
Lateral Hardening | Lateral Hardening-Fuse-10015761,1 | 13161 | 444.0923 | 58.5089 | 481.3421 | 52727.2727 | 0.0091289 | 0.043939 | 1200000 | 7 | 1 | 0 | 0 | 0 | 1 | Lateral Hardening-Fuse-10015761 | 1500Million | Western | -1 | 3000
Lateral Hardening | Lateral Hardening-Fuse-92642383,1 | 13331 | 244.3647 | 2024.3827 | 2236.5447 | 245000 | 0.0091288 | 0.20417 | 1200000 | 3 | 1 | 0 | 0 | 0 | 1 | Lateral Hardening-Fuse-92642383 | 1500Million | Dade City | -1 | 3000
Lateral Hardening | Lateral Hardening-Fuse-91452423,1 | 13962 | 428.1271 | 45.9418 | 453.361 | 50000 | 0.0090672 | 0.027841 | 1795918.3673 | 9 | 1 | 0 | 0 | 0 | 1 | Lateral Hardening-Fuse-91452423 | 1500Million | Plant City | -1 | 3000
Lateral Hardening | Lateral Hardening-Fuse-60188261,1 | 13807 | 0 | 775.2365 | 766.3555 | 84545.4545 | 0.0090644 | 0.070455 | 1200000 | 5 | 1 | 1 | 0 | 1 | 2 | Lateral Hardening-Fuse-60188261 | 1500Million | Plant City | -1 | 3000
Lateral Hardening | Lateral Hardening-Fuse-92071144,1 | 13470 | 124.1593 | 421.8321 | 535.4667 | 59090.9091 | 0.0090617 | 0.049242 | 1200000 | 4 | 1 | 0 | 0 | 0 | 1 | Lateral Hardening-Fuse-92071144 | 1500Million | Winter Haven | -1 | 3000
Lateral Hardening | Lateral Hardening-Fuse-10492948,1 | 14041 | 40.8908 | 518.3778 | 551.9258 | 60909.0909 | 0.0090615 | 0.050758 | 1200000 | 1 | 1 | 0 | 0 | 0 | 1 | Lateral Hardening-Fuse-10492948 | 1500Million | Central | -1 | 3000
Lateral Hardening | Lateral Hardening-Fuse-90975784,1 | 13591 | 162.5645 | 300.9207 | 452.3586 | 50000 | 0.0090472 | 0.02178 | 2295652.1739 | 2 | 1 | 0 | 0 | 0 | 1 | Lateral Hardening-Fuse-90975784 | 1500Million | Central | -1 | 3000
Lateral Hardening | Lateral Hardening-Fuse-10501142,1 | 13509 | 31.1435 | 216.6741 | 521.7289 | 57727.2727 | 0.0090378 | 0.048106 | 1200000 | 1 | 1 | 0 | 0 | 0 | 1 | Lateral Hardening-Fuse-10501142 | 1500Million | Eastern | -1 | 3000
Lateral Hardening | Lateral Hardening-Fuse-91421727,1 | 13067 | 358.2774 | 319.2785 | 657.2029 | 72727.2727 | 0.0090365 | 0.060606 | 1200000 | 9 | 1 | 0 | 0 | 0 | 1 | Lateral Hardening-Fuse-91421727 | 1500Million | Western | -1 | 3000
Lateral Hardening | Lateral Hardening-Fuse-90552509,1 | 13104 | 0 | 982.6005 | 971.344 | 107500 | 0.0090358 | 0.089583 | 1200000 | 5 | 1 | 1 | 0 | 1 | 2 | Lateral Hardening-Fuse-90552509 | 1500Million | Central | -1 | 3000
Lateral Hardening | Lateral Hardening-Fuse-10745587,1 | 13431 | 106.7447 | 1011.0262 | 1102.3795 | 122045.4545 | 0.0090325 | 0.1017 | 1200000 | 2 | 1 | 1 | 0 | 1 | 2 | Lateral Hardening-Fuse-10745587 | 1500Million | Dade City | -1 | 3000
Lateral Hardening | Lateral Hardening-Fuse-93267054,1 | 13838 | 0 | 460.9657 | 455.685 | 50454.5455 | 0.0090316 | 0.042045 | 1200000 |  | 1 | 0 | 0 | 0 | 1 | Lateral Hardening-Fuse-93267054 | 1500Million | Central | -1 | 3000
Lateral Hardening | Lateral Hardening-Fuse-10479389,1 | 14012 | 0 | 456.2776 | 451.0506 | 50000 | 0.009021 | 0.022917 | 2181818.1818 |  | 1 | 0 | 0 | 0 | 1 | Lateral Hardening-Fuse-10479389 | 1500Million | Central | -1 | 3000
Lateral Hardening | Lateral Hardening-Fuse-60644870,1 | 13254 | 0 | 3722.2312 | 3679.5901 | 407954.5455 | 0.0090196 | 0.33996 | 1200000 | 1 | 1 | 0 | 0 | 0 | 1 | Lateral Hardening-Fuse-60644870 | 1500Million | South Hillsborough | -1 | 3000
Lateral Hardening | Lateral Hardening-Fuse-90559544,1 | 14218 | 34.0604 | 421.7311 | 449.6343 | 50000 | 0.0089927 | 0.038636 | 1294117.6471 | 1 | 1 | 0 | 0 | 0 | 1 | Lateral Hardening-Fuse-90559544 | 1500Million | Central | -1 | 3000
Lateral Hardening | Lateral Hardening-Fuse-92606234,1 | 13390 | 259.7433 | 203.2605 | 448.8633 | 50000 | 0.0089773 | 0.03447 | 1450549.4505 | 1 | 1 | 0 | 0 | 0 | 1 | Lateral Hardening-Fuse-92606234 | 1500Million | Plant City | -1 | 3000
Lateral Hardening | Lateral Hardening-Fuse-90013183,2 | 13484 | 0 | 696.4569 | 688.4785 | 76727.2727 | 0.0089731 | 0.079924 | 960000 | 2 | 2 | 1 | 0 | 1 | 3 | Lateral Hardening-Fuse-90013183, Lateral Hardening-Fuse-10360534 | 1500Million | Western | -1 | 3000
Lateral Hardening | Lateral Hardening-Fuse-93225109,1 | 13340 | 0 | 453.7702 | 448.5719 | 50000 | 0.0089714 | 0.032008 | 1562130.1775 | 3 | 1 | 1 | 0 | 1 | 2 | Lateral Hardening-Fuse-93225109 | 1500Million | South Hillsborough | -1 | 3000
Lateral Hardening | Lateral Hardening-Fuse-10627020,1 | 13147 | 468.4196 | 2.269 | 448.0559 | 50000 | 0.0089611 | 0.030682 | 1629629.6296 | 6 | 1 | 0 | 0 | 0 | 1 | Lateral Hardening-Fuse-10627020 | 1500Million | Plant City | -1 | 3000
Lateral Hardening | Lateral Hardening-Fuse-90514668,1 | 13678 | 0 | 452.8873 | 447.6991 | 50000 | 0.008954 | 0.023106 | 2163934.4262 | 1 | 1 | 1 | 0 | 1 | 2 | Lateral Hardening-Fuse-90514668 | 1500Million | Western | -1 | 3000
Lateral Hardening | Lateral Hardening-Fuse-10662363,1 | 13470 | 0 | 1972.9141 | 1950.3128 | 218181.8182 | 0.0089389 | 0.18182 | 1200000 | 1 | 1 | 0 | 0 | 0 | 1 | Lateral Hardening-Fuse-10662363 | 1500Million | Winter Haven | -1 | 3000
Lateral Hardening | Lateral Hardening-Fuse-92361202,1 | 13431 | 0 | 452.0564 | 446.8777 | 50000 | 0.0089376 | 0.024053 | 2078740.1575 | 5 | 1 | 0 | 0 | 0 | 1 | Lateral Hardening-Fuse-92361202 | 1500Million | Dade City | -1 | 3000
Lateral Hardening | Lateral Hardening-Fuse-91289915,1 | 14040 | 255.3379 | 203.6454 | 445.0406 | 50000 | 0.0089008 | 0.036742 | 1360824.7423 | 1 | 1 | 0 | 0 | 0 | 1 | Lateral Hardening-Fuse-91289915 | 1500Million | Central | -1 | 3000
Lateral Hardening | Lateral Hardening-Fuse-92953750,1 | 13229 | 0 | 449.4526 | 444.3037 | 50000 | 0.0088861 | 0.035417 | 1411764.7059 | 2 | 1 | 0 | 0 | 0 | 1 | Lateral Hardening-Fuse-92953750 | 1500Million | Eastern | -1 | 3000
Lateral Hardening | Lateral Hardening-Fuse-92838044,1 | 14124 | 461.2509 | 2.5336 | 442.197 | 50000 | 0.0088439 | 0.014962 | 3341772.1519 | 92 | 1 | 1 | 0 | 1 | 2 | Lateral Hardening-Fuse-92838044 | 1500Million | Plant City | -1 | 3000
Lateral Hardening | Lateral Hardening-Fuse-60516085,2 | 13123 | 0 | 447.0822 | 441.9605 | 50000 | 0.0088392 | 0.037121 | 1346938.7755 | 6 | 2 | 1 | 0 | 1 | 3 | Lateral Hardening-Fuse-60516085, Lateral Hardening-Fuse-60531017 | 1500Million | Plant City | -1 | 3000
Lateral Hardening | Lateral Hardening-Fuse-93054514,1 | 13509 | 0 | 445.8783 | 440.7704 | 50000 | 0.0088154 | 0.027462 | 1820689.6552 |  | 1 | 0 | 0 | 0 | 1 | Lateral Hardening-Fuse-93054514 | 1500Million | Eastern | -1 | 3000
Lateral Hardening | Lateral Hardening-Fuse-92182020,1 | 13044 | 0 | 445.761 | 440.6544 | 50000 | 0.0088131 | 0.026894 | 1859154.9296 | 4 | 1 | 0 | 0 | 0 | 1 | Lateral Hardening-Fuse-92182020 | 1500Million | Central | -1 | 3000
Lateral Hardening | Lateral Hardening-Fuse-60019636,1 | 13161 | 218.3887 | 233.9798 | 440.4645 | 50000 | 0.0088093 | 0.036742 | 1360824.7423 | 7 | 1 | 0 | 0 | 0 | 1 | Lateral Hardening-Fuse-60019636 | 1500Million | Western | -1 | 3000
Lateral Hardening | Lateral Hardening-Fuse-10714694,1 | 13019 | 0 | 526.1104 | 520.0834 | 59090.9091 | 0.0088014 | 0.049242 | 1200000 | 4 | 1 | 0 | 0 | 0 | 1 | Lateral Hardening-Fuse-10714694 | 1500Million | South Hillsborough | -1 | 3000
Lateral Hardening | Lateral Hardening-Fuse-92067214,1 | 13785 | 43.3742 | 402.7936 | 439.8817 | 50000 | 0.0087976 | 0.0068182 | 7333333.3333 | 1 | 1 | 0 | 0 | 0 | 1 | Lateral Hardening-Fuse-92067214 | 1500Million | Plant City | -1 | 3000
Lateral Hardening | Lateral Hardening-Fuse-93220435,1 | 13459 | 0 | 440.1791 | 435.1364 | 50000 | 0.0087027 | 0.038258 | 1306930.6931 | 3 | 1 | 0 | 0 | 0 | 1 | Lateral Hardening-Fuse-93220435 | 1500Million | Eastern | -1 | 3000
Lateral Hardening | Lateral Hardening-Fuse-10745489,1 | 13431 | 31.7622 | 247.6529 | 837.9569 | 96363.6364 | 0.0086958 | 0.080303 | 1200000 | 1 | 1 | 0 | 0 | 0 | 1 | Lateral Hardening-Fuse-10745489 | 1500Million | Dade City | -1 | 3000
Lateral Hardening | Lateral Hardening-Fuse-60016599,1 | 13049 | 38.2734 | 3.0376 | 434.2776 | 50000 | 0.0086856 | 0.021402 | 2336283.1858 | 13 | 1 | 0 | 0 | 0 | 1 | Lateral Hardening-Fuse-60016599 | 1500Million | Central | -1 | 3000
Lateral Hardening | Lateral Hardening-Fuse-10136403,1 | 13119 | 0 | 438.1006 | 433.0818 | 50000 | 0.0086616 | 0.041667 | 1200000 | 3 | 1 | 0 | 0 | 0 | 1 | Lateral Hardening-Fuse-10136403 | 1500Million | Plant City | -1 | 3000
Lateral Hardening | Lateral Hardening-Fuse-90562365,1 | 13697 | 0 | 435.0953 | 430.1109 | 50000 | 0.0086022 | 0.012311 | 4061538.4615 |  | 1 | 1 | 0 | 1 | 2 | Lateral Hardening-Fuse-90562365 | 1500Million | Winter Haven | -1 | 3000
Lateral Hardening | Lateral Hardening-Fuse-90802828,1 | 13838 | 342.7165 | 158.5995 | 483.5661 | 56363.6364 | 0.0085794 | 0.04697 | 1200000 | 2 | 1 | 0 | 0 | 0 | 1 | Lateral Hardening-Fuse-90802828 | 1500Million | Central | -1 | 3000
Lateral Hardening | Lateral Hardening-Fuse-90714605,1 | 13190 | 0 | 1660.536 | 1641.5132 | 191363.6364 | 0.008578 | 0.15947 | 1200000 | 17 | 1 | 1 | 0 | 1 | 2 | Lateral Hardening-Fuse-90714605 | 1500Million | Western | -1 | 3000
Lateral Hardening | Lateral Hardening-Fuse-10700791,1 | 13192 | 0 | 5435.6523 | 5373.3826 | 627045.4545 | 0.0085694 | 0.52254 | 1200000 |  | 1 | 0 | 0 | 0 | 1 | Lateral Hardening-Fuse-10700791 | 1500Million | Western | -1 | 3000
Lateral Hardening | Lateral Hardening-Fuse-91666161,1 | 14199 | 0 | 433.148 | 428.186 | 50000 | 0.0085637 | 0.028977 | 1725490.1961 | 1 | 1 | 1 | 0 | 1 | 2 | Lateral Hardening-Fuse-91666161 | 1500Million | Eastern | -1 | 3000
Lateral Hardening | Lateral Hardening-Fuse-60324332,1 | 13436 | 72.7679 | 516.8352 | 581.0009 | 67954.5455 | 0.0085498 | 0.056629 | 1200000 | 1 | 1 | 0 | 0 | 0 | 1 | Lateral Hardening-Fuse-60324332 | 1500Million | Eastern | -1 | 3000
Lateral Hardening | Lateral Hardening-Fuse-92949624,1 | 13464 | 0 | 431.3212 | 426.3801 | 50000 | 0.0085276 | 0.012121 | 4125000 | 1 | 1 | 1 | 0 | 1 | 2 | Lateral Hardening-Fuse-92949624 | 1500Million | Plant City | -1 | 3000
Lateral Hardening | Lateral Hardening-Fuse-60344447,1 | 13687 | 39.2117 | 488.9444 | 521.0835 | 61136.3636 | 0.0085233 | 0.050947 | 1200000 | 1 | 1 | 0 | 0 | 0 | 1 | Lateral Hardening-Fuse-60344447 | 1500Million | Eastern | -1 | 3000
Lateral Hardening | Lateral Hardening-Fuse-10757378,1 | 13423 | 312.2687 | 130.4905 | 427.2913 | 50227.2727 | 0.0085072 | 0.041856 | 1200000 | 2 | 1 | 0 | 0 | 0 | 1 | Lateral Hardening-Fuse-10757378 | 1500Million | Dade City | -1 | 3000
Lateral Hardening | Lateral Hardening-Fuse-60488534,1 | 13236 | 283.9259 | 1435.6295 | 1694.4878 | 199318.1818 | 0.0085014 | 0.1661 | 1200000 | 4 | 1 | 0 | 0 | 0 | 1 | Lateral Hardening-Fuse-60488534 | 1500Million | South Hillsborough | -1 | 3000
Lateral Hardening | Lateral Hardening-Fuse-10071990,1 | 13305 | 340.523 | 339.0696 | 659.4627 | 77727.2727 | 0.0084843 | 0.064773 | 1200000 | 1 | 1 | 0 | 0 | 0 | 1 | Lateral Hardening-Fuse-10071990 | 1500Million | South Hillsborough | -1 | 3000
Lateral Hardening | Lateral Hardening-Fuse-60144176,1 | 13939 | 406.6432 | 169.9276 | 556.4282 | 65681.8182 | 0.0084716 | 0.054735 | 1200000 | 2 | 1 | 0 | 0 | 0 | 1 | Lateral Hardening-Fuse-60144176 | 1500Million | Central | -1 | 3000
Lateral Hardening | Lateral Hardening-Fuse-60032919,1 | 13007 | 0 | 428.2259 | 423.3202 | 50000 | 0.0084664 | 0.0075758 | 6600000 | 6 | 2 | 0 | 0 | 0 | 2 | Lateral Hardening-Fuse-60032919 | 1500Million | Plant City | -1 | 3000
Lateral Hardening | Lateral Hardening-Fuse-10612028,1 | 13927 | 0 | 1131.1399 | 1118.1818 | 132272.7273 | 0.0084536 | 0.11023 | 1200000 | 2 | 1 | 7 | 2 | 5 | 8 | Lateral Hardening-Fuse-10612028 | 1500Million | Winter Haven | -1 | 3000
Lateral Hardening | Lateral Hardening-Fuse-60337680,1 | 14001 | 0 | 427.008 | 422.1163 | 50000 | 0.0084423 | 0.0089015 | 5617021.2766 | 1 | 1 | 1 | 0 | 1 | 2 | Lateral Hardening-Fuse-60337680 | 1500Million | Plant City | -1 | 3000
Lateral Hardening | Lateral Hardening-Fuse-92920612,1 | 13479 | 0 | 427.008 | 422.1163 | 50000 | 0.0084423 | 0.005303 | 9428571.4286 | 1 | 1 | 0 | 0 | 0 | 1 | Lateral Hardening-Fuse-92920612 | 1500Million | Winter Haven | -1 | 3000
Lateral Hardening | Lateral Hardening-Fuse-90881195,1 | 13840 | 242.1436 | 193.1222 | 422.0436 | 50000 | 0.0084409 | 0.027083 | 1846153.8462 | 1 | 1 | 0 | 0 | 0 | 1 | Lateral Hardening-Fuse-90881195 | 1500Million | Central | -1 | 3000
Lateral Hardening | Lateral Hardening-Fuse-90840120,1 | 13130 | 0 | 426.7797 | 421.8906 | 50000 | 0.0084378 | 0.031818 | 1571428.5714 | 2 | 1 | 0 | 0 | 0 | 1 | Lateral Hardening-Fuse-90840120 | 1500Million | Eastern | -1 | 3000
Lateral Hardening | Lateral Hardening-Fuse-10801197,1 | 13954 | 0 | 1885.4827 | 1863.883 | 221136.3636 | 0.0084287 | 0.18428 | 1200000 | 1 | 1 | 2 | 0 | 2 | 3 | Lateral Hardening-Fuse-10801197 | 1500Million | Eastern | -1 | 3000
Lateral Hardening | Lateral Hardening-Fuse-91536203,1 | 14071 | 297.667 | 137.7519 | 420.0021 | 50000 | 0.0084 | 0.036174 | 1382198.9529 | 2 | 1 | 0 | 0 | 0 | 1 | Lateral Hardening-Fuse-91536203 | 1500Million | Western | -1 | 3000
Lateral Hardening | Lateral Hardening-Fuse-90808763,1 | 14112 | 438.1017 | 2.3079 | 419.3987 | 50000 | 0.008388 | 0.010038 | 4981132.0755 | 33 | 1 | 1 | 0 | 1 | 2 | Lateral Hardening-Fuse-90808763 | 1500Million | Eastern | -1 | 3000
Lateral Hardening | Lateral Hardening-Fuse-92179916,1 | 13230 | 0 | 424.075 | 419.2169 | 50000 | 0.0083843 | 0.025758 | 1941176.4706 |  | 1 | 4 | 0 | 4 | 5 | Lateral Hardening-Fuse-92179916 | 1500Million | Eastern | -1 | 3000
Lateral Hardening | Lateral Hardening-Fuse-60179207,1 | 13001 | 362.5737 | 73.4839 | 418.0126 | 50000 | 0.0083603 | 0.02803 | 1783783.7838 | 5 | 1 | 0 | 0 | 0 | 1 | Lateral Hardening-Fuse-60179207 | 1500Million | South Hillsborough | -1 | 3000
Lateral Hardening | Lateral Hardening-Fuse-92680605,1 | 13805 | 0 | 881.514 | 871.4156 | 104318.1818 | 0.0083534 | 0.086932 | 1200000 | 1 | 1 | 0 | 0 | 0 | 1 | Lateral Hardening-Fuse-92680605 | 1500Million | Plant City | -1 | 3000
Lateral Hardening | Lateral Hardening-Fuse-91270079,1 | 13924 | 46.276 | 567.5797 | 605.5295 | 72727.2727 | 0.008326 | 0.060606 | 1200000 | 1 | 1 | 0 | 0 | 0 | 1 | Lateral Hardening-Fuse-91270079 | 1500Million | Winter Haven | -1 | 3000
Lateral Hardening | Lateral Hardening-Fuse-90197634,1 | 13696 | 0 | 421.0774 | 416.2536 | 50000 | 0.0083251 | 0.027083 | 1846153.8462 |  | 1 | 0 | 0 | 0 | 1 | Lateral Hardening-Fuse-90197634 | 1500Million | Winter Haven | -1 | 3000
Lateral Hardening | Lateral Hardening-Fuse-92910513,1 | 13159 | 0 | 420.9568 | 416.1344 | 50000 | 0.0083227 | 0.017045 | 2933333.3333 | 2 | 1 | 0 | 0 | 0 | 1 | Lateral Hardening-Fuse-92910513 | 1500Million | Central | -1 | 3000
Lateral Hardening | Lateral Hardening-Fuse-10674785,1 | 13412 | 0 | 420.8883 | 416.0667 | 50000 | 0.0083213 | 0.033902 | 1474860.3352 | 1 | 1 | 0 | 0 | 0 | 1 | Lateral Hardening-Fuse-10674785 | 1500Million | Plant City | -1 | 3000
Lateral Hardening | Lateral Hardening-Fuse-90116542,1 | 13435 | 0 | 420.8883 | 416.0667 | 50000 | 0.0083213 | 0.031061 | 1609756.0976 | 7 | 1 | 0 | 0 | 0 | 1 | Lateral Hardening-Fuse-90116542 | 1500Million | Eastern | -1 | 3000
Lateral Hardening | Lateral Hardening-Fuse-90597086,1 | 13119 | 0 | 420.8883 | 416.0667 | 50000 | 0.0083213 | 0.039205 | 1275362.3188 | 1 | 1 | 0 | 0 | 0 | 1 | Lateral Hardening-Fuse-90597086 | 1500Million | Plant City | -1 | 3000
Lateral Hardening | Lateral Hardening-Fuse-92528120,1 | 13722 | 0 | 420.8883 | 416.0667 | 50000 | 0.0083213 | 0.013258 | 3771428.5714 | 12 | 1 | 1 | 1 | 0 | 2 | Lateral Hardening-Fuse-92528120 | 1500Million | Plant City | -1 | 3000
Lateral Hardening | Lateral Hardening-Fuse-92629867,1 | 13303 | 0 | 420.8883 | 416.0667 | 50000 | 0.0083213 | 0.035227 | 1419354.8387 | 1 | 1 | 0 | 0 | 0 | 1 | Lateral Hardening-Fuse-92629867 | 1500Million | South Hillsborough | -1 | 3000
Lateral Hardening | Lateral Hardening-Fuse-92811592,1 | 13085 | 0 | 420.8883 | 416.0667 | 50000 | 0.0083213 | 0.035227 | 1419354.8387 | 4 | 1 | 0 | 0 | 0 | 1 | Lateral Hardening-Fuse-92811592 | 1500Million | Eastern | -1 | 3000
Lateral Hardening | Lateral Hardening-Fuse-93271393,1 | 13080 | 0 | 420.8427 | 416.0216 | 50000 | 0.0083204 | 0.037879 | 1320000 | 5 | 1 | 0 | 0 | 0 | 1 | Lateral Hardening-Fuse-93271393 | 1500Million | Western | -1 | 3000
Lateral Hardening | Lateral Hardening-Fuse-60218836,1 | 13696 | 0 | 916.8722 | 906.3687 | 109090.9091 | 0.0083084 | 0.090909 | 1200000 |  | 1 | 0 | 0 | 0 | 1 | Lateral Hardening-Fuse-60218836 | 1500Million | Winter Haven | -1 | 3000
Lateral Hardening | Lateral Hardening-Fuse-10366862,1 | 13101 | 0 | 775.2365 | 766.3555 | 92272.7273 | 0.0083053 | 0.076894 | 1200000 | 3 | 1 | 0 | 0 | 0 | 1 | Lateral Hardening-Fuse-10366862 | 1500Million | Central | -1 | 3000
Lateral Hardening | Lateral Hardening-Fuse-92015822,1 | 13772 | 0 | 2318.7804 | 2292.2169 | 276590.9091 | 0.0082874 | 0.23049 | 1200000 |  | 1 | 0 | 0 | 0 | 1 | Lateral Hardening-Fuse-92015822 | 1500Million | Winter Haven | -1 | 3000
Lateral Hardening | Lateral Hardening-Fuse-60557656,1 | 13657 | 33.8214 | 421.7311 | 449.4521 | 54545.4545 | 0.00824 | 0.045455 | 1200000 | 1 | 1 | 0 | 0 | 0 | 1 | Lateral Hardening-Fuse-60557656 | 1500Million | Plant City | -1 | 3000
Lateral Hardening | Lateral Hardening-Fuse-10688904,1 | 13335 | 0 | 789.1656 | 780.1251 | 95454.5455 | 0.0081727 | 0.079545 | 1200000 | 1 | 1 | 0 | 0 | 0 | 1 | Lateral Hardening-Fuse-10688904 | 1500Million | Western | -1 | 3000
Lateral Hardening | Lateral Hardening-Fuse-10802841,1 | 13133 | 0 | 575.8139 | 569.2174 | 69772.7273 | 0.0081582 | 0.058144 | 1200000 | 3 | 1 | 0 | 0 | 0 | 1 | Lateral Hardening-Fuse-10802841 | 1500Million | Eastern | -1 | 3000
Lateral Hardening | Lateral Hardening-Fuse-10686249,1 | 13808 | 61.254 | 396.7342 | 451.3415 | 55454.5455 | 0.0081389 | 0.046212 | 1200000 | 1 | 1 | 0 | 0 | 0 | 1 | Lateral Hardening-Fuse-10686249 | 1500Million | Plant City | -1 | 3000
Lateral Hardening | Lateral Hardening-Fuse-10453998,1 | 13130 | 0 | 568.5068 | 561.9941 | 69090.9091 | 0.0081341 | 0.057576 | 1200000 | 5 | 1 | 0 | 0 | 0 | 1 | Lateral Hardening-Fuse-10453998 | 1500Million | Eastern | -1 | 3000
Lateral Hardening | Lateral Hardening-Fuse-91493677,1 | 14041 | 0 | 460.9657 | 455.685 | 56136.3636 | 0.0081175 | 0.04678 | 1200000 | 2 | 1 | 1 | 0 | 1 | 2 | Lateral Hardening-Fuse-91493677 | 1500Million | Central | -1 | 3000
Lateral Hardening | Lateral Hardening-Fuse-92537154,1 | 13150 | 56.4918 | 355.3934 | 405.8335 | 50000 | 0.0081167 | 0.022348 | 2237288.1356 | 1 | 1 | 0 | 0 | 0 | 1 | Lateral Hardening-Fuse-92537154 | 1500Million | Winter Haven | -1 | 3000
Lateral Hardening | Lateral Hardening-Fuse-10241079,1 | 13531 | 0 | 405.3658 | 400.7221 | 50000 | 0.0080144 | 0.032008 | 1562130.1775 | 2 | 1 | 0 | 0 | 0 | 1 | Lateral Hardening-Fuse-10241079 | 1500Million | Western | -1 | 3000
Lateral Hardening | Lateral Hardening-Fuse-10599429,1 | 13473 | 0 | 405.3658 | 400.7221 | 50000 | 0.0080144 | 0.016288 | 3069767.4419 | 2 | 1 | 0 | 0 | 0 | 1 | Lateral Hardening-Fuse-10599429 | 1500Million | Winter Haven | -1 | 3000
Lateral Hardening | Lateral Hardening-Fuse-91317236,1 | 13299 | 122.3132 | 286.6009 | 400.1006 | 50000 | 0.008002 | 0.041098 | 1216589.8618 | 2 | 1 | 0 | 0 | 0 | 1 | Lateral Hardening-Fuse-91317236 | 1500Million | Winter Haven | -1 | 3000
Lateral Hardening | Lateral Hardening-Fuse-10254057,1 | 13583 | 0 | 663.7849 | 657.9296 | 82500 | 0.0079749 | 0.06875 | 1200000 | 1 | 1 | 0 | 0 | 0 | 1 | Lateral Hardening-Fuse-10254057 | 1500Million | Western | -1 | 3000
Lateral Hardening | Lateral Hardening-Fuse-91429586,1 | 13023 | 257.1123 | 154.8225 | 398.6708 | 50000 | 0.0079734 | 0.039015 | 1281553.3981 | 12 | 1 | 0 | 0 | 0 | 1 | Lateral Hardening-Fuse-91429586 | 1500Million | Central | -1 | 3000
Lateral Hardening | Lateral Hardening-Fuse-93433657,1 | 13128 | 0 | 438.0701 | 433.0517 | 54318.1818 | 0.0079725 | 0.045265 | 1200000 |  | 1 | 0 | 0 | 0 | 1 | Lateral Hardening-Fuse-93433657 | 1500Million | Eastern | -1 | 3000
Lateral Hardening | Lateral Hardening-Fuse-60574957,1 | 13298 | 58.4829 | 723.3351 | 771.34 | 96818.1818 | 0.0079669 | 0.080682 | 1200000 | 1 | 1 | 0 | 0 | 0 | 1 | Lateral Hardening-Fuse-60574957 | 1500Million | Winter Haven | -1 | 3000
Lateral Hardening | Lateral Hardening-Fuse-10588819,1 | 13471 | 0 | 657.638 | 650.1043 | 81818.1818 | 0.0079457 | 0.068182 | 1200000 | 4 | 1 | 0 | 0 | 0 | 1 | Lateral Hardening-Fuse-10588819 | 1500Million | Winter Haven | -1 | 3000
Lateral Hardening | Lateral Hardening-Fuse-90522305,1 | 13206 | 343.6568 | 69.65 | 396.2033 | 50000 | 0.0079241 | 0.019886 | 2514285.7143 | 5 | 1 | 0 | 0 | 0 | 1 | Lateral Hardening-Fuse-90522305 | 1500Million | Western | -1 | 3000
Lateral Hardening | Lateral Hardening-Fuse-91428114,1 | 13962 | 0 | 487.6264 | 482.0403 | 60909.0909 | 0.0079141 | 0.050758 | 1200000 | 3 | 1 | 1 | 0 | 1 | 2 | Lateral Hardening-Fuse-91428114 | 1500Million | Plant City | -1 | 3000
Lateral Hardening | Lateral Hardening-Fuse-92919674,1 | 13010 | 0 | 1348.6654 | 1333.2153 | 168863.6364 | 0.0078952 | 0.14072 | 1200000 | 2 | 1 | 0 | 0 | 0 | 1 | Lateral Hardening-Fuse-92919674 | 1500Million | Plant City | -1 | 3000
Lateral Hardening | Lateral Hardening-Fuse-91507729,1 | 14112 | 0 | 460.6511 | 455.374 | 57727.2727 | 0.0078884 | 0.048106 | 1200000 | 4 | 1 | 1 | 0 | 1 | 2 | Lateral Hardening-Fuse-91507729 | 1500Million | Eastern | -1 | 3000
Lateral Hardening | Lateral Hardening-Fuse-93278086,1 | 13213 | 342.0804 | 69.3305 | 394.3858 | 50000 | 0.0078877 | 0.039583 | 1263157.8947 | 5 | 1 | 0 | 0 | 0 | 1 | Lateral Hardening-Fuse-93278086 | 1500Million | Eastern | -1 | 3000
Lateral Hardening | Lateral Hardening-Fuse-60353489,1 | 13268 | 376.6383 | 1640.2004 | 1985.2811 | 251818.1818 | 0.0078838 | 0.20985 | 1200000 | 4 | 1 | 0 | 0 | 0 | 1 | Lateral Hardening-Fuse-60353489 | 1500Million | Plant City | -1 | 3000
Lateral Hardening | Lateral Hardening-Fuse-10744376,1 | 13329 | 0 | 396.8473 | 392.301 | 50000 | 0.007846 | 0.029356 | 1703225.8065 | 1 | 1 | 0 | 0 | 0 | 1 | Lateral Hardening-Fuse-10744376 | 1500Million | Dade City | -1 | 3000
Lateral Hardening | Lateral Hardening-Fuse-92632464,1 | 13455 | 0 | 395.8981 | 391.3628 | 50000 | 0.0078273 | 0.036742 | 1360824.7423 | 1 | 1 | 0 | 0 | 0 | 1 | Lateral Hardening-Fuse-92632464 | 1500Million | Eastern | -1 | 3000
Lateral Hardening | Lateral Hardening-Fuse-92558269,1 | 13489 | 109.6909 | 458.4517 | 558.5603 | 71363.6364 | 0.007827 | 0.05947 | 1200000 | 3 | 1 | 0 | 0 | 0 | 1 | Lateral Hardening-Fuse-92558269 | 1500Million | South Hillsborough | -1 | 3000
Lateral Hardening | Lateral Hardening-Fuse-60048693,1 | 13621 | 0 | 1275.4169 | 1260.806 | 161136.3636 | 0.0078245 | 0.13428 | 1200000 |  | 1 | 0 | 0 | 0 | 1 | Lateral Hardening-Fuse-60048693 | 1500Million | Western | -1 | 3000
Lateral Hardening | Lateral Hardening-Fuse-91148652,1 | 13786 | 53.726 | 658.9548 | 703.0141 | 90000 | 0.0078113 | 0.075 | 1200000 | 1 | 1 | 0 | 0 | 0 | 1 | Lateral Hardening-Fuse-91148652 | 1500Million | Plant City | -1 | 3000
Lateral Hardening | Lateral Hardening-Fuse-10643496,1 | 13390 | 43.6606 | 409.6882 | 447.0468 | 57272.7273 | 0.0078056 | 0.047727 | 1200000 | 1 | 1 | 0 | 0 | 0 | 1 | Lateral Hardening-Fuse-10643496 | 1500Million | Plant City | -1 | 3000
Lateral Hardening | Lateral Hardening-Fuse-92152301,1 | 13019 | 0 | 394.764 | 390.2416 | 50000 | 0.0078048 | 0.025 | 2000000 | 1 | 1 | 0 | 0 | 0 | 1 | Lateral Hardening-Fuse-92152301 | 1500Million | South Hillsborough | -1 | 3000
Lateral Hardening | Lateral Hardening-Fuse-91758229,1 | 13094 | 0 | 392.9083 | 388.4072 | 50000 | 0.0077681 | 0.035417 | 1411764.7059 | 2 | 1 | 1 | 0 | 1 | 2 | Lateral Hardening-Fuse-91758229 | 1500Million | Central | -1 | 3000
Lateral Hardening | Lateral Hardening-Fuse-92427214,1 | 13388 | 224.1955 | 175.4428 | 387.433 | 50000 | 0.0077487 | 0.018561 | 2693877.551 | 1 | 1 | 0 | 0 | 0 | 1 | Lateral Hardening-Fuse-92427214 | 1500Million | Plant City | -1 | 3000
Lateral Hardening | Lateral Hardening-Fuse-60134343,1 | 13572 | 477.6356 | 390.6229 | 842.8545 | 108863.6364 | 0.0077423 | 0.09072 | 1200000 | 20 | 1 | 0 | 0 | 0 | 1 | Lateral Hardening-Fuse-60134343 | 1500Million | Western | -1 | 3000
Lateral Hardening | Lateral Hardening-Fuse-93208282,1 | 13656 | 195.6164 | 686.72 | 865.7601 | 112045.4545 | 0.0077269 | 0.093371 | 1200000 | 2 | 1 | 0 | 0 | 0 | 1 | Lateral Hardening-Fuse-93208282 | 1500Million | Plant City | -1 | 3000
Lateral Hardening | Lateral Hardening-Fuse-93451198,1 | 13458 | 0 | 749.7074 | 741.1189 | 96136.3636 | 0.007709 | 0.080114 | 1200000 | 1 | 1 | 0 | 0 | 0 | 1 | Lateral Hardening-Fuse-93451198 | 1500Million | Eastern | -1 | 3000
Lateral Hardening | Lateral Hardening-Fuse-60558340,1 | 13896 | 0 | 1218.8225 | 1204.8599 | 156363.6364 | 0.0077055 | 0.1303 | 1200000 |  | 1 | 1 | 1 | 0 | 2 | Lateral Hardening-Fuse-60558340 | 1500Million | South Hillsborough | -1 | 3000
Lateral Hardening | Lateral Hardening-Fuse-92170200,1 | 13303 | 69.571 | 1237.4602 | 1289.975 | 167954.5455 | 0.0076805 | 0.13996 | 1200000 | 1 | 1 | 0 | 0 | 0 | 1 | Lateral Hardening-Fuse-92170200 | 1500Million | South Hillsborough | -1 | 3000
Lateral Hardening | Lateral Hardening-Fuse-60371720,1 | 13961 | 280.0406 | 1046.5752 | 1301.1198 | 169545.4545 | 0.0076742 | 0.14129 | 1200000 | 4 | 1 | 0 | 0 | 0 | 1 | Lateral Hardening-Fuse-60371720 | 1500Million | Plant City | -1 | 3000
Lateral Hardening | Lateral Hardening-Fuse-91979229,1 | 13781 | 0 | 1010.3472 | 998.7728 | 130454.5455 | 0.0076561 | 0.10871 | 1200000 | 1 | 1 | 0 | 0 | 0 | 1 | Lateral Hardening-Fuse-91979229 | 1500Million | South Hillsborough | -1 | 3000
Lateral Hardening | Lateral Hardening-Fuse-92123871,1 | 13348 | 0 | 657.638 | 650.1043 | 85000 | 0.0076483 | 0.070833 | 1200000 | 1 | 1 | 0 | 0 | 0 | 1 | Lateral Hardening-Fuse-92123871 | 1500Million | Central | -1 | 3000
Lateral Hardening | Lateral Hardening-Fuse-91218354,1 | 13298 | 49.3746 | 950.8589 | 987.0367 | 129090.9091 | 0.0076461 | 0.10758 | 1200000 | 1 | 1 | 0 | 0 | 0 | 1 | Lateral Hardening-Fuse-91218354 | 1500Million | Winter Haven | -1 | 3000
Lateral Hardening | Lateral Hardening-Fuse-92734093,1 | 13031 | 113.8127 | 275.0168 | 380.7742 | 50000 | 0.0076155 | 0.010985 | 4551724.1379 | 4 | 1 | 1 | 0 | 1 | 2 | Lateral Hardening-Fuse-92734093 | 1500Million | Winter Haven | -1 | 3000
Lateral Hardening | Lateral Hardening-Fuse-60017431,1 | 13029 | 242.1827 | 31.9074 | 380.4726 | 50000 | 0.0076095 | 0.0085227 | 5866666.6667 | 7 | 1 | 0 | 0 | 0 | 1 | Lateral Hardening-Fuse-60017431 | 1500Million | Central | -1 | 3000
Lateral Hardening | Lateral Hardening-Fuse-91385205,1 | 13151 | 0 | 508.5734 | 502.7473 | 66136.3636 | 0.0076017 | 0.055114 | 1200000 | 1 | 1 | 0 | 0 | 0 | 1 | Lateral Hardening-Fuse-91385205 | 1500Million | Winter Haven | -1 | 3000
Lateral Hardening | Lateral Hardening-Fuse-91087712,1 | 13422 | 217.6133 | 173.558 | 379.2886 | 50000 | 0.0075858 | 0.020833 | 2400000 | 1 | 1 | 0 | 0 | 0 | 1 | Lateral Hardening-Fuse-91087712 | 1500Million | Dade City | -1 | 3000
Lateral Hardening | Lateral Hardening-Fuse-10159436,1 | 13166 | 0 | 720.3572 | 712.1049 | 94090.9091 | 0.0075683 | 0.078409 | 1200000 |  | 1 | 0 | 0 | 0 | 1 | Lateral Hardening-Fuse-10159436 | 1500Million | Western | -1 | 3000
Lateral Hardening | Lateral Hardening-Fuse-10640153,1 | 13795 | 314.8057 | 78.9065 | 378.0977 | 50000 | 0.007562 | 0.0060606 | 8250000 | 4 | 1 | 0 | 0 | 0 | 1 | Lateral Hardening-Fuse-10640153 | 1500Million | Eastern | -1 | 3000
Lateral Hardening | Lateral Hardening-Fuse-92460917,1 | 13899 | 0 | 495.29 | 489.616 | 64772.7273 | 0.007559 | 0.053977 | 1200000 |  | 1 | 0 | 0 | 0 | 1 | Lateral Hardening-Fuse-92460917 | 1500Million | South Hillsborough | -1 | 3000
Lateral Hardening | Lateral Hardening-Fuse-10556658,1 | 13298 | 426.0768 | 1120.9165 | 1514.4215 | 200454.5455 | 0.0075549 | 0.16705 | 1200000 | 7 | 1 | 0 | 0 | 0 | 1 | Lateral Hardening-Fuse-10556658 | 1500Million | Winter Haven | -1 | 3000
Lateral Hardening | Lateral Hardening-Fuse-91381060,1 | 13190 | 0 | 558.6625 | 552.2626 | 73181.8182 | 0.0075464 | 0.060985 | 1200000 |  | 1 | 0 | 0 | 0 | 1 | Lateral Hardening-Fuse-91381060 | 1500Million | Western | -1 | 3000
Lateral Hardening | Lateral Hardening-Fuse-60007455,1 | 13076 | 0 | 651.3154 | 643.854 | 85454.5455 | 0.0075345 | 0.071212 | 1200000 | 2 | 1 | 0 | 0 | 0 | 1 | Lateral Hardening-Fuse-60007455 | 1500Million | Western | -1 | 3000
Lateral Hardening | Lateral Hardening-Fuse-90835103,1 | 13423 | 382.6729 | 77.5575 | 532.0574 | 71136.3636 | 0.0074794 | 0.05928 | 1200000 | 5 | 1 | 0 | 0 | 0 | 1 | Lateral Hardening-Fuse-90835103 | 1500Million | Dade City | -1 | 3000
Lateral Hardening | Lateral Hardening-Fuse-10618059,1 | 13972 | 0 | 859.5979 | 849.7505 | 113863.6364 | 0.0074629 | 0.094886 | 1200000 |  | 1 | 2 | 0 | 2 | 3 | Lateral Hardening-Fuse-10618059 | 1500Million | Winter Haven | -1 | 3000
Lateral Hardening | Lateral Hardening-Fuse-10155429,1 | 13067 | 309.7282 | 77.6338 | 371.9994 | 50000 | 0.00744 | 0.022348 | 2237288.1356 | 4 | 1 | 0 | 0 | 0 | 1 | Lateral Hardening-Fuse-10155429 | 1500Million | Western | -1 | 3000
Lateral Hardening | Lateral Hardening-Fuse-91123597,1 | 13864 | 160.8799 | 297.8024 | 447.6709 | 60227.2727 | 0.007433 | 0.050189 | 1200000 | 2 | 1 | 0 | 0 | 0 | 1 | Lateral Hardening-Fuse-91123597 | 1500Million | Western | -1 | 3000
Lateral Hardening | Lateral Hardening-Fuse-90748869,1 | 13935 | 233.9176 | 108.2505 | 378.0259 | 50909.0909 | 0.0074255 | 0.042424 | 1200000 | 2 | 1 | 0 | 0 | 0 | 1 | Lateral Hardening-Fuse-90748869 | 1500Million | Central | -1 | 3000
Lateral Hardening | Lateral Hardening-Fuse-92701768,1 | 13299 | 0 | 946.9988 | 936.1501 | 126136.3636 | 0.0074217 | 0.10511 | 1200000 | 1 | 1 | 0 | 0 | 0 | 1 | Lateral Hardening-Fuse-92701768 | 1500Million | Winter Haven | -1 | 3000
Lateral Hardening | Lateral Hardening-Fuse-92911148,1 | 13436 | 0 | 379.9394 | 375.5869 | 50681.8182 | 0.0074107 | 0.042235 | 1200000 | 2 | 1 | 0 | 0 | 0 | 1 | Lateral Hardening-Fuse-92911148 | 1500Million | Eastern | -1 | 3000
Lateral Hardening | Lateral Hardening-Fuse-60337682,1 | 14001 | 0 | 374.1839 | 369.8973 | 50000 | 0.0073979 | 0.027462 | 1820689.6552 | 12 | 1 | 0 | 0 | 0 | 1 | Lateral Hardening-Fuse-60337682 | 1500Million | Plant City | -1 | 3000
Lateral Hardening | Lateral Hardening-Fuse-92847739,1 | 13469 | 0 | 374.1839 | 369.8973 | 50000 | 0.0073979 | 0.030114 | 1660377.3585 | 1 | 1 | 0 | 0 | 0 | 1 | Lateral Hardening-Fuse-92847739 | 1500Million | Central | -1 | 3000
Lateral Hardening | Lateral Hardening-Fuse-92633800,1 | 13331 | 95.0563 | 282.271 | 369.7932 | 50000 | 0.0073959 | 0.03125 | 1600000 | 2 | 1 | 0 | 0 | 0 | 1 | Lateral Hardening-Fuse-92633800 | 1500Million | Dade City | -1 | 3000
Lateral Hardening | Lateral Hardening-Fuse-91614639,1 | 13586 | 158.5215 | 293.4367 | 441.1082 | 59772.7273 | 0.0073798 | 0.049811 | 1200000 | 2 | 1 | 0 | 0 | 0 | 1 | Lateral Hardening-Fuse-91614639 | 1500Million | Western | -1 | 3000
Lateral Hardening | Lateral Hardening-Fuse-92474991,1 | 13659 | 384.491 | 2.5159 | 368.7651 | 50000 | 0.0073753 | 0.0087121 | 5739130.4348 | 49 | 1 | 1 | 0 | 1 | 2 | Lateral Hardening-Fuse-92474991 | 1500Million | Winter Haven | -1 | 3000
Lateral Hardening | Lateral Hardening-Fuse-10556629,1 | 13298 | 223.4797 | 602.6412 | 809.3189 | 109772.7273 | 0.0073727 | 0.091477 | 1200000 | 3 | 1 | 0 | 0 | 0 | 1 | Lateral Hardening-Fuse-10556629 | 1500Million | Winter Haven | -1 | 3000
Lateral Hardening | Lateral Hardening-Fuse-92856341,1 | 13298 | 211.4963 | 167.6719 | 367.4899 | 50000 | 0.0073498 | 0.019129 | 2613861.3861 | 1 | 1 | 0 | 0 | 0 | 1 | Lateral Hardening-Fuse-92856341 | 1500Million | Winter Haven | -1 | 3000
Lateral Hardening | Lateral Hardening-Fuse-91045237,1 | 13046 | 0 | 371.6213 | 367.3641 | 50000 | 0.0073473 | 0.025 | 2000000 |  | 1 | 0 | 0 | 0 | 1 | Lateral Hardening-Fuse-91045237 | 1500Million | Central | -1 | 3000
Lateral Hardening | Lateral Hardening-Fuse-92878108,1 | 13460 | 0 | 1381.0399 | 1365.2189 | 186136.3636 | 0.0073345 | 0.15511 | 1200000 | 4 | 1 | 0 | 0 | 0 | 1 | Lateral Hardening-Fuse-92878108 | 1500Million | Eastern | -1 | 3000
Lateral Hardening | Lateral Hardening-Fuse-10840132,1 | 13686 | 0 | 384.2311 | 379.8294 | 51818.1818 | 0.00733 | 0.043182 | 1200000 | 1 | 1 | 0 | 0 | 0 | 1 | Lateral Hardening-Fuse-10840132 | 1500Million | Eastern | -1 | 3000
Lateral Hardening | Lateral Hardening-Fuse-10509579,1 | 13579 | 0 | 367.4857 | 363.2759 | 50000 | 0.0072655 | 0.0096591 | 5176470.5882 | 1 | 1 | 0 | 0 | 0 | 1 | Lateral Hardening-Fuse-10509579 | 1500Million | Eastern | -1 | 3000
Lateral Hardening | Lateral Hardening-Fuse-60317698,1 | 13866 | 0 | 718.878 | 710.6427 | 98181.8182 | 0.007238 | 0.081818 | 1200000 | 2 | 1 | 0 | 0 | 0 | 1 | Lateral Hardening-Fuse-60317698 | 1500Million | Western | -1 | 3000
Lateral Hardening | Lateral Hardening-Fuse-93217623,1 | 13656 | 207.5915 | 570.9367 | 762.5177 | 105909.0909 | 0.0071997 | 0.088258 | 1200000 | 4 | 1 | 0 | 0 | 0 | 1 | Lateral Hardening-Fuse-93217623 | 1500Million | Plant City | -1 | 3000
Lateral Hardening | Lateral Hardening-Fuse-10696434,1 | 13961 | 55.9341 | 702.8851 | 748.7384 | 104318.1818 | 0.0071774 | 0.086932 | 1200000 | 1 | 1 | 0 | 0 | 0 | 1 | Lateral Hardening-Fuse-10696434 | 1500Million | Plant City | -1 | 3000
Lateral Hardening | Lateral Hardening-Fuse-90197814,1 | 13805 | 179.7457 | 697.7148 | 860.9065 | 120000 | 0.0071742 | 0.1 | 1200000 | 3 | 1 | 0 | 0 | 0 | 1 | Lateral Hardening-Fuse-90197814 | 1500Million | Plant City | -1 | 3000
Lateral Hardening | Lateral Hardening-Fuse-10715662,1 | 13984 | 608.7254 | 1158.8959 | 1727.5738 | 241136.3636 | 0.0071643 | 0.20095 | 1200000 | 8 | 1 | 0 | 0 | 0 | 1 | Lateral Hardening-Fuse-10715662 | 1500Million | Plant City | -1 | 3000
Lateral Hardening | Lateral Hardening-Fuse-10573766,1 | 13443 | 0 | 729.4911 | 721.1342 | 100909.0909 | 0.0071464 | 0.084091 | 1200000 |  | 1 | 0 | 0 | 0 | 1 | Lateral Hardening-Fuse-10573766 | 1500Million | Winter Haven | -1 | 3000
Lateral Hardening | Lateral Hardening-Fuse-90126804,1 | 13910 | 252.0277 | 117.6909 | 356.7571 | 50000 | 0.0071351 | 0.011553 | 4327868.8525 | 2 | 1 | 0 | 0 | 0 | 1 | Lateral Hardening-Fuse-90126804 | 1500Million | Eastern | -1 | 3000
Lateral Hardening | Lateral Hardening-Fuse-10761256,1 | 13432 | 141.1698 | 111.7305 | 380.9527 | 53409.0909 | 0.0071327 | 0.044508 | 1200000 | 5 | 1 | 0 | 0 | 0 | 1 | Lateral Hardening-Fuse-10761256 | 1500Million | Dade City | -1 | 3000
Lateral Hardening | Lateral Hardening-Fuse-92515005,1 | 14198 | 0 | 1316.6715 | 1301.588 | 182500 | 0.007132 | 0.15208 | 1200000 | 23 | 1 | 2 | 0 | 2 | 3 | Lateral Hardening-Fuse-92515005 | 1500Million | Eastern | -1 | 3000
Lateral Hardening | Lateral Hardening-Fuse-91250081,1 | 13733 | 0 | 360.4831 | 356.3534 | 50000 | 0.0071271 | 0.031818 | 1571428.5714 | 1 | 1 | 0 | 0 | 0 | 1 | Lateral Hardening-Fuse-91250081 | 1500Million | Eastern | -1 | 3000
Lateral Hardening | Lateral Hardening-Fuse-92666848,1 | 13962 | 89.3067 | 273.8671 | 355.7221 | 50000 | 0.0071144 | 0.018939 | 2640000 | 3 | 1 | 0 | 0 | 0 | 1 | Lateral Hardening-Fuse-92666848 | 1500Million | Plant City | -1 | 3000
Lateral Hardening | Lateral Hardening-Fuse-10100720,1 | 13048 | 273.0683 | 214.9161 | 471.9682 | 66363.6364 | 0.0071118 | 0.055303 | 1200000 | 7 | 1 | 0 | 0 | 0 | 1 | Lateral Hardening-Fuse-10100720 | 1500Million | Central | -1 | 3000
Lateral Hardening | Lateral Hardening-Fuse-92661387,1 | 13685 | 332.7728 | 38.9236 | 355.5516 | 50000 | 0.007111 | 0.0079545 | 6285714.2857 | 8 | 1 | 0 | 0 | 0 | 1 | Lateral Hardening-Fuse-92661387 | 1500Million | Eastern | -1 | 3000
Lateral Hardening | Lateral Hardening-Fuse-90747292,1 | 13942 | 0 | 359.0369 | 354.9238 | 50000 | 0.0070985 | 0.014773 | 3384615.3846 |  | 1 | 1 | 1 | 0 | 2 | Lateral Hardening-Fuse-90747292 | 1500Million | Central | -1 | 3000
Lateral Hardening | Lateral Hardening-Fuse-60574707,1 | 14041 | 0 | 359.0369 | 354.9238 | 50000 | 0.0070985 | 0.03428 | 1458563.5359 | 2 | 1 | 0 | 0 | 0 | 1 | Lateral Hardening-Fuse-60574707 | 1500Million | Central | -1 | 3000
Lateral Hardening | Lateral Hardening-Fuse-93009571,1 | 13449 | 0 | 359.0369 | 354.9238 | 50000 | 0.0070985 | 0.024621 | 2030769.2308 | 3 | 1 | 0 | 0 | 0 | 1 | Lateral Hardening-Fuse-93009571 | 1500Million | Western | -1 | 3000
Lateral Hardening | Lateral Hardening-Fuse-92953493,1 | 13590 | 0 | 359.0369 | 354.9238 | 50000 | 0.0070985 | 0.017614 | 2838709.6774 |  | 1 | 1 | 0 | 1 | 2 | Lateral Hardening-Fuse-92953493 | 1500Million | Central | -1 | 3000
Lateral Hardening | Lateral Hardening-Fuse-92754046,1 | 13226 | 0 | 716.592 | 708.3829 | 100000 | 0.0070838 | 0.083333 | 1200000 | 25 | 1 | 1 | 0 | 1 | 2 | Lateral Hardening-Fuse-92754046 | 1500Million | Eastern | -1 | 3000
Lateral Hardening | Lateral Hardening-Fuse-93386340,1 | 13910 | 0 | 357.9966 | 353.8955 | 50000 | 0.0070779 | 0.0073864 | 6769230.7692 |  | 1 | 0 | 0 | 0 | 1 | Lateral Hardening-Fuse-93386340 | 1500Million | Eastern | -1 | 3000
Lateral Hardening | Lateral Hardening-Fuse-90291865,1 | 13007 | 0 | 808.5294 | 799.2671 | 113409.0909 | 0.0070476 | 0.094508 | 1200000 | 2 | 1 | 1 | 0 | 1 | 2 | Lateral Hardening-Fuse-90291865 | 1500Million | Plant City | -1 | 3000
Lateral Hardening | Lateral Hardening-Fuse-60068043,1 | 13139 | 0 | 364.2381 | 360.0655 | 51136.3636 | 0.0070413 | 0.042614 | 1200000 | 4 | 1 | 1 | 0 | 1 | 2 | Lateral Hardening-Fuse-60068043 | 1500Million | Western | -1 | 3000
Lateral Hardening | Lateral Hardening-Fuse-92679495,1 | 13222 | 0 | 460.9657 | 455.685 | 64772.7273 | 0.0070351 | 0.053977 | 1200000 | 1 | 1 | 0 | 0 | 0 | 1 | Lateral Hardening-Fuse-92679495 | 1500Million | Central | -1 | 3000
Lateral Hardening | Lateral Hardening-Fuse-10170041,1 | 13030 | 125.9066 | 490.0445 | 604.3515 | 86136.3636 | 0.0070162 | 0.07178 | 1200000 | 2 | 1 | 0 | 0 | 0 | 1 | Lateral Hardening-Fuse-10170041 | 1500Million | Winter Haven | -1 | 3000
Lateral Hardening | Lateral Hardening-Fuse-10897235,1 | 14050 | 0 | 482.2679 | 476.7431 | 67954.5455 | 0.0070156 | 0.056629 | 1200000 | 3 | 1 | 0 | 0 | 0 | 1 | Lateral Hardening-Fuse-10897235 | 1500Million | Plant City | -1 | 3000
Lateral Hardening | Lateral Hardening-Fuse-10556597,1 | 13298 | 60.1635 | 418.575 | 749.2915 | 106818.1818 | 0.0070146 | 0.089015 | 1200000 | 1 | 1 | 0 | 0 | 0 | 1 | Lateral Hardening-Fuse-10556597 | 1500Million | Winter Haven | -1 | 3000
Lateral Hardening | Lateral Hardening-Fuse-10476055,1 | 13324 | 0 | 46.7603 | 350.334 | 50000 | 0.0070067 | 0.01875 | 2666666.6667 |  | 1 | 0 | 0 | 0 | 1 | Lateral Hardening-Fuse-10476055 | 1500Million | Eastern | -1 | 3000
Lateral Hardening | Lateral Hardening-Fuse-90832184,1 | 13959 | 180.2107 | 146.4695 | 348.9741 | 50000 | 0.0069795 | 0.013068 | 3826086.9565 | 1 | 1 | 0 | 0 | 0 | 1 | Lateral Hardening-Fuse-90832184 | 1500Million | Plant City | -1 | 3000
Lateral Hardening | Lateral Hardening-Fuse-10681851,1 | 13214 | 0 | 600.1556 | 593.2803 | 85227.2727 | 0.0069612 | 0.071023 | 1200000 | 2 | 1 | 1 | 0 | 1 | 2 | Lateral Hardening-Fuse-10681851 | 1500Million | Eastern | -1 | 3000
Lateral Hardening | Lateral Hardening-Fuse-93313335,1 | 13889 | 0 | 350.3496 | 346.336 | 50000 | 0.0069267 | 0.040909 | 1222222.2222 | 3 | 1 | 1 | 0 | 1 | 2 | Lateral Hardening-Fuse-93313335 | 1500Million | Western | -1 | 3000
Lateral Hardening | Lateral Hardening-Fuse-10657057,1 | 13098 | 0 | 415.1822 | 410.426 | 59318.1818 | 0.0069191 | 0.049432 | 1200000 | 2 | 1 | 0 | 0 | 0 | 1 | Lateral Hardening-Fuse-10657057 | 1500Million | Central | -1 | 3000
Lateral Hardening | Lateral Hardening-Fuse-10612062,1 | 13927 | 0 | 1301.8845 | 1288.283 | 186590.9091 | 0.0069043 | 0.15549 | 1200000 | 2 | 1 | 0 | 0 | 0 | 1 | Lateral Hardening-Fuse-10612062 | 1500Million | Winter Haven | -1 | 3000
Lateral Hardening | Lateral Hardening-Fuse-90899758,1 | 13819 | 0 | 526.1104 | 520.0834 | 75454.5455 | 0.0068927 | 0.062879 | 1200000 | 1 | 1 | 1 | 0 | 1 | 2 | Lateral Hardening-Fuse-90899758 | 1500Million | South Hillsborough | -1 | 3000
Lateral Hardening | Lateral Hardening-Fuse-10667353,1 | 13785 | 392.2377 | 98.315 | 471.0976 | 68409.0909 | 0.0068865 | 0.057008 | 1200000 | 4 | 1 | 0 | 0 | 0 | 1 | Lateral Hardening-Fuse-10667353 | 1500Million | Plant City | -1 | 3000
Lateral Hardening | Lateral Hardening-Fuse-92444611,1 | 13502 | 0 | 347.5434 | 343.562 | 50000 | 0.0068712 | 0.036553 | 1367875.6477 | 2 | 1 | 1 | 0 | 1 | 2 | Lateral Hardening-Fuse-92444611 | 1500Million | Eastern | -1 | 3000
Lateral Hardening | Lateral Hardening-Fuse-91873561,1 | 13298 | 201.1553 | 683.1992 | 867.573 | 126818.1818 | 0.0068411 | 0.10568 | 1200000 | 3 | 1 | 0 | 0 | 0 | 1 | Lateral Hardening-Fuse-91873561 | 1500Million | Winter Haven | -1 | 3000
Lateral Hardening | Lateral Hardening-Fuse-60129638,1 | 13935 | 0 | 345.057 | 341.1041 | 50000 | 0.0068221 | 0.02178 | 2295652.1739 | 1 | 1 | 1 | 0 | 1 | 2 | Lateral Hardening-Fuse-60129638 | 1500Million | Central | -1 | 3000
Lateral Hardening | Lateral Hardening-Fuse-90813818,1 | 13081 | 354.3716 | 3.7695 | 340.8387 | 50000 | 0.0068168 | 0.013826 | 3616438.3562 | 6 | 1 | 0 | 0 | 0 | 1 | Lateral Hardening-Fuse-90813818 | 1500Million | Western | -1 | 3000
Lateral Hardening | Lateral Hardening-Fuse-60170299,1 | 13348 | 0 | 344.5496 | 340.6025 | 50000 | 0.006812 | 0.039773 | 1257142.8571 | 2 | 1 | 0 | 0 | 0 | 1 | Lateral Hardening-Fuse-60170299 | 1500Million | Central | -1 | 3000
Lateral Hardening | Lateral Hardening-Fuse-92498928,1 | 13132 | 0 | 344.5496 | 340.6025 | 50000 | 0.006812 | 0.037121 | 1346938.7755 | 1 | 1 | 0 | 0 | 0 | 1 | Lateral Hardening-Fuse-92498928 | 1500Million | Eastern | -1 | 3000
Lateral Hardening | Lateral Hardening-Fuse-92655811,1 | 13030 | 0 | 343.0019 | 339.0725 | 50000 | 0.0067815 | 0.016477 | 3034482.7586 | 2 | 1 | 0 | 0 | 0 | 1 | Lateral Hardening-Fuse-92655811 | 1500Million | Winter Haven | -1 | 3000
Lateral Hardening | Lateral Hardening-Fuse-90628666,1 | 13161 | 238.8509 | 120.442 | 347.1958 | 51363.6364 | 0.0067596 | 0.042803 | 1200000 | 10 | 1 | 0 | 0 | 0 | 1 | Lateral Hardening-Fuse-90628666 | 1500Million | Western | -1 | 3000
Lateral Hardening | Lateral Hardening-Fuse-93301794,1 | 13808 | 194.4189 | 154.1332 | 337.8168 | 50000 | 0.0067563 | 0.012879 | 3882352.9412 | 1 | 1 | 0 | 0 | 0 | 1 | Lateral Hardening-Fuse-93301794 | 1500Million | Plant City | -1 | 3000
Lateral Hardening | Lateral Hardening-Fuse-90147302,1 | 13207 | 0 | 583.1501 | 576.4697 | 85681.8182 | 0.006728 | 0.071402 | 1200000 | 1 | 1 | 0 | 0 | 0 | 1 | Lateral Hardening-Fuse-90147302 | 1500Million | Western | -1 | 3000
Lateral Hardening | Lateral Hardening-Fuse-10694184,1 | 13254 | 0 | 339.6274 | 335.7367 | 50000 | 0.0067147 | 0.036174 | 1382198.9529 | 2 | 1 | 1 | 0 | 1 | 2 | Lateral Hardening-Fuse-10694184 | 1500Million | South Hillsborough | -1 | 3000
Lateral Hardening | Lateral Hardening-Fuse-92570466,2 | 13030 | 0 | 339.2012 | 335.3153 | 50000 | 0.0067063 | 0.024811 | 2015267.1756 |  | 2 | 0 | 0 | 0 | 2 | Lateral Hardening-Fuse-92570466, Lateral Hardening-Fuse-92570014 | 1500Million | Winter Haven | -1 | 3000
Lateral Hardening | Lateral Hardening-Fuse-91089064,1 | 13661 | 338.4874 | 11.5304 | 334.4106 | 50000 | 0.0066882 | 0.012121 | 4125000 | 31 | 1 | 1 | 0 | 1 | 2 | Lateral Hardening-Fuse-91089064 | 1500Million | Winter Haven | -1 | 3000
Lateral Hardening | Lateral Hardening-Fuse-91556485,1 | 13685 | 348.1523 | 2.5931 | 333.8196 | 50000 | 0.0066764 | 0.025189 | 1984962.406 | 29 | 1 | 1 | 0 | 1 | 2 | Lateral Hardening-Fuse-91556485 | 1500Million | Eastern | -1 | 3000
Lateral Hardening | Lateral Hardening-Fuse-60474568,1 | 13348 | 0 | 336.7655 | 332.9076 | 50000 | 0.0066582 | 0.023295 | 2146341.4634 | 9 | 1 | 0 | 0 | 0 | 1 | Lateral Hardening-Fuse-60474568 | 1500Million | Central | -1 | 3000
Lateral Hardening | Lateral Hardening-Fuse-93386363,1 | 13439 | 0 | 951.2409 | 940.3437 | 142045.4545 | 0.00662 | 0.11837 | 1200000 | 1 | 1 | 2 | 0 | 2 | 3 | Lateral Hardening-Fuse-93386363 | 1500Million | South Hillsborough | -1 | 3000
Lateral Hardening | Lateral Hardening-Fuse-90101172,1 | 14199 | 0 | 333.2033 | 329.3862 | 50000 | 0.0065877 | 0.040909 | 1222222.2222 | 1 | 1 | 0 | 0 | 0 | 1 | Lateral Hardening-Fuse-90101172 | 1500Million | Eastern | -1 | 3000
Lateral Hardening | Lateral Hardening-Fuse-90202609,1 | 13325 | 0 | 333.2033 | 329.3862 | 50000 | 0.0065877 | 0.032955 | 1517241.3793 | 1 | 1 | 0 | 0 | 0 | 1 | Lateral Hardening-Fuse-90202609 | 1500Million | Eastern | -1 | 3000
Lateral Hardening | Lateral Hardening-Fuse-91028207,1 | 14197 | 0 | 333.2033 | 329.3862 | 50000 | 0.0065877 | 0.023674 | 2112000 |  | 1 | 0 | 0 | 0 | 1 | Lateral Hardening-Fuse-91028207 | 1500Million | Eastern | -1 | 3000
Lateral Hardening | Lateral Hardening-Fuse-60608637,1 | 13984 | 54.7274 | 529.0009 | 575.7234 | 87727.2727 | 0.0065627 | 0.073106 | 1200000 | 1 | 1 | 0 | 0 | 0 | 1 | Lateral Hardening-Fuse-60608637 | 1500Million | Plant City | -1 | 3000
Lateral Hardening | Lateral Hardening-Fuse-10374545,1 | 13547 | 101.0452 | 233.8621 | 327.6931 | 50000 | 0.0065539 | 0.023485 | 2129032.2581 | 2 | 1 | 0 | 0 | 0 | 1 | Lateral Hardening-Fuse-10374545 | 1500Million | Central | -1 | 3000
Lateral Hardening | Lateral Hardening-Fuse-60311537,1 | 13805 | 52.2257 | 370.9343 | 416.9863 | 63863.6364 | 0.0065293 | 0.05322 | 1200000 | 1 | 1 | 0 | 0 | 0 | 1 | Lateral Hardening-Fuse-60311537 | 1500Million | Plant City | -1 | 3000
Lateral Hardening | Lateral Hardening-Fuse-60579278,1 | 13916 | 0 | 328.5754 | 324.8113 | 50000 | 0.0064962 | 0.0375 | 1333333.3333 | 2 | 1 | 1 | 0 | 1 | 2 | Lateral Hardening-Fuse-60579278 | 1500Million | Winter Haven | -1 | 3000
Lateral Hardening | Lateral Hardening-Fuse-10431794,1 | 13838 | 0 | 1171.6461 | 1158.2239 | 178636.3636 | 0.0064837 | 0.14886 | 1200000 | 2 | 1 | 0 | 0 | 0 | 1 | Lateral Hardening-Fuse-10431794 | 1500Million | Central | -1 | 3000
Lateral Hardening | Lateral Hardening-Fuse-91791222,1 | 13817 | 0 | 219.9738 | 324.0489 | 50000 | 0.006481 | 0.012879 | 3882352.9412 | 1 | 1 | 0 | 0 | 0 | 1 | Lateral Hardening-Fuse-91791222 | 1500Million | South Hillsborough | -1 | 3000
Lateral Hardening | Lateral Hardening-Fuse-60445799,1 | 14023 | 169.4052 | 267.2323 | 425.5703 | 65681.8182 | 0.0064793 | 0.054735 | 1200000 | 6 | 1 | 0 | 0 | 0 | 1 | Lateral Hardening-Fuse-60445799 | 1500Million | South Hillsborough | -1 | 3000
Lateral Hardening | Lateral Hardening-Fuse-60163299,1 | 13786 | 119.2649 | 723.0829 | 829.6051 | 128181.8182 | 0.0064721 | 0.10682 | 1200000 | 2 | 1 | 0 | 0 | 0 | 1 | Lateral Hardening-Fuse-60163299 | 1500Million | Plant City | -1 | 3000
Lateral Hardening | Lateral Hardening-Fuse-92678555,1 | 13805 | 45.2685 | 283.1431 | 323.5615 | 50000 | 0.0064712 | 0.037689 | 1326633.1658 | 1 | 1 | 0 | 0 | 0 | 1 | Lateral Hardening-Fuse-92678555 | 1500Million | Plant City | -1 | 3000
Lateral Hardening | Lateral Hardening-Fuse-93207022,1 | 13656 | 416.6319 | 947.1694 | 1335.2036 | 206818.1818 | 0.0064559 | 0.17235 | 1200000 | 7 | 1 | 0 | 0 | 0 | 1 | Lateral Hardening-Fuse-93207022 | 1500Million | Plant City | -1 | 3000
Lateral Hardening | Lateral Hardening-Fuse-10477663,1 | 13435 | 0 | 326.3833 | 322.6443 | 50000 | 0.0064529 | 0.034848 | 1434782.6087 |  | 1 | 0 | 0 | 0 | 1 | Lateral Hardening-Fuse-10477663 | 1500Million | Eastern | -1 | 3000
Lateral Hardening | Lateral Hardening-Fuse-60208640,1 | 13329 | 0 | 323.4909 | 319.7851 | 50000 | 0.0063957 | 0.01572 | 3180722.8916 | 8 | 1 | 0 | 0 | 0 | 1 | Lateral Hardening-Fuse-60208640 | 1500Million | Dade City | -1 | 3000
Lateral Hardening | Lateral Hardening-Fuse-93028499,1 | 13294 | 0 | 323.0454 | 319.3447 | 50000 | 0.0063869 | 0.014773 | 3384615.3846 | 1 | 1 | 0 | 0 | 0 | 1 | Lateral Hardening-Fuse-93028499 | 1500Million | Winter Haven | -1 | 3000
Lateral Hardening | Lateral Hardening-Fuse-10562376,1 | 13296 | 141.3812 | 185.0383 | 318.3858 | 50000 | 0.0063677 | 0.011174 | 4474576.2712 | 3 | 1 | 0 | 0 | 0 | 1 | Lateral Hardening-Fuse-10562376 | 1500Million | Winter Haven | -1 | 3000
Lateral Hardening | Lateral Hardening-Fuse-93210724,1 | 13656 | 183.1592 | 145.2066 | 318.2521 | 50000 | 0.006365 | 0.024242 | 2062500 | 1 | 1 | 0 | 0 | 0 | 1 | Lateral Hardening-Fuse-93210724 | 1500Million | Plant City | -1 | 3000
Lateral Hardening | Lateral Hardening-Fuse-92678254,1 | 13805 | 90.2442 | 564.4555 | 645.0311 | 101590.9091 | 0.0063493 | 0.084659 | 1200000 | 1 | 1 | 0 | 0 | 0 | 1 | Lateral Hardening-Fuse-92678254 | 1500Million | Plant City | -1 | 3000
Lateral Hardening | Lateral Hardening-Fuse-60131458,1 | 13828 | 0 | 319.9972 | 316.3314 | 50000 | 0.0063266 | 0.014394 | 3473684.2105 | 1 | 1 | 0 | 0 | 0 | 1 | Lateral Hardening-Fuse-60131458 | 1500Million | Central | -1 | 3000
Lateral Hardening | Lateral Hardening-Fuse-90393154,1 | 13622 | 76.1211 | 355.6339 | 425.4218 | 67272.7273 | 0.0063238 | 0.056061 | 1200000 | 2 | 1 | 0 | 0 | 0 | 1 | Lateral Hardening-Fuse-90393154 | 1500Million | Western | -1 | 3000
Lateral Hardening | Lateral Hardening-Fuse-10905456,1 | 13991 | 0 | 319.8557 | 316.1914 | 50000 | 0.0063238 | 0.039394 | 1269230.7692 | 1 | 1 | 1 | 0 | 1 | 2 | Lateral Hardening-Fuse-10905456 | 1500Million | Central | -1 | 3000
Lateral Hardening | Lateral Hardening-Fuse-90291927,1 | 13007 | 0 | 453.547 | 448.3512 | 70909.0909 | 0.0063229 | 0.059091 | 1200000 | 8 | 1 | 0 | 0 | 0 | 1 | Lateral Hardening-Fuse-90291927 | 1500Million | Plant City | -1 | 3000
Lateral Hardening | Lateral Hardening-Fuse-10628989,1 | 13146 | 0 | 318.2968 | 314.6505 | 50000 | 0.006293 | 0.034848 | 1434782.6087 |  | 1 | 0 | 0 | 0 | 1 | Lateral Hardening-Fuse-10628989 | 1500Million | Plant City | -1 | 3000
Lateral Hardening | Lateral Hardening-Fuse-92338559,1 | 13435 | 0 | 318.2237 | 314.5782 | 50000 | 0.0062916 | 0.005303 | 9428571.4286 | 1 | 1 | 0 | 0 | 0 | 1 | Lateral Hardening-Fuse-92338559 | 1500Million | Eastern | -1 | 3000
Lateral Hardening | Lateral Hardening-Fuse-93225787,1 | 13459 | 0 | 317.7854 | 314.1449 | 50000 | 0.0062829 | 0.024811 | 2015267.1756 | 1 | 1 | 1 | 0 | 1 | 2 | Lateral Hardening-Fuse-93225787 | 1500Million | Eastern | -1 | 3000
Lateral Hardening | Lateral Hardening-Fuse-90454457,1 | 13443 | 327.8179 | 2.5342 | 314.1021 | 50000 | 0.006282 | 0.017992 | 2778947.3684 | 4 | 1 | 0 | 0 | 0 | 1 | Lateral Hardening-Fuse-90454457 | 1500Million | Winter Haven | -1 | 3000
Lateral Hardening | Lateral Hardening-Fuse-93297153,1 | 13808 | 142.1354 | 230.9347 | 363.916 | 57954.5455 | 0.0062793 | 0.048295 | 1200000 | 4 | 1 | 0 | 0 | 0 | 1 | Lateral Hardening-Fuse-93297153 | 1500Million | Plant City | -1 | 3000
Lateral Hardening | Lateral Hardening-Fuse-93226325,1 | 13459 | 220.0376 | 105.1309 | 313.4626 | 50000 | 0.0062693 | 0.034091 | 1466666.6667 | 2 | 1 | 0 | 0 | 0 | 1 | Lateral Hardening-Fuse-93226325 | 1500Million | Eastern | -1 | 3000
Lateral Hardening | Lateral Hardening-Fuse-91810320,1 | 13223 | 40.8793 | 357.2877 | 392.3885 | 62727.2727 | 0.0062555 | 0.052273 | 1200000 | 1 | 1 | 0 | 0 | 0 | 1 | Lateral Hardening-Fuse-91810320 | 1500Million | Central | -1 | 3000
Lateral Hardening | Lateral Hardening-Fuse-90962444,1 | 13048 | 0 | 551.4569 | 545.1395 | 87272.7273 | 0.0062464 | 0.072727 | 1200000 | 2 | 1 | 1 | 0 | 1 | 2 | Lateral Hardening-Fuse-90962444 | 1500Million | Central | -1 | 3000
Lateral Hardening | Lateral Hardening-Fuse-10075247,1 | 13656 | 325.5753 | 2.3236 | 311.7935 | 50000 | 0.0062359 | 0.038636 | 1294117.6471 | 4 | 1 | 0 | 0 | 0 | 1 | Lateral Hardening-Fuse-10075247 | 1500Million | Plant City | -1 | 3000
Lateral Hardening | Lateral Hardening-Fuse-92900388,1 | 13159 | 0 | 315.058 | 311.4487 | 50000 | 0.006229 | 0.031061 | 1609756.0976 | 1 | 1 | 0 | 0 | 0 | 1 | Lateral Hardening-Fuse-92900388 | 1500Million | Central | -1 | 3000
Lateral Hardening | Lateral Hardening-Fuse-10715647,1 | 13984 | 0 | 314.751 | 311.1452 | 50000 | 0.0062229 | 0.034091 | 1466666.6667 | 2 | 1 | 1 | 0 | 1 | 2 | Lateral Hardening-Fuse-10715647 | 1500Million | Plant City | -1 | 3000
Lateral Hardening | Lateral Hardening-Fuse-10563796,1 | 13293 | 0 | 915.5174 | 905.0294 | 146136.3636 | 0.006193 | 0.12178 | 1200000 | 1 | 1 | 0 | 0 | 0 | 1 | Lateral Hardening-Fuse-10563796 | 1500Million | Winter Haven | -1 | 3000
Lateral Hardening | Lateral Hardening-Fuse-92961172,1 | 13291 | 0 | 312.8157 | 309.2322 | 50000 | 0.0061846 | 0.019129 | 2613861.3861 | 1 | 1 | 1 | 0 | 1 | 2 | Lateral Hardening-Fuse-92961172 | 1500Million | Winter Haven | -1 | 3000
Lateral Hardening | Lateral Hardening-Fuse-10629065,1 | 13787 | 151.6797 | 596.9753 | 734.3155 | 119090.9091 | 0.006166 | 0.099242 | 1200000 | 3 | 1 | 0 | 0 | 0 | 1 | Lateral Hardening-Fuse-10629065 | 1500Million | Plant City | -1 | 3000
Lateral Hardening | Lateral Hardening-Fuse-10612069,1 | 13927 | 0 | 318.0106 | 314.3675 | 51136.3636 | 0.0061476 | 0.042614 | 1200000 | 14 | 1 | 1 | 0 | 1 | 2 | Lateral Hardening-Fuse-10612069 | 1500Million | Winter Haven | -1 | 3000
Lateral Hardening | Lateral Hardening-Fuse-60533372,1 | 13303 | 0 | 333.2033 | 329.3862 | 53636.3636 | 0.0061411 | 0.044697 | 1200000 |  | 1 | 0 | 0 | 0 | 1 | Lateral Hardening-Fuse-60533372 | 1500Million | South Hillsborough | -1 | 3000
Lateral Hardening | Lateral Hardening-Fuse-60206850,1 | 13813 | 124.1593 | 421.8321 | 535.4667 | 87272.7273 | 0.0061356 | 0.072727 | 1200000 | 4 | 1 | 0 | 0 | 0 | 1 | Lateral Hardening-Fuse-60206850 | 1500Million | Dade City | -1 | 3000
Lateral Hardening | Lateral Hardening-Fuse-10006669,1 | 13189 | 0 | 310.0946 | 306.5422 | 50000 | 0.0061308 | 0.037689 | 1326633.1658 | 11 | 1 | 0 | 0 | 0 | 1 | Lateral Hardening-Fuse-10006669 | 1500Million | Western | -1 | 3000
Lateral Hardening | Lateral Hardening-Fuse-60361545,1 | 13303 | 33.8214 | 421.7311 | 449.4521 | 73409.0909 | 0.0061226 | 0.061174 | 1200000 | 1 | 1 | 0 | 0 | 0 | 1 | Lateral Hardening-Fuse-60361545 | 1500Million | South Hillsborough | -1 | 3000
Lateral Hardening | Lateral Hardening-Fuse-92528957,1 | 13485 | 0 | 957.8787 | 946.9054 | 155000 | 0.0061091 | 0.12917 | 1200000 | 4 | 1 | 0 | 0 | 0 | 1 | Lateral Hardening-Fuse-92528957 | 1500Million | Western | -1 | 3000
Lateral Hardening | Lateral Hardening-Fuse-92147535,1 | 13167 | 0 | 748.1647 | 739.5939 | 121363.6364 | 0.006094 | 0.10114 | 1200000 | 3 | 1 | 0 | 0 | 0 | 1 | Lateral Hardening-Fuse-92147535 | 1500Million | Western | -1 | 3000
Lateral Hardening | Lateral Hardening-Fuse-91408558,1 | 13829 | 215.5578 | 99.7541 | 304.1478 | 50000 | 0.006083 | 0.039015 | 1281553.3981 | 2 | 1 | 0 | 0 | 0 | 1 | Lateral Hardening-Fuse-91408558 | 1500Million | Central | -1 | 3000
Lateral Hardening | Lateral Hardening-Fuse-60124532,1 | 13825 | 0 | 153.4996 | 303.4823 | 50000 | 0.0060696 | 0.017992 | 2778947.3684 | 1 | 1 | 0 | 0 | 0 | 1 | Lateral Hardening-Fuse-60124532 | 1500Million | Central | -1 | 3000
Lateral Hardening | Lateral Hardening-Fuse-60131630,1 | 13836 | 174.7356 | 137.7845 | 303.029 | 50000 | 0.0060606 | 0.039015 | 1281553.3981 | 1 | 1 | 0 | 0 | 0 | 1 | Lateral Hardening-Fuse-60131630 | 1500Million | Central | -1 | 3000
Lateral Hardening | Lateral Hardening-Fuse-10827152,1 | 13769 | 42.4103 | 264.7757 | 302.6767 | 50000 | 0.0060535 | 0.038258 | 1306930.6931 | 1 | 1 | 0 | 0 | 0 | 1 | Lateral Hardening-Fuse-10827152 | 1500Million | Winter Haven | -1 | 3000
Lateral Hardening | Lateral Hardening-Fuse-93297513,1 | 13808 | 30.3272 | 276.5833 | 302.599 | 50000 | 0.006052 | 0.013447 | 3718309.8592 | 1 | 1 | 0 | 0 | 0 | 1 | Lateral Hardening-Fuse-93297513 | 1500Million | Plant City | -1 | 3000
Lateral Hardening | Lateral Hardening-Fuse-92726696,1 | 13815 | 30.3272 | 276.5833 | 302.599 | 50000 | 0.006052 | 0.014773 | 3384615.3846 | 1 | 1 | 1 | 0 | 1 | 2 | Lateral Hardening-Fuse-92726696 | 1500Million | Dade City | -1 | 3000
Lateral Hardening | Lateral Hardening-Fuse-92122514,1 | 13011 | 29.8198 | 276.9206 | 302.4187 | 50000 | 0.0060484 | 0.041667 | 1200000 | 1 | 1 | 0 | 0 | 0 | 1 | Lateral Hardening-Fuse-92122514 | 1500Million | Plant City | -1 | 3000
Lateral Hardening | Lateral Hardening-Fuse-10605145,1 | 13924 | 51.8106 | 486.1633 | 530.4956 | 87727.2727 | 0.0060471 | 0.073106 | 1200000 | 1 | 1 | 1 | 0 | 1 | 2 | Lateral Hardening-Fuse-10605145 | 1500Million | Winter Haven | -1 | 3000
Lateral Hardening | Lateral Hardening-Fuse-90676974,1 | 13123 | 0 | 305.5835 | 302.0828 | 50000 | 0.0060417 | 0.011742 | 4258064.5161 | 1 | 1 | 0 | 0 | 0 | 1 | Lateral Hardening-Fuse-90676974 | 1500Million | Plant City | -1 | 3000
Lateral Hardening | Lateral Hardening-Fuse-60311619,1 | 13297 | 0 | 305.5835 | 302.0828 | 50000 | 0.0060417 | 0.014583 | 3428571.4286 | 1 | 1 | 0 | 0 | 0 | 1 | Lateral Hardening-Fuse-60311619 | 1500Million | Winter Haven | -1 | 3000
Lateral Hardening | Lateral Hardening-Fuse-91793984,1 | 13927 | 0 | 305.5835 | 302.0828 | 50000 | 0.0060417 | 0.029924 | 1670886.0759 | 6 | 1 | 1 | 0 | 1 | 2 | Lateral Hardening-Fuse-91793984 | 1500Million | Winter Haven | -1 | 3000
Lateral Hardening | Lateral Hardening-Fuse-90565824,1 | 13698 | 88.5083 | 273.8671 | 355.033 | 59090.9091 | 0.0060083 | 0.049242 | 1200000 | 3 | 1 | 0 | 0 | 0 | 1 | Lateral Hardening-Fuse-90565824 | 1500Million | Winter Haven | -1 | 3000
Lateral Hardening | Lateral Hardening-Fuse-90903187,1 | 13586 | 0 | 303.6502 | 300.1716 | 50000 | 0.0060034 | 0.029167 | 1714285.7143 |  | 1 | 0 | 0 | 0 | 1 | Lateral Hardening-Fuse-90903187 | 1500Million | Western | -1 | 3000
Lateral Hardening | Lateral Hardening-Fuse-90533344,1 | 13839 | 76.5351 | 229.2776 | 299.7712 | 50000 | 0.0059954 | 0.025758 | 1941176.4706 | 2 | 1 | 0 | 0 | 0 | 1 | Lateral Hardening-Fuse-90533344 | 1500Million | Central | -1 | 3000
Lateral Hardening | Lateral Hardening-Fuse-10556601,1 | 13298 | 33.2671 | 421.7311 | 449.0244 | 75000 | 0.005987 | 0.0625 | 1200000 | 1 | 1 | 0 | 0 | 0 | 1 | Lateral Hardening-Fuse-10556601 | 1500Million | Winter Haven | -1 | 3000
Lateral Hardening | Lateral Hardening-Fuse-10755941,1 | 13749 | 0 | 301.9249 | 298.4661 | 50000 | 0.0059693 | 0.029356 | 1703225.8065 | 43 | 1 | 1 | 0 | 1 | 2 | Lateral Hardening-Fuse-10755941 | 1500Million | Western | -1 | 3000
Lateral Hardening | Lateral Hardening-Fuse-90437579,1 | 13308 | 0 | 301.9249 | 298.4661 | 50000 | 0.0059693 | 0.01553 | 3219512.1951 | 2 | 1 | 1 | 0 | 1 | 2 | Lateral Hardening-Fuse-90437579 | 1500Million | Winter Haven | -1 | 3000
Lateral Hardening | Lateral Hardening-Fuse-60132671,1 | 13469 | 0 | 760.4701 | 751.7583 | 126136.3636 | 0.0059599 | 0.10511 | 1200000 | 8 | 1 | 1 | 0 | 1 | 2 | Lateral Hardening-Fuse-60132671 | 1500Million | Central | -1 | 3000
Lateral Hardening | Lateral Hardening-Fuse-10714650,1 | 13019 | 346.0556 | 327.8663 | 654.6818 | 110000 | 0.0059517 | 0.091667 | 1200000 | 8 | 1 | 0 | 0 | 0 | 1 | Lateral Hardening-Fuse-10714650 | 1500Million | South Hillsborough | -1 | 3000
Lateral Hardening | Lateral Hardening-Fuse-90423418,1 | 13433 | 0 | 420.8883 | 416.0667 | 70000 | 0.0059438 | 0.058333 | 1200000 | 1 | 1 | 0 | 0 | 0 | 1 | Lateral Hardening-Fuse-90423418 | 1500Million | Eastern | -1 | 3000
Lateral Hardening | Lateral Hardening-Fuse-90014653,1 | 13961 | 42.0789 | 259.2824 | 296.9754 | 50000 | 0.0059395 | 0.0018939 | 26400000 | 1 | 1 | 1 | 1 | 0 | 2 | Lateral Hardening-Fuse-90014653 | 1500Million | Plant City | -1 | 3000
Lateral Hardening | Lateral Hardening-Fuse-60371722,1 | 13961 | 125.8217 | 803.4556 | 915.6243 | 154772.7273 | 0.0059159 | 0.12898 | 1200000 | 2 | 1 | 0 | 0 | 0 | 1 | Lateral Hardening-Fuse-60371722 | 1500Million | Plant City | -1 | 3000
Lateral Hardening | Lateral Hardening-Fuse-90782843,1 | 13372 | 0 | 433.148 | 428.186 | 72500 | 0.005906 | 0.060417 | 1200000 | 1 | 1 | 1 | 0 | 1 | 2 | Lateral Hardening-Fuse-90782843 | 1500Million | Winter Haven | -1 | 3000
Lateral Hardening | Lateral Hardening-Fuse-60075640,1 | 13077 | 0 | 297.6117 | 294.2023 | 50000 | 0.005884 | 0.011932 | 4190476.1905 | 13 | 1 | 0 | 0 | 0 | 1 | Lateral Hardening-Fuse-60075640 | 1500Million | Western | -1 | 3000
Lateral Hardening | Lateral Hardening-Fuse-93236497,1 | 13696 | 0 | 297.6117 | 294.2023 | 50000 | 0.005884 | 0.036742 | 1360824.7423 | 4 | 1 | 0 | 0 | 0 | 1 | Lateral Hardening-Fuse-93236497 | 1500Million | Winter Haven | -1 | 3000
Lateral Hardening | Lateral Hardening-Fuse-92655879,1 | 13030 | 54.6343 | 341.7244 | 390.5053 | 66590.9091 | 0.0058642 | 0.055492 | 1200000 | 1 | 1 | 0 | 0 | 0 | 1 | Lateral Hardening-Fuse-92655879 | 1500Million | Winter Haven | -1 | 3000
Lateral Hardening | Lateral Hardening-Fuse-93224132,1 | 13459 | 0 | 296.5587 | 293.1614 | 50000 | 0.0058632 | 0.036553 | 1367875.6477 | 1 | 1 | 0 | 0 | 0 | 1 | Lateral Hardening-Fuse-93224132 | 1500Million | Eastern | -1 | 3000
Lateral Hardening | Lateral Hardening-Fuse-60141070,1 | 13948 | 0 | 295.3282 | 291.945 | 50000 | 0.0058389 | 0.040909 | 1222222.2222 | 1 | 1 | 0 | 0 | 0 | 1 | Lateral Hardening-Fuse-60141070 | 1500Million | Central | -1 | 3000
Lateral Hardening | Lateral Hardening-Fuse-90959668,1 | 13278 | 0 | 531.5907 | 525.5009 | 90000 | 0.0058389 | 0.075 | 1200000 | 1 | 1 | 0 | 0 | 0 | 1 | Lateral Hardening-Fuse-90959668 | 1500Million | Winter Haven | -1 | 3000
Lateral Hardening | Lateral Hardening-Fuse-92779227,1 | 13153 | 0 | 293.0828 | 289.7253 | 50000 | 0.0057945 | 0.022348 | 2237288.1356 | 6 | 1 | 0 | 0 | 0 | 1 | Lateral Hardening-Fuse-92779227 | 1500Million | Winter Haven | -1 | 3000
Lateral Hardening | Lateral Hardening-Fuse-91102089,1 | 13696 | 244.4189 | 56.9268 | 289.4748 | 50000 | 0.0057895 | 0.019508 | 2563106.7961 | 4 | 1 | 0 | 0 | 0 | 1 | Lateral Hardening-Fuse-91102089 | 1500Million | Winter Haven | -1 | 3000
Lateral Hardening | Lateral Hardening-Fuse-10391652,1 | 13546 | 0 | 420.8427 | 416.0216 | 72045.4545 | 0.0057744 | 0.060038 | 1200000 | 3 | 1 | 0 | 0 | 0 | 1 | Lateral Hardening-Fuse-10391652 | 1500Million | Central | -1 | 3000
Lateral Hardening | Lateral Hardening-Fuse-60125242,1 | 13097 | 0 | 745.3231 | 736.7848 | 127727.2727 | 0.0057684 | 0.10644 | 1200000 | 1 | 1 | 0 | 0 | 0 | 1 | Lateral Hardening-Fuse-60125242 | 1500Million | Central | -1 | 3000
Lateral Hardening | Lateral Hardening-Fuse-91837742,1 | 13843 | 0 | 1494.4418 | 1477.3218 | 256136.3636 | 0.0057677 | 0.21345 | 1200000 | 1 | 1 | 0 | 0 | 0 | 1 | Lateral Hardening-Fuse-91837742 | 1500Million |  | -1 | 3000
Lateral Hardening | Lateral Hardening-Fuse-10876292,1 | 14023 | 242.6031 | 266.0967 | 495.547 | 86136.3636 | 0.0057531 | 0.07178 | 1200000 | 4 | 1 | 0 | 0 | 0 | 1 | Lateral Hardening-Fuse-10876292 | 1500Million | South Hillsborough | -1 | 3000
Lateral Hardening | Lateral Hardening-Fuse-91087701,1 | 13422 | 165.0219 | 131.6136 | 287.6245 | 50000 | 0.0057525 | 0.020644 | 2422018.3486 | 1 | 1 | 0 | 0 | 0 | 1 | Lateral Hardening-Fuse-91087701 | 1500Million | Dade City | -1 | 3000
Lateral Hardening | Lateral Hardening-Fuse-91578401,1 | 13786 | 0 | 290.0635 | 286.7406 | 50000 | 0.0057348 | 0.017614 | 2838709.6774 | 1 | 1 | 0 | 0 | 0 | 1 | Lateral Hardening-Fuse-91578401 | 1500Million | Plant City | -1 | 3000
Lateral Hardening | Lateral Hardening-Fuse-60056915,1 | 13622 | 0 | 470.4167 | 465.0277 | 81136.3636 | 0.0057314 | 0.067614 | 1200000 | 2 | 1 | 1 | 0 | 1 | 2 | Lateral Hardening-Fuse-60056915 | 1500Million | Western | -1 | 3000
Lateral Hardening | Lateral Hardening-Fuse-92670471,1 | 14030 | 151.4986 | 143.1434 | 286.0233 | 50000 | 0.0057205 | 0.020833 | 2400000 | 7 | 1 | 0 | 0 | 0 | 1 | Lateral Hardening-Fuse-92670471 | 1500Million | Western | -1 | 3000
Lateral Hardening | Lateral Hardening-Fuse-90434194,1 | 13309 | 0 | 612.806 | 605.7858 | 105909.0909 | 0.0057199 | 0.088258 | 1200000 | 3 | 1 | 2 | 0 | 2 | 3 | Lateral Hardening-Fuse-90434194 | 1500Million | Winter Haven | -1 | 3000
Lateral Hardening | Lateral Hardening-Fuse-10650495,1 | 13391 | 187.4361 | 374.6666 | 548.9939 | 96363.6364 | 0.0056971 | 0.080303 | 1200000 | 4 | 1 | 0 | 0 | 0 | 1 | Lateral Hardening-Fuse-10650495 | 1500Million | Plant City | -1 | 3000
Lateral Hardening | Lateral Hardening-Fuse-91365677,1 | 13123 | 73.5026 | 216.6251 | 284.3295 | 50000 | 0.0056866 | 0.0087121 | 5739130.4348 | 2 | 1 | 0 | 0 | 0 | 1 | Lateral Hardening-Fuse-91365677 | 1500Million | Plant City | -1 | 3000
Lateral Hardening | Lateral Hardening-Fuse-93050979,1 | 13460 | 32.0521 | 424.501 | 450.3325 | 79318.1818 | 0.0056775 | 0.066098 | 1200000 | 1 | 1 | 0 | 0 | 0 | 1 | Lateral Hardening-Fuse-93050979 | 1500Million | Eastern | -1 | 3000
Lateral Hardening | Lateral Hardening-Fuse-91859578,1 | 13348 | 0 | 319.9389 | 316.2737 | 55909.0909 | 0.0056569 | 0.046591 | 1200000 | 1 | 1 | 0 | 0 | 0 | 1 | Lateral Hardening-Fuse-91859578 | 1500Million | Central | -1 | 3000
Lateral Hardening | Lateral Hardening-Fuse-10629064,1 | 13787 | 212.2606 | 1222.6316 | 1414.0569 | 250000 | 0.0056562 | 0.20833 | 1200000 | 3 | 1 | 0 | 0 | 0 | 1 | Lateral Hardening-Fuse-10629064 | 1500Million | Plant City | -1 | 3000
Lateral Hardening | Lateral Hardening-Fuse-90020991,1 | 13435 | 0 | 370.5811 | 366.3358 | 65000 | 0.0056359 | 0.054167 | 1200000 | 3 | 1 | 0 | 0 | 0 | 1 | Lateral Hardening-Fuse-90020991 | 1500Million | Eastern | -1 | 3000
Lateral Hardening | Lateral Hardening-Fuse-93276653,1 | 13213 | 40.6521 | 245.2196 | 281.7318 | 50000 | 0.0056346 | 0.034848 | 1434782.6087 | 1 | 1 | 0 | 0 | 0 | 1 | Lateral Hardening-Fuse-93276653 | 1500Million | Eastern | -1 | 3000
Lateral Hardening | Lateral Hardening-Fuse-92573973,1 | 13254 | 96.4134 | 842.6596 | 925.4445 | 164318.1818 | 0.005632 | 0.13693 | 1200000 | 1 | 1 | 0 | 0 | 0 | 1 | Lateral Hardening-Fuse-92573973 | 1500Million | South Hillsborough | -1 | 3000
Lateral Hardening | Lateral Hardening-Fuse-60016425,1 | 13049 | 0 | 283.744 | 280.4935 | 50000 | 0.0056099 | 0.041477 | 1205479.4521 |  | 1 | 0 | 0 | 0 | 1 | Lateral Hardening-Fuse-60016425 | 1500Million | Central | -1 | 3000
Lateral Hardening | Lateral Hardening-Fuse-10397069,1 | 13591 | 249.5256 | 185.4909 | 421.4247 | 75227.2727 | 0.005602 | 0.062689 | 1200000 | 11 | 1 | 0 | 0 | 0 | 1 | Lateral Hardening-Fuse-10397069 | 1500Million | Central | -1 | 3000
Lateral Hardening | Lateral Hardening-Fuse-92498923,1 | 13132 | 0 | 333.2033 | 329.3862 | 58863.6364 | 0.0055957 | 0.049053 | 1200000 | 2 | 1 | 0 | 0 | 0 | 1 | Lateral Hardening-Fuse-92498923 | 1500Million | Eastern | -1 | 3000
Lateral Hardening | Lateral Hardening-Fuse-10762850,1 | 13815 | 203.3216 | 84.9638 | 278.2141 | 50000 | 0.0055643 | 0.021591 | 2315789.4737 | 2 | 1 | 1 | 0 | 1 | 2 | Lateral Hardening-Fuse-10762850 | 1500Million | Dade City | -1 | 3000
Lateral Hardening | Lateral Hardening-Fuse-10762844,1 | 13815 | 65.9078 | 328.0833 | 388.2334 | 69772.7273 | 0.0055643 | 0.058144 | 1200000 | 2 | 1 | 0 | 0 | 0 | 1 | Lateral Hardening-Fuse-10762844 | 1500Million | Dade City | -1 | 3000
Lateral Hardening | Lateral Hardening-Fuse-10452694,1 | 13129 | 158.1853 | 23.5002 | 278.1826 | 50000 | 0.0055637 | 0.019129 | 2613861.3861 | 6 | 1 | 0 | 0 | 0 | 1 | Lateral Hardening-Fuse-10452694 | 1500Million | Eastern | -1 | 3000
Lateral Hardening | Lateral Hardening-Fuse-91019428,1 | 13501 | 0 | 281.0121 | 277.7929 | 50000 | 0.0055559 | 0.010038 | 4981132.0755 |  | 1 | 1 | 0 | 1 | 2 | Lateral Hardening-Fuse-91019428 | 1500Million | Eastern | -1 | 3000
Lateral Hardening | Lateral Hardening-Fuse-92648650,1 | 13331 | 288.9454 | 2.6893 | 277.3297 | 50000 | 0.0055466 | 0.027273 | 1833333.3333 | 8 | 1 | 0 | 0 | 0 | 1 | Lateral Hardening-Fuse-92648650 | 1500Million | Dade City | -1 | 3000
Lateral Hardening | Lateral Hardening-Fuse-92043539,1 | 13442 | 132.1739 | 151.9888 | 277.1244 | 50000 | 0.0055425 | 0.010606 | 4714285.7143 | 3 | 1 | 1 | 0 | 1 | 2 | Lateral Hardening-Fuse-92043539 | 1500Million | Winter Haven | -1 | 3000
Lateral Hardening | Lateral Hardening-Fuse-93297896,1 | 13172 | 67.1347 | 421.8833 | 481.7891 | 87045.4545 | 0.0055349 | 0.072538 | 1200000 | 2 | 1 | 0 | 0 | 0 | 1 | Lateral Hardening-Fuse-93297896 | 1500Million | Eastern | -1 | 3000
Lateral Hardening | Lateral Hardening-Fuse-92386116,1 | 13707 | 27.2648 | 253.1935 | 276.5069 | 50000 | 0.0055301 | 0.0087121 | 5739130.4348 | 1 | 1 | 0 | 0 | 0 | 1 | Lateral Hardening-Fuse-92386116 | 1500Million | Eastern | -1 | 3000
Lateral Hardening | Lateral Hardening-Fuse-92958400,1 | 13268 | 47.9637 | 463.1649 | 503.7296 | 91136.3636 | 0.0055272 | 0.075947 | 1200000 | 1 | 1 | 0 | 0 | 0 | 1 | Lateral Hardening-Fuse-92958400 | 1500Million | Plant City | -1 | 3000
Lateral Hardening | Lateral Hardening-Fuse-10588822,1 | 13471 | 0 | 602.2655 | 595.3661 | 108181.8182 | 0.0055034 | 0.090152 | 1200000 | 1 | 1 | 0 | 0 | 0 | 1 | Lateral Hardening-Fuse-10588822 | 1500Million | Winter Haven | -1 | 3000
Lateral Hardening | Lateral Hardening-Fuse-10477662,1 | 13435 | 0 | 277.4258 | 274.2477 | 50000 | 0.005485 | 0.0051136 | 9777777.7778 | 1 | 1 | 0 | 0 | 0 | 1 | Lateral Hardening-Fuse-10477662 | 1500Million | Eastern | -1 | 3000
Lateral Hardening | Lateral Hardening-Fuse-10905457,1 | 13991 | 0 | 277.4258 | 274.2477 | 50000 | 0.005485 | 0.0090909 | 5500000 | 1 | 1 | 0 | 0 | 0 | 1 | Lateral Hardening-Fuse-10905457 | 1500Million | Central | -1 | 3000
Lateral Hardening | Lateral Hardening-Fuse-60322364,1 | 13100 | 0 | 277.4258 | 274.2477 | 50000 | 0.005485 | 0.037689 | 1326633.1658 | 2 | 1 | 0 | 0 | 0 | 1 | Lateral Hardening-Fuse-60322364 | 1500Million | Central | -1 | 3000
Lateral Hardening | Lateral Hardening-Fuse-90651568,1 | 13348 | 0 | 277.4258 | 274.2477 | 50000 | 0.005485 | 0.0028409 | 17600000 |  | 1 | 1 | 1 | 0 | 2 | Lateral Hardening-Fuse-90651568 | 1500Million | Central | -1 | 3000
Lateral Hardening | Lateral Hardening-Fuse-90532326,1 | 13677 | 0 | 277.4258 | 274.2477 | 50000 | 0.005485 | 0.025379 | 1970149.2537 |  | 1 | 1 | 0 | 1 | 2 | Lateral Hardening-Fuse-90532326 | 1500Million | Western | -1 | 3000
Lateral Hardening | Lateral Hardening-Fuse-92474517,1 | 13440 | 0 | 277.4258 | 274.2477 | 50000 | 0.005485 | 0.0375 | 1333333.3333 | 2 | 1 | 1 | 1 | 0 | 2 | Lateral Hardening-Fuse-92474517 | 1500Million | South Hillsborough | -1 | 3000
Lateral Hardening | Lateral Hardening-Fuse-92582604,1 | 13433 | 0 | 277.4258 | 274.2477 | 50000 | 0.005485 | 0.039015 | 1281553.3981 | 1 | 1 | 0 | 0 | 0 | 1 | Lateral Hardening-Fuse-92582604 | 1500Million | Eastern | -1 | 3000
Lateral Hardening | Lateral Hardening-Fuse-92909445,1 | 13227 | 0 | 277.4258 | 274.2477 | 50000 | 0.005485 | 0.016856 | 2966292.1348 | 1 | 1 | 0 | 0 | 0 | 1 | Lateral Hardening-Fuse-92909445 | 1500Million | Eastern | -1 | 3000
Lateral Hardening | Lateral Hardening-Fuse-93241231,1 | 13114 | 0 | 277.4258 | 274.2477 | 50000 | 0.005485 | 0.018182 | 2750000 | 1 | 1 | 1 | 0 | 1 | 2 | Lateral Hardening-Fuse-93241231 | 1500Million | Western | -1 | 3000
Lateral Hardening | Lateral Hardening-Fuse-91047220,1 | 13344 | 65.1614 | 213.27 | 273.2967 | 50000 | 0.0054659 | 0.014773 | 3384615.3846 | 1 | 1 | 0 | 0 | 0 | 1 | Lateral Hardening-Fuse-91047220 | 1500Million | South Hillsborough | -1 | 3000
Lateral Hardening | Lateral Hardening-Fuse-91923976,1 | 13100 | 283.4973 | 3.0156 | 272.6709 | 50000 | 0.0054534 | 0.020833 | 2400000 | 6 | 1 | 0 | 0 | 0 | 1 | Lateral Hardening-Fuse-91923976 | 1500Million | Central | -1 | 3000
Lateral Hardening | Lateral Hardening-Fuse-93078798,1 | 13807 | 0 | 274.4015 | 271.258 | 50000 | 0.0054252 | 0.0079545 | 6285714.2857 |  | 1 | 1 | 0 | 1 | 2 | Lateral Hardening-Fuse-93078798 | 1500Million | Plant City | -1 | 3000
Lateral Hardening | Lateral Hardening-Fuse-90648844,1 | 13007 | 0 | 274.4015 | 271.258 | 50000 | 0.0054252 | 0.0034091 | 14666666.6667 |  | 1 | 0 | 0 | 0 | 1 | Lateral Hardening-Fuse-90648844 | 1500Million | Plant City | -1 | 3000
Lateral Hardening | Lateral Hardening-Fuse-92090136,1 | 13030 | 0 | 274.4015 | 271.258 | 50000 | 0.0054252 | 0.019318 | 2588235.2941 |  | 1 | 1 | 0 | 1 | 2 | Lateral Hardening-Fuse-92090136 | 1500Million | Winter Haven | -1 | 3000
Lateral Hardening | Lateral Hardening-Fuse-92541788,1 | 13813 | 0 | 274.4015 | 271.258 | 50000 | 0.0054252 | 0.017992 | 2778947.3684 | 1 | 1 | 0 | 0 | 0 | 1 | Lateral Hardening-Fuse-92541788 | 1500Million | Dade City | -1 | 3000
Lateral Hardening | Lateral Hardening-Fuse-92858469,1 | 13370 | 0 | 274.4015 | 271.258 | 50000 | 0.0054252 | 0.017045 | 2933333.3333 | 1 | 1 | 0 | 0 | 0 | 1 | Lateral Hardening-Fuse-92858469 | 1500Million | Winter Haven | -1 | 3000
Lateral Hardening | Lateral Hardening-Fuse-60565547,1 | 13461 | 53.1059 | 530.2562 | 575.4329 | 106136.3636 | 0.0054216 | 0.088447 | 1200000 | 1 | 1 | 0 | 0 | 0 | 1 | Lateral Hardening-Fuse-60565547 | 1500Million | Eastern | -1 | 3000
Lateral Hardening | Lateral Hardening-Fuse-10381182,1 | 13087 | 0 | 273.6708 | 270.5357 | 50000 | 0.0054107 | 0.039962 | 1251184.8341 | 1 | 1 | 0 | 0 | 0 | 1 | Lateral Hardening-Fuse-10381182 | 1500Million | Eastern | -1 | 3000
Lateral Hardening | Lateral Hardening-Fuse-10667386,1 | 13787 | 0 | 258.1838 | 270.2748 | 50000 | 0.0054055 | 0.030303 | 1650000 | 1 | 1 | 0 | 0 | 0 | 1 | Lateral Hardening-Fuse-10667386 | 1500Million | Plant City | -1 | 3000
Lateral Hardening | Lateral Hardening-Fuse-92007442,1 | 13479 | 71.1145 | 677.415 | 738.1668 | 136818.1818 | 0.0053952 | 0.11402 | 1200000 | 1 | 1 | 0 | 0 | 0 | 1 | Lateral Hardening-Fuse-92007442 | 1500Million | Winter Haven | -1 | 3000
Lateral Hardening | Lateral Hardening-Fuse-10129907,1 | 13006 | 272.5321 | 53.2612 | 402.9185 | 75000 | 0.0053722 | 0.0625 | 1200000 | 5 | 1 | 0 | 0 | 0 | 1 | Lateral Hardening-Fuse-10129907 | 1500Million | Dade City | -1 | 3000
Lateral Hardening | Lateral Hardening-Fuse-92663427,1 | 13226 | 0 | 270.7175 | 267.6162 | 50000 | 0.0053523 | 0.032008 | 1562130.1775 | 3 | 1 | 1 | 0 | 1 | 2 | Lateral Hardening-Fuse-92663427 | 1500Million | Eastern | -1 | 3000
Lateral Hardening | Lateral Hardening-Fuse-91861517,1 | 13231 | 0 | 268.1655 | 265.0934 | 50000 | 0.0053019 | 0.012689 | 3940298.5075 | 1 | 1 | 0 | 0 | 0 | 1 | Lateral Hardening-Fuse-91861517 | 1500Million | Eastern | -1 | 3000
Lateral Hardening | Lateral Hardening-Fuse-90927732,1 | 13330 | 37.412 | 228.5201 | 262.0448 | 50000 | 0.0052409 | 0.0026515 | 18857142.8571 | 1 | 1 | 3 | 3 | 0 | 4 | Lateral Hardening-Fuse-90927732 | 1500Million | Dade City | -1 | 3000
Lateral Hardening | Lateral Hardening-Fuse-93178520,1 | 13909 | 272.6277 | 2.6893 | 261.7885 | 50000 | 0.0052358 | 0.019508 | 2563106.7961 | 6 | 1 | 0 | 0 | 0 | 1 | Lateral Hardening-Fuse-93178520 | 1500Million | Eastern | -1 | 3000
Lateral Hardening | Lateral Hardening-Fuse-91361758,1 | 13298 | 67.7364 | 470.5995 | 530.2335 | 101590.9091 | 0.0052193 | 0.084659 | 1200000 | 2 | 1 | 0 | 0 | 0 | 1 | Lateral Hardening-Fuse-91361758 | 1500Million | Winter Haven | -1 | 3000
Lateral Hardening | Lateral Hardening-Fuse-92677346,1 | 13805 | 62.4393 | 390.5422 | 446.2918 | 85681.8182 | 0.0052087 | 0.071402 | 1200000 | 1 | 1 | 0 | 0 | 0 | 1 | Lateral Hardening-Fuse-92677346 | 1500Million | Plant City | -1 | 3000
Lateral Hardening | Lateral Hardening-Fuse-10588817,1 | 13471 | 0 | 263.0552 | 260.0417 | 50000 | 0.0052008 | 0.018182 | 2750000 |  | 1 | 0 | 0 | 0 | 1 | Lateral Hardening-Fuse-10588817 | 1500Million | Winter Haven | -1 | 3000
Lateral Hardening | Lateral Hardening-Fuse-60215232,1 | 13174 | 0 | 263.0552 | 260.0417 | 50000 | 0.0052008 | 0.0051136 | 9777777.7778 |  | 1 | 0 | 0 | 0 | 1 | Lateral Hardening-Fuse-60215232 | 1500Million | Eastern | -1 | 3000
Lateral Hardening | Lateral Hardening-Fuse-92806427,1 | 13125 | 0 | 328.5754 | 324.8113 | 62500 | 0.005197 | 0.052083 | 1200000 | 3 | 1 | 0 | 0 | 0 | 1 | Lateral Hardening-Fuse-92806427 | 1500Million | Plant City | -1 | 3000
Lateral Hardening | Lateral Hardening-Fuse-90385635,1 | 13669 | 234.2815 | 36.541 | 259.5439 | 50000 | 0.0051909 | 0.010985 | 4551724.1379 | 6 | 1 | 1 | 0 | 1 | 2 | Lateral Hardening-Fuse-90385635 | 1500Million | Western | -1 | 3000
Lateral Hardening | Lateral Hardening-Fuse-91065161,1 | 13310 | 0 | 260.8732 | 257.8847 | 50000 | 0.0051577 | 0.02178 | 2295652.1739 | 17 | 1 | 1 | 0 | 1 | 2 | Lateral Hardening-Fuse-91065161 | 1500Million | Winter Haven | -1 | 3000
Lateral Hardening | Lateral Hardening-Fuse-92220409,1 | 13431 | 0 | 420.8883 | 416.0667 | 80681.8182 | 0.0051569 | 0.067235 | 1200000 | 1 | 1 | 0 | 0 | 0 | 1 | Lateral Hardening-Fuse-92220409 | 1500Million | Dade City | -1 | 3000
Lateral Hardening | Lateral Hardening-Fuse-91838277,1 | 13104 | 0 | 260.1222 | 257.1423 | 50000 | 0.0051428 | 0.0375 | 1333333.3333 | 13 | 1 | 1 | 0 | 1 | 2 | Lateral Hardening-Fuse-91838277 | 1500Million | Central | -1 | 3000
Lateral Hardening | Lateral Hardening-Fuse-60124981,1 | 13400 | 283.4973 | 3.0156 | 272.6709 | 53181.8182 | 0.0051271 | 0.044318 | 1200000 | 6 | 1 | 0 | 0 | 0 | 1 | Lateral Hardening-Fuse-60124981 | 1500Million | Central | -1 | 3000
Lateral Hardening | Lateral Hardening-Fuse-60612936,1 | 13138 | 0 | 258.7927 | 255.8281 | 50000 | 0.0051166 | 0.027083 | 1846153.8462 | 1 | 1 | 1 | 0 | 1 | 2 | Lateral Hardening-Fuse-60612936 | 1500Million | Western | -1 | 3000
Lateral Hardening | Lateral Hardening-Fuse-10829513,1 | 13687 | 0 | 258.1838 | 255.2261 | 50000 | 0.0051045 | 0.039773 | 1257142.8571 |  | 1 | 0 | 0 | 0 | 1 | Lateral Hardening-Fuse-10829513 | 1500Million | Eastern | -1 | 3000
Lateral Hardening | Lateral Hardening-Fuse-60094909,1 | 13531 | 0 | 547.6257 | 541.3522 | 106363.6364 | 0.0050896 | 0.088636 | 1200000 | 5 | 1 | 0 | 0 | 0 | 1 | Lateral Hardening-Fuse-60094909 | 1500Million | Western | -1 | 3000
Lateral Hardening | Lateral Hardening-Fuse-92206022,1 | 13461 | 0 | 341.4457 | 337.5341 | 66363.6364 | 0.0050861 | 0.055303 | 1200000 | 1 | 1 | 0 | 0 | 0 | 1 | Lateral Hardening-Fuse-92206022 | 1500Million | Eastern | -1 | 3000
Lateral Hardening | Lateral Hardening-Fuse-91202983,1 | 13077 | 0 | 260.1222 | 257.1423 | 50681.8182 | 0.0050737 | 0.042235 | 1200000 | 4 | 1 | 0 | 0 | 0 | 1 | Lateral Hardening-Fuse-91202983 | 1500Million | Western | -1 | 3000
Lateral Hardening | Lateral Hardening-Fuse-93118730,1 | 13324 | 0 | 258.4122 | 255.4518 | 50681.8182 | 0.0050403 | 0.042235 | 1200000 | 7 | 1 | 0 | 0 | 0 | 1 | Lateral Hardening-Fuse-93118730 | 1500Million | Eastern | -1 | 3000
Lateral Hardening | Lateral Hardening-Fuse-60256997,1 | 13224 | 0 | 530.4642 | 524.3873 | 104318.1818 | 0.0050268 | 0.086932 | 1200000 | 1 | 1 | 0 | 0 | 0 | 1 | Lateral Hardening-Fuse-60256997 | 1500Million | Central | -1 | 3000
Lateral Hardening | Lateral Hardening-Fuse-92292405,1 | 13787 | 34.6299 | 421.7311 | 450.1252 | 89545.4545 | 0.0050268 | 0.074621 | 1200000 | 1 | 1 | 0 | 0 | 0 | 1 | Lateral Hardening-Fuse-92292405 | 1500Million | Plant City | -1 | 3000
Lateral Hardening | Lateral Hardening-Fuse-92955339,1 | 13754 | 82.8713 | 172.9146 | 250.1324 | 50000 | 0.0050026 | 0.0051136 | 9777777.7778 | 3 | 1 | 0 | 0 | 0 | 1 | Lateral Hardening-Fuse-92955339 | 1500Million | Western | -1 | 3000
Lateral Hardening | Lateral Hardening-Fuse-92066419,1 | 13693 | 0 | 431.2553 | 426.3149 | 85681.8182 | 0.0049756 | 0.071402 | 1200000 |  | 1 | 0 | 0 | 0 | 1 | Lateral Hardening-Fuse-92066419 | 1500Million | Eastern | -1 | 3000
Lateral Hardening | Lateral Hardening-Fuse-10704153,1 | 13962 | 0 | 479.1725 | 473.6832 | 95227.2727 | 0.0049742 | 0.079356 | 1200000 | 1 | 1 | 0 | 0 | 0 | 1 | Lateral Hardening-Fuse-10704153 | 1500Million | Plant City | -1 | 3000
Lateral Hardening | Lateral Hardening-Fuse-91925424,1 | 13187 | 242.9842 | 17.0586 | 248.2836 | 50000 | 0.0049657 | 0.0054924 | 9103448.2759 | 14 | 1 | 1 | 0 | 1 | 2 | Lateral Hardening-Fuse-91925424 | 1500Million | Central | -1 | 3000
Lateral Hardening | Lateral Hardening-Fuse-90663622,1 | 13738 | 0 | 1024.4133 | 1012.6778 | 204318.1818 | 0.0049564 | 0.17027 | 1200000 | 3 | 1 | 0 | 0 | 0 | 1 | Lateral Hardening-Fuse-90663622 | 1500Million | Western | -1 | 3000
Lateral Hardening | Lateral Hardening-Fuse-10635942,1 | 13388 | 0 | 140.9538 | 247.6897 | 50000 | 0.0049538 | 0.030871 | 1619631.9018 | 1 | 1 | 0 | 0 | 0 | 1 | Lateral Hardening-Fuse-10635942 | 1500Million | Plant City | -1 | 3000
Lateral Hardening | Lateral Hardening-Fuse-90980851,1 | 13297 | 59 | 193.1041 | 247.4549 | 50000 | 0.0049491 | 0.010417 | 4800000 | 1 | 1 | 1 | 0 | 1 | 2 | Lateral Hardening-Fuse-90980851 | 1500Million | Winter Haven | -1 | 3000
Lateral Hardening | Lateral Hardening-Fuse-93443355,1 | 13009 | 63.0337 | 189.2862 | 247.2817 | 50000 | 0.0049456 | 0.010606 | 4714285.7143 | 2 | 1 | 0 | 0 | 0 | 1 | Lateral Hardening-Fuse-93443355 | 1500Million | Plant City | -1 | 3000
Lateral Hardening | Lateral Hardening-Fuse-92469769,1 | 13825 | 213.6032 | 43.2916 | 246.264 | 50000 | 0.0049253 | 0.016098 | 3105882.3529 | 5 | 1 | 0 | 0 | 0 | 1 | Lateral Hardening-Fuse-92469769 | 1500Million | Central | -1 | 3000
Lateral Hardening | Lateral Hardening-Fuse-90087506,1 | 14025 | 60.2551 | 190.0097 | 245.241 | 50000 | 0.0049048 | 0.026326 | 1899280.5755 | 2 | 1 | 0 | 0 | 0 | 1 | Lateral Hardening-Fuse-90087506 | 1500Million | South Hillsborough | -1 | 3000
Lateral Hardening | Lateral Hardening-Fuse-90012369,1 | 13227 | 173.1848 | 80.8732 | 245.1513 | 50000 | 0.004903 | 0.01572 | 3180722.8916 | 2 | 1 | 2 | 0 | 2 | 3 | Lateral Hardening-Fuse-90012369 | 1500Million | Eastern | -1 | 3000
Lateral Hardening | Lateral Hardening-Fuse-93014892,1 | 13983 | 35.7709 | 212.2793 | 244.461 | 50000 | 0.0048892 | 0.012879 | 3882352.9412 | 1 | 1 | 1 | 0 | 1 | 2 | Lateral Hardening-Fuse-93014892 | 1500Million | Plant City | -1 | 3000
Lateral Hardening | Lateral Hardening-Fuse-91351326,1 | 13373 | 0 | 420.8883 | 416.0667 | 85454.5455 | 0.0048689 | 0.071212 | 1200000 |  | 1 | 0 | 0 | 0 | 1 | Lateral Hardening-Fuse-91351326 | 1500Million | Winter Haven | -1 | 3000
Lateral Hardening | Lateral Hardening-Fuse-93178463,1 | 13909 | 0 | 246.1068 | 243.2875 | 50000 | 0.0048657 | 0.03447 | 1450549.4505 | 6 | 1 | 0 | 0 | 0 | 1 | Lateral Hardening-Fuse-93178463 | 1500Million | Eastern | -1 | 3000
Lateral Hardening | Lateral Hardening-Fuse-91190127,1 | 13190 | 0 | 245.5182 | 242.7056 | 50000 | 0.0048541 | 0.037121 | 1346938.7755 | 1 | 1 | 0 | 0 | 0 | 1 | Lateral Hardening-Fuse-91190127 | 1500Million | Western | -1 | 3000
Lateral Hardening | Lateral Hardening-Fuse-10093649,1 | 13043 | 0 | 282.0999 | 278.8683 | 57954.5455 | 0.0048118 | 0.048295 | 1200000 | 1 | 1 | 0 | 0 | 0 | 1 | Lateral Hardening-Fuse-10093649 | 1500Million | Central | -1 | 3000
Lateral Hardening | Lateral Hardening-Fuse-91535398,1 | 13622 | 43.9486 | 421.5108 | 459.0781 | 95454.5455 | 0.0048094 | 0.079545 | 1200000 | 1 | 1 | 0 | 0 | 0 | 1 | Lateral Hardening-Fuse-91535398 | 1500Million | Western | -1 | 3000
Lateral Hardening | Lateral Hardening-Fuse-10556598,1 | 13298 | 50.9374 | 477.9695 | 521.5547 | 108636.3636 | 0.0048009 | 0.09053 | 1200000 | 1 | 1 | 0 | 0 | 0 | 1 | Lateral Hardening-Fuse-10556598 | 1500Million | Winter Haven | -1 | 3000
Lateral Hardening | Lateral Hardening-Fuse-93292364,1 | 13786 | 0 | 242.1996 | 239.425 | 50000 | 0.0047885 | 0.019886 | 2514285.7143 |  | 1 | 1 | 0 | 1 | 2 | Lateral Hardening-Fuse-93292364 | 1500Million | Plant City | -1 | 3000
Lateral Hardening | Lateral Hardening-Fuse-92505594,1 | 13148 | 0 | 237.9371 | 235.2113 | 50000 | 0.0047042 | 0.022538 | 2218487.395 |  | 1 | 0 | 0 | 0 | 1 | Lateral Hardening-Fuse-92505594 | 1500Million | Plant City | -1 | 3000
Lateral Hardening | Lateral Hardening-Fuse-10516412,1 | 13686 | 121.3566 | 120.8386 | 235.0213 | 50000 | 0.0047004 | 0.039015 | 1281553.3981 | 1 | 1 | 0 | 0 | 0 | 1 | Lateral Hardening-Fuse-10516412 | 1500Million | Eastern | -1 | 3000
Lateral Hardening | Lateral Hardening-Fuse-90122624,1 | 13405 | 52.604 | 186.677 | 234.797 | 50000 | 0.0046959 | 0.038258 | 1306930.6931 | 2 | 1 | 0 | 0 | 0 | 1 | Lateral Hardening-Fuse-90122624 | 1500Million | Western | -1 | 3000
Lateral Hardening | Lateral Hardening-Fuse-92885414,1 | 13710 | 0 | 237.2267 | 234.5091 | 50000 | 0.0046902 | 0.005303 | 9428571.4286 | 1 | 1 | 0 | 0 | 0 | 1 | Lateral Hardening-Fuse-92885414 | 1500Million | Eastern | -1 | 3000
Lateral Hardening | Lateral Hardening-Fuse-92879102,1 | 13388 | 0 | 237.2267 | 234.5091 | 50000 | 0.0046902 | 0.016667 | 3000000 |  | 1 | 0 | 0 | 0 | 1 | Lateral Hardening-Fuse-92879102 | 1500Million | Plant City | -1 | 3000
Lateral Hardening | Lateral Hardening-Fuse-10158428,1 | 13162 | 134.9937 | 58.8513 | 234.2478 | 50000 | 0.004685 | 0.017992 | 2778947.3684 | 2 | 1 | 0 | 0 | 0 | 1 | Lateral Hardening-Fuse-10158428 | 1500Million | Western | -1 | 3000
Lateral Hardening | Lateral Hardening-Fuse-10452688,1 | 13129 | 0 | 260.3151 | 257.3329 | 55000 | 0.0046788 | 0.045833 | 1200000 | 1 | 1 | 0 | 0 | 0 | 1 | Lateral Hardening-Fuse-10452688 | 1500Million | Eastern | -1 | 3000
Lateral Hardening | Lateral Hardening-Fuse-92788941,1 | 13785 | 0 | 236.364 | 233.6563 | 50000 | 0.0046731 | 0.010227 | 4888888.8889 | 1 | 1 | 1 | 0 | 1 | 2 | Lateral Hardening-Fuse-92788941 | 1500Million | Plant City | -1 | 3000
Lateral Hardening | Lateral Hardening-Fuse-92659550,1 | 13174 | 0 | 234.6388 | 231.9508 | 50000 | 0.004639 | 0.039394 | 1269230.7692 | 1 | 1 | 1 | 0 | 1 | 2 | Lateral Hardening-Fuse-92659550 | 1500Million | Eastern | -1 | 3000
Lateral Hardening | Lateral Hardening-Fuse-90216520,1 | 13909 | 0 | 232.9135 | 230.2453 | 50000 | 0.0046049 | 0.018939 | 2640000 |  | 1 | 0 | 0 | 0 | 1 | Lateral Hardening-Fuse-90216520 | 1500Million | Eastern | -1 | 3000
Lateral Hardening | Lateral Hardening-Fuse-91805140,1 | 13329 | 0 | 232.9135 | 230.2453 | 50000 | 0.0046049 | 0.019129 | 2613861.3861 | 1 | 1 | 0 | 0 | 0 | 1 | Lateral Hardening-Fuse-91805140 | 1500Million | Dade City | -1 | 3000
Lateral Hardening | Lateral Hardening-Fuse-60002015,1 | 13016 | 0 | 232.9135 | 230.2453 | 50000 | 0.0046049 | 0.015152 | 3300000 | 1 | 1 | 1 | 1 | 0 | 2 | Lateral Hardening-Fuse-60002015 | 1500Million | Western | -1 | 3000
Lateral Hardening | Lateral Hardening-Fuse-91781618,1 | 13172 | 0 | 232.3743 | 229.7123 | 50000 | 0.0045942 | 0.010038 | 4981132.0755 |  | 1 | 1 | 0 | 1 | 2 | Lateral Hardening-Fuse-91781618 | 1500Million | Eastern | -1 | 3000
Lateral Hardening | Lateral Hardening-Fuse-10612058,1 | 13927 | 0 | 781.3453 | 772.3943 | 168409.0909 | 0.0045864 | 0.14034 | 1200000 | 2 | 1 | 0 | 0 | 0 | 1 | Lateral Hardening-Fuse-10612058 | 1500Million | Winter Haven | -1 | 3000
Lateral Hardening | Lateral Hardening-Fuse-91095531,1 | 13020 | 162.5184 | 75.2089 | 229.3101 | 50000 | 0.0045862 | 0.015909 | 3142857.1429 | 2 | 1 | 1 | 0 | 1 | 2 | Lateral Hardening-Fuse-91095531 | 1500Million | South Hillsborough | -1 | 3000
Lateral Hardening | Lateral Hardening-Fuse-92701761,1 | 13298 | 32.7839 | 197.7578 | 227.2031 | 50000 | 0.0045441 | 0.035417 | 1411764.7059 | 1 | 1 | 1 | 0 | 1 | 2 | Lateral Hardening-Fuse-92701761 | 1500Million | Winter Haven | -1 | 3000
Lateral Hardening | Lateral Hardening-Fuse-92124819,1 | 13354 | 0 | 420.8427 | 416.0216 | 91818.1818 | 0.0045309 | 0.076515 | 1200000 | 32 | 1 | 2 | 0 | 2 | 3 | Lateral Hardening-Fuse-92124819 | 1500Million | Central | -1 | 3000
Lateral Hardening | Lateral Hardening-Fuse-92557749,1 | 13879 | 0 | 270.7175 | 267.6162 | 59090.9091 | 0.0045289 | 0.049242 | 1200000 | 1 | 1 | 0 | 0 | 0 | 1 | Lateral Hardening-Fuse-92557749 | 1500Million | Eastern | -1 | 3000
Lateral Hardening | Lateral Hardening-Fuse-60123872,1 | 13224 | 0 | 237.2267 | 234.5091 | 52272.7273 | 0.0044863 | 0.043561 | 1200000 | 1 | 1 | 0 | 0 | 0 | 1 | Lateral Hardening-Fuse-60123872 | 1500Million | Central | -1 | 3000
Lateral Hardening | Lateral Hardening-Fuse-10601445,1 | 13922 | 163.7676 | 68.435 | 224.0905 | 50000 | 0.0044818 | 0.007197 | 6947368.4211 | 2 | 1 | 0 | 0 | 0 | 1 | Lateral Hardening-Fuse-10601445 | 1500Million | Winter Haven | -1 | 3000
Lateral Hardening | Lateral Hardening-Fuse-93217946,1 | 13656 | 0 | 385.1572 | 380.7449 | 85227.2727 | 0.0044674 | 0.071023 | 1200000 | 1 | 1 | 0 | 0 | 0 | 1 | Lateral Hardening-Fuse-93217946 | 1500Million | Plant City | -1 | 3000
Lateral Hardening | Lateral Hardening-Fuse-93331397,1 | 13889 | 0 | 597.3545 | 590.5114 | 132272.7273 | 0.0044643 | 0.11023 | 1200000 | 1 | 1 | 1 | 0 | 1 | 2 | Lateral Hardening-Fuse-93331397 | 1500Million | Western | -1 | 3000
Lateral Hardening | Lateral Hardening-Fuse-92940593,1 | 13006 | 231.8328 | 2.2725 | 222.7494 | 50000 | 0.004455 | 0.021212 | 2357142.8571 | 3 | 1 | 0 | 0 | 0 | 1 | Lateral Hardening-Fuse-92940593 | 1500Million | Dade City | -1 | 3000
Lateral Hardening | Lateral Hardening-Fuse-10802831,1 | 13133 | 0 | 70.6098 | 221.5421 | 50000 | 0.0044308 | 0.038826 | 1287804.878 |  | 1 | 0 | 0 | 0 | 1 | Lateral Hardening-Fuse-10802831 | 1500Million | Eastern | -1 | 3000
Lateral Hardening | Lateral Hardening-Fuse-10556727,1 | 13298 | 49.5464 | 344.7088 | 388.5215 | 87727.2727 | 0.0044287 | 0.073106 | 1200000 | 1 | 1 | 0 | 0 | 0 | 1 | Lateral Hardening-Fuse-10556727 | 1500Million | Winter Haven | -1 | 3000
Lateral Hardening | Lateral Hardening-Fuse-90873893,1 | 13471 | 0 | 441.8962 | 436.8339 | 98636.3636 | 0.0044287 | 0.082197 | 1200000 | 2 | 1 | 1 | 0 | 1 | 2 | Lateral Hardening-Fuse-90873893 | 1500Million | Winter Haven | -1 | 3000
Lateral Hardening | Lateral Hardening-Fuse-92431813,1 | 13490 | 229.8164 | 2.231 | 220.8086 | 50000 | 0.0044162 | 0.0064394 | 7764705.8824 | 3 | 1 | 0 | 0 | 0 | 1 | Lateral Hardening-Fuse-92431813 | 1500Million | Western | -1 | 3000
Lateral Hardening | Lateral Hardening-Fuse-93309854,1 | 13865 | 229.8164 | 2.231 | 220.8086 | 50000 | 0.0044162 | 0.0045455 | 11000000 | 3 | 1 | 0 | 0 | 0 | 1 | Lateral Hardening-Fuse-93309854 | 1500Million | Western | -1 | 3000
Lateral Hardening | Lateral Hardening-Fuse-10745579,1 | 13431 | 229.4036 | 2.3636 | 220.4319 | 50000 | 0.0044086 | 0.040152 | 1245283.0189 | 3 | 1 | 0 | 0 | 0 | 1 | Lateral Hardening-Fuse-10745579 | 1500Million | Dade City | -1 | 3000
Lateral Hardening | Lateral Hardening-Fuse-92238114,1 | 13228 | 229.4036 | 2.3636 | 220.4319 | 50000 | 0.0044086 | 0.015152 | 3300000 | 3 | 1 | 0 | 0 | 0 | 1 | Lateral Hardening-Fuse-92238114 | 1500Million | Eastern | -1 | 3000
Lateral Hardening | Lateral Hardening-Fuse-10876294,1 | 14023 | 139.0754 | 264.2974 | 393.6699 | 89318.1818 | 0.0044075 | 0.074432 | 1200000 | 6 | 1 | 0 | 0 | 0 | 1 | Lateral Hardening-Fuse-10876294 | 1500Million | South Hillsborough | -1 | 3000
Lateral Hardening | Lateral Hardening-Fuse-90961625,1 | 13431 | 0 | 521.7465 | 515.7694 | 117500 | 0.0043895 | 0.097917 | 1200000 | 2 | 1 | 0 | 0 | 0 | 1 | Lateral Hardening-Fuse-90961625 | 1500Million | Dade City | -1 | 3000
Lateral Hardening | Lateral Hardening-Fuse-93113666,1 | 13772 | 32.0554 | 190.23 | 219.0689 | 50000 | 0.0043814 | 0.01553 | 3219512.1951 | 1 | 1 | 0 | 0 | 0 | 1 | Lateral Hardening-Fuse-93113666 | 1500Million | Winter Haven | -1 | 3000
Lateral Hardening | Lateral Hardening-Fuse-93211969,1 | 13391 | 32.0554 | 190.23 | 219.0689 | 50000 | 0.0043814 | 0.0056818 | 8800000 | 1 | 1 | 1 | 0 | 1 | 2 | Lateral Hardening-Fuse-93211969 | 1500Million | Plant City | -1 | 3000
Lateral Hardening | Lateral Hardening-Fuse-93143278,1 | 13959 | 229.8164 | 2.231 | 220.8086 | 50454.5455 | 0.0043764 | 0.042045 | 1200000 | 3 | 1 | 0 | 0 | 0 | 1 | Lateral Hardening-Fuse-93143278 | 1500Million | Plant City | -1 | 3000
Lateral Hardening | Lateral Hardening-Fuse-90890173,1 | 13505 | 0 | 220.2656 | 217.7423 | 50000 | 0.0043548 | 0.011742 | 4258064.5161 |  | 1 | 2 | 0 | 2 | 3 | Lateral Hardening-Fuse-90890173 | 1500Million | Eastern | -1 | 3000
Lateral Hardening | Lateral Hardening-Fuse-90128958,1 | 13909 | 0 | 219.8216 | 217.3034 | 50000 | 0.0043461 | 0.022538 | 2218487.395 |  | 1 | 0 | 0 | 0 | 1 | Lateral Hardening-Fuse-90128958 | 1500Million | Eastern | -1 | 3000
Lateral Hardening | Lateral Hardening-Fuse-10632668,1 | 13312 | 0 | 95.9817 | 216.5259 | 50000 | 0.0043305 | 0.0015152 | 33000000 | 2 | 1 | 0 | 0 | 0 | 1 | Lateral Hardening-Fuse-10632668 | 1500Million | Winter Haven | -1 | 3000
Lateral Hardening | Lateral Hardening-Fuse-92356661,1 | 13431 | 0 | 397.2469 | 392.6961 | 90681.8182 | 0.0043305 | 0.075568 | 1200000 | 1 | 1 | 0 | 0 | 0 | 1 | Lateral Hardening-Fuse-92356661 | 1500Million | Dade City | -1 | 3000
Lateral Hardening | Lateral Hardening-Fuse-60175285,1 | 13011 | 0 | 201.5539 | 214.2936 | 50000 | 0.0042859 | 0.041288 | 1211009.1743 |  | 1 | 0 | 0 | 0 | 1 | Lateral Hardening-Fuse-60175285 | 1500Million | Plant City | -1 | 3000
Lateral Hardening | Lateral Hardening-Fuse-90373171,1 | 13939 | 0 | 216.7389 | 214.256 | 50000 | 0.0042851 | 0.012311 | 4061538.4615 | 1 | 1 | 1 | 0 | 1 | 2 | Lateral Hardening-Fuse-90373171 | 1500Million | Central | -1 | 3000
Lateral Hardening | Lateral Hardening-Fuse-10674805,1 | 13412 | 0 | 398.2364 | 393.6742 | 92045.4545 | 0.004277 | 0.076705 | 1200000 | 2 | 1 | 0 | 0 | 0 | 1 | Lateral Hardening-Fuse-10674805 | 1500Million | Plant City | -1 | 3000
Lateral Hardening | Lateral Hardening-Fuse-92278835,1 | 13294 | 0 | 215.3435 | 212.8765 | 50000 | 0.0042575 | 0.010227 | 4888888.8889 | 1 | 1 | 1 | 0 | 1 | 2 | Lateral Hardening-Fuse-92278835 | 1500Million | Winter Haven | -1 | 3000
Lateral Hardening | Lateral Hardening-Fuse-10762933,1 | 13815 | 214.7386 | 67.8929 | 271.8753 | 63863.6364 | 0.0042571 | 0.05322 | 1200000 | 3 | 1 | 0 | 0 | 0 | 1 | Lateral Hardening-Fuse-10762933 | 1500Million | Dade City | -1 | 3000
Lateral Hardening | Lateral Hardening-Fuse-93442602,1 | 13169 | 0 | 212.0375 | 209.6085 | 50000 | 0.0041922 | 0.019129 | 2613861.3861 |  | 1 | 1 | 0 | 1 | 2 | Lateral Hardening-Fuse-93442602 | 1500Million | Eastern | -1 | 3000
Lateral Hardening | Lateral Hardening-Fuse-92294900,1 | 13358 | 0 | 212.0375 | 209.6085 | 50000 | 0.0041922 | 0.017803 | 2808510.6383 | 2 | 1 | 1 | 1 | 0 | 2 | Lateral Hardening-Fuse-92294900 | 1500Million | Western | -1 | 3000
Lateral Hardening | Lateral Hardening-Fuse-90587526,1 | 13753 | 0 | 212.0375 | 209.6085 | 50000 | 0.0041922 | 0.022727 | 2200000 | 8 | 1 | 0 | 0 | 0 | 1 | Lateral Hardening-Fuse-90587526 | 1500Million | Western | -1 | 3000
Lateral Hardening | Lateral Hardening-Fuse-92640774,1 | 13029 | 0 | 212.0375 | 209.6085 | 50000 | 0.0041922 | 0.041667 | 1200000 | 1 | 1 | 0 | 0 | 0 | 1 | Lateral Hardening-Fuse-92640774 | 1500Million | Central | -1 | 3000
Lateral Hardening | Lateral Hardening-Fuse-10411579,1 | 13633 | 0 | 211.9056 | 209.478 | 50000 | 0.0041896 | 0.032576 | 1534883.7209 |  | 1 | 0 | 0 | 0 | 1 | Lateral Hardening-Fuse-10411579 | 1500Million | Central | -1 | 3000
Lateral Hardening | Lateral Hardening-Fuse-10159437,1 | 13166 | 0 | 211.6519 | 209.2272 | 50000 | 0.0041845 | 0.035038 | 1427027.027 | 8 | 1 | 0 | 0 | 0 | 1 | Lateral Hardening-Fuse-10159437 | 1500Million | Western | -1 | 3000
Lateral Hardening | Lateral Hardening-Fuse-60037693,1 | 13189 | 0 | 211.6519 | 209.2272 | 50000 | 0.0041845 | 0.013826 | 3616438.3562 |  | 1 | 1 | 0 | 1 | 2 | Lateral Hardening-Fuse-60037693 | 1500Million | Western | -1 | 3000
Lateral Hardening | Lateral Hardening-Fuse-93144020,1 | 13094 | 0 | 211.6519 | 209.2272 | 50000 | 0.0041845 | 0.027273 | 1833333.3333 | 1 | 1 | 0 | 0 | 0 | 1 | Lateral Hardening-Fuse-93144020 | 1500Million | Central | -1 | 3000
Lateral Hardening | Lateral Hardening-Fuse-93335952,1 | 13582 | 0 | 211.6519 | 209.2272 | 50000 | 0.0041845 | 0.030871 | 1619631.9018 | 1 | 1 | 0 | 0 | 0 | 1 | Lateral Hardening-Fuse-93335952 | 1500Million | Western | -1 | 3000
Lateral Hardening | Lateral Hardening-Fuse-92416676,1 | 13577 | 0 | 211.3474 | 208.9263 | 50000 | 0.0041785 | 0.013447 | 3718309.8592 |  | 1 | 0 | 0 | 0 | 1 | Lateral Hardening-Fuse-92416676 | 1500Million | Eastern | -1 | 3000
Lateral Hardening | Lateral Hardening-Fuse-92834542,1 | 13438 | 0 | 211.3474 | 208.9263 | 50000 | 0.0041785 | 0.0068182 | 7333333.3333 | 1 | 1 | 0 | 0 | 0 | 1 | Lateral Hardening-Fuse-92834542 | 1500Million | South Hillsborough | -1 | 3000
Lateral Hardening | Lateral Hardening-Fuse-92901191,1 | 13462 | 0 | 211.3474 | 208.9263 | 50000 | 0.0041785 | 0.020455 | 2444444.4444 | 1 | 1 | 1 | 0 | 1 | 2 | Lateral Hardening-Fuse-92901191 | 1500Million | Plant City | -1 | 3000
Lateral Hardening | Lateral Hardening-Fuse-92940023,1 | 13348 | 0 | 209.4065 | 207.0075 | 50000 | 0.0041402 | 0.018371 | 2721649.4845 |  | 1 | 1 | 0 | 1 | 2 | Lateral Hardening-Fuse-92940023 | 1500Million | Central | -1 | 3000
Lateral Hardening | Lateral Hardening-Fuse-10694172,1 | 13254 | 0 | 482.2679 | 476.7431 | 115454.5455 | 0.0041293 | 0.096212 | 1200000 | 1 | 1 | 0 | 0 | 0 | 1 | Lateral Hardening-Fuse-10694172 | 1500Million | South Hillsborough | -1 | 3000
Lateral Hardening | Lateral Hardening-Fuse-60191260,1 | 13723 | 0 | 208.4713 | 206.083 | 50000 | 0.0041217 | 0.029735 | 1681528.6624 | 2 | 1 | 0 | 0 | 0 | 1 | Lateral Hardening-Fuse-60191260 | 1500Million | Plant City | -1 | 3000
Lateral Hardening | Lateral Hardening-Fuse-93302216,1 | 13808 | 98.6573 | 112.6407 | 206.043 | 50000 | 0.0041209 | 0.0087121 | 5739130.4348 | 3 | 1 | 0 | 0 | 0 | 1 | Lateral Hardening-Fuse-93302216 | 1500Million | Plant City | -1 | 3000
Lateral Hardening | Lateral Hardening-Fuse-10628923,1 | 13146 | 0 | 206.7297 | 204.3615 | 50000 | 0.0040872 | 0.030303 | 1650000 | 2 | 1 | 0 | 0 | 0 | 1 | Lateral Hardening-Fuse-10628923 | 1500Million | Plant City | -1 | 3000
Lateral Hardening | Lateral Hardening-Fuse-90291029,1 | 13679 | 0 | 203.3045 | 200.9755 | 50000 | 0.0040195 | 0.038447 | 1300492.6108 | 1 | 1 | 0 | 0 | 0 | 1 | Lateral Hardening-Fuse-90291029 | 1500Million | Western | -1 | 3000
Lateral Hardening | Lateral Hardening-Fuse-90481940,1 | 13678 | 0 | 217.9948 | 215.4975 | 53636.3636 | 0.0040178 | 0.044697 | 1200000 | 4 | 1 | 0 | 0 | 0 | 1 | Lateral Hardening-Fuse-90481940 | 1500Million | Western | -1 | 3000
Lateral Hardening | Lateral Hardening-Fuse-60088410,1 | 13073 | 75.979 | 126.4088 | 197.5178 | 50000 | 0.0039504 | 0.0018939 | 26400000 | 4 | 1 | 0 | 0 | 0 | 1 | Lateral Hardening-Fuse-60088410 | 1500Million | Western | -1 | 3000
Lateral Hardening | Lateral Hardening-Fuse-92035733,1 | 13442 | 0 | 808.5294 | 799.2671 | 202954.5455 | 0.0039382 | 0.16913 | 1200000 | 3 | 1 | 1 | 0 | 1 | 2 | Lateral Hardening-Fuse-92035733 | 1500Million | Winter Haven | -1 | 3000
Lateral Hardening | Lateral Hardening-Fuse-90145773,1 | 13672 | 0 | 471.6422 | 466.2391 | 119545.4545 | 0.0039001 | 0.099621 | 1200000 | 2 | 1 | 0 | 0 | 0 | 1 | Lateral Hardening-Fuse-90145773 | 1500Million | Western | -1 | 3000
Lateral Hardening | Lateral Hardening-Fuse-90801771,1 | 13835 | 0 | 195.3885 | 193.1502 | 50000 | 0.003863 | 0.036932 | 1353846.1538 | 10 | 1 | 0 | 0 | 0 | 1 | Lateral Hardening-Fuse-90801771 | 1500Million | Central | -1 | 3000
Lateral Hardening | Lateral Hardening-Fuse-93283471,1 | 14025 | 0 | 377.0458 | 372.7264 | 96590.9091 | 0.0038588 | 0.080492 | 1200000 | 3 | 1 | 1 | 0 | 1 | 2 | Lateral Hardening-Fuse-93283471 | 1500Million | South Hillsborough | -1 | 3000
Lateral Hardening | Lateral Hardening-Fuse-90251195,1 | 13292 | 0 | 194.5512 | 192.3225 | 50000 | 0.0038465 | 0.030871 | 1619631.9018 | 1 | 1 | 1 | 0 | 1 | 2 | Lateral Hardening-Fuse-90251195 | 1500Million | Winter Haven | -1 | 3000
Lateral Hardening | Lateral Hardening-Fuse-10808185,1 | 13340 | 0 | 194.0946 | 191.871 | 50000 | 0.0038374 | 0.029924 | 1670886.0759 |  | 1 | 0 | 0 | 0 | 1 | Lateral Hardening-Fuse-10808185 | 1500Million | South Hillsborough | -1 | 3000
Lateral Hardening | Lateral Hardening-Fuse-90009140,1 | 13291 | 0 | 287.6151 | 284.3203 | 74545.4545 | 0.0038141 | 0.062121 | 1200000 | 2 | 1 | 1 | 0 | 1 | 2 | Lateral Hardening-Fuse-90009140 | 1500Million | Winter Haven | -1 | 3000
Lateral Hardening | Lateral Hardening-Fuse-93241899,1 | 13114 | 0 | 192.5418 | 190.3361 | 50000 | 0.0038067 | 0.035606 | 1404255.3191 | 1 | 1 | 1 | 0 | 1 | 2 | Lateral Hardening-Fuse-93241899 | 1500Million | Western | -1 | 3000
Lateral Hardening | Lateral Hardening-Fuse-92771231,1 | 13019 | 0 | 260.1222 | 257.1423 | 67727.2727 | 0.0037967 | 0.056439 | 1200000 | 1 | 1 | 0 | 0 | 0 | 1 | Lateral Hardening-Fuse-92771231 | 1500Million | South Hillsborough | -1 | 3000
Lateral Hardening | Lateral Hardening-Fuse-10676212,1 | 13785 | 35.5601 | 446.8592 | 476.0104 | 125454.5455 | 0.0037943 | 0.10455 | 1200000 | 1 | 1 | 0 | 0 | 0 | 1 | Lateral Hardening-Fuse-10676212 | 1500Million | Plant City | -1 | 3000
Lateral Hardening | Lateral Hardening-Fuse-91738682,1 | 13648 | 76.439 | 259.6157 | 329.6777 | 87272.7273 | 0.0037776 | 0.072727 | 1200000 | 3 | 1 | 0 | 0 | 0 | 1 | Lateral Hardening-Fuse-91738682 | 1500Million | South Hillsborough | -1 | 3000
Lateral Hardening | Lateral Hardening-Fuse-60485290,1 | 14020 | 0 | 280.9911 | 277.7721 | 73636.3636 | 0.0037722 | 0.061364 | 1200000 | 5 | 1 | 1 | 0 | 1 | 2 | Lateral Hardening-Fuse-60485290 | 1500Million | South Hillsborough | -1 | 3000
Lateral Hardening | Lateral Hardening-Fuse-92601585,1 | 13010 | 0 | 189.7813 | 187.6072 | 50000 | 0.0037521 | 0.014205 | 3520000 |  | 1 | 0 | 0 | 0 | 1 | Lateral Hardening-Fuse-92601585 | 1500Million | Plant City | -1 | 3000
Lateral Hardening | Lateral Hardening-Fuse-90389136,1 | 13308 | 0 | 189.7813 | 187.6072 | 50000 | 0.0037521 | 0.016856 | 2966292.1348 |  | 1 | 0 | 0 | 0 | 1 | Lateral Hardening-Fuse-90389136 | 1500Million | Winter Haven | -1 | 3000
Lateral Hardening | Lateral Hardening-Fuse-90661633,1 | 14119 | 0 | 189.7813 | 187.6072 | 50000 | 0.0037521 | 0.013826 | 3616438.3562 | 2 | 1 | 0 | 0 | 0 | 1 | Lateral Hardening-Fuse-90661633 | 1500Million | Plant City | -1 | 3000
Lateral Hardening | Lateral Hardening-Fuse-93113660,1 | 13772 | 0 | 189.7813 | 187.6072 | 50000 | 0.0037521 | 0.0083333 | 6000000 | 2 | 1 | 0 | 0 | 0 | 1 | Lateral Hardening-Fuse-93113660 | 1500Million | Winter Haven | -1 | 3000
Lateral Hardening | Lateral Hardening-Fuse-60032880,1 | 13007 | 0 | 420.8883 | 416.0667 | 110909.0909 | 0.0037514 | 0.092424 | 1200000 |  | 1 | 0 | 0 | 0 | 1 | Lateral Hardening-Fuse-60032880 | 1500Million | Plant City | -1 | 3000
Lateral Hardening | Lateral Hardening-Fuse-10662340,1 | 13470 | 16.7837 | 105.4708 | 245.9132 | 65681.8182 | 0.003744 | 0.054735 | 1200000 | 1 | 1 | 0 | 0 | 0 | 1 | Lateral Hardening-Fuse-10662340 | 1500Million | Winter Haven | -1 | 3000
Lateral Hardening | Lateral Hardening-Fuse-92619238,1 | 13303 | 0 | 333.2033 | 329.3862 | 88409.0909 | 0.0037257 | 0.073674 | 1200000 | 1 | 1 | 0 | 0 | 0 | 1 | Lateral Hardening-Fuse-92619238 | 1500Million | South Hillsborough | -1 | 3000
Lateral Hardening | Lateral Hardening-Fuse-10061217,1 | 13071 | 48.7587 | 189.7752 | 234.0419 | 62954.5455 | 0.0037176 | 0.052462 | 1200000 | 2 | 1 | 0 | 0 | 0 | 1 | Lateral Hardening-Fuse-10061217 | 1500Million | Western | -1 | 3000
Lateral Hardening | Lateral Hardening-Fuse-90304278,1 | 13661 | 88.5462 | 101.8206 | 185.6517 | 50000 | 0.003713 | 0.019886 | 2514285.7143 | 3 | 1 | 0 | 0 | 0 | 1 | Lateral Hardening-Fuse-90304278 | 1500Million | Winter Haven | -1 | 3000
Lateral Hardening | Lateral Hardening-Fuse-10199138,1 | 13867 | 0 | 187.0412 | 184.8985 | 50000 | 0.003698 | 0.04053 | 1233644.8598 | 8 | 1 | 1 | 0 | 1 | 2 | Lateral Hardening-Fuse-10199138 | 1500Million | Western | -1 | 3000
Lateral Hardening | Lateral Hardening-Fuse-90181363,1 | 13839 | 0 | 187.0412 | 184.8985 | 50000 | 0.003698 | 0.024621 | 2030769.2308 | 2 | 1 | 0 | 0 | 0 | 1 | Lateral Hardening-Fuse-90181363 | 1500Million | Central | -1 | 3000
Lateral Hardening | Lateral Hardening-Fuse-91912757,1 | 13021 | 0 | 187.0412 | 184.8985 | 50000 | 0.003698 | 0.039583 | 1263157.8947 |  | 1 | 2 | 1 | 1 | 3 | Lateral Hardening-Fuse-91912757 | 1500Million | Central | -1 | 3000
Lateral Hardening | Lateral Hardening-Fuse-92920707,1 | 13136 | 0 | 187.0412 | 184.8985 | 50000 | 0.003698 | 0.034659 | 1442622.9508 | 3 | 1 | 0 | 0 | 0 | 1 | Lateral Hardening-Fuse-92920707 | 1500Million | Western | -1 | 3000
Lateral Hardening | Lateral Hardening-Fuse-93263696,1 | 13042 | 0 | 187.0412 | 184.8985 | 50000 | 0.003698 | 0.032008 | 1562130.1775 | 1 | 1 | 0 | 0 | 0 | 1 | Lateral Hardening-Fuse-93263696 | 1500Million | Central | -1 | 3000
Lateral Hardening | Lateral Hardening-Fuse-91597721,1 | 13190 | 0 | 191.669 | 189.4733 | 51590.9091 | 0.0036726 | 0.042992 | 1200000 | 1 | 1 | 0 | 0 | 0 | 1 | Lateral Hardening-Fuse-91597721 | 1500Million | Western | -1 | 3000
Lateral Hardening | Lateral Hardening-Fuse-92495995,1 | 13003 | 0 | 256.4433 | 253.5055 | 69090.9091 | 0.0036692 | 0.057576 | 1200000 | 3 | 1 | 0 | 0 | 0 | 1 | Lateral Hardening-Fuse-92495995 | 1500Million | South Hillsborough | -1 | 3000
Lateral Hardening | Lateral Hardening-Fuse-60298476,1 | 13924 | 0 | 330.6458 | 326.858 | 89090.9091 | 0.0036688 | 0.074242 | 1200000 |  | 1 | 0 | 0 | 0 | 1 | Lateral Hardening-Fuse-60298476 | 1500Million | Winter Haven | -1 | 3000
Lateral Hardening | Lateral Hardening-Fuse-93296475,1 | 13808 | 132.0947 | 58.0737 | 183.3896 | 50000 | 0.0036678 | 0.017045 | 2933333.3333 | 2 | 1 | 0 | 0 | 0 | 1 | Lateral Hardening-Fuse-93296475 | 1500Million | Plant City | -1 | 3000
Lateral Hardening | Lateral Hardening-Fuse-92529459,1 | 13229 | 0 | 184.504 | 182.3904 | 50000 | 0.0036478 | 0.025379 | 1970149.2537 | 1 | 1 | 0 | 0 | 0 | 1 | Lateral Hardening-Fuse-92529459 | 1500Million | Eastern | -1 | 3000
Lateral Hardening | Lateral Hardening-Fuse-60259071,1 | 13462 | 0 | 306.5806 | 303.0685 | 83181.8182 | 0.0036434 | 0.069318 | 1200000 | 4 | 1 | 3 | 0 | 3 | 4 | Lateral Hardening-Fuse-60259071 | 1500Million | Plant City | -1 | 3000
Lateral Hardening | Lateral Hardening-Fuse-92245655,1 | 13422 | 0 | 183.0578 | 180.9607 | 50000 | 0.0036192 | 0.021402 | 2336283.1858 | 1 | 1 | 1 | 0 | 1 | 2 | Lateral Hardening-Fuse-92245655 | 1500Million | Dade City | -1 | 3000
Lateral Hardening | Lateral Hardening-Fuse-60660001,1 | 13099 | 0 | 245.8607 | 243.0442 | 67272.7273 | 0.0036128 | 0.056061 | 1200000 |  | 1 | 0 | 0 | 0 | 1 | Lateral Hardening-Fuse-60660001 | 1500Million | Central | -1 | 3000
Lateral Hardening | Lateral Hardening-Fuse-91622202,1 | 14274 | 34.7831 | 148.2549 | 180.0384 | 50000 | 0.0036008 | 0.025947 | 1927007.2993 | 2 | 1 | 0 | 0 | 0 | 1 | Lateral Hardening-Fuse-91622202 | 1500Million | Western | -1 | 3000
Lateral Hardening | Lateral Hardening-Fuse-10556612,1 | 13298 | 125.7202 | 125.1836 | 243.4718 | 67954.5455 | 0.0035829 | 0.056629 | 1200000 | 1 | 1 | 0 | 0 | 0 | 1 | Lateral Hardening-Fuse-10556612 | 1500Million | Winter Haven | -1 | 3000
Lateral Hardening | Lateral Hardening-Fuse-60003922,1 | 13009 | 0 | 109.6063 | 216.7014 | 61136.3636 | 0.0035446 | 0.050947 | 1200000 | 2 | 1 | 0 | 0 | 0 | 1 | Lateral Hardening-Fuse-60003922 | 1500Million | Plant City | -1 | 3000
Lateral Hardening | Lateral Hardening-Fuse-90758946,1 | 13943 | 0 | 232.3045 | 229.6433 | 65000 | 0.003533 | 0.054167 | 1200000 | 3 | 1 | 0 | 0 | 0 | 1 | Lateral Hardening-Fuse-90758946 | 1500Million | Central | -1 | 3000
Lateral Hardening | Lateral Hardening-Fuse-92200938,1 | 13909 | 0 | 258.1229 | 255.1659 | 72500 | 0.0035195 | 0.060417 | 1200000 | 3 | 1 | 0 | 0 | 0 | 1 | Lateral Hardening-Fuse-92200938 | 1500Million | Eastern | -1 | 3000
Lateral Hardening | Lateral Hardening-Fuse-10479404,1 | 14012 | 24.4762 | 153.8116 | 175.6523 | 50000 | 0.003513 | 0.039015 | 1281553.3981 | 1 | 1 | 0 | 0 | 0 | 1 | Lateral Hardening-Fuse-10479404 | 1500Million | Central | -1 | 3000
Lateral Hardening | Lateral Hardening-Fuse-93038131,1 | 13813 | 100.5874 | 79.7446 | 174.7778 | 50000 | 0.0034956 | 0.015152 | 3300000 | 1 | 1 | 1 | 0 | 1 | 2 | Lateral Hardening-Fuse-93038131 | 1500Million | Dade City | -1 | 3000
Lateral Hardening | Lateral Hardening-Fuse-60461226,1 | 13461 | 109.9709 | 70.4915 | 174.6806 | 50000 | 0.0034936 | 0.0013258 | 37714285.7143 | 6 | 1 | 1 | 1 | 0 | 2 | Lateral Hardening-Fuse-60461226 | 1500Million | Eastern | -1 | 3000
Lateral Hardening | Lateral Hardening-Fuse-90903019,1 | 13818 | 0 | 212.0375 | 209.6085 | 60000 | 0.0034935 | 0.05 | 1200000 | 1 | 1 | 1 | 0 | 1 | 2 | Lateral Hardening-Fuse-90903019 | 1500Million | South Hillsborough | -1 | 3000
Lateral Hardening | Lateral Hardening-Fuse-90903021,1 | 13819 | 0 | 212.0375 | 209.6085 | 60227.2727 | 0.0034803 | 0.050189 | 1200000 | 1 | 1 | 1 | 0 | 1 | 2 | Lateral Hardening-Fuse-90903021 | 1500Million | South Hillsborough | -1 | 3000
Lateral Hardening | Lateral Hardening-Fuse-93240462,1 | 13114 | 0 | 175.3701 | 173.3611 | 50000 | 0.0034672 | 0.02197 | 2275862.069 | 1 | 1 | 0 | 0 | 0 | 1 | Lateral Hardening-Fuse-93240462 | 1500Million | Western | -1 | 3000
Lateral Hardening | Lateral Hardening-Fuse-92999414,1 | 13293 | 0 | 175.0657 | 173.0602 | 50000 | 0.0034612 | 0.023864 | 2095238.0952 |  | 1 | 1 | 0 | 1 | 2 | Lateral Hardening-Fuse-92999414 | 1500Million | Winter Haven | -1 | 3000
Lateral Hardening | Lateral Hardening-Fuse-60069150,1 | 13057 | 0 | 172.5285 | 170.552 | 50000 | 0.003411 | 0.0087121 | 5739130.4348 | 182 | 1 | 0 | 0 | 0 | 1 | Lateral Hardening-Fuse-60069150 | 1500Million | Central | -1 | 3000
Lateral Hardening | Lateral Hardening-Fuse-90288942,1 | 13007 | 0 | 170.9859 | 169.0271 | 50000 | 0.0033805 | 0.027273 | 1833333.3333 | 1 | 1 | 1 | 0 | 1 | 2 | Lateral Hardening-Fuse-90288942 | 1500Million | Plant City | -1 | 3000
Lateral Hardening | Lateral Hardening-Fuse-60304587,1 | 13687 | 0 | 170.9859 | 169.0271 | 50000 | 0.0033805 | 0.00094697 | 52800000 |  | 1 | 1 | 1 | 0 | 2 | Lateral Hardening-Fuse-60304587 | 1500Million | Eastern | -1 | 3000
Lateral Hardening | Lateral Hardening-Fuse-60328664,1 | 13229 | 0 | 170.9859 | 169.0271 | 50000 | 0.0033805 | 0.0037879 | 13200000 | 1 | 1 | 1 | 1 | 0 | 2 | Lateral Hardening-Fuse-60328664 | 1500Million | Eastern | -1 | 3000
Lateral Hardening | Lateral Hardening-Fuse-90662747,1 | 14218 | 173.3084 | 2.8292 | 167.6372 | 50000 | 0.0033527 | 0.015909 | 3142857.1429 | 2 | 1 | 0 | 0 | 0 | 1 | Lateral Hardening-Fuse-90662747 | 1500Million | Central | -1 | 3000
Lateral Hardening | Lateral Hardening-Fuse-92078689,1 | 13786 | 173.3084 | 2.8292 | 167.6372 | 50000 | 0.0033527 | 0.016098 | 3105882.3529 | 2 | 1 | 0 | 0 | 0 | 1 | Lateral Hardening-Fuse-92078689 | 1500Million | Plant City | -1 | 3000
Lateral Hardening | Lateral Hardening-Fuse-92465939,1 | 13785 | 173.3084 | 2.8292 | 167.6372 | 50000 | 0.0033527 | 0.0094697 | 5280000 | 2 | 1 | 0 | 0 | 0 | 1 | Lateral Hardening-Fuse-92465939 | 1500Million | Plant City | -1 | 3000
Lateral Hardening | Lateral Hardening-Fuse-93428188,1 | 13180 | 0 | 168.2153 | 166.2882 | 50000 | 0.0033258 | 0.0081439 | 6139534.8837 | 1 | 1 | 1 | 0 | 1 | 2 | Lateral Hardening-Fuse-93428188 | 1500Million | Central | -1 | 3000
Lateral Hardening | Lateral Hardening-Fuse-90094488,1 | 13705 | 0 | 168.2153 | 166.2882 | 50000 | 0.0033258 | 0.013826 | 3616438.3562 | 2 | 1 | 0 | 0 | 0 | 1 | Lateral Hardening-Fuse-90094488 | 1500Million | Eastern | -1 | 3000
Lateral Hardening | Lateral Hardening-Fuse-90662685,1 | 13924 | 0 | 166.6016 | 164.6931 | 50000 | 0.0032939 | 0.0017045 | 29333333.3333 | 1 | 1 | 0 | 0 | 0 | 1 | Lateral Hardening-Fuse-90662685 | 1500Million | Winter Haven | -1 | 3000
Lateral Hardening | Lateral Hardening-Fuse-91474399,1 | 14306 | 62.8792 | 104.6142 | 163.463 | 50000 | 0.0032693 | 0.024242 | 2062500 | 4 | 1 | 0 | 0 | 0 | 1 | Lateral Hardening-Fuse-91474399 | 1500Million | Dade City | -1 | 3000
Lateral Hardening | Lateral Hardening-Fuse-92530329,1 | 14114 | 0 | 162.7096 | 160.8456 | 50000 | 0.0032169 | 0.0375 | 1333333.3333 |  | 1 | 0 | 0 | 0 | 1 | Lateral Hardening-Fuse-92530329 | 1500Million | Eastern | -1 | 3000
Lateral Hardening | Lateral Hardening-Fuse-91898203,1 | 14275 | 150.7967 | 15.0075 | 158.4167 | 50000 | 0.0031683 | 0.007197 | 6947368.4211 | 11 | 1 | 1 | 0 | 1 | 2 | Lateral Hardening-Fuse-91898203 | 1500Million | Western | -1 | 3000
Lateral Hardening | Lateral Hardening-Fuse-93239532,1 | 13114 | 111.0407 | 53.0537 | 158.187 | 50000 | 0.0031637 | 0.023485 | 2129032.2581 | 2 | 1 | 0 | 0 | 0 | 1 | Lateral Hardening-Fuse-93239532 | 1500Million | Western | -1 | 3000
Lateral Hardening | Lateral Hardening-Fuse-91905368,1 | 13461 | 0 | 181.1295 | 179.0546 | 56818.1818 | 0.0031514 | 0.047348 | 1200000 | 3 | 1 | 0 | 0 | 0 | 1 | Lateral Hardening-Fuse-91905368 | 1500Million | Eastern | -1 | 3000
Lateral Hardening | Lateral Hardening-Fuse-93169121,1 | 13458 | 0 | 268.4735 | 265.3979 | 84545.4545 | 0.0031391 | 0.070455 | 1200000 | 4 | 1 | 0 | 0 | 0 | 1 | Lateral Hardening-Fuse-93169121 | 1500Million | Eastern | -1 | 3000
Lateral Hardening | Lateral Hardening-Fuse-91582409,1 | 13592 | 0 | 187.0412 | 184.8985 | 59318.1818 | 0.0031171 | 0.049432 | 1200000 | 1 | 1 | 0 | 0 | 0 | 1 | Lateral Hardening-Fuse-91582409 | 1500Million | Central | -1 | 3000
Lateral Hardening | Lateral Hardening-Fuse-91671341,1 | 13069 | 0 | 168.2153 | 166.2882 | 54545.4545 | 0.0030486 | 0.045455 | 1200000 | 1 | 1 | 1 | 0 | 1 | 2 | Lateral Hardening-Fuse-91671341 | 1500Million | Western | -1 | 3000
Lateral Hardening | Lateral Hardening-Fuse-91852833,1 | 13224 | 0 | 153.4489 | 151.691 | 50000 | 0.0030338 | 0.025947 | 1927007.2993 | 1 | 1 | 0 | 0 | 0 | 1 | Lateral Hardening-Fuse-91852833 | 1500Million | Central | -1 | 3000
Lateral Hardening | Lateral Hardening-Fuse-92015605,1 | 13772 | 46.6164 | 106.451 | 149.7493 | 50000 | 0.002995 | 0.020644 | 2422018.3486 | 3 | 1 | 0 | 0 | 0 | 1 | Lateral Hardening-Fuse-92015605 | 1500Million | Winter Haven | -1 | 3000
Lateral Hardening | Lateral Hardening-Fuse-91196146,1 | 13228 | 0 | 149.7953 | 148.0793 | 50000 | 0.0029616 | 0.033333 | 1500000 | 1 | 1 | 0 | 0 | 0 | 1 | Lateral Hardening-Fuse-91196146 | 1500Million | Eastern | -1 | 3000
Lateral Hardening | Lateral Hardening-Fuse-93032185,1 | 13709 | 0 | 149.4909 | 147.7783 | 50000 | 0.0029556 | 0.013068 | 3826086.9565 |  | 1 | 1 | 0 | 1 | 2 | Lateral Hardening-Fuse-93032185 | 1500Million | Eastern | -1 | 3000
Lateral Hardening | Lateral Hardening-Fuse-60177381,1 | 13030 | 0 | 149.0646 | 147.357 | 50000 | 0.0029471 | 0.0015152 | 33000000 | 1 | 1 | 0 | 0 | 0 | 1 | Lateral Hardening-Fuse-60177381 | 1500Million | Winter Haven | -1 | 3000
Lateral Hardening | Lateral Hardening-Fuse-91066268,1 | 13122 | 0 | 149.0646 | 147.357 | 50000 | 0.0029471 | 0.0024621 | 20307692.3077 | 3 | 1 | 0 | 0 | 0 | 1 | Lateral Hardening-Fuse-91066268 | 1500Million | Plant City | -1 | 3000
Lateral Hardening | Lateral Hardening-Fuse-90601121,1 | 13656 | 37.2745 | 238.187 | 271.4131 | 92500 | 0.0029342 | 0.077083 | 1200000 | 1 | 1 | 0 | 0 | 0 | 1 | Lateral Hardening-Fuse-90601121 | 1500Million | Plant City | -1 | 3000
Lateral Hardening | Lateral Hardening-Fuse-10909494,1 | 14091 | 0 | 150.4296 | 148.7063 | 50681.8182 | 0.0029341 | 0.042235 | 1200000 | 1 | 1 | 1 | 0 | 1 | 2 | Lateral Hardening-Fuse-10909494 | 1500Million | Central | -1 | 3000
Lateral Hardening | Lateral Hardening-Fuse-60318141,1 | 13922 | 84.4957 | 66.6275 | 146.5336 | 50000 | 0.0029307 | 0.010417 | 4800000 | 1 | 1 | 0 | 0 | 0 | 1 | Lateral Hardening-Fuse-60318141 | 1500Million | Winter Haven | -1 | 3000
Lateral Hardening | Lateral Hardening-Fuse-92312848,1 | 13118 | 0 | 147.6641 | 145.9725 | 50000 | 0.0029194 | 0.025568 | 1955555.5556 | 1 | 1 | 1 | 0 | 1 | 2 | Lateral Hardening-Fuse-92312848 | 1500Million | Winter Haven | -1 | 3000
Lateral Hardening | Lateral Hardening-Fuse-90140731,1 | 13712 | 0 | 146.6492 | 144.9692 | 50000 | 0.0028994 | 0.021591 | 2315789.4737 | 1 | 1 | 1 | 0 | 1 | 2 | Lateral Hardening-Fuse-90140731 | 1500Million | Eastern | -1 | 3000
Lateral Hardening | Lateral Hardening-Fuse-91466639,1 | 13166 | 0 | 146.6492 | 144.9692 | 50000 | 0.0028994 | 0.0028409 | 17600000 | 1 | 1 | 1 | 1 | 0 | 2 | Lateral Hardening-Fuse-91466639 | 1500Million | Western | -1 | 3000
Lateral Hardening | Lateral Hardening-Fuse-10681841,1 | 13214 | 0 | 146.6492 | 144.9692 | 50000 | 0.0028994 | 0.030871 | 1619631.9018 | 2 | 1 | 0 | 0 | 0 | 1 | Lateral Hardening-Fuse-10681841 | 1500Million | Eastern | -1 | 3000
Lateral Hardening | Lateral Hardening-Fuse-10802848,1 | 13133 | 0 | 146.6492 | 144.9692 | 50000 | 0.0028994 | 0.014773 | 3384615.3846 |  | 1 | 0 | 0 | 0 | 1 | Lateral Hardening-Fuse-10802848 | 1500Million | Eastern | -1 | 3000
Lateral Hardening | Lateral Hardening-Fuse-90101189,1 | 13547 | 0 | 146.6492 | 144.9692 | 50000 | 0.0028994 | 0.0089015 | 5617021.2766 | 1 | 1 | 1 | 0 | 1 | 2 | Lateral Hardening-Fuse-90101189 | 1500Million | Central | -1 | 3000
Lateral Hardening | Lateral Hardening-Fuse-91022566,1 | 13068 | 0 | 146.6492 | 144.9692 | 50000 | 0.0028994 | 0.0085227 | 5866666.6667 | 1 | 1 | 1 | 0 | 1 | 2 | Lateral Hardening-Fuse-91022566 | 1500Million | Western | -1 | 3000
Lateral Hardening | Lateral Hardening-Fuse-92314544,1 | 13172 | 0 | 146.6492 | 144.9692 | 50000 | 0.0028994 | 0.0075758 | 6600000 | 5 | 1 | 1 | 0 | 1 | 2 | Lateral Hardening-Fuse-92314544 | 1500Million | Eastern | -1 | 3000
Lateral Hardening | Lateral Hardening-Fuse-92698161,1 | 13111 | 0 | 146.6492 | 144.9692 | 50000 | 0.0028994 | 0.019129 | 2613861.3861 | 1 | 1 | 1 | 1 | 0 | 2 | Lateral Hardening-Fuse-92698161 | 1500Million | Western | -1 | 3000
Lateral Hardening | Lateral Hardening-Fuse-10758606,1 | 13004 | 0 | 83.6763 | 143.5396 | 50000 | 0.0028708 | 0.0041667 | 12000000 |  | 1 | 0 | 0 | 0 | 1 | Lateral Hardening-Fuse-10758606 | 1500Million | Dade City | -1 | 3000
Lateral Hardening | Lateral Hardening-Fuse-92154256,1 | 13167 | 0 | 144.7717 | 143.1132 | 50000 | 0.0028623 | 0.032197 | 1552941.1765 | 1 | 1 | 0 | 0 | 0 | 1 | Lateral Hardening-Fuse-92154256 | 1500Million | Western | -1 | 3000
Lateral Hardening | Lateral Hardening-Fuse-93287348,1 | 13786 | 0 | 143.5539 | 141.9093 | 50000 | 0.0028382 | 0.019508 | 2563106.7961 |  | 1 | 1 | 0 | 1 | 2 | Lateral Hardening-Fuse-93287348 | 1500Million | Plant City | -1 | 3000
Lateral Hardening | Lateral Hardening-Fuse-90455975,1 | 13443 | 0 | 143.4777 | 141.8341 | 50000 | 0.0028367 | 0.026515 | 1885714.2857 | 2 | 1 | 1 | 0 | 1 | 2 | Lateral Hardening-Fuse-90455975 | 1500Million | Winter Haven | -1 | 3000
Lateral Hardening | Lateral Hardening-Fuse-92849386,1 | 13138 | 0 | 187.0412 | 184.8985 | 65227.2727 | 0.0028347 | 0.054356 | 1200000 | 1 | 1 | 0 | 0 | 0 | 1 | Lateral Hardening-Fuse-92849386 | 1500Million | Western | -1 | 3000
Lateral Hardening | Lateral Hardening-Fuse-92582611,1 | 13433 | 0 | 260.1222 | 257.1423 | 91136.3636 | 0.0028215 | 0.075947 | 1200000 | 1 | 1 | 0 | 0 | 0 | 1 | Lateral Hardening-Fuse-92582611 | 1500Million | Eastern | -1 | 3000
Lateral Hardening | Lateral Hardening-Fuse-90010306,1 | 13461 | 78.6357 | 63.9126 | 138.2028 | 50000 | 0.0027641 | 0.010417 | 4800000 | 1 | 1 | 1 | 0 | 1 | 2 | Lateral Hardening-Fuse-90010306 | 1500Million | Eastern | -1 | 3000
Lateral Hardening | Lateral Hardening-Fuse-90628439,1 | 13817 | 49.8991 | 189.8933 | 235.2051 | 85909.0909 | 0.0027378 | 0.071591 | 1200000 | 2 | 1 | 0 | 0 | 0 | 1 | Lateral Hardening-Fuse-90628439 | 1500Million | South Hillsborough | -1 | 3000
Lateral Hardening | Lateral Hardening-Fuse-10338454,1 | 13892 | 0 | 138.1497 | 136.567 | 50000 | 0.0027313 | 0.041288 | 1211009.1743 | 1 | 1 | 1 | 0 | 1 | 2 | Lateral Hardening-Fuse-10338454 | 1500Million | Western | -1 | 3000
Lateral Hardening | Lateral Hardening-Fuse-93226884,1 | 13459 | 0 | 137.6168 | 136.0403 | 50000 | 0.0027208 | 0.014015 | 3567567.5676 |  | 1 | 1 | 0 | 1 | 2 | Lateral Hardening-Fuse-93226884 | 1500Million | Eastern | -1 | 3000
Lateral Hardening | Lateral Hardening-Fuse-10099338,1 | 13087 | 0 | 187.0412 | 184.8985 | 68181.8182 | 0.0027118 | 0.056818 | 1200000 | 6 | 1 | 0 | 0 | 0 | 1 | Lateral Hardening-Fuse-10099338 | 1500Million | Eastern | -1 | 3000
Lateral Hardening | Lateral Hardening-Fuse-93294106,1 | 13808 | 0 | 136.399 | 134.8364 | 50000 | 0.0026967 | 0.015152 | 3300000 |  | 1 | 0 | 0 | 0 | 1 | Lateral Hardening-Fuse-93294106 | 1500Million | Plant City | -1 | 3000
Lateral Hardening | Lateral Hardening-Fuse-10635935,1 | 13388 | 68.2223 | 290.6921 | 352.4802 | 131136.3636 | 0.0026879 | 0.10928 | 1200000 | 2 | 1 | 0 | 0 | 0 | 1 | Lateral Hardening-Fuse-10635935 | 1500Million | Plant City | -1 | 3000
Lateral Hardening | Lateral Hardening-Fuse-10483813,1 | 14012 | 0 | 185.1129 | 182.9923 | 68181.8182 | 0.0026839 | 0.056818 | 1200000 |  | 1 | 0 | 0 | 0 | 1 | Lateral Hardening-Fuse-10483813 | 1500Million | Central | -1 | 3000
Lateral Hardening | Lateral Hardening-Fuse-60341892,1 | 13657 | 0 | 209.4699 | 207.0702 | 77272.7273 | 0.0026797 | 0.064394 | 1200000 | 1 | 1 | 0 | 0 | 0 | 1 | Lateral Hardening-Fuse-60341892 | 1500Million | Plant City | -1 | 3000
Lateral Hardening | Lateral Hardening-Fuse-91115297,1 | 13292 | 94.689 | 43.8194 | 133.6043 | 50000 | 0.0026721 | 0.019886 | 2514285.7143 | 2 | 1 | 0 | 0 | 0 | 1 | Lateral Hardening-Fuse-91115297 | 1500Million | Winter Haven | -1 | 3000
Lateral Hardening | Lateral Hardening-Fuse-90124224,1 | 13100 | 0 | 133.2783 | 131.7515 | 50000 | 0.002635 | 0.036174 | 1382198.9529 | 1 | 1 | 0 | 0 | 0 | 1 | Lateral Hardening-Fuse-90124224 | 1500Million | Central | -1 | 3000
Lateral Hardening | Lateral Hardening-Fuse-10564603,1 | 13292 | 0 | 236.2626 | 233.556 | 89318.1818 | 0.0026149 | 0.074432 | 1200000 |  | 1 | 0 | 0 | 0 | 1 | Lateral Hardening-Fuse-10564603 | 1500Million | Winter Haven | -1 | 3000
Lateral Hardening | Lateral Hardening-Fuse-92519497,1 | 13007 | 0 | 437.244 | 432.2351 | 166818.1818 | 0.0025911 | 0.13902 | 1200000 |  | 1 | 0 | 0 | 0 | 1 | Lateral Hardening-Fuse-92519497 | 1500Million | Plant City | -1 | 3000
Lateral Hardening | Lateral Hardening-Fuse-93375536,1 | 13303 | 49.7793 | 82.8196 | 129.4082 | 50000 | 0.0025882 | 0.024621 | 2030769.2308 | 4 | 1 | 0 | 0 | 0 | 1 | Lateral Hardening-Fuse-93375536 | 1500Million | South Hillsborough | -1 | 3000
Lateral Hardening | Lateral Hardening-Fuse-10897234,1 | 14050 | 73.9171 | 58.7374 | 128.616 | 50000 | 0.0025723 | 0.036553 | 1367875.6477 | 1 | 1 | 0 | 0 | 0 | 1 | Lateral Hardening-Fuse-10897234 | 1500Million | Plant City | -1 | 3000
Lateral Hardening | Lateral Hardening-Fuse-92964932,1 | 13391 | 0 | 128.483 | 127.0111 | 50000 | 0.0025402 | 0.013068 | 3826086.9565 |  | 1 | 1 | 0 | 1 | 2 | Lateral Hardening-Fuse-92964932 | 1500Million | Plant City | -1 | 3000
Lateral Hardening | Lateral Hardening-Fuse-60029622,1 | 13093 | 0 | 127.189 | 125.732 | 50000 | 0.0025146 | 0.02822 | 1771812.0805 |  | 1 | 0 | 0 | 0 | 1 | Lateral Hardening-Fuse-60029622 | 1500Million | Central | -1 | 3000
Lateral Hardening | Lateral Hardening-Fuse-10676171,1 | 14123 | 91.4253 | 38.2047 | 125.1014 | 50000 | 0.002502 | 0.010417 | 4800000 | 2 | 1 | 0 | 0 | 0 | 1 | Lateral Hardening-Fuse-10676171 | 1500Million | Plant City | -1 | 3000
Lateral Hardening | Lateral Hardening-Fuse-10000910,1 | 13648 | 26.8966 | 187.1277 | 210.9117 | 84318.1818 | 0.0025014 | 0.070265 | 1200000 | 1 | 1 | 0 | 0 | 0 | 1 | Lateral Hardening-Fuse-10000910 | 1500Million | South Hillsborough | -1 | 3000
Lateral Hardening | Lateral Hardening-Fuse-10558852,1 | 13299 | 55.1673 | 72.2024 | 124.235 | 50000 | 0.0024847 | 0.036932 | 1353846.1538 | 3 | 1 | 0 | 0 | 0 | 1 | Lateral Hardening-Fuse-10558852 | 1500Million | Winter Haven | -1 | 3000
Lateral Hardening | Lateral Hardening-Fuse-60519556,1 | 14102 | 52.9025 | 41.7152 | 123.8788 | 50000 | 0.0024776 | 0.0092803 | 5387755.102 | 1 | 1 | 0 | 0 | 0 | 1 | Lateral Hardening-Fuse-60519556 | 1500Million | Central | -1 | 3000
Lateral Hardening | Lateral Hardening-Fuse-60298078,1 | 13254 | 0 | 125.0832 | 123.6502 | 50000 | 0.002473 | 0.021023 | 2378378.3784 | 1 | 1 | 0 | 0 | 0 | 1 | Lateral Hardening-Fuse-60298078 | 1500Million | South Hillsborough | -1 | 3000
Lateral Hardening | Lateral Hardening-Fuse-60134271,1 | 13772 | 56.2413 | 90.1431 | 142.811 | 57954.5455 | 0.0024642 | 0.048295 | 1200000 | 1 | 1 | 1 | 0 | 1 | 2 | Lateral Hardening-Fuse-60134271 | 1500Million | Winter Haven | -1 | 3000
Lateral Hardening | Lateral Hardening-Fuse-90557297,1 | 14217 | 69.7353 | 56.6786 | 122.5602 | 50000 | 0.0024512 | 0.017235 | 2901098.9011 | 1 | 1 | 0 | 0 | 0 | 1 | Lateral Hardening-Fuse-90557297 | 1500Million | Central | -1 | 3000
Lateral Hardening | Lateral Hardening-Fuse-92210735,1 | 13909 | 0 | 123.0534 | 121.6437 | 50000 | 0.0024329 | 0.022348 | 2237288.1356 | 1 | 1 | 0 | 0 | 0 | 1 | Lateral Hardening-Fuse-92210735 | 1500Million | Eastern | -1 | 3000
Lateral Hardening | Lateral Hardening-Fuse-10761244,1 | 13422 | 16.8937 | 105.4708 | 120.5683 | 50000 | 0.0024114 | 0.038068 | 1313432.8358 | 1 | 1 | 0 | 0 | 0 | 1 | Lateral Hardening-Fuse-10761244 | 1500Million | Dade City | -1 | 3000
Lateral Hardening | Lateral Hardening-Fuse-10595477,1 | 13698 | 16.7837 | 105.4708 | 120.4473 | 50000 | 0.0024089 | 0.014205 | 3520000 | 1 | 1 | 0 | 0 | 0 | 1 | Lateral Hardening-Fuse-10595477 | 1500Million | Winter Haven | -1 | 3000
Lateral Hardening | Lateral Hardening-Fuse-92204212,1 | 13236 | 0 | 121.6326 | 120.2392 | 50000 | 0.0024048 | 0.032955 | 1517241.3793 | 1 | 1 | 0 | 0 | 0 | 1 | Lateral Hardening-Fuse-92204212 | 1500Million | South Hillsborough | -1 | 3000
Lateral Hardening | Lateral Hardening-Fuse-93064764,1 | 13709 | 0 | 121.1759 | 119.7877 | 50000 | 0.0023958 | 0.012311 | 4061538.4615 |  | 1 | 1 | 0 | 1 | 2 | Lateral Hardening-Fuse-93064764 | 1500Million | Eastern | -1 | 3000
Lateral Hardening | Lateral Hardening-Fuse-90712609,1 | 13003 | 50.6595 | 23.4438 | 119.4524 | 50000 | 0.002389 | 0.025189 | 1984962.406 | 2 | 1 | 0 | 0 | 0 | 1 | Lateral Hardening-Fuse-90712609 | 1500Million | South Hillsborough | -1 | 3000
Lateral Hardening | Lateral Hardening-Fuse-10619766,1 | 13973 | 16.7837 | 105.4708 | 120.4473 | 50681.8182 | 0.0023765 | 0.042235 | 1200000 | 1 | 1 | 0 | 0 | 0 | 1 | Lateral Hardening-Fuse-10619766 | 1500Million | Winter Haven | -1 | 3000
Lateral Hardening | Lateral Hardening-Fuse-90291829,1 | 13007 | 0 | 152.8399 | 211.2839 | 89545.4545 | 0.0023595 | 0.074621 | 1200000 | 1 | 1 | 0 | 0 | 0 | 1 | Lateral Hardening-Fuse-90291829 | 1500Million | Plant City | -1 | 3000
Lateral Hardening | Lateral Hardening-Fuse-10383155,1 | 13348 | 0 | 187.0412 | 184.8985 | 78636.3636 | 0.0023513 | 0.06553 | 1200000 | 3 | 1 | 0 | 0 | 0 | 1 | Lateral Hardening-Fuse-10383155 | 1500Million | Central | -1 | 3000
Lateral Hardening | Lateral Hardening-Fuse-60028891,1 | 13007 | 0 | 118.7402 | 117.3799 | 50000 | 0.0023476 | 0.030303 | 1650000 | 1 | 1 | 0 | 0 | 0 | 1 | Lateral Hardening-Fuse-60028891 | 1500Million | Plant City | -1 | 3000
Lateral Hardening | Lateral Hardening-Fuse-60298472,1 | 13924 | 0 | 305.071 | 301.5761 | 129090.9091 | 0.0023362 | 0.10758 | 1200000 |  | 1 | 0 | 0 | 0 | 1 | Lateral Hardening-Fuse-60298472 | 1500Million | Winter Haven | -1 | 3000
Lateral Hardening | Lateral Hardening-Fuse-93371303,1 | 13961 | 0 | 117.979 | 116.6275 | 50000 | 0.0023325 | 0.0125 | 4000000 |  | 1 | 0 | 0 | 0 | 1 | Lateral Hardening-Fuse-93371303 | 1500Million | Plant City | -1 | 3000
Lateral Hardening | Lateral Hardening-Fuse-90974743,1 | 13298 | 17.2671 | 105.4708 | 120.9437 | 52045.4545 | 0.0023238 | 0.043371 | 1200000 | 1 | 1 | 0 | 0 | 0 | 1 | Lateral Hardening-Fuse-90974743 | 1500Million | Winter Haven | -1 | 3000
Lateral Hardening | Lateral Hardening-Fuse-10148036,1 | 13150 | 0 | 116.6597 | 115.3233 | 50000 | 0.0023065 | 0.022727 | 2200000 |  | 1 | 1 | 0 | 1 | 2 | Lateral Hardening-Fuse-10148036 | 1500Million | Winter Haven | -1 | 3000
Lateral Hardening | Lateral Hardening-Fuse-91955634,1 | 13458 | 81.1091 | 36.9749 | 113.8693 | 50000 | 0.0022774 | 0.010417 | 4800000 | 2 | 1 | 1 | 0 | 1 | 2 | Lateral Hardening-Fuse-91955634 | 1500Million | Eastern | -1 | 3000
Lateral Hardening | Lateral Hardening-Fuse-92603409,1 | 13293 | 0 | 114.4777 | 113.1663 | 50000 | 0.0022633 | 0.017424 | 2869565.2174 | 2 | 1 | 1 | 0 | 1 | 2 | Lateral Hardening-Fuse-92603409 | 1500Million | Winter Haven | -1 | 3000
Lateral Hardening | Lateral Hardening-Fuse-10075267,1 | 13656 | 0 | 114.4777 | 113.1663 | 50000 | 0.0022633 | 0.034848 | 1434782.6087 | 1 | 1 | 0 | 0 | 0 | 1 | Lateral Hardening-Fuse-10075267 | 1500Million | Plant City | -1 | 3000
Lateral Hardening | Lateral Hardening-Fuse-10479385,1 | 14012 | 7.7677 | 2.5134 | 133.5873 | 59318.1818 | 0.002252 | 0.049432 | 1200000 | 3 | 1 | 0 | 0 | 0 | 1 | Lateral Hardening-Fuse-10479385 | 1500Million | Central | -1 | 3000
Lateral Hardening | Lateral Hardening-Fuse-92239683,1 | 14024 | 0 | 113.2599 | 111.9624 | 50000 | 0.0022392 | 0.017235 | 2901098.9011 |  | 1 | 0 | 0 | 0 | 1 | Lateral Hardening-Fuse-92239683 | 1500Million | South Hillsborough | -1 | 3000
Lateral Hardening | Lateral Hardening-Fuse-10667376,1 | 13787 | 0 | 113.1077 | 111.8119 | 50000 | 0.0022362 | 0.031818 | 1571428.5714 | 1 | 1 | 0 | 0 | 0 | 1 | Lateral Hardening-Fuse-10667376 | 1500Million | Plant City | -1 | 3000
Lateral Hardening | Lateral Hardening-Fuse-90274986,1 | 13191 | 0 | 191.669 | 189.4733 | 85000 | 0.0022291 | 0.070833 | 1200000 | 13 | 1 | 0 | 0 | 0 | 1 | Lateral Hardening-Fuse-90274986 | 1500Million | Western | -1 | 3000
Lateral Hardening | Lateral Hardening-Fuse-91097033,1 | 13030 | 63.9274 | 50.9855 | 111.4221 | 50000 | 0.0022284 | 0.01553 | 3219512.1951 | 1 | 1 | 1 | 0 | 1 | 2 | Lateral Hardening-Fuse-91097033 | 1500Million | Winter Haven | -1 | 3000
Lateral Hardening | Lateral Hardening-Fuse-92371689,1 | 13815 | 0 | 110.8242 | 109.5546 | 50000 | 0.0021911 | 0.033712 | 1483146.0674 |  | 1 | 0 | 0 | 0 | 1 | Lateral Hardening-Fuse-92371689 | 1500Million | Dade City | -1 | 3000
Lateral Hardening | Lateral Hardening-Fuse-92932280,1 | 13631 | 0 | 110.7481 | 109.4794 | 50000 | 0.0021896 | 0.013826 | 3616438.3562 | 12 | 1 | 1 | 0 | 1 | 2 | Lateral Hardening-Fuse-92932280 | 1500Million | Central | -1 | 3000
Lateral Hardening | Lateral Hardening-Fuse-91048868,1 | 13344 | 62.4407 | 49.7997 | 108.8309 | 50000 | 0.0021766 | 0.015152 | 3300000 | 1 | 1 | 0 | 0 | 0 | 1 | Lateral Hardening-Fuse-91048868 | 1500Million | South Hillsborough | -1 | 3000
Lateral Hardening | Lateral Hardening-Fuse-90296926,1 | 13007 | 0 | 110.063 | 108.8022 | 50000 | 0.002176 | 0.039205 | 1275362.3188 |  | 1 | 1 | 0 | 1 | 2 | Lateral Hardening-Fuse-90296926 | 1500Million | Plant City | -1 | 3000
Lateral Hardening | Lateral Hardening-Fuse-90161190,1 | 14021 | 76.8213 | 35.8737 | 108.7441 | 50000 | 0.0021749 | 0.010038 | 4981132.0755 | 2 | 1 | 0 | 0 | 0 | 1 | Lateral Hardening-Fuse-90161190 | 1500Million | South Hillsborough | -1 | 3000
Lateral Hardening | Lateral Hardening-Fuse-93299443,1 | 13808 | 61.5535 | 48.7989 | 106.9536 | 50000 | 0.0021391 | 0.014773 | 3384615.3846 | 1 | 1 | 0 | 0 | 0 | 1 | Lateral Hardening-Fuse-93299443 | 1500Million | Plant City | -1 | 3000
Lateral Hardening | Lateral Hardening-Fuse-90554072,1 | 13633 | 0 | 106.8662 | 105.6419 | 50000 | 0.0021128 | 0.037121 | 1346938.7755 |  | 1 | 0 | 0 | 0 | 1 | Lateral Hardening-Fuse-90554072 | 1500Million | Central | -1 | 3000
Lateral Hardening | Lateral Hardening-Fuse-10632667,1 | 13312 | 0 | 105.8259 | 104.6136 | 50000 | 0.0020923 | 0.0015152 | 33000000 | 1 | 1 | 0 | 0 | 0 | 1 | Lateral Hardening-Fuse-10632667 | 1500Million | Winter Haven | -1 | 3000
Lateral Hardening | Lateral Hardening-Fuse-60663177,1 | 13698 | 0 | 105.2221 | 104.0167 | 50000 | 0.0020803 | 0.00094697 | 52800000 |  | 1 | 4 | 2 | 2 | 5 | Lateral Hardening-Fuse-60663177 | 1500Million | Winter Haven | -1 | 3000
Lateral Hardening | Lateral Hardening-Fuse-60302671,1 | 13122 | 0 | 105.2221 | 104.0167 | 50000 | 0.0020803 | 0.0013258 | 37714285.7143 | 2 | 1 | 0 | 0 | 0 | 1 | Lateral Hardening-Fuse-60302671 | 1500Million | Plant City | -1 | 3000
Lateral Hardening | Lateral Hardening-Fuse-92650637,1 | 13125 | 0 | 105.2221 | 104.0167 | 50000 | 0.0020803 | 0.011553 | 4327868.8525 | 2 | 1 | 0 | 0 | 0 | 1 | Lateral Hardening-Fuse-92650637 | 1500Million | Plant City | -1 | 3000
Lateral Hardening | Lateral Hardening-Fuse-92783778,1 | 13443 | 0 | 105.2221 | 104.0167 | 50000 | 0.0020803 | 0.00075758 | 66000000 | 3 | 1 | 1 | 1 | 0 | 2 | Lateral Hardening-Fuse-92783778 | 1500Million | Winter Haven | -1 | 3000
Lateral Hardening | Lateral Hardening-Fuse-92947976,1 | 13006 | 0 | 105.2221 | 104.0167 | 50000 | 0.0020803 | 0.030682 | 1629629.6296 | 5 | 1 | 1 | 0 | 1 | 2 | Lateral Hardening-Fuse-92947976 | 1500Million | Dade City | -1 | 3000
Lateral Hardening | Lateral Hardening-Fuse-10071938,1 | 13305 | 48.7587 | 189.7752 | 234.0419 | 113863.6364 | 0.0020555 | 0.094886 | 1200000 | 2 | 1 | 0 | 0 | 0 | 1 | Lateral Hardening-Fuse-10071938 | 1500Million | South Hillsborough | -1 | 3000
Lateral Hardening | Lateral Hardening-Fuse-60346597,1 | 13509 | 58.832 | 46.3908 | 102.0273 | 50000 | 0.0020405 | 0.038068 | 1313432.8358 | 1 | 1 | 0 | 0 | 0 | 1 | Lateral Hardening-Fuse-60346597 | 1500Million | Eastern | -1 | 3000
Lateral Hardening | Lateral Hardening-Fuse-92888397,1 | 13854 | 70.848 | 33.8502 | 100.9291 | 50000 | 0.0020186 | 0.0090909 | 5500000 | 2 | 1 | 0 | 0 | 0 | 1 | Lateral Hardening-Fuse-92888397 | 1500Million | Plant City | -1 | 3000
Lateral Hardening | Lateral Hardening-Fuse-92044471,1 | 13442 | 86.7024 | 17.5722 | 99.9595 | 50000 | 0.0019992 | 0.0089015 | 5617021.2766 | 5 | 1 | 1 | 0 | 1 | 2 | Lateral Hardening-Fuse-92044471 | 1500Million | Winter Haven | -1 | 3000
Lateral Hardening | Lateral Hardening-Fuse-91047337,1 | 13344 | 0 | 100.6247 | 99.472 | 50000 | 0.0019894 | 0.016288 | 3069767.4419 |  | 1 | 0 | 0 | 0 | 1 | Lateral Hardening-Fuse-91047337 | 1500Million | South Hillsborough | -1 | 3000
Lateral Hardening | Lateral Hardening-Fuse-10377785,1 | 13184 | 0 | 232.3045 | 229.6433 | 117500 | 0.0019544 | 0.097917 | 1200000 | 3 | 1 | 1 | 0 | 1 | 2 | Lateral Hardening-Fuse-10377785 | 1500Million | Central | -1 | 3000
Lateral Hardening | Lateral Hardening-Fuse-91026377,1 | 13118 | 0 | 98.4427 | 97.315 | 50000 | 0.0019463 | 0.011553 | 4327868.8525 | 1 | 1 | 1 | 0 | 1 | 2 | Lateral Hardening-Fuse-91026377 | 1500Million | Winter Haven | -1 | 3000
Lateral Hardening | Lateral Hardening-Fuse-60448943,1 | 13342 | 0 | 98.0368 | 96.9137 | 50000 | 0.0019383 | 0.029735 | 1681528.6624 | 1 | 1 | 0 | 0 | 0 | 1 | Lateral Hardening-Fuse-60448943 | 1500Million | South Hillsborough | -1 | 3000
Lateral Hardening | Lateral Hardening-Fuse-93205825,1 | 13656 | 55.5483 | 44.0381 | 96.5191 | 50000 | 0.0019304 | 0.013258 | 3771428.5714 | 1 | 1 | 0 | 0 | 0 | 1 | Lateral Hardening-Fuse-93205825 | 1500Million | Plant City | -1 | 3000
Lateral Hardening | Lateral Hardening-Fuse-92465923,1 | 13785 | 55.6727 | 43.5663 | 96.2082 | 50000 | 0.0019242 | 0.021212 | 2357142.8571 | 1 | 1 | 0 | 0 | 0 | 1 | Lateral Hardening-Fuse-92465923 | 1500Million | Plant City | -1 | 3000
Lateral Hardening | Lateral Hardening-Fuse-60256976,1 | 13211 | 0 | 136.1199 | 134.5605 | 70909.0909 | 0.0018976 | 0.059091 | 1200000 | 1 | 1 | 1 | 0 | 1 | 2 | Lateral Hardening-Fuse-60256976 | 1500Million | Eastern | -1 | 3000
Lateral Hardening | Lateral Hardening-Fuse-10567058,1 | 13314 | 0 | 95.9817 | 94.8821 | 50000 | 0.0018976 | 0.0056818 | 8800000 | 2 | 1 | 0 | 0 | 0 | 1 | Lateral Hardening-Fuse-10567058 | 1500Million | Winter Haven | -1 | 3000
Lateral Hardening | Lateral Hardening-Fuse-10599419,1 | 13473 | 0 | 95.9817 | 94.8821 | 50000 | 0.0018976 | 0.021212 | 2357142.8571 |  | 1 | 0 | 0 | 0 | 1 | Lateral Hardening-Fuse-10599419 | 1500Million | Winter Haven | -1 | 3000
Lateral Hardening | Lateral Hardening-Fuse-10599430,1 | 13473 | 0 | 95.9817 | 94.8821 | 50000 | 0.0018976 | 0.020076 | 2490566.0377 | 8 | 1 | 0 | 0 | 0 | 1 | Lateral Hardening-Fuse-10599430 | 1500Million | Winter Haven | -1 | 3000
Lateral Hardening | Lateral Hardening-Fuse-10632690,1 | 13312 | 0 | 95.9817 | 94.8821 | 50000 | 0.0018976 | 0.0017045 | 29333333.3333 | 1 | 1 | 0 | 0 | 0 | 1 | Lateral Hardening-Fuse-10632690 | 1500Million | Winter Haven | -1 | 3000
Lateral Hardening | Lateral Hardening-Fuse-10567057,1 | 13314 | 0 | 95.9817 | 94.8821 | 50000 | 0.0018976 | 0.0077652 | 6439024.3902 | 1 | 1 | 0 | 0 | 0 | 1 | Lateral Hardening-Fuse-10567057 | 1500Million | Winter Haven | -1 | 3000
Lateral Hardening | Lateral Hardening-Fuse-90971685,1 | 13825 | 0 | 95.9817 | 94.8821 | 50000 | 0.0018976 | 0.0024621 | 20307692.3077 | 1 | 1 | 0 | 0 | 0 | 1 | Lateral Hardening-Fuse-90971685 | 1500Million | Central | -1 | 3000
Lateral Hardening | Lateral Hardening-Fuse-92582605,1 | 13433 | 0 | 93.546 | 92.4743 | 50000 | 0.0018495 | 0.032386 | 1543859.6491 | 3 | 1 | 0 | 0 | 0 | 1 | Lateral Hardening-Fuse-92582605 | 1500Million | Eastern | -1 | 3000
Lateral Hardening | Lateral Hardening-Fuse-90522324,1 | 13241 | 0 | 92.5565 | 91.4962 | 50000 | 0.0018299 | 0.014015 | 3567567.5676 | 5 | 1 | 0 | 0 | 0 | 1 | Lateral Hardening-Fuse-90522324 | 1500Million | Plant City | -1 | 3000
Lateral Hardening | Lateral Hardening-Fuse-10762889,1 | 13815 | 66.2703 | 27.693 | 90.6807 | 50000 | 0.0018136 | 0.013258 | 3771428.5714 | 2 | 1 | 1 | 0 | 1 | 2 | Lateral Hardening-Fuse-10762889 | 1500Million | Dade City | -1 | 3000
Lateral Hardening | Lateral Hardening-Fuse-10745636,1 | 13815 | 33.6253 | 58.0546 | 89.505 | 50000 | 0.0017901 | 0.00075758 | 66000000 | 2 | 1 | 0 | 0 | 0 | 1 | Lateral Hardening-Fuse-10745636 | 1500Million | Dade City | -1 | 3000
Lateral Hardening | Lateral Hardening-Fuse-92223744,1 | 13303 | 0 | 90.1208 | 89.0884 | 50000 | 0.0017818 | 0.013636 | 3666666.6667 | 1 | 1 | 0 | 0 | 0 | 1 | Lateral Hardening-Fuse-92223744 | 1500Million | South Hillsborough | -1 | 3000
Lateral Hardening | Lateral Hardening-Fuse-92633787,1 | 13331 | 51.5349 | 40.3283 | 89.0576 | 50000 | 0.0017812 | 0.032576 | 1534883.7209 | 1 | 1 | 0 | 0 | 0 | 1 | Lateral Hardening-Fuse-92633787 | 1500Million | Dade City | -1 | 3000
Lateral Hardening | Lateral Hardening-Fuse-92170465,1 | 13231 | 0 | 89.5829 | 88.5566 | 50000 | 0.0017711 | 0.032955 | 1517241.3793 | 1 | 1 | 0 | 0 | 0 | 1 | Lateral Hardening-Fuse-92170465 | 1500Million | Eastern | -1 | 3000
Lateral Hardening | Lateral Hardening-Fuse-91010295,1 | 13342 | 0 | 88.9029 | 87.8845 | 50000 | 0.0017577 | 0.026894 | 1859154.9296 | 1 | 1 | 0 | 0 | 0 | 1 | Lateral Hardening-Fuse-91010295 | 1500Million | South Hillsborough | -1 | 3000
Lateral Hardening | Lateral Hardening-Fuse-10759995,1 | 13331 | 0 | 123.9161 | 122.4965 | 70454.5455 | 0.0017387 | 0.058712 | 1200000 |  | 1 | 0 | 0 | 0 | 1 | Lateral Hardening-Fuse-10759995 | 1500Million | Dade City | -1 | 3000
Lateral Hardening | Lateral Hardening-Fuse-60364320,1 | 13198 | 0 | 87.6851 | 86.6806 | 50000 | 0.0017336 | 0.0017045 | 29333333.3333 |  | 1 | 0 | 0 | 0 | 1 | Lateral Hardening-Fuse-60364320 | 1500Million | Western | -1 | 3000
Lateral Hardening | Lateral Hardening-Fuse-60478232,1 | 13795 | 376.472 | 62.7435 | 421.3887 | 246363.6364 | 0.0017104 | 0.2053 | 1200000 | 35 | 1 | 1 | 0 | 1 | 2 | Lateral Hardening-Fuse-60478232 | 1500Million | Eastern | -1 | 3000
Lateral Hardening | Lateral Hardening-Fuse-10242802,1 | 13532 | 0 | 86.9239 | 85.9281 | 50454.5455 | 0.0017031 | 0.042045 | 1200000 | 1 | 1 | 0 | 0 | 0 | 1 | Lateral Hardening-Fuse-10242802 | 1500Million | Western | -1 | 3000
Lateral Hardening | Lateral Hardening-Fuse-92876736,1 | 13460 | 0 | 85.9598 | 84.975 | 50000 | 0.0016995 | 0.035417 | 1411764.7059 |  | 1 | 0 | 0 | 0 | 1 | Lateral Hardening-Fuse-92876736 | 1500Million | Eastern | -1 | 3000
Lateral Hardening | Lateral Hardening-Fuse-10421438,1 | 13826 | 0 | 99.8636 | 98.7195 | 58181.8182 | 0.0016967 | 0.048485 | 1200000 |  | 1 | 0 | 0 | 0 | 1 | Lateral Hardening-Fuse-10421438 | 1500Million | Central | -1 | 3000
Lateral Hardening | Lateral Hardening-Fuse-10457731,1 | 13229 | 0 | 129.9292 | 128.4407 | 76136.3636 | 0.001687 | 0.063447 | 1200000 | 2 | 1 | 0 | 0 | 0 | 1 | Lateral Hardening-Fuse-10457731 | 1500Million | Eastern | -1 | 3000
Lateral Hardening | Lateral Hardening-Fuse-10600225,1 | 13479 | 0 | 85.9598 | 84.975 | 50454.5455 | 0.0016842 | 0.042045 | 1200000 | 4 | 1 | 0 | 0 | 0 | 1 | Lateral Hardening-Fuse-10600225 | 1500Million | Winter Haven | -1 | 3000
Lateral Hardening | Lateral Hardening-Fuse-92141061,1 | 13172 | 0 | 83.9554 | 82.9936 | 50000 | 0.0016599 | 0.022538 | 2218487.395 | 1 | 1 | 0 | 0 | 0 | 1 | Lateral Hardening-Fuse-92141061 | 1500Million | Eastern | -1 | 3000
Lateral Hardening | Lateral Hardening-Fuse-10632666,1 | 13312 | 0 | 83.6763 | 82.7177 | 50000 | 0.0016544 | 0.0013258 | 37714285.7143 | 3 | 1 | 0 | 0 | 0 | 1 | Lateral Hardening-Fuse-10632666 | 1500Million | Winter Haven | -1 | 3000
Lateral Hardening | Lateral Hardening-Fuse-92426785,1 | 14042 | 0 | 83.3008 | 82.3465 | 50000 | 0.0016469 | 0.025568 | 1955555.5556 | 5 | 1 | 0 | 0 | 0 | 1 | Lateral Hardening-Fuse-92426785 | 1500Million | Central | -1 | 3000
Lateral Hardening | Lateral Hardening-Fuse-60029211,1 | 13088 | 0 | 83.3008 | 82.3465 | 50000 | 0.0016469 | 0.00075758 | 66000000 | 1 | 1 | 0 | 0 | 0 | 1 | Lateral Hardening-Fuse-60029211 | 1500Million | Central | -1 | 3000
Lateral Hardening | Lateral Hardening-Fuse-60189396,1 | 13947 | 0 | 399.8506 | 395.27 | 241590.9091 | 0.0016361 | 0.20133 | 1200000 | 3 | 1 | 1 | 0 | 1 | 2 | Lateral Hardening-Fuse-60189396 | 1500Million | Central | -1 | 3000
Lateral Hardening | Lateral Hardening-Fuse-90542625,1 | 14026 | 45.5115 | 36.9903 | 79.9867 | 50000 | 0.0015997 | 0.02197 | 2275862.069 | 1 | 1 | 0 | 0 | 0 | 1 | Lateral Hardening-Fuse-90542625 | 1500Million | South Hillsborough | -1 | 3000
Lateral Hardening | Lateral Hardening-Fuse-92094218,1 | 13021 | 0 | 83.3008 | 82.3465 | 54090.9091 | 0.0015224 | 0.045076 | 1200000 | 2 | 1 | 0 | 0 | 0 | 1 | Lateral Hardening-Fuse-92094218 | 1500Million | Central | -1 | 3000
Lateral Hardening | Lateral Hardening-Fuse-60172344,1 | 13927 | 0 | 60.8924 | 75.2435 | 50000 | 0.0015049 | 0.018182 | 2750000 | 2 | 1 | 0 | 0 | 0 | 1 | Lateral Hardening-Fuse-60172344 | 1500Million | Winter Haven | -1 | 3000
Lateral Hardening | Lateral Hardening-Fuse-90462298,1 | 13388 | 16.3444 | 60.125 | 75.0508 | 50000 | 0.001501 | 0.0017045 | 29333333.3333 | 1 | 1 | 0 | 0 | 0 | 1 | Lateral Hardening-Fuse-90462298 | 1500Million | Plant City | -1 | 3000
Lateral Hardening | Lateral Hardening-Fuse-10313381,1 | 13866 | 0 | 74.8977 | 74.0397 | 50000 | 0.0014808 | 0.022538 | 2218487.395 |  | 1 | 0 | 0 | 0 | 1 | Lateral Hardening-Fuse-10313381 | 1500Million | Western | -1 | 3000
Lateral Hardening | Lateral Hardening-Fuse-91804936,1 | 13329 | 0 | 73.832 | 72.9862 | 50000 | 0.0014597 | 0.019886 | 2514285.7143 | 3 | 1 | 0 | 0 | 0 | 1 | Lateral Hardening-Fuse-91804936 | 1500Million | Dade City | -1 | 3000
Lateral Hardening | Lateral Hardening-Fuse-60002221,1 | 13899 | 0 | 213.4279 | 226.0316 | 157045.4545 | 0.0014393 | 0.13087 | 1200000 | 1 | 1 | 0 | 0 | 0 | 1 | Lateral Hardening-Fuse-60002221 | 1500Million | South Hillsborough | -1 | 3000
Lateral Hardening | Lateral Hardening-Fuse-60166130,1 | 13292 | 0 | 71.9862 | 71.1616 | 50000 | 0.0014232 | 0.013258 | 3771428.5714 | 1 | 1 | 1 | 0 | 1 | 2 | Lateral Hardening-Fuse-60166130 | 1500Million | Winter Haven | -1 | 3000
Lateral Hardening | Lateral Hardening-Fuse-91121209,1 | 13473 | 0 | 108.9974 | 107.7488 | 75909.0909 | 0.0014194 | 0.063258 | 1200000 | 1 | 1 | 0 | 0 | 0 | 1 | Lateral Hardening-Fuse-91121209 | 1500Million | Winter Haven | -1 | 3000
Lateral Hardening | Lateral Hardening-Fuse-10164207,1 | 13190 | 41.2061 | 63.1003 | 101.6305 | 72045.4545 | 0.0014106 | 0.060038 | 1200000 | 3 | 1 | 0 | 0 | 0 | 1 | Lateral Hardening-Fuse-10164207 | 1500Million | Western | -1 | 3000
Lateral Hardening | Lateral Hardening-Fuse-93335115,1 | 13645 | 0 | 70.0263 | 69.2241 | 50000 | 0.0013845 | 0.021023 | 2378378.3784 |  | 1 | 1 | 0 | 1 | 2 | Lateral Hardening-Fuse-93335115 | 1500Million | South Hillsborough | -1 | 3000
Lateral Hardening | Lateral Hardening-Fuse-60468602,1 | 13304 | 0 | 68.8084 | 68.0202 | 50000 | 0.0013604 | 0.020644 | 2422018.3486 | 1 | 1 | 1 | 0 | 1 | 2 | Lateral Hardening-Fuse-60468602 | 1500Million | South Hillsborough | -1 | 3000
Lateral Hardening | Lateral Hardening-Fuse-10087566,1 | 13389 | 0 | 94.0788 | 93.001 | 68409.0909 | 0.0013595 | 0.057008 | 1200000 | 2 | 1 | 0 | 0 | 0 | 1 | Lateral Hardening-Fuse-10087566 | 1500Million | Plant City | -1 | 3000
Lateral Hardening | Lateral Hardening-Fuse-10479371,1 | 14012 | 14.7022 | 53.7486 | 67.1485 | 50000 | 0.001343 | 0.024432 | 2046511.6279 | 1 | 1 | 0 | 0 | 0 | 1 | Lateral Hardening-Fuse-10479371 | 1500Million | Central | -1 | 3000
Lateral Hardening | Lateral Hardening-Fuse-92015766,1 | 13772 | 0 | 67.5145 | 66.741 | 50000 | 0.0013348 | 0.032386 | 1543859.6491 |  | 1 | 1 | 0 | 1 | 2 | Lateral Hardening-Fuse-92015766 | 1500Million | Winter Haven | -1 | 3000
Lateral Hardening | Lateral Hardening-Fuse-91998945,1 | 14031 | 26.7609 | 115.3522 | 139.7215 | 105681.8182 | 0.0013221 | 0.088068 | 1200000 | 1 | 1 | 0 | 0 | 0 | 1 | Lateral Hardening-Fuse-91998945 | 1500Million | Western | -1 | 3000
Lateral Hardening | Lateral Hardening-Fuse-92834366,1 | 13087 | 0 | 115.1247 | 113.8059 | 86136.3636 | 0.0013212 | 0.07178 | 1200000 | 2 | 1 | 0 | 0 | 0 | 1 | Lateral Hardening-Fuse-92834366 | 1500Million | Eastern | -1 | 3000
Lateral Hardening | Lateral Hardening-Fuse-60082088,1 | 13447 | 0 | 66.4488 | 65.6876 | 50000 | 0.0013138 | 0.00075758 | 66000000 |  | 1 | 1 | 1 | 0 | 2 | Lateral Hardening-Fuse-60082088 | 1500Million | Western | -1 | 3000
Lateral Hardening | Lateral Hardening-Fuse-92015630,1 | 13772 | 36.4882 | 28.5536 | 63.0554 | 50000 | 0.0012611 | 0.016856 | 2966292.1348 | 1 | 1 | 0 | 0 | 0 | 1 | Lateral Hardening-Fuse-92015630 | 1500Million | Winter Haven | -1 | 3000
Lateral Hardening | Lateral Hardening-Fuse-90423466,1 | 13748 | 0 | 63.7848 | 63.0541 | 50000 | 0.0012611 | 0.011742 | 4258064.5161 |  | 1 | 0 | 0 | 0 | 1 | Lateral Hardening-Fuse-90423466 | 1500Million | Western | -1 | 3000
Lateral Hardening | Lateral Hardening-Fuse-60144160,1 | 13939 | 36.3183 | 28.6381 | 62.9838 | 50000 | 0.0012597 | 0.0085227 | 5866666.6667 | 1 | 1 | 0 | 0 | 0 | 1 | Lateral Hardening-Fuse-60144160 | 1500Million | Central | -1 | 3000
Lateral Hardening | Lateral Hardening-Fuse-91375465,1 | 13124 | 17.924 | 58.6645 | 75.1762 | 60909.0909 | 0.0012342 | 0.050758 | 1200000 | 1 | 1 | 0 | 0 | 0 | 1 | Lateral Hardening-Fuse-91375465 | 1500Million | Plant City | -1 | 3000
Lateral Hardening | Lateral Hardening-Fuse-92655835,1 | 13030 | 35.4537 | 27.7441 | 61.2677 | 50000 | 0.0012254 | 0.02178 | 2295652.1739 | 1 | 1 | 0 | 0 | 0 | 1 | Lateral Hardening-Fuse-92655835 | 1500Million | Winter Haven | -1 | 3000
Lateral Hardening | Lateral Hardening-Fuse-60342621,1 | 13019 | 0 | 61.8058 | 61.0978 | 50000 | 0.001222 | 0.029545 | 1692307.6923 |  | 1 | 0 | 0 | 0 | 1 | Lateral Hardening-Fuse-60342621 | 1500Million | South Hillsborough | -1 | 3000
Lateral Hardening | Lateral Hardening-Fuse-91804955,1 | 13329 | 0 | 61.5267 | 60.8219 | 50000 | 0.0012164 | 0.023295 | 2146341.4634 | 1 | 1 | 0 | 0 | 0 | 1 | Lateral Hardening-Fuse-91804955 | 1500Million | Dade City | -1 | 3000
Lateral Hardening | Lateral Hardening-Fuse-10925171,1 | 13020 | 0 | 61.0446 | 60.3453 | 50000 | 0.0012069 | 0.014583 | 3428571.4286 | 1 | 1 | 0 | 0 | 0 | 1 | Lateral Hardening-Fuse-10925171 | 1500Million | South Hillsborough | -1 | 3000
Lateral Hardening | Lateral Hardening-Fuse-92872356,1 | 13710 | 14.6719 | 46.1389 | 59.6776 | 50000 | 0.0011936 | 0.019318 | 2588235.2941 | 1 | 1 | 0 | 0 | 0 | 1 | Lateral Hardening-Fuse-92872356 | 1500Million | Eastern | -1 | 3000
Lateral Hardening | Lateral Hardening-Fuse-91085500,1 | 13295 | 60.037 | 2.4161 | 59.65 | 50000 | 0.001193 | 0.020455 | 2444444.4444 | 27 | 1 | 1 | 0 | 1 | 2 | Lateral Hardening-Fuse-91085500 | 1500Million | Winter Haven | -1 | 3000
Lateral Hardening | Lateral Hardening-Fuse-10612123,1 | 13927 | 0 | 60.2835 | 59.5929 | 50000 | 0.0011919 | 0.028788 | 1736842.1053 | 2 | 1 | 0 | 0 | 0 | 1 | Lateral Hardening-Fuse-10612123 | 1500Million | Winter Haven | -1 | 3000
Lateral Hardening | Lateral Hardening-Fuse-92910229,1 | 13241 | 0 | 59.5223 | 58.8405 | 50000 | 0.0011768 | 0.023674 | 2112000 | 2 | 1 | 0 | 0 | 0 | 1 | Lateral Hardening-Fuse-92910229 | 1500Million | Plant City | -1 | 3000
Lateral Hardening | Lateral Hardening-Fuse-91550518,1 | 13312 | 0 | 59.0656 | 58.389 | 50000 | 0.0011678 | 0.0024621 | 20307692.3077 | 7 | 1 | 0 | 0 | 0 | 1 | Lateral Hardening-Fuse-91550518 | 1500Million | Winter Haven | -1 | 3000
Lateral Hardening | Lateral Hardening-Fuse-10633655,1 | 13241 | 0 | 59.0656 | 58.389 | 50000 | 0.0011678 | 0.021212 | 2357142.8571 | 4 | 1 | 0 | 0 | 0 | 1 | Lateral Hardening-Fuse-10633655 | 1500Million | Plant City | -1 | 3000
Lateral Hardening | Lateral Hardening-Fuse-90748003,1 | 13166 | 0 | 59.0656 | 58.389 | 50000 | 0.0011678 | 0.035606 | 1404255.3191 | 1 | 1 | 0 | 0 | 0 | 1 | Lateral Hardening-Fuse-90748003 | 1500Million | Western | -1 | 3000
Lateral Hardening | Lateral Hardening-Fuse-92559922,1 | 13787 | 0 | 59.0656 | 58.389 | 50000 | 0.0011678 | 0.016856 | 2966292.1348 | 1 | 1 | 0 | 0 | 0 | 1 | Lateral Hardening-Fuse-92559922 | 1500Million | Plant City | -1 | 3000
Lateral Hardening | Lateral Hardening-Fuse-90888027,1 | 13883 | 0 | 58.9134 | 58.2385 | 50000 | 0.0011648 | 0.020076 | 2490566.0377 | 3 | 1 | 1 | 0 | 1 | 2 | Lateral Hardening-Fuse-90888027 | 1500Million | Eastern | -1 | 3000
Lateral Hardening | Lateral Hardening-Fuse-92604597,1 | 13390 | 33.5729 | 26.2723 | 58.0174 | 50000 | 0.0011603 | 0.012311 | 4061538.4615 | 1 | 1 | 1 | 0 | 1 | 2 | Lateral Hardening-Fuse-92604597 | 1500Million | Plant City | -1 | 3000
Lateral Hardening | Lateral Hardening-Fuse-91606130,1 | 13939 | 32.707 | 26.0856 | 57.0067 | 50000 | 0.0011401 | 0.0075758 | 6600000 | 1 | 1 | 0 | 0 | 0 | 1 | Lateral Hardening-Fuse-91606130 | 1500Million | Central | -1 | 3000
Lateral Hardening | Lateral Hardening-Fuse-91045417,1 | 13121 | 0 | 57.5433 | 56.8841 | 50000 | 0.0011377 | 0.03428 | 1458563.5359 | 2 | 1 | 0 | 0 | 0 | 1 | Lateral Hardening-Fuse-91045417 | 1500Million | Plant City | -1 | 3000
Lateral Hardening | Lateral Hardening-Fuse-90666149,1 | 14199 | 0 | 56.021 | 55.3793 | 50000 | 0.0011076 | 0.016667 | 3000000 | 1 | 1 | 1 | 0 | 1 | 2 | Lateral Hardening-Fuse-90666149 | 1500Million | Eastern | -1 | 3000
Lateral Hardening | Lateral Hardening-Fuse-10080880,1 | 13668 | 20.7723 | 85.1451 | 104.0834 | 95000 | 0.0010956 | 0.079167 | 1200000 | 1 | 1 | 0 | 0 | 0 | 1 | Lateral Hardening-Fuse-10080880 | 1500Million | Plant City | -1 | 3000
Lateral Hardening | Lateral Hardening-Fuse-91660623,1 | 13153 | 0 | 54.9554 | 54.3258 | 50000 | 0.0010865 | 0.026136 | 1913043.4783 | 15 | 1 | 1 | 0 | 1 | 2 | Lateral Hardening-Fuse-91660623 | 1500Million | Winter Haven | -1 | 3000
Lateral Hardening | Lateral Hardening-Fuse-90830097,1 | 13899 | 0 | 53.5853 | 52.9715 | 50000 | 0.0010594 | 0.0079545 | 6285714.2857 | 1 | 1 | 0 | 0 | 0 | 1 | Lateral Hardening-Fuse-90830097 | 1500Million | South Hillsborough | -1 | 3000
Lateral Hardening | Lateral Hardening-Fuse-91395876,1 | 13708 | 0 | 53.5853 | 52.9715 | 50000 | 0.0010594 | 0.015909 | 3142857.1429 | 1 | 1 | 1 | 0 | 1 | 2 | Lateral Hardening-Fuse-91395876 | 1500Million | Eastern | -1 | 3000
Lateral Hardening | Lateral Hardening-Fuse-93192937,1 | 13656 | 0 | 53.0525 | 52.4448 | 50000 | 0.0010489 | 0.025189 | 1984962.406 |  | 1 | 0 | 0 | 0 | 1 | Lateral Hardening-Fuse-93192937 | 1500Million | Plant City | -1 | 3000
Lateral Hardening | Lateral Hardening-Fuse-10105716,1 | 13878 | 0 | 55.6404 | 55.003 | 52954.5455 | 0.0010387 | 0.044129 | 1200000 | 1 | 1 | 0 | 0 | 0 | 1 | Lateral Hardening-Fuse-10105716 | 1500Million | Eastern | -1 | 3000
Lateral Hardening | Lateral Hardening-Fuse-92950710,1 | 13972 | 0 | 52.5197 | 51.918 | 50000 | 0.0010384 | 0.017803 | 2808510.6383 |  | 1 | 0 | 0 | 0 | 1 | Lateral Hardening-Fuse-92950710 | 1500Million | Winter Haven | -1 | 3000
Lateral Hardening | Lateral Hardening-Fuse-10667372,1 | 13787 | 29.7875 | 23.6703 | 51.8303 | 50000 | 0.0010366 | 0.013826 | 3616438.3562 | 1 | 1 | 0 | 0 | 0 | 1 | Lateral Hardening-Fuse-10667372 | 1500Million | Plant City | -1 | 3000
Lateral Hardening | Lateral Hardening-Fuse-91567572,1 | 13461 | 29.6408 | 23.6401 | 51.6623 | 50000 | 0.0010332 | 0.0077652 | 6439024.3902 | 1 | 1 | 0 | 0 | 0 | 1 | Lateral Hardening-Fuse-91567572 | 1500Million | Eastern | -1 | 3000
Lateral Hardening | Lateral Hardening-Fuse-10743723,1 | 13328 | 0 | 59.0656 | 58.389 | 57954.5455 | 0.0010075 | 0.048295 | 1200000 | 4 | 1 | 0 | 0 | 0 | 1 | Lateral Hardening-Fuse-10743723 | 1500Million | Dade City | -1 | 3000
Lateral Hardening | Lateral Hardening-Fuse-90998176,1 | 13008 | 0 | 49.4751 | 48.9083 | 50000 | 0.00097817 | 0.019508 | 2563106.7961 | 1 | 1 | 0 | 0 | 0 | 1 | Lateral Hardening-Fuse-90998176 | 1500Million | Plant City | -1 | 3000
Lateral Hardening | Lateral Hardening-Fuse-93272222,1 | 13390 | 0 | 48.105 | 47.5539 | 50000 | 0.00095108 | 0.0047348 | 10560000 |  | 1 | 1 | 0 | 1 | 2 | Lateral Hardening-Fuse-93272222 | 1500Million | Plant City | -1 | 3000
Lateral Hardening | Lateral Hardening-Fuse-60083264,1 | 13123 | 0 | 79.2819 | 138.5685 | 145909.0909 | 0.00094969 | 0.12159 | 1200000 | 1 | 1 | 0 | 0 | 0 | 1 | Lateral Hardening-Fuse-60083264 | 1500Million | Plant City | -1 | 3000
Lateral Hardening | Lateral Hardening-Fuse-91245686,1 | 13091 | 0 | 46.7603 | 46.2246 | 50000 | 0.00092449 | 0.016477 | 3034482.7586 | 1 | 1 | 1 | 0 | 1 | 2 | Lateral Hardening-Fuse-91245686 | 1500Million | Central | -1 | 3000
Lateral Hardening | Lateral Hardening-Fuse-90980355,1 | 13236 | 0 | 46.7603 | 46.2246 | 50000 | 0.00092449 | 0.0060606 | 8250000 |  | 1 | 0 | 0 | 0 | 1 | Lateral Hardening-Fuse-90980355 | 1500Million | South Hillsborough | -1 | 3000
Lateral Hardening | Lateral Hardening-Fuse-92655620,1 | 13226 | 0 | 46.7603 | 46.2246 | 50000 | 0.00092449 | 0.014962 | 3341772.1519 | 1 | 1 | 0 | 0 | 0 | 1 | Lateral Hardening-Fuse-92655620 | 1500Million | Eastern | -1 | 3000
Lateral Hardening | Lateral Hardening-Fuse-60069819,1 | 13051 | 0 | 46.7603 | 46.2246 | 50000 | 0.00092449 | 0.029735 | 1681528.6624 | 9 | 1 | 0 | 0 | 0 | 1 | Lateral Hardening-Fuse-60069819 | 1500Million | Central | -1 | 3000
Lateral Hardening | Lateral Hardening-Fuse-90837504,1 | 13130 | 0 | 46.7603 | 46.2246 | 50000 | 0.00092449 | 0.016667 | 3000000 | 3 | 1 | 0 | 0 | 0 | 1 | Lateral Hardening-Fuse-90837504 | 1500Million | Eastern | -1 | 3000
Lateral Hardening | Lateral Hardening-Fuse-92094534,1 | 13939 | 0 | 46.7603 | 46.2246 | 50000 | 0.00092449 | 0.035606 | 1404255.3191 | 2 | 1 | 1 | 0 | 1 | 2 | Lateral Hardening-Fuse-92094534 | 1500Million | Central | -1 | 3000
Lateral Hardening | Lateral Hardening-Fuse-93124850,1 | 13107 | 0 | 46.7603 | 46.2246 | 50000 | 0.00092449 | 0.029545 | 1692307.6923 |  | 1 | 0 | 0 | 0 | 1 | Lateral Hardening-Fuse-93124850 | 1500Million | Central | -1 | 3000
Lateral Hardening | Lateral Hardening-Fuse-10797476,1 | 14042 | 0 | 46.7603 | 46.2246 | 50000 | 0.00092449 | 0.032576 | 1534883.7209 |  | 1 | 0 | 0 | 0 | 1 | Lateral Hardening-Fuse-10797476 | 1500Million | Central | -1 | 3000
Lateral Hardening | Lateral Hardening-Fuse-60022626,1 | 13086 | 0 | 46.7603 | 46.2246 | 50000 | 0.00092449 | 0.028977 | 1725490.1961 |  | 1 | 0 | 0 | 0 | 1 | Lateral Hardening-Fuse-60022626 | 1500Million | Eastern | -1 | 3000
Lateral Hardening | Lateral Hardening-Fuse-92734225,1 | 13070 | 26.0852 | 20.68 | 45.3248 | 50000 | 0.0009065 | 0.01553 | 3219512.1951 | 1 | 1 | 0 | 0 | 0 | 1 | Lateral Hardening-Fuse-92734225 | 1500Million | Western | -1 | 3000
Lateral Hardening | Lateral Hardening-Fuse-60032618,1 | 13007 | 0 | 44.2231 | 43.7165 | 50000 | 0.00087433 | 0.034659 | 1442622.9508 | 1 | 1 | 0 | 0 | 0 | 1 | Lateral Hardening-Fuse-60032618 | 1500Million | Plant City | -1 | 3000
Lateral Hardening | Lateral Hardening-Fuse-92872327,1 | 13710 | 36.6791 | 8.5428 | 43.4404 | 50000 | 0.00086881 | 0.0051136 | 9777777.7778 | 4 | 1 | 2 | 0 | 2 | 3 | Lateral Hardening-Fuse-92872327 | 1500Million | Eastern | -1 | 3000
Lateral Hardening | Lateral Hardening-Fuse-91767856,1 | 13107 | 43.0673 | 2.3708 | 43.3804 | 50000 | 0.00086761 | 0.02178 | 2295652.1739 | 19 | 1 | 0 | 0 | 0 | 1 | Lateral Hardening-Fuse-91767856 | 1500Million | Central | -1 | 3000
Lateral Hardening | Lateral Hardening-Fuse-10204442,1 | 13337 | 34.1681 | 10.1231 | 42.6453 | 50000 | 0.00085291 | 0.029545 | 1692307.6923 | 7 | 1 | 0 | 0 | 0 | 1 | Lateral Hardening-Fuse-10204442 | 1500Million | Western | -1 | 3000
Lateral Hardening | Lateral Hardening-Fuse-10694171,1 | 13254 | 29.0063 | 12.1211 | 39.6906 | 50000 | 0.00079381 | 0.032008 | 1562130.1775 | 2 | 1 | 0 | 0 | 0 | 1 | Lateral Hardening-Fuse-10694171 | 1500Million | South Hillsborough | -1 | 3000
Lateral Hardening | Lateral Hardening-Fuse-10087604,1 | 13389 | 5.4543 | 2.3778 | 54.7838 | 70227.2727 | 0.00078009 | 0.058523 | 1200000 | 2 | 1 | 0 | 0 | 0 | 1 | Lateral Hardening-Fuse-10087604 | 1500Million | Plant City | -1 | 3000
Lateral Hardening | Lateral Hardening-Fuse-93288108,1 | 13213 | 0 | 39.4278 | 38.9762 | 50000 | 0.00077952 | 0.015341 | 3259259.2593 |  | 1 | 0 | 0 | 0 | 1 | Lateral Hardening-Fuse-93288108 | 1500Million | Eastern | -1 | 3000
Lateral Hardening | Lateral Hardening-Fuse-92026399,1 | 14119 | 0 | 37.8294 | 37.396 | 50000 | 0.00074792 | 0.017614 | 2838709.6774 |  | 1 | 1 | 0 | 1 | 2 | Lateral Hardening-Fuse-92026399 | 1500Million | Plant City | -1 | 3000
Lateral Hardening | Lateral Hardening-Fuse-60047241,1 | 13228 | 2.9648 | 2.3378 | 37.2761 | 50000 | 0.00074552 | 0.016667 | 3000000 | 1 | 1 | 0 | 0 | 0 | 1 | Lateral Hardening-Fuse-60047241 | 1500Million | Eastern | -1 | 3000
Lateral Hardening | Lateral Hardening-Fuse-90009373,1 | 13924 | 20.003 | 16.2578 | 35.1554 | 50000 | 0.00070311 | 0.017614 | 2838709.6774 | 1 | 1 | 0 | 0 | 0 | 1 | Lateral Hardening-Fuse-90009373 | 1500Million | Winter Haven | -1 | 3000
Lateral Hardening | Lateral Hardening-Fuse-60327730,1 | 14042 | 0 | 34.7848 | 34.3863 | 50000 | 0.00068773 | 0.016098 | 3105882.3529 | 1 | 1 | 0 | 0 | 0 | 1 | Lateral Hardening-Fuse-60327730 | 1500Million | Central | -1 | 3000
Lateral Hardening | Lateral Hardening-Fuse-90628828,1 | 13073 | 25.9242 | 9.3005 | 33.9771 | 50000 | 0.00067954 | 0.025189 | 1984962.406 | 5 | 1 | 0 | 0 | 0 | 1 | Lateral Hardening-Fuse-90628828 | 1500Million | Western | -1 | 3000
Lateral Hardening | Lateral Hardening-Fuse-93162176,1 | 13086 | 0 | 33.7953 | 33.4081 | 50000 | 0.00066816 | 0.036932 | 1353846.1538 | 2 | 1 | 0 | 0 | 0 | 1 | Lateral Hardening-Fuse-93162176 | 1500Million | Eastern | -1 | 3000
Lateral Hardening | Lateral Hardening-Fuse-90342774,1 | 13324 | 0 | 33.3386 | 32.9567 | 50000 | 0.00065913 | 0.038447 | 1300492.6108 | 1 | 1 | 0 | 0 | 0 | 1 | Lateral Hardening-Fuse-90342774 | 1500Million | Eastern | -1 | 3000
Lateral Hardening | Lateral Hardening-Fuse-60360376,1 | 13687 | 0 | 2.4357 | 32.5052 | 50000 | 0.0006501 | 0.0081439 | 6139534.8837 | 2 | 1 | 0 | 0 | 0 | 1 | Lateral Hardening-Fuse-60360376 | 1500Million | Eastern | -1 | 3000
Lateral Hardening | Lateral Hardening-Fuse-10148030,1 | 13150 | 0 | 31.8924 | 31.527 | 50000 | 0.00063054 | 0.024432 | 2046511.6279 | 3 | 1 | 0 | 0 | 0 | 1 | Lateral Hardening-Fuse-10148030 | 1500Million | Winter Haven | -1 | 3000
Lateral Hardening | Lateral Hardening-Fuse-92149437,1 | 13547 | 0 | 31.0551 | 30.6994 | 50000 | 0.00061399 | 0.017803 | 2808510.6383 | 2 | 1 | 1 | 0 | 1 | 2 | Lateral Hardening-Fuse-92149437 | 1500Million | Central | -1 | 3000
Lateral Hardening | Lateral Hardening-Fuse-60032611,1 | 13007 | 0 | 28.7717 | 28.4421 | 50000 | 0.00056884 | 0.032765 | 1526011.5607 | 1 | 1 | 0 | 0 | 0 | 1 | Lateral Hardening-Fuse-60032611 | 1500Million | Plant City | -1 | 3000
Lateral Hardening | Lateral Hardening-Fuse-91771307,1 | 13236 | 0 | 43.8425 | 43.3403 | 77272.7273 | 0.00056087 | 0.064394 | 1200000 | 1 | 1 | 0 | 0 | 0 | 1 | Lateral Hardening-Fuse-91771307 | 1500Million | South Hillsborough | -1 | 3000
Lateral Hardening | Lateral Hardening-Fuse-93271409,1 | 13080 | 26.2255 | 2.61 | 27.5507 | 50000 | 0.00055101 | 0.024811 | 2015267.1756 | 11 | 1 | 0 | 0 | 0 | 1 | Lateral Hardening-Fuse-93271409 | 1500Million | Western | -1 | 3000
Lateral Hardening | Lateral Hardening-Fuse-91548331,1 | 13661 | 0 | 26.4121 | 26.1095 | 50000 | 0.00052219 | 0.011932 | 4190476.1905 | 2 | 1 | 1 | 0 | 1 | 2 | Lateral Hardening-Fuse-91548331 | 1500Million | Winter Haven | -1 | 3000
Lateral Hardening | Lateral Hardening-Fuse-90991563,1 | 13533 | 0 | 26.062 | 25.7634 | 50000 | 0.00051527 | 0.036742 | 1360824.7423 | 3 | 1 | 0 | 0 | 0 | 1 | Lateral Hardening-Fuse-90991563 | 1500Million | Western | -1 | 3000
Lateral Hardening | Lateral Hardening-Fuse-92909857,1 | 13159 | 0 | 24.9659 | 24.6799 | 50000 | 0.0004936 | 0.014015 | 3567567.5676 |  | 1 | 0 | 0 | 0 | 1 | Lateral Hardening-Fuse-92909857 | 1500Million | Central | -1 | 3000
Lateral Hardening | Lateral Hardening-Fuse-90504134,1 | 13435 | 0 | 24.8137 | 24.5294 | 50000 | 0.00049059 | 0.018561 | 2693877.551 | 2 | 1 | 1 | 0 | 1 | 2 | Lateral Hardening-Fuse-90504134 | 1500Million | Eastern | -1 | 3000
Lateral Hardening | Lateral Hardening-Fuse-92311266,1 | 13781 | 0 | 23.748 | 23.476 | 50000 | 0.00046952 | 0.0075758 | 6600000 | 1 | 1 | 0 | 0 | 0 | 1 | Lateral Hardening-Fuse-92311266 | 1500Million | South Hillsborough | -1 | 3000
Lateral Hardening | Lateral Hardening-Fuse-92748535,1 | 13336 | 0 | 23.2152 | 22.9493 | 50000 | 0.00045899 | 0.017235 | 2901098.9011 | 6 | 1 | 1 | 0 | 1 | 2 | Lateral Hardening-Fuse-92748535 | 1500Million | Western | -1 | 3000
Lateral Hardening | Lateral Hardening-Fuse-10100715,1 | 13048 | 19.7704 | 3.8637 | 22.6755 | 50000 | 0.00045351 | 0.017235 | 2901098.9011 | 5 | 1 | 0 | 0 | 0 | 1 | Lateral Hardening-Fuse-10100715 | 1500Million | Central | -1 | 3000
Lateral Hardening | Lateral Hardening-Fuse-91781626,1 | 13172 | 0 | 22.2257 | 21.9711 | 50000 | 0.00043942 | 0.0098485 | 5076923.0769 | 8 | 1 | 1 | 0 | 1 | 2 | Lateral Hardening-Fuse-91781626 | 1500Million | Eastern | -1 | 3000
Lateral Hardening | Lateral Hardening-Fuse-60139184,1 | 13865 | 0 | 38.0578 | 37.6218 | 88636.3636 | 0.00042445 | 0.073864 | 1200000 |  | 1 | 0 | 0 | 0 | 1 | Lateral Hardening-Fuse-60139184 | 1500Million | Western | -1 | 3000
Lateral Hardening | Lateral Hardening-Fuse-93075532,1 | 13769 | 0 | 21.0079 | 20.7672 | 50000 | 0.00041534 | 0.011553 | 4327868.8525 |  | 1 | 1 | 0 | 1 | 2 | Lateral Hardening-Fuse-93075532 | 1500Million | Winter Haven | -1 | 3000
Lateral Hardening | Lateral Hardening-Fuse-92199717,1 | 13787 | 0 | 57.9696 | 57.3055 | 138181.8182 | 0.00041471 | 0.11515 | 1200000 |  | 1 | 0 | 0 | 0 | 1 | Lateral Hardening-Fuse-92199717 | 1500Million | Plant City | -1 | 3000
Lateral Hardening | Lateral Hardening-Fuse-10924397,1 | 14356 | 0 | 20.7034 | 20.4662 | 50000 | 0.00040932 | 0.0056818 | 8800000 |  | 1 | 0 | 0 | 0 | 1 | Lateral Hardening-Fuse-10924397 | 1500Million | Eastern | -1 | 3000
Lateral Hardening | Lateral Hardening-Fuse-10456330,1 | 13225 | 0 | 20.7034 | 20.4662 | 50000 | 0.00040932 | 0.011364 | 4400000 | 1 | 1 | 0 | 0 | 0 | 1 | Lateral Hardening-Fuse-10456330 | 1500Million | Eastern | -1 | 3000
Lateral Hardening | Lateral Hardening-Fuse-91783078,1 | 14112 | 0 | 19.3333 | 19.1119 | 50000 | 0.00038224 | 0.014015 | 3567567.5676 | 1 | 1 | 0 | 0 | 0 | 1 | Lateral Hardening-Fuse-91783078 | 1500Million | Eastern | -1 | 3000
Lateral Hardening | Lateral Hardening-Fuse-90539976,1 | 14355 | 0 | 19.1811 | 18.9614 | 50000 | 0.00037923 | 0.010417 | 4800000 |  | 1 | 0 | 0 | 0 | 1 | Lateral Hardening-Fuse-90539976 | 1500Million | Eastern | -1 | 3000
Lateral Hardening | Lateral Hardening-Fuse-91221190,1 | 13924 | 12.1908 | 9.7228 | 21.2479 | 56363.6364 | 0.00037698 | 0.04697 | 1200000 | 1 | 1 | 0 | 0 | 0 | 1 | Lateral Hardening-Fuse-91221190 | 1500Million | Winter Haven | -1 | 3000
Lateral Hardening | Lateral Hardening-Fuse-92094568,1 | 13939 | 0 | 19.0289 | 18.8109 | 50000 | 0.00037622 | 0.020644 | 2422018.3486 | 2 | 1 | 0 | 0 | 0 | 1 | Lateral Hardening-Fuse-92094568 | 1500Million | Central | -1 | 3000
Lateral Hardening | Lateral Hardening-Fuse-91068377,1 | 13213 | 0 | 3.7632 | 18.7688 | 50000 | 0.00037538 | 0.041288 | 1211009.1743 | 3 | 1 | 0 | 0 | 0 | 1 | Lateral Hardening-Fuse-91068377 | 1500Million | Eastern | -1 | 3000
Lateral Hardening | Lateral Hardening-Fuse-92971628,1 | 13539 | 0 | 18.1916 | 17.9832 | 50000 | 0.00035966 | 0.0043561 | 11478260.8696 | 1 | 1 | 1 | 0 | 1 | 2 | Lateral Hardening-Fuse-92971628 | 1500Million | Western | -1 | 3000
Lateral Hardening | Lateral Hardening-Fuse-10216504,1 | 13492 | 0 | 2.4357 | 17.4565 | 50000 | 0.00034913 | 0.019697 | 2538461.5385 | 2 | 1 | 0 | 0 | 0 | 1 | Lateral Hardening-Fuse-10216504 | 1500Million | Western | -1 | 3000
Lateral Hardening | Lateral Hardening-Fuse-10216498,1 | 13492 | 0 | 2.4357 | 17.4565 | 50000 | 0.00034913 | 0.020455 | 2444444.4444 | 7 | 1 | 0 | 0 | 0 | 1 | Lateral Hardening-Fuse-10216498 | 1500Million | Western | -1 | 3000
Lateral Hardening | Lateral Hardening-Fuse-10829499,1 | 13687 | 0 | 2.4357 | 17.4565 | 50000 | 0.00034913 | 0.013447 | 3718309.8592 | 2 | 1 | 0 | 0 | 0 | 1 | Lateral Hardening-Fuse-10829499 | 1500Million | Eastern | -1 | 3000
Lateral Hardening | Lateral Hardening-Fuse-93231658,1 | 13672 | 0 | 17.3543 | 17.1555 | 50000 | 0.00034311 | 0.018561 | 2693877.551 | 1 | 1 | 1 | 0 | 1 | 2 | Lateral Hardening-Fuse-93231658 | 1500Million | Western | -1 | 3000
Lateral Hardening | Lateral Hardening-Fuse-90737773,1 | 13125 | 15.1149 | 2.3575 | 16.7448 | 50000 | 0.0003349 | 0.020644 | 2422018.3486 | 6 | 1 | 0 | 0 | 0 | 1 | Lateral Hardening-Fuse-90737773 | 1500Million | Plant City | -1 | 3000
Lateral Hardening | Lateral Hardening-Fuse-92949294,1 | 14042 | 0 | 16.441 | 16.2526 | 50000 | 0.00032505 | 0.0087121 | 5739130.4348 | 1 | 1 | 1 | 0 | 1 | 2 | Lateral Hardening-Fuse-92949294 | 1500Million | Central | -1 | 3000
Lateral Hardening | Lateral Hardening-Fuse-10310496,1 | 13864 | 0 | 15.2231 | 15.0487 | 50000 | 0.00030097 | 0.0079545 | 6285714.2857 |  | 1 | 0 | 0 | 0 | 1 | Lateral Hardening-Fuse-10310496 | 1500Million | Western | -1 | 3000
Lateral Hardening | Lateral Hardening-Fuse-90423415,1 | 13433 | 0 | 14.736 | 14.5672 | 50000 | 0.00029134 | 0.019129 | 2613861.3861 | 1 | 1 | 0 | 0 | 0 | 1 | Lateral Hardening-Fuse-90423415 | 1500Million | Eastern | -1 | 3000
Lateral Hardening | Lateral Hardening-Fuse-92007509,1 | 13479 | 12.6113 | 2.556 | 14.5396 | 50000 | 0.00029079 | 0.0077652 | 6439024.3902 | 5 | 1 | 0 | 0 | 0 | 1 | Lateral Hardening-Fuse-92007509 | 1500Million | Winter Haven | -1 | 3000
Lateral Hardening | Lateral Hardening-Fuse-93099837,1 | 13786 | 12.6113 | 2.556 | 14.5396 | 50000 | 0.00029079 | 0.020455 | 2444444.4444 | 5 | 1 | 1 | 0 | 1 | 2 | Lateral Hardening-Fuse-93099837 | 1500Million | Plant City | -1 | 3000
Lateral Hardening | Lateral Hardening-Fuse-90012645,1 | 13927 | 0 | 13.6247 | 13.4686 | 50000 | 0.00026937 | 0.0092803 | 5387755.102 | 4 | 1 | 0 | 0 | 0 | 1 | Lateral Hardening-Fuse-90012645 | 1500Million | Winter Haven | -1 | 3000
Lateral Hardening | Lateral Hardening-Fuse-10311273,1 | 13865 | 0 | 12.8483 | 12.7011 | 50000 | 0.00025402 | 0.032386 | 1543859.6491 | 1 | 1 | 0 | 0 | 0 | 1 | Lateral Hardening-Fuse-10311273 | 1500Million | Western | -1 | 3000
Lateral Hardening | Lateral Hardening-Fuse-10802849,1 | 13133 | 0 | 12.6656 | 12.5205 | 50000 | 0.00025041 | 0.021212 | 2357142.8571 |  | 1 | 0 | 0 | 0 | 1 | Lateral Hardening-Fuse-10802849 | 1500Million | Eastern | -1 | 3000
Lateral Hardening | Lateral Hardening-Fuse-93164289,1 | 14119 | 0 | 12.4829 | 12.3399 | 50000 | 0.0002468 | 0.020833 | 2400000 |  | 1 | 1 | 0 | 1 | 2 | Lateral Hardening-Fuse-93164289 | 1500Million | Plant City | -1 | 3000
Lateral Hardening | Lateral Hardening-Fuse-60445804,1 | 14023 | 10.387 | 2.4192 | 12.3017 | 50000 | 0.00024603 | 0.0085227 | 5866666.6667 | 4 | 1 | 1 | 0 | 1 | 2 | Lateral Hardening-Fuse-60445804 | 1500Million | South Hillsborough | -1 | 3000
Lateral Hardening | Lateral Hardening-Fuse-60306546,1 | 13883 | 0 | 17.9633 | 17.7575 | 77272.7273 | 0.0002298 | 0.064394 | 1200000 | 1 | 1 | 0 | 0 | 0 | 1 | Lateral Hardening-Fuse-60306546 | 1500Million | Eastern | -1 | 3000
Lateral Hardening | Lateral Hardening-Fuse-10501155,1 | 13509 | 0 | 11.4173 | 11.2865 | 50000 | 0.00022573 | 0.011174 | 4474576.2712 | 1 | 1 | 0 | 0 | 0 | 1 | Lateral Hardening-Fuse-10501155 | 1500Million | Eastern | -1 | 3000
Lateral Hardening | Lateral Hardening-Fuse-60445803,1 | 14023 | 7.9517 | 3.7132 | 11.256 | 50000 | 0.00022512 | 0.014394 | 3473684.2105 | 2 | 1 | 0 | 0 | 0 | 1 | Lateral Hardening-Fuse-60445803 | 1500Million | South Hillsborough | -1 | 3000
Lateral Hardening | Lateral Hardening-Fuse-91643798,1 | 13579 | 0 | 25.9767 | 25.6791 | 121590.9091 | 0.00021119 | 0.10133 | 1200000 |  | 1 | 1 | 0 | 1 | 2 | Lateral Hardening-Fuse-91643798 | 1500Million | Eastern | -1 | 3000
Lateral Hardening | Lateral Hardening-Fuse-93312500,1 | 13303 | 7.9828 | 2.534 | 10.1253 | 50000 | 0.00020251 | 0.027652 | 1808219.1781 | 3 | 1 | 0 | 0 | 0 | 1 | Lateral Hardening-Fuse-93312500 | 1500Million | South Hillsborough | -1 | 3000
Lateral Hardening | Lateral Hardening-Fuse-93220639,1 | 13459 | 7.7367 | 2.7212 | 10.0676 | 50000 | 0.00020135 | 0.017614 | 2838709.6774 | 3 | 1 | 0 | 0 | 0 | 1 | Lateral Hardening-Fuse-93220639 | 1500Million | Eastern | -1 | 3000
Lateral Hardening | Lateral Hardening-Fuse-90027512,1 | 14275 | 7.739 | 2.6552 | 10.0039 | 50000 | 0.00020008 | 0.021212 | 2357142.8571 | 3 | 1 | 1 | 0 | 1 | 2 | Lateral Hardening-Fuse-90027512 | 1500Million | Western | -1 | 3000
Lateral Hardening | Lateral Hardening-Fuse-91932853,1 | 13180 | 7.739 | 2.6552 | 10.0039 | 50000 | 0.00020008 | 0.017614 | 2838709.6774 | 3 | 1 | 0 | 0 | 0 | 1 | Lateral Hardening-Fuse-91932853 | 1500Million | Central | -1 | 3000
Lateral Hardening | Lateral Hardening-Fuse-10686059,1 | 13808 | 9.1 | 2.8771 | 11.5213 | 57727.2727 | 0.00019958 | 0.048106 | 1200000 | 3 | 1 | 0 | 0 | 0 | 1 | Lateral Hardening-Fuse-10686059 | 1500Million | Plant City | -1 | 3000
Lateral Hardening | Lateral Hardening-Fuse-10802881,1 | 13133 | 7.8533 | 2.4829 | 9.9429 | 50000 | 0.00019886 | 0.007197 | 6947368.4211 | 3 | 1 | 0 | 0 | 0 | 1 | Lateral Hardening-Fuse-10802881 | 1500Million | Eastern | -1 | 3000
Lateral Hardening | Lateral Hardening-Fuse-10876288,1 | 14023 | 7.8533 | 2.4829 | 9.9429 | 50000 | 0.00019886 | 0.037121 | 1346938.7755 | 3 | 1 | 0 | 0 | 0 | 1 | Lateral Hardening-Fuse-10876288 | 1500Million | South Hillsborough | -1 | 3000
Lateral Hardening | Lateral Hardening-Fuse-10537245,1 | 13117 | 7.7677 | 2.5134 | 9.8954 | 50000 | 0.00019791 | 0.023674 | 2112000 | 3 | 1 | 0 | 0 | 0 | 1 | Lateral Hardening-Fuse-10537245 | 1500Million | Winter Haven | -1 | 3000
Lateral Hardening | Lateral Hardening-Fuse-60032795,1 | 13007 | 0 | 60.8924 | 60.1948 | 308181.8182 | 0.00019532 | 0.25682 | 1200000 | 1 | 1 | 0 | 0 | 0 | 1 | Lateral Hardening-Fuse-60032795 | 1500Million | Plant City | -1 | 3000
Lateral Hardening | Lateral Hardening-Fuse-93264128,1 | 13042 | 6.8123 | 3.2548 | 9.7047 | 50000 | 0.00019409 | 0.041667 | 1200000 | 2 | 1 | 0 | 0 | 0 | 1 | Lateral Hardening-Fuse-93264128 | 1500Million | Central | -1 | 3000
Lateral Hardening | Lateral Hardening-Fuse-93048483,1 | 13019 | 0 | 9.7428 | 9.6312 | 50000 | 0.00019262 | 0.026705 | 1872340.4255 | 1 | 1 | 0 | 0 | 0 | 1 | Lateral Hardening-Fuse-93048483 | 1500Million | South Hillsborough | -1 | 3000
Lateral Hardening | Lateral Hardening-Fuse-60044801,1 | 13180 | 0 | 9.7428 | 9.6312 | 50000 | 0.00019262 | 0.029356 | 1703225.8065 | 10 | 1 | 0 | 0 | 0 | 1 | Lateral Hardening-Fuse-60044801 | 1500Million | Central | -1 | 3000
Lateral Hardening | Lateral Hardening-Fuse-92630662,1 | 13331 | 0 | 9.7428 | 9.6312 | 50000 | 0.00019262 | 0.018371 | 2721649.4845 | 3 | 1 | 0 | 0 | 0 | 1 | Lateral Hardening-Fuse-92630662 | 1500Million | Dade City | -1 | 3000
Lateral Hardening | Lateral Hardening-Fuse-92759309,1 | 13211 | 0 | 9.7428 | 9.6312 | 50000 | 0.00019262 | 0.039773 | 1257142.8571 | 2 | 1 | 0 | 0 | 0 | 1 | Lateral Hardening-Fuse-92759309 | 1500Million | Eastern | -1 | 3000
Lateral Hardening | Lateral Hardening-Fuse-10758603,1 | 13422 | 10.155 | 2.5454 | 12.1967 | 70454.5455 | 0.00017311 | 0.058712 | 1200000 | 4 | 1 | 0 | 0 | 0 | 1 | Lateral Hardening-Fuse-10758603 | 1500Million | Dade City | -1 | 3000
Lateral Hardening | Lateral Hardening-Fuse-10503460,1 | 13576 | 0 | 8.7533 | 8.653 | 50000 | 0.00017306 | 0.01572 | 3180722.8916 | 1 | 1 | 0 | 0 | 0 | 1 | Lateral Hardening-Fuse-10503460 | 1500Million | Eastern | -1 | 3000
Lateral Hardening | Lateral Hardening-Fuse-92604599,1 | 13390 | 0 | 11.4782 | 11.3467 | 67500 | 0.0001681 | 0.05625 | 1200000 |  | 1 | 0 | 0 | 0 | 1 | Lateral Hardening-Fuse-92604599 | 1500Million | Plant City | -1 | 3000
Lateral Hardening | Lateral Hardening-Fuse-91484673,1 | 13657 | 0 | 9.7428 | 9.6312 | 61363.6364 | 0.00015695 | 0.051136 | 1200000 | 1 | 1 | 0 | 0 | 0 | 1 | Lateral Hardening-Fuse-91484673 | 1500Million | Plant City | -1 | 3000
Lateral Hardening | Lateral Hardening-Fuse-92701836,1 | 13299 | 5.4498 | 2.6039 | 7.7638 | 50000 | 0.00015528 | 0.010038 | 4981132.0755 | 2 | 1 | 0 | 0 | 0 | 1 | Lateral Hardening-Fuse-92701836 | 1500Million | Winter Haven | -1 | 3000
Lateral Hardening | Lateral Hardening-Fuse-90116187,1 | 14024 | 5.391 | 2.5175 | 7.6312 | 50000 | 0.00015262 | 0.0070076 | 7135135.1351 | 2 | 1 | 0 | 0 | 0 | 1 | Lateral Hardening-Fuse-90116187 | 1500Million | South Hillsborough | -1 | 3000
Lateral Hardening | Lateral Hardening-Fuse-10640146,1 | 13795 | 5.5514 | 2.3198 | 7.5963 | 50000 | 0.00015193 | 0.019697 | 2538461.5385 | 2 | 1 | 0 | 0 | 0 | 1 | Lateral Hardening-Fuse-10640146 | 1500Million | Eastern | -1 | 3000
Lateral Hardening | Lateral Hardening-Fuse-10556613,1 | 13298 | 5.4543 | 2.3778 | 7.5564 | 50000 | 0.00015113 | 0.041288 | 1211009.1743 | 2 | 1 | 0 | 0 | 0 | 1 | Lateral Hardening-Fuse-10556613 | 1500Million | Winter Haven | -1 | 3000
Lateral Hardening | Lateral Hardening-Fuse-60206782,1 | 13813 | 5.5514 | 2.3198 | 7.5963 | 51363.6364 | 0.00014789 | 0.042803 | 1200000 | 2 | 1 | 0 | 0 | 0 | 1 | Lateral Hardening-Fuse-60206782 | 1500Million | Dade City | -1 | 3000
Lateral Hardening | Lateral Hardening-Fuse-60535915,1 | 13708 | 0 | 7.2462 | 7.1632 | 50000 | 0.00014326 | 0.014962 | 3341772.1519 | 2 | 1 | 1 | 0 | 1 | 2 | Lateral Hardening-Fuse-60535915 | 1500Million | Eastern | -1 | 3000
Lateral Hardening | Lateral Hardening-Fuse-60039884,1 | 13294 | 0 | 6.7743 | 6.6967 | 50000 | 0.00013393 | 0.017992 | 2778947.3684 | 2 | 1 | 0 | 0 | 0 | 1 | Lateral Hardening-Fuse-60039884 | 1500Million | Winter Haven | -1 | 3000
Lateral Hardening | Lateral Hardening-Fuse-10467581,1 | 13934 | 0 | 6.6373 | 6.5612 | 50000 | 0.00013122 | 0.026136 | 1913043.4783 |  | 1 | 0 | 0 | 0 | 1 | Lateral Hardening-Fuse-10467581 | 1500Million | Central | -1 | 3000
Lateral Hardening | Lateral Hardening-Fuse-90900129,1 | 13819 | 0 | 9.7428 | 9.6312 | 81363.6364 | 0.00011837 | 0.067803 | 1200000 | 1 | 1 | 1 | 0 | 1 | 2 | Lateral Hardening-Fuse-90900129 | 1500Million | South Hillsborough | -1 | 3000
Lateral Hardening | Lateral Hardening-Fuse-92983087,1 | 13431 | 0 | 5.937 | 5.869 | 50000 | 0.00011738 | 0.0087121 | 5739130.4348 | 1 | 1 | 0 | 0 | 0 | 1 | Lateral Hardening-Fuse-92983087 | 1500Million | Dade City | -1 | 3000
Lateral Hardening | Lateral Hardening-Fuse-92997743,1 | 13835 | 0 | 5.8152 | 5.7486 | 50000 | 0.00011497 | 0.014015 | 3567567.5676 | 1 | 1 | 1 | 0 | 1 | 2 | Lateral Hardening-Fuse-92997743 | 1500Million | Central | -1 | 3000
Lateral Hardening | Lateral Hardening-Fuse-60356679,1 | 13468 | 0 | 6.074 | 6.0044 | 54318.1818 | 0.00011054 | 0.045265 | 1200000 | 1 | 1 | 0 | 0 | 0 | 1 | Lateral Hardening-Fuse-60356679 | 1500Million | Central | -1 | 3000
Lateral Hardening | Lateral Hardening-Fuse-92676560,1 | 13299 | 3.0026 | 2.3804 | 5.2172 | 50000 | 0.00010434 | 0.0096591 | 5176470.5882 | 1 | 1 | 0 | 0 | 0 | 1 | Lateral Hardening-Fuse-92676560 | 1500Million | Winter Haven | -1 | 3000
Lateral Hardening | Lateral Hardening-Fuse-92801014,1 | 13298 | 3.0026 | 2.3804 | 5.2172 | 50000 | 0.00010434 | 0.017614 | 2838709.6774 | 1 | 1 | 1 | 0 | 1 | 2 | Lateral Hardening-Fuse-92801014 | 1500Million | Winter Haven | -1 | 3000
Lateral Hardening | Lateral Hardening-Fuse-93173240,1 | 14021 | 3.0026 | 2.3804 | 5.2172 | 50000 | 0.00010434 | 0.016667 | 3000000 | 1 | 1 | 0 | 0 | 0 | 1 | Lateral Hardening-Fuse-93173240 | 1500Million | South Hillsborough | -1 | 3000
Lateral Hardening | Lateral Hardening-Fuse-93299434,1 | 13808 | 3.0026 | 2.3804 | 5.2172 | 50000 | 0.00010434 | 0.015341 | 3259259.2593 | 1 | 1 | 0 | 0 | 0 | 1 | Lateral Hardening-Fuse-93299434 | 1500Million | Plant City | -1 | 3000
Lateral Hardening | Lateral Hardening-Fuse-91871611,1 | 13405 | 3.0093 | 2.3549 | 5.2004 | 50000 | 0.00010401 | 0.0060606 | 8250000 | 1 | 1 | 0 | 0 | 0 | 1 | Lateral Hardening-Fuse-91871611 | 1500Million | Western | -1 | 3000
Lateral Hardening | Lateral Hardening-Fuse-92562465,1 | 13342 | 0 | 10.9424 | 10.817 | 104090.9091 | 0.00010392 | 0.086742 | 1200000 |  | 1 | 0 | 0 | 0 | 1 | Lateral Hardening-Fuse-92562465 | 1500Million | South Hillsborough | -1 | 3000
Lateral Hardening | Lateral Hardening-Fuse-90850728,1 | 13298 | 2.9734 | 2.3714 | 5.1824 | 50000 | 0.00010365 | 0.017045 | 2933333.3333 | 1 | 1 | 1 | 0 | 1 | 2 | Lateral Hardening-Fuse-90850728 | 1500Million | Winter Haven | -1 | 3000
Lateral Hardening | Lateral Hardening-Fuse-10562365,1 | 13296 | 2.6346 | 2.6234 | 5.1022 | 50000 | 0.00010204 | 0.01875 | 2666666.6667 | 1 | 1 | 0 | 0 | 0 | 1 | Lateral Hardening-Fuse-10562365 | 1500Million | Winter Haven | -1 | 3000
Lateral Hardening | Lateral Hardening-Fuse-90542605,1 | 14026 | 2.9362 | 2.3865 | 5.1604 | 51590.9091 | 0.00010003 | 0.042992 | 1200000 | 1 | 1 | 0 | 0 | 0 | 1 | Lateral Hardening-Fuse-90542605 | 1500Million | South Hillsborough | -1 | 3000
Lateral Hardening | Lateral Hardening-Fuse-10801194,1 | 13954 | 0 | 5.0388 | 4.9811 | 50000 | 9.9622e-05 | 0.032386 | 1543859.6491 | 2 | 1 | 0 | 0 | 0 | 1 | Lateral Hardening-Fuse-10801194 | 1500Million | Eastern | -1 | 3000
Lateral Hardening | Lateral Hardening-Fuse-60038639,1 | 13039 | 2.9648 | 2.3378 | 5.1415 | 52045.4545 | 9.8789e-05 | 0.043371 | 1200000 | 1 | 1 | 0 | 0 | 0 | 1 | Lateral Hardening-Fuse-60038639 | 1500Million | Eastern | -1 | 3000
Lateral Hardening | Lateral Hardening-Fuse-93116044,1 | 13298 | 3.0026 | 2.3804 | 5.2172 | 54090.9091 | 9.6453e-05 | 0.045076 | 1200000 | 1 | 1 | 0 | 0 | 0 | 1 | Lateral Hardening-Fuse-93116044 | 1500Million | Winter Haven | -1 | 3000
Lateral Hardening | Lateral Hardening-Fuse-91460687,1 | 13341 | 2.9734 | 2.3714 | 5.1824 | 54545.4545 | 9.5011e-05 | 0.045455 | 1200000 | 1 | 1 | 0 | 0 | 0 | 1 | Lateral Hardening-Fuse-91460687 | 1500Million | South Hillsborough | -1 | 3000
Lateral Hardening | Lateral Hardening-Fuse-10266411,1 | 13679 | 2.6346 | 2.6234 | 5.1022 | 54318.1818 | 9.3932e-05 | 0.045265 | 1200000 | 1 | 1 | 0 | 0 | 0 | 1 | Lateral Hardening-Fuse-10266411 | 1500Million | Western | -1 | 3000
Lateral Hardening | Lateral Hardening-Fuse-91069094,1 | 13134 | 0 | 4.2625 | 4.2136 | 50000 | 8.4273e-05 | 0.0075758 | 6600000 | 1 | 1 | 0 | 0 | 0 | 1 | Lateral Hardening-Fuse-91069094 | 1500Million | Eastern | -1 | 3000
Lateral Hardening | Lateral Hardening-Fuse-91837897,1 | 13443 | 0 | 4.0037 | 3.9578 | 50000 | 7.9156e-05 | 0.019508 | 2563106.7961 | 1 | 1 | 0 | 0 | 0 | 1 | Lateral Hardening-Fuse-91837897 | 1500Million | Winter Haven | -1 | 3000
Lateral Hardening | Lateral Hardening-Fuse-10556519,1 | 13298 | 2.6346 | 2.6234 | 5.1022 | 67045.4545 | 7.6101e-05 | 0.055871 | 1200000 | 1 | 1 | 0 | 0 | 0 | 1 | Lateral Hardening-Fuse-10556519 | 1500Million | Winter Haven | -1 | 3000
Lateral Hardening | Lateral Hardening-Fuse-10650577,1 | 13391 | 0 | 3.821 | 3.7772 | 50000 | 7.5545e-05 | 0.017235 | 2901098.9011 |  | 1 | 1 | 0 | 1 | 2 | Lateral Hardening-Fuse-10650577 | 1500Million | Plant City | -1 | 3000
Lateral Hardening | Lateral Hardening-Fuse-93316437,1 | 13723 | 3.0026 | 2.3804 | 5.2172 | 70227.2727 | 7.4291e-05 | 0.058523 | 1200000 | 1 | 1 | 0 | 0 | 0 | 1 | Lateral Hardening-Fuse-93316437 | 1500Million | Plant City | -1 | 3000
Lateral Hardening | Lateral Hardening-Fuse-60383203,1 | 13924 | 2.9648 | 2.3378 | 5.1415 | 80000 | 6.4269e-05 | 0.066667 | 1200000 | 1 | 1 | 0 | 0 | 0 | 1 | Lateral Hardening-Fuse-60383203 | 1500Million | Winter Haven | -1 | 3000
Lateral Hardening | Lateral Hardening-Fuse-90360967,1 | 13444 | 0 | 3.1299 | 3.094 | 50000 | 6.188e-05 | 0.014394 | 3473684.2105 | 1 | 1 | 1 | 0 | 1 | 2 | Lateral Hardening-Fuse-90360967 | 1500Million | Winter Haven | -1 | 3000
Lateral Hardening | Lateral Hardening-Fuse-10000913,1 | 13648 | 2.6346 | 2.6234 | 5.1022 | 90000 | 5.6691e-05 | 0.075 | 1200000 | 1 | 1 | 0 | 0 | 0 | 1 | Lateral Hardening-Fuse-10000913 | 1500Million | South Hillsborough | -1 | 3000
Lateral Hardening | Lateral Hardening-Fuse-60016378,1 | 13049 | 0 | 3.0446 | 3.0097 | 57045.4545 | 5.276e-05 | 0.047538 | 1200000 |  | 1 | 0 | 0 | 0 | 1 | Lateral Hardening-Fuse-60016378 | 1500Million | Central | -1 | 3000
Lateral Hardening | Lateral Hardening-Fuse-10616470,1 | 13124 | 0 | 3.2669 | 3.2295 | 62045.4545 | 5.205e-05 | 0.051705 | 1200000 |  | 1 | 0 | 0 | 0 | 1 | Lateral Hardening-Fuse-10616470 | 1500Million | Plant City | -1 | 3000
Lateral Hardening | Lateral Hardening-Fuse-91084184,1 | 13576 | 0 | 2.4357 | 2.4078 | 50000 | 4.8156e-05 | 0.010795 | 4631578.9474 | 1 | 1 | 0 | 0 | 0 | 1 | Lateral Hardening-Fuse-91084184 | 1500Million | Eastern | -1 | 3000
Lateral Hardening | Lateral Hardening-Fuse-90145970,1 | 13207 | 0 | 2.4357 | 2.4078 | 50000 | 4.8156e-05 | 0.017235 | 2901098.9011 | 4 | 1 | 0 | 0 | 0 | 1 | Lateral Hardening-Fuse-90145970 | 1500Million | Western | -1 | 3000
Lateral Hardening | Lateral Hardening-Fuse-90763094,1 | 13177 | 0 | 2.4357 | 2.4078 | 50000 | 4.8156e-05 | 0.033523 | 1491525.4237 | 2 | 1 | 0 | 0 | 0 | 1 | Lateral Hardening-Fuse-90763094 | 1500Million | Central | -1 | 3000
Lateral Hardening | Lateral Hardening-Fuse-92010104,1 | 13309 | 0 | 2.4357 | 2.4078 | 50000 | 4.8156e-05 | 0.00625 | 8000000 | 1 | 1 | 0 | 0 | 0 | 1 | Lateral Hardening-Fuse-92010104 | 1500Million | Winter Haven | -1 | 3000
Lateral Hardening | Lateral Hardening-Fuse-91220710,1 | 13310 | 0 | 2.4357 | 2.4078 | 50000 | 4.8156e-05 | 0.0077652 | 6439024.3902 | 5 | 1 | 1 | 0 | 1 | 2 | Lateral Hardening-Fuse-91220710 | 1500Million | Winter Haven | -1 | 3000
Lateral Hardening | Lateral Hardening-Fuse-91331179,1 | 13397 | 0 | 2.4357 | 2.4078 | 50000 | 4.8156e-05 | 0.033333 | 1500000 |  | 1 | 0 | 0 | 0 | 1 | Lateral Hardening-Fuse-91331179 | 1500Million | Central | -1 | 3000
Lateral Hardening | Lateral Hardening-Fuse-60044034,1 | 13211 | 0 | 2.4357 | 2.4078 | 50000 | 4.8156e-05 | 0.031061 | 1609756.0976 | 2 | 1 | 0 | 0 | 0 | 1 | Lateral Hardening-Fuse-60044034 | 1500Million | Eastern | -1 | 3000
Lateral Hardening | Lateral Hardening-Fuse-91458309,1 | 13020 | 0 | 2.4357 | 2.4078 | 50000 | 4.8156e-05 | 0.025947 | 1927007.2993 | 1 | 1 | 0 | 0 | 0 | 1 | Lateral Hardening-Fuse-91458309 | 1500Million | South Hillsborough | -1 | 3000
Lateral Hardening | Lateral Hardening-Fuse-91427762,1 | 13023 | 0 | 2.4357 | 2.4078 | 50000 | 4.8156e-05 | 0.0081439 | 6139534.8837 | 1 | 1 | 0 | 0 | 0 | 1 | Lateral Hardening-Fuse-91427762 | 1500Million | Central | -1 | 3000
Lateral Hardening | Lateral Hardening-Fuse-90714806,1 | 13294 | 0 | 2.4357 | 2.4078 | 50000 | 4.8156e-05 | 0.00625 | 8000000 | 1 | 1 | 0 | 0 | 0 | 1 | Lateral Hardening-Fuse-90714806 | 1500Million | Winter Haven | -1 | 3000
Lateral Hardening | Lateral Hardening-Fuse-91484672,1 | 13657 | 0 | 2.4357 | 2.4078 | 50000 | 4.8156e-05 | 0.036932 | 1353846.1538 | 1 | 1 | 0 | 0 | 0 | 1 | Lateral Hardening-Fuse-91484672 | 1500Million | Plant City | -1 | 3000
Lateral Hardening | Lateral Hardening-Fuse-91512136,1 | 13308 | 0 | 2.4357 | 2.4078 | 50000 | 4.8156e-05 | 0.0081439 | 6139534.8837 | 1 | 1 | 1 | 0 | 1 | 2 | Lateral Hardening-Fuse-91512136 | 1500Million | Winter Haven | -1 | 3000
Lateral Hardening | Lateral Hardening-Fuse-92045718,1 | 13329 | 0 | 2.4357 | 2.4078 | 50000 | 4.8156e-05 | 0.0083333 | 6000000 | 2 | 1 | 1 | 0 | 1 | 2 | Lateral Hardening-Fuse-92045718 | 1500Million | Dade City | -1 | 3000
Lateral Hardening | Lateral Hardening-Fuse-91511848,1 | 13706 | 0 | 2.4357 | 2.4078 | 50000 | 4.8156e-05 | 0.025947 | 1927007.2993 | 1 | 1 | 0 | 0 | 0 | 1 | Lateral Hardening-Fuse-91511848 | 1500Million | Eastern | -1 | 3000
Lateral Hardening | Lateral Hardening-Fuse-92655628,1 | 13226 | 0 | 2.4357 | 2.4078 | 50000 | 4.8156e-05 | 0.031629 | 1580838.3234 | 1 | 1 | 0 | 0 | 0 | 1 | Lateral Hardening-Fuse-92655628 | 1500Million | Eastern | -1 | 3000
Lateral Hardening | Lateral Hardening-Fuse-91566427,1 | 13044 | 0 | 2.4357 | 2.4078 | 50000 | 4.8156e-05 | 0.019697 | 2538461.5385 |  | 1 | 0 | 0 | 0 | 1 | Lateral Hardening-Fuse-91566427 | 1500Million | Central | -1 | 3000
Lateral Hardening | Lateral Hardening-Fuse-91639119,1 | 13457 | 0 | 2.4357 | 2.4078 | 50000 | 4.8156e-05 | 0.020644 | 2422018.3486 | 1 | 1 | 1 | 0 | 1 | 2 | Lateral Hardening-Fuse-91639119 | 1500Million | Eastern | -1 | 3000
Lateral Hardening | Lateral Hardening-Fuse-91743740,1 | 13030 | 0 | 2.4357 | 2.4078 | 50000 | 4.8156e-05 | 0.010795 | 4631578.9474 | 1 | 1 | 1 | 0 | 1 | 2 | Lateral Hardening-Fuse-91743740 | 1500Million | Winter Haven | -1 | 3000
Lateral Hardening | Lateral Hardening-Fuse-91688736,1 | 13462 | 0 | 2.4357 | 2.4078 | 50000 | 4.8156e-05 | 0.020265 | 2467289.7196 | 2 | 1 | 2 | 0 | 2 | 3 | Lateral Hardening-Fuse-91688736 | 1500Million | Plant City | -1 | 3000
Lateral Hardening | Lateral Hardening-Fuse-91728131,1 | 13622 | 0 | 2.4357 | 2.4078 | 50000 | 4.8156e-05 | 0.03125 | 1600000 | 3 | 1 | 0 | 0 | 0 | 1 | Lateral Hardening-Fuse-91728131 | 1500Million | Western | -1 | 3000
Lateral Hardening | Lateral Hardening-Fuse-91801956,1 | 13329 | 0 | 2.4357 | 2.4078 | 50000 | 4.8156e-05 | 0.014015 | 3567567.5676 | 1 | 1 | 1 | 0 | 1 | 2 | Lateral Hardening-Fuse-91801956 | 1500Million | Dade City | -1 | 3000
Lateral Hardening | Lateral Hardening-Fuse-10005895,1 | 13183 | 0 | 2.4357 | 2.4078 | 50000 | 4.8156e-05 | 0.041098 | 1216589.8618 | 2 | 1 | 0 | 0 | 0 | 1 | Lateral Hardening-Fuse-10005895 | 1500Million | Central | -1 | 3000
Lateral Hardening | Lateral Hardening-Fuse-10099320,1 | 13087 | 0 | 2.4357 | 2.4078 | 50000 | 4.8156e-05 | 0.036364 | 1375000 | 7 | 1 | 0 | 0 | 0 | 1 | Lateral Hardening-Fuse-10099320 | 1500Million | Eastern | -1 | 3000
Lateral Hardening | Lateral Hardening-Fuse-10162063,1 | 13142 | 0 | 2.4357 | 2.4078 | 50000 | 4.8156e-05 | 0.022348 | 2237288.1356 | 2 | 1 | 0 | 0 | 0 | 1 | Lateral Hardening-Fuse-10162063 | 1500Million | Western | -1 | 3000
Lateral Hardening | Lateral Hardening-Fuse-10242826,1 | 13532 | 0 | 2.4357 | 2.4078 | 50000 | 4.8156e-05 | 0.027652 | 1808219.1781 | 1 | 1 | 0 | 0 | 0 | 1 | Lateral Hardening-Fuse-10242826 | 1500Million | Western | -1 | 3000
Lateral Hardening | Lateral Hardening-Fuse-10247189,1 | 13112 | 0 | 2.4357 | 2.4078 | 50000 | 4.8156e-05 | 0.0094697 | 5280000 |  | 1 | 0 | 0 | 0 | 1 | Lateral Hardening-Fuse-10247189 | 1500Million | Western | -1 | 3000
Lateral Hardening | Lateral Hardening-Fuse-10313382,1 | 13866 | 0 | 2.4357 | 2.4078 | 50000 | 4.8156e-05 | 0.035038 | 1427027.027 | 15 | 1 | 0 | 0 | 0 | 1 | Lateral Hardening-Fuse-10313382 | 1500Million | Western | -1 | 3000
Lateral Hardening | Lateral Hardening-Fuse-10298300,1 | 13738 | 0 | 2.4357 | 2.4078 | 50000 | 4.8156e-05 | 0.0096591 | 5176470.5882 | 2 | 1 | 1 | 0 | 1 | 2 | Lateral Hardening-Fuse-10298300 | 1500Million | Western | -1 | 3000
Lateral Hardening | Lateral Hardening-Fuse-10462545,1 | 13226 | 0 | 2.4357 | 2.4078 | 50000 | 4.8156e-05 | 0.023485 | 2129032.2581 | 6 | 1 | 0 | 0 | 0 | 1 | Lateral Hardening-Fuse-10462545 | 1500Million | Eastern | -1 | 3000
Lateral Hardening | Lateral Hardening-Fuse-10516391,1 | 13797 | 0 | 2.4357 | 2.4078 | 50000 | 4.8156e-05 | 0.012879 | 3882352.9412 | 2 | 1 | 0 | 0 | 0 | 1 | Lateral Hardening-Fuse-10516391 | 1500Million | Eastern | -1 | 3000
Lateral Hardening | Lateral Hardening-Fuse-10588797,1 | 13471 | 0 | 2.4357 | 2.4078 | 50000 | 4.8156e-05 | 0.014205 | 3520000 | 1 | 1 | 1 | 0 | 1 | 2 | Lateral Hardening-Fuse-10588797 | 1500Million | Winter Haven | -1 | 3000
Lateral Hardening | Lateral Hardening-Fuse-10589602,1 | 13756 | 0 | 2.4357 | 2.4078 | 50000 | 4.8156e-05 | 0.005303 | 9428571.4286 |  | 1 | 0 | 0 | 0 | 1 | Lateral Hardening-Fuse-10589602 | 1500Million | Western | -1 | 3000
Lateral Hardening | Lateral Hardening-Fuse-10612060,1 | 13927 | 0 | 2.4357 | 2.4078 | 50000 | 4.8156e-05 | 0.035985 | 1389473.6842 | 4 | 1 | 0 | 0 | 0 | 1 | Lateral Hardening-Fuse-10612060 | 1500Million | Winter Haven | -1 | 3000
Lateral Hardening | Lateral Hardening-Fuse-10669979,1 | 13462 | 0 | 2.4357 | 2.4078 | 50000 | 4.8156e-05 | 0.01572 | 3180722.8916 | 8 | 1 | 1 | 0 | 1 | 2 | Lateral Hardening-Fuse-10669979 | 1500Million | Plant City | -1 | 3000
Lateral Hardening | Lateral Hardening-Fuse-10692804,1 | 13463 | 0 | 2.4357 | 2.4078 | 50000 | 4.8156e-05 | 0.015341 | 3259259.2593 | 1 | 1 | 1 | 0 | 1 | 2 | Lateral Hardening-Fuse-10692804 | 1500Million | Plant City | -1 | 3000
Lateral Hardening | Lateral Hardening-Fuse-10717532,1 | 13899 | 0 | 2.4357 | 2.4078 | 50000 | 4.8156e-05 | 0.04072 | 1227906.9767 | 1 | 1 | 0 | 0 | 0 | 1 | Lateral Hardening-Fuse-10717532 | 1500Million | South Hillsborough | -1 | 3000
Lateral Hardening | Lateral Hardening-Fuse-10762842,1 | 13813 | 0 | 2.4357 | 2.4078 | 50000 | 4.8156e-05 | 0.024811 | 2015267.1756 |  | 1 | 0 | 0 | 0 | 1 | Lateral Hardening-Fuse-10762842 | 1500Million | Dade City | -1 | 3000
Lateral Hardening | Lateral Hardening-Fuse-10806530,1 | 14199 | 0 | 2.4357 | 2.4078 | 50000 | 4.8156e-05 | 0.026136 | 1913043.4783 | 20 | 1 | 0 | 0 | 0 | 1 | Lateral Hardening-Fuse-10806530 | 1500Million | Eastern | -1 | 3000
Lateral Hardening | Lateral Hardening-Fuse-60032734,1 | 13007 | 0 | 2.4357 | 2.4078 | 50000 | 4.8156e-05 | 0.031818 | 1571428.5714 | 1 | 1 | 0 | 0 | 0 | 1 | Lateral Hardening-Fuse-60032734 | 1500Million | Plant City | -1 | 3000
Lateral Hardening | Lateral Hardening-Fuse-60032671,1 | 13007 | 0 | 2.4357 | 2.4078 | 50000 | 4.8156e-05 | 0.022538 | 2218487.395 | 1 | 1 | 1 | 0 | 1 | 2 | Lateral Hardening-Fuse-60032671 | 1500Million | Plant City | -1 | 3000
Lateral Hardening | Lateral Hardening-Fuse-60031679,1 | 13110 | 0 | 2.4357 | 2.4078 | 50000 | 4.8156e-05 | 0.018939 | 2640000 | 2 | 1 | 0 | 0 | 0 | 1 | Lateral Hardening-Fuse-60031679 | 1500Million | Western | -1 | 3000
Lateral Hardening | Lateral Hardening-Fuse-60042734,1 | 13310 | 0 | 2.4357 | 2.4078 | 50000 | 4.8156e-05 | 0.028598 | 1748344.3709 | 1 | 1 | 0 | 0 | 0 | 1 | Lateral Hardening-Fuse-60042734 | 1500Million | Winter Haven | -1 | 3000
Lateral Hardening | Lateral Hardening-Fuse-60122737,1 | 13103 | 0 | 2.4357 | 2.4078 | 50000 | 4.8156e-05 | 0.01875 | 2666666.6667 |  | 1 | 0 | 0 | 0 | 1 | Lateral Hardening-Fuse-60122737 | 1500Million | Central | -1 | 3000
Lateral Hardening | Lateral Hardening-Fuse-60110399,1 | 13738 | 0 | 2.4357 | 2.4078 | 50000 | 4.8156e-05 | 0.033523 | 1491525.4237 | 1 | 1 | 0 | 0 | 0 | 1 | Lateral Hardening-Fuse-60110399 | 1500Million | Western | -1 | 3000
Lateral Hardening | Lateral Hardening-Fuse-60105923,1 | 13753 | 0 | 2.4357 | 2.4078 | 50000 | 4.8156e-05 | 0.016667 | 3000000 | 8 | 1 | 0 | 0 | 0 | 1 | Lateral Hardening-Fuse-60105923 | 1500Million | Western | -1 | 3000
Lateral Hardening | Lateral Hardening-Fuse-60165929,1 | 13309 | 0 | 2.4357 | 2.4078 | 50000 | 4.8156e-05 | 0.01875 | 2666666.6667 | 1 | 1 | 0 | 0 | 0 | 1 | Lateral Hardening-Fuse-60165929 | 1500Million | Winter Haven | -1 | 3000
Lateral Hardening | Lateral Hardening-Fuse-60234230,1 | 13294 | 0 | 2.4357 | 2.4078 | 50000 | 4.8156e-05 | 0.028409 | 1760000 | 2 | 1 | 0 | 0 | 0 | 1 | Lateral Hardening-Fuse-60234230 | 1500Million | Winter Haven | -1 | 3000
Lateral Hardening | Lateral Hardening-Fuse-60389591,1 | 13365 | 0 | 2.4357 | 2.4078 | 50000 | 4.8156e-05 | 0.016667 | 3000000 | 1 | 1 | 0 | 0 | 0 | 1 | Lateral Hardening-Fuse-60389591 | 1500Million | Central | -1 | 3000
Lateral Hardening | Lateral Hardening-Fuse-60467074,1 | 13107 | 0 | 2.4357 | 2.4078 | 50000 | 4.8156e-05 | 0.012689 | 3940298.5075 | 1 | 1 | 0 | 0 | 0 | 1 | Lateral Hardening-Fuse-60467074 | 1500Million | Central | -1 | 3000
Lateral Hardening | Lateral Hardening-Fuse-60431978,1 | 13398 | 0 | 2.4357 | 2.4078 | 50000 | 4.8156e-05 | 0.014962 | 3341772.1519 |  | 1 | 0 | 0 | 0 | 1 | Lateral Hardening-Fuse-60431978 | 1500Million | Central | -1 | 3000
Lateral Hardening | Lateral Hardening-Fuse-60556488,1 | 13622 | 0 | 2.4357 | 2.4078 | 50000 | 4.8156e-05 | 0.023485 | 2129032.2581 | 1 | 1 | 0 | 0 | 0 | 1 | Lateral Hardening-Fuse-60556488 | 1500Million | Western | -1 | 3000
Lateral Hardening | Lateral Hardening-Fuse-60451018,1 | 13312 | 0 | 2.4357 | 2.4078 | 50000 | 4.8156e-05 | 0.011174 | 4474576.2712 | 7 | 1 | 1 | 0 | 1 | 2 | Lateral Hardening-Fuse-60451018 | 1500Million | Winter Haven | -1 | 3000
Lateral Hardening | Lateral Hardening-Fuse-60606885,1 | 14041 | 0 | 2.4357 | 2.4078 | 50000 | 4.8156e-05 | 0.034659 | 1442622.9508 | 1 | 1 | 0 | 0 | 0 | 1 | Lateral Hardening-Fuse-60606885 | 1500Million | Central | -1 | 3000
Lateral Hardening | Lateral Hardening-Fuse-60625612,1 | 13645 | 0 | 2.4357 | 2.4078 | 50000 | 4.8156e-05 | 0.017992 | 2778947.3684 | 1 | 1 | 0 | 0 | 0 | 1 | Lateral Hardening-Fuse-60625612 | 1500Million | South Hillsborough | -1 | 3000
Lateral Hardening | Lateral Hardening-Fuse-90108761,1 | 13712 | 0 | 2.4357 | 2.4078 | 50000 | 4.8156e-05 | 0.021023 | 2378378.3784 | 11 | 1 | 0 | 0 | 0 | 1 | Lateral Hardening-Fuse-90108761 | 1500Million | Eastern | -1 | 3000
Lateral Hardening | Lateral Hardening-Fuse-90119210,1 | 13715 | 0 | 2.4357 | 2.4078 | 50000 | 4.8156e-05 | 0.013636 | 3666666.6667 |  | 1 | 0 | 0 | 0 | 1 | Lateral Hardening-Fuse-90119210 | 1500Million | Central | -1 | 3000
Lateral Hardening | Lateral Hardening-Fuse-90228153,1 | 13443 | 0 | 2.4357 | 2.4078 | 50000 | 4.8156e-05 | 0.032386 | 1543859.6491 | 2 | 1 | 0 | 0 | 0 | 1 | Lateral Hardening-Fuse-90228153 | 1500Million | Winter Haven | -1 | 3000
Lateral Hardening | Lateral Hardening-Fuse-90287998,1 | 13071 | 0 | 2.4357 | 2.4078 | 50000 | 4.8156e-05 | 0.016856 | 2966292.1348 | 1 | 1 | 1 | 0 | 1 | 2 | Lateral Hardening-Fuse-90287998 | 1500Million | Western | -1 | 3000
Lateral Hardening | Lateral Hardening-Fuse-90391916,1 | 13279 | 0 | 2.4357 | 2.4078 | 50000 | 4.8156e-05 | 0.010417 | 4800000 | 1 | 1 | 0 | 0 | 0 | 1 | Lateral Hardening-Fuse-90391916 | 1500Million | Winter Haven | -1 | 3000
Lateral Hardening | Lateral Hardening-Fuse-90329970,1 | 13003 | 0 | 2.4357 | 2.4078 | 50000 | 4.8156e-05 | 0.014394 | 3473684.2105 | 1 | 1 | 0 | 0 | 0 | 1 | Lateral Hardening-Fuse-90329970 | 1500Million | South Hillsborough | -1 | 3000
Lateral Hardening | Lateral Hardening-Fuse-90403268,1 | 13311 | 0 | 2.4357 | 2.4078 | 50000 | 4.8156e-05 | 0.0083333 | 6000000 | 1 | 1 | 1 | 0 | 1 | 2 | Lateral Hardening-Fuse-90403268 | 1500Million | Winter Haven | -1 | 3000
Lateral Hardening | Lateral Hardening-Fuse-90474168,1 | 13310 | 0 | 2.4357 | 2.4078 | 50000 | 4.8156e-05 | 0.010417 | 4800000 | 2 | 1 | 0 | 0 | 0 | 1 | Lateral Hardening-Fuse-90474168 | 1500Million | Winter Haven | -1 | 3000
Lateral Hardening | Lateral Hardening-Fuse-90610608,1 | 13964 | 0 | 2.4357 | 2.4078 | 50000 | 4.8156e-05 | 0.038258 | 1306930.6931 | 1 | 1 | 0 | 0 | 0 | 1 | Lateral Hardening-Fuse-90610608 | 1500Million | Eastern | -1 | 3000
Lateral Hardening | Lateral Hardening-Fuse-90471033,1 | 13695 | 0 | 2.4357 | 2.4078 | 50000 | 4.8156e-05 | 0.0096591 | 5176470.5882 | 1 | 1 | 0 | 0 | 0 | 1 | Lateral Hardening-Fuse-90471033 | 1500Million | Winter Haven | -1 | 3000
Lateral Hardening | Lateral Hardening-Fuse-90524592,1 | 13050 | 0 | 2.4357 | 2.4078 | 50000 | 4.8156e-05 | 0.014583 | 3428571.4286 | 1 | 1 | 1 | 0 | 1 | 2 | Lateral Hardening-Fuse-90524592 | 1500Million | Central | -1 | 3000
Lateral Hardening | Lateral Hardening-Fuse-90740787,1 | 13373 | 0 | 2.4357 | 2.4078 | 50000 | 4.8156e-05 | 0.0081439 | 6139534.8837 | 3 | 1 | 0 | 0 | 0 | 1 | Lateral Hardening-Fuse-90740787 | 1500Million | Winter Haven | -1 | 3000
Lateral Hardening | Lateral Hardening-Fuse-90714797,1 | 13294 | 0 | 2.4357 | 2.4078 | 50000 | 4.8156e-05 | 0.017614 | 2838709.6774 | 1 | 1 | 0 | 0 | 0 | 1 | Lateral Hardening-Fuse-90714797 | 1500Million | Winter Haven | -1 | 3000
Lateral Hardening | Lateral Hardening-Fuse-90883330,1 | 13228 | 0 | 2.4357 | 2.4078 | 50000 | 4.8156e-05 | 0.011553 | 4327868.8525 | 7 | 1 | 0 | 0 | 0 | 1 | Lateral Hardening-Fuse-90883330 | 1500Million | Eastern | -1 | 3000
Lateral Hardening | Lateral Hardening-Fuse-91665037,1 | 13183 | 0 | 2.4357 | 2.4078 | 50000 | 4.8156e-05 | 0.0032197 | 15529411.7647 |  | 1 | 0 | 0 | 0 | 1 | Lateral Hardening-Fuse-91665037 | 1500Million | Central | -1 | 3000
Lateral Hardening | Lateral Hardening-Fuse-91863750,1 | 13630 | 0 | 2.4357 | 2.4078 | 50000 | 4.8156e-05 | 0.033333 | 1500000 | 2 | 1 | 0 | 0 | 0 | 1 | Lateral Hardening-Fuse-91863750 | 1500Million | Central | -1 | 3000
Lateral Hardening | Lateral Hardening-Fuse-91905367,1 | 13461 | 0 | 2.4357 | 2.4078 | 50000 | 4.8156e-05 | 0.019886 | 2514285.7143 | 2 | 1 | 0 | 0 | 0 | 1 | Lateral Hardening-Fuse-91905367 | 1500Million | Eastern | -1 | 3000
Lateral Hardening | Lateral Hardening-Fuse-91805398,1 | 14117 | 0 | 2.4357 | 2.4078 | 50000 | 4.8156e-05 | 0.018561 | 2693877.551 | 3 | 1 | 1 | 0 | 1 | 2 | Lateral Hardening-Fuse-91805398 | 1500Million | Eastern | -1 | 3000
Lateral Hardening | Lateral Hardening-Fuse-91937871,1 | 13865 | 0 | 2.4357 | 2.4078 | 50000 | 4.8156e-05 | 0.031629 | 1580838.3234 | 2 | 1 | 0 | 0 | 0 | 1 | Lateral Hardening-Fuse-91937871 | 1500Million | Western | -1 | 3000
Lateral Hardening | Lateral Hardening-Fuse-91910306,1 | 13461 | 0 | 2.4357 | 2.4078 | 50000 | 4.8156e-05 | 0.019886 | 2514285.7143 |  | 1 | 4 | 0 | 4 | 5 | Lateral Hardening-Fuse-91910306 | 1500Million | Eastern | -1 | 3000
Lateral Hardening | Lateral Hardening-Fuse-92078841,1 | 13450 | 0 | 2.4357 | 2.4078 | 50000 | 4.8156e-05 | 0.0083333 | 6000000 | 3 | 1 | 0 | 0 | 0 | 1 | Lateral Hardening-Fuse-92078841 | 1500Million | Western | -1 | 3000
Lateral Hardening | Lateral Hardening-Fuse-92015261,1 | 13695 | 0 | 2.4357 | 2.4078 | 50000 | 4.8156e-05 | 0.03447 | 1450549.4505 | 3 | 1 | 0 | 0 | 0 | 1 | Lateral Hardening-Fuse-92015261 | 1500Million | Winter Haven | -1 | 3000
Lateral Hardening | Lateral Hardening-Fuse-92090727,1 | 13224 | 0 | 2.4357 | 2.4078 | 50000 | 4.8156e-05 | 0.016667 | 3000000 | 7 | 1 | 1 | 0 | 1 | 2 | Lateral Hardening-Fuse-92090727 | 1500Million | Central | -1 | 3000
Lateral Hardening | Lateral Hardening-Fuse-92051468,1 | 13215 | 0 | 2.4357 | 2.4078 | 50000 | 4.8156e-05 | 0.032765 | 1526011.5607 |  | 1 | 0 | 0 | 0 | 1 | Lateral Hardening-Fuse-92051468 | 1500Million | Eastern | -1 | 3000
Lateral Hardening | Lateral Hardening-Fuse-92084057,1 | 13909 | 0 | 2.4357 | 2.4078 | 50000 | 4.8156e-05 | 0.014205 | 3520000 | 3 | 1 | 0 | 0 | 0 | 1 | Lateral Hardening-Fuse-92084057 | 1500Million | Eastern | -1 | 3000
Lateral Hardening | Lateral Hardening-Fuse-92041900,1 | 13214 | 0 | 2.4357 | 2.4078 | 50000 | 4.8156e-05 | 0.0039773 | 12571428.5714 | 1 | 1 | 0 | 0 | 0 | 1 | Lateral Hardening-Fuse-92041900 | 1500Million | Eastern | -1 | 3000
Lateral Hardening | Lateral Hardening-Fuse-92045698,1 | 13329 | 0 | 2.4357 | 2.4078 | 50000 | 4.8156e-05 | 0.0056818 | 8800000 | 1 | 1 | 1 | 0 | 1 | 2 | Lateral Hardening-Fuse-92045698 | 1500Million | Dade City | -1 | 3000
Lateral Hardening | Lateral Hardening-Fuse-92159914,1 | 13114 | 0 | 2.4357 | 2.4078 | 50000 | 4.8156e-05 | 0.0096591 | 5176470.5882 |  | 1 | 0 | 0 | 0 | 1 | Lateral Hardening-Fuse-92159914 | 1500Million | Western | -1 | 3000
Lateral Hardening | Lateral Hardening-Fuse-92216939,1 | 13685 | 0 | 2.4357 | 2.4078 | 50000 | 4.8156e-05 | 0.0085227 | 5866666.6667 |  | 1 | 1 | 0 | 1 | 2 | Lateral Hardening-Fuse-92216939 | 1500Million | Eastern | -1 | 3000
Lateral Hardening | Lateral Hardening-Fuse-92200939,1 | 13228 | 0 | 2.4357 | 2.4078 | 50000 | 4.8156e-05 | 0.0098485 | 5076923.0769 | 18 | 1 | 1 | 0 | 1 | 2 | Lateral Hardening-Fuse-92200939 | 1500Million | Eastern | -1 | 3000
Lateral Hardening | Lateral Hardening-Fuse-92224618,1 | 13927 | 0 | 2.4357 | 2.4078 | 50000 | 4.8156e-05 | 0.016288 | 3069767.4419 | 2 | 1 | 1 | 0 | 1 | 2 | Lateral Hardening-Fuse-92224618 | 1500Million | Winter Haven | -1 | 3000
Lateral Hardening | Lateral Hardening-Fuse-92312837,1 | 13118 | 0 | 2.4357 | 2.4078 | 50000 | 4.8156e-05 | 0.027652 | 1808219.1781 | 6 | 1 | 0 | 0 | 0 | 1 | Lateral Hardening-Fuse-92312837 | 1500Million | Winter Haven | -1 | 3000
Lateral Hardening | Lateral Hardening-Fuse-92335066,1 | 14202 | 0 | 2.4357 | 2.4078 | 50000 | 4.8156e-05 | 0.0092803 | 5387755.102 | 2 | 1 | 0 | 0 | 0 | 1 | Lateral Hardening-Fuse-92335066 | 1500Million | South Hillsborough | -1 | 3000
Lateral Hardening | Lateral Hardening-Fuse-92361522,1 | 13769 | 0 | 2.4357 | 2.4078 | 50000 | 4.8156e-05 | 0.026515 | 1885714.2857 | 1 | 1 | 1 | 0 | 1 | 2 | Lateral Hardening-Fuse-92361522 | 1500Million | Winter Haven | -1 | 3000
Lateral Hardening | Lateral Hardening-Fuse-92411584,1 | 13085 | 0 | 2.4357 | 2.4078 | 50000 | 4.8156e-05 | 0.0022727 | 22000000 |  | 1 | 0 | 0 | 0 | 1 | Lateral Hardening-Fuse-92411584 | 1500Million | Eastern | -1 | 3000
Lateral Hardening | Lateral Hardening-Fuse-92486979,1 | 13777 | 0 | 2.4357 | 2.4078 | 50000 | 4.8156e-05 | 0.014773 | 3384615.3846 | 2 | 1 | 0 | 0 | 0 | 1 | Lateral Hardening-Fuse-92486979 | 1500Million | South Hillsborough | -1 | 3000
Lateral Hardening | Lateral Hardening-Fuse-92589372,1 | 13817 | 0 | 2.4357 | 2.4078 | 50000 | 4.8156e-05 | 0.0049242 | 10153846.1538 |  | 1 | 0 | 0 | 0 | 1 | Lateral Hardening-Fuse-92589372 | 1500Million | South Hillsborough | -1 | 3000
Lateral Hardening | Lateral Hardening-Fuse-92577543,1 | 13039 | 0 | 2.4357 | 2.4078 | 50000 | 4.8156e-05 | 0.0075758 | 6600000 | 6 | 1 | 1 | 0 | 1 | 2 | Lateral Hardening-Fuse-92577543 | 1500Million | Eastern | -1 | 3000
Lateral Hardening | Lateral Hardening-Fuse-92656358,1 | 13918 | 0 | 2.4357 | 2.4078 | 50000 | 4.8156e-05 | 0.0098485 | 5076923.0769 | 1 | 1 | 0 | 0 | 0 | 1 | Lateral Hardening-Fuse-92656358 | 1500Million | Winter Haven | -1 | 3000
Lateral Hardening | Lateral Hardening-Fuse-92652052,1 | 13118 | 0 | 2.4357 | 2.4078 | 50000 | 4.8156e-05 | 0.033144 | 1508571.4286 | 1 | 1 | 0 | 0 | 0 | 1 | Lateral Hardening-Fuse-92652052 | 1500Million | Winter Haven | -1 | 3000
Lateral Hardening | Lateral Hardening-Fuse-92701719,1 | 13299 | 0 | 2.4357 | 2.4078 | 50000 | 4.8156e-05 | 0.022348 | 2237288.1356 |  | 1 | 0 | 0 | 0 | 1 | Lateral Hardening-Fuse-92701719 | 1500Million | Winter Haven | -1 | 3000
Lateral Hardening | Lateral Hardening-Fuse-92775346,1 | 13222 | 0 | 2.4357 | 2.4078 | 50000 | 4.8156e-05 | 0.036174 | 1382198.9529 | 1 | 1 | 0 | 0 | 0 | 1 | Lateral Hardening-Fuse-92775346 | 1500Million | Central | -1 | 3000
Lateral Hardening | Lateral Hardening-Fuse-92823404,1 | 13479 | 0 | 2.4357 | 2.4078 | 50000 | 4.8156e-05 | 0.027652 | 1808219.1781 | 4 | 1 | 1 | 0 | 1 | 2 | Lateral Hardening-Fuse-92823404 | 1500Million | Winter Haven | -1 | 3000
Lateral Hardening | Lateral Hardening-Fuse-92943156,1 | 13400 | 0 | 2.4357 | 2.4078 | 50000 | 4.8156e-05 | 0.0085227 | 5866666.6667 | 1 | 1 | 1 | 0 | 1 | 2 | Lateral Hardening-Fuse-92943156 | 1500Million | Central | -1 | 3000
Lateral Hardening | Lateral Hardening-Fuse-92951909,1 | 13134 | 0 | 2.4357 | 2.4078 | 50000 | 4.8156e-05 | 0.015152 | 3300000 |  | 1 | 1 | 0 | 1 | 2 | Lateral Hardening-Fuse-92951909 | 1500Million | Eastern | -1 | 3000
Lateral Hardening | Lateral Hardening-Fuse-93033266,1 | 13696 | 0 | 2.4357 | 2.4078 | 50000 | 4.8156e-05 | 0.024242 | 2062500 | 1 | 1 | 0 | 0 | 0 | 1 | Lateral Hardening-Fuse-93033266 | 1500Million | Winter Haven | -1 | 3000
Lateral Hardening | Lateral Hardening-Fuse-93172617,1 | 13213 | 0 | 2.4357 | 2.4078 | 50000 | 4.8156e-05 | 0.013826 | 3616438.3562 | 1 | 1 | 0 | 0 | 0 | 1 | Lateral Hardening-Fuse-93172617 | 1500Million | Eastern | -1 | 3000
Lateral Hardening | Lateral Hardening-Fuse-93111652,1 | 13738 | 0 | 2.4357 | 2.4078 | 50000 | 4.8156e-05 | 0.016288 | 3069767.4419 |  | 1 | 0 | 0 | 0 | 1 | Lateral Hardening-Fuse-93111652 | 1500Million | Western | -1 | 3000
Lateral Hardening | Lateral Hardening-Fuse-93178526,1 | 13909 | 0 | 2.4357 | 2.4078 | 50000 | 4.8156e-05 | 0.018371 | 2721649.4845 | 1 | 1 | 0 | 0 | 0 | 1 | Lateral Hardening-Fuse-93178526 | 1500Million | Eastern | -1 | 3000
Lateral Hardening | Lateral Hardening-Fuse-93054550,1 | 13130 | 0 | 2.4357 | 2.4078 | 50000 | 4.8156e-05 | 0.014394 | 3473684.2105 | 10 | 1 | 0 | 0 | 0 | 1 | Lateral Hardening-Fuse-93054550 | 1500Million | Eastern | -1 | 3000
Lateral Hardening | Lateral Hardening-Fuse-93178464,1 | 13909 | 0 | 2.4357 | 2.4078 | 50000 | 4.8156e-05 | 0.014962 | 3341772.1519 | 1 | 1 | 0 | 0 | 0 | 1 | Lateral Hardening-Fuse-93178464 | 1500Million | Eastern | -1 | 3000
Lateral Hardening | Lateral Hardening-Fuse-93235651,1 | 13696 | 0 | 2.4357 | 2.4078 | 50000 | 4.8156e-05 | 0.032955 | 1517241.3793 | 1 | 1 | 0 | 0 | 0 | 1 | Lateral Hardening-Fuse-93235651 | 1500Million | Winter Haven | -1 | 3000
Lateral Hardening | Lateral Hardening-Fuse-93240200,1 | 13114 | 0 | 2.4357 | 2.4078 | 50000 | 4.8156e-05 | 0.014015 | 3567567.5676 | 1 | 1 | 1 | 0 | 1 | 2 | Lateral Hardening-Fuse-93240200 | 1500Million | Western | -1 | 3000
Lateral Hardening | Lateral Hardening-Fuse-93268321,1 | 13962 | 0 | 2.4357 | 2.4078 | 50000 | 4.8156e-05 | 0.0047348 | 10560000 | 1 | 1 | 1 | 0 | 1 | 2 | Lateral Hardening-Fuse-93268321 | 1500Million | Plant City | -1 | 3000
Lateral Hardening | Lateral Hardening-Fuse-93236496,1 | 13696 | 0 | 2.4357 | 2.4078 | 50000 | 4.8156e-05 | 0.037689 | 1326633.1658 |  | 1 | 0 | 0 | 0 | 1 | Lateral Hardening-Fuse-93236496 | 1500Million | Winter Haven | -1 | 3000
Lateral Hardening | Lateral Hardening-Fuse-93276688,1 | 13213 | 0 | 2.4357 | 2.4078 | 50000 | 4.8156e-05 | 0.017803 | 2808510.6383 | 1 | 1 | 0 | 0 | 0 | 1 | Lateral Hardening-Fuse-93276688 | 1500Million | Eastern | -1 | 3000
Lateral Hardening | Lateral Hardening-Fuse-93346377,1 | 14020 | 0 | 2.4357 | 2.4078 | 50000 | 4.8156e-05 | 0.024621 | 2030769.2308 |  | 1 | 1 | 0 | 1 | 2 | Lateral Hardening-Fuse-93346377 | 1500Million | South Hillsborough | -1 | 3000
Lateral Hardening | Lateral Hardening-Fuse-93313105,1 | 13174 | 0 | 2.4357 | 2.4078 | 50000 | 4.8156e-05 | 0.034848 | 1434782.6087 | 1 | 1 | 1 | 0 | 1 | 2 | Lateral Hardening-Fuse-93313105 | 1500Million | Eastern | -1 | 3000
Lateral Hardening | Lateral Hardening-Fuse-93366417,1 | 13119 | 0 | 2.4357 | 2.4078 | 50000 | 4.8156e-05 | 0.015152 | 3300000 |  | 1 | 0 | 0 | 0 | 1 | Lateral Hardening-Fuse-93366417 | 1500Million | Plant City | -1 | 3000
Lateral Hardening | Lateral Hardening-Fuse-91272574,1 | 13175 | 0 | 2.4357 | 2.4078 | 50000 | 4.8156e-05 | 0.024242 | 2062500 | 1 | 1 | 0 | 0 | 0 | 1 | Lateral Hardening-Fuse-91272574 | 1500Million | Central | -1 | 3000
Lateral Hardening | Lateral Hardening-Fuse-60090589,1 | 13492 | 0 | 2.4357 | 2.4078 | 50000 | 4.8156e-05 | 0.019886 | 2514285.7143 |  | 1 | 1 | 0 | 1 | 2 | Lateral Hardening-Fuse-60090589 | 1500Million | Western | -1 | 3000
Lateral Hardening | Lateral Hardening-Fuse-90482891,1 | 13039 | 0 | 2.4357 | 2.4078 | 50000 | 4.8156e-05 | 0.013636 | 3666666.6667 |  | 1 | 0 | 0 | 0 | 1 | Lateral Hardening-Fuse-90482891 | 1500Million | Eastern | -1 | 3000
Lateral Hardening | Lateral Hardening-Fuse-90780561,1 | 13370 | 0 | 2.4357 | 2.4078 | 50000 | 4.8156e-05 | 0.0070076 | 7135135.1351 | 1 | 1 | 0 | 0 | 0 | 1 | Lateral Hardening-Fuse-90780561 | 1500Million | Winter Haven | -1 | 3000
Lateral Hardening | Lateral Hardening-Fuse-91104782,1 | 13007 | 0 | 2.4357 | 2.4078 | 50000 | 4.8156e-05 | 0.0049242 | 10153846.1538 |  | 1 | 0 | 0 | 0 | 1 | Lateral Hardening-Fuse-91104782 | 1500Million | Plant City | -1 | 3000
Lateral Hardening | Lateral Hardening-Fuse-92685924,1 | 13793 | 0 | 2.4357 | 2.4078 | 50000 | 4.8156e-05 | 0.013447 | 3718309.8592 | 1 | 1 | 0 | 0 | 0 | 1 | Lateral Hardening-Fuse-92685924 | 1500Million | Eastern | -1 | 3000
Lateral Hardening | Lateral Hardening-Fuse-92846608,1 | 13011 | 0 | 2.4357 | 2.4078 | 50000 | 4.8156e-05 | 0.011742 | 4258064.5161 | 2 | 1 | 0 | 0 | 0 | 1 | Lateral Hardening-Fuse-92846608 | 1500Million | Plant City | -1 | 3000
Lateral Hardening | Lateral Hardening-Fuse-93116056,1 | 13085 | 0 | 2.4357 | 2.4078 | 50000 | 4.8156e-05 | 0.0098485 | 5076923.0769 | 1 | 1 | 0 | 0 | 0 | 1 | Lateral Hardening-Fuse-93116056 | 1500Million | Eastern | -1 | 3000
Lateral Hardening | Lateral Hardening-Fuse-60032885,1 | 13007 | 0 | 2.4357 | 2.4078 | 51363.6364 | 4.6877e-05 | 0.042803 | 1200000 |  | 1 | 0 | 0 | 0 | 1 | Lateral Hardening-Fuse-60032885 | 1500Million | Plant City | -1 | 3000
Lateral Hardening | Lateral Hardening-Fuse-10386679,1 | 13715 | 0 | 2.4357 | 2.4078 | 52500 | 4.5863e-05 | 0.04375 | 1200000 |  | 1 | 1 | 0 | 1 | 2 | Lateral Hardening-Fuse-10386679 | 1500Million | Central | -1 | 3000
Lateral Hardening | Lateral Hardening-Fuse-91903078,1 | 13461 | 0 | 2.4357 | 2.4078 | 52727.2727 | 4.5665e-05 | 0.043939 | 1200000 | 4 | 1 | 0 | 0 | 0 | 1 | Lateral Hardening-Fuse-91903078 | 1500Million | Eastern | -1 | 3000
Lateral Hardening | Lateral Hardening-Fuse-92320037,1 | 13828 | 0 | 2.4357 | 2.4078 | 55454.5455 | 4.3419e-05 | 0.046212 | 1200000 | 7 | 1 | 0 | 0 | 0 | 1 | Lateral Hardening-Fuse-92320037 | 1500Million | Central | -1 | 3000
Lateral Hardening | Lateral Hardening-Fuse-60344694,1 | 13506 | 0 | 2.4357 | 2.4078 | 56136.3636 | 4.2892e-05 | 0.04678 | 1200000 | 1 | 1 | 0 | 0 | 0 | 1 | Lateral Hardening-Fuse-60344694 | 1500Million | Eastern | -1 | 3000
Lateral Hardening | Lateral Hardening-Fuse-91711291,1 | 13706 | 0 | 2.4357 | 2.4078 | 56363.6364 | 4.2719e-05 | 0.04697 | 1200000 | 1 | 1 | 1 | 0 | 1 | 2 | Lateral Hardening-Fuse-91711291 | 1500Million | Eastern | -1 | 3000
Lateral Hardening | Lateral Hardening-Fuse-60100181,1 | 13531 | 0 | 2.4357 | 2.4078 | 58636.3636 | 4.1063e-05 | 0.048864 | 1200000 | 2 | 1 | 0 | 0 | 0 | 1 | Lateral Hardening-Fuse-60100181 | 1500Million | Western | -1 | 3000
Lateral Hardening | Lateral Hardening-Fuse-90476111,1 | 13314 | 0 | 2.4357 | 2.4078 | 58863.6364 | 4.0905e-05 | 0.049053 | 1200000 |  | 1 | 1 | 0 | 1 | 2 | Lateral Hardening-Fuse-90476111 | 1500Million | Winter Haven | -1 | 3000
Lateral Hardening | Lateral Hardening-Fuse-60032800,1 | 13007 | 0 | 2.4357 | 2.4078 | 61590.9091 | 3.9093e-05 | 0.051326 | 1200000 |  | 1 | 0 | 0 | 0 | 1 | Lateral Hardening-Fuse-60032800 | 1500Million | Plant City | -1 | 3000
Lateral Hardening | Lateral Hardening-Fuse-10916775,1 | 13805 | 0 | 2.4357 | 2.4078 | 79772.7273 | 3.0183e-05 | 0.066477 | 1200000 | 1 | 1 | 0 | 0 | 0 | 1 | Lateral Hardening-Fuse-10916775 | 1500Million | Plant City | -1 | 3000

## By Region
Region | 2022 | 2023 | 2024 | 2025 | 2026 | 2027 | 2028 | 2029 | 2030 | 2031 | Total | Percent of Total
Central | 20518297.6564 | 29337727.2727 | 23757272.7273 | 26030045.4545 | 16033318.1818 | 26548136.3636 | 24072227.2727 | 13577863.6364 | 22798636.3636 | 23199922.3336 | 225873447.2627 | 20.11%
Dade City | 4960590.9091 |  |  |  | 6997545.4545 | 22135954.5455 |  | 39015818.1818 | 12749863.6364 | 26500487.4855 | 112360260.2127 | 10%
Eastern | 18330090.9091 | 15451750.3836 | 23341000 | 28402954.5455 | 21140045.4545 | 8750681.8182 | 6704181.8182 | 11774181.8182 | 5055681.8182 | 6379227.2727 | 145329795.8382 | 12.94%
Plant City | 7837954.5455 | 27134363.6364 | 15906545.4545 | 9291090.9091 | 22359954.5455 | 23729923.0373 | 5536863.6364 | 16099863.6364 | 18703863.6364 | 8677818.1818 | 155278241.2191 | 13.82%
South Hillsborough | 11483272.7273 | 2829045.4545 | 16308000 | 8932909.0909 | 4468636.3636 | 9157545.4545 | 11798954.5455 | 3372863.6364 | 22723863.6364 | 21315454.5455 | 112390545.4545 | 10%
Western | 25439772.7273 | 20082136.3636 | 16349772.7273 | 20423136.3636 | 21750954.5455 | 14942318.1818 | 36196818.1818 | 17557454.5455 | 22869636.3636 | 38850727.2727 | 234462727.2727 | 20.87%
Winter Haven | 17061181.8182 | 8975454.5455 | 9616818.1818 | 11034227.2727 | 13515090.9091 | 5256545.4545 | 19956090.9091 | 25769136.3636 | 24735818.1818 | 1851136.3636 | 137771500 | 12.26%

## By Year
SPP 2021 Year | Project_Costs | OH Miles Converted
2022 | 105631161.2927 | 101.1667
2023 | 103810477.6564 | 101.1665
2024 | 105279409.0909 | 99.7578
2025 | 104114363.6364 | 101.81
2026 | 106265545.4545 | 103.7545
2027 | 110521104.8555 | 105.632
2028 | 104265136.3636 | 99.9277
2029 | 127167181.8182 | 123.7973
2030 | 129637363.6364 | 127.9528
2031 | 126774773.4555 | 122.0085
3000 | 3060863848.4555 | 2789.3373