## jan cp
JANUARY 2012 RETAIL COINCIDENT PEAK EXPANSION - Actual
(MW)
| AT | SECONDARY | PRIMARY | SUBTRAN | OUTPUT
DESCRIPTION | METER | VOLTAGE | VOLTAGE | VOLTAGE | TO LINE
(Metered Voltage Level)
EXPANSION FACTOR |  |  | 1.025 | 1.0283 | 1.0257
BACKDOWN FACTOR |  | 0.9824 | 0.99549
RESIDENTIAL
SECONDARY | 2036.7048 | 2036.7048 | 2087.6801 | 2146.7589 | 2201.9765
GS & TS
SEM/SES (TC 0,A) | 144.3538 | 144.3538 | 147.9667 | 152.154 | 156.0676
SEM/PRS (TC 7,G) | 0 | 0 | 0 | 0 | 0
PRM/SES (TC 6,F) | 0.056356 | 0.055364 | 0.056356 | 0.057951 | 0.059442
PRM/PRS (TC 5,E) | 0.028355 |  | 0.028355 | 0.029157 | 0.029907
PRM/SUS (TC 8,H) | 0.006144 |  | 0.006144 | 0.0063179 | 0.0064804
SUBTOTAL | 144.4447 | 144.4092 | 148.0576 | 152.2474 | 156.1635
GSD
SEM/SES (TC 0,A) | 824.7267 | 824.7267 | 845.3683 | 869.2911 | 891.6505
SEM/PRS (TC 7,G) | 0.366 | 0.366 | 0.37516 | 0.38578 | 0.3957
PRM/SES (TC 6,F) | 17.817 | 17.5034 | 17.817 | 18.3212 | 18.7924
PRM/PRS (TC 5,E) | 131.116 |  | 131.116 | 134.8264 | 138.2943
PRM/SUS (TC 8,H) | 0.565 |  | 0.565 | 0.58099 | 0.59593
SUM/PRS (TC 4,D) | 0.146 |  | 0.14534 | 0.146 | 0.14976
SUM/SUS (TC 3,C) | 0.032 |  |  | 0.032 | 0.032823
SUBTOTAL | 974.7687 | 842.5961 | 995.3868 | 1023.5835 | 1049.9115
IS
PRM/SES (TC 6,F) | 0.74393 | 0.73084 | 0.74393 | 0.76498 | 0.78466
PRM/PRS (TC 5,E) | 32.5778 |  | 32.5778 | 33.4997 | 34.3613
PRM/SUS (TC 8,H) | 0.0001 |  | 0.0001 | 0.00010283 | 0.00010547
SUM/PRS (TC 4,D) | 0.0001 |  | 9.9549e-05 | 0.0001 | 0.00010257
SUM/SUS (TC 3,C) | 71.9516 |  |  | 71.9516 | 73.8023
SUBTOTAL | 105.2734 | 0.73084 | 33.3219 | 106.2164 | 108.9485
SL/OL
SECONDARY | 0 | 0 | 0 | 0 | 0
TOTAL
SEM/SES (TC 0,A) | 3005.7853 | 3005.7853 | 3081.0151 | 3168.204 | 3249.6947
SEM/PRS (TC 7,G) | 0.366 | 0.366 | 0.37516 | 0.38578 | 0.3957
PRM/SES (TC 6,F) | 18.6173 | 18.2896 | 18.6173 | 19.1441 | 19.6365
PRM/PRS (TC 5,E) | 163.7221 | 0 | 163.7221 | 168.3552 | 172.6856
PRM/SUS (TC 8,H) | 0.57124 | 0 | 0.57124 | 0.58741 | 0.60252
SUM/PRS (TC 4,D) | 0.1461 | 0 | 0.14544 | 0.1461 | 0.14986
SUM/SUS (TC 3,C) | 71.9836 | 0 | 0 | 71.9836 | 73.8351
TOTAL | 3261.1916 | 3024.4409 | 3264.4463 | 3428.8062 | 3517
RETAIL LOSSES |  | 75.2298 | 92.3757 | 88.1938 | 255.7993
WHOLESALE
INTERCHANGE SEPARATED | 0 |  |  | 0 | 0
INTERCHANGE NON-SEPARATED | 300.567 |  |  | 300.567 | 308.298
PARTIAL REQUIREMENTS | 15 |  |  | 15 | 15.3858
SUBTOTAL | 315.567 |  |  | 315.567 | 323.6838
WHEELING | 757 |  |  | 757 | 776.4711
WHOLESALE/WHEELING LOSSES |  | 0 | 0 | 27.5879 | 27.5879
TOTAL | 4333.7586 | 3024.4409 | 3264.4463 | 4501.3732 | 4617.1549
TOTAL LOSSES |  | 75.2298 | 92.3757 | 115.7817 | 283.3872
JANUARY 2012 RETAIL COINCIDENT PEAK EXPANSION - PRIME TIME / STANDBY GENERATOR ADDED
(MW)
| AT | SECONDARY | PRIMARY | SUBTRAN | OUTPUT
DESCRIPTION | METER | VOLTAGE | VOLTAGE | VOLTAGE | TO LINE
(Metered Voltage Level)
EXPANSION FACTOR |  |  | 1.025 | 1.0283 | 1.0257
BACKDOWN FACTOR |  | 0.9824 | 0.99549
RESIDENTIAL
SECONDARY | 2036.7048 | 2036.7048 | 2087.6801 | 2146.7589 | 2201.9765
GS & TS
SEM/SES (TC 0,A) | 144.3538 | 144.3538 | 147.9667 | 152.154 | 156.0676
SEM/PRS (TC 7,G) | 0 | 0 | 0 | 0 | 0
PRM/SES (TC 6,F) | 0.056356 | 0.055364 | 0.056356 | 0.057951 | 0.059442
PRM/PRS (TC 5,E) | 0.028355 |  | 0.028355 | 0.029157 | 0.029907
PRM/SUS (TC 8,H) | 0.006144 |  | 0.006144 | 0.0063179 | 0.0064804
SUBTOTAL | 144.4447 | 144.4092 | 148.0576 | 152.2474 | 156.1635
GSD
SEM/SES (TC 0,A) | 824.7267 | 824.7267 | 845.3683 | 869.2911 | 891.6505
SEM/PRS (TC 7,G) | 0.366 | 0.366 | 0.37516 | 0.38578 | 0.3957
PRM/SES (TC 6,F) | 17.817 | 17.5034 | 17.817 | 18.3212 | 18.7924
PRM/PRS (TC 5,E) | 131.116 |  | 131.116 | 134.8264 | 138.2943
PRM/SUS (TC 8,H) | 0.565 |  | 0.565 | 0.58099 | 0.59593
SUM/PRS (TC 4,D) | 0.146 |  | 0.14534 | 0.146 | 0.14976
SUM/SUS (TC 3,C) | 0.032 |  |  | 0.032 | 0.032823
SUBTOTAL | 974.7687 | 842.5961 | 995.3868 | 1023.5835 | 1049.9115
IS
PRM/SES (TC 6,F) | 0.74393 | 0.73084 | 0.74393 | 0.76498 | 0.78466
PRM/PRS (TC 5,E) | 32.5778 |  | 32.5778 | 33.4997 | 34.3613
PRM/SUS (TC 8,H) | 0.0001 |  | 0.0001 | 0.00010283 | 0.00010547
SUM/PRS (TC 4,D) | 0.0001 |  | 9.9549e-05 | 0.0001 | 0.00010257
SUM/SUS (TC 3,C) | 71.9516 |  |  | 71.9516 | 73.8023
SUBTOTAL | 105.2734 | 0.73084 | 33.3219 | 106.2164 | 108.9485
SL/OL
SECONDARY | 0 | 0 | 0 | 0 | 0
TOTAL
SEM/SES (TC 0,A) | 3005.7853 | 3005.7853 | 3081.0151 | 3168.204 | 3249.6947
SEM/PRS (TC 7,G) | 0.366 | 0.366 | 0.37516 | 0.38578 | 0.3957
PRM/SES (TC 6,F) | 18.6173 | 18.2896 | 18.6173 | 19.1441 | 19.6365
PRM/PRS (TC 5,E) | 163.7221 | 0 | 163.7221 | 168.3552 | 172.6856
PRM/SUS (TC 8,H) | 0.57124 | 0 | 0.57124 | 0.58741 | 0.60252
SUM/PRS (TC 4,D) | 0.1461 | 0 | 0.14544 | 0.1461 | 0.14986
SUM/SUS (TC 3,C) | 71.9836 | 0 | 0 | 71.9836 | 73.8351
TOTAL | 3261.1916 | 3024.4409 | 3264.4463 | 3428.8062 | 3517
RETAIL LOSSES |  | 75.2298 | 92.3757 | 88.1938 | 255.7993
WHOLESALE
INTERCHANGE SEPARATED | 0 |  |  | 0 | 0
INTERCHANGE NON-SEPARATED | 300.567 |  |  | 300.567 | 308.298
PARTIAL REQUIREMENTS | 15 |  |  | 15 | 15.3858
SUBTOTAL | 315.567 |  |  | 315.567 | 323.6838
WHEELING | 757 |  |  | 757 | 776.4711
WHOLESALE/WHEELING LOSSES |  | 0 | 0 | 27.5879 | 27.5879
TOTAL | 4333.7586 | 3024.4409 | 3264.4463 | 4501.3732 | 4617.1549
TOTAL LOSSES |  | 75.2298 | 92.3757 | 115.7817 | 283.3872
JANUARY 2012 RETAIL COINCIDENT PEAK EXPANSION - PRIME TIME / STANDBY GENERATOR SUBTRACTED
(MW)
| AT | SECONDARY | PRIMARY | SUBTRAN | OUTPUT
DESCRIPTION | METER | VOLTAGE | VOLTAGE | VOLTAGE | TO LINE
(Metered Voltage Level)
EXPANSION FACTOR |  |  | 1.0246 | 1.0269 | 1.025
BACKDOWN FACTOR |  | 0.98248 | 0.99569
RESIDENTIAL
SECONDARY | 1951.9648 | 1951.9648 | 1999.932 | 2053.7733 | 2105.1208
GS & TS
SEM/SES (TC 0,A) | 143.6856 | 143.6856 | 147.2165 | 151.1798 | 154.9595
SEM/PRS (TC 7,G) | 0 | 0 | 0 | 0 | 0
PRM/SES (TC 6,F) | 0.056095 | 0.055113 | 0.056095 | 0.057606 | 0.059046
PRM/PRS (TC 5,E) | 0.028224 |  | 0.028224 | 0.028983 | 0.029708
PRM/SUS (TC 8,H) | 0.0061156 |  | 0.0061156 | 0.0062802 | 0.0064373
SUBTOTAL | 143.776 | 143.7407 | 147.3069 | 151.2727 | 155.0547
GSD
SEM/SES (TC 0,A) | 759.4674 | 759.4674 | 778.1304 | 799.0789 | 819.0571
SEM/PRS (TC 7,G) | 0.33758 | 0.33758 | 0.34587 | 0.35518 | 0.36406
PRM/SES (TC 6,F) | 16.4333 | 16.1454 | 16.4333 | 16.8757 | 17.2976
PRM/PRS (TC 5,E) | 120.9332 |  | 120.9332 | 124.1889 | 127.2938
PRM/SUS (TC 8,H) | 0.52112 |  | 0.52112 | 0.53515 | 0.54853
SUM/PRS (TC 4,D) | 0.13466 |  | 0.13408 | 0.13466 | 0.13803
SUM/SUS (TC 3,C) | 0.029515 |  |  | 0.029515 | 0.030253
SUBTOTAL | 897.8568 | 775.9504 | 916.498 | 941.198 | 964.7294
IS
PRM/SES (TC 6,F) | 0.74393 | 0.7309 | 0.74393 | 0.76396 | 0.78306
PRM/PRS (TC 5,E) | 32.5778 |  | 32.5778 | 33.4548 | 34.2912
PRM/SUS (TC 8,H) | 0.0001 |  | 0.0001 | 0.00010269 | 0.00010526
SUM/PRS (TC 4,D) | 0.0001 |  | 9.9569e-05 | 0.0001 | 0.0001025
SUM/SUS (TC 3,C) | 71.9516 |  |  | 71.9516 | 73.7505
SUBTOTAL | 105.2734 | 0.7309 | 33.3219 | 106.1705 | 108.825
SL/OL
SECONDARY | 0 | 0 | 0 | 0 | 0
TOTAL
SEM/SES (TC 0,A) | 2855.1178 | 2855.1178 | 2925.2789 | 3004.032 | 3079.1375
SEM/PRS (TC 7,G) | 0.33758 | 0.33758 | 0.34587 | 0.35518 | 0.36406
PRM/SES (TC 6,F) | 17.2333 | 16.9314 | 17.2333 | 17.6973 | 18.1397
PRM/PRS (TC 5,E) | 153.5392 | 0 | 153.5392 | 157.6727 | 161.6147
PRM/SUS (TC 8,H) | 0.52734 | 0 | 0.52734 | 0.54153 | 0.55507
SUM/PRS (TC 4,D) | 0.13476 | 0 | 0.13418 | 0.13476 | 0.13813
SUM/SUS (TC 3,C) | 71.9811 | 0 | 0 | 71.9811 | 73.7807
TOTAL | 3098.871 | 2872.3867 | 3097.0588 | 3252.4145 | 3333.7299
RETAIL LOSSES |  | 70.1611 | 83.374 | 81.3155 | 234.8507
WHOLESALE
INTERCHANGE SEPARATED | 0 |  |  | 0 | 0
INTERCHANGE NON-SEPARATED | 300.567 |  |  | 300.567 | 308.298
PARTIAL REQUIREMENTS | 15 |  |  | 15 | 15.3858
SUBTOTAL | 315.567 |  |  | 315.567 | 323.6838
WHEELING | 757 |  |  | 757 | 776.4711
WHOLESALE/WHEELING LOSSES |  | 0 | 0 | 26.8159 | 26.8159
TOTAL | 4171.438 | 2872.3867 | 3097.0588 | 4324.9815 | 4433.8849
TOTAL LOSSES |  | 70.1611 | 83.374 | 108.1313 | 261.6665
JANUARY 2012 RETAIL COINCIDENT PEAK EXPANSION - INTERRUPTED LOAD ADDED
(MW)
| AT | SECONDARY | PRIMARY | SUBTRAN | OUTPUT
DESCRIPTION | METER | VOLTAGE | VOLTAGE | VOLTAGE | TO LINE
(Metered Voltage Level)
EXPANSION FACTOR |  |  | 1.025 | 1.0283 | 1.0257
BACKDOWN FACTOR |  | 0.9824 | 0.99549
RESIDENTIAL
SECONDARY | 2036.7048 | 2036.7048 | 2087.6801 | 2146.7589 | 2201.9765
GS & TS
SEM/SES (TC 0,A) | 144.3538 | 144.3538 | 147.9667 | 152.154 | 156.0676
SEM/PRS (TC 7,G) | 0 | 0 | 0 | 0 | 0
PRM/SES (TC 6,F) | 0.056356 | 0.055364 | 0.056356 | 0.057951 | 0.059442
PRM/PRS (TC 5,E) | 0.028355 |  | 0.028355 | 0.029157 | 0.029907
PRM/SUS (TC 8,H) | 0.006144 |  | 0.006144 | 0.0063179 | 0.0064804
SUBTOTAL | 144.4447 | 144.4092 | 148.0576 | 152.2474 | 156.1635
GSD
SEM/SES (TC 0,A) | 824.7267 | 824.7267 | 845.3683 | 869.2911 | 891.6505
SEM/PRS (TC 7,G) | 0.366 | 0.366 | 0.37516 | 0.38578 | 0.3957
PRM/SES (TC 6,F) | 17.817 | 17.5034 | 17.817 | 18.3212 | 18.7924
PRM/PRS (TC 5,E) | 131.116 |  | 131.116 | 134.8264 | 138.2943
PRM/SUS (TC 8,H) | 0.565 |  | 0.565 | 0.58099 | 0.59593
SUM/PRS (TC 4,D) | 0.146 |  | 0.14534 | 0.146 | 0.14976
SUM/SUS (TC 3,C) | 0.032 |  |  | 0.032 | 0.032823
SUBTOTAL | 974.7687 | 842.5961 | 995.3868 | 1023.5835 | 1049.9115
IS
PRM/SES (TC 6,F) | 0.74393 | 0.73084 | 0.74393 | 0.76498 | 0.78466
PRM/PRS (TC 5,E) | 32.5778 |  | 32.5778 | 33.4997 | 34.3613
PRM/SUS (TC 8,H) | 0.0001 |  | 0.0001 | 0.00010283 | 0.00010547
SUM/PRS (TC 4,D) | 0.0001 |  | 9.9549e-05 | 0.0001 | 0.00010257
SUM/SUS (TC 3,C) | 71.9516 |  |  | 71.9516 | 73.8023
SUBTOTAL | 105.2734 | 0.73084 | 33.3219 | 106.2164 | 108.9485
SL/OL
SECONDARY | 0 | 0 | 0 | 0 | 0
TOTAL
SEM/SES (TC 0,A) | 3005.7853 | 3005.7853 | 3081.0151 | 3168.204 | 3249.6947
SEM/PRS (TC 7,G) | 0.366 | 0.366 | 0.37516 | 0.38578 | 0.3957
PRM/SES (TC 6,F) | 18.6173 | 18.2896 | 18.6173 | 19.1441 | 19.6365
PRM/PRS (TC 5,E) | 163.7221 | 0 | 163.7221 | 168.3552 | 172.6856
PRM/SUS (TC 8,H) | 0.57124 | 0 | 0.57124 | 0.58741 | 0.60252
SUM/PRS (TC 4,D) | 0.1461 | 0 | 0.14544 | 0.1461 | 0.14986
SUM/SUS (TC 3,C) | 71.9836 | 0 | 0 | 71.9836 | 73.8351
TOTAL | 3261.1916 | 3024.4409 | 3264.4463 | 3428.8062 | 3517
RETAIL LOSSES |  | 75.2298 | 92.3757 | 88.1938 | 255.7993
WHOLESALE
INTERCHANGE SEPARATED | 0 |  |  | 0 | 0
INTERCHANGE NON-SEPARATED | 300.567 |  |  | 300.567 | 308.298
PARTIAL REQUIREMENTS | 15 |  |  | 15 | 15.3858
SUBTOTAL | 315.567 |  |  | 315.567 | 323.6838
WHEELING | 757 |  |  | 757 | 776.4711
WHOLESALE/WHEELING LOSSES |  | 0 | 0 | 27.5879 | 27.5879
TOTAL | 4333.7586 | 3024.4409 | 3264.4463 | 4501.3732 | 4617.1549
TOTAL LOSSES |  | 75.2298 | 92.3757 | 115.7817 | 283.3872

## feb cp
FEBRUARY 2012 RETAIL COINCIDENT PEAK EXPANSION - Actual
(MW)
| AT | SECONDARY | PRIMARY | SUBTRAN | OUTPUT
DESCRIPTION | METER | VOLTAGE | VOLTAGE | VOLTAGE | TO LINE
(Metered Voltage Level)
EXPANSION FACTOR |  |  | 1.0248 | 1.0276 | 1.0242
BACKDOWN FACTOR |  | 0.9824 | 0.99539
RESIDENTIAL
SECONDARY | 1959.9675 | 1959.9675 | 2008.5219 | 2063.8625 | 2113.8347
GS & TS
SEM/SES (TC 0,A) | 128.6754 | 128.6754 | 131.8631 | 135.4963 | 138.7771
SEM/PRS (TC 7,G) | 0 | 0 | 0 | 0 | 0
PRM/SES (TC 6,F) | 0.028236 | 0.027739 | 0.028236 | 0.029014 | 0.029716
PRM/PRS (TC 5,E) | 0.029758 |  | 0.029758 | 0.030578 | 0.031318
PRM/SUS (TC 8,H) | 0.0020259 |  | 0.0020259 | 0.0020817 | 0.0021321
SUBTOTAL | 128.7355 | 128.7032 | 131.9231 | 135.558 | 138.8403
GSD
SEM/SES (TC 0,A) | 795.5619 | 795.5619 | 815.2704 | 837.7334 | 858.0174
SEM/PRS (TC 7,G) | 0.59 | 0.59 | 0.60462 | 0.62128 | 0.63632
PRM/SES (TC 6,F) | 15.644 | 15.3687 | 15.644 | 16.075 | 16.4643
PRM/PRS (TC 5,E) | 109.298 |  | 109.298 | 112.3095 | 115.0288
PRM/SUS (TC 8,H) | 0.307 |  | 0.307 | 0.31546 | 0.3231
SUM/PRS (TC 4,D) | 0.147 |  | 0.14632 | 0.147 | 0.15056
SUM/SUS (TC 3,C) | 0.032 |  |  | 0.032 | 0.032775
SUBTOTAL | 921.5799 | 811.5206 | 941.2703 | 967.2337 | 990.6533
IS
PRM/SES (TC 6,F) | 1.35 | 1.3263 | 1.35 | 1.3872 | 1.4208
PRM/PRS (TC 5,E) | 26.1429 |  | 26.1429 | 26.8632 | 27.5136
PRM/SUS (TC 8,H) | 0.0001 |  | 0.0001 | 0.00010276 | 0.00010524
SUM/PRS (TC 4,D) | 0.0001 |  | 9.9539e-05 | 0.0001 | 0.00010242
SUM/SUS (TC 3,C) | 103.2375 |  |  | 103.2375 | 105.7371
SUBTOTAL | 130.7306 | 1.3263 | 27.4931 | 131.4881 | 134.6718
SL/OL
SECONDARY | 0 | 0 | 0 | 0 | 0
TOTAL
SEM/SES (TC 0,A) | 2884.2048 | 2884.2048 | 2955.6555 | 3037.0923 | 3110.6292
SEM/PRS (TC 7,G) | 0.59 | 0.59 | 0.60462 | 0.62128 | 0.63632
PRM/SES (TC 6,F) | 17.0223 | 16.7227 | 17.0223 | 17.4913 | 17.9148
PRM/PRS (TC 5,E) | 135.4706 | 0 | 135.4706 | 139.2032 | 142.5738
PRM/SUS (TC 8,H) | 0.30913 | 0 | 0.30913 | 0.31764 | 0.32533
SUM/PRS (TC 4,D) | 0.1471 | 0 | 0.14642 | 0.1471 | 0.15066
SUM/SUS (TC 3,C) | 103.2695 | 0 | 0 | 103.2695 | 105.7699
TOTAL | 3141.0134 | 2901.5175 | 3109.2085 | 3298.1422 | 3378
RETAIL LOSSES |  | 71.4506 | 85.6636 | 79.8578 | 236.972
WHOLESALE
INTERCHANGE SEPARATED | 0 |  |  | 0 | 0
INTERCHANGE NON-SEPARATED | 207.491 |  |  | 207.491 | 212.515
PARTIAL REQUIREMENTS | 15 |  |  | 15 | 15.3632
SUBTOTAL | 222.491 |  |  | 222.491 | 227.8782
WHEELING | 652 |  |  | 652 | 667.7868
WHOLESALE/WHEELING LOSSES |  | 0 | 0 | 21.174 | 21.174
TOTAL | 4015.5044 | 2901.5175 | 3109.2085 | 4172.6332 | 4273.665
TOTAL LOSSES |  | 71.4506 | 85.6636 | 101.0318 | 258.146
FEBRUARY 2012 RETAIL COINCIDENT PEAK EXPANSION - PRIME TIME / STANDBY GENERATOR ADDED
(MW)
| AT | SECONDARY | PRIMARY | SUBTRAN | OUTPUT
DESCRIPTION | METER | VOLTAGE | VOLTAGE | VOLTAGE | TO LINE
(Metered Voltage Level)
EXPANSION FACTOR |  |  | 1.0248 | 1.0276 | 1.0242
BACKDOWN FACTOR |  | 0.9824 | 0.99539
RESIDENTIAL
SECONDARY | 1959.9675 | 1959.9675 | 2008.5219 | 2063.8625 | 2113.8347
GS & TS
SEM/SES (TC 0,A) | 128.6754 | 128.6754 | 131.8631 | 135.4963 | 138.7771
SEM/PRS (TC 7,G) | 0 | 0 | 0 | 0 | 0
PRM/SES (TC 6,F) | 0.028236 | 0.027739 | 0.028236 | 0.029014 | 0.029716
PRM/PRS (TC 5,E) | 0.029758 |  | 0.029758 | 0.030578 | 0.031318
PRM/SUS (TC 8,H) | 0.0020259 |  | 0.0020259 | 0.0020817 | 0.0021321
SUBTOTAL | 128.7355 | 128.7032 | 131.9231 | 135.558 | 138.8403
GSD
SEM/SES (TC 0,A) | 795.5619 | 795.5619 | 815.2704 | 837.7334 | 858.0174
SEM/PRS (TC 7,G) | 0.59 | 0.59 | 0.60462 | 0.62128 | 0.63632
PRM/SES (TC 6,F) | 15.644 | 15.3687 | 15.644 | 16.075 | 16.4643
PRM/PRS (TC 5,E) | 109.298 |  | 109.298 | 112.3095 | 115.0288
PRM/SUS (TC 8,H) | 0.307 |  | 0.307 | 0.31546 | 0.3231
SUM/PRS (TC 4,D) | 0.147 |  | 0.14632 | 0.147 | 0.15056
SUM/SUS (TC 3,C) | 0.032 |  |  | 0.032 | 0.032775
SUBTOTAL | 921.5799 | 811.5206 | 941.2703 | 967.2337 | 990.6533
IS
PRM/SES (TC 6,F) | 1.35 | 1.3263 | 1.35 | 1.3872 | 1.4208
PRM/PRS (TC 5,E) | 26.1429 |  | 26.1429 | 26.8632 | 27.5136
PRM/SUS (TC 8,H) | 0.0001 |  | 0.0001 | 0.00010276 | 0.00010524
SUM/PRS (TC 4,D) | 0.0001 |  | 9.9539e-05 | 0.0001 | 0.00010242
SUM/SUS (TC 3,C) | 103.2375 |  |  | 103.2375 | 105.7371
SUBTOTAL | 130.7306 | 1.3263 | 27.4931 | 131.4881 | 134.6718
SL/OL
SECONDARY | 0 | 0 | 0 | 0 | 0
TOTAL
SEM/SES (TC 0,A) | 2884.2048 | 2884.2048 | 2955.6555 | 3037.0923 | 3110.6292
SEM/PRS (TC 7,G) | 0.59 | 0.59 | 0.60462 | 0.62128 | 0.63632
PRM/SES (TC 6,F) | 17.0223 | 16.7227 | 17.0223 | 17.4913 | 17.9148
PRM/PRS (TC 5,E) | 135.4706 | 0 | 135.4706 | 139.2032 | 142.5738
PRM/SUS (TC 8,H) | 0.30913 | 0 | 0.30913 | 0.31764 | 0.32533
SUM/PRS (TC 4,D) | 0.1471 | 0 | 0.14642 | 0.1471 | 0.15066
SUM/SUS (TC 3,C) | 103.2695 | 0 | 0 | 103.2695 | 105.7699
TOTAL | 3141.0134 | 2901.5175 | 3109.2085 | 3298.1422 | 3378
RETAIL LOSSES |  | 71.4506 | 85.6636 | 79.8578 | 236.972
WHOLESALE
INTERCHANGE SEPARATED | 0 |  |  | 0 | 0
INTERCHANGE NON-SEPARATED | 207.491 |  |  | 207.491 | 212.515
PARTIAL REQUIREMENTS | 15 |  |  | 15 | 15.3632
SUBTOTAL | 222.491 |  |  | 222.491 | 227.8782
WHEELING | 652 |  |  | 652 | 667.7868
WHOLESALE/WHEELING LOSSES |  | 0 | 0 | 21.174 | 21.174
TOTAL | 4015.5044 | 2901.5175 | 3109.2085 | 4172.6332 | 4273.665
TOTAL LOSSES |  | 71.4506 | 85.6636 | 101.0318 | 258.146
FEBRUARY 2012 RETAIL COINCIDENT PEAK EXPANSION - PRIME TIME / STANDBY GENERATOR SUBTRACTED
(MW)
| AT | SECONDARY | PRIMARY | SUBTRAN | OUTPUT
DESCRIPTION | METER | VOLTAGE | VOLTAGE | VOLTAGE | TO LINE
(Metered Voltage Level)
EXPANSION FACTOR |  |  | 1.0244 | 1.0263 | 1.0236
BACKDOWN FACTOR |  | 0.98244 | 0.99558
RESIDENTIAL
SECONDARY | 1889.2706 | 1889.2706 | 1935.3615 | 1986.2639 | 2033.053
GS & TS
SEM/SES (TC 0,A) | 128.0071 | 128.0071 | 131.13 | 134.5789 | 137.7491
SEM/PRS (TC 7,G) | 0 | 0 | 0 | 0 | 0
PRM/SES (TC 6,F) | 0.028089 | 0.027596 | 0.028089 | 0.028828 | 0.029507
PRM/PRS (TC 5,E) | 0.029603 |  | 0.029603 | 0.030382 | 0.031097
PRM/SUS (TC 8,H) | 0.0020153 |  | 0.0020153 | 0.0020683 | 0.0021171
SUBTOTAL | 128.0668 | 128.0347 | 131.1897 | 134.6402 | 137.8118
GSD
SEM/SES (TC 0,A) | 728.8871 | 728.8871 | 746.6691 | 766.3075 | 784.3589
SEM/PRS (TC 7,G) | 0.54207 | 0.54207 | 0.5553 | 0.5699 | 0.58332
PRM/SES (TC 6,F) | 14.3731 | 14.1208 | 14.3731 | 14.7512 | 15.0987
PRM/PRS (TC 5,E) | 100.4191 |  | 100.4191 | 103.0602 | 105.4879
PRM/SUS (TC 8,H) | 0.28206 |  | 0.28206 | 0.28948 | 0.2963
SUM/PRS (TC 4,D) | 0.13506 |  | 0.13446 | 0.13506 | 0.13824
SUM/SUS (TC 3,C) | 0.0294 |  |  | 0.0294 | 0.030093
SUBTOTAL | 844.6679 | 743.55 | 862.4332 | 885.1427 | 905.9934
IS
PRM/SES (TC 6,F) | 1.35 | 1.3263 | 1.35 | 1.3855 | 1.4182
PRM/PRS (TC 5,E) | 26.1429 |  | 26.1429 | 26.8305 | 27.4625
PRM/SUS (TC 8,H) | 0.0001 |  | 0.0001 | 0.00010263 | 0.00010505
SUM/PRS (TC 4,D) | 0.0001 |  | 9.9558e-05 | 0.0001 | 0.00010236
SUM/SUS (TC 3,C) | 103.2375 |  |  | 103.2375 | 105.6694
SUBTOTAL | 130.7306 | 1.3263 | 27.4931 | 131.4537 | 134.5502
SL/OL
SECONDARY | 0 | 0 | 0 | 0 | 0
TOTAL
SEM/SES (TC 0,A) | 2746.1649 | 2746.1649 | 2813.1606 | 2887.1503 | 2955.161
SEM/PRS (TC 7,G) | 0.54207 | 0.54207 | 0.5553 | 0.5699 | 0.58332
PRM/SES (TC 6,F) | 15.7513 | 15.4747 | 15.7513 | 16.1655 | 16.5463
PRM/PRS (TC 5,E) | 126.5915 | 0 | 126.5915 | 129.9211 | 132.9815
PRM/SUS (TC 8,H) | 0.28418 | 0 | 0.28418 | 0.29165 | 0.29852
SUM/PRS (TC 4,D) | 0.13516 | 0 | 0.13456 | 0.13516 | 0.13834
SUM/SUS (TC 3,C) | 103.2669 | 0 | 0 | 103.2669 | 105.6994
TOTAL | 2992.7359 | 2762.1816 | 2956.4775 | 3137.5004 | 3211.4084
RETAIL LOSSES |  | 66.9958 | 77.7555 | 73.908 | 218.6593
WHOLESALE
INTERCHANGE SEPARATED | 0 |  |  | 0 | 0
INTERCHANGE NON-SEPARATED | 207.491 |  |  | 207.491 | 212.515
PARTIAL REQUIREMENTS | 15 |  |  | 15 | 15.3632
SUBTOTAL | 222.491 |  |  | 222.491 | 227.8782
WHEELING | 652 |  |  | 652 | 667.7868
WHOLESALE/WHEELING LOSSES |  | 0 | 0 | 20.5998 | 20.5998
TOTAL | 3867.2269 | 2762.1816 | 2956.4775 | 4011.9914 | 4107.0735
TOTAL LOSSES |  | 66.9958 | 77.7555 | 94.5078 | 239.2591
FEBRUARY 2012 RETAIL COINCIDENT PEAK EXPANSION - INTERRUPTED LOAD ADDED
(MW)
| AT | SECONDARY | PRIMARY | SUBTRAN | OUTPUT
DESCRIPTION | METER | VOLTAGE | VOLTAGE | VOLTAGE | TO LINE
(Metered Voltage Level)
EXPANSION FACTOR |  |  | 1.0248 | 1.0276 | 1.0242
BACKDOWN FACTOR |  | 0.9824 | 0.99539
RESIDENTIAL
SECONDARY | 1959.9675 | 1959.9675 | 2008.5219 | 2063.8625 | 2113.8347
GS & TS
SEM/SES (TC 0,A) | 128.6754 | 128.6754 | 131.8631 | 135.4963 | 138.7771
SEM/PRS (TC 7,G) | 0 | 0 | 0 | 0 | 0
PRM/SES (TC 6,F) | 0.028236 | 0.027739 | 0.028236 | 0.029014 | 0.029716
PRM/PRS (TC 5,E) | 0.029758 |  | 0.029758 | 0.030578 | 0.031318
PRM/SUS (TC 8,H) | 0.0020259 |  | 0.0020259 | 0.0020817 | 0.0021321
SUBTOTAL | 128.7355 | 128.7032 | 131.9231 | 135.558 | 138.8403
GSD
SEM/SES (TC 0,A) | 795.5619 | 795.5619 | 815.2704 | 837.7334 | 858.0174
SEM/PRS (TC 7,G) | 0.59 | 0.59 | 0.60462 | 0.62128 | 0.63632
PRM/SES (TC 6,F) | 15.644 | 15.3687 | 15.644 | 16.075 | 16.4643
PRM/PRS (TC 5,E) | 109.298 |  | 109.298 | 112.3095 | 115.0288
PRM/SUS (TC 8,H) | 0.307 |  | 0.307 | 0.31546 | 0.3231
SUM/PRS (TC 4,D) | 0.147 |  | 0.14632 | 0.147 | 0.15056
SUM/SUS (TC 3,C) | 0.032 |  |  | 0.032 | 0.032775
SUBTOTAL | 921.5799 | 811.5206 | 941.2703 | 967.2337 | 990.6533
IS
PRM/SES (TC 6,F) | 1.35 | 1.3263 | 1.35 | 1.3872 | 1.4208
PRM/PRS (TC 5,E) | 26.1429 |  | 26.1429 | 26.8632 | 27.5136
PRM/SUS (TC 8,H) | 0.0001 |  | 0.0001 | 0.00010276 | 0.00010524
SUM/PRS (TC 4,D) | 0.0001 |  | 9.9539e-05 | 0.0001 | 0.00010242
SUM/SUS (TC 3,C) | 103.2375 |  |  | 103.2375 | 105.7371
SUBTOTAL | 130.7306 | 1.3263 | 27.4931 | 131.4881 | 134.6718
SL/OL
SECONDARY | 0 | 0 | 0 | 0 | 0
TOTAL
SEM/SES (TC 0,A) | 2884.2048 | 2884.2048 | 2955.6555 | 3037.0923 | 3110.6292
SEM/PRS (TC 7,G) | 0.59 | 0.59 | 0.60462 | 0.62128 | 0.63632
PRM/SES (TC 6,F) | 17.0223 | 16.7227 | 17.0223 | 17.4913 | 17.9148
PRM/PRS (TC 5,E) | 135.4706 | 0 | 135.4706 | 139.2032 | 142.5738
PRM/SUS (TC 8,H) | 0.30913 | 0 | 0.30913 | 0.31764 | 0.32533
SUM/PRS (TC 4,D) | 0.1471 | 0 | 0.14642 | 0.1471 | 0.15066
SUM/SUS (TC 3,C) | 103.2695 | 0 | 0 | 103.2695 | 105.7699
TOTAL | 3141.0134 | 2901.5175 | 3109.2085 | 3298.1422 | 3378
RETAIL LOSSES |  | 71.4506 | 85.6636 | 79.8578 | 236.972
WHOLESALE
INTERCHANGE SEPARATED | 0 |  |  | 0 | 0
INTERCHANGE NON-SEPARATED | 207.491 |  |  | 207.491 | 212.515
PARTIAL REQUIREMENTS | 15 |  |  | 15 | 15.3632
SUBTOTAL | 222.491 |  |  | 222.491 | 227.8782
WHEELING | 652 |  |  | 652 | 667.7868
WHOLESALE/WHEELING LOSSES |  | 0 | 0 | 21.174 | 21.174
TOTAL | 4015.5044 | 2901.5175 | 3109.2085 | 4172.6332 | 4273.665
TOTAL LOSSES |  | 71.4506 | 85.6636 | 101.0318 | 258.146

## mar cp
MARCH 2012 RETAIL COINCIDENT PEAK EXPANSION - Actual
(MW)
| AT | SECONDARY | PRIMARY | SUBTRAN | OUTPUT
DESCRIPTION | METER | VOLTAGE | VOLTAGE | VOLTAGE | TO LINE
(Metered Voltage Level)
EXPANSION FACTOR |  |  | 1.0243 | 1.024 | 1.0224
BACKDOWN FACTOR |  | 0.98212 | 0.99589
RESIDENTIAL
SECONDARY | 1453.0542 | 1453.0542 | 1488.3538 | 1524.1369 | 1558.2464
GS & TS
SEM/SES (TC 0,A) | 138.2649 | 138.2649 | 141.6238 | 145.0287 | 148.2744
SEM/PRS (TC 7,G) | 0 | 0 | 0 | 0 | 0
PRM/SES (TC 6,F) | 0.020585 | 0.020217 | 0.020585 | 0.02108 | 0.021552
PRM/PRS (TC 5,E) | 0.031436 |  | 0.031436 | 0.032192 | 0.032912
PRM/SUS (TC 8,H) | 0.005637 |  | 0.005637 | 0.0057725 | 0.0059017
SUBTOTAL | 138.3225 | 138.2851 | 141.6815 | 145.0878 | 148.3348
GSD
SEM/SES (TC 0,A) | 873.841 | 873.841 | 895.0696 | 916.5889 | 937.1018
SEM/PRS (TC 7,G) | 0.693 | 0.693 | 0.70984 | 0.7269 | 0.74317
PRM/SES (TC 6,F) | 14.891 | 14.6248 | 14.891 | 15.249 | 15.5903
PRM/PRS (TC 5,E) | 137.309 |  | 137.309 | 140.6102 | 143.757
PRM/SUS (TC 8,H) | 0.685 |  | 0.685 | 0.70147 | 0.71717
SUM/PRS (TC 4,D) | 0.129 |  | 0.12847 | 0.129 | 0.13189
SUM/SUS (TC 3,C) | 0 |  |  | 0 | 0
SUBTOTAL | 1027.548 | 889.1588 | 1048.7929 | 1074.0055 | 1098.0413
IS
PRM/SES (TC 6,F) | 1.3292 | 1.3054 | 1.3292 | 1.3611 | 1.3916
PRM/PRS (TC 5,E) | 33.2099 |  | 33.2099 | 34.0083 | 34.7694
PRM/SUS (TC 8,H) | 0.0001 |  | 0.0001 | 0.0001024 | 0.0001047
SUM/PRS (TC 4,D) | 0.0001 |  | 9.9589e-05 | 0.0001 | 0.00010224
SUM/SUS (TC 3,C) | 84.4596 |  |  | 84.4596 | 86.3498
SUBTOTAL | 118.9989 | 1.3054 | 34.5393 | 119.8293 | 122.511
SL/OL
SECONDARY | 4.538 | 4.538 | 4.6482 | 4.76 | 4.8665
TOTAL
SEM/SES (TC 0,A) | 2469.6981 | 2469.6981 | 2529.6955 | 2590.5146 | 2648.4892
SEM/PRS (TC 7,G) | 0.693 | 0.693 | 0.70984 | 0.7269 | 0.74317
PRM/SES (TC 6,F) | 16.2407 | 15.9504 | 16.2407 | 16.6312 | 17.0034
PRM/PRS (TC 5,E) | 170.5503 | 0 | 170.5503 | 174.6507 | 178.5593
PRM/SUS (TC 8,H) | 0.69074 | 0 | 0.69074 | 0.70734 | 0.72317
SUM/PRS (TC 4,D) | 0.1291 | 0 | 0.12857 | 0.1291 | 0.13199
SUM/SUS (TC 3,C) | 84.4596 | 0 | 0 | 84.4596 | 86.3498
TOTAL | 2742.4616 | 2486.3415 | 2718.0157 | 2867.8195 | 2932
RETAIL LOSSES |  | 59.9974 | 65.3436 | 64.1805 | 189.5215
WHOLESALE
INTERCHANGE SEPARATED | 0 |  |  | 0 | 0
INTERCHANGE NON-SEPARATED | 297.987 |  |  | 297.987 | 304.6558
PARTIAL REQUIREMENTS | 15 |  |  | 15 | 15.3357
SUBTOTAL | 312.987 |  |  | 312.987 | 319.9915
WHEELING | 548 |  |  | 548 | 560.264
WHOLESALE/WHEELING LOSSES |  | 0 | 0 | 19.2685 | 19.2685
TOTAL | 3603.4486 | 2486.3415 | 2718.0157 | 3728.8065 | 3812.2555
TOTAL LOSSES |  | 59.9974 | 65.3436 | 83.449 | 208.7901
MARCH 2012 RETAIL COINCIDENT PEAK EXPANSION - PRIME TIME / STANDBY GENERATOR ADDED
(MW)
| AT | SECONDARY | PRIMARY | SUBTRAN | OUTPUT
DESCRIPTION | METER | VOLTAGE | VOLTAGE | VOLTAGE | TO LINE
(Metered Voltage Level)
EXPANSION FACTOR |  |  | 1.0243 | 1.024 | 1.0224
BACKDOWN FACTOR |  | 0.98212 | 0.99589
RESIDENTIAL
SECONDARY | 1453.0542 | 1453.0542 | 1488.3538 | 1524.1369 | 1558.2464
GS & TS
SEM/SES (TC 0,A) | 138.2649 | 138.2649 | 141.6238 | 145.0287 | 148.2744
SEM/PRS (TC 7,G) | 0 | 0 | 0 | 0 | 0
PRM/SES (TC 6,F) | 0.020585 | 0.020217 | 0.020585 | 0.02108 | 0.021552
PRM/PRS (TC 5,E) | 0.031436 |  | 0.031436 | 0.032192 | 0.032912
PRM/SUS (TC 8,H) | 0.005637 |  | 0.005637 | 0.0057725 | 0.0059017
SUBTOTAL | 138.3225 | 138.2851 | 141.6815 | 145.0878 | 148.3348
GSD
SEM/SES (TC 0,A) | 873.841 | 873.841 | 895.0696 | 916.5889 | 937.1018
SEM/PRS (TC 7,G) | 0.693 | 0.693 | 0.70984 | 0.7269 | 0.74317
PRM/SES (TC 6,F) | 14.891 | 14.6248 | 14.891 | 15.249 | 15.5903
PRM/PRS (TC 5,E) | 137.309 |  | 137.309 | 140.6102 | 143.757
PRM/SUS (TC 8,H) | 0.685 |  | 0.685 | 0.70147 | 0.71717
SUM/PRS (TC 4,D) | 0.129 |  | 0.12847 | 0.129 | 0.13189
SUM/SUS (TC 3,C) | 0 |  |  | 0 | 0
SUBTOTAL | 1027.548 | 889.1588 | 1048.7929 | 1074.0055 | 1098.0413
IS
PRM/SES (TC 6,F) | 1.3292 | 1.3054 | 1.3292 | 1.3611 | 1.3916
PRM/PRS (TC 5,E) | 33.2099 |  | 33.2099 | 34.0083 | 34.7694
PRM/SUS (TC 8,H) | 0.0001 |  | 0.0001 | 0.0001024 | 0.0001047
SUM/PRS (TC 4,D) | 0.0001 |  | 9.9589e-05 | 0.0001 | 0.00010224
SUM/SUS (TC 3,C) | 84.4596 |  |  | 84.4596 | 86.3498
SUBTOTAL | 118.9989 | 1.3054 | 34.5393 | 119.8293 | 122.511
SL/OL
SECONDARY | 4.538 | 4.538 | 4.6482 | 4.76 | 4.8665
TOTAL
SEM/SES (TC 0,A) | 2469.6981 | 2469.6981 | 2529.6955 | 2590.5146 | 2648.4892
SEM/PRS (TC 7,G) | 0.693 | 0.693 | 0.70984 | 0.7269 | 0.74317
PRM/SES (TC 6,F) | 16.2407 | 15.9504 | 16.2407 | 16.6312 | 17.0034
PRM/PRS (TC 5,E) | 170.5503 | 0 | 170.5503 | 174.6507 | 178.5593
PRM/SUS (TC 8,H) | 0.69074 | 0 | 0.69074 | 0.70734 | 0.72317
SUM/PRS (TC 4,D) | 0.1291 | 0 | 0.12857 | 0.1291 | 0.13199
SUM/SUS (TC 3,C) | 84.4596 | 0 | 0 | 84.4596 | 86.3498
TOTAL | 2742.4616 | 2486.3415 | 2718.0157 | 2867.8195 | 2932
RETAIL LOSSES |  | 59.9974 | 65.3436 | 64.1805 | 189.5215
WHOLESALE
INTERCHANGE SEPARATED | 0 |  |  | 0 | 0
INTERCHANGE NON-SEPARATED | 297.987 |  |  | 297.987 | 304.6558
PARTIAL REQUIREMENTS | 15 |  |  | 15 | 15.3357
SUBTOTAL | 312.987 |  |  | 312.987 | 319.9915
WHEELING | 548 |  |  | 548 | 560.264
WHOLESALE/WHEELING LOSSES |  | 0 | 0 | 19.2685 | 19.2685
TOTAL | 3603.4486 | 2486.3415 | 2718.0157 | 3728.8065 | 3812.2555
TOTAL LOSSES |  | 59.9974 | 65.3436 | 83.449 | 208.7901
MARCH 2012 RETAIL COINCIDENT PEAK EXPANSION - PRIME TIME / STANDBY GENERATOR SUBTRACTED
(MW)
| AT | SECONDARY | PRIMARY | SUBTRAN | OUTPUT
DESCRIPTION | METER | VOLTAGE | VOLTAGE | VOLTAGE | TO LINE
(Metered Voltage Level)
EXPANSION FACTOR |  |  | 1.0241 | 1.0232 | 1.0219
BACKDOWN FACTOR |  | 0.98208 | 0.99602
RESIDENTIAL
SECONDARY | 1428.6187 | 1428.6187 | 1463.0426 | 1496.9511 | 1529.7564
GS & TS
SEM/SES (TC 0,A) | 137.5719 | 137.5719 | 140.8868 | 144.1521 | 147.3112
SEM/PRS (TC 7,G) | 0 | 0 | 0 | 0 | 0
PRM/SES (TC 6,F) | 0.020482 | 0.020115 | 0.020482 | 0.020957 | 0.021416
PRM/PRS (TC 5,E) | 0.031279 |  | 0.031279 | 0.032003 | 0.032705
PRM/SUS (TC 8,H) | 0.0056087 |  | 0.0056087 | 0.0057387 | 0.0058645
SUBTOTAL | 137.6293 | 137.592 | 140.9442 | 144.2108 | 147.3711
GSD
SEM/SES (TC 0,A) | 805.8682 | 805.8682 | 825.2864 | 844.4138 | 862.9189
SEM/PRS (TC 7,G) | 0.64115 | 0.64115 | 0.65659 | 0.67181 | 0.68654
PRM/SES (TC 6,F) | 13.7768 | 13.5299 | 13.7768 | 14.0961 | 14.405
PRM/PRS (TC 5,E) | 127.0348 |  | 127.0348 | 129.979 | 132.8275
PRM/SUS (TC 8,H) | 0.63374 |  | 0.63374 | 0.64843 | 0.66264
SUM/PRS (TC 4,D) | 0.11935 |  | 0.11887 | 0.11935 | 0.12196
SUM/SUS (TC 3,C) | 0 |  |  | 0 | 0
SUBTOTAL | 948.074 | 820.0393 | 967.5071 | 989.9285 | 1011.6225
IS
PRM/SES (TC 6,F) | 1.3292 | 1.3053 | 1.3292 | 1.36 | 1.3898
PRM/PRS (TC 5,E) | 33.2099 |  | 33.2099 | 33.9796 | 34.7243
PRM/SUS (TC 8,H) | 0.0001 |  | 0.0001 | 0.00010232 | 0.00010456
SUM/PRS (TC 4,D) | 0.0001 |  | 9.9602e-05 | 0.0001 | 0.00010219
SUM/SUS (TC 3,C) | 84.4596 |  |  | 84.4596 | 86.3105
SUBTOTAL | 118.9989 | 1.3053 | 34.5393 | 119.7994 | 122.4247
SL/OL
SECONDARY | 4.538 | 4.538 | 4.6473 | 4.7551 | 4.8593
TOTAL
SEM/SES (TC 0,A) | 2376.5968 | 2376.5968 | 2433.8631 | 2490.2721 | 2544.8458
SEM/PRS (TC 7,G) | 0.64115 | 0.64115 | 0.65659 | 0.67181 | 0.68654
PRM/SES (TC 6,F) | 15.1264 | 14.8554 | 15.1264 | 15.477 | 15.8162
PRM/PRS (TC 5,E) | 160.276 | 0 | 160.276 | 163.9906 | 167.5845
PRM/SUS (TC 8,H) | 0.63945 | 0 | 0.63945 | 0.65427 | 0.66861
SUM/PRS (TC 4,D) | 0.11945 | 0 | 0.11897 | 0.11945 | 0.12207
SUM/SUS (TC 3,C) | 84.4596 | 0 | 0 | 84.4596 | 86.3105
TOTAL | 2637.8588 | 2392.0933 | 2610.6805 | 2755.6449 | 2816.0341
RETAIL LOSSES |  | 57.2663 | 60.5043 | 60.3892 | 178.1599
WHOLESALE
INTERCHANGE SEPARATED | 0 |  |  | 0 | 0
INTERCHANGE NON-SEPARATED | 297.987 |  |  | 297.987 | 304.6558
PARTIAL REQUIREMENTS | 15 |  |  | 15 | 15.3357
SUBTOTAL | 312.987 |  |  | 312.987 | 319.9915
WHEELING | 548 |  |  | 548 | 560.264
WHOLESALE/WHEELING LOSSES |  | 0 | 0 | 18.8683 | 18.8683
TOTAL | 3498.8458 | 2392.0933 | 2610.6805 | 3616.6319 | 3696.2896
TOTAL LOSSES |  | 57.2663 | 60.5043 | 79.2575 | 197.0282
MARCH 2012 RETAIL COINCIDENT PEAK EXPANSION - INTERRUPTED LOAD ADDED
(MW)
| AT | SECONDARY | PRIMARY | SUBTRAN | OUTPUT
DESCRIPTION | METER | VOLTAGE | VOLTAGE | VOLTAGE | TO LINE
(Metered Voltage Level)
EXPANSION FACTOR |  |  | 1.0243 | 1.024 | 1.0224
BACKDOWN FACTOR |  | 0.98212 | 0.99589
RESIDENTIAL
SECONDARY | 1453.0542 | 1453.0542 | 1488.3538 | 1524.1369 | 1558.2464
GS & TS
SEM/SES (TC 0,A) | 138.2649 | 138.2649 | 141.6238 | 145.0287 | 148.2744
SEM/PRS (TC 7,G) | 0 | 0 | 0 | 0 | 0
PRM/SES (TC 6,F) | 0.020585 | 0.020217 | 0.020585 | 0.02108 | 0.021552
PRM/PRS (TC 5,E) | 0.031436 |  | 0.031436 | 0.032192 | 0.032912
PRM/SUS (TC 8,H) | 0.005637 |  | 0.005637 | 0.0057725 | 0.0059017
SUBTOTAL | 138.3225 | 138.2851 | 141.6815 | 145.0878 | 148.3348
GSD
SEM/SES (TC 0,A) | 873.841 | 873.841 | 895.0696 | 916.5889 | 937.1018
SEM/PRS (TC 7,G) | 0.693 | 0.693 | 0.70984 | 0.7269 | 0.74317
PRM/SES (TC 6,F) | 14.891 | 14.6248 | 14.891 | 15.249 | 15.5903
PRM/PRS (TC 5,E) | 137.309 |  | 137.309 | 140.6102 | 143.757
PRM/SUS (TC 8,H) | 0.685 |  | 0.685 | 0.70147 | 0.71717
SUM/PRS (TC 4,D) | 0.129 |  | 0.12847 | 0.129 | 0.13189
SUM/SUS (TC 3,C) | 0 |  |  | 0 | 0
SUBTOTAL | 1027.548 | 889.1588 | 1048.7929 | 1074.0055 | 1098.0413
IS
PRM/SES (TC 6,F) | 1.3292 | 1.3054 | 1.3292 | 1.3611 | 1.3916
PRM/PRS (TC 5,E) | 33.2099 |  | 33.2099 | 34.0083 | 34.7694
PRM/SUS (TC 8,H) | 0.0001 |  | 0.0001 | 0.0001024 | 0.0001047
SUM/PRS (TC 4,D) | 0.0001 |  | 9.9589e-05 | 0.0001 | 0.00010224
SUM/SUS (TC 3,C) | 84.4596 |  |  | 84.4596 | 86.3498
SUBTOTAL | 118.9989 | 1.3054 | 34.5393 | 119.8293 | 122.511
SL/OL
SECONDARY | 4.538 | 4.538 | 4.6482 | 4.76 | 4.8665
TOTAL
SEM/SES (TC 0,A) | 2469.6981 | 2469.6981 | 2529.6955 | 2590.5146 | 2648.4892
SEM/PRS (TC 7,G) | 0.693 | 0.693 | 0.70984 | 0.7269 | 0.74317
PRM/SES (TC 6,F) | 16.2407 | 15.9504 | 16.2407 | 16.6312 | 17.0034
PRM/PRS (TC 5,E) | 170.5503 | 0 | 170.5503 | 174.6507 | 178.5593
PRM/SUS (TC 8,H) | 0.69074 | 0 | 0.69074 | 0.70734 | 0.72317
SUM/PRS (TC 4,D) | 0.1291 | 0 | 0.12857 | 0.1291 | 0.13199
SUM/SUS (TC 3,C) | 84.4596 | 0 | 0 | 84.4596 | 86.3498
TOTAL | 2742.4616 | 2486.3415 | 2718.0157 | 2867.8195 | 2932
RETAIL LOSSES |  | 59.9974 | 65.3436 | 64.1805 | 189.5215
WHOLESALE
INTERCHANGE SEPARATED | 0 |  |  | 0 | 0
INTERCHANGE NON-SEPARATED | 297.987 |  |  | 297.987 | 304.6558
PARTIAL REQUIREMENTS | 15 |  |  | 15 | 15.3357
SUBTOTAL | 312.987 |  |  | 312.987 | 319.9915
WHEELING | 548 |  |  | 548 | 560.264
WHOLESALE/WHEELING LOSSES |  | 0 | 0 | 19.2685 | 19.2685
TOTAL | 3603.4486 | 2486.3415 | 2718.0157 | 3728.8065 | 3812.2555
TOTAL LOSSES |  | 59.9974 | 65.3436 | 83.449 | 208.7901

## apr cp
APRIL 2012 RETAIL COINCIDENT PEAK EXPANSION - Actual
(MW)
| AT | SECONDARY | PRIMARY | SUBTRAN | OUTPUT
DESCRIPTION | METER | VOLTAGE | VOLTAGE | VOLTAGE | TO LINE
(Metered Voltage Level)
EXPANSION FACTOR |  |  | 1.0247 | 1.0257 | 1.0246
BACKDOWN FACTOR |  | 0.98219 | 0.99594
RESIDENTIAL
SECONDARY | 1575.406 | 1575.406 | 1614.2647 | 1655.7946 | 1696.5441
GS & TS
SEM/SES (TC 0,A) | 156.8666 | 156.8666 | 160.7358 | 164.8711 | 168.9286
SEM/PRS (TC 7,G) | 0 | 0 | 0 | 0 | 0
PRM/SES (TC 6,F) | 0.04692 | 0.046085 | 0.04692 | 0.048127 | 0.049312
PRM/PRS (TC 5,E) | 0.033599 |  | 0.033599 | 0.034464 | 0.035312
PRM/SUS (TC 8,H) | 0.0068772 |  | 0.0068772 | 0.0070541 | 0.0072277
SUBTOTAL | 156.954 | 156.9127 | 160.8232 | 164.9607 | 169.0204
GSD
SEM/SES (TC 0,A) | 917.3115 | 917.3115 | 939.9377 | 964.1193 | 987.8466
SEM/PRS (TC 7,G) | 0.715 | 0.715 | 0.73264 | 0.75148 | 0.76998
PRM/SES (TC 6,F) | 18.338 | 18.0114 | 18.338 | 18.8098 | 19.2727
PRM/PRS (TC 5,E) | 139.64 |  | 139.64 | 143.2325 | 146.7575
PRM/SUS (TC 8,H) | 0.496 |  | 0.496 | 0.50876 | 0.52128
SUM/PRS (TC 4,D) | 0.143 |  | 0.14242 | 0.143 | 0.14652
SUM/SUS (TC 3,C) | 0 |  |  | 0 | 0
SUBTOTAL | 1076.6435 | 936.0379 | 1099.2868 | 1127.5648 | 1155.3145
IS
PRM/SES (TC 6,F) | 0.81106 | 0.79662 | 0.81106 | 0.83193 | 0.8524
PRM/PRS (TC 5,E) | 34.0877 |  | 34.0877 | 34.9647 | 35.8251
PRM/SUS (TC 8,H) | 0.0001 |  | 0.0001 | 0.00010257 | 0.0001051
SUM/PRS (TC 4,D) | 0.0001 |  | 9.9594e-05 | 0.0001 | 0.00010246
SUM/SUS (TC 3,C) | 92.1748 |  |  | 92.1748 | 94.4432
SUBTOTAL | 127.0737 | 0.79662 | 34.8989 | 127.9715 | 131.121
SL/OL
SECONDARY | 0 | 0 | 0 | 0 | 0
TOTAL
SEM/SES (TC 0,A) | 2649.5841 | 2649.5841 | 2714.9382 | 2784.785 | 2853.3192
SEM/PRS (TC 7,G) | 0.715 | 0.715 | 0.73264 | 0.75148 | 0.76998
PRM/SES (TC 6,F) | 19.196 | 18.8541 | 19.196 | 19.6898 | 20.1744
PRM/PRS (TC 5,E) | 173.7613 | 0 | 173.7613 | 178.2316 | 182.6179
PRM/SUS (TC 8,H) | 0.50298 | 0 | 0.50298 | 0.51592 | 0.52861
SUM/PRS (TC 4,D) | 0.1431 | 0 | 0.14252 | 0.1431 | 0.14662
SUM/SUS (TC 3,C) | 92.1748 | 0 | 0 | 92.1748 | 94.4432
TOTAL | 2936.0772 | 2669.1532 | 2909.2736 | 3076.2917 | 3152
RETAIL LOSSES |  | 65.3541 | 74.8427 | 75.7083 | 215.9052
WHOLESALE
INTERCHANGE SEPARATED | 0 |  |  | 0 | 0
INTERCHANGE NON-SEPARATED | 345.168 |  |  | 345.168 | 353.6627
PARTIAL REQUIREMENTS | 139 |  |  | 139 | 142.4208
SUBTOTAL | 484.168 |  |  | 484.168 | 496.0835
WHEELING | 656 |  |  | 656 | 672.1443
WHOLESALE/WHEELING LOSSES |  | 0 | 0 | 28.0598 | 28.0598
TOTAL | 4076.2452 | 2669.1532 | 2909.2736 | 4216.4597 | 4320.2278
TOTAL LOSSES |  | 65.3541 | 74.8427 | 103.7682 | 243.965
APRIL 2012 RETAIL COINCIDENT PEAK EXPANSION - PRIME TIME / STANDBY GENERATOR ADDED
(MW)
| AT | SECONDARY | PRIMARY | SUBTRAN | OUTPUT
DESCRIPTION | METER | VOLTAGE | VOLTAGE | VOLTAGE | TO LINE
(Metered Voltage Level)
EXPANSION FACTOR |  |  | 1.0247 | 1.0257 | 1.0246
BACKDOWN FACTOR |  | 0.98219 | 0.99594
RESIDENTIAL
SECONDARY | 1575.406 | 1575.406 | 1614.2647 | 1655.7946 | 1696.5441
GS & TS
SEM/SES (TC 0,A) | 156.8666 | 156.8666 | 160.7358 | 164.8711 | 168.9286
SEM/PRS (TC 7,G) | 0 | 0 | 0 | 0 | 0
PRM/SES (TC 6,F) | 0.04692 | 0.046085 | 0.04692 | 0.048127 | 0.049312
PRM/PRS (TC 5,E) | 0.033599 |  | 0.033599 | 0.034464 | 0.035312
PRM/SUS (TC 8,H) | 0.0068772 |  | 0.0068772 | 0.0070541 | 0.0072277
SUBTOTAL | 156.954 | 156.9127 | 160.8232 | 164.9607 | 169.0204
GSD
SEM/SES (TC 0,A) | 917.3115 | 917.3115 | 939.9377 | 964.1193 | 987.8466
SEM/PRS (TC 7,G) | 0.715 | 0.715 | 0.73264 | 0.75148 | 0.76998
PRM/SES (TC 6,F) | 18.338 | 18.0114 | 18.338 | 18.8098 | 19.2727
PRM/PRS (TC 5,E) | 139.64 |  | 139.64 | 143.2325 | 146.7575
PRM/SUS (TC 8,H) | 0.496 |  | 0.496 | 0.50876 | 0.52128
SUM/PRS (TC 4,D) | 0.143 |  | 0.14242 | 0.143 | 0.14652
SUM/SUS (TC 3,C) | 0 |  |  | 0 | 0
SUBTOTAL | 1076.6435 | 936.0379 | 1099.2868 | 1127.5648 | 1155.3145
IS
PRM/SES (TC 6,F) | 0.81106 | 0.79662 | 0.81106 | 0.83193 | 0.8524
PRM/PRS (TC 5,E) | 34.0877 |  | 34.0877 | 34.9647 | 35.8251
PRM/SUS (TC 8,H) | 0.0001 |  | 0.0001 | 0.00010257 | 0.0001051
SUM/PRS (TC 4,D) | 0.0001 |  | 9.9594e-05 | 0.0001 | 0.00010246
SUM/SUS (TC 3,C) | 92.1748 |  |  | 92.1748 | 94.4432
SUBTOTAL | 127.0737 | 0.79662 | 34.8989 | 127.9715 | 131.121
SL/OL
SECONDARY | 0 | 0 | 0 | 0 | 0
TOTAL
SEM/SES (TC 0,A) | 2649.5841 | 2649.5841 | 2714.9382 | 2784.785 | 2853.3192
SEM/PRS (TC 7,G) | 0.715 | 0.715 | 0.73264 | 0.75148 | 0.76998
PRM/SES (TC 6,F) | 19.196 | 18.8541 | 19.196 | 19.6898 | 20.1744
PRM/PRS (TC 5,E) | 173.7613 | 0 | 173.7613 | 178.2316 | 182.6179
PRM/SUS (TC 8,H) | 0.50298 | 0 | 0.50298 | 0.51592 | 0.52861
SUM/PRS (TC 4,D) | 0.1431 | 0 | 0.14252 | 0.1431 | 0.14662
SUM/SUS (TC 3,C) | 92.1748 | 0 | 0 | 92.1748 | 94.4432
TOTAL | 2936.0772 | 2669.1532 | 2909.2736 | 3076.2917 | 3152
RETAIL LOSSES |  | 65.3541 | 74.8427 | 75.7083 | 215.9052
WHOLESALE
INTERCHANGE SEPARATED | 0 |  |  | 0 | 0
INTERCHANGE NON-SEPARATED | 345.168 |  |  | 345.168 | 353.6627
PARTIAL REQUIREMENTS | 139 |  |  | 139 | 142.4208
SUBTOTAL | 484.168 |  |  | 484.168 | 496.0835
WHEELING | 656 |  |  | 656 | 672.1443
WHOLESALE/WHEELING LOSSES |  | 0 | 0 | 28.0598 | 28.0598
TOTAL | 4076.2452 | 2669.1532 | 2909.2736 | 4216.4597 | 4320.2278
TOTAL LOSSES |  | 65.3541 | 74.8427 | 103.7682 | 243.965
APRIL 2012 RETAIL COINCIDENT PEAK EXPANSION - PRIME TIME / STANDBY GENERATOR SUBTRACTED
(MW)
| AT | SECONDARY | PRIMARY | SUBTRAN | OUTPUT
DESCRIPTION | METER | VOLTAGE | VOLTAGE | VOLTAGE | TO LINE
(Metered Voltage Level)
EXPANSION FACTOR |  |  | 1.0244 | 1.0248 | 1.0241
BACKDOWN FACTOR |  | 0.9822 | 0.99608
RESIDENTIAL
SECONDARY | 1546.7498 | 1546.7498 | 1584.4975 | 1623.8186 | 1662.9932
GS & TS
SEM/SES (TC 0,A) | 156.1737 | 156.1737 | 159.985 | 163.9552 | 167.9107
SEM/PRS (TC 7,G) | 0 | 0 | 0 | 0 | 0
PRM/SES (TC 6,F) | 0.046713 | 0.045881 | 0.046713 | 0.047872 | 0.049027
PRM/PRS (TC 5,E) | 0.033451 |  | 0.033451 | 0.034281 | 0.035108
PRM/SUS (TC 8,H) | 0.0068468 |  | 0.0068468 | 0.0070167 | 0.007186
SUBTOTAL | 156.2607 | 156.2196 | 160.072 | 164.0444 | 168.002
GSD
SEM/SES (TC 0,A) | 849.6827 | 849.6827 | 870.4188 | 892.0193 | 913.5392
SEM/PRS (TC 7,G) | 0.66184 | 0.66184 | 0.678 | 0.69482 | 0.71158
PRM/SES (TC 6,F) | 16.9747 | 16.6725 | 16.9747 | 17.3959 | 17.8156
PRM/PRS (TC 5,E) | 129.2587 |  | 129.2587 | 132.4664 | 135.6622
PRM/SUS (TC 8,H) | 0.45913 |  | 0.45913 | 0.47052 | 0.48187
SUM/PRS (TC 4,D) | 0.13237 |  | 0.13185 | 0.13237 | 0.13556
SUM/SUS (TC 3,C) | 0 |  |  | 0 | 0
SUBTOTAL | 997.1695 | 867.017 | 1017.9212 | 1043.1793 | 1068.346
IS
PRM/SES (TC 6,F) | 0.81106 | 0.79662 | 0.81106 | 0.83119 | 0.85124
PRM/PRS (TC 5,E) | 34.0877 |  | 34.0877 | 34.9336 | 35.7764
PRM/SUS (TC 8,H) | 0.0001 |  | 0.0001 | 0.00010248 | 0.00010495
SUM/PRS (TC 4,D) | 0.0001 |  | 9.9608e-05 | 0.0001 | 0.00010241
SUM/SUS (TC 3,C) | 92.1748 |  |  | 92.1748 | 94.3985
SUBTOTAL | 127.0737 | 0.79662 | 34.8989 | 127.9398 | 131.0263
SL/OL
SECONDARY | 0 | 0 | 0 | 0 | 0
TOTAL
SEM/SES (TC 0,A) | 2552.6063 | 2552.6063 | 2614.9014 | 2679.7931 | 2744.4431
SEM/PRS (TC 7,G) | 0.66184 | 0.66184 | 0.678 | 0.69482 | 0.71158
PRM/SES (TC 6,F) | 17.8325 | 17.515 | 17.8325 | 18.275 | 18.7159
PRM/PRS (TC 5,E) | 163.3798 | 0 | 163.3798 | 167.4343 | 171.4736
PRM/SUS (TC 8,H) | 0.46607 | 0 | 0.46607 | 0.47764 | 0.48916
SUM/PRS (TC 4,D) | 0.13247 | 0 | 0.13195 | 0.13247 | 0.13566
SUM/SUS (TC 3,C) | 92.1748 | 0 | 0 | 92.1748 | 94.3985
TOTAL | 2827.2537 | 2570.7831 | 2797.3897 | 2958.9821 | 3030.3675
RETAIL LOSSES |  | 62.2952 | 69.4171 | 71.3854 | 203.0976
WHOLESALE
INTERCHANGE SEPARATED | 0 |  |  | 0 | 0
INTERCHANGE NON-SEPARATED | 345.168 |  |  | 345.168 | 353.6627
PARTIAL REQUIREMENTS | 139 |  |  | 139 | 142.4208
SUBTOTAL | 484.168 |  |  | 484.168 | 496.0835
WHEELING | 656 |  |  | 656 | 672.1443
WHOLESALE/WHEELING LOSSES |  | 0 | 0 | 27.5065 | 27.5065
TOTAL | 3967.4217 | 2570.7831 | 2797.3897 | 4099.1501 | 4198.5953
TOTAL LOSSES |  | 62.2952 | 69.4171 | 98.892 | 230.6042
APRIL 2012 RETAIL COINCIDENT PEAK EXPANSION - INTERRUPTED LOAD ADDED
(MW)
| AT | SECONDARY | PRIMARY | SUBTRAN | OUTPUT
DESCRIPTION | METER | VOLTAGE | VOLTAGE | VOLTAGE | TO LINE
(Metered Voltage Level)
EXPANSION FACTOR |  |  | 1.0247 | 1.0257 | 1.0246
BACKDOWN FACTOR |  | 0.98219 | 0.99594
RESIDENTIAL
SECONDARY | 1575.406 | 1575.406 | 1614.2647 | 1655.7946 | 1696.5441
GS & TS
SEM/SES (TC 0,A) | 156.8666 | 156.8666 | 160.7358 | 164.8711 | 168.9286
SEM/PRS (TC 7,G) | 0 | 0 | 0 | 0 | 0
PRM/SES (TC 6,F) | 0.04692 | 0.046085 | 0.04692 | 0.048127 | 0.049312
PRM/PRS (TC 5,E) | 0.033599 |  | 0.033599 | 0.034464 | 0.035312
PRM/SUS (TC 8,H) | 0.0068772 |  | 0.0068772 | 0.0070541 | 0.0072277
SUBTOTAL | 156.954 | 156.9127 | 160.8232 | 164.9607 | 169.0204
GSD
SEM/SES (TC 0,A) | 917.3115 | 917.3115 | 939.9377 | 964.1193 | 987.8466
SEM/PRS (TC 7,G) | 0.715 | 0.715 | 0.73264 | 0.75148 | 0.76998
PRM/SES (TC 6,F) | 18.338 | 18.0114 | 18.338 | 18.8098 | 19.2727
PRM/PRS (TC 5,E) | 139.64 |  | 139.64 | 143.2325 | 146.7575
PRM/SUS (TC 8,H) | 0.496 |  | 0.496 | 0.50876 | 0.52128
SUM/PRS (TC 4,D) | 0.143 |  | 0.14242 | 0.143 | 0.14652
SUM/SUS (TC 3,C) | 0 |  |  | 0 | 0
SUBTOTAL | 1076.6435 | 936.0379 | 1099.2868 | 1127.5648 | 1155.3145
IS
PRM/SES (TC 6,F) | 0.81106 | 0.79662 | 0.81106 | 0.83193 | 0.8524
PRM/PRS (TC 5,E) | 34.0877 |  | 34.0877 | 34.9647 | 35.8251
PRM/SUS (TC 8,H) | 0.0001 |  | 0.0001 | 0.00010257 | 0.0001051
SUM/PRS (TC 4,D) | 0.0001 |  | 9.9594e-05 | 0.0001 | 0.00010246
SUM/SUS (TC 3,C) | 92.1748 |  |  | 92.1748 | 94.4432
SUBTOTAL | 127.0737 | 0.79662 | 34.8989 | 127.9715 | 131.121
SL/OL
SECONDARY | 0 | 0 | 0 | 0 | 0
TOTAL
SEM/SES (TC 0,A) | 2649.5841 | 2649.5841 | 2714.9382 | 2784.785 | 2853.3192
SEM/PRS (TC 7,G) | 0.715 | 0.715 | 0.73264 | 0.75148 | 0.76998
PRM/SES (TC 6,F) | 19.196 | 18.8541 | 19.196 | 19.6898 | 20.1744
PRM/PRS (TC 5,E) | 173.7613 | 0 | 173.7613 | 178.2316 | 182.6179
PRM/SUS (TC 8,H) | 0.50298 | 0 | 0.50298 | 0.51592 | 0.52861
SUM/PRS (TC 4,D) | 0.1431 | 0 | 0.14252 | 0.1431 | 0.14662
SUM/SUS (TC 3,C) | 92.1748 | 0 | 0 | 92.1748 | 94.4432
TOTAL | 2936.0772 | 2669.1532 | 2909.2736 | 3076.2917 | 3152
RETAIL LOSSES |  | 65.3541 | 74.8427 | 75.7083 | 215.9052
WHOLESALE
INTERCHANGE SEPARATED | 0 |  |  | 0 | 0
INTERCHANGE NON-SEPARATED | 345.168 |  |  | 345.168 | 353.6627
PARTIAL REQUIREMENTS | 139 |  |  | 139 | 142.4208
SUBTOTAL | 484.168 |  |  | 484.168 | 496.0835
WHEELING | 656 |  |  | 656 | 672.1443
WHOLESALE/WHEELING LOSSES |  | 0 | 0 | 28.0598 | 28.0598
TOTAL | 4076.2452 | 2669.1532 | 2909.2736 | 4216.4597 | 4320.2278
TOTAL LOSSES |  | 65.3541 | 74.8427 | 103.7682 | 243.965

## may cp
MAY 2012 RETAIL COINCIDENT PEAK EXPANSION - Actual
(MW)
| AT | SECONDARY | PRIMARY | SUBTRAN | OUTPUT
DESCRIPTION | METER | VOLTAGE | VOLTAGE | VOLTAGE | TO LINE
(Metered Voltage Level)
EXPANSION FACTOR |  |  | 1.0257 | 1.0295 | 1.0252
BACKDOWN FACTOR |  | 0.98207 | 0.99507
RESIDENTIAL
SECONDARY | 1834.3169 | 1834.3169 | 1881.4564 | 1937.052 | 1985.8158
GS & TS
SEM/SES (TC 0,A) | 209.0252 | 209.0252 | 214.3969 | 220.7321 | 226.2889
SEM/PRS (TC 7,G) | 0 | 0 | 0 | 0 | 0
PRM/SES (TC 6,F) | 0.045725 | 0.044906 | 0.045725 | 0.047076 | 0.048262
PRM/PRS (TC 5,E) | 0.036809 |  | 0.036809 | 0.037896 | 0.03885
PRM/SUS (TC 8,H) | 0 |  | 0 | 0 | 0
SUBTOTAL | 209.1077 | 209.0701 | 214.4794 | 220.8171 | 226.376
GSD
SEM/SES (TC 0,A) | 1031.7261 | 1031.7261 | 1058.2401 | 1089.5103 | 1116.9379
SEM/PRS (TC 7,G) | 0.653 | 0.653 | 0.66978 | 0.68957 | 0.70693
PRM/SES (TC 6,F) | 14.511 | 14.2508 | 14.511 | 14.9398 | 15.3159
PRM/PRS (TC 5,E) | 148.237 |  | 148.237 | 152.6173 | 156.4593
PRM/SUS (TC 8,H) | 0.368 |  | 0.368 | 0.37887 | 0.38841
SUM/PRS (TC 4,D) | 0.139 |  | 0.13831 | 0.139 | 0.1425
SUM/SUS (TC 3,C) | 0 |  |  | 0 | 0
SUBTOTAL | 1195.6341 | 1046.6299 | 1222.1642 | 1258.2748 | 1289.9509
IS
PRM/SES (TC 6,F) | 0.0001 | 9.8207e-05 | 0.0001 | 0.00010295 | 0.00010555
PRM/PRS (TC 5,E) | 36.4342 |  | 36.4342 | 37.5108 | 38.4551
PRM/SUS (TC 8,H) | 0.0001 |  | 0.0001 | 0.00010295 | 0.00010555
SUM/PRS (TC 4,D) | 0.0001 |  | 9.9507e-05 | 0.0001 | 0.00010252
SUM/SUS (TC 3,C) | 101.8382 |  |  | 101.8382 | 104.4019
SUBTOTAL | 138.2727 | 9.8207e-05 | 36.4345 | 139.3493 | 142.8573
SL/OL
SECONDARY | 0 | 0 | 0 | 0 | 0
TOTAL
SEM/SES (TC 0,A) | 3075.0681 | 3075.0681 | 3154.0934 | 3247.2944 | 3329.0425
SEM/PRS (TC 7,G) | 0.653 | 0.653 | 0.66978 | 0.68957 | 0.70693
PRM/SES (TC 6,F) | 14.5568 | 14.2958 | 14.5568 | 14.987 | 15.3643
PRM/PRS (TC 5,E) | 184.708 | 0 | 184.708 | 190.166 | 194.9533
PRM/SUS (TC 8,H) | 0.3681 | 0 | 0.3681 | 0.37898 | 0.38852
SUM/PRS (TC 4,D) | 0.1391 | 0 | 0.13841 | 0.1391 | 0.1426
SUM/SUS (TC 3,C) | 101.8382 | 0 | 0 | 101.8382 | 104.4019
TOTAL | 3377.3314 | 3090.017 | 3354.5345 | 3555.4933 | 3645
RETAIL LOSSES |  | 79.0253 | 99.1198 | 89.5067 | 267.6518
WHOLESALE
INTERCHANGE SEPARATED | 0 |  |  | 0 | 0
INTERCHANGE NON-SEPARATED | 165.777 |  |  | 165.777 | 169.9503
PARTIAL REQUIREMENTS | 15 |  |  | 15 | 15.3776
SUBTOTAL | 180.777 |  |  | 180.777 | 185.3279
WHEELING | 677 |  |  | 677 | 694.0429
WHOLESALE/WHEELING LOSSES |  | 0 | 0 | 21.5939 | 21.5939
TOTAL | 4235.1084 | 3090.017 | 3354.5345 | 4413.2703 | 4524.3709
TOTAL LOSSES |  | 79.0253 | 99.1198 | 111.1006 | 289.2457
MAY 2012 RETAIL COINCIDENT PEAK EXPANSION - PRIME TIME / STANDBY GENERATOR ADDED
(MW)
| AT | SECONDARY | PRIMARY | SUBTRAN | OUTPUT
DESCRIPTION | METER | VOLTAGE | VOLTAGE | VOLTAGE | TO LINE
(Metered Voltage Level)
EXPANSION FACTOR |  |  | 1.0257 | 1.0295 | 1.0252
BACKDOWN FACTOR |  | 0.98207 | 0.99507
RESIDENTIAL
SECONDARY | 1834.3169 | 1834.3169 | 1881.4564 | 1937.052 | 1985.8158
GS & TS
SEM/SES (TC 0,A) | 209.0252 | 209.0252 | 214.3969 | 220.7321 | 226.2889
SEM/PRS (TC 7,G) | 0 | 0 | 0 | 0 | 0
PRM/SES (TC 6,F) | 0.045725 | 0.044906 | 0.045725 | 0.047076 | 0.048262
PRM/PRS (TC 5,E) | 0.036809 |  | 0.036809 | 0.037896 | 0.03885
PRM/SUS (TC 8,H) | 0 |  | 0 | 0 | 0
SUBTOTAL | 209.1077 | 209.0701 | 214.4794 | 220.8171 | 226.376
GSD
SEM/SES (TC 0,A) | 1031.7261 | 1031.7261 | 1058.2401 | 1089.5103 | 1116.9379
SEM/PRS (TC 7,G) | 0.653 | 0.653 | 0.66978 | 0.68957 | 0.70693
PRM/SES (TC 6,F) | 14.511 | 14.2508 | 14.511 | 14.9398 | 15.3159
PRM/PRS (TC 5,E) | 148.237 |  | 148.237 | 152.6173 | 156.4593
PRM/SUS (TC 8,H) | 0.368 |  | 0.368 | 0.37887 | 0.38841
SUM/PRS (TC 4,D) | 0.139 |  | 0.13831 | 0.139 | 0.1425
SUM/SUS (TC 3,C) | 0 |  |  | 0 | 0
SUBTOTAL | 1195.6341 | 1046.6299 | 1222.1642 | 1258.2748 | 1289.9509
IS
PRM/SES (TC 6,F) | 0.0001 | 9.8207e-05 | 0.0001 | 0.00010295 | 0.00010555
PRM/PRS (TC 5,E) | 36.4342 |  | 36.4342 | 37.5108 | 38.4551
PRM/SUS (TC 8,H) | 0.0001 |  | 0.0001 | 0.00010295 | 0.00010555
SUM/PRS (TC 4,D) | 0.0001 |  | 9.9507e-05 | 0.0001 | 0.00010252
SUM/SUS (TC 3,C) | 101.8382 |  |  | 101.8382 | 104.4019
SUBTOTAL | 138.2727 | 9.8207e-05 | 36.4345 | 139.3493 | 142.8573
SL/OL
SECONDARY | 0 | 0 | 0 | 0 | 0
TOTAL
SEM/SES (TC 0,A) | 3075.0681 | 3075.0681 | 3154.0934 | 3247.2944 | 3329.0425
SEM/PRS (TC 7,G) | 0.653 | 0.653 | 0.66978 | 0.68957 | 0.70693
PRM/SES (TC 6,F) | 14.5568 | 14.2958 | 14.5568 | 14.987 | 15.3643
PRM/PRS (TC 5,E) | 184.708 | 0 | 184.708 | 190.166 | 194.9533
PRM/SUS (TC 8,H) | 0.3681 | 0 | 0.3681 | 0.37898 | 0.38852
SUM/PRS (TC 4,D) | 0.1391 | 0 | 0.13841 | 0.1391 | 0.1426
SUM/SUS (TC 3,C) | 101.8382 | 0 | 0 | 101.8382 | 104.4019
TOTAL | 3377.3314 | 3090.017 | 3354.5345 | 3555.4933 | 3645
RETAIL LOSSES |  | 79.0253 | 99.1198 | 89.5067 | 267.6518
WHOLESALE
INTERCHANGE SEPARATED | 0 |  |  | 0 | 0
INTERCHANGE NON-SEPARATED | 165.777 |  |  | 165.777 | 169.9503
PARTIAL REQUIREMENTS | 15 |  |  | 15 | 15.3776
SUBTOTAL | 180.777 |  |  | 180.777 | 185.3279
WHEELING | 677 |  |  | 677 | 694.0429
WHOLESALE/WHEELING LOSSES |  | 0 | 0 | 21.5939 | 21.5939
TOTAL | 4235.1084 | 3090.017 | 3354.5345 | 4413.2703 | 4524.3709
TOTAL LOSSES |  | 79.0253 | 99.1198 | 111.1006 | 289.2457
MAY 2012 RETAIL COINCIDENT PEAK EXPANSION - PRIME TIME / STANDBY GENERATOR SUBTRACTED
(MW)
| AT | SECONDARY | PRIMARY | SUBTRAN | OUTPUT
DESCRIPTION | METER | VOLTAGE | VOLTAGE | VOLTAGE | TO LINE
(Metered Voltage Level)
EXPANSION FACTOR |  |  | 1.0253 | 1.0285 | 1.0246
BACKDOWN FACTOR |  | 0.98216 | 0.99524
RESIDENTIAL
SECONDARY | 1786.2234 | 1786.2234 | 1831.4267 | 1883.5432 | 1929.894
GS & TS
SEM/SES (TC 0,A) | 208.3322 | 208.3322 | 213.6044 | 219.6828 | 225.0889
SEM/PRS (TC 7,G) | 0 | 0 | 0 | 0 | 0
PRM/SES (TC 6,F) | 0.045574 | 0.044761 | 0.045574 | 0.046871 | 0.048024
PRM/PRS (TC 5,E) | 0.036686 |  | 0.036686 | 0.03773 | 0.038659
PRM/SUS (TC 8,H) | 0 |  | 0 | 0 | 0
SUBTOTAL | 208.4144 | 208.3769 | 213.6866 | 219.7674 | 225.1755
GSD
SEM/SES (TC 0,A) | 962.8365 | 962.8365 | 987.2027 | 1015.2953 | 1040.28
SEM/PRS (TC 7,G) | 0.61083 | 0.61083 | 0.62629 | 0.64411 | 0.65996
PRM/SES (TC 6,F) | 13.5739 | 13.3318 | 13.5739 | 13.9602 | 14.3038
PRM/PRS (TC 5,E) | 138.6645 |  | 138.6645 | 142.6104 | 146.1198
PRM/SUS (TC 8,H) | 0.34424 |  | 0.34424 | 0.35403 | 0.36274
SUM/PRS (TC 4,D) | 0.13002 |  | 0.1294 | 0.13002 | 0.13322
SUM/SUS (TC 3,C) | 0 |  |  | 0 | 0
SUBTOTAL | 1116.1601 | 976.7792 | 1140.5411 | 1172.9941 | 1201.8595
IS
PRM/SES (TC 6,F) | 0.0001 | 9.8216e-05 | 0.0001 | 0.00010285 | 0.00010538
PRM/PRS (TC 5,E) | 36.4342 |  | 36.4342 | 37.471 | 38.3931
PRM/SUS (TC 8,H) | 0.0001 |  | 0.0001 | 0.00010285 | 0.00010538
SUM/PRS (TC 4,D) | 0.0001 |  | 9.9524e-05 | 0.0001 | 0.00010246
SUM/SUS (TC 3,C) | 101.8382 |  |  | 101.8382 | 104.3443
SUBTOTAL | 138.2727 | 9.8216e-05 | 36.4345 | 139.3095 | 142.7377
SL/OL
SECONDARY | 0 | 0 | 0 | 0 | 0
TOTAL
SEM/SES (TC 0,A) | 2957.3921 | 2957.3921 | 3032.2338 | 3118.5213 | 3195.2628
SEM/PRS (TC 7,G) | 0.61083 | 0.61083 | 0.62629 | 0.64411 | 0.65996
PRM/SES (TC 6,F) | 13.6196 | 13.3767 | 13.6196 | 14.0072 | 14.3519
PRM/PRS (TC 5,E) | 175.1354 | 0 | 175.1354 | 180.1192 | 184.5516
PRM/SUS (TC 8,H) | 0.34434 | 0 | 0.34434 | 0.35413 | 0.36285
SUM/PRS (TC 4,D) | 0.13012 | 0 | 0.1295 | 0.13012 | 0.13333
SUM/SUS (TC 3,C) | 101.8382 | 0 | 0 | 101.8382 | 104.3443
TOTAL | 3249.0706 | 2971.3796 | 3222.089 | 3415.6143 | 3499.6667
RETAIL LOSSES |  | 74.8418 | 91.6865 | 84.0524 | 250.5807
WHOLESALE
INTERCHANGE SEPARATED | 0 |  |  | 0 | 0
INTERCHANGE NON-SEPARATED | 165.777 |  |  | 165.777 | 169.9503
PARTIAL REQUIREMENTS | 15 |  |  | 15 | 15.3776
SUBTOTAL | 180.777 |  |  | 180.777 | 185.3279
WHEELING | 677 |  |  | 677 | 694.0429
WHOLESALE/WHEELING LOSSES |  | 0 | 0 | 21.1084 | 21.1084
TOTAL | 4106.8476 | 2971.3796 | 3222.089 | 4273.3913 | 4379.0376
TOTAL LOSSES |  | 74.8418 | 91.6865 | 105.1609 | 271.6891
MAY 2012 RETAIL COINCIDENT PEAK EXPANSION - INTERRUPTED LOAD ADDED
(MW)
| AT | SECONDARY | PRIMARY | SUBTRAN | OUTPUT
DESCRIPTION | METER | VOLTAGE | VOLTAGE | VOLTAGE | TO LINE
(Metered Voltage Level)
EXPANSION FACTOR |  |  | 1.0257 | 1.0295 | 1.0252
BACKDOWN FACTOR |  | 0.98207 | 0.99507
RESIDENTIAL
SECONDARY | 1834.3169 | 1834.3169 | 1881.4564 | 1937.052 | 1985.8158
GS & TS
SEM/SES (TC 0,A) | 209.0252 | 209.0252 | 214.3969 | 220.7321 | 226.2889
SEM/PRS (TC 7,G) | 0 | 0 | 0 | 0 | 0
PRM/SES (TC 6,F) | 0.045725 | 0.044906 | 0.045725 | 0.047076 | 0.048262
PRM/PRS (TC 5,E) | 0.036809 |  | 0.036809 | 0.037896 | 0.03885
PRM/SUS (TC 8,H) | 0 |  | 0 | 0 | 0
SUBTOTAL | 209.1077 | 209.0701 | 214.4794 | 220.8171 | 226.376
GSD
SEM/SES (TC 0,A) | 1031.7261 | 1031.7261 | 1058.2401 | 1089.5103 | 1116.9379
SEM/PRS (TC 7,G) | 0.653 | 0.653 | 0.66978 | 0.68957 | 0.70693
PRM/SES (TC 6,F) | 14.511 | 14.2508 | 14.511 | 14.9398 | 15.3159
PRM/PRS (TC 5,E) | 148.237 |  | 148.237 | 152.6173 | 156.4593
PRM/SUS (TC 8,H) | 0.368 |  | 0.368 | 0.37887 | 0.38841
SUM/PRS (TC 4,D) | 0.139 |  | 0.13831 | 0.139 | 0.1425
SUM/SUS (TC 3,C) | 0 |  |  | 0 | 0
SUBTOTAL | 1195.6341 | 1046.6299 | 1222.1642 | 1258.2748 | 1289.9509
IS
PRM/SES (TC 6,F) | 0.0001 | 9.8207e-05 | 0.0001 | 0.00010295 | 0.00010555
PRM/PRS (TC 5,E) | 36.4342 |  | 36.4342 | 37.5108 | 38.4551
PRM/SUS (TC 8,H) | 0.0001 |  | 0.0001 | 0.00010295 | 0.00010555
SUM/PRS (TC 4,D) | 0.0001 |  | 9.9507e-05 | 0.0001 | 0.00010252
SUM/SUS (TC 3,C) | 101.8382 |  |  | 101.8382 | 104.4019
SUBTOTAL | 138.2727 | 9.8207e-05 | 36.4345 | 139.3493 | 142.8573
SL/OL
SECONDARY | 0 | 0 | 0 | 0 | 0
TOTAL
SEM/SES (TC 0,A) | 3075.0681 | 3075.0681 | 3154.0934 | 3247.2944 | 3329.0425
SEM/PRS (TC 7,G) | 0.653 | 0.653 | 0.66978 | 0.68957 | 0.70693
PRM/SES (TC 6,F) | 14.5568 | 14.2958 | 14.5568 | 14.987 | 15.3643
PRM/PRS (TC 5,E) | 184.708 | 0 | 184.708 | 190.166 | 194.9533
PRM/SUS (TC 8,H) | 0.3681 | 0 | 0.3681 | 0.37898 | 0.38852
SUM/PRS (TC 4,D) | 0.1391 | 0 | 0.13841 | 0.1391 | 0.1426
SUM/SUS (TC 3,C) | 101.8382 | 0 | 0 | 101.8382 | 104.4019
TOTAL | 3377.3314 | 3090.017 | 3354.5345 | 3555.4933 | 3645
RETAIL LOSSES |  | 79.0253 | 99.1198 | 89.5067 | 267.6518
WHOLESALE
INTERCHANGE SEPARATED | 0 |  |  | 0 | 0
INTERCHANGE NON-SEPARATED | 165.777 |  |  | 165.777 | 169.9503
PARTIAL REQUIREMENTS | 15 |  |  | 15 | 15.3776
SUBTOTAL | 180.777 |  |  | 180.777 | 185.3279
WHEELING | 677 |  |  | 677 | 694.0429
WHOLESALE/WHEELING LOSSES |  | 0 | 0 | 21.5939 | 21.5939
TOTAL | 4235.1084 | 3090.017 | 3354.5345 | 4413.2703 | 4524.3709
TOTAL LOSSES |  | 79.0253 | 99.1198 | 111.1006 | 289.2457

## jun cp
JUNE 2012 RETAIL COINCIDENT PEAK EXPANSION - Actual
(MW)
| AT | SECONDARY | PRIMARY | SUBTRAN | OUTPUT
DESCRIPTION | METER | VOLTAGE | VOLTAGE | VOLTAGE | TO LINE
(Metered Voltage Level)
EXPANSION FACTOR |  |  | 1.0261 | 1.0304 | 1.0247
BACKDOWN FACTOR |  | 0.98195 | 0.99471
RESIDENTIAL
SECONDARY | 1904.0484 | 1904.0484 | 1953.7457 | 2013.2218 | 2062.9056
GS & TS
SEM/SES (TC 0,A) | 210.9404 | 210.9404 | 216.4461 | 223.0352 | 228.5394
SEM/PRS (TC 7,G) | 0 | 0 | 0 | 0 | 0
PRM/SES (TC 6,F) | 0.033604 | 0.032997 | 0.033604 | 0.034627 | 0.035482
PRM/PRS (TC 5,E) | 0.038965 |  | 0.038965 | 0.040151 | 0.041142
PRM/SUS (TC 8,H) | 0 |  | 0 | 0 | 0
SUBTOTAL | 211.0129 | 210.9734 | 216.5187 | 223.1099 | 228.616
GSD
SEM/SES (TC 0,A) | 1045.3646 | 1045.3646 | 1072.6495 | 1105.3032 | 1132.5806
SEM/PRS (TC 7,G) | 0.664 | 0.664 | 0.68133 | 0.70207 | 0.7194
PRM/SES (TC 6,F) | 17.562 | 17.2449 | 17.562 | 18.0966 | 18.5432
PRM/PRS (TC 5,E) | 162.546 |  | 162.546 | 167.4942 | 171.6278
PRM/SUS (TC 8,H) | 0.363 |  | 0.363 | 0.37405 | 0.38328
SUM/PRS (TC 4,D) | 0.139 |  | 0.13826 | 0.139 | 0.14243
SUM/SUS (TC 3,C) | 0.019 |  |  | 0.019 | 0.019469
SUBTOTAL | 1226.6576 | 1063.2735 | 1253.94 | 1292.1282 | 1324.0162
IS
PRM/SES (TC 6,F) | 0.0001 | 9.8195e-05 | 0.0001 | 0.00010304 | 0.00010559
PRM/PRS (TC 5,E) | 34.1305 |  | 34.1305 | 35.1695 | 36.0374
PRM/SUS (TC 8,H) | 0.0001 |  | 0.0001 | 0.00010304 | 0.00010559
SUM/PRS (TC 4,D) | 0.0001 |  | 9.9471e-05 | 0.0001 | 0.00010247
SUM/SUS (TC 3,C) | 103.8613 |  |  | 103.8613 | 106.4245
SUBTOTAL | 137.9921 | 9.8195e-05 | 34.1308 | 139.0311 | 142.4622
SL/OL
SECONDARY | 0 | 0 | 0 | 0 | 0
TOTAL
SEM/SES (TC 0,A) | 3160.3533 | 3160.3533 | 3242.8412 | 3341.5602 | 3424.0256
SEM/PRS (TC 7,G) | 0.664 | 0.664 | 0.68133 | 0.70207 | 0.7194
PRM/SES (TC 6,F) | 17.5957 | 17.278 | 17.5957 | 18.1314 | 18.5788
PRM/PRS (TC 5,E) | 196.7154 | 0 | 196.7154 | 202.7039 | 207.7063
PRM/SUS (TC 8,H) | 0.3631 | 0 | 0.3631 | 0.37415 | 0.38339
SUM/PRS (TC 4,D) | 0.1391 | 0 | 0.13836 | 0.1391 | 0.14253
SUM/SUS (TC 3,C) | 103.8803 | 0 | 0 | 103.8803 | 106.444
TOTAL | 3479.711 | 3178.2954 | 3458.3352 | 3667.4911 | 3758
RETAIL LOSSES |  | 82.4879 | 105.2748 | 90.5089 | 278.2716
WHOLESALE
INTERCHANGE SEPARATED | 0 |  |  | 0 | 0
INTERCHANGE NON-SEPARATED | 10.084 |  |  | 10.084 | 10.3329
PARTIAL REQUIREMENTS | 15 |  |  | 15 | 15.3702
SUBTOTAL | 25.084 |  |  | 25.084 | 25.703
WHEELING | 641 |  |  | 641 | 656.819
WHOLESALE/WHEELING LOSSES |  | 0 | 0 | 16.4381 | 16.4381
TOTAL | 4145.795 | 3178.2954 | 3458.3352 | 4333.5751 | 4440.5221
TOTAL LOSSES |  | 82.4879 | 105.2748 | 106.947 | 294.7097
JUNE 2012 RETAIL COINCIDENT PEAK EXPANSION - PRIME TIME / STANDBY GENERATOR ADDED
(MW)
| AT | SECONDARY | PRIMARY | SUBTRAN | OUTPUT
DESCRIPTION | METER | VOLTAGE | VOLTAGE | VOLTAGE | TO LINE
(Metered Voltage Level)
EXPANSION FACTOR |  |  | 1.0261 | 1.0304 | 1.0247
BACKDOWN FACTOR |  | 0.98195 | 0.99471
RESIDENTIAL
SECONDARY | 1904.0484 | 1904.0484 | 1953.7457 | 2013.2218 | 2062.9056
GS & TS
SEM/SES (TC 0,A) | 210.9404 | 210.9404 | 216.4461 | 223.0352 | 228.5394
SEM/PRS (TC 7,G) | 0 | 0 | 0 | 0 | 0
PRM/SES (TC 6,F) | 0.033604 | 0.032997 | 0.033604 | 0.034627 | 0.035482
PRM/PRS (TC 5,E) | 0.038965 |  | 0.038965 | 0.040151 | 0.041142
PRM/SUS (TC 8,H) | 0 |  | 0 | 0 | 0
SUBTOTAL | 211.0129 | 210.9734 | 216.5187 | 223.1099 | 228.616
GSD
SEM/SES (TC 0,A) | 1045.3646 | 1045.3646 | 1072.6495 | 1105.3032 | 1132.5806
SEM/PRS (TC 7,G) | 0.664 | 0.664 | 0.68133 | 0.70207 | 0.7194
PRM/SES (TC 6,F) | 17.562 | 17.2449 | 17.562 | 18.0966 | 18.5432
PRM/PRS (TC 5,E) | 162.546 |  | 162.546 | 167.4942 | 171.6278
PRM/SUS (TC 8,H) | 0.363 |  | 0.363 | 0.37405 | 0.38328
SUM/PRS (TC 4,D) | 0.139 |  | 0.13826 | 0.139 | 0.14243
SUM/SUS (TC 3,C) | 0.019 |  |  | 0.019 | 0.019469
SUBTOTAL | 1226.6576 | 1063.2735 | 1253.94 | 1292.1282 | 1324.0162
IS
PRM/SES (TC 6,F) | 0.0001 | 9.8195e-05 | 0.0001 | 0.00010304 | 0.00010559
PRM/PRS (TC 5,E) | 34.1305 |  | 34.1305 | 35.1695 | 36.0374
PRM/SUS (TC 8,H) | 0.0001 |  | 0.0001 | 0.00010304 | 0.00010559
SUM/PRS (TC 4,D) | 0.0001 |  | 9.9471e-05 | 0.0001 | 0.00010247
SUM/SUS (TC 3,C) | 103.8613 |  |  | 103.8613 | 106.4245
SUBTOTAL | 137.9921 | 9.8195e-05 | 34.1308 | 139.0311 | 142.4622
SL/OL
SECONDARY | 0 | 0 | 0 | 0 | 0
TOTAL
SEM/SES (TC 0,A) | 3160.3533 | 3160.3533 | 3242.8412 | 3341.5602 | 3424.0256
SEM/PRS (TC 7,G) | 0.664 | 0.664 | 0.68133 | 0.70207 | 0.7194
PRM/SES (TC 6,F) | 17.5957 | 17.278 | 17.5957 | 18.1314 | 18.5788
PRM/PRS (TC 5,E) | 196.7154 | 0 | 196.7154 | 202.7039 | 207.7063
PRM/SUS (TC 8,H) | 0.3631 | 0 | 0.3631 | 0.37415 | 0.38339
SUM/PRS (TC 4,D) | 0.1391 | 0 | 0.13836 | 0.1391 | 0.14253
SUM/SUS (TC 3,C) | 103.8803 | 0 | 0 | 103.8803 | 106.444
TOTAL | 3479.711 | 3178.2954 | 3458.3352 | 3667.4911 | 3758
RETAIL LOSSES |  | 82.4879 | 105.2748 | 90.5089 | 278.2716
WHOLESALE
INTERCHANGE SEPARATED | 0 |  |  | 0 | 0
INTERCHANGE NON-SEPARATED | 10.084 |  |  | 10.084 | 10.3329
PARTIAL REQUIREMENTS | 15 |  |  | 15 | 15.3702
SUBTOTAL | 25.084 |  |  | 25.084 | 25.703
WHEELING | 641 |  |  | 641 | 656.819
WHOLESALE/WHEELING LOSSES |  | 0 | 0 | 16.4381 | 16.4381
TOTAL | 4145.795 | 3178.2954 | 3458.3352 | 4333.5751 | 4440.5221
TOTAL LOSSES |  | 82.4879 | 105.2748 | 106.947 | 294.7097
JUNE 2012 RETAIL COINCIDENT PEAK EXPANSION - PRIME TIME / STANDBY GENERATOR SUBTRACTED
(MW)
| AT | SECONDARY | PRIMARY | SUBTRAN | OUTPUT
DESCRIPTION | METER | VOLTAGE | VOLTAGE | VOLTAGE | TO LINE
(Metered Voltage Level)
EXPANSION FACTOR |  |  | 1.0257 | 1.0294 | 1.0242
BACKDOWN FACTOR |  | 0.98206 | 0.99486
RESIDENTIAL
SECONDARY | 1864.6184 | 1864.6184 | 1912.5441 | 1968.8116 | 2016.3649
GS & TS
SEM/SES (TC 0,A) | 210.2473 | 210.2473 | 215.6512 | 221.9958 | 227.3577
SEM/PRS (TC 7,G) | 0 | 0 | 0 | 0 | 0
PRM/SES (TC 6,F) | 0.033494 | 0.032893 | 0.033494 | 0.034479 | 0.035312
PRM/PRS (TC 5,E) | 0.038837 |  | 0.038837 | 0.03998 | 0.040945
PRM/SUS (TC 8,H) | 0 |  | 0 | 0 | 0
SUBTOTAL | 210.3196 | 210.2802 | 215.7236 | 222.0702 | 227.4339
GSD
SEM/SES (TC 0,A) | 977.4905 | 977.4905 | 1002.6146 | 1032.1118 | 1057.0407
SEM/PRS (TC 7,G) | 0.62151 | 0.62151 | 0.63749 | 0.65624 | 0.67209
PRM/SES (TC 6,F) | 16.4383 | 16.1434 | 16.4383 | 16.9219 | 17.3306
PRM/PRS (TC 5,E) | 152.1456 |  | 152.1456 | 156.6217 | 160.4047
PRM/SUS (TC 8,H) | 0.33977 |  | 0.33977 | 0.34977 | 0.35822
SUM/PRS (TC 4,D) | 0.13011 |  | 0.12944 | 0.13011 | 0.13325
SUM/SUS (TC 3,C) | 0.017784 |  |  | 0.017784 | 0.018214
SUBTOTAL | 1147.1835 | 994.2554 | 1172.3052 | 1206.8093 | 1235.9578
IS
PRM/SES (TC 6,F) | 0.0001 | 9.8206e-05 | 0.0001 | 0.00010294 | 0.00010543
PRM/PRS (TC 5,E) | 34.1305 |  | 34.1305 | 35.1346 | 35.9832
PRM/SUS (TC 8,H) | 0.0001 |  | 0.0001 | 0.00010294 | 0.00010543
SUM/PRS (TC 4,D) | 0.0001 |  | 9.9486e-05 | 0.0001 | 0.00010242
SUM/SUS (TC 3,C) | 103.8613 |  |  | 103.8613 | 106.3699
SUBTOTAL | 137.9921 | 9.8206e-05 | 34.1308 | 138.9962 | 142.3535
SL/OL
SECONDARY | 0 | 0 | 0 | 0 | 0
TOTAL
SEM/SES (TC 0,A) | 3052.3562 | 3052.3562 | 3130.8099 | 3222.9192 | 3300.7633
SEM/PRS (TC 7,G) | 0.62151 | 0.62151 | 0.63749 | 0.65624 | 0.67209
PRM/SES (TC 6,F) | 16.4719 | 16.1763 | 16.4719 | 16.9565 | 17.3661
PRM/PRS (TC 5,E) | 186.3149 | 0 | 186.3149 | 191.7963 | 196.4288
PRM/SUS (TC 8,H) | 0.33987 | 0 | 0.33987 | 0.34987 | 0.35832
SUM/PRS (TC 4,D) | 0.13021 | 0 | 0.12954 | 0.13021 | 0.13335
SUM/SUS (TC 3,C) | 103.8791 | 0 | 0 | 103.8791 | 106.3881
TOTAL | 3360.1137 | 3069.1541 | 3334.7036 | 3536.6874 | 3622.1101
RETAIL LOSSES |  | 78.4537 | 98.1041 | 85.4227 | 261.9804
WHOLESALE
INTERCHANGE SEPARATED | 0 |  |  | 0 | 0
INTERCHANGE NON-SEPARATED | 10.084 |  |  | 10.084 | 10.3329
PARTIAL REQUIREMENTS | 15 |  |  | 15 | 15.3702
SUBTOTAL | 25.084 |  |  | 25.084 | 25.703
WHEELING | 641 |  |  | 641 | 656.819
WHOLESALE/WHEELING LOSSES |  | 0 | 0 | 16.0881 | 16.0881
TOTAL | 4026.1977 | 3069.1541 | 3334.7036 | 4202.7714 | 4304.6322
TOTAL LOSSES |  | 78.4537 | 98.1041 | 101.5108 | 278.0685
JUNE 2012 RETAIL COINCIDENT PEAK EXPANSION - INTERRUPTED LOAD ADDED
(MW)
| AT | SECONDARY | PRIMARY | SUBTRAN | OUTPUT
DESCRIPTION | METER | VOLTAGE | VOLTAGE | VOLTAGE | TO LINE
(Metered Voltage Level)
EXPANSION FACTOR |  |  | 1.0261 | 1.0304 | 1.0247
BACKDOWN FACTOR |  | 0.98195 | 0.99471
RESIDENTIAL
SECONDARY | 1904.0484 | 1904.0484 | 1953.7457 | 2013.2218 | 2062.9056
GS & TS
SEM/SES (TC 0,A) | 210.9404 | 210.9404 | 216.4461 | 223.0352 | 228.5394
SEM/PRS (TC 7,G) | 0 | 0 | 0 | 0 | 0
PRM/SES (TC 6,F) | 0.033604 | 0.032997 | 0.033604 | 0.034627 | 0.035482
PRM/PRS (TC 5,E) | 0.038965 |  | 0.038965 | 0.040151 | 0.041142
PRM/SUS (TC 8,H) | 0 |  | 0 | 0 | 0
SUBTOTAL | 211.0129 | 210.9734 | 216.5187 | 223.1099 | 228.616
GSD
SEM/SES (TC 0,A) | 1045.3646 | 1045.3646 | 1072.6495 | 1105.3032 | 1132.5806
SEM/PRS (TC 7,G) | 0.664 | 0.664 | 0.68133 | 0.70207 | 0.7194
PRM/SES (TC 6,F) | 17.562 | 17.2449 | 17.562 | 18.0966 | 18.5432
PRM/PRS (TC 5,E) | 162.546 |  | 162.546 | 167.4942 | 171.6278
PRM/SUS (TC 8,H) | 0.363 |  | 0.363 | 0.37405 | 0.38328
SUM/PRS (TC 4,D) | 0.139 |  | 0.13826 | 0.139 | 0.14243
SUM/SUS (TC 3,C) | 0.019 |  |  | 0.019 | 0.019469
SUBTOTAL | 1226.6576 | 1063.2735 | 1253.94 | 1292.1282 | 1324.0162
IS
PRM/SES (TC 6,F) | 0.0001 | 9.8195e-05 | 0.0001 | 0.00010304 | 0.00010559
PRM/PRS (TC 5,E) | 34.1305 |  | 34.1305 | 35.1695 | 36.0374
PRM/SUS (TC 8,H) | 0.0001 |  | 0.0001 | 0.00010304 | 0.00010559
SUM/PRS (TC 4,D) | 0.0001 |  | 9.9471e-05 | 0.0001 | 0.00010247
SUM/SUS (TC 3,C) | 103.8613 |  |  | 103.8613 | 106.4245
SUBTOTAL | 137.9921 | 9.8195e-05 | 34.1308 | 139.0311 | 142.4622
SL/OL
SECONDARY | 0 | 0 | 0 | 0 | 0
TOTAL
SEM/SES (TC 0,A) | 3160.3533 | 3160.3533 | 3242.8412 | 3341.5602 | 3424.0256
SEM/PRS (TC 7,G) | 0.664 | 0.664 | 0.68133 | 0.70207 | 0.7194
PRM/SES (TC 6,F) | 17.5957 | 17.278 | 17.5957 | 18.1314 | 18.5788
PRM/PRS (TC 5,E) | 196.7154 | 0 | 196.7154 | 202.7039 | 207.7063
PRM/SUS (TC 8,H) | 0.3631 | 0 | 0.3631 | 0.37415 | 0.38339
SUM/PRS (TC 4,D) | 0.1391 | 0 | 0.13836 | 0.1391 | 0.14253
SUM/SUS (TC 3,C) | 103.8803 | 0 | 0 | 103.8803 | 106.444
TOTAL | 3479.711 | 3178.2954 | 3458.3352 | 3667.4911 | 3758
RETAIL LOSSES |  | 82.4879 | 105.2748 | 90.5089 | 278.2716
WHOLESALE
INTERCHANGE SEPARATED | 0 |  |  | 0 | 0
INTERCHANGE NON-SEPARATED | 10.084 |  |  | 10.084 | 10.3329
PARTIAL REQUIREMENTS | 15 |  |  | 15 | 15.3702
SUBTOTAL | 25.084 |  |  | 25.084 | 25.703
WHEELING | 641 |  |  | 641 | 656.819
WHOLESALE/WHEELING LOSSES |  | 0 | 0 | 16.4381 | 16.4381
TOTAL | 4145.795 | 3178.2954 | 3458.3352 | 4333.5751 | 4440.5221
TOTAL LOSSES |  | 82.4879 | 105.2748 | 106.947 | 294.7097

## jul cp
JULY 2012 RETAIL COINCIDENT PEAK EXPANSION - Actual
(MW)
| AT | SECONDARY | PRIMARY | SUBTRAN | OUTPUT
DESCRIPTION | METER | VOLTAGE | VOLTAGE | VOLTAGE | TO LINE
(Metered Voltage Level)
EXPANSION FACTOR |  |  | 1.0264 | 1.0306 | 1.0255
BACKDOWN FACTOR |  | 0.98178 | 0.99488
RESIDENTIAL
SECONDARY | 1953.0547 | 1953.0547 | 2004.5243 | 2065.8848 | 2118.6572
GS & TS
SEM/SES (TC 0,A) | 211.43 | 211.43 | 217.0019 | 223.6446 | 229.3575
SEM/PRS (TC 7,G) | 0 | 0 | 0 | 0 | 0
PRM/SES (TC 6,F) | 0.083063 | 0.08155 | 0.083063 | 0.085606 | 0.087793
PRM/PRS (TC 5,E) | 0.052237 |  | 0.052237 | 0.053836 | 0.055212
PRM/SUS (TC 8,H) | 0 |  | 0 | 0 | 0
SUBTOTAL | 211.5653 | 211.5116 | 217.1372 | 223.784 | 229.5005
GSD
SEM/SES (TC 0,A) | 980.489 | 980.489 | 1006.3282 | 1037.1329 | 1063.6262
SEM/PRS (TC 7,G) | 0.662 | 0.662 | 0.67945 | 0.70024 | 0.71813
PRM/SES (TC 6,F) | 15.316 | 15.0369 | 15.316 | 15.7848 | 16.1881
PRM/PRS (TC 5,E) | 184.882 |  | 184.882 | 190.5414 | 195.4087
PRM/SUS (TC 8,H) | 0.382 |  | 0.382 | 0.39369 | 0.40375
SUM/PRS (TC 4,D) | 0.195 |  | 0.194 | 0.195 | 0.19998
SUM/SUS (TC 3,C) | 0.02 |  |  | 0.02 | 0.020511
SUBTOTAL | 1181.946 | 996.1879 | 1207.7816 | 1244.7681 | 1276.5653
IS
PRM/SES (TC 6,F) | 0.0001 | 9.8178e-05 | 0.0001 | 0.00010306 | 0.00010569
PRM/PRS (TC 5,E) | 32.6809 |  | 32.6809 | 33.6813 | 34.5416
PRM/SUS (TC 8,H) | 0.0001 |  | 0.0001 | 0.00010306 | 0.00010569
SUM/PRS (TC 4,D) | 0.0001 |  | 9.9488e-05 | 0.0001 | 0.00010255
SUM/SUS (TC 3,C) | 111.8771 |  |  | 111.8771 | 114.735
SUBTOTAL | 144.5583 | 9.8178e-05 | 32.6812 | 145.5587 | 149.277
SL/OL
SECONDARY | 0 | 0 | 0 | 0 | 0
TOTAL
SEM/SES (TC 0,A) | 3144.9737 | 3144.9737 | 3227.8544 | 3326.6623 | 3411.6409
SEM/PRS (TC 7,G) | 0.662 | 0.662 | 0.67945 | 0.70024 | 0.71813
PRM/SES (TC 6,F) | 15.3992 | 15.1186 | 15.3992 | 15.8705 | 16.276
PRM/PRS (TC 5,E) | 217.6151 | 0 | 217.6151 | 224.2765 | 230.0056
PRM/SUS (TC 8,H) | 0.3821 | 0 | 0.3821 | 0.3938 | 0.40386
SUM/PRS (TC 4,D) | 0.1951 | 0 | 0.1941 | 0.1951 | 0.20008
SUM/SUS (TC 3,C) | 111.8971 | 0 | 0 | 111.8971 | 114.7555
TOTAL | 3491.1243 | 3160.7543 | 3462.1243 | 3679.9956 | 3774
RETAIL LOSSES |  | 82.8807 | 105.9732 | 94.0044 | 282.8582
WHOLESALE
INTERCHANGE SEPARATED | 0 |  |  | 0 | 0
INTERCHANGE NON-SEPARATED | 0.336 |  |  | 0.336 | 0.34458
PARTIAL REQUIREMENTS | 138 |  |  | 138 | 141.5252
SUBTOTAL | 138.336 |  |  | 138.336 | 141.8698
WHEELING | 693 |  |  | 693 | 710.7025
WHOLESALE/WHEELING LOSSES |  | 0 | 0 | 21.2362 | 21.2362
TOTAL | 4322.4603 | 3160.7543 | 3462.1243 | 4511.3316 | 4626.5722
TOTAL LOSSES |  | 82.8807 | 105.9732 | 115.2406 | 304.0945
JULY 2012 RETAIL COINCIDENT PEAK EXPANSION - PRIME TIME / STANDBY GENERATOR ADDED
(MW)
| AT | SECONDARY | PRIMARY | SUBTRAN | OUTPUT
DESCRIPTION | METER | VOLTAGE | VOLTAGE | VOLTAGE | TO LINE
(Metered Voltage Level)
EXPANSION FACTOR |  |  | 1.0264 | 1.0306 | 1.0255
BACKDOWN FACTOR |  | 0.98178 | 0.99488
RESIDENTIAL
SECONDARY | 1953.0547 | 1953.0547 | 2004.5243 | 2065.8848 | 2118.6572
GS & TS
SEM/SES (TC 0,A) | 211.43 | 211.43 | 217.0019 | 223.6446 | 229.3575
SEM/PRS (TC 7,G) | 0 | 0 | 0 | 0 | 0
PRM/SES (TC 6,F) | 0.083063 | 0.08155 | 0.083063 | 0.085606 | 0.087793
PRM/PRS (TC 5,E) | 0.052237 |  | 0.052237 | 0.053836 | 0.055212
PRM/SUS (TC 8,H) | 0 |  | 0 | 0 | 0
SUBTOTAL | 211.5653 | 211.5116 | 217.1372 | 223.784 | 229.5005
GSD
SEM/SES (TC 0,A) | 980.489 | 980.489 | 1006.3282 | 1037.1329 | 1063.6262
SEM/PRS (TC 7,G) | 0.662 | 0.662 | 0.67945 | 0.70024 | 0.71813
PRM/SES (TC 6,F) | 15.316 | 15.0369 | 15.316 | 15.7848 | 16.1881
PRM/PRS (TC 5,E) | 184.882 |  | 184.882 | 190.5414 | 195.4087
PRM/SUS (TC 8,H) | 0.382 |  | 0.382 | 0.39369 | 0.40375
SUM/PRS (TC 4,D) | 0.195 |  | 0.194 | 0.195 | 0.19998
SUM/SUS (TC 3,C) | 0.02 |  |  | 0.02 | 0.020511
SUBTOTAL | 1181.946 | 996.1879 | 1207.7816 | 1244.7681 | 1276.5653
IS
PRM/SES (TC 6,F) | 0.0001 | 9.8178e-05 | 0.0001 | 0.00010306 | 0.00010569
PRM/PRS (TC 5,E) | 32.6809 |  | 32.6809 | 33.6813 | 34.5416
PRM/SUS (TC 8,H) | 0.0001 |  | 0.0001 | 0.00010306 | 0.00010569
SUM/PRS (TC 4,D) | 0.0001 |  | 9.9488e-05 | 0.0001 | 0.00010255
SUM/SUS (TC 3,C) | 111.8771 |  |  | 111.8771 | 114.735
SUBTOTAL | 144.5583 | 9.8178e-05 | 32.6812 | 145.5587 | 149.277
SL/OL
SECONDARY | 0 | 0 | 0 | 0 | 0
TOTAL
SEM/SES (TC 0,A) | 3144.9737 | 3144.9737 | 3227.8544 | 3326.6623 | 3411.6409
SEM/PRS (TC 7,G) | 0.662 | 0.662 | 0.67945 | 0.70024 | 0.71813
PRM/SES (TC 6,F) | 15.3992 | 15.1186 | 15.3992 | 15.8705 | 16.276
PRM/PRS (TC 5,E) | 217.6151 | 0 | 217.6151 | 224.2765 | 230.0056
PRM/SUS (TC 8,H) | 0.3821 | 0 | 0.3821 | 0.3938 | 0.40386
SUM/PRS (TC 4,D) | 0.1951 | 0 | 0.1941 | 0.1951 | 0.20008
SUM/SUS (TC 3,C) | 111.8971 | 0 | 0 | 111.8971 | 114.7555
TOTAL | 3491.1243 | 3160.7543 | 3462.1243 | 3679.9956 | 3774
RETAIL LOSSES |  | 82.8807 | 105.9732 | 94.0044 | 282.8582
WHOLESALE
INTERCHANGE SEPARATED | 0 |  |  | 0 | 0
INTERCHANGE NON-SEPARATED | 0.336 |  |  | 0.336 | 0.34458
PARTIAL REQUIREMENTS | 138 |  |  | 138 | 141.5252
SUBTOTAL | 138.336 |  |  | 138.336 | 141.8698
WHEELING | 693 |  |  | 693 | 710.7025
WHOLESALE/WHEELING LOSSES |  | 0 | 0 | 21.2362 | 21.2362
TOTAL | 4322.4603 | 3160.7543 | 3462.1243 | 4511.3316 | 4626.5722
TOTAL LOSSES |  | 82.8807 | 105.9732 | 115.2406 | 304.0945
JULY 2012 RETAIL COINCIDENT PEAK EXPANSION - PRIME TIME / STANDBY GENERATOR SUBTRACTED
(MW)
| AT | SECONDARY | PRIMARY | SUBTRAN | OUTPUT
DESCRIPTION | METER | VOLTAGE | VOLTAGE | VOLTAGE | TO LINE
(Metered Voltage Level)
EXPANSION FACTOR |  |  | 1.0259 | 1.0295 | 1.025
BACKDOWN FACTOR |  | 0.9819 | 0.99504
RESIDENTIAL
SECONDARY | 1908.1823 | 1908.1823 | 1957.6558 | 2015.4899 | 2065.8654
GS & TS
SEM/SES (TC 0,A) | 210.7372 | 210.7372 | 216.201 | 222.5881 | 228.1515
SEM/PRS (TC 7,G) | 0 | 0 | 0 | 0 | 0
PRM/SES (TC 6,F) | 0.082791 | 0.081293 | 0.082791 | 0.085237 | 0.087368
PRM/PRS (TC 5,E) | 0.052066 |  | 0.052066 | 0.053604 | 0.054944
PRM/SUS (TC 8,H) | 0 |  | 0 | 0 | 0
SUBTOTAL | 210.872 | 210.8185 | 216.3358 | 222.7269 | 228.2938
GSD
SEM/SES (TC 0,A) | 914.6513 | 914.6513 | 938.3655 | 966.0872 | 990.2338
SEM/PRS (TC 7,G) | 0.61719 | 0.61719 | 0.63319 | 0.6519 | 0.66819
PRM/SES (TC 6,F) | 14.2793 | 14.0208 | 14.2793 | 14.7011 | 15.0686
PRM/PRS (TC 5,E) | 172.3676 |  | 172.3676 | 177.4598 | 181.8953
PRM/SUS (TC 8,H) | 0.35614 |  | 0.35614 | 0.36666 | 0.37583
SUM/PRS (TC 4,D) | 0.1818 |  | 0.1809 | 0.1818 | 0.18634
SUM/SUS (TC 3,C) | 0.018646 |  |  | 0.018646 | 0.019112
SUBTOTAL | 1102.472 | 929.2893 | 1126.1826 | 1159.4672 | 1188.4471
IS
PRM/SES (TC 6,F) | 0.0001 | 9.819e-05 | 0.0001 | 0.00010295 | 0.00010553
PRM/PRS (TC 5,E) | 32.6809 |  | 32.6809 | 33.6463 | 34.4873
PRM/SUS (TC 8,H) | 0.0001 |  | 0.0001 | 0.00010295 | 0.00010553
SUM/PRS (TC 4,D) | 0.0001 |  | 9.9504e-05 | 0.0001 | 0.0001025
SUM/SUS (TC 3,C) | 111.8771 |  |  | 111.8771 | 114.6734
SUBTOTAL | 144.5583 | 9.819e-05 | 32.6812 | 145.5238 | 149.161
SL/OL
SECONDARY | 0 | 0 | 0 | 0 | 0
TOTAL
SEM/SES (TC 0,A) | 3033.5707 | 3033.5707 | 3112.2223 | 3204.1652 | 3284.2507
SEM/PRS (TC 7,G) | 0.61719 | 0.61719 | 0.63319 | 0.6519 | 0.66819
PRM/SES (TC 6,F) | 14.3622 | 14.1022 | 14.3622 | 14.7865 | 15.156
PRM/PRS (TC 5,E) | 205.1005 | 0 | 205.1005 | 211.1597 | 216.4375
PRM/SUS (TC 8,H) | 0.35624 | 0 | 0.35624 | 0.36677 | 0.37593
SUM/PRS (TC 4,D) | 0.1819 | 0 | 0.181 | 0.1819 | 0.18645
SUM/SUS (TC 3,C) | 111.8958 | 0 | 0 | 111.8958 | 114.6925
TOTAL | 3366.0846 | 3048.2901 | 3332.8554 | 3543.2078 | 3631.7673
RETAIL LOSSES |  | 78.6515 | 98.4557 | 88.5595 | 265.6668
WHOLESALE
INTERCHANGE SEPARATED | 0 |  |  | 0 | 0
INTERCHANGE NON-SEPARATED | 0.336 |  |  | 0.336 | 0.34458
PARTIAL REQUIREMENTS | 138 |  |  | 138 | 141.5252
SUBTOTAL | 138.336 |  |  | 138.336 | 141.8698
WHEELING | 693 |  |  | 693 | 710.7025
WHOLESALE/WHEELING LOSSES |  | 0 | 0 | 20.7786 | 20.7786
TOTAL | 4197.4206 | 3048.2901 | 3332.8554 | 4374.5438 | 4484.3396
TOTAL LOSSES |  | 78.6515 | 98.4557 | 109.3381 | 286.4453
JULY 2012 RETAIL COINCIDENT PEAK EXPANSION - INTERRUPTED LOAD ADDED
(MW)
| AT | SECONDARY | PRIMARY | SUBTRAN | OUTPUT
DESCRIPTION | METER | VOLTAGE | VOLTAGE | VOLTAGE | TO LINE
(Metered Voltage Level)
EXPANSION FACTOR |  |  | 1.0264 | 1.0306 | 1.0255
BACKDOWN FACTOR |  | 0.98178 | 0.99488
RESIDENTIAL
SECONDARY | 1953.0547 | 1953.0547 | 2004.5243 | 2065.8848 | 2118.6572
GS & TS
SEM/SES (TC 0,A) | 211.43 | 211.43 | 217.0019 | 223.6446 | 229.3575
SEM/PRS (TC 7,G) | 0 | 0 | 0 | 0 | 0
PRM/SES (TC 6,F) | 0.083063 | 0.08155 | 0.083063 | 0.085606 | 0.087793
PRM/PRS (TC 5,E) | 0.052237 |  | 0.052237 | 0.053836 | 0.055212
PRM/SUS (TC 8,H) | 0 |  | 0 | 0 | 0
SUBTOTAL | 211.5653 | 211.5116 | 217.1372 | 223.784 | 229.5005
GSD
SEM/SES (TC 0,A) | 980.489 | 980.489 | 1006.3282 | 1037.1329 | 1063.6262
SEM/PRS (TC 7,G) | 0.662 | 0.662 | 0.67945 | 0.70024 | 0.71813
PRM/SES (TC 6,F) | 15.316 | 15.0369 | 15.316 | 15.7848 | 16.1881
PRM/PRS (TC 5,E) | 184.882 |  | 184.882 | 190.5414 | 195.4087
PRM/SUS (TC 8,H) | 0.382 |  | 0.382 | 0.39369 | 0.40375
SUM/PRS (TC 4,D) | 0.195 |  | 0.194 | 0.195 | 0.19998
SUM/SUS (TC 3,C) | 0.02 |  |  | 0.02 | 0.020511
SUBTOTAL | 1181.946 | 996.1879 | 1207.7816 | 1244.7681 | 1276.5653
IS
PRM/SES (TC 6,F) | 0.0001 | 9.8178e-05 | 0.0001 | 0.00010306 | 0.00010569
PRM/PRS (TC 5,E) | 32.6809 |  | 32.6809 | 33.6813 | 34.5416
PRM/SUS (TC 8,H) | 0.0001 |  | 0.0001 | 0.00010306 | 0.00010569
SUM/PRS (TC 4,D) | 0.0001 |  | 9.9488e-05 | 0.0001 | 0.00010255
SUM/SUS (TC 3,C) | 111.8771 |  |  | 111.8771 | 114.735
SUBTOTAL | 144.5583 | 9.8178e-05 | 32.6812 | 145.5587 | 149.277
SL/OL
SECONDARY | 0 | 0 | 0 | 0 | 0
TOTAL
SEM/SES (TC 0,A) | 3144.9737 | 3144.9737 | 3227.8544 | 3326.6623 | 3411.6409
SEM/PRS (TC 7,G) | 0.662 | 0.662 | 0.67945 | 0.70024 | 0.71813
PRM/SES (TC 6,F) | 15.3992 | 15.1186 | 15.3992 | 15.8705 | 16.276
PRM/PRS (TC 5,E) | 217.6151 | 0 | 217.6151 | 224.2765 | 230.0056
PRM/SUS (TC 8,H) | 0.3821 | 0 | 0.3821 | 0.3938 | 0.40386
SUM/PRS (TC 4,D) | 0.1951 | 0 | 0.1941 | 0.1951 | 0.20008
SUM/SUS (TC 3,C) | 111.8971 | 0 | 0 | 111.8971 | 114.7555
TOTAL | 3491.1243 | 3160.7543 | 3462.1243 | 3679.9956 | 3774
RETAIL LOSSES |  | 82.8807 | 105.9732 | 94.0044 | 282.8582
WHOLESALE
INTERCHANGE SEPARATED | 0 |  |  | 0 | 0
INTERCHANGE NON-SEPARATED | 0.336 |  |  | 0.336 | 0.34458
PARTIAL REQUIREMENTS | 138 |  |  | 138 | 141.5252
SUBTOTAL | 138.336 |  |  | 138.336 | 141.8698
WHEELING | 693 |  |  | 693 | 710.7025
WHOLESALE/WHEELING LOSSES |  | 0 | 0 | 21.2362 | 21.2362
TOTAL | 4322.4603 | 3160.7543 | 3462.1243 | 4511.3316 | 4626.5722
TOTAL LOSSES |  | 82.8807 | 105.9732 | 115.2406 | 304.0945

## aug cp
AUGUST 2012 RETAIL COINCIDENT PEAK EXPANSION - Actual
(MW)
| AT | SECONDARY | PRIMARY | SUBTRAN | OUTPUT
DESCRIPTION | METER | VOLTAGE | VOLTAGE | VOLTAGE | TO LINE
(Metered Voltage Level)
EXPANSION FACTOR |  |  | 1.0264 | 1.0314 | 1.0258
BACKDOWN FACTOR |  | 0.98189 | 0.9947
RESIDENTIAL
SECONDARY | 1988.8415 | 1988.8415 | 2041.3781 | 2105.4743 | 2159.7289
GS & TS
SEM/SES (TC 0,A) | 215.3632 | 215.3632 | 221.0522 | 227.9929 | 233.8679
SEM/PRS (TC 7,G) | 0 | 0 | 0 | 0 | 0
PRM/SES (TC 6,F) | 0.022282 | 0.021879 | 0.022282 | 0.022982 | 0.023574
PRM/PRS (TC 5,E) | 0.032909 |  | 0.032909 | 0.033942 | 0.034817
PRM/SUS (TC 8,H) | 0.0018245 |  | 0.0018245 | 0.0018818 | 0.0019303
SUBTOTAL | 215.4202 | 215.3851 | 221.1092 | 228.0517 | 233.9282
GSD
SEM/SES (TC 0,A) | 1071.3611 | 1071.3611 | 1099.6618 | 1134.1896 | 1163.4157
SEM/PRS (TC 7,G) | 0.677 | 0.677 | 0.69488 | 0.7167 | 0.73517
PRM/SES (TC 6,F) | 20.76 | 20.3841 | 20.76 | 21.4118 | 21.9636
PRM/PRS (TC 5,E) | 165.152 |  | 165.152 | 170.3375 | 174.7268
PRM/SUS (TC 8,H) | 0.339 |  | 0.339 | 0.34964 | 0.35865
SUM/PRS (TC 4,D) | 0.216 |  | 0.21486 | 0.216 | 0.22157
SUM/SUS (TC 3,C) | 0.019 |  |  | 0.019 | 0.01949
SUBTOTAL | 1258.5241 | 1092.4221 | 1286.8226 | 1327.2403 | 1361.441
IS
PRM/SES (TC 6,F) | 0.0001 | 9.8189e-05 | 0.0001 | 0.00010314 | 0.0001058
PRM/PRS (TC 5,E) | 32.4725 |  | 32.4725 | 33.4921 | 34.3551
PRM/SUS (TC 8,H) | 0.0001 |  | 0.0001 | 0.00010314 | 0.0001058
SUM/PRS (TC 4,D) | 0.0001 |  | 9.947e-05 | 0.0001 | 0.00010258
SUM/SUS (TC 3,C) | 99.9704 |  |  | 99.9704 | 102.5465
SUBTOTAL | 132.4432 | 9.8189e-05 | 32.4728 | 133.4628 | 136.9019
SL/OL
SECONDARY | 0 | 0 | 0 | 0 | 0
TOTAL
SEM/SES (TC 0,A) | 3275.5658 | 3275.5658 | 3362.0921 | 3467.6568 | 3557.0124
SEM/PRS (TC 7,G) | 0.677 | 0.677 | 0.69488 | 0.7167 | 0.73517
PRM/SES (TC 6,F) | 20.7824 | 20.406 | 20.7824 | 21.4349 | 21.9873
PRM/PRS (TC 5,E) | 197.6574 | 0 | 197.6574 | 203.8636 | 209.1168
PRM/SUS (TC 8,H) | 0.34092 | 0 | 0.34092 | 0.35163 | 0.36069
SUM/PRS (TC 4,D) | 0.2161 | 0 | 0.21495 | 0.2161 | 0.22167
SUM/SUS (TC 3,C) | 99.9894 | 0 | 0 | 99.9894 | 102.566
TOTAL | 3595.229 | 3296.6488 | 3581.7827 | 3794.2291 | 3892
RETAIL LOSSES |  | 86.5263 | 112.4559 | 97.7709 | 296.7531
WHOLESALE
INTERCHANGE SEPARATED | 0 |  |  | 0 | 0
INTERCHANGE NON-SEPARATED | 123.042 |  |  | 123.042 | 126.2126
PARTIAL REQUIREMENTS | 15 |  |  | 15 | 15.3865
SUBTOTAL | 138.042 |  |  | 138.042 | 141.5991
WHEELING | 646 |  |  | 646 | 662.6463
WHOLESALE/WHEELING LOSSES |  | 0 | 0 | 20.2034 | 20.2034
TOTAL | 4379.271 | 3296.6488 | 3581.7827 | 4578.2711 | 4696.2454
TOTAL LOSSES |  | 86.5263 | 112.4559 | 117.9744 | 316.9566
AUGUST 2012 RETAIL COINCIDENT PEAK EXPANSION - PRIME TIME / STANDBY GENERATOR ADDED
(MW)
| AT | SECONDARY | PRIMARY | SUBTRAN | OUTPUT
DESCRIPTION | METER | VOLTAGE | VOLTAGE | VOLTAGE | TO LINE
(Metered Voltage Level)
EXPANSION FACTOR |  |  | 1.0264 | 1.0314 | 1.0258
BACKDOWN FACTOR |  | 0.98189 | 0.9947
RESIDENTIAL
SECONDARY | 1988.8415 | 1988.8415 | 2041.3781 | 2105.4743 | 2159.7289
GS & TS
SEM/SES (TC 0,A) | 215.3632 | 215.3632 | 221.0522 | 227.9929 | 233.8679
SEM/PRS (TC 7,G) | 0 | 0 | 0 | 0 | 0
PRM/SES (TC 6,F) | 0.022282 | 0.021879 | 0.022282 | 0.022982 | 0.023574
PRM/PRS (TC 5,E) | 0.032909 |  | 0.032909 | 0.033942 | 0.034817
PRM/SUS (TC 8,H) | 0.0018245 |  | 0.0018245 | 0.0018818 | 0.0019303
SUBTOTAL | 215.4202 | 215.3851 | 221.1092 | 228.0517 | 233.9282
GSD
SEM/SES (TC 0,A) | 1071.3611 | 1071.3611 | 1099.6618 | 1134.1896 | 1163.4157
SEM/PRS (TC 7,G) | 0.677 | 0.677 | 0.69488 | 0.7167 | 0.73517
PRM/SES (TC 6,F) | 20.76 | 20.3841 | 20.76 | 21.4118 | 21.9636
PRM/PRS (TC 5,E) | 165.152 |  | 165.152 | 170.3375 | 174.7268
PRM/SUS (TC 8,H) | 0.339 |  | 0.339 | 0.34964 | 0.35865
SUM/PRS (TC 4,D) | 0.216 |  | 0.21486 | 0.216 | 0.22157
SUM/SUS (TC 3,C) | 0.019 |  |  | 0.019 | 0.01949
SUBTOTAL | 1258.5241 | 1092.4221 | 1286.8226 | 1327.2403 | 1361.441
IS
PRM/SES (TC 6,F) | 0.0001 | 9.8189e-05 | 0.0001 | 0.00010314 | 0.0001058
PRM/PRS (TC 5,E) | 32.4725 |  | 32.4725 | 33.4921 | 34.3551
PRM/SUS (TC 8,H) | 0.0001 |  | 0.0001 | 0.00010314 | 0.0001058
SUM/PRS (TC 4,D) | 0.0001 |  | 9.947e-05 | 0.0001 | 0.00010258
SUM/SUS (TC 3,C) | 99.9704 |  |  | 99.9704 | 102.5465
SUBTOTAL | 132.4432 | 9.8189e-05 | 32.4728 | 133.4628 | 136.9019
SL/OL
SECONDARY | 0 | 0 | 0 | 0 | 0
TOTAL
SEM/SES (TC 0,A) | 3275.5658 | 3275.5658 | 3362.0921 | 3467.6568 | 3557.0124
SEM/PRS (TC 7,G) | 0.677 | 0.677 | 0.69488 | 0.7167 | 0.73517
PRM/SES (TC 6,F) | 20.7824 | 20.406 | 20.7824 | 21.4349 | 21.9873
PRM/PRS (TC 5,E) | 197.6574 | 0 | 197.6574 | 203.8636 | 209.1168
PRM/SUS (TC 8,H) | 0.34092 | 0 | 0.34092 | 0.35163 | 0.36069
SUM/PRS (TC 4,D) | 0.2161 | 0 | 0.21495 | 0.2161 | 0.22167
SUM/SUS (TC 3,C) | 99.9894 | 0 | 0 | 99.9894 | 102.566
TOTAL | 3595.229 | 3296.6488 | 3581.7827 | 3794.2291 | 3892
RETAIL LOSSES |  | 86.5263 | 112.4559 | 97.7709 | 296.7531
WHOLESALE
INTERCHANGE SEPARATED | 0 |  |  | 0 | 0
INTERCHANGE NON-SEPARATED | 123.042 |  |  | 123.042 | 126.2126
PARTIAL REQUIREMENTS | 15 |  |  | 15 | 15.3865
SUBTOTAL | 138.042 |  |  | 138.042 | 141.5991
WHEELING | 646 |  |  | 646 | 662.6463
WHOLESALE/WHEELING LOSSES |  | 0 | 0 | 20.2034 | 20.2034
TOTAL | 4379.271 | 3296.6488 | 3581.7827 | 4578.2711 | 4696.2454
TOTAL LOSSES |  | 86.5263 | 112.4559 | 117.9744 | 316.9566
AUGUST 2012 RETAIL COINCIDENT PEAK EXPANSION - PRIME TIME / STANDBY GENERATOR SUBTRACTED
(MW)
| AT | SECONDARY | PRIMARY | SUBTRAN | OUTPUT
DESCRIPTION | METER | VOLTAGE | VOLTAGE | VOLTAGE | TO LINE
(Metered Voltage Level)
EXPANSION FACTOR |  |  | 1.026 | 1.0303 | 1.0252
BACKDOWN FACTOR |  | 0.98202 | 0.99487
RESIDENTIAL
SECONDARY | 1941.6477 | 1941.6477 | 1992.0868 | 2052.4612 | 2104.2014
GS & TS
SEM/SES (TC 0,A) | 214.6701 | 214.6701 | 220.2467 | 226.9217 | 232.6421
SEM/PRS (TC 7,G) | 0 | 0 | 0 | 0 | 0
PRM/SES (TC 6,F) | 0.02221 | 0.021811 | 0.02221 | 0.022884 | 0.02346
PRM/PRS (TC 5,E) | 0.032803 |  | 0.032803 | 0.033797 | 0.034649
PRM/SUS (TC 8,H) | 0.0018186 |  | 0.0018186 | 0.0018737 | 0.001921
SUBTOTAL | 214.7269 | 214.6919 | 220.3035 | 226.9803 | 232.7022
GSD
SEM/SES (TC 0,A) | 1003.4078 | 1003.4078 | 1029.4738 | 1060.6742 | 1087.4125
SEM/PRS (TC 7,G) | 0.63533 | 0.63533 | 0.65183 | 0.67159 | 0.68852
PRM/SES (TC 6,F) | 19.4821 | 19.1319 | 19.4821 | 20.0726 | 20.5786
PRM/PRS (TC 5,E) | 154.9862 |  | 154.9862 | 159.6833 | 163.7088
PRM/SUS (TC 8,H) | 0.31813 |  | 0.31813 | 0.32777 | 0.33604
SUM/PRS (TC 4,D) | 0.2027 |  | 0.20166 | 0.2027 | 0.20781
SUM/SUS (TC 3,C) | 0.01783 |  |  | 0.01783 | 0.01828
SUBTOTAL | 1179.0501 | 1023.175 | 1205.1137 | 1241.65 | 1272.9505
IS
PRM/SES (TC 6,F) | 0.0001 | 9.8202e-05 | 0.0001 | 0.00010303 | 0.00010563
PRM/PRS (TC 5,E) | 32.4725 |  | 32.4725 | 33.4567 | 34.3001
PRM/SUS (TC 8,H) | 0.0001 |  | 0.0001 | 0.00010303 | 0.00010563
SUM/PRS (TC 4,D) | 0.0001 |  | 9.9487e-05 | 0.0001 | 0.00010252
SUM/SUS (TC 3,C) | 99.9704 |  |  | 99.9704 | 102.4906
SUBTOTAL | 132.4432 | 9.8202e-05 | 32.4728 | 133.4274 | 136.7909
SL/OL
SECONDARY | 0 | 0 | 0 | 0 | 0
TOTAL
SEM/SES (TC 0,A) | 3159.7255 | 3159.7255 | 3241.8073 | 3340.0571 | 3424.2561
SEM/PRS (TC 7,G) | 0.63533 | 0.63533 | 0.65183 | 0.67159 | 0.68852
PRM/SES (TC 6,F) | 19.5044 | 19.1538 | 19.5044 | 20.0956 | 20.6021
PRM/PRS (TC 5,E) | 187.4915 | 0 | 187.4915 | 193.1738 | 198.0435
PRM/SUS (TC 8,H) | 0.32005 | 0 | 0.32005 | 0.32975 | 0.33806
SUM/PRS (TC 4,D) | 0.2028 | 0 | 0.20176 | 0.2028 | 0.20792
SUM/SUS (TC 3,C) | 99.9883 | 0 | 0 | 99.9883 | 102.5088
TOTAL | 3467.8679 | 3179.5147 | 3449.9768 | 3654.5189 | 3746.645
RETAIL LOSSES |  | 82.0817 | 104.5528 | 92.1261 | 278.7606
WHOLESALE
INTERCHANGE SEPARATED | 0 |  |  | 0 | 0
INTERCHANGE NON-SEPARATED | 123.042 |  |  | 123.042 | 126.2126
PARTIAL REQUIREMENTS | 15 |  |  | 15 | 15.3865
SUBTOTAL | 138.042 |  |  | 138.042 | 141.5991
WHEELING | 646 |  |  | 646 | 662.6463
WHOLESALE/WHEELING LOSSES |  | 0 | 0 | 19.7648 | 19.7648
TOTAL | 4251.9099 | 3179.5147 | 3449.9768 | 4438.5609 | 4550.8905
TOTAL LOSSES |  | 82.0817 | 104.5528 | 111.8909 | 298.5254
AUGUST 2012 RETAIL COINCIDENT PEAK EXPANSION - INTERRUPTED LOAD ADDED
(MW)
| AT | SECONDARY | PRIMARY | SUBTRAN | OUTPUT
DESCRIPTION | METER | VOLTAGE | VOLTAGE | VOLTAGE | TO LINE
(Metered Voltage Level)
EXPANSION FACTOR |  |  | 1.0264 | 1.0314 | 1.0258
BACKDOWN FACTOR |  | 0.98189 | 0.9947
RESIDENTIAL
SECONDARY | 1988.8415 | 1988.8415 | 2041.3781 | 2105.4743 | 2159.7289
GS & TS
SEM/SES (TC 0,A) | 215.3632 | 215.3632 | 221.0522 | 227.9929 | 233.8679
SEM/PRS (TC 7,G) | 0 | 0 | 0 | 0 | 0
PRM/SES (TC 6,F) | 0.022282 | 0.021879 | 0.022282 | 0.022982 | 0.023574
PRM/PRS (TC 5,E) | 0.032909 |  | 0.032909 | 0.033942 | 0.034817
PRM/SUS (TC 8,H) | 0.0018245 |  | 0.0018245 | 0.0018818 | 0.0019303
SUBTOTAL | 215.4202 | 215.3851 | 221.1092 | 228.0517 | 233.9282
GSD
SEM/SES (TC 0,A) | 1071.3611 | 1071.3611 | 1099.6618 | 1134.1896 | 1163.4157
SEM/PRS (TC 7,G) | 0.677 | 0.677 | 0.69488 | 0.7167 | 0.73517
PRM/SES (TC 6,F) | 20.76 | 20.3841 | 20.76 | 21.4118 | 21.9636
PRM/PRS (TC 5,E) | 165.152 |  | 165.152 | 170.3375 | 174.7268
PRM/SUS (TC 8,H) | 0.339 |  | 0.339 | 0.34964 | 0.35865
SUM/PRS (TC 4,D) | 0.216 |  | 0.21486 | 0.216 | 0.22157
SUM/SUS (TC 3,C) | 0.019 |  |  | 0.019 | 0.01949
SUBTOTAL | 1258.5241 | 1092.4221 | 1286.8226 | 1327.2403 | 1361.441
IS
PRM/SES (TC 6,F) | 0.0001 | 9.8189e-05 | 0.0001 | 0.00010314 | 0.0001058
PRM/PRS (TC 5,E) | 32.4725 |  | 32.4725 | 33.4921 | 34.3551
PRM/SUS (TC 8,H) | 0.0001 |  | 0.0001 | 0.00010314 | 0.0001058
SUM/PRS (TC 4,D) | 0.0001 |  | 9.947e-05 | 0.0001 | 0.00010258
SUM/SUS (TC 3,C) | 99.9704 |  |  | 99.9704 | 102.5465
SUBTOTAL | 132.4432 | 9.8189e-05 | 32.4728 | 133.4628 | 136.9019
SL/OL
SECONDARY | 0 | 0 | 0 | 0 | 0
TOTAL
SEM/SES (TC 0,A) | 3275.5658 | 3275.5658 | 3362.0921 | 3467.6568 | 3557.0124
SEM/PRS (TC 7,G) | 0.677 | 0.677 | 0.69488 | 0.7167 | 0.73517
PRM/SES (TC 6,F) | 20.7824 | 20.406 | 20.7824 | 21.4349 | 21.9873
PRM/PRS (TC 5,E) | 197.6574 | 0 | 197.6574 | 203.8636 | 209.1168
PRM/SUS (TC 8,H) | 0.34092 | 0 | 0.34092 | 0.35163 | 0.36069
SUM/PRS (TC 4,D) | 0.2161 | 0 | 0.21495 | 0.2161 | 0.22167
SUM/SUS (TC 3,C) | 99.9894 | 0 | 0 | 99.9894 | 102.566
TOTAL | 3595.229 | 3296.6488 | 3581.7827 | 3794.2291 | 3892
RETAIL LOSSES |  | 86.5263 | 112.4559 | 97.7709 | 296.7531
WHOLESALE
INTERCHANGE SEPARATED | 0 |  |  | 0 | 0
INTERCHANGE NON-SEPARATED | 123.042 |  |  | 123.042 | 126.2126
PARTIAL REQUIREMENTS | 15 |  |  | 15 | 15.3865
SUBTOTAL | 138.042 |  |  | 138.042 | 141.5991
WHEELING | 646 |  |  | 646 | 662.6463
WHOLESALE/WHEELING LOSSES |  | 0 | 0 | 20.2034 | 20.2034
TOTAL | 4379.271 | 3296.6488 | 3581.7827 | 4578.2711 | 4696.2454
TOTAL LOSSES |  | 86.5263 | 112.4559 | 117.9744 | 316.9566

## sep cp
SEPTEMBER 2012 RETAIL COINCIDENT PEAK EXPANSION - Actual
(MW)
| AT | SECONDARY | PRIMARY | SUBTRAN | OUTPUT
DESCRIPTION | METER | VOLTAGE | VOLTAGE | VOLTAGE | TO LINE
(Metered Voltage Level)
EXPANSION FACTOR |  |  | 1.0262 | 1.03 | 1.0252
BACKDOWN FACTOR |  | 0.98179 | 0.99499
RESIDENTIAL
SECONDARY | 1770.6672 | 1770.6672 | 1817.0855 | 1871.6747 | 1918.9016
GS & TS
SEM/SES (TC 0,A) | 204.5348 | 204.5348 | 209.8967 | 216.2024 | 221.6577
SEM/PRS (TC 7,G) | 0 | 0 | 0 | 0 | 0
PRM/SES (TC 6,F) | 0.056925 | 0.055889 | 0.056925 | 0.058635 | 0.060115
PRM/PRS (TC 5,E) | 0.060814 |  | 0.060814 | 0.062641 | 0.064222
PRM/SUS (TC 8,H) | 0.0053683 |  | 0.0053683 | 0.0055295 | 0.0056691
SUBTOTAL | 204.6579 | 204.5906 | 210.0198 | 216.3292 | 221.7877
GSD
SEM/SES (TC 0,A) | 1067.4824 | 1067.4824 | 1095.4665 | 1128.3768 | 1156.8484
SEM/PRS (TC 7,G) | 0.85 | 0.85 | 0.87228 | 0.89849 | 0.92116
PRM/SES (TC 6,F) | 21.566 | 21.1733 | 21.566 | 22.2139 | 22.7744
PRM/PRS (TC 5,E) | 170.453 |  | 170.453 | 175.5738 | 180.0039
PRM/SUS (TC 8,H) | 0.446 |  | 0.446 | 0.4594 | 0.47099
SUM/PRS (TC 4,D) | 0.277 |  | 0.27561 | 0.277 | 0.28399
SUM/SUS (TC 3,C) | 0.02 |  |  | 0.02 | 0.020505
SUBTOTAL | 1261.0944 | 1089.5057 | 1289.0794 | 1327.8193 | 1361.3234
IS
PRM/SES (TC 6,F) | 0.0001 | 9.8179e-05 | 0.0001 | 0.000103 | 0.0001056
PRM/PRS (TC 5,E) | 27.1642 |  | 27.1642 | 27.9803 | 28.6863
PRM/SUS (TC 8,H) | 0.0001 |  | 0.0001 | 0.000103 | 0.0001056
SUM/PRS (TC 4,D) | 0.0001 |  | 9.9499e-05 | 0.0001 | 0.00010252
SUM/SUS (TC 3,C) | 135.8723 |  |  | 135.8723 | 139.3006
SUBTOTAL | 163.0368 | 9.8179e-05 | 27.1645 | 163.8529 | 167.9873
SL/OL
SECONDARY | 0 | 0 | 0 | 0 | 0
TOTAL
SEM/SES (TC 0,A) | 3042.6844 | 3042.6844 | 3122.4487 | 3216.2539 | 3297.4077
SEM/PRS (TC 7,G) | 0.85 | 0.85 | 0.87228 | 0.89849 | 0.92116
PRM/SES (TC 6,F) | 21.623 | 21.2293 | 21.623 | 22.2726 | 22.8346
PRM/PRS (TC 5,E) | 197.6781 | 0 | 197.6781 | 203.6168 | 208.7545
PRM/SUS (TC 8,H) | 0.45147 | 0 | 0.45147 | 0.46503 | 0.47677
SUM/PRS (TC 4,D) | 0.2771 | 0 | 0.27571 | 0.2771 | 0.28409
SUM/SUS (TC 3,C) | 135.8923 | 0 | 0 | 135.8923 | 139.3211
TOTAL | 3399.4563 | 3064.7637 | 3343.3492 | 3579.6762 | 3670
RETAIL LOSSES |  | 79.7643 | 100.4333 | 90.3238 | 270.5214
WHOLESALE
INTERCHANGE SEPARATED | 0 |  |  | 0 | 0
INTERCHANGE NON-SEPARATED | 123.819 |  |  | 123.819 | 126.9433
PARTIAL REQUIREMENTS | 15 |  |  | 15 | 15.3785
SUBTOTAL | 138.819 |  |  | 138.819 | 142.3217
WHEELING | 711 |  |  | 711 | 728.9402
WHOLESALE/WHEELING LOSSES |  | 0 | 0 | 21.443 | 21.443
TOTAL | 4249.2753 | 3064.7637 | 3343.3492 | 4429.4952 | 4541.262
TOTAL LOSSES |  | 79.7643 | 100.4333 | 111.7668 | 291.9644
SEPTEMBER 2012 RETAIL COINCIDENT PEAK EXPANSION - PRIME TIME / STANDBY GENERATOR ADDED
(MW)
| AT | SECONDARY | PRIMARY | SUBTRAN | OUTPUT
DESCRIPTION | METER | VOLTAGE | VOLTAGE | VOLTAGE | TO LINE
(Metered Voltage Level)
EXPANSION FACTOR |  |  | 1.0262 | 1.03 | 1.0252
BACKDOWN FACTOR |  | 0.98179 | 0.99499
RESIDENTIAL
SECONDARY | 1770.6672 | 1770.6672 | 1817.0855 | 1871.6747 | 1918.9016
GS & TS
SEM/SES (TC 0,A) | 204.5348 | 204.5348 | 209.8967 | 216.2024 | 221.6577
SEM/PRS (TC 7,G) | 0 | 0 | 0 | 0 | 0
PRM/SES (TC 6,F) | 0.056925 | 0.055889 | 0.056925 | 0.058635 | 0.060115
PRM/PRS (TC 5,E) | 0.060814 |  | 0.060814 | 0.062641 | 0.064222
PRM/SUS (TC 8,H) | 0.0053683 |  | 0.0053683 | 0.0055295 | 0.0056691
SUBTOTAL | 204.6579 | 204.5906 | 210.0198 | 216.3292 | 221.7877
GSD
SEM/SES (TC 0,A) | 1067.4824 | 1067.4824 | 1095.4665 | 1128.3768 | 1156.8484
SEM/PRS (TC 7,G) | 0.85 | 0.85 | 0.87228 | 0.89849 | 0.92116
PRM/SES (TC 6,F) | 21.566 | 21.1733 | 21.566 | 22.2139 | 22.7744
PRM/PRS (TC 5,E) | 170.453 |  | 170.453 | 175.5738 | 180.0039
PRM/SUS (TC 8,H) | 0.446 |  | 0.446 | 0.4594 | 0.47099
SUM/PRS (TC 4,D) | 0.277 |  | 0.27561 | 0.277 | 0.28399
SUM/SUS (TC 3,C) | 0.02 |  |  | 0.02 | 0.020505
SUBTOTAL | 1261.0944 | 1089.5057 | 1289.0794 | 1327.8193 | 1361.3234
IS
PRM/SES (TC 6,F) | 0.0001 | 9.8179e-05 | 0.0001 | 0.000103 | 0.0001056
PRM/PRS (TC 5,E) | 27.1642 |  | 27.1642 | 27.9803 | 28.6863
PRM/SUS (TC 8,H) | 0.0001 |  | 0.0001 | 0.000103 | 0.0001056
SUM/PRS (TC 4,D) | 0.0001 |  | 9.9499e-05 | 0.0001 | 0.00010252
SUM/SUS (TC 3,C) | 135.8723 |  |  | 135.8723 | 139.3006
SUBTOTAL | 163.0368 | 9.8179e-05 | 27.1645 | 163.8529 | 167.9873
SL/OL
SECONDARY | 0 | 0 | 0 | 0 | 0
TOTAL
SEM/SES (TC 0,A) | 3042.6844 | 3042.6844 | 3122.4487 | 3216.2539 | 3297.4077
SEM/PRS (TC 7,G) | 0.85 | 0.85 | 0.87228 | 0.89849 | 0.92116
PRM/SES (TC 6,F) | 21.623 | 21.2293 | 21.623 | 22.2726 | 22.8346
PRM/PRS (TC 5,E) | 197.6781 | 0 | 197.6781 | 203.6168 | 208.7545
PRM/SUS (TC 8,H) | 0.45147 | 0 | 0.45147 | 0.46503 | 0.47677
SUM/PRS (TC 4,D) | 0.2771 | 0 | 0.27571 | 0.2771 | 0.28409
SUM/SUS (TC 3,C) | 135.8923 | 0 | 0 | 135.8923 | 139.3211
TOTAL | 3399.4563 | 3064.7637 | 3343.3492 | 3579.6762 | 3670
RETAIL LOSSES |  | 79.7643 | 100.4333 | 90.3238 | 270.5214
WHOLESALE
INTERCHANGE SEPARATED | 0 |  |  | 0 | 0
INTERCHANGE NON-SEPARATED | 123.819 |  |  | 123.819 | 126.9433
PARTIAL REQUIREMENTS | 15 |  |  | 15 | 15.3785
SUBTOTAL | 138.819 |  |  | 138.819 | 142.3217
WHEELING | 711 |  |  | 711 | 728.9402
WHOLESALE/WHEELING LOSSES |  | 0 | 0 | 21.443 | 21.443
TOTAL | 4249.2753 | 3064.7637 | 3343.3492 | 4429.4952 | 4541.262
TOTAL LOSSES |  | 79.7643 | 100.4333 | 111.7668 | 291.9644
SEPTEMBER 2012 RETAIL COINCIDENT PEAK EXPANSION - PRIME TIME / STANDBY GENERATOR SUBTRACTED
(MW)
| AT | SECONDARY | PRIMARY | SUBTRAN | OUTPUT
DESCRIPTION | METER | VOLTAGE | VOLTAGE | VOLTAGE | TO LINE
(Metered Voltage Level)
EXPANSION FACTOR |  |  | 1.0258 | 1.029 | 1.0247
BACKDOWN FACTOR |  | 0.98188 | 0.99515
RESIDENTIAL
SECONDARY | 1734.3472 | 1734.3472 | 1779.1675 | 1830.852 | 1876.1083
GS & TS
SEM/SES (TC 0,A) | 203.8419 | 203.8419 | 209.1097 | 215.1843 | 220.5034
SEM/PRS (TC 7,G) | 0 | 0 | 0 | 0 | 0
PRM/SES (TC 6,F) | 0.056732 | 0.055705 | 0.056732 | 0.05838 | 0.059823
PRM/PRS (TC 5,E) | 0.060608 |  | 0.060608 | 0.062369 | 0.063911
PRM/SUS (TC 8,H) | 0.0053501 |  | 0.0053501 | 0.0055055 | 0.0056416
SUBTOTAL | 203.9646 | 203.8976 | 209.2324 | 215.3106 | 220.6328
GSD
SEM/SES (TC 0,A) | 999.9985 | 999.9985 | 1025.8412 | 1055.6417 | 1081.7358
SEM/PRS (TC 7,G) | 0.79736 | 0.79736 | 0.81797 | 0.84173 | 0.86253
PRM/SES (TC 6,F) | 20.2304 | 19.8639 | 20.2304 | 20.8181 | 21.3327
PRM/PRS (TC 5,E) | 159.8971 |  | 159.8971 | 164.542 | 168.6093
PRM/SUS (TC 8,H) | 0.41838 |  | 0.41838 | 0.43053 | 0.44118
SUM/PRS (TC 4,D) | 0.25985 |  | 0.25858 | 0.25985 | 0.26627
SUM/SUS (TC 3,C) | 0.018761 |  |  | 0.018761 | 0.019225
SUBTOTAL | 1181.6204 | 1020.6598 | 1207.4636 | 1242.5528 | 1273.2671
IS
PRM/SES (TC 6,F) | 0.0001 | 9.8188e-05 | 0.0001 | 0.0001029 | 0.00010545
PRM/PRS (TC 5,E) | 27.1642 |  | 27.1642 | 27.9534 | 28.6443
PRM/SUS (TC 8,H) | 0.0001 |  | 0.0001 | 0.0001029 | 0.00010545
SUM/PRS (TC 4,D) | 0.0001 |  | 9.9515e-05 | 0.0001 | 0.00010247
SUM/SUS (TC 3,C) | 135.8723 |  |  | 135.8723 | 139.2308
SUBTOTAL | 163.0368 | 9.8188e-05 | 27.1645 | 163.8259 | 167.8755
SL/OL
SECONDARY | 0 | 0 | 0 | 0 | 0
TOTAL
SEM/SES (TC 0,A) | 2938.1876 | 2938.1876 | 3014.1183 | 3101.6781 | 3178.3476
SEM/PRS (TC 7,G) | 0.79736 | 0.79736 | 0.81797 | 0.84173 | 0.86253
PRM/SES (TC 6,F) | 20.2873 | 19.9197 | 20.2873 | 20.8766 | 21.3927
PRM/PRS (TC 5,E) | 187.1219 | 0 | 187.1219 | 192.5578 | 197.3176
PRM/SUS (TC 8,H) | 0.42383 | 0 | 0.42383 | 0.43614 | 0.44692
SUM/PRS (TC 4,D) | 0.25995 | 0 | 0.25868 | 0.25995 | 0.26637
SUM/SUS (TC 3,C) | 135.891 | 0 | 0 | 135.891 | 139.2501
TOTAL | 3282.969 | 2958.9047 | 3223.028 | 3452.5413 | 3537.8837
RETAIL LOSSES |  | 75.9307 | 93.621 | 85.3424 | 254.8941
WHOLESALE
INTERCHANGE SEPARATED | 0 |  |  | 0 | 0
INTERCHANGE NON-SEPARATED | 123.819 |  |  | 123.819 | 126.9433
PARTIAL REQUIREMENTS | 15 |  |  | 15 | 15.3785
SUBTOTAL | 138.819 |  |  | 138.819 | 142.3217
WHEELING | 711 |  |  | 711 | 728.9402
WHOLESALE/WHEELING LOSSES |  | 0 | 0 | 21.0064 | 21.0064
TOTAL | 4132.788 | 2958.9047 | 3223.028 | 4302.3603 | 4409.1457
TOTAL LOSSES |  | 75.9307 | 93.621 | 106.3488 | 275.9006
SEPTEMBER 2012 RETAIL COINCIDENT PEAK EXPANSION - INTERRUPTED LOAD ADDED
(MW)
| AT | SECONDARY | PRIMARY | SUBTRAN | OUTPUT
DESCRIPTION | METER | VOLTAGE | VOLTAGE | VOLTAGE | TO LINE
(Metered Voltage Level)
EXPANSION FACTOR |  |  | 1.0262 | 1.03 | 1.0252
BACKDOWN FACTOR |  | 0.98179 | 0.99499
RESIDENTIAL
SECONDARY | 1770.6672 | 1770.6672 | 1817.0855 | 1871.6747 | 1918.9016
GS & TS
SEM/SES (TC 0,A) | 204.5348 | 204.5348 | 209.8967 | 216.2024 | 221.6577
SEM/PRS (TC 7,G) | 0 | 0 | 0 | 0 | 0
PRM/SES (TC 6,F) | 0.056925 | 0.055889 | 0.056925 | 0.058635 | 0.060115
PRM/PRS (TC 5,E) | 0.060814 |  | 0.060814 | 0.062641 | 0.064222
PRM/SUS (TC 8,H) | 0.0053683 |  | 0.0053683 | 0.0055295 | 0.0056691
SUBTOTAL | 204.6579 | 204.5906 | 210.0198 | 216.3292 | 221.7877
GSD
SEM/SES (TC 0,A) | 1067.4824 | 1067.4824 | 1095.4665 | 1128.3768 | 1156.8484
SEM/PRS (TC 7,G) | 0.85 | 0.85 | 0.87228 | 0.89849 | 0.92116
PRM/SES (TC 6,F) | 21.566 | 21.1733 | 21.566 | 22.2139 | 22.7744
PRM/PRS (TC 5,E) | 170.453 |  | 170.453 | 175.5738 | 180.0039
PRM/SUS (TC 8,H) | 0.446 |  | 0.446 | 0.4594 | 0.47099
SUM/PRS (TC 4,D) | 0.277 |  | 0.27561 | 0.277 | 0.28399
SUM/SUS (TC 3,C) | 0.02 |  |  | 0.02 | 0.020505
SUBTOTAL | 1261.0944 | 1089.5057 | 1289.0794 | 1327.8193 | 1361.3234
IS
PRM/SES (TC 6,F) | 0.0001 | 9.8179e-05 | 0.0001 | 0.000103 | 0.0001056
PRM/PRS (TC 5,E) | 27.1642 |  | 27.1642 | 27.9803 | 28.6863
PRM/SUS (TC 8,H) | 0.0001 |  | 0.0001 | 0.000103 | 0.0001056
SUM/PRS (TC 4,D) | 0.0001 |  | 9.9499e-05 | 0.0001 | 0.00010252
SUM/SUS (TC 3,C) | 135.8723 |  |  | 135.8723 | 139.3006
SUBTOTAL | 163.0368 | 9.8179e-05 | 27.1645 | 163.8529 | 167.9873
SL/OL
SECONDARY | 0 | 0 | 0 | 0 | 0
TOTAL
SEM/SES (TC 0,A) | 3042.6844 | 3042.6844 | 3122.4487 | 3216.2539 | 3297.4077
SEM/PRS (TC 7,G) | 0.85 | 0.85 | 0.87228 | 0.89849 | 0.92116
PRM/SES (TC 6,F) | 21.623 | 21.2293 | 21.623 | 22.2726 | 22.8346
PRM/PRS (TC 5,E) | 197.6781 | 0 | 197.6781 | 203.6168 | 208.7545
PRM/SUS (TC 8,H) | 0.45147 | 0 | 0.45147 | 0.46503 | 0.47677
SUM/PRS (TC 4,D) | 0.2771 | 0 | 0.27571 | 0.2771 | 0.28409
SUM/SUS (TC 3,C) | 135.8923 | 0 | 0 | 135.8923 | 139.3211
TOTAL | 3399.4563 | 3064.7637 | 3343.3492 | 3579.6762 | 3670
RETAIL LOSSES |  | 79.7643 | 100.4333 | 90.3238 | 270.5214
WHOLESALE
INTERCHANGE SEPARATED | 0 |  |  | 0 | 0
INTERCHANGE NON-SEPARATED | 123.819 |  |  | 123.819 | 126.9433
PARTIAL REQUIREMENTS | 15 |  |  | 15 | 15.3785
SUBTOTAL | 138.819 |  |  | 138.819 | 142.3217
WHEELING | 711 |  |  | 711 | 728.9402
WHOLESALE/WHEELING LOSSES |  | 0 | 0 | 21.443 | 21.443
TOTAL | 4249.2753 | 3064.7637 | 3343.3492 | 4429.4952 | 4541.262
TOTAL LOSSES |  | 79.7643 | 100.4333 | 111.7668 | 291.9644

## oct cp
OCTOBER 2012 RETAIL COINCIDENT PEAK EXPANSION - Actual
(MW)
| AT | SECONDARY | PRIMARY | SUBTRAN | OUTPUT
DESCRIPTION | METER | VOLTAGE | VOLTAGE | VOLTAGE | TO LINE
(Metered Voltage Level)
EXPANSION FACTOR |  |  | 1.0254 | 1.0281 | 1.0252
BACKDOWN FACTOR |  | 0.98209 | 0.99543
RESIDENTIAL
SECONDARY | 1614.385 | 1614.385 | 1655.4474 | 1702.0073 | 1744.852
GS & TS
SEM/SES (TC 0,A) | 210.4771 | 210.4771 | 215.8307 | 221.901 | 227.4869
SEM/PRS (TC 7,G) | 0 | 0 | 0 | 0 | 0
PRM/SES (TC 6,F) | 0.046403 | 0.045572 | 0.046403 | 0.047708 | 0.048909
PRM/PRS (TC 5,E) | 0.026435 |  | 0.026435 | 0.027179 | 0.027863
PRM/SUS (TC 8,H) | 0.0055796 |  | 0.0055796 | 0.0057366 | 0.005881
SUBTOTAL | 210.5555 | 210.5227 | 215.9091 | 221.9816 | 227.5695
GSD
SEM/SES (TC 0,A) | 1093.3389 | 1093.3389 | 1121.1483 | 1152.6809 | 1181.6975
SEM/PRS (TC 7,G) | 0.764 | 0.764 | 0.78343 | 0.80547 | 0.82574
PRM/SES (TC 6,F) | 21.02 | 20.6436 | 21.02 | 21.6112 | 22.1552
PRM/PRS (TC 5,E) | 172.261 |  | 172.261 | 177.1059 | 181.5642
PRM/SUS (TC 8,H) | 0.36 |  | 0.36 | 0.37013 | 0.37944
SUM/PRS (TC 4,D) | 0.212 |  | 0.21103 | 0.212 | 0.21734
SUM/SUS (TC 3,C) | 1.549 |  |  | 1.549 | 1.588
SUBTOTAL | 1289.5049 | 1114.7465 | 1315.7838 | 1354.3346 | 1388.4274
IS
PRM/SES (TC 6,F) | 0.0001 | 9.8209e-05 | 0.0001 | 0.00010281 | 0.0001054
PRM/PRS (TC 5,E) | 34.0688 |  | 34.0688 | 35.0269 | 35.9087
PRM/SUS (TC 8,H) | 0.0001 |  | 0.0001 | 0.00010281 | 0.0001054
SUM/PRS (TC 4,D) | 0.0001 |  | 9.9543e-05 | 0.0001 | 0.00010252
SUM/SUS (TC 3,C) | 81.198 |  |  | 81.198 | 83.242
SUBTOTAL | 115.2671 | 9.8209e-05 | 34.069 | 116.2253 | 119.151
SL/OL
SECONDARY | 0 | 0 | 0 | 0 | 0
TOTAL
SEM/SES (TC 0,A) | 2918.2011 | 2918.2011 | 2992.4264 | 3076.5891 | 3154.0364
SEM/PRS (TC 7,G) | 0.764 | 0.764 | 0.78343 | 0.80547 | 0.82574
PRM/SES (TC 6,F) | 21.0665 | 20.6893 | 21.0665 | 21.659 | 22.2042
PRM/PRS (TC 5,E) | 206.3562 | 0 | 206.3562 | 212.16 | 217.5007
PRM/SUS (TC 8,H) | 0.36568 | 0 | 0.36568 | 0.37596 | 0.38543
SUM/PRS (TC 4,D) | 0.2121 | 0 | 0.21113 | 0.2121 | 0.21744
SUM/SUS (TC 3,C) | 82.747 | 0 | 0 | 82.747 | 84.83
TOTAL | 3229.7126 | 2939.6544 | 3221.2093 | 3394.5487 | 3480
RETAIL LOSSES |  | 74.2253 | 90.5914 | 85.4513 | 250.268
WHOLESALE
INTERCHANGE SEPARATED | 0 |  |  | 0 | 0
INTERCHANGE NON-SEPARATED | 223.714 |  |  | 223.714 | 229.3456
PARTIAL REQUIREMENTS | 15 |  |  | 15 | 15.3776
SUBTOTAL | 238.714 |  |  | 238.714 | 244.7232
WHEELING | 751 |  |  | 751 | 769.905
WHOLESALE/WHEELING LOSSES |  | 0 | 0 | 24.9142 | 24.9142
TOTAL | 4219.4266 | 2939.6544 | 3221.2093 | 4384.2627 | 4494.6282
TOTAL LOSSES |  | 74.2253 | 90.5914 | 110.3655 | 275.1822
OCTOBER 2012 RETAIL COINCIDENT PEAK EXPANSION - PRIME TIME / STANDBY GENERATOR ADDED
(MW)
| AT | SECONDARY | PRIMARY | SUBTRAN | OUTPUT
DESCRIPTION | METER | VOLTAGE | VOLTAGE | VOLTAGE | TO LINE
(Metered Voltage Level)
EXPANSION FACTOR |  |  | 1.0254 | 1.0281 | 1.0252
BACKDOWN FACTOR |  | 0.98209 | 0.99543
RESIDENTIAL
SECONDARY | 1614.385 | 1614.385 | 1655.4474 | 1702.0073 | 1744.852
GS & TS
SEM/SES (TC 0,A) | 210.4771 | 210.4771 | 215.8307 | 221.901 | 227.4869
SEM/PRS (TC 7,G) | 0 | 0 | 0 | 0 | 0
PRM/SES (TC 6,F) | 0.046403 | 0.045572 | 0.046403 | 0.047708 | 0.048909
PRM/PRS (TC 5,E) | 0.026435 |  | 0.026435 | 0.027179 | 0.027863
PRM/SUS (TC 8,H) | 0.0055796 |  | 0.0055796 | 0.0057366 | 0.005881
SUBTOTAL | 210.5555 | 210.5227 | 215.9091 | 221.9816 | 227.5695
GSD
SEM/SES (TC 0,A) | 1093.3389 | 1093.3389 | 1121.1483 | 1152.6809 | 1181.6975
SEM/PRS (TC 7,G) | 0.764 | 0.764 | 0.78343 | 0.80547 | 0.82574
PRM/SES (TC 6,F) | 21.02 | 20.6436 | 21.02 | 21.6112 | 22.1552
PRM/PRS (TC 5,E) | 172.261 |  | 172.261 | 177.1059 | 181.5642
PRM/SUS (TC 8,H) | 0.36 |  | 0.36 | 0.37013 | 0.37944
SUM/PRS (TC 4,D) | 0.212 |  | 0.21103 | 0.212 | 0.21734
SUM/SUS (TC 3,C) | 1.549 |  |  | 1.549 | 1.588
SUBTOTAL | 1289.5049 | 1114.7465 | 1315.7838 | 1354.3346 | 1388.4274
IS
PRM/SES (TC 6,F) | 0.0001 | 9.8209e-05 | 0.0001 | 0.00010281 | 0.0001054
PRM/PRS (TC 5,E) | 34.0688 |  | 34.0688 | 35.0269 | 35.9087
PRM/SUS (TC 8,H) | 0.0001 |  | 0.0001 | 0.00010281 | 0.0001054
SUM/PRS (TC 4,D) | 0.0001 |  | 9.9543e-05 | 0.0001 | 0.00010252
SUM/SUS (TC 3,C) | 81.198 |  |  | 81.198 | 83.242
SUBTOTAL | 115.2671 | 9.8209e-05 | 34.069 | 116.2253 | 119.151
SL/OL
SECONDARY | 0 | 0 | 0 | 0 | 0
TOTAL
SEM/SES (TC 0,A) | 2918.2011 | 2918.2011 | 2992.4264 | 3076.5891 | 3154.0364
SEM/PRS (TC 7,G) | 0.764 | 0.764 | 0.78343 | 0.80547 | 0.82574
PRM/SES (TC 6,F) | 21.0665 | 20.6893 | 21.0665 | 21.659 | 22.2042
PRM/PRS (TC 5,E) | 206.3562 | 0 | 206.3562 | 212.16 | 217.5007
PRM/SUS (TC 8,H) | 0.36568 | 0 | 0.36568 | 0.37596 | 0.38543
SUM/PRS (TC 4,D) | 0.2121 | 0 | 0.21113 | 0.2121 | 0.21744
SUM/SUS (TC 3,C) | 82.747 | 0 | 0 | 82.747 | 84.83
TOTAL | 3229.7126 | 2939.6544 | 3221.2093 | 3394.5487 | 3480
RETAIL LOSSES |  | 74.2253 | 90.5914 | 85.4513 | 250.268
WHOLESALE
INTERCHANGE SEPARATED | 0 |  |  | 0 | 0
INTERCHANGE NON-SEPARATED | 223.714 |  |  | 223.714 | 229.3456
PARTIAL REQUIREMENTS | 15 |  |  | 15 | 15.3776
SUBTOTAL | 238.714 |  |  | 238.714 | 244.7232
WHEELING | 751 |  |  | 751 | 769.905
WHOLESALE/WHEELING LOSSES |  | 0 | 0 | 24.9142 | 24.9142
TOTAL | 4219.4266 | 2939.6544 | 3221.2093 | 4384.2627 | 4494.6282
TOTAL LOSSES |  | 74.2253 | 90.5914 | 110.3655 | 275.1822
OCTOBER 2012 RETAIL COINCIDENT PEAK EXPANSION - PRIME TIME / STANDBY GENERATOR SUBTRACTED
(MW)
| AT | SECONDARY | PRIMARY | SUBTRAN | OUTPUT
DESCRIPTION | METER | VOLTAGE | VOLTAGE | VOLTAGE | TO LINE
(Metered Voltage Level)
EXPANSION FACTOR |  |  | 1.0251 | 1.0271 | 1.0247
BACKDOWN FACTOR |  | 0.98216 | 0.99558
RESIDENTIAL
SECONDARY | 1579.1757 | 1579.1757 | 1618.7993 | 1662.7431 | 1703.7496
GS & TS
SEM/SES (TC 0,A) | 209.7841 | 209.7841 | 215.0478 | 220.8855 | 226.333
SEM/PRS (TC 7,G) | 0 | 0 | 0 | 0 | 0
PRM/SES (TC 6,F) | 0.04625 | 0.045425 | 0.04625 | 0.047505 | 0.048677
PRM/PRS (TC 5,E) | 0.026348 |  | 0.026348 | 0.027063 | 0.027731
PRM/SUS (TC 8,H) | 0.0055613 |  | 0.0055613 | 0.0057122 | 0.0058531
SUBTOTAL | 209.8623 | 209.8295 | 215.126 | 220.9658 | 226.4153
GSD
SEM/SES (TC 0,A) | 1026.0468 | 1026.0468 | 1051.7916 | 1080.3435 | 1106.9869
SEM/PRS (TC 7,G) | 0.71656 | 0.71656 | 0.73454 | 0.75447 | 0.77308
PRM/SES (TC 6,F) | 19.7147 | 19.363 | 19.7147 | 20.2498 | 20.7492
PRM/PRS (TC 5,E) | 161.5636 |  | 161.5636 | 165.9494 | 170.0421
PRM/SUS (TC 8,H) | 0.33764 |  | 0.33764 | 0.34681 | 0.35536
SUM/PRS (TC 4,D) | 0.19883 |  | 0.19796 | 0.19883 | 0.20374
SUM/SUS (TC 3,C) | 1.4528 |  |  | 1.4528 | 1.4886
SUBTOTAL | 1210.0309 | 1046.1263 | 1234.3401 | 1269.2957 | 1300.599
IS
PRM/SES (TC 6,F) | 0.0001 | 9.8216e-05 | 0.0001 | 0.00010271 | 0.00010525
PRM/PRS (TC 5,E) | 34.0688 |  | 34.0688 | 34.9936 | 35.8566
PRM/SUS (TC 8,H) | 0.0001 |  | 0.0001 | 0.00010271 | 0.00010525
SUM/PRS (TC 4,D) | 0.0001 |  | 9.9558e-05 | 0.0001 | 0.00010247
SUM/SUS (TC 3,C) | 81.198 |  |  | 81.198 | 83.2005
SUBTOTAL | 115.2671 | 9.8216e-05 | 34.069 | 116.1919 | 119.0574
SL/OL
SECONDARY | 0 | 0 | 0 | 0 | 0
TOTAL
SEM/SES (TC 0,A) | 2815.0066 | 2815.0066 | 2885.6388 | 2963.9721 | 3037.0695
SEM/PRS (TC 7,G) | 0.71656 | 0.71656 | 0.73454 | 0.75447 | 0.77308
PRM/SES (TC 6,F) | 19.761 | 19.4085 | 19.761 | 20.2974 | 20.798
PRM/PRS (TC 5,E) | 195.6587 | 0 | 195.6587 | 200.9701 | 205.9264
PRM/SUS (TC 8,H) | 0.34331 | 0 | 0.34331 | 0.35262 | 0.36132
SUM/PRS (TC 4,D) | 0.19893 | 0 | 0.19805 | 0.19893 | 0.20384
SUM/SUS (TC 3,C) | 82.6508 | 0 | 0 | 82.6508 | 84.6892
TOTAL | 3114.336 | 2835.1316 | 3102.3344 | 3269.1965 | 3349.8213
RETAIL LOSSES |  | 70.6322 | 84.2104 | 80.6249 | 235.4674
WHOLESALE
INTERCHANGE SEPARATED | 0 |  |  | 0 | 0
INTERCHANGE NON-SEPARATED | 223.714 |  |  | 223.714 | 229.3456
PARTIAL REQUIREMENTS | 15 |  |  | 15 | 15.3776
SUBTOTAL | 238.714 |  |  | 238.714 | 244.7232
WHEELING | 751 |  |  | 751 | 769.905
WHOLESALE/WHEELING LOSSES |  | 0 | 0 | 24.4083 | 24.4083
TOTAL | 4104.05 | 2835.1316 | 3102.3344 | 4258.9105 | 4364.4495
TOTAL LOSSES |  | 70.6322 | 84.2104 | 105.0332 | 259.8757
OCTOBER 2012 RETAIL COINCIDENT PEAK EXPANSION - INTERRUPTED LOAD ADDED
(MW)
| AT | SECONDARY | PRIMARY | SUBTRAN | OUTPUT
DESCRIPTION | METER | VOLTAGE | VOLTAGE | VOLTAGE | TO LINE
(Metered Voltage Level)
EXPANSION FACTOR |  |  | 1.0254 | 1.0281 | 1.0252
BACKDOWN FACTOR |  | 0.98209 | 0.99543
RESIDENTIAL
SECONDARY | 1614.385 | 1614.385 | 1655.4474 | 1702.0073 | 1744.852
GS & TS
SEM/SES (TC 0,A) | 210.4771 | 210.4771 | 215.8307 | 221.901 | 227.4869
SEM/PRS (TC 7,G) | 0 | 0 | 0 | 0 | 0
PRM/SES (TC 6,F) | 0.046403 | 0.045572 | 0.046403 | 0.047708 | 0.048909
PRM/PRS (TC 5,E) | 0.026435 |  | 0.026435 | 0.027179 | 0.027863
PRM/SUS (TC 8,H) | 0.0055796 |  | 0.0055796 | 0.0057366 | 0.005881
SUBTOTAL | 210.5555 | 210.5227 | 215.9091 | 221.9816 | 227.5695
GSD
SEM/SES (TC 0,A) | 1093.3389 | 1093.3389 | 1121.1483 | 1152.6809 | 1181.6975
SEM/PRS (TC 7,G) | 0.764 | 0.764 | 0.78343 | 0.80547 | 0.82574
PRM/SES (TC 6,F) | 21.02 | 20.6436 | 21.02 | 21.6112 | 22.1552
PRM/PRS (TC 5,E) | 172.261 |  | 172.261 | 177.1059 | 181.5642
PRM/SUS (TC 8,H) | 0.36 |  | 0.36 | 0.37013 | 0.37944
SUM/PRS (TC 4,D) | 0.212 |  | 0.21103 | 0.212 | 0.21734
SUM/SUS (TC 3,C) | 1.549 |  |  | 1.549 | 1.588
SUBTOTAL | 1289.5049 | 1114.7465 | 1315.7838 | 1354.3346 | 1388.4274
IS
PRM/SES (TC 6,F) | 0.0001 | 9.8209e-05 | 0.0001 | 0.00010281 | 0.0001054
PRM/PRS (TC 5,E) | 34.0688 |  | 34.0688 | 35.0269 | 35.9087
PRM/SUS (TC 8,H) | 0.0001 |  | 0.0001 | 0.00010281 | 0.0001054
SUM/PRS (TC 4,D) | 0.0001 |  | 9.9543e-05 | 0.0001 | 0.00010252
SUM/SUS (TC 3,C) | 81.198 |  |  | 81.198 | 83.242
SUBTOTAL | 115.2671 | 9.8209e-05 | 34.069 | 116.2253 | 119.151
SL/OL
SECONDARY | 0 | 0 | 0 | 0 | 0
TOTAL
SEM/SES (TC 0,A) | 2918.2011 | 2918.2011 | 2992.4264 | 3076.5891 | 3154.0364
SEM/PRS (TC 7,G) | 0.764 | 0.764 | 0.78343 | 0.80547 | 0.82574
PRM/SES (TC 6,F) | 21.0665 | 20.6893 | 21.0665 | 21.659 | 22.2042
PRM/PRS (TC 5,E) | 206.3562 | 0 | 206.3562 | 212.16 | 217.5007
PRM/SUS (TC 8,H) | 0.36568 | 0 | 0.36568 | 0.37596 | 0.38543
SUM/PRS (TC 4,D) | 0.2121 | 0 | 0.21113 | 0.2121 | 0.21744
SUM/SUS (TC 3,C) | 82.747 | 0 | 0 | 82.747 | 84.83
TOTAL | 3229.7126 | 2939.6544 | 3221.2093 | 3394.5487 | 3480
RETAIL LOSSES |  | 74.2253 | 90.5914 | 85.4513 | 250.268
WHOLESALE
INTERCHANGE SEPARATED | 0 |  |  | 0 | 0
INTERCHANGE NON-SEPARATED | 223.714 |  |  | 223.714 | 229.3456
PARTIAL REQUIREMENTS | 15 |  |  | 15 | 15.3776
SUBTOTAL | 238.714 |  |  | 238.714 | 244.7232
WHEELING | 751 |  |  | 751 | 769.905
WHOLESALE/WHEELING LOSSES |  | 0 | 0 | 24.9142 | 24.9142
TOTAL | 4219.4266 | 2939.6544 | 3221.2093 | 4384.2627 | 4494.6282
TOTAL LOSSES |  | 74.2253 | 90.5914 | 110.3655 | 275.1822

## nov cp
NOVEMBER 2012 RETAIL COINCIDENT PEAK EXPANSION - Actual
(MW)
| AT | SECONDARY | PRIMARY | SUBTRAN | OUTPUT
DESCRIPTION | METER | VOLTAGE | VOLTAGE | VOLTAGE | TO LINE
(Metered Voltage Level)
EXPANSION FACTOR |  |  | 1.0248 | 1.0212 | 1.0205
BACKDOWN FACTOR |  | 0.98104 | 0.99627
RESIDENTIAL
SECONDARY | 1087.9413 | 1087.9413 | 1114.9362 | 1138.5694 | 1161.9253
GS & TS
SEM/SES (TC 0,A) | 122.0185 | 122.0185 | 125.0461 | 127.6967 | 130.3162
SEM/PRS (TC 7,G) | 0.0062769 | 0.0062769 | 0.0064327 | 0.0065691 | 0.0067038
PRM/SES (TC 6,F) | 0.02275 | 0.022319 | 0.02275 | 0.023232 | 0.023709
PRM/PRS (TC 5,E) | 0.13744 |  | 0.13744 | 0.14035 | 0.14323
PRM/SUS (TC 8,H) | 0.0046754 |  | 0.0046754 | 0.0047745 | 0.0048724
SUBTOTAL | 122.1896 | 122.0471 | 125.2174 | 127.8716 | 130.4947
GSD
SEM/SES (TC 0,A) | 770.3416 | 770.3416 | 789.456 | 806.1901 | 822.7277
SEM/PRS (TC 7,G) | 0.652 | 0.652 | 0.66818 | 0.68234 | 0.69634
PRM/SES (TC 6,F) | 17.874 | 17.5351 | 17.874 | 18.2529 | 18.6273
PRM/PRS (TC 5,E) | 152.598 |  | 152.598 | 155.8326 | 159.0293
PRM/SUS (TC 8,H) | 0.603 |  | 0.603 | 0.61578 | 0.62841
SUM/PRS (TC 4,D) | 0.215 |  | 0.2142 | 0.215 | 0.21941
SUM/SUS (TC 3,C) | 0.3 |  |  | 0.3 | 0.30615
SUBTOTAL | 942.5836 | 788.5288 | 961.4134 | 982.0887 | 1002.2346
IS
PRM/SES (TC 6,F) | 0.0001 | 9.8104e-05 | 0.0001 | 0.00010212 | 0.00010421
PRM/PRS (TC 5,E) | 26.0938 |  | 26.0938 | 26.6469 | 27.1935
PRM/SUS (TC 8,H) | 0.0001 |  | 0.0001 | 0.00010212 | 0.00010421
SUM/PRS (TC 4,D) | 0.0001 |  | 9.9627e-05 | 0.0001 | 0.00010205
SUM/SUS (TC 3,C) | 122.7858 |  |  | 122.7858 | 125.3046
SUBTOTAL | 148.8799 | 9.8104e-05 | 26.0941 | 149.433 | 152.4984
SL/OL
SECONDARY | 49.482 | 49.482 | 50.7098 | 51.7847 | 52.847
TOTAL
SEM/SES (TC 0,A) | 2029.7834 | 2029.7834 | 2080.1482 | 2124.2409 | 2167.8162
SEM/PRS (TC 7,G) | 0.65828 | 0.65828 | 0.67461 | 0.68891 | 0.70304
PRM/SES (TC 6,F) | 17.8969 | 17.5575 | 17.8969 | 18.2762 | 18.6511
PRM/PRS (TC 5,E) | 178.8292 | 0 | 178.8292 | 182.6199 | 186.366
PRM/SUS (TC 8,H) | 0.60778 | 0 | 0.60778 | 0.62066 | 0.63339
SUM/PRS (TC 4,D) | 0.2151 | 0 | 0.2143 | 0.2151 | 0.21951
SUM/SUS (TC 3,C) | 123.0858 | 0 | 0 | 123.0858 | 125.6107
TOTAL | 2351.0765 | 2047.9992 | 2278.3709 | 2449.7475 | 2500
RETAIL LOSSES |  | 50.3648 | 48.2899 | 50.2525 | 148.9072
WHOLESALE
INTERCHANGE SEPARATED | 0 |  |  | 0 | 0
INTERCHANGE NON-SEPARATED | 232.966 |  |  | 232.966 | 237.7449
PARTIAL REQUIREMENTS | 15 |  |  | 15 | 15.3077
SUBTOTAL | 247.966 |  |  | 247.966 | 253.0526
WHEELING | 587 |  |  | 587 | 599.0413
WHOLESALE/WHEELING LOSSES |  | 0 | 0 | 17.128 | 17.128
TOTAL | 3186.0425 | 2047.9992 | 2278.3709 | 3284.7135 | 3352.094
TOTAL LOSSES |  | 50.3648 | 48.2899 | 67.3805 | 166.0352
NOVEMBER 2012 RETAIL COINCIDENT PEAK EXPANSION - PRIME TIME / STANDBY GENERATOR ADDED
(MW)
| AT | SECONDARY | PRIMARY | SUBTRAN | OUTPUT
DESCRIPTION | METER | VOLTAGE | VOLTAGE | VOLTAGE | TO LINE
(Metered Voltage Level)
EXPANSION FACTOR |  |  | 1.0248 | 1.0212 | 1.0205
BACKDOWN FACTOR |  | 0.98104 | 0.99627
RESIDENTIAL
SECONDARY | 1087.9413 | 1087.9413 | 1114.9362 | 1138.5694 | 1161.9253
GS & TS
SEM/SES (TC 0,A) | 122.0185 | 122.0185 | 125.0461 | 127.6967 | 130.3162
SEM/PRS (TC 7,G) | 0.0062769 | 0.0062769 | 0.0064327 | 0.0065691 | 0.0067038
PRM/SES (TC 6,F) | 0.02275 | 0.022319 | 0.02275 | 0.023232 | 0.023709
PRM/PRS (TC 5,E) | 0.13744 |  | 0.13744 | 0.14035 | 0.14323
PRM/SUS (TC 8,H) | 0.0046754 |  | 0.0046754 | 0.0047745 | 0.0048724
SUBTOTAL | 122.1896 | 122.0471 | 125.2174 | 127.8716 | 130.4947
GSD
SEM/SES (TC 0,A) | 770.3416 | 770.3416 | 789.456 | 806.1901 | 822.7277
SEM/PRS (TC 7,G) | 0.652 | 0.652 | 0.66818 | 0.68234 | 0.69634
PRM/SES (TC 6,F) | 17.874 | 17.5351 | 17.874 | 18.2529 | 18.6273
PRM/PRS (TC 5,E) | 152.598 |  | 152.598 | 155.8326 | 159.0293
PRM/SUS (TC 8,H) | 0.603 |  | 0.603 | 0.61578 | 0.62841
SUM/PRS (TC 4,D) | 0.215 |  | 0.2142 | 0.215 | 0.21941
SUM/SUS (TC 3,C) | 0.3 |  |  | 0.3 | 0.30615
SUBTOTAL | 942.5836 | 788.5288 | 961.4134 | 982.0887 | 1002.2346
IS
PRM/SES (TC 6,F) | 0.0001 | 9.8104e-05 | 0.0001 | 0.00010212 | 0.00010421
PRM/PRS (TC 5,E) | 26.0938 |  | 26.0938 | 26.6469 | 27.1935
PRM/SUS (TC 8,H) | 0.0001 |  | 0.0001 | 0.00010212 | 0.00010421
SUM/PRS (TC 4,D) | 0.0001 |  | 9.9627e-05 | 0.0001 | 0.00010205
SUM/SUS (TC 3,C) | 122.7858 |  |  | 122.7858 | 125.3046
SUBTOTAL | 148.8799 | 9.8104e-05 | 26.0941 | 149.433 | 152.4984
SL/OL
SECONDARY | 49.482 | 49.482 | 50.7098 | 51.7847 | 52.847
TOTAL
SEM/SES (TC 0,A) | 2029.7834 | 2029.7834 | 2080.1482 | 2124.2409 | 2167.8162
SEM/PRS (TC 7,G) | 0.65828 | 0.65828 | 0.67461 | 0.68891 | 0.70304
PRM/SES (TC 6,F) | 17.8969 | 17.5575 | 17.8969 | 18.2762 | 18.6511
PRM/PRS (TC 5,E) | 178.8292 | 0 | 178.8292 | 182.6199 | 186.366
PRM/SUS (TC 8,H) | 0.60778 | 0 | 0.60778 | 0.62066 | 0.63339
SUM/PRS (TC 4,D) | 0.2151 | 0 | 0.2143 | 0.2151 | 0.21951
SUM/SUS (TC 3,C) | 123.0858 | 0 | 0 | 123.0858 | 125.6107
TOTAL | 2351.0765 | 2047.9992 | 2278.3709 | 2449.7475 | 2500
RETAIL LOSSES |  | 50.3648 | 48.2899 | 50.2525 | 148.9072
WHOLESALE
INTERCHANGE SEPARATED | 0 |  |  | 0 | 0
INTERCHANGE NON-SEPARATED | 232.966 |  |  | 232.966 | 237.7449
PARTIAL REQUIREMENTS | 15 |  |  | 15 | 15.3077
SUBTOTAL | 247.966 |  |  | 247.966 | 253.0526
WHEELING | 587 |  |  | 587 | 599.0413
WHOLESALE/WHEELING LOSSES |  | 0 | 0 | 17.128 | 17.128
TOTAL | 3186.0425 | 2047.9992 | 2278.3709 | 3284.7135 | 3352.094
TOTAL LOSSES |  | 50.3648 | 48.2899 | 67.3805 | 166.0352
NOVEMBER 2012 RETAIL COINCIDENT PEAK EXPANSION - PRIME TIME / STANDBY GENERATOR SUBTRACTED
(MW)
| AT | SECONDARY | PRIMARY | SUBTRAN | OUTPUT
DESCRIPTION | METER | VOLTAGE | VOLTAGE | VOLTAGE | TO LINE
(Metered Voltage Level)
EXPANSION FACTOR |  |  | 1.0248 | 1.0204 | 1.0201
BACKDOWN FACTOR |  | 0.98085 | 0.99638
RESIDENTIAL
SECONDARY | 1067.2822 | 1067.2822 | 1093.7211 | 1116.0302 | 1138.4252
GS & TS
SEM/SES (TC 0,A) | 121.3508 | 121.3508 | 124.3569 | 126.8935 | 129.4398
SEM/PRS (TC 7,G) | 0.0062426 | 0.0062426 | 0.0063972 | 0.0065277 | 0.0066587
PRM/SES (TC 6,F) | 0.022626 | 0.022192 | 0.022626 | 0.023087 | 0.023551
PRM/PRS (TC 5,E) | 0.13668 |  | 0.13668 | 0.13947 | 0.14227
PRM/SUS (TC 8,H) | 0.0046498 |  | 0.0046498 | 0.0047446 | 0.0048398
SUBTOTAL | 121.521 | 121.3792 | 124.5273 | 127.0673 | 129.6171
GSD
SEM/SES (TC 0,A) | 705.56 | 705.56 | 723.0382 | 737.7864 | 752.5912
SEM/PRS (TC 7,G) | 0.59746 | 0.59746 | 0.61226 | 0.62475 | 0.63728
PRM/SES (TC 6,F) | 16.3788 | 16.0651 | 16.3788 | 16.7128 | 17.0482
PRM/PRS (TC 5,E) | 139.8325 |  | 139.8325 | 142.6848 | 145.548
PRM/SUS (TC 8,H) | 0.55256 |  | 0.55256 | 0.56383 | 0.57514
SUM/PRS (TC 4,D) | 0.19701 |  | 0.1963 | 0.19701 | 0.20097
SUM/SUS (TC 3,C) | 0.2749 |  |  | 0.2749 | 0.28042
SUBTOTAL | 863.3932 | 722.2225 | 880.6106 | 898.8445 | 916.8812
IS
PRM/SES (TC 6,F) | 0.0001 | 9.8085e-05 | 0.0001 | 0.00010204 | 0.00010409
PRM/PRS (TC 5,E) | 26.0938 |  | 26.0938 | 26.626 | 27.1603
PRM/SUS (TC 8,H) | 0.0001 |  | 0.0001 | 0.00010204 | 0.00010409
SUM/PRS (TC 4,D) | 0.0001 |  | 9.9638e-05 | 0.0001 | 0.00010201
SUM/SUS (TC 3,C) | 122.7858 |  |  | 122.7858 | 125.2497
SUBTOTAL | 148.8799 | 9.8085e-05 | 26.0941 | 149.4122 | 152.4104
SL/OL
SECONDARY | 49.482 | 49.482 | 50.7078 | 51.7421 | 52.7804
TOTAL
SEM/SES (TC 0,A) | 1943.6749 | 1943.6749 | 1991.824 | 2032.4522 | 2073.2366
SEM/PRS (TC 7,G) | 0.6037 | 0.6037 | 0.61866 | 0.63127 | 0.64394
PRM/SES (TC 6,F) | 16.4015 | 16.0874 | 16.4015 | 16.736 | 17.0719
PRM/PRS (TC 5,E) | 166.063 | 0 | 166.063 | 169.4503 | 172.8506
PRM/SUS (TC 8,H) | 0.55731 | 0 | 0.55731 | 0.56867 | 0.58009
SUM/PRS (TC 4,D) | 0.19711 | 0 | 0.1964 | 0.19711 | 0.20107
SUM/SUS (TC 3,C) | 123.0607 | 0 | 0 | 123.0607 | 125.5302
TOTAL | 2250.5583 | 1960.366 | 2175.6609 | 2343.0963 | 2390.1143
RETAIL LOSSES |  | 48.1491 | 44.374 | 47.018 | 139.5411
WHOLESALE
INTERCHANGE SEPARATED | 0 |  |  | 0 | 0
INTERCHANGE NON-SEPARATED | 232.966 |  |  | 232.966 | 237.7449
PARTIAL REQUIREMENTS | 15 |  |  | 15 | 15.3077
SUBTOTAL | 247.966 |  |  | 247.966 | 253.0526
WHEELING | 587 |  |  | 587 | 599.0413
WHOLESALE/WHEELING LOSSES |  | 0 | 0 | 16.7549 | 16.7549
TOTAL | 3085.5243 | 1960.366 | 2175.6609 | 3178.0623 | 3242.2082
TOTAL LOSSES |  | 48.1491 | 44.374 | 63.7729 | 156.296
NOVEMBER 2012 RETAIL COINCIDENT PEAK EXPANSION - INTERRUPTED LOAD ADDED
(MW)
| AT | SECONDARY | PRIMARY | SUBTRAN | OUTPUT
DESCRIPTION | METER | VOLTAGE | VOLTAGE | VOLTAGE | TO LINE
(Metered Voltage Level)
EXPANSION FACTOR |  |  | 1.0248 | 1.0212 | 1.0205
BACKDOWN FACTOR |  | 0.98104 | 0.99627
RESIDENTIAL
SECONDARY | 1087.9413 | 1087.9413 | 1114.9362 | 1138.5694 | 1161.9253
GS & TS
SEM/SES (TC 0,A) | 122.0185 | 122.0185 | 125.0461 | 127.6967 | 130.3162
SEM/PRS (TC 7,G) | 0.0062769 | 0.0062769 | 0.0064327 | 0.0065691 | 0.0067038
PRM/SES (TC 6,F) | 0.02275 | 0.022319 | 0.02275 | 0.023232 | 0.023709
PRM/PRS (TC 5,E) | 0.13744 |  | 0.13744 | 0.14035 | 0.14323
PRM/SUS (TC 8,H) | 0.0046754 |  | 0.0046754 | 0.0047745 | 0.0048724
SUBTOTAL | 122.1896 | 122.0471 | 125.2174 | 127.8716 | 130.4947
GSD
SEM/SES (TC 0,A) | 770.3416 | 770.3416 | 789.456 | 806.1901 | 822.7277
SEM/PRS (TC 7,G) | 0.652 | 0.652 | 0.66818 | 0.68234 | 0.69634
PRM/SES (TC 6,F) | 17.874 | 17.5351 | 17.874 | 18.2529 | 18.6273
PRM/PRS (TC 5,E) | 152.598 |  | 152.598 | 155.8326 | 159.0293
PRM/SUS (TC 8,H) | 0.603 |  | 0.603 | 0.61578 | 0.62841
SUM/PRS (TC 4,D) | 0.215 |  | 0.2142 | 0.215 | 0.21941
SUM/SUS (TC 3,C) | 0.3 |  |  | 0.3 | 0.30615
SUBTOTAL | 942.5836 | 788.5288 | 961.4134 | 982.0887 | 1002.2346
IS
PRM/SES (TC 6,F) | 0.0001 | 9.8104e-05 | 0.0001 | 0.00010212 | 0.00010421
PRM/PRS (TC 5,E) | 26.0938 |  | 26.0938 | 26.6469 | 27.1935
PRM/SUS (TC 8,H) | 0.0001 |  | 0.0001 | 0.00010212 | 0.00010421
SUM/PRS (TC 4,D) | 0.0001 |  | 9.9627e-05 | 0.0001 | 0.00010205
SUM/SUS (TC 3,C) | 122.7858 |  |  | 122.7858 | 125.3046
SUBTOTAL | 148.8799 | 9.8104e-05 | 26.0941 | 149.433 | 152.4984
SL/OL
SECONDARY | 49.482 | 49.482 | 50.7098 | 51.7847 | 52.847
TOTAL
SEM/SES (TC 0,A) | 2029.7834 | 2029.7834 | 2080.1482 | 2124.2409 | 2167.8162
SEM/PRS (TC 7,G) | 0.65828 | 0.65828 | 0.67461 | 0.68891 | 0.70304
PRM/SES (TC 6,F) | 17.8969 | 17.5575 | 17.8969 | 18.2762 | 18.6511
PRM/PRS (TC 5,E) | 178.8292 | 0 | 178.8292 | 182.6199 | 186.366
PRM/SUS (TC 8,H) | 0.60778 | 0 | 0.60778 | 0.62066 | 0.63339
SUM/PRS (TC 4,D) | 0.2151 | 0 | 0.2143 | 0.2151 | 0.21951
SUM/SUS (TC 3,C) | 123.0858 | 0 | 0 | 123.0858 | 125.6107
TOTAL | 2351.0765 | 2047.9992 | 2278.3709 | 2449.7475 | 2500
RETAIL LOSSES |  | 50.3648 | 48.2899 | 50.2525 | 148.9072
WHOLESALE
INTERCHANGE SEPARATED | 0 |  |  | 0 | 0
INTERCHANGE NON-SEPARATED | 232.966 |  |  | 232.966 | 237.7449
PARTIAL REQUIREMENTS | 15 |  |  | 15 | 15.3077
SUBTOTAL | 247.966 |  |  | 247.966 | 253.0526
WHEELING | 587 |  |  | 587 | 599.0413
WHOLESALE/WHEELING LOSSES |  | 0 | 0 | 17.128 | 17.128
TOTAL | 3186.0425 | 2047.9992 | 2278.3709 | 3284.7135 | 3352.094
TOTAL LOSSES |  | 50.3648 | 48.2899 | 67.3805 | 166.0352

## dec cp
DECEMBER 2012 RETAIL COINCIDENT PEAK EXPANSION - Actual
(MW)
| AT | SECONDARY | PRIMARY | SUBTRAN | OUTPUT
DESCRIPTION | METER | VOLTAGE | VOLTAGE | VOLTAGE | TO LINE
(Metered Voltage Level)
EXPANSION FACTOR |  |  | 1.0244 | 1.0218 | 1.0192
BACKDOWN FACTOR |  | 0.98152 | 0.99572
RESIDENTIAL
SECONDARY | 1173.4794 | 1173.4794 | 1202.1287 | 1228.3278 | 1251.942
GS & TS
SEM/SES (TC 0,A) | 120.5619 | 120.5619 | 123.5053 | 126.197 | 128.6231
SEM/PRS (TC 7,G) | 0.039515 | 0.039515 | 0.040479 | 0.041362 | 0.042157
PRM/SES (TC 6,F) | 0.025244 | 0.024778 | 0.025244 | 0.025794 | 0.02629
PRM/PRS (TC 5,E) | 0.07706 |  | 0.07706 | 0.07874 | 0.080254
PRM/SUS (TC 8,H) | 0.0047697 |  | 0.0047697 | 0.0048736 | 0.0049673
SUBTOTAL | 120.7085 | 120.6262 | 123.6529 | 126.3478 | 128.7768
GSD
SEM/SES (TC 0,A) | 813.8122 | 813.8122 | 833.6806 | 851.8498 | 868.2263
SEM/PRS (TC 7,G) | 0.705 | 0.705 | 0.72221 | 0.73795 | 0.75214
PRM/SES (TC 6,F) | 17.026 | 16.7114 | 17.026 | 17.3971 | 17.7315
PRM/PRS (TC 5,E) | 140.142 |  | 140.142 | 143.1962 | 145.9491
PRM/SUS (TC 8,H) | 0.373 |  | 0.373 | 0.38113 | 0.38846
SUM/PRS (TC 4,D) | 0.21 |  | 0.2091 | 0.21 | 0.21404
SUM/SUS (TC 3,C) | 0 |  |  | 0 | 0
SUBTOTAL | 972.2682 | 831.2286 | 992.1529 | 1013.7721 | 1033.2616
IS
PRM/SES (TC 6,F) | 0.0001 | 9.8152e-05 | 0.0001 | 0.00010218 | 0.00010414
PRM/PRS (TC 5,E) | 35.1328 |  | 35.1328 | 35.8985 | 36.5886
PRM/SUS (TC 8,H) | 0.0001 |  | 0.0001 | 0.00010218 | 0.00010414
SUM/PRS (TC 4,D) | 0.0001 |  | 9.9572e-05 | 0.0001 | 0.00010192
SUM/SUS (TC 3,C) | 99.8333 |  |  | 99.8333 | 101.7526
SUBTOTAL | 134.9664 | 9.8152e-05 | 35.1331 | 135.7321 | 138.3415
SL/OL
SECONDARY | 50.314 | 50.314 | 51.5424 | 52.6657 | 53.6782
TOTAL
SEM/SES (TC 0,A) | 2158.1676 | 2158.1676 | 2210.8569 | 2259.0402 | 2302.4695
SEM/PRS (TC 7,G) | 0.74451 | 0.74451 | 0.76269 | 0.77931 | 0.7943
PRM/SES (TC 6,F) | 17.0513 | 16.7363 | 17.0513 | 17.423 | 17.7579
PRM/PRS (TC 5,E) | 175.3519 | 0 | 175.3519 | 179.1735 | 182.618
PRM/SUS (TC 8,H) | 0.37787 | 0 | 0.37787 | 0.3861 | 0.39353
SUM/PRS (TC 4,D) | 0.2101 | 0 | 0.2092 | 0.2101 | 0.21414
SUM/SUS (TC 3,C) | 99.8333 | 0 | 0 | 99.8333 | 101.7526
TOTAL | 2451.7366 | 2175.6484 | 2404.6099 | 2556.8455 | 2606
RETAIL LOSSES |  | 52.6894 | 52.4013 | 49.1545 | 154.2452
WHOLESALE
INTERCHANGE SEPARATED | 0 |  |  | 0 | 0
INTERCHANGE NON-SEPARATED | 0.336 |  |  | 0.336 | 0.34246
PARTIAL REQUIREMENTS | 15 |  |  | 15 | 15.2884
SUBTOTAL | 15.336 |  |  | 15.336 | 15.6308
WHEELING | 460 |  |  | 460 | 468.8434
WHOLESALE/WHEELING LOSSES |  | 0 | 0 | 9.1382 | 9.1382
TOTAL | 2927.0726 | 2175.6484 | 2404.6099 | 3032.1815 | 3090.4742
TOTAL LOSSES |  | 52.6894 | 52.4013 | 58.2927 | 163.3834
DECEMBER 2012 RETAIL COINCIDENT PEAK EXPANSION - PRIME TIME / STANDBY GENERATOR ADDED
(MW)
| AT | SECONDARY | PRIMARY | SUBTRAN | OUTPUT
DESCRIPTION | METER | VOLTAGE | VOLTAGE | VOLTAGE | TO LINE
(Metered Voltage Level)
EXPANSION FACTOR |  |  | 1.0244 | 1.0218 | 1.0192
BACKDOWN FACTOR |  | 0.98152 | 0.99572
RESIDENTIAL
SECONDARY | 1173.4794 | 1173.4794 | 1202.1287 | 1228.3278 | 1251.942
GS & TS
SEM/SES (TC 0,A) | 120.5619 | 120.5619 | 123.5053 | 126.197 | 128.6231
SEM/PRS (TC 7,G) | 0.039515 | 0.039515 | 0.040479 | 0.041362 | 0.042157
PRM/SES (TC 6,F) | 0.025244 | 0.024778 | 0.025244 | 0.025794 | 0.02629
PRM/PRS (TC 5,E) | 0.07706 |  | 0.07706 | 0.07874 | 0.080254
PRM/SUS (TC 8,H) | 0.0047697 |  | 0.0047697 | 0.0048736 | 0.0049673
SUBTOTAL | 120.7085 | 120.6262 | 123.6529 | 126.3478 | 128.7768
GSD
SEM/SES (TC 0,A) | 813.8122 | 813.8122 | 833.6806 | 851.8498 | 868.2263
SEM/PRS (TC 7,G) | 0.705 | 0.705 | 0.72221 | 0.73795 | 0.75214
PRM/SES (TC 6,F) | 17.026 | 16.7114 | 17.026 | 17.3971 | 17.7315
PRM/PRS (TC 5,E) | 140.142 |  | 140.142 | 143.1962 | 145.9491
PRM/SUS (TC 8,H) | 0.373 |  | 0.373 | 0.38113 | 0.38846
SUM/PRS (TC 4,D) | 0.21 |  | 0.2091 | 0.21 | 0.21404
SUM/SUS (TC 3,C) | 0 |  |  | 0 | 0
SUBTOTAL | 972.2682 | 831.2286 | 992.1529 | 1013.7721 | 1033.2616
IS
PRM/SES (TC 6,F) | 0.0001 | 9.8152e-05 | 0.0001 | 0.00010218 | 0.00010414
PRM/PRS (TC 5,E) | 35.1328 |  | 35.1328 | 35.8985 | 36.5886
PRM/SUS (TC 8,H) | 0.0001 |  | 0.0001 | 0.00010218 | 0.00010414
SUM/PRS (TC 4,D) | 0.0001 |  | 9.9572e-05 | 0.0001 | 0.00010192
SUM/SUS (TC 3,C) | 99.8333 |  |  | 99.8333 | 101.7526
SUBTOTAL | 134.9664 | 9.8152e-05 | 35.1331 | 135.7321 | 138.3415
SL/OL
SECONDARY | 50.314 | 50.314 | 51.5424 | 52.6657 | 53.6782
TOTAL
SEM/SES (TC 0,A) | 2158.1676 | 2158.1676 | 2210.8569 | 2259.0402 | 2302.4695
SEM/PRS (TC 7,G) | 0.74451 | 0.74451 | 0.76269 | 0.77931 | 0.7943
PRM/SES (TC 6,F) | 17.0513 | 16.7363 | 17.0513 | 17.423 | 17.7579
PRM/PRS (TC 5,E) | 175.3519 | 0 | 175.3519 | 179.1735 | 182.618
PRM/SUS (TC 8,H) | 0.37787 | 0 | 0.37787 | 0.3861 | 0.39353
SUM/PRS (TC 4,D) | 0.2101 | 0 | 0.2092 | 0.2101 | 0.21414
SUM/SUS (TC 3,C) | 99.8333 | 0 | 0 | 99.8333 | 101.7526
TOTAL | 2451.7366 | 2175.6484 | 2404.6099 | 2556.8455 | 2606
RETAIL LOSSES |  | 52.6894 | 52.4013 | 49.1545 | 154.2452
WHOLESALE
INTERCHANGE SEPARATED | 0 |  |  | 0 | 0
INTERCHANGE NON-SEPARATED | 0.336 |  |  | 0.336 | 0.34246
PARTIAL REQUIREMENTS | 15 |  |  | 15 | 15.2884
SUBTOTAL | 15.336 |  |  | 15.336 | 15.6308
WHEELING | 460 |  |  | 460 | 468.8434
WHOLESALE/WHEELING LOSSES |  | 0 | 0 | 9.1382 | 9.1382
TOTAL | 2927.0726 | 2175.6484 | 2404.6099 | 3032.1815 | 3090.4742
TOTAL LOSSES |  | 52.6894 | 52.4013 | 58.2927 | 163.3834
DECEMBER 2012 RETAIL COINCIDENT PEAK EXPANSION - PRIME TIME / STANDBY GENERATOR SUBTRACTED
(MW)
| AT | SECONDARY | PRIMARY | SUBTRAN | OUTPUT
DESCRIPTION | METER | VOLTAGE | VOLTAGE | VOLTAGE | TO LINE
(Metered Voltage Level)
EXPANSION FACTOR |  |  | 1.0243 | 1.021 | 1.0188
BACKDOWN FACTOR |  | 0.98138 | 0.99583
RESIDENTIAL
SECONDARY | 1153.0424 | 1153.0424 | 1181.0974 | 1205.8833 | 1228.5356
GS & TS
SEM/SES (TC 0,A) | 119.8941 | 119.8941 | 122.8113 | 125.3886 | 127.744
SEM/PRS (TC 7,G) | 0.039296 | 0.039296 | 0.040252 | 0.041097 | 0.041869
PRM/SES (TC 6,F) | 0.025104 | 0.024637 | 0.025104 | 0.025631 | 0.026112
PRM/PRS (TC 5,E) | 0.076634 |  | 0.076634 | 0.078242 | 0.079712
PRM/SUS (TC 8,H) | 0.0047433 |  | 0.0047433 | 0.0048428 | 0.0049338
SUBTOTAL | 120.0399 | 119.9581 | 122.958 | 125.5384 | 127.8966
GSD
SEM/SES (TC 0,A) | 747.0474 | 747.0474 | 765.2241 | 781.2826 | 795.9589
SEM/PRS (TC 7,G) | 0.64972 | 0.64972 | 0.66552 | 0.67949 | 0.69225
PRM/SES (TC 6,F) | 15.6909 | 15.3987 | 15.6909 | 16.0201 | 16.3211
PRM/PRS (TC 5,E) | 129.1524 |  | 129.1524 | 131.8628 | 134.3398
PRM/SUS (TC 8,H) | 0.34375 |  | 0.34375 | 0.35096 | 0.35756
SUM/PRS (TC 4,D) | 0.19353 |  | 0.19273 | 0.19353 | 0.19717
SUM/SUS (TC 3,C) | 0 |  |  | 0 | 0
SUBTOTAL | 893.0778 | 763.0958 | 911.2694 | 930.3896 | 947.8668
IS
PRM/SES (TC 6,F) | 0.0001 | 9.8138e-05 | 0.0001 | 0.0001021 | 0.00010402
PRM/PRS (TC 5,E) | 35.1328 |  | 35.1328 | 35.8701 | 36.5439
PRM/SUS (TC 8,H) | 0.0001 |  | 0.0001 | 0.0001021 | 0.00010402
SUM/PRS (TC 4,D) | 0.0001 |  | 9.9583e-05 | 0.0001 | 0.00010188
SUM/SUS (TC 3,C) | 99.8333 |  |  | 99.8333 | 101.7087
SUBTOTAL | 134.9664 | 9.8138e-05 | 35.1331 | 135.7037 | 138.2529
SL/OL
SECONDARY | 50.314 | 50.314 | 51.5382 | 52.6198 | 53.6082
TOTAL
SEM/SES (TC 0,A) | 2070.298 | 2070.298 | 2120.671 | 2165.1743 | 2205.8467
SEM/PRS (TC 7,G) | 0.68901 | 0.68901 | 0.70578 | 0.72059 | 0.73412
PRM/SES (TC 6,F) | 15.7161 | 15.4234 | 15.7161 | 16.0459 | 16.3473
PRM/PRS (TC 5,E) | 164.3619 | 0 | 164.3619 | 167.8111 | 170.9634
PRM/SUS (TC 8,H) | 0.34859 | 0 | 0.34859 | 0.35591 | 0.36259
SUM/PRS (TC 4,D) | 0.19363 | 0 | 0.19282 | 0.19363 | 0.19727
SUM/SUS (TC 3,C) | 99.8333 | 0 | 0 | 99.8333 | 101.7087
TOTAL | 2351.4405 | 2086.4104 | 2301.9962 | 2450.1347 | 2496.1601
RETAIL LOSSES |  | 50.373 | 48.3044 | 46.0254 | 144.7028
WHOLESALE
INTERCHANGE SEPARATED | 0 |  |  | 0 | 0
INTERCHANGE NON-SEPARATED | 0.336 |  |  | 0.336 | 0.34246
PARTIAL REQUIREMENTS | 15 |  |  | 15 | 15.2884
SUBTOTAL | 15.336 |  |  | 15.336 | 15.6308
WHEELING | 460 |  |  | 460 | 468.8434
WHOLESALE/WHEELING LOSSES |  | 0 | 0 | 8.9291 | 8.9291
TOTAL | 2826.7765 | 2086.4104 | 2301.9962 | 2925.4707 | 2980.6343
TOTAL LOSSES |  | 50.373 | 48.3044 | 54.9545 | 153.6319
DECEMBER 2012 RETAIL COINCIDENT PEAK EXPANSION - INTERRUPTED LOAD ADDED
(MW)
| AT | SECONDARY | PRIMARY | SUBTRAN | OUTPUT
DESCRIPTION | METER | VOLTAGE | VOLTAGE | VOLTAGE | TO LINE
(Metered Voltage Level)
EXPANSION FACTOR |  |  | 1.0244 | 1.0218 | 1.0192
BACKDOWN FACTOR |  | 0.98152 | 0.99572
RESIDENTIAL
SECONDARY | 1173.4794 | 1173.4794 | 1202.1287 | 1228.3278 | 1251.942
GS & TS
SEM/SES (TC 0,A) | 120.5619 | 120.5619 | 123.5053 | 126.197 | 128.6231
SEM/PRS (TC 7,G) | 0.039515 | 0.039515 | 0.040479 | 0.041362 | 0.042157
PRM/SES (TC 6,F) | 0.025244 | 0.024778 | 0.025244 | 0.025794 | 0.02629
PRM/PRS (TC 5,E) | 0.07706 |  | 0.07706 | 0.07874 | 0.080254
PRM/SUS (TC 8,H) | 0.0047697 |  | 0.0047697 | 0.0048736 | 0.0049673
SUBTOTAL | 120.7085 | 120.6262 | 123.6529 | 126.3478 | 128.7768
GSD
SEM/SES (TC 0,A) | 813.8122 | 813.8122 | 833.6806 | 851.8498 | 868.2263
SEM/PRS (TC 7,G) | 0.705 | 0.705 | 0.72221 | 0.73795 | 0.75214
PRM/SES (TC 6,F) | 17.026 | 16.7114 | 17.026 | 17.3971 | 17.7315
PRM/PRS (TC 5,E) | 140.142 |  | 140.142 | 143.1962 | 145.9491
PRM/SUS (TC 8,H) | 0.373 |  | 0.373 | 0.38113 | 0.38846
SUM/PRS (TC 4,D) | 0.21 |  | 0.2091 | 0.21 | 0.21404
SUM/SUS (TC 3,C) | 0 |  |  | 0 | 0
SUBTOTAL | 972.2682 | 831.2286 | 992.1529 | 1013.7721 | 1033.2616
IS
PRM/SES (TC 6,F) | 0.0001 | 9.8152e-05 | 0.0001 | 0.00010218 | 0.00010414
PRM/PRS (TC 5,E) | 35.1328 |  | 35.1328 | 35.8985 | 36.5886
PRM/SUS (TC 8,H) | 0.0001 |  | 0.0001 | 0.00010218 | 0.00010414
SUM/PRS (TC 4,D) | 0.0001 |  | 9.9572e-05 | 0.0001 | 0.00010192
SUM/SUS (TC 3,C) | 99.8333 |  |  | 99.8333 | 101.7526
SUBTOTAL | 134.9664 | 9.8152e-05 | 35.1331 | 135.7321 | 138.3415
SL/OL
SECONDARY | 50.314 | 50.314 | 51.5424 | 52.6657 | 53.6782
TOTAL
SEM/SES (TC 0,A) | 2158.1676 | 2158.1676 | 2210.8569 | 2259.0402 | 2302.4695
SEM/PRS (TC 7,G) | 0.74451 | 0.74451 | 0.76269 | 0.77931 | 0.7943
PRM/SES (TC 6,F) | 17.0513 | 16.7363 | 17.0513 | 17.423 | 17.7579
PRM/PRS (TC 5,E) | 175.3519 | 0 | 175.3519 | 179.1735 | 182.618
PRM/SUS (TC 8,H) | 0.37787 | 0 | 0.37787 | 0.3861 | 0.39353
SUM/PRS (TC 4,D) | 0.2101 | 0 | 0.2092 | 0.2101 | 0.21414
SUM/SUS (TC 3,C) | 99.8333 | 0 | 0 | 99.8333 | 101.7526
TOTAL | 2451.7366 | 2175.6484 | 2404.6099 | 2556.8455 | 2606
RETAIL LOSSES |  | 52.6894 | 52.4013 | 49.1545 | 154.2452
WHOLESALE
INTERCHANGE SEPARATED | 0 |  |  | 0 | 0
INTERCHANGE NON-SEPARATED | 0.336 |  |  | 0.336 | 0.34246
PARTIAL REQUIREMENTS | 15 |  |  | 15 | 15.2884
SUBTOTAL | 15.336 |  |  | 15.336 | 15.6308
WHEELING | 460 |  |  | 460 | 468.8434
WHOLESALE/WHEELING LOSSES |  | 0 | 0 | 9.1382 | 9.1382
TOTAL | 2927.0726 | 2175.6484 | 2404.6099 | 3032.1815 | 3090.4742
TOTAL LOSSES |  | 52.6894 | 52.4013 | 58.2927 | 163.3834

## annual cp avg
12 CP 2012 RETAIL COINCIDENT PEAK EXPANSION - Actual
(MW)
| AT | SECONDARY | PRIMARY | SUBTRAN | OUTPUT
DESCRIPTION | METER | VOLTAGE | VOLTAGE | VOLTAGE | TO LINE
(Metered Voltage Level)
EXPANSION FACTOR |  |  | 1.0254 | 1.0274 | 1.024
BACKDOWN FACTOR |  | 0.98194 | 0.99537
RESIDENTIAL
SECONDARY | 1695.9889 | 1695.9889 | 1739.1269 | 1787.7304 | 1831.2775
GS & TS
SEM/SES (TC 0,A) | 172.7093 | 172.7093 | 177.1138 | 182.0793 | 186.5154
SEM/PRS (TC 7,G) | 0.003816 | 0.003816 | 0.0039093 | 0.0039942 | 0.0040717
PRM/SES (TC 6,F) | 0.040675 | 0.039941 | 0.040675 | 0.04182 | 0.042846
PRM/PRS (TC 5,E) | 0.048818 |  | 0.048818 | 0.050094 | 0.051253
PRM/SUS (TC 8,H) | 0.0035751 |  | 0.0035751 | 0.0036685 | 0.0037552
SUBTOTAL | 172.8062 | 172.7531 | 177.2108 | 182.1789 | 186.6174
GSD
SEM/SES (TC 0,A) | 940.4464 | 940.4464 | 964.3564 | 991.0805 | 1015.0564
SEM/PRS (TC 7,G) | 0.66592 | 0.66592 | 0.68282 | 0.70152 | 0.71835
PRM/SES (TC 6,F) | 17.6938 | 17.374 | 17.6938 | 18.1803 | 18.6182
PRM/PRS (TC 5,E) | 151.1362 |  | 151.1362 | 155.3065 | 159.0506
PRM/SUS (TC 8,H) | 0.44058 |  | 0.44058 | 0.45245 | 0.46324
SUM/PRS (TC 4,D) | 0.18067 |  | 0.17983 | 0.18067 | 0.185
SUM/SUS (TC 3,C) | 0.16592 |  |  | 0.16592 | 0.16998
SUBTOTAL | 1110.7294 | 958.4864 | 1134.4896 | 1166.0678 | 1194.2618
IS
PRM/SES (TC 6,F) | 0.35291 | 0.34666 | 0.35291 | 0.36217 | 0.37086
PRM/PRS (TC 5,E) | 32.0163 |  | 32.0163 | 32.8952 | 33.6863
PRM/SUS (TC 8,H) | 0.0001 |  | 0.0001 | 0.00010274 | 0.00010521
SUM/PRS (TC 4,D) | 0.0001 |  | 9.9537e-05 | 0.0001 | 0.0001024
SUM/SUS (TC 3,C) | 100.755 |  |  | 100.755 | 103.17
SUBTOTAL | 133.1244 | 0.34666 | 32.3694 | 134.0125 | 137.2274
SL/OL
SECONDARY | 8.6945 | 8.6945 | 8.9084 | 9.1009 | 9.2826
TOTAL
SEM/SES (TC 0,A) | 2817.8391 | 2817.8391 | 2889.5055 | 2969.9911 | 3042.132
SEM/PRS (TC 7,G) | 0.66973 | 0.66973 | 0.68673 | 0.70552 | 0.72242
PRM/SES (TC 6,F) | 18.0873 | 17.7606 | 18.0873 | 18.5843 | 19.0319
PRM/PRS (TC 5,E) | 183.2013 |  | 183.2013 | 188.2517 | 192.7882
PRM/SUS (TC 8,H) | 0.44426 |  | 0.44426 | 0.45622 | 0.4671
SUM/PRS (TC 4,D) | 0.18077 |  | 0.17993 | 0.18077 | 0.1851
SUM/SUS (TC 3,C) | 100.9209 |  |  | 100.9209 | 103.34
TOTAL | 3121.3435 | 2836.2695 | 3092.105 | 3279.0905 | 3358.6667
RETAIL LOSSES |  | 71.6663 | 86.0638 | 79.5761 | 237.3062
WHOLESALE
INTERCHANGE SEPARATED | 0 |  |  | 0 | 0
INTERCHANGE NON-SEPARATED | 169.2739 |  |  | 169.2739 | 173.3623
PARTIAL REQUIREMENTS | 35.5833 |  |  | 35.5833 | 36.4598
SUBTOTAL | 204.8572 |  |  | 204.8572 | 209.8221
WHEELING | 648.25 |  |  | 648.25 | 663.9673
WHOLESALE/WHEELING LOSSES |  | 0 | 0 | 20.6821 | 20.6821
TOTAL | 3974.4507 | 2836.2695 | 3092.105 | 4132.1978 | 4232.456
TOTAL LOSSES |  | 71.6663 | 86.0638 | 100.2582 | 257.9883
12 CP 2012 RETAIL COINCIDENT PEAK EXPANSION - PRIME TIME / STANDBY GENERATOR ADDED
(MW)
| AT | SECONDARY | PRIMARY | SUBTRAN | OUTPUT
DESCRIPTION | METER | VOLTAGE | VOLTAGE | VOLTAGE | TO LINE
(Metered Voltage Level)
EXPANSION FACTOR |  |  | 1.0254 | 1.0274 | 1.024
BACKDOWN FACTOR |  | 0.98194 | 0.99537
RESIDENTIAL
SECONDARY | 1695.9889 | 1695.9889 | 1739.1269 | 1787.7304 | 1831.2775
GS & TS
SEM/SES (TC 0,A) | 172.7093 | 172.7093 | 177.1138 | 182.0793 | 186.5154
SEM/PRS (TC 7,G) | 0.003816 | 0.003816 | 0.0039093 | 0.0039942 | 0.0040717
PRM/SES (TC 6,F) | 0.040675 | 0.039941 | 0.040675 | 0.04182 | 0.042846
PRM/PRS (TC 5,E) | 0.048818 |  | 0.048818 | 0.050094 | 0.051253
PRM/SUS (TC 8,H) | 0.0035751 |  | 0.0035751 | 0.0036685 | 0.0037552
SUBTOTAL | 172.8062 | 172.7531 | 177.2108 | 182.1789 | 186.6174
GSD
SEM/SES (TC 0,A) | 940.4464 | 940.4464 | 964.3564 | 991.0805 | 1015.0564
SEM/PRS (TC 7,G) | 0.66592 | 0.66592 | 0.68282 | 0.70152 | 0.71835
PRM/SES (TC 6,F) | 17.6938 | 17.374 | 17.6938 | 18.1803 | 18.6182
PRM/PRS (TC 5,E) | 151.1362 |  | 151.1362 | 155.3065 | 159.0506
PRM/SUS (TC 8,H) | 0.44058 |  | 0.44058 | 0.45245 | 0.46324
SUM/PRS (TC 4,D) | 0.18067 |  | 0.17983 | 0.18067 | 0.185
SUM/SUS (TC 3,C) | 0.16592 |  |  | 0.16592 | 0.16998
SUBTOTAL | 1110.7294 | 958.4864 | 1134.4896 | 1166.0678 | 1194.2618
IS
PRM/SES (TC 6,F) | 0.35291 | 0.34666 | 0.35291 | 0.36217 | 0.37086
PRM/PRS (TC 5,E) | 32.0163 |  | 32.0163 | 32.8952 | 33.6863
PRM/SUS (TC 8,H) | 0.0001 |  | 0.0001 | 0.00010274 | 0.00010521
SUM/PRS (TC 4,D) | 0.0001 |  | 9.9537e-05 | 0.0001 | 0.0001024
SUM/SUS (TC 3,C) | 100.755 |  |  | 100.755 | 103.17
SUBTOTAL | 133.1244 | 0.34666 | 32.3694 | 134.0125 | 137.2274
SL/OL
SECONDARY | 8.6945 | 8.6945 | 8.9084 | 9.1009 | 9.2826
TOTAL
SEM/SES (TC 0,A) | 2817.8391 | 2817.8391 | 2889.5055 | 2969.9911 | 3042.132
SEM/PRS (TC 7,G) | 0.66973 | 0.66973 | 0.68673 | 0.70552 | 0.72242
PRM/SES (TC 6,F) | 18.0873 | 17.7606 | 18.0873 | 18.5843 | 19.0319
PRM/PRS (TC 5,E) | 183.2013 |  | 183.2013 | 188.2517 | 192.7882
PRM/SUS (TC 8,H) | 0.44426 |  | 0.44426 | 0.45622 | 0.4671
SUM/PRS (TC 4,D) | 0.18077 |  | 0.17993 | 0.18077 | 0.1851
SUM/SUS (TC 3,C) | 100.9209 |  |  | 100.9209 | 103.34
TOTAL | 3121.3435 | 2836.2695 | 3092.105 | 3279.0905 | 3358.6667
RETAIL LOSSES |  | 71.6663 | 86.0638 | 79.5761 | 237.3062
WHOLESALE
INTERCHANGE SEPARATED | 0 |  |  | 0 | 0
INTERCHANGE NON-SEPARATED | 169.2739 |  |  | 169.2739 | 173.3623
PARTIAL REQUIREMENTS | 35.5833 |  |  | 35.5833 | 36.4598
SUBTOTAL | 204.8572 |  |  | 204.8572 | 209.8221
WHEELING | 648.25 |  |  | 648.25 | 663.9673
WHOLESALE/WHEELING LOSSES |  | 0 | 0 | 20.6821 | 20.6821
TOTAL | 3974.4507 | 2836.2695 | 3092.105 | 4132.1978 | 4232.456
TOTAL LOSSES |  | 71.6663 | 86.0638 | 100.2582 | 257.9883
12 CP 2012 RETAIL COINCIDENT PEAK EXPANSION - PRIME TIME / STANDBY GENERATOR SUBTRACTED
(MW)
| AT | SECONDARY | PRIMARY | SUBTRAN | OUTPUT
DESCRIPTION | METER | VOLTAGE | VOLTAGE | VOLTAGE | TO LINE
(Metered Voltage Level)
EXPANSION FACTOR |  |  | 1.025 | 1.0264 | 1.0235
BACKDOWN FACTOR |  | 0.98197 | 0.99553
RESIDENTIAL
SECONDARY | 1654.2603 | 1654.2603 | 1695.7777 | 1741.3851 | 1782.839
GS & TS
SEM/SES (TC 0,A) | 172.0247 | 172.0247 | 176.3539 | 181.1172 | 185.4326
SEM/PRS (TC 7,G) | 0.0037949 | 0.0037949 | 0.0038874 | 0.0039687 | 0.0040439
PRM/SES (TC 6,F) | 0.040513 | 0.039785 | 0.040513 | 0.041611 | 0.04261
PRM/PRS (TC 5,E) | 0.048602 |  | 0.048602 | 0.049826 | 0.050953
PRM/SUS (TC 8,H) | 0.0035591 |  | 0.0035591 | 0.0036486 | 0.0037328
SUBTOTAL | 172.1211 | 172.0682 | 176.4505 | 181.2162 | 185.5339
GSD
SEM/SES (TC 0,A) | 873.412 | 873.412 | 895.338 | 919.2535 | 941.0095
SEM/PRS (TC 7,G) | 0.61905 | 0.61905 | 0.63457 | 0.65133 | 0.66662
PRM/SES (TC 6,F) | 16.4455 | 16.1489 | 16.4455 | 16.8813 | 17.2791
PRM/PRS (TC 5,E) | 140.5213 |  | 140.5213 | 144.2591 | 147.6616
PRM/SUS (TC 8,H) | 0.40889 |  | 0.40889 | 0.4195 | 0.42928
SUM/PRS (TC 4,D) | 0.16794 |  | 0.16719 | 0.16794 | 0.17188
SUM/SUS (TC 3,C) | 0.15497 |  |  | 0.15497 | 0.15869
SUBTOTAL | 1031.7297 | 890.18 | 1053.5155 | 1081.7876 | 1107.3767
IS
PRM/SES (TC 6,F) | 0.35291 | 0.34666 | 0.35291 | 0.36179 | 0.37026
PRM/PRS (TC 5,E) | 32.0163 |  | 32.0163 | 32.8625 | 33.6353
PRM/SUS (TC 8,H) | 0.0001 |  | 0.0001 | 0.00010264 | 0.00010505
SUM/PRS (TC 4,D) | 0.0001 |  | 9.9553e-05 | 0.0001 | 0.00010235
SUM/SUS (TC 3,C) | 100.755 |  |  | 100.755 | 103.1164
SUBTOTAL | 133.1244 | 0.34666 | 32.3694 | 133.9795 | 137.1221
SL/OL
SECONDARY | 8.6945 | 8.6945 | 8.9078 | 9.0931 | 9.2707
TOTAL
SEM/SES (TC 0,A) | 2708.3914 | 2708.3914 | 2776.3775 | 2850.8489 | 2918.5517
SEM/PRS (TC 7,G) | 0.62284 | 0.62284 | 0.63846 | 0.6553 | 0.67066
PRM/SES (TC 6,F) | 16.839 | 16.5354 | 16.839 | 17.2847 | 17.692
PRM/PRS (TC 5,E) | 172.5862 |  | 172.5862 | 177.1714 | 181.3478
PRM/SUS (TC 8,H) | 0.41255 |  | 0.41255 | 0.42325 | 0.43312
SUM/PRS (TC 4,D) | 0.16804 |  | 0.16729 | 0.16804 | 0.17198
SUM/SUS (TC 3,C) | 100.91 |  |  | 100.91 | 103.2751
TOTAL | 2999.93 | 2725.5497 | 2967.0209 | 3147.4616 | 3222.1424
RETAIL LOSSES |  | 67.986 | 79.53 | 74.6808 | 222.1968
WHOLESALE
INTERCHANGE SEPARATED | 0 |  |  | 0 | 0
INTERCHANGE NON-SEPARATED | 169.2739 |  |  | 169.2739 | 173.3623
PARTIAL REQUIREMENTS | 35.5833 |  |  | 35.5833 | 36.4598
SUBTOTAL | 204.8572 |  |  | 204.8572 | 209.8221
WHEELING | 648.25 |  |  | 648.25 | 663.9673
WHOLESALE/WHEELING LOSSES |  | 0 | 0 | 20.2191 | 20.2191
TOTAL | 3853.0372 | 2725.5497 | 2967.0209 | 4000.5688 | 4095.9317
TOTAL LOSSES |  | 67.986 | 79.53 | 94.8999 | 242.4159
12 CP 2012 RETAIL COINCIDENT PEAK EXPANSION - INTERRUPTED LOAD ADDED
(MW)
| AT | SECONDARY | PRIMARY | SUBTRAN | OUTPUT
DESCRIPTION | METER | VOLTAGE | VOLTAGE | VOLTAGE | TO LINE
(Metered Voltage Level)
EXPANSION FACTOR |  |  | 1.0254 | 1.0274 | 1.024
BACKDOWN FACTOR |  | 0.98194 | 0.99537
RESIDENTIAL
SECONDARY | 1695.9889 | 1695.9889 | 1739.1269 | 1787.7304 | 1831.2775
GS & TS
SEM/SES (TC 0,A) | 172.7093 | 172.7093 | 177.1138 | 182.0793 | 186.5154
SEM/PRS (TC 7,G) | 0.003816 | 0.003816 | 0.0039093 | 0.0039942 | 0.0040717
PRM/SES (TC 6,F) | 0.040675 | 0.039941 | 0.040675 | 0.04182 | 0.042846
PRM/PRS (TC 5,E) | 0.048818 |  | 0.048818 | 0.050094 | 0.051253
PRM/SUS (TC 8,H) | 0.0035751 |  | 0.0035751 | 0.0036685 | 0.0037552
SUBTOTAL | 172.8062 | 172.7531 | 177.2108 | 182.1789 | 186.6174
GSD
SEM/SES (TC 0,A) | 940.4464 | 940.4464 | 964.3564 | 991.0805 | 1015.0564
SEM/PRS (TC 7,G) | 0.66592 | 0.66592 | 0.68282 | 0.70152 | 0.71835
PRM/SES (TC 6,F) | 17.6938 | 17.374 | 17.6938 | 18.1803 | 18.6182
PRM/PRS (TC 5,E) | 151.1362 |  | 151.1362 | 155.3065 | 159.0506
PRM/SUS (TC 8,H) | 0.44058 |  | 0.44058 | 0.45245 | 0.46324
SUM/PRS (TC 4,D) | 0.18067 |  | 0.17983 | 0.18067 | 0.185
SUM/SUS (TC 3,C) | 0.16592 |  |  | 0.16592 | 0.16998
SUBTOTAL | 1110.7294 | 958.4864 | 1134.4896 | 1166.0678 | 1194.2618
IS
PRM/SES (TC 6,F) | 0.35291 | 0.34666 | 0.35291 | 0.36217 | 0.37086
PRM/PRS (TC 5,E) | 32.0163 |  | 32.0163 | 32.8952 | 33.6863
PRM/SUS (TC 8,H) | 0.0001 |  | 0.0001 | 0.00010274 | 0.00010521
SUM/PRS (TC 4,D) | 0.0001 |  | 9.9537e-05 | 0.0001 | 0.0001024
SUM/SUS (TC 3,C) | 100.755 |  |  | 100.755 | 103.17
SUBTOTAL | 133.1244 | 0.34666 | 32.3694 | 134.0125 | 137.2274
SL/OL
SECONDARY | 8.6945 | 8.6945 | 8.9084 | 9.1009 | 9.2826
TOTAL
SEM/SES (TC 0,A) | 2817.8391 | 2817.8391 | 2889.5055 | 2969.9911 | 3042.132
SEM/PRS (TC 7,G) | 0.66973 | 0.66973 | 0.68673 | 0.70552 | 0.72242
PRM/SES (TC 6,F) | 18.0873 | 17.7606 | 18.0873 | 18.5843 | 19.0319
PRM/PRS (TC 5,E) | 183.2013 |  | 183.2013 | 188.2517 | 192.7882
PRM/SUS (TC 8,H) | 0.44426 |  | 0.44426 | 0.45622 | 0.4671
SUM/PRS (TC 4,D) | 0.18077 |  | 0.17993 | 0.18077 | 0.1851
SUM/SUS (TC 3,C) | 100.9209 |  |  | 100.9209 | 103.34
TOTAL | 3121.3435 | 2836.2695 | 3092.105 | 3279.0905 | 3358.6667
RETAIL LOSSES |  | 71.6663 | 86.0638 | 79.5761 | 237.3062
WHOLESALE
INTERCHANGE SEPARATED | 0 |  |  | 0 | 0
INTERCHANGE NON-SEPARATED | 169.2739 |  |  | 169.2739 | 173.3623
PARTIAL REQUIREMENTS | 35.5833 |  |  | 35.5833 | 36.4598
SUBTOTAL | 204.8572 |  |  | 204.8572 | 209.8221
WHEELING | 648.25 |  |  | 648.25 | 663.9673
WHOLESALE/WHEELING LOSSES |  | 0 | 0 | 20.6821 | 20.6821
TOTAL | 3974.4507 | 2836.2695 | 3092.105 | 4132.1978 | 4232.456
TOTAL LOSSES |  | 71.6663 | 86.0638 | 100.2582 | 257.9883

## rs ncp
RESIDENTIAL SERVICE 2012 NON-COINCIDENT PEAK - ACTUAL
(MW)
| AT | SECONDARY | PRIMARY | SUBTRAN | OUTPUT
DESCRIPTION | METER | VOLTAGE | VOLTAGE | VOLTAGE | TO LINE
(Metered Voltage Level)
EXPANSION FACTOR |  |  | 1.0259 | 1.0295 | 1.0242
BACKDOWN FACTOR |  | 0.98196 | 0.99486
RESIDENTIAL
SECONDARY | 2143.1326 | 2143.1326 | 2198.5503 | 2263.4391 | 2318.2437
GS & TS
SEM/SES (TC 0,A) | 127.9969 | 127.9969 | 131.3067 | 135.1821 | 138.4553
SEM/PRS (TC 7,G) | 0 | 0 | 0 | 0 | 0
PRM/SES (TC 6,F) | 0.02934 | 0.028811 | 0.02934 | 0.030206 | 0.030937
PRM/PRS (TC 5,E) | 0.02918 |  | 0.02918 | 0.030042 | 0.030769
PRM/SUS (TC 8,H) | 0 |  | 0 | 0 | 0
SUBTOTAL | 128.0554 | 128.0257 | 131.3652 | 135.2424 | 138.517
GSD
SEM/SES (TC 0,A) | 763.6401 | 763.6401 | 783.3865 | 806.5077 | 826.0356
SEM/PRS (TC 7,G) | 0.54036 | 0.54036 | 0.55434 | 0.5707 | 0.58452
PRM/SES (TC 6,F) | 18.0417 | 17.7162 | 18.0417 | 18.5741 | 19.0239
PRM/PRS (TC 5,E) | 167.737 |  | 167.737 | 172.6877 | 176.8689
PRM/SUS (TC 8,H) | 0.38657 |  | 0.38657 | 0.39798 | 0.40761
SUM/PRS (TC 4,D) | 0.20842 |  | 0.20735 | 0.20842 | 0.21347
SUM/SUS (TC 3,C) | 0.0196 |  |  | 0.0196 | 0.020075
SUBTOTAL | 950.5737 | 781.8967 | 970.3134 | 998.9662 | 1023.1541
IS
PRM/SES (TC 6,F) | 0.0001 | 9.8196e-05 | 0.0001 | 0.00010295 | 0.00010544
PRM/PRS (TC 5,E) | 25.1325 |  | 25.1325 | 25.8743 | 26.5008
PRM/SUS (TC 8,H) | 0.0001 |  | 0.0001 | 0.00010295 | 0.00010544
SUM/PRS (TC 4,D) | 0.0001 |  | 9.9486e-05 | 0.0001 | 0.00010242
SUM/SUS (TC 3,C) | 113.828 |  |  | 113.828 | 116.5841
SUBTOTAL | 138.9608 | 9.8196e-05 | 25.1328 | 139.7026 | 143.0852
SL/OL
SECONDARY | 0 | 0 | 0 | 0 | 0
TOTAL
SEM/SES (TC 0,A) | 3034.7696 | 3034.7696 | 3113.2435 | 3205.1289 | 3282.7346
SEM/PRS (TC 7,G) | 0.54036 | 0.54036 | 0.55434 | 0.5707 | 0.58452
PRM/SES (TC 6,F) | 18.0711 | 17.7451 | 18.0711 | 18.6044 | 19.0549
PRM/PRS (TC 5,E) | 192.8987 | 0 | 192.8987 | 198.592 | 203.4005
PRM/SUS (TC 8,H) | 0.38667 | 0 | 0.38667 | 0.39808 | 0.40772
SUM/PRS (TC 4,D) | 0.20852 | 0 | 0.20745 | 0.20852 | 0.21357
SUM/SUS (TC 3,C) | 113.8476 | 0 | 0 | 113.8476 | 116.6042
TOTAL | 3360.7226 | 3053.0551 | 3325.3617 | 3537.3503 | 3623
RETAIL LOSSES |  | 78.4738 | 98.1399 | 85.6497 | 262.2635
WHOLESALE
INTERCHANGE SEPARATED | 0 |  |  | 0 | 0
INTERCHANGE NON-SEPARATED | 0.651 |  |  | 0.651 | 0.66676
PARTIAL REQUIREMENTS | 15 |  |  | 15 | 15.3632
SUBTOTAL | 15.651 |  |  | 15.651 | 16.03
WHEELING | 662 |  |  | 662 | 678.029
WHOLESALE/WHEELING LOSSES |  | 0 | 0 | 16.4079 | 16.4079
TOTAL | 4038.3736 | 3053.0551 | 3325.3617 | 4215.0013 | 4317.0589
TOTAL LOSSES |  | 78.4738 | 98.1399 | 102.0577 | 278.6714
RESIDENTIAL SERVICE 2012 RETAIL COINCIDENT PEAK EXPANSION - PRIME TIME / STANDBY GENERATOR ADDED
(MW)
| AT | SECONDARY | PRIMARY | SUBTRAN | OUTPUT
DESCRIPTION | METER | VOLTAGE | VOLTAGE | VOLTAGE | TO LINE
(Metered Voltage Level)
EXPANSION FACTOR |  |  | 1.0259 | 1.0295 | 1.0242
BACKDOWN FACTOR |  | 0.98196 | 0.99486
RESIDENTIAL
SECONDARY | 2143.1326 | 2143.1326 | 2198.5503 | 2263.4391 | 2318.2437
GS & TS
SEM/SES (TC 0,A) | 127.9969 | 127.9969 | 131.3067 | 135.1821 | 138.4553
SEM/PRS (TC 7,G) | 0 | 0 | 0 | 0 | 0
PRM/SES (TC 6,F) | 0.02934 | 0.028811 | 0.02934 | 0.030206 | 0.030937
PRM/PRS (TC 5,E) | 0.02918 |  | 0.02918 | 0.030042 | 0.030769
PRM/SUS (TC 8,H) | 0 |  | 0 | 0 | 0
SUBTOTAL | 128.0554 | 128.0257 | 131.3652 | 135.2424 | 138.517
GSD
SEM/SES (TC 0,A) | 763.6401 | 763.6401 | 783.3865 | 806.5077 | 826.0356
SEM/PRS (TC 7,G) | 0.54036 | 0.54036 | 0.55434 | 0.5707 | 0.58452
PRM/SES (TC 6,F) | 18.0417 | 17.7162 | 18.0417 | 18.5741 | 19.0239
PRM/PRS (TC 5,E) | 167.737 |  | 167.737 | 172.6877 | 176.8689
PRM/SUS (TC 8,H) | 0.38657 |  | 0.38657 | 0.39798 | 0.40761
SUM/PRS (TC 4,D) | 0.20842 |  | 0.20735 | 0.20842 | 0.21347
SUM/SUS (TC 3,C) | 0.0196 |  |  | 0.0196 | 0.020075
SUBTOTAL | 950.5737 | 781.8967 | 970.3134 | 998.9662 | 1023.1541
IS
PRM/SES (TC 6,F) | 0.0001 | 9.8196e-05 | 0.0001 | 0.00010295 | 0.00010544
PRM/PRS (TC 5,E) | 25.1325 |  | 25.1325 | 25.8743 | 26.5008
PRM/SUS (TC 8,H) | 0.0001 |  | 0.0001 | 0.00010295 | 0.00010544
SUM/PRS (TC 4,D) | 0.0001 |  | 9.9486e-05 | 0.0001 | 0.00010242
SUM/SUS (TC 3,C) | 113.828 |  |  | 113.828 | 116.5841
SUBTOTAL | 138.9608 | 9.8196e-05 | 25.1328 | 139.7026 | 143.0852
SL/OL
SECONDARY | 0 | 0 | 0 | 0 | 0
TOTAL
SEM/SES (TC 0,A) | 3034.7696 | 3034.7696 | 3113.2435 | 3205.1289 | 3282.7346
SEM/PRS (TC 7,G) | 0.54036 | 0.54036 | 0.55434 | 0.5707 | 0.58452
PRM/SES (TC 6,F) | 18.0711 | 17.7451 | 18.0711 | 18.6044 | 19.0549
PRM/PRS (TC 5,E) | 192.8987 | 0 | 192.8987 | 198.592 | 203.4005
PRM/SUS (TC 8,H) | 0.38667 | 0 | 0.38667 | 0.39808 | 0.40772
SUM/PRS (TC 4,D) | 0.20852 | 0 | 0.20745 | 0.20852 | 0.21357
SUM/SUS (TC 3,C) | 113.8476 | 0 | 0 | 113.8476 | 116.6042
TOTAL | 3360.7226 | 3053.0551 | 3325.3617 | 3537.3503 | 3623
RETAIL LOSSES |  | 78.4738 | 98.1399 | 85.6497 | 262.2635
WHOLESALE
INTERCHANGE SEPARATED | 0 |  |  | 0 | 0
INTERCHANGE NON-SEPARATED | 0.651 |  |  | 0.651 | 0.66676
PARTIAL REQUIREMENTS | 15 |  |  | 15 | 15.3632
SUBTOTAL | 15.651 |  |  | 15.651 | 16.03
WHEELING | 662 |  |  | 662 | 678.029
WHOLESALE/WHEELING LOSSES |  | 0 | 0 | 16.4079 | 16.4079
TOTAL | 4038.3736 | 3053.0551 | 3325.3617 | 4215.0013 | 4317.0589
TOTAL LOSSES |  | 78.4738 | 98.1399 | 102.0577 | 278.6714
RESIDENTIAL SERVICE 2012 RETAIL COINCIDENT PEAK EXPANSION - PRIME TIME / STANDBY GENERATOR SUBTRACTED
(MW)
| AT | SECONDARY | PRIMARY | SUBTRAN | OUTPUT
DESCRIPTION | METER | VOLTAGE | VOLTAGE | VOLTAGE | TO LINE
(Metered Voltage Level)
EXPANSION FACTOR |  |  | 1.0254 | 1.0285 | 1.0237
BACKDOWN FACTOR |  | 0.98207 | 0.99503
RESIDENTIAL
SECONDARY | 2098.2602 | 2098.2602 | 2151.6362 | 2212.8503 | 2265.2123
GS & TS
SEM/SES (TC 0,A) | 127.3039 | 127.3039 | 130.5423 | 134.2563 | 137.4331
SEM/PRS (TC 7,G) | 0 | 0 | 0 | 0 | 0
PRM/SES (TC 6,F) | 0.029181 | 0.028658 | 0.029181 | 0.030011 | 0.030721
PRM/PRS (TC 5,E) | 0.029022 |  | 0.029022 | 0.029848 | 0.030554
PRM/SUS (TC 8,H) | 0 |  | 0 | 0 | 0
SUBTOTAL | 127.3621 | 127.3326 | 130.6005 | 134.3161 | 137.4944
GSD
SEM/SES (TC 0,A) | 699.7556 | 699.7556 | 717.5561 | 737.9706 | 755.433
SEM/PRS (TC 7,G) | 0.4953 | 0.4953 | 0.5079 | 0.52235 | 0.53471
PRM/SES (TC 6,F) | 16.5371 | 16.2406 | 16.5371 | 17.0075 | 17.41
PRM/PRS (TC 5,E) | 153.7484 |  | 153.7484 | 158.1226 | 161.8642
PRM/SUS (TC 8,H) | 0.35433 |  | 0.35433 | 0.36441 | 0.37303
SUM/PRS (TC 4,D) | 0.19104 |  | 0.19009 | 0.19104 | 0.19556
SUM/SUS (TC 3,C) | 0.017965 |  |  | 0.017965 | 0.018391
SUBTOTAL | 871.0997 | 716.4915 | 888.8939 | 914.1965 | 935.8288
IS
PRM/SES (TC 6,F) | 0.0001 | 9.8207e-05 | 0.0001 | 0.00010285 | 0.00010528
PRM/PRS (TC 5,E) | 25.1325 |  | 25.1325 | 25.8475 | 26.4592
PRM/SUS (TC 8,H) | 0.0001 |  | 0.0001 | 0.00010285 | 0.00010528
SUM/PRS (TC 4,D) | 0.0001 |  | 9.9503e-05 | 0.0001 | 0.00010237
SUM/SUS (TC 3,C) | 113.828 |  |  | 113.828 | 116.5215
SUBTOTAL | 138.9608 | 9.8207e-05 | 25.1328 | 139.6758 | 142.9809
SL/OL
SECONDARY | 0 | 0 | 0 | 0 | 0
TOTAL
SEM/SES (TC 0,A) | 2925.3197 | 2925.3197 | 2999.7347 | 3085.0772 | 3158.0784
SEM/PRS (TC 7,G) | 0.4953 | 0.4953 | 0.5079 | 0.52235 | 0.53471
PRM/SES (TC 6,F) | 16.5663 | 16.2693 | 16.5663 | 17.0376 | 17.4408
PRM/PRS (TC 5,E) | 178.91 | 0 | 178.91 | 183.9999 | 188.3539
PRM/SUS (TC 8,H) | 0.35443 | 0 | 0.35443 | 0.36451 | 0.37314
SUM/PRS (TC 4,D) | 0.19114 | 0 | 0.19019 | 0.19114 | 0.19567
SUM/SUS (TC 3,C) | 113.846 | 0 | 0 | 113.846 | 116.5399
TOTAL | 3235.6828 | 2942.0843 | 3196.2635 | 3401.0388 | 3481.5165
RETAIL LOSSES |  | 74.415 | 90.9284 | 80.4777 | 245.8211
WHOLESALE
INTERCHANGE SEPARATED | 0 |  |  | 0 | 0
INTERCHANGE NON-SEPARATED | 0.651 |  |  | 0.651 | 0.66676
PARTIAL REQUIREMENTS | 15 |  |  | 15 | 15.3632
SUBTOTAL | 15.651 |  |  | 15.651 | 16.03
WHEELING | 662 |  |  | 662 | 678.029
WHOLESALE/WHEELING LOSSES |  | 0 | 0 | 16.035 | 16.035
TOTAL | 3913.3338 | 2942.0843 | 3196.2635 | 4078.6898 | 4175.5754
TOTAL LOSSES |  | 74.415 | 90.9284 | 96.5127 | 261.8561
RESIDENTIAL SERVICE 2012 RETAIL COINCIDENT PEAK EXPANSION - INTERRUPTED LOAD ADDED
(MW)
| AT | SECONDARY | PRIMARY | SUBTRAN | OUTPUT
DESCRIPTION | METER | VOLTAGE | VOLTAGE | VOLTAGE | TO LINE
(Metered Voltage Level)
EXPANSION FACTOR |  |  | 1.0259 | 1.0295 | 1.0242
BACKDOWN FACTOR |  | 0.98196 | 0.99486
RESIDENTIAL
SECONDARY | 2143.1326 | 2143.1326 | 2198.5503 | 2263.4391 | 2318.2437
GS & TS
SEM/SES (TC 0,A) | 127.9969 | 127.9969 | 131.3067 | 135.1821 | 138.4553
SEM/PRS (TC 7,G) | 0 | 0 | 0 | 0 | 0
PRM/SES (TC 6,F) | 0.02934 | 0.028811 | 0.02934 | 0.030206 | 0.030937
PRM/PRS (TC 5,E) | 0.02918 |  | 0.02918 | 0.030042 | 0.030769
PRM/SUS (TC 8,H) | 0 |  | 0 | 0 | 0
SUBTOTAL | 128.0554 | 128.0257 | 131.3652 | 135.2424 | 138.517
GSD
SEM/SES (TC 0,A) | 763.6401 | 763.6401 | 783.3865 | 806.5077 | 826.0356
SEM/PRS (TC 7,G) | 0.54036 | 0.54036 | 0.55434 | 0.5707 | 0.58452
PRM/SES (TC 6,F) | 18.0417 | 17.7162 | 18.0417 | 18.5741 | 19.0239
PRM/PRS (TC 5,E) | 167.737 |  | 167.737 | 172.6877 | 176.8689
PRM/SUS (TC 8,H) | 0.38657 |  | 0.38657 | 0.39798 | 0.40761
SUM/PRS (TC 4,D) | 0.20842 |  | 0.20735 | 0.20842 | 0.21347
SUM/SUS (TC 3,C) | 0.0196 |  |  | 0.0196 | 0.020075
SUBTOTAL | 950.5737 | 781.8967 | 970.3134 | 998.9662 | 1023.1541
IS
PRM/SES (TC 6,F) | 0.0001 | 9.8196e-05 | 0.0001 | 0.00010295 | 0.00010544
PRM/PRS (TC 5,E) | 25.1325 |  | 25.1325 | 25.8743 | 26.5008
PRM/SUS (TC 8,H) | 0.0001 |  | 0.0001 | 0.00010295 | 0.00010544
SUM/PRS (TC 4,D) | 0.0001 |  | 9.9486e-05 | 0.0001 | 0.00010242
SUM/SUS (TC 3,C) | 113.828 |  |  | 113.828 | 116.5841
SUBTOTAL | 138.9608 | 9.8196e-05 | 25.1328 | 139.7026 | 143.0852
SL/OL
SECONDARY | 0 | 0 | 0 | 0 | 0
TOTAL
SEM/SES (TC 0,A) | 3034.7696 | 3034.7696 | 3113.2435 | 3205.1289 | 3282.7346
SEM/PRS (TC 7,G) | 0.54036 | 0.54036 | 0.55434 | 0.5707 | 0.58452
PRM/SES (TC 6,F) | 18.0711 | 17.7451 | 18.0711 | 18.6044 | 19.0549
PRM/PRS (TC 5,E) | 192.8987 | 0 | 192.8987 | 198.592 | 203.4005
PRM/SUS (TC 8,H) | 0.38667 | 0 | 0.38667 | 0.39808 | 0.40772
SUM/PRS (TC 4,D) | 0.20852 | 0 | 0.20745 | 0.20852 | 0.21357
SUM/SUS (TC 3,C) | 113.8476 | 0 | 0 | 113.8476 | 116.6042
TOTAL | 3360.7226 | 3053.0551 | 3325.3617 | 3537.3503 | 3623
RETAIL LOSSES |  | 78.4738 | 98.1399 | 85.6497 | 262.2635
WHOLESALE
INTERCHANGE SEPARATED | 0 |  |  | 0 | 0
INTERCHANGE NON-SEPARATED | 0.651 |  |  | 0.651 | 0.66676
PARTIAL REQUIREMENTS | 15 |  |  | 15 | 15.3632
SUBTOTAL | 15.651 |  |  | 15.651 | 16.03
WHEELING | 662 |  |  | 662 | 678.029
WHOLESALE/WHEELING LOSSES |  | 0 | 0 | 16.4079 | 16.4079
TOTAL | 4038.3736 | 3053.0551 | 3325.3617 | 4215.0013 | 4317.0589
TOTAL LOSSES |  | 78.4738 | 98.1399 | 102.0577 | 278.6714

## gs ncp
GENERAL SERVICE 2012 NON-COINCIDENT PEAK - ACTUAL
(MW)
| AT | SECONDARY | PRIMARY | SUBTRAN | OUTPUT
DESCRIPTION | METER | VOLTAGE | VOLTAGE | VOLTAGE | TO LINE
(Metered Voltage Level)
EXPANSION FACTOR |  |  | 1.0261 | 1.0304 | 1.0247
BACKDOWN FACTOR |  | 0.98197 | 0.99471
RESIDENTIAL
SECONDARY | 1839.8272 | 1839.8272 | 1887.8325 | 1945.1532 | 1993.1204
GS & TS
SEM/SES (TC 0,A) | 222.6754 | 222.6754 | 228.4855 | 235.4231 | 241.2286
SEM/PRS (TC 7,G) | 0 | 0 | 0 | 0 | 0
PRM/SES (TC 6,F) | 0.061002 | 0.059902 | 0.061002 | 0.062854 | 0.064404
PRM/PRS (TC 5,E) | 0.044791 |  | 0.044791 | 0.046151 | 0.047289
PRM/SUS (TC 8,H) | 0.0018174 |  | 0.0018174 | 0.0018726 | 0.0019188
SUBTOTAL | 222.783 | 222.7353 | 228.5931 | 235.5339 | 241.3422
GSD
SEM/SES (TC 0,A) | 1103.6639 | 1103.6639 | 1132.461 | 1166.8461 | 1195.6204
SEM/PRS (TC 7,G) | 0.69429 | 0.69429 | 0.71241 | 0.73404 | 0.75214
PRM/SES (TC 6,F) | 20.9026 | 20.5258 | 20.9026 | 21.5372 | 22.0683
PRM/PRS (TC 5,E) | 167.7113 |  | 167.7113 | 172.8035 | 177.0648
PRM/SUS (TC 8,H) | 0.32802 |  | 0.32802 | 0.33798 | 0.34631
SUM/PRS (TC 4,D) | 0.26355 |  | 0.26216 | 0.26355 | 0.27005
SUM/SUS (TC 3,C) | 0.0189 |  |  | 0.0189 | 0.019366
SUBTOTAL | 1293.5825 | 1124.884 | 1322.3774 | 1362.5414 | 1396.1415
IS
PRM/SES (TC 6,F) | 0.0001 | 9.8197e-05 | 0.0001 | 0.00010304 | 0.00010558
PRM/PRS (TC 5,E) | 35.9367 |  | 35.9367 | 37.0278 | 37.9409
PRM/SUS (TC 8,H) | 0.0001 |  | 0.0001 | 0.00010304 | 0.00010558
SUM/PRS (TC 4,D) | 0.0001 |  | 9.9471e-05 | 0.0001 | 0.00010247
SUM/SUS (TC 3,C) | 91.2056 |  |  | 91.2056 | 93.4547
SUBTOTAL | 127.1426 | 9.8197e-05 | 35.937 | 128.2337 | 131.396
SL/OL
SECONDARY | 0 | 0 | 0 | 0 | 0
TOTAL
SEM/SES (TC 0,A) | 3166.1665 | 3166.1665 | 3248.779 | 3347.4224 | 3429.9694
SEM/PRS (TC 7,G) | 0.69429 | 0.69429 | 0.71241 | 0.73404 | 0.75214
PRM/SES (TC 6,F) | 20.9637 | 20.5858 | 20.9637 | 21.6002 | 22.1328
PRM/PRS (TC 5,E) | 203.6927 | 0 | 203.6927 | 209.8775 | 215.0531
PRM/SUS (TC 8,H) | 0.32994 | 0 | 0.32994 | 0.33996 | 0.34834
SUM/PRS (TC 4,D) | 0.26365 | 0 | 0.26225 | 0.26365 | 0.27015
SUM/SUS (TC 3,C) | 91.2245 | 0 | 0 | 91.2245 | 93.4741
TOTAL | 3483.3353 | 3187.4466 | 3474.74 | 3671.4622 | 3762
RETAIL LOSSES |  | 82.6125 | 105.4963 | 90.5378 | 278.6466
WHOLESALE
INTERCHANGE SEPARATED | 0 |  |  | 0 | 0
INTERCHANGE NON-SEPARATED | 0.042 |  |  | 0.042 | 0.043036
PARTIAL REQUIREMENTS | 15 |  |  | 15 | 15.3699
SUBTOTAL | 15.042 |  |  | 15.042 | 15.4129
WHEELING | 644 |  |  | 644 | 659.881
WHOLESALE/WHEELING LOSSES |  | 0 | 0 | 16.2519 | 16.2519
TOTAL | 4142.3773 | 3187.4466 | 3474.74 | 4330.5042 | 4437.2939
TOTAL LOSSES |  | 82.6125 | 105.4963 | 106.7897 | 294.8985
GENERAL SERVICE 2012 RETAIL COINCIDENT PEAK EXPANSION - PRIME TIME / STANDBY GENERATOR ADDED
(MW)
| AT | SECONDARY | PRIMARY | SUBTRAN | OUTPUT
DESCRIPTION | METER | VOLTAGE | VOLTAGE | VOLTAGE | TO LINE
(Metered Voltage Level)
EXPANSION FACTOR |  |  | 1.0261 | 1.0304 | 1.0247
BACKDOWN FACTOR |  | 0.98197 | 0.99471
RESIDENTIAL
SECONDARY | 1839.8272 | 1839.8272 | 1887.8325 | 1945.1532 | 1993.1204
GS & TS
SEM/SES (TC 0,A) | 222.6754 | 222.6754 | 228.4855 | 235.4231 | 241.2286
SEM/PRS (TC 7,G) | 0 | 0 | 0 | 0 | 0
PRM/SES (TC 6,F) | 0.061002 | 0.059902 | 0.061002 | 0.062854 | 0.064404
PRM/PRS (TC 5,E) | 0.044791 |  | 0.044791 | 0.046151 | 0.047289
PRM/SUS (TC 8,H) | 0.0018174 |  | 0.0018174 | 0.0018726 | 0.0019188
SUBTOTAL | 222.783 | 222.7353 | 228.5931 | 235.5339 | 241.3422
GSD
SEM/SES (TC 0,A) | 1103.6639 | 1103.6639 | 1132.461 | 1166.8461 | 1195.6204
SEM/PRS (TC 7,G) | 0.69429 | 0.69429 | 0.71241 | 0.73404 | 0.75214
PRM/SES (TC 6,F) | 20.9026 | 20.5258 | 20.9026 | 21.5372 | 22.0683
PRM/PRS (TC 5,E) | 167.7113 |  | 167.7113 | 172.8035 | 177.0648
PRM/SUS (TC 8,H) | 0.32802 |  | 0.32802 | 0.33798 | 0.34631
SUM/PRS (TC 4,D) | 0.26355 |  | 0.26216 | 0.26355 | 0.27005
SUM/SUS (TC 3,C) | 0.0189 |  |  | 0.0189 | 0.019366
SUBTOTAL | 1293.5825 | 1124.884 | 1322.3774 | 1362.5414 | 1396.1415
IS
PRM/SES (TC 6,F) | 0.0001 | 9.8197e-05 | 0.0001 | 0.00010304 | 0.00010558
PRM/PRS (TC 5,E) | 35.9367 |  | 35.9367 | 37.0278 | 37.9409
PRM/SUS (TC 8,H) | 0.0001 |  | 0.0001 | 0.00010304 | 0.00010558
SUM/PRS (TC 4,D) | 0.0001 |  | 9.9471e-05 | 0.0001 | 0.00010247
SUM/SUS (TC 3,C) | 91.2056 |  |  | 91.2056 | 93.4547
SUBTOTAL | 127.1426 | 9.8197e-05 | 35.937 | 128.2337 | 131.396
SL/OL
SECONDARY | 0 | 0 | 0 | 0 | 0
TOTAL
SEM/SES (TC 0,A) | 3166.1665 | 3166.1665 | 3248.779 | 3347.4224 | 3429.9694
SEM/PRS (TC 7,G) | 0.69429 | 0.69429 | 0.71241 | 0.73404 | 0.75214
PRM/SES (TC 6,F) | 20.9637 | 20.5858 | 20.9637 | 21.6002 | 22.1328
PRM/PRS (TC 5,E) | 203.6927 | 0 | 203.6927 | 209.8775 | 215.0531
PRM/SUS (TC 8,H) | 0.32994 | 0 | 0.32994 | 0.33996 | 0.34834
SUM/PRS (TC 4,D) | 0.26365 | 0 | 0.26225 | 0.26365 | 0.27015
SUM/SUS (TC 3,C) | 91.2245 | 0 | 0 | 91.2245 | 93.4741
TOTAL | 3483.3353 | 3187.4466 | 3474.74 | 3671.4622 | 3762
RETAIL LOSSES |  | 82.6125 | 105.4963 | 90.5378 | 278.6466
WHOLESALE
INTERCHANGE SEPARATED | 0 |  |  | 0 | 0
INTERCHANGE NON-SEPARATED | 0.042 |  |  | 0.042 | 0.043036
PARTIAL REQUIREMENTS | 15 |  |  | 15 | 15.3699
SUBTOTAL | 15.042 |  |  | 15.042 | 15.4129
WHEELING | 644 |  |  | 644 | 659.881
WHOLESALE/WHEELING LOSSES |  | 0 | 0 | 16.2519 | 16.2519
TOTAL | 4142.3773 | 3187.4466 | 3474.74 | 4330.5042 | 4437.2939
TOTAL LOSSES |  | 82.6125 | 105.4963 | 106.7897 | 294.8985
GENERAL SERVICE 2012 RETAIL COINCIDENT PEAK EXPANSION - PRIME TIME / STANDBY GENERATOR SUBTRACTED
(MW)
| AT | SECONDARY | PRIMARY | SUBTRAN | OUTPUT
DESCRIPTION | METER | VOLTAGE | VOLTAGE | VOLTAGE | TO LINE
(Metered Voltage Level)
EXPANSION FACTOR |  |  | 1.0257 | 1.0293 | 1.0241
BACKDOWN FACTOR |  | 0.98209 | 0.99487
RESIDENTIAL
SECONDARY | 1792.6334 | 1792.6334 | 1838.6603 | 1892.4866 | 1938.0963
GS & TS
SEM/SES (TC 0,A) | 221.9824 | 221.9824 | 227.682 | 234.3473 | 239.9952
SEM/PRS (TC 7,G) | 0 | 0 | 0 | 0 | 0
PRM/SES (TC 6,F) | 0.060812 | 0.059723 | 0.060812 | 0.062592 | 0.0641
PRM/PRS (TC 5,E) | 0.044652 |  | 0.044652 | 0.045959 | 0.047067
PRM/SUS (TC 8,H) | 0.0018118 |  | 0.0018118 | 0.0018648 | 0.0019098
SUBTOTAL | 222.0897 | 222.0422 | 227.7892 | 234.4577 | 240.1082
GSD
SEM/SES (TC 0,A) | 1035.6294 | 1035.6294 | 1062.2197 | 1093.3159 | 1119.6653
SEM/PRS (TC 7,G) | 0.65248 | 0.65248 | 0.66923 | 0.68882 | 0.70542
PRM/SES (TC 6,F) | 19.6435 | 19.2917 | 19.6435 | 20.2186 | 20.7059
PRM/PRS (TC 5,E) | 157.6094 |  | 157.6094 | 162.2234 | 166.133
PRM/SUS (TC 8,H) | 0.30826 |  | 0.30826 | 0.31729 | 0.32493
SUM/PRS (TC 4,D) | 0.24768 |  | 0.24641 | 0.24768 | 0.25364
SUM/SUS (TC 3,C) | 0.017762 |  |  | 0.017762 | 0.01819
SUBTOTAL | 1214.1085 | 1055.5735 | 1240.6965 | 1277.0294 | 1307.8064
IS
PRM/SES (TC 6,F) | 0.0001 | 9.8209e-05 | 0.0001 | 0.00010293 | 0.00010541
PRM/PRS (TC 5,E) | 35.9367 |  | 35.9367 | 36.9887 | 37.8802
PRM/SUS (TC 8,H) | 0.0001 |  | 0.0001 | 0.00010293 | 0.00010541
SUM/PRS (TC 4,D) | 0.0001 |  | 9.9487e-05 | 0.0001 | 0.00010241
SUM/SUS (TC 3,C) | 91.2056 |  |  | 91.2056 | 93.4037
SUBTOTAL | 127.1426 | 9.8209e-05 | 35.937 | 128.1946 | 131.2842
SL/OL
SECONDARY | 0 | 0 | 0 | 0 | 0
TOTAL
SEM/SES (TC 0,A) | 3050.2452 | 3050.2452 | 3128.562 | 3220.1498 | 3297.7568
SEM/PRS (TC 7,G) | 0.65248 | 0.65248 | 0.66923 | 0.68882 | 0.70542
PRM/SES (TC 6,F) | 19.7044 | 19.3515 | 19.7044 | 20.2813 | 20.7701
PRM/PRS (TC 5,E) | 193.5907 | 0 | 193.5907 | 199.258 | 204.0602
PRM/SUS (TC 8,H) | 0.31017 | 0 | 0.31017 | 0.31925 | 0.32695
SUM/PRS (TC 4,D) | 0.24778 | 0 | 0.24651 | 0.24778 | 0.25375
SUM/SUS (TC 3,C) | 91.2234 | 0 | 0 | 91.2234 | 93.4219
TOTAL | 3355.9742 | 3070.2492 | 3343.083 | 3532.1683 | 3617.2951
RETAIL LOSSES |  | 78.3167 | 97.8607 | 85.1267 | 261.3041
WHOLESALE
INTERCHANGE SEPARATED | 0 |  |  | 0 | 0
INTERCHANGE NON-SEPARATED | 0.042 |  |  | 0.042 | 0.043036
PARTIAL REQUIREMENTS | 15 |  |  | 15 | 15.3699
SUBTOTAL | 15.042 |  |  | 15.042 | 15.4129
WHEELING | 644 |  |  | 644 | 659.881
WHOLESALE/WHEELING LOSSES |  | 0 | 0 | 15.8832 | 15.8832
TOTAL | 4015.0162 | 3070.2492 | 3343.083 | 4191.2103 | 4292.5889
TOTAL LOSSES |  | 78.3167 | 97.8607 | 101.0099 | 277.1873
GENERAL SERVICE 2012 RETAIL COINCIDENT PEAK EXPANSION - INTERRUPTED LOAD ADDED
(MW)
| AT | SECONDARY | PRIMARY | SUBTRAN | OUTPUT
DESCRIPTION | METER | VOLTAGE | VOLTAGE | VOLTAGE | TO LINE
(Metered Voltage Level)
EXPANSION FACTOR |  |  | 1.0261 | 1.0304 | 1.0247
BACKDOWN FACTOR |  | 0.98197 | 0.99471
RESIDENTIAL
SECONDARY | 1839.8272 | 1839.8272 | 1887.8325 | 1945.1532 | 1993.1204
GS & TS
SEM/SES (TC 0,A) | 222.6754 | 222.6754 | 228.4855 | 235.4231 | 241.2286
SEM/PRS (TC 7,G) | 0 | 0 | 0 | 0 | 0
PRM/SES (TC 6,F) | 0.061002 | 0.059902 | 0.061002 | 0.062854 | 0.064404
PRM/PRS (TC 5,E) | 0.044791 |  | 0.044791 | 0.046151 | 0.047289
PRM/SUS (TC 8,H) | 0.0018174 |  | 0.0018174 | 0.0018726 | 0.0019188
SUBTOTAL | 222.783 | 222.7353 | 228.5931 | 235.5339 | 241.3422
GSD
SEM/SES (TC 0,A) | 1103.6639 | 1103.6639 | 1132.461 | 1166.8461 | 1195.6204
SEM/PRS (TC 7,G) | 0.69429 | 0.69429 | 0.71241 | 0.73404 | 0.75214
PRM/SES (TC 6,F) | 20.9026 | 20.5258 | 20.9026 | 21.5372 | 22.0683
PRM/PRS (TC 5,E) | 167.7113 |  | 167.7113 | 172.8035 | 177.0648
PRM/SUS (TC 8,H) | 0.32802 |  | 0.32802 | 0.33798 | 0.34631
SUM/PRS (TC 4,D) | 0.26355 |  | 0.26216 | 0.26355 | 0.27005
SUM/SUS (TC 3,C) | 0.0189 |  |  | 0.0189 | 0.019366
SUBTOTAL | 1293.5825 | 1124.884 | 1322.3774 | 1362.5414 | 1396.1415
IS
PRM/SES (TC 6,F) | 0.0001 | 9.8197e-05 | 0.0001 | 0.00010304 | 0.00010558
PRM/PRS (TC 5,E) | 35.9367 |  | 35.9367 | 37.0278 | 37.9409
PRM/SUS (TC 8,H) | 0.0001 |  | 0.0001 | 0.00010304 | 0.00010558
SUM/PRS (TC 4,D) | 0.0001 |  | 9.9471e-05 | 0.0001 | 0.00010247
SUM/SUS (TC 3,C) | 91.2056 |  |  | 91.2056 | 93.4547
SUBTOTAL | 127.1426 | 9.8197e-05 | 35.937 | 128.2337 | 131.396
SL/OL
SECONDARY | 0 | 0 | 0 | 0 | 0
TOTAL
SEM/SES (TC 0,A) | 3166.1665 | 3166.1665 | 3248.779 | 3347.4224 | 3429.9694
SEM/PRS (TC 7,G) | 0.69429 | 0.69429 | 0.71241 | 0.73404 | 0.75214
PRM/SES (TC 6,F) | 20.9637 | 20.5858 | 20.9637 | 21.6002 | 22.1328
PRM/PRS (TC 5,E) | 203.6927 | 0 | 203.6927 | 209.8775 | 215.0531
PRM/SUS (TC 8,H) | 0.32994 | 0 | 0.32994 | 0.33996 | 0.34834
SUM/PRS (TC 4,D) | 0.26365 | 0 | 0.26225 | 0.26365 | 0.27015
SUM/SUS (TC 3,C) | 91.2245 | 0 | 0 | 91.2245 | 93.4741
TOTAL | 3483.3353 | 3187.4466 | 3474.74 | 3671.4622 | 3762
RETAIL LOSSES |  | 82.6125 | 105.4963 | 90.5378 | 278.6466
WHOLESALE
INTERCHANGE SEPARATED | 0 |  |  | 0 | 0
INTERCHANGE NON-SEPARATED | 0.042 |  |  | 0.042 | 0.043036
PARTIAL REQUIREMENTS | 15 |  |  | 15 | 15.3699
SUBTOTAL | 15.042 |  |  | 15.042 | 15.4129
WHEELING | 644 |  |  | 644 | 659.881
WHOLESALE/WHEELING LOSSES |  | 0 | 0 | 16.2519 | 16.2519
TOTAL | 4142.3773 | 3187.4466 | 3474.74 | 4330.5042 | 4437.2939
TOTAL LOSSES |  | 82.6125 | 105.4963 | 106.7897 | 294.8985

## gsd ncp
GENERAL SERVICE DEMAND 2012 NON-COINCIDENT PEAK - ACTUAL
(MW)
| AT | SECONDARY | PRIMARY | SUBTRAN | OUTPUT
DESCRIPTION | METER | VOLTAGE | VOLTAGE | VOLTAGE | TO LINE
(Metered Voltage Level)
EXPANSION FACTOR |  |  | 1.0262 | 1.03 | 1.0255
BACKDOWN FACTOR |  | 0.98185 | 0.99504
RESIDENTIAL
SECONDARY | 1719.401 | 1719.401 | 1764.3815 | 1817.3942 | 1863.8207
GS & TS
SEM/SES (TC 0,A) | 214.8285 | 214.8285 | 220.4485 | 227.0721 | 232.8728
SEM/PRS (TC 7,G) | 0 | 0 | 0 | 0 | 0
PRM/SES (TC 6,F) | 0.025121 | 0.024665 | 0.025121 | 0.025875 | 0.026536
PRM/PRS (TC 5,E) | 0.062111 |  | 0.062111 | 0.063977 | 0.065612
PRM/SUS (TC 8,H) | 0.0070006 |  | 0.0070006 | 0.007211 | 0.0073952
SUBTOTAL | 214.9227 | 214.8531 | 220.5427 | 227.1692 | 232.9724
GSD
SEM/SES (TC 0,A) | 1138.726 | 1138.726 | 1168.5157 | 1203.625 | 1234.3723
SEM/PRS (TC 7,G) | 0.853 | 0.853 | 0.87531 | 0.90161 | 0.92465
PRM/SES (TC 6,F) | 21.026 | 20.6443 | 21.026 | 21.6577 | 22.211
PRM/PRS (TC 5,E) | 173.063 |  | 173.063 | 178.2629 | 182.8167
PRM/SUS (TC 8,H) | 0.378 |  | 0.378 | 0.38936 | 0.3993
SUM/PRS (TC 4,D) | 0.217 |  | 0.21592 | 0.217 | 0.22254
SUM/SUS (TC 3,C) | 0.019 |  |  | 0.019 | 0.019485
SUBTOTAL | 1334.282 | 1160.2233 | 1364.0739 | 1405.0726 | 1440.966
IS
PRM/SES (TC 6,F) | 0.0001 | 9.8185e-05 | 0.0001 | 0.000103 | 0.00010564
PRM/PRS (TC 5,E) | 30.8884 |  | 30.8884 | 31.8165 | 32.6292
PRM/SUS (TC 8,H) | 0.0001 |  | 0.0001 | 0.000103 | 0.00010564
SUM/PRS (TC 4,D) | 0.0001 |  | 9.9504e-05 | 0.0001 | 0.00010255
SUM/SUS (TC 3,C) | 118.5822 |  |  | 118.5822 | 121.6115
SUBTOTAL | 149.4709 | 9.8185e-05 | 30.8887 | 150.399 | 154.241
SL/OL
SECONDARY | 0 | 0 | 0 | 0 | 0
TOTAL
SEM/SES (TC 0,A) | 3072.9555 | 3072.9555 | 3153.3457 | 3248.0913 | 3331.0658
SEM/PRS (TC 7,G) | 0.853 | 0.853 | 0.87531 | 0.90161 | 0.92465
PRM/SES (TC 6,F) | 21.0512 | 20.6691 | 21.0512 | 21.6837 | 22.2377
PRM/PRS (TC 5,E) | 204.0135 | 0 | 204.0135 | 210.1433 | 215.5115
PRM/SUS (TC 8,H) | 0.3851 | 0 | 0.3851 | 0.39667 | 0.4068
SUM/PRS (TC 4,D) | 0.2171 | 0 | 0.21602 | 0.2171 | 0.22265
SUM/SUS (TC 3,C) | 118.6012 | 0 | 0 | 118.6012 | 121.6309
TOTAL | 3418.0766 | 3094.4776 | 3379.8868 | 3600.0349 | 3692
RETAIL LOSSES |  | 80.3902 | 101.5459 | 91.9651 | 273.9011
WHOLESALE
INTERCHANGE SEPARATED | 0 |  |  | 0 | 0
INTERCHANGE NON-SEPARATED | 0.63 |  |  | 0.63 | 0.64609
PARTIAL REQUIREMENTS | 138 |  |  | 138 | 141.5253
SUBTOTAL | 138.63 |  |  | 138.63 | 142.1714
WHEELING | 758 |  |  | 758 | 777.3636
WHOLESALE/WHEELING LOSSES |  | 0 | 0 | 22.905 | 22.905
TOTAL | 4314.7066 | 3094.4776 | 3379.8868 | 4496.6649 | 4611.535
TOTAL LOSSES |  | 80.3902 | 101.5459 | 114.87 | 296.8061
GENERAL SERVICE DEMAND 2012 RETAIL COINCIDENT PEAK EXPANSION - PRIME TIME / STANDBY GENERATOR ADDED
(MW)
| AT | SECONDARY | PRIMARY | SUBTRAN | OUTPUT
DESCRIPTION | METER | VOLTAGE | VOLTAGE | VOLTAGE | TO LINE
(Metered Voltage Level)
EXPANSION FACTOR |  |  | 1.0262 | 1.03 | 1.0255
BACKDOWN FACTOR |  | 0.98185 | 0.99504
RESIDENTIAL
SECONDARY | 1719.401 | 1719.401 | 1764.3815 | 1817.3942 | 1863.8207
GS & TS
SEM/SES (TC 0,A) | 214.8285 | 214.8285 | 220.4485 | 227.0721 | 232.8728
SEM/PRS (TC 7,G) | 0 | 0 | 0 | 0 | 0
PRM/SES (TC 6,F) | 0.025121 | 0.024665 | 0.025121 | 0.025875 | 0.026536
PRM/PRS (TC 5,E) | 0.062111 |  | 0.062111 | 0.063977 | 0.065612
PRM/SUS (TC 8,H) | 0.0070006 |  | 0.0070006 | 0.007211 | 0.0073952
SUBTOTAL | 214.9227 | 214.8531 | 220.5427 | 227.1692 | 232.9724
GSD
SEM/SES (TC 0,A) | 1138.726 | 1138.726 | 1168.5157 | 1203.625 | 1234.3723
SEM/PRS (TC 7,G) | 0.853 | 0.853 | 0.87531 | 0.90161 | 0.92465
PRM/SES (TC 6,F) | 21.026 | 20.6443 | 21.026 | 21.6577 | 22.211
PRM/PRS (TC 5,E) | 173.063 |  | 173.063 | 178.2629 | 182.8167
PRM/SUS (TC 8,H) | 0.378 |  | 0.378 | 0.38936 | 0.3993
SUM/PRS (TC 4,D) | 0.217 |  | 0.21592 | 0.217 | 0.22254
SUM/SUS (TC 3,C) | 0.019 |  |  | 0.019 | 0.019485
SUBTOTAL | 1334.282 | 1160.2233 | 1364.0739 | 1405.0726 | 1440.966
IS
PRM/SES (TC 6,F) | 0.0001 | 9.8185e-05 | 0.0001 | 0.000103 | 0.00010564
PRM/PRS (TC 5,E) | 30.8884 |  | 30.8884 | 31.8165 | 32.6292
PRM/SUS (TC 8,H) | 0.0001 |  | 0.0001 | 0.000103 | 0.00010564
SUM/PRS (TC 4,D) | 0.0001 |  | 9.9504e-05 | 0.0001 | 0.00010255
SUM/SUS (TC 3,C) | 118.5822 |  |  | 118.5822 | 121.6115
SUBTOTAL | 149.4709 | 9.8185e-05 | 30.8887 | 150.399 | 154.241
SL/OL
SECONDARY | 0 | 0 | 0 | 0 | 0
TOTAL
SEM/SES (TC 0,A) | 3072.9555 | 3072.9555 | 3153.3457 | 3248.0913 | 3331.0658
SEM/PRS (TC 7,G) | 0.853 | 0.853 | 0.87531 | 0.90161 | 0.92465
PRM/SES (TC 6,F) | 21.0512 | 20.6691 | 21.0512 | 21.6837 | 22.2377
PRM/PRS (TC 5,E) | 204.0135 | 0 | 204.0135 | 210.1433 | 215.5115
PRM/SUS (TC 8,H) | 0.3851 | 0 | 0.3851 | 0.39667 | 0.4068
SUM/PRS (TC 4,D) | 0.2171 | 0 | 0.21602 | 0.2171 | 0.22265
SUM/SUS (TC 3,C) | 118.6012 | 0 | 0 | 118.6012 | 121.6309
TOTAL | 3418.0766 | 3094.4776 | 3379.8868 | 3600.0349 | 3692
RETAIL LOSSES |  | 80.3902 | 101.5459 | 91.9651 | 273.9011
WHOLESALE
INTERCHANGE SEPARATED | 0 |  |  | 0 | 0
INTERCHANGE NON-SEPARATED | 0.63 |  |  | 0.63 | 0.64609
PARTIAL REQUIREMENTS | 138 |  |  | 138 | 141.5253
SUBTOTAL | 138.63 |  |  | 138.63 | 142.1714
WHEELING | 758 |  |  | 758 | 777.3636
WHOLESALE/WHEELING LOSSES |  | 0 | 0 | 22.905 | 22.905
TOTAL | 4314.7066 | 3094.4776 | 3379.8868 | 4496.6649 | 4611.535
TOTAL LOSSES |  | 80.3902 | 101.5459 | 114.87 | 296.8061
GENERAL SERVICE DEMAND 2012 RETAIL COINCIDENT PEAK EXPANSION - PRIME TIME / STANDBY GENERATOR SUBTRACTED
(MW)
| AT | SECONDARY | PRIMARY | SUBTRAN | OUTPUT
DESCRIPTION | METER | VOLTAGE | VOLTAGE | VOLTAGE | TO LINE
(Metered Voltage Level)
EXPANSION FACTOR |  |  | 1.0258 | 1.029 | 1.025
BACKDOWN FACTOR |  | 0.98195 | 0.99521
RESIDENTIAL
SECONDARY | 1672.2072 | 1672.2072 | 1715.2868 | 1764.9619 | 1809.0572
GS & TS
SEM/SES (TC 0,A) | 214.1355 | 214.1355 | 219.6521 | 226.0133 | 231.6599
SEM/PRS (TC 7,G) | 0 | 0 | 0 | 0 | 0
PRM/SES (TC 6,F) | 0.02504 | 0.024587 | 0.02504 | 0.025765 | 0.026408
PRM/PRS (TC 5,E) | 0.061911 |  | 0.061911 | 0.063704 | 0.065295
PRM/SUS (TC 8,H) | 0.006978 |  | 0.006978 | 0.0071801 | 0.0073595
SUBTOTAL | 214.2294 | 214.1601 | 219.746 | 226.1099 | 231.759
GSD
SEM/SES (TC 0,A) | 1070.7632 | 1070.7632 | 1098.3483 | 1130.1568 | 1158.3923
SEM/PRS (TC 7,G) | 0.80279 | 0.80279 | 0.82347 | 0.84732 | 0.86849
PRM/SES (TC 6,F) | 19.7883 | 19.431 | 19.7883 | 20.3614 | 20.8701
PRM/PRS (TC 5,E) | 162.8757 |  | 162.8757 | 167.5927 | 171.7798
PRM/SUS (TC 8,H) | 0.35575 |  | 0.35575 | 0.36605 | 0.3752
SUM/PRS (TC 4,D) | 0.20423 |  | 0.20325 | 0.20423 | 0.20933
SUM/SUS (TC 3,C) | 0.017882 |  |  | 0.017882 | 0.018328
SUBTOTAL | 1254.8079 | 1090.9971 | 1282.3949 | 1319.5463 | 1352.5135
IS
PRM/SES (TC 6,F) | 0.0001 | 9.8195e-05 | 0.0001 | 0.0001029 | 0.00010547
PRM/PRS (TC 5,E) | 30.8884 |  | 30.8884 | 31.7829 | 32.577
PRM/SUS (TC 8,H) | 0.0001 |  | 0.0001 | 0.0001029 | 0.00010547
SUM/PRS (TC 4,D) | 0.0001 |  | 9.9521e-05 | 0.0001 | 0.0001025
SUM/SUS (TC 3,C) | 118.5822 |  |  | 118.5822 | 121.5448
SUBTOTAL | 149.4709 | 9.8195e-05 | 30.8887 | 150.3654 | 154.1221
SL/OL
SECONDARY | 0 | 0 | 0 | 0 | 0
TOTAL
SEM/SES (TC 0,A) | 2957.1059 | 2957.1059 | 3033.2872 | 3121.1319 | 3199.1094
SEM/PRS (TC 7,G) | 0.80279 | 0.80279 | 0.82347 | 0.84732 | 0.86849
PRM/SES (TC 6,F) | 19.8135 | 19.4557 | 19.8135 | 20.3873 | 20.8966
PRM/PRS (TC 5,E) | 193.826 | 0 | 193.826 | 199.4393 | 204.422
PRM/SUS (TC 8,H) | 0.36283 | 0 | 0.36283 | 0.37333 | 0.38266
SUM/PRS (TC 4,D) | 0.20433 | 0 | 0.20335 | 0.20433 | 0.20943
SUM/SUS (TC 3,C) | 118.6001 | 0 | 0 | 118.6001 | 121.5632
TOTAL | 3290.7154 | 2977.3644 | 3248.3163 | 3460.9835 | 3547.4518
RETAIL LOSSES |  | 76.1813 | 94.0662 | 86.4682 | 256.7156
WHOLESALE
INTERCHANGE SEPARATED | 0 |  |  | 0 | 0
INTERCHANGE NON-SEPARATED | 0.63 |  |  | 0.63 | 0.64609
PARTIAL REQUIREMENTS | 138 |  |  | 138 | 141.5253
SUBTOTAL | 138.63 |  |  | 138.63 | 142.1714
WHEELING | 758 |  |  | 758 | 777.3636
WHOLESALE/WHEELING LOSSES |  | 0 | 0 | 22.4011 | 22.4011
TOTAL | 4187.3454 | 2977.3644 | 3248.3163 | 4357.6135 | 4466.9867
TOTAL LOSSES |  | 76.1813 | 94.0662 | 108.8694 | 279.1168
GENERAL SERVICE DEMAND 2012 RETAIL COINCIDENT PEAK EXPANSION - INTERRUPTED LOAD ADDED
(MW)
| AT | SECONDARY | PRIMARY | SUBTRAN | OUTPUT
DESCRIPTION | METER | VOLTAGE | VOLTAGE | VOLTAGE | TO LINE
(Metered Voltage Level)
EXPANSION FACTOR |  |  | 1.0262 | 1.03 | 1.0255
BACKDOWN FACTOR |  | 0.98185 | 0.99504
RESIDENTIAL
SECONDARY | 1719.401 | 1719.401 | 1764.3815 | 1817.3942 | 1863.8207
GS & TS
SEM/SES (TC 0,A) | 214.8285 | 214.8285 | 220.4485 | 227.0721 | 232.8728
SEM/PRS (TC 7,G) | 0 | 0 | 0 | 0 | 0
PRM/SES (TC 6,F) | 0.025121 | 0.024665 | 0.025121 | 0.025875 | 0.026536
PRM/PRS (TC 5,E) | 0.062111 |  | 0.062111 | 0.063977 | 0.065612
PRM/SUS (TC 8,H) | 0.0070006 |  | 0.0070006 | 0.007211 | 0.0073952
SUBTOTAL | 214.9227 | 214.8531 | 220.5427 | 227.1692 | 232.9724
GSD
SEM/SES (TC 0,A) | 1138.726 | 1138.726 | 1168.5157 | 1203.625 | 1234.3723
SEM/PRS (TC 7,G) | 0.853 | 0.853 | 0.87531 | 0.90161 | 0.92465
PRM/SES (TC 6,F) | 21.026 | 20.6443 | 21.026 | 21.6577 | 22.211
PRM/PRS (TC 5,E) | 173.063 |  | 173.063 | 178.2629 | 182.8167
PRM/SUS (TC 8,H) | 0.378 |  | 0.378 | 0.38936 | 0.3993
SUM/PRS (TC 4,D) | 0.217 |  | 0.21592 | 0.217 | 0.22254
SUM/SUS (TC 3,C) | 0.019 |  |  | 0.019 | 0.019485
SUBTOTAL | 1334.282 | 1160.2233 | 1364.0739 | 1405.0726 | 1440.966
IS
PRM/SES (TC 6,F) | 0.0001 | 9.8185e-05 | 0.0001 | 0.000103 | 0.00010564
PRM/PRS (TC 5,E) | 30.8884 |  | 30.8884 | 31.8165 | 32.6292
PRM/SUS (TC 8,H) | 0.0001 |  | 0.0001 | 0.000103 | 0.00010564
SUM/PRS (TC 4,D) | 0.0001 |  | 9.9504e-05 | 0.0001 | 0.00010255
SUM/SUS (TC 3,C) | 118.5822 |  |  | 118.5822 | 121.6115
SUBTOTAL | 149.4709 | 9.8185e-05 | 30.8887 | 150.399 | 154.241
SL/OL
SECONDARY | 0 | 0 | 0 | 0 | 0
TOTAL
SEM/SES (TC 0,A) | 3072.9555 | 3072.9555 | 3153.3457 | 3248.0913 | 3331.0658
SEM/PRS (TC 7,G) | 0.853 | 0.853 | 0.87531 | 0.90161 | 0.92465
PRM/SES (TC 6,F) | 21.0512 | 20.6691 | 21.0512 | 21.6837 | 22.2377
PRM/PRS (TC 5,E) | 204.0135 | 0 | 204.0135 | 210.1433 | 215.5115
PRM/SUS (TC 8,H) | 0.3851 | 0 | 0.3851 | 0.39667 | 0.4068
SUM/PRS (TC 4,D) | 0.2171 | 0 | 0.21602 | 0.2171 | 0.22265
SUM/SUS (TC 3,C) | 118.6012 | 0 | 0 | 118.6012 | 121.6309
TOTAL | 3418.0766 | 3094.4776 | 3379.8868 | 3600.0349 | 3692
RETAIL LOSSES |  | 80.3902 | 101.5459 | 91.9651 | 273.9011
WHOLESALE
INTERCHANGE SEPARATED | 0 |  |  | 0 | 0
INTERCHANGE NON-SEPARATED | 0.63 |  |  | 0.63 | 0.64609
PARTIAL REQUIREMENTS | 138 |  |  | 138 | 141.5253
SUBTOTAL | 138.63 |  |  | 138.63 | 142.1714
WHEELING | 758 |  |  | 758 | 777.3636
WHOLESALE/WHEELING LOSSES |  | 0 | 0 | 22.905 | 22.905
TOTAL | 4314.7066 | 3094.4776 | 3379.8868 | 4496.6649 | 4611.535
TOTAL LOSSES |  | 80.3902 | 101.5459 | 114.87 | 296.8061

## is ncp
INTERRUPTIBLE SERVICE 2012 NON-COINCIDENT PEAK - ACTUAL
(MW)
| AT | SECONDARY | PRIMARY | SUBTRAN | OUTPUT
DESCRIPTION | METER | VOLTAGE | VOLTAGE | VOLTAGE | TO LINE
(Metered Voltage Level)
EXPANSION FACTOR |  |  | 1.026 | 1.0196 | 1.018
BACKDOWN FACTOR |  | 0.97946 | 0.99614
RESIDENTIAL
SECONDARY | 899.8465 | 899.8465 | 923.233 | 941.3165 | 958.2462
GS & TS
SEM/SES (TC 0,A) | 110.1309 | 110.1309 | 112.9931 | 115.2063 | 117.2783
SEM/PRS (TC 7,G) | 0 | 0 | 0 | 0 | 0
PRM/SES (TC 6,F) | 0.024049 | 0.023555 | 0.024049 | 0.02452 | 0.024961
PRM/PRS (TC 5,E) | 0.012153 |  | 0.012153 | 0.012391 | 0.012614
PRM/SUS (TC 8,H) | 0.0046028 |  | 0.0046028 | 0.0046929 | 0.0047773
SUBTOTAL | 110.1717 | 110.1544 | 113.0339 | 115.2479 | 117.3207
GSD
SEM/SES (TC 0,A) | 684.3368 | 684.3368 | 702.1223 | 715.8749 | 728.75
SEM/PRS (TC 7,G) | 0.61712 | 0.61712 | 0.63316 | 0.64556 | 0.65717
PRM/SES (TC 6,F) | 14.7377 | 14.435 | 14.7377 | 15.0264 | 15.2966
PRM/PRS (TC 5,E) | 117.1274 |  | 117.1274 | 119.4216 | 121.5694
PRM/SUS (TC 8,H) | 0.37338 |  | 0.37338 | 0.38069 | 0.38754
SUM/PRS (TC 4,D) | 0.054075 |  | 0.053867 | 0.054075 | 0.055048
SUM/SUS (TC 3,C) | 0.22853 |  |  | 0.22853 | 0.23264
SUBTOTAL | 817.475 | 699.3889 | 835.0478 | 851.6317 | 866.9484
IS
PRM/SES (TC 6,F) | 0.0001 | 9.7946e-05 | 0.0001 | 0.00010196 | 0.00010379
PRM/PRS (TC 5,E) | 23.3887 |  | 23.3887 | 23.8468 | 24.2757
PRM/SUS (TC 8,H) | 0.0001 |  | 0.0001 | 0.00010196 | 0.00010379
SUM/PRS (TC 4,D) | 0.0001 |  | 9.9614e-05 | 0.0001 | 0.0001018
SUM/SUS (TC 3,C) | 198.6362 |  |  | 198.6362 | 202.2087
SUBTOTAL | 222.0252 | 9.7946e-05 | 23.389 | 222.4833 | 226.4847
SL/OL
SECONDARY | 0 | 0 | 0 | 0 | 0
TOTAL
SEM/SES (TC 0,A) | 1694.3141 | 1694.3141 | 1738.3484 | 1772.3977 | 1804.2745
SEM/PRS (TC 7,G) | 0.61712 | 0.61712 | 0.63316 | 0.64556 | 0.65717
PRM/SES (TC 6,F) | 14.7619 | 14.4587 | 14.7619 | 15.051 | 15.3217
PRM/PRS (TC 5,E) | 140.5283 | 0 | 140.5283 | 143.2808 | 145.8577
PRM/SUS (TC 8,H) | 0.37808 | 0 | 0.37808 | 0.38549 | 0.39242
SUM/PRS (TC 4,D) | 0.054175 | 0 | 0.053966 | 0.054175 | 0.055149
SUM/SUS (TC 3,C) | 198.8648 | 0 | 0 | 198.8648 | 202.4414
TOTAL | 2049.5184 | 1709.3899 | 1894.7037 | 2130.6795 | 2169
RETAIL LOSSES |  | 44.0343 | 37.1108 | 38.3205 | 119.4656
WHOLESALE
INTERCHANGE SEPARATED | 0 |  |  | 0 | 0
INTERCHANGE NON-SEPARATED | 152.26 |  |  | 152.26 | 154.9984
PARTIAL REQUIREMENTS | 0 |  |  | 0 | 0
SUBTOTAL | 152.26 |  |  | 152.26 | 154.9984
WHEELING | 433 |  |  | 433 | 440.7876
WHOLESALE/WHEELING LOSSES |  | 0 | 0 | 10.526 | 10.526
TOTAL | 2634.7784 | 1709.3899 | 1894.7037 | 2715.9395 | 2764.786
TOTAL LOSSES |  | 44.0343 | 37.1108 | 48.8465 | 129.9916
INTERRUPTIBLE SERVICE 2012 RETAIL COINCIDENT PEAK EXPANSION - PRIME TIME / STANDBY GENERATOR ADDED
(MW)
| AT | SECONDARY | PRIMARY | SUBTRAN | OUTPUT
DESCRIPTION | METER | VOLTAGE | VOLTAGE | VOLTAGE | TO LINE
(Metered Voltage Level)
EXPANSION FACTOR |  |  | 1.026 | 1.0196 | 1.018
BACKDOWN FACTOR |  | 0.97946 | 0.99614
RESIDENTIAL
SECONDARY | 899.8465 | 899.8465 | 923.233 | 941.3165 | 958.2462
GS & TS
SEM/SES (TC 0,A) | 110.1309 | 110.1309 | 112.9931 | 115.2063 | 117.2783
SEM/PRS (TC 7,G) | 0 | 0 | 0 | 0 | 0
PRM/SES (TC 6,F) | 0.024049 | 0.023555 | 0.024049 | 0.02452 | 0.024961
PRM/PRS (TC 5,E) | 0.012153 |  | 0.012153 | 0.012391 | 0.012614
PRM/SUS (TC 8,H) | 0.0046028 |  | 0.0046028 | 0.0046929 | 0.0047773
SUBTOTAL | 110.1717 | 110.1544 | 113.0339 | 115.2479 | 117.3207
GSD
SEM/SES (TC 0,A) | 684.3368 | 684.3368 | 702.1223 | 715.8749 | 728.75
SEM/PRS (TC 7,G) | 0.61712 | 0.61712 | 0.63316 | 0.64556 | 0.65717
PRM/SES (TC 6,F) | 14.7377 | 14.435 | 14.7377 | 15.0264 | 15.2966
PRM/PRS (TC 5,E) | 117.1274 |  | 117.1274 | 119.4216 | 121.5694
PRM/SUS (TC 8,H) | 0.37338 |  | 0.37338 | 0.38069 | 0.38754
SUM/PRS (TC 4,D) | 0.054075 |  | 0.053867 | 0.054075 | 0.055048
SUM/SUS (TC 3,C) | 0.22853 |  |  | 0.22853 | 0.23264
SUBTOTAL | 817.475 | 699.3889 | 835.0478 | 851.6317 | 866.9484
IS
PRM/SES (TC 6,F) | 0.0001 | 9.7946e-05 | 0.0001 | 0.00010196 | 0.00010379
PRM/PRS (TC 5,E) | 23.3887 |  | 23.3887 | 23.8468 | 24.2757
PRM/SUS (TC 8,H) | 0.0001 |  | 0.0001 | 0.00010196 | 0.00010379
SUM/PRS (TC 4,D) | 0.0001 |  | 9.9614e-05 | 0.0001 | 0.0001018
SUM/SUS (TC 3,C) | 198.6362 |  |  | 198.6362 | 202.2087
SUBTOTAL | 222.0252 | 9.7946e-05 | 23.389 | 222.4833 | 226.4847
SL/OL
SECONDARY | 0 | 0 | 0 | 0 | 0
TOTAL
SEM/SES (TC 0,A) | 1694.3141 | 1694.3141 | 1738.3484 | 1772.3977 | 1804.2745
SEM/PRS (TC 7,G) | 0.61712 | 0.61712 | 0.63316 | 0.64556 | 0.65717
PRM/SES (TC 6,F) | 14.7619 | 14.4587 | 14.7619 | 15.051 | 15.3217
PRM/PRS (TC 5,E) | 140.5283 | 0 | 140.5283 | 143.2808 | 145.8577
PRM/SUS (TC 8,H) | 0.37808 | 0 | 0.37808 | 0.38549 | 0.39242
SUM/PRS (TC 4,D) | 0.054175 | 0 | 0.053966 | 0.054175 | 0.055149
SUM/SUS (TC 3,C) | 198.8648 | 0 | 0 | 198.8648 | 202.4414
TOTAL | 2049.5184 | 1709.3899 | 1894.7037 | 2130.6795 | 2169
RETAIL LOSSES |  | 44.0343 | 37.1108 | 38.3205 | 119.4656
WHOLESALE
INTERCHANGE SEPARATED | 0 |  |  | 0 | 0
INTERCHANGE NON-SEPARATED | 152.26 |  |  | 152.26 | 154.9984
PARTIAL REQUIREMENTS | 0 |  |  | 0 | 0
SUBTOTAL | 152.26 |  |  | 152.26 | 154.9984
WHEELING | 433 |  |  | 433 | 440.7876
WHOLESALE/WHEELING LOSSES |  | 0 | 0 | 10.526 | 10.526
TOTAL | 2634.7784 | 1709.3899 | 1894.7037 | 2715.9395 | 2764.786
TOTAL LOSSES |  | 44.0343 | 37.1108 | 48.8465 | 129.9916
INTERRUPTIBLE SERVICE 2012 RETAIL COINCIDENT PEAK EXPANSION - PRIME TIME / STANDBY GENERATOR SUBTRACTED
(MW)
| AT | SECONDARY | PRIMARY | SUBTRAN | OUTPUT
DESCRIPTION | METER | VOLTAGE | VOLTAGE | VOLTAGE | TO LINE
(Metered Voltage Level)
EXPANSION FACTOR |  |  | 1.0263 | 1.0187 | 1.0175
BACKDOWN FACTOR |  | 0.97892 | 0.99625
RESIDENTIAL
SECONDARY | 864.6372 | 864.6372 | 887.3778 | 903.9981 | 919.8005
GS & TS
SEM/SES (TC 0,A) | 109.4378 | 109.4378 | 112.3161 | 114.4198 | 116.4199
SEM/PRS (TC 7,G) | 0 | 0 | 0 | 0 | 0
PRM/SES (TC 6,F) | 0.023898 | 0.023394 | 0.023898 | 0.024346 | 0.024771
PRM/PRS (TC 5,E) | 0.012076 |  | 0.012076 | 0.012303 | 0.012518
PRM/SUS (TC 8,H) | 0.0045738 |  | 0.0045738 | 0.0046595 | 0.0047409
SUBTOTAL | 109.4784 | 109.4612 | 112.3567 | 114.4611 | 116.4619
GSD
SEM/SES (TC 0,A) | 617.6408 | 617.6408 | 633.8853 | 645.7577 | 657.046
SEM/PRS (TC 7,G) | 0.55789 | 0.55789 | 0.57256 | 0.58329 | 0.59348
PRM/SES (TC 6,F) | 13.3232 | 13.0424 | 13.3232 | 13.5728 | 13.81
PRM/PRS (TC 5,E) | 105.886 |  | 105.886 | 107.8693 | 109.7549
PRM/SUS (TC 8,H) | 0.33754 |  | 0.33754 | 0.34387 | 0.34988
SUM/PRS (TC 4,D) | 0.048885 |  | 0.048702 | 0.048885 | 0.04974
SUM/SUS (TC 3,C) | 0.2066 |  |  | 0.2066 | 0.21021
SUBTOTAL | 738.001 | 631.2411 | 754.0534 | 768.3824 | 781.8142
IS
PRM/SES (TC 6,F) | 0.0001 | 9.7892e-05 | 0.0001 | 0.00010187 | 0.00010365
PRM/PRS (TC 5,E) | 23.3887 |  | 23.3887 | 23.8267 | 24.2432
PRM/SUS (TC 8,H) | 0.0001 |  | 0.0001 | 0.00010187 | 0.00010365
SUM/PRS (TC 4,D) | 0.0001 |  | 9.9625e-05 | 0.0001 | 0.00010175
SUM/SUS (TC 3,C) | 198.6362 |  |  | 198.6362 | 202.1085
SUBTOTAL | 222.0252 | 9.7892e-05 | 23.389 | 222.4633 | 226.3521
SL/OL
SECONDARY | 0 | 0 | 0 | 0 | 0
TOTAL
SEM/SES (TC 0,A) | 1591.7158 | 1591.7158 | 1633.5792 | 1664.1756 | 1693.2664
SEM/PRS (TC 7,G) | 0.55789 | 0.55789 | 0.57256 | 0.58329 | 0.59348
PRM/SES (TC 6,F) | 13.3472 | 13.0659 | 13.3472 | 13.5972 | 13.8349
PRM/PRS (TC 5,E) | 129.2868 | 0 | 129.2868 | 131.7083 | 134.0106
PRM/SUS (TC 8,H) | 0.34222 | 0 | 0.34222 | 0.34863 | 0.35472
SUM/PRS (TC 4,D) | 0.048985 | 0 | 0.048801 | 0.048985 | 0.049841
SUM/SUS (TC 3,C) | 198.8428 | 0 | 0 | 198.8428 | 202.3187
TOTAL | 1934.1417 | 1605.3396 | 1777.1768 | 2009.3049 | 2044.4287
RETAIL LOSSES |  | 41.8634 | 33.285 | 35.1238 | 110.2723
WHOLESALE
INTERCHANGE SEPARATED | 0 |  |  | 0 | 0
INTERCHANGE NON-SEPARATED | 152.26 |  |  | 152.26 | 154.9984
PARTIAL REQUIREMENTS | 0 |  |  | 0 | 0
SUBTOTAL | 152.26 |  |  | 152.26 | 154.9984
WHEELING | 433 |  |  | 433 | 440.7876
WHOLESALE/WHEELING LOSSES |  | 0 | 0 | 10.2307 | 10.2307
TOTAL | 2519.4017 | 1605.3396 | 1777.1768 | 2594.5649 | 2640.2147
TOTAL LOSSES |  | 41.8634 | 33.285 | 45.3545 | 120.503
INTERRUPTIBLE SERVICE 2012 RETAIL COINCIDENT PEAK EXPANSION - INTERRUPTED LOAD ADDED
(MW)
| AT | SECONDARY | PRIMARY | SUBTRAN | OUTPUT
DESCRIPTION | METER | VOLTAGE | VOLTAGE | VOLTAGE | TO LINE
(Metered Voltage Level)
EXPANSION FACTOR |  |  | 1.026 | 1.0196 | 1.018
BACKDOWN FACTOR |  | 0.97946 | 0.99614
RESIDENTIAL
SECONDARY | 899.8465 | 899.8465 | 923.233 | 941.3165 | 958.2462
GS & TS
SEM/SES (TC 0,A) | 110.1309 | 110.1309 | 112.9931 | 115.2063 | 117.2783
SEM/PRS (TC 7,G) | 0 | 0 | 0 | 0 | 0
PRM/SES (TC 6,F) | 0.024049 | 0.023555 | 0.024049 | 0.02452 | 0.024961
PRM/PRS (TC 5,E) | 0.012153 |  | 0.012153 | 0.012391 | 0.012614
PRM/SUS (TC 8,H) | 0.0046028 |  | 0.0046028 | 0.0046929 | 0.0047773
SUBTOTAL | 110.1717 | 110.1544 | 113.0339 | 115.2479 | 117.3207
GSD
SEM/SES (TC 0,A) | 684.3368 | 684.3368 | 702.1223 | 715.8749 | 728.75
SEM/PRS (TC 7,G) | 0.61712 | 0.61712 | 0.63316 | 0.64556 | 0.65717
PRM/SES (TC 6,F) | 14.7377 | 14.435 | 14.7377 | 15.0264 | 15.2966
PRM/PRS (TC 5,E) | 117.1274 |  | 117.1274 | 119.4216 | 121.5694
PRM/SUS (TC 8,H) | 0.37338 |  | 0.37338 | 0.38069 | 0.38754
SUM/PRS (TC 4,D) | 0.054075 |  | 0.053867 | 0.054075 | 0.055048
SUM/SUS (TC 3,C) | 0.22853 |  |  | 0.22853 | 0.23264
SUBTOTAL | 817.475 | 699.3889 | 835.0478 | 851.6317 | 866.9484
IS
PRM/SES (TC 6,F) | 0.0001 | 9.7946e-05 | 0.0001 | 0.00010196 | 0.00010379
PRM/PRS (TC 5,E) | 23.3887 |  | 23.3887 | 23.8468 | 24.2757
PRM/SUS (TC 8,H) | 0.0001 |  | 0.0001 | 0.00010196 | 0.00010379
SUM/PRS (TC 4,D) | 0.0001 |  | 9.9614e-05 | 0.0001 | 0.0001018
SUM/SUS (TC 3,C) | 198.6362 |  |  | 198.6362 | 202.2087
SUBTOTAL | 222.0252 | 9.7946e-05 | 23.389 | 222.4833 | 226.4847
SL/OL
SECONDARY | 0 | 0 | 0 | 0 | 0
TOTAL
SEM/SES (TC 0,A) | 1694.3141 | 1694.3141 | 1738.3484 | 1772.3977 | 1804.2745
SEM/PRS (TC 7,G) | 0.61712 | 0.61712 | 0.63316 | 0.64556 | 0.65717
PRM/SES (TC 6,F) | 14.7619 | 14.4587 | 14.7619 | 15.051 | 15.3217
PRM/PRS (TC 5,E) | 140.5283 | 0 | 140.5283 | 143.2808 | 145.8577
PRM/SUS (TC 8,H) | 0.37808 | 0 | 0.37808 | 0.38549 | 0.39242
SUM/PRS (TC 4,D) | 0.054175 | 0 | 0.053966 | 0.054175 | 0.055149
SUM/SUS (TC 3,C) | 198.8648 | 0 | 0 | 198.8648 | 202.4414
TOTAL | 2049.5184 | 1709.3899 | 1894.7037 | 2130.6795 | 2169
RETAIL LOSSES |  | 44.0343 | 37.1108 | 38.3205 | 119.4656
WHOLESALE
INTERCHANGE SEPARATED | 0 |  |  | 0 | 0
INTERCHANGE NON-SEPARATED | 152.26 |  |  | 152.26 | 154.9984
PARTIAL REQUIREMENTS | 0 |  |  | 0 | 0
SUBTOTAL | 152.26 |  |  | 152.26 | 154.9984
WHEELING | 433 |  |  | 433 | 440.7876
WHOLESALE/WHEELING LOSSES |  | 0 | 0 | 10.526 | 10.526
TOTAL | 2634.7784 | 1709.3899 | 1894.7037 | 2715.9395 | 2764.786
TOTAL LOSSES |  | 44.0343 | 37.1108 | 48.8465 | 129.9916

## ls ncp
LIGHTING SERVICE 2012 NON-COINCIDENT PEAK - ACTUAL
(MW)
| AT | SECONDARY | PRIMARY | SUBTRAN | OUTPUT
DESCRIPTION | METER | VOLTAGE | VOLTAGE | VOLTAGE | TO LINE
(Metered Voltage Level)
EXPANSION FACTOR |  |  | 1.0267 | 1.0161 | 1.0153
BACKDOWN FACTOR |  | 0.97794 | 0.99616
RESIDENTIAL
SECONDARY | 714.1509 | 714.1509 | 733.1965 | 745.0174 | 756.4106
GS & TS
SEM/SES (TC 0,A) | 91.2454 | 91.2454 | 93.6789 | 95.1892 | 96.6449
SEM/PRS (TC 7,G) | 0 | 0 | 0 | 0 | 0
PRM/SES (TC 6,F) | 0.029783 | 0.029126 | 0.029783 | 0.030263 | 0.030726
PRM/PRS (TC 5,E) | 0.018396 |  | 0.018396 | 0.018693 | 0.018979
PRM/SUS (TC 8,H) | 0 |  | 0 | 0 | 0
SUBTOTAL | 91.2936 | 91.2746 | 93.727 | 95.2382 | 96.6946
GSD
SEM/SES (TC 0,A) | 545.1297 | 545.1297 | 559.6677 | 568.691 | 577.3876
SEM/PRS (TC 7,G) | 0.35956 | 0.35956 | 0.36914 | 0.3751 | 0.38083
PRM/SES (TC 6,F) | 12.9337 | 12.6485 | 12.9337 | 13.1422 | 13.3432
PRM/PRS (TC 5,E) | 104.1171 |  | 104.1171 | 105.7957 | 107.4136
PRM/SUS (TC 8,H) | 0.3848 |  | 0.3848 | 0.39101 | 0.39699
SUM/PRS (TC 4,D) | 0.20738 |  | 0.20658 | 0.20738 | 0.21055
SUM/SUS (TC 3,C) | 0.6953 |  |  | 0.6953 | 0.70593
SUBTOTAL | 663.8276 | 558.1377 | 677.679 | 689.2977 | 699.8388
IS
PRM/SES (TC 6,F) | 0.0001 | 9.7794e-05 | 0.0001 | 0.00010161 | 0.00010317
PRM/PRS (TC 5,E) | 20.8897 |  | 20.8897 | 21.2265 | 21.5511
PRM/SUS (TC 8,H) | 0.0001 |  | 0.0001 | 0.00010161 | 0.00010317
SUM/PRS (TC 4,D) | 0.0001 |  | 9.9616e-05 | 0.0001 | 0.00010153
SUM/SUS (TC 3,C) | 127.1829 |  |  | 127.1829 | 129.1278
SUBTOTAL | 148.0729 | 9.7794e-05 | 20.89 | 148.4097 | 150.6793
SL/OL
SECONDARY | 52.283 | 52.283 | 53.6773 | 54.5427 | 55.3768
TOTAL
SEM/SES (TC 0,A) | 1402.809 | 1402.809 | 1440.2204 | 1463.4403 | 1485.8199
SEM/PRS (TC 7,G) | 0.35956 | 0.35956 | 0.36914 | 0.3751 | 0.38083
PRM/SES (TC 6,F) | 12.9636 | 12.6777 | 12.9636 | 13.1726 | 13.374
PRM/PRS (TC 5,E) | 125.0252 | 0 | 125.0252 | 127.0409 | 128.9837
PRM/SUS (TC 8,H) | 0.3849 | 0 | 0.3849 | 0.39111 | 0.39709
SUM/PRS (TC 4,D) | 0.20747 | 0 | 0.20668 | 0.20747 | 0.21065
SUM/SUS (TC 3,C) | 127.8782 | 0 | 0 | 127.8782 | 129.8338
TOTAL | 1669.628 | 1415.8463 | 1579.1699 | 1732.5057 | 1759
RETAIL LOSSES |  | 37.4113 | 25.4569 | 26.4943 | 89.3624
WHOLESALE
INTERCHANGE SEPARATED | 0 |  |  | 0 | 0
INTERCHANGE NON-SEPARATED | 2.541 |  |  | 2.541 | 2.5799
PARTIAL REQUIREMENTS | 0 |  |  | 0 | 0
SUBTOTAL | 2.541 |  |  | 2.541 | 2.5799
WHEELING | 355 |  |  | 355 | 360.4288
WHOLESALE/WHEELING LOSSES |  | 0 | 0 | 5.4677 | 5.4677
TOTAL | 2027.169 | 1415.8463 | 1579.1699 | 2090.0467 | 2122.0087
TOTAL LOSSES |  | 37.4113 | 25.4569 | 31.962 | 94.8301
LIGHTING SERVICE 2012 RETAIL COINCIDENT PEAK EXPANSION - PRIME TIME / STANDBY GENERATOR ADDED
(MW)
| AT | SECONDARY | PRIMARY | SUBTRAN | OUTPUT
DESCRIPTION | METER | VOLTAGE | VOLTAGE | VOLTAGE | TO LINE
(Metered Voltage Level)
EXPANSION FACTOR |  |  | 1.0267 | 1.0161 | 1.0153
BACKDOWN FACTOR |  | 0.97794 | 0.99616
RESIDENTIAL
SECONDARY | 714.1509 | 714.1509 | 733.1965 | 745.0174 | 756.4106
GS & TS
SEM/SES (TC 0,A) | 91.2454 | 91.2454 | 93.6789 | 95.1892 | 96.6449
SEM/PRS (TC 7,G) | 0 | 0 | 0 | 0 | 0
PRM/SES (TC 6,F) | 0.029783 | 0.029126 | 0.029783 | 0.030263 | 0.030726
PRM/PRS (TC 5,E) | 0.018396 |  | 0.018396 | 0.018693 | 0.018979
PRM/SUS (TC 8,H) | 0 |  | 0 | 0 | 0
SUBTOTAL | 91.2936 | 91.2746 | 93.727 | 95.2382 | 96.6946
GSD
SEM/SES (TC 0,A) | 545.1297 | 545.1297 | 559.6677 | 568.691 | 577.3876
SEM/PRS (TC 7,G) | 0.35956 | 0.35956 | 0.36914 | 0.3751 | 0.38083
PRM/SES (TC 6,F) | 12.9337 | 12.6485 | 12.9337 | 13.1422 | 13.3432
PRM/PRS (TC 5,E) | 104.1171 |  | 104.1171 | 105.7957 | 107.4136
PRM/SUS (TC 8,H) | 0.3848 |  | 0.3848 | 0.39101 | 0.39699
SUM/PRS (TC 4,D) | 0.20738 |  | 0.20658 | 0.20738 | 0.21055
SUM/SUS (TC 3,C) | 0.6953 |  |  | 0.6953 | 0.70593
SUBTOTAL | 663.8276 | 558.1377 | 677.679 | 689.2977 | 699.8388
IS
PRM/SES (TC 6,F) | 0.0001 | 9.7794e-05 | 0.0001 | 0.00010161 | 0.00010317
PRM/PRS (TC 5,E) | 20.8897 |  | 20.8897 | 21.2265 | 21.5511
PRM/SUS (TC 8,H) | 0.0001 |  | 0.0001 | 0.00010161 | 0.00010317
SUM/PRS (TC 4,D) | 0.0001 |  | 9.9616e-05 | 0.0001 | 0.00010153
SUM/SUS (TC 3,C) | 127.1829 |  |  | 127.1829 | 129.1278
SUBTOTAL | 148.0729 | 9.7794e-05 | 20.89 | 148.4097 | 150.6793
SL/OL
SECONDARY | 52.283 | 52.283 | 53.6773 | 54.5427 | 55.3768
TOTAL
SEM/SES (TC 0,A) | 1402.809 | 1402.809 | 1440.2204 | 1463.4403 | 1485.8199
SEM/PRS (TC 7,G) | 0.35956 | 0.35956 | 0.36914 | 0.3751 | 0.38083
PRM/SES (TC 6,F) | 12.9636 | 12.6777 | 12.9636 | 13.1726 | 13.374
PRM/PRS (TC 5,E) | 125.0252 | 0 | 125.0252 | 127.0409 | 128.9837
PRM/SUS (TC 8,H) | 0.3849 | 0 | 0.3849 | 0.39111 | 0.39709
SUM/PRS (TC 4,D) | 0.20747 | 0 | 0.20668 | 0.20747 | 0.21065
SUM/SUS (TC 3,C) | 127.8782 | 0 | 0 | 127.8782 | 129.8338
TOTAL | 1669.628 | 1415.8463 | 1579.1699 | 1732.5057 | 1759
RETAIL LOSSES |  | 37.4113 | 25.4569 | 26.4943 | 89.3624
WHOLESALE
INTERCHANGE SEPARATED | 0 |  |  | 0 | 0
INTERCHANGE NON-SEPARATED | 2.541 |  |  | 2.541 | 2.5799
PARTIAL REQUIREMENTS | 0 |  |  | 0 | 0
SUBTOTAL | 2.541 |  |  | 2.541 | 2.5799
WHEELING | 355 |  |  | 355 | 360.4288
WHOLESALE/WHEELING LOSSES |  | 0 | 0 | 5.4677 | 5.4677
TOTAL | 2027.169 | 1415.8463 | 1579.1699 | 2090.0467 | 2122.0087
TOTAL LOSSES |  | 37.4113 | 25.4569 | 31.962 | 94.8301
LIGHTING SERVICE 2012 RETAIL COINCIDENT PEAK EXPANSION - PRIME TIME / STANDBY GENERATOR SUBTRACTED
(MW)
| AT | SECONDARY | PRIMARY | SUBTRAN | OUTPUT
DESCRIPTION | METER | VOLTAGE | VOLTAGE | VOLTAGE | TO LINE
(Metered Voltage Level)
EXPANSION FACTOR |  |  | 1.0275 | 1.0153 | 1.0148
BACKDOWN FACTOR |  | 0.97695 | 0.99622
RESIDENTIAL
SECONDARY | 674.7209 | 674.7209 | 693.2572 | 703.8857 | 714.2982
GS & TS
SEM/SES (TC 0,A) | 90.5525 | 90.5525 | 93.0402 | 94.4667 | 95.8641
SEM/PRS (TC 7,G) | 0 | 0 | 0 | 0 | 0
PRM/SES (TC 6,F) | 0.029557 | 0.028876 | 0.029557 | 0.03001 | 0.030454
PRM/PRS (TC 5,E) | 0.018256 |  | 0.018256 | 0.018536 | 0.018811
PRM/SUS (TC 8,H) | 0 |  | 0 | 0 | 0
SUBTOTAL | 90.6003 | 90.5814 | 93.0881 | 94.5152 | 95.9134
GSD
SEM/SES (TC 0,A) | 479.6734 | 479.6734 | 492.8512 | 500.4073 | 507.8097
SEM/PRS (TC 7,G) | 0.31709 | 0.31709 | 0.3258 | 0.3308 | 0.33569
PRM/SES (TC 6,F) | 11.4063 | 11.1434 | 11.4063 | 11.5812 | 11.7525
PRM/PRS (TC 5,E) | 91.8214 |  | 91.8214 | 93.2291 | 94.6082
PRM/SUS (TC 8,H) | 0.33936 |  | 0.33936 | 0.34456 | 0.34966
SUM/PRS (TC 4,D) | 0.18289 |  | 0.18219 | 0.18289 | 0.18559
SUM/SUS (TC 3,C) | 0.61319 |  |  | 0.61319 | 0.62226
SUBTOTAL | 584.3536 | 491.1338 | 596.9263 | 606.689 | 615.6636
IS
PRM/SES (TC 6,F) | 0.0001 | 9.7695e-05 | 0.0001 | 0.00010153 | 0.00010304
PRM/PRS (TC 5,E) | 20.8897 |  | 20.8897 | 21.21 | 21.5237
PRM/SUS (TC 8,H) | 0.0001 |  | 0.0001 | 0.00010153 | 0.00010304
SUM/PRS (TC 4,D) | 0.0001 |  | 9.9622e-05 | 0.0001 | 0.00010148
SUM/SUS (TC 3,C) | 127.1829 |  |  | 127.1829 | 129.0643
SUBTOTAL | 148.0729 | 9.7695e-05 | 20.89 | 148.3932 | 150.5883
SL/OL
SECONDARY | 52.283 | 52.283 | 53.7193 | 54.5429 | 55.3498
TOTAL
SEM/SES (TC 0,A) | 1297.2297 | 1297.2297 | 1332.868 | 1353.3026 | 1373.3218
SEM/PRS (TC 7,G) | 0.31709 | 0.31709 | 0.3258 | 0.3308 | 0.33569
PRM/SES (TC 6,F) | 11.436 | 11.1723 | 11.436 | 11.6113 | 11.7831
PRM/PRS (TC 5,E) | 112.7293 | 0 | 112.7293 | 114.4576 | 116.1508
PRM/SUS (TC 8,H) | 0.33946 | 0 | 0.33946 | 0.34466 | 0.34976
SUM/PRS (TC 4,D) | 0.18299 | 0 | 0.18229 | 0.18299 | 0.18569
SUM/SUS (TC 3,C) | 127.7961 | 0 | 0 | 127.7961 | 129.6866
TOTAL | 1550.0307 | 1308.7192 | 1457.8809 | 1608.0261 | 1631.8133
RETAIL LOSSES |  | 35.6383 | 22.3484 | 23.7872 | 81.7739
WHOLESALE
INTERCHANGE SEPARATED | 0 |  |  | 0 | 0
INTERCHANGE NON-SEPARATED | 2.541 |  |  | 2.541 | 2.5799
PARTIAL REQUIREMENTS | 0 |  |  | 0 | 0
SUBTOTAL | 2.541 |  |  | 2.541 | 2.5799
WHEELING | 355 |  |  | 355 | 360.4288
WHOLESALE/WHEELING LOSSES |  | 0 | 0 | 5.289 | 5.289
TOTAL | 1907.5717 | 1308.7192 | 1457.8809 | 1965.5671 | 1994.822
TOTAL LOSSES |  | 35.6383 | 22.3484 | 29.0763 | 87.063
LIGHTING SERVICE 2012 RETAIL COINCIDENT PEAK EXPANSION - INTERRUPTED LOAD ADDED
(MW)
| AT | SECONDARY | PRIMARY | SUBTRAN | OUTPUT
DESCRIPTION | METER | VOLTAGE | VOLTAGE | VOLTAGE | TO LINE
(Metered Voltage Level)
EXPANSION FACTOR |  |  | 1.0267 | 1.0161 | 1.0153
BACKDOWN FACTOR |  | 0.97794 | 0.99616
RESIDENTIAL
SECONDARY | 714.1509 | 714.1509 | 733.1965 | 745.0174 | 756.4106
GS & TS
SEM/SES (TC 0,A) | 91.2454 | 91.2454 | 93.6789 | 95.1892 | 96.6449
SEM/PRS (TC 7,G) | 0 | 0 | 0 | 0 | 0
PRM/SES (TC 6,F) | 0.029783 | 0.029126 | 0.029783 | 0.030263 | 0.030726
PRM/PRS (TC 5,E) | 0.018396 |  | 0.018396 | 0.018693 | 0.018979
PRM/SUS (TC 8,H) | 0 |  | 0 | 0 | 0
SUBTOTAL | 91.2936 | 91.2746 | 93.727 | 95.2382 | 96.6946
GSD
SEM/SES (TC 0,A) | 545.1297 | 545.1297 | 559.6677 | 568.691 | 577.3876
SEM/PRS (TC 7,G) | 0.35956 | 0.35956 | 0.36914 | 0.3751 | 0.38083
PRM/SES (TC 6,F) | 12.9337 | 12.6485 | 12.9337 | 13.1422 | 13.3432
PRM/PRS (TC 5,E) | 104.1171 |  | 104.1171 | 105.7957 | 107.4136
PRM/SUS (TC 8,H) | 0.3848 |  | 0.3848 | 0.39101 | 0.39699
SUM/PRS (TC 4,D) | 0.20738 |  | 0.20658 | 0.20738 | 0.21055
SUM/SUS (TC 3,C) | 0.6953 |  |  | 0.6953 | 0.70593
SUBTOTAL | 663.8276 | 558.1377 | 677.679 | 689.2977 | 699.8388
IS
PRM/SES (TC 6,F) | 0.0001 | 9.7794e-05 | 0.0001 | 0.00010161 | 0.00010317
PRM/PRS (TC 5,E) | 20.8897 |  | 20.8897 | 21.2265 | 21.5511
PRM/SUS (TC 8,H) | 0.0001 |  | 0.0001 | 0.00010161 | 0.00010317
SUM/PRS (TC 4,D) | 0.0001 |  | 9.9616e-05 | 0.0001 | 0.00010153
SUM/SUS (TC 3,C) | 127.1829 |  |  | 127.1829 | 129.1278
SUBTOTAL | 148.0729 | 9.7794e-05 | 20.89 | 148.4097 | 150.6793
SL/OL
SECONDARY | 52.283 | 52.283 | 53.6773 | 54.5427 | 55.3768
TOTAL
SEM/SES (TC 0,A) | 1402.809 | 1402.809 | 1440.2204 | 1463.4403 | 1485.8199
SEM/PRS (TC 7,G) | 0.35956 | 0.35956 | 0.36914 | 0.3751 | 0.38083
PRM/SES (TC 6,F) | 12.9636 | 12.6777 | 12.9636 | 13.1726 | 13.374
PRM/PRS (TC 5,E) | 125.0252 | 0 | 125.0252 | 127.0409 | 128.9837
PRM/SUS (TC 8,H) | 0.3849 | 0 | 0.3849 | 0.39111 | 0.39709
SUM/PRS (TC 4,D) | 0.20747 | 0 | 0.20668 | 0.20747 | 0.21065
SUM/SUS (TC 3,C) | 127.8782 | 0 | 0 | 127.8782 | 129.8338
TOTAL | 1669.628 | 1415.8463 | 1579.1699 | 1732.5057 | 1759
RETAIL LOSSES |  | 37.4113 | 25.4569 | 26.4943 | 89.3624
WHOLESALE
INTERCHANGE SEPARATED | 0 |  |  | 0 | 0
INTERCHANGE NON-SEPARATED | 2.541 |  |  | 2.541 | 2.5799
PARTIAL REQUIREMENTS | 0 |  |  | 0 | 0
SUBTOTAL | 2.541 |  |  | 2.541 | 2.5799
WHEELING | 355 |  |  | 355 | 360.4288
WHOLESALE/WHEELING LOSSES |  | 0 | 0 | 5.4677 | 5.4677
TOTAL | 2027.169 | 1415.8463 | 1579.1699 | 2090.0467 | 2122.0087
TOTAL LOSSES |  | 37.4113 | 25.4569 | 31.962 | 94.8301

## Billing kwh exp
2012 CALENDAR YEAR ENERGY EXPANSION - ACTUAL
(MWH)
| AT | SECONDARY | PRIMARY | SUBTRAN | OUTPUT
DESCRIPTION | METER | VOLTAGE | VOLTAGE | VOLTAGE | TO LINE
(Metered Voltage Level)
EXPANSION FACTOR |  |  | 1.0201 | 1.0176 | 1.0129
BACKDOWN FACTOR |  | 0.99463 | 0.99862
.
RESIDENTIAL
SECONDARY | 8395841.538 | 8395841.538 | 8564852.74 | 8715548.0987 | 8828288.7194
GS & TS
SEM/SES (TC 0,A) | 1016627.694 | 1016627.694 | 1037092.7621 | 1055340.0187 | 1068991.448
SEM/PRS (TC 7,G) | 15.871 | 15.871 | 16.1905 | 16.4754 | 16.6885
PRM/SES (TC 6,F) | 300.763 | 299.1465 | 300.763 | 306.0548 | 310.0138
PRM/PRS (TC 5,E) | 290.393 |  | 290.393 | 295.5024 | 299.3248
PRM/SUS (TC 8,H) | 34.167 |  | 34.167 | 34.7682 | 35.2179
SUBTOTAL | 1017268.888 | 1016942.7115 | 1037734.2756 | 1055992.8194 | 1069652.693
GSD
SEM/SES (TC 0,A) | 6304955.749 | 6304955.749 | 6431876.6949 | 6545043.1433 | 6629707.0357
SEM/PRS (TC 7,G) | 4632.684 | 4632.684 | 4725.9415 | 4809.0927 | 4871.3011
PRM/SES (TC 6,F) | 136401.172 | 135668.0706 | 136401.172 | 138801.0993 | 140596.5712
PRM/PRS (TC 5,E) | 1122297.352 |  | 1122297.352 | 1142043.7513 | 1156816.7432
PRM/SUS (TC 8,H) | 3308.152 |  | 3308.152 | 3366.3577 | 3409.9035
SUM/PRS (TC 4,D) | 1571.041 |  | 1568.8793 | 1571.041 | 1591.3633
SUM/SUS (TC 3,C) | 5038.111 |  |  | 5038.111 | 5103.2819
SUBTOTAL | 7578204.261 | 6445256.5036 | 7700178.1917 | 7840672.5962 | 7942096.1998
IS
PRM/SES (TC 6,F) | 2843.962 | 2828.6768 | 2843.962 | 2894.0004 | 2931.436
PRM/PRS (TC 5,E) | 253315.373 |  | 253315.373 | 257772.3616 | 261106.7952
PRM/SUS (TC 8,H) | 0 |  | 0 | 0 | 0
SUM/PRS (TC 4,D) | 0 |  | 0 | 0 | 0
SUM/SUS (TC 3,C) | 909820.771 |  |  | 909820.771 | 921589.8253
SUBTOTAL | 1165980.106 | 2828.6768 | 256159.335 | 1170487.133 | 1185628.0564
LS
SECONDARY | 214069.346 | 214069.346 | 218378.6362 | 222220.926 | 225095.4814
TOTAL
SEM/SES (TC 0,A) | 15931494.327 | 15931494.327 | 16252200.8332 | 16538152.1867 | 16752082.6845
SEM/PRS (TC 7,G) | 4648.555 | 4648.555 | 4742.132 | 4825.5681 | 4887.9895
PRM/SES (TC 6,F) | 139545.897 | 138795.894 | 139545.897 | 142001.1545 | 143838.021
PRM/PRS (TC 5,E) | 1375903.118 | 0 | 1375903.118 | 1400111.6152 | 1418222.8632
PRM/SUS (TC 8,H) | 3342.319 | 0 | 3342.319 | 3401.1258 | 3445.1214
SUM/PRS (TC 4,D) | 1571.041 | 0 | 1568.8793 | 1571.041 | 1591.3633
SUM/SUS (TC 3,C) | 914858.882 | 0 | 0 | 914858.882 | 926693.1071
TOTAL | 18371364.139 | 16074938.776 | 17777303.1785 | 19004921.5733 | 19250761.15
RETAIL LOSSES |  | 320706.5062 | 312757.3511 | 245933.1537 | 879397.011
WHOLESALE
INTERCHANGE SEPARATED | 0 |  |  | 0 | 0
INTERCHANGE NON-SEPARATED | 420725.074 |  |  | 420725.074 | 426167.3945
PARTIAL REQUIREMENTS | 0 |  |  | 0 | 304570.504
SUBTOTAL | 420725.074 |  |  | 420725.074 | 730737.8984
WHEELING | 0 |  |  | 0 | -304664.081
WHOLESALE/WHEELING LOSSES |  | 0 | 0 | 5348.7435 | 5348.7435
TOTAL | 18792089.213 | 16074938.776 | 17777303.1785 | 19425646.6473 | 19676834.9674
TOTAL LOSSES |  | 320706.5062 | 312757.3511 | 251281.8971 | 884745.7544

## Billing kwh exp with unbilled
2012 CALENDAR YEAR ENERGY EXPANSION - ACTUAL
(MWH)
| AT | SECONDARY | PRIMARY | SUBTRAN | OUTPUT
DESCRIPTION | METER | VOLTAGE | VOLTAGE | VOLTAGE | TO LINE
(Metered Voltage Level)
EXPANSION FACTOR |  |  | 1.0194 | 1.0169 | 1.0125
BACKDOWN FACTOR |  | 0.99483 | 0.99867
.
RESIDENTIAL
SECONDARY | 8411401.6789 | 8411401.6789 | 8574284.0601 | 8719509.3335 | 8828161.1962
GS & TS
SEM/SES (TC 0,A) | 1018511.8256 | 1018511.8256 | 1038234.7728 | 1055819.6729 | 1068976.0066
SEM/PRS (TC 7,G) | 15.9004 | 15.9004 | 16.2083 | 16.4828 | 16.6882
PRM/SES (TC 6,F) | 301.3204 | 299.7614 | 301.3204 | 306.424 | 310.2422
PRM/PRS (TC 5,E) | 290.9312 |  | 290.9312 | 295.8588 | 299.5454
PRM/SUS (TC 8,H) | 34.2303 |  | 34.2303 | 34.8101 | 35.2439
SUBTOTAL | 1019154.2079 | 1018827.4874 | 1038877.463 | 1056473.2486 | 1069637.7263
GSD
SEM/SES (TC 0,A) | 6316640.8194 | 6316640.8194 | 6438959.2554 | 6548017.8791 | 6629611.2707
SEM/PRS (TC 7,G) | 4641.2698 | 4641.2698 | 4731.1456 | 4811.2784 | 4871.2307
PRM/SES (TC 6,F) | 136653.9664 | 135946.9228 | 136653.9664 | 138968.5164 | 140700.1721
PRM/PRS (TC 5,E) | 1124377.3228 |  | 1124377.3228 | 1143421.2456 | 1157669.1629
PRM/SUS (TC 8,H) | 3314.283 |  | 3314.283 | 3370.4181 | 3412.4161
SUM/PRS (TC 4,D) | 1573.9526 |  | 1571.8664 | 1573.9526 | 1593.5653
SUM/SUS (TC 3,C) | 5047.4482 |  |  | 5047.4482 | 5110.3433
SUBTOTAL | 7592249.0623 | 6457229.012 | 7709607.8396 | 7845210.7384 | 7942968.1612
IS
PRM/SES (TC 6,F) | 2843.962 | 2829.2474 | 2843.962 | 2892.1311 | 2928.1693
PRM/PRS (TC 5,E) | 253315.373 |  | 253315.373 | 257605.853 | 260815.8221
PRM/SUS (TC 8,H) | 0 |  | 0 | 0 | 0
SUM/PRS (TC 4,D) | 0 |  | 0 | 0 | 0
SUM/SUS (TC 3,C) | 909820.771 |  |  | 909820.771 | 921157.8449
SUBTOTAL | 1165980.106 | 2829.2474 | 256159.335 | 1170318.7551 | 1184901.8363
LS
SECONDARY | 214466.084 | 214466.084 | 218619.1072 | 222321.9259 | 225092.2299
TOTAL
SEM/SES (TC 0,A) | 15961020.4078 | 15961020.4078 | 16270097.1955 | 16545668.8114 | 16751840.7034
SEM/PRS (TC 7,G) | 4657.1702 | 4657.1702 | 4747.3539 | 4827.7613 | 4887.9189
PRM/SES (TC 6,F) | 139799.2488 | 139075.9316 | 139799.2488 | 142167.0714 | 143938.5836
PRM/PRS (TC 5,E) | 1377983.6269 | 0 | 1377983.6269 | 1401322.9574 | 1418784.5305
PRM/SUS (TC 8,H) | 3348.5134 | 0 | 3348.5134 | 3405.2282 | 3447.66
SUM/PRS (TC 4,D) | 1573.9526 | 0 | 1571.8664 | 1573.9526 | 1593.5653
SUM/SUS (TC 3,C) | 914868.2192 | 0 | 0 | 914868.2192 | 926268.1882
TOTAL | 18403251.139 | 16104753.5096 | 17797547.8049 | 19013834.0015 | 19250761.15
RETAIL LOSSES |  | 309076.7877 | 301415.8912 | 237017.3321 | 847510.011
WHOLESALE
INTERCHANGE SEPARATED | 0 |  |  | 0 | 0
INTERCHANGE NON-SEPARATED | 420725.074 |  |  | 420725.074 | 425967.6354
PARTIAL REQUIREMENTS | 0 |  |  | 0 | 304570.504
SUBTOTAL | 420725.074 |  |  | 420725.074 | 730538.1393
WHEELING | 0 |  |  | 0 | -304660.6876
WHOLESALE/WHEELING LOSSES |  | 0 | 0 | 5152.3777 | 5152.3777
TOTAL | 18823976.213 | 16104753.5096 | 17797547.8049 | 19434559.0755 | 19676638.6017
TOTAL LOSSES |  | 309076.7877 | 301415.8912 | 242169.7099 | 852662.3887