## INDEX
2010-01-13 | <==== This is the date when the work request costs were calculated - the last update.
Worksheet |  |  | Explanation
Name |  | Date of last revision: |  | 2010-01-13
INDEX | This worksheet gives a brief description of what is in this workbook.
SDRateSummary | This worksheet accumulates selected data from the other worksheets into a final product.
The standard rates worksheet SDRates00.xls is updated from these numbers.
TECSummary | This worksheet accumulates all the data from the other worksheets into a final product.
The standard rates worksheet DERates00.xls is updated from these numbers.
Costs | This is the input worksheet that provides the costs to the other worksheets in this work book.
The green area needs to be updated with new costs to create new standard rates.
Switchgear | Calculates the cost difference between a switchgear and the overhead switch equivalent for each
& OHSwitches | type of switchgear we purchase.
Pullbox | Calculates the cost to install each pullbox we purchase.
UG from OH | Calculates the cost difference between an underground cable takeoff on a pole and the overhead
equivalent wire takeoff for 1000, 4/0 and 1/0 size underground primary cables.
UG from UG | Calculates the cost of UG primary cable and conduit. Calculates the differential cost between
UG primary and OH primary.
Conduit | Not used.
Poles | Calculates the cost to install poles.
Guys | Calculates the cost to install guys.
LBC | Calculates the cost of LBCs. Calculates the differential cost between an LBC and the overhead
equivalent primary lateral tap.
Credits | Calculates the cost to trench, install conduit and inspect. Calculates the credit given to
customers who trench and install conduit.
CU | The CU's worksheet lists the Work Requests and the CU's used in them to calculate costs.

## SDRateSummary
Legend
Green highlighting indicates an input area. This is where updated information should be entered.
Yellow highlighting indicates area where there is a link.
Peach highlighting indicates area where there are formulas.
Purple highligting indicates a reference to another spreadsheet.
| Copy from here to SDRates.xls to update costs. |  |  | Be sure that this is an exact overlay.
| Copy from cell B16 to cell U482. |  |  | If any lines have been added here, rows need to be inserted in SDRates before the copy/paste.
Then go to SDRates.xls to worksheet UpdateCostsHere. Touch on cell B891.
Then, right click, select Paste Special..., click on the white circle in front of Values to pick Values, and click OK.
| Temporary | [9 empty] | Accounting Precentages
[11 empty] | Poles |  | Wire
|  |  | Overhead construction cost versus revenue credit calculation: | [7 empty] | 364 | 364 | 365
|  | Use to determine temporary charges for installations of a specified duration of time with loads over 5 kW | [8 empty] | Base charge + | #REF! | #REF!
|  |  | Enter Temporary Line Extension Construction Cost (up and down cost for whatever is required) | [7 empty] | Base charge + | #REF! | #REF!
|  |  | Enter estimated new or added kW or kWd per month | [7 empty] | Base charge + | #REF! | #REF!
|  |  | Enter Load Factor | [7 empty] | Base charge + | 0 | 0
|  |  | Enter the length of time in months that the temporary service will be in use | [7 empty] | Base charge + | 0 | 0
Estimated kWh consumption per month
Residential (RS) or General Service - Non Demand (GS) energy charge, $/kWh, from Tariff page 6.03
|  |  | No demand charges | [6 empty] | Install % | Remove % | 364 % | 365 %
| Subtotal | 0 | Credit for RS or GS Rate Class (<50 kW demand) | [6 empty] | 0 | 0 | 0 | 100
The formula in cell E59 uses the four year non-fuel revenue line extension policy to determine if charges are due.
Overhead Construction
| CIAC Cost (in SDRates.xls) |  | E379 Cost (in SDRates.xls)
|  | CIAC | Install |  | Remove |  |  |  | add install 2/0 N only |  | add install 4/0 N only
|  | Cost/ft or |  | Labor/ft or | Cost/ft | Labor/ft or
|  | Cost/unit | Material | Labor/unit | Material | Labor/unit | Primary installation (wire only)
|  | 1.91 | 0.47 | 0.018462 |  |  | 1ø, #2 AWG conductor/ft |  |  |  | checked
|  | 2.8 | 0.7 | 0.027085 |  |  | Open wye, #2 AWG conductor/ft |  |  |  | checked
|  | 3.45 | 0.95 | 0.032227 |  |  | 3ø, #2 AWG conductor/ft |  |  |  | checked
|  | 3.92 | 1.48 | 0.031472 |  |  | 3ø, 2/0 AWG conductor /ft |  |  |  | checked
|  | 6.21 | 2.81 | 0.043802 |  |  | 3ø, 336 kcmil & 2/0N conductor/ft |  |  |  | checked
|  | 6.37 | 2.99 | 0.05813 |  |  | 3ø, 336 kcmil & 4/0N conductor/ft |  |  |  | checked
|  | 11.58 | 5.46 | 0.043481 |  |  | 2 -3ø, 336 & 4/0 N conductor/ft |  |  |  | checked
|  | 1.43 | 0.31 | 0.078648 |  |  | Install 2/0 Neutral conductor only per foot |  |  |  | checked
|  | 1.63 | 0.51 | 0.014296 |  |  | Install 4/0 Neutral conductor only per foot |  |  |  | checked
Accounting information - the removal portion of the cost always goes into Resource 49
| CIAC Cost (in SDRates.xls) |  | E379 Cost (in SDRates.xls)
|  | CIAC | Install |  | Remove |  |  |  | add remove 2/0 N only |  | add remove 4/0 N only
|  | Cost/ft | Material | Labor/ft | Material | Labor/ft | Primary removal - wire only
|  | 0.48 |  |  | 0 | 0.005261 | 1ø, #2 AWG conductor/ft | [5 empty] | checked
|  | 0.85 |  |  | 0 | 0.009373 | Open wye, #2 AWG conductor/ft | [5 empty] | checked
|  | 1.08 |  |  | 0 | 0.011826 | 3ø, #2 AWG conductor/ft | [5 empty] | checked
|  | 1.08 |  |  | 0 | 0.011826 | 3ø, 2/0 AWG conductor/ft | [5 empty] | checked
|  | 1.65 |  |  | 0 | 0.01807 | 3ø, 4/0 primary & 2/0 N conductor per foot | [5 empty] | checked
|  | 1.65 |  |  | 0 | 0.01808 | 3ø, 336 primary & 2/0 N conductor per foot | [5 empty] | checked
|  | 1.73 |  |  | 0 | 0.018967 | 3ø, 336 primary & 4/0 N conductor per foot | [5 empty] | checked
|  | 3.31 |  |  | 0 | 0.036256 | 2 - 3ø, 336 primary & 4/0 N conductor per foot | [5 empty] | checked
|  | 0.33 |  |  | 0 | 0.003583 | Remove #2 AWG Neutral conductor per foot | [5 empty] | checked
|  | 0.33 |  |  | 0 | 0.003583 | Remove 2/0 AWG Neutral conductor per foot | [5 empty] | checked
E379 Cost (in SDRates.xls)
| CIAC | Install |  | Remove |  | E379
| Cost/ft or |  | Labor/ft or | Cost/ft | Labor/ft or | Maintenance
| Cost/unit | Material | Labor/unit | Material | Labor/unit | Labor hours | Install and remove underbuilt overhead primary on transmission poles
| 6.8 | 2.81 | 0.04 |  |  |  | Install 3ø, 336 & 2/0 N on any transmission poles/ft - CONDUCTOR ONLY | [6 empty] | checked
| 6.96 | 2.99 | 0.04 |  |  |  | Install 3ø, 336 & 4/0 N on any transmission poles/ft - CONDUCTOR ONLY | [6 empty] | checked
| 1.69 |  |  | 0 | 0.018523 |  | Remove 3ø, 4/0 AWG or 336 kcmil primary & 2/0 AWG or 4/0 AWG neutral conductor/ft | [6 empty] | checked
| 970.1 | 338.95 | 6.92 |  |  |  | Install anchor and triple down guys on a wood or a concrete pole/guy | [6 empty] | checked
| 294.46 | 136.68 | 1.73 |  |  |  | Install 10' crossarm on wood transmission pole for tangent conductor | [6 empty] | checked
| 409.77 | 136.68 | 2.99 |  |  |  | Install 10' crossarm on concrete transmission pole for tangent conductor | [6 empty] | checked
| 631.65 | 291.79 | 3.73 |  |  |  | Install 10' double crossarm on wood transmission pole to deadend conductor | [6 empty] | checked
| 759.89 | 298.67 | 5.06 |  |  |  | Install 10' double crossarm on concrete transmission pole to deadend conductor | [6 empty] | checked
| 121.93 | 65.29 | 0.62 |  |  |  | Install any fiberglass bracket on wood transmission pole for tangent conductor | [6 empty] | checked
| 287.81 | 65.29 | 2.44 |  |  |  | Install any fiberglass bracket on concrete transmission pole for tangent conductor | [6 empty] | checked
| 145.64 |  |  |  | 1.6 |  | Remove any crossarm from any transmission pole for tangent conductor | [6 empty] | checked
| 297.36 |  |  |  | 3.26 |  | Remove any double crossarm from any transmission pole for deadend conductor | [6 empty] | checked
| 40.45 |  |  |  | 0.45 |  | Remove any fiberglass bracket from any transmission pole for tangent conductor | [6 empty] | checked
| 970.99 |  |  | This should be |  | 10.65 | Layout 3ø deadend distribution so that transmission can install a new pole - cost per pole | [6 empty] | checked
| 970.99 |  |  | an O&M cost |  | 10.65 | Transfer 3ø deadend primary and neutral to new transmission pole - cost per pole | [6 empty] | checked
| CIAC Cost (in SDRates.xls) |  | E379 Cost (in SDRates.xls)
|  | CIAC | Install |  | Remove
|  | Cost/unit | Base | Base
|  | Install | Material | Labor/unit |  |  |  | Other OH distribution install costs
|  | 138.19 | 24.33 | 1.46 |  |  |  | Framing for 1ø tangent pole | [5 empty] | checked
|  | 212.48 | 64.18 | 1.91 |  |  |  | Framing for open wye tangent pole | [5 empty] | checked
|  | 317.38 | 103.53 | 2.75 |  |  |  | Framing for 3ø tangent pole | [5 empty] | checked
|  | 677.74 | 243.2 | 5.59 |  |  |  | Framing for 1ø angle pole with guy | [5 empty] | checked
|  | 893.38 | 444.95 | 5.76 |  |  |  | Framing for open wye angle pole with guy | [5 empty] | checked
|  | 940.87 | 475.29 | 5.99 |  |  |  | Framing for 3ø angle pole with guy | [5 empty] | checked
|  | 578.39 | 219.69 | 4.61 |  |  |  | Framing for 1ø slack span - both poles
|  | 1142.95 | 556.68 | 7.54 |  |  |  | Framing for open wye slack span - both poles
|  | 1564.98 | 732.1 | 10.71 |  |  |  | Framing for 3ø #2 to 3ø #2 slack span - both poles
|  | 1817.87 | 778.06 | 13.37 |  |  |  | Framing for 3ø 336 to 3ø 336 slack span - both poles
|  | 743.08 | 243.14 | 6.44 |  |  |  | Framing for 1ø deadend pole with guys | [5 empty] | checked
|  | 973.09 | 441.99 | 6.83 |  |  |  | Framing for open wye vertical deadend pole with guys | [5 empty] | checked
|  | 1150.56 | 469.45 | 8.76 |  |  |  | Framing for 3ø vertical deadend pole with guys | [5 empty] | checked
|  | 1359.44 | 652.42 | 9.09 |  |  |  | Framing for 3ø crossarm deadend pole with guys | [5 empty] | checked
|  | 820.05 | 311.97 | 5.97 |  |  |  | Install 40' Class 2 wood pole 2002857 - cost per pole | [5 empty] | checked
|  | 747.49 | 239.41 | 5.97 |  |  |  | Install 40' Class 4 wood pole 2002847 - cost per pole | [5 empty] | checked
|  | 988.56 | 618.67 | 4.19 |  |  |  | Install 40' Type III concrete pole 2002849 - cost per pole | [5 empty] | checked
|  | 946.72 | 438.64 | 5.97 |  |  |  | Install 45' Class 1 wood pole 5210289 - cost per pole
|  | 879.63 | 371.55 | 5.97 |  |  |  | Install 45' Class 2 wood pole 5210460 - cost per pole | [5 empty] | checked
|  | 829.54 | 321.46 | 5.97 |  |  |  | Install 45' Class 3 wood pole 5210471 - cost per pole | [5 empty] | checked
|  | 769.07 | 260.99 | 5.97 |  |  |  | Install 45' Class 4 wood pole 5210470 - cost per pole | [5 empty] | checked
|  | 974.4 | 604.51 | 4.19 |  |  |  | Install 45' Type II concrete pole 5210769 - cost per pole | [5 empty] | checked
|  | 1157.44 | 787.55 | 4.19 |  |  |  | Install 45' Type III concrete pole 5210490 - cost per pole | [5 empty] | checked
|  | 2893.19 | 2419.84 | 5.52 |  |  |  | Install 45' H2 Fiberglass pole 5210145 - cost per pole | [5 empty] | checked
|  | 1022.57 | 514.49 | 5.97 |  |  |  | Install 50' Class 1 wood pole 5210290 - cost per pole | [5 empty] | checked
|  | 1323.15 | 953.26 | 4.19 |  |  |  | Install 50' Type III-A concrete pole 5210570 - cost per pole | [5 empty] | checked
|  | 4283.14 | 3809.79 | 5.52 |  |  |  | Install 50' H6 Fiberglass pole 5210150 - cost per pole | [5 empty] | checked
Material only - Install special self supporting concrete pole with keying rock at base - for poles not listed here
|  | 6047.8234 |  | 58.3 |  |  |  | Labor only to install any self supporting pole with rock at base - for poles not listed here
|  | 1104.99 | 596.91 | 5.97 |  |  |  | Install 55' Class 1 wood pole 5219990 - cost per pole | [5 empty] | checked
|  | 8971.26 | 5150.3 | 58.3 |  |  |  | Install 55' spun concrete pole 5210450 16' deep - cost per pole | [5 empty] | checked
|  | 6999.17 | 2422.89 | 58.3 |  |  |  | Install 55' spun concrete pole 5210455 14' deep - cost per pole | [5 empty] | checked
|  | 9289.94 | 4713.66 | 58.3 |  |  |  | Install 55' spun concrete pole 5210615 15' deep - cost per pole | [5 empty] | checked
|  | 8570.52 | 3994.24 | 58.3 |  |  |  | Install 55' spun concrete pole 5210601 13' deep - cost per pole | [5 empty] | checked
|  | 2788.79 | 763.56 | 25.48 |  |  |  | Install 60' Class 1 wood pole 5210600 - cost per pole | [5 empty] | checked
|  | 8255.14 | 3678.86 | 58.3 |  |  |  | Install 60' spun concrete pole 5210603 13' deep - cost per pole | [5 empty] | checked
|  | 9219 | 5888.21 | 58.3 |  |  |  | Install 60' spun concrete pole 5210605 17' deep - cost per pole | [5 empty] | checked
|  | 9406.02 | 6075.23 | 58.3 |  |  |  | Install 60' spun concrete pole 5210606 20' deep - cost per pole | [5 empty] | checked
|  | 6173.98 | 0 | 58.3 |  |  |  | Install 60' spun concrete pole 5210620 - cost per pole | [5 empty] | checked
Material only - Install special self supporting concrete pole with keying rock at base - for poles not listed here
|  | 6047.8234 |  | 58.3 |  |  |  | Labor only to install any self supporting pole with rock at base - for poles not listed here
|  | 5686.07 | 0 | 58.3 |  |  |  | Install 65' spun concrete pole 5210655 17' deep - cost per pole | [5 empty] | checked
|  | 5760.88 | 0 | 58.3 |  |  |  | Install 65' spun concrete pole 5210656 20' deep - cost per pole | [5 empty] | checked
|  | You do the math | [5 empty] | Install 1ø tangent 40' or 45' concrete pole instead of wood pole(add to cost of wood pole)
|  | You do the math | [5 empty] | Install open wye tangent 40' or 45' concrete pole instead of wood pole(add to cost of wood pole)
|  | You do the math | [5 empty] | Install 3ø tangent 40' or 45' concrete pole instead of wood pole(add to cost of wood pole)
|  | You do the math | [5 empty] | Install 1ø deadend 40' or 45' concrete pole instead of wood pole(add to cost of wood pole)
|  | You do the math | [5 empty] | Install Open wye deadend 40' or 45' concrete pole instead of wood pole(add to cost of wood pole)
|  | You do the math | [5 empty] | Install 3ø deadend 40' or 45' concrete pole instead of wood pole(add to cost of wood pole)
|  | 754.885 | 303.6711 | 4.945 |  |  |  | Install one Primary Line Fuse (PLF) - 1ø cutout | [5 empty] | checked
|  | 2088.91 | 745.4918 | 14.74 |  |  |  | Install one set of three PLFs (3ø cutouts) | [5 empty] | checked
|  | 6999.26 | 2236.5417 | 52.23 |  |  |  | Install 3 SPST 600 amp switches | [5 empty] | checked
| Comes from Transformer2010.xls | [6 empty] | Install transformers & capacitors
|  | 1915.83 | 6156.1335 | 9.45 |  |  |  | Install OCR | [5 empty] | checked
|  | 3492.08 | 15544.121 | 9.1 |  |  |  | Install one Regulator | [5 empty] | checked
|  | 213.24 | 122.5906 | 1 |  |  |  | Install 3/8 inch span guy only on wood poles | [5 empty] | checked
|  | 180.68 | 90.0244 | 1 |  |  |  | Install 3/8 inch span guy only on concrete poles | [5 empty] | checked
|  | 427.095 | 490.0727 | 4 |  |  |  | Install sidewalk guy on any pole | [5 empty] | checked
| Comes from Secondary&Services2010.xls | [6 empty] | Install anchor and single down guy for secondary on a wood pole
| Comes from Secondary&Services2010.xls | [6 empty] | Install anchor and single down guy for secondary on a concrete pole
|  | 597.1 | 200.6214 | 4.35 |  |  |  | Install anchor and double down guys for 1ø or open wye primary deadend on a wood pole | [5 empty] | checked
|  | 580.33 | 183.8496 | 4.35 |  |  |  | Install anchor and double down guys for 1ø or open wye primary deadend on a concrete pole | [5 empty] | checked
|  | 764.45 | 372.0068 | 4.3 |  |  |  | Install anchor and triple down guys for 3ø primary deadend on a wood pole | [5 empty] | checked
|  | 970.1 | 338.946 | 6.92 |  |  |  | Install anchor and triple down guys for 3ø primary deadend on a concrete pole | [5 empty] | checked
| CIAC Cost (in SDRates.xls) |  | E379 Cost (in SDRates.xls)
|  | CIAC | Install |  | Remove
|  | Cost/ft or |  | Labor/ft or | Cost/ft | Labor/ft or |  | Accounting information - the removal portion of the cost always goes into Resource 49
|  | Cost/unit | Material | Labor/unit | Material | Labor/unit | Salvage | Other OH distribution remove costs
|  | 221.285 |  |  |  | 2.6833 |  | Remove 1ø tangent 40' or 45' wood or concrete pole | [5 empty] | checked
|  | 278.935 |  |  |  | 3.06 |  | Remove open wye tangent 40' or 45' wood or concrete pole | [5 empty] | checked
|  | 373.88 |  |  |  | 4.08 |  | Remove 3ø tangent 40' or 45' wood or concrete pole | [5 empty] | checked
|  | 497.4125 |  |  |  | 5.45 |  | Remove 1ø, #2 AWG wood or concrete deadend pole | [5 empty] | checked
|  | 568.2038 |  |  |  | 6.2337 |  | Remove Open wye, #2 AWG wood or concrete deadend pole | [5 empty] | checked
|  | 907.555 |  |  |  | 9.9525 |  | Remove 3ø, #2 AWG wood or concrete deadend pole | [5 empty] | checked
|  | 916.66 |  |  |  | 10.0525 |  | Remove 3ø, 2/0 AWG wood or concrete deadend pole | [5 empty] | checked
|  | 1097.6925 |  |  |  | 12.045 |  | Remove 3ø, 336 kcmil wood or concrete deadend pole | [5 empty] | checked
|  | 1765.0229 |  |  |  | 22.44 |  | Remove any self supporting pole
|  | 117.345 |  |  |  | 1.285 | 65.24 | Remove one Primary Line Fuse (PLF) - 1ø cutout | [5 empty] | checked
|  | 562.61 |  |  |  | 6.18 | 195.72 | Remove one set of three PLFs (3ø cutouts) | [5 empty] | checked
|  | 2428.38 |  |  |  | 26.62 | 873.215 | Remove 3 SPST 600 amp switches | [5 empty] | checked
| Comes from Transformer2010.xls | [6 empty] | Remove transformers & capacitors
|  | 623.05 |  |  |  | 6.83 | 5102.05 | Remove OCR | [5 empty] | checked
|  | 232.79 |  |  |  | 2.56 | 12882.58 | Remove one Regulator | [5 empty] | checked
| Comes from Secondary&Services2010.xls | [6 empty] | Remove any light
|  | 74.47 |  |  |  | 0.82 |  | Remove 3/8 inch span guy only | [5 empty] | checked
|  | 149.69 |  |  |  | 3.28 |  | Remove sidewalk guy from any pole | [5 empty] | checked
| Comes from Secondary&Services2010.xls | [6 empty] | Remove anchor and single down guy for secondary
|  | 178.01 |  |  |  | 1.95 |  | Remove anchor and double down guys for 1ø or open wye primary from any pole | [5 empty] | checked
|  | 315.58 |  |  |  | 3.46 |  | Remove anchor and triple down guys for 3ø primary deadend from any pole | [5 empty] | checked
Investment Allowance Credit (Maximum Credit = Total Line Extension Cost)
| Credit | kWh/Month | Demand kW | Load Factor | Select Rate Class
1
The formula in cell D118 uses the four year non-fuel revenue line extension policy to determine if charges are due.
|  | Quantity | Cost | Miscellaneous - These costs are charged to maintenance.
|  |  | 2657.85 | Hold a pole - with a figure 4 - two sections of pole bolted to the original pole plus an anchor.
|  |  | 726.41 | Hold a pole by setting another pole next to it and bolting them together
Overhead Relocations
Relocate OH Primary and Secondary Distribution
| CIAC | CIAC |  |  |  | Select Account Distribution | [5 empty] | Accounting
| Cost/Unit | Cost/unit | E379 | TEC In | TEC Rm |  |  |  |  | Accounting |  | Percentage
| No Access | Accessible | Material | Labor/unit | Labor/unit | Relocate: Anchors and guys |  |  |  | Percentage ===> |  | A - /364 | P- /364
| Comes from Secondary&Service2010.xls |  |  |  |  | Relocate secondary anchor and down guy, accessible |  |  |  |  | checked
| Comes from Secondary&Service2010.xls |  |  |  |  | Relocate secondary anchor and down guy, not accessible |  |  |  |  | checked
|  | 576.785 | 490.0727 | 4 | 3.28 | Relocate anchor and sidewalk down guy, accessible |  |  |  |  | checked | 0.74048 | 0.25952
| 1236.2849 |  | 490.0727 | 10 | 8.2 | Relocate anchor and sidewalk down guy, not accessible |  |  |  |  | checked | 0.74048 | 0.25952
|  | 766.725 | 192.2355 | 4.35 | 1.95 | Relocate 1ø or 2ø primary anchor and down guy, accessible |  |  |  |  | checked | 0.76783 | 0.23217
| 1643.4036 |  | 192.2355 | 10.875 | 4.875 | Relocate 1ø or 2ø primary anchor and down guy, not accessible |  |  |  |  | checked | 0.76783 | 0.23217
|  | 974.79 | 273.856 | 4.98 | 2.705 | Relocate 3ø primary anchor and down guy, accessible |  |  |  |  | checked | 0.74682 | 0.25318
| 2089.3716 |  | 273.856 | 12.45 | 6.7625 | Relocate 3ø primary anchor and down guy, not accessible |  |  |  |  | checked | 0.74682 | 0.25318
|  | 2085.7075 | 512.3797 | 14.935 | 2.3275 | Relocate down guy by installing a span guy, a stub pole, and a down guy | [5 empty] | 0.80107 | 0.19893
| 4470.5198 |  | 512.3797 | 37.3375 | 5.8187 | Relocate down guy by installing a span guy, a stub pole, and a down guy | [5 empty] | 0.80107 | 0.19893
| CIAC | CIAC
| Cost/unit | Cost/unit |  | Maintenance | Contractor
| No Access | Accessible |  | Labor/unit | Labor/unit | Relocate: Wire
|  | 388.4 |  | 4.26 |  | Relocate one deadend conductor, accessible |  |  |  | checked
|  | 614.95 |  | 6.74 |  | Relocate two deadend conductors, accessible |  |  |  | checked
|  | 825.32 |  | 9.05 |  | Relocate three deadend conductors, accessible |  |  |  | checked
|  | 970.99 |  | 10.65 |  | Relocate four deadend conductors, accessible |  |  |  | checked
| 971 |  |  | 10.65 |  | Relocate one deadend conductor, inaccessible |  |  |  | checked
| 1537.375 |  |  | 16.85 |  | Relocate two deadend conductors, inaccessible |  |  |  | checked
| 2063.3 |  |  | 22.625 |  | Relocate three deadend conductors, inaccessible |  |  |  | checked
| 2427.475 |  |  | 26.625 |  | Relocate four deadend conductors, inaccessible |  |  |  | checked
|  | 258.93 |  | 2.84 |  | Relocate one additional span conductor, accessible |  |  |  | checked
|  | 396.48 |  | 4.35 |  | Relocate two additional span conductors, accessible |  |  |  | checked
|  | 485.5 |  | 5.32 |  | Relocate three additional span conductors, accessible |  |  |  | checked
|  | 566.41 |  | 6.21 |  | Relocate four additional span conductors, accessible |  |  |  | checked
| 647.325 |  |  | 7.1 |  | Relocate one additional span conductor, inaccessible |  |  |  | checked
| 991.2 |  |  | 10.875 |  | Relocate two additional span conductors, inaccessible |  |  |  | checked
| 1213.75 |  |  | 13.3 |  | Relocate three additional span conductors, inaccessible |  |  |  | checked
| 1416.025 |  |  | 15.525 |  | Relocate four additional span conductors, inaccessible |  |  |  | checked
| CIAC Cost |  | Install | Remove | Install | Remove | E379 Cost
|  | Line | Base | Base | Cost/ft | Cost/ft | Base | Cost/ft | Base In | Base Rm | Cost/ft In | Cost/ft Rm
| Base Charge | Cost/ft | Percent | Percent | Percent | Percent | Material | Material | Labor/unit | Labor/unit | Labor/unit | Labor/unit | Span | Reconfigure existing primary and install new primary
| 3944.995 | 8.1282 | 0.72022 | 0.27978 | 1 | 0.14458 | 1310.8925 | 2.2 | 19.3 | 12.11 | 0.065007 | 0 | 150 | Remove 3ø,4/0 primary, Install 3ø,336 primary, crossarm construction, average span 150'/ft.(no neutral work) | [5 empty] | checked
| 3944.995 | 7.3478 | 0.72022 | 0.27978 | 1 | 0.1379 | 1310.8925 | 2.2 | 19.3 | 12.11 | 0.05645 | 0 | 175 | Remove 3ø,4/0 primary, Install 3ø,336 primary, crossarm construction, average span 175'/ft.(no neutral work) | [5 empty] | checked
| 3944.995 | 6.7661 | 0.72022 | 0.27978 | 1 | 0.13033 | 1310.8925 | 2.2 | 19.3 | 12.11 | 0.05007 | 0 | 200 | Remove 3ø,4/0 primary, Install 3ø,336 primary, crossarm construction, average span 200'/ft.(no neutral work) | [5 empty] | checked
| 3944.995 | 9.6313 | 0.72022 | 0.27978 | 1 | 0.2177 | 1310.8925 | 2.7388 | 19.3 | 12.11 | 0.075581 | 0 | 150 | Remove 3ø,4/0 primary, Install 3ø,336 primary, triangular construction, average span 150'/ft.(no neutral work) | [5 empty] | checked
| 3944.995 | 8.708 | 0.72022 | 0.27978 | 1 | 0.2077 | 1310.8925 | 2.6876 | 19.3 | 12.11 | 0.066018 | 0 | 175 | Remove 3ø,4/0 primary, Install 3ø,336 primary, triangular construction, average span 175'/ft.(no neutral work) | [5 empty] | checked
| 3944.995 | 7.9048 | 0.72022 | 0.27978 | 1 | 0.19686 | 1310.8925 | 2.6082 | 19.3 | 12.11 | 0.058081 | 0 | 200 | Remove 3ø,4/0 primary, Install 3ø,336 primary, triangular construction, average span 200'/ft.(no neutral work) | [5 empty] | checked
| 3771.57 | 11.2374 | 0.75334 | 0.24666 | 1 | 0.21499 | 1310.8925 | 3.0719 | 19.3 | 10.2 | 0.089537 | 0 | 150 | Remove 3ø,#2 primary & #2N, Install 3ø,336 primary & #2/0N, any construction type, average span 150'/ft. | [5 empty] | checked
| 3771.57 | 10.0609 | 0.75334 | 0.24666 | 1 | 0.20569 | 1310.8925 | 2.9881 | 19.3 | 10.2 | 0.077556 | 0 | 175 | Remove 3ø,#2 primary & #2N, Install 3ø,336 primary & #2/0N, any construction type, average span 175'/ft. | [5 empty] | checked
| 3771.57 | 9.1822 | 0.75334 | 0.24666 | 1 | 0.19702 | 1310.8925 | 2.925 | 19.3 | 10.2 | 0.068613 | 0 | 200 | Remove 3ø,#2 primary & #2N, Install 3ø,336 primary & #2/0N, any construction type, average span 200'/ft. | [5 empty] | checked
| 3771.57 | 19.8916 | 0.75334 | 0.24666 | 1 | 0.25479 | 1310.8925 | 6.912 | 19.3 | 10.2 | 0.14232 | 0 | 150 | Remove any 3ø circuit and poles, Install 3ø,336, 4/0N, 50' CL 1 Poles, any construction type, average span 150'/ft. | [5 empty] | checked
| 3771.57 | 17.4804 | 0.75334 | 0.24666 | 1 | 0.24776 | 1310.8925 | 6.2961 | 19.3 | 10.2 | 0.12264 | 0 | 175 | Remove any 3ø circuit and poles, Install 3ø,336, 4/0N, 50' CL 1 Poles, any construction type, average span 175'/ft. | [5 empty] | checked
| 3771.57 | 15.6742 | 0.75334 | 0.24666 | 1 | 0.24128 | 1310.8925 | 5.8333 | 19.3 | 10.2 | 0.10791 | 0 | 200 | Remove any 3ø circuit and poles, Install 3ø,336, 4/0N, 50' CL 1 Poles, any construction type, average span 200'/ft. | [5 empty] | checked
| 3771.57 | 21.3837 | 0.75334 | 0.24666 |  |  | 1310.8925 | 8.1694 | 19.3 | 10.2 | 0.1449 | 0 | 150 | Rearrange existing 3ø,336 primary, remove 2/0N, install 2nd circuit & 4/0N, 50' CL 1, any construction type, average span 150'/ft. | [5 empty] | checked
| 3771.57 | 19.0579 | 0.75334 | 0.24666 |  |  | 1310.8925 | 7.4657 | 19.3 | 10.2 | 0.12711 | 0 | 175 | Rearrange existing 3ø,336 primary, remove 2/0N, install 2nd circuit & 4/0N, 50' CL 1, any construction type, average span 175'/ft. | [5 empty] | checked
| 3771.57 | 17.3031 | 0.75334 | 0.24666 |  |  | 1310.8925 | 6.9444 | 19.3 | 10.2 | 0.11359 | 0 | 200 | Rearrange existing 3ø,336 primary, remove 2/0N, install 2nd circuit & 4/0N, 50' CL 1, any construction type, average span 200'/ft. | [5 empty] | checked
| 3771.57 | 28.175 | 0.75334 | 0.24666 | 152144.76 | 152144.76 | 1310.8925 | 9.8194 | 19.3 | 10.2 | 0.20128 | 0 | 150 | Remove any 3ø primary & neutral, Install 2-3ø,336 & 4/0N, 50' CL 1 Poles, vertical, average span 150'/ft. | [5 empty] | checked
| 3771.57 | 25.08 | 0.75334 | 0.24666 | 136059.03 | 136059.03 | 1310.8925 | 9.1 | 19.3 | 10.2 | 0.17523 | 0 | 175 | Remove any 3ø primary & neutral, Install 2-3ø,336 & 4/0N, 50' CL 1 Poles, vertical, average span 175'/ft. | [5 empty] | checked
| 3771.57 | 22.7715 | 0.75334 | 0.24666 | 122966.14 | 122966.14 | 1310.8925 | 8.5593 | 19.3 | 10.2 | 0.15584 | 0 | 200 | Remove any 3ø primary & neutral, Install 2-3ø,336 & 4/0N, 50' CL 1 Poles, vertical, average span 200'/ft. | [5 empty] | checked
|  |  | CIAC | CIAC
|  |  | Cost/unit | Cost/unit |  | Maintenance
|  | Quantity | No Access | Accessible | Material | Labor/unit | Relocate: Poles
| Comes from Secondary&Service2010.xls | [5 empty] | Relocate service stub pole, accessible (also used for temporary)
|  |  |  | 150.48 |  | 1.65 | Relocate existing pole (formerly called polekick) |  |  |  | checked
UG 1ø Service from OH Source
CIAC Base
| Factor for | TEC
| Pulls | Labor hours
| 190.16 | 2.09 | Cost to pull service or secondary cable into (install) an existing conduit.
| 190.16 | 2.09 | Cost to pull service or secondary cable out of (remove) an existing conduit.
Underground Feeder/Switchgear/Terminal Poles
The primary contractor labor costs get updated in cells AN5, AO5, AP5, AQ5 with the figures below.
| Primary contractor trenching costs effective | [5 empty] | 2007-10-01
| Trenching/Foot |  |  | Trenching <101 ft | Trenching >100<501 ft | Trenching >500<1001 ft | Trenching >1000 ft | Hand-Dig<101 ft | Hand-Dig>100<501 ft | Hand-Dig>500<1001 ft | Hand-Dig>1000 ft
| 366 | 369 |  | 8.2013 | 4.6715 | 4.0843 | 3.3601 | 9.5845 | 8.7494 | 7.9142 | 7.7381
CIAC | CIAC
Base | Base | [12 empty] | Accounting Percentages
Factor for | Factor for | CIAC |  | TEC | Inspector | TEC | Contractor |  |  | Accounting percentages ====> |  |  |  | Conduit | Cable
Deadends | Pulls | Cost/unit | Material | Inspector | Vehicle | Labor hours | Labor/ft | Main Feeder - 3ø 3 conductor 1000 kcmil - differential costs | [5 empty] | 366 | 367
-2556.47 | 1933.88 | 15.4732 | 23.5387 | 1.0049 | 0.064533 | 21.21 | 5.6567 | Conduit and 3ø 1000 kcmil cable with trenching, /ft (differential) | [5 empty] | 0.32995 | 0.69384
-2556.47 | 1933.88 | 35.2868 | 43.535 | 1.0049 | 0.064533 | 21.21 | 5.4741 | Conduit and 3ø 500 kcmil Cu cable with trenching, /ft (differential) | [5 empty] | 0.19576 | 0.80424
-2556.47 | 1933.88 | 17.9435 | 23.5387 |  |  | 21.21 | 0.9852 | 2nd Conduit and 2nd 3ø 1000 kcmil cable in existing trench, /ft (differential) | [5 empty] | 0.14373 | 0.85627
-606.04 | 1933.88 | 16.4861 | 23.5387 |  |  | 21.21 | 0.9852 | Conduit and 3ø 1000 kcmil in same trench with 1ø primary, /ft (differential) | [5 empty] | 0.17309 | 0.85627
-2556.47 | 1933.88 | 33.4168 | [5 empty] | Two 3ø 1000 circuits going in at the same time in the same trench, /ft (differential)
-2556.47 | 1933.88 | 6.2074 | 20.9991 |  |  | 21.21 |  | Pull 3ø 1000 kcmil cable in existing conduit, /ft (differential) | [6 empty] | 1
-2556.47 | 1933.88 | 14.4188 | 20.9991 |  |  | 21.21 |  | Pull 3ø 1000 kcmil cable into existing conduit, /ft (differential for 2nd circuit)
-2556.47 | 1933.88 | 25.4836 | 40.2753 |  |  | 21.21 |  | Pull 3ø 500 kcmil Cu cable into existing conduit, /ft (differential) | [6 empty] | 1
|  | -764.45 | [5 empty] | Credit for required 3ø anchor and down/side guy if OH
CIAC
Base | [13 empty] | Accounting Percentages
Factor for | CIAC |  | TEC | Inspector | TEC Install | TEC Remove | Contractor | [6 empty] | Conduit | Cable
Pulls | Cost/unit | Material | Inspector | Vehicle | Labor hours | Labor hours | Labor/ft | Main Feeder - 3ø 3 conductor 1000 kcmil - NOT a differential costs | [5 empty] | 366 | 367
| 7389.37 | 3851.3948 |  |  | 38.8 |  |  | Terminal pole terminations, /3ø (pole not included)(not a differential) | [5 empty] | 0.10863 | 0.89137
| 1692.46 | 664.9331 |  |  | 11.26 |  |  | Substation terminations 3Ø - 3c 1000 kcmil AL Primary | [5 empty] | 0.10428 | 0.89572
| -6999.26 | [6 empty] | Credit for 3ø OH SPST 600 amp switches that would have been required if OH (not a differential) | [6 empty] | 1
1933.88 | 30.2649 | 23.5387 | 1.0049 | 0.064533 | 21.21 |  | 5.6567 | Conduit and 3ø 1000 kcmil cable with trenching, /ft (not a differential) | [5 empty] | 0.32995 | 0.69384
1933.88 | 50.0785 | 43.535 | 1.0049 | 0.064533 | 21.21 |  | 5.4741 | Conduit and 3ø 500 kcmil Cu cable with trenching, /ft (not a differential) | [5 empty] | 0.19576 | 0.80424
1933.88 | 24.5239 | 23.5387 |  |  | 21.21 |  | 0.9852 | Conduit and 3ø 1000 kcmil cable in existing trench, /ft (not a differential) | [5 empty] | 0.17309 | 0.85627
1933.88 | 44.3375 | 43.535 |  |  | 21.21 |  | 0.80251 | Conduit and 3ø 500 kcmil Cu cable in existing trench, /ft (not a differential)
1933.88 | 20.9991 | 20.9991 |  |  | 21.21 |  |  | Pull 3ø 1000 kcmil cable into existing conduit, /ft (not a differential) | [6 empty] | 1
1933.88 | 40.2753 | 40.2753 |  |  | 21.21 |  |  | Pull 3ø 500 kcmil Cu cable in existing conduit, /ft (not a differential)
| 44.9342 | [5 empty] | 44.9342 | Directional bore 6" conduit, /ft (not a differential)
190.16 | 3.6926 | 3.0336 |  |  | 2.09 |  | 0.65897 | 1ø 1/0 primary in same trench with feeder, /ft (not a differential) | [5 empty] | 0.31842 | 0.67191
1933.88 | 0 |  |  |  |  | 21.21 |  | Cost to pull 3ø 1000 kcmil primary cable out of (remove) an existing conduit.
1933.88 | 0 |  |  |  |  | 21.21 |  | Cost to pull 3ø 500 kcmil primary cable out of (remove) an existing conduit.
| 9.9859 | 3.2597 | 1.0049 | 0.064533 |  |  | 5.6567 | Spare 6" conduit with trenching, /ft (not a differential) | [5 empty] | 1
| 4.2449 | 3.2597 |  |  |  |  | 0.9852 | Spare 6" conduit without trenching, /ft (not a differential) | [5 empty] | 1
| -4.5873 |  | 1.0049 | 0.064533 |  |  | -5.6567 | 6" Conduit credit with trenching, /ft (not a differential) | [5 empty] | 1
| -0.9852 | [5 empty] | -0.9852 | 6" Conduit credit without trenching, /ft (not a differential) | [5 empty] | 1
CIAC | CIAC
Base | Base |  |  | E379 | E379 | [8 empty] | Accounting Percentages
Factor for | Factor for | CIAC |  | TEC | Inspector | TEC | Contractor | [6 empty] | Conduit | Cable
Deadends | Pulls | Cost/unit | Material | Inspector | Vehicle | Labor hrs/pull | Labor/ft | Subfeeder - 3ø 3 conductor 1/0 or 4/0 - differential costs | [5 empty] | 366 | 367
-2396.9075 | 190.16 | 5.1163 | 7.2094 | 1.0049 | 0.064533 | 2.09 | 5.4741 | Conduit and 3ø 1/0 cable with machine trenching, /ft (differential) | [5 empty] | 0.57858 | 0.41281
-2396.9075 | 190.16 | 7.5525 | 10.1751 | 1.0049 | 0.064533 | 2.09 | 5.4741 | Conduit and 3ø 4/0 cable with machine trenching, /ft (differential) | [5 empty] | 0.4777 | 0.5223
-446.4775 | 190.16 | 6.1292 | 7.2094 |  |  | 2.09 | 0.80251 | Conduit and 3ø 1/0 cable in existing trench with URD, /ft (differential) | [5 empty] | 0.27661 | 0.70861
-446.4775 | 190.16 | 8.5654 | 10.1751 |  |  | 2.09 | 0.80251 | Conduit and 3ø 4/0 cable in existing trench with URD, /ft (differential) | [5 empty] | 0.20301 | 0.79699
-2396.9075 | 190.16 | -2.9593 | 5.6773 |  |  |  |  | Pull 3ø 1/0 cable in existing conduit, /ft (differential) | [5 empty] | 0 | 1
-2396.9075 | 190.16 | -0.4047 | 8.7002 |  |  |  |  | Pull 3ø 4/0 cable in existing conduit, /ft (differential) | [5 empty] | 0 | 1
|  | -764.45 | [5 empty] | Credit for required 3ø anchor and down/side guy if OH | [5 empty] | 1
CIAC |  |  |  |  | E379 | E379
Base |  |  | E379 | E379 | TEC | TEC
Factor for | CIAC | E379 | TEC | Inspector | Install | Remove | Contractor
Pulls | Cost/unit | Material | Inspector | Vehicle | Labor hours | Labor hours | Labor/ft | Subfeeder - 3ø 3 conductor 1/0 or 4/0 - NOT a differential costs | [10 empty] | 1 |  | 1 | 0.31842 | 0.67191 | 0.31842 | 0.67191
| 3857.69 | 1851.1416 |  |  | 22.01 |  |  | 1/0 Terminal pole terminations, /3ø (pole not included)(not a differential) | [5 empty] | 0.15736 | 0.84264 | checked
| 4077.52 | 2056.7583 |  |  | 22.16 |  |  | 4/0 Terminal pole terminations, /3ø (pole not included)(not a differential) | [5 empty] | 0.10863 | 0.89137 | checked
| -2088.91 | [6 empty] | Credit for 3ø OH PLFs that would have been required if OH (not a differential) | [6 empty] | 1
190.16 | 13.7529 | 7.2094 | 1.0049 | 0.064533 | 2.09 |  | 5.4741 | Conduit and 3ø 1/0 cable with trenching, /ft (not a differential) | [5 empty] | 0.57858 | 0.41281
190.16 | 16.6573 | 10.1751 | 1.0049 | 0.064533 | 2.09 |  | 5.4741 | Conduit and 3ø 4/0 cable with trenching, /ft (not a differential) | [5 empty] | 0.4777 | 0.5223
190.16 | 8.0119 | 7.2094 |  |  | 2.09 |  | 0.80251 | Conduit and 3ø 1/0 cable in an existing trench, /ft (not a differential) | [5 empty] | 0.27661 | 0.70861
190.16 | 10.9163 | 10.1751 |  |  | 2.09 |  | 0.80251 | Conduit and 3ø 4/0 cable in an existing trench, /ft (not a differential) | [5 empty] | 0.20301 | 0.79699
190.16 | 5.6773 | 5.6773 |  |  | 2.09 |  |  | Pull 3ø 1/0 cable in existing conduit, /ft (not a differential) | [5 empty] | 0 | 1
190.16 | 8.7002 | 8.7002 |  |  | 2.09 |  |  | Pull 3ø 4/0 cable in existing conduit, /ft (not a differential) | [5 empty] | 0 | 1
| 30.4303 | [6 empty] | Directional bore 4" conduit, /ft (not a differential)
190.16 | 3.6926 | 3.0336 |  |  | 2.09 |  | 0.65897 | 1ø 1/0 primary in same trench with subfeeder, /ft (not a differential) | [5 empty] | 0.31842 | 0.67191
190.16 | [5 empty] | 2.09 |  | Cost to pull 1/0 primary cable out of (remove) an existing conduit.
190.16 | [5 empty] | 2.09 |  | Cost to pull 4/0 primary cable out of (remove) an existing conduit.
| 7.9572 | 1.4136 | 1.0049 | 0.064533 |  |  | 5.4741 | Spare 4" conduit with trenching, /ft (not a differential) | [5 empty] | 1
| 2.2162 | 1.4136 |  |  |  |  | 0.80251 | Spare 4" conduit without trenching, /ft (not a differential) | [5 empty] | 1
| -4.4046 |  | 1.0049 | 0.064533 |  |  | -5.4741 | 4" Conduit credit with trenching, /ft (not a differential) | [5 empty] | 1
| -0.80251 | [5 empty] | -0.80251 | 4" Conduit credit without trenching, /ft (not a differential) | [5 empty] | 1
Overhead | CIAC | E379 | TEC | Inspector | TEC In | TEC Rm | Contractor
Equivalent | Cost/unit | Material | Inspector | Vehicle | Labor hours | Labor hours | Labor/unit | Switchgear, Cabinets, Pullboxes and Credits | [5 empty] | 366 | 367 | 368 | 369
| 7132.8201 | 5071.2433 | 150.74 | 9.68 | 12.78 |  | 735.9701 | PSE-3 Stainless Steel Cabinet, /unit (not a differential) | [6 empty] | 1
| 19729.7401 | 17469.915 | 150.74 | 9.68 | 14.95 |  | 735.9701 | PSE-9 Stainless Steel, /unit (not a differential) | [6 empty] | 1
| 53641.4501 | 51381.6251 | 150.74 | 9.68 | 14.95 |  | 735.9701 | PSE-9A, Stainless Steel Automatic, /unit (not a differential)
| 27618.2101 | 25236.944 | 150.74 | 9.68 | 16.28 |  | 735.9701 | PSE-10 Stainless Steel, /unit (not a differential) | [6 empty] | 1
| 20703.1301 | 18516.1458 | 150.74 | 9.68 | 14.15 |  | 735.9701 | PSE-11 Stainless Steel, /unit (not a differential)
| 22471.2401 | 20191.1841 | 150.74 | 9.68 | 15.18 |  | 735.9701 | PSE-12 Stainless Steel, /unit (not a differential) | [6 empty] | 1
| 691.1567 |  |  |  |  | 7.5783 |  | Remove PSE-9, PSE-9A, PSE-10, PSE-11, or PSE-12, /unit (not a differential)
| -415.1301 |  | 301.48 | 19.36 |  |  | -735.9701 | Credit for Switchgear pit installation, /pit (not a differential)
| -6999.26 | [6 empty] | Credit for 3ø OH SPST 600 amp switches that would have been required if OH (not a differential)
| -2088.91 | [6 empty] | Credit for 3ø OH fused cutouts that would have been required if OH (not a differential) | [6 empty] | 1
| 4707.47 | 8472.3591 | 150.74 | 9.68 | 23.87 |  | 735.9701 | Temporary 600 Amp Primary Termination Cabinet, /unit (not a differential) | [5 empty] | 1
| Comes from Transformer2010.xls | [7 empty] | 3ø UG capacitor bank (differential) | [5 empty] | 1
| Comes from RelayPriMtrInspectionPermit2010.xls | [7 empty] | 3ø 600 Amp primary metering, UG GR&S 12-25 & 6-18, /meter (differential) | [6 empty] | 1
1164.03 | 4798.8179 | 3220.6234 | 150.74 | 9.68 | 18.99 |  | 561.0679 | 3ø LBC, 3 position, terminations included, /LBC (differential) | [5 empty] | 1
629.06 | 5991.7779 | 3449.4373 | 150.74 | 9.68 | 23.48 |  | 561.0679 | 3ø LBC, 4 position, terminations included, /LBC (differential) | [5 empty] | 1
| -480.8579 |  |  | 75.37 | 4.84 |  | -561.0679 | Credit for 3ø LBC pit installation, 3 or 4 position, /unit (not a differential) | [5 empty] | 1
| 5261.9904 | 3648.7584 | 150.74 | 9.68 |  |  | 1452.8104 | Pullbox (48" x 96" x 60"), /unit (not a differential) | [5 empty] | 1
| -1292.3904 |  | 150.74 | 9.68 |  |  | -1452.8104 | Credit for installation of pullbox (48" x 96" x 60")/unit (not a differential) | [5 empty] | 1
| 1705.8335 | 1096.3409 | 150.74 | 9.68 | 0.75 |  | 380.2935 | Pullbox (30" x 60" x 48"), /unit (not a differential) | [5 empty] | 1
| -219.8735 |  | 150.74 | 9.68 |  |  | -380.2935 | Credit for installation of pullbox (30" x 60" x 48")/unit (not a differential) | [5 empty] | 1
| 11540.5919 | 5914.0172 | 150.74 | 9.68 | 5.27 |  | 4984.6919 | Pullbox ( 8' x 12' x 7' ), /unit (not a differential) | [5 empty] | 1
| -4824.2719 |  | 150.74 | 9.68 |  |  | -4984.6919 | Credit for Pullbox installation ( 8' x 12' x 7' ), /unit (not a differential) | [5 empty] | 1
| 7444.1004 | 0 | 150.74 | 9.68 | 0 |  | 3474.8704 | Pullbox ( 5' x 7' x 7' ), /unit (not a differential) | [5 empty] | 1
| -3314.4504 | 0 | 150.74 | 9.68 | 0 |  | -3474.8704 | Credit for Pullbox installation ( 5' x 7' x 7' ), /unit (not a differential) | [5 empty] | 1
| 10767.2704 | 5123.2477 | 150.74 | 9.68 | 22.02 |  | 3474.8704 | Pullbox ( 5' x 10'6" x 7' ), /unit (not a differential) | [5 empty] | 1
| -3314.4504 |  | 150.74 | 9.68 |  |  | -3474.8704 | Credit for Pullbox installation ( 5' x 10'6" x 7' ), /unit (not a differential) | [5 empty] | 1
| 11211.8972 | 5380.9413 | 150.74 | 9.68 | 22.45 |  | 3622.3372 | Pullbox ( 6' x 12' x 7' ), /unit (not a differential) | [5 empty] | 1
| -3461.9172 |  | 150.74 | 9.68 |  |  | -3622.3372 | Credit for Pullbox installation ( 6' x 12' x 7' ), /unit (not a differential) | [5 empty] | 1
| 10209.609 | 4521.8783 | 150.74 | 9.68 | 22.18 |  | 3503.389 | Pullbox ( 4'4" x 13'4" x 6' ), /unit (not a differential) | [5 empty] | 1
| -3342.969 |  | 150.74 | 9.68 |  |  | -3503.389 | Credit for Pullbox installation ( 4'4" x 13'4" x 6' ), /unit (not a differential) | [5 empty] | 1
| -4.261 |  | 1.0049 | 0.064533 |  |  | -5.3305 | 2" Conduit credit with trenching for lighting conduit, /ft (not a differential) | [5 empty] | 1
| -0.65897 | [5 empty] | -0.65897 | 2" Conduit credit without trenching for lighting conduit, /ft (not a differential) | [5 empty] | 1
64.19 | 403.01 | 123.399 |  |  | 3.77 |  |  | Install one 600 amp elbow connector kit 5557800 (NLBS), /kit (differential) | [6 empty] | 1
| 86.48 | 10.5939 |  |  | 0.83 |  |  | Install one cable sealing kit 5531020 for 1000 kcmil cable, /kit (not a differential) | [6 empty] | 1
| 219.6 | 67.8471 |  |  | 1.66 |  |  | Install one 600 amp connecting plug 5557570, /plug (not a differential) | [6 empty] | 1
64.19 | 431.12 | 220.1924 |  |  | 3.02 |  |  | Install one splice for 1c 1000 kcmil cable, /splice (differential) | [6 empty] | 1
64.19 | 528.62 | 317.6857 |  |  | 3.02 |  |  | Install one splice for 1c 500 kcmil Cu cable, /splice (differential) | [6 empty] | 1
49.89 | 147.92 | 74.5196 |  |  | 3.02 |  |  | Install one splice for 1c 4/0 cable, /splice (differential) | [6 empty] | 1
49.13 | 296.75 | 70.755 |  |  | 3.02 |  |  | Install one splice for 1c 1/0 cable, /splice (differential) | [6 empty] | 1
Underground 1ø Primary & Pad-Mounted Transformers
The primary contractor labor costs get updated in cells AU5, AV5, AW5, AX5 with the figures below.
| Primary contractor trenching costs effective | [5 empty] | 2007-10-01
| Trenching/Foot |  |  | Trenching <101 ft | Trenching >100<501 ft | Trenching >500<1001 ft | Trenching >1000 ft | Hand-Dig<101 ft | Hand-Dig>100<501 ft | Hand-Dig>500<1001 ft | Hand-Dig>1000 ft
| 366 | 369 |  | 8.2013 | 4.6715 | 4.0843 | 3.3601 | 9.5845 | 8.7494 | 7.9142 | 7.7381
CIAC | CIAC
OH Base | UG Base | [13 empty] | Accounting Percentages
Factor for | Factor for | OH | Differential |  | Inspector |  | TEC | Contractor | [6 empty] | Conduit | Cable
Deadends | Pulls | Cost/Unit | Cost/Unit | Material | Labor | Vehicle | Labor hrs/pull | Labor/unit | 1ø Underground equipment - differential costs | [5 empty] | 366 | 367
| Comes from Transformer2010.xls | [7 empty] | 1ø Padmounted TX, 25 kVA thru 167 kVA, /unit (differential)
| Comes from Transformer2010.xls | [7 empty] | Open wye banked pad-mounted transformers, /open bank (differential)
-1950.43 | 190.16 |  | 2.6797 | 3.0336 | 1.0049 | 0.064533 | 2.09 | 5.3305 | 1ø 1c 1/0 cable with machine trenching, /ft (differential) | [5 empty] | 0.73321 | 0.26301
-1950.43 | 190.16 |  | 7.5926 | 3.0336 | 1.0049 | 0.064533 | 2.09 | 10.2435 | 1ø 1c 1/0 cable with hand trenching, /ft (differential) | [5 empty] | 0.82457 | 0.17294
-1950.43 | 190.16 |  | -4.2728 | 2.4811 |  |  | 2.09 |  | Pull 1ø 1/0 cable in existing conduit, /ft (differential) | [5 empty] | 0 | 1
-1950.43 | 190.16 |  | -3.0613 | 3.0336 |  |  | 2.09 | 0.65897 | 1ø 1c 1/0 cable in existing secondary or service trench, /ft (differential) | [5 empty] | 0.31842 | 0.67191
-2185.69 | 380.32 |  | 5.2516 | 6.0673 | 1.0049 | 0.064533 | 4.18 | 5.9895 | Open wye, 2 conduits and 2 1/0 cables with trenching, /ft (differential)(2 pulls) | [5 empty] | 0.61652 | 0.37804
-235.26 | 190.16 |  | 2.5719 | 3.0336 |  |  | 2.09 | 0.65897 | 1/0 in same trench with 1ø URD, to make open wye, /ft (differential) | [5 empty] | 0.31842 | 0.67191
617.58 |  |  | 2128.99 | 1577.3171 |  |  | 11.275 | 96.8627 | 1ø LBC, 3 or 4 position, terminations included, /LBC (differential) | [5 empty] | 1 | 0
|  |  | -597.1 | [5 empty] | Credit for required 1ø or 2ø anchor and down/side guy if it was overhead
CIAC
Base | [14 empty] | Accounting Percentages
Factor for |  |  | Inspector |  | TEC Install | TEC Remove | Contractor | 1ø Underground equipment - NOT a differential costs | [6 empty] | Conduit | Cable
Pulls | Cost/unit | Material | Labor | Vehicle | Labor hrs | Labor hrs | Labor/unit | 1ø beyond the closest point of attachment costs | [6 empty] | 366 | 367
| 1749.27 | 705.1853 |  |  | 11.46 |  |  | Terminal pole terminations, /ø (pole not included)(not a differential) | [6 empty] | 0.13512 | 0.86488
| -754.885 | [6 empty] | Credit for 1ø OH fused cutout that would have been required if OH (not a differential) | [7 empty] | 1
190.16 | 9.4336 | 3.0336 | 1.0049 | 0.064533 | 2.09 |  | 5.3305 | 1ø 1c 1/0 cable with machine trenching, /ft (not a differential) | [6 empty] | 0.73321 | 0.26301
190.16 | 14.3466 | 3.0336 | 1.0049 | 0.064533 | 2.09 |  | 10.2435 | 1ø 1c 1/0 cable with hand trenching, /ft (not a differential) | [6 empty] | 0.82457 | 0.17294
190.16 | 3.6926 | 3.0336 |  |  | 2.09 |  | 0.65897 | 1ø 1c 1/0 cable in existing trench , /ft (not a differential) | [6 empty] | 0.31842 | 0.67191
190.16 | 2.4811 | 2.4811 |  |  | 2.09 |  |  | Pull 1ø 1c 1/0 cable in existing conduit, /ft (not a differential) | [6 empty] | 0 | 1
| 17.2573 | [5 empty] | 17.2573 | This line is for directional boring cost. Use Pull 1ø 1/0 in existing conduit for cable cost.")))
| 924.6077 | 537.5162 | 150.74 | 9.68 |  |  | 226.6677 | 1ø splice box (30" x 48" x 18"), /unit (differential) | [6 empty] | 1 | 0
| -66.2477 |  | 150.74 | 9.68 |  |  | -226.6677 | Credit for installation of splice box (30" x 48" x 18"), /unit (not a differential) | [6 empty] | 1
| 296.75 | 70.755 |  |  | 3.02 |  |  | Install one splice for 1ø 1c 1/0 cable, /splice (not a differential)
190.16 | [5 empty] | 2.09 |  | Cost to pull primary cable out of (remove) an existing conduit.
Comes from Transformer2010.xls | [7 empty] | Downsize 1ø transformer, /unit (not a differential)
Comes from Transformer2010.xls | [7 empty] | Upgrade 1ø transformer, /unit (not a differential)
Comes from Transformer2010.xls | [7 empty] | Prepare 1ø Transformer pad site 6' x 6' (per pad site) (not a differential)
| 6.9168 | 0.51682 | 1.0049 | 0.064533 |  |  | 5.3305 | Spare 2" conduit with trenching, /ft (not a differential) | [6 empty] | 1
| 1.1758 | 0.51682 |  |  |  |  | 0.65897 | Spare 2" conduit without trenching, /ft (not a differential) | [6 empty] | 1
| -4.261 |  | 1.0049 | 0.064533 |  |  | -5.3305 | 2" Conduit credit with trenching, /ft (not a differential) | [6 empty] | 1
| -0.65897 | [5 empty] | -0.65897 | 2" Conduit credit without trenching, /ft (not a differential) | [6 empty] | 1
3ø Pad-Mounted Transformers
The primary contractor labor costs get updated in cells AT5, AU5, AV5, AW5 with the figures below.
| Primary contractor trenching costs effective | [5 empty] | 2007-10-01
| Trenching/Foot |  |  | Trenching <101 ft | Trenching >100<501 ft | Trenching >500<1001 ft | Trenching >1000 ft | Hand-Dig<101 ft | Hand-Dig>100<501 ft | Hand-Dig>500<1001 ft | Hand-Dig>1000 ft
| 366 | 369 |  | 8.2013 | 4.6715 | 4.0843 | 3.3601 | 9.5845 | 8.7494 | 7.9142 | 7.7381
CIAC | CIAC
Base | Base
Factor for | Factor for |  |  | TEC | Inspector | TEC | Contractor | [7 empty] | Accounting Percentages
Deadends | Pulls | Cost/unit | Material | Inspector | Vehicle | Labor/unit | Labor/unit | 3ø Underground equipment - differential costs | [6 empty] | Conduit | Cable
| Comes from Transformer2010.xls | [6 empty] | 75kVA through 500kVA differential costs | [6 empty] | 366 | 367
-2396.9075 | 190.16 | 5.1163 | 7.2094 | 1.0049 | 0.064533 | 2.09 | 5.4741 | 3ø 3c 1/0 cable with trenching, /ft (differential) | [6 empty] | 0.57858 | 0.41281
-446.4775 | 190.16 | 6.1292 | 7.2094 |  |  | 2.09 | 0.80251 | 3ø 3c 1/0 cable in existing trench with 1ø URD, /ft (differential) | [6 empty] | 0.27661 | 0.70861
-2396.9075 | 190.16 | -2.9593 | 5.6773 |  |  | 2.09 |  | Pull 3ø 3c 1/0 cable in existing conduit, /ft (differential) | [7 empty] | 1
1164.03 |  | 4798.8179 | 3220.6234 | 150.74 | 9.68 | 18.99 | 561.0679 | 3ø LBC, 3 position, terminations included, /LBC (differential) | [6 empty] | 1
629.06 |  | 5991.7779 | 3449.4373 | 150.74 | 9.68 | 23.48 | 561.0679 | 3ø LBC, 4 position, terminations included, /LBC (differential)
|  | -480.8579 |  | 75.37 | 4.84 |  | -561.0679 | Credit for 3ø LBC pit installation, 3 or 4 position, /unit (not a differential) | [6 empty] | 1
|  | -764.45 | [5 empty] | Credit for required 3ø anchor and down/side guy if it was overhead
CIAC
Base | [14 empty] | Accounting Percentages
Factor for | CIAC |  | TEC | Inspector | TEC Install | TEC Remove | Contractor | 3ø Underground equipment - NOT a differential costs | [6 empty] | Conduit | Cable
Pulls | Cost/unit | Material | Inspector | Vehicle | Labor hrs | Labor hrs | Labor/unit | 3ø beyond the closest point of attachment costs | [6 empty] | 366 | 367
| 3857.69 | 1851.1416 |  |  | 22.01 |  |  | 3ø 3c 1/0 Terminal pole terminations, /3ø (not a differential) | [6 empty] | 0.15736 | 0.84264
| -2088.91 | [6 empty] | Credit for 3ø OH fused cutouts that would have been required if OH (not a differential) | [7 empty] | 1
190.16 | 13.7529 | 7.2094 | 1.0049 | 0.064533 | 2.09 |  | 5.4741 | 3ø 3c 1/0 cable with machine trenching, /ft (not a differential) | [6 empty] | 0.57858 | 0.41281
190.16 | 18.6658 | 7.2094 | 1.0049 | 0.064533 | 2.09 |  | 10.387 | 3ø 3c 1/0 cable with hand trenching, /ft (not a differential) | [6 empty] | 0.6895 | 0.30415
190.16 | 8.0119 | 7.2094 |  |  | 2.09 |  | 0.80251 | 3ø 3c 1/0 cable in existing trench, /ft (not a differential) | [6 empty] | 0.27661 | 0.70861
190.16 | 5.6773 | 5.6773 |  |  | 2.09 |  |  | Pull 3ø 3c 1/0 cable in existing conduit, /ft (not a differential) | [6 empty] | 0 | 1
| 30.4303 | [6 empty] | Directional bore 4" primary conduit, /ft (not a differential)
| 1705.8335 | 1096.3409 | 150.74 | 9.68 |  |  | 380.2935 | Polymer pullbox (30" x 60" x 48"), /unit (differential) |  |  |  |  | checked |  | 1
| -219.8735 |  | 150.74 | 9.68 |  |  | -380.2935 | Credit for installation of polymer pullbox (30" x 60" x 48"), /unit (not a differential) | [6 empty] | 1 | 0
| 296.75 | 74.5196 |  |  | 3.02 |  |  | Install one splice for 1c 1/0 cable, /splice (differential) | [7 empty] | 1
190.16 | [5 empty] | 2.09 |  | Cost to pull primary cable out of (remove) an existing conduit. | [7 empty] | 1
Comes from Transformer2010.xls
Comes from Secondary&Services2010.xls
| 7.9572 | 1.4136 | 1.0049 | 0.064533 |  |  | 5.4741 | Spare 4" conduit with trenching, /ft (not a differential) | [6 empty] | 1 | 0
| 2.2162 | 1.4136 |  |  |  |  | 0.80251 | Spare 4" conduit without trenching, /ft (not a differential) | [6 empty] | 1 | 0
| -4.4046 |  | 1.0049 | 0.064533 |  |  | -5.4741 | 4" Conduit credit with trenching, /ft (not a differential) | [6 empty] | 1 | 0
| -0.80251 | [5 empty] | -0.80251 | 4" Conduit credit without trenching, /ft (not a differential) | [6 empty] | 1 | 0
Subdivision Rates
The primary contractor labor costs get updated in cells AT5, AU5, AV5, AW5 with the figures below.
| Primary contractor trenching costs effective | [5 empty] | 2007-10-01
| Trenching/Foot |  |  | Trenching <101 ft | Trenching >100<501 ft | Trenching >500<1001 ft | Trenching >1000 ft | Hand-Dig<101 ft | Hand-Dig>100<501 ft | Hand-Dig>501<1001 ft | Hand-Dig>1000 ft
| 366 | 369 |  | 8.2013 | 4.6715 | 4.0843 | 3.3601 | 9.5845 | 8.7494 | 7.9142 | 7.7381
Accounting Percentages
|  | CIAC | [12 empty] | Conduit | Cable | Transformer | Service
|  | Cost/unit |  | Low density charges | [10 empty] | 366 | 367 | 368 | 369
Comes from Subdivision2010.xls |  |  |  | Low density residential cost differential per lot, Tariff page 5.515, /lot (differential)
|  | 2.6797 |  | Beyond 350 ft. to 1st transformer in subdivision, one 1/0 UG primary cable with machine trenching, /ft (differential) | [10 empty] | 0.73321 | 0.26301
|  | 2.5719 |  | Beyond 350 ft. to 1st transformer, additional 1ø in same trench with one above, /ft (differential) | [10 empty] | 0.31842 | 0.67191
CIAC
|  | Cost/unit |  | Low density labor credits for customer installation
Comes from Subdivision2010.xls
|  | -4.261 |  | Beyond 350 ft. to 1st TX in subdivision 1st 2" Conduit credit with trenching, /ft (not a differential) | [10 empty] | 1
|  | -0.65897 |  | Beyond 350 ft. to 1st TX in subdivision 2nd, 3rd, .. 2" Conduit credit in same trench, /ft (not a differential) | [10 empty] | 1
CIAC
|  | Cost/unit |  | High density charges
Comes from Subdivision2010.xls |  |  |  | High density residential cost differential, Tariff page 5.515, /lot (differential)
|  | 2.6797 |  | Beyond 145 ft. to 1st transformer in subdivision, one 1/0 UG primary cable, /ft (differential) | [10 empty] | 0.73321 | 0.26301
|  | 2.5719 |  | Beyond 145 ft. to 1st transformer, additional 1ø in same trench with one above, /ft (differential) | [10 empty] | 0.31842 | 0.67191
CIAC
|  | Credit/unit |  | High density labor credits for customer installation
Comes from Subdivision2010.xls
|  | -4.261 |  | Beyond 145 ft. to 1st TX in subdivision 2" Conduit credit with trenching, /ft (not a differential) | [10 empty] | 1
|  | -0.65897 |  | Beyond 145 ft. to 1st TX in subdivision 2nd, 3rd, .. 2" Conduit credit in same trench, /ft (not a differential) | [10 empty] | 1
|  |  |  | Lighting | [8 empty] | Cost
|  |  |  | From Primary contractor costs 2007 |  |  |  |  | < 101 | 101-500 | 501-1000 | >1000 | per Foot
|  |  |  | labor(machine trench+conduit+pull tape+inspector)+material(conduit) |  |  |  |  | 9.7655 | 6.2357 | 4.4242 | #REF!
|  |  |  | labor(machine trench+conduit+pull tape+sod+inspector)+material(conduit) |  |  |  |  | 11.0769 | 7.5471 | 5.7356 | #REF!
|  |  |  | labor(machine trench+conduit+pull tape+inspector+rm concrete+in concrete)+material(conduit) |  |  |  |  | 27.5382 | 24.0085 | 22.1969 | #REF!
|  |  |  | labor(machine trench+conduit+pull tape+inspector+rm asphalt+in asphalt+in subbase)+material(conduit) |  |  |  |  | 22.3839 | 18.8541 | 17.0426 | #REF!
|  |  |  | labor(hand trench+conduit+pull tape+sod+inspector)+material(conduit) |  |  |  |  | 11.1487 | 10.3135 | 9.4784 | 9.3022
|  |  |  | directional bore((20'-100'+101'-300'+301'-1000'+>1000')/4+continuous 2") | [8 empty] | 17.2573

## Costs
|  | 2010-01-13 |  | <==== This is the date when the work request costs were calculated (or recalculated). When
the standard rates are updated by recalculating the work request costs, this date
should be changed and the new costs should be entered in the green areas below.
This date is linked to the other spreadsheets in this workbook.
|  | 2006-06-20 |  | <==== This is the date when the Primary Contractor costs were revised due to a new contract.
Legend
Green highlighting indicates an input area. This is where updated information should be entered.
Yellow highlighting indicates area where there is a link.
Peach highlighting indicates area where there are formulas.
Lilac highligting indicates checked Work Request for correct CU's, contractors cost & quantities.
|  | Updates: |  | To update the standard rates costs the dates in the work requests must be updated. WorkPro accesses tables for the material handling,
costs of labor and vehicles based on the dates in the work request. There is a button (Load Costs) in the PSTEW workbook on the UpdateCostsHere worksheet.
That button updates the dates and re-costs the work request in WORKPro. (IT help for that button - Andew Cornell, Edie Montagudo, Paula Kendall)
Copy the worksheet called WRData.xls from PSTEW into this workbook and it will load the work request data from WorkPro into this sheet.
|  |  |  | Net Present Value (NPV) factor by Rich Gerardo | [5 empty] | NPV OH Factor (For New Subdivisions) | 1
[10 empty] | NPV UG Factor | 1
TECO
|  | Work |  |  | Direct |  | Labor | TECO |  | Contractor | NPV | WorkPro | [9 empty] | Contractor
| OH/UG | Request # |  | Description | Hours | Material | Hours | Overhead | Vehicle | Labor | Total | Total |  |  | 32.43 | 1.2444 | TE Cost | 0.2066 | Cont Cost |  |  | Total
| UG | 10474 | R | Remove Primary UG Cable - BASE |  | 0 | 2.09 |  |  |  | 190.16 | 190.16 |  |  | 67.7787 | 84.3438 | 152.1225 | 14.0031 | 81.7818 | 0.5376 | 70.3407 | 119.8193
| UG | 10495 | I | Install Primary UG Cable - BASE |  | 0 | 2.09 |  |  |  | 190.16 | 190.16 | 1 | FAULTSW3P | 67.7787 | 84.3438 | 152.1225 | 14.0031 | 81.7818 | 0.5376 | 70.3407 | 119.8193
| UG | 11877 | R | Remove 3 PH 1000 AL PRI UG BASE |  | 0 | 21.21 |  |  |  | 1933.88 | 1933.88 |  |  | 687.8403 | 855.9485 | 1543.7888 | 142.1078 | 829.9481 | 0.5376 | 713.8407 | 1220.0393
| UG | 11989 | I | IN 1 PH 1/0 AL PRI UG PER FOOT |  | 2011.36 | 8.37 |  |  |  | 3189.37 | 3189.37 |  |  | 271.4391 | 337.7788 | 609.2179 | 56.0793 | 327.5184 | 0.5376 | 281.6995 | 2907.6705
| UG | 12105 | R | RM 1PH 1/0 AL PRI UG PER FOOT |  | 0 | 0.08 |  |  |  | 7.12 | 7.12 |  |  | 2.5944 | 3.2285 | 5.8229 | 0.536 | 3.1304 | 0.5376 | 2.6925 | 4.4275
| UG | 12120 | I | IN 3PH 1/0 AL PRI UG PER FOOT |  | 4779.95 | 14.28 |  |  |  | 7069.08 | 7069.08 |  |  | 463.1004 | 576.2821 | 1039.3825 | 95.6765 | 558.7769 | 0.5376 | 480.6056 | 6588.4744
| UG | 12123 | R | RM 3PH 1/0 AL PRI UG PER FOOT |  | 0 | 1.8 |  |  |  | 164.32 | 164.32 |  |  | 58.374 | 72.6406 | 131.0146 | 12.0601 | 70.4341 | 0.5376 | 60.5805 | 103.7395
| UG | 12233 | I | IN 3PH 4/0 AL PRI UG PER FOOT |  | 6746.32 | 14.28 |  |  |  | 9441.7 | 9441.7 |  |  | 463.1004 | 576.2821 | 1039.3825 | 95.6765 | 558.7769 | 0.5376 | 480.6056 | 8961.0944
| UG | 12244 | R | RM 3PH 4/0 AL PRI UG PER FOOT |  | 0 | 1.72 |  |  |  | 156.84 | 156.84 | 3 | FLOH103 | 55.7796 | 69.4121 | 125.1917 | 11.5241 | 67.3037 | 0.5376 | 57.8881 | 98.9519
| UG | 12284 | I | IN 3PH 1000 AL PRI UG PER FOOT |  | 14837.15 | 25.71 |  |  |  | 20246.32 | 20246.32 |  |  | 833.7753 | 1037.55 | 1871.3253 | 172.258 | 1006.0333 | 0.5376 | 865.292 | 19381.028
| UG | 12286 | R | RM 3PH 1000 AL PRI UG PER FOOT |  | 0 | 1.75 |  |  |  | 160.27 | 160.27 |  |  | 56.7525 | 70.6228 | 127.3753 | 11.7251 | 68.4776 | 0.5376 | 58.8977 | 101.3723
| OH | 12287 | R | Rm 3 SPST,6 LA,GROUND |  | 0 | 23.81 |  |  |  | 2172.66 | 2172.66 |  |  | 772.1583 | 960.8738 | 1733.0321 | 159.5279 | 931.6862 | 0.5376 | 801.3459 | 1371.3141
| UG | 12288 | I | INSTALL PMH12 STAINLESS STEEL |  | 16733.95 | 15.18 |  |  |  | 21574.85 | 21574.85 |  |  | 492.2874 | 612.6024 | 1104.8898 | 101.7066 | 593.994 | 0.5376 | 510.8959 | 21063.9541
| UG | 12548 | I | Three phase LBC - 3 Position |  | 2908.8 | 18.99 |  |  |  | 5241.36 | 5241.36 |  |  | 615.8457 | 766.3584 | 1382.2041 | 127.2337 | 743.0794 | 0.5376 | 639.1247 | 4602.2353
| UG | 12550 | I | 3PH 3 Pos LBC OH Equiv-PKP301WA3A |  | 235.43 | 9.65 |  |  |  | 1164.03 | 1164.03 |  |  | 312.9495 | 389.4344 | 702.3839 | 64.6554 | 377.6049 | 0.5376 | 324.779 | 839.251
| UG | 12551 | I | Single phase LBC - 3 Position |  | 1349.66 | 10.08 |  |  |  | 2546.89 | 2546.89 |  |  | 326.8944 | 406.7874 | 733.6818 | 67.5364 | 394.4308 | 0.5376 | 339.251 | 2207.639
| UG | 12554 | I | 1PH 3 Pos LBC OH Equiv-PKP101WA3A |  | 49.5 | 3.86 |  |  |  | 411.72 | 411.72 |  |  | 125.1798 | 155.7737 | 280.9535 | 25.8621 | 151.0419 | 0.5376 | 129.9116 | 281.8084
| UG | 12556 | I | Single phase LBC - 4 Position |  | 1499.54 | 12.47 |  |  |  | 2946.25 | 2946.25 |  |  | 404.4021 | 503.238 | 907.6401 | 83.5495 | 487.9516 | 0.5376 | 419.6885 | 2526.5615
| UG | 12557 | I | 1PH 4 Pos LBC OH Equiv-2 PKP101WA3A |  | 99.01 | 7.72 |  |  |  | 823.44 | 823.44 |  |  | 250.3596 | 311.5475 | 561.9071 | 51.7243 | 302.0839 | 0.5376 | 259.8232 | 563.6168
| UG | 12562 | I | Three phase LBC - 4 Position |  | 3115.46 | 23.48 |  |  |  | 5899.35 | 5899.35 |  |  | 761.4564 | 947.5563 | 1709.0127 | 157.3169 | 918.7733 | 0.5376 | 790.2395 | 5109.1105
| OH | 12582 | I | 3PH 4 Pos LBC OH Equiv- PKP306WA4A |  | 139.1 | 5.06 |  |  |  | 629.06 | 629.06 |  |  | 164.0958 | 204.2008 | 368.2966 | 33.9022 | 197.998 | 0.5376 | 170.2986 | 458.7614
| UG | 12591 | R | REMOVE TEMPORARY 600A CABINET |  | 0 | 2.31 |  |  |  | 210.43 | 210.43 |  |  | 74.9133 | 93.2221 | 168.1354 | 15.4771 | 90.3904 | 0.5376 | 77.745 | 132.685
| UG | 12728 | I | INSTALL PADPMH - TEC 2001005 |  | 447.56 | 0 |  |  |  | 540.03 | 540.03 |  |  | 0 | 0 | 0 | 0 | 0 | #DIV/0! | 0 | 540.03
| OH | 12735 | R | #N/A |  | #N/A | #N/A |  |  |  | #N/A | #N/A |  |  | #N/A | #N/A | #N/A | #N/A | #N/A | #N/A | #N/A | #N/A
| OH | 12744 | I | IN DBL 3/8" DOWN GUY ON WOOD POLE |  | 166.27 | 4.35 |  |  |  | 597.1 | 597.1 |  |  | 141.0705 | 175.5481 | 316.6186 | 29.1452 | 170.2157 | 0.5376 | 146.403 | 450.697
| OH | 12750 | R | RM DB 1/4" OR 3/8" DWN GUY ON WD PL |  | 0 | 1.95 |  |  |  | 178.01 | 178.01 |  |  | 63.2385 | 78.694 | 141.9325 | 13.0651 | 76.3036 | 0.5376 | 65.6289 | 112.3811
| OH | 12764 | T | TR DB 1/4" OR 3/8" DN GUY ON WD PL |  | 0 | 3.37 |  |  |  | 307.47 | 307.47 |  |  | 109.2891 | 135.9994 | 245.2885 | 22.5791 | 131.8682 | 0.5376 | 113.4202 | 194.0498
| OH | 12800 | R | Rm 2000kVA loop through pad-mount |  | 0 | 6.52 |  |  |  | 594.76 | 594.76 |  |  | 211.4436 | 263.1204 | 474.564 | 43.6842 | 255.1278 | 0.5376 | 219.4362 | 375.3238
| OH | 12803 | I | IN DBL 3/8" DOWN GUY ON CONC POLE |  | 152.37 | 4.35 |  |  |  | 580.33 | 580.33 |  |  | 141.0705 | 175.5481 | 316.6186 | 29.1452 | 170.2157 | 0.5376 | 146.403 | 433.927
| OH | 12818 | R | RM DB 1/4" OR 3/8" DN GUY ON CN PL |  | 0 | 1.95 |  |  |  | 178.01 | 178.01 |  |  | 63.2385 | 78.694 | 141.9325 | 13.0651 | 76.3036 | 0.5376 | 65.6289 | 112.3811
| OH | 12820 | T | TR DB 1/4" OR 3/8" DN GUY ON CN PL |  | 0 | 3.37 |  |  |  | 307.47 | 307.47 |  |  | 109.2891 | 135.9994 | 245.2885 | 22.5791 | 131.8682 | 0.5376 | 113.4202 | 194.0498
| OH | 12824 | I | Install 2000 kVA |  | 41479.8 | 4.88 |  |  |  | 50494.55 | 50494.55 |  |  | 158.2584 | 196.9368 | 355.1952 | 32.6962 | 190.9546 | 0.5376 | 164.2406 | 50330.3094
| OH | 12828 | I | IN TPL 3/8" DOWN GUY ON WD PL |  | 308.31 | 4.3 |  |  |  | 764.45 | 764.45 |  |  | 139.449 | 173.5303 | 312.9793 | 28.8102 | 168.2592 | 0.5376 | 144.7202 | 619.7298
| OH | 12829 | R | RM TPL1/4" OR 3/8" DWN GUY ON WD PL |  | 0 | 3.59 |  |  |  | 327.72 | 327.72 |  |  | 116.4237 | 144.8777 | 261.3014 | 24.0531 | 140.4768 | 0.5376 | 120.8245 | 206.8955
| OH | 12839 | T | TR TPL1/4" OR 3/8" DWN GUY ON WD PL |  | 0 | 5.94 |  |  |  | 542.13 | 542.13 |  |  | 192.6342 | 239.714 | 432.3482 | 39.7982 | 232.4324 | 0.5376 | 199.9158 | 342.2142
| OH | 12847 | I | Install 55' conc pole 5210615 |  | 3906.56 | 55 |  |  |  | 9729.43 | 9729.43 |  |  | 1783.65 | 2219.5741 | 4003.2241 | 368.5021 | 2152.1521 | 0.5376 | 1851.072 | 7878.358
| OH | 12853 | I | IN TPL 3/8" DOWN GUY ON WD POLE |  | 280.91 | 6.92 |  |  |  | 970.1 | 970.1 |  |  | 224.4156 | 279.2628 | 503.6784 | 46.3643 | 270.7799 | 0.5376 | 232.8985 | 737.2015
| OH | 12858 | R | RM TPL1/4" OR 3/8" DWN GUY ON CN PL |  | 0 | 3.33 |  |  |  | 303.44 | 303.44 |  |  | 107.9919 | 134.3851 | 242.377 | 22.3111 | 130.303 | 0.5376 | 112.074 | 191.366
| OH | 12937 | T | RM TPL1/4" OR 3/8" DWN GUY ON WD PL |  | 0 | 6.03 |  |  |  | 550.21 | 550.21 |  |  | 195.5529 | 243.346 | 438.8989 | 40.4012 | 235.9541 | 0.5376 | 202.9448 | 347.2652
| OH | 12938 | I | In 750kVA 480 loop thru with FR3 |  | 617.69 | 12.95 |  |  |  | 1926.7 | 1926.7 |  |  | 419.9685 | 522.6088 | 942.5773 | 86.7655 | 506.734 | 0.5376 | 435.8433 | 1490.8567
| OH | 12939 | I | IN 3/8" SPAN GUY 180' BTWN 2 WD PL |  | 101.6 | 1 |  |  |  | 213.24 | 213.24 |  |  | 32.43 | 40.3559 | 72.7859 | 6.7 | 39.13 | 0.5376 | 33.6559 | 179.5841
| OH | 12940 | R | RM1/4" OR 3/8" SPAN GUY FRM 2 WD PL |  | 0 | 0.82 |  |  |  | 74.47 | 74.47 |  |  | 26.5926 | 33.0918 | 59.6844 | 5.494 | 32.0866 | 0.5376 | 27.5978 | 46.8722
| OH | 12947 | T | TR1/4" OR 3/8" SPAN GUY NEW WD POLE |  | 0 | 0.55 |  |  |  | 50.2 | 50.2 |  |  | 17.8365 | 22.1957 | 40.0322 | 3.685 | 21.5215 | 0.5376 | 18.5107 | 31.6893
| OH | 12948 | R | Rm 750kVA 480v loop tx with FR3 |  | 0 | 6.52 |  |  |  | 594.76 | 594.76 |  |  | 211.4436 | 263.1204 | 474.564 | 43.6842 | 255.1278 | 0.5376 | 219.4362 | 375.3238
| OH | 12949 | I | IN 3/8" SPAN GUY BTWN 2 CONC PL |  | 74.61 | 1 |  |  |  | 180.68 | 180.68 |  |  | 32.43 | 40.3559 | 72.7859 | 6.7 | 39.13 | 0.5376 | 33.6559 | 147.0241
| OH | 12951 | I | INSTALL PRECAST 5 X 10-6 X7 PULLBOX |  | 4246.02 | 22.02 |  |  |  | 7131.98 | 7131.98 |  |  | 714.1086 | 888.6367 | 1602.7453 | 147.5348 | 861.6434 | 0.5376 | 741.1019 | 6390.8781
| OH | 12952 | I | Install 3 phase 1000 AL PRI UG BASE |  | 0 | 21.21 |  |  |  | 1933.88 | 1933.88 |  |  | 687.8403 | 855.9485 | 1543.7888 | 142.1078 | 829.9481 | 0.5376 | 713.8407 | 1220.0393
| OH | 12962 | R | RM 1/4"OR 3/8" SPAN GUY BTN 2 CN PL |  | 0 | 0.82 |  |  |  | 74.47 | 74.47 |  |  | 26.5926 | 33.0918 | 59.6844 | 5.494 | 32.0866 | 0.5376 | 27.5978 | 46.8722
| UG | 12963 | R | REMOVE PSE3 STAINLESS STEEL |  | 0 | 6.25 |  |  |  | 570.45 | 570.45 |  |  | 202.6875 | 252.2243 | 454.9118 | 41.8752 | 244.5627 | 0.5376 | 210.3491 | 360.1009
| UG | 12964 | R | REMOVE PMH9 STAINLESS STEEL |  | 0 | 8.3 |  |  |  | 756.55 | 756.55 |  |  | 269.169 | 334.9539 | 604.1229 | 55.6103 | 324.7793 | 0.5376 | 279.3436 | 477.2064
| UG | 12966 | R | REMOVE PMH11 STAINLESS STEEL |  | 0 | 7.5 |  |  |  | 683.71 | 683.71 |  |  | 243.225 | 302.6692 | 545.8942 | 50.2503 | 293.4753 | 0.5376 | 252.4189 | 431.2911
| UG | 12967 | R | REMOVE PMH12 STAINLESS STEEL |  | 0 | 8.65 |  |  |  | 788.93 | 788.93 |  |  | 280.5195 | 349.0785 | 629.598 | 57.9553 | 338.4748 | 0.5376 | 291.1231 | 497.8069
| UG | 13095 | R | REMOVE PMH9 AUTO STAINLESS STEEL |  | 0 | 8.3 |  |  |  | 756.55 | 756.55 |  |  | 269.169 | 334.9539 | 604.1229 | 55.6103 | 324.7793 | 0.5376 | 279.3436 | 477.2064
| UG | 13101 | I | INSTALL TEMP PRIMARY CABINET |  | 6574.12 | 23.87 |  |  |  | 10109.04 | 10109.04 |  |  | 774.1041 | 963.2951 | 1737.3992 | 159.9299 | 934.034 | 0.5376 | 803.3652 | 9305.6748
| UG | 13102 | I | INSTALL PMH9 STAINLESS STEEL |  | 14478.63 | 14.95 |  |  |  | 18833.35 | 18833.35 |  |  | 484.8285 | 603.3206 | 1088.1491 | 100.1656 | 584.9941 | 0.5376 | 503.155 | 18330.195
| UG | 13103 | I | SALVAGE FOR TEMP PRIMARY CABINET |  | 5612 | 0 |  |  |  | 6771.44 | 6771.44 |  |  | 0 | 0 | 0 | 0 | 0 | #DIV/0! | 0 | 6771.44
| UG | 13104 | I | PMH3 SALVAGE VALUE |  | 3543.93 | 12.2 |  |  |  | 5388.7 | 5388.7 |  |  | 395.646 | 492.3419 | 887.9879 | 81.7405 | 477.3865 | 0.5376 | 410.6014 | 4978.0986
| UG | 13105 | I | PMH9 SALVAGE VALUE |  | 7959.22 | 12.2 |  |  |  | 10716.18 | 10716.18 |  |  | 395.646 | 492.3419 | 887.9879 | 81.7405 | 477.3865 | 0.5376 | 410.6014 | 10305.5786
| UG | 13127 | I | PMH11 SALVAGE VALUE |  | 7759.35 | 12.2 |  |  |  | 10475.02 | 10475.02 |  |  | 395.646 | 492.3419 | 887.9879 | 81.7405 | 477.3865 | 0.5376 | 410.6014 | 10064.4186
| UG | 13128 | I | PMH12 SALVAGE VALUE |  | 7292.22 | 12.2 |  |  |  | 9911.38 | 9911.38 |  |  | 395.646 | 492.3419 | 887.9879 | 81.7405 | 477.3865 | 0.5376 | 410.6014 | 9500.7786
| UG | 13132 | I | PSE3 STAINLESS STEEL SALVAGE |  | 3516.63 | 12.2 |  |  |  | 5355.76 | 5355.76 |  |  | 395.646 | 492.3419 | 887.9879 | 81.7405 | 477.3865 | 0.5376 | 410.6014 | 4945.1586
| UG | 13197 | I | PSE9 STAINLESS STEEL SALVAGE |  | 11306.47 | 12.2 |  |  |  | 14754.98 | 14754.98 |  |  | 395.646 | 492.3419 | 887.9879 | 81.7405 | 477.3865 | 0.5376 | 410.6014 | 14344.3786
| UG | 13199 | I | PSE9A SALVAGE VALUE |  | 39411.65 | 12.2 |  |  |  | 48666.69 | 48666.69 |  |  | 395.646 | 492.3419 | 887.9879 | 81.7405 | 477.3865 | 0.5376 | 410.6014 | 48256.0886
| UG | 13204 | I | PSE11 STAINLESS STEEL SALVAGE |  | 13297.13 | 12.2 |  |  |  | 17156.91 | 17156.91 |  |  | 395.646 | 492.3419 | 887.9879 | 81.7405 | 477.3865 | 0.5376 | 410.6014 | 16746.3086
| UG | 13206 | I | PSE12 STAINLESS STEEL SALVAGE |  | 12676.96 | 12.2 |  |  |  | 16408.61 | 16408.61 |  |  | 395.646 | 492.3419 | 887.9879 | 81.7405 | 477.3865 | 0.5376 | 410.6014 | 15998.0086
| UG | 13207 | T | TR 1/4"OR 3/8" SPAN GUY NEW CONC PL |  | 0 | 0.55 |  |  |  | 50.2 | 50.2 |  |  | 17.8365 | 22.1957 | 40.0322 | 3.685 | 21.5215 | 0.5376 | 18.5107 | 31.6893
| OH | 13208 | I | #N/A |  | #N/A | #N/A |  |  |  | #N/A | #N/A |  |  | #N/A | #N/A | #N/A | #N/A | #N/A | #N/A | #N/A | #N/A
| OH | 13209 | I | 17" x 30" above ground handhole |  | 242.53 | 2.79 |  |  |  | 547.52 | 547.52 |  |  | 90.4797 | 112.5929 | 203.0726 | 18.6931 | 109.1728 | 0.5376 | 93.8998 | 453.6202
| OH | 13210 | I | Install 3ph 17 x 30 above ground hh |  | 261.9 | 3.28 |  |  |  | 615.39 | 615.39 |  |  | 106.3704 | 132.3673 | 238.7377 | 21.9761 | 128.3465 | 0.5376 | 110.3912 | 504.9988
| OH | 13211 | I | #N/A |  | #N/A | #N/A |  |  |  | #N/A | #N/A |  |  | #N/A | #N/A | #N/A | #N/A | #N/A | #N/A | #N/A | #N/A
| OH | 13282 | I | #N/A |  | #N/A | #N/A |  |  |  | #N/A | #N/A |  |  | #N/A | #N/A | #N/A | #N/A | #N/A | #N/A | #N/A | #N/A
| UG | 13466 | I | INSTALL PULLBOX 30 X 60 X 48 |  | 908.62 | 0.75 |  |  |  | 1165.12 | 1165.12 |  |  | 24.3225 | 30.2669 | 54.5894 | 5.025 | 29.3475 | 0.5376 | 25.2419 | 1139.8781
| UG | 13467 | I | INSTALL PRECAST 6 X 12 X 7 PULLBOX |  | 4459.59 | 22.45 |  |  |  | 7429.14 | 7429.14 |  |  | 728.0535 | 905.9898 | 1634.0433 | 150.4159 | 878.4694 | 0.5376 | 755.5739 | 6673.5661
| UG | 13470 | R | REMOVE 15" MANHOLE COLLAR-LOWER |  | 0 | 0.62 |  |  |  | 56.64 | 56.64 |  |  | 20.1066 | 25.0207 | 45.1273 | 4.154 | 24.2606 | 0.5376 | 20.8666 | 35.7734
| UG | 13471 | R | REMOVE 6" MANHOLE COLLAR-LOWER |  | 0 | 0.62 |  |  |  | 56.64 | 56.64 |  |  | 20.1066 | 25.0207 | 45.1273 | 4.154 | 24.2606 | 0.5376 | 20.8666 | 35.7734
| UG | 13472 | I | INSTALL PMH9 AUTO STAINLESS STEEL |  | 42583.81 | 14.95 |  |  |  | 52745.06 | 52745.06 |  |  | 484.8285 | 603.3206 | 1088.1491 | 100.1656 | 584.9941 | 0.5376 | 503.155 | 52241.905
| UG | 13473 | I | INSTALL 15" MANHOLE COLLAR-RAISE |  | 318.29 | 0.84 |  |  |  | 460.93 | 460.93 |  |  | 27.2412 | 33.8989 | 61.1401 | 5.628 | 32.8692 | 0.5376 | 28.2709 | 432.6591
| UG | 13482 | I | INSTALL 6" MANHOLE COLLAR-RAISE |  | 303.15 | 0.84 |  |  |  | 442.66 | 442.66 |  |  | 27.2412 | 33.8989 | 61.1401 | 5.628 | 32.8692 | 0.5376 | 28.2709 | 414.3891
| OH | 13484 | I | INSTALL 3-336 SPLICES OH |  | 48.95 | 1.46 |  |  |  | 192.57 | 192.57 |  |  | 47.3478 | 58.9196 | 106.2674 | 9.7821 | 57.1299 | 0.5376 | 49.1375 | 143.4325
| OH | 13485 | I | INSTALL 3-#2 SPLICES OH |  | 11.52 | 1.46 |  |  |  | 147.41 | 147.41 |  |  | 47.3478 | 58.9196 | 106.2674 | 9.7821 | 57.1299 | 0.5376 | 49.1375 | 98.2725
| OH | 13487 | R | REMOVE 3PH 336 PRI CKT no POLES |  | 0 | 97.63 |  |  |  | 8903.42 | 8903.42 |  |  | 3166.1409 | 3939.9457 | 7106.0866 | 654.1247 | 3820.2656 | 0.5376 | 3285.821 | 5617.599
| OH | 13488 | I | IN 3PH 336CKT 45' CL4 175' spans |  | 30280.39 | 539.07 |  |  |  | 85696.53 | 85696.53 |  |  | 17482.0401 | 21754.6507 | 39236.6908 | 3611.7895 | 21093.8296 | 0.5376 | 18142.8612 | 67553.6688
| OH | 13489 | R | REMOVE 2-3PH 336 PRI CKT no POLES |  | 0 | 195.78 |  |  |  | 17854.67 | 17854.67 |  |  | 6349.1454 | 7900.8765 | 14250.0219 | 1311.7334 | 7660.8788 | 0.5376 | 6589.1431 | 11265.5269
| OH | 13490 | I | Three phase angle framing |  | 393.91 | 5.99 |  |  |  | 1021.51 | 1021.51 |  |  | 194.2557 | 241.7318 | 435.9875 | 40.1332 | 234.3889 | 0.5376 | 201.5986 | 819.9114
| OH | 42473 | R | REMOVE 3PH 2/0 PRI CKT no POLES |  | 0 | 62.44 |  |  |  | 5694.82 | 5694.82 |  |  | 2024.9292 | 2519.8219 | 4544.7511 | 418.3504 | 2443.2796 | 0.5376 | 2101.4715 | 3593.3485
| UG | 57260 | I | Install PMH11- STAINLESS STEEL |  | 15345.72 | 14.15 |  |  |  | 19806.74 | 19806.74 |  |  | 458.8845 | 571.0359 | 1029.9204 | 94.8055 | 553.69 | 0.5376 | 476.2303 | 19330.5097
| UG | 65091 | I | INSTALL PRECAST 8 X12 X 7 PULLBOX |  | 4901.39 | 5.27 |  |  |  | 6395.48 | 6395.48 |  |  | 170.9061 | 212.6756 | 383.5817 | 35.3092 | 206.2153 | 0.5376 | 177.3664 | 6218.1136
| UG | 65192 | I | INSTALL PRECAST 4 X13-4 X 6 PULLBOX |  | 3747.62 | 22.18 |  |  |  | 6545.8 | 6545.8 |  |  | 719.2974 | 895.0937 | 1614.3911 | 148.6068 | 867.9042 | 0.5376 | 746.4868 | 5799.3132
| UG | 65194 | I | INSTALL PRECAST10'X8'6"X7' PULLBOX |  | 721.77 | 0.88 |  |  |  | 951.81 | 951.81 |  |  | 28.5384 | 35.5132 | 64.0516 | 5.896 | 34.4344 | 0.5376 | 29.6172 | 922.1928
| UG | 65202 | I | INSTALL PRECAST 10 X 10 X 7 PULLBOX |  | 5493.22 | 0.88 |  |  |  | 6709.04 | 6709.04 |  |  | 28.5384 | 35.5132 | 64.0516 | 5.896 | 34.4344 | 0.5376 | 29.6172 | 6679.4228
| OH | 65212 | I | INSTALL 3PH 2/0 PRI CKT no POLES |  | 6460.11 | 166.17 |  |  |  | 22948.68 | 22948.68 |  |  | 5388.8931 | 6705.9386 | 12094.8317 | 1113.3453 | 6502.2384 | 0.5376 | 5592.5933 | 17356.0867
| OH | 65319 | I | INSTALL 3 SPST,6 LA,GROUND |  | 1786.36 | 62.33 |  |  |  | 7838.47 | 7838.47 |  |  | 2021.3619 | 2515.3827 | 4536.7446 | 417.6134 | 2438.9753 | 0.5376 | 2097.7694 | 5740.7006
| OH | 65355 | I | Open wye angle framing |  | 368.76 | 5.76 |  |  |  | 970.92 | 970.92 |  |  | 186.7968 | 232.4499 | 419.2467 | 38.5922 | 225.389 | 0.5376 | 193.8577 | 777.0623
| OH | 65497 | I | Single phase angle framing |  | 201.56 | 5.59 |  |  |  | 752.99 | 752.99 |  |  | 181.2837 | 225.5894 | 406.8731 | 37.4532 | 218.7369 | 0.5376 | 188.1362 | 564.8538
| OH | 65519 | R | REMOVE 3PH #2PRI CKT no POLES |  | 0 | 62.44 |  |  |  | 5694.82 | 5694.82 |  |  | 2024.9292 | 2519.8219 | 4544.7511 | 418.3504 | 2443.2796 | 0.5376 | 2101.4715 | 3593.3485
| OH | 65540 | I | INSTALL 3PH #2PRI CKT no POLES |  | 4153.43 | 170.16 |  |  |  | 20529.54 | 20529.54 |  |  | 5518.2888 | 6866.9586 | 12385.2474 | 1140.0785 | 6658.3673 | 0.5376 | 5726.8801 | 14802.6599
| OH | 65545 | I | Three phase tangent framing |  | 85.8 | 2.75 |  |  |  | 354.4 | 354.4 |  |  | 89.1825 | 110.9787 | 200.1612 | 18.4251 | 107.6076 | 0.5376 | 92.5536 | 261.8464
| OH | 65554 | I | Open wye tangent framing |  | 53.19 | 1.91 |  |  |  | 238.19 | 238.19 |  |  | 61.9413 | 77.0798 | 139.0211 | 12.7971 | 74.7384 | 0.5376 | 64.2827 | 173.9073
| OH | 65561 | R | REMOVE 2PH-OPENWYE#2PRI CKTno POLES |  | 0 | 49.49 |  |  |  | 4513.93 | 4513.93 |  |  | 1604.9607 | 1997.2131 | 3602.1738 | 331.5849 | 1936.5456 | 0.5376 | 1665.6282 | 2848.3018
| OH | 65565 | I | IN 2PH-OPENWYE#2PRI CKT no POLES |  | 3047.14 | 143.01 |  |  |  | 16719.04 | 16719.04 |  |  | 4637.8143 | 5771.2961 | 10409.1104 | 958.1724 | 5595.9867 | 0.5376 | 4813.1237 | 11905.9163
| OH | 65582 | R | RM 3PH 4/0 PRI & 2/0N no poles |  | 0 | 97.58 |  |  |  | 8899.04 | 8899.04 |  |  | 3164.5194 | 3937.9279 | 7102.4473 | 653.7897 | 3818.3091 | 0.5376 | 3284.1382 | 5614.9018
| OH | 65587 | I | Single phase tangent framing cost |  | 20.16 | 1.46 |  |  |  | 157.85 | 157.85 |  |  | 47.3478 | 58.9196 | 106.2674 | 9.7821 | 57.1299 | 0.5376 | 49.1375 | 108.7125
| OH | 65590 | R | REMOVE 1PH #2PRI CKT no POLES |  | 0 | 27.78 |  |  |  | 2533.75 | 2533.75 |  |  | 900.9054 | 1121.0867 | 2021.9921 | 186.1271 | 1087.0325 | 0.5376 | 934.9596 | 1598.7904
| OH | 65591 | I | INSTALL 1PH #2PRI CKT no POLES |  | 2071.96 | 97.48 |  |  |  | 11421.02 | 11421.02 |  |  | 3161.2764 | 3933.8924 | 7095.1688 | 653.1197 | 3814.3961 | 0.5376 | 3280.7726 | 8140.2474
| OH | 65604 | R | REMOVE 2-45'DEADEND POLES3-336PRI |  | 0 | 20.92 |  |  |  | 1906.51 | 1906.51 |  |  | 678.4356 | 844.2453 | 1522.6809 | 140.1648 | 818.6004 | 0.5376 | 704.0805 | 1202.4295
| OH | 65651 | R | REMOVE 2-45'DEADEND POLES3-#2/0PRI |  | 0 | 17.1 |  |  |  | 1559.66 | 1559.66 |  |  | 554.553 | 690.0858 | 1244.6388 | 114.5706 | 669.1236 | 0.5376 | 575.5151 | 984.1449
| OH | 65656 | R | REMOVE 2-40'DEADEND POLES3-#2/0PRI |  | 0 | 17.1 |  |  |  | 1559.66 | 1559.66 |  |  | 554.553 | 690.0858 | 1244.6388 | 114.5706 | 669.1236 | 0.5376 | 575.5151 | 984.1449
| OH | 65658 | R | REMOVE 2-45'DEADEND POLES3-#2PRI |  | 0 | 17.1 |  |  |  | 1559.66 | 1559.66 |  |  | 554.553 | 690.0858 | 1244.6388 | 114.5706 | 669.1236 | 0.5376 | 575.5151 | 984.1449
| OH | 65965 | R | REMOVE 2-40'DEADEND POLES3-#2PRI |  | 0 | 17.1 |  |  |  | 1559.66 | 1559.66 |  |  | 554.553 | 690.0858 | 1244.6388 | 114.5706 | 669.1236 | 0.5376 | 575.5151 | 984.1449
| OH | 65978 | R | REMOVE 2-45'DEADEND POLES2-#2PRI |  | 0 | 9.19 |  |  |  | 837.47 | 837.47 |  |  | 298.0317 | 370.8706 | 668.9023 | 61.5733 | 359.605 | 0.5376 | 309.2973 | 528.1727
| OH | 66929 | R | REMOVE 2-40'DEADEND POLES2-#2PRI |  | 0 | 9.19 |  |  |  | 837.47 | 837.47 |  |  | 298.0317 | 370.8706 | 668.9023 | 61.5733 | 359.605 | 0.5376 | 309.2973 | 528.1727
| OH | 70462 | R | REMOVE 2-45' DEADEND POLES #2PRI |  | 0 | 7.4 |  |  |  | 675.67 | 675.67 |  |  | 239.982 | 298.6336 | 538.6156 | 49.5803 | 289.5623 | 0.5376 | 249.0533 | 426.6167
| OH | 71256 | R | REMOVE 2-40' DEADEND POLES #2PRI |  | 0 | 7.4 |  |  |  | 675.67 | 675.67 |  |  | 239.982 | 298.6336 | 538.6156 | 49.5803 | 289.5623 | 0.5376 | 249.0533 | 426.6167
| OH | 71260 | I | INSTALL2-45'DEADEND POLES3-336PRI |  | 2172.87 | 32 |  |  |  | 5538.27 | 5538.27 |  |  | 1037.76 | 1291.3885 | 2329.1485 | 214.4012 | 1252.1612 | 0.5376 | 1076.9873 | 4461.2827
| OH | 71265 | I | INSTALL2-45DEADEND POLES3-2/0PRI |  | 1653.5 | 28.53 |  |  |  | 4596.56 | 4596.56 |  |  | 925.2279 | 1151.3536 | 2076.5815 | 191.1521 | 1116.38 | 0.5376 | 960.2015 | 3636.3585
| OH | 71273 | I | INSTALL2-40DEADEND POLES3-2/0PRI |  | 1515.8 | 28.53 |  |  |  | 4430.41 | 4430.41 |  |  | 925.2279 | 1151.3536 | 2076.5815 | 191.1521 | 1116.38 | 0.5376 | 960.2015 | 3470.2085
| OH | 71343 | I | INSTALL2-45'DEADEND POLES3-#2PRI |  | 1640.76 | 28.53 |  |  |  | 4581.18 | 4581.18 |  |  | 925.2279 | 1151.3536 | 2076.5815 | 191.1521 | 1116.38 | 0.5376 | 960.2015 | 3620.9785
| UG | 71349 | I | INSTALL PSE3 STAINLESS STEEL |  | 4202.92 | 12.78 |  |  |  | 6236.43 | 6236.43 |  |  | 414.4554 | 515.7483 | 930.2037 | 85.6265 | 500.0819 | 0.5376 | 430.1218 | 5806.3082
| OH | 71354 | I | INSTALL2-40'DEADEND POLES3-#2PRI |  | 1504.76 | 28.53 |  |  |  | 4417.08 | 4417.08 |  |  | 925.2279 | 1151.3536 | 2076.5815 | 191.1521 | 1116.38 | 0.5376 | 960.2015 | 3456.8785
| OH | 71363 | I | INSTALL2-45'DEADEND POLES2-#2PRI |  | 1195.88 | 19.48 |  |  |  | 3219.04 | 3219.04 |  |  | 631.7364 | 786.1328 | 1417.8692 | 130.5167 | 762.2531 | 0.5376 | 655.616 | 2563.424
| OH | 71367 | I | INSTALL2-40'DEADEND POLES2-#2PRI |  | 1062.32 | 19.48 |  |  |  | 3057.9 | 3057.9 |  |  | 631.7364 | 786.1328 | 1417.8692 | 130.5167 | 762.2531 | 0.5376 | 655.616 | 2402.284
| OH | 71375 | I | INSTALL 2-45' DEADEND POLES #2PRI |  | 1023.63 | 15.44 |  |  |  | 2643.04 | 2643.04 |  |  | 500.7192 | 623.095 | 1123.8142 | 103.4486 | 604.1678 | 0.5376 | 519.6464 | 2123.3936
| OH | 71383 | I | INSTALL 2-40' DEADEND POLES #2PRI |  | 889.36 | 15.44 |  |  |  | 2481.03 | 2481.03 |  |  | 500.7192 | 623.095 | 1123.8142 | 103.4486 | 604.1678 | 0.5376 | 519.6464 | 1961.3836
| OH | 105967 | I | POLE HAUL TO SITE |  | 0 | 3.3 |  |  |  | 300.94 | 300.94 |  |  | 107.019 | 133.1744 | 240.1934 | 22.1101 | 129.1291 | 0.5376 | 111.0643 | 189.8757
| OH | 108926 | I | In 600 amp connecting plug |  | 56.23 | 1.66 |  |  |  | 219.6 | 219.6 |  |  | 53.8338 | 66.9908 | 120.8246 | 11.1221 | 64.9559 | 0.5376 | 55.8687 | 163.7313
| OH | 109080 | I | Install 1phase #2 splice OH |  | 3.84 | 0.49 |  |  |  | 49.13 | 49.13 |  |  | 15.8907 | 19.7744 | 35.6651 | 3.283 | 19.1737 | 0.5376 | 16.4914 | 32.6386
| UG | 110510 | I | Pedestal Mount RTU |  | 989.3 | 4.35 |  |  |  | 1590.81 | 1590.81 |  |  | 141.0705 | 175.5481 | 316.6186 | 29.1452 | 170.2157 | 0.5376 | 146.403 | 1444.407
| OH | 111183 | R | Rm 3 substation arresters |  | 0 | 3.15 |  |  |  | 287.24 | 287.24 |  |  | 102.1545 | 127.1211 | 229.2756 | 21.1051 | 123.2596 | 0.5376 | 106.0159 | 181.2241
| UG | 111189 | I | 3" 90 degree galvanized ell |  | 22.05 | 0.58 |  |  |  | 79.2 | 79.2 |  |  | 18.8094 | 23.4064 | 42.2158 | 3.886 | 22.6954 | 0.5376 | 19.5204 | 59.6796
| UG | 111214 | I | 3" 45 degree galvanized ell |  | 29.27 | 0.58 |  |  |  | 87.91 | 87.91 |  |  | 18.8094 | 23.4064 | 42.2158 | 3.886 | 22.6954 | 0.5376 | 19.5204 | 68.3896
| UG | 111217 | I | 2" 45 degree galvanized ell |  | 15.57 | 0.58 |  |  |  | 71.38 | 71.38 |  |  | 18.8094 | 23.4064 | 42.2158 | 3.886 | 22.6954 | 0.5376 | 19.5204 | 51.8596
| UG | 111221 | I | 4" 45 degree galvanized ell |  | 7879.18 | 1.64 |  |  |  | 9656.71 | 9656.71 |  |  | 53.1852 | 66.1837 | 119.3689 | 10.9881 | 64.1733 | 0.5376 | 55.1956 | 9601.5144
| UG | 111222 | I | 6" 45 degree galvanized ell |  | 104.16 | 0.58 |  |  |  | 178.27 | 178.27 |  |  | 18.8094 | 23.4064 | 42.2158 | 3.886 | 22.6954 | 0.5376 | 19.5204 | 158.7496
| UG | 111226 | I | 6" 90 degree galvanized ell |  | 178.22 | 0.58 |  |  |  | 267.63 | 267.63 |  |  | 18.8094 | 23.4064 | 42.2158 | 3.886 | 22.6954 | 0.5376 | 19.5204 | 248.1096
| UG | 111250 | I | 2" 90 degree PVC ell |  | 1.24 | 0.58 |  |  |  | 54.09 | 54.09 |  |  | 18.8094 | 23.4064 | 42.2158 | 3.886 | 22.6954 | 0.5376 | 19.5204 | 34.5696
| UG | 111255 | I | 6" 90 degree PVC ell |  | 45.39 | 0.58 |  |  |  | 107.36 | 107.36 |  |  | 18.8094 | 23.4064 | 42.2158 | 3.886 | 22.6954 | 0.5376 | 19.5204 | 87.8396
| UG | 111256 | I | 2" 45 degree PVC ell |  | 0.93 | 0.58 |  |  |  | 53.71 | 53.71 |  |  | 18.8094 | 23.4064 | 42.2158 | 3.886 | 22.6954 | 0.5376 | 19.5204 | 34.1896
| UG | 111351 | I | 3" 45 degree PVC ell |  | 3.64 | 0.58 |  |  |  | 56.98 | 56.98 |  |  | 18.8094 | 23.4064 | 42.2158 | 3.886 | 22.6954 | 0.5376 | 19.5204 | 37.4596
| UG | 111355 | I | 4" 45 degree PVC ell |  | 6.28 | 0.58 |  |  |  | 60.17 | 60.17 |  |  | 18.8094 | 23.4064 | 42.2158 | 3.886 | 22.6954 | 0.5376 | 19.5204 | 40.6496
| UG | 111356 | I | 2" PVC coupling |  | 0.56 | 0.22 |  |  |  | 20.93 | 20.93 |  |  | 7.1346 | 8.8783 | 16.0129 | 1.474 | 8.6086 | 0.5376 | 7.4043 | 13.5257
| UG | 111358 | I | 2" galvanized coupling |  | 2.02 | 0.22 |  |  |  | 22.69 | 22.69 |  |  | 7.1346 | 8.8783 | 16.0129 | 1.474 | 8.6086 | 0.5376 | 7.4043 | 15.2857
| UG | 111359 | I | 3" PVC coupling |  | 3.02 | 0.22 |  |  |  | 23.89 | 23.89 |  |  | 7.1346 | 8.8783 | 16.0129 | 1.474 | 8.6086 | 0.5376 | 7.4043 | 16.4857
| UG | 111360 | I | 3" galvanized coupling |  | 4.04 | 0.22 |  |  |  | 25.12 | 25.12 |  |  | 7.1346 | 8.8783 | 16.0129 | 1.474 | 8.6086 | 0.5376 | 7.4043 | 17.7157
| UG | 111362 | I | 4" PVC coupling |  | 3.7 | 0.22 |  |  |  | 24.71 | 24.71 |  |  | 7.1346 | 8.8783 | 16.0129 | 1.474 | 8.6086 | 0.5376 | 7.4043 | 17.3057
| UG | 111363 | I | 4" galvanized coupling |  | 8.86 | 0.22 |  |  |  | 30.94 | 30.94 |  |  | 7.1346 | 8.8783 | 16.0129 | 1.474 | 8.6086 | 0.5376 | 7.4043 | 23.5357
| UG | 111365 | I | 6" PVC coupling |  | 13.31 | 0.22 |  |  |  | 36.31 | 36.31 |  |  | 7.1346 | 8.8783 | 16.0129 | 1.474 | 8.6086 | 0.5376 | 7.4043 | 28.9057
| UG | 111366 | I | 6" galvanized coupling |  | 27.89 | 0.22 |  |  |  | 53.9 | 53.9 |  |  | 7.1346 | 8.8783 | 16.0129 | 1.474 | 8.6086 | 0.5376 | 7.4043 | 46.4957
| UG | 111367 | I | 2" conduit plug |  | 0.52 | 0 |  |  |  | 0.63 | 0.63 |  |  | 0 | 0 | 0 | 0 | 0 | #DIV/0! | 0 | 0.63
| UG | 111368 | I | 3" conduit plug |  | 0.55 | 0 |  |  |  | 0.66 | 0.66 |  |  | 0 | 0 | 0 | 0 | 0 | #DIV/0! | 0 | 0.66
| UG | 111370 | I | 4" conduit plug |  | 0.84 | 0 |  |  |  | 1.01 | 1.01 |  |  | 0 | 0 | 0 | 0 | 0 | #DIV/0! | 0 | 1.01
| UG | 111371 | I | 6" conduit plug |  | 1.36 | 0 |  |  |  | 1.64 | 1.64 |  |  | 0 | 0 | 0 | 0 | 0 | #DIV/0! | 0 | 1.64
| UG | 111372 | I | 6" conduit spacer |  | 2.88 | 0 |  |  |  | 3.48 | 3.48 |  |  | 0 | 0 | 0 | 0 | 0 | #DIV/0! | 0 | 3.48
| UG | 116436 | I | Primary Handhole 30 x 48 x 18 |  | 445.48 | 0 |  |  |  | 537.52 | 537.52 |  |  | 0 | 0 | 0 | 0 | 0 | #DIV/0! | 0 | 537.52
| UG | 119836 | I | Install small 1ph concrete pad |  | 69.63 | 0.53 |  |  |  | 132.58 | 132.58 |  |  | 17.1879 | 21.3886 | 38.5765 | 3.551 | 20.7389 | 0.5376 | 17.8376 | 114.7424
| UG | 119845 | I | Install large 1ph concrete pad |  | 73.84 | 0.53 |  |  |  | 137.66 | 137.66 |  |  | 17.1879 | 21.3886 | 38.5765 | 3.551 | 20.7389 | 0.5376 | 17.8376 | 119.8224
| OH | 122446 | I | Install 55' concrete pole 5210455 |  | 2008.03 | 55 |  |  |  | 7438.66 | 7438.66 |  |  | 1783.65 | 2219.5741 | 4003.2241 | 368.5021 | 2152.1521 | 0.5376 | 1851.072 | 5587.588
| OH | 122455 | I | Install 55' concrete pole 5210601 |  | 3310.33 | 55 |  |  |  | 9010.01 | 9010.01 |  |  | 1783.65 | 2219.5741 | 4003.2241 | 368.5021 | 2152.1521 | 0.5376 | 1851.072 | 7158.938
| OH | 122459 | I | Install 60' concrete pole 5210605 |  | 4880 | 0.89 |  |  |  | 5969.14 | 5969.14 |  |  | 28.8627 | 35.9167 | 64.7794 | 5.963 | 34.8257 | 0.5376 | 29.9537 | 5939.1863
| OH | 122468 | I | Install 60' concrete pole 5210606 |  | 5035 | 0.89 |  |  |  | 6156.16 | 6156.16 |  |  | 28.8627 | 35.9167 | 64.7794 | 5.963 | 34.8257 | 0.5376 | 29.9537 | 6126.2063
| OH | 122497 | I | Install 60' concrete pole 5210656 |  | 0 | 0.89 |  |  |  | 80.93 | 80.93 |  |  | 28.8627 | 35.9167 | 64.7794 | 5.963 | 34.8257 | 0.5376 | 29.9537 | 50.9763
| OH | 122500 | R | Rm 40' concrete open wye |  | 0 | 1.38 |  |  |  | 125.42 | 125.42 |  |  | 44.7534 | 55.6911 | 100.4445 | 9.2461 | 53.9995 | 0.5376 | 46.4451 | 78.9749
| OH | 122521 | R | Rm 45' concrete open wye |  | 0 | 1.38 |  |  |  | 125.42 | 125.42 |  |  | 44.7534 | 55.6911 | 100.4445 | 9.2461 | 53.9995 | 0.5376 | 46.4451 | 78.9749
| OH | 122771 | I | In 30' wood pole,DRIVE HOOK |  | 81.38 | 2.71 |  |  |  | 345.33 | 345.33 |  |  | 87.8853 | 109.3645 | 197.2498 | 18.1571 | 106.0424 | 0.5376 | 91.2074 | 254.1226
| OH | 122795 | I | In 35' fiberglass SVCpole,DRHOOK |  | 960.6 | 2.26 |  |  |  | 1365.41 | 1365.41 |  |  | 73.2918 | 91.2043 | 164.4961 | 15.1421 | 88.4339 | 0.5376 | 76.0622 | 1289.3478
| OH | 124291 | I | Polekick 30' or 35' wood pole |  | 0 | 1.65 |  |  |  | 150.48 | 150.48 |  |  | 53.5095 | 66.5872 | 120.0967 | 11.0551 | 64.5646 | 0.5376 | 55.5322 | 94.9478
| OH | 126090 | R | POLEPULL used for Pole Haul in |  | 0 | 1.65 |  |  |  | 150.48 | 150.48 |  |  | 53.5095 | 66.5872 | 120.0967 | 11.0551 | 64.5646 | 0.5376 | 55.5322 | 94.9478
| UG | 126420 | I | 4" conduit spacer |  | 0.85 | 0 |  |  |  | 1.03 | 1.03 |  |  | 0 | 0 | 0 | 0 | 0 | #DIV/0! | 0 | 1.03
| UG | 126421 | I | GLUECONDF |  | 5.83 | 0 |  |  |  | 7.03 | 7.03 |  |  | 0 | 0 | 0 | 0 | 0 | #DIV/0! | 0 | 7.03
| UG | 126424 | I | GLUECONDM |  | 6.86 | 0 |  |  |  | 8.28 | 8.28 |  |  | 0 | 0 | 0 | 0 | 0 | #DIV/0! | 0 | 8.28
| UG | 126427 | R | Remove PMH-10 |  | 0 | 6.47 |  |  |  | 590.75 | 590.75 |  |  | 209.8221 | 261.1026 | 470.9247 | 43.3492 | 253.1713 | 0.5376 | 217.7534 | 372.9966
| UG | 126428 | R | Remove substation takeoff |  | 0 | 1.55 |  |  |  | 141.95 | 141.95 |  |  | 50.2665 | 62.5516 | 112.8181 | 10.3851 | 60.6516 | 0.5376 | 52.1666 | 89.7834
| OH | 126429 | I | Install 60' 5210620 Concrete Pole |  | 0 | 0.89 |  |  |  | 80.93 | 80.93 |  |  | 28.8627 | 35.9167 | 64.7794 | 5.963 | 34.8257 | 0.5376 | 29.9537 | 50.9763
| OH | 126722 | R | Remove 30' wood SEC pole |  | 0 | 0.8 |  |  |  | 72.82 | 72.82 |  |  | 25.944 | 32.2847 | 58.2287 | 5.36 | 31.304 | 0.5376 | 26.9247 | 45.8953
| OH | 126723 | I | Install 30' wood SEC pole |  | 90.43 | 1.02 |  |  |  | 202.17 | 202.17 |  |  | 33.0786 | 41.163 | 74.2416 | 6.834 | 39.9126 | 0.5376 | 34.329 | 167.841
| UG | 152272 | R | Rm Single phase LBC - 3 Position |  | 0 | 4.14 |  |  |  | 376.26 | 376.26 |  |  | 134.2602 | 167.0734 | 301.3336 | 27.7382 | 161.9984 | 0.5376 | 139.3352 | 236.9248
| UG | 152273 | R | Rm Single phase LBC - 4 Position |  | 0 | 5.32 |  |  |  | 485.53 | 485.53 |  |  | 172.5276 | 214.6933 | 387.2209 | 35.6442 | 208.1718 | 0.5376 | 179.0491 | 306.4809
| UG | 152295 | R | Rm Three phase LBC - 3 Position |  | 0 | 6.39 |  |  |  | 582.59 | 582.59 |  |  | 207.2277 | 257.8741 | 465.1018 | 42.8132 | 250.0409 | 0.5376 | 215.0609 | 367.5291
| UG | 152298 | R | Rm Three phase LBC - 4 Position |  | 0 | 7.45 |  |  |  | 679.7 | 679.7 |  |  | 241.6035 | 300.6514 | 542.2549 | 49.9153 | 291.5188 | 0.5376 | 250.7361 | 428.9639
| UG | 152350 | R | Rm1PH 3 Pos LBC OH Equiv-PKP101WA3A |  | 0 | 0.62 |  |  |  | 56.64 | 56.64 |  |  | 20.1066 | 25.0207 | 45.1273 | 4.154 | 24.2606 | 0.5376 | 20.8666 | 35.7734
| UG | 152351 | R | Rm1PH 4 Pos LBC OH Equiv-PKP101WA3A |  | 0 | 1.24 |  |  |  | 113.28 | 113.28 |  |  | 40.2132 | 50.0413 | 90.2545 | 8.308 | 48.5212 | 0.5376 | 41.7333 | 71.5467
| UG | 152366 | R | Rm3PH 3 Pos LBC OH Equiv-PKP301WA3A |  | 0 | 3.53 |  |  |  | 321.64 | 321.64 |  |  | 114.4779 | 142.4563 | 256.9342 | 23.6511 | 138.129 | 0.5376 | 118.8052 | 202.8348
| UG | 152369 | R | Rm3PH 4 PosLBC OH Equiv- PKP306WA4A |  | 0 | 2.73 |  |  |  | 248.81 | 248.81 |  |  | 88.5339 | 110.1716 | 198.7055 | 18.2911 | 106.825 | 0.5376 | 91.8805 | 156.9295
| OH | 159821 | R | RM 3PH #2 AAAC OH TAKEOFF |  | 0 | 5.66 |  |  |  | 515.85 | 515.85 |  |  | 183.5538 | 228.4143 | 411.9681 | 37.9222 | 221.476 | 0.5376 | 190.4921 | 325.3579
| OH | 159823 | I | IN 3PH #2 AAAC OH TAKEOFF |  | 617.23 | 14.78 |  |  |  | 2092.01 | 2092.01 |  |  | 479.3154 | 596.4601 | 1075.7755 | 99.0266 | 578.342 | 0.5376 | 497.4335 | 1594.5765
| OH | 159828 | R | RM 1PH #2 AAAC OH TAKEOFF |  | 0 | 1.07 |  |  |  | 97.1 | 97.1 |  |  | 34.7001 | 43.1808 | 77.8809 | 7.169 | 41.8691 | 0.5376 | 36.0118 | 61.0882
| OH | 159829 | I | IN 1PH #2 AAAC OH TAKEOFF |  | 177.88 | 4.3 |  |  |  | 607.07 | 607.07 |  |  | 139.449 | 173.5303 | 312.9793 | 28.8102 | 168.2592 | 0.5376 | 144.7202 | 462.3498
| OH | 159834 | R | RM 3PH 1000 AL PRI UG TAKEOFF |  | 0 | 13.74 |  |  |  | 1253.7 | 1253.7 |  |  | 445.5882 | 554.49 | 1000.0782 | 92.0585 | 537.6467 | 0.5376 | 462.4314 | 791.2686
| OH | 159838 | I | IN 3PH 1000 AL PRI UG TAKEOFF |  | 3191.94 | 38.8 |  |  |  | 7389.37 | 7389.37 |  |  | 1258.284 | 1565.8086 | 2824.0926 | 259.9615 | 1518.2455 | 0.5376 | 1305.8471 | 6083.5229
| OH | 159841 | R | RM 3PH 1/0 AL PRI UG TAKEOFF |  | 0 | 6.6 |  |  |  | 602.06 | 602.06 |  |  | 214.038 | 266.3489 | 480.3869 | 44.2203 | 258.2583 | 0.5376 | 222.1286 | 379.9314
| OH | 159845 | I | IN 3PH 4/0 AL PRI UG TAKEOFF |  | 1704.59 | 22.16 |  |  |  | 4077.52 | 4077.52 |  |  | 718.6488 | 894.2866 | 1612.9354 | 148.4728 | 867.1216 | 0.5376 | 745.8137 | 3331.7063
| OH | 159847 | R | RM 3PH 1/0 AL PRI UG TAKEOFF |  | 0 | 6.39 |  |  |  | 581.07 | 581.07 |  |  | 207.2277 | 257.8741 | 465.1018 | 42.8132 | 250.0409 | 0.5376 | 215.0609 | 366.0091
| OH | 159852 | I | IN 3PH 1/0 AL PRI UG TAKEOFF |  | 1534.18 | 22.01 |  |  |  | 3857.69 | 3857.69 |  |  | 713.7843 | 888.2332 | 1602.0175 | 147.4678 | 861.2521 | 0.5376 | 740.7653 | 3116.9247
| OH | 159855 | R | RM 1PH 1/0 AL PRI UG TAKEOFF |  | 0 | 2.69 |  |  |  | 245.49 | 245.49 |  |  | 87.2367 | 108.5573 | 195.794 | 18.0231 | 105.2598 | 0.5376 | 90.5342 | 154.9558
| OH | 159857 | I | IN 1PH 1/0 AL PRI UG TAKEOFF |  | 584.44 | 11.46 |  |  |  | 1749.27 | 1749.27 |  |  | 371.6478 | 462.4785 | 834.1263 | 76.7824 | 448.4302 | 0.5376 | 385.6961 | 1363.5739
| OH | 161314 | I | IN 3PH 2/0 AAAC OH TAKEOFF |  | 618.46 | 14.7 |  |  |  | 2085.81 | 2085.81 |  |  | 476.721 | 593.2316 | 1069.9526 | 98.4906 | 575.2116 | 0.5376 | 494.7411 | 1591.0689
| OH | 161318 | R | RM 3PH 2/0 AAAC OH TAKEOFF |  | 0 | 6.7 |  |  |  | 609.37 | 609.37 |  |  | 217.281 | 270.3845 | 487.6655 | 44.8903 | 262.1713 | 0.5376 | 225.4942 | 383.8758
| OH | 161323 | I | IN 3PH 336 ACSR OH TAKEOFF |  | 1920.82 | 42.13 |  |  |  | 6160.05 | 6160.05 |  |  | 1366.2759 | 1700.1937 | 3066.4696 | 282.2726 | 1648.5485 | 0.5376 | 1417.9211 | 4742.1289
| OH | 161338 | R | RM 3PH 336 ACSR OH TAKEOFF |  | 0 | 29.43 |  |  |  | 2684.1 | 2684.1 |  |  | 954.4149 | 1187.6739 | 2142.0888 | 197.1821 | 1151.597 | 0.5376 | 990.4918 | 1693.6082
| OH | 161344 | I | Available |  | 187.08 | 0.96 |  |  |  | 314.81 | 314.81 |  |  | 31.1328 | 38.7417 | 69.8745 | 6.432 | 37.5648 | 0.5376 | 32.3096 | 282.5004
| OH | 161347 | I | Available |  | 551.09 | 5.28 |  |  |  | 1146.11 | 1146.11 |  |  | 171.2304 | 213.0791 | 384.3095 | 35.3762 | 206.6066 | 0.5376 | 177.7029 | 968.4071
| OH | 161351 | I | IN 3PH SPST SWITCH SALVAGE VALUE |  | 1242.01 | 24.07 |  |  |  | 3693.59 | 3693.59 |  |  | 780.5901 | 971.3663 | 1751.9564 | 161.2699 | 941.86 | 0.5376 | 810.0964 | 2883.4936
| UG | 162458 | I | IN 1 PH 1/0 AL PRI UG MAT'L PER FT |  | 1645.03 | 5.85 |  |  |  | 2517.96 | 2517.96 |  |  | 189.7155 | 236.082 | 425.7975 | 39.1952 | 228.9107 | 0.5376 | 196.8867 | 2321.0733
| UG | 162466 | R | RM 1PH 1/0 AL PRI UG MAT'L PER FT |  | 0 | 1.36 |  |  |  | 124.47 | 124.47 |  |  | 44.1048 | 54.884 | 98.9888 | 9.1121 | 53.2169 | 0.5376 | 45.772 | 78.698
| UG | 162467 | I | IN 3PH 1/0 AL PRI UG MAT'L PER FT |  | 3764.14 | 17.56 |  |  |  | 6142.96 | 6142.96 |  |  | 569.4708 | 708.6495 | 1278.1203 | 117.6527 | 687.1235 | 0.5376 | 590.9968 | 5551.9632
| UG | 162468 | R | RM 3PH 1/0 AL PRI UG MAT'L PER FT |  | 0 | 1.72 |  |  |  | 156.81 | 156.81 |  |  | 55.7796 | 69.4121 | 125.1917 | 11.5241 | 67.3037 | 0.5376 | 57.8881 | 98.9219
| UG | 162469 | R | RM 3PH 4/0 AL PRI UG MAT'L PER FT |  | 0 | 1.72 |  |  |  | 156.81 | 156.81 |  |  | 55.7796 | 69.4121 | 125.1917 | 11.5241 | 67.3037 | 0.5376 | 57.8881 | 98.9219
| UG | 162474 | I | IN 3PH 4/0 AL PRI UG MAT'L PER FT |  | 5768.4 | 17.56 |  |  |  | 8561.31 | 8561.31 |  |  | 569.4708 | 708.6495 | 1278.1203 | 117.6527 | 687.1235 | 0.5376 | 590.9968 | 7970.3132
| UG | 162477 | I | IN 3PH 1000 AL PRI UG MAT'L PER FT |  | 13153.36 | 23.74 |  |  |  | 18035.74 | 18035.74 |  |  | 769.8882 | 958.0489 | 1727.9371 | 159.0589 | 928.9471 | 0.5376 | 798.99 | 17236.75
| UG | 162478 | R | RM 3PH 1000 AL PRI UG MAT'L PER FT |  | 0 | 1.67 |  |  |  | 152.76 | 152.76 |  |  | 54.1581 | 67.3943 | 121.5524 | 11.1891 | 65.3472 | 0.5376 | 56.2053 | 96.5547
| UG | 162479 | I | IN 1 PH 1/0 AL PRI UG COND PER FT |  | 342.66 | 2.2 |  |  |  | 613.73 | 613.73 |  |  | 71.346 | 88.783 | 160.129 | 14.7401 | 86.0861 | 0.5376 | 74.0429 | 539.6871
| UG | 162480 | I | IN 4in conduit for 1/0&4/0 PRI |  | 937.27 | 2.2 |  |  |  | 1331.2 | 1331.2 |  |  | 71.346 | 88.783 | 160.129 | 14.7401 | 86.0861 | 0.5376 | 74.0429 | 1257.1571
| OH | 162483 | I | INSTALL SIDEWALK GUY |  | 406.16 | 4 |  |  |  | 854.19 | 854.19 |  |  | 129.72 | 161.4236 | 291.1436 | 26.8002 | 156.5202 | 0.5376 | 134.6234 | 719.5666
| UG | 162484 | I | IN 3PH 1000 AL PRI UG COND PER FT |  | 2161.25 | 2.52 |  |  |  | 2837.16 | 2837.16 |  |  | 81.7236 | 101.6968 | 183.4204 | 16.8841 | 98.6077 | 0.5376 | 84.8128 | 2752.3472
| OH | 165456 | R | RM 40' C4 wood pole |  | 0 | 1.15 |  |  |  | 105.2 | 105.2 |  |  | 37.2945 | 46.4093 | 83.7038 | 7.705 | 44.9995 | 0.5376 | 38.7042 | 66.4958
| OH | 165458 | R | RM 45' C3 wood pole |  | 0 | 1.02 |  |  |  | 93.06 | 93.06 |  |  | 33.0786 | 41.163 | 74.2416 | 6.834 | 39.9126 | 0.5376 | 34.329 | 58.731
| OH | 165462 | R | RM 40' Type III concrete |  | 0 | 0.93 |  |  |  | 84.96 | 84.96 |  |  | 30.1599 | 37.531 | 67.6909 | 6.231 | 36.3909 | 0.5376 | 31.2999 | 53.6601
| OH | 165464 | I | In 336 & 2/0 SEC 150'spans |  | 16773.62 | 313.9 |  |  |  | 48865.61 | 48865.61 |  |  | 10179.777 | 12667.7145 | 22847.4915 | 2103.1419 | 12282.9189 | 0.5376 | 10564.5726 | 38301.0374
| OH | 165475 | I | Install 2/0 neutral wire only |  | 1407.86 | 77.2 |  |  |  | 8739 | 8739 |  |  | 2503.596 | 3115.4749 | 5619.0709 | 517.2429 | 3020.8389 | 0.5376 | 2598.2319 | 6140.7681
| OH | 165480 | I | In 400 WHPS cobra & 4' brkt |  | 196 | 1.86 |  |  |  | 406.42 | 406.42 |  |  | 60.3198 | 75.062 | 135.3818 | 12.4621 | 72.7819 | 0.5376 | 62.5999 | 343.8201
| OH | 165487 | R | Remove 2/0 neutral wire only |  | 0 | 19.35 |  |  |  | 1764.64 | 1764.64 |  |  | 627.5205 | 780.8865 | 1408.407 | 129.6457 | 757.1662 | 0.5376 | 651.2408 | 1113.3992
| OH | 165493 | I | Install 45' Type II light pole |  | 501.55 | 7.79 |  |  |  | 1315.2 | 1315.2 |  |  | 252.6297 | 314.3724 | 567.0021 | 52.1933 | 304.823 | 0.5376 | 262.1791 | 1053.0209
| OH | 165495 | R | Remove #2 AWG Neutral only |  | 0 | 19.35 |  |  |  | 1764.64 | 1764.64 |  |  | 627.5205 | 780.8865 | 1408.407 | 129.6457 | 757.1662 | 0.5376 | 651.2408 | 1113.3992
| OH | 165497 | I | Install 4/0 neutral wire only |  | 2303.15 | 77.2 |  |  |  | 9819.26 | 9819.26 |  |  | 2503.596 | 3115.4749 | 5619.0709 | 517.2429 | 3020.8389 | 0.5376 | 2598.2319 | 7221.0281
| OH | 165498 | R | Remove 4/0 neutral wire only |  | 0 | 19.35 |  |  |  | 1764.64 | 1764.64 |  |  | 627.5205 | 780.8865 | 1408.407 | 129.6457 | 757.1662 | 0.5376 | 651.2408 | 1113.3992
| OH | 165500 | I | Street Light UG cable costs |  | 221.67 | 7.12 |  |  |  | 916.81 | 916.81 |  |  | 230.9016 | 287.334 | 518.2356 | 47.7043 | 278.6059 | 0.5376 | 239.6297 | 677.1803
| OH | 165508 | R | Rm 40TIII 3 ph tangent |  | 0 | 2.2 |  |  |  | 200.27 | 200.27 |  |  | 71.346 | 88.783 | 160.129 | 14.7401 | 86.0861 | 0.5376 | 74.0429 | 126.2271
| OH | 165510 | I | Install 4" pvc schedule 40 conduit 100' |  | 150.34 | 11.69 |  |  |  | 1247.57 | 1247.57 |  |  | 379.1067 | 471.7604 | 850.8671 | 78.3234 | 457.4301 | 0.5376 | 393.4369 | 854.1331
| OH | 165514 | R | Rm 45'T3 3ph tangent |  | 0 | 2.2 |  |  |  | 200.27 | 200.27 |  |  | 71.346 | 88.783 | 160.129 | 14.7401 | 86.0861 | 0.5376 | 74.0429 | 126.2271
| OH | 165523 | I | In 40'C4 3ph tangent |  | 289.33 | 3.59 |  |  |  | 676.83 | 676.83 |  |  | 116.4237 | 144.8777 | 261.3014 | 24.0531 | 140.4768 | 0.5376 | 120.8245 | 556.0055
| OH | 165526 | R | Rm 40'C4 3ph tangent |  | 0 | 2.66 |  |  |  | 246.53 | 242.74 |  |  | 86.2638 | 107.3467 | 193.6105 | 17.8221 | 104.0859 | 0.5376 | 89.5246 | 153.2154
| OH | 165534 | I | Available |  | 357.33 | 8.98 |  |  |  | 1250.43 | 1250.43 |  |  | 291.2214 | 362.3959 | 653.6173 | 60.1663 | 351.3877 | 0.5376 | 302.2296 | 948.2004
| OH | 165535 | R | #N/A |  | #N/A | #N/A |  |  |  | #N/A | #N/A |  |  | #N/A | #N/A | #N/A | #N/A | #N/A | #N/A | #N/A | #N/A
| OH | 165569 | I | INSTALL 40' Class 4 WOOD POLE |  | 198.42 | 2.67 |  |  |  | 482.49 | 482.49 |  |  | 86.5881 | 107.7502 | 194.3383 | 17.8891 | 104.4772 | 0.5376 | 89.8611 | 392.6289
| OH | 165570 | I | INSTALL 45' C4 WOOD POLE |  | 216.3 | 2.67 |  |  |  | 504.07 | 504.07 |  |  | 86.5881 | 107.7502 | 194.3383 | 17.8891 | 104.4772 | 0.5376 | 89.8611 | 414.2089
| OH | 165571 | I | INSTALL 50' WOOD POLE-SALVAGE VALUE |  | 426.4 | 2.67 |  |  |  | 757.57 | 757.57 |  |  | 86.5881 | 107.7502 | 194.3383 | 17.8891 | 104.4772 | 0.5376 | 89.8611 | 667.7089
| OH | 165572 | I | INSTALL 45' Class 3 WOOD-SALVAGE |  | 494.7 | 2.67 |  |  |  | 839.99 | 839.99 |  |  | 86.5881 | 107.7502 | 194.3383 | 17.8891 | 104.4772 | 0.5376 | 89.8611 | 750.1289
| OH | 165573 | I | INSTALL 60' Class 1 WOOD POLE |  | 632.82 | 22.18 |  |  |  | 2786.44 | 2786.44 |  |  | 719.2974 | 895.0937 | 1614.3911 | 148.6068 | 867.9042 | 0.5376 | 746.4868 | 2039.9532
| OH | 165574 | I | INSTALL 45' Type II concrete POLE |  | 501 | 0.89 |  |  |  | 685.44 | 685.44 |  |  | 28.8627 | 35.9167 | 64.7794 | 5.963 | 34.8257 | 0.5376 | 29.9537 | 655.4863
| OH | 165575 | I | INSTALL 70' WOOD POLE-SALVAGE VALUE |  | 1468 | 2.67 |  |  |  | 2014.37 | 2014.37 |  |  | 86.5881 | 107.7502 | 194.3383 | 17.8891 | 104.4772 | 0.5376 | 89.8611 | 1924.5089
| OH | 165576 | I | INSTALL 75' WOOD POLE-SALVAGE VALUE |  | 1121.48 | 2.67 |  |  |  | 1596.26 | 1596.26 |  |  | 86.5881 | 107.7502 | 194.3383 | 17.8891 | 104.4772 | 0.5376 | 89.8611 | 1506.3989
| OH | 165577 | I | INSTALL 40'CONC POLE-SALVAGE VALUE |  | 512.74 | 0.89 |  |  |  | 699.6 | 699.6 |  |  | 28.8627 | 35.9167 | 64.7794 | 5.963 | 34.8257 | 0.5376 | 29.9537 | 669.6463
| OH | 165578 | I | INSTALL 45'CONC POLE-SALVAGE VALUE |  | 652.7 | 0.89 |  |  |  | 868.48 | 868.48 |  |  | 28.8627 | 35.9167 | 64.7794 | 5.963 | 34.8257 | 0.5376 | 29.9537 | 838.5263
| OH | 165579 | I | INSTALL 50' Type 3 CONC POLE |  | 790.04 | 0.89 |  |  |  | 1034.19 | 1034.19 |  |  | 28.8627 | 35.9167 | 64.7794 | 5.963 | 34.8257 | 0.5376 | 29.9537 | 1004.2363
| UG | 191804 | I | Install 2" pvc conduit 100' |  | 38.52 | 0.01 |  |  |  | 47.48 | 47.48 |  |  | 0.3243 | 0.40356 | 0.72786 | 0.067 | 0.3913 | 0.5376 | 0.33656 | 47.1434
| UG | 191807 | I | Install 3" pvc conduit 100' |  | 66.48 | 0.01 |  |  |  | 81.21 | 81.21 |  |  | 0.3243 | 0.40356 | 0.72786 | 0.067 | 0.3913 | 0.5376 | 0.33656 | 80.8734
| UG | 191808 | I | Install 4" pvc conduit 100' |  | 105.58 | 0.01 |  |  |  | 128.39 | 128.39 |  |  | 0.3243 | 0.40356 | 0.72786 | 0.067 | 0.3913 | 0.5376 | 0.33656 | 128.0534
| OH | 198629 | I | Install 3 PH Substation Arresters |  | 1276.78 | 6.79 |  |  |  | 2159.56 | 2159.56 |  |  | 220.1997 | 274.0165 | 494.2162 | 45.4933 | 265.693 | 0.5376 | 228.5232 | 1931.0368
| OH | 198631 | I | Install 3 PH ARM MOUNT ARR |  | 286.24 | 6.17 |  |  |  | 907.72 | 907.72 |  |  | 200.0931 | 248.9959 | 449.089 | 41.3392 | 241.4323 | 0.5376 | 207.6566 | 700.0634
| OH | 198647 | I | Inl 3 PH arresters w/bracket |  | 329.63 | 6.39 |  |  |  | 980.32 | 980.32 |  |  | 207.2277 | 257.8741 | 465.1018 | 42.8132 | 250.0409 | 0.5376 | 215.0609 | 765.2591
| OH | 198651 | I | In 3 PH BRACKET MOUNT ARR CONCRETE |  | 331.59 | 7.59 |  |  |  | 1091.92 | 1091.92 |  |  | 246.1437 | 306.3012 | 552.4449 | 50.8533 | 296.997 | 0.5376 | 255.4479 | 836.4721
| OH | 198725 | I | In 3 PHASE 225 amp OCR |  | 7276.52 | 62.3 |  |  |  | 14462.24 | 14462.24 |  |  | 2020.389 | 2514.1721 | 4534.5611 | 417.4124 | 2437.8014 | 0.5376 | 2096.7597 | 12365.4803
| OH | 198741 | I | In 3 PHASE 140 amp OCR |  | 7276.53 | 62.3 |  |  |  | 14462.25 | 14462.25 |  |  | 2020.389 | 2514.1721 | 4534.5611 | 417.4124 | 2437.8014 | 0.5376 | 2096.7597 | 12365.4903
| OH | 198743 | I | In 3 PHASE 100 amp OCR |  | 3510.87 | 62.3 |  |  |  | 9918.6 | 9918.6 |  |  | 2020.389 | 2514.1721 | 4534.5611 | 417.4124 | 2437.8014 | 0.5376 | 2096.7597 | 7821.8403
| OH | 203727 | I | IN 2-3PH 336 PRI 45' CL2 w4/0N xarm |  | 38492.31 | 603.19 |  |  |  | 101452.24 | 101452.24 |  |  | 19561.4517 | 24342.2705 | 43903.7222 | 4041.3959 | 23602.8476 | 0.5376 | 20300.8746 | 81151.3654
| OH | 288741 | I | RELOCATE 4 DEADEND CONDUCTORS |  | 0 | 10.65 |  |  |  | 970.99 | 970.99 |  |  | 345.3795 | 429.7902 | 775.1697 | 71.3554 | 416.7349 | 0.5376 | 358.4348 | 612.5552
| OH | 290620 | I | RELOCATE 3 DEADEND CONDUCTORS |  | 0 | 9.05 |  |  |  | 825.32 | 825.32 |  |  | 293.4915 | 365.2208 | 658.7123 | 60.6353 | 354.1268 | 0.5376 | 304.5855 | 520.7345
| OH | 290621 | I | RELOCATE 2 DEADEND CONDUCTORS |  | 0 | 6.74 |  |  |  | 614.95 | 614.95 |  |  | 218.5782 | 271.9987 | 490.5769 | 45.1583 | 263.7365 | 0.5376 | 226.8405 | 388.1095
| OH | 290622 | I | RELOCATE 1 DEADEND CONDUCTOR |  | 0 | 4.26 |  |  |  | 388.4 | 388.4 |  |  | 138.1518 | 171.9161 | 310.0679 | 28.5422 | 166.694 | 0.5376 | 143.3739 | 245.0261
| OH | 290638 | I | RELOCATE 4 ADDITIONAL SPAN CONDUCT |  | 0 | 6.21 |  |  |  | 566.41 | 566.41 |  |  | 201.3903 | 250.6101 | 452.0004 | 41.6072 | 242.9975 | 0.5376 | 209.0029 | 357.4071
| OH | 290639 | I | RELOCATE 3 ADDITIONAL SPAN CONDUCT |  | 0 | 5.32 |  |  |  | 485.5 | 485.5 |  |  | 172.5276 | 214.6933 | 387.2209 | 35.6442 | 208.1718 | 0.5376 | 179.0491 | 306.4509
| OH | 290640 | I | RELOCATE 2 ADDITIONAL SPAN CONDUCT |  | 0 | 4.35 |  |  |  | 396.48 | 396.48 |  |  | 141.0705 | 175.5481 | 316.6186 | 29.1452 | 170.2157 | 0.5376 | 146.403 | 250.077
| OH | 290641 | I | RELOCATE 1 ADDITIONAL SPAN CONDUCT |  | 0 | 2.84 |  |  |  | 258.93 | 258.93 |  |  | 92.1012 | 114.6107 | 206.7119 | 19.0281 | 111.1293 | 0.5376 | 95.5826 | 163.3474
| OH | 290816 | I | INSTALL 40 CONC DEADEND POLE #2PRI |  | 1652.17 | 25.33 |  |  |  | 4303.66 | 4303.66 |  |  | 821.4519 | 1022.2147 | 1843.6666 | 169.712 | 991.1639 | 0.5376 | 852.5028 | 3451.1572
| OH | 290819 | I | INSTALL 45 CONC DEADEND POLE #2PRI |  | 1932.09 | 25.33 |  |  |  | 4641.42 | 4641.42 |  |  | 821.4519 | 1022.2147 | 1843.6666 | 169.712 | 991.1639 | 0.5376 | 852.5028 | 3788.9172
| OH | 290820 | I | INSTALL40CONCDEADEND POLE2-#2PRI |  | 1922.35 | 20.4 |  |  |  | 4180.59 | 4180.59 |  |  | 661.572 | 823.2602 | 1484.8322 | 136.6808 | 798.2528 | 0.5376 | 686.5794 | 3494.0106
| OH | 290821 | I | INSTALL45CONC DEADEND POLE2-#2PRI |  | 2143.25 | 28.31 |  |  |  | 5167.27 | 5167.27 |  |  | 918.0933 | 1142.4753 | 2060.5686 | 189.6781 | 1107.7714 | 0.5376 | 952.7972 | 4214.4728
| OH | 290822 | I | INSTALL40CONC DEADEND POLE3-#2PRI |  | 2333.43 | 33.63 |  |  |  | 5882.27 | 5882.27 |  |  | 1090.6209 | 1357.1686 | 2447.7895 | 225.3223 | 1315.9432 | 0.5376 | 1131.8464 | 4750.4236
| OH | 290823 | I | INSTALL45CONC DEADEND POLE3-#2PRI |  | 2613.35 | 33.63 |  |  |  | 6220.03 | 6220.03 |  |  | 1090.6209 | 1357.1686 | 2447.7895 | 225.3223 | 1315.9432 | 0.5376 | 1131.8464 | 5088.1836
| OH | 290826 | I | INSTALL40CONC DEADEND POLE3-2/0PRI |  | 2348.97 | 33.83 |  |  |  | 5919.24 | 5919.24 |  |  | 1097.1069 | 1365.2398 | 2462.3467 | 226.6623 | 1323.7692 | 0.5376 | 1138.5775 | 4780.6625
| OH | 290827 | I | INSTALL45CONC DEADEND POLE3-2/0PRI |  | 2631.37 | 33.83 |  |  |  | 6259.99 | 6259.99 |  |  | 1097.1069 | 1365.2398 | 2462.3467 | 226.6623 | 1323.7692 | 0.5376 | 1138.5775 | 5121.4125
| OH | 290828 | I | INSTALL45CONC DEADEND POLE3-336PRI |  | 2618.39 | 38.44 |  |  |  | 6664.01 | 6664.01 |  |  | 1246.6092 | 1551.2805 | 2797.8897 | 257.5495 | 1504.1587 | 0.5376 | 1293.731 | 5370.279
| OH | 292864 | I | 45' open wye |  | 736.3 | 4.7 |  |  |  | 1317.26 | 1317.26 |  |  | 152.421 | 189.6727 | 342.0937 | 31.4902 | 183.9112 | 0.5376 | 158.1825 | 1159.0775
| OH | 292868 | I | 45' open wye |  | 324.8 | 2.09 |  |  |  | 582.06 | 582.06 |  |  | 67.7787 | 84.3438 | 152.1225 | 14.0031 | 81.7818 | 0.5376 | 70.3407 | 511.7193
| OH | 292869 | I | 45' concrete |  | 614.5 | 4.7 |  |  |  | 1170.3 | 1170.3 |  |  | 152.421 | 189.6727 | 342.0937 | 31.4902 | 183.9112 | 0.5376 | 158.1825 | 1012.1175
| OH | 292874 | I | 40' open wye |  | 256.8 | 2 |  |  |  | 491.91 | 491.91 |  |  | 64.86 | 80.7118 | 145.5718 | 13.4001 | 78.2601 | 0.5376 | 67.3117 | 424.5983
| UG | 295620 | I | Splice 1 - 1/0 UG Primary Cable |  | 58.64 | 3.02 |  |  |  | 345.88 | 345.88 |  |  | 97.9386 | 121.8748 | 219.8134 | 20.2341 | 118.1727 | 0.5376 | 101.6407 | 244.2393
| UG | 295623 | I | Splice 1 - 4/0 UG Primary Cable |  | 61.76 | 0 |  |  |  | 197.81 | 197.81 |  |  | 0 | 0 | 0 | 0 | 0 | #DIV/0! | 0 | 197.81
| UG | 295624 | I | Splice 1 - 1000 UG Primary Cable |  | 182.49 | 3.02 |  |  |  | 495.31 | 495.31 |  |  | 97.9386 | 121.8748 | 219.8134 | 20.2341 | 118.1727 | 0.5376 | 101.6407 | 393.6693
| UG | 296169 | I | Splice Box 48 x 96 x 60 |  | 3024 | 0 |  |  |  | 3648.76 | 3648.76 |  |  | 0 | 0 | 0 | 0 | 0 | #DIV/0! | 0 | 3648.76
| OH | 308175 | R | REMOVE SIDEWALK GUY |  | 0 | 3.28 |  |  |  | 299.38 | 299.38 |  |  | 106.3704 | 132.3673 | 238.7377 | 21.9761 | 128.3465 | 0.5376 | 110.3912 | 188.9888
| UG | 320417 | I | 2 INCH GALVANIZED ELBOW COST |  | 28.42 | 0.58 |  |  |  | 86.88 | 86.88 |  |  | 18.8094 | 23.4064 | 42.2158 | 3.886 | 22.6954 | 0.5376 | 19.5204 | 67.3596
| UG | 332676 | I | 3 INCH PVC ELBOW COST |  | 4.55 | 0.58 |  |  |  | 58.08 | 58.08 |  |  | 18.8094 | 23.4064 | 42.2158 | 3.886 | 22.6954 | 0.5376 | 19.5204 | 38.5596
| UG | 332689 | I | 4 INCH GALVANIZED ELBOW COST |  | 79.25 | 0.58 |  |  |  | 148.21 | 148.21 |  |  | 18.8094 | 23.4064 | 42.2158 | 3.886 | 22.6954 | 0.5376 | 19.5204 | 128.6896
| UG | 332695 | I | 4 INCH PVC ELBOW COST |  | 6.56 | 0.58 |  |  |  | 60.51 | 60.51 |  |  | 18.8094 | 23.4064 | 42.2158 | 3.886 | 22.6954 | 0.5376 | 19.5204 | 40.9896
| OH | 340156 | I | IN 1-336 ckt w4/0N 45' cl 2 triang |  | 24252.8 | 285.34 |  |  |  | 55284.71 | 55284.71 |  |  | 9253.5762 | 11515.1502 | 20768.7264 | 1911.7888 | 11165.365 | 0.5376 | 9603.3614 | 45681.3486
| OH | 340159 | I | IN 2- 336 CKTs Vertical on 45' cl 2 |  | 38858.68 | 623.29 |  |  |  | 103727.56 | 103727.56 |  |  | 20213.2947 | 25153.4239 | 45366.7186 | 4176.0667 | 24389.3614 | 0.5376 | 20977.3572 | 82750.2028
| OH | 340165 | I | IN 2- 336 CKTS 45' cl 2 XARM |  | 40585.06 | 669.75 |  |  |  | 110048.66 | 110048.66 |  |  | 21719.9925 | 27028.3587 | 48748.3512 | 4487.3505 | 26207.343 | 0.5376 | 22541.0082 | 87507.6518
| OH | 340390 | I | IN 336CKT 4/0N 45' CL2 175'spans |  | 25872.35 | 396.34 |  |  |  | 67361.7 | 67361.7 |  |  | 12853.3062 | 15994.6542 | 28847.9604 | 2655.4931 | 15508.7993 | 0.5376 | 13339.1612 | 54022.5388
| OH | 340396 | I | RM 4/0 IN 1-336 ckt XARM |  | 9891.49 | 306.24 |  |  |  | 39861.8 | 39861.8 |  |  | 9931.3632 | 12358.5884 | 22289.9516 | 2051.8196 | 11983.1828 | 0.5376 | 10306.7687 | 29555.0313
| OH | 340396 | R | RM 4/0 IN 1-336 ckt XARM |  | 0 | 60.28 |  |  |  | 5497.02 | 5497.02 |  |  | 1954.8804 | 2432.6532 | 4387.5336 | 403.8783 | 2358.7587 | 0.5376 | 2028.7749 | 3468.2451
| OH | 340404 | I | IN 2- 336 CKTs Vertical on 45' cl 2 |  | 41072.58 | 697.84 |  |  |  | 113198.72 | 113198.72 |  |  | 22630.9512 | 28161.9557 | 50792.9069 | 4675.5545 | 27306.5057 | 0.5376 | 23486.4012 | 89712.3188
| OH | 340425 | I | INSTALL 3PH 336CKT 45' CL4 POLES |  | 26225.63 | 365.36 |  |  |  | 64962.57 | 64962.57 |  |  | 11848.6248 | 14744.4287 | 26593.0535 | 2447.9259 | 14296.5507 | 0.5376 | 12296.5028 | 52666.0672
| OH | 340434 | I | IN 1-336 ckt w4/0N 45' cl 2 triang |  | 27846.79 | 356.81 |  |  |  | 66138.99 | 66138.99 |  |  | 11571.3483 | 14399.3858 | 25970.7341 | 2390.6406 | 13961.9889 | 0.5376 | 12008.7453 | 54130.2447
| OH | 340436 | I | IN 2- 336 CKTS 45' cl 2 XARM |  | 42996.02 | 756.93 |  |  |  | 120907.74 | 120907.74 |  |  | 24547.2399 | 30546.5853 | 55093.8252 | 5071.4598 | 29618.6997 | 0.5376 | 25475.1256 | 95432.6144
| OH | 340457 | I | IN 2- 336 CKTs 4/0N no poles |  | 24442.72 | 424.7 |  |  |  | 68223.32 | 68223.32 |  |  | 13773.021 | 17139.1473 | 30912.1683 | 2845.5061 | 16618.5271 | 0.5376 | 14293.6412 | 53929.6788
| UG | 340732 | I | IN ONE 336 CKT Vertical on 45' cl 2 |  | 24718.59 | 365.29 |  |  |  | 63137.62 | 63137.62 |  |  | 11846.3547 | 14741.6038 | 26587.9585 | 2447.4569 | 14293.8116 | 0.5376 | 12294.1469 | 50843.4731
| UG | 340740 | I | IN ONE 336 CKT Vertical on 45' cl 2 |  | 26437.01 | 409.85 |  |  |  | 69275.15 | 69275.15 |  |  | 13291.4355 | 16539.8623 | 29831.2978 | 2746.0106 | 16037.4461 | 0.5376 | 13793.8518 | 55481.2982
| UG | 340746 | I | IN ONE 336 CKT Vertical on 45' cl 2 |  | 28480.27 | 465.54 |  |  |  | 76818.94 | 76818.94 |  |  | 15097.4622 | 18787.282 | 33884.7442 | 3119.1357 | 18216.5979 | 0.5376 | 15668.1463 | 61150.7937
| OH | 340851 | I | RM TRI IN 2- 336 CKTs Vertical |  | 31079.04 | 613.37 |  |  |  | 93436.52 | 93436.52 |  |  | 19891.5891 | 24753.0935 | 44644.6826 | 4109.6023 | 24001.1914 | 0.5376 | 20643.4912 | 72793.0288
| OH | 340851 | R | RM TRI IN 2- 336 CKTs Vertical |  | 0 | 175.15 |  |  |  | 15973.3 | 15973.3 |  |  | 5680.1145 | 7068.3345 | 12748.449 | 1173.5117 | 6853.6262 | 0.5376 | 5894.8228 | 10078.4772
| OH | 341066 | I | RM TRI IN 2- 336 CKTs Vertical |  | 33566.61 | 689.58 |  |  |  | 103388.96 | 103388.96 |  |  | 22363.0794 | 27828.616 | 50191.6954 | 4620.2122 | 26983.2916 | 0.5376 | 23208.4038 | 80180.5562
| OH | 341066 | R | RM TRI IN 2- 336 CKTs Vertical |  | 0 | 200.69 |  |  |  | 18302.03 | 18302.03 |  |  | 6508.3767 | 8099.024 | 14607.4007 | 1344.6306 | 7853.0073 | 0.5376 | 6754.3933 | 11547.6367
| OH | 341068 | I | RM TRI IN 2- 336 CKTs Vertical |  | 36571.31 | 784.83 |  |  |  | 115701.34 | 115701.34 |  |  | 25452.0369 | 31672.5147 | 57124.5516 | 5258.3908 | 30710.4277 | 0.5376 | 26414.1239 | 89287.2161
| OH | 341068 | R | RM TRI IN 2- 336 CKTs Vertical |  | 0 | 232.6 |  |  |  | 21212.43 | 21212.43 |  |  | 7543.218 | 9386.7805 | 16929.9985 | 1558.4288 | 9101.6468 | 0.5376 | 7828.3516 | 13384.0784
| OH | 341069 | I | RPL POLES&N IN 2- 336 CKTs XARM |  | 26449.01 | 541.64 |  |  |  | 81307.56 | 81307.56 |  |  | 17565.3852 | 21858.3653 | 39423.7505 | 3629.0086 | 21194.3938 | 0.5376 | 18229.3568 | 63078.2032
| OH | 341069 | R | RPL POLES&N IN 2- 336 CKTs XARM |  | 0 | 135.71 |  |  |  | 12376.6 | 12376.6 |  |  | 4401.0753 | 5476.6981 | 9877.7734 | 909.2622 | 5310.3375 | 0.5376 | 4567.4359 | 7809.1641
| OH | 341094 | I | RPL POLES&N IN 2- 336 CKTs XARM |  | 28155.84 | 605.57 |  |  |  | 89198.22 | 89198.22 |  |  | 19638.6351 | 24438.3175 | 44076.9526 | 4057.342 | 23695.9771 | 0.5376 | 20380.9755 | 68817.2445
| OH | 341094 | R | RPL POLES&N IN 2- 336 CKTs XARM |  | 0 | 155.18 |  |  |  | 14151.76 | 14151.76 |  |  | 5032.4874 | 6262.4273 | 11294.9147 | 1039.7119 | 6072.1993 | 0.5376 | 5222.7154 | 8929.0446
| OH | 341100 | I | RPL POLES&N IN 2- 336 CKTs XARM |  | 30184.61 | 685.48 |  |  |  | 98933.36 | 98933.36 |  |  | 22230.1164 | 27663.1568 | 49893.2732 | 4592.742 | 26822.8584 | 0.5376 | 23070.4148 | 75862.9452
| OH | 341100 | R | RPL POLES&N IN 2- 336 CKTs XARM |  | 0 | 179.51 |  |  |  | 16370.68 | 16370.68 |  |  | 5821.5093 | 7244.2862 | 13065.7955 | 1202.7238 | 7024.2331 | 0.5376 | 6041.5624 | 10329.1176
| OH | 341108 | I | RM VERT PRI IN 2- 336 CKTs Vertical |  | 31079.04 | 613.37 |  |  |  | 93436.52 | 93436.52 |  |  | 19891.5891 | 24753.0935 | 44644.6826 | 4109.6023 | 24001.1914 | 0.5376 | 20643.4912 | 72793.0288
| OH | 341108 | R | RM VERT PRI IN 2- 336 CKTs Vertical |  | 0 | 175.15 |  |  |  | 15973.3 | 15973.3 |  |  | 5680.1145 | 7068.3345 | 12748.449 | 1173.5117 | 6853.6262 | 0.5376 | 5894.8228 | 10078.4772
| OH | 341746 | I | RM VERT PRI IN 2- 336 CKTs Vertical |  | 33566.61 | 689.58 |  |  |  | 103388.96 | 103388.96 |  |  | 22363.0794 | 27828.616 | 50191.6954 | 4620.2122 | 26983.2916 | 0.5376 | 23208.4038 | 80180.5562
| OH | 341746 | R | RM VERT PRI IN 2- 336 CKTs Vertical |  | 0 | 200.69 |  |  |  | 18302.03 | 18302.03 |  |  | 6508.3767 | 8099.024 | 14607.4007 | 1344.6306 | 7853.0073 | 0.5376 | 6754.3933 | 11547.6367
| OH | 341860 | I | RM VERT PRI IN 2- 336 CKTs Vertical |  | 36571.31 | 784.83 |  |  |  | 115701.34 | 115701.34 | 64335.64 |  | 25452.0369 | 31672.5147 | 57124.5516 | 5258.3908 | 30710.4277 | 0.5376 | 26414.1239 | 89287.2161
| OH | 341860 | R | RM VERT PRI IN 2- 336 CKTs Vertical |  | 0 | 232.6 |  |  |  | 21212.43 | 21212.43 |  |  | 7543.218 | 9386.7805 | 16929.9985 | 1558.4288 | 9101.6468 | 0.5376 | 7828.3516 | 13384.0784
| OH | 341874 | I | RPL TRI&N IN 2- 336 CKTs XARM |  | 29234.22 | 610.4 |  |  |  | 90939.3 | 90939.3 |  |  | 19795.272 | 24633.2365 | 44428.5085 | 4089.7032 | 23884.9752 | 0.5376 | 20543.5333 | 70395.7667
| OH | 341874 | R | RPL TRI&N IN 2- 336 CKTs XARM |  | 0 | 132.25 |  |  |  | 12061 | 12061 |  |  | 4288.8675 | 5337.0667 | 9625.9342 | 886.08 | 5174.9475 | 0.5376 | 4450.9867 | 7610.0133
| OH | 341882 | I | RM XARM PRI IN 2- 336 CKTs Vertical |  | 31079.04 | 613.37 |  |  |  | 93436.52 | 93436.52 |  |  | 19891.5891 | 24753.0935 | 44644.6826 | 4109.6023 | 24001.1914 | 0.5376 | 20643.4912 | 72793.0288
| OH | 341882 | R | RM XARM PRI IN 2- 336 CKTs Vertical |  | 0 | 178.61 |  |  |  | 16288.9 | 16288.9 |  |  | 5792.3223 | 7207.9659 | 13000.2882 | 1196.6938 | 6989.0161 | 0.5376 | 6011.2721 | 10277.6279
| OH | 341888 | I | RPL TRI&N IN 2- 336 CKTs XARM |  | 31386.67 | 685.33 |  |  |  | 100371 | 100371 |  |  | 22225.2519 | 27657.1035 | 49882.3554 | 4591.737 | 26816.9889 | 0.5376 | 23065.3664 | 77305.6336
| OH | 341888 | R | RPL TRI&N IN 2- 336 CKTs XARM |  | 0 | 151.19 |  |  |  | 13787.85 | 13787.85 |  |  | 4903.0917 | 6101.4073 | 11004.499 | 1012.9787 | 5916.0704 | 0.5376 | 5088.4286 | 8699.4214
| OH | 341905 | I | RPL TRI&N IN 2- 336 CKTs XARM |  | 33972.48 | 778.99 |  |  |  | 112032.48 | 112032.48 |  |  | 25262.6457 | 31436.8363 | 56699.482 | 5219.2626 | 30481.9083 | 0.5376 | 26217.5737 | 85814.9063
| OH | 341905 | R | RPL TRI&N IN 2- 336 CKTs XARM |  | 0 | 174.85 |  |  |  | 15945.85 | 15945.85 |  |  | 5670.3855 | 7056.2277 | 12726.6132 | 1171.5016 | 6841.8871 | 0.5376 | 5884.7261 | 10061.1239
| OH | 341934 | I | RM XARM PRI IN 2- 336 CKTs Vertical |  | 33566.61 | 689.58 |  |  |  | 103388.96 | 103388.96 |  |  | 22363.0794 | 27828.616 | 50191.6954 | 4620.2122 | 26983.2916 | 0.5376 | 23208.4038 | 80180.5562
| OH | 341934 | R | RM XARM PRI IN 2- 336 CKTs Vertical |  | 0 | 204.68 |  |  |  | 18666.17 | 18666.17 |  |  | 6637.7724 | 8260.044 | 14897.8164 | 1371.3638 | 8009.1362 | 0.5376 | 6888.6802 | 11777.4898
| OH | 341941 | I | RM XARM PRI IN 2- 336 CKTs Vertical |  | 36541.4 | 777.69 |  |  |  | 115013.87 | 115013.87 |  |  | 25220.4867 | 31384.3736 | 56604.8603 | 5210.5526 | 30431.0393 | 0.5376 | 26173.8211 | 88840.0489
| OH | 341941 | R | RM XARM PRI IN 2- 336 CKTs Vertical |  | 0 | 237.26 |  |  |  | 21637.26 | 21637.26 |  |  | 7694.3418 | 9574.8389 | 17269.1807 | 1589.651 | 9283.9928 | 0.5376 | 7985.1879 | 13652.0721
| OH | 341938 | I | Install PLF,ground |  | 325.47 | 5.59 |  |  |  | 902.7 | 902.7 |  |  | 181.2837 | 225.5894 | 406.8731 | 37.4532 | 218.7369 | 0.5376 | 188.1362 | 714.5638
| OH | 347838 | R | Rm single phase cutout |  | 0 | 1.5 |  |  |  | 137.59 | 137.59 |  |  | 48.645 | 60.5338 | 109.1788 | 10.0501 | 58.6951 | 0.5376 | 50.4838 | 87.1062
| UG | 363728 | I | INSTALL PMH-10 |  | 20915.75 | 16.28 |  |  |  | 26721.82 | 26721.82 |  |  | 527.9604 | 656.9939 | 1184.9543 | 109.0766 | 637.037 | 0.5376 | 547.9173 | 26173.9027
| UG | 363749 | I | PMH-10 SALVAGE VALUE |  | 14831.91 | 0 |  |  |  | 17896.18 | 17896.18 |  |  | 0 | 0 | 0 | 0 | 0 | #DIV/0! | 0 | 17896.18
| UG | 366012 | I | IN 2PH 1/0 AL PRI UG TAKEOFF |  | 1038.62 | 18.42 |  |  |  | 2933.2 | 2933.2 |  |  | 597.3606 | 743.3555 | 1340.7161 | 123.4147 | 720.7753 | 0.5376 | 619.9408 | 2313.2592
| UG | 366013 | R | RM 2PH 1/0 AL PRI UG TAKEOFF |  | 0 | 4.06 |  |  |  | 369.19 | 369.19 |  |  | 131.6658 | 163.8449 | 295.5107 | 27.2022 | 158.868 | 0.5376 | 136.6428 | 232.5472
| OH | 366020 | I | IN 2PH #2 AAAC OH TAKEOFF |  | 463.22 | 6.06 |  |  |  | 1110.55 | 1110.55 |  |  | 196.5258 | 244.5567 | 441.0825 | 40.6022 | 237.128 | 0.5376 | 203.9545 | 906.5955
| OH | 366024 | R | RM 2PH #2 AAAC OH TAKEOFF |  | 0 | 1.69 |  |  |  | 153.75 | 153.75 |  |  | 54.8067 | 68.2015 | 123.0082 | 11.3231 | 66.1298 | 0.5376 | 56.8784 | 96.8716
| UG | 370512 | I | INSTALL 1PH 1/0 STRESS CONE |  | 41.33 | 3.9 |  |  |  | 405.9 | 405.9 |  |  | 126.477 | 157.388 | 283.865 | 26.1301 | 152.6071 | 0.5376 | 131.2578 | 274.6422
| UG | 370514 | I | INSTALL 3PH 1/0 STRESS CONES |  | 65.56 | 13 |  |  |  | 1264.51 | 1264.51 |  |  | 421.59 | 524.6266 | 946.2166 | 87.1005 | 508.6905 | 0.5376 | 437.5261 | 826.9839
| UG | 370516 | I | INSTALL 3PH 4/0 STRESS CONES |  | 124.71 | 13 |  |  |  | 1335.89 | 1335.89 |  |  | 421.59 | 524.6266 | 946.2166 | 87.1005 | 508.6905 | 0.5376 | 437.5261 | 898.3639
| UG | 370470 | I | INSTALL 3PH 1000 STRESS CONES |  | 240.73 | 13 |  |  |  | 1475.87 | 1475.87 |  |  | 421.59 | 524.6266 | 946.2166 | 87.1005 | 508.6905 | 0.5376 | 437.5261 | 1038.3439
| UG | 370517 | I | INSTALL 1PH 1/0 POTHEAD |  | 52.59 | 2.4 |  |  |  | 282.92 | 282.92 |  |  | 77.832 | 96.8541 | 174.6861 | 16.0801 | 93.9121 | 0.5376 | 80.774 | 202.146
| UG | 370518 | I | INSTALL 3PH 1/0 POTHEADS |  | 140.44 | 7.2 |  |  |  | 825.91 | 825.91 |  |  | 233.496 | 290.5624 | 524.0584 | 48.2403 | 281.7363 | 0.5376 | 242.3221 | 583.5879
| UG | 370521 | I | INSTALL 3PH 4/0 POTHEADS |  | 165.37 | 7.2 |  |  |  | 855.99 | 855.99 |  |  | 233.496 | 290.5624 | 524.0584 | 48.2403 | 281.7363 | 0.5376 | 242.3221 | 613.6679
| UG | 370523 | I | INSTALL 3PH 1000 POTHEADS |  | 324.67 | 11.26 |  |  |  | 1419.13 | 1419.13 |  |  | 365.1618 | 454.4073 | 819.5691 | 75.4424 | 440.6042 | 0.5376 | 378.9649 | 1040.1651
| UG | 372810 | I | INSTALL 3 PH LBC - 3 Pos CABINET |  | 1607.04 | 4.53 |  |  |  | 2351.72 | 2351.72 |  |  | 146.9079 | 182.8122 | 329.7201 | 30.3512 | 177.2591 | 0.5376 | 152.461 | 2199.259
| UG | 372938 | R | Remove 3 PH LBC - 3 Pos CABINET |  | 0 | 2.04 |  |  |  | 186.1 | 186.1 |  |  | 66.1572 | 82.326 | 148.4832 | 13.6681 | 79.8253 | 0.5376 | 68.6579 | 117.4421
| UG | 372945 | R | Remove 3 PH LBC - 4 Pos CABINET |  | 0 | 2.04 |  |  |  | 186.1 | 186.1 |  |  | 66.1572 | 82.326 | 148.4832 | 13.6681 | 79.8253 | 0.5376 | 68.6579 | 117.4421
| UG | 372947 | I | Install 3 PH LBC - 4 Pos CABINET |  | 1652.37 | 4.53 |  |  |  | 2406.42 | 2406.42 |  |  | 146.9079 | 182.8122 | 329.7201 | 30.3512 | 177.2591 | 0.5376 | 152.461 | 2253.959
| UG | 372952 | I | Install 1 PH LBC - 4 Pos CABINET |  | 1016.32 | 4.53 |  |  |  | 1638.96 | 1638.96 |  |  | 146.9079 | 182.8122 | 329.7201 | 30.3512 | 177.2591 | 0.5376 | 152.461 | 1486.499
| UG | 372956 | R | Remove 1 PH LBC - 4 Pos CABINET |  | 0 | 2.04 |  |  |  | 186.1 | 186.1 |  |  | 66.1572 | 82.326 | 148.4832 | 13.6681 | 79.8253 | 0.5376 | 68.6579 | 117.4421
| UG | 372959 | R | Remove 1 PH LBC - 3 Pos CABINET |  | 0 | 2.04 |  |  |  | 186.1 | 186.1 |  |  | 66.1572 | 82.326 | 148.4832 | 13.6681 | 79.8253 | 0.5376 | 68.6579 | 117.4421
| UG | 372960 | I | Install 1 PH LBC - 3 Pos CABINET |  | 1003.67 | 4.53 |  |  |  | 1623.7 | 1623.7 |  |  | 146.9079 | 182.8122 | 329.7201 | 30.3512 | 177.2591 | 0.5376 | 152.461 | 1471.239
| UG | 374041 | I | Install 6 INCH GALVANIZED CONDUIT |  | 626.95 | 3.18 |  |  |  | 1046.03 | 1046.03 |  |  | 103.1274 | 128.3317 | 231.4591 | 21.3061 | 124.4335 | 0.5376 | 107.0256 | 939.0044
| UG | 374043 | I | Install 4 INCH GALVANIZED CONDUIT |  | 202.22 | 3.18 |  |  |  | 533.55 | 533.55 |  |  | 103.1274 | 128.3317 | 231.4591 | 21.3061 | 124.4335 | 0.5376 | 107.0256 | 426.5244
| UG | 374046 | I | Install 2 INCH GALVANIZED CONDUIT |  | 60.86 | 3.07 |  |  |  | 353.4 | 353.4 |  |  | 99.5601 | 123.8926 | 223.4527 | 20.5691 | 120.1292 | 0.5376 | 103.3235 | 250.0765
| UG | 378843 | I | Install 500 CU UG PRIMARY 600' |  | 21648.43 | 36.46 |  |  |  | 29446.18 | 29446.18 |  |  | 1182.3978 | 1471.3758 | 2653.7736 | 244.2834 | 1426.6812 | 0.5376 | 1227.0924 | 28219.0876
| OH | 394591 | I | Install 2 PH ARM MOUNT ARR |  | 249.25 | 5.02 |  |  |  | 757.92 | 757.92 |  |  | 162.7986 | 202.5866 | 365.3852 | 33.6342 | 196.4328 | 0.5376 | 168.9524 | 588.9676
| OH | 394577 | R | Remove 3 PH arm mount Arresters |  | 0 | 2.49 |  |  |  | 226.56 | 226.56 |  |  | 80.7507 | 100.4862 | 181.2369 | 16.6831 | 97.4338 | 0.5376 | 83.8031 | 142.7569
| OH | 394596 | R | Remove 2 PH ARM MOUNT ARR |  | 0 | 1.73 |  |  |  | 157.79 | 157.79 |  |  | 56.1039 | 69.8157 | 125.9196 | 11.5911 | 67.695 | 0.5376 | 58.2246 | 99.5654
| OH | 394608 | I | In 2 PH arresters w/bracket |  | 266.22 | 6.48 |  |  |  | 911.9 | 911.9 |  |  | 210.1464 | 261.5062 | 471.6526 | 43.4162 | 253.5626 | 0.5376 | 218.0899 | 693.8101
| OH | 394612 | R | Remove 2 PH pole MOUNT ARR |  | 0 | 1.73 |  |  |  | 157.79 | 157.79 |  |  | 56.1039 | 69.8157 | 125.9196 | 11.5911 | 67.695 | 0.5376 | 58.2246 | 99.5654
| OH | 394620 | R | Remove 3 PH BRACKET MOUNT ARR WOOD |  | 0 | 1.95 |  |  |  | 178.01 | 178.01 |  |  | 63.2385 | 78.694 | 141.9325 | 13.0651 | 76.3036 | 0.5376 | 65.6289 | 112.3811
| OH | 394626 | R | RM 3 PH BRACKET MOUNT ARR CONCRETE |  | 0 | 1.95 |  |  |  | 178.01 | 178.01 |  |  | 63.2385 | 78.694 | 141.9325 | 13.0651 | 76.3036 | 0.5376 | 65.6289 | 112.3811
| OH | 394629 | I | In 1 PH BRACKET & ARRester |  | 215.53 | 4.39 |  |  |  | 660.58 | 660.58 |  |  | 142.3677 | 177.1624 | 319.5301 | 29.4132 | 171.7809 | 0.5376 | 147.7492 | 512.8308
| OH | 394656 | R | Rm 1 PH BRACKET MOUNT ARR |  | 0 | 0.67 |  |  |  | 60.68 | 60.68 |  |  | 21.7281 | 27.0384 | 48.7665 | 4.489 | 26.2171 | 0.5376 | 22.5494 | 38.1306
| OH | 394687 | I | INSTALL 55 FT WOOD POLE |  | 494.7 | 2.67 |  |  |  | 839.99 | 839.99 |  |  | 86.5881 | 107.7502 | 194.3383 | 17.8891 | 104.4772 | 0.5376 | 89.8611 | 750.1289
| UG | 396968 | I | Install cover for switchgear pad |  | 323.28 | 0 |  |  |  | 390.09 | 390.09 |  |  | 0 | 0 | 0 | 0 | 0 | #DIV/0! | 0 | 390.09
| UG | 398218 | I | Install 3 x 8 Alum cover |  | 666.1 | 0 |  |  |  | 803.72 | 803.72 |  |  | 0 | 0 | 0 | 0 | 0 | #DIV/0! | 0 | 803.72
| UG | 398220 | I | Install 4 x 6 Alum cover |  | 789.93 | 0 |  |  |  | 953.13 | 953.13 |  |  | 0 | 0 | 0 | 0 | 0 | #DIV/0! | 0 | 953.13
| UG | 398222 | I | Install 2 x 5 Alum cover |  | 558.07 | 0 |  |  |  | 673.37 | 673.37 |  |  | 0 | 0 | 0 | 0 | 0 | #DIV/0! | 0 | 673.37
| OH | 403860 | I | INSTALL 50' SELF SUPPORTING CONCRET |  | 3906.56 | 84.98 |  |  |  | 12463.03 | 12463.03 |  |  | 2755.9014 | 3429.4437 | 6185.3451 | 569.3692 | 3325.2706 | 0.5376 | 2860.0745 | 9602.9555
| OH | 562796 | I | Install three ph PLF cutout&arres |  | 1923.45 | 21.51 |  |  |  | 4280.54 | 4280.54 |  |  | 697.5693 | 868.0552 | 1565.6245 | 144.1178 | 841.6871 | 0.5376 | 723.9374 | 3556.6026
| OH | 562800 | R | Remove three ph PLF cutout&arres |  | 0 | 9.88 |  |  |  | 902.11 | 902.11 |  |  | 320.4084 | 398.7162 | 719.1246 | 66.1964 | 386.6048 | 0.5376 | 332.5198 | 569.5902
| OH | 576901 | I | Install 1phase 2/0 splice OH |  | 4.47 | 0.49 |  |  |  | 49.89 | 49.89 |  |  | 15.8907 | 19.7744 | 35.6651 | 3.283 | 19.1737 | 0.5376 | 16.4914 | 33.3986
| OH | 578741 | I | IN DBL 10' XARM -TRANSMISSION POLE |  | 241.83 | 3.73 |  |  |  | 631.65 | 631.65 |  |  | 120.9639 | 150.5275 | 271.4914 | 24.9911 | 145.955 | 0.5376 | 125.5363 | 506.1137
| OH | 579383 | R | Rm DBL 10' XARM -TRANSMISSION POLE |  | 0 | 3.26 |  |  |  | 297.36 | 297.36 |  |  | 105.7218 | 131.5602 | 237.282 | 21.8421 | 127.5639 | 0.5376 | 109.7181 | 187.6419
| OH | 578738 | I | INSTALL 10' XARM ON TRANSMISSION PO |  | 113.28 | 1.73 |  |  |  | 294.46 | 294.46 |  |  | 56.1039 | 69.8157 | 125.9196 | 11.5911 | 67.695 | 0.5376 | 58.2246 | 236.2354
| OH | 579384 | R | Rm 10' XARM FROM TRANSMISSION PO |  | 0 | 1.6 |  |  |  | 145.64 | 145.64 |  |  | 51.888 | 64.5694 | 116.4574 | 10.7201 | 62.6081 | 0.5376 | 53.8494 | 91.7906
| OH | 12277 | I | INSTALL 24" BRKT ON wood pole |  | 54.11 | 0.62 |  |  |  | 121.93 | 121.93 |  |  | 20.1066 | 25.0207 | 45.1273 | 4.154 | 24.2606 | 0.5376 | 20.8666 | 101.0634
| OH | 579797 | R | Rm 24" BRKT from wood pole |  | 0 | 0.45 |  |  |  | 40.45 | 40.45 |  |  | 14.5935 | 18.1602 | 32.7537 | 3.015 | 17.6085 | 0.5376 | 15.1451 | 25.3049
| OH | 579726 | I | IN DBL 10' XARM -TRANSMISSION POLE |  | 247.53 | 5.06 |  |  |  | 759.89 | 759.89 |  |  | 164.0958 | 204.2008 | 368.2966 | 33.9022 | 197.998 | 0.5376 | 170.2986 | 589.5914
| OH | 579814 | R | RM DBL 10' XARM -TRANSMISSION POLE |  | 0 | 3.26 |  |  |  | 297.36 | 297.36 |  |  | 105.7218 | 131.5602 | 237.282 | 21.8421 | 127.5639 | 0.5376 | 109.7181 | 187.6419
| OH | 579799 | I | INSTALL 10' XARM ON TRANSMISSION PO |  | 113.28 | 2.99 |  |  |  | 409.77 | 409.77 |  |  | 96.9657 | 120.6641 | 217.6298 | 20.0331 | 116.9988 | 0.5376 | 100.631 | 309.139
| OH | 579813 | R | Rm 10' XARM FROM TRANSMISSION PO |  | 0 | 1.6 |  |  |  | 145.64 | 145.64 |  |  | 51.888 | 64.5694 | 116.4574 | 10.7201 | 62.6081 | 0.5376 | 53.8494 | 91.7906
| OH | 579796 | I | INSTALL 24" BRKT ON concrete pole |  | 54.11 | 2.44 |  |  |  | 287.81 | 287.81 |  |  | 79.1292 | 98.4684 | 177.5976 | 16.3481 | 95.4773 | 0.5376 | 82.1203 | 205.6897
| OH | 579386 | R | Remove 24" BRKT FROM concrete POLE |  | 0 | 0.45 |  |  |  | 40.45 | 40.45 |  |  | 14.5935 | 18.1602 | 32.7537 | 3.015 | 17.6085 | 0.5376 | 15.1451 | 25.3049
c | OH | 579185 | I | Single phase deadend framing |  | 201.51 | 6.44 |  |  |  | 829.78 | 829.78 |  |  | 208.8492 | 259.8919 | 468.7411 | 43.1482 | 251.9974 | 0.5376 | 216.7437 | 613.0363
c | OH | 579331 | I | In 35' class 4 guy stub |  | 143.4 | 2.67 |  |  |  | 416.11 | 416.11 |  |  | 86.5881 | 107.7502 | 194.3383 | 17.8891 | 104.4772 | 0.5376 | 89.8611 | 326.2489
c | OH | 579230 | I | Open wye deadend framing |  | 366.31 | 6.83 |  |  |  | 1065.04 | 1065.04 |  |  | 221.4969 | 275.6307 | 497.1276 | 45.7613 | 267.2582 | 0.5376 | 229.8695 | 835.1705
c | OH | 579346 | I | Frame 1ø slack span - both poles |  | 182.07 | 4.61 |  |  |  | 640.45 | 640.45 |  |  | 149.5023 | 186.0407 | 335.543 | 30.8872 | 180.3895 | 0.5376 | 155.1535 | 485.2965
c | OH | 579243 | I | 3 phase crossarm deadend framing |  | 540.71 | 9.09 |  |  |  | 1481.81 | 1481.81 |  |  | 294.7887 | 366.8351 | 661.6238 | 60.9033 | 355.692 | 0.5376 | 305.9317 | 1175.8783
c | OH | 579349 | I | Frame 2ø slack span - both poles |  | 461.36 | 7.54 |  |  |  | 1244.46 | 1244.46 |  |  | 244.5222 | 304.2834 | 548.8056 | 50.5183 | 295.0405 | 0.5376 | 253.7651 | 990.6949
c | OH | 579239 | I | 3 phase vertical deadend framing |  | 389.07 | 8.76 |  |  |  | 1268.49 | 1268.49 |  |  | 284.0868 | 353.5176 | 637.6044 | 58.6923 | 342.7791 | 0.5376 | 294.8253 | 973.6647
| OH | 579358 | I | Frame 3ø #2 slack span - both poles |  | 606.75 | 10.71 |  |  |  | 1709.16 | 1709.16 |  |  | 347.3253 | 432.2116 | 779.5369 | 71.7574 | 419.0827 | 0.5376 | 360.4542 | 1348.7058
| OH | 579630 | I | Available |  | 398.49 | 6.06 |  |  |  | 1033.4 | 1033.4 |  |  | 196.5258 | 244.5567 | 441.0825 | 40.6022 | 237.128 | 0.5376 | 203.9545 | 829.4455
| OH | 579640 | R | Rm 45C2 3 ph tangent |  | 0 | 5.09 |  |  |  | 463.57 | 463.57 |  |  | 165.0687 | 205.4115 | 370.4802 | 34.1032 | 199.1719 | 0.5376 | 171.3083 | 292.2617
| OH | 580725 | R | Rm 3PH 336 CKT 45'POLES 150' span |  | 0 | 197.12 |  |  |  | 17975.84 | 17975.84 |  |  | 6392.6016 | 7954.9534 | 14347.555 | 1320.7115 | 7713.3131 | 0.5376 | 6634.2419 | 11341.5981
| OH | 580730 | R | Rm 3PH 336 CKT 4/0N no POLES |  | 0 | 102.42 |  |  |  | 9340.35 | 9340.35 |  |  | 3321.4806 | 4133.2505 | 7454.7311 | 686.2179 | 4007.6985 | 0.5376 | 3447.0326 | 5893.3174
| OH | 580753 | I | IN 3PH 336CKT 150' spans no poles |  | 12559.11 | 236.53 |  |  |  | 36724.59 | 36724.59 |  |  | 7670.6679 | 9545.3791 | 17216.047 | 1584.76 | 9255.4279 | 0.5376 | 7960.6191 | 28763.9709
| OH | 580765 | I | IN 3PH 336 4/0N 150' spans no poles |  | 13382.67 | 234.8 |  |  |  | 37560.53 | 37560.53 |  |  | 7614.564 | 9475.5634 | 17090.1274 | 1573.1689 | 9187.7329 | 0.5376 | 7902.3945 | 29658.1355
| OH | 581315 | I | Frame 3ø 336 slack span-both poles |  | 644.84 | 13.37 |  |  |  | 1997.86 | 1997.86 |  |  | 433.5891 | 539.5583 | 973.1474 | 89.5795 | 523.1686 | 0.5376 | 449.9788 | 1547.8812
| OH | 581318 | R | #N/A |  | #N/A | #N/A |  |  |  | #N/A | #N/A |  |  | #N/A | #N/A | #N/A | #N/A | #N/A | #N/A | #N/A | #N/A
| OH | 581324 | I | #N/A |  | #N/A | #N/A |  |  |  | #N/A | #N/A |  |  | #N/A | #N/A | #N/A | #N/A | #N/A | #N/A | #N/A | #N/A
| OH | 581327 | R | #N/A |  | #N/A | #N/A |  |  |  | #N/A | #N/A |  |  | #N/A | #N/A | #N/A | #N/A | #N/A | #N/A | #N/A | #N/A
| OH | 581644 | I | RM 4/0 IN 1-336 ckt XARM 150' |  | 9845.86 | 351.04 |  |  |  | 43892.33 | 43892.33 |  |  | 11384.2272 | 14166.5323 | 25550.7595 | 2351.9813 | 13736.2085 | 0.5376 | 11814.551 | 32077.779
| OH | 581644 | R | RM 4/0 IN 1-336 ckt XARM 150' |  | 0 | 69.58 |  |  |  | 6345.95 | 6345.95 |  |  | 2256.4794 | 2807.963 | 5064.4424 | 466.1886 | 2722.668 | 0.5376 | 2341.7743 | 4004.1757
| OH | 581651 | I | RM 4/0 IN 1-336 ckt XARM 200' |  | 9845.86 | 270.38 |  |  |  | 36537.07 | 36537.07 |  |  | 8768.4234 | 10911.4261 | 19679.8495 | 1811.5563 | 10579.9797 | 0.5376 | 9099.8698 | 27437.2002
| OH | 581651 | R | RM 4/0 IN 1-336 ckt XARM 200' |  | 0 | 52.21 |  |  |  | 4761.91 | 4761.91 |  |  | 1693.1703 | 2106.9811 | 3800.1514 | 349.809 | 2042.9793 | 0.5376 | 1757.1721 | 3004.7379
| OH | 581656 | I | RM 4/0 IN 1-336 ckt TRIANG 200' |  | 11672.77 | 313.64 |  |  |  | 42686.09 | 42686.09 |  |  | 10171.3452 | 12657.222 | 22828.5672 | 2101.3999 | 12272.7451 | 0.5376 | 10555.822 | 32130.268
| OH | 581656 | R | RM 4/0 IN 1-336 ckt TRIANG 200' |  | 0 | 92.14 |  |  |  | 8403.14 | 8403.14 |  |  | 2988.1002 | 3718.3919 | 6706.4921 | 617.3415 | 3605.4417 | 0.5376 | 3101.0504 | 5302.0896
| OH | 581660 | I | RM 4/0 IN 1-336 ckt TRIANG 150' |  | 12257.37 | 408.14 |  |  |  | 52009.03 | 52009.03 |  |  | 13235.9802 | 16470.8538 | 29706.834 | 2734.5535 | 15970.5337 | 0.5376 | 13736.3003 | 38272.7297
| OH | 581660 | R | RM 4/0 IN 1-336 ckt TRIANG 150' |  | 0 | 124.15 |  |  |  | 11322.32 | 11322.32 |  |  | 4026.1845 | 5010.184 | 9036.3685 | 831.8097 | 4857.9942 | 0.5376 | 4178.3743 | 7143.9457
| OH | 581676 | I | RM 4/0 IN 1-336 ckt TRIANG 175' |  | 12083.78 | 358.15 |  |  |  | 47240.63 | 47240.63 |  |  | 11614.8045 | 14453.4627 | 26068.2672 | 2399.6186 | 14014.4231 | 0.5376 | 12053.8441 | 35186.7859
| OH | 581676 | R | RM 4/0 IN 1-336 ckt TRIANG 175' |  | 0 | 107.59 |  |  |  | 9811.77 | 9811.77 |  |  | 3489.1437 | 4341.8904 | 7831.0341 | 720.8571 | 4210.0008 | 0.5376 | 3621.0333 | 6190.7367
| OH | 582129 | I | Rm 3-#2PRI #2N IN 336,2/0N 200 |  | 13090.36 | 370.51 |  |  |  | 49583.9 | 49583.9 |  |  | 12015.6393 | 14952.2615 | 26967.9008 | 2482.4311 | 14498.0704 | 0.5376 | 12469.8305 | 37114.0695
| OH | 582129 | R | Rm 3-#2PRI #2N IN 336,2/0N 200 |  | 0 | 107.13 |  |  |  | 9769.25 | 9769.25 |  |  | 3474.2259 | 4323.3267 | 7797.5526 | 717.7751 | 4192.001 | 0.5376 | 3605.5516 | 6163.6984
| OH | 582231 | I | Rm 3-#2PRI #2N IN 336,2/0N 175 |  | 13434.82 | 420.74 |  |  |  | 54580.28 | 54580.28 |  |  | 13644.5982 | 16979.338 | 30623.9362 | 2818.974 | 16463.5722 | 0.5376 | 14160.364 | 40419.916
| OH | 582231 | R | Rm 3-#2PRI #2N IN 336,2/0N 175 |  | 0 | 123.11 |  |  |  | 11226.63 | 11226.63 |  |  | 3992.4573 | 4968.2139 | 8960.6712 | 824.8417 | 4817.299 | 0.5376 | 4143.3722 | 7083.2578
| OH | 582258 | I | Rm 3-#2PRI #2N IN 336,2/0N 150 |  | 13748.04 | 483.5 |  |  |  | 60682.06 | 60682.06 |  |  | 15679.905 | 19512.0738 | 35191.9788 | 3239.4684 | 18919.3734 | 0.5376 | 16272.6054 | 44409.4546
| OH | 582258 | R | Rm 3-#2PRI #2N IN 336,2/0N 150 |  | 0 | 143.06 |  |  |  | 13046.31 | 13046.31 |  |  | 4639.4358 | 5773.3139 | 10412.7497 | 958.5074 | 5597.9432 | 0.5376 | 4814.8065 | 8231.5035
| OH | 582679 | I | Rm 3-4/0PRI 2/0N IN 336,4/0N 150 |  | 30933.94 | 768.55 |  |  |  | 107414.45 | 107414.45 |  |  | 24924.0765 | 31015.5208 | 55939.5973 | 5149.3142 | 30073.3907 | 0.5376 | 25866.2066 | 81548.2434
| OH | 582679 | R | Rm 3-4/0PRI 2/0N IN 336,4/0N 150 |  | 0 | 300.1 |  |  |  | 27368.09 | 27368.09 |  |  | 9732.243 | 12110.8032 | 21843.0462 | 2010.6814 | 11742.9244 | 0.5376 | 10100.1218 | 17267.9682
| OH | 582687 | I | Rm 3-4/0PRI 2/0N IN 336,4/0N 175 |  | 28308.08 | 665.32 |  |  |  | 94831.08 | 94831.08 |  |  | 21576.3276 | 26849.5821 | 48425.9097 | 4457.6693 | 26033.9969 | 0.5376 | 22391.9128 | 72439.1672
| OH | 582687 | R | Rm 3-4/0PRI 2/0N IN 336,4/0N 175 |  | 0 | 257.64 |  |  |  | 23495.48 | 23495.48 |  |  | 8355.2652 | 10397.292 | 18752.5572 | 1726.1978 | 10081.463 | 0.5376 | 8671.0942 | 14824.3858
| OH | 582694 | I | Rm 3-4/0PRI 2/0N IN 336,4/0N 200 |  | 26106.05 | 582.7 |  |  |  | 84640.43 | 84640.43 |  |  | 18896.961 | 23515.3783 | 42412.3393 | 3904.1121 | 22801.0731 | 0.5376 | 19611.2661 | 65029.1639
| OH | 582694 | R | Rm 3-4/0PRI 2/0N IN 336,4/0N 200 |  | 0 | 223.94 |  |  |  | 20421.67 | 20421.67 |  |  | 7262.3742 | 9037.2985 | 16299.6727 | 1500.4065 | 8762.7807 | 0.5376 | 7536.8919 | 12884.7781
| OH | 582744 | I | Rm 3-4/0 & 2/0N IN 2-336,4/0N 150 |  | 43945.45 | 1086.89 |  |  |  | 152144.76 | 152144.76 |  |  | 35247.8427 | 43862.4155 | 79110.2582 | 7282.2043 | 42530.047 | 0.5376 | 36580.2112 | 115564.5488
| OH | 582744 | R | Rm 3-4/0 & 2/0N IN 2-336,4/0N 150 |  | 0 | 300.1 |  |  |  | 27368.09 | 27368.09 |  |  | 9732.243 | 12110.8032 | 21843.0462 | 2010.6814 | 11742.9244 | 0.5376 | 10100.1218 | 17267.9682
| OH | 582807 | I | Rm 3-4/0 & 2/0N IN 2-336,4/0N 175 |  | 40914.38 | 950.62 |  |  |  | 136059.03 | 136059.03 |  |  | 30828.6066 | 38363.1181 | 69191.7247 | 6369.1901 | 37197.7967 | 0.5376 | 31993.9279 | 104065.1021
| OH | 582807 | R | Rm 3-4/0 & 2/0N IN 2-336,4/0N 175 |  | 0 | 257.99 |  |  |  | 23527.85 | 23527.85 |  |  | 8366.6157 | 10411.4166 | 18778.0323 | 1728.5428 | 10095.1585 | 0.5376 | 8682.8738 | 14844.9762
| OH | 638854 | I | Rm 3-4/0 & 2/0N IN 2-336,4/0N 200 |  | 38306.04 | 841.55 |  |  |  | 122966.14 | 122966.14 |  |  | 27291.4665 | 33961.5009 | 61252.9674 | 5638.417 | 32929.8835 | 0.5376 | 28323.0839 | 94643.0561
| OH | 638854 | R | Rm 3-4/0 & 2/0N IN 2-336,4/0N 200 |  | 0 | 224.29 |  |  |  | 20454.05 | 20454.05 |  |  | 7273.7247 | 9051.423 | 16325.1477 | 1502.7515 | 8776.4762 | 0.5376 | 7548.6715 | 12905.3785
| OH | 582812 | I | Install regulator & ground |  | 12882.58 | 9.1 |  |  |  | 16374.66 | 16374.66 |  |  | 295.113 | 367.2386 | 662.3516 | 60.9703 | 356.0833 | 0.5376 | 306.2683 | 16068.3917
| OH | 583228 | R | REMOVE regulator |  | 0 | 2.56 |  |  |  | 232.79 | 232.79 |  |  | 83.0208 | 103.3111 | 186.3319 | 17.1521 | 100.1729 | 0.5376 | 86.159 | 146.631
| OH | 583233 | I | Install OCR & ground |  | 5102.05 | 9.45 |  |  |  | 7017.88 | 7017.88 |  |  | 306.4635 | 381.3632 | 687.8267 | 63.3154 | 369.7789 | 0.5376 | 318.0478 | 6699.8322
| OH | 583281 | R | REMOVE OCR |  | 0 | 6.83 |  |  |  | 623.05 | 623.05 |  |  | 221.4969 | 275.6307 | 497.1276 | 45.7613 | 267.2582 | 0.5376 | 229.8695 | 393.1805
| OH | 583305 | R | Remove 4 crabs |  | 0 | 0.18 |  |  |  | 16.16 | 16.16 |  |  | 5.8374 | 7.2641 | 13.1015 | 1.206 | 7.0434 | 0.5376 | 6.0581 | 10.1019
| OH | 583308 | I | Install 45' H2 Fiberglass 5210145 |  | 2005.5 | 2.22 |  |  |  | 2622.14 | 2622.14 |  |  | 71.9946 | 89.5901 | 161.5847 | 14.8741 | 86.8687 | 0.5376 | 74.716 | 2547.424
| OH | 583763 | I | Install 50' H6 Fiberglass 5210150 |  | 3157.46 | 2.22 |  |  |  | 4012.09 | 4012.09 |  |  | 71.9946 | 89.5901 | 161.5847 | 14.8741 | 86.8687 | 0.5376 | 74.716 | 3937.374
| OH | 583766 | R | Rm 45' tangent |  | 0 | 2.66 |  |  |  | 246.53 | 242.74 |  |  | 86.2638 | 107.3467 | 193.6105 | 17.8221 | 104.0859 | 0.5376 | 89.5246 | 153.2154
| OH | 583768 | I | Available |  | 799.97 | 3.81 |  |  |  | 1311.74 | 1311.74 |  |  | 123.5583 | 153.7559 | 277.3142 | 25.5271 | 149.0854 | 0.5376 | 128.2288 | 1183.5112
| OH | 583774 | R | Available |  | 0 | 106.41 |  |  |  | 9704.42 | 9704.42 |  |  | 3450.8763 | 4294.2705 | 7745.1468 | 712.951 | 4163.8273 | 0.5376 | 3581.3194 | 6123.1006
| OH | 583778 | I | Available |  | 15065.4 | 356.51 |  |  |  | 50690.36 | 50690.36 |  |  | 11561.6193 | 14387.2791 | 25948.8984 | 2388.6305 | 13950.2498 | 0.5376 | 11998.6485 | 38691.7115
| OH | 583794 | R | Available |  | 0 | 138.21 |  |  |  | 12605.19 | 12605.19 |  |  | 4482.1503 | 5577.5878 | 10059.7381 | 926.0123 | 5408.1626 | 0.5376 | 4651.5756 | 7953.6144
| OH | 583800 | I | Available |  | 363.53 | 2.67 |  |  |  | 681.72 | 681.72 |  |  | 86.5881 | 107.7502 | 194.3383 | 17.8891 | 104.4772 | 0.5376 | 89.8611 | 591.8589
| OH | 583805 | R | Available |  | 0 | 120.25 |  |  |  | 10967.59 | 10967.59 |  |  | 3899.7075 | 4852.796 | 8752.5035 | 805.6796 | 4705.3871 | 0.5376 | 4047.1164 | 6920.4736
| OH | 583808 | I | Install 55' concrete 5210450 |  | 4268.44 | 22.18 |  |  |  | 7173.18 | 7173.18 |  |  | 719.2974 | 895.0937 | 1614.3911 | 148.6068 | 867.9042 | 0.5376 | 746.4868 | 6426.6932
| OH | 583809 | R | Available |  | 0 | 105.87 |  |  |  | 9655.87 | 9655.87 |  |  | 3433.3641 | 4272.4783 | 7705.8424 | 709.333 | 4142.6971 | 0.5376 | 3563.1453 | 6092.7247
| UG | 584904 | I | In ONESPLICE 500 Cu UG primary |  | 263.29 | 3.02 |  |  |  | 592.81 | 592.81 |  |  | 97.9386 | 121.8748 | 219.8134 | 20.2341 | 118.1727 | 0.5376 | 101.6407 | 491.1693
| UG | 591096 | I | Cable sealing kit 5531020 |  | 8.78 | 0.83 |  |  |  | 86.48 | 86.48 |  |  | 26.9169 | 33.4954 | 60.4123 | 5.561 | 32.4779 | 0.5376 | 27.9344 | 58.5456
| UG | 591130 | I | 3PH 1000 AL SUBSTATION TAKEOFF |  | 551.08 | 11.26 |  |  |  | 1692.46 | 1692.46 |  |  | 365.1618 | 454.4073 | 819.5691 | 75.4424 | 440.6042 | 0.5376 | 378.9649 | 1313.4951
| OH | 610525 | I | INSTALL 55' SELF SUPPORTING CONCRET |  | 3048.95 | 0.89 |  |  |  | 3759.79 | 3759.79 |  |  | 28.8627 | 35.9167 | 64.7794 | 5.963 | 34.8257 | 0.5376 | 29.9537 | 3729.8363
| OH | 622598 | R | Rm 2-40' CONC DEADEND POLE #2PRI |  | 0 | 7.8 |  |  |  | 712.06 | 712.06 |  |  | 252.954 | 314.776 | 567.73 | 52.2603 | 305.2143 | 0.5376 | 262.5157 | 449.5443
| OH | 622639 | R | Rm 2-45' CONC DEADEND POLE #2PRI |  | 0 | 7.8 |  |  |  | 712.06 | 712.06 |  |  | 252.954 | 314.776 | 567.73 | 52.2603 | 305.2143 | 0.5376 | 262.5157 | 449.5443
| OH | 622653 | R | Rm 2-40' CONC DEADEND POLE2-#2PRI |  | 0 | 8.79 |  |  |  | 801.06 | 801.06 |  |  | 285.0597 | 354.7283 | 639.788 | 58.8933 | 343.953 | 0.5376 | 295.835 | 505.225
| OH | 622660 | R | Rm 2-45' CONC DEADEND POLE2-#2PRI |  | 0 | 9.5 |  |  |  | 865.79 | 865.79 |  |  | 308.085 | 383.381 | 691.466 | 63.6504 | 371.7354 | 0.5376 | 319.7306 | 546.0594
| OH | 622687 | R | Rm 2-40' CONC DEADEND POLE3-#2PRI |  | 0 | 16.11 |  |  |  | 1468.64 | 1468.64 |  |  | 522.4473 | 650.1334 | 1172.5807 | 107.9376 | 630.3849 | 0.5376 | 542.1958 | 926.4442
| OH | 622698 | R | Rm 2-45' CONC DEADEND POLE3-#2PRI |  | 0 | 16.11 |  |  |  | 1468.64 | 1468.64 |  |  | 522.4473 | 650.1334 | 1172.5807 | 107.9376 | 630.3849 | 0.5376 | 542.1958 | 926.4442
| OH | 622706 | R | Rm 2-40' CONC DEADEND POLE3-2/0PRI |  | 0 | 16.51 |  |  |  | 1505.06 | 1505.06 |  |  | 535.4193 | 666.2758 | 1201.6951 | 110.6176 | 646.0369 | 0.5376 | 555.6581 | 949.4019
| OH | 622717 | R | Rm 2-45' CONC DEADEND POLE3-2/0PRI |  | 0 | 16.51 |  |  |  | 1505.06 | 1505.06 |  |  | 535.4193 | 666.2758 | 1201.6951 | 110.6176 | 646.0369 | 0.5376 | 555.6581 | 949.4019
| OH | 622725 | R | Rm 2-45' CONC DEADEND POLE3-336PRI |  | 0 | 20.66 |  |  |  | 1882.34 | 1882.34 |  |  | 670.0038 | 833.7527 | 1503.7565 | 138.4228 | 808.4266 | 0.5376 | 695.3299 | 1187.0101
| OH | 622971 | R | Rm 40' Open WYE tangent |  | 0 | 1.42 |  |  |  | 129.47 | 129.47 |  |  | 46.0506 | 57.3054 | 103.356 | 9.5141 | 55.5647 | 0.5376 | 47.7913 | 81.6787
| OH | 622974 | R | RM 45' Open WYE tangent |  | 0 | 1.46 |  |  |  | 133.51 | 133.51 |  |  | 47.3478 | 58.9196 | 106.2674 | 9.7821 | 57.1299 | 0.5376 | 49.1375 | 84.3725
| UG | 636654 | I | Install 3" Galvanized conduit 100' |  | 118.79 | 3.07 |  |  |  | 423.3 | 423.3 |  |  | 99.5601 | 123.8926 | 223.4527 | 20.5691 | 120.1292 | 0.5376 | 103.3235 | 319.9765
| OH | 718448 | I | AVIAN LINE PROTECTOR |  | 214.11 | 0.5 |  |  |  | 303.96 | 303.96 |  |  | 16.215 | 20.1779 | 36.3929 | 3.35 | 19.565 | 0.5376 | 16.8279 | 287.1321
| OH | 727188 | I | Salvage for PLF cutout |  | 65.24 | 1.02 |  |  |  | 171.77 | 171.77 |  |  | 33.0786 | 41.163 | 74.2416 | 6.834 | 39.9126 | 0.5376 | 34.329 | 137.441
| OH | 727191 | I | Available |  | 1649.55 | 17.91 |  |  |  | 3622.36 | 3622.36 |  |  | 580.8213 | 722.774 | 1303.5953 | 119.9977 | 700.819 | 0.5376 | 602.7763 | 3019.5837
| OH | 727244 | I | Salvage for three SPST switches |  | 1746.43 | 38.33 |  |  |  | 5602.78 | 5602.78 |  |  | 1243.0419 | 1546.8413 | 2789.8832 | 256.8125 | 1499.8544 | 0.5376 | 1290.0289 | 4312.7511
| OH | 761444 | I | Install single ph PLF cutout&arres |  | 1016.8 | 13.93 |  |  |  | 2498.6 | 2498.6 |  |  | 451.7499 | 562.1576 | 1013.9075 | 93.3315 | 545.0814 | 0.5376 | 468.826 | 2029.774
| OH | 802194 | I | Costs for Telecom stuff |  | 3468.98 | 0 |  |  |  | 4185.67 | 4185.67 |  |  | 0 | 0 | 0 | 0 | 0 | #DIV/0! | 0 | 4185.67
| OH | 817700 | I | Install Figure 4 - hold pole |  | 213.98 | 10.86 | Did one w/Ross Glenn and used 45100-41 temporary |  |  | 1248.49 | 1248.49 |  |  | 352.1898 | 438.265 | 790.4548 | 72.7624 | 424.9522 | 0.5376 | 365.5026 | 882.9874
| OH | 817700 | R | Install Figure 4 - hold pole |  | 0 | 10.51 | Did one w/Ross Glenn and used 45100-41 temporary |  |  | 957.94 | 957.94 |  |  | 340.8393 | 424.1404 | 764.9797 | 70.4174 | 411.2567 | 0.5376 | 353.723 | 604.217
| OH | 829081 | I | PSTEW transmission pole costs |  | 395677.1 | 354.88 |  |  |  | 509790.04 | 509790.04 |  |  | 11508.7584 | 14321.499 | 25830.2574 | 2377.7095 | 13886.4679 | 0.5376 | 11943.7895 | 497846.2505
| OH | 829783 | I | PSTEW transmission wire cost |  | 32 | 0 |  |  |  | 38.61 | 38.61 |  |  | 0 | 0 | 0 | 0 | 0 | #DIV/0! | 0 | 38.61
| OH | 829902 | I | PSTEW transmission insulator costs |  | 2123.32 | 0 |  |  |  | 2562 | 2562 |  |  | 0 | 0 | 0 | 0 | 0 | #DIV/0! | 0 | 2562
| OH | 830902 | I | Substation R&C material cost |  | 557013.49 | 0 |  |  |  | 672092.49 | 672092.49 |  |  | 0 | 0 | 0 | 0 | 0 | #DIV/0! | 0 | 672092.49
| OH | 829908 | I | Used to create standard rates |  | 42.1 | 0.67 |  |  |  | 111.52 | 111.52 |  |  | 21.7281 | 27.0384 | 48.7665 | 4.489 | 26.2171 | 0.5376 | 22.5494 | 88.9706
| UG | 848233 | I | 600 amp NLBS kit |  | 102.27 | 3.77 |  |  |  | 467.2 | 467.2 |  |  | 122.2611 | 152.1417 | 274.4028 | 25.2591 | 147.5202 | 0.5376 | 126.8826 | 340.3174
| OH | 848226 | I | 40' Class2 5210459 |  | 258.55 | 2.67 |  |  |  | 555.05 | 555.05 |  |  | 86.5881 | 107.7502 | 194.3383 | 17.8891 | 104.4772 | 0.5376 | 89.8611 | 465.1889
| OH | 848227 | I | cost |  | 266.42 | 2.67 |  |  |  | 564.54 | 564.54 |  |  | 86.5881 | 107.7502 | 194.3383 | 17.8891 | 104.4772 | 0.5376 | 89.8611 | 474.6789
| OH | 848229 | I | cost |  | 307.93 | 2.67 |  |  |  | 614.63 | 614.63 |  |  | 86.5881 | 107.7502 | 194.3383 | 17.8891 | 104.4772 | 0.5376 | 89.8611 | 524.7689
| OH | 915769 | I | Manhole 5' x 7' x7' |  | 3156.65 | 0 |  |  |  | 3808.81 | 3808.81 |  |  | 0 | 0 | 0 | 0 | 0 | #DIV/0! | 0 | 3808.81
| UG | 928929 | I | Install 6 INCH PVC CONDUIT |  | 223.17 | 11.69 |  |  |  | 1335.35 | 1335.35 |  |  | 379.1067 | 471.7604 | 850.8671 | 78.3234 | 457.4301 | 0.5376 | 393.4369 | 941.9131
| OH | 929843 | I | Install 55' spun conc 5210555 |  | 3723.16 | 22.18 |  |  |  | 6515.24 | 6515.24 |  |  | 719.2974 | 895.0937 | 1614.3911 | 148.6068 | 867.9042 | 0.5376 | 746.4868 | 5768.7532
| OH | 929936 | I | Install 65' concrete pole 5210655 |  | 0 | 0.89 |  |  |  | 80.93 | 80.93 |  |  | 28.8627 | 35.9167 | 64.7794 | 5.963 | 34.8257 | 0.5376 | 29.9537 | 50.9763
| OH | 929938 | I | Install 60' spun conc 5210603 |  | 3048.95 | 55 |  |  |  | 8694.63 | 8694.63 |  |  | 1783.65 | 2219.5741 | 4003.2241 | 368.5021 | 2152.1521 | 0.5376 | 1851.072 | 6843.558
| OH |  | I
Contractor Labor
|  | Contractor Labor related adder from Brett = |  |  |  | 0.3049
[10 empty] | 2010-07-01 | 2010-07-01 |  | 2007-10-01 | 2007-10-01 | 2007-10-01 |  | URD filing | [7 empty] | Identification Prior to 6/27/2007 Contract
|  | Section A, Machine Trenching (Primary Contractor Labor Costs) | [7 empty] | with adder | Lora Carr | For 2008 URD | (Avg Areas A & B) | Area A | Area C |  | As of 7/20/06 | 04/21/04 | As of July 2003 |  | As of July 2002 | Previous |  |  |  | Section 2 Trenching, Machine Trenching (Primary Contractor Labor Costs)
|  | Description |  | Mini Filing | [5 empty] | per foot | per foot |  | per foot | per foot | per foot |  | per foot | per foot | per foot |  | per foot | per foot | per foot | per foot |  | Description
|  | 1. Machine trench & back fill 1' - 100' (by Trench feet) | [7 empty] | 8.2013 | 6.285 |  | 7.095 | 7.99 | 6.2 |  | 6.3173 | 6.0165 | 5.73 |  | 5.51 | 5.19 | 4.05 | 3.7 |  | 1. Machine trench & back fill 1' - 100' (by Trench feet)
|  | 2. Machine trench & back fill 101' - 500' (by Trench feet) | [7 empty] | 4.6715 | 3.58 |  | 3.275 | 3.69 | 2.86 |  | 3.4288 | 3.2655 | 3.11 |  | 2.99 | 2.75 | 2.61 | 2.7 |  | 2. Machine trench & back fill 101' - 1000' (by Trench feet)
|  | 3. Machine trench & back fill 501' - 1000' (by Trench feet) | [7 empty] | 4.0843 | 3.13 |  | 3.275 | 3.69 | 2.86
|  | 4. Machine trench & back fill 1001' - over (used in URD costs, by Trench feet) | [6 empty] | 2.58 | 3.3601 | 2.575 | 2.51 | 2.05 | 2.31 | 1.79 |  | 2.0617 | 1.9635 | 1.87 |  | 1.8 | 1.84 | 1.71 | 1.65 |  | 3. Machine trench & back fill 1001' - over (used in URD costs, by Trench feet)
|  | Section B, Hand Trenching (Primary Contractor Labor Costs) | [14 empty] | As of 7/20/06 | As of 4/21/04 | As of July 2003 |  | As of July 2002 | Previous |  |  |  | Section 2 Trenching, Hand Trenching (Primary Contractor Labor Costs)
|  | Description | [7 empty] | per foot | per foot |  | per foot |  |  |  | per foot | per foot | per foot |  | per foot | per foot | per foot | per foot |  | Description
|  | 1. Hand trench & back fill 1' - 100' (by Trench feet) | [7 empty] | 9.5845 | 7.345 |  | 8.88 | 10 | 7.76 |  | 7.949 | 7.5705 | 7.21 |  | 6.93 | 6.57 | 4.74 | 5 |  | 1. Hand trench & back fill 1' - 100' (by Trench feet)
|  | 2. Hand trench & back fill 101' - 500' (by Trench feet) | [7 empty] | 8.7494 | 6.705 |  | 8.395 | 10 | 6.79 |  | 6.3063 | 6.006 | 5.72 |  | 5.5 | 3.26 | 3.26 | 2.66 |  | 2. Hand trench & back fill 101' - 1000' (by Trench feet)
|  | 3. Hand trench & back fill 501' - 1000' (by Trench feet) | [7 empty] | 7.9142 | 6.065 |  | 6.66 | 7.5 | 5.82
|  | 4. Hand trench & back fill 1001' - over (used in URD costs, by Trench feet) | [7 empty] | 7.7381 | 5.93 |  | 6.66 | 7.5 | 5.82 |  | 4.7628 | 4.536 | 4.32 |  | 4.15 | 2.52 | 2.52 | 2.64 |  | 3. Hand trench & back fill 1001' - over (used in URD costs, by Trench feet)
|  | Section C Conduit (Primary Contractor Labor Costs) (by Trench feet) | [14 empty] | As of 7/20/06 | As of 4/21/04 | As of July 2003 |  | As of July 2002 | Previous |  |  |  | Section 3 Conduit (Primary Contractor Labor Costs) (by Trench feet)
|  | Description | [7 empty] | per foot | per foot |  | per foot |  |  |  | per foot | per foot | per foot |  | per foot | per foot | per foot | per foot |  | Description
|  | 2. Conduit installation 2" PVC or Galvanized (by Trench feet) | [6 empty] | 0.51 | 0.65897 | 0.505 | 0.49 | 0.61 | 0.69 | 0.53 | 0.58432 | 0.40792 | 0.3885 | 0.37 |  | 0.36 | 0.37 | 0.32 | 0.33 |  | 2. Conduit installation 2" PVC or Galvanized (by Trench feet)
|  | 3. Conduit installation 3" PVC or Galvanized (by Trench feet) | [6 empty] | 0.54 | 0.69812 | 0.535 | 0.52 | 0.61 | 0.69 | 0.53 | 0.68355 | 0.50715 | 0.483 | 0.46 |  | 0.44 | 0.33 | 0.33 | 0.3 |  | 3. Conduit installation 3" PVC or Galvanized (by Trench feet)
|  | 4. Conduit installation 4" PVC or Galvanized (by Trench feet) | [6 empty] | 0.62 | 0.80251 | 0.615 | 0.6 | 0.61 | 0.69 | 0.53 | 0.7938 | 0.6174 | 0.588 | 0.56 |  | 0.54 | 0.48 | 0.48 | 0.46 |  | 4. Conduit installation 4" PVC or Galvanized (by Trench feet)
|  | 5. Conduit installation 6" PVC or Galvanized (by Trench feet) | [7 empty] | 0.9852 | 0.755 |  | 0.61 | 0.69 | 0.53 | 0.9702 | 0.7938 | 0.756 | 0.72 |  | 0.69 | 0.65 | 0.65 | 0.7 |  | 5. Conduit installation 6" PVC or Galvanized (by Trench feet)
Section E Directional Bore (Primary Contractor Labor Costs) (by Trench feet)
|  | Description | [7 empty] | per foot | per foot |  | per foot
|  | 5. Directional Bore 101 to 300' 2" PVC or Galvanized (by Trench feet) | [7 empty] | 17.2573 | 13.225 |  | 12.21 | 13.75 | 10.67
|  | 6. Directional Bore 101 to 300' 3" PVC or Galvanized (by Trench feet) | [7 empty] | 20.0106 | 15.335 |  | 14.43 | 16.25 | 12.61
|  | 7. Directional Bore 101 to 300' 4" PVC or Galvanized (by Trench feet) | [7 empty] | 30.4303 | 23.32 |  | 19.98 | 22.5 | 17.46
|  | 8. Directional Bore 101 to 300' 6" PVC or Galvanized (by Trench feet) | [7 empty] | 44.9342 | 34.435 |  | 28.86 | 32.5 | 25.22
|  | Section 3 Installation of Mule Tape (Primary Contractor Labor Costs) | [14 empty] | As of 7/20/06 | As of 4/21/04 | As of July 2003 |  | As of July 2002 | Previous |  |  |  | Section 3 Installation of Mule Tape (Primary Contractor Labor Costs)
|  | Description | [7 empty] | per foot | per foot |  | per foot |  |  |  | per foot | per foot | per foot |  | per foot | per foot | per foot | per foot |  | Description
|  | 6. Compressed Air Install Mule Tape (by Trench feet) | [7 empty] | NA | NA |  | NA |  |  |  | 0.1764 | 0.168 | 0.16 |  | 0.15 | 0.11 | 0.11 | 0.1 |  | 6. Compressed Air Install Mule Tape (by Trench feet)
|  | Section K Installation of Manholes/Splice Boxes (Primary Contractor Labor Costs) | [23 empty] | Section 6 Installation of Equipment (Primary Contractor Labor Costs)
|  | Labor includes driving necessary ground rods and connecting ground wire. | [7 empty] | 2007-10-01 | 2007-10-01 |  | 2007-10-01 |  |  |  | As of 7/20/06 | As of 4/21/04 | As of July 2003 |  | As of July 2002 | Previous | 05/15/2001 | Previous |  | Labor includes driving necessary ground rods and connecting ground wire.
|  | Description | [7 empty] | Unit Price | Unit Price |  | Unit Price |  |  |  | Unit Price | Unit Price | Unit Price |  | Unit Price | Unit Price | Unit Price | Unit Price |  | Description
|  | GR&S UG 6-1 Pull box (4' x 8' x 3', 1 - 1000 kcmil cable) - poured in place by Bldg Svc - COST ??? | [10 empty] | (Avg Areas A & B) | Area A | Area C | [10 empty] | GR&S UG 6-1 Pull box (4' x 8' x 3', 1 - 1000 kcmil cable) - poured in place by Bldg Svc - COST ???
|  | 1. UG GRS Spec 6-2 & 7-15 8'x12'x7' S Type Precast Manhole | [7 empty] | 4984.6919 | 3819.98 |  | 3552 | 4000 | 3104 |  | 3528.6395 | 3360.609 | 3200.58 |  | 3077.48 | 2516.92 | 2462 | 1100 |  | 1. UG GRS Spec 6-2 & 7-15 8'x12'x7' S Type Precast Manhole
|  | 2. UG GRS Spec 6-3 & 7-15 5'x10'-6"x7' Manhole w/Max 36" Collar | [7 empty] | 3474.8704 | 2662.94 |  | 2220 | 2500 | 1940 |  | 2442.5116 | 2326.2015 | 2215.43 |  | 2130.22 | 2176.92 | 1833.8 | 2000 |  | 2. UG GRS Spec 6-3 & 7-15 5'x10'-6"x7' Manhole w/Max 36" Collar
|  | 3. UG GRS Spec 6-4, 6-6 & 7-15 6'x12'x7' Manhole w/Max 36" Collar | [7 empty] | 3622.3372 | 2775.95 |  | 2220 | 2500 | 1940 |  | 2442.5116 | 2326.2015 | 2215.43 |  | 2130.22 | 2330.77 | 2258.33 | 2000 |  | 3. UG GRS Spec 6-4, 6-6 & 7-15 6'x12'x7' Manhole w/Max 36" Collar
|  | 4. UG GRS Spec 6-5, & 7-15 4'-4"x13'-4"x6' Manhole w/Max 36" Collar | [7 empty] | 3503.389 | 2684.795 |  | 2220 | 2500 | 1940 |  | 2356.5166 | 2244.3015 | 2137.43 |  | 2055.22 | 2161.54 | 2100 | 1433.33 |  | 4. UG GRS Spec 6-5, & 7-15 4'-4"x13'-4"x6' Manhole w/Max 36" Collar
|  | 5. UG GRS Spec 6-8 10'x8'-6"x7' T-type Manhole w/Max 36" Collar | [7 empty] | 4439.3872 | 3402.09 |  | 3330 | 3750 | 2910 |  | 2895.2312 | 2757.363 | 2626.06 |  | 2525.06 | 2484.62 | 2540 | 1955.56 |  | 5. UG GRS Spec 6-8 10'x8'-6"x7' T-type Manhole w/Max 36" Collar
|  | 6. UG GRS Spec 6-9 10'x10'x6'-6" M Type Manhole | [7 empty] | 5092.2287 | 3902.39 |  | 3552 | 4000 | 3104 |  | 2748.9515 | 2618.049 | 2493.38 |  | 2397.48 | 2684.62 | 2855.56 | 2300 |  | 6. UG GRS Spec 6-9 10'x10'x6'-6" M Type Manhole
|  | 7. Install Additional 6" Manhole Collar | [7 empty] | 111.0796 | 85.125 |  | 159.375 | 197.5 | 121.25 |  | 85.7524 | 81.669 | 77.78 |  | 74.79 | 98.31 | 79.8 | 85.89 |  | 7. Install Additional 6" Manhole Collar
|  | 8. Install Additional 15" Manhole Collar | [7 empty] | NA | NA |  | NA | NA | NA |  | 102.5656 | 97.6815 | 93.03 |  | 89.45 | 128.92 | 118.89 | 118.89 |  | 8. Install Additional 15" Manhole Collar
|  | 8. Core Bore Hole for 2" PVC | [7 empty] | 120.0965 | 92.035 |  | 105.45 | 118.75 | 92.15 |  | 77.0868 | 73.416 | 69.92 |  | 67.23 | 75.23 | 75 | 75 |  | 9. Core Bore Hole for 2" PVC
|  | 9. Core Bore Hole for 3" PVC | [7 empty] | 162.0425 | 124.18 |  | 127.65 | 143.75 | 111.55 |  | 82.7757 | 78.834 | 75.08 |  | 72.19 | 86.03 | 86.11 | 86.11 |  | 10. Core Bore Hole for 3" PVC
|  | 10. Core Bore Hole for 4" PVC | [7 empty] | 194.9651 | 149.41 |  | 183.15 | 206.25 | 160.05 |  | 102.775 | 97.881 | 93.22 |  | 89.63 | 101.85 | 102 | 102.22 |  | 11. Core Bore Hole for 4" PVC
|  | 11. Core Bore Hole for 6" PVC | [7 empty] | 248.8575 | 190.71 |  | 249.75 | 281.25 | 218.25 |  | 122.6972 | 116.8545 | 111.29 |  | 107.01 | 129.26 | 126.11 | 126.11 |  | 12. Core Bore Hole for 6" PVC
|  | 13. 48"x72"x36" Precast Concrete Splice Box | [7 empty] | NA | NA |  | NA | NA | NA |  | 1074.4744 | 1023.309 | 974.58 |  | 937.1 | 459.23 | 438.89 | 438.89 |  | 13. 48"x72"x36" Precast Concrete Splice Box
|  | 12. UG GRS Spec 6-23 48"x96"x60" Precast Concrete Splice Box | [7 empty] | 1452.8104 | 1113.35 |  | 1814.25 | 2125 | 1503.5 |  | 1357.1885 | 1292.5605 | 1231.01 |  | 1183.66 |  |  |  |  | 14. UG GRS Spec 6-23 48"x96"x60" Precast Concrete Splice Box
|  | 13. UG GRS Spec 6-7 30"x60"x48" Polymer Concrete Pull Box | [7 empty] | 380.2935 | 291.435 |  | 421.85 | 518.75 | 324.95 |  | 256.9266 | 244.692 | 233.04 |  | 224.08 | 260 | 224.32 | 220.45 |  | 15. UG GRS Spec 6-7 30"x60"x48" Polymer Concrete Pull Box
Section L Installation of Precast Pads & Hand Holes (Primary Contractor Labor Costs)
|  | 1. UG GRS Spec 6-11 40"x45"x4" Transformer Pad | [7 empty] | 96.8627 | 74.23 |  | 126.33 | 179.91 | 72.75 |  | 105.4541 | 100.4325 | 95.65 |  | 91.97 | 114.37 | 100.11 | 100.11 |  | 16. UG GRS Spec 6-11 40"x45"x4" Transformer Pad
|  | 2. UG GRS Spec 6-11 44"x52"x4" Transformer Pad | [7 empty] | 103.4459 | 79.275 |  | 136.225 | 190 | 82.45 |  | 108.2986 | 103.1415 | 98.23 |  | 94.45 | 118.92 | 104.44 | 104.44 |  | 17. UG GRS Spec 6-11 44"x52"x4" Transformer Pad
|  | 3. UG GRS Spec 6-12 74"x66"x48" Transformer Pad | [7 empty] | 175.5156 | 134.505 |  | 172.425 | 218.75 | 126.1 |  | 151.1858 | 143.9865 | 137.13 |  | 131.86 | 147.69 | 134.78 | 134.78 |  | 18. UG GRS Spec 6-12 74"x66"x48" Transformer Pad
|  | 4. UG GRS Spec 6-12 96"x76"x48" Transformer Pad | [7 empty] | 206.0568 | 157.91 |  | 199.475 | 243.75 | 155.2 |  | 156.9188 | 149.4465 | 142.33 |  | 136.86 | 157.38 | 148.78 | 148.78 |  | 19. UG GRS Spec 6-12 96"x76"x48" Transformer Pad
|  | 5. UG GRS Spec 6-12 96"x96"x48" Transformer Pad | [7 empty] | 215.9349 | 165.48 |  | 219.25 | 268.75 | 169.75 |  | 171.1521 | 163.002 | 155.24 |  | 149.27 | 184.62 | 176.89 | 176.89 |  | 20. UG GRS Spec 6-12 96"x96"x48" Transformer Pad
|  | 6. UG GRS Spec 6-14 Dead Front Switching Module Pad 200 AMP 50"x60"x30" Depth (3Ø LBC) |  | 80.21 | [5 empty] | 561.0679 | 429.97 |  | 721.5 | 812.5 | 630.5 |  | 400.6375 | 381.5595 | 363.39 |  | 349.41 | 434.15 | 369.4 | 650 |  | 21. UG GRS Spec 6-14 Dead Front Switching Module Pad 200 AMP 50"x60"x30" Depth (3Ø LBC)
|  | 7. UG GRS Spec 6-17 G.O. PMSG Multi Compartment Pad 200 AMP 70"x90"x42" Depth | [7 empty] | 699.7526 | 536.25 |  | 853.35 | 993.75 | 712.95 |  | 594.0821 | 565.7925 | 538.85 |  | 518.12 | 515.38 | 388.89 | 611.11 |  | 22. UG GRS Spec 6-15 G.O. PMSG Multi Compartment Pad 200 AMP 70"x90"x42" Depth
|  | (No Longer Standard- existing but not to be installed) | [23 empty] | (No Longer Standard- existing but not to be installed)
|  | 8. UG GRS Spec 6-18 G.O. PMH Multi Compartment Pad 600 AMP 75"x86"x42" Depth | [7 empty] | 735.9701 | 564.005 |  | 892.525 | 1018.75 | 766.3 |  | 594.0821 | 565.7925 | 538.85 |  | 518.12 | 510 | 418.64 | 250 |  | 23. UG GRS Spec 6-18 G.O. PMH Multi Compartment Pad 600 AMP 75"x86"x42" Depth
|  | 9. UG GRS Spec 6-21 Install 30"x48"x18" traffic handhole | [6 empty] | 173.71 | 226.6677 | 173.705 | 173.53 | 342.1 | 456.25 | 227.95 |  | 145.2433 | 138.327 | 131.74 |  | 126.67 | 175.38 | 136.5 | 69 |  | 27. UG GRS Spec 6-21 Cut off conduits 2" above bottom of load bearing handhole 30"x48"x18" and install handhole at final grade.
|  | 10. UG GRS Spec 6-24 62"x62"x4" Primary Meter Cabinet Pad | [7 empty] | 610.0929 | 467.54 |  | 876.9 | 987.5 | 766.3 |  | 114.1308 | 108.696 | 103.52 |  | 99.54 | 125.38 | 125 | 125 |  | 24. UG GRS Spec 6-19 62"x62"x4" Primary Meter Cabinet Pad
|  | 11. Prepare Three Phase Pad TX Installation to final grade | [7 empty] | 193.4971 | 148.285 |  | 178.675 | 231.25 | 126.1
|  | 12. Prepare Single Phase Pad TX Installation to final grade | [6 empty] | 129.65 | 169.1803 | 129.65 | 166.785 | 103.3 | 116.33 | 90.27 |  | 128.4633 | 122.346 | 116.52 |  | 112.04 | 108.46 | 100.12 | 100 |  | 25. Prepare 4' x 4' equipment site to final grade and place 12" of sod around perimeter
|  | 13. UG GRS Spec 6-20 Seecondary Termination Pad | [7 empty] | 286.7061 | 219.715 |  | 151.875 | 168.75 | 135
|  | 14. UG GRS Spec 9-5 Install secondary handhole at final grade. | [7 empty] | 78.7703 | 60.365 |  | 72.15 | 81.25 | 63.05 |  | 88.3323 | 84.126 | 80.12 |  | 77.04 | 96.46 | 83.22 | 83.22 |  | 26. UG GRS Spec 9-5 Cut off conduits 2" above bottom of load bearing secondary handhole and install handhole at final grade.
Section O Restoration
|  | 1. Cut and remove asphalt | [7 empty] | 5.6437 | 4.325 |  | 4.61 | 5.19 | 4.03
|  | 2. Cut and remove concrete | [7 empty] | 6.8572 | 5.255 |  | 5.55 | 6.25 | 4.85
|  | 4. Cut and remove sod | [7 empty] | 1.5724 | 1.205 |  | 0.94 | 1.06 | 0.82
|  | 7. sod | [7 empty] | 1.3114 | 1.005 |  | 1.225 | 1.38 | 1.07
|  | 9. install 4" concrete | [7 empty] | 10.9155 | 8.365 |  | 9.6 | 10.81 | 8.39
|  | 12. install 2" asphault | [7 empty] | 6.9747 | 5.345 |  | 5.16 | 5.81 | 4.51
|  | Tampa Electric Labor | [12 empty] | Previous
|  | Load factor for payroll - was called Overhead in the "at cost" | [5 empty] | Revised 04/2009 |  |  |  |  | Revised 05/2005 | Revised 07/2003 | 03/2002 | Previous
|  | old WOMS type 4 costing. Also called | [5 empty] | Unit Price |  |  |  |  | Unit Price | Unit Price | Unit Price | Unit Price
|  | A&G, A-administrative &G-general. | [5 empty] | 2.5002 |  |  |  |  | 1.7356 | 1.732 | 1.721 | 1.916
|  | Tampa Electric Inspector Labor & Vehicle | [5 empty] | per hour
Previous
|  |  |  | Tampa Electric Inspector Hourly Labor Rate |  |  |  | 75.37 | [5 empty] | 48.62
|  |  |  | Tampa Electric Inspector Vehicle Hourly Rate |  |  |  | 4.84 | [5 empty] | 3.24
|  |  |  | Tampa Electric Inspector Loaded Labor & Vehicle |  |  |  | 80.21 |  |  |  | 80.21 |  | 51.86
Explanation: A Tampa Electric inspector can inspect 600' of trench per day.
|  |  |  | Inspection cost for other than subdivision construction: |  |  |  | per foot |  | for E379/PSA
|  |  |  | The Cost to inspect Secondary conduit installation = |  |  |  | 1.0695 |  | 1.0049 |  |  | Labor
[5 empty] | (the machine trench footage/600 foot per day)*(8 hr/day)*Tampa Electric Inspector hourly rate |  |  |  |  | 0.064533 |  |  | Vehicle
|  |  |  | Explanation: A Tampa Electric inspector can inspect 600' of conduit installation per day. |  |  |  | 1.0049
|  |  |  | Inspection cost for a low, high, or non-typical URD subdivision: |  |  |  | 0.064533
The Cost to inspect Primary conduit Installation =
(the machine trench footage/600 foot per day)*(8 hr/day)*Tampa Electric Inspector hourly rate
The Cost to inspect Secondary conduit installation =
(the machine trench footage/600 foot per day)*(8 hr/day)*Tampa Electric Inspector hourly rate
The Cost to inspect Service conduit installation:
The Cost to inspect Service conduit installed parallel to the ROW ) =
(the machine trench footage/600 foot per day)*(8 hr/day)*Tampa Electric Inspector hourly rate
The Cost to inspect Service conduit installed from the property corner to the house =
(.5 hour)*(number of lots)*Tampa Electric Inspector hourly rate
Inspection cost for other than subdivision construction:
The Cost to inspect Primary conduit Installation =
(the machine trench footage/600 foot per day)*(8 hr/day)*Tampa Electric Inspector hourly rate
The Cost to inspect Secondary conduit installation =
(the machine trench footage/600 foot per day)*(8 hr/day)*Tampa Electric Inspector hourly rate
The Cost to inspect Service conduit installation =
(.5 hour)*(number of services)*Tampa Electric Inspector hourly rate
Credit for Customer installation of conduit system
When a Customer installs our conduit, he becomes our contractor. We pay the
Customer our contractor rate minus the inspection cost. The amount shows as
a credit on our estimate of charges for the Customer.
TEC Crew Productivity Factor from KPI - Kim Holley Ashburn
Had used 80% for 1st 2 years of Project Management
|  |  |  | 2010 Productivity Factor - used in 2011 | 76%
|  |  |  | 2011 Productivity Factor - used in 2012 | 100%
|  |  |  | 2012 Productivity Factor - used in 2013 | 100%
(Material Handling) Overhead
|  |  |  | 1999 Material Handling Storeroom fee |  | 15%
|  |  |  | 2000 Material Handling Storeroom fee |  | 15%
|  |  |  | 2001 Material Handling Storeroom fee |  | 15%
|  |  |  | 2002 Material Handling Storeroom fee |  | 0.1331
|  |  |  | 2003 Material Handling Storeroom fee |  | 0.1072
|  |  |  | 2004 Material Handling Storeroom fee |  | 0.1072
|  |  |  | 2005 Material Handling Storeroom fee |  | 0.1114
|  |  |  | 2007 Material Handling Storeroom fee |  | 0.1004
|  |  |  | 2009 Material Handling Storeroom fee |  | 0.2407
|  |  |  | 2010 Material Handling Storeroom fee |  | 0.2407
|  |  |  | 2011 Material Handling Storeroom fee |  | 0.1713
|  |  |  | 2012 Material Handling Storeroom fee |  | 0.2066
2013 Material Handling Storeroom fee
To update these costs go to the PSTEW Telecom Material worksheet
2004 costs
|  |  |  | Cost/unit | Description
|  |  |  | 0.6 | Fiber optic cable material cost
|  |  |  | 1.85 | 4" conduit up pole for fiber optic
|  |  |  | 1200 | Splice fiber optic - labor from Steve Henderson
|  |  |  | ENERGY DELIVERY | [6 empty] | This came from Jennifer Juncal | [5 empty] | Pat McAllister subtracted 85% from Transmission Chargeable 4/23/2012
|  |  |  | "2012" ADDER STUDY | [6 empty] | Revised: | 3/5/2012
|  |  |  | Provided by ED Business Planning | [7 empty] | Pat added the 5 white columns to show how these 5 areas are handled
[11 empty] | TRANSMISSION CHARGEABLE | Substation S&E Chargeable | Substation Relay & Control Chargeable | Substation RTU Chargeable | Telecom Chargeable | Line Clearance Chargeable | PDR | CIAC | DISTRIBUTION CHARGEABLE | PSA ESTIMATE
|  |  |  | Total Corporate Accounting FRINGE Rates per Activity * | [6 empty] | 53% | 85% | 85% | 85% | 85% | 85% | 85% | 85% | 85% | 53%
[15 empty] | Distribution | No TEC
|  |  |  | Other "Operating Labor" related adders: | [10 empty] | does their stuff | Operating
|  |  |  | Energy Delivery (Supervisory/Administrative) | [6 empty] | 10.75% | [5 empty] | 14.92% | 22.21% | 22.21% | 7.61%
|  |  |  | Energy Delivery Engineering | [6 empty] | 0% | [5 empty] | 0% | 8.55% | 8.55% | 0.04% |  | *
|  |  |  | Small Tools ** | [6 empty] | 5.03% | [5 empty] | 8.68% | 8.68% | 8.68% | 8.68% |  | *
[5 empty] | TOTAL Other "Labor" related Adders | [5 empty] | 15.78% | [5 empty] | 23.6% | 39.44% | 39.44% | 16.33%
[5 empty] | TOTAL Fully Loaded "Labor" adders | [5 empty] | 15.78% | 15.78% | 15.78% | 15.78% | 124.4% | not needed | 8.68% | 17.23% | 124.4% | 8.72% |  | FN's Change: I changed the formula to include only ED Engineering & Small Tools
"Material" related adders:
|  |  |  | Stores Carrying Cost (ED Stores Clearing) ** | [6 empty] | 12.08% | 12.08% | 12.08% | 12.08% | 12.08% | 12.08% | 12.08% | 12.08% | 12.08% | 12.08%
|  |  |  | Stores Carrying Cost (WH Space, Taxes, Insurance & Obsolete Mat) | [6 empty] | 4.21% | 4.21% | 4.21% | 4.21% | 4.21% | 4.21% | 4.21% | 4.21% | 4.21% | 0%
|  |  |  | Stores Carrying Cost (Cost of Money - PDR only) | [6 empty] | 0% | 0% | 0% | 0% | 0% | 0% | 7.95% | 0% | 0% | 0%
|  |  |  | Self Help ** | [6 empty] | 0% | 0% | 0% | 0% | 3.846% | 0% | 4.37% | 4.37% | 4.37% | 4.37%
[5 empty] | TOTAL "Material" related Adders | [5 empty] | 16.29% | 16.29% | 16.29% | 16.29% | 20.14% | 16.29% | 28.61% | 20.66% | 20.66% | 16.45%
[15 empty] | Contractors | All
|  |  |  | Other "Contractor" related adders: | [10 empty] | do fiber optic | Contractor
|  |  |  | Energy Delivery (Supervisory/Administrative/Engineering) | [6 empty] | 8.13% | [5 empty] | 2.5% | 18.79% | 18.79% | 19.57%
|  |  |  | Energy Delivery Engineering | [13 empty] | 7.23% | 7.23%
[5 empty] | TOTAL Fully Loaded "Contractor" adders | [5 empty] | 8.13% | 8.13% | 8.13% | 8.13% | 8.13% | 8.13% | 2.5% | 26.02% | 26.02% | 19.57%
[5 empty] | Average Heavy Vehicle rate | [5 empty] | 18.41 | [5 empty] | 18.41 | 18.41 | 18.41 | 18.41
* When determining final bill true up or calculating pay-after invoice using actual results, reduce fringe by amount identified for non-productive time (2011 = 13%)
** When determining final bill true up or calculating pay-after invoice using actual results, exclude these items, which will already be included in actuals
|  |  |  | Percent of work done by TE crews |  | 60% | [5 empty] | 20.01 |  | 20
|  |  |  | Percent of work done by Contract crews |  | 40% | [5 empty] | 3.3221 |  | 3.32
16.68

## Lighting
| per 100' | per foot
Inspector |  | 1.0695
2"conduit | 46.4782
2-2"PVC ells | 2.9924
2"conduit and ells |  | 0.49471
Cost
From Primary contractor costs May 15,2001 | < 101 | 101-500 | 501-1000 | >1000 | per Foot
labor(machine trench+conduit+pull tape+inspector)+material(conduit) | 9.7655 | 6.2357 | 4.4242 | #REF!
labor(machine trench+conduit+pull tape+sod+inspector)+material(conduit) | 11.0769 | 7.5471 | 5.7356 | #REF!
labor(machine trench+conduit+pull tape+inspector+rm concrete+in concrete)+material(conduit) | 27.5382 | 24.0085 | 22.1969 | #REF!
labor(machine trench+conduit+pull tape+inspector+rm asphalt+in asphalt+in subbase)+material(conduit) | 22.3839 | 18.8541 | 17.0426 | #REF!
labor(hand trench+conduit+pull tape+sod+inspector)+material(conduit) | 11.1487 | 10.3135 | 9.4784 | 9.3022
directional bore((20'-100'+101'-300'+301'-1000'+>1000')/4+continuous 2") |  |  |  |  | 17.2573

## Pullbox
| Legend | [6 empty] | This worksheet
checked for
| Green highlighting indicates an input area. This is where updated information should be entered. | [6 empty] | 2010
| Yellow highlighting indicates area where there is a link. | [6 empty] | 12/23/2009
Peach highlighting indicates area where there are formulas.
Lilac highligting indicates checked Work Request for correct CU's, contractors cost & quantities.
Pullbox/Manhole, precast concrete
Assumptions: | Contractor labor normally installs primary splice boxes (Pullbox/Manhole).
TEC inspector labor and vehicle is 2 hours for each pullbox/splicebox.
For removals - Many times it is not possible to remove the concrete pullbox/manhole, especially if it's wet.
A suction develops and it cannot be pulled out of the ground. It may cause more damage to
try to get the concrete pullbox/manhole out than to leave it, therefore, there is no salvage value.
Pullboxes/Manholes -These things are very big and very expensive. They require easements,
special clearances, and in general special attention. That's why raise and lower are not
applicable. These need to be installed correctly the first time. Sometimes a manhole can be
"raised" by installing another manhole cover collar. The Raise Cost is the cost to install one
manhole cover collar (TEC 5534740 or 5534750) and one manhole casting (TEC 5534590).
The Lower Cost is the cost to remove one manhole cover collar (TEC 5534740 or 5534750)
and one manhole casting (TEC 5534590).
From AMC
TEC No. | Description |  |  |  | CU
5534680 | 5' x 7' x 6' | Cover
5536050 | 5' x 10' 6" x 7' | Box only |  |  | BOXPULLMD
5536030 | 6' x 12' x 7' | Frame and cover |  |  | BOXPULLLG
5536040 | 4' 4" x 13' 4" x 6' | Frame and cover |  |  | BOXPULLDWK
5536010 | 30" x 60" x 48" | Frame with two piece cover
5535590 | 30" x 48" x 18" | Used for Primary & Secondary |  |  | HH1PHPRI |  |  |  |  | TEC
5535090 | 48" x 96" x 60" | Used for One 1000 Primary Circuit | [7 empty] | Inspector
Section 14 page 4.50 |  |  |  | Material + | TEC | TEC | TEC |  | Work | Labor | TEC | TEC | TEC | Total
|  |  |  | Material | Inspector | Labor | Inspector | Contractor | Request | & | Labor | Labor | Labor | Installation
W.R. # | Description |  | Material | Handling | Labor | Hours | Vehicle | Labor | Total | Vehicle | Only | with factor | adder | Cost
N/A | GR&S UG 6-1 Pullbox (4' x 8' x 3', 1 - 1000 kcmil cable) - poured in place by Bldg Svc | [6 empty] | N/A | N/A | N/A
65091 | GR&S UG 6-2 Pullbox (8' x 12' x 7') - "S" Type Precast Manhole |  | 4901.39 | 5914.0172 | 150.74 | 5.27 | 9.68 | 4984.6919 | 6395.48 | 160.42 | 481.4628 | 481.4628 | 0 | 11540.5919
12951 | GR&S UG 6-3 Precast (5' x 10'-6" x 7' , 2 - 1000 kcmil cable) |  | 4246.02 | 5123.2477 | 150.74 | 22.02 | 9.68 | 3474.8704 | 7131.98 | 160.42 | 2008.7323 | 2008.7323 | 0 | 10767.2704
13467 | GR&S UG 6-4 Precast (6' x 12' x 7' , 4 - 1000 kcmil cable) |  | 4459.59 | 5380.9413 | 150.74 | 22.45 | 9.68 | 3622.3372 | 7429.14 | 160.42 | 2048.1987 | 2048.1987 | 0 | 11211.8972
65192 | GR&S UG 6-5 Precast (4'4" x13'4" x 6', 1 - 1000 kcmil cable) |  | 3747.62 | 4521.8783 | 150.74 | 22.18 | 9.68 | 3503.389 | 6545.8 | 160.42 | 2023.9217 | 2023.9217 | 0 | 10209.609
13466 | GR&S UG 6-7 Polymer Pullbox (30" x 60" x 48", up to 2- 3ø 1/0 or 4/0 and 2-1ø ckts) |  | 908.62 | 1096.3409 | 150.74 | 0.75 | 9.68 | 380.2935 | 1165.12 | 160.42 | 68.7791 | 68.7791 | 0 | 1705.8335
65194 | GR&S UG 6-8 Precast (10' x 8'-6" x 7' T-Type Manhole)(TEC Number 5534530 Doesn't Exist) |  | 721.77 | 870.8877 | 150.74 | 0.88 | 9.68 | 4439.3872 | 951.81 | 160.42 | 80.9223 | 80.9223 | 0 | 5551.6172
65202 | GR&S UG 6-9 Precast 10' x 10' x 7' Manhole |  | 5493.22 | 6628.1193 | 150.74 | 0.88 | 9.68 | 5092.2287 | 6709.04 | 160.42 | 80.9207 | 80.9207 | 0 | 11961.6887
116436 | GR&S UG 6-21 (30" x 48" x 18" - 1ø 1/0 primary) |  | 445.48 | 537.5162 | 150.74 | 0 | 9.68 | 226.6677 | 537.52 | 160.42 | 0.003832 | 0.003832 | 0 | 924.6077
296169 | GR&S UG 6-23 Polymer Pullbox (48" x 96" x 60", up to 1- 3ø 1000 circuit) |  | 3024 | 3648.7584 | 150.74 | 0 | 9.68 | 1452.8104 | 3648.76 | 160.42 | 0.0016 | 0.0016 | 0 | 5261.9904
915769 | GR&S UG 6-26 Polymer Pullbox (5' x 7' x 7', up to 1- 3ø 1000 circuit) |  | 3156.65 | 3808.8139 | 150.74 | 0 | 9.68 | 3474.8704 | 3808.81 | 160.42 | -0.00389 | -0.00389 | 0 | 7444.1004
13482 | Raise Manhole cover 6" |  | 303.15 | 365.7808 | 150.74 | 0.84 | 9.68 | 111.0796 | 442.66 | 160.42 | 76.8792 | 76.8792 | 0 | 714.1596
13471 | Lower Manhole cover 6" |  | 0 | 0 | 150.74 | 0.62 | 9.68 | 111.0796 | 56.64 | 160.42 | 56.64 | 56.64 | 0 | 328.1396
295620 | Install one 1/0 Primary splice |  | 58.64 | 70.755 |  | 3.02 |  |  | 345.88 |  | 275.125 | 275.125 | 0 | 345.88
295623 | Install one 4/0 Primary splice |  | 61.76 | 74.5196 |  | 3.02 |  |  | 197.81 |  | 123.2904 | 123.2904 | 0 | 197.81
584904 | Install one 500 Cu Primary splice |  | 263.29 | 317.6857 |  | 3.02 |  |  | 592.81 |  | 275.1243 | 275.1243 | 0 | 592.81
295624 | Install one 1000 Primary splice |  | 182.49 | 220.1924 |  | 3.02 |  |  | 495.31 |  | 275.1176 | 275.1176 | 0 | 495.31
848233 | Install one 600 amp NLBS 5557800 kit |  | 102.27 | 123.399 |  | 3.77 |  |  | 467.2 |  | 343.801 | 343.801 | 0 | 467.2
591096 | Install one cable sealing kit 5531020 for 1000 kcmil cable |  | 8.78 | 10.5939 |  | 0.83 |  |  | 86.48 |  | 75.8861 | 75.8861 | 0 | 86.48
108926 | Install one 600 amp connecting plug 5557570 |  | 56.23 | 67.8471 |  | 1.66 |  |  | 219.6 |  | 151.7529 | 151.7529 | 0 | 219.6
| Install one 1/0 Primary stresscone PKU12F | These are included in the cable cost now | [8 empty] | 0 | 0 | 0 | 0
| Install three 1/0 Primary stresscones PKU14F | These are included in the cable cost now | [8 empty] | 0 | 0 | 0 | 0
| Install three 4/0 Primary stresscones PKU14C | These are included in the cable cost now | [8 empty] | 0 | 0 | 0 | 0
| Install three 1000 Primary stresscones PKU14G | These are included in the cable cost now | [8 empty] | 0 | 0 | 0 | 0
| Install one 1/0 Primary pothead PKU15F | These are included in the cable cost now | [8 empty] | 0 | 0 | 0 | 0
| Install three 1/0 Primary pothead PKU19F | These are included in the cable cost now | [8 empty] | 0 | 0 | 0 | 0
| Install three 4/0 Primary pothead PKU19C | These are included in the cable cost now | [8 empty] | 0 | 0 | 0 | 0
| Install three 1000 Primary pothead PKU19G | These are included in the cable cost now | [8 empty] | 0 | 0 | 0 | 0
398218 | Install aluminum cover 3' x 8' TEC No 5534670 Spec 6-1 |  | 666.1 | 803.7163 |  | 0 |  |  | 803.72 |  | 0.00374 | 0.00374 | 0 | 803.72
398220 | Install aluminum cover 4' x 6' TEC No 5534650 Spec 6-1 |  | 789.93 | 953.1295 |  | 0 |  |  | 953.13 |  | 0.000462 | 0.000462 | 0 | 953.13
398222 | Install aluminum cover 2' x 5' TEC No 5534690 Spec 6-1 |  | 558.07 | 673.3673 |  | 0 |  |  | 673.37 |  | 0.002738 | 0.002738 | 0 | 673.37
Credit for Customer installation of the conduit system
Assumptions: | When a customer wants credit to install our conduit system, the customer must install the
entire system. If there are pullboxes, manholes, or equipment concrete pads the customer
must install them, as well as the conduit. A customer may not pick and choose which parts
he wants to install. When a Customer installs our conduit, he becomes our contractor.
Tampa Electric provides all the material, the Customer installs it, and we inspect his work.
We pay the Customer at the same rate we pay our contractor to dig the ditch, install the
conduit, and install the pull tape -to do what ever needs to be done. We subtract our
inspection cost. The amount we pay the Customer to install the conduit system shows as
a credit on our estimate of charges.
An important note: There is an inpection charge in the cost of installing the equipment and a
second inspection charge which lowers the credit for the customer installing the equipment.
| This is on purpose because when it is not a TEC approved contractor installing the | [7 empty] | TEC
| equipment more inspection time is required. | [7 empty] | Inspector
[9 empty] | Labor | Credit | TEC | TEC
| Pull box installation credit (Primary Contractor Labor Costs) | [6 empty] | Contractor | & | Grand | Inspector | Inspector
| Description | [6 empty] | Labor | Vehicle | Total | Labor | Vehicle
| GR&S UG 6-1 Pullbox (4' x 8' x 3', 1 - 1000 kcmil cable) - poured in place by Bldg Svc | [6 empty] | N/A | N/A | N/A
| GR&S UG 6-2 Pullbox (8' x 12' x 7') - "S" Type Precast Manhole | [6 empty] | 4984.6919 | 160.42 | 4824.2719 | 150.74 | 9.68
| GR&S UG 6-3 Precast (5' x 10'-6" x 7' , 2 - 1000 kcmil cable) | [6 empty] | 3474.8704 | 160.42 | 3314.4504 | 150.74 | 9.68
| GR&S UG 6-4 Precast (6' x 12' x 7' , 4 - 1000 kcmil cable) | [6 empty] | 3622.3372 | 160.42 | 3461.9172 | 150.74 | 9.68
| GR&S UG 6-5 Precast (4'4" x13'4" x 6', 1 - 1000 kcmil cable) | [6 empty] | 3503.389 | 160.42 | 3342.969 | 150.74 | 9.68
| GR&S UG 6-7 Polymer Pullbox (30" x 60" x 48", up to 2- 3ø 1/0 or 4/0 and 2-1ø ckts) | [6 empty] | 380.2935 | 160.42 | 219.8735 | 150.74 | 9.68
| GR&S UG 6-8 Precast 10' x 8'-6" x 7' T-Type Manhole | [6 empty] | 2484.62 | 160.42 | 2324.2 | 150.74 | 9.68
| GR&S UG 6-9 Precast 10' x 10' x 7' Manhole | [6 empty] | 5092.2287 | 160.42 | 4931.8087 | 150.74 | 9.68
| GR&S UG 6-21 (30" x 48" x 18" - 1ø 1/0 primary) | [6 empty] | 226.6677 | 160.42 | 66.2477 | 150.74 | 9.68
| GR&S UG 6-23 Polymer Pullbox (48" x 96" x 60", up to 1- 3ø 1000 circuit) | [6 empty] | 1452.8104 | 160.42 | 1292.3904 | 150.74 | 9.68
| GR&S UG 6-26 Polymer Pullbox (5' x 7' x 7', up to 1- 3ø 1000 circuit) | [6 empty] | 3474.8704 | 160.42 | 3314.4504 | 150.74 | 9.68
OH Equivalent:
Assumptions:
The OH Equivalent of a Pullbox (or Manhole) and splice is an overhead splice.
The OH Equivalent of any PSE is whatever switches would have been installed if the system was overhead.
|  |  |  | Material + |  |  |  |  | Work |  | TEC | TEC | TEC | Total
|  |  |  | Material | TEC | TEC |  | Contractor | Request |  | Labor | Labor | Labor | Installation
W.R. # | Description |  | Material | Handling | Labor | Overhead | Vehicle | Labor | Total |  | Only | with factor | adder | Cost
13484 | Splice 3 overhead 336 kcmil ACSR |  | 48.95 | 59.0631 | 1.46 |  |  |  | 192.57 |  | 133.5069 | 133.5069 | 0 | 192.57
13485 | Splice 3 overhead #2 AAAC |  | 11.52 | 13.9 | 1.46 |  |  |  | 147.41 |  | 133.51 | 133.51 | 0 | 147.41
109080 | Splice 1 overhead #2 AAAC |  | 3.84 | 4.6333 | 0.49 |  |  |  | 49.13 |  | 44.4967 | 44.4967 | 0 | 49.13
576901 | Splice 1 overhead 2/0 AAAC |  | 4.47 | 5.3935 | 0.49 |  |  |  | 49.89 |  | 44.4965 | 44.4965 | 0 | 49.89
Link to BetterSummary Page
Pullboxes/Manholes -These things are very big and very expensive. They require easements,
| special clearances, and in general special attention. That's why raise and lower are not | [12 empty] | 64.19
applicable. These need to be installed correctly the first time. Sometimes a manhole can be
"raised" by installing another manhole cover collar. The Raise Cost is the cost to install one
manhole cover collar (TEC 5534740 or 5534750) and one manhole casting (TEC 5534590).
The Lower Cost is the cost to remove one manhole cover collar (TEC 5534740 or 5534750)
and one manhole casting (TEC 5534590).
|  | Total | [7 empty] | CIAC
| Pullbox Costs | Installation | Remove | Raise | Lower | Temporary | Relocate | Overhead | Overhead | Differential
| Description | Cost | Cost | Cost | Cost | Cost | Cost | Equivalent | Cost | Cost
| GR&S UG 6-2 Pullbox 8' x 12' x 7' | 11540.5919 | N/A | N/A | N/A | N/A | 11540.5919 | None |  | 11540.5919
| GR&S UG 6-26 Polymer Pullbox (5' x 7' x 7', up to 1- 3ø 1000 circuit) | 7444.1004 | N/A | N/A | N/A | N/A | 7444.1004 | None |  | 7444.1004
| GR&S UG 6-3 Precast 5' x 10'-6" x 7' | 10767.2704 | N/A | N/A | N/A | N/A | 10767.2704 | None |  | 10767.2704
| GR&S UG 6-4 Precast 6' x 12' x 7' | 11211.8972 | N/A | N/A | N/A | N/A | 11211.8972 | None |  | 11211.8972
| GR&S UG 6-5 Precast 4'4" x13'4" x 6' | 10209.609 | N/A | N/A | N/A | N/A | 10209.609 | None |  | 10209.609
| GR&S UG 6-7 Polymer Pullbox 30" x 60" x 48" | 1705.8335 | N/A | N/A | N/A | N/A | 1705.8335 | None |  | 1705.8335
| GR&S UG 6-8 Precast (10' x 8'-6" x 7' T-Type Manhole)(TEC Number 5534530 Doesn't Exist) | 5551.6172 | N/A | N/A | N/A | N/A | 5551.6172 | None |  | 5551.6172
| GR&S UG 6-9 Precast 10' x 10' x 7' Manhole | 11961.6887 | N/A | N/A | N/A | N/A | 11961.6887 | None |  | 11961.6887
| GR&S UG 6-21 (30" x 48" x 18" - 1ø 1/0 primary) | 924.6077 | N/A | N/A | N/A | N/A | 924.6077 | None |  | 924.6077
| GR&S UG 6-23 Polymer Pullbox (48" x 96" x 60", up to 1- 3ø 1000 circuit) | 5261.9904 | N/A |  |  |  | 5261.9904 | None |  | 5261.9904
| Raise Manhole cover 6" | 714.1596 | N/A | 714.1596 | N/A | N/A | N/A | None |  | 714.1596
| Lower Manhole cover 6" | 328.1396 | N/A | N/A | 328.1396 | N/A | N/A | None |  | 328.1396
| Install one 1/0 Primary splice | 345.88 | N/A |  |  |  |  | Splice 1 - #2 AAAC | 49.13 | 296.75
| Install one 4/0 Primary splice | 197.81 | N/A |  |  |  |  | Splice 1 - 2/0 AAAC | 49.89 | 147.92
| Install one 500 Cu Primary splice | 592.81 | N/A |  |  |  |  | Splice 3 - 336 kcmil ACSR | 64.19 | 528.62
| Install one 1000 Primary splice | 495.31 | N/A |  |  |  |  | Splice 3 - 336 kcmil ACSR | 64.19 | 431.12
| Install one 600 amp NLBS 5557800 kit | 467.2 | N/A |  |  |  |  | Splice 3 - 336 kcmil ACSR | 64.19 | 403.01
| Install one cable sealing kit 5531020 for 1000 kcmil cable | 86.48 | N/A |  |  |  |  | None |  | 86.48
| Install one 600 amp connecting plug 5557570 | 219.6 | N/A |  |  |  |  | None |  | 219.6
Link to SDRate Summary Page |  |  |  |  | Info for E379
[6 empty] | Inspector |  | TEC | Contractor
CIAC | Underground Feeder/Switchgear/Terminal Poles |  |  |  | Material | Labor | Vehicle | Labor Hrs | Labor
Cost | Switchgear, Termination Cabinets and Pull-boxes
5261.9904 | Pullbox (48" x 96" x 60"), /unit (not a differential) |  |  |  | 3648.7584 | 150.74 | 9.68 | 0 | 1452.8104
-1292.3904 | Credit for installation of pullbox (48" x 96" x 60")/unit (not a differential) |  |  |  |  | 150.74 | 9.68 |  | -1452.8104
1705.8335 | Pullbox (30" x 60" x 48"), /unit (not a differential) |  |  |  | 1096.3409 | 150.74 | 9.68 | 0.75 | 380.2935
-219.8735 | Credit for installation of pullbox (30" x 60" x 48")/unit (not a differential) |  |  |  |  | 150.74 | 9.68 |  | -380.2935
11540.5919 | GR&S UG 6-2 Pullbox (8' x 12' x 7') - "S" Type Precast Manhole (not a differential) |  |  |  | 5914.0172 | 150.74 | 9.68 | 5.27 | 4984.6919
-4824.2719 | Credit for Pullbox installation ( 8' x 12' x 7' ), /unit (not a differential) |  |  |  |  | 150.74 | 9.68 |  | -4984.6919
7444.1004 | Pullbox ( 5' x 7' x 7' ), /unit (not a differential) |  |  |  |  | 150.74 | 9.68 |  | 3474.8704
-3314.4504 | Credit for Pullbox installation ( 5' x 7' x 7' ), /unit (not a differential) |  |  |  |  | 150.74 | 9.68 |  | -3474.8704
10767.2704 | Pullbox ( 5' x 10'6" x 7' ), /unit (not a differential) |  |  |  | 5123.2477 | 150.74 | 9.68 | 22.02 | 3474.8704
-3314.4504 | Credit for Pullbox installation ( 5' x 10'6" x 7' ), /unit (not a differential) |  |  |  |  | 150.74 | 9.68 |  | -3474.8704
11211.8972 | Pullbox ( 6' x 12' x 7' ), /unit (not a differential) |  |  |  | 5380.9413 | 150.74 | 9.68 | 22.45 | 3622.3372
-3461.9172 | Credit for Pullbox installation ( 6' x 12' x 7' ), /unit (not a differential) |  |  |  |  | 150.74 | 9.68 |  | -3622.3372
10209.609 | Pullbox ( 4'4" x 13'4" x 6' ), /unit (not a differential) |  |  |  | 4521.8783 | 150.74 | 9.68 | 22.18 | 3503.389
-3342.969 | Credit for Pullbox installation ( 4'4" x 13'4" x 6' ), /unit (not a differential) |  |  |  |  | 150.74 | 9.68 |  | -3503.389
403.01 | Install one 600 amp elbow connector kit 5557800 (NLBS), /kit (differential) |  |  |  | 123.399 |  |  | 3.77
86.48 | Install one cable sealing kit 5531020 for 1000 kcmil cable, /kit (not a differential) |  |  |  | 10.5939 |  |  | 0.83
219.6 | Install one 600 amp connecting plug 5557570, /plug (not a differential) |  |  |  | 67.8471 |  |  | 1.66
431.12 | Install one splice for 1c 1000 kcmil cable, /splice (differential) |  |  |  | 220.1924 |  |  | 3.02
528.62 | Install one splice for 1c 500 kcmil Cu cable, /splice (differential) |  |  |  | 317.6857 |  |  | 3.02
147.92 | Install one splice for 1c 4/0 cable, /splice (differential) |  |  |  | 74.5196 |  |  | 3.02
296.75 | Install one splice for 1c 1/0 cable, /splice (differential) |  |  |  | 70.755 |  |  | 3.02
Info for E379
| Underground 1ø Primary and Pad-Mounted Transformers |  |  |  |  | Inspector |  | TEC | Contractor
| 1ø Underground equipment - NOT a differential costs |  |  |  | Material | Labor | Vehicle | Labor Hrs | Labor
924.6077 | 1ø splice box (30" x 48" x 18"), /unit (not a differential) |  |  |  | 537.5162 | 150.74 | 9.68 | 0 | 226.6677
-66.2477 | Credit for installation of splice box (30" x 48" x 18"), /unit (not a differential) |  |  |  |  | 150.74 | 9.68 |  | -226.6677
296.75 | Install one splice for 1ø 1c 1/0 cable, /splice (differential) |  |  |  | 70.755 |  |  | 3.02
Info for E379
| 3ø Pad-Mounted Transformers |  |  |  |  | Inspector |  | TEC | Contractor
Cost/Unit | 3ø Underground equipment - NOT a differential costs |  |  |  | Material | Labor | Vehicle | Labor Hrs | Labor
1705.8335 | Polymer pullbox (30" x 60" x 48"), /unit (not a differential) |  |  |  | 1096.3409 | 150.74 | 9.68 |  | 380.2935
-219.8735 | Credit for installation of polymer pullbox (30" x 60" x 48"), /unit (not a differential) |  |  |  |  | 150.74 | 9.68 |  | -380.2935
296.75 | Install one splice for 1c 1/0 cable, /splice (differential) |  |  |  | 74.5196 |  |  | 3.02

## Switchgear&OH Switches
| Legend | [5 empty] | This worksheet
checked for
| Green highlighting indicates an input area. This is where updated information should be entered. | [5 empty] | 2010
| Yellow highlighting indicates area where there is a link. | [5 empty] | 12/21/2009
Peach highlighting indicates area where there are formulas.
Lilac highligting indicates checked Work Request for correct CU's, contractors cost & quantities.
UG Equipment - Switchgear
Assumptions: | The cable termination materials are in the cable cost estimate. The conduit ell materials are
in the conduit cost. The grounding material is part of the PMH CU. The CU's in WorkPro
contain the mild steel TEC material number, except the PMH9A (automatic switchgear),
which only comes in stainless steel. There are no CU's for stainless steel PMH equipment,
except the PMH9A. To get the stainless steel PMH cost, in WorkPro on the Matl Substitute
screen, the mild steel TEC material number (PSE-3 = 5558570, PSE-9 = 5558520,
PSE-11 = 5558550, PSE-12 = 5558560) was deleted and the stainless steel TEC material
number (PSE-3 = 5558840, PSE-9 = 5558670, PSE-11 = 5558800, PSE-12 = 5558830) was added.
Per UG GR&S 6-18 install additional 2" conduit for remote indication or supervisory control.
Install Cost = TEC labor plus overheads, vehicle, material, and material handling to install
equipment, plus contractor labor to install conduit and concrete pad.
| Remove Cost = TEC labor plus overheads and vehicle to remove equipment. | [8 empty] | TEC
Inspector
Switchgear | Install |  |  | Material + | TEC |  |  |  | Work | Labor | TEC | TEC | TEC | Total
Work | or |  |  | Material | Labor | TEC |  | Contractor | Request | & | Labor | Labor | Labor | Installation
Request # | Remove | Description | Material | Handling | Hours | Overhead | Vehicle | Labor | Total | Vehicle | Only | with factor | adder | Cost
71349 | Install | PSE-3 Stainless Steel, UG GR&S 12-18, 12-20 | 4202.92 | 5071.2433 | 12.78 |  |  | 735.9701 | 6236.43 | 160.42 | 1165.1867 | 1165.1867 | 0 | 7132.8201
12963 | Remove | PSE-3 Stainless Steel | 0 |  | 6.25 |  |  |  | 570.45 |  | 570.45 | 570.45 | 0 | 570.45
13102 | Install | PSE-9 Stainless Steel, UG GR&S 12-18, 12-20 | 14478.63 | 17469.915 | 14.95 |  |  | 735.9701 | 18833.35 | 160.42 | 1363.435 | 1363.435 | 0 | 19729.7401
12964 | Remove | PSE-9 Stainless Steel | 0 |  | 8.3 |  |  |  | 756.55 |  | 756.55 | 756.55 | 0 | 756.55
13472 | Install | PSE-9-Auto Stainless Steel, UG GR&S 12-18, 12-22 | 42583.81 | 51381.6251 | 14.95 |  |  | 735.9701 | 52745.06 | 160.42 | 1363.4349 | 1363.4349 | 0 | 53641.4501
13095 | Remove | PSE-9-Auto Stainless Steel | 0 |  | 8.3 |  |  |  | 756.55 |  | 756.55 | 756.55 | 0 | 756.55
363728 | Install | PSE-10 Stainless Steel | 20915.75 | 25236.944 | 16.28 |  |  | 735.9701 | 26721.82 | 160.42 | 1484.8761 | 1484.8761 | 0 | 27618.2101
126427 | Remove | PSE-10 Stainless Steel | 0 |  | 6.47 |  |  |  | 590.75 |  | 590.75 | 590.75 | 0 | 590.75
57260 | Install | PSE-11 Stainless Steel, UG GR&S 12-18, 12-20 | 15345.72 | 18516.1458 | 14.15 |  |  | 735.9701 | 19806.74 | 160.42 | 1290.5942 | 1290.5942 | 0 | 20703.1301
12966 | Remove | PSE-11 Stainless Steel | 0 |  | 7.5 |  |  |  | 683.71 |  | 683.71 | 683.71 | 0 | 683.71
12288 | Install | PSE-12 Stainless Steel, UG GR&S 12-18, 12-20 | 16733.95 | 20191.1841 | 15.18 |  |  | 735.9701 | 21574.85 | 160.42 | 1383.6659 | 1383.6659 | 0 | 22471.2401
12967 | Remove | PSE-12 Stainless Steel | 0 |  | 8.65 |  |  |  | 788.93 |  | 788.93 | 788.93 | 0 | 788.93
|  | Average | 18669.006 |  | 14.402
[5 empty] | 7.8 | [8 empty] | 691.1567
UG Equipment - Replace a Switchgear
| Install |  |  | Material + | TEC |  |  |  | Work | Labor | TEC | TEC | TEC | Total
| & |  |  | Material | Labor | TEC |  | Contractor | Request | & | Labor | Labor | Labor | Replacement
| Remove | Description | Material | Handling | Hours | Overhead | Vehicle | Labor | Total | Vehicle | Only | with factor | adder | Cost
|  | PSE-9 Stainless Steel, UG GR&S 12-18, 12-20 | 14478.63 | 17469.915 | 23.25 |  |  | 735.9701 | 19589.9 | 160.42 | 2119.985 | 2119.985 | 0 | 20486.2901
|  | PSE-9-Auto Stainless Steel, UG GR&S 12-18, 12-22 | 42583.81 | 51381.6251 | 23.25 |  |  | 735.9701 | 53501.61 | 160.42 | 2119.9849 | 2119.9849 | 0 | 54398.0001
|  | PSE-10 Stainless Steel | 20915.75 | 25236.944 | 22.75 |  |  | 735.9701 | 27312.57 | 160.42 | 2075.626 | 2075.626 | 0 | 28208.9601
|  | PSE-11 Stainless Steel, UG GR&S 12-18, 12-20 | 15345.72 | 18516.1458 | 21.65 |  |  | 735.9701 | 20490.45 | 160.42 | 1974.3042 | 1974.3042 | 0 | 21386.8401
|  | PSE-12 Stainless Steel, UG GR&S 12-18, 12-20 | 16733.95 | 20191.1841 | 23.83 |  |  | 735.9701 | 22363.78 | 160.42 | 2172.5959 | 2172.5959 | 0 | 23260.1701
|  | Average | 22011.572 | 26559.1628 | 22.946 |  |  | 735.9701 | 28651.662 | 160.42 | 2092.4992 | 2092.4992 | 0 | 29548.0521
UG Equipment - Temporary Cabinet
Assumptions: | Temporary Cabinet - Fits on the same concrete pad used for switchgear. It can be used as a
temporary installation to avoid the cost of the swichgear. It may be used as a splice point in
place of a manhole when the exact switchgear requirements are unknown.
The costs shown here to install and to remove do not include the concrete pad, because the
concrete pad cost is in the switchgear price (CIAC).
The install and remove work requests are used to calculate the CIAC for the temporary
installation and removal of the termination cabinet.
The grounding is part of the PMH CU and the ground cost is included in the PMH CIAC.
But grounding is necessary for the termination cabinet also. The customer should be
responsible for the labor to install the ground connection on the termination cabinet, and
the labor to remove the ground connection on the termination cabinet.
The cost of a concrete pad is shown because it is needed in the PSA cost for TEC internal use.
The total cost of the concrete pad is material, material handling, and contractor labor.
Install Cost = TEC labor plus overheads, vehicle, material, and material handling to install equipment.
Remove Cost = TEC labor plus overheads and vehicle to remove equipment.
Temporary
Cabinet | Install |  |  | Material + | TEC |  |  |  | Work |  | TEC | TEC | TEC | Total
Work | or |  |  | Material | Labor | TEC |  | Contractor | Request |  | Labor | Labor | Labor | Installation
Request # | Remove | Description | Material | Handling | Hours | Overhead | Vehicle | Labor | Total |  | Only | with factor | adder | Cost
13101 | Install | UG GR&S 12-21, TEC Number 5551660 | 6574.12 | 7932.3332 | 23.87 |  |  |  | 10109.04 |  | 2176.7068 | 2176.7068 | 0 | 10109.04
12591 | Remove | UG GR&S 12-21, TEC Number 5551660 | 0 |  | 2.31 |  |  |  | 210.43 |  | 210.43 | 210.43 | 0 | 210.43
Assumptions: | The cost of a concrete pad is shown because it is needed in the PSA cost for TEC internal use.
The total cost of the concrete pad is material, material handling, and contractor labor.
| Install Cost = TEC material, and material handling, plus contractor labor to install conduit and concrete pad. | [8 empty] | TEC
Inspector
Concrete | Install |  |  | Material + | TEC |  |  |  | Work | Labor | TEC | TEC | TEC | Total
Pad Work | or |  |  | Material | Labor | TEC |  | Contractor | Request | & | Labor | Labor | Labor | Installation
Request # | Remove | Description | Material | Handling | Hours | Overhead | Vehicle | Labor | Total | Vehicle | Only | with factor | adder | Cost
12728 | Install | UG GR&S 6-18, TEC Number 2001005 | 447.56 | 540.0259 | 0 |  |  | 735.9701 | 540.03 | 160.42 | 0.004104 | 0.004104 | 0 | 1436.4201
| Remove | Remove doesn't happen - pad stays in the ground | [8 empty] | 0 | 0 | 0 | 0
396968 | install | Install cover, TEC Number 2001012, 2 required | 323.28 | 390.0696 | 0 | Guess ==========> |  | 100 | 390.09 |  | 0.020352 | 0.020352 | 0 | 490.09
OH Switches:
Assumptions: | The OH Equivalent of a switchgear is what switching would there be if the work was done overhead.
One overhead equivalent for the underground 1Ø 1/0 AL primary takeoff is a 1Ø #2 AWG AAAC branch lateral with a cutout (wood pole) - CU = PKP104WD3A, FLOH103. Any ground required?
Another overhead equivalent for the underground 1Ø 1/0 AL primary takeoff is a 1Ø #2 AWG AAAC branch lateral with a cutout (concrete pole) - CU = EC1COLA, FLOH103, GRDPOLEC, GRDMEG1/2.
The overhead equivalent for the underground 3Ø 1/0 AL primary takeoff is a 3Ø #2 AWG AAAC branch lateral, single 9' crossarm with 3 cutouts - CU = PKP304WD3A, 3-FLOH103.
The overhead equivalent for the underground 3Ø 4/0 AL primary takeoff is a 3Ø 2/0 AWG AAAC branch lateral, single 9' crossarm with 3 cutouts - CU = PKP304WD3B, 3-FLOH103.
One overhead equivalent for the underground 3Ø 1000 kcmil AL primary takeoff is a 3Ø 336 kcmil AAAC branch lateral, double 9' crossarms with 3 SPST - CU = PKE205W2D.
Another overhead equivalent for the underground 3Ø 1000 kcmil AL primary takeoff is a 3Ø 336 kcmil AAAC branch lateral, single 9' timber with 3 SPST in-line - CU = PKE201W2D.
Install Cost = TEC labor plus overheads, vehicle, material, and material handling to install equipment.
Remove Cost = TEC labor plus overheads and vehicle to remove equipment.
When used as a credit on UG
Switch | Install |  |  | Material + | TEC |  |  |  | Work |  | TEC | TEC | TEC | Total |  |  | Accounting Percentages
Work | or |  |  | Material | Labor | TEC |  | Contractor | Request |  | Labor | Labor | Labor | Installation |  |  | Conduit | Cable
Request # | Remove | Description | Material | Handling | Hours | Overhead | Vehicle | Labor | Total |  | Only | with factor | adder | Cost | Salvage |  | 366 | 367
159829 | Install | 1ø fused cutout | 177.88 | 214.63 | 4.3 |  |  |  | 607.07 |  | 392.44 | 392.44 | 0 | 607.07 | 65.24 |  |  | 1
159828 | Remove | 1ø fused cutout |  |  | 1.07 |  |  |  | 97.1 |  | 97.1 | 97.1 | 0 | 97.1
341938 | Install | 1ø fused cutout on concrete pole | 325.47 | 392.7121 | 5.59 |  |  |  | 902.7 |  | 509.9879 | 509.9879 | 0 | 902.7 | 65.24 |  |  | 1
347838 | Remove | 1ø fused cutout on concrete pole |  |  | 1.5 |  |  |  | 137.59 |  | 137.59 | 137.59 | 0 | 137.59
159823 | Install | 3Ø #2 AWG AAAC Primary fused OH takeoff | 617.23 | 744.7497 | 14.78 |  |  |  | 2092.01 |  | 1347.2603 | 1347.2603 | 0 | 2092.01 | 195.72 |  |  | 1
159821 | Remove | 3Ø #2 AWG AAAC Primary fused OH takeoff |  |  | 5.66 |  |  |  | 515.85 |  | 515.85 | 515.85 | 0 | 515.85
161314 | Install | 3Ø 2/0 AWG AAAC Primary fused OH takeoff | 618.46 | 746.2338 | 14.7 |  |  |  | 2085.81 |  | 1339.5762 | 1339.5762 | 0 | 2085.81 | 195.72 |  |  | 1
161318 | Remove | 3Ø 2/0 AWG AAAC Primary fused OH takeoff |  |  | 6.7 |  |  |  | 609.37 |  | 609.37 | 609.37 | 0 | 609.37
65319 | Install | 3 SPST - in line switches | 1786.36 | 2155.422 | 62.33 |  |  |  | 7838.47 |  | 5683.048 | 5683.048 | 0 | 7838.47 | 873.215 |  |  | 1
12287 | Remove | 3 SPST - in line switches | 0 |  | 23.81 |  |  |  | 2172.66 |  | 2172.66 | 2172.66 | 0 | 2172.66
161323 | Install | 3 SPST - double crossarm mounted switches | 1920.82 | 2317.6614 | 42.13 |  |  |  | 6160.05 |  | 3842.3886 | 3842.3886 | 0 | 6160.05 | 873.215 |  |  | 1
161338 | Remove | 3 SPST - double crossarm mounted switches | 0 |  | 29.43 |  |  |  | 2684.1 |  | 2684.1 | 2684.1 | 0 | 2684.1
Salvagable Material Cost
Assumptions: | To get the Relocate Cost, the value of the salvageable material is required. The reusable material is the
switchgear, SPST switches, and cutouts. The rest of the material is scrap. Many times it is not possible to remove the concrete pad,
(at switchgear) especially if it's wet. A suction develops and it cannot be pulled out of the ground. It may cause more
damage to try to get the concrete pad out than to leave it, therefore, the salvageable value is the switchgear
only. The salvageable value is the material cost in the work request below.
Switchgear |  |  | (Salvage | Material + | TEC
Work |  |  | Value) | Material | Labor | TEC |  | Contractor
Request # | Install | Description | Material | Handling | Labor | Overhead | Vehicle | Labor | Total
13104 | Install | PSE-3 Mild Steel | 3543.93 | [5 empty] | 5388.7
13105 | Install | PSE-9 Mild Steel | 7959.22 | [5 empty] | 10716.18
13127 | Install | PSE-11 Mild Steel | 7759.35 | [5 empty] | 10475.02
13128 | Install | PSE-12 Mild Steel | 7292.22 | [5 empty] | 9911.38
13132 | Install | PSE-3 Stainless Steel | 3516.63 | [5 empty] | 5355.76
13197 | Install | PSE-9 Stainless Steel | 11306.47 | [5 empty] | 14754.98
13199 | Install | PSE-9-Auto Stainless Steel | 39411.65 | [5 empty] | 48666.69
363749 | Install | PSE-10 Stainless Steel | 14831.91 | [5 empty] | 17896.18
13204 | Install | PSE-11 Stainless Steel | 13297.13 | [5 empty] | 17156.91
13206 | Install | PSE-12 Stainless Steel | 12676.96 | [5 empty] | 16408.61
727188 | Install | Salvage for one cutout | 65.24
| Install | Salvage for 3 cutouts | 195.72
727244 | Install | Salvage for 3 SPST switches (3 in-line + 3 xarm) | 873.215
Temporary
Cabinet |  |  | (Salvage
Work |  |  | Value)
Request # |  |  | Material
13103 | Install | UG GR&S 12-21, TEC Number 5551660 | 5612 | [5 empty] | 6771.44
Credit To Install Pad For Switchgear & Temporary Cabinet
Assumptions: | When a customer wants credit to install our conduit system, the customer must install the
entire system. If there are pullboxes, manholes, or equipment concrete pads the customer
must install them, as well as the conduit. A customer may not pick and choose which parts
he wants to install. When a Customer installs our conduit, he becomes our contractor.
Tampa Electric provides all the material, the Customer installs it, and we inspect his work.
We pay the Customer at the same rate we pay our contractor to dig the ditch, install the
conduit, and install the pull tape -to do what ever needs to be done. We subtract our
inspection cost. The amount we pay the Customer to install the conduit system shows as
| a credit on our estimate of charges. | [7 empty] | TEC
| PMH switchgear and the temporary cabinet both have the same pad. | [7 empty] | Inspector
|  |  |  | Material + | TEC |  |  |  | Labor | Credit
|  | Credit To Install Switchgear pit |  | Material | Labor | TEC |  | Contractor | & | Grand | TEC | Inspector | Contractor
| Install | Description | Material | Handling | Labor | Overhead | Vehicle | Labor | Vehicle | Total | Inspector | Vehicle | Labor/unit
| Install | UG GR&S 6-18, TEC Number 2001005 | [5 empty] | 735.9701 | 320.84 | 415.1301 | 301.48 | 19.36 | 735.9701
Dead Span - Cut primary and install deadend
Dead Span |  |  |  | Material + | TEC
Work |  |  |  | Material | Labor | TEC |  | Contractor
Request # | Install | Description | Material | Handling | Labor | Overhead | Vehicle | Labor | Total
761444
Link to SDRateSummary Page
| Overhead Construction |  |  | CIAC | E379 | Teco
|  | Other OH distribution install costs |  | Coist/unit | Material | Labor
|  | Install one Primary Line Fuse (PLF) - 1ø cutout |  | 754.885 | 303.6711 | 4.945
|  | Install one set of three PLFs (3ø cutouts) |  | 2088.91 | 745.4918 | 14.74
|  | Install 3 SPST 600 amp switches |  | 6999.26 | 2236.5417 | 52.23
|  |  |  | CIAC | E379 |  | Teco
|  | Other OH distribution remove costs |  | Coist/unit | Material |  | Labor
|  | Remove one Primary Line Fuse (PLF) - 1ø cutout |  | 117.345 | 0 |  | 1.285
|  | Remove one set of three PLFs (3ø cutouts) |  | 562.61 | 0 |  | 6.18
|  | Remove 3 SPST 600 amp switches |  | 2428.38 | 0 |  | 26.62
[15 empty] | E379 | E379
| Underground Feeder/Switchgear/Terminal Poles |  |  |  |  | Total |  | CIAC |  |  | CIAC |  | E379 | E379 | TECO | TECO | E379
[6 empty] | Remove | Temporary | Relocate | Overhead | Overhead | Differential | E379 | TECO | Inspector | Labor In | Labor Rm | Contractor
|  | Main Feeder - 3ø 3 conductor 1000 kcmil - NOT a differential costs |  |  |  | Cost | Cost | Cost | Equivalent | Cost | Cost | Material | Inspector | Vehicle | Hours | Hours | Labor
|  | Credit for 3ø OH SPST 600 amp switches that would have been required if OH (not a differential) | [8 empty] | -6999.26
Subfeeder - 3ø 3 conductor 1/0 or 4/0 - NOT a differential costs
|  | Credit for 3ø OH fused cutouts that would have been required if OH (not a differential) | [8 empty] | -2088.91
|  | Switchgear, Cabinets, Pullboxes and Credits | [12 empty] | E379 | E379
[6 empty] | Total |  | CIAC |  |  | CIAC |  | E379 | E379 | TECO | TECO | E379
|  | Switchgear |  |  |  | Remove | Temporary | Relocate | Overhead | Overhead | Differential | E379 | TECO | Inspector | Labor In | Labor Rm | Contractor
|  | Description |  |  |  | Cost | Cost | Cost | Equivalent | Cost | Cost | Material | Inspector | Vehicle | Hours | Hours | Labor
|  | PSE-3 Stainless Steel Cabinet |  |  |  | 570.45 | N/A | 4186.6401 | Depends | Depends | 7132.8201 | 5071.2433 | 150.74 | 9.68 | 12.78 |  | 735.9701
|  | PSE-9 Stainless Steel Cabinet |  |  |  | 756.55 | N/A | 9179.8201 | Depends | Depends | 19729.7401 | 17469.915 | 150.74 | 9.68 | 14.95 |  | 735.9701
|  | PSE-9A Stainless Steel Cabinet (Automatic) |  |  |  | 756.55 | N/A | 14986.3501 | None | None | 53641.4501 | 51381.6251 | 150.74 | 9.68 | 14.95 |  | 735.9701
|  | PSE-10 Stainless Steel Cabinet |  |  |  | 590.75 | N/A | 13377.0501 | Depends | Depends | 27618.2101 | 25236.944 | 150.74 | 9.68 | 16.28 |  | 735.9701
|  | PSE-11 Stainless Steel Cabinet |  |  |  | 683.71 | N/A | 8089.7101 | Depends | Depends | 20703.1301 | 18516.1458 | 150.74 | 9.68 | 14.15 |  | 735.9701
|  | PSE-12 Stainless Steel Cabinet |  |  |  | 788.93 | N/A | 10583.2101 | Depends | Depends | 22471.2401 | 20191.1841 | 150.74 | 9.68 | 15.18 |  | 735.9701
|  | Credit for Switchgear pit installation, GR&S 6-18, /pit (not a differential) | [8 empty] | -415.1301 |  | 301.48 | 19.36 |  |  | -735.9701
|  | Credit for 3ø OH SPST 600 amp switches that would have been required if OH (not a differential) | [8 empty] | -6999.26
|  | Credit for 3ø OH fused cutouts that would have been required if OH (not a differential) | [8 empty] | -2088.91
|  | Remove PSE-9, PSE-9A, PSE-10, PSE-11, or PSE-12, /unit (not a differential) | [8 empty] | 691.1567 |  |  |  |  | 7.5783
|  | Temporary 600 Amp Primary Termination Cabinet |  |  |  | 210.43 | 4707.47 | 6143.8901 | None |  | 4707.47 | 8472.3591 | 150.74 | 9.68 | 23.87 |  | 735.9701
|  | Install switchgear pad and pit only | [8 empty] | 1436.4201
|  | Install cover on switchgear pad (for relocation) | [8 empty] | 490.09
Underground 1ø Primary and Pad-Mounted Transformers
1ø Underground equipment - NOT a differential costs
|  | Credit for 1ø OH fused cutout that would have been required if OH (not a differential) | [8 empty] | -754.885
3ø Pad-Mounted Transformers
3ø Underground equipment - NOT a differential costs
3ø beyond the closest point of attachment costs
|  | Credit for 3ø OH fused cutouts that would have been required if OH (not a differential) | [8 empty] | -2088.91

## UG from OH
Legend
This worksheet
| Green highlighting indicates an input area. This is where updated information should be entered. | [5 empty] | checked for
| Yellow highlighting indicates area where there is a link. | [5 empty] | 2010
| Peach highlighting indicates area where there are formulas. | [5 empty] | 1/14/2010
Lilac highligting indicates checked Work Request for correct CU's, contractors cost & quantities.
UG PRIMARY WITH TERMINATIONS AT OH SOURCE
Assumptions: | Underground primary cable starts at a transition point from overhead distribution. At the transition point there
is a switch which may be a solid blade or a fuse. All primary underground cable is installed in conduit.
The starting point is called the underground primary takeoff. The primary underground takeoff here includes
everything necessary on the pole (but not the pole itself). The primary underground takeoff includes
(equipment package) the switches, the lightning arresters, brackets, grounding, the stirrups, the hot
line clamps,the pole grounding, (primary termination package) the termination, the potheads, the
conduit, the cable and the associated hardware, (conduit termination package) galvanized conduit and ells
with couplings. The primary underground takeoff cost is the total cost of the work request and includes the
material costs, material handling, TEC labor, vehicle and TEC overheads.
For 1ø 1/0 AL Primary UG Takeoff CU's = PKE601WF1D, FLOH103, PKU16WF, PKU41P2
For 2ø 1/0 AL Primary UG Takeoff CU's = PKE625WF1D, 2-FLOH103, PKU17WF, PKU41P2
For 3ø 1/0 AL Primary UG Takeoff CU's = PKE651WF1D, 3-FLOH103, PKU18WF, PKU41P4R30
For 3ø 4/0 AL Primary UG Takeoff CU's = PKE651WC1D, 3-FLOH103, PKU18WC, PKU41P4R30
For 3ø 1000 kcmil Primary UG Takeoff CU's = PKE678W1D, PKU18WG, PKU41P6
The termination at the opposite end of the cable (where the cable takeoff is going to end up, usually at a
manhole, a switchgear or a transformer), the other cable termination is included in that cable.
Installation Cost = labor plus overheads, vehicle, material, and material handling to install equipment.
The WorkPro work requests assume 40 feet of primary cable and 30 feet of conduit at the pole.
Removal Cost = labor plus overheads and vehicle to remove equipment. The WorkPro work requests
UG | assume 40 feet of primary cable and 30 feet of conduit at the pole.
Takeoffs | Install |  |  | Material + | TEC |  |  |  | Work | TEC | TEC | TEC | Total
Work | or |  |  | Material | Labor | TEC |  | Contractor | Request | Labor | Labor | Labor | Installation
Request # | Remove | Description | Material | Handling | Hours | Overhead | Vehicle | Labor | Total | Only | with factor | adder | Cost
159857 | Install | 1ø 1/0 AL Primary UG Takeoff | 584.44 | 705.1853 | 11.46 |  |  |  | 1749.27 | 1044.0847 | 1044.0847 | 0 | 1749.27
159855 | Remove | 1ø 1/0 AL Primary UG Takeoff |  |  | 2.69 |  |  |  | 245.49 | 245.49 | 245.49 | 0 | 245.49
366012 | Install | 2ø 1/0 AL Primary UG Takeoff | 1038.62 | 1253.1989 | 18.42 |  |  |  | 2933.2 | 1680.0011 | 1680.0011 | 0 | 2933.2
366013 | Remove | 2ø 1/0 AL Primary UG Takeoff |  |  | 4.06 |  |  |  | 369.19 | 369.19 | 369.19 | 0 | 369.19
159852 | Install | 3ø 1/0 AL Primary UG Takeoff | 1534.18 | 1851.1416 | 22.01 |  |  |  | 3857.69 | 2006.5484 | 2006.5484 | 0 | 3857.69
159847 | Remove | 3ø 1/0 AL Primary UG Takeoff |  |  | 6.39 |  |  |  | 581.07 | 581.07 | 581.07 | 0 | 581.07
159845 | Install | 3ø 4/0 AL Primary UG Takeoff | 1704.59 | 2056.7583 | 22.16 |  |  |  | 4077.52 | 2020.7617 | 2020.7617 | 0 | 4077.52
159841 | Remove | 3ø 4/0 AL Primary UG Takeoff |  |  | 6.6 |  |  |  | 602.06 | 602.06 | 602.06 | 0 | 602.06
159838 | Install | 3ø 1000 kcmil AL Primary UG Takeoff | 3191.94 | 3851.3948 | 38.8 |  |  |  | 7389.37 | 3537.9752 | 3537.9752 | 0 | 7389.37
159834 | Remove | 3ø 1000 kcmil AL Primary UG Takeoff |  |  | 13.74 |  |  |  | 1253.7 | 1253.7 | 1253.7 | 0 | 1253.7
591130 | Install | 3ø 1000 kcmil AL Substation Takeoff | 551.08 | 664.9331 | 11.26 |  |  |  | 1692.46 | 1027.5269 | 1027.5269 | 0 | 1692.46
126428 | Remove | 3ø 1000 kcmil AL Substation Takeoff |  |  | 1.55 |  |  |  | 141.95 | 141.95 | 141.95 | 0 | 141.95
Overhead Equivalent
Assumptions: | The overhead equivalent for the underground 1Ø 1/0 AL primary takeoff is a 1Ø #2 AWG AAAC branch lateral with a cutout - CU = PKP104WD3A, FLOH103.
Another overhead equivalent for the underground 1Ø 1/0 AL primary takeoff is a 1Ø #2 AWG AAAC branch lateral with a cutout (concrete pole) - CU = EC1COLA, FLOH103, GRDPOLEC, GRDMEG1/2.
The overhead equivalent for the underground 2Ø 1/0 AL primary takeoff is a 2Ø #2 AWG AAAC branch lateral with two cutouts - CU = PKP204WD3A, 2-FLOH103.
The overhead equivalent for the underground 3Ø 1/0 AL primary takeoff is a 3Ø #2 AWG AAAC branch lateral, single 9' crossarm with 3 cutouts - CU = PKP304WD3A, 3-FLOH103.
The overhead equivalent for the underground 3Ø 4/0 AL primary takeoff is a 3Ø 2/0 AWG AAAC branch lateral, single 9' crossarm with 3 cutouts - CU = PKP304WD3B, 3-FLOH103.
One overhead equivalent for the underground 3Ø 1000 kcmil AL primary takeoff is a 3Ø 336 kcmil AAAC branch lateral, double 9' crossarms with 3 SPST - CU = PKE205W2D.
Another overhead equivalent for the underground 3Ø 1000 kcmil AL primary takeoff is a set of 3 in-line SPST - CU = PKE201W2D.
Installation Cost = labor plus overheads, vehicle, material, and material handling to install equipment.
Removal Cost = labor plus overheads and vehicle to remove equipment.
OH
Takeoffs | Install |  |  | Material + | TEC |  |  |  | Work | TEC | TEC | TEC | Total
Work | or |  |  | Material | Labor | TEC |  | Contractor | Request | Labor | Labor | Labor | Installation
Request # | Remove | Description | Material | Handling | Hours | Overhead | Vehicle | Labor | Total | Only | with factor | adder | Cost
159829 | Install | 1Ø #2 AWG AAAC Primary OH Takeoff | 177.88 | 214.63 | 4.3 |  |  |  | 607.07 | 392.44 | 392.44 | 0 | 607.07
159828 | Remove | 1Ø #2 AWG AAAC Primary OH Takeoff | 0 | 0 | 1.07 |  |  |  | 97.1 | 97.1 | 97.1 | 0 | 97.1
341938 | Install | 1Ø #2 AWG AAAC Primary OH Takeoff | 325.47 | 392.7121 | 5.59 |  |  |  | 902.7 | 509.9879 | 509.9879 | 0 | 902.7
347838 | Remove | 1Ø #2 AWG AAAC Primary OH Takeoff | 0 |  | 1.5 |  |  |  | 137.59 | 137.59 | 137.59 | 0 | 137.59
366020 | Install | 2Ø #2 AWG AAAC Primary OH Takeoff | 463.22 | 558.9213 | 6.06 |  |  |  | 1110.55 | 551.6287 | 551.6287 | 0 | 1110.55
366024 | Remove | 2Ø #2 AWG AAAC Primary OH Takeoff | 0 | 0 | 1.69 |  |  |  | 153.75 | 153.75 | 153.75 | 0 | 153.75
159823 | Install | 3Ø #2 AWG AAAC Primary OH Takeoff | 617.23 | 744.7497 | 14.78 |  |  |  | 2092.01 | 1347.2603 | 1347.2603 | 0 | 2092.01
159821 | Remove | 3Ø #2 AWG AAAC Primary OH Takeoff | 0 | 0 | 5.66 |  |  |  | 515.85 | 515.85 | 515.85 | 0 | 515.85
161314 | Install | 3Ø 2/0 AWG AAAC Primary OH Takeoff | 618.46 | 746.2338 | 14.7 |  |  |  | 2085.81 | 1339.5762 | 1339.5762 | 0 | 2085.81
161318 | Remove | 3Ø 2/0 AWG AAAC Primary OH Takeoff | 0 | 0 | 6.7 |  |  |  | 609.37 | 609.37 | 609.37 | 0 | 609.37
65319 | Install | 3 SPST - in line switches | 1786.36 | 2155.422 | 62.33 |  |  |  | 7838.47 | 5683.048 | 5683.048 | 0 | 7838.47
12287 | Remove | 3 SPST - in line switches | 0 |  | 23.81 |  |  |  | 2172.66 | 2172.66 | 2172.66 | 0 | 2172.66
161323 | Install | 3 SPST - double crossarm mounted switches | 1920.82 | 2317.6614 | 42.13 |  |  |  | 6160.05 | 3842.3886 | 3842.3886 | 0 | 6160.05
161338 | Remove | 3 SPST - double crossarm mounted switches | 0 | 0 | 29.43 |  |  |  | 2684.1 | 2684.1 | 2684.1 | 0 | 2684.1
Salvagable Material Cost
Assumptions: | To get the Temporary cost, the value of the salvageable material is required. The reusable material is the switch and bracket.
The rest of the material is scrap after a temporary job. The salvageable value is the material cost in the work request below.
For 1ø 1/0 AL Primary UG Takeoff & 1ø #2 AAAC Primary OH Takeoff the CU = EW1COLA
For 3ø 1/0 AL Primary UG Takeoff & 3ø #2 AAAC Primary OH Takeoff the CU = EW3COLAT
For 3ø 4/0 AL Primary UG Takeoff & 3ø 2/0 AAAC Primary OH Takeoff the CU = EW3COLAT
For 3ø 1000 kcmil AL Primary UG Takeoff & 3ø 336 kcmil AAAC Primary OH Takeoff the CU = PKE678W1D
Temporary Cost = Installation Cost, plus Removal Cost minus reusable material (switches).
|  |  |  | Material + | TEC |  |  |  | Work
Work |  |  |  | Material | Labor | TEC |  | Contractor | Request
Request # | Install | Description | Material | Handling | Hours | Overhead | Vehicle | Labor | Total
727188 | Install | 1ø Fused Cutout Salvage Value (any 1ø) | 65.24
|  | 2ø Fused Cutout Salvage Value (any open wye) | 130.48
| Install | 3ø Fused Cutout Salvage Value (any 3ø) | 195.72
727244 | Install | 3ø SPST Switch Salvage Value | 873.215
Link to SDRateSummary Page
|  |  | Total | Total |  | CIAC |  | E379 | E379 | Material | Material
|  | Description -Terminal pole | Installation | Remove | Temporary | Differential | E379 | Labor In | Labor Rm | Cost | Cost | Conduit | Cable
|  | terminations (pole not included) | Cost | Cost | Cost | Cost | Material | Hours | Hours | Per Foot | Per Foot | 366 | 367
|  | 1Ø - 1c 1/0 AWG AL Primary UG Takeoff | 1749.27 | 245.49 | 1929.52 | Depends on what would be OH | 705.1853 | 11.46 | 2.69 | 99.2447 | 15.5045 | 0.13512 | 0.86488
|  | 2Ø - 1c 1/0 AWG AL Primary UG Takeoff | 2933.2 | 369.19 | 3171.91 | Depends on what would be OH | 1253.1989 | 18.42 | 4.06 | 198.4893 | 31.009 | 0.13512 | 0.86488
|  | 3Ø - 3c 1/0 AWG AL Primary UG Takeoff | 3857.69 | 581.07 | 4243.04 | Depends on what would be OH | 1851.1416 | 22.01 | 6.39 | 227.0906 | 42.4091 | 0.15736 | 0.84264
|  | 3Ø - 3c 4/0 AWG AL Primary UG Takeoff | 4077.52 | 602.06 | 4483.86 | Depends on what would be OH | 2056.7583 | 22.16 | 6.6 | 348.0076 | 42.4091 | 0.10863 | 0.89137
|  | 3Ø - 3c 1000 kcmil AL Primary UG Takeoff | 7389.37 | 1253.7 | 7769.855 | Depends on what would be OH | 3851.3948 | 38.8 | 13.74 | 839.9644 | 97.7912 | 0.10428 | 0.89572
|  | 3Ø - 3c 1000 kcmil AL Primary Substation Takeoff | 1692.46 | 141.95 | 1834.41 | Depends on what would be OH | 664.9331 | 11.26 | 1.55 |  |  |  | 1
[12 empty] | 0.12635 | 0.87365 | <==== Use the average for all

## UG from UG
|  | Legend | [7 empty] | This worksheet
checked for
|  | Green highlighting indicates an input area. This is where updated information should be entered. | [7 empty] | 2010
|  | Yellow highlighting indicates area where there is a link. | [7 empty] | 12/28/2009
Peach highlighting indicates area where there are formulas.
Lilac highligting indicates checked Work Request for correct CU's, contractors cost & quantities.
UG PRIMARY WITH TERMINATIONS AT UG SOURCE
Base Cost - a labor only cost
| Assumptions: | Base Cost is the full labor cost to install or remove underground primary wire. Use the full
labor cost when a Customer requests underground primary beyond the closest point of construction.
Install Base work request uses CU WIU1F for 1/0 and 4/0, and uses CU WIU1FT for 1000
(TEC labor plus overheads, vehicle, to install cable).
Remove Base work request uses CU WIU1F for 1/0 and 4/0, and uses CU WIU1FT for 1000
(TEC labor plus overheads, vehicle, to install cable).
Install Base Cost = TEC labor plus overheads, vehicle, to install cable.This is the cost to pull in one section of cable.
Remove Base Cost = TEC labor plus overheads, vehicle, to remove cable.This is the cost to pull out one section of cable.
| UG Primary | [8 empty] | UG
| Base | Install |  |  | (Material |  |  |  |  | Primary |  | TEC | TEC | TEC | Total | % | Contractor Total | %
| Work | or |  |  | Handling) | TEC | TEC |  | Contractor | Base |  | Labor | Labor | Labor | Installation | Done | Installation | Done By | Labor
| Request # | Remove | Description | Material | Overhead | Labor | Overhead | Vehicle | Labor | Total |  | Only | with factor | adder | Cost | By TEC | Cost | Contractor | Total
| 10495 | install | 1Ø - 1c 1/0 AWG AL Primary UG | 0 | 0 | 2.09 |  |  |  | 190.16 |  | 190.16 | 190.16 | 0 | 190.16 | 60% | 119.8193 | 40% | 162.0237
| 10474 | remove | 1Ø - 1c 1/0 AWG AL Primary UG | 0 | 0 | 2.09 |  |  |  | 190.16 |  | 190.16 | 190.16 | 0 | 190.16 | 60% | 119.8193 | 40% | 162.0237
| 10495 | install | 3Ø - 3c 1/0 AWG AL Primary UG | 0 | 0 | 2.09 |  |  |  | 190.16 |  | 190.16 | 190.16 | 0 | 190.16 | 60% | 119.8193 | 40% | 162.0237
| 10474 | remove | 3Ø - 3c 1/0 AWG AL Primary UG | 0 | 0 | 2.09 |  |  |  | 190.16 |  | 190.16 | 190.16 | 0 | 190.16 | 60% | 119.8193 | 40% | 162.0237
| 10495 | install | 3Ø - 3c 4/0 AWG AL Primary UG | 0 | 0 | 2.09 |  |  |  | 190.16 |  | 190.16 | 190.16 | 0 | 190.16 | 60% | 119.8193 | 40% | 162.0237
| 10474 | remove | 3Ø - 3c 4/0 AWG AL Primary UG | 0 | 0 | 2.09 |  |  |  | 190.16 |  | 190.16 | 190.16 | 0 | 190.16 | 60% | 119.8193 | 40% | 162.0237
| 12952 | install | 3Ø - 3c 1000 kcmil AL Primary UG | 0 | 0 | 21.21 |  |  |  | 1933.88 |  | 1933.88 | 1933.88 | 0 | 1933.88 | 60% | 1220.0393 | 40% | 1648.3437
| 11877 | remove | 3Ø - 3c 1000 kcmil AL Primary UG | 0 | 0 | 21.21 |  |  |  | 1933.88 |  | 1933.88 | 1933.88 | 0 | 1933.88 | 60% | 1220.0393 | 40% | 1648.3437
|  | install | 3Ø - 3c 500 kcmil CU Primary UG | 500 CU is as difficult to install as 1000 kcmil is. | [5 empty] | 1933.88 |  | 1933.88 | 1933.88 | 0 | 1933.88 | 60% | 1220.0393 | 40% | 1648.3437
Per Foot Cost
| Assumptions: | The Per Foot work requests assume a straight 800 foot pull between a transformer and a switchgear for aluminum cable;
and assumes a straight 600 foot pull between a transformer and a switchgear for 500 copper cable.
Each work request gives a different cable termination on each end of the cable for estimate
purposes. One end of the cable has safebreaks (load break elbow) and the other end has potheads.
There are three sets of Per Foot costs:
The first set is shaded in gray and is used in the calculation of machine
and hand trench costs.
The second set, shaded in blue, is used in the calculation of the cost to
install primary in existing conduit. (Conduit CU's have been
deleted from the first set.)
The third set, shaded in brown, is used to calculate the cost to install a
spare conduit in an existing trench, and as a check. The
second set cost plus third set cost should equal the first set
cost. (Cable CU's have been deleted from the first set.)
The first set is shaded in gray and used in the calculation of machine and hand trench costs.
For Install Per Foot 1Ø - 1c 1/0 work request use CU = PKU11F, PKU12F,FAULT1PA (primary
termination package), PKU42P2 (conduit termination package)on Matl Substitute
folder add 800 feet of 2" conduit TEC Number 5522000, GLUECONDF (800/500=1.6),
WIU1PF (800' primary cable plus 10' of cable at each end for pulling (800'+20')/1.05)).
For Install Per Foot 3Ø - 3c 1/0 work request use CU = PKU13F, PKU14F,FAULTSW3P (primary
termination package), PKU42P4R30 (conduit termination package)on Matl Substitute
folder add 800 feet of 4" conduit TEC Number 5524000, GLUECONDM,
WIU3PF (primary cable (800'+20')/1.05) add 10' of cable at each end for pulling.
For Install Per Foot 3Ø - 3c 4/0 work request use CU = PKU13C, PKU14C,FAULTSW3P (primary
termination package), PKU42P4R30 (conduit termination package)on Matl Substitute
folder add 800 feet of 4" conduit TEC Number 5524000, GLUECONDM,
WIU3PC (primary cable (800'+20')/1.05) add 10' of cable at each end for pulling.
For Install Per Foot 3Ø - 3c 1000 work request use CU = 2 - PKU19G,FAULTSW3P (primary
termination package), PKU42P6 (conduit termination package)on Matl Substitute
folder add 800 feet of 6" conduit TEC Number 5526010, GLUECONDM,
WIU3PG primary cable (800'x1.05=840'+5'x6potheads=870') gives enough at each end for pulling.
For Install Per Foot 3Ø - 3c 500 Cu work request use CU = 2 - PKU19G,FAULTSW3P (primary
termination package), PKU42P6 (conduit termination package)on Matl Substitute
folder add 600 feet of 6" conduit TEC Number 5526010, GLUECONDM,
WIU3PG primary cable (619'x1.05=650') gives enough cable at each end for pulling.
For Remove Per Foot work requests use the same primary cable CU's and the same fault
indicator CU's as the install work requests. Everything else has no salvage value.
The conduit is abandoned. There should be a salvage value for the cable and the fault indicators.
Install Per Foot Cost = Contractor labor to trench and install conduit, plus conduit and cable
material, plus material handling to install UG primary in conduit.
Remove Per Foot Cost = Salvage value of the cable being removed.
UG Primary
| and Conduit | [8 empty] | Total
| Material |  |  |  | (Including |  |  |  |  | Material
| Per Foot | Install |  |  | (Material |  |  |  |  | (Including
| Work | or |  |  | Handling) | TEC | TEC |  | Contractor | (Material
| Request # | Remove | Description | Material | Material | Labor | Overhead | Vehicle | Labor | Handling)
| 11989 | install | 1Ø - 1c 1/0 AWG AL Primary UG | 2011.36 | 2426.907 |  |  |  |  | 2426.907
| 12105 | remove | 1Ø - 1c 1/0 AWG AL Primary UG | 0
| 12120 | install | 3Ø - 3c 1/0 AWG AL Primary UG | 4779.95 | 5767.4877 |  |  |  |  | 5767.4877
| 12123 | remove | 3Ø - 3c 1/0 AWG AL Primary UG | 0
| 12233 | install | 3Ø - 3c 4/0 AWG AL Primary UG | 6746.32 | 8140.1097 |  |  |  |  | 8140.1097
| 12244 | remove | 3Ø - 3c 4/0 AWG AL Primary UG | 0
| 12284 | install | 3Ø - 3c 1000 kcmil AL Primary UG | 14837.15 | 17902.5052 |  |  |  |  | 17902.5052
| 12286 | remove | 3Ø - 3c 1000 kcmil AL Primary UG | 0
| 378843 | install | 3Ø - 3c 500 kcmil CU Primary UG | 21648.43 | 26120.9956 |  |  |  |  | 26120.9956
The second set, shaded in blue, is used in the calculation of the cost to install primary
in existing conduit. (Conduit CU's have been deleted from the first set.)
For Install Per Foot 1Ø - 1c 1/0 work request use CU = PKU11F, PKU12F,FAULT1PA (primary
termination package),
WIU1PF (primary cable (800'+20')/1.05) add 10' of cable at each end for pulling.
For Install Per Foot 3Ø - 3c 1/0 work request use CU = PKU13F, PKU14F,FAULTSW3P (primary
termination package),
WIU3PF (primary cable (800'+20')/1.05) add 10' of cable at each end for pulling.
For Install Per Foot 3Ø - 3c 4/0 work request use CU = PKU13C, PKU14C,FAULTSW3P (primary
termination package),
WIU3PC (primary cable (800'+20')/1.05) add 10' of cable at each end for pulling.
For Install Per Foot 3Ø - 3c 1000 work request use CU = 2 - PKU14G,FAULTSW3P (primary
termination package),
WIU3PG (primary cable (800'+20')/1.05) add 10' of cable at each end for pulling.
For Remove Per Foot work requests use the same primary cable CU's and the same fault
indicator CU's as the install work requests. Everything else has no salvage value.
The conduit is abandoned. There should be a salvage value for the cable and the
fault indicators.
Install Primary Per Foot Cost = Material only cost used to pull primary in existing conduit. Cable material
plus material handling to install UG primary in existing conduit.
Remove Per Foot Cost = Salvage value of the cable being removed.
UG Primary
| Only | [8 empty] | Total
| Material |  |  |  | (Including |  |  |  |  | Material
| Per Foot | Install |  |  | (Material |  |  |  |  | (Including
| Work | or |  |  | Handling) | TEC | TEC |  | Contractor | (Material
| Request # | Remove | Description | Material | Material | Labor | Overhead | Vehicle | Labor | Handling)
| 162458 | install | 1Ø - 1c 1/0 AWG AL Primary UG | 1645.03 | 1984.8932 |  |  |  |  | 1984.8932
| 162466 | remove | 1Ø - 1c 1/0 AWG AL Primary UG | 0 | [5 empty] | 124.47
| 162467 | install | 3Ø - 3c 1/0 AWG AL Primary UG | 3764.14 | 4541.8113 |  |  |  |  | 4541.8113
| 162468 | remove | 3Ø - 3c 1/0 AWG AL Primary UG | 0 | [5 empty] | 156.81
| 162474 | install | 3Ø - 3c 4/0 AWG AL Primary UG | 5768.4 | 6960.1514 |  |  |  |  | 6960.1514
| 162469 | remove | 3Ø - 3c 4/0 AWG AL Primary UG | 0 | [5 empty] | 156.81
| 162477 | install | 3Ø - 3c 1000 kcmil AL Primary UG | 13153.36 | 15870.8442 |  |  |  |  | 15870.8442
| 162478 | remove | 3Ø - 3c 1000 kcmil AL Primary UG | 0 | [5 empty] | 152.76
The third set, shaded in brown, is used as a check (second set cost plus third set cost
should equal the first set cost), and used for the cost to install a spare conduit
in an existing trench. (Cable CU's have been deleted from the first set.)
For Install Per Foot 1Ø - 1c 1/0 work request use CU =
PKU42P2 (conduit termination package)on Matl Substitute
folder add 800 feet of 2" conduit TEC Number 5522000, GLUECONDF.
For Install Per Foot 3Ø - 3c 1/0 work request use CU =
PKU42P4R30 (conduit termination package)on Matl Substitute
folder add 800 feet of 4" conduit TEC Number 5524000, GLUECONDM.
For Install Per Foot 3Ø - 3c 4/0 work request use CU =
PKU42P4R30 (conduit termination package)on Matl Substitute
folder add 800 feet of 4" conduit TEC Number 5524000, GLUECONDM.
For Install Per Foot 3Ø - 3c 1000 work request use CU =
PKU42P6 (conduit termination package)on Matl Substitute
folder add 800 feet of 6" conduit TEC Number 5526010, GLUECONDM.
For Remove Per Foot work requests - There is no salvage value for the conduit. The conduit
is abandoned. No work request is necessary.
Install Per Foot Cost = Contractor labor to trench and install conduit, plus conduit
material, plus material handling to install conduit.
Remove Per Foot Cost = Salvage value of the conduit, which is zero.
UG Conduit
| Only | [8 empty] | Total
| Material |  |  |  | (Including |  |  |  |  | Material
| Per Foot | Install |  |  | (Material |  |  |  |  | (Including
| Work | or |  |  | Handling) | TEC | TEC |  | Contractor | (Material
| Request # | Remove | Description | Material | Material | Labor | Overhead | Vehicle | Labor | Handling)
| 162479 | install | 2" conduit for 1Ø - 1c 1/0 AWG AL Pri UG | 342.66 | 413.4536 |  |  |  |  | 413.4536
| Not Applicable | remove | 2" conduit for 1Ø - 1c 1/0 AWG AL Pri UG | 0 | [5 empty] | 0
2" conduit for use in URD estimates
2" conduit for use in URD estimates
| 162480 | install | 4" conduit for 3Ø - 3c 1/0 AWG AL Pri UG | 937.27 | 1130.91 |  |  |  |  | 1130.91 |  |  | 1.1716
| Not Applicable | remove | 4" conduit for 3Ø - 3c 1/0 AWG AL Pri UG | 0 | [5 empty] | 0
| 162480 | install | 4" conduit for 3Ø - 3c 4/0 AWG AL Pri UG | 937.27 | 1130.91 |  |  |  |  | 1130.91
| Not Applicable | remove | 4" conduit for 3Ø - 3c 4/0 AWG AL Pri UG | 0 | [5 empty] | 0
| 162484 | install | 6" conduit for 3Ø - 3c 1000 kcmil AL Pri UG | 2161.25 | 2607.7643 |  |  |  |  | 2607.7643 |  |  | 2.7016
| Not Applicable | remove | 6" conduit for 3Ø - 3c 1000 kcmil AL Pri UG | 0 | [5 empty] | 0
Scrap Fee - From a Roy Lumsden suggestion.
In the course of doing business TEC purchases cable by the reel. There is always some cable amount at the end
of the reel which is too short to be used. It is charged to the last job that the reel goes to - it is consumed by that
last job. Then the left over wire is scrap - disposed of. The value of the scrap covers the cost to scrap it. The cost
of the cable that is not used should be borne by the customers requesting underground, not the general body of
rate payers. The cost of that scrap cable is the cost of the cable and cost of the material handling of it.
Historical data has revealed the following percentages of scrap for each cable size.
Reel length shortening in 2006 is expected to cut scrap in half.
|  |  |  | % | % Waste | Scrap
|  |  | Description | Waste | in WorkPro | Fee %
|  |  | 1Ø - 1c 1/0 AWG AL Primary UG | 0.05 | 0.05 | 0%
|  |  | 3Ø - 3c 1/0 AWG AL Primary UG | 0.05 | 0.05 | 0%
|  |  | 3Ø - 3c 4/0 AWG AL Primary UG | 0.05 | 0.05 | 0%
|  |  | 3Ø - 3c 1000 kcmil AL Primary UG | 0.1085 | 0.05 | 5.85%
Per Foot Summary Table
| Assumptions: | The Per Foot work requests assume a straight 800 foot pull between a transformer and a
switchgear. This gives a different cable termination on each end of the cable for estimate
|  | purposes. One end of the cable has safebreaks (load break elbow) and the other end has potheads. |  |  |  |  | E379 |  | E379 | [8 empty] | Pull primary in |  | spare conduit in | spare conduit | spare conduit
[5 empty] | UG Primary | Primary | Primary | Conduit | Conduit |  |  |  |  | Contractor Labor |  |  | Cable Salvage | existing conduit |  | Existing | Machine | Hand
[5 empty] | and Conduit | Only | Only | Only | Only |  | Contractor |  |  | Machine | Hand | Existing | Remove | Cable Only |  | Trench | Trench | Trench | Accounting break down
|  | Install |  |  | Material | Material | Material | Material | Material | Teco | Labor |  |  | Trench | Trench | Trench | Material | Material |  | Conduit | Conduit | Conduit | with machine trench |  | with hand trench |  | in existing trench
|  | or |  | Conduit | Cost | Cost | Cost | Cost | Cost | Inspection | Machine | Hand | Existing | Total Cost | Total Cost | Total Cost | Total Cost | Total Cost |  | Only Cost | Only Cost | Only Cost | conduit | cable | conduit | cable | conduit | cable
|  | Remove | Description | Size | Per Foot | Per Foot | Per Foot | Per Foot | Per Foot | Labor | Trench | Trench | Trench | Per Foot | Per Foot | Per Foot | Per Foot | Per Foot | Conduit | Per Foot | Per Foot | Per Foot | 366 | 367 | 366 | 367 | 366 | 367
|  | install | 1Ø - 1c 1/0 AWG AL Primary UG | 2" | 3.0336 | 2.0563 | 2.4811 | 0.42833 | 0.51682 | 1.0695 | 5.3305 | 10.2435 | 0.65897 | 9.4336 | 14.3466 | 3.6926 |  | 2.4811 | 2" | 1.1758 | 6.9168 | 11.8297 | 0.73321 | 0.26301 | 0.82457 | 0.17294 | 0.31842 | 0.67191
|  | remove | 1Ø - 1c 1/0 AWG AL Primary UG |  | 0 | 0 | 0 | 0 | 0 | [7 empty] | 0
|  | install | 2Ø - 1c 1/0 AWG AL in 2-2"conduit | 2 - 2" | 6.0673 | 4.1126 | 4.9622 | 0.85665 | 1.0336 | 1.0695 | 5.9895 | 10.9024 | 1.3179 | 13.1262 | 18.0392 | 7.3852 |  | 4.9622 | 2 - 2" | 2.3516 | 8.0926 | 13.0055 | 0.61652 | 0.37804 | 0.72096 | 0.27508 | 0.31842 | 0.67191
|  | remove | 2Ø - 1c 1/0 AWG AL in 2-2"conduit |  | 0 | 0 | 0 | 0 | 0
|  | install | 3Ø - 3c 1/0 AWG AL Primary UG | 4" | 7.2094 | 4.7052 | 5.6773 | 1.1716 | 1.4136 | 1.0695 | 5.4741 | 10.387 | 0.80251 | 13.7529 | 18.6658 | 8.0119 |  | 5.6773 | 4" | 2.2162 | 7.9572 | 12.8701 | 0.57858 | 0.41281 | 0.6895 | 0.30415 | 0.27661 | 0.70861
|  | remove | 3Ø - 3c 1/0 AWG AL Primary UG |  | 0 | 0 | 0 | 0 | 0 | [7 empty] | 0
|  | install | 3Ø - 3c 4/0 AWG AL Primary UG | 4" | 10.1751 | 7.2105 | 8.7002 | 1.1716 | 1.4136 | 1.0695 | 5.4741 | 10.387 | 0.80251 | 16.6573 | 21.5703 | 10.9163 |  | 8.7002 | 4" | 2.2162 | 7.9572 | 12.8701 | 0.4777 | 0.5223 | 0.59666 | 0.40334 | 0.20301 | 0.79699
|  | remove | 3Ø - 3c 4/0 AWG AL Primary UG |  | 0 | 0 | 0 | 0 | 0 | [7 empty] | 0
|  | install | 3Ø - 3c 1000 kcmil AL Primary UG | 6" | 23.5387 | 17.4035 | 20.9991 | 2.7016 | 3.2597 | 1.0695 | 5.6567 | 10.5697 | 0.9852 | 30.2649 | 35.1778 | 24.5239 |  | 20.9991 | 6" | 4.2449 | 9.9859 | 14.8989 | 0.32995 | 0.69384 | 0.42353 | 0.59694 | 0.17309 | 0.85627
|  | remove | 3Ø - 3c 1000 kcmil AL Primary UG |  | 0 | 0 | 0 | 0 | 0 | [7 empty] | 0
|  | install | 3Ø - 3c 500 kcmil CU Primary UG | 4" | 43.535 | 36.0807 | 40.2753 | 2.7016 | 3.2597 | 1.0695 | 5.4741 | 10.387 | 0.80251 | 50.0785 | 54.9915 | 44.3375 |  | 40.2753 | New 6"
|  | remove | 3Ø - 3c 500 kcmil CU Primary UG | [15 empty] | Exist 4"
| Link to Summary Page | [7 empty] | 0.19576 | 0.80424
Install Base Cost = TEC labor plus overheads and vehicle to pull in cable.
Install Per Foot Cost = contractor labor to trench and install conduit plus, material, and material handling for cable, conduit, fault indicators- all equipment.
Remove Base Cost = TEC labor plus overheads and vehicle to pull out cable.
Remove Per Foot Cost = all material removed (should be a salvage value), not conduit; conduit is abandoned.
Temporary Base Cost = Installation Base Cost minus material, plus Removal Base Cost.
Temporary Per Foot Cost = Installation Per Foot Cost minus material, plus Removal Per Foot Cost.
Differential Base Cost = Installation Base Cost of UG Equipment minus Installation Cost of equivalent OH Equipment.
Differential Per Foot Cost = Installation Per Foot Cost of UG Equipment minus Installation Cost of equivalent OH Equipment.
|  |  |  | Underground |  | Underground |  | Underground |  | Overhead | Overhead Costs | [7 empty] | Accounting Percentages
|  |  | UG Description | Installation Cost |  | Removal Cost |  | Temporary Cost |  | Equivalent | OH Base Cost |  | OH Per Foot Cost |  |  | Differential Cost |  |  | Conduit | Cable
|  |  | Cable & Conduit With Machine Trench | Base | Per Foot | Base | Per Foot | Base | Per Foot | Description | Pole | Framing | Wire | Tan poles | Guyed pole | OH Base | UG Base | Per Foot | 366 | 367
|  | checked | 1Ø - 1c 1/0 AWG AL | 190.16 | 9.4336 | 190.16 | 0 | 380.32 | 9.4336 | 1ø #2 AAAC | 1120.65 | 829.78 | 1.9145 | 4.3128 | 0.52655 | -1950.43 | 190.16 | 2.6797 | 0.73321 | 0.26301 | 9.3979 | 9.4336
|  | checked | 2Ø - 1c 1/0 AWG AL in 2-2"conduit | 380.32 | 13.1262 | 380.32 | 0 | 760.64 | 13.1262 | Open wye #2 AAAC | 1120.65 | 1065.04 | 2.8019 | 4.4571 | 0.61567 | -2185.69 | 380.32 | 5.2516 | 0.61652 | 0.37804 | Used for the beyond the normal distance to the first transformer in a URD subdivision, if two separate single phases are brought into a subdivision for looping.
|  | checked | 3Ø - 3c 1/0 AWG AL | 190.16 | 13.7529 | 190.16 | 0 | 380.32 | 13.7529 | 3ø #2 AAAC | 1128.4175 | 1268.49 | 3.4543 | 4.488 | 0.6942 | -2396.9075 | 190.16 | 5.1163 | 0.57858 | 0.41281 | 13.6344 | 13.7529
|  | checked | 3Ø - 3c 4/0 AWG AL | 190.16 | 16.6573 | 190.16 | 0 | 380.32 | 16.6573 | 3ø 2/0 AAAC | 1128.4175 | 1268.49 | 3.9227 | 4.488 | 0.6942 | -2396.9075 | 190.16 | 7.5525 | 0.4777 | 0.5223 | 16.6573 | 16.6573
|  | checked | 3Ø - 3c 1000 kcmil AL in 6" conduit | 1933.88 | 30.2649 | 1933.88 | 0 | 3867.76 | 30.2649 | 3ø 336 ACSR | 1287.98 | 1268.49 | 6.2112 | 7.8561 | 0.72442 | -2556.47 | 1933.88 | 15.4732 | 0.32995 | 0.69384 | 30.985 | 30.2649
|  | checked | 3Ø - 3c 500 kcmil CU | 1933.88 | 50.0785 | [5 empty] | 1287.98 | 1268.49 | 6.2112 | 7.8561 | 0.72442 | -2556.47 | 1933.88 | 35.2868 | 0.19576 | 0.80424 | 50.0785 | 50.0785
|  |  |  | Underground |  | Underground |  | Underground |  | Overhead | Overhead Costs | [7 empty] | Accounting Percentages
|  |  | UG Description | Installation Cost |  | Removal Cost |  | Temporary Cost |  | Equivalent | OH Base Cost |  | OH Per Foot Cost |  |  | Differential Cost |  |  | Conduit | Cable
|  |  | Cable & Conduit With Hand Trench | Base | Per Foot | Base | Per Foot | Base | Per Foot | Description | Pole | Framing | Wire | Tan poles | Guyed pole | OH Base | Base | Per Foot | 366 | 367
|  | checked | 1Ø - 1c 1/0 AWG AL | 190.16 | 14.3466 | 190.16 | 0 | 380.32 | 14.3466 | 1ø #2 AAAC | 1120.65 | 829.78 | 1.9145 | 4.3128 | 0.52655 | -1950.43 | 190.16 | 7.5926 | 0.82457 | 0.17294
|  | checked | 2Ø - 1c 1/0 AWG AL in 2-2"conduit | 380.32 | 18.0392 | 380.32 | 0 | 760.64 | 18.0392 | Open wye #2 AAAC | 1120.65 | 1065.04 | 2.8019 | 4.4571 | 0.61567 | -2185.69 | 380.32 | 10.1645 | 0.72096 | 0.27508
|  | checked | 3Ø - 3c 1/0 AWG AL | 190.16 | 18.6658 | 190.16 | 0 | 380.32 | 18.6658 | 3ø #2 AAAC | 1128.4175 | 1268.49 | 3.4543 | 4.488 | 0.6942 | -2396.9075 | 190.16 | 10.0293 | 0.6895 | 0.30415
|  | checked | 3Ø - 3c 4/0 AWG AL | 190.16 | 21.5703 | 190.16 | 0 | 380.32 | 21.5703 | 3ø 2/0 AAAC | 1128.4175 | 1268.49 | 3.9227 | 4.488 | 0.6942 | -2396.9075 | 190.16 | 12.4654 | 0.59666 | 0.40334
|  | checked | 3Ø - 3c 1000 kcmil AL | 1933.88 | 35.1778 | 1933.88 | 0 | 3867.76 | 35.1778 | 3ø 336 ACSR | 1287.98 | 1268.49 | 6.2112 | 7.8561 | 0.72442 | -2556.47 | 1933.88 | 20.3862 | 0.42353 | 0.59694
|  |  |  | Underground |  | Underground |  | Underground |  | Overhead | Overhead Costs | [7 empty] | Accounting Percentages
|  |  | UG Description | Installation Cost |  | Removal Cost |  | Temporary Cost |  | Equivalent | OH Base Cost |  | OH Per Foot Cost |  |  | Differential Cost |  |  | Conduit | Cable
|  |  | Cable & Conduit in Existing Trench | Base | Per Foot | Base | Per Foot | Base | Per Foot | Description | Pole | Framing | Wire | Tan poles | Guyed pole | OH Base | Base | Per Foot | 366 | 367
|  | checked | 1Ø - 1c 1/0 AWG AL (to make open wye) | 190.16 | 3.6926 | 190.16 | 0 | 380.32 | 3.6926 | Open wye #2 less 1ø credit already given | 0 | 235.26 | 0.88733 | 0.1443 | 0.089114 | -235.26 | 190.16 | 2.5719 | 0.31842 | 0.67191 | For use when installing second phase in existing trench to make open wye. The first UG phase and trench was a differential.
|  | checked | 1Ø - 1c 1/0 AWG AL (in secondary trench) | 190.16 | 3.6926 | 190.16 | 0 | 380.32 | 3.6926 | 1ø #2 AWG | 1120.65 | 829.78 | 1.9145 | 4.3128 | 0.52655 | -1950.43 | 190.16 | -3.0613 | 0.31842 | 0.67191 | Secondary in the existing trench. For use when converting existing OH to UG.
|  | checked | 1Ø - 1c 1/0 AWG AL (in 3Ø primary trench) | 190.16 | 3.6926 | 190.16 | 0 | 380.32 | 3.6926 | 3ø OH that already got the differential | [6 empty] | 190.16 | 3.6926 | #DIV/0! | #DIV/0! | Secondary in the existing trench. For use when converting existing OH to UG.
|  | checked | 3Ø - 3c 1/0 AWG AL(with 1Ø URD) | 190.16 | 8.0119 | 190.16 | 0 | 380.32 | 8.0119 | 3ø #2 less 1ø credit already given | 7.7675 | 438.71 | 1.5398 | 0.17519 | 0.16765 | -446.4775 | 190.16 | 6.1292 | 0.27661 | 0.70861 | Secondary in the existing trench. For use when converting existing OH to UG.
|  | checked | 3Ø - 3c 4/0 AWG AL(with 1Ø URD) | 190.16 | 10.9163 | 190.16 | 0 | 380.32 | 10.9163 | 3ø 2/0 less 1ø credit already given | 7.7675 | 438.71 | 2.0081 | 0.17519 | 0.16765 | -446.4775 | 190.16 | 8.5654 | 0.20301 | 0.79699 | Secondary in the existing trench. For use when converting existing OH to UG.
|  | checked | 3Ø - 3c 1000 kcmil AL(with 1Ø URD) | 1933.88 | 24.5239 | 1933.88 | 0 | 3867.76 | 24.5239 | 3ø 336 less 1ø credit already given | 167.33 | 438.71 | 4.2966 | 3.5433 | 0.19787 | -606.04 | 1933.88 | 16.4861 | 0.17309 | 0.85627
|  | checked | 3Ø - 3c 1000 kcmil AL(with 3c 1000) | 1933.88 | 24.5239 | 1933.88 | 0 | 3867.76 | 24.5239 | one 3ø 336 circuit | [6 empty] | 1933.88 | 24.5239 | 0.17309 | 0.85627 | Secondary in the existing trench. For use when converting existing OH to UG.
|  |  | 3Ø - 3c 500 kcmil CU | 1933.88 | 44.3375 | 1933.88 |  | 3867.76 | 44.3375 | differential doesn't apply
|  | checked | 2nd 3Ø - 3c 1000 kcmil AL(with 1st 1000) | 1933.88 | 24.5239 | 1933.88 | 0 | 3867.76 | 24.5239 | two 3ø 336 circuits on one pole line | 1287.98 | 1268.49 | 5.364 | 0.49193 | 0.72442 | -2556.47 | 1933.88 | 17.9435 | 0.14373 | 0.85627 | 0.85627
|  |  |  | Underground |  | Underground |  | Underground |  | Overhead | Overhead Costs | [7 empty] | Accounting Percentages
|  |  | UG Description | Installation Cost |  | Removal Cost |  | Temporary Cost |  | Equivalent | OH Base Cost |  | OH Per Foot Cost |  |  | Differential Cost |  |  | Conduit | Cable
|  |  | Pull Cable in Existing Conduit* | Base | Per Foot | Base | Per Foot | Base | Per Foot | Description | Pole | Framing | Wire | Tan poles | Guyed pole | OH Base | Base | Per Foot | 366 | 367
|  | checked | 1Ø - 1c 1/0 AWG AL | 190.16 | 2.4811 | 190.16 | 0 | 380.32 | 2.4811 | 1ø #2 AAAC | 1120.65 | 829.78 | 1.9145 | 4.3128 | 0.52655 | -1950.43 | 190.16 | -4.2728 | 0 | 1
|  | checked | 2Ø - 1c 1/0 AWG AL in 2-2"conduit | 380.32 | 4.9622 | 380.32 | 0 | 760.64 | 4.9622 | Open wye #2 AAAC | 1120.65 | 1065.04 | 2.8019 | 4.4571 | 0.61567 | -2185.69 | 380.32 | -2.9124 | 0 | 1
|  | checked | 3Ø - 3c 1/0 AWG AL | 190.16 | 5.6773 | 190.16 | 0 | 380.32 | 5.6773 | 3ø #2 AAAC | 1128.4175 | 1268.49 | 3.4543 | 4.488 | 0.6942 | -2396.9075 | 190.16 | -2.9593 | 0 | 1
|  | checked | 3Ø - 3c 4/0 AWG AL | 190.16 | 8.7002 | 190.16 | 0 | 380.32 | 8.7002 | 3ø 2/0 AAAC | 1128.4175 | 1268.49 | 3.9227 | 4.488 | 0.6942 | -2396.9075 | 190.16 | -0.4047 | 0 | 1
|  | checked | 3Ø - 3c 1000 kcmil AL | 1933.88 | 20.9991 | 1933.88 | 0 | 3867.76 | 20.9991 | 3ø 336 ACSR | 1287.98 | 1268.49 | 6.2112 | 7.8561 | 0.72442 | -2556.47 | 1933.88 | 6.2074 | 0 | 1
|  | checked | 3Ø - 3c 500 kcmil CU | 1933.88 | 40.2753 |  |  |  |  | 3ø 336 ACSR | 1287.98 | 1268.49 | 6.2112 | 7.8561 | 0.72442 | -2556.47 | 1933.88 | 25.4836
|  | checked | * Use for when conduit is directional bore
|  | checked | 2nd 3Ø - 3c 1000 kcmil AL(with 1st 1000) | 1933.88 | 20.9991 |  | use where spare conduit is existing but customer should get differential for 2nd circuit |  |  |  | 1287.98 | 1268.49 | 5.364 | 0.49193 | 0.72442 | -2556.47 | 1933.88 | 14.4188
|  |  |  | Underground |  | Underground |  | Underground |  | Overhead | Overhead Costs | [7 empty] | Accounting Percentages
|  |  | UG Description | Installation Cost |  | Removal Cost |  | Temporary Cost |  | Equivalent | OH Base Cost |  | OH Per Foot Cost |  |  | Differential Cost |  |  | Conduit | Cable
|  |  | Double Circuit 1000 in same trench | Base | Per Foot | Base | Per Foot | Base | Per Foot | Description | Pole | Framing | Wire | Tan poles | Guyed pole | OH Base | UG Base | Per Foot | 366 | 367
|  | checked | 2 - 3Ø - 3c 1000 kcmil AL Hand Trench | 1933.88 | 59.7017 |  |  |  |  | two 3ø 336 circuits on one pole line | 1287.98 | 1268.49 | 11.5752 | 8.348 | 1.4488 | -2556.47 | 1933.88 | 38.3297 | 0.32066 | 0.70347 |  | 19.1438 | 59.7017
|  | checked | 2 - 3Ø - 3c 1000 kcmil AL Machine Trench | 1933.88 | 54.7888 |  |  |  |  | two 3ø 336 circuits on one pole line | 1287.98 | 1268.49 | 11.5752 | 8.348 | 1.4488 | -2556.47 | 1933.88 | 33.4168 | 0.25974 | 0.76655 |  | 41.9982
61.142
33.4168
Link to Summary Page
| UG Feeder/Switchgear/Terminal Poles | [5 empty] | E379
[7 empty] | Material | Teco | Teco | TEC
| CIAC Cost | [5 empty] | Cost | Inspection | Inspection | Pulling | Contractor
OH Base Cost | UG Base Cost | Cost/Unit | Main Feeder - 3ø 3 conductor 1000 kcmil - differential costs |  |  |  | Per Foot | Labor/ft | Vehicle/ft | Labor hours | Labor/ft
-2556.47 | 1933.88 | 15.4732 | Conduit and 3ø 1000 kcmil cable with trenching, /ft (differential) | <==means: the differential with machine trenching |  | checked | 23.5387 | 1.0049 | 0.064533 | 21.21 | 5.6567
-2556.47 | 1933.88 | 35.2868 | Conduit and 3ø 500 kcmil Cu cable with trenching, /ft (differential) |  |  | checked | 43.535 | 1.0049 | 0.064533 | 21.21 | 5.4741
-2556.47 | 1933.88 | 17.9435 | 2nd Conduit and 2nd 3ø 1000 kcmil cable in existing trench, /ft (differential) |  |  | checked | 23.5387 |  |  | 21.21 | 0.9852
-606.04 | 1933.88 | 16.4861 | Conduit and 3ø 1000 cable in existing trench with URD, /ft (differential) |  |  | checked | 23.5387 |  |  | 21.21 | 0.9852
-2556.47 | 1933.88 | 33.4168 | Two 3ø 1000 circuits going in at the same time in the same trench, /ft (differential) |  |  | checked | 47.0774 | 1.0049 | 0.064533 | 21.21 | 6.4593
-2556.47 | 1933.88 | 6.2074 | Pull 3ø 1000 kcmil cable in existing conduit, /ft (differential) |  |  | checked | 20.9991 |  |  | 21.21
-2556.47 | 1933.88 | 14.4188 | Pull 3ø 1000 kcmil cable into existing conduit, /ft (differential for 2nd circuit) |  |  | checked | 20.9991 |  |  | 21.21
-2556.47 | 1933.88 | 25.4836 | Pull 3ø 500 kcmil Cu cable into existing conduit, /ft (differential) |  |  | checked | 40.2753 |  |  | 21.21
OH Base Cost | UG Base Cost | Cost/Unit | Main Feeder - 3ø 3 conductor 1000 kcmil - NOT a differential costs
| 1933.88 | 30.2649 | Conduit and 3ø 1000 kcmil cable with trenching, /ft (not a differential) |  |  | checked | 23.5387 | 1.0049 | 0.064533 | 21.21 | 5.6567
| 1933.88 | 50.0785 | Conduit and 3ø 500 kcmil Cu cable with trenching, /ft (not a differential) |  |  | checked | 43.535 | 1.0049 | 0.064533 | 21.21 | 5.4741
| 1933.88 | 24.5239 | Conduit and 3ø 1000 kcmil cable in existing 3ø trench, /ft (not a differential) | <===means: putting second 6" conduit & 3c 1000 kcmil circuit cable in same trench - there is no differential, charge for putting cable in existing trench |  | checked | 23.5387 |  |  | 21.21 | 0.9852
| 1933.88 | 44.3375 | Conduit and 3ø 500 kcmil Cu cable in existing trench, /ft (not a differential) |  |  | checked | 43.535 |  |  | 21.21 | 0.80251
| 1933.88 | 20.9991 | Pull 3ø 1000 kcmil cable in existing conduit, /ft (not a differential) |  |  | checked | 20.9991 |  |  | 21.21
| 1933.88 | 40.2753 | Pull 3ø 500 kcmil Cu cable in existing conduit, /ft (not a differential) |  |  | checked | 40.2753 |  |  | 21.21
| 190.16 | 3.6926 | 1ø 1/0 primary in same trench with feeder, /ft (not a differential) |  |  | checked | 3.0336 |  |  | 2.09 | 0.65897
| 1933.88 |  | Cost to pull 1000 kcmil primary cable out of (remove) an existing conduit. |  |  | checked |  |  |  | 21.21
| 1933.88 |  | Cost to pull 3ø 500 kcmil Cu primary cable out of an existing conduit (remove). |  |  | checked |  |  |  | 21.21
|  | 9.9859 | Spare 6" conduit with trenching, /ft (not a differential) |  |  | checked | 3.2597 | 1.0049 | 0.064533 |  | 5.6567
|  | 4.2449 | Spare 6" conduit without trenching, /ft (not a differential) |  |  | checked | 3.2597 |  |  |  | 0.9852
|  | -4.5873 | 6" Conduit adjustment with trenching, /ft |  | <==means: credit to install 6" conduit with machine trenching | checked |  | 1.0049 | 0.064533 |  | -5.6567
|  | -0.9852 | 6" Conduit adjustment without trenching, /ft |  | <==means: credit to install 6" conduit in existing trench | checked |  |  |  |  | -0.9852
OH Base Cost | UG Base Cost | Cost/Unit | Subfeeder - 3c 4/0 or 3c 1/0 (differential)
-2396.9075 | 190.16 | 5.1163 | Conduit and 3ø 1/0 cable with machine trenching, /ft (differential) |  | <==means: the differential with machine trenching |  | 7.2094 | 1.0049 | 0.064533 | 2.09 | 5.4741
-2396.9075 | 190.16 | 7.5525 | Conduit and 3ø 4/0 cable with machine trenching, /ft (differential) |  | <==means: the differential with machine trenching |  | 10.1751 | 1.0049 | 0.064533 | 2.09 | 5.4741
-446.4775 | 190.16 | 6.1292 | Conduit and 3ø 1/0 cable in existing trench with URD, /ft (differential) |  | <===means: putting 4" conduit & 3c 1/0 or 4/0 circuit cable in the same trench with URD cable - the URD per lot charge has overhead single phase as a credit in the charge - have to back that OH credit out, then charge for 3Ø in an existing (URD) trench |  | 7.2094 |  |  | 2.09 | 0.80251
-446.4775 | 190.16 | 8.5654 | Conduit and 3ø 4/0 cable in existing trench with URD, /ft (differential) |  | <===means: putting 4" conduit & 3c 1/0 or 4/0 circuit cable in the same trench with URD cable - the URD per lot charge has overhead single phase as a credit in the charge - have to back that OH credit out, then charge for 3Ø in an existing (URD) trench |  | 10.1751 |  |  | 2.09 | 0.80251
-2396.9075 | 190.16 | -2.9593 | Pull 3ø 1/0 cable in existing conduit, /ft (differential) |  |  |  | 5.6773 |  |  | 2.09
-2396.9075 | 190.16 | -0.4047 | Pull 3ø 4/0 cable in existing conduit, /ft (differential) |  |  |  | 8.7002 |  |  | 2.09
| Base Cost | Cost/Unit | Subfeeder - 3ø 3 conductor 1/0 or 4/0 - NOT a differential costs
| 190.16 | 13.7529 | Conduit and 3ø 1/0 cable with trenching, /ft (not a differential) |  |  |  | 7.2094 | 1.0049 | 0.064533 | 2.09 | 5.4741
| 190.16 | 16.6573 | Conduit and 3ø 4/0 cable with trenching, /ft (not a differential) |  |  |  | 10.1751 | 1.0049 | 0.064533 | 2.09 | 5.4741
| 190.16 | 8.0119 | Conduit and 3ø 1/0 cable in existing trench, /ft (not a differential) |  | <===means: putting 4" conduit & 3c 4/0 or 1/0 cable in the same trench with the 1000 or another feeder cable - the 1000 cable or the other feeder has already been given the differential cost, i.e., there is no OH equivalent, no differential here, charge for cable in existing trench |  | 7.2094 |  |  | 2.09 | 0.80251
| 190.16 | 10.9163 | Conduit and 3ø 4/0 cable in existing trench, /ft (not a differential) |  | <===means: putting 4" conduit & 3c 4/0 or 1/0 cable in the same trench with the 1000 or another feeder cable - the 1000 cable or the other feeder has already been given the differential cost, i.e., there is no OH equivalent, no differential here, charge for cable in existing trench |  | 10.1751 |  |  | 2.09 | 0.80251
| 190.16 | 5.6773 | Pull 3ø 1/0 cable in existing conduit, /ft (not a differential) |  |  |  | 5.6773 |  |  | 2.09
| 190.16 | 8.7002 | Pull 3ø 4/0 cable in existing conduit, /ft (not a differential) |  |  |  | 8.7002 |  |  | 2.09
| 190.16 | 3.6926 | 1ø 1/0 primary in same trench with subfeeder, /ft (not a differential) |  |  |  | 3.0336 |  |  | 2.09 | 0.65897
| 190.16 |  | Cost to pull 1/0 primary cable out of (remove) an existing conduit. | [6 empty] | 2.09
| 190.16 |  | Cost to pull 4/0 primary cable out of (remove) an existing conduit. | [6 empty] | 2.09
|  | 7.9572 | Spare 4" conduit with trenching, /ft (not a differential) |  |  |  | 1.4136 | 1.0049 | 0.064533 |  | 5.4741
|  | 2.2162 | Spare 4" conduit without trenching, /ft (not a differential) |  |  |  | 1.4136 |  |  |  | 0.80251
|  | -4.4046 | 4" Conduit adjustment with trenching | <==means: credit to install 4" conduit with machine trenching |  |  |  | 1.0049 | 0.064533 |  | -5.4741
|  | -0.80251 | 4" Conduit adjustment without trenching | <==means: credit to install 4" conduit in existing trench | [6 empty] | -0.80251
Underground 1ø Primary and Pad-Mounted Transformers
OH Base Cost | UG Base Cost | Cost/Unit | 1ø Underground equipment - differential costs
-1950.43 | 190.16 | 2.6797 | 1ø 1c 1/0 cable with machine trenching, /ft (differential) |  |  |  | 3.0336 | 1.0049 | 0.064533 | 2.09 | 5.3305
-1950.43 | 190.16 | 7.5926 | 1ø 1c 1/0 cable with hand trenching, /ft (differential) |  |  |  | 3.0336 | 1.0049 | 0.064533 | 2.09 | 10.2435
-1950.43 | 190.16 | -4.2728 | Pull 1ø 1/0 cable in existing conduit, /ft (differential) |  |  |  | 2.4811 |  |  | 2.09
-1950.43 | 190.16 | -3.0613 | 1ø 1c 1/0 cable in existing secondary or service trench, /ft (differential) |  |  |  | 3.0336 |  |  | 2.09 | 0.65897
-2185.69 | 380.32 | 5.2516 | Open wye, 2 conduits and 2 1/0 cables with trenching, /ft (differential)(2 pulls) |  |  |  | 6.0673 | 1.0049 | 0.064533 | 4.18 | 5.9895
-235.26 | 190.16 | 2.5719 | 1/0 in same trench with 1ø URD, to make open wye, /ft (differential) |  |  |  | 3.0336 |  |  | 2.09 | 0.65897
1ø Underground equipment - NOT a differential costs
OH Base Cost | UG Base Cost | Cost/unit | 1ø beyond the closest point of attachment costs
| 190.16 | 9.4336 | 1ø 1c 1/0 cable with machine trenching, /ft (not a differential) |  |  |  | 3.0336 | 1.0049 | 0.064533 | 2.09 | 5.3305
| 190.16 | 14.3466 | 1ø 1c 1/0 cable with hand trenching, /ft (not a differential) |  |  |  | 3.0336 | 1.0049 | 0.064533 | 2.09 | 10.2435
| 190.16 | 3.6926 | 1ø 1c 1/0 cable in existing trench , /ft (not a differential) |  |  |  | 3.0336 |  |  | 2.09 | 0.65897
| 190.16 | 2.4811 | Pull 1ø 1c 1/0 cable in existing conduit, /ft (not a differential) |  |  |  | 2.4811 |  |  | 2.09
| 190.16 |  | Cost to pull primary cable out of (remove) an existing conduit. | [6 empty] | 2.09
|  | 6.9168 | Spare 2" conduit with trenching, /ft (not a differential) |  |  |  | 0.51682 | 1.0049 | 0.064533 |  | 5.3305
|  | 1.1758 | Spare 2" conduit without trenching, /ft (not a differential) |  |  |  | 0.51682 |  |  |  | 0.65897
|  | -4.261 | 2" Conduit credit with trenching, /ft (not a differential) |  |  |  |  | 1.0049 | 0.064533 |  | -5.3305
|  | -0.65897 | 2" Conduit credit without trenching, /ft (not a differential) | [7 empty] | -0.65897
3ø Pad-Mounted Transformers
OH Base Cost | UG Base Cost | Cost/Unit | 3ø Underground equipment - differential costs
-2396.9075 | 190.16 | 5.1163 | Conduit and 3ø 3c 1/0 cable with machine trenching, /ft (differential) |  |  |  | 7.2094 | 1.0049 | 0.064533 | 2.09 | 5.4741
-446.4775 | 190.16 | 6.1292 | Conduit and 3ø 3c 1/0 cable in existing trench, /ft (differential) |  |  |  | 7.2094 |  |  | 2.09 | 0.80251
-2396.9075 | 190.16 | -2.9593 | Pull 3ø 3c 1/0 cable in existing conduit, /ft (differential) |  |  |  | 5.6773 |  |  | 2.09
3ø Underground equipment - NOT a differential costs
| 190.16 | 13.7529 | 3ø 3c 1/0 cable with machine trenching, /ft (not a differential) |  |  |  | 7.2094 | 1.0049 | 0.064533 | 2.09 | 5.4741
| 190.16 | 18.6658 | 3ø 3c 1/0 cable with hand trenching, /ft (not a differential) |  |  |  | 7.2094 | 1.0049 | 0.064533 | 2.09 | 10.387
| 190.16 | 8.0119 | 3ø 3c 1/0 cable in existing trench, /ft (not a differential) |  |  |  | 7.2094 |  |  | 2.09 | 0.80251
| 190.16 | 5.6773 | Pull 3ø 3c 1/0 cable in existing conduit, /ft (not a differential) |  |  |  | 5.6773 |  |  | 2.09
| 190.16 |  | Cost to pull primary cable out of (remove) an existing conduit. | [6 empty] | 2.09
|  | 7.9572 | Spare 4" conduit with trenching, /ft (not a differential) |  |  |  | 1.4136 | 1.0049 | 0.064533 |  | 5.4741
|  | 2.2162 | Spare 4" conduit without trenching, /ft (not a differential) |  |  |  | 1.4136 |  |  |  | 0.80251
Credit for installation of polymer pullbox (30" x 60" x 48"), /unit (not a differential)
|  | -4.4046 | 4" Conduit credit with trenching, /ft (not a differential) |  |  |  |  | 1.0049 | 0.064533 |  | -5.4741
|  | -0.80251 | 4" Conduit credit without trenching, /ft (not a differential) | [7 empty] | -0.80251

## Conduit
| Legend | [5 empty] | This worksheet
checked for
| Green highlighting indicates an input area. This is where updated information should be entered. | [5 empty] | 2010
| Yellow highlighting indicates area where there is a link. | [5 empty] | 1/13/2010
Peach highlighting indicates area where there are formulas.
Lilac highligting indicates checked Work Request for correct CU's, contractors cost and quantities.
UG Primary |  |  | UG CONDUIT Material
Conduit |  |  | Material +
Work |  |  | Material
Request # | Install | Material | Handling | Cost/unit | Description
374046 |  | 60.86 | 73.4337 | 0.73434 | 2" galvanized conduit, pulling tape, couplings - 100 feet - no ells/ft
636654 |  | 118.79 | 143.332 | 1.4333 | 3" galvanized conduit, pulling tape, couplings - 100 feet - no ells/ft
374043 |  | 202.22 | 243.9987 | 2.44 | 4" galvanized conduit, pulling tape, couplings - 100 feet - no ells/ft
374041 |  | 626.95 | 756.4779 | 7.5648 | 6" galvanized conduit, pulling tape, couplings - 100 feet - no ells/ft
320417 |  | 28.42 | 34.2916 | 34.2916 | 2" galvanized 90 degree ell - 15" radius
111189 |  | 22.05 | 26.6055 | 26.6055 | 3" galvanized 90 degree ell
332689 |  | 79.25 | 95.6231 | 95.6231 | 4" galvanized 90 degree ell
111226 |  | 178.22 | 215.0403 | 215.0403 | 6" galvanized 90 degree ell
111217 |  | 15.57 | 18.7868 | 18.7868 | 2" galvanized 45 degree ell
111214 |  | 29.27 | 35.3172 | 35.3172 | 3" galvanized 45 degree ell
111221 |  | 7879.18 | 9507.0186 | 9507.0186 | 4" galvanized 45 degree ell
111222 |  | 104.16 | 125.6795 | 125.6795 | 6" galvanized 45 degree ell
191804 |  | 38.52 | 46.4782 | 0.46478 | 2" PVC conduit, glue, pulling tape - no ells/ft
191807 |  | 66.48 | 80.2148 | 0.80215 | 3" PVC conduit, glue, pulling tape - no ells/ft
191808 |  | 105.58 | 127.3928 | 1.2739 | 4" PVC Schedule DB conduit, glue, pulling tape - no ells/ft | 1.0558
928929 |  | 223.17 | 269.2769 | 2.6928 | 6" PVC Schedule 40 conduit, glue, pulling tape - no ells/ft
111250 |  | 1.24 | 1.4962 | 1.4962 | 2" PVC 90 degree ell - 9.5" radius
332676 |  | 4.55 | 5.49 | 5.49 | 3" PVC 90 degree ell
332695 |  | 6.56 | 7.9153 | 7.9153 | 4" PVC 90 degree ell
111255 |  | 45.39 | 54.7676 | 54.7676 | 6" PVC 90 degree ell
111256 |  | 0.93 | 1.1221 | 1.1221 | 2" PVC 45 degree ell
111351 |  | 3.64 | 4.392 | 4.392 | 3" PVC 45 degree ell
111355 |  | 6.28 | 7.5774 | 7.5774 | 4" PVC 45 degree ell
6" PVC 45 degree ell -there is none
111356 |  | 0.56 | 0.6757 | 0.6757 | 2" PVC coupling
111358 |  | 2.02 | 2.4373 | 2.4373 | 2" galvanized coupling
111359 |  | 3.02 | 3.6439 | 3.6439 | 3" PVC coupling
111360 |  | 4.04 | 4.8747 | 4.8747 | 3" galvanized coupling
111362 |  | 3.7 | 4.4644 | 4.4644 | 4" PVC coupling
111363 |  | 8.86 | 10.6905 | 10.6905 | 4" galvanized coupling
111365 |  | 13.31 | 16.0598 | 16.0598 | 6" PVC coupling
111366 |  | 27.89 | 33.6521 | 33.6521 | 6" galvanized coupling
111367 |  | 0.52 | 0.62743 | 0.62743 | 2" PVC conduit plug
111368 |  | 0.55 | 0.66363 | 0.66363 | 3" PVC conduit plug
111370 |  | 0.84 | 1.0135 | 1.0135 | 4" PVC conduit plug
111371 |  | 1.36 | 1.641 | 1.641 | 6" PVC conduit plug
126420 |  | 0.85 | 1.0256 | 1.0256 | 4" PVC spacer - one for each conduit
111372 |  | 2.88 | 3.475 | 3.475 | 6" PVC spacer - one for each conduit
126421 |  | 5.83 | 7.0345 | 7.0345 | GLUECONDF/can
126424 |  | 6.86 | 8.2773 | 8.2773 | GLUECONDM/can
165510 |  | 150.34 | 181.4002 | 1.814 | 4" PVC Schedule 40 conduit, glue, pulling tape - no ells/ft | 1.5034 | 0.4476

## OH Primary
Legend
This worksheet
|  | Old TEC vehicle green highlighting indicates an input area. This is where updated information should be entered. |  |  |  | checked for
|  | Yellow highlighting indicates area where there is a link. |  |  |  | 2010
|  | Peach highlighting indicates area where there are formulas. |  |  |  | 2/11/2010
Lilac highligting indicates checked Work Request for correct CU's, contractors cost & quantities.
Kelly green are new work requests created with no poles, adapting to the PoleForeman era.
OH PRIMARY WIRE
| Assumptions: | Pole height - determined with PoleForeman
DETM, Overhead Line Design Section:
Pole Design (Rev. 06/01/97) Page 4 - Use Triangular Configuration.
Conductor Design (Rev. 10/01/95) Page 12 - standard conductor sizes: for 1ø - #2 Primary with #2 neutral, for 2ø - #2 Primary with #2 neutral,
for 3ø - #2 Primary with #2 neutral, or 336 Primary with 2/0 neutral
Guying (Rev. 10/01/95) Page 30 - Main feeder guy, one per mile.
Surge Arresters (Rev. 10/01/95) Page 33 - at least every 1/4 mile, and at dead-ends.
Grounding (Rev. 10/01/95) Page 34 - at least every 1/4 mile, and meggered to 25 ohms or less.
For 1Ø, 2Ø, & 3Ø,- #2 Primary the maximum ruling span is 300'. 240' spans were used. 5280' divided by 240' equals 18 spans with 19 poles.
Two poles are dead-end poles, one pole is a main feeder guy pole, and 16 poles are tangent poles.
For 3Ø,- 336 Primary the maximum ruling span is 200'. Normally the spans in the field are less. 150' spans were used.
If there is a pole in the work request there should be two pole hauls as well.
If there are angles in the line that would require side guys, the cost of the side guys would have to be added.
There should be a cost for concrete poles. A customer may request to have the distribution line built with concrete poles instead of wood poles.
The customer must pay the cost difference between the wood and concrete pole material and material handling.
OH Primary
| Per Foot | Install |  |  | Material + | TEC |  |  |  | Work |  | TEC | TEC | TEC | Total | % | Contractor Total | %
| Work | or |  |  | Material | Labor | TEC |  | Contractor | Request |  | Labor | Labor | Labor | Installation | Done | Installation | Done By | Labor
| Request # | Remove | Description | Material | Handling | Hours | Overhead | Vehicle | Labor | Total |  | Only | with factor | adder | Total | By TEC | Cost | Contractor | Total
| 65591 | install | 1Ø - #2 Primary & #2 Neutral, no poles, 5280' circuit, 22 - 240' spans | 2071.96 | 2500.0269 | 97.48 |  |  |  | 11421.02 | install no poles | 8920.9931 | 8920.9931 | 0 | 11421.02 | 60% | 8140.2474 | 40% | 10108.7109
| 65590 | remove | 1Ø - #2 Primary, no Poles, 5280' circuit | 0 | 0 | 27.78 |  |  |  | 2533.75 | remove no poles | 2533.75 | 2533.75 | 0 | 2533.75 | 60% | 1598.7904 | 40% | 2159.7662
| 65565 | install | 2Ø (Open Wye) - #2 Primary & #2 Neutral, no Poles, 5280' circuit, 22 - 240' spans | 3047.14 | 3676.6791 | 143.01 |  |  |  | 16719.04 | install no poles | 13042.3609 | 13042.3609 | 0 | 16719.04 | 60% | 11905.9163 | 40% | 14793.7905
| 65561 | remove | 2Ø (Open Wye) - #2 Primary, no Poles, 5280' circuit | 0 | 0 | 49.49 |  |  |  | 4513.93 | remove no poles | 4513.93 | 4513.93 | 0 | 4513.93 | 60% | 2848.3018 | 40% | 3847.6787
| 65540 | install | 3Ø - #2 Primary & #2 Neutral, no Poles, 5280' circuit, 22 - 240' spans | 4153.43 | 5011.5286 | 170.16 |  |  |  | 20529.54 | install no poles | 15518.0114 | 15518.0114 | 0 | 20529.54 | 60% | 14802.6599 | 40% | 18238.788
| 65519 | remove | 3Ø - #2 Primary, 40' Poles, 5280' circuit | 0 | 0 | 62.44 |  |  |  | 5694.82 | remove no poles | 5694.82 | 5694.82 | 0 | 5694.82 | 60% | 3593.3485 | 40% | 4854.2314
| 65212 | install | 3Ø - 2/0 Primary & 2/0 Neutral, no Poles, 22 - 240' spans, 5280' ckt | 6460.11 | 7794.7687 | 166.17 |  |  |  | 22948.68 | install no poles | 15153.9113 | 15153.9113 | 0 | 22948.68 | 60% | 17356.0867 | 40% | 20711.6427
| 42473 | remove | 3Ø - 2/0 Primary, no Poles, 5280' circuit | 0 | 0 | 62.44 |  |  |  | 5694.82 | remove no poles | 5694.82 | 5694.82 | 0 | 5694.82 | 60% | 3593.3485 | 40% | 4854.2314
| 65582 | remove | Remove 3Ø - 4/0 Primary & 2/0 N, no Poles, 5400' circuit - 36 spans | 0 | 0 | 97.58 |  |  |  | 8899.04 | remove no poles | 8899.04 | 8899.04 | 0 | 8899.04 | 60% | 5614.9018 | 40% | 7585.3847
| 580753 | install | Install 1-3Ø-336 ckt 2/0N, no poles, 36 - 150' spans, 5400' circuit | 12559.11 | 15153.8221 | 236.53 |  |  |  | 36724.59 | install no poles | 21570.7679 | 21570.7679 | 0 | 36724.59 | 60% | 28763.9709 | 40% | 33540.3423
| 13487 | remove | RM 1-3Ø-336 ckt 2/0N, no poles, 36 - 150' spans, 5400' circuit | 0 | 0 | 97.63 | Why are these different ? |  |  | 8903.42 | remove no poles | 8903.42 | 8903.42 | 0 | 8903.42 | 60% | 5617.599 | 40% | 7589.0916
| 165464 | install | Install 1-3Ø-336 ckt 2/0 Secondary, no poles, 36 - 150' spans, 5400' circuit | 16773.62 | 20239.0499 | 313.9 |  |  |  | 48865.61 | install no poles | 28626.5601 | 28626.5601 | 0 | 48865.61 | 60% | 38301.0374 | 40% | 44639.781
|  | remove | RM 1-3Ø-336 ckt 2/0 Secondary, no poles, 36 - 150' spans, 5400' circuit | [12 empty] | 60% |  | 40% | 0
| 580765 | install | Install 1-3Ø-336 ckt & 4/0N, no poles, 36 - 150' spans, 5400' circuit | 13382.67 | 16147.5296 | 234.8 |  |  |  | 37560.53 | install no poles | 21413.0004 | 21413.0004 | 0 | 37560.53 | 60% | 29658.1355 | 40% | 34399.5722
| 580730 | remove | RM 1-3Ø-336 ckt & 4/0N, no poles, 36 - 150' spans, 5400' circuit | 0 | 0 | 102.42 | Why are these different ? |  |  | 9340.35 | remove no poles | 9340.35 | 9340.35 | 0 | 9340.35 | 60% | 5893.3174 | 40% | 7961.537
| 340457 | install | Install 2 -3Ø-336 ckts & 4/0N, no poles, 36 - 150' spans, 5400' circuit | 24442.72 | 29492.586 | 424.7 |  |  |  | 68223.32 | install no poles | 38730.734 | 38730.734 | 0 | 68223.32 | 60% | 53929.6788 | 40% | 62505.8635
| 13489 | remove | Remove 2 -3Ø-336 ckts & 4/0N, no poles, 36 - 150' spans, 5400' circuit | 0 | 0 | 195.78 |  |  |  | 17854.67 | remove no poles | 17854.67 | 17854.67 | 0 | 17854.67 | 60% | 11265.5269 | 40% | 15219.0128
c | 13488 | install | IN 1-3Ø-336 ckt 2/0N, 45' CL 4, triangular, 175' spans, 5425' circuit-30 poles | 30280.39 | 36536.3186 | 539.07 |  |  |  | 85696.53 | install 30 poles | 49160.2114 | 49160.2114 | 0 | 85696.53 | 60% | 67553.6688 | 40% | 78439.3855
c | 580725 | remove | RM 1-3Ø-336 ckt 2/0N, 45' CL 4,triangular, 150' spans, 5400' circuit | 0 | 0 | 197.12 |  |  |  | 17975.84 | remove 35 poles | 17975.84 | 17975.84 | 0 | 17975.84 | 60% | 11341.5981 | 40% | 15322.1432
c | 340156 | install | IN 1 3Ø-336 ckt 4/0N, 45' CL 2, triangular 200' spans, 5400' circuit | 24252.8 | 29263.4285 | 285.34 |  |  |  | 55284.71 | install 26 poles | 26021.2815 | 26021.2815 | 0 | 55284.71 | 60% | 45681.3486 | 40% | 51443.3654
c | 340732 | install | IN 1 3Ø-336 ckt 4/0N, 45' CL 2, vertical, 200' spans, 5400' circuit | 24718.59 | 29825.4507 | 365.29 |  |  |  | 63137.62 | install 26 poles | 33312.1693 | 33312.1693 | 0 | 63137.62 | 60% | 50843.4731 | 40% | 58219.9612
c | 203727 | install | IN 2 -3Ø-336 ckts 4/0N, 45' CL 2, crossarm, 200' spans, 5400' circuit | 38492.31 | 46444.8212 | 603.19 |  |  |  | 101452.24 | install 26 poles | 55007.4188 | 55007.4188 | 0 | 101452.24 | 60% | 81151.3654 | 40% | 93331.8902
c | 340159 | install | IN 2 -3Ø-336 ckts 4/0N, 45' CL 2, vertical, 200' spans, 5400' circuit | 38858.68 | 46886.8833 | 623.29 |  |  |  | 103727.56 | install 26 poles | 56840.6767 | 56840.6767 | 0 | 103727.56 | 60% | 82750.2028 | 40% | 95336.6171
c | 340390 | install | IN 1 3Ø-336 ckt 4/0N, 45' CL 2, triangular, 175' spans, 5425' circuit | 25872.35 | 31217.5775 | 396.34 |  |  |  | 67361.7 | install 30 poles | 36144.1225 | 36144.1225 | 0 | 67361.7 | 60% | 54022.5388 | 40% | 62026.0355
c | 340740 | install | IN 1 3Ø-336 ckt 4/0N, 45' CL 2, vertical, 175' spans, 5425' circuit | 26437.01 | 31898.8963 | 409.85 |  |  |  | 69275.15 | install 30 poles | 37376.2537 | 37376.2537 | 0 | 69275.15 | 60% | 55481.2982 | 40% | 63757.6093
c | 340165 | install | IN 2 -3Ø-336 ckts 4/0N, 45' CL 2, crossarm, 175' spans, 5425' circuit | 40585.06 | 48969.9334 | 669.75 |  |  |  | 110048.66 | install 30 poles | 61078.7266 | 61078.7266 | 0 | 110048.66 | 60% | 87507.6518 | 40% | 101032.2567
c | 340404 | install | IN 2 -3Ø-336 ckts 4/0N, 45' CL 2, vertical, 175' spans, 5425' circuit | 41072.58 | 49558.175 | 697.84 |  |  |  | 113198.72 | install 30 poles | 63640.545 | 63640.545 | 0 | 113198.72 | 60% | 89712.3188 | 40% | 103804.1595
| 340425 | install | Dup of 580753 | [6 empty] | #REF! |  | #REF! | #REF! | #REF! | #REF! | 60% | #REF! | 40% | #REF!
c | 340434 | install | IN 1 3Ø-336 ckt 4/0N, 45' CL 2, triangular, 150' spans, 5400' circuit | 27846.79 | 33599.9368 | 356.81 |  |  |  | 66138.99 | install & remove 35 poles | 32539.0532 | 32539.0532 | 0 | 66138.99 | 60% | 54130.2447 | 40% | 61335.4919
c | 340746 | install | IN 1 3Ø-336 ckt 4/0N, 45' CL 2, vertical, 150' spans, 5400' circuit | 28480.27 | 34364.2938 | 465.54 |  |  |  | 92618.64 | install & remove 35 poles | 58254.3462 | 58254.3462 | 0 | 92618.64 | 60% | 71119.617 | 40% | 84019.0308
c | 340436 | install | IN 2 -3Ø-336 ckts 4/0N, 45' CL 2, crossarm, 150' spans, 5400' circuit | 42996.02 | 51878.9977 | 756.93 |  |  |  | 136707.44 | install & remove 35 poles | 84828.4423 | 84828.4423 | 0 | 136707.44 | 60% | 105401.4377 | 40% | 124185.0391
c | 340851 | install | Rm triangular construction, poles, & 2/0N, Install 2nd-336 circuit 4/0N, 50' CL 1 Poles, vertical construction, 200' spans, 5400' circuit | 31079.04 | 37499.9697 | 613.37 |  | checked |  | 93436.52 |  | 55936.5503 | 55936.5503 | 0 | 93436.52 | 60% | 72793.0288 | 40% | 85179.1235
| 340851 | remove | Rm triangular construction, poles, & 2/0N, Install 2nd-336 circuit 4/0N, 50' CL 1 Poles, vertical construction, 200' spans, 5400' circuit | 0 | 0 | 175.15 |  | checked |  | 15973.3 |  | 15973.3 | 15973.3 | 0 | 15973.3 | 60% | 10078.4772 | 40% | 13615.3709
c | 341069 | install | Rm poles, & 2/0N, Install 2nd-336 circuit 4/0N, 45' CL 2 Poles, crossarm construction, 200' spans, 5400' circuit | 26449.01 | 31913.3755 | 541.64 |  |  |  | 81307.56 |  | 49394.1845 | 49394.1845 | 0 | 81307.56 | 60% | 63078.2032 | 40% | 74015.8173
| 341069 | remove | Rm poles, & 2/0N, Install 2nd-336 circuit 4/0N, 45' CL 2 Poles, crossarm construction, 200' spans, 5400' circuit | 0 | 0 | 135.71 |  |  |  | 12376.6 |  | 12376.6 | 12376.6 | 0 | 12376.6 | 60% | 7809.1641 | 40% | 10549.6256
c | 341108 | install | Rm vertical construction, poles, & 2/0N, Install 2nd-336 circuit 4/0N, 50' CL 1 Poles, vertical construction, 200' spans, 5400' circuit | 31079.04 | 37499.9697 | 613.37 |  | checked |  | 93436.52 |  | 55936.5503 | 55936.5503 | 0 | 93436.52 | 60% | 72793.0288 | 40% | 85179.1235
| 341108 | remove | Rm vertical construction, poles, & 2/0N, Install 2nd-336 circuit 4/0N, 50' CL 1 Poles, vertical construction, 200' spans, 5400' circuit | 0 | 0 | 175.15 |  | checked |  | 15973.3 |  | 15973.3 | 15973.3 | 0 | 15973.3 | 60% | 10078.4772 | 40% | 13615.3709
c | 341874 | install | Rm triangular construction, poles, & 2/0N, Install 2nd-336 circuit 4/0N, 45' CL 2 Poles, crossarm construction, 200' spans, 5400' circuit | 29234.22 | 35274.0099 | 610.4 |  |  |  | 90939.3 |  | 55665.2901 | 55665.2901 | 0 | 90939.3 | 60% | 70395.7667 | 40% | 82721.8867
| 341874 | remove | Rm triangular construction, poles, & 2/0N, Install 2nd-336 circuit 4/0N, 45' CL 2 Poles, crossarm construction, 200' spans, 5400' circuit | 0 | 0 | 132.25 |  |  |  | 12061 |  | 12061 | 12061 | 0 | 12061 | 60% | 7610.0133 | 40% | 10280.6053
c | 341882 | install | Rm vertical construction, poles, & 2/0N, Install 2nd-336 circuit 4/0N, 50' CL 1 Poles, crossarm construction, 200' spans, 5400' circuit | 31079.04 | 37499.9697 | 613.37 |  | checked |  | 93436.52 |  | 55936.5503 | 55936.5503 | 0 | 93436.52 | 60% | 72793.0288 | 40% | 85179.1235
| 341882 | remove | Rm vertical construction, poles, & 2/0N, Install 2nd-336 circuit 4/0N, 50' CL 1 Poles, crossarm construction, 200' spans, 5400' circuit | 0 | 0 | 178.61 |  | checked |  | 16288.9 |  | 16288.9 | 16288.9 | 0 | 16288.9 | 60% | 10277.6279 | 40% | 13884.3912
c | 341066 | install | Rm triangular construction, poles, & 2/0N, Install 2nd-336 circuit 4/0N, 50' CL 1 Poles, vertical construction, 175' spans, 5425' circuit | 33566.61 | 40501.4716 | 689.58 |  | checked |  | 103388.96 |  | 62887.4884 | 62887.4884 | 0 | 103388.96 | 60% | 80180.5562 | 40% | 94105.5985
| 341066 | remove | Rm triangular construction, poles, & 2/0N, Install 2nd-336 circuit 4/0N, 50' CL 1 Poles, vertical construction, 175' spans, 5425' circuit | 0 | 0 | 200.69 |  | checked |  | 18302.03 |  | 18302.03 | 18302.03 | 0 | 18302.03 | 60% | 11547.6367 | 40% | 15600.2727
c | 341094 | install | Rm poles, & 2/0N, Install 2nd-336 ckt 4/0N, 45' CL 2 Poles, crossarm construction, 175' spans, 5425' circuit | 28155.84 | 33972.8365 | 605.57 |  |  |  | 89198.22 |  | 55225.3835 | 55225.3835 | 0 | 89198.22 | 60% | 68817.2445 | 40% | 81045.8298
| 341094 | remove | Rm poles, & 2/0N, Install 2nd-336 ckt 4/0N, 45' CL 2 Poles, crossarm construction, 175' spans, 5425' circuit | 0 | 0 | 155.18 |  |  |  | 14151.76 |  | 14151.76 | 14151.76 | 0 | 14151.76 | 60% | 8929.0446 | 40% | 12062.6738
c | 341746 | install | Rm vertical construction, poles, & 2/0N, Install 2nd-336 ckt 4/0N, 50' CL 1 Poles, vertical construction, 175' spans, 5425' circuit | 33566.61 | 40501.4716 | 689.58 |  | checked |  | 103388.96 |  | 62887.4884 | 62887.4884 | 0 | 103388.96 | 60% | 80180.5562 | 40% | 94105.5985
| 341746 | remove | Rm vertical construction, poles, & 2/0N, Install 2nd-336 ckt 4/0N, 50' CL 1 Poles, vertical construction, 175' spans, 5425' circuit | 0 | 0 | 200.69 |  | checked |  | 18302.03 |  | 18302.03 | 18302.03 | 0 | 18302.03 | 60% | 11547.6367 | 40% | 15600.2727
c | 341888 | install | Rm triangular construction, poles, & 2/0N, Install 2nd-336 ckt 4/0N, 45' CL 2 Poles, crossarm construction, 175' spans, 5425' circuit | 31386.67 | 37871.156 | 685.33 |  |  |  | 100371 |  | 62499.844 | 62499.844 | 0 | 100371 | 60% | 77305.6336 | 40% | 91144.8534
| 341888 | remove | Rm triangular construction, poles, & 2/0N, Install 2nd-336 ckt 4/0N, 45' CL 2 Poles, crossarm construction, 175' spans, 5425' circuit | 0 | 0 | 151.19 |  |  |  | 13787.85 |  | 13787.85 | 13787.85 | 0 | 13787.85 | 60% | 8699.4214 | 40% | 11752.4786
c | 341934 | install | Rm vertical construction, poles, & 2/0N, Install 2nd-336 ckt 4/0N, 50' CL 1 Poles, crossarm construction, 175' spans, 5425' circuit | 33566.61 | 40501.4716 | 689.58 |  | checked |  | 103388.96 |  | 62887.4884 | 62887.4884 | 0 | 103388.96 | 60% | 80180.5562 | 40% | 94105.5985
| 341934 | remove | Rm vertical construction, poles, & 2/0N, Install 2nd-336 ckt 4/0N, 50' CL 1 Poles, crossarm construction, 175' spans, 5425' circuit | 0 | 0 | 204.68 |  | checked |  | 18666.17 |  | 18666.17 | 18666.17 | 0 | 18666.17 | 60% | 11777.4898 | 40% | 15910.6979
c | 341068 | install | Rm triangular construction & 2/0N, Install 2nd-336 ckt 4/0N, vertical construction, 150' spans, 5400' circuit | 36571.31 | 44126.9426 | 784.83 |  | checked |  | 115701.34 |  | 71574.3974 | 71574.3974 | 0 | 115701.34 | 60% | 89287.2161 | 40% | 105135.6904
| 341068 | remove | Rm triangular construction & 2/0N, Install 2nd-336 ckt 4/0N, vertical construction, 150' spans, 5400' circuit | 0 | 0 | 232.6 |  | checked |  | 21212.43 |  | 21212.43 | 21212.43 | 0 | 21212.43 | 60% | 13384.0784 | 40% | 18081.0893
c | 341100 | install | Rm poles, & 2/0N, Install 2nd-336 ckt 4/0N, 45' CL 2 Poles, crossarm construction, 150' spans, 5400' circuit | 30184.61 | 36420.7504 | 685.48 |  |  |  | 98933.36 |  | 62512.6096 | 62512.6096 | 0 | 98933.36 | 60% | 75862.9452 | 40% | 89705.1941
| 341100 | remove | Rm poles, & 2/0N, Install 2nd-336 ckt 4/0N, 45' CL 2 Poles, crossarm construction, 150' spans, 5400' circuit | 0 | 0 | 179.51 |  |  |  | 16370.68 |  | 16370.68 | 16370.68 | 0 | 16370.68 | 60% | 10329.1176 | 40% | 13954.0551
c | 341860 | install | Rm vertical construction, poles, & 2/0N, Install 2nd-336 ckt 4/0N, 50' CL 1 Poles, vertical construction, 150' spans, 5400' circuit | 36571.31 | 44126.9426 | 784.83 |  | checked |  | 115701.34 |  | 71574.3974 | 71574.3974 | 0 | 115701.34 | 60% | 89287.2161 | 40% | 105135.6904
| 341860 | remove | Rm vertical construction, poles, & 2/0N, Install 2nd-336 ckt 4/0N, 50' CL 1 Poles, vertical construction, 150' spans, 5400' circuit | 0 | 0 | 232.6 |  | checked |  | 21212.43 |  | 21212.43 | 21212.43 | 0 | 21212.43 | 60% | 13384.0784 | 40% | 18081.0893
c | 341905 | install | Rm triangular construction, poles, & 2/0N, Install 2nd-336 ckt 4/0N, 45' CL 2 Poles, crossarm construction, 150' spans, 5400' circuit | 33972.48 | 40991.1944 | 778.99 |  |  |  | 112032.48 |  | 71041.2856 | 71041.2856 | 0 | 112032.48 | 60% | 85814.9063 | 40% | 101545.4505
| 341905 | remove | Rm triangular construction, poles, & 2/0N, Install 2nd-336 ckt 4/0N, 45' CL 2 Poles, crossarm construction, 150' spans, 5400' circuit | 0 | 0 | 174.85 |  |  |  | 15945.85 |  | 15945.85 | 15945.85 | 0 | 15945.85 | 60% | 10061.1239 | 40% | 13591.9596
c | 341941 | install | Rm vertical construction, poles, & 2/0N, Install 2nd-336 ckt 4/0N, 50' CL 1 Poles, crossarm construction, 150' spans, 5400' circuit | 36541.4 | 44090.8532 | 777.69 |  | checked |  | 115013.87 |  | 70923.0168 | 70923.0168 | 0 | 115013.87 | 60% | 88840.0489 | 40% | 104544.3416
| 341941 | remove | Rm vertical construction, poles, & 2/0N, Install 2nd-336 ckt 4/0N, 50' CL 1 Poles, crossarm construction, 150' spans, 5400' circuit | 0 | 0 | 237.26 |  | checked |  | 21637.26 |  | 21637.26 | 21637.26 | 0 | 21637.26 | 60% | 13652.0721 | 40% | 18443.1848
| 581644 | install | Remove 3Ø - 4/0 primary, Install 3Ø -336 primary, 2/0N existing, no poles, xarm construction, 150' spans, 5400' circuit | 9845.86 | 11880.0147 | 351.04 |  | checked |  | 43892.33 | no pole replacements | 32012.3153 | 32012.3153 | 0 | 43892.33 | 60% | 32077.779 | 40% | 39166.5096
| 581644 | remove | Remove 3Ø - 4/0 primary, Install 3Ø -336 primary, 2/0N existing, no poles, xarm construction, 150' spans, 5400' circuit | 0 | 0 | 69.58 |  | checked |  | 6345.95 | no pole replacements | 6345.95 | 6345.95 | 0 | 6345.95 | 60% | 4004.1757 | 40% | 5409.2403
c | 340396 | install | Rm 3Ø-4/0 pri, In 3Ø-336 pri, 2/0N existing, no poles, xarm construction, 175' spans, 5425' circuit | 9891.49 | 11935.0718 | 306.24 |  | checked |  | 39861.8 | no pole replacements | 27926.7282 | 27926.7282 | 0 | 39861.8 | 60% | 29555.0313 | 40% | 35739.0925
| 340396 | remove | Rm 3Ø-4/0 pri, In 3Ø-336 pri, 2/0N existing, no poles, xarm construction, 175' spans, 5425' circuit | 0 | 0 | 60.28 |  | checked |  | 5497.02 | no pole replacements | 5497.02 | 5497.02 | 0 | 5497.02 | 60% | 3468.2451 | 40% | 4685.51
c | 581651 | install | Remove 3Ø - 4/0 primary, Install 3Ø -336 primary, 2/0N existing, no poles, xarm construction, 200' spans, 5400' circuit | 9845.86 | 11880.0147 | 270.38 |  | checked |  | 36537.07 | no pole replacements | 24657.0553 | 24657.0553 | 0 | 36537.07 | 60% | 27437.2002 | 40% | 32897.1221
| 581651 | remove | Remove 3Ø - 4/0 primary, Install 3Ø -336 primary, 2/0N existing, no poles, xarm construction, 200' spans, 5400' circuit | 0 | 0 | 52.21 |  | checked |  | 4761.91 | no pole replacements | 4761.91 | 4761.91 | 0 | 4761.91 | 60% | 3004.7379 | 40% | 4059.0411
c | 581660 | install | Remove 3Ø - 4/0 crossarm primary, Install 3Ø -336 triangular primary, 2/0N existing, no poles, 150' spans, 5400' circuit | 12257.37 | 14789.7426 | 408.14 |  | checked |  | 52009.03 | no pole replacements | 37219.2874 | 37219.2874 | 0 | 52009.03 | 60% | 38272.7297 | 40% | 46514.5099
| 581660 | remove | Remove 3Ø - 4/0 crossarm primary, Install 3Ø -336 triangular primary, 2/0N existing, no poles, 150' spans, 5400' circuit | 0 | 0 | 124.15 |  | checked |  | 11322.32 | no pole replacements | 11322.32 | 11322.32 | 0 | 11322.32 | 60% | 7143.9457 | 40% | 9650.9703
c | 581676 | install | Remove 3Ø - 4/0 crossarm primary, Install 3Ø -336 triangular primary, 2/0N existing, no poles, 175' spans, 5425' circuit | 12083.78 | 14580.2889 | 358.15 |  | checked |  | 47240.63 | no pole replacements | 32660.3411 | 32660.3411 | 0 | 47240.63 | 60% | 35186.7859 | 40% | 42419.0924
| 581676 | remove | Remove 3Ø - 4/0 crossarm primary, Install 3Ø -336 triangular primary, 2/0N existing, no poles, 175' spans, 5425' circuit | 0 | 0 | 107.59 |  | checked |  | 9811.77 | no pole replacements | 9811.77 | 9811.77 | 0 | 9811.77 | 60% | 6190.7367 | 40% | 8363.3567
c | 581656 | install | Remove 3Ø - 4/0 crossarm primary, Install 3Ø -336 triangular primary, 2/0N existing, no poles, 200' spans, 5400' circuit | 11672.77 | 14084.3643 | 313.64 |  | checked |  | 42686.09 | no pole replacements | 28601.7257 | 28601.7257 | 0 | 42686.09 | 60% | 32130.268 | 40% | 38463.7612
| 581656 | remove | Remove 3Ø - 4/0 crossarm primary, Install 3Ø -336 triangular primary, 2/0N existing, no poles, 200' spans, 5400' circuit | 0 | 0 | 92.14 |  | checked |  | 8403.14 | no pole replacements | 8403.14 | 8403.14 | 0 | 8403.14 | 60% | 5302.0896 | 40% | 7162.7198
c | 582258 | install | Rm 3Ø-#2 pri,#2N, In 3Ø-336 pri, 2/0N xarm,in tri, no poles, 150' spans, 5400' circuit | 13748.04 | 16588.3851 | 483.5 |  | checked |  | 60682.06 | no pole replacements | 44093.6749 | 44093.6749 | 0 | 60682.06 | 60% | 44409.4546 | 40% | 54173.0178
| 582258 | remove | Rm 3Ø-#2 pri,#2N, In 3Ø-336 pri, 2/0N xarm,in tri, no poles, 150' spans, 5400' circuit | 0 | 0 | 143.06 |  | checked |  | 13046.31 | no pole replacements | 13046.31 | 13046.31 | 0 | 13046.31 | 60% | 8231.5035 | 40% | 11120.3874
c | 582231 | install | Rm 3Ø-#2 pri,#2N, In 3Ø-336 pri, 2/0N xarm,in tri, no poles, 175' spans, 5425' circuit | 13434.82 | 16210.4538 | 420.74 |  | checked |  | 54580.28 | no pole replacements | 38369.8262 | 38369.8262 | 0 | 54580.28 | 60% | 40419.916 | 40% | 48916.1344
| 582231 | remove | Rm 3Ø-#2 pri,#2N, In 3Ø-336 pri, 2/0N xarm,in tri, no poles, 175' spans, 5425' circuit | 0 | 0 | 123.11 |  | checked |  | 11226.63 | no pole replacements | 11226.63 | 11226.63 | 0 | 11226.63 | 60% | 7083.2578 | 40% | 9569.2811
c | 582129 | install | Rm 3Ø-#2 pri,#2N, In 3Ø-336 pri, 2/0N xarm,in tri, no poles, 200' spans, 5400' circuit | 13090.36 | 15794.8284 | 370.51 |  | checked |  | 49583.9 | no pole replacements | 33789.0716 | 33789.0716 | 0 | 49583.9 | 60% | 37114.0695 | 40% | 44595.9678
| 582129 | remove | Rm 3Ø-#2 pri,#2N, In 3Ø-336 pri, 2/0N xarm,in tri, no poles, 200' spans, 5400' circuit | 0 | 0 | 107.13 |  | checked |  | 9769.25 | no pole replacements | 9769.25 | 9769.25 | 0 | 9769.25 | 60% | 6163.6984 | 40% | 8327.0293
c | 582679 | install | Remove 3Ø - 4/0 primary, Install 3Ø -336 primary, 50' CL 1 Poles, vertical construction, 150' spans, 5400' circuit | 30933.94 | 37324.892 | 768.55 |  | checked |  | 107414.45 |  | 70089.558 | 70089.558 | 0 | 107414.45 | 60% | 81548.2434 | 40% | 97067.9674
| 582679 | remove | Remove 3Ø - 4/0 primary, Install 3Ø -336 primary, 50' CL 1 Poles, vertical construction, 150' spans, 5400' circuit | 0 | 0 | 300.1 |  | checked |  | 27368.09 |  | 27368.09 | 27368.09 | 0 | 27368.09 | 60% | 17267.9682 | 40% | 23328.0413
c | 582687 | install | Remove 3Ø - 4/0 primary, Install 3Ø -336 primary, 50' CL 1 Poles, vertical construction, 175' spans, 5425' circuit | 28308.08 | 34156.5293 | 665.32 |  | checked |  | 94831.08 |  | 60674.5507 | 60674.5507 | 0 | 94831.08 | 60% | 72439.1672 | 40% | 85874.3149
| 582687 | remove | Remove 3Ø - 4/0 primary, Install 3Ø -336 primary, 50' CL 1 Poles, vertical construction, 175' spans, 5425' circuit | 0 | 0 | 257.64 |  | checked |  | 23495.48 |  | 23495.48 | 23495.48 | 0 | 23495.48 | 60% | 14824.3858 | 40% | 20027.0423
c | 582694 | install | Remove 3Ø - 4/0 primary, Install 3Ø -336 primary, 50' CL 1 Poles, vertical construction, 200' spans, 5400' circuit | 26106.05 | 31499.5599 | 582.7 |  | checked |  | 84640.43 |  | 53140.8701 | 53140.8701 | 0 | 84640.43 | 60% | 65029.1639 | 40% | 76795.9235
| 582694 | remove | Remove 3Ø - 4/0 primary, Install 3Ø -336 primary, 50' CL 1 Poles, vertical construction, 200' spans, 5400' circuit | 0 | 0 | 223.94 |  | checked |  | 20421.67 |  | 20421.67 | 20421.67 | 0 | 20421.67 | 60% | 12884.7781 | 40% | 17406.9132
c | 582744 | install | Rm 3ø,4/0 & 2/0N, In 2-3ø,336 & 4/0N, vertical 150' spans, 50' CL 1 Poles | 43945.45 | 53024.58 | 1086.89 |  | checked |  | 152144.76 |  | 99120.18 | 99120.18 | 0 | 152144.76 | 60% | 115564.5488 | 40% | 137512.6755
| 582744 | remove | Rm 3ø,4/0 & 2/0N, In 2-3ø,336 & 4/0N, vertical 150' spans, 50' CL 1 Poles | 0 | 0 | 300.1 |  | checked |  | 27368.09 |  | 27368.09 | 27368.09 | 0 | 27368.09 | 60% | 17267.9682 | 40% | 23328.0413
c | 582807 | install | Rm 3ø,4/0 & 2/0N, In 2-3ø,336 & 4/0N, vertical 175' spans, 50' CL 1 Poles | 40914.38 | 49367.2909 | 950.62 |  | checked |  | 136059.03 |  | 86691.7391 | 86691.7391 | 0 | 136059.03 | 60% | 104065.1021 | 40% | 123261.4588
| 582807 | remove | Rm 3ø,4/0 & 2/0N, In 2-3ø,336 & 4/0N, vertical 175' spans, 50' CL 1 Poles | 0 | 0 | 257.99 |  | checked |  | 23527.85 |  | 23527.85 | 23527.85 | 0 | 23527.85 | 60% | 14844.9762 | 40% | 20054.7005
c | 638854 | install | Rm 3ø,4/0 & 2/0N, In 2-3ø,336 & 4/0N, vertical 200' spans, 50' CL 1 Poles | 38306.04 | 46220.0679 | 841.55 |  | checked |  | 122966.14 |  | 76746.0721 | 76746.0721 | 0 | 122966.14 | 60% | 94643.0561 | 40% | 111636.9064
| 638854 | remove | Rm 3ø,4/0 & 2/0N, In 2-3ø,336 & 4/0N, vertical 200' spans, 50' CL 1 Poles | 0 | 0 | 224.29 |  | checked |  | 20454.05 |  | 20454.05 | 20454.05 | 0 | 20454.05 | 60% | 12905.3785 | 40% | 17434.5814
| 165475 | install | Install 2/0 Neutral conductor only per foot | 1407.86 | 1698.7239 | 77.2 |  | checked |  | 8739 |  | 7040.2761 | 7040.2761 | 0 | 8739 | 60% | 6140.7681 | 40% | 7699.7072
| 165487 | remove | Remove 2/0 Neutral conductor only per foot | 0 | 0 | 19.35 |  | checked |  | 1764.64 |  | 1764.64 | 1764.64 | 0 | 1764.64 | 60% | 1113.3992 | 40% | 1504.1437
| 165495 | remove | Remove #2 AWG Neutral conductor only per foot | 0 | 0 | 19.35 |  | checked |  | 1764.64 |  | 1764.64 | 1764.64 | 0 | 1764.64 | 60% | 1113.3992 | 40% | 1504.1437
| 165497 | install | Install 4/0 Neutral conductor only per foot | 2303.15 | 2778.9808 | 77.2 |  | checked |  | 9819.26 |  | 7040.2792 | 7040.2792 | 0 | 9819.26 | 60% | 7221.0281 | 40% | 8779.9672
| 165498 | remove | Remove 4/0 Neutral conductor only per foot | 0 | 0 | 19.35 |  | checked |  | 1764.64 |  | 1764.64 | 1764.64 | 0 | 1764.64 | 60% | 1113.3992 | 40% | 1504.1437
RELOCATE WIRE
| Assumptions: | These costs are labor only and should be maintenance - working with existing conductors.
[5 empty] | Material + | TEC |  |  |  | Work |  | TEC | TEC | TEC |  | % | Contractor Total | %
| Work |  |  |  | Material | Labor | TEC |  | Contractor | Request |  | Labor | Labor | Labor | Maintenance | Done | Installation | Done By | Labor
| Request # | Maintenance | Description | Material | Handling | Hours | Overhead | Vehicle | Labor | Total |  | Only | with factor | adder | Total Cost | By TEC | Cost | Contractor | Total
| 290622 |  | Relocate 1 deadend conductor |  |  | 4.26 |  | checked |  | 388.4 |  | 388.4 | 388.4 | 0 | 388.4 | 60% | 245.0261 | 40% | 331.0504
| 290621 |  | Relocate 2 deadend conductors |  |  | 6.74 |  | checked |  | 614.95 |  | 614.95 | 614.95 | 0 | 614.95 | 60% | 388.1095 | 40% | 524.2138
| 290620 |  | Relocate 3 deadend conductors |  |  | 9.05 |  | checked |  | 825.32 |  | 825.32 | 825.32 | 0 | 825.32 | 60% | 520.7345 | 40% | 703.4858
| 288741 |  | Relocate 4 deadend conductors |  |  | 10.65 |  | checked |  | 970.99 |  | 970.99 | 970.99 | 0 | 970.99 | 60% | 612.5552 | 40% | 827.6161
| 290641 |  | Relocate 1 additional span conductor |  |  | 2.84 |  | checked |  | 258.93 |  | 258.93 | 258.93 | 0 | 258.93 | 60% | 163.3474 | 40% | 220.6969
| 290640 |  | Relocate 2 additional span conductors |  |  | 4.35 |  | checked |  | 396.48 |  | 396.48 | 396.48 | 0 | 396.48 | 60% | 250.077 | 40% | 337.9188
| 290639 |  | Relocate 3 additional span conductors |  |  | 5.32 |  | checked |  | 485.5 |  | 485.5 | 485.5 | 0 | 485.5 | 60% | 306.4509 | 40% | 413.8803
| 290638 |  | Relocate 4 additional span conductors |  |  | 6.21 |  | checked |  | 566.41 |  | 566.41 | 566.41 | 0 | 566.41 | 60% | 357.4071 | 40% | 482.8089
|  |  | Relocate one deadend conductor, not accessible |  |  | 10.65 |  | checked |  | 971 |  | 971 | 971 | 0 | 971 | 60% | 612.5652 | 40% | 827.6261
|  |  | Relocate two deadend conductors, not accessible |  |  | 16.85 |  | checked |  | 1537.375 |  | 1537.375 | 1537.375 | 0 | 1537.375 | 60% | 970.2739 | 40% | 1310.5345
|  |  | Relocate three deadend conductors, not accessible |  |  | 22.625 |  | checked |  | 2063.3 |  | 2063.3 | 2063.3 | 0 | 2063.3 | 60% | 1301.8363 | 40% | 1758.7145
|  |  | Relocate four deadend conductors, not accessible |  |  | 26.625 |  | checked |  | 2427.475 |  | 2427.475 | 2427.475 | 0 | 2427.475 | 60% | 1531.3879 | 40% | 2069.0402
|  |  | Relocate one additional span conductor, not accessible |  |  | 7.1 |  | checked |  | 647.325 |  | 647.325 | 647.325 | 0 | 647.325 | 60% | 408.3684 | 40% | 551.7424
|  |  | Relocate two additional span conductors, not accessible |  |  | 10.875 |  | checked |  | 991.2 |  | 991.2 | 991.2 | 0 | 991.2 | 60% | 625.1926 | 40% | 844.797
|  |  | Relocate three additional span conductors, not accessible |  |  | 13.3 |  | checked |  | 1213.75 |  | 1213.75 | 1213.75 | 0 | 1213.75 | 60% | 766.1271 | 40% | 1034.7009
|  |  | Relocate four additional span conductors, not accessible |  |  | 15.525 |  | checked |  | 1416.025 |  | 1416.025 | 1416.025 | 0 | 1416.025 | 60% | 893.5179 | 40% | 1207.0221
|  |  | Layout 3ø deadend distribution so that transmission can install a new pole (one move)/pole |  |  | 10.65 |  | checked |  | 970.99 |  | 970.99 | 970.99 | 0 | 970.99 | 60% | 612.5552 | 40% | 827.6161
|  |  | Transfer 3ø deadend primary and neutral to new transmission pole/pole |  |  | 10.65 |  | checked |  | 970.99 |  | 970.99 | 970.99 | 0 | 970.99 | 60% | 612.5552 | 40% | 827.6161
Planning Costs
| Assumptions: | Planning costs are suppose to have all the costs in there - simple and worse case
For OH primary the base cost is the fixed cost of two dead-end poles with guys. One deadend pole is framed
as the slack span pole which would be at the beginning of a straight distribution line and the other deadend
pole has surge arresters which would be at the end of the line. These are on the Poles worksheet.
For OH primary the per foot cost is the cost of the tangent poles and wire between the two dead-end poles.
The OH primary per foot work request has tangent poles and wire with spans that match the criteria for each
conductor. The length of the distribution line is at least a mile to simulate the storm guying and surge arrester
installations required in the TEC construction specifications. The per foot cost is obtained by dividing the work
request total by the length of the distribution line.
For per foot costs for average 150' spans:
Since 5400/150 = 36 spans, 37 poles are required in the overhead design. Two poles are
deadend poles, one pole is a main feeder guy pole, and 34 poles are tangent poles.
The 5400' work request should have 34 tangent poles and one double deadend storm guyed pole.
For per foot costs for average 175' spans:
Since 5425/175 = 31 spans, 32 poles are required in the overhead design. Two poles are
deadend poles, one pole is a main feeder guy pole, and 29 poles are tangent poles.
The 5425' work request should have 29 tangent poles and one double deadend storm guyed pole.
For per foot costs for average 200' spans:
Since 5400/200 = 27 spans, 28 poles are required in the overhead design. Two poles are
deadend poles, one pole is a main feeder guy pole, and 25 poles are tangent poles.
The 5400' work request should have 25 tangent poles and one double deadend storm guyed pole.
New construction - three phase primary circuit costs
| WR not checked | Cost/foot
| Base Cost | 150' spans | Primary Line Installation (base cost + (line length times cost/foot)) | Cost/mile | /ft Mat | /ft In Lab
|  |  | Install one 3ø, 336 & 2/0N primary circuit on transmission poles/ft | WR not checked
Install two 3ø, 336 & 4/0N primary circuit on transmission poles/ft
| 6140.15 | 12.248 | IN 1 3Ø-336 ckt 4/0N, 45' CL 2, triangular, 150' spans, 5400' circuit | 70809.3847 | 6.2222 | 0.066076
| 6140.15 | 17.1516 | IN 1 3Ø-336 ckt 4/0N, 45' CL 2, vertical, 150' spans, 5400' circuit | 96700.598 | 6.3638 | 0.086211
| 12280.3 | 25.3162 | IN 2 -3Ø-336 ckts 4/0N, 45' CL 2, crossarm, 150' spans, 5400' circuit | 145949.7969 | 9.6072 | 0.14017
| 12280.3 | 12.6339 | Install 2 -3Ø-336 ckts & 4/0N, no poles, 36 - 150' spans, 5400' circuit | 78987.5462 | 5.4616 | 0.078648
Cost/foot
| Base Cost | 175' spans | Primary Line Installation (base cost + (line length times cost/foot)) | Cost/mile
|  |  | Install one 3ø, 336 & 2/0N primary circuit on transmission poles/ft | WR not checked
Install two 3ø, 336 & 4/0N primary circuit on transmission poles/ft
| 6140.15 | 12.4169 | IN 1 3Ø-336 ckt 4/0N, 45' CL 2, triangular, 175' spans, 5425' circuit | 71701.399 | 5.7544 | 0.073058
| 6140.15 | 12.7696 | IN 1 3Ø-336 ckt 4/0N, 45' CL 2, vertical, 175' spans, 5425' circuit | 73563.7061 | 5.88 | 0.075548
| 12280.3 | 20.2855 | IN 2 -3Ø-336 ckts 4/0N, 45' CL 2, crossarm, 175' spans, 5425' circuit | 119387.5672 | 9.0267 | 0.12346
| 12280.3 | 20.8661 | IN 2 -3Ø-336 ckts 4/0N, 45' CL 2, vertical, 175' spans, 5425' circuit | 122453.4321 | 9.1351 | 0.12863
Cost/foot
| Base Cost | 200' spans | Primary Line Installation (base cost + (line length times cost/foot)) | Cost/mile
|  |  | Install one 3ø, 336 & 2/0N primary circuit on transmission poles/ft | WR not checked
Install two 3ø, 336 & 4/0N primary circuit on transmission poles/ft
| 6140.15 | 15.8697 | IN 1-3Ø-336 ckt 2/0N, 45' CL 4, triangular, 175' spans, 5425' circuit-30 poles | 89932.3127 | 6.766 | 0.099828
| 6140.15 | 10.2379 | IN 1 3Ø-336 ckt 4/0N, 45' CL 2, triangular 200' spans, 5400' circuit | 60196.3109 | 5.4192 | 0.052841
| 6140.15 | 11.6922 | IN 1 3Ø-336 ckt 4/0N, 45' CL 2, vertical, 200' spans, 5400' circuit | 67874.7118 | 5.5232 | 0.067646
| 12280.3 | 18.7875 | IN 2 -3Ø-336 ckts 4/0N, 45' CL 2, crossarm, 200' spans, 5400' circuit | 111478.0458 | 8.6009 | 0.1117
| 12280.3 | 19.2088 | IN 2 -3Ø-336 ckts 4/0N, 45' CL 2, vertical, 200' spans, 5400' circuit | 113702.8031 | 8.6828 | 0.11542
Make ready costs - make existing construction ready for double circuit
WR not checked
| Circuit Length | Base Cost | Cost/foot with 200' spans | (base cost + (line length times cost/foot))
| WR not checked |  |  | Rm triangular construction, poles, & 2/0N, Install 2nd-336 circuit 4/0N, 50' CL 1 Poles, vertical construction, 175' spans, 5425' circuit
Reconstruction costs - reconfigure existing primary and install a second circuit
WR not checked
Cost/foot with
| Cost/mile | Base Cost | Primary Line Reconstruction (base cost + (line length times cost/foot)) | 150' spans | Mat | Mat | In Lab | Out Lab
|  | pole replacements?Yes | Rearrange existing 336 triangular to vertical double circuit, 4/0 neutral | 21.4262 | 6.7725 | 8.1717 | 0.14534 | 0
| This is not standard construction |  | Rearrange existing 336 crossarm to crossarm double circuit, 4/0 neutral | 18.321 | 5.5897 | 6.7446 | 0.12694 | 0
|  | pole replacements?Yes | Rearrange existing 336 vertical to vertical double circuit, 4/0 neutral | 21.4262 | 6.7725 | 8.1717 | 0.14534 | 0
| This is not standard construction | pole replacements?Yes | Rearrange existing 336 triangular to crossarm double circuit, 4/0 neutral | 20.7468 | 6.2912 | 7.591 | 0.14426 | 0
|  | pole replacements?Yes | Rearrange existing 336 crossarm to vertical double circuit, 4/0 neutral | 21.2989 | 6.7669 | 8.165 | 0.14402 | 0
Remove 3Ø - 4/0 primary, Install 3Ø -336 primary, 45' CL 2 Poles, crossarm construction, 150' spans, 5400' circuit
|  |  | Remove 3Ø - 4/0 primary, Install 3Ø -336 primary, 45' CL 2 Poles, vertical construction, 150' spans, 5400' circuit | 19.8916
Remove 3Ø - 4/0 primary, Install 3Ø -336 primary, 45' CL 2 Poles, triangular construction, 150' spans, 5400' circuit
|  | ====> | Remove existing 3ø circuit and poles, Install 3ø,336, 4/0N, 45' CL 2 Poles
Rearrange existing 3ø,336 primary, remove 2/0N, install 2nd circuit & 4/0N
| add removal WR to install WR | ====> | Remove 3ø circuit and poles, Install 2-3ø,336 primary, 4/0N, 45' CL 2 Poles | 28.175
| WR not checked |  |  | Cost/foot with
| Cost/mile | Base Cost | Primary Line Reconstruction (base cost + (line length times cost/foot)) | 175' spans | Mat | Mat | In Lab | Out Lab
|  | pole replacements?Yes | Rearrange existing 336 triangular to vertical double circuit, 4/0 neutral | 19.0579 | 6.1874 | 7.4657 | 0.12711 | 0
| This is not standard construction |  | Rearrange existing 336 crossarm to crossarm double circuit, 4/0 neutral | 16.4421 | 5.19 | 6.2623 | 0.11163 | 0
|  | pole replacements?Yes | Rearrange existing 336 vertical to vertical double circuit, 4/0 neutral | 19.0579 | 6.1874 | 7.4657 | 0.12711 | 0
| This is not standard construction |  | Rearrange existing 336 triangular to crossarm double circuit, 4/0 neutral | 18.5016 | 5.7856 | 6.9809 | 0.12633 | 0
|  | pole replacements?Yes | Rearrange existing 336 crossarm to vertical double circuit, 4/0 neutral | 19.0579 | 6.1874 | 7.4657 | 0.12711 | 0
Remove 3Ø - 4/0 primary, Install 3Ø -336 primary, 45' CL 2 Poles, crossarm construction, 175' spans, 5425' circuit
|  |  | Remove 3Ø - 4/0 primary, Install 3Ø -336 primary, 45' CL 2 Poles, vertical construction, 175' spans, 5425' circuit | 17.5613
Remove 3Ø - 4/0 primary, Install 3Ø -336 primary, 45' CL 2 Poles, triangular construction, 175' spans, 5425' circuit
|  | ====> | Remove existing 3ø circuit and poles, Install 3ø,336, 4/0N, 45' CL 2 Poles
Rearrange existing 3ø,336 primary, remove 2/0N, install 2nd circuit & 4/0N
|  | ====> | Remove 3ø circuit and poles, Install 2-3ø,336 primary, 4/0N, 45' CL 2 Poles | 25.08
| WR not checked |  |  | Cost/foot with
| Cost/mile | Base Cost | Primary Line Reconstruction (base cost + (line length times cost/foot)) | 200' spans | Mat | Mat | In Lab | Out Lab
|  | pole replacements?Yes | Rearrange existing 336 triangular to vertical double circuit, 4/0 neutral | 17.3031 | 5.7554 | 6.9444 | 0.11359 | 0
| This is not standard construction |  | Rearrange existing 336 crossarm to crossarm double circuit, 4/0 neutral | 15.057 | 4.898 | 5.9099 | 0.1003 | 0
|  | pole replacements?Yes | Rearrange existing 336 vertical to vertical double circuit, 4/0 neutral | 17.3031 | 5.7554 | 6.9444 | 0.11359 | 0
| This is not standard construction |  | Rearrange existing 336 triangular to crossarm double circuit, 4/0 neutral | 16.8406 | 5.4137 | 6.5322 | 0.11304 | 0
|  | pole replacements?Yes | Rearrange existing 336 crossarm to vertical double circuit, 4/0 neutral | 17.3031 | 5.7554 | 6.9444 | 0.11359 | 0
Remove 3Ø - 4/0 primary, Install 3Ø -336 primary, 45' CL 2 Poles, crossarm construction, 200' spans, 5400' circuit
|  |  | Remove 3Ø - 4/0 primary, Install 3Ø -336 primary, 45' CL 2 Poles, vertical construction, 200' spans, 5400' circuit | 15.6742
Remove 3Ø - 4/0 primary, Install 3Ø -336 primary, 45' CL 2 Poles, triangular construction, 200' spans, 5400' circuit
|  | ====> | Remove existing 3ø circuit and poles, Install 3ø,336, 4/0N, 45' CL 2 Poles
Rearrange existing 3ø,336 primary, remove 2/0N, install 2nd circuit & 4/0N
|  | ====> | Remove 3ø circuit and poles, Install 2-3ø,336 primary, 4/0N, 45' CL 2 Poles | 22.7715
Framing costs - storm hardening has increased the number of poles available.
To correctly estimate costs the technician must run pole foreman to determine the correct pole, then select the framing and appurtenances
OH Primary
| Framing | Install |  |  | Material + | TEC |  |  |  | Work |  | TEC | TEC | TEC | Total
| Work | or |  |  | Material | Labor | TEC |  | Contractor | Request |  | Labor | Labor | Labor | Installation
| Request # | Remove | Description | Material | Handling | Hours | Overhead | Vehicle | Labor | Total |  | Only | with factor | adder | Total
| 65587 | install | Single phase tangent framing cost/pole | 20.16 | 24.3251 | 1.46 |  |  |  | 157.85 |  | 133.5249 | 133.5249 | 0 | 157.85
| 65554 | install | Open wye tangent framing cost/pole | 53.19 | 64.1791 | 1.91 |  |  |  | 238.19 |  | 174.0109 | 174.0109 | 0 | 238.19
| 65545 | install | Three phase tangent framing cost/pole | 85.8 | 103.5263 | 2.75 |  |  |  | 354.4 |  | 250.8737 | 250.8737 | 0 | 354.4
| 65497 | install | Single phase angle framing cost with guy/pole | 201.56 | 243.2023 | 5.59 |  |  |  | 752.99 |  | 509.7877 | 509.7877 | 0 | 752.99
| 65355 | install | Open wye angle framing cost with guy/pole | 368.76 | 444.9458 | 5.76 |  |  |  | 970.92 |  | 525.9742 | 525.9742 | 0 | 970.92
| 13490 | install | Three phase angle framing cost with guy/pole | 393.91 | 475.2918 | 5.99 |  |  |  | 1021.51 |  | 546.2182 | 546.2182 | 0 | 1021.51
| 579185 | install | Single phase deadend framing cost with guys/pole | 201.51 | 243.142 | 6.44 |  |  |  | 829.78 |  | 586.638 | 586.638 | 0 | 829.78
| 579230 | install | Open wye deadend framing cost with guys/pole | 366.31 | 441.9896 | 6.83 |  |  |  | 1065.04 |  | 623.0504 | 623.0504 | 0 | 1065.04
| 579239 | install | Three phase vertical deadend framing cost with guys/pole | 389.07 | 469.4519 | 8.76 |  |  |  | 1268.49 |  | 799.0381 | 799.0381 | 0 | 1268.49
| 579243 | install | Three phase crossarm deadend framing cost with guys/pole | 540.71 | 652.4207 | 9.09 |  |  |  | 1481.81 |  | 829.3893 | 829.3893 | 0 | 1481.81
| Link to SDRateSummary Worksheet | [5 empty] | Cost/Unit
[5 empty] | Cost/Unit | Cost/Unit | TECO
| Overhead Construction |  |  |  | PSA | PSTEW | Labor | Accounting percentage based on a per mile
|  | Cost/Unit | Primary Installation - wire only |  | Material | Material | Hours | Poles % | Wire %
| On Poles worksheet | 1.9145 | 1ø, #2 AWG & #2 AWG N conductor/ft | 0.39242 | 0.47349 | On Poles worksheet | 0.018462 |  | 100
| On Poles worksheet | 2.8019 | Open wye, #2 AWG & #2 AWG N conductor/ft | 0.57711 | 0.69634 | On Poles worksheet | 0.027085 |  | 100
| On Poles worksheet | 3.4543 | 3ø, #2 AWG & #2 AWG N conductor/ft | 0.78663 | 0.94915 | On Poles worksheet | 0.032227 |  | 100
| On Poles worksheet | 3.9227 | 3ø, 2/0 AWG & 2/0 AWG N conductor /ft | 1.2235 | 1.4763 | On Poles worksheet | 0.031472 |  | 100
| On Poles worksheet | 6.2112 | 3ø, 336 kcmil & 2/0 AWG N conductor/ft | 2.3258 | 2.8063 | On Poles worksheet | 0.043802 |  | 100
|  | 8.2666 | 3ø, 336 kcmil & 2/0 Secondary conductor/ft | 3.1062 | 3.748 | On Poles worksheet | 0.05813 |  | 100
|  | 6.3703 | 3ø, 336 kcmil & 4/0 AWG N conductor/ft | 2.4783 | 2.9903 | On Poles worksheet | 0.043481
|  | 11.5752 | Install 2 -3ø, 336 & 4/0 N conductor/ft | 4.5264 | 5.4616 |  | 0.078648
|  | 1.4259 | Install 2/0 Neutral conductor only per foot | 0.26071 | 0.31458 |  | 0.014296
|  | 1.6259 | Install 4/0 Neutral conductor only per foot | 0.42651 | 0.51463 |  | 0.014296
Accounting percentage based on a per mile
|  |  | Primary Line Removal |  |  |  |  | Poles % | Wire %
| On Poles worksheet | 0.47988 | 1ø, #2 AWG conductor/ft | checked | 0 | On Poles worksheet | 0.0052614 | Use percentage above
| On Poles worksheet | 0.85491 | Open wye, #2 AWG conductor/ft | checked | 0 | On Poles worksheet | 0.0093731 | Use percentage above
| On Poles worksheet | 1.0786 | 3ø, #2 AWG conductor/ft | checked | 0 | On Poles worksheet | 0.011826 | Use percentage above
| On Poles worksheet | 1.0786 | 3ø, 2/0 AWG conductor/ft | checked | 0 | On Poles worksheet | 0.011826 | Use percentage above
| On Poles worksheet | 1.648 | 3ø, 4/0 AWG conductor/ft | checked | 0 | On Poles worksheet | 0.01807
|  | 1.6488 | 3ø, 336 kcmil & 2/0 neutral conductor/ft | checked | 0 | On Poles worksheet | 0.01808
|  | 1.7297 | 3ø, 336 kcmil & 4/0 neutral conductor/ft | checked | 0 | On Poles worksheet | 0.018967
|  | 3.3064 | 2 -3Ø-336 ckts & 4/0N, no poles, 150' spans, 5400' circuit | checked | 0 | On Poles worksheet | 0.036256
|  | 0.32679 | Remove #2 AWG Neutral conductor per foot |  | 0 |  | 0.0035833
|  | 0.32679 | Remove 2/0 AWG Neutral conductor per foot |  | 0 |  | 0.0035833
| Length or | Cost/ft or
| Quantity | Cost/unit | Install and remove underbuilt overhead primary on transmission
|  | 6.8008 | Install 3ø, 336 & 2/0 N on any transmission poles/ft - CONDUCTOR ONLY | checked | 2.8063 | On Poles worksheet | 0.043802
|  | 6.9557 | Install 3ø, 336 & 4/0 N on any transmission poles/ft - CONDUCTOR ONLY | checked | 2.9903 | On Poles worksheet | 0.043481
|  | 1.6892 | Remove 3ø, primary & 2/0 or 4/0 neutral conductor/ft - CONDUCTOR ONLY | checked | 0 |  | 0.018523
|  | 970.99 | Layout 3ø deadend distribution so that transmission can install a new pole/pole | checked |  |  | 10.65
|  | 970.99 | Transfer 3ø deadend primary and neutral to new transmission pole/pole | checked |  |  | 10.65
Relocations:
| Cost/unit | Cost/unit |  | PSA |  | Maintenance
| No Access | Accessible | Relocate: Wire | Material |  | Labor/unit
|  | 388.4 | Relocate one deadend conductor, accessible | checked |  | 4.26
|  | 614.95 | Relocate two deadend conductors, accessible | checked |  | 6.74
|  | 825.32 | Relocate three deadend conductors, accessible | checked |  | 9.05
|  | 970.99 | Relocate four deadend conductors, accessible | checked |  | 10.65
| 971 |  | Relocate one deadend conductor, inaccessible | checked |  | 10.65
| 1537.375 |  | Relocate two deadend conductors, inaccessible | checked |  | 16.85
| 2063.3 |  | Relocate three deadend conductors, inaccessible | checked |  | 22.625
| 2427.475 |  | Relocate four deadend conductors, inaccessible | checked |  | 26.625
|  | 258.93 | Relocate one additional span conductor, accessible | checked |  | 2.84
|  | 396.48 | Relocate two additional span conductors, accessible | checked |  | 4.35
|  | 485.5 | Relocate three additional span conductors, accessible | checked |  | 5.32
|  | 566.41 | Relocate four additional span conductors, accessible | checked |  | 6.21
| 647.325 |  | Relocate one additional span conductor, inaccessible | checked |  | 7.1
| 991.2 |  | Relocate two additional span conductors, inaccessible | checked |  | 10.875
| 1213.75 |  | Relocate three additional span conductors, inaccessible | checked |  | 13.3
| 1416.025 |  | Relocate four additional span conductors, inaccessible | checked |  | 15.525
[6 empty] | PSA | TECO In | TECO Rm
| Cost/ft |  | Reconfigure existing primary and.... no pole replacements |  |  | Material | Labor/unit | Labor/unit
c | 8.1282 | 150 | Remove 3ø,4/0 primary, Install 3ø,336 primary, crossarm construction |  | checked | 2.2 | 0.065007 | 0
c | 7.3478 | 175 | Remove 3ø,4/0 primary, Install 3ø,336 primary, crossarm construction |  | checked | 2.2 | 0.05645 | 0
c | 6.7661 | 200 | Remove 3ø,4/0 primary, Install 3ø,336 primary, crossarm construction |  | checked | 2.2 | 0.05007 | 0
c | 9.6313 | 150 | Remove 3ø,4/0 primary, Install 3ø,336 primary, triangular construction |  | checked | 2.7388 | 0.075581 | 0
c | 8.708 | 175 | Remove 3ø,4/0 primary, Install 3ø,336 primary, triangular construction |  | checked | 2.6876 | 0.066018 | 0
c | 7.9048 | 200 | Remove 3ø,4/0 primary, Install 3ø,336 primary, triangular construction |  | checked | 2.6082 | 0.058081 | 0
c | 11.2374 | 150 | Remove 3ø,#2 primary & #2N, Install 3ø,336 primary & 2/0N, any construction type |  | checked | 3.0719 | 0.089537 | 0
c | 10.0609 | 175 | Remove 3ø,#2 primary & #2N, Install 3ø,336 primary & 2/0N, any construction type |  | checked | 2.9881 | 0.077556 | 0
c | 9.1822 | 200 | Remove 3ø,#2 primary & #2N, Install 3ø,336 primary & 2/0N, any construction type |  | checked | 2.925 | 0.068613 | 0
[6 empty] | PSA | TECO In | TECO Rm
| Cost/ft |  | Reconfigure existing primary and.... Costs for Planning - has pole replacements |  |  | Material | Labor/unit | Labor/unit
c | 19.8916 | 150 | Remove 3Ø - 4/0 primary, Install 3Ø -336 primary, 50' CL 1 Poles, vertical construction, 150' spans, 5400' circuit |  | checked | 6.912 | 0.14232 | 0
c | 17.4804 | 175 | Remove 3Ø - 4/0 primary, Install 3Ø -336 primary, 50' CL 1 Poles, vertical construction, 175' spans, 5425' circuit |  | checked | 6.2961 | 0.12264 | 0
c | 15.6742 | 200 | Remove 3Ø - 4/0 primary, Install 3Ø -336 primary, 50' CL 1 Poles, vertical construction, 200' spans, 5400' circuit |  | checked | 5.8333 | 0.10791 | 0
c | 21.3837 | 150 | 150' spans, Rearrange existing 3ø,336 primary, remove 2/0N, install 2nd 336 circuit & 4/0N, 50' CL 1 Poles |  | checked | 8.1694 | 0.1449 | 0
c | 19.0579 | 175 | 175' spans, Rearrange existing 3ø,336 primary, remove 2/0N, install 2nd 336 circuit & 4/0N, 50' CL 1 Poles |  | checked | 7.4657 | 0.12711 | 0
c | 17.3031 | 200 | 200' spans, Rearrange existing 3ø,336 primary, remove 2/0N, install 2nd 336 circuit & 4/0N, 50' CL 1 Poles |  | checked | 6.9444 | 0.11359 | 0
| 28.175 | 150 | 150' spans, Remove 3ø,4/0 primary & 2/0N, Install 2-3ø,336 & 4/0N, 50' CL 1 Poles, vertical |  | checked | 9.8194 | 0.20128 | 0
| 25.08 | 175 | 175' spans, Remove 3ø,4/0 primary & 2/0N, Install 2-3ø,336 & 4/0N, 50' CL 1 Poles, vertical |  | checked | 9.1 | 0.17523 | 0
| 22.7715 | 200 | 200' spans, Remove 3ø,4/0 primary & 2/0N, Install 2-3ø,336 & 4/0N, 50' CL 1 Poles, vertical |  | checked | 8.5593 | 0.15584 | 0

## Poles
| Legend |  |  |  | This worksheet
checked for
| Green highlighting indicates an input area. This is where updated information should be entered. |  |  |  | 2010
| Yellow highlighting indicates area where there is a link. |  |  |  | 2/11/2010
Peach highlighting indicates area where there are formulas.
Lilac highligting indicates checked Work Request for correct CU's, contractors cost & quantities.
Framing |  |  |  | Material + | TEC |  |  |  | Work |  | TEC | TEC | TEC | Total | % | Contractor Total | %
Work |  | Framing - no pole being installed |  | Material | Labor | TEC |  | Contractor | Request |  | Labor | Labor | Labor | Installation | Done | Installation | Done By | Labor
Request # | Action |  | Material | Handling | Hours | Overhead | Vehicle | Labor | Total |  | Only | with factor | adder | Cost | By TEC | Cost | Contractor | Total
65587 | install | Framing for 1ø tangent pole | 20.16 | 24.3251 | 1.46 |  |  |  | 157.85 |  | 133.5249 | 133.5249 | 0 | 157.85 | 60% | 108.7125 | 40% | 138.195
65554 | install | Framing for open wye tangent pole | 53.19 | 64.1791 | 1.91 |  |  |  | 238.19 |  | 174.0109 | 174.0109 | 0 | 238.19 | 60% | 173.9073 | 40% | 212.4769
65545 | install | Framing for 3ø tangent pole | 85.8 | 103.5263 | 2.75 |  |  |  | 354.4 |  | 250.8737 | 250.8737 | 0 | 354.4 | 60% | 261.8464 | 40% | 317.3786
65497 | install | Framing for 1ø angle pole with guy | 201.56 | 243.2023 | 5.59 |  |  |  | 752.99 |  | 509.7877 | 509.7877 | 0 | 752.99 | 60% | 564.8538 | 40% | 677.7355
65355 | install | Framing for open wye angle pole with guy | 368.76 | 444.9458 | 5.76 |  |  |  | 970.92 |  | 525.9742 | 525.9742 | 0 | 970.92 | 60% | 777.0623 | 40% | 893.3769
13490 | install | Framing for 3ø angle pole with guy | 393.91 | 475.2918 | 5.99 |  |  |  | 1021.51 |  | 546.2182 | 546.2182 | 0 | 1021.51 | 60% | 819.9114 | 40% | 940.8706
579346 | install | Framing for 1ø slack span - both poles | 182.07 | 219.6857 | 4.61 |  |  |  | 640.45 |  | 420.7643 | 420.7643 | 0 | 640.45 | 60% | 485.2965 | 40% | 578.3886
579349 | install | Framing for open wye slack span - both poles | 461.36 | 556.677 | 7.54 |  |  |  | 1244.46 |  | 687.783 | 687.783 | 0 | 1244.46 | 60% | 990.6949 | 40% | 1142.9539
579358 | install | Framing for 3ø #2 slack span - both poles | 606.75 | 732.1046 | 10.71 |  |  |  | 1709.16 |  | 977.0554 | 977.0554 | 0 | 1709.16 | 60% | 1348.7058 | 40% | 1564.9783
581315 | install | Framing for 3ø 336 slack span - both poles | 644.84 | 778.0639 | 13.37 |  |  |  | 1997.86 |  | 1219.7961 | 1219.7961 | 0 | 1997.86 | 60% | 1547.8812 | 40% | 1817.8685
579185 | install | Framing for 1ø deadend pole with guys | 201.51 | 243.142 | 6.44 |  |  |  | 829.78 |  | 586.638 | 586.638 | 0 | 829.78 | 60% | 613.0363 | 40% | 743.0825
579230 | install | Framing for open wye vertical deadend pole with guys | 366.31 | 441.9896 | 6.83 |  |  |  | 1065.04 |  | 623.0504 | 623.0504 | 0 | 1065.04 | 60% | 835.1705 | 40% | 973.0922
579239 | install | Framing for 3ø vertical deadend pole with guys | 389.07 | 469.4519 | 8.76 |  |  |  | 1268.49 |  | 799.0381 | 799.0381 | 0 | 1268.49 | 60% | 973.6647 | 40% | 1150.5599
579243 | install | Framing for 3ø crossarm deadend pole with guys | 540.71 | 652.4207 | 9.09 |  |  |  | 1481.81 |  | 829.3893 | 829.3893 | 0 | 1481.81 | 60% | 1175.8783 | 40% | 1359.4373
Pole | Install |  |  | Material + | TEC |  |  |  | Work |  | TEC | TEC | TEC | Total | % | Contractor Total | %
Work | or | Pole only |  | Material | Labor | TEC |  | Contractor | Request |  | Labor | Labor | Labor | Installation | Done | Installation | Done By | Labor
Request # | Remove |  | Material | Handling | Hours | Overhead | Vehicle | Labor | Total |  | Only | with factor | adder | Cost | By TEC | Cost | Contractor | Total
Inaccessible 35' Class 4 wood Penta pole 2002823
579331 | install | Install 35' Class 4 wood pole 2002842 - cost per pole (for guy stub) | 143.4 | 173.0264 | 2.67 |  |  |  | 416.11 |  | 243.0836 | 243.0836 | 0 | 416.11 | 60% | 326.2489 | 40% | 380.1655
848226 | install | Install 40' Class 2 wood pole 2002857 - cost per pole | 258.55 | 311.9664 | 2.67 |  |  |  | 555.05 |  | 243.0836 | 243.0836 | 0 | 555.05 | 60% | 465.1889 | 40% | 519.1055
165569 | install | Install 40' Class 4 wood pole 2002847 - cost per pole | 198.42 | 239.4136 | 2.67 |  |  |  | 482.49 |  | 243.0764 | 243.0764 | 0 | 482.49 | 60% | 392.6289 | 40% | 446.5455
165577 | install | Install 40' Type III concrete pole 2002849 - cost per pole | 512.74 | 618.6721 | 0.89 |  |  |  | 699.6 |  | 80.9279 | 80.9279 | 0 | 699.6 | 60% | 669.6463 | 40% | 687.6185
583800 | install | Install 45' Class 1 wood pole 2002834 - cost per pole | 363.53 | 438.6353 | 2.67 |  |  |  | 681.72 |  | 243.0847 | 243.0847 | 0 | 681.72 | 60% | 591.8589 | 40% | 645.7755
848229 | install | Install 45' Class 2 wood pole 2002858 - cost per pole | 307.93 | 371.5483 | 2.67 |  |  |  | 614.63 |  | 243.0817 | 243.0817 | 0 | 614.63 | 60% | 524.7689 | 40% | 578.6855
848227 | install | Install 45' Class 3 wood pole 2002860 - cost per pole | 266.42 | 321.4624 | 2.67 |  |  |  | 564.54 |  | 243.0776 | 243.0776 | 0 | 564.54 | 60% | 474.6789 | 40% | 528.5955
165570 | install | Install 45' Class 4 wood pole 2002859 - cost per pole | 216.3 | 260.9876 | 2.67 |  |  |  | 504.07 |  | 243.0824 | 243.0824 | 0 | 504.07 | 60% | 414.2089 | 40% | 468.1255
165574 | install | Install 45' Type II concrete pole 2002895 - cost per pole | 501 | 604.5066 | 0.89 |  |  |  | 685.44 |  | 80.9334 | 80.9334 | 0 | 685.44 | 60% | 655.4863 | 40% | 673.4585
165578 | install | Install 45' Type III concrete pole 2002862 - cost per pole | 652.7 | 787.5478 | 0.89 |  |  |  | 868.48 |  | 80.9322 | 80.9322 | 0 | 868.48 | 60% | 838.5263 | 40% | 856.4985
583308 | install | Install 45' H2 Fiberglass pole 2002819 - cost per pole | 2005.5 | 2419.8363 | 2.22 |  |  |  | 2622.14 |  | 202.3037 | 202.3037 | 0 | 2622.14 | 60% | 2547.424 | 40% | 2592.2536
165571 | install | Install 50' Class 1 wood pole 2002835 - cost per pole | 426.4 | 514.4942 | 2.67 |  |  |  | 757.57 |  | 243.0758 | 243.0758 | 0 | 757.57 | 60% | 667.7089 | 40% | 721.6255
165579 | install | Install 50' Type III-A concrete pole 2002869 - cost per pole | 790.04 | 953.2623 | 0.89 |  |  |  | 1034.19 |  | 80.9277 | 80.9277 | 0 | 1034.19 | 60% | 1004.2363 | 40% | 1022.2085
583763 | install | Install 50' H6 Fiberglass pole 2002820 - cost per pole | 3157.46 | 3809.7912 | 2.22 |  |  |  | 4012.09 |  | 202.2988 | 202.2988 | 0 | 4012.09 | 60% | 3937.374 | 40% | 3982.2036
| install | Install special self supporting concrete pole with keying rock at base - cost per pole
394687 | install | Install 55' Class 1 wood pole 2003117 - cost per pole | 494.7 | 596.905 | 2.67 |  |  |  | 839.99 |  | 243.085 | 243.085 | 0 | 839.99 | 60% | 750.1289 | 40% | 804.0455
583808 | install | Install 55' spun concrete pole 2002855 16' deep - cost per pole | 4268.44 | 5150.2997 | 55 | <== WORKPro incorrect |  |  | 7173.18 |  | 2022.8803 | 5015.771 | 2992.8907 | 10166.0707 | 60% | 6426.6932 | 40% | 8670.3197
122446 | install | Install 55' spun concrete pole 2002856 14' deep - cost per pole | 2008.03 | 2422.889 | 55 |  |  |  | 7438.66 |  | 5015.771 | 5015.771 | 0 | 7438.66 | 60% | 5587.588 | 40% | 6698.2312
12847 | install | Install 55' spun concrete pole 2002877 15' deep - cost per pole | 3906.56 | 4713.6553 | 55 |  |  |  | 9729.43 |  | 5015.7747 | 5015.7747 | 0 | 9729.43 | 60% | 7878.358 | 40% | 8989.0012
929843 | install | Transmission stub pole 2002867 | 3723.16 | 4492.3649 | 22.18 |  |  |  | 6515.24 |  | 2022.8751 | 2022.8751 | 0 | 6515.24 | 60% | 5768.7532 | 40% | 6216.6453
122455 | install | Install 55' spun concrete pole 2002872 13' deep - cost per pole | 3310.33 | 3994.2442 | 55 |  |  |  | 9010.01 |  | 5015.7658 | 5015.7658 | 0 | 9010.01 | 60% | 7158.938 | 40% | 8269.5812
165573 | install | Install 60' Class 1 wood pole 2002871 - cost per pole | 632.82 | 763.5606 | 22.18 |  |  |  | 2786.44 |  | 2022.8794 | 2022.8794 | 0 | 2786.44 | 60% | 2039.9532 | 40% | 2487.8453
929938 | install | Install 60' spun concrete pole 2002874 13' deep - cost per pole | 3048.95 | 3678.8631 | 55 |  |  |  | 8694.63 |  | 5015.7669 | 5015.7669 | 0 | 8694.63 | 60% | 6843.558 | 40% | 7954.2012
122459 | install | Install 60' spun concrete pole 2002875 17' deep - cost per pole | 4880 | 5888.208 | 55 | <== WORKPro incorrect |  |  | 5969.14 |  | 80.932 | 5015.7669 | 4934.8349 | 10903.9749 | 60% | 5939.1863 | 40% | 8918.0595
122468 | install | Install 60' spun concrete pole 2002876 20' deep - cost per pole | 5035 | 6075.231 | 55 | <== WORKPro incorrect |  |  | 6156.16 |  | 80.929 | 5015.7669 | 4934.8379 | 11090.9979 | 60% | 6126.2063 | 40% | 9105.0813
126429 | install | Install 60' spun concrete pole 2002878 - cost per pole | 0 | 0 | 55 | <== WORKPro incorrect | No money 5/11/2011 |  | 80.93 |  | 80.93 | 5015.7669 | 4934.8369 | 5015.7669 | 60% | 7158.938 | 40% | 5873.0354
| install | Install special self supporting concrete pole with keying rock at base - cost per pole
929936 | install | Install 65' spun concrete pole 2002883 17' deep - cost per pole | 0 | 0 | 55 | <== WORKPro incorrect | No money 1/14/2010 |  | 80.93 |  | 80.93 | 5015.7669 | 4934.8369 | 5015.7669 | 60% | 5939.1863 | 40% | 5385.1347
122497 | install | Install 65' spun concrete pole 2002884 20' deep - cost per pole | 0 | 0 | 55 | <== WORKPro incorrect | No money 1/14/2010 |  | 80.93 |  | 80.93 | 5015.7669 | 4934.8369 | 5015.7669 | 60% | 6126.2063 | 40% | 5459.9427
|  | Labor only to install any self supporting pole with rock at base - for poles not listed here |  |  | 55 | [6 empty] | 5015.7669 | 0 | 5015.7669 | 60% | 6843.558 | 40% | 5746.8834
OH PRIMARY POLES
Assumptions: | There should be a cost for concrete poles. A customer may request to have the distribution line built with concrete poles instead of wood poles.
The customer must pay the cost difference between the wood and concrete pole material and material handling.
Inaccessible Explanation - used WorkPro Complexity Factors (Tab) - Add AI as complexity factor
Cost to set and frame the pole, tangent framing (3ø is triangular construction), no guying.
Tangent |  |  |  | Material + | TEC |  |  |  | Work |  | TEC | TEC | TEC | Total | % | Contractor Total | %
Pole Work |  |  |  | Material | Labor | TEC |  | Contractor | Request |  | Labor | Labor | Labor | Installation | Done | Installation | Done By | Labor
Request # | Action | Description | Material | Handling | Hours | Overhead | Vehicle | Labor | Total |  | Only | with factor | adder | Cost | By TEC | Cost | Contractor | Total
13282 | install | 1ø Tangent Accessible 40' class 4 wood pole | #N/A | #N/A | #N/A |  |  |  | #N/A |  | #N/A | #N/A | #N/A | #N/A | 60% | #N/A | 40% | #N/A
165456 | remove | 1ø Tangent Accessible 40' class 4 wood pole | 0 | 0 | 1.15 |  |  |  | 105.2 |  | 105.2 | 105.2 | 0 | 105.2 | 60% | 66.4958 | 40% | 89.7183
13211 | install | 1ø Tangent Accessible 45' class 3 wood pole | #N/A | #N/A | #N/A |  |  |  | #N/A |  | #N/A | #N/A | #N/A | #N/A | 60% | #N/A | 40% | #N/A
165458 | remove | 1ø Tangent Accessible 45' class 3 wood pole | 0 | 0 | 1.02 |  |  |  | 93.06 |  | 93.06 | 93.06 | 0 | 93.06 | 60% | 58.731 | 40% | 79.3284
292874 | install | Open Wye Tangent Accessible 40' wood pole | 256.8 | 309.8549 | 2 |  |  |  | 491.91 |  | 182.0551 | 182.0551 | 0 | 491.91 | 60% | 424.5983 | 40% | 464.9853
622971 | remove | Open Wye Tangent Accessible 40' wood pole |  |  | 1.42 |  |  |  | 129.47 |  | 129.47 | 129.47 | 0 | 129.47 | 60% | 81.6787 | 40% | 110.3535
292868 | install | Open Wye Tangent Accessible 45' wood pole | 324.8 | 391.9037 | 2.09 |  |  |  | 582.06 |  | 190.1563 | 190.1563 | 0 | 582.06 | 60% | 511.7193 | 40% | 553.9237
622974 | remove | Open Wye Tangent Accessible 45' wood pole |  |  | 1.46 |  |  |  | 133.51 |  | 133.51 | 133.51 | 0 | 133.51 | 60% | 84.3725 | 40% | 113.855
| install | 1ø Tangent Accessible 40' concrete pole | [12 empty] | 60% |  | 40% | 0
165462 | remove | 1ø Tangent Accessible 40' concrete pole | 0 | 0 | 0.93 |  |  |  | 84.96 |  | 84.96 | 84.96 | 0 | 84.96 | 60% | 53.6601 | 40% | 72.44
292869 | install | 1ø Tangent Accessible 45' concrete pole | 614.5 | 741.4557 | 4.7 |  |  |  | 1170.3 |  | 428.8443 | 428.8443 | 0 | 1170.3 | 60% | 1012.1175 | 40% | 1107.027
| remove | 1ø Tangent Accessible 45' concrete pole | [8 empty] | 0 | 0 | 0 | 0 | 60% |  | 40% | 0
292869 | install | Open Wye Tangent Accessible 40' concrete pole | 614.5 | 741.4557 | 4.7 |  |  |  | 1170.3 |  | 428.8443 | 428.8443 | 0 | 1170.3 | 60% | 1012.1175 | 40% | 1107.027
122500 | remove | Open Wye Tangent Accessible 40' concrete pole | 0 | 0 | 1.38 |  |  |  | 125.42 |  | 125.42 | 125.42 | 0 | 125.42 | 60% | 78.9749 | 40% | 106.842
292864 | install | Open Wye Tangent Accessible 45' concrete pole | 736.3 | 888.4196 | 4.7 |  |  |  | 1317.26 |  | 428.8404 | 428.8404 | 0 | 1317.26 | 60% | 1159.0775 | 40% | 1253.987
122521 | remove | Open Wye Tangent Accessible 45' concrete pole | 0 | 0 | 1.38 |  |  |  | 125.42 |  | 125.42 | 125.42 | 0 | 125.42 | 60% | 78.9749 | 40% | 106.842
13208 | install | 1ø Tangent Inaccessible 40' wood pole | #N/A | #N/A | #N/A |  |  |  | #N/A |  | #N/A | #N/A | #N/A | #N/A | 60% | #N/A | 40% | #N/A
165475 | remove | 1ø Tangent Inaccessible 40' wood pole | 1407.86 | 1698.7239 | 77.2 |  |  |  | 8739 |  | 7040.2761 | 7040.2761 | 0 | 8739 | 60% | 6140.7681 | 40% | 7699.7072
165480 | install | 1ø Tangent Inaccessible 45' wood pole | 196 | 236.4936 | 1.86 |  |  |  | 406.42 |  | 169.9264 | 169.9264 | 0 | 406.42 | 60% | 343.8201 | 40% | 381.38
165487 | remove | 1ø Tangent Inaccessible 45' wood pole | 0 | 0 | 19.35 |  |  |  | 1764.64 |  | 1764.64 | 1764.64 | 0 | 1764.64 | 60% | 1113.3992 | 40% | 1504.1437
We Won't | install | 1ø Tangent Inaccessible 40' concrete pole | [8 empty] | 0 | 0 | 0 | 0 | 60% |  | 40% | 0
We Won't | remove | 1ø Tangent Inaccessible 40' concrete pole | [8 empty] | 0 | 0 | 0 | 0 | 60% |  | 40% | 0
165493 | install | 3ø Tangent Accessible 40' class 4 wood pole | 501.55 | 605.1702 | 7.79 |  |  |  | 1315.2 |  | 710.0298 | 710.0298 | 0 | 1315.2 | 60% | 1053.0209 | 40% | 1210.3284
165526 | remove | 3ø Tangent Accessible 40' class 4 wood pole | 0 | 0 | 2.66 |  |  |  | 246.53 |  | 246.53 | 246.53 | 0 | 246.53 | 60% | 153.2154 | 40% | 209.2042
165497 | install | 3ø Tangent Accessible 45' class 3 wood pole | 2303.15 | 2778.9808 | 77.2 |  |  |  | 9819.26 |  | 7040.2792 | 7040.2792 | 0 | 9819.26 | 60% | 7221.0281 | 40% | 8779.9672
583766 | remove | 3ø Tangent Accessible 45' class 3 wood pole | 0 | 0 | 2.66 |  |  |  | 246.53 |  | 246.53 | 246.53 | 0 | 246.53 | 60% | 153.2154 | 40% | 209.2042
579630 | install | 3ø Tangent Accessible 45' class 2 wood pole | 398.49 | 480.818 | 6.06 |  |  |  | 1033.4 |  | 552.582 | 552.582 | 0 | 1033.4 | 60% | 829.4455 | 40% | 951.8182
579640 | remove | 3ø Tangent Accessible 45' class 2 wood pole | 0 | 0 | 5.09 |  |  |  | 463.57 |  | 463.57 | 463.57 | 0 | 463.57 | 60% | 292.2617 | 40% | 395.0467
165500 | install | 3ø Tangent Accessible 40' concrete pole | 221.67 | 267.467 | 7.12 |  |  |  | 916.81 |  | 649.343 | 649.343 | 0 | 916.81 | 60% | 677.1803 | 40% | 820.9581
165508 | remove | 3ø Tangent Accessible 40' concrete pole | 0 | 0 | 2.2 |  |  |  | 200.27 |  | 200.27 | 200.27 | 0 | 200.27 | 60% | 126.2271 | 40% | 170.6528
165510 | install | 3ø Tangent Accessible 45' concrete pole | 150.34 | 181.4002 | 11.69 |  |  |  | 1247.57 |  | 1066.1698 | 1066.1698 | 0 | 1247.57 | 60% | 854.1331 | 40% | 1090.1952
165514 | remove | 3ø Tangent Accessible 45' concrete pole | 0 | 0 | 2.2 |  |  |  | 200.27 |  | 200.27 | 200.27 | 0 | 200.27 | 60% | 126.2271 | 40% | 170.6528
165523 | install | 3ø Tangent Accessible 40' class 4 wood pole | 289.33 | 349.1056 | 3.59 |  |  |  | 676.83 |  | 327.7244 | 327.7244 | 0 | 676.83 | 60% | 556.0055 | 40% | 628.5002
| remove | 3ø Tangent Accessible 40' class 4 wood pole | 0 | 0 | 2.66 |  |  |  | 246.53 |  | 246.53 | 246.53 | 0 | 246.53 | 60% | 153.2154 | 40% | 209.2042
165534 | install | 3ø Tangent Inaccessible 45' wood pole | 357.33 | 431.1544 | 8.98 |  |  |  | 1250.43 |  | 819.2756 | 819.2756 | 0 | 1250.43 | 60% | 948.2004 | 40% | 1129.5382
165535 | remove | 3ø Tangent Inaccessible 45' wood pole | #N/A | #N/A | #N/A |  |  |  | #N/A |  | #N/A | #N/A | #N/A | #N/A | 60% | #N/A | 40% | #N/A
We Won't | install | 3ø Tangent Inaccessible 40' concrete pole
Assumptions: | For OH primary the base cost is the fixed cost of two dead-end poles with guys. One deadend pole is framed
as the slack span pole which would be at the beginning of a straight distribution line and the other deadend
pole has surge arresters which would be at the end of the line.
Deadend
Pole | Install | Base=2 dead end poles |  | Material + | TEC |  |  |  | Work |  | TEC | TEC | TEC | Total | % | Contractor Total | %
Work | or |  |  | Material | Labor | TEC |  | Contractor | Request |  | Labor | Labor | Labor | Installation | Done | Installation | Done By | Labor
Request # | Remove | Description - COST FOR 2 DEADEND POLES | Material | Handling | Hours | Overhead | Vehicle | Labor | Total |  | Only | with factor | adder | Cost | By TEC | Cost | Contractor | Total
71383 | install | 1Ø - #2 Primary Dead-end, 2 wood 40' Poles | 889.36 | 1073.1018 | 15.44 |  |  |  | 2481.03 |  | 1407.9282 | 1407.9282 | 0 | 2481.03 | 60% | 1961.3836 | 40% | 2273.1714
71256 | remove | 1Ø - #2 Primary Dead-end, 2 wood 40' Poles | 0 | 0 | 7.4 |  |  |  | 675.67 |  | 675.67 | 675.67 | 0 | 675.67 | 60% | 426.6167 | 40% | 576.0487
71375 | install | 1Ø - #2 Primary Dead-end, 2 wood 45' Poles | 1023.63 | 1235.112 | 15.44 |  |  |  | 2643.04 |  | 1407.928 | 1407.928 | 0 | 2643.04 | 60% | 2123.3936 | 40% | 2435.1814
70462 | remove | 1Ø - #2 Primary Dead-end, 2 wood 45' Poles | 0 | 0 | 7.4 |  |  |  | 675.67 |  | 675.67 | 675.67 | 0 | 675.67 | 60% | 426.6167 | 40% | 576.0487
71367 | install | 2Ø (Open Wye) - #2 Primary Dead-end, 2 wood 40' Poles | 1062.32 | 1281.7953 | 19.48 |  |  |  | 3057.9 |  | 1776.1047 | 1776.1047 | 0 | 3057.9 | 60% | 2402.284 | 40% | 2795.6536
66929 | remove | 2Ø (Open Wye) - #2 Primary Dead-end, 2 wood 40' Poles | 0 | 0 | 9.19 |  |  |  | 837.47 |  | 837.47 | 837.47 | 0 | 837.47 | 60% | 528.1727 | 40% | 713.7511
71363 | install | 2Ø (Open Wye) - #2 Primary Dead-end, 2 wood 45' Poles | 1195.88 | 1442.9488 | 19.48 |  |  |  | 3219.04 |  | 1776.0912 | 1776.0912 | 0 | 3219.04 | 60% | 2563.424 | 40% | 2956.7936
65978 | remove | 2Ø (Open Wye) - #2 Primary Dead-end, 2 wood 45' Poles | 0 | 0 | 9.19 |  |  |  | 837.47 |  | 837.47 | 837.47 | 0 | 837.47 | 60% | 528.1727 | 40% | 713.7511
71354 | install | 3Ø - #2 Primary Dead-end, 2 wood 40' Poles | 1504.76 | 1815.6434 | 28.53 |  |  |  | 4417.08 |  | 2601.4366 | 2601.4366 | 0 | 4417.08 | 60% | 3456.8785 | 40% | 4032.9994
65965 | remove | 3Ø - #2 Primary Dead-end, 2 wood 40' Poles | 0 | 0 | 17.1 |  |  |  | 1559.66 |  | 1559.66 | 1559.66 | 0 | 1559.66 | 60% | 984.1449 | 40% | 1329.454
71343 | install | 3Ø - #2 Primary Dead-end, 2 wood 45' Poles | 1640.76 | 1979.741 | 28.53 |  |  |  | 4581.18 |  | 2601.439 | 2601.439 | 0 | 4581.18 | 60% | 3620.9785 | 40% | 4197.0994
65658 | remove | 3Ø - #2 Primary Dead-end, 2 wood 45' Poles | 0 | 0 | 17.1 |  |  |  | 1559.66 |  | 1559.66 | 1559.66 | 0 | 1559.66 | 60% | 984.1449 | 40% | 1329.454
71273 | install | 3Ø - 2/0 Primary Dead-end, 2 wood 40' Poles | 1515.8 | 1828.9643 | 28.53 |  |  |  | 4430.41 |  | 2601.4457 | 2601.4457 | 0 | 4430.41 | 60% | 3470.2085 | 40% | 4046.3294
65656 | remove | 3Ø - 2/0 Primary Dead-end, 2 wood 40' Poles | 0 | 0 | 17.1 |  |  |  | 1559.66 |  | 1559.66 | 1559.66 | 0 | 1559.66 | 60% | 984.1449 | 40% | 1329.454
71265 | install | 3Ø - 2/0 Primary Dead-end, 2 wood 45' Poles | 1653.5 | 1995.1131 | 28.53 |  |  |  | 4596.56 |  | 2601.4469 | 2601.4469 | 0 | 4596.56 | 60% | 3636.3585 | 40% | 4212.4794
65651 | remove | 3Ø - 2/0 Primary Dead-end, 2 wood 45' Poles | 0 | 0 | 17.1 |  |  |  | 1559.66 |  | 1559.66 | 1559.66 | 0 | 1559.66 | 60% | 984.1449 | 40% | 1329.454
71260 | install | 3Ø - 336 kcmil Primary Dead-end, 2-45C2 Poles | 2172.87 | 2621.7849 | 32 |  |  |  | 5538.27 |  | 2916.4851 | 2916.4851 | 0 | 5538.27 | 60% | 4461.2827 | 40% | 5107.4751
65604 | remove | 3Ø - 336 kcmil Primary Dead-end, 2-45C2 Poles | 0 | 0 | 20.92 |  |  |  | 1906.51 |  | 1906.51 | 1906.51 | 0 | 1906.51 | 60% | 1202.4295 | 40% | 1624.8778
|  | 3Ø - 336 Pri Double Circuit Dead-end, 2 wood 45' Poles | You don't want to deadend 2 circuits on one pole - use two deadend poles at each end. | [7 empty] | 0 | 0 | 0 | 0 | 60% |  | 40% | 0
|  | Concrete pole costs are for one deadend pole | [8 empty] | 0 | 0 | 0 | 0 | 60% |  | 40% | 0
290816 | install | 1Ø - #2 Primary Dead-end, 40' Concrete Pole | 1652.17 | 1993.5083 | 25.33 |  |  |  | 4303.66 |  | 2310.1517 | 2310.1517 | 0 | 4303.66 | 60% | 3451.1572 | 40% | 3962.6589
622598 | remove | 1Ø - #2 Primary Dead-end, 40' Concrete Pole |  |  | 7.8 |  |  |  | 712.06 |  | 712.06 | 712.06 | 0 | 712.06 | 60% | 449.5443 | 40% | 607.0537
290819 | install | 1Ø - #2 Primary Dead-end, 45' Concrete Pole | 1932.09 | 2331.2598 | 25.33 |  |  |  | 4641.42 |  | 2310.1602 | 2310.1602 | 0 | 4641.42 | 60% | 3788.9172 | 40% | 4300.4189
622639 | remove | 1Ø - #2 Primary Dead-end, 45' Concrete Pole |  |  | 7.8 |  |  |  | 712.06 |  | 712.06 | 712.06 | 0 | 712.06 | 60% | 449.5443 | 40% | 607.0537
290820 | install | 2Ø (Open Wye) - #2 Primary Dead-end, 40' Concrete Pole | 1922.35 | 2319.5075 | 20.4 |  |  |  | 4180.59 |  | 1861.0825 | 1861.0825 | 0 | 4180.59 | 60% | 3494.0106 | 40% | 3905.9582
622653 | remove | 2Ø (Open Wye) - #2 Primary Dead-end, 40' Concrete Pole |  |  | 8.79 |  |  |  | 801.06 |  | 801.06 | 801.06 | 0 | 801.06 | 60% | 505.225 | 40% | 682.726
290821 | install | 2Ø (Open Wye) - #2 Primary Dead-end, 45' Concrete Pole | 2143.25 | 2586.0455 | 28.31 |  |  |  | 5167.27 |  | 2581.2245 | 2581.2245 | 0 | 5167.27 | 60% | 4214.4728 | 40% | 4786.1511
622660 | remove | 2Ø (Open Wye) - #2 Primary Dead-end, 45' Concrete Pole |  |  | 9.5 |  |  |  | 865.79 |  | 865.79 | 865.79 | 0 | 865.79 | 60% | 546.0594 | 40% | 737.8978
290822 | install | 3Ø - #2 Primary Dead-end, 40' Concrete Pole | 2333.43 | 2815.5166 | 33.63 |  |  |  | 5882.27 |  | 3066.7534 | 3066.7534 | 0 | 5882.27 | 60% | 4750.4236 | 40% | 5429.5315
622687 | remove | 3Ø - #2 Primary Dead-end, 40' Concrete Pole |  |  | 16.11 |  |  |  | 1468.64 |  | 1468.64 | 1468.64 | 0 | 1468.64 | 60% | 926.4442 | 40% | 1251.7617
290823 | install | 3Ø - #2 Primary Dead-end, 45' Concrete Pole | 2613.35 | 3153.2681 | 33.63 |  |  |  | 6220.03 |  | 3066.7619 | 3066.7619 | 0 | 6220.03 | 60% | 5088.1836 | 40% | 5767.2915
622698 | remove | 3Ø - #2 Primary Dead-end, 45' Concrete Pole |  |  | 16.11 |  |  |  | 1468.64 |  | 1468.64 | 1468.64 | 0 | 1468.64 | 60% | 926.4442 | 40% | 1251.7617
290826 | install | 3Ø - 2/0 Primary Dead-end, 40' Concrete Pole | 2348.97 | 2834.2672 | 33.83 |  |  |  | 5919.24 |  | 3084.9728 | 3084.9728 | 0 | 5919.24 | 60% | 4780.6625 | 40% | 5463.809
622706 | remove | 3Ø - 2/0 Primary Dead-end, 40' Concrete Pole |  |  | 16.51 |  |  |  | 1505.06 |  | 1505.06 | 1505.06 | 0 | 1505.06 | 60% | 949.4019 | 40% | 1282.7967
290827 | install | 3Ø - 2/0 Primary Dead-end, 45' Concrete Pole | 2631.37 | 3175.011 | 33.83 |  |  |  | 6259.99 |  | 3084.979 | 3084.979 | 0 | 6259.99 | 60% | 5121.4125 | 40% | 5804.559
622717 | remove | 3Ø - 2/0 Primary Dead-end, 45' Concrete Pole |  |  | 16.51 |  |  |  | 1505.06 |  | 1505.06 | 1505.06 | 0 | 1505.06 | 60% | 949.4019 | 40% | 1282.7967
290828 | install | 3Ø - 336 kcmil Primary Dead-end, 45' Concrete Pole | 2618.39 | 3159.3494 | 38.44 |  |  |  | 6664.01 |  | 3504.6606 | 3504.6606 | 0 | 6664.01 | 60% | 5370.279 | 40% | 6146.5176
622725 | remove | 3Ø - 336 kcmil Primary Dead-end, 2-45' Concrete Pole |  |  | 20.66 |  |  |  | 1882.34 |  | 1882.34 | 1882.34 | 0 | 1882.34 | 60% | 1187.0101 | 40% | 1604.208
|  | 3Ø - 336 Pri Double Circuit Dead-end, 45' Concrete Pole | You can't double deadend two circuits - use two deadend poles at each end. | [7 empty] | 0 | 0 | 0 | 0 | 60% |  | 40% | 0
403860 | install | Install 50' self supporting concrete pole | 3906.56 | 4713.6553 | 84.98 |  |  |  | 12463.03 |  | 7749.3747 | 7749.3747 | 0 | 12463.03 | 60% | 9602.9555 | 40% | 11319.0002
610525 |  | Install 55' self supporting concrete pole | 3048.95 | 3678.8631 | 84.98 |  |  |  | 11605.42 |  | 7926.5569 | 7926.5569 | 0 | 11605.42 | 60% | 8745.3455 | 40% | 10461.3902
|  | Remove any self supporting pole |  |  | 20.79 |  |  |  | 1894.425 |  | 1894.425 | 1894.425 | 0 | 1894.425 | 60% | 1194.7198 | 40% | 1614.5429
OH POLEKICK (all Polekick costs are the same on Primary20XX.xls, Secondary&Services20XX.xls, OH worksheets)
Assumptions: | This is the cost to move an existing wood or concrete pole a maximum of 5'. Inaccessible poles have not been included
in this cost due to the trucks inablity to access the pole. If an inaccessible pole has to be relocated (kicked),
install a new pole and remove the old one. Use the install and remove cost to estimate inaccessible polekicks.
Pole Kick Cost = Labor only, the labor to move an existing pole a maximum of 5'
Polekick |  |  |  | Material + | TEC |  |  |  | Work |  | TEC | TEC | TEC | Total
Work |  |  |  | Material | Labor | TEC |  | Contractor | Request |  | Labor | Labor | Labor | Installation
Request # | Polekick | Description | Material | Handling | Hours | Overhead | Vehicle | Labor | Total |  | Only | with factor | adder | Cost
124291 | Polekick | Move Accessible wood pole less than 5 feet. |  |  | 1.65 |  |  |  | 150.48 |  | 150.48 | 150.48 | 0 | 150.48
Self Supporting Poles
Assumptions: | PoleForman determines the pole selection. If no current TEC numbered pole will work, a special pole may need to be ordered.
Provide Valmont, the manufacturer, with a specification showing the pole with our equipment and spacing and expected loading.
OH POLE HAUL
Assumptions: | Each service are does this task differently with different pay level workers. |  |  |  |  | 755.2632
|  | a. One man loads, one man delivers. |  |  |  | 181.2632
b. Two men load and deliver.
c. Crew doing work request load and deliver.
d. Assigned workers load and deliver.
The cost of two haul a pole to a job site needs to be added to each pole install cost.
The cost of two haul a pole in from job site needs to be added to each pole remove cost.
Work |  |  |  | Material + | TEC |  |  |  | Work |  | TEC | TEC | TEC | Total
Request |  |  |  | Material | Labor | TEC |  | Contractor | Request |  | Labor | Labor | Labor | Installation
Number | Pole Haul | Description | Material | Handling | Hours | Overhead | Vehicle | Labor | Total |  | Only | with factor | adder | Cost
105967 |  | Haul pole to site |  |  | 3.3 |  |  |  | 300.94 |  | 300.94 | 300.94 | 0 | 300.94
126090 |  | Haul pole in from job site |  |  | 1.65 |  |  |  | 150.48 |  | 150.48 | 150.48 | 0 | 150.48
OH POLE SALVAGE VALUE
Assumptions: | Salvage values are used in the Temporary Cost. Temporary Cost is the Installation Cost, plus the Removal Cost minus the salvage value of the pole.
Pole Work | Action |  |  | Less | Salvage
Request # | Here | Description | Material | Haul in | Value
165570 | Return to inventory | 45' Class 4 wood pole | 216.3 | 150.48 | 65.82
848227 | Return to inventory | 45' Class 3 wood pole | 266.42 | 150.48 | 115.94
848229 | Return to inventory | 45' Class 2 wood pole | 307.93 | 150.48 | 157.45
165571 | Return to inventory | 50' class 1 wood pole | 426.4 | 150.48 | 275.92
394687 | Return to inventory | 55' class 1 wood pole | 494.7 | 150.48 | 344.22
165575 | Return to inventory | 70' class 1 wood pole | 1468 | 150.48 | 1317.52
165576 | Return to inventory | 75' class 1 wood pole | 1121.48 | 150.48 | 971
165577 | Return to inventory | 40' Type 3 concrete pole | 512.74 | 150.48 | 362.26
165578 | Return to inventory | 45' Type 3 concrete pole - cost per pole | 652.7 | 150.48 | 502.22
| Return to inventory | 50' spun concrete pole |  | 150.48 | -150.48
| Return to inventory | 50' self supporting spun concrete pole |  | 150.48 | -150.48
Framing for underbuilt on Transmission Poles (Needed by Distribution Planning)
[5 empty] | Material + | TEC |  |  |  | Work |  | TEC | TEC | TEC | Total | % | Contractor Total | %
Pole Work |  |  |  |  | Material | Labor | TEC |  | Contractor | Request |  | Labor | Labor | Labor | Installation | Done | Installation | Done By | Labor
Request # | Action | Description |  | Material | Handling | Hours | Overhead | Vehicle | Labor | Total |  | Only | with factor | adder | Cost | By TEC | Cost | Contractor | Total
578738 | install | Install 10' crossarm on transmission wood pole for tangent conductor |  | 113.28 | 136.6836 | 1.73 |  |  |  | 294.46 |  | 157.7764 | 157.7764 | 0 | 294.46 | 60% | 236.2354 | 40% | 271.1701
579384 | remove | Remove 10' crossarm from wood transmission pole for tangent conductor |  | 0 | 0 | 1.6 |  |  |  | 145.64 |  | 145.64 | 145.64 | 0 | 145.64 | 60% | 91.7906 | 40% | 124.1003
578741 | install | Install 10' double crossarm on wood transmission pole to deadend conductor |  | 241.83 | 291.7921 | 3.73 |  |  |  | 631.65 |  | 339.8579 | 339.8579 | 0 | 631.65 | 60% | 506.1137 | 40% | 581.4355
579383 | remove | Remove 10' double crossarm from wood transmission pole to deadend conductor |  | 0 | 0 | 3.26 |  |  |  | 297.36 |  | 297.36 | 297.36 | 0 | 297.36 | 60% | 187.6419 | 40% | 253.4728
12277 | install | Install 24" fiberglass bracket on transmission wood pole to relocate conductor |  | 54.11 | 65.2891 | 0.62 |  |  |  | 121.93 |  | 56.6409 | 56.6409 | 0 | 121.93 | 60% | 101.0634 | 40% | 113.5833
579797 | remove | Remove 24" fiberglass bracket from wood transmission pole to relocate conductor |  | 0 | 0 | 0.45 |  |  |  | 40.45 |  | 40.45 | 40.45 | 0 | 40.45 | 60% | 25.3049 | 40% | 34.3919
579799 | install | Install 10' crossarm on concrete transmission pole for tangent conductor |  | 113.28 | 136.6836 | 2.99 |  |  |  | 409.77 |  | 273.0864 | 273.0864 | 0 | 409.77 | 60% | 309.139 | 40% | 369.5176
579813 | remove | Remove 10' crossarm from concrete transmission pole for tangent conductor |  | 0 | 0 | 1.6 |  |  |  | 145.64 |  | 145.64 | 145.64 | 0 | 145.64 | 60% | 91.7906 | 40% | 124.1003
579726 | install | Install 10' double crossarm on concrete transmission pole to deadend conductor |  | 247.53 | 298.6697 | 5.06 |  |  |  | 759.89 |  | 461.2203 | 461.2203 | 0 | 759.89 | 60% | 589.5914 | 40% | 691.7706
579814 | remove | Remove 10' double crossarm from concrete transmission pole to deadend conductor |  | 0 | 0 | 3.26 |  |  |  | 297.36 |  | 297.36 | 297.36 | 0 | 297.36 | 60% | 187.6419 | 40% | 253.4728
579796 | install | Install 24" fiberglass bracket on concrete transmission pole to relocate conductor |  | 54.11 | 65.2891 | 2.44 |  |  |  | 287.81 |  | 222.5209 | 222.5209 | 0 | 287.81 | 60% | 205.6897 | 40% | 254.9619
579386 | remove | Remove 24" fiberglass bracket from concrete transmission pole to relocate conductor |  | 0 | 0 | 0.45 |  |  |  | 40.45 |  | 40.45 | 40.45 | 0 | 40.45 | 60% | 25.3049 | 40% | 34.3919
Link to SDRateSummary Worksheet
Overhead Construction
|  |  | E379 | E379 and PSTEW
CIAC |  |  | Base | Base Charge
Base Charge | Cost/ft | Primary line installation (add base cost + cost/unit) | Material | Labor/deadend pole
1950.43 | On | 1ø, #2 AWG conductor/ft | 577.0534 | 11.02
2149.41 | OH | Open wye, #2 AWG conductor/ft | 681.186 | 13.04
2638.74 | Primary | 3ø, #2 AWG conductor/ft | 948.8461 | 17.565
2638.74 | worksheet | 3ø, 2/0 AWG conductor /ft | 956.0193 | 17.565
2841.26 |  | 3ø, 336 kcmil conductor/ft | 1310.8925 | 19.3
#N/A |  | Install 1ø tangent 40' or 45' wood pole | #N/A | #N/A
5868.17 |  | Install 3ø tangent 40' or 45' wood pole | 1692.0755 | 45.795
E379
|  | Base | Base TEC
Base Charge | Cost/ft | Material | Labor/unit | Primary Line Removal
488.315 | On | 0 | 5.35 | 1ø, #2 AWG conductor/ft
569.215 | OH | 0 | 6.245 | Open wye, #2 AWG conductor/ft
930.31 | Primary | 0 | 10.2 | 3ø, #2 AWG conductor/ft
930.31 | worksheet | 0 | 10.2 | 3ø, 2/0 AWG conductor/ft
1103.735 |  | 0 | 12.11 | 3ø, 336 kcmil conductor/ft
| Cost/ft or | Base | Base TEC
| Cost/unit | Material | Labor/unit | Install and remove underbuilt overhead primary on transmission
294.46 |  | 136.6836 | 1.73 | Install 10' crossarm on wood transmission pole for tangent conductors
409.77 |  | 136.6836 | 2.99 | Install 10' crossarm on concrete transmission pole for tangent conductors
631.65 |  | 291.7921 | 3.73 | Install 10' double crossarm on wood transmission pole to deadend conductors
759.89 |  | 298.6697 | 5.06 | Install 10' double crossarm on concrete transmission pole to deadend conductors
121.93 |  | 65.2891 | 0.62 | Install one 24" fiberglass bracket on wood transmission pole for tangent conductors
287.81 |  | 65.2891 | 2.44 | Install one 24" fiberglass bracket on concrete transmission pole for tangent conductors
145.64 |  | 0 | 1.6 | Remove any crossarm from any transmission pole - cost per crossarm
297.36 |  | 0 | 3.26 | Remove any double crossarm from any transmission pole- cost per double crossarm
40.45 |  | 0 | 0.45 | Remove one fiberglass bracket from any transmission pole - cost per fiberglass bracket
E379
Cost/unit |  |  | TECO
Install |  | Material | Labor/unit | Other OH distribution install costs
#N/A |  | #N/A | #N/A | Install 1ø tangent 40' or 45' wood pole
886.09 |  | 370.7278 | 5.65 | Install 1ø tangent 40' or 45' concrete pole
837.925 |  | 350.8793 | 5.345 | Install open wye tangent 40' or 45' wood pole
1544.72 |  | 814.9376 | 8 | Install open wye tangent 40' or 45' concrete pole
1616.14 |  | 605.1702 | 11.09 | Install 3ø tangent 40'C4
10120.2 |  | 2778.9808 | 80.5 | Install 3ø tangent 45'C4
1334.34 |  | 480.818 | 9.36 | Install 3ø tangent 45'C2
1383.13 |  | 224.4336 | 12.705 | Install 3ø tangent 40' or 45' concrete pole
#N/A |  | 370.7278 | 5.65 | Install 1ø tangent 40' or 45' concrete pole instead of wood pole(cost difference)
706.795 |  | 814.9376 | 8 | Install open wye tangent 40' or 45' concrete pole instead of wood pole(cost difference)
-4485.04 |  | 224.4336 | 12.705 | Install 3ø tangent 40' or 45' concrete pole instead of wood pole(cost difference)
1581.9575 |  | 577.0534 | 11.02 | Install 1ø, #2 AWG wood deadend pole
2537.21 |  | 1081.192 | 15.965 | Install 1ø, #2 AWG concrete deadend pole
1870.175 |  | 681.186 | 13.04 | Install Open wye, #2 AWG wood deadend pole
2637.905 |  | 1226.3882 | 15.4775 | Install Open wye, #2 AWG concrete deadend pole
2550.505 |  | 948.8461 | 17.565 | Install 3ø, #2 AWG wood deadend pole
3326.515 |  | 1492.1962 | 20.115 | Install 3ø, #2 AWG concrete deadend pole
2557.6825 | was | 956.0193 | 17.565 | Install 3ø, 2/0 AWG wood deadend pole
3345.7475 | wrong | 1502.3196 | 20.215 | Install 3ø, 2/0 AWG concrete deadend pole
3070.075 |  | 1310.8925 | 19.3 | Install 3ø, 336 kcmil wood deadend pole
3632.945 |  | 1579.6747 | 22.52 | Install 3ø, 336 kcmil concrete deadend pole
955.2525 |  | 1081.192 | 15.965 | Install 1ø deadend 40' or 45' concrete pole instead of wood pole(add to cost of wood pole)
767.73 |  | 1226.3882 | 15.4775 | Install Open wye deadend 40' or 45' concrete pole instead of wood pole(add to cost of wood pole)
708.9817 |  | 1524.7301 | 20.95 | Install 3ø deadend 40' or 45' concrete pole instead of wood pole(add to cost of wood pole)
12463.03 |  | 4713.6553 | 84.98 | Install 50' self supporting concrete pole with rock at base
11605.42 |  | 3678.8631 | 84.98 | Install 55' concrete pole with rock at base
6047.8234 |  |  | 58.3 | Labor only to install any self supporting pole with rock at base - for poles not listed here
| Cost/unit | TECO |  | Accounting information - the removal portion of the cost always goes into Resource 41
| Remove | Labor/unit |  | Other OH distribution remove costs |  |  |  | #N/A | 83.0703
| 221.285 | 2.6833 |  | Remove 1ø tangent 40' or 45' wood or concrete pole
| 278.935 | 3.06 |  | Remove open wye tangent 40' or 45' wood or concrete pole
| 373.88 | 4.08 |  | Remove 3ø tangent 40' or 45' wood or concrete pole
| 497.4125 | 5.45 |  | Remove 1ø, #2 AWG wood or concrete deadend pole
| 568.2038 | 6.2337 |  | Remove Open wye, #2 AWG wood or concrete deadend pole
| 907.555 | 9.9525 |  | Remove 3ø, #2 AWG wood or concrete deadend pole
| 916.66 | 10.0525 |  | Remove 3ø, 2/0 AWG wood or concrete deadend pole
| 1097.6925 | 12.045 |  | Remove 3ø, 336 kcmil wood or concrete deadend pole
| 1765.0229 | 22.44 |  | Remove any self supporting pole
| 145.64 | 1.6 |  | Remove 10' crossarm from wood transmission pole for tangent conductor
| 145.64 | 1.6 |  | Remove 10' crossarm from concrete transmission pole for tangent conductor
| 297.36 | 3.26 |  | Remove 10' double crossarm from wood transmission pole to deadend conductor
| 297.36 | 3.26 |  | Remove 10' double crossarm from concrete transmission pole to deadend conductor
| 40.45 | 0.45 |  | Remove one 24" fiberglass bracket from wood transmission pole for tangent conductor
| 40.45 | 0.45 |  | Remove one 24" fiberglass bracket from concrete transmission pole for tangent conductor
| 145.64 | 1.6 |  | Remove any crossarm from any transmission pole for tangent conductor
| 297.36 | 3.26 |  | Remove any double crossarm from any transmission pole to deadend conductor
| 40.45 | 0.45 |  | Remove any fiberglass bracket from any transmission pole for tangent conductor
Install any crossarm on a wood transmission pole/crossarm
Install any crossarm on a concrete transmission pole/crossarm
Install any double crossarm on a wood transmission pole/crossarm
Install any double crossarm on a concrete transmission pole/crossarm
Install one fiberglass bracket on a wood transmission pole/fiberglass bracket
Install one fiberglass bracket on a concrete transmission pole/fiberglass bracket
Remove any crossarm from any transmission pole/crossarm
Remove any double crossarm from any transmission pole/double crossarm
Remove one fiberglass bracket from any transmission pole/fiberglass bracket

## Rate Case
Installed
OH distribution - poles for primary | [6 empty] | Material | Cost
Install 40' Class 2 wood pole 2002857 - cost per pole | [6 empty] | 258.55 | 820.05
Install 40' Class 4 wood pole 2002847 - cost per pole | [6 empty] | 198.42 | 747.49
Install 40' Type III concrete pole 2002849 - cost per pole | [6 empty] | 512.74 | 988.56
Install 45' Class 1 wood pole 5210289 - cost per pole | [6 empty] | 363.53 | 946.72
Install 45' Class 2 wood pole 5210460 - cost per pole | [6 empty] | 307.93 | 879.63
Install 45' Class 3 wood pole 5210471 - cost per pole | [6 empty] | 266.42 | 829.54
Install 45' Class 4 wood pole 5210470 - cost per pole | [6 empty] | 216.3 | 769.07
Install 45' Type II concrete pole 5210769 - cost per pole | [6 empty] | 501 | 974.4
Install 45' Type III concrete pole 5210490 - cost per pole | [6 empty] | 652.7 | 1157.44
Install 45' H2 Fiberglass pole 5210145 - cost per pole | [6 empty] | 2005.5 | 2893.19
Install 50' Class 1 wood pole 5210290 - cost per pole | [6 empty] | 426.4 | 1022.57
Install 50' Type III-A concrete pole 5210570 - cost per pole | [6 empty] | 790.04 | 1323.15
Install 50' H6 Fiberglass pole 5210150 - cost per pole | [6 empty] | 3157.46 | 4283.14
Install 55' Class 1 wood pole 5219990 - cost per pole | [6 empty] | 494.7 | 1104.99
Install 55' spun concrete pole 5210450 16' deep - cost per pole | [6 empty] | 4268.44 | 8971.26
Install 55' spun concrete pole 5210455 14' deep - cost per pole | [6 empty] | 2008.03 | 6999.17
Install 55' spun concrete pole 5210615 15' deep - cost per pole | [6 empty] | 3906.56 | 9289.94
Install 55' spun concrete pole 5210601 13' deep - cost per pole | [6 empty] | 3310.33 | 8570.52
Install 60' Class 1 wood pole 5210600 - cost per pole | [6 empty] | 632.82 | 2788.79
Install 60' spun concrete pole 5210603 13' deep - cost per pole | [6 empty] | 3048.95 | 8255.14
Install 60' spun concrete pole 5210605 17' deep - cost per pole | [6 empty] | 4880 | 9219
Install 60' spun concrete pole 5210606 20' deep - cost per pole | [6 empty] | 5035 | 9406.02
Installed
OH Description -Primary installation (wire only) |  |  |  | Material |  | Cost
1ø, #2 AWG conductor/ft |  |  |  | 0.39242 |  | 1.9145
Open wye, #2 AWG conductor/ft |  |  |  | 0.57711 |  | 2.8019
3ø, #2 AWG conductor/ft |  |  |  | 0.78663 |  | 3.4543
3ø, 2/0 AWG conductor /ft |  |  |  | 1.2235 |  | 3.9227
3ø, 336 kcmil & 2/0N conductor/ft |  |  |  | 2.3258 |  | 6.2112
3ø, 336 kcmil & 4/0N conductor/ft |  |  |  | 2.4783 |  | 6.3703
2 -3ø, 336 & 4/0 N conductor/ft |  |  |  | 4.5264 |  | 11.5752
Install 2/0 Neutral conductor only per foot |  |  |  | 0.26071 |  | 1.4259
Install 4/0 Neutral conductor only per foot |  |  |  | 0.42651 |  | 1.6259
UG PRIMARY WITH TERMINATIONS AT UG SOURCE
Base Cost - a labor only cost
Base Cost is the full labor cost to install or remove underground primary wire.
Base
Cost
1Ø - 1c 1/0 AWG AL Primary UG |  |  | 162.0237
3Ø - 3c 1/0 AWG AL Primary UG |  |  | 162.0237
3Ø - 3c 4/0 AWG AL Primary UG |  |  | 162.0237
3Ø - 3c 1000 kcmil AL Primary UG |  |  | 1648.3437
|  | UG Primary | Primary | Conduit |  |  | Contractor Labor
|  | and Conduit | Only | Only |  | Contractor | Machine
|  | Material | Material | Material | Teco | Labor | Trench
|  | Cost | Cost | Cost | Inspection | Machine | Total Cost
|  | Per Foot | Per Foot | Per Foot | Labor | Trench | Per Foot
1Ø - 1c 1/0 AWG AL Primary UG |  | 3.0336 | 2.0563 | 0.42833 | 1.0695 | 5.3305 | 9.4336 | a 400' installation would be 400 times $9.43 plus $162.02
3Ø - 3c 1/0 AWG AL Primary UG |  | 7.2094 | 4.7052 | 1.1716 | 1.0695 | 5.4741 | 13.7529 | a 500' installation would be 500 times $13.75 plus $162.02
3Ø - 3c 4/0 AWG AL Primary UG |  | 10.1751 | 7.2105 | 1.1716 | 1.0695 | 5.4741 | 16.6573 | a 800' installation would be 800 times $16.66 plus $162.02
3Ø - 3c 1000 kcmil AL Primary UG |  | 23.5387 | 17.4035 | 2.7016 | 1.0695 | 5.6567 | 30.2649 | a 600' installation would be 600 times $30.26 plus $1648.34

## Guys
Legend
This worksheet
| Green highlighting indicates an input area. This is where updated information should be entered. | [6 empty] | checked for
| Yellow highlighting indicates area where there is a link. | [6 empty] | 2010
| Peach highlighting indicates area where there are formulas. | [6 empty] | 1/12/2010
Lilac highligting indicates checked Work Request for correct CU's, contractors cost & quantities.
OH DOWN GUY AND ANCHOR For Primary Lines
Assumptions: | Affected November 2001 price change -Important policy change - no more 1/4" guys installed - all new guys 3/8"
There are no single down guys because primary takes at least two down guys to dead-end the
primary and neutral. These guy sizes are based on triangular construction.
These sizes come from assemblies that include guys, i.e., STP701D6A
For 1Ø - #2 Primary & #2 neutral, 40' or 45' pole, normal lead 20', double 1/4" down guys,
CU=PKG12W2L, restricted lead, double 3/8" down guys, CU=PKG12W2H
For 2Ø - #2 Primary & #2 neutral, 40' or 45' pole, normal lead 20', double 1/4" down guys,
CU=PKG12W2L, restricted lead, double 3/8" down guys, CU=PKG12W2H
For 3Ø - #2 Primary & #2 neutral, 40' or 45' pole, normal lead 20', triple 1/4" down guys,
CU=PKG14W3L, restricted lead, triple 3/8" down guys, CU=PKG14W3H
For 3Ø - 2/0 Primary & 2/0 neutral, 40' or 45' pole, normal lead 20', triple 1/4" down guys,
CU=PKG14W3L, restricted lead, triple 3/8" down guys, CU=PKG14W3H
For 3Ø - 336 Primary & 2/0 neutral, 45' pole, normal lead 20', triple 3/8" down guys,
CU=PKG14W3H
For install 3/8" span guy 180' between 2 wood poles, CU = 2 - PKG31W1H, 180' - GUYSTR3/8
For remove span guy cost both of above, but they should be the same.
For transfer span guy only one end of the guy is transferred. Both sizes should be the same cost
because the cost is to drill a hole in the new pole and reuse the existing equipment,
CU = 1 - PKG31W1L, use the T for transfer, as opposed to I for install or R for remove.
No reusable material when we remove a guy, all is scrap.
Down Guy |  |  |  | Material + | TEC |  |  |  | Work |  | TEC | TEC | TEC | Total
Work |  |  |  | Material | Labor | TEC |  | Contractor | Request |  | Labor | Labor | Labor | Installation
Request # | Action | Double Description | Material | Handling | Hours | Overhead | Vehicle | Labor | Total |  | Only | with factor | adder | Total
12735 | install | double 1/4" down guy on wood pole | NO LONGER USED | [5 empty] | #N/A |  | #N/A | #N/A | #N/A | #N/A
12744 | install | double 3/8" down guy on wood pole | 166.27 | 200.6214 | 4.35 |  |  |  | 597.1 |  | 396.4786 | 396.4786 | 0 | 597.1
12750 | remove | double 1/4" or 3/8" down guy on wood pole |  |  | 1.95 |  |  |  | 178.01 |  | 178.01 | 178.01 | 0 | 178.01
12764 | transfer | double 1/4" or 3/8" down guy on wood pole |  |  | 3.37 |  |  |  | 307.47 |  | 307.47 | 307.47 | 0 | 307.47
12800 | install | double 1/4" down guy on concrete pole | NO LONGER USED | [5 empty] | 594.76 |  | 594.76 | 594.76 | 0 | 594.76
12803 | install | double 3/8" down guy on concrete pole | 152.37 | 183.8496 | 4.35 |  |  |  | 580.33 |  | 396.4804 | 396.4804 | 0 | 580.33
12818 | remove | double 1/4" or 3/8" down guy on concrete pole |  |  | 1.95 |  |  |  | 178.01 |  | 178.01 | 178.01 | 0 | 178.01
12820 | transfer | double 1/4" or 3/8" down guy on concrete pole |  |  | 3.37 |  |  |  | 307.47 |  | 307.47 | 307.47 | 0 | 307.47
Down Guy |  |  |  | Material + | TEC |  |  |  | Work |  | TEC | TEC | TEC | Total
Work |  |  |  | Material | Labor | TEC |  | Contractor | Request |  | Labor | Labor | Labor | Installation
Request # | Action | Triple Description | Material | Handling | Hours | Overhead | Vehicle | Labor | Total |  | Only | with factor | adder | Total
12828 | install | triple 3/8" down guy on wood pole | 308.31 | 372.0068 | 4.3 |  |  |  | 764.45 |  | 392.4432 | 392.4432 | 0 | 764.45
12829 | remove | triple 1/4" or 3/8" down guy on wood pole |  |  | 3.59 |  |  |  | 327.72 |  | 327.72 | 327.72 | 0 | 327.72
12839 | transfer | triple 1/4" or 3/8" down guy on wood pole |  |  | 5.94 |  |  |  | 542.13 |  | 542.13 | 542.13 | 0 | 542.13
12853 | install | triple 3/8" down guy on concrete pole | 280.91 | 338.946 | 6.92 |  |  |  | 970.1 |  | 631.154 | 631.154 | 0 | 970.1
12858 | remove | triple 1/4" or 3/8" down guy on concrete pole |  |  | 3.33 |  |  |  | 303.44 |  | 303.44 | 303.44 | 0 | 303.44
12937 | transfer | triple 1/4" or 3/8" down guy on concrete pole |  |  | 6.03 |  |  |  | 550.21 |  | 550.21 | 550.21 | 0 | 550.21
Span Guy |  |  |  | Material + | TEC |  |  |  | Work |  | TEC | TEC | TEC | Total
Work |  |  |  | Material | Labor | TEC |  | Contractor | Request |  | Labor | Labor | Labor | Installation
Request # | Action | Span Guy Description | Material | Handling | Hours | Overhead | Vehicle | Labor | Total |  | Only | with factor | adder | Total
12938 | install | 1/4" span guy 180' between 2 wood poles | NO LONGER USED | [5 empty] | 1926.7 |  | 1926.7 | 1926.7 | 0 | 1926.7
12939 | install | 3/8" span guy 180' between 2 wood poles | 101.6 | 122.5906 | 1 |  |  |  | 213.24 |  | 90.6494 | 90.6494 | 0 | 213.24
12940 | remove | 1/4" or 3/8" span guy from 2 wood poles, 180' |  |  | 0.82 |  |  |  | 74.47 |  | 74.47 | 74.47 | 0 | 74.47
12947 | transfer | 1/4" or 3/8" span guy to new wood pole |  |  | 0.55 |  |  |  | 50.2 |  | 50.2 | 50.2 | 0 | 50.2
12948 | install | 1/4" span guy 180' between 2 concrete poles | NO LONGER USED | [5 empty] | 594.76 |  | 594.76 | 594.76 | 0 | 594.76
12949 | install | 3/8" span guy 180' between 2 concrete poles | 74.61 | 90.0244 | 1 |  |  |  | 180.68 |  | 90.6556 | 90.6556 | 0 | 180.68
12962 | remove | 1/4" or 3/8" span guy from 2 concrete poles, 180' |  |  | 0.82 |  |  |  | 74.47 |  | 74.47 | 74.47 | 0 | 74.47
13207 | transfer | 1/4" or 3/8" span guy to new concrete pole |  |  | 0.55 |  |  |  | 50.2 |  | 50.2 | 50.2 | 0 | 50.2
Sidewalk Guy |  |  |  | Material + | TEC |  |  |  | Work |  | TEC | TEC | TEC | Total
Work |  |  |  | Material | Labor | TEC |  | Contractor | Request |  | Labor | Labor | Labor | Installation
Request # | Action | Sidewalk Guy Description | Material | Handling | Hours | Overhead | Vehicle | Labor | Total |  | Only | with factor | adder | Total
162483 | install | Install on wood pole and concrete pole | 406.16 | 490.0727 | 4 |  |  |  | 427.095 |  | -62.9777 | -62.9777 | 0 | 427.095
308175 | remove | Remove on wood pole and concrete pole |  |  | 3.28 |  |  |  | 149.69 |  | 149.69 | 149.69 | 0 | 149.69
| transfer | Transfer not allowed in WorkPro
Link to SDRateSummary Worksheet
Overhead Construction
Primary line installation (add base cost + cost/unit)
Install anchor and double down guys for 1ø primary deadend
Install anchor and double down guys for open wye deadend
Install anchor and triple down guys for 3ø primary deadend
[6 empty] | E379 | TEC
|  | Other OH distribution install costs |  |  |  | Material | Labor/unit
| 213.24 | Install 3/8 inch span guy only on wood poles |  |  |  | 122.5906 | 1
| 180.68 | Install 3/8 inch span guy only on concrete poles |  |  |  | 90.0244 | 1
| 427.095 | Install sidewalk guy on any pole |  |  |  | 490.0727 | 4
| 597.1 | Install anchor and double down guys for 1ø primary deadend on wood pole |  |  |  | 200.6214 | 4.35
| 580.33 | Install anchor and double down guys for 1ø primary deadend on concrete pole |  |  |  | 183.8496 | 4.35
| 597.1 | Install anchor and double down guys for open wye deadend on wood pole |  |  |  | 200.6214 | 4.35
| 580.33 | Install anchor and double down guys for open wye deadend on concrete pole |  |  |  | 183.8496 | 4.35
| 764.45 | Install anchor and triple down guys for 3ø primary deadend on wood pole |  |  |  | 372.0068 | 4.3
| 970.1 | Install anchor and triple down guys for 3ø primary deadend on concrete pole |  |  |  | 338.946 | 6.92
TEC
|  | Other OH distribution remove costs |  |  |  | Labor/unit
| 74.47 | Remove 3/8 inch span guy only |  |  |  | 0.82
| 149.69 | Remove sidewalk guy from any pole |  |  |  | 3.28
| 178.01 | Remove anchor and double down guys for 1ø or open wye primary from any pole |  |  |  | 1.95
| 315.58 | Remove anchor and triple down guys for 3ø primary deadend from any pole |  |  |  | 3.46
c. Relocate
Note: Per accounting police all retirement costs goes into Resource 49, therefore any cost with retirement
cost in it requires special treatment. There is a percentage used in the accounting area. =======>
No Access | Accessible | Anchors and Guys |  | Accounting information - the removal portion of the cost always goes into Resource 49
From Secondary&Service2003.xls |  | Relocate secondary anchor and down guy, accessible |  |  |  | Accounting Percentage |  | E379 | TEC In | TEC Rm
From Secondary&Service2003.xls |  | Relocate secondary anchor and down guy, not accessible |  |  |  | Install | Remove | Material | Labor/unit | Labor/unit
| 576.785 | Relocate anchor and sidewalk down guy, accessible any pole |  |  |  | 0.74048 | 0.25952 | 490.0727 | 4 | 3.28
1236.2849 |  | Relocate anchor and sidewalk down guy, not accessible wood pole |  |  |  | 0.74048 | 0.25952 | 490.0727 | 10 | 8.2
Relocate anchor and sidewalk down guy, not accessible concrete pole
| 766.725 | Relocate 1ø or 2ø primary anchor and down guy, accessible wood pole |  |  |  | 0.76783 | 0.23217 | 192.2355 | 4.35 | 1.95
Relocate 1ø or 2ø primary anchor and down guy, accessible
1643.4036 |  | Relocate 1ø or 2ø primary anchor and down guy, not accessible wood pole |  |  |  | 0.76783 | 0.23217 | 192.2355 | 10.875 | 4.875
Relocate 1ø or 2ø primary anchor and down guy, not accessible
| 974.79 | Relocate 3ø primary anchor and down guy, accessible wood pole |  |  |  | 0.74682 | 0.25318 | 273.856 | 4.98 | 2.705
Relocate 3ø primary anchor and down guy, accessible
2089.3716 |  | Relocate 3ø primary anchor and down guy, not accessible wood pole |  |  |  | 0.74682 | 0.25318 | 273.856 | 12.45 | 6.7625
Relocate 3ø primary anchor and down guy, not accessible
| 2085.7075 | Relocate down guy by installing a span guy, a stub pole, and a down guy, accessible wood pole |  |  |  | 0.80107 | 0.19893 | 512.3797 | 14.935 | 2.3275
Relocate down guy by installing span guy, stub guy, down guy
4470.5198 |  | Relocate down guy by installing a span guy, a stub pole, and a down guy, not accessible wood pole |  |  |  | 0.80107 | 0.19893 | 512.3797 | 37.3375 | 5.8187
Relocate down guy by installing span guy, stub guy, down guy

## LBC
| Legend | [5 empty] | This worksheet
checked for
| Green highlighting indicates an input area. This is where updated information should be entered. | [5 empty] | 2010
| Yellow highlighting indicates area where there is a link. | [5 empty] | 1/12/2010
Peach highlighting indicates area where there are formulas.
Lilac highligting indicates checked Work Request for correct CU's, contractors cost & quantities.
1ø Load Break Cabinet (LBC) - 200 amp
| Assumptions: | LBCs go into FERC Account 367.
Contractor installs conduit and TEC crews install LBC cabinet, concrete pad and grounding.
The cost for the conduit installation by the contractor is included with the underground cable cost.
Cost includes #1/0 cable terminations by TEC.
Get conductor costs from the appropriate section - Primary, Secondary, Services.
Overhead equivalent is one PKP101WA3A for a 3 postion and two PKP101WA3A for a 4 postion, tension branch laterals.
The LBC CU contains LBC, pad, grounding, ells, couplings, fault indicators, and cable terminations
UG GR&S 12-5 and UG GR&S 6-11
1ø LBC | Install |  |  | Material + | TEC |  |  |  | Work |  | TEC | TEC | TEC | Total
Work | or |  |  | Material | Labor | TEC |  | Contractor | Request |  | Labor | Labor | Labor | Installation
Request # | Remove | Description | Material | Handling | Hours | Overhead | Vehicle | Labor | Total |  | Only | with factor | adder | Cost
12551 | install | 3 Postion 1ø LBC | 1349.66 | 1494.3436 | 10.08 |  |  |  | 2546.89 |  | 1052.5464 | 1052.5464 | 0 | 2546.89
152272 | remove | 3 Postion 1ø LBC | 0 | 0 | 4.14 |  |  |  | 376.26 |  | 376.26 | 376.26 | 0 | 376.26
12556 | install | 4 Postion 1ø LBC | 1499.54 | 1660.2907 | 12.47 |  |  |  | 2946.25 |  | 1285.9593 | 1285.9593 | 0 | 2946.25
152273 | remove | 4 Postion 1ø LBC | 0 | 0 | 5.32 |  |  |  | 485.53 |  | 485.53 | 485.53 | 0 | 485.53
3ø Load Break Cabinet (LBC) - 200 amp
| Assumptions: | Contractor installs conduit and concrete pad and grounding as per GR&S 6-14.
The cost for the conduit installation by the contractor is included with the underground cable cost.
TEC crews install LBC cabinet and grounding. Cost includes #1/0 cable terminations by TEC.
Get conductor costs from the appropriate section - Primary, Secondary, Services.
Overhead equivalent for a three postion LBC is one PKP301WA3A, tension branch laterals.
Overhead equivalent for a four postion LBC is one PKP306WA4A, tension branch laterals.
UG GR&S 12-7 and UG GR&S 6-14
3ø LBC | Install |  |  | Material + | TEC | TEC | TEC |  | Work |  | TEC | TEC | TEC | Total
Work | or |  |  | Material | Labor | Inspector | Inspector | Contractor | Request |  | Labor | Labor | Labor | Installation
Request # | Remove | Description | Material | Handling | Hours | Labor | Vehicle | Labor | Total |  | Only | with factor | adder | Cost
12548 | install | 3 Postion 3ø LBC | 2908.8 | 3220.6234 | 18.99 | 150.74 | 9.68 | 561.0679 | 5241.36 |  | 2020.7366 | 2020.7366 | 0 | 5962.8479
152295 | remove | 3 Postion 3ø LBC | 0 | 0 | 6.39 |  |  |  | 582.59 |  | 582.59 | 582.59 | 0 | 582.59
12562 | install | 4 Postion 3ø LBC | 3115.46 | 3449.4373 | 23.48 | 150.74 | 9.68 | 561.0679 | 5899.35 |  | 2449.9127 | 2449.9127 | 0 | 6620.8379
152298 | remove | 4 Postion 3ø LBC | 0 | 0 | 7.45 |  |  |  | 679.7 |  | 679.7 | 679.7 | 0 | 679.7
Overhead Equivalent
| Assumptions: | Overhead equivalent for a 1ø three postion is one deadend and tap (PKP101WA3A), tension branch laterals.
Overhead equivalent for a 1ø four postion LBC is two PKP101WA3A, tension branch laterals.
Overhead equivalent for a 3ø three postion LBC is one PKP301WA3A, tension branch laterals.
Overhead equivalent for a 3ø four postion LBC is one PKP306WA4A, tension branch laterals.
OH
Equivalent | Install |  |  | Material + | TEC |  |  |  | Work |  | TEC | TEC | TEC | Total
Work | or | OH |  | Material | Labor | TEC |  | Contractor | Request |  | Labor | Labor | Labor | Installation
Request # | Remove | Equivalent | Material | Handling | Hours | Overhead | Vehicle | Labor | Total |  | Only | with factor | adder | Cost
12554 | install | PKP101WA3A | 49.5 | 54.8064 | 3.86 |  |  |  | 411.72 |  | 356.9136 | 356.9136 | 0 | 411.72
152350 | remove | PKP101WA3A | 0 | 0 | 0.62 |  |  |  | 56.64 |  | 56.64 | 56.64 | 0 | 56.64
12557 | install | 2-PKP101WA3A | 99.01 | 109.6239 | 7.72 |  |  |  | 823.44 |  | 713.8161 | 713.8161 | 0 | 823.44
152351 | remove | 2-PKP101WA3A | 0 | 0 | 1.24 |  |  |  | 113.28 |  | 113.28 | 113.28 | 0 | 113.28
12550 | install | PKP301WA3A | 235.43 | 260.6681 | 9.65 |  |  |  | 1164.03 |  | 903.3619 | 903.3619 | 0 | 1164.03
152366 | remove | PKP301WA3A | 0 | 0 | 3.53 |  |  |  | 321.64 |  | 321.64 | 321.64 | 0 | 321.64
12582 | install | PKP306WA4A | 139.1 | 154.0115 | 5.06 |  |  |  | 629.06 |  | 475.0485 | 475.0485 | 0 | 629.06
152369 | remove | PKP306WA4A | 0 | 0 | 2.73 |  |  |  | 248.81 |  | 248.81 | 248.81 | 0 | 248.81
Load Break Cabinet (LBC) - 200 amp
(Direct link to Summary Sheet)
| Assumptions: | Raise and lower services are not provided for three phase. It is extremely rare that the situation arises for three phase.
To raise the 1ø LBC insert another concrete pad (TEC No. 2001001)
To raise the 3ø LBC insert another concrete pad (TEC No. 2001002)
CIAC
|  | Installation | Removal | Raise | Lower | Temporary | Overhead | Overhead | Differential | E379 | TEC | Inspector | TEC In | Contractor
| Description | Cost | Cost | Cost | Cost | Cost | Equivalent | Cost | Cost | Material | Inspector | Vehicle | Labor hours | Labor/unit
| 1 ø - 3 position | 2546.89 | 376.26 | 1561.3864 | 1428.8064 | 1573.49 | PKP101WA3A | 411.72 | 2135.17 | 1494.3436 |  |  | 10.08
| 1 ø - 4 position | 2946.25 | 485.53 | 1904.0693 | 1771.4893 | 1932.24 | 2-PKP101WA3A | 823.44 | 2122.81 | 1660.2907 |  |  | 12.47
| 3 ø - 3 position | 5962.8479 | 582.59 | 3462.4745 | 3324.8145 | 3636.6379 | PKP301WA3A | 1164.03 | 4798.8179 | 3220.6234 | 150.74 | 9.68 | 18.99 | 561.0679
| 3 ø - 4 position | 6620.8379 | 679.7 | 3988.7605 | 3851.1005 | 4185.0779 | PKP306WA4A | 629.06 | 5991.7779 | 3449.4373 | 150.74 | 9.68 | 23.48 | 561.0679
Credit To Install 3ø LBC Pad
| Assumptions: | When a customer wants credit to install our conduit system, the customer must install the
entire system. If there are pullboxes, manholes, or equipment concrete pads the customer
must install them, as well as the conduit. A customer may not pick and choose which parts
he wants to install. When a Customer installs our conduit, he becomes our contractor.
Tampa Electric provides all the material, the Customer installs it, and we inspect his work.
We pay the Customer at the same rate we pay our contractor to dig the ditch, install the
conduit, and to do what ever needs to be done. We subtract our inspection cost. The amount
we pay the Customer to install the conduit system shows as a credit on our estimate of charges.
Credit To Install 200 Amp Switchgear pit |  |  | Material + | TEC |  |  |  |  | Credit
|  |  | Material | Labor | TEC |  | Contractor |  | Grand | TEC | Inspector | Contractor
Install | Description | Material | Handling | Hours | Overhead | Vehicle | Labor |  | Total | Inspector | Vehicle | Labor/unit
Install | UG GR&S 6-14, TEC Number 2001004 | [5 empty] | 561.0679 |  | -480.8579 | 75.37 | 4.84 | 561.0679
Cost to replace just the 1ø or 3ø Load Break Cabinet (LBC) - 200 amp
LBC | Install |  |  | Material + | TEC |  |  |  | Work |  | TEC | TEC | TEC | Total
Work | or |  |  | Material | Labor | TEC |  | Contractor | Request |  | Labor | Labor | Labor | Installation
Request # | Remove | Description | Material | Handling | Hours | Overhead | Vehicle | Labor | Total |  | Only | with factor | adder | Total
372960 | install | 3 Postion 1ø LBC | 1003.67 | 1111.2634 | 4.53 |  |  |  | 1623.7 |  | 512.4366 | 512.4366 | 0 | 1623.7
372959 | remove | 3 Postion 1ø LBC | 0 | 0 | 2.04 |  |  |  | 186.1 |  | 186.1 | 186.1 | 0 | 186.1
372952 | install | 4 Postion 1ø LBC | 1016.32 | 1125.2695 | 4.53 |  |  |  | 1638.96 |  | 513.6905 | 513.6905 | 0 | 1638.96
372956 | remove | 4 Postion 1ø LBC | 0 | 0 | 2.04 |  |  |  | 186.1 |  | 186.1 | 186.1 | 0 | 186.1
372810 | install | 3 Postion 3ø LBC | 1607.04 | 1779.3147 | 4.53 |  |  |  | 2351.72 |  | 572.4053 | 572.4053 | 0 | 2351.72
372938 | remove | 3 Postion 3ø LBC | 0 | 0 | 0 |  |  |  | 186.1 |  | 186.1 | 186.1 | 0 | 186.1
372947 | install | 4 Postion 3ø LBC | 1652.37 | 1829.5041 | 4.53 |  |  |  | 2406.42 |  | 576.9159 | 576.9159 | 0 | 2406.42
372945 | remove | 4 Postion 3ø LBC | 0 | 0 | 0 |  |  |  | 186.1 |  | 186.1 | 186.1 | 0 | 186.1

## Credits
| Legend |  |  |  | This worksheet
checked for
| Green highlighting indicates an input area. This is where updated information should be entered. |  |  |  | 2010
| Yellow highlighting indicates area where there is a link. |  |  |  | 1/12/2010
Peach highlighting indicates area where there are formulas.
Lilac highligting indicates checked Work Request for correct CU's, contractors cost & quantities.
Credit for Customer installation of conduit system
Assumptions: |  | When a customer wants credit to install our conduit system, the customer must install the
entire system. If there are pullboxes, manholes, or equipment concrete pads the customer
must install them, as well as the conduit. A customer may not pick and choose which parts
he wants to install. When a Customer installs our conduit, he becomes our contractor.
Tampa Electric provides all the material, the Customer installs it, and we inspect his work.
We pay the Customer at the same rate we pay our contractor to dig the ditch, install the
conduit, and to do what ever needs to be done. We subtract our inspection cost. The amount
we pay the Customer to install the conduit system shows as a credit on our estimate of charges.
URD Primary Trenching & Conduit (Primary Contractor Labor Costs) |  |  | Primary | Primary | Primary |  | TEC | Credit
|  |  | Contractor | Contractor | Contractor | Total | Inspector | Given to
|  |  | Labor | Labor | Labor | Contractor | Labor & | Customer
|  |  | Trench | Conduit | Pull Tape | Labor | Vehicle | who installs
|  |  | Cost | Cost | Cost | Cost | Cost | our conduit
| Description |  | per foot | per foot | per foot | per foot | per foot | per foot
| Contractor labor to machine trench and install 2" conduit with pull tape |  | 4.6715 | 0.65897 | NA | 5.3305 | 1.0695 | 4.261
| Contractor labor to hand trench and install 2" conduit with pull tape |  | 9.5845 | 0.65897 | NA | 10.2435 | 1.0695 | 9.174
| Contractor labor to install 2" conduit with pull tape in existing trench |  |  | 0.65897 | NA | 0.65897 | N/A | 0.65897
| Contractor labor to machine trench and install 3" conduit with pull tape |  | 4.6715 | 0.69812 | NA | 5.3697 | 1.0695 | 4.3002
| Contractor labor to hand trench and install 3" conduit with pull tape |  | 9.5845 | 0.69812 | NA | 10.2826 | 1.0695 | 9.2131
| Contractor labor to install 3" conduit with pull tape in existing trench |  |  | 0.69812 | NA | 0.69812 | N/A | 0.69812
| Contractor labor to machine trench and install 4" conduit with pull tape |  | 4.6715 | 0.80251 | NA | 5.4741 | 1.0695 | 4.4046
| Contractor labor to hand trench and install 4" conduit with pull tape |  | 9.5845 | 0.80251 | NA | 10.387 | 1.0695 | 9.3175
| Contractor labor to install 4" conduit with pull tape in existing trench |  |  | 0.80251 | NA | 0.80251 | N/A | 0.80251
| Contractor labor to machine trench and install 6" conduit with pull tape |  | 4.6715 | 0.9852 | NA | 5.6567 | 1.0695 | 4.5873
| Contractor labor to hand trench and install 6" conduit with pull tape |  | 9.5845 | 0.9852 | NA | 10.5697 | 1.0695 | 9.5002
| Contractor labor to install 6" conduit with pull tape in existing trench |  |  | 0.9852 | NA | 0.9852 | N/A | 0.9852

## Arresters
| Legend | [6 empty] | This worksheet
checked for
| Green highlighting indicates an input area. This is where updated information should be entered. | [6 empty] | 2010
| Yellow highlighting indicates area where there is a link. | [6 empty] | 1/12/2010
Peach highlighting indicates area where there are formulas.
Lilac highligting indicates checked Work Request for correct CU's, contractors cost & quantities.
OH Arresters
|  |  |  | Material + | TEC |  |  |  | Work | TEC | TEC | TEC | Total
Work |  |  |  | Material | Labor | TEC |  | Contractor | Request | Labor | Labor | Labor | Installation
Request # | Action | Description | Material | Handling | Hours | Overhead | Vehicle | Labor | Total | Only | with factor | adder | Cost
394591 | install | 2ø Arm mounted | 249.25 | 300.745 | 5.02 |  |  |  | 757.92 | 457.175 | 457.175 | 0 | 757.92
394596 | remove | 2ø Arm mounted |  |  | 1.73 |  |  |  | 157.79 | 157.79 | 157.79 | 0 | 157.79
198629 | install | 3ø Substation Arresters | 1276.78 | 1540.5627 | 6.79 |  |  |  | 2159.56 | 618.9973 | 618.9973 | 0 | 2159.56
111183 | remove | 3ø Substation Arresters |  |  | 3.15 |  |  |  | 287.24 | 287.24 | 287.24 | 0 | 287.24
198631 | install | 3ø Arm mounted | 286.24 | 345.3772 | 6.17 |  |  |  | 907.72 | 562.3428 | 562.3428 | 0 | 907.72
394577 | remove | 3ø Arm mounted |  |  | 2.49 |  |  |  | 226.56 | 226.56 | 226.56 | 0 | 226.56
394629 | install | 1ø Bracket mounted | 215.53 | 260.0585 | 4.39 |  |  |  | 660.58 | 400.5215 | 400.5215 | 0 | 660.58
394656 | remove | 1ø Bracket mounted |  |  | 0.67 |  |  |  | 60.68 | 60.68 | 60.68 | 0 | 60.68
394608 | install | 2ø Bracket mounted | 266.22 | 321.2211 | 6.48 |  |  |  | 911.9 | 590.6789 | 590.6789 | 0 | 911.9
394612 | remove | 2ø Bracket mounted |  |  | 1.73 |  |  |  | 157.79 | 157.79 | 157.79 | 0 | 157.79
198647 | install | 3ø Bracket mounted Wood Pole | 329.63 | 397.7316 | 6.39 |  |  |  | 980.32 | 582.5884 | 582.5884 | 0 | 980.32
394620 | remove | 3ø Bracket mounted |  |  | 1.95 |  |  |  | 178.01 | 178.01 | 178.01 | 0 | 178.01
198651 | install | 3ø Bracket mounted Concrete Pole | 331.59 | 400.0965 | 7.59 |  |  |  | 1091.92 | 691.8235 | 691.8235 | 0 | 1091.92
394626 | remove | 3ø Bracket mounted Concrete Pole |  |  | 1.95 |  |  |  | 178.01 | 178.01 | 178.01 | 0 | 178.01

## Reclosures&Regulators
Legend
This worksheet
| Green highlighting indicates an input area. This is where updated information should be entered. | [9 empty] | checked for
| Yellow highlighting indicates area where there is a link. | [9 empty] | 2010
| Peach highlighting indicates area where there are formulas. | [9 empty] | 1/12/2010
Lilac highligting indicates checked Work Request for correct CU's, contractors cost & quantities.
OH Reclosures
|  |  |  | Material + | TEC |  |  |  | Work | TEC | TEC | TEC | Total
Work |  |  |  | Material | Labor | TEC |  | Contractor | Request | Labor | Labor | Labor | Installation
Request # | Action | Description | Material | Handling | Hours | Overhead | Vehicle | Labor | Total | Only | with factor | adder | Cost
583233 | install | Most expensive OCR | 5102.05 | 6156.1335 | 9.45 |  |  |  | 7017.88 | 861.7465 | 861.7465 | 0 | 1915.83
583281 | remove | Most expensive OCR | 0 | 0 | 6.83 |  |  |  | 623.05 | 623.05 | 623.05 | 0 | 623.05
| install | OCR225RX
| 2000-09-01 | Per John Sullivan Cooper or ABB - we would use ABB today - at $18,000.00 per unit
18000 Material
|  | 18000 | Material
|  | 2700 | Material Handling
|  | 1160 | Labor
|  | 470 | Vehicle
|  | 22330 | per OCR installation
04/04/2005 Per Steve Wright-we don't use Lexington any more. We refurbish hydraulics. Probably buy electronic again in 5 years for $18,000.
|  |  |  | Material + | TEC |  |  |  | Work | TEC | TEC | TEC | Total
Work |  |  |  | Material | Labor | TEC |  | Contractor | Request | Labor | Labor | Labor | Installation
Request # | Action | Description | Material | Handling | Hours | Overhead | Vehicle | Labor | Total | Only | with factor | adder | Cost
582812 | install | Most expensive Regularor | 12882.58 | 15544.121 | 9.1 |  |  |  | 16374.66 | 830.539 | 830.539 | 0 | 3492.08
583228 | remove |  | 0 | 0 | 2.56 |  |  |  | 232.79 | 232.79 | 232.79 | 0 | 232.79

## RTU
| Legend | [6 empty] | This worksheet
checked for
| Green highlighting indicates an input area. This is where updated information should be entered. | [6 empty] | 2010
| Yellow highlighting indicates area where there is a link. | [6 empty] | 1/12/2010
Peach highlighting indicates area where there are formulas.
Lilac highligting indicates checked Work Request for correct CU's, contractors cost & quantities.
|  |  |  | Material + | TEC |  |  |  | Work | TEC | TEC | TEC | Total
Work |  |  |  | Material | Labor | TEC |  | Contractor | Request | Labor | Labor | Labor | Installation
Request # | Action | Description | Material | Handling | Hours | Overhead | Vehicle | Labor | Total | Only | with factor | adder | Cost
110510 | Install | Rtu Pedestal, enclosure, grounding, and handhole | 989.3 | 1193.6894 | 4.35 |  |  |  | 1590.81 | 397.1206 | 397.1206 | 0 | 601.51

## PSC5-2013
OH PRIMARY WIRE |  |  |  |  | UG PRIMARY WIRE
|  | Install | Remove | Replace
| Description | Cost/Ft | Cost/Ft | Cost/Ft |  | Underground |  | Underground |  | Underground
| 1ø, #2 AWG & #2 AWG N conductor/ft | 1.9145 | 0.47988 | 2.3944 | UG Description | Installation Cost |  | Removal Cost |  | Replacement Cost
| Open wye, #2 AWG & #2 AWG N conductor/ft | 2.8019 | 0.85491 | 3.6568 | Cable & Conduit With Machine Trench | Base | Per Foot | Base | Per Foot | Base | Per Foot
| 3ø, #2 AWG & #2 AWG N conductor/ft | 3.4543 | 1.0786 | 4.5329 | 1Ø - 1c 1/0 AWG AL | 190.16 | 9.4336 | 190.16 | 0 | 380.32 | 9.4336
| 3ø, 2/0 AWG & 2/0 AWG N conductor /ft | 3.9227 | 1.0786 | 5.0012 | 2Ø - 1c 1/0 AWG AL in 2-2"conduit | 380.32 | 13.1262 | 380.32 | 0 | 760.64 | 13.1262
| 3ø, 336 kcmil & 2/0 AWG N conductor/ft | 6.2112 | 1.648 | 7.8591 | 3Ø - 3c 1/0 AWG AL | 190.16 | 13.7529 | 190.16 | 0 | 380.32 | 13.7529
| 3ø, 336 kcmil & 2/0 Secondary conductor/ft | 8.2666 | 1.6488 | 9.9154 | 3Ø - 3c 4/0 AWG AL | 190.16 | 16.6573 | 190.16 | 0 | 380.32 | 16.6573
| 3ø, 336 kcmil & 4/0 AWG N conductor/ft | 6.3703 | 1.7297 | 8.1 | 3Ø - 3c 1000 kcmil AL in 6" conduit | 1933.88 | 30.2649 | 1933.88 | 0 | 3867.76 | 30.2649
| Install 2 -3ø, 336 & 4/0 N conductor/ft | 11.5752 | 3.3064 | 14.8816
| Install 2/0 Neutral conductor only per foot | 1.4259 | 0.32679 | 1.7527
| Install 4/0 Neutral conductor only per foot | 1.6259 | 0.32679 | 1.9527
Pole Installations
| Description | Install | Remove | Replace
| Other OH distribution install costs | Cost | Cost | Cost
| Framing for 1ø tangent pole | 138.19 | 0 | 138.19 | <====issue
| Framing for open wye tangent pole | 212.48 | 0 | 212.48 | <====issue
| Framing for 3ø tangent pole | 317.38 | 0 | 317.38 | <====issue
| Framing for 1ø angle pole with guy | 677.74 | 0 | 677.74 | <====issue
| Framing for open wye angle pole with guy | 893.38 | 0 | 893.38 | <====issue
| Framing for 3ø angle pole with guy | 940.87 | 0 | 940.87 | <====issue
| Framing for 1ø slack span - both poles | 578.39 | 0 | 578.39 | <====issue
| Framing for open wye slack span - both poles | 1142.95 | 0 | 1142.95 | <====issue
| Framing for 3ø #2 to 3ø #2 slack span - both poles | 1564.98 | 0 | 1564.98 | <====issue
| Framing for 3ø 336 to 3ø 336 slack span - both poles | 1817.87 | 0 | 1817.87 | <====issue
| Framing for 1ø deadend pole with guys | 743.08 | 0 | 743.08 | <====issue
| Framing for open wye vertical deadend pole with guys | 973.09 | 0 | 973.09 | <====issue
| Framing for 3ø vertical deadend pole with guys | 1150.56 | 0 | 1150.56 | <====issue
| Framing for 3ø crossarm deadend pole with guys | 1359.44 | 0 | 1359.44 | <====issue
| Install 40' Class 2 wood pole 2002857 - cost per pole | 820.05 | Select below | #VALUE! | <====issue
| Install 40' Class 4 wood pole 5210400 | 747.49 | Select below | #VALUE! | <====issue
| Install 40' Type III concrete pole 5210410 | 988.56 | Select below | #VALUE! | <====issue
| Install 45' Class 1 wood pole 2002834 - cost per pole | 946.72 | Select below | #VALUE! | <====issue
| Install 45' Class 2 wood pole 2002858 - cost per pole | 879.63 | Select below | #VALUE! | <====issue
| Install 45' Class 3 wood pole 2002860 - cost per pole | 829.54 | Select below | #VALUE! | <====issue
| Install 45' Class 4 wood pole 2002859 - cost per pole | 769.07 | Select below | #VALUE! | <====issue
| Install 45' Type II concrete pole 2002895 - cost per pole | 974.4 | Select below | #VALUE! | <====issue
| Install 45' Type III concrete pole 2002862 - cost per pole | 1157.44 | Select below | #VALUE! | <====issue
| Install 45' H2 Fiberglass pole 2002819 - cost per pole | 2893.19 | Select below | #VALUE! | <====issue
| Install 50' Class 1 wood pole 2002835 - cost per pole | 1022.57 | Select below | #VALUE! | <====issue
| Install 50' Type III-A concrete pole 2002869 - cost per pole | 1323.15 | Select below | #VALUE! | <====issue
| Install 50' H6 Fiberglass pole 2002820 - cost per pole | 4283.14 | 1765.0229 | 6048.1629 | <====issue
| Install special self supporting concrete pole with keying rock at base | 0 | Select below | #VALUE! | <====issue
| Labor only to install any self supporting pole with rock at base - for poles not listed here | 6047.8234 | Select below | #VALUE! | <====issue
| Install 55' Class 1 wood pole 2003117 - cost per pole | 1104.99 | Select below | #VALUE! | <====issue
| Install 55' spun concrete pole 2002855 16' deep - cost per pole | 8971.26 | 1765.0229 | 10736.2829 | <====issue
| Install 55' spun concrete pole 2002856 14' deep - cost per pole | 6999.17 | 1765.0229 | 8764.1929 | <====issue
| Install 55' spun concrete pole 2002877 15' deep - cost per pole | 9289.94 | 1765.0229 | 11054.9629 | <====issue
| Install 55' spun concrete pole 2002872 13' deep - cost per pole | 8570.52 | 1765.0229 | 10335.5429 | <====issue
| Install 60' Class 1 wood pole 2002871 - cost per pole | 2788.79 | Select below | #VALUE! | <====issue
| Install 60' spun concrete pole 2002874 13' deep - cost per pole | 8255.14 | 1765.0229 | 10020.1629 | <====issue
| Install 60' spun concrete pole 2002875 17' deep - cost per pole | 9219 | 1765.0229 | 10984.0229 | <====issue
| Install 60' spun concrete pole 2002876 20' deep - cost per pole | 9406.02 | 1765.0229 | 11171.0429 | <====issue
| Remove 1ø tangent 40' or 45' wood or concrete pole | 221.285
| Remove open wye tangent 40' or 45' wood or concrete pole | 278.935
| Remove 3ø tangent 40' or 45' wood or concrete pole | 373.88
| Remove 1ø, #2 AWG wood or concrete deadend pole | 497.4125
| Remove Open wye, #2 AWG wood or concrete deadend pole | 568.2038
| Remove 3ø, #2 AWG wood or concrete deadend pole | 907.555
| Remove 3ø, 2/0 AWG wood or concrete deadend pole | 916.66
| Remove 3ø, 336 kcmil wood or concrete deadend pole | 1097.6925

## Figure4
|  | Hold a pole by installing a figure 4 - two sections of pole bolted to the original pole to be held and an anchor. | [6 empty] | 2657.85
|  |  |  | Material + | TEC |  |  |  | Work | TEC | TEC | TEC | Total
Work |  |  |  | Material | Labor | TEC |  | Contractor | Request | Labor | Labor | Labor | Installation
Request # | Action | CU Description | Material | Handling | Hours | Overhead | Vehicle | Labor | Total | Only | with factor | adder | Total
817700 | I | Install Figure 4 - hold pole | 213.98 | 258.1883 | 10.86 |  |  |  | 1248.49 | 990.3017 | 990.3017 | 0 | 1248.49
817700 | R | Install Figure 4 - hold pole | 0 | 0 | 10.51 |  |  |  | 957.94 | 957.94 | 957.94 | 0 | 957.94
|  | Hold a pole by setting another pole next to it and bolting them together |  |  | 726.41
|  |  |  | Material + | TEC |  |  |  | Work | TEC | TEC | TEC | Total
Work |  |  |  | Material | Labor | TEC |  | Contractor | Request | Labor | Labor | Labor | Installation
Request # | Action | CU Description | Material | Handling | Hours | Overhead | Vehicle | Labor | Total | Only | with factor | adder | Total
126723 | I | 30' wood pole 5210300, cable spacer | 90.43 | 109.1128 | 1.02 |  |  |  | 202.17 | 93.0572 | 93.0572 | 0 | 202.17
126722 | R | 30' wood pole 5210300, cable spacer | 0 | 0 | 0.8 |  |  |  | 72.82 | 72.82 | 72.82 | 0 | 72.82
Work |  |  |  | Material + | TEC |  |  |  | Work | TEC | TEC | TEC | Total
Request |  |  |  | Material | Labor | TEC |  | Contractor | Request | Labor | Labor | Labor | Installation
Number | Pole Haul | Description | Material | Handling | Hours | Overhead | Vehicle | Labor | Total | Only | with factor | adder | Cost
105967 |  | Haul pole to site |  |  | 3.3 |  |  |  | 300.94 | 300.94 | 300.94 | 0 | 300.94
126090 |  | Haul pole in from job site |  |  | 1.65 |  |  |  | 150.48 | 150.48 | 150.48 | 0 | 150.48

## LineMarkers
CU = MARKER_AERIAL
GRS VOL. 1 SPEC 9-8
TEC Number 2007244
cost per ball | 118
material handling | 25
143

## WRData
Key | CD_WR | IND_ACTION | AD_STREET | NVL(SUM("TWMWRCOST_EST"."AMT_MATL")+SUM("TWMWRCOST_EST"."AMT_MATL_TRK_STK"),0) | NVL(SUM("TWMWRCOST_EST"."HR_LBR_CMPNY"),0) | NVL(SUM("TWMWRCOST_EST"."AMT_MATL")+SUM("TWMWRCOST_EST"."AMT_MATL_OH")+SUM("TWMWRCOST_EST"."AMT_MATL_TRK_STK")+SUM("TWMWRCOST_ES
10474R | 10474 | R | Remove Primary UG Cable - BASE | 0 | 2.09 | 190.16
10495I | 10495 | I | Install Primary UG Cable - BASE | 0 | 2.09 | 190.16
11609I | 11609 | I | OH #2/0 1PH SVC | 107.92 | 1.61 | 276.76
11802I | 11802 | I | IN 3 PH 336 PRI | 20326.57 | 278.39 | 49913.11
11877R | 11877 | R | Remove 3 PH 1000 AL PRI UG BASE | 0 | 21.21 | 1933.88
11960I | 11960 | I | COUP2P,CONDUIT TERM. | 18.94 | 2.75 | 273.7
11989I | 11989 | I | IN 1 PH 1/0 AL PRI UG PER FOOT | 2011.36 | 8.37 | 3189.37
12105R | 12105 | R | RM 1PH 1/0 AL PRI UG PER FOOT | 0 | 0.08 | 7.12
12120I | 12120 | I | IN 3PH 1/0 AL PRI UG PER FOOT | 4779.95 | 14.28 | 7069.08
12123R | 12123 | R | RM 3PH 1/0 AL PRI UG PER FOOT | 0 | 1.8 | 164.32
12156I | 12156 | I | junk | 0 | 0.24 | 22.25
12156R | 12156 | R | junk | 0 | 2.09 | 190.16
12201I | 12201 | I | Make service hot in pad-mounted tx | 0 | 0.24 | 22.25
12233I | 12233 | I | IN 3PH 4/0 AL PRI UG PER FOOT | 6746.32 | 14.28 | 9441.7
12244R | 12244 | R | RM 3PH 4/0 AL PRI UG PER FOOT | 0 | 1.72 | 156.84
12277I | 12277 | I | INSTALL 24" BRKT ON wood pole | 54.11 | 0.62 | 121.93
12284I | 12284 | I | IN 3PH 1000 AL PRI UG PER FOOT | 14837.15 | 25.71 | 20246.32
12286R | 12286 | R | RM 3PH 1000 AL PRI UG PER FOOT | 0 | 1.75 | 160.27
12287R | 12287 | R | Rm 3 SPST,6 LA,GROUND | 0 | 23.81 | 2172.66
12288I | 12288 | I | INSTALL PMH12 STAINLESS STEEL | 16733.95 | 15.18 | 21574.85
12289I | 12289 | I | In 1000kVA 480 Loop | 23965.06 | 12.95 | 30097.64
12548I | 12548 | I | Three phase LBC - 3 Position | 2908.8 | 18.99 | 5241.36
12550I | 12550 | I | 3PH 3 Pos LBC OH Equiv-PKP301WA3A | 235.43 | 9.65 | 1164.03
12551I | 12551 | I | Single phase LBC - 3 Position | 1349.66 | 10.08 | 2546.89
12554I | 12554 | I | 1PH 3 Pos LBC OH Equiv-PKP101WA3A | 49.5 | 3.86 | 411.72
12556I | 12556 | I | Single phase LBC - 4 Position | 1499.54 | 12.47 | 2946.25
12557I | 12557 | I | 1PH 4 Pos LBC OH Equiv-2 PKP101WA3A | 99.01 | 7.72 | 823.44
12562I | 12562 | I | Three phase LBC - 4 Position | 3115.46 | 23.48 | 5899.35
12582I | 12582 | I | 3PH 4 Pos LBC OH Equiv- PKP306WA4A | 139.1 | 5.06 | 629.06
12584I | 12584 | I | In 1500kVA 480 Loop | 31426.04 | 12.55 | 39285.79
12591R | 12591 | R | REMOVE TEMPORARY 600A CABINET | 0 | 2.31 | 210.43
12728I | 12728 | I | INSTALL PADPMH - TEC 2001005 | 447.56 | 0 | 540.03
12744I | 12744 | I | IN DBL 3/8" DOWN GUY ON WOOD POLE | 166.27 | 4.35 | 597.1
12750R | 12750 | R | RM DB 1/4" OR 3/8" DWN GUY ON WD PL | 0 | 1.95 | 178.01
12764T | 12764 | T | TR DB 1/4" OR 3/8" DN GUY ON WD PL | 0 | 3.37 | 307.47
12771R | 12771 | R | DIST ENG CONVERSION | 0 | 0.5 | 45.4
12777R | 12777 | R | DIST ENG Conversion | 0 | 4.65 | 423.66
12780I | 12780 | I | DIST ENG CONVERSION | 80.64 | 1.61 | 243.59
12784R | 12784 | R | DIST ENG Conversion | 0 | 1.65 | 150.48
12787I | 12787 | I | DIST ENG CONVERSION | 118.07 | 1.61 | 288.75
12800R | 12800 | R | Rm 2000kVA loop through pad-mount | 0 | 6.52 | 594.76
12803I | 12803 | I | IN DBL 3/8" DOWN GUY ON CONC POLE | 152.37 | 4.35 | 580.33
12818R | 12818 | R | RM DB 1/4" OR 3/8" DN GUY ON CN PL | 0 | 1.95 | 178.01
12820T | 12820 | T | TR DB 1/4" OR 3/8" DN GUY ON CN PL | 0 | 3.37 | 307.47
12824I | 12824 | I | Install 2000 kVA | 41479.8 | 4.88 | 50494.55
12828I | 12828 | I | IN TPL 3/8" DOWN GUY ON WD PL | 308.31 | 4.3 | 764.45
12829R | 12829 | R | RM TPL1/4" OR 3/8" DWN GUY ON WD PL | 0 | 3.59 | 327.72
12839T | 12839 | T | TR TPL1/4" OR 3/8" DWN GUY ON WD PL | 0 | 5.94 | 542.13
12847I | 12847 | I | Install 55' conc pole 5210615 | 3906.56 | 55 | 9729.43
12853I | 12853 | I | IN TPL 3/8" DOWN GUY ON WD POLE | 280.91 | 6.92 | 970.1
12858R | 12858 | R | RM TPL1/4" OR 3/8" DWN GUY ON CN PL | 0 | 3.33 | 303.44
12937T | 12937 | T | RM TPL1/4" OR 3/8" DWN GUY ON WD PL | 0 | 6.03 | 550.21
12938I | 12938 | I | In 750kVA 480 loop thru with FR3 | 617.69 | 12.95 | 1926.7
12939I | 12939 | I | IN 3/8" SPAN GUY 180' BTWN 2 WD PL | 101.6 | 1 | 213.24
12940R | 12940 | R | RM1/4" OR 3/8" SPAN GUY FRM 2 WD PL | 0 | 0.82 | 74.47
12947T | 12947 | T | TR1/4" OR 3/8" SPAN GUY NEW WD POLE | 0 | 0.55 | 50.2
12948R | 12948 | R | Rm 750kVA 480v loop tx with FR3 | 0 | 6.52 | 594.76
12949I | 12949 | I | IN 3/8" SPAN GUY BTWN 2 CONC PL | 74.61 | 1 | 180.68
12950R | 12950 | R | REMOVE 167 kVA OH TX | 0 | 2.82 | 259
12951I | 12951 | I | INSTALL PRECAST 5 X 10-6 X7 PULLBOX | 4246.02 | 22.02 | 7131.98
12952I | 12952 | I | Install 3 phase 1000 AL PRI UG BASE | 0 | 21.21 | 1933.88
12953R | 12953 | R | REMOVE PSE3 | 0 | 6.25 | 570.45
12954R | 12954 | R | REMOVE PMH9 | 0 | 8.3 | 756.55
12955R | 12955 | R | REMOVE PMH11 | 0 | 7.5 | 683.71
12956R | 12956 | R | REMOVE PMH12 | 0 | 8.65 | 788.93
12958I | 12958 | I | IN 3 PH 2/0 PRI | 6153.9 | 116.79 | 18077.07
12962R | 12962 | R | RM 1/4"OR 3/8" SPAN GUY BTN 2 CN PL | 0 | 0.82 | 74.47
12963R | 12963 | R | REMOVE PSE3 STAINLESS STEEL | 0 | 6.25 | 570.45
12964R | 12964 | R | REMOVE PMH9 STAINLESS STEEL | 0 | 8.3 | 756.55
12966R | 12966 | R | REMOVE PMH11 STAINLESS STEEL | 0 | 7.5 | 683.71
12967R | 12967 | R | REMOVE PMH12 STAINLESS STEEL | 0 | 8.65 | 788.93
13075I | 13075 | I | In 1000kVA 208 | 20959.61 | 12.95 | 26471.26
13077R | 13077 | R | Rm 1000kVA 208 Loop | 0 | 6.52 | 594.76
13081I | 13081 | I | In 750kVA 208 Loop FR3 | 25338.54 | 12.95 | 31754.88
13084R | 13084 | R | Rm 750kVA 208 Loop with FR3 | 0 | 6.52 | 594.76
13085I | 13085 | I | 3 PH 336 TO #2 OH TAP W/GUY | 558.3 | 16.53 | 2180.69
13087I | 13087 | I | In 1000kVA 208 loop with FR3 | 29663.15 | 12.95 | 36972.95
13088R | 13088 | R | Rm 1000kVA 208 loop with FR3 | 0 | 6.52 | 594.76
13091I | 13091 | I | 1PH 336 TO #2 OH TAP W/GUY | 237.74 | 10.16 | 1213.33
13092R | 13092 | R | cHECK THIS AGAINST 336 TAKEOFF | 0 | 14.18 | 1294.16
13094I | 13094 | I | INSTALL PMH3 | 4230.22 | 12.78 | 6269.37
13095R | 13095 | R | REMOVE PMH9 AUTO STAINLESS STEEL | 0 | 8.3 | 756.55
13096I | 13096 | I | INSTALL PMH9 | 11131.38 | 14.95 | 14794.55
13097I | 13097 | I | INSTALL PMH12 | 11349.21 | 15.18 | 15077.62
13098I | 13098 | I | INSTALL PMH11 | 9807.94 | 14.15 | 13124.85
13101I | 13101 | I | INSTALL TEMP PRIMARY CABINET | 6574.12 | 23.87 | 10109.04
13102I | 13102 | I | INSTALL PMH9 STAINLESS STEEL | 14478.63 | 14.95 | 18833.35
13103I | 13103 | I | SALVAGE FOR TEMP PRIMARY CABINET | 5612 | 0 | 6771.44
13104I | 13104 | I | PMH3 SALVAGE VALUE | 3543.93 | 12.2 | 5388.7
13105I | 13105 | I | PMH9 SALVAGE VALUE | 7959.22 | 12.2 | 10716.18
13126I | 13126 | I | 3 C #2/0, 1C #1/0 AL | 153.2 | 1.61 | 331.42
13127I | 13127 | I | PMH11 SALVAGE VALUE | 7759.35 | 12.2 | 10475.02
13128I | 13128 | I | PMH12 SALVAGE VALUE | 7292.22 | 12.2 | 9911.38
13129I | 13129 | I | CAAclass 6;3C #2/0, 1C #1/0 AL | 95.67 | 4.27 | 504.16
13130I | 13130 | I | 3C #4/0, 1C #2/0 AL | 18.7 | 1.6 | 168.2
13131I | 13131 | I | CAAclass6;3C #4/0, 1C #2/0 AL | 99.47 | 4.27 | 508.74
13132I | 13132 | I | PSE3 STAINLESS STEEL SALVAGE | 3516.63 | 12.2 | 5355.76
13133I | 13133 | I | CAAclass6;3C #4/0, 1C #2/0 AL | 99.47 | 4.27 | 508.74
13194I | 13194 | I | 3C #4/0, 1C #2/0 AL | 35.42 | 3.19 | 334.04
13197I | 13197 | I | PSE9 STAINLESS STEEL SALVAGE | 11306.47 | 12.2 | 14754.98
13199I | 13199 | I | PSE9A SALVAGE VALUE | 39411.65 | 12.2 | 48666.69
13200I | 13200 | I | 3C #2/0, 1C #1/0 AL | 112.31 | 1.61 | 281.8
13201I | 13201 | I | 3C #4/0, 1C #2/0 Bus insul. AL | 521.59 | 6.76 | 1246.26
13202I | 13202 | I | 4C #2 AL | 14.28 | 1.6 | 162.87
13203I | 13203 | I | CAAclass6;4C #2 AL | 193.8 | 4.28 | 623.66
13204I | 13204 | I | PSE11 STAINLESS STEEL SALVAGE | 13297.13 | 12.2 | 17156.91
13205I | 13205 | I | 3C #2/0, 1C #1/0 AL | 224.6 | 3.2 | 563.6
13206I | 13206 | I | PSE12 STAINLESS STEEL SALVAGE | 12676.96 | 12.2 | 16408.61
13207T | 13207 | T | TR 1/4"OR 3/8" SPAN GUY NEW CONC PL | 0 | 0.55 | 50.2
13208R | 13208 | R | Rm 1ph 17x30 above ground hh | 0 | 1.46 | 133.49
13209I | 13209 | I | 17" x 30" above ground handhole | 242.53 | 2.79 | 547.52
13210I | 13210 | I | Install 3ph 17 x 30 above ground hh | 261.9 | 3.28 | 615.39
13211R | 13211 | R | Remove 3ph 17x30 above ground hh | 0 | 1.51 | 137.53
13282T | 13282 | T | Raise or lower 17x30 above ground h | 0 | 2.66 | 242.74
13456I | 13456 | I | Install 25kva OH Tx | 1119.58 | 7.35 | 2019.86
13458R | 13458 | R | Rm 10 KVA OH TX | 0 | 2.5 | 228.83
13460I | 13460 | I | Install 37kva OH Tx | 1305.28 | 7.35 | 2243.94
13461I | 13461 | I | Install 50kva OH Tx | 1506.5 | 7.35 | 2486.73
13462I | 13462 | I | Install 10kva OH Tx | 858.61 | 7.35 | 1704.98
13463I | 13463 | I | Install 75kva OH Tx | 2149.5 | 7.33 | 3263.29
13464I | 13464 | I | ADD A PHASE TO MAKE OPEN WYE | 791.11 | 16.1 | 2423.64
13466I | 13466 | I | INSTALL PULLBOX 30 X 60 X 48 | 908.62 | 0.75 | 1165.12
13467I | 13467 | I | INSTALL PRECAST 6 X 12 X 7 PULLBOX | 4459.59 | 22.45 | 7429.14
13469I | 13469 | I | CHECK - ADD SVHOTTX TO TX JOBS | 9043.73 | 3.1 | 11195.36
13469R | 13469 | R | CHECK - ADD SVHOTTX TO TX JOBS | 0 | 1.99 | 182.07
13470R | 13470 | R | REMOVE 15" MANHOLE COLLAR-LOWER | 0 | 0.62 | 56.64
13471R | 13471 | R | REMOVE 6" MANHOLE COLLAR-LOWER | 0 | 0.62 | 56.64
13472I | 13472 | I | INSTALL PMH9 AUTO STAINLESS STEEL | 42583.81 | 14.95 | 52745.06
13473I | 13473 | I | INSTALL 15" MANHOLE COLLAR-RAISE | 318.29 | 0.84 | 460.93
13475I | 13475 | I | Install 25kva UG Tx | 2449 | 6.43 | 3541.61
13477I | 13477 | I | Install 37kva UG Tx | 2620.12 | 6.43 | 3748.08
13478I | 13478 | I | Install 50kva UG Tx | 3047.83 | 6.43 | 4264.16
13479I | 13479 | I | Install 75kva UG Tx | 3429.8 | 6.43 | 4725.04
13480I | 13480 | I | Install 100kva UG Tx | 3889.67 | 6.43 | 5279.92
13481I | 13481 | I | Install 167kva UG Tx | 5310.15 | 6.43 | 6993.87
13482I | 13482 | I | INSTALL 6" MANHOLE COLLAR-RAISE | 303.15 | 0.84 | 442.66
13483I | 13483 | I | In 1000kVA 480 loop with FR3 | 28127.39 | 12.95 | 35119.9
13484I | 13484 | I | INSTALL 3-336 SPLICES OH | 48.95 | 1.46 | 192.57
13485I | 13485 | I | INSTALL 3-#2 SPLICES OH | 11.52 | 1.46 | 147.41
13487R | 13487 | R | REMOVE 3PH 336 PRI CKT no POLES | 0 | 97.63 | 8903.42
13488I | 13488 | I | IN 3PH 336CKT 45' CL4 175' spans | 30280.39 | 539.07 | 85696.53
13489R | 13489 | R | REMOVE 2-3PH 336 PRI CKT no POLES | 0 | 195.78 | 17854.67
13490I | 13490 | I | Three phase angle framing | 393.91 | 5.99 | 1021.51
14264I | 14264 | I | DIST ENG LDUG M01313-01 | 60847.7 | 63.17 | 79180.22
14266I | 14266 | I | DIST ENG LDUG M01313-02 | 1201.94 | 30.34 | 4217.6
14267I | 14267 | I | DIST ENG LDUG M01313-03 | 591.86 | 4.78 | 1148.27
14269I | 14269 | I | DIST ENG LDUG M01313-04 | 126.52 | 3.19 | 443.96
14271I | 14271 | I | DIST ENG LDUG M01313-05 | 27054.54 | 112.92 | 42940.3
14273I | 14273 | I | DIST ENG LDUG M01313-06 | 18227.77 | 224.84 | 42498.32
14274I | 14274 | I | DIST ENG LDUG M01313-07 | 15323.72 | 1.57 | 18632.73
14275I | 14275 | I | DIST ENG LDUG M01313-08 | 0 | 42 | 3830.23
14276I | 14276 | I | DIST ENG LDUG M01313-09 | 11906.1 | 0 | 14366.18
14278I | 14278 | I | DIST ENG LDUG M01313-10 | 6033 | 0 | 7279.42
14280I | 14280 | I | DIST ENG LDUG M01313-11 | 7093.92 | 0 | 8559.71
14281I | 14281 | I | DIST ENG LDUG M01313-12 | 2986.73 | 0 | 3603.93
14283I | 14283 | I | DIST ENG LDUG | 408.51 | 5.52 | 1101.66
14283R | 14283 | R | DIST ENG LDUG | 0 | 1.4 | 159.95
14287I | 14287 | I | DIST ENG LDOH M01308-01 | 36589.27 | 444.14 | 84657.78
14288I | 14288 | I | DIST ENG LDOH M01308-02 | 1518.24 | 38.33 | 5327.48
14289I | 14289 | I | DIST ENG LDOH M01308-03 | 2527.4 | 98.85 | 12063.61
14290I | 14290 | I | DIST ENG LDOH M01308-04 | 126.52 | 3.19 | 443.96
14291I | 14291 | I | DIST ENG LDOH M01308-05 | 20522.85 | 368.91 | 58406.49
14296I | 14296 | I | DIST ENG LDOH M01308-06 | 0 | 173.25 | 16656.49
14299I | 14299 | I | DIST ENG LDOH M01308-07 | 17279.24 | 132.23 | 32909.67
14301I | 14301 | I | DIST ENG LDOH M01308-08 | 20140.12 | 337.1 | 55042.83
14303I | 14303 | I | DIST ENG LDOH M01308-09 | 0 | 42 | 3830.23
17953I | 17953 | I | DIST ENG LDOH 99 (M01308-01) | 41142.25 | 454.33 | 91077.91
17954I | 17954 | I | DIST ENG LDOH 99 (M01308-02) | 1581.5 | 39.93 | 5549.47
17955I | 17955 | I | DIST ENG LDOH 99 (M01308-03) | 2828.82 | 112.92 | 13711.03
17956I | 17956 | I | DIST ENG LDOH 99 (M01308-04) | 126.52 | 3.19 | 443.96
17957I | 17957 | I | DIST ENG LDOH 99 (M01308-05) | 23765.41 | 393.41 | 64553.62
17958I | 17958 | I | DIST ENG LDOH 99 (M01308-06) | 552.04 | 186.79 | 17700.36
17959I | 17959 | I | DIST ENG LDOH 99 (M01308-07) | 20496.31 | 239.43 | 46564.57
17960I | 17960 | I | DIST ENG LDOH 99 (M01308-08) | 7712.66 | 336.19 | 39965.33
17961I | 17961 | I | DIST ENG LDOH 99 (M01308-09) | 0 | 42 | 3830.23
21172I | 21172 | I | Install 100kva OH Tx | 2653.06 | 7.55 | 3890.26
37574I | 37574 | I | SEE PROJECT -- 8 PER TX | 5267.55 | 10.04 | 10006.69
38714I | 38714 | I | SEE PROJECT -- PRIMARY | 919.78 | 5.35 | 2289.37
38716I | 38716 | I | SEE PROJECT -- TRANSFORMERS | 2926.89 | 3.28 | 3830.99
38717I | 38717 | I | SEE PROJECT -- SECONDARY | 365.95 | 1.34 | 754.97
38718I | 38718 | I | SEE PROJECT -- SERVICES | 1054.84 | 0.08 | 3131.25
40354I | 40354 | I | UG PRIMARY/CONDUIT/TX FOR C. H | 1473.07 | 12.7 | 3729.54
40354R | 40354 | R | UG PRIMARY/CONDUIT/TX FOR C. H | 0 | 6.26 | 570.46
40515I | 40515 | I | HH 10" x 13" Load Bearing | 132.94 | 2.79 | 415.28
41156R | 41156 | R | Rm 25 KVA OH TX | 0 | 2.5 | 228.83
42473R | 42473 | R | REMOVE 3PH 2/0 PRI CKT no POLES | 0 | 62.44 | 5694.82
51118I | 51118 | I | DIST ENG LDUG APRIL 99 | 59446.56 | 73.3 | 78412.06
51176I | 51176 | I | DIST ENG LDUG APRIL 99 | 1518.24 | 38.33 | 5327.48
51181I | 51181 | I | DIST ENG LDUG APRIL 99 | 683.6 | 7.35 | 1495.14
51184I | 51184 | I | DIST ENG LDUG APRIL 99 | 126.52 | 3.19 | 443.96
51186I | 51186 | I | DIST ENG LDUG APRIL 99 | 5360.47 | 0 | 6467.95
51194I | 51194 | I | DIST ENG LDUG APRIL 99 | 23876.71 | 144.89 | 42022.77
51198I | 51198 | I | DIST ENG LDUG APRIL 99 | 5789.97 | 122.23 | 18133.58
51202I | 51202 | I | DIST ENG LDUG APRIL 99 | 1282.78 | 0 | 1547.85
51203I | 51203 | I | DIST ENG LDUG APRIL 99 | 22985.94 | 2.39 | 27952.49
51204I | 51204 | I | DIST ENG LDUG APRILL 99 | 0 | 42 | 3830.23
51205I | 51205 | I | DIST ENG LDUG APRIL 99 | 10889.91 | 0 | 13139.76
51510I | 51510 | I | DIST ENG LDOH TX APRIL 99 | 31249.38 | 176.04 | 53761.25
51514I | 51514 | I | DIST ENG LDOH GRD TX APRIL 99 | 1518.24 | 38.33 | 5327.48
51515I | 51515 | I | DIST ENG LDOH PRI APRIL 99 | 2294.87 | 103.86 | 12239.39
51520I | 51520 | I | DIST ENG LDOH GRD PRI APRIL 99 | 126.52 | 3.19 | 443.96
51525I | 51525 | I | DIST ENG LDOH POLES APRIL 99 | 21384.32 | 376.5 | 60137.61
51526I | 51526 | I | DIST ENG LDOH HAUL APRIL 99 | 0 | 204.6 | 18658.69
51528I | 51528 | I | DIST ENG LDOH SEC APRIL 99 | 19837.42 | 325.06 | 53579.77
51531I | 51531 | I | DIST ENG LDOH SERVICE APRIL 99 | 8020.91 | 336.23 | 40340.91
51532I | 51532 | I | DIST ENG LDOH METER APRIL 99 | 0 | 42 | 3830.23
51848I | 51848 | I | 2C #2/0, 1C #1/0 AL | 13.39 | 1.6 | 161.8
51852I | 51852 | I | 2C #4/0, 1C #2/0 AL | 16.75 | 1.6 | 165.85
51855I | 51855 | I | 2C #2/0, 1C #1/0 AL | 13.39 | 1.6 | 161.8
51857I | 51857 | I | OH #2/0 3PH SVC | 151.82 | 1.61 | 329.72
51858I | 51858 | I | Pole Wood 30' Penta/CAAclass6 | 80.77 | 4.32 | 491.02
51867I | 51867 | I | 2C #2/0,1C #1/0 AL;CAA class6 | 13.39 | 1.6 | 161.8
51867R | 51867 | R | 2C #2/0,1C #1/0 AL;CAA class6 | 0 | 4.14 | 377.38
51868I | 51868 | I | DIST ENG CONVERSION APRIL 99 | 68.1 | 1.61 | 228.71
51872I | 51872 | I | DIST ENG CONVERSION APRIL 99 | 93.7 | 4.27 | 501.79
51873I | 51873 | I | 2C #4/0, 1C #2/0 AL | 16.75 | 1.6 | 165.85
51874I | 51874 | I | 2C #4/0, 1C #2/0 AL | 16.75 | 1.6 | 165.85
51877I | 51877 | I | DIST ENG CONVERSION APRIL 99 | 686.81 | 5.9 | 1366.74
51879I | 51879 | I | DIST ENG CONVERSION APRIL 99 | 30.5 | 3.92 | 394.17
51880I | 51880 | I | DIST ENG CONVERSION APRIL 99 | 67.97 | 3.92 | 439.37
52938I | 52938 | I | DIST ENG HDUG TX APRIL 99 | 44382.39 | 60.68 | 59086.57
52950I | 52950 | I | DIST ENG HDUG GRD TX APRIL 99 | 1265.2 | 31.94 | 4439.57
52951I | 52951 | I | DIST ENG HDUGFRAMEOH APRIL 99 | 1367.2 | 14.72 | 2990.14
52954I | 52954 | I | DIST ENG HDUG GRD POL APRIL 99 | 253.04 | 6.39 | 887.92
52971I | 52971 | I | DIST ENG HDUGCONDMAT APRIL 99 | 3471.27 | 0 | 4188.52
52976I | 52976 | I | DIST ENG HDUG PRIMARY APRIL 99 | 14782.64 | 140.34 | 30634.5
52980I | 52980 | I | DIST ENG HDUG SECONDA APRIL 99 | 2666.25 | 73.75 | 9942.56
53001I | 53001 | I | DIST ENG HDUGSECCONDM APRIL 99 | 429.63 | 0 | 518.41
53004I | 53004 | I | DIST ENG HDUGSERCABLE APRIL 99 | 17187.68 | 1.78 | 20901.38
53013I | 53013 | I | DIST ENG HDUG METERS APRIL 99 | 0 | 35.2 | 3210.1
53020I | 53020 | I | DIST ENG HDUGSVCCONDM APRIL 99 | 8295.54 | 0 | 10009.72
53614I | 53614 | I | DIST ENG HDOH TX APRIL 99 | 22922.91 | 139.39 | 40369.56
53622I | 53622 | I | DIST ENG HDOH GRD TX APRIL 99 | 1201.94 | 30.34 | 4217.6
53624I | 53624 | I | DIST ENG HDOH PRI APRIL 99 | 1201.71 | 66.72 | 7535.27
53628I | 53628 | I | DIST ENG HDOH GRD PRI APRIL 99 | 63.26 | 1.6 | 221.97
53637I | 53637 | I | DIST ENG HDOH POLES APRIL 99 | 12124.28 | 183.75 | 31383.89
53651I | 53651 | I | DIST ENG HDOH HAUL APRIL 99 | 0 | 148.5 | 13542.6
53796I | 53796 | I | DIST ENG HDOH SEC APRIL 99 | 13234.35 | 239.28 | 37789.34
53891I | 53891 | I | DIST ENG HDOH SERVICE APRIL 99 | 6918.03 | 281.81 | 34047.6
53900I | 53900 | I | DIST ENG HDOH METER APRIL 99 | 0 | 35.2 | 3210.1
54488I | 54488 | I | CAA Class 6;2C#4/0, 1C #2/0 AL | 97.52 | 5.92 | 656.87
57260I | 57260 | I | Install PMH11- STAINLESS STEEL | 15345.72 | 14.15 | 19806.74
57279R | 57279 | R | Rm 1000kVA 480 loop pad-mount FR3 | 0 | 6.52 | 594.76
57634I | 57634 | I | In 1500kVA 480 loop pad-mount FR3 | 42287.53 | 12.95 | 52205.53
57693R | 57693 | R | Rm 1500kVA 480 loop pad-mount FR3 | 0 | 6.52 | 594.76
60458R | 60458 | R | Remove 100KVA OH Tx | 0 | 2.82 | 257.89
65091I | 65091 | I | INSTALL PRECAST 8 X12 X 7 PULLBOX | 4901.39 | 5.27 | 6395.48
65192I | 65192 | I | INSTALL PRECAST 4 X13-4 X 6 PULLBOX | 3747.62 | 22.18 | 6545.8
65194I | 65194 | I | INSTALL PRECAST10'X8'6"X7' PULLBOX | 721.77 | 0.88 | 951.81
65202I | 65202 | I | INSTALL PRECAST 10 X 10 X 7 PULLBOX | 5493.22 | 0.88 | 6709.04
65212I | 65212 | I | INSTALL 3PH 2/0 PRI CKT no POLES | 6460.11 | 166.17 | 22948.68
65215R | 65215 | R | Remove 25kva pad Tx | 0 | 2.26 | 206.35
65220R | 65220 | R | Remove 50 kva Pad Tx | 0 | 2.26 | 206.35
65226R | 65226 | R | Remove 75 kva Pad Tx | 0 | 2.26 | 206.35
65235R | 65235 | R | Remove 100kva Pad Tx | 0 | 2.26 | 206.35
65242R | 65242 | R | Remove 167kva Pad Tx | 0 | 2.26 | 206.35
65243R | 65243 | R | Remove 37kva Pad Tx | 0 | 2.26 | 206.35
65261R | 65261 | R | Remove 75kva OH Tx | 0 | 2.6 | 237.79
65263R | 65263 | R | Remove 15 kva OH Tx | 0 | 2.5 | 228.83
65272R | 65272 | R | Remove 50 kva OH Tx | 0 | 2.5 | 228.83
65289R | 65289 | R | Remove 37kva OH Tx | 0 | 2.5 | 228.83
65314I | 65314 | I | REMOVE 3 SPST,9 CO OH EQUIV PSE12 | 0 | 0 | 704.29
65314R | 65314 | R | REMOVE 3 SPST,9 CO OH EQUIV PSE12 | 0 | 41.12 | 3750.58
65317I | 65317 | I | INSTALL PSE9 OH EQUIVALENT | 3152.48 | 65.13 | 9743.68
65319I | 65319 | I | INSTALL 3 SPST,6 LA,GROUND | 1786.36 | 62.33 | 7838.47
65326R | 65326 | R | REMOVE OH EQUIVALENT OF PSE9 | 0 | 34.26 | 3125.49
65355I | 65355 | I | Open wye angle framing | 368.76 | 5.76 | 970.92
65497I | 65497 | I | Single phase angle framing | 201.56 | 5.59 | 752.99
65519R | 65519 | R | REMOVE 3PH #2PRI CKT no POLES | 0 | 62.44 | 5694.82
65540I | 65540 | I | INSTALL 3PH #2PRI CKT no POLES | 4153.43 | 170.16 | 20529.54
65545I | 65545 | I | Three phase tangent framing | 85.8 | 2.75 | 354.4
65554I | 65554 | I | Open wye tangent framing | 53.19 | 1.91 | 238.19
65561R | 65561 | R | REMOVE 2PH-OPENWYE#2PRI CKTno POLES | 0 | 49.49 | 4513.93
65565I | 65565 | I | IN 2PH-OPENWYE#2PRI CKT no POLES | 3047.14 | 143.01 | 16719.04
65582R | 65582 | R | RM 3PH 4/0 PRI & 2/0N no poles | 0 | 97.58 | 8899.04
65587I | 65587 | I | Single phase tangent framing cost | 20.16 | 1.46 | 157.85
65590R | 65590 | R | REMOVE 1PH #2PRI CKT no POLES | 0 | 27.78 | 2533.75
65591I | 65591 | I | INSTALL 1PH #2PRI CKT no POLES | 2071.96 | 97.48 | 11421.02
65604R | 65604 | R | REMOVE 2-45'DEADEND POLES3-336PRI | 0 | 20.92 | 1906.51
65651R | 65651 | R | REMOVE 2-45'DEADEND POLES3-#2/0PRI | 0 | 17.1 | 1559.66
65656R | 65656 | R | REMOVE 2-40'DEADEND POLES3-#2/0PRI | 0 | 17.1 | 1559.66
65658R | 65658 | R | REMOVE 2-45'DEADEND POLES3-#2PRI | 0 | 17.1 | 1559.66
65965R | 65965 | R | REMOVE 2-40'DEADEND POLES3-#2PRI | 0 | 17.1 | 1559.66
65978R | 65978 | R | REMOVE 2-45'DEADEND POLES2-#2PRI | 0 | 9.19 | 837.47
66929R | 66929 | R | REMOVE 2-40'DEADEND POLES2-#2PRI | 0 | 9.19 | 837.47
70462R | 70462 | R | REMOVE 2-45' DEADEND POLES #2PRI | 0 | 7.4 | 675.67
71256R | 71256 | R | REMOVE 2-40' DEADEND POLES #2PRI | 0 | 7.4 | 675.67
71260I | 71260 | I | INSTALL2-45'DEADEND POLES3-336PRI | 2172.87 | 32 | 5538.27
71265I | 71265 | I | INSTALL2-45DEADEND POLES3-2/0PRI | 1653.5 | 28.53 | 4596.56
71273I | 71273 | I | INSTALL2-40DEADEND POLES3-2/0PRI | 1515.8 | 28.53 | 4430.41
71343I | 71343 | I | INSTALL2-45'DEADEND POLES3-#2PRI | 1640.76 | 28.53 | 4581.18
71349I | 71349 | I | INSTALL PSE3 STAINLESS STEEL | 4202.92 | 12.78 | 6236.43
71354I | 71354 | I | INSTALL2-40'DEADEND POLES3-#2PRI | 1504.76 | 28.53 | 4417.08
71363I | 71363 | I | INSTALL2-45'DEADEND POLES2-#2PRI | 1195.88 | 19.48 | 3219.04
71367I | 71367 | I | INSTALL2-40'DEADEND POLES2-#2PRI | 1062.32 | 19.48 | 3057.9
71375I | 71375 | I | INSTALL 2-45' DEADEND POLES #2PRI | 1023.63 | 15.44 | 2643.04
71383I | 71383 | I | INSTALL 2-40' DEADEND POLES #2PRI | 889.36 | 15.44 | 2481.03
75753R | 75753 | R | Rm 1st span of Sec | 0 | 0.93 | 84.96
79112I | 79112 | I | 3 Ph 1000 UG Takeoff | 2528.03 | 37.96 | 6511.42
79141I | 79141 | I | 3 PH 336 to 336 OH tap w/guy | 600.28 | 13.95 | 1996.7
79200I | 79200 | I | 3 Ph 4/0 Pri UG Takeoff | 1232.28 | 19.14 | 3232.52
79222I | 79222 | I | 3 Ph 336 to 2/0 OH tap w/guy | 791.29 | 16.53 | 2463.89
79245I | 79245 | I | 3 Ph 1/0 Pri UG Takeoff | 1061.87 | 18.99 | 3012.69
79252I | 79252 | I | 1 Ph 1/0 Pri UG Takeoff | 519.15 | 9.2 | 1464.17
79498I | 79498 | I | INSTALL OH EQUIV PSE11, 6 SPST,3 CO | 5029.99 | 83.23 | 13658.41
79836I | 79836 | I | INSTALL 3 SPST,6 LA,9 CO | 3609.38 | 77.31 | 11405.58
79842I | 79842 | I | INSTALL 3PHASE Handhole 14"x 25" | 187.7 | 3.28 | 525.86
86390R | 86390 | R | REMOVE OH EQUIV PSE11, 6 SPST,3CO | 0 | 54.48 | 4970.56
95466I | 95466 | I | In 3ph 75kva ug pad | 3872.87 | 10.44 | 5624.79
95473I | 95473 | I | In 3 ph OH Tx 3-25kv | 3841.56 | 14.98 | 6000.68
95477I | 95477 | I | MACDILL ESTIMATE - LIGHTS | 1176.4 | 0 | 1419.44
102362I | 102362 | I | 500 AL COST | 501.59 | 0.02 | 607.02
105967I | 105967 | I | POLE HAUL TO SITE | 0 | 3.3 | 300.94
108117I | 108117 | I | Install 15kva OH Tx | 927.13 | 7.35 | 1787.66
108904R | 108904 | R | Rm 2000kVA 480 loop pad-mount FR3 | 0 | 6.52 | 594.76
108907I | 108907 | I | In 20000kVA 480 loop pad-mount FR3 | 42839.79 | 12.95 | 52871.88
108926I | 108926 | I | In 600 amp connecting plug | 56.23 | 1.66 | 219.6
108929R | 108929 | R | Rm UG capacitor | 0 | 5.81 | 529.99
108996I | 108996 | I | In OH 3-10kVA 208/120 | 1748.17 | 4.92 | 2558.4
109000R | 109000 | R | Rm OH 3-10kVA 208/120 | 0 | 2.93 | 267.02
109003I | 109003 | I | In OH 3-15kVA 208/120 | 1564.7 | 4.92 | 2337.03
109012R | 109012 | R | Rm OH 3-15kVA 208/120 | 0 | 2.93 | 267.02
109024I | 109024 | I | In 75kVA 208 Loop | 7746.66 | 12.95 | 10528.51
109033R | 109033 | R | Rm 75kVA 208 Loop | 0 | 6.52 | 594.76
109080I | 109080 | I | Install 1phase #2 splice OH | 3.84 | 0.49 | 49.13
109177R | 109177 | R | Rm 150kVA 208 Loop | 0 | 6.52 | 594.76
109180I | 109180 | I | In 150kVA 208 Loop | 9933.76 | 12.95 | 13167.47
109462I | 109462 | I | In 225kVA 208 Loop | 12088.77 | 12.95 | 15767.7
109465R | 109465 | R | Rm 225kVA 208 Loop | 0 | 6.52 | 594.76
109526I | 109526 | I | In 300kVA 208 Loop | 13377.42 | 12.95 | 17322.59
109535R | 109535 | R | Rm 300kVA 208 Loop | 0 | 6.52 | 594.76
109542I | 109542 | I | In 500kVA 208 Loop | 15550.7 | 12.95 | 19944.87
109546I | 109546 | I | In 750kVA 208 Loop | 23026.43 | 12.95 | 28965.08
109547R | 109547 | R | Rm 500kVA 208 Loop | 0 | 6.52 | 594.76
109560R | 109560 | R | Rm 750kVA 208 Loop | 0 | 6.52 | 594.76
109575I | 109575 | I | In OH 3-25kVA 208/120 | 2655.7 | 4.92 | 3653.43
109629R | 109629 | R | Rm OH 3-25kVA 208/120 | 0 | 2.93 | 267.02
109632I | 109632 | I | In OH 3-37.5kVA 208/120 | 3143.08 | 4.92 | 4241.5
109636R | 109636 | R | Rm OH 3-37.5kVA 208/120 | 0 | 2.93 | 267.02
109664I | 109664 | I | In OH 3-50kVA 208/120 | 3635.78 | 4.92 | 4835.99
109675R | 109675 | R | Rm OH 3-50kVA 208/120 | 0 | 2.93 | 267.02
109680I | 109680 | I | In OH 3-75kVA 208/120 | 6170.15 | 4.92 | 7893.96
109690R | 109690 | R | Rm OH 3-75kVA 208/120 | 0 | 2.93 | 267.02
109699I | 109699 | I | In OH 3-100kVA 208/120 | 7685.19 | 4.92 | 9722.01
109704R | 109704 | R | Rm OH 3-100kVA 208/120 | 0 | 2.93 | 267.02
109705I | 109705 | I | In OH 3-25kVA 480/277 | 2925.78 | 4.92 | 3979.31
109714I | 109714 | I | In 75kVA 480 Loop | 9056.96 | 12.95 | 12109.52
110077R | 110077 | R | Rm 75kVA 480 Loop | 0 | 6.52 | 594.76
110083I | 110083 | I | In 150kVA 480 Loop | 10069.68 | 12.95 | 13331.47
110085I | 110085 | I | In 300kVA 480 Loop | 12068.11 | 12.95 | 15742.78
110088I | 110088 | I | In 500kVA 480 Loop | 15865.19 | 12.95 | 20324.33
110094I | 110094 | I | In 750kVA 480 Loop | 21635.75 | 12.95 | 27287.09
110104R | 110104 | R | Rm 150kVA UG PAD TX 480 Loop | 0 | 6.52 | 594.76
110106R | 110106 | R | Rm 300kVA 480 Loop | 0 | 6.52 | 594.76
110111R | 110111 | R | Rm 500kVA 480 Loop | 0 | 6.52 | 594.76
110116R | 110116 | R | Rm 750kVA 480 Loop | 0 | 6.52 | 594.76
110131R | 110131 | R | Rm OH 3-25kVA 480/277 | 0 | 2.93 | 267.02
110140I | 110140 | I | In 2-25kVA UG Loop Open Y | 9102.86 | 16.12 | 12452.37
110160I | 110160 | I | In 25/37.5kVA UG Open Y | 7292.96 | 16 | 10258.43
110206I | 110206 | I | In 25&50 kVA UG Open Y | 7017.56 | 16 | 9926.13
110217I | 110217 | I | In 25&75 kVA UG Open Y | 7351.93 | 16.01 | 10329.57
110221I | 110221 | I | In 25&100 kVA UG Open Y | 7772.63 | 16.01 | 10837.22
110230I | 110230 | I | In 37.5&37.5 kVA UG Open Y | 5259.1 | 16.12 | 7814.49
110240I | 110240 | I | In 37.5&50 kVA UG Open Y | 5093.47 | 16 | 7604.52
110258I | 110258 | I | In 37.5&75 kVA UG Open Y | 5427.84 | 16.01 | 8007.96
110263I | 110263 | I | In 37.5&100 kVA UG Open Y | 5848.54 | 16.01 | 8515.61
110271R | 110271 | R | Rm 2-25kVA UG Loop Open Y | 0 | 3.54 | 323.04
110274R | 110274 | R | Rm 25&37.5 kVA UG Loop Open Y | 0 | 3.75 | 341.96
110277R | 110277 | R | Rm 25&50 kVA UG Loop Open Y | 0 | 3.75 | 341.96
110279R | 110279 | R | Rm 25&75 kVA UG Loop Open Y | 0 | 3.75 | 341.94
110284R | 110284 | R | Rm 25&100 kVA UG Loop Open Y | 0 | 3.76 | 341.94
110286I | 110286 | I | Downsize 167kva Pad Tx to 100 | 2754.4 | 1.64 | 3473.15
110286R | 110286 | R | Downsize 167kva Pad Tx to 100 | 0 | 0.53 | 48.56
110289R | 110289 | R | Rm 37.5&37.5kVA UG Loop Open Y | 0 | 3.54 | 323.04
110290I | 110290 | I | Downsize 167kva Pad Tx to 75 | 2362.69 | 1.64 | 3000.51
110290R | 110290 | R | Downsize 167kva Pad Tx to 75 | 0 | 0.53 | 48.56
110293I | 110293 | I | Downsize 100kva Pad Tx to 75 | 2362.69 | 1.64 | 3000.51
110293R | 110293 | R | Downsize 100kva Pad Tx to 75 | 0 | 0.53 | 48.56
110296I | 110296 | I | Downsize 100kva Pad Tx to 50 | 2102.17 | 1.64 | 2686.17
110296R | 110296 | R | Downsize 100kva Pad Tx to 50 | 0 | 0.53 | 48.56
110297I | 110297 | I | Downsize 75kva Pad Tx to 50 | 2102.17 | 1.64 | 2686.17
110297R | 110297 | R | Downsize 75kva Pad Tx to 50 | 0 | 0.53 | 48.56
110301I | 110301 | I | Downsize 75kva Pad Tx to 37.5 | 2377.57 | 2.14 | 3064.08
110301R | 110301 | R | Downsize 75kva Pad Tx to 37.5 | 0 | 0.53 | 48.56
110304I | 110304 | I | Downsize 50kva Pad Tx to 37.5 | 2307.94 | 1.64 | 2934.45
110304R | 110304 | R | Downsize 50kva Pad Tx to 37.5 | 0 | 0.53 | 48.56
110309I | 110309 | I | Downsize 50kva Pad Tx to 25 | 4232.03 | 1.64 | 5256.06
110309R | 110309 | R | Downsize 50kva Pad Tx to 25 | 0 | 0.53 | 48.56
110312I | 110312 | I | Downsize 37.5kva Pad Tx to 25 | 4232.03 | 1.64 | 5256.06
110312R | 110312 | R | Downsize 37.5kva Pad Tx to 25 | 0 | 0.53 | 48.56
110315R | 110315 | R | Rm 37.5&50 kVA UG Loop Open Y | 0 | 3.75 | 341.96
110326R | 110326 | R | Rm 37.5&75 kVA UG Loop Open Y | 0 | 3.75 | 341.94
110327R | 110327 | R | Rm 37.5&100 kVA UG Loop Open Y | 0 | 3.76 | 341.94
110363I | 110363 | I | In 3-25 kVA 208 OH | 3603.78 | 14.98 | 5713.78
110372I | 110372 | I | In 3-37.5 kVA 208/120 OH | 4091.33 | 14.98 | 6302.06
110375I | 110375 | I | In 3-50 kVA 208/120 OH | 4673.6 | 15.23 | 7026.95
110378I | 110378 | I | In 3-75 kVA 208/120 OH | 7335.29 | 15.23 | 10238.55
110382I | 110382 | I | In 3-100 kVA 208/120 OH | 9099.23 | 15.55 | 12397.32
110383R | 110383 | R | Rm 3-25 kVA 208/120 OH | 0 | 6.57 | 599.02
110385R | 110385 | R | Rm 3-37.5 kVA 208/120 OH | 0 | 6.57 | 599.02
110393R | 110393 | R | Rm 3-50 kVA 208/120 OH | 0 | 7.43 | 676.8
110395I | 110395 | I | Replace 25kva Pad Tx with 37.5 | 2307.94 | 1.64 | 2934.45
110395R | 110395 | R | Replace 25kva Pad Tx with 37.5 | 0 | 0.53 | 48.56
110396R | 110396 | R | Rm 3-75 kVA 208/120 OH | 0 | 7.43 | 676.8
110397R | 110397 | R | Rm 3-100 kVA 208/120 OH | 0 | 8.42 | 769.45
110398I | 110398 | I | Replace 25kva Pad Tx with 50kv | 2032.54 | 1.64 | 2602.15
110398R | 110398 | R | Replace 25kva Pad Tx with 50kv | 0 | 0.53 | 48.56
110400I | 110400 | I | Replace 37.5kva Pad Tx with 50 | 2032.54 | 1.64 | 2602.15
110400R | 110400 | R | Replace 37.5kva Pad Tx with 50 | 0 | 0.53 | 48.56
110401I | 110401 | I | In 3-25 kVA 480/277 OH | 3841.56 | 14.98 | 6000.68
110403I | 110403 | I | In 3-37.5 kVA 480/277 OH | 4789.43 | 14.98 | 7144.38
110405I | 110405 | I | In 3-50 kVA 480/277 OH | 5160.38 | 14.98 | 7591.96
110406I | 110406 | I | In 3-75 kVA 480/277 OH | 5541.52 | 14.97 | 8051.84
110409I | 110409 | I | In 3-100 kVA 480/277 OH | 7724.42 | 15.23 | 10708.09
110415I | 110415 | I | In 3-167 kVA 480/277 OH | 7142.67 | 15.17 | 10000.8
110418R | 110418 | R | Rm 3-25 kVA 480/277 OH | 0 | 6.57 | 599.02
110421I | 110421 | I | Replace 37.5kva Pad Tx with 75 | 2436.53 | 1.64 | 3089.61
110421R | 110421 | R | Replace 37.5kva Pad Tx with 75 | 0 | 0.53 | 48.56
110422I | 110422 | I | Replace 50kva Pad Tx with 75 | 2436.53 | 1.64 | 3089.61
110422R | 110422 | R | Replace 50kva Pad Tx with 75 | 0 | 0.53 | 48.56
110423I | 110423 | I | Replace 50kva Pad Tx with 100 | 2754.4 | 1.64 | 3473.15
110423R | 110423 | R | Replace 50kva Pad Tx with 100 | 0 | 0.53 | 48.56
110428I | 110428 | I | Replace 75kva Pad Tx with 100 | 2754.4 | 1.64 | 3473.15
110428R | 110428 | R | Replace 75kva Pad Tx with 100 | 0 | 0.53 | 48.56
110431I | 110431 | I | Replace 75kva Pad Tx with 167 | 4989.26 | 1.64 | 6169.73
110431R | 110431 | R | Replace 75kva Pad Tx with 167 | 0 | 0.53 | 48.56
110434R | 110434 | R | Rm 3-37.5 kVA 480/277 OH | 0 | 6.57 | 599.02
110435I | 110435 | I | Replace 100kva Pad Tx with 167 | 4989.26 | 1.64 | 6169.73
110435R | 110435 | R | Replace 100kva Pad Tx with 167 | 0 | 0.53 | 48.56
110442R | 110442 | R | Rm 3-50 kVA 480/277 OH | 0 | 6.57 | 599.02
110446R | 110446 | R | Rm 3-75 kVA 480/277 OH | 0 | 6.57 | 599.02
110449R | 110449 | R | Rm 3-100 kVA 480/277 OH | 0 | 7.43 | 676.82
110453R | 110453 | R | Rm 3-167 kVA 480/277 OH | 0 | 7.45 | 678.74
110460I | 110460 | I | In 2-10 kVA 120/240 OH Open Y | 1693.61 | 10.35 | 2987.35
110468I | 110468 | I | In 10&15 kVA 120/240 OH Open Y | 1766.64 | 10.26 | 3067.26
110469I | 110469 | I | In 10&25 kVA 120/240 OH Open Y | 1964.42 | 10.24 | 3302.35
110470I | 110470 | I | In 10&37.5 kVA OH Open Y | 2164.6 | 10.23 | 3543.89
110472I | 110472 | I | In 2-15 kVA 120/240 OH Open Y | 1838.2 | 10.24 | 3150.02
110473I | 110473 | I | In 15&25 kVA 120/240 OH Open Y | 2032.95 | 10.24 | 3385.04
110475I | 110475 | I | In 15&37.5 kVA OH Open Y | 2232.96 | 10.23 | 3626.38
110478I | 110478 | I | In 1PH 4/0 OH Svc 150 ft | 231.09 | 1.62 | 425.85
110480R | 110480 | R | Rm 2-10 kVA 120/240 OH Open Y | 0 | 4.31 | 394.28
110483R | 110483 | R | Rm 10&15 kVA 120/240 OH Open Y | 0 | 4.31 | 394.33
110484R | 110484 | R | Rm 10&25 kVA 120/240 OH Open Y | 0 | 4.26 | 387.99
110485R | 110485 | R | Rm 10&37.5 kVA OH Open Y | 0 | 4.26 | 387.99
110502R | 110502 | R | Rm 2-15 kVA OH Open Y | 0 | 4.31 | 394.28
110507R | 110507 | R | Rm 15&25 kVA OH Open Y | 0 | 4.26 | 387.99
110509R | 110509 | R | Rm 15&37.5 kVA OH Open Y | 0 | 4.26 | 387.99
110510I | 110510 | I | Pedestal Mount RTU | 989.3 | 4.35 | 1590.81
110512I | 110512 | I | In 2-25 kVA 120/240 OH Open Y | 2229.54 | 10.23 | 3622.24
110513I | 110513 | I | In 25&37.5 kVA OH Open Y | 2429.57 | 10.24 | 3863.61
110518I | 110518 | I | In 25&50 kVA 120/240 OH Open Y | 2658.41 | 10.24 | 4139.69
110520I | 110520 | I | In 25&75 kVA 120/240 OH Open Y | 3359.91 | 10.37 | 4999.68
110521I | 110521 | I | In 25&100kVA 120/240 OH Open Y | 3981.92 | 10.56 | 5768.99
110523I | 110523 | I | In 37.5&37.5 kVA OH Open Y | 2430.6 | 10.44 | 3884.88
110527I | 110527 | I | In 37.5&50 kVA OH Open Y | 2821.65 | 10.44 | 4356.72
110531I | 110531 | I | In 37.5&75 kVA OH Open Y | 3515.85 | 10.5 | 5201.9
110532I | 110532 | I | In 37.5&100 kVA OH Open Y | 4300.6 | 10.75 | 6168.94
110685R | 110685 | R | Rm 2-25 kVA OH Open Y | 0 | 4.26 | 387.98
110687R | 110687 | R | Rm 25&37.5 kVA OH Open Y | 0 | 4.26 | 387.99
110688R | 110688 | R | Rm 25&50 kVA OH Open Y | 0 | 4.26 | 387.99
110689R | 110689 | R | Rm 25&75 kVA OH Open Y | 0 | 4.05 | 368.51
110691R | 110691 | R | Rm 25&100 kVA OH Open Y | 0 | 4.81 | 441.31
110694R | 110694 | R | Rm 37.5&37.5 kVA OH Open Y | 0 | 4.37 | 399.78
110695R | 110695 | R | Rm 37.5&50 kVA OH Open Y | 0 | 4.37 | 399.79
110696R | 110696 | R | Rm 37.5&75 kVA OH Open Y | 0 | 4.8 | 439.73
110698R | 110698 | R | Rm 37.5&100 kVA OH Open Y | 0 | 5.23 | 476.21
110928I | 110928 | I | Downsize 2000kVA to 750kVA 480 | 20990.76 | 1.64 | 25477.14
110928R | 110928 | R | Downsize 2000kVA to 750kVA 480 | 0 | 0.53 | 48.56
110931I | 110931 | I | Downsize 2000kVA to 1000kVA 480 | 23320.07 | 1.64 | 28287.69
110931R | 110931 | R | Downsize 2000kVA to 1000kVA 480 | 0 | 0.53 | 48.56
110932I | 110932 | I | Downsize 2000kVA to 1500kVA 480 | 30804.01 | 1.64 | 37317.81
110932R | 110932 | R | Downsize 2000kVA to 1500kVA 480 | 0 | 0.53 | 48.56
110939I | 110939 | I | Upgrade 1000kVA to 1500 kVA 480/277 | 30804.01 | 1.64 | 37317.81
110939R | 110939 | R | Upgrade 1000kVA to 1500 kVA 480/277 | 0 | 0.53 | 48.56
110941I | 110941 | I | Upgrade 1000kVA to 2000kVA 480/277 | 41381.78 | 1.64 | 50080.95
110941R | 110941 | R | Upgrade 1000kVA to 2000kVA 480/277 | 0 | 0.53 | 48.56
110944I | 110944 | I | Upgrade 1500kVA to 2000kVA 480/277 | 41381.78 | 1.64 | 50080.95
110944R | 110944 | R | Upgrade 1500kVA to 2000kVA 480/277 | 0 | 0.53 | 48.56
110946I | 110946 | I | In OH 3-37.5kVA 480/277 | 3864.58 | 4.92 | 5112.06
110951R | 110951 | R | Rm OH 3-37.5kVA 480/277 | 0 | 2.93 | 267.02
110952I | 110952 | I | In OH 3-50kVA 480/277 | 4245.49 | 4.92 | 5571.67
110955I | 110955 | I | Downsize 150-75kVA 208 Loop | 6856.63 | 1.64 | 8422.9
110955R | 110955 | R | Downsize 150-75kVA 208 Loop | 0 | 0.53 | 48.56
110958I | 110958 | I | Downsize 225-75kVA 208 Loop | 6856.63 | 1.64 | 8422.9
110958R | 110958 | R | Downsize 225-75kVA 208 Loop | 0 | 0.53 | 48.56
110960I | 110960 | I | Downsize 300-75kVA 208 Loop | 6856.63 | 1.64 | 8422.9
110960R | 110960 | R | Downsize 300-75kVA 208 Loop | 0 | 0.53 | 48.56
110961I | 110961 | I | Downsize 225-150kVA 208 Loop | 9043.73 | 1.64 | 11061.85
110961R | 110961 | R | Downsize 225-150kVA 208 Loop | 0 | 0.53 | 48.56
110963I | 110963 | I | Downsize 300-150kVA 208 Loop | 9043.73 | 1.64 | 11061.85
110963R | 110963 | R | Downsize 300-150kVA 208 Loop | 0 | 0.53 | 48.56
110966I | 110966 | I | Downsize 500-150kVA 208 Loop | 9043.73 | 1.64 | 11061.85
110966R | 110966 | R | Downsize 500-150kVA 208 Loop | 0 | 0.53 | 48.56
110967I | 110967 | I | Downsize 300-225kVA 208 Loop | 11198.74 | 1.64 | 13662.09
110967R | 110967 | R | Downsize 300-225kVA 208 Loop | 0 | 0.53 | 48.56
110969I | 110969 | I | Downsize 500-225kVA 208 Loop | 11198.74 | 1.64 | 13662.09
110969R | 110969 | R | Downsize 500-225kVA 208 Loop | 0 | 0.53 | 48.56
110971I | 110971 | I | Downsize 750-225kVA 208 Loop | 11198.74 | 1.64 | 13662.09
110971R | 110971 | R | Downsize 750-225kVA 208 Loop | 0 | 0.53 | 48.56
110974I | 110974 | I | Downsize 500-300kVA 208 Loop | 12430.8 | 1.64 | 15148.69
110974R | 110974 | R | Downsize 500-300kVA 208 Loop | 0 | 0.53 | 48.56
110977I | 110977 | I | Downsize 750-300kVA 208 Loop | 12430.8 | 1.64 | 15148.69
110977R | 110977 | R | Downsize 750-300kVA 208 Loop | 0 | 0.53 | 48.56
110978I | 110978 | I | Downsize 750-500kVA 208 Loop | 14604.08 | 1.64 | 17770.97
110978R | 110978 | R | Downsize 750-500kVA 208 Loop | 0 | 0.53 | 48.56
110979R | 110979 | R | Rm OH 3-50kVA 480/277 | 0 | 2.93 | 267.02
110984I | 110984 | I | In OH 3-75kVA 480/277 | 4601.46 | 4.92 | 6001.18
110986R | 110986 | R | Rm OH 3-75kVA 480/277 | 0 | 2.93 | 267.02
110988I | 110988 | I | In OH 3-100kVA 480/277 | 6654.84 | 4.92 | 8478.79
110990R | 110990 | R | Rm OH 3-100kVA 480/277 | 0 | 2.93 | 267.02
110994I | 110994 | I | In OH 3-167kVA 480/277 | 5723.26 | 4.92 | 7354.75
110995R | 110995 | R | Rm OH 3-167kVA 480/277 | 0 | 2.93 | 267.02
110997I | 110997 | I | In OH 10kVA transformer only | 534.79 | 1.64 | 794.97
110999R | 110999 | R | Rm OH 10kVA transformer only | 0 | 0.98 | 89.01
111000I | 111000 | I | In OH 15kVA transformer only | 602.94 | 1.64 | 877.2
111001R | 111001 | R | Rm OH 15kVA transformer only | 0 | 0.98 | 89.01
111004I | 111004 | I | In OH 25kVA transformer only | 785.54 | 1.64 | 1097.52
111007R | 111007 | R | Rm OH 25kVA transformer only | 0 | 0.98 | 89.01
111015I | 111015 | I | Downsize 150-75kVA 480 Loop | 8166.93 | 1.64 | 10003.91
111015R | 111015 | R | Downsize 150-75kVA 480 Loop | 0 | 0.53 | 48.56
111016I | 111016 | I | Downsize 300-75kVA 480 Loop | 8166.93 | 1.64 | 10003.91
111016R | 111016 | R | Downsize 300-75kVA 480 Loop | 0 | 0.53 | 48.56
111017I | 111017 | I | Downsize 300-150kVA 480 Loop | 9179.66 | 1.64 | 11225.87
111017R | 111017 | R | Downsize 300-150kVA 480 Loop | 0 | 0.53 | 48.56
111018I | 111018 | I | Downsize 500-150kVA 480 Loop | 9179.66 | 1.64 | 11225.87
111018R | 111018 | R | Downsize 500-150kVA 480 Loop | 0 | 0.53 | 48.56
111019I | 111019 | I | Downsize 500-300kVA 480 Loop | 11121.49 | 1.64 | 13568.88
111019R | 111019 | R | Downsize 500-300kVA 480 Loop | 0 | 0.53 | 48.56
111021I | 111021 | I | Downsize 750-300kVA 480 Loop | 11121.49 | 1.64 | 13568.88
111021R | 111021 | R | Downsize 750-300kVA 480 Loop | 0 | 0.53 | 48.56
111022I | 111022 | I | Downsize 750-500kVA 480 Loop | 14918.57 | 1.64 | 18150.44
111022R | 111022 | R | Downsize 750-500kVA 480 Loop | 0 | 0.53 | 48.56
111024I | 111024 | I | In OH 37.5kVA transformer only | 967.08 | 1.64 | 1316.57
111025R | 111025 | R | Rm OH 37.5kVA transformer only | 0 | 0.98 | 89.01
111030I | 111030 | I | Downsize 1000-300kVA 480 Loop | 11121.49 | 1.64 | 13568.88
111030R | 111030 | R | Downsize 1000-300kVA 480 Loop | 0 | 0.53 | 48.56
111032I | 111032 | I | Downsize 1000-500kVA 480 Loop | 14918.57 | 1.64 | 18150.44
111032R | 111032 | R | Downsize 1000-500kVA 480 Loop | 0 | 0.53 | 48.56
111033I | 111033 | I | Downsize 1000-750kVA 480 Loop | 20990.76 | 1.64 | 25477.14
111033R | 111033 | R | Downsize 1000-750kVA 480 Loop | 0 | 0.53 | 48.56
111034I | 111034 | I | Downsize 1500-500kVA 480 Loop | 14918.57 | 1.64 | 18150.44
111034R | 111034 | R | Downsize 1500-500kVA 480 Loop | 0 | 0.53 | 48.56
111035I | 111035 | I | Downsize 1500-750kVA 480 Loop | 20990.76 | 1.64 | 25477.14
111035R | 111035 | R | Downsize 1500-750kVA 480 Loop | 0 | 0.53 | 48.56
111036I | 111036 | I | Downsize 1500-1000kVA 480 Loop | 23320.07 | 1.64 | 28287.69
111036R | 111036 | R | Downsize 1500-1000kVA 480 Loop | 0 | 0.53 | 48.56
111039I | 111039 | I | In OH 50kVA transformer only | 1167.96 | 1.64 | 1558.95
111040R | 111040 | R | Rm OH 50kVA transformer only | 0 | 0.98 | 89.01
111041I | 111041 | I | In OH 75kVA transformer only | 1752.58 | 1.64 | 2264.35
111043R | 111043 | R | Rm OH 75kVA transformer only | 0 | 0.98 | 89.01
111166I | 111166 | I | In OH 100kVA transformer only | 2212.27 | 1.64 | 2819.02
111170R | 111170 | R | Rm OH 100kVA transformer only | 0 | 0.98 | 89.01
111175I | 111175 | I | In OH 167kVA transformer only | 4018.69 | 1.64 | 4998.64
111177R | 111177 | R | Rm OH 167kVA transformer only | 0 | 0.98 | 89.01
111179I | 111179 | I | In 25kVA pad-mount | 2149.06 | 1.64 | 2742.75
111183R | 111183 | R | Rm 3 substation arresters | 0 | 3.15 | 287.24
111189I | 111189 | I | 3" 90 degree galvanized ell | 22.05 | 0.58 | 79.2
111214I | 111214 | I | 3" 45 degree galvanized ell | 29.27 | 0.58 | 87.91
111217I | 111217 | I | 2" 45 degree galvanized ell | 15.57 | 0.58 | 71.38
111221I | 111221 | I | 4" 45 degree galvanized ell | 7879.18 | 1.64 | 9656.71
111221R | 111221 | R | 4" 45 degree galvanized ell | 0 | 0.53 | 48.56
111222I | 111222 | I | 6" 45 degree galvanized ell | 104.16 | 0.58 | 178.27
111226I | 111226 | I | 6" 90 degree galvanized ell | 178.22 | 0.58 | 267.63
111250I | 111250 | I | 2" 90 degree PVC ell | 1.24 | 0.58 | 54.09
111255I | 111255 | I | 6" 90 degree PVC ell | 45.39 | 0.58 | 107.36
111256I | 111256 | I | 2" 45 degree PVC ell | 0.93 | 0.58 | 53.71
111262I | 111262 | I | Upgrade 75-150kVA 208 Loop | 9043.73 | 1.64 | 11061.85
111262R | 111262 | R | Upgrade 75-150kVA 208 Loop | 0 | 0.53 | 48.56
111270I | 111270 | I | Upgrade 75-225kVA 208 Loop | 11198.74 | 1.64 | 13662.09
111270R | 111270 | R | Upgrade 75-225kVA 208 Loop | 0 | 0.53 | 48.56
111271I | 111271 | I | Upgrade 75-300kVA 208 Loop | 12430.8 | 1.64 | 15148.69
111271R | 111271 | R | Upgrade 75-300kVA 208 Loop | 0 | 0.53 | 48.56
111276I | 111276 | I | Upgrade 150-225kVA 208 Loop | 11198.74 | 1.64 | 13662.09
111276R | 111276 | R | Upgrade 150-225kVA 208 Loop | 0 | 0.53 | 48.56
111280I | 111280 | I | Upgrade 150-300kVA 208 Loop | 12430.8 | 1.64 | 15148.69
111280R | 111280 | R | Upgrade 150-300kVA 208 Loop | 0 | 0.53 | 48.56
111283I | 111283 | I | Upgrade 150-500kVA 208 Loop | 14604.08 | 1.64 | 17770.97
111283R | 111283 | R | Upgrade 150-500kVA 208 Loop | 0 | 0.53 | 48.56
111285I | 111285 | I | Upgrade 225-300kVA 208 Loop | 12430.8 | 1.64 | 15148.69
111285R | 111285 | R | Upgrade 225-300kVA 208 Loop | 0 | 0.53 | 48.56
111289I | 111289 | I | Upgrade 225-500kVA 208 Loop | 14604.08 | 1.64 | 17770.97
111289R | 111289 | R | Upgrade 225-500kVA 208 Loop | 0 | 0.53 | 48.56
111291I | 111291 | I | Upgrade 225-750kVA 208 Loop | 22381.43 | 1.64 | 27155.12
111291R | 111291 | R | Upgrade 225-750kVA 208 Loop | 0 | 0.53 | 48.56
111330I | 111330 | I | Upgrade 300-500kVA 208 Loop | 14604.08 | 1.64 | 17770.97
111330R | 111330 | R | Upgrade 300-500kVA 208 Loop | 0 | 0.53 | 48.56
111335I | 111335 | I | Upgrade 300-750kVA 208 Loop | 22381.43 | 1.64 | 27155.12
111335R | 111335 | R | Upgrade 300-750kVA 208 Loop | 0 | 0.53 | 48.56
111340I | 111340 | I | Upgrade 300 to 1000 kVA 208/120 | 20314.61 | 1.64 | 24661.3
111340R | 111340 | R | Upgrade 300 to 1000 kVA 208/120 | 0 | 0.53 | 48.56
111344I | 111344 | I | Upgrade 500kVA to 750kVA 208 Loop | 22381.43 | 1.64 | 27155.12
111344R | 111344 | R | Upgrade 500kVA to 750kVA 208 Loop | 0 | 0.53 | 48.56
111346I | 111346 | I | Upgrade 500kVA to 1000 kVA 208/120 | 20314.61 | 1.64 | 24661.3
111346R | 111346 | R | Upgrade 500kVA to 1000 kVA 208/120 | 0 | 0.53 | 48.56
111348I | 111348 | I | Upgrade 750kVA to 1000 kVA 208/120 | 20314.61 | 1.64 | 24661.3
111348R | 111348 | R | Upgrade 750kVA to 1000 kVA 208/120 | 0 | 0.53 | 48.56
111351I | 111351 | I | 3" 45 degree PVC ell | 3.64 | 0.58 | 56.98
111355I | 111355 | I | 4" 45 degree PVC ell | 6.28 | 0.58 | 60.17
111356I | 111356 | I | 2" PVC coupling | 0.56 | 0.22 | 20.93
111358I | 111358 | I | 2" galvanized coupling | 2.02 | 0.22 | 22.69
111359I | 111359 | I | 3" PVC coupling | 3.02 | 0.22 | 23.89
111360I | 111360 | I | 3" galvanized coupling | 4.04 | 0.22 | 25.12
111362I | 111362 | I | 4" PVC coupling | 3.7 | 0.22 | 24.71
111363I | 111363 | I | 4" galvanized coupling | 8.86 | 0.22 | 30.94
111365I | 111365 | I | 6" PVC coupling | 13.31 | 0.22 | 36.31
111366I | 111366 | I | 6" galvanized coupling | 27.89 | 0.22 | 53.9
111367I | 111367 | I | 2" conduit plug | 0.52 | 0 | 0.63
111368I | 111368 | I | 3" conduit plug | 0.55 | 0 | 0.66
111370I | 111370 | I | 4" conduit plug | 0.84 | 0 | 1.01
111371I | 111371 | I | 6" conduit plug | 1.36 | 0 | 1.64
111372I | 111372 | I | 6" conduit spacer | 2.88 | 0 | 3.48
111373I | 111373 | I | Upgrade 75-150kVA 480 Loop | 9179.66 | 1.64 | 11225.87
111373R | 111373 | R | Upgrade 75-150kVA 480 Loop | 0 | 0.53 | 48.56
111380I | 111380 | I | Upgrade 75-300kVA 480 Loop | 11121.49 | 1.64 | 13568.88
111380R | 111380 | R | Upgrade 75-300kVA 480 Loop | 0 | 0.53 | 48.56
111382I | 111382 | I | Upgrade 75-500kVA 480 Loop | 14918.57 | 1.64 | 18150.44
111382R | 111382 | R | Upgrade 75-500kVA 480 Loop | 0 | 0.53 | 48.56
111386I | 111386 | I | Upgrade 150-300kVA 480 Loop | 11121.49 | 1.64 | 13568.88
111386R | 111386 | R | Upgrade 150-300kVA 480 Loop | 0 | 0.53 | 48.56
111387I | 111387 | I | Upgrade 150-500kVA 480 Loop | 14918.57 | 1.64 | 18150.44
111387R | 111387 | R | Upgrade 150-500kVA 480 Loop | 0 | 0.53 | 48.56
111391I | 111391 | I | Upgrade 150-750kVA 480 Loop | 20990.76 | 1.64 | 25477.14
111391R | 111391 | R | Upgrade 150-750kVA 480 Loop | 0 | 0.53 | 48.56
111400I | 111400 | I | Upgrade 300-500kVA 480 Loop | 14918.57 | 1.64 | 18150.44
111400R | 111400 | R | Upgrade 300-500kVA 480 Loop | 0 | 0.53 | 48.56
111402I | 111402 | I | Upgrade 300-750kVA 480 Loop | 20990.76 | 1.64 | 25477.14
111402R | 111402 | R | Upgrade 300-750kVA 480 Loop | 0 | 0.53 | 48.56
111404I | 111404 | I | Upgrade 300-1000kVA 480 Loop | 23320.07 | 1.64 | 28287.69
111404R | 111404 | R | Upgrade 300-1000kVA 480 Loop | 0 | 0.53 | 48.56
111407I | 111407 | I | Upgrade 500-750kVA 480 Loop | 20990.76 | 1.64 | 25477.14
111407R | 111407 | R | Upgrade 500-750kVA 480 Loop | 0 | 0.53 | 48.56
111409I | 111409 | I | Upgrade 500-1000kVA 480 Loop | 23320.07 | 1.64 | 28287.69
111409R | 111409 | R | Upgrade 500-1000kVA 480 Loop | 0 | 0.53 | 48.56
111413I | 111413 | I | Upgrade 500-1500kVA 480 Loop | 30804.01 | 1.64 | 37317.81
111413R | 111413 | R | Upgrade 500-1500kVA 480 Loop | 0 | 0.53 | 48.56
111416I | 111416 | I | Upgrade 750-1000 kVA 480/277 | 23320.07 | 1.64 | 28287.69
111416R | 111416 | R | Upgrade 750-1000 kVA 480/277 | 0 | 0.53 | 48.56
111419I | 111419 | I | Upgrade 750-1500 kVA 480/277 | 30804.01 | 1.64 | 37317.81
111419R | 111419 | R | Upgrade 750-1500 kVA 480/277 | 0 | 0.53 | 48.56
111420I | 111420 | I | Upgrade 750kVA to 2000 kVA 480/277 | 41381.78 | 1.64 | 50080.95
111420R | 111420 | R | Upgrade 750kVA to 2000 kVA 480/277 | 0 | 0.53 | 48.56
116436I | 116436 | I | Primary Handhole 30 x 48 x 18 | 445.48 | 0 | 537.52
119836I | 119836 | I | Install small 1ph concrete pad | 69.63 | 0.53 | 132.58
119845I | 119845 | I | Install large 1ph concrete pad | 73.84 | 0.53 | 137.66
119853I | 119853 | I | Install small 3ph concrete pad | 245.03 | 0.53 | 344.21
119854I | 119854 | I | Install large 3ph concrete pad | 389.77 | 0.53 | 518.86
121847I | 121847 | I | In 1ph OH #4Triplex SVC 76 FT | 45.03 | 1.61 | 200.67
121856I | 121856 | I | In 1ph OH #4Duplex SVC 76Di' FT | 29.39 | 1.03 | 129.22
121892R | 121892 | R | Rm 1ph OH #4Triplex SVC 76 FT | 0 | 0.5 | 45.2
121898R | 121898 | R | Rm 1ph OH #4Duplex SVC 76' FT | 0 | 0.54 | 49.26
122405I | 122405 | I | In 1-#2 open wire secondary 100' | 34.78 | 13.23 | 1248.47
122413I | 122413 | I | In 1ph OH #2triplex SVC 76' FT | 54.73 | 1.61 | 212.38
122417R | 122417 | R | Rm 1-#2 or 2/0 open secondary 100' | 0 | 1.28 | 117.32
122424R | 122424 | R | Rm 1ph OH #2triplex SVC 76' FT | 0 | 0.5 | 45.2
122429I | 122429 | I | In 1-2/0 open secondary 100' | 46.12 | 13.23 | 1262.15
122436I | 122436 | I | In 1phOH 2/0triplex SVC 76' FT | 85 | 1.61 | 248.9
122446I | 122446 | I | Install 55' concrete pole 5210455 | 2008.03 | 55 | 7438.66
122449R | 122449 | R | Rm 1phOH 2/0triplex SVC 76' FT | 0 | 0.5 | 45.2
122455I | 122455 | I | Install 55' concrete pole 5210601 | 3310.33 | 55 | 9010.01
122457I | 122457 | I | In 1phOH 4/0triplex SVC 76' FT | 124.64 | 1.61 | 296.73
122459I | 122459 | I | Install 60' concrete pole 5210605 | 4880 | 0.89 | 5969.14
122462R | 122462 | R | Rm 1phOH 4/0triplex SVC 76' FT | 0 | 0.5 | 45.2
122468I | 122468 | I | Install 60' concrete pole 5210606 | 5035 | 0.89 | 6156.16
122477I | 122477 | I | In 3phOH #2quad SVC 76' FT | 77.02 | 1.61 | 239.28
122497I | 122497 | I | Install 60' concrete pole 5210656 | 0 | 0.89 | 80.93
122498R | 122498 | R | Rm 3phOH #2quad SVC 76' FT | 0 | 0.5 | 45.2
122500R | 122500 | R | Rm 40' concrete open wye | 0 | 1.38 | 125.42
122515I | 122515 | I | In 3phOH 2/0 quad SVC 76' FT | 118.63 | 1.61 | 289.48
122521R | 122521 | R | Rm 45' concrete open wye | 0 | 1.38 | 125.42
122522R | 122522 | R | Rm 3phOH 2/0quad SVC 76' FT | 0 | 0.5 | 45.2
122718I | 122718 | I | In 35' Type II w/eyenut | 388.03 | 1.24 | 581.54
122719I | 122719 | I | In 3phOH 4/0quad SVC 50 FT | 115.55 | 1.61 | 285.51
122720R | 122720 | R | Rm 35' Type II w/eyebolt | 0 | 0.8 | 72.86
122723R | 122723 | R | Rm 3phOH 4/0quad SVC 50 FT | 0 | 0.5 | 44.95
122730I | 122730 | I | In 35' Type II, cable spacer | 395.32 | 1.91 | 651.01
122736I | 122736 | I | Inst 3phOH 500kcmil lash 50 ft | 1984.88 | 5.94 | 2936.9
122744R | 122744 | R | Rm 35' Type 2 cable spacer | 0 | 0.67 | 60.7
122746R | 122746 | R | Rm 3phOH 500kcmil lash 50 ft | 0 | 1.35 | 123.2
122771I | 122771 | I | In 30' wood pole,DRIVE HOOK | 81.38 | 2.71 | 345.33
122793R | 122793 | R | Rm 30' wood SVCpole,DRHOOK | 0 | 0.8 | 72.82
122795I | 122795 | I | In 35' fiberglass SVCpole,DRHOOK | 960.6 | 2.26 | 1365.41
122802R | 122802 | R | Rm 35' fiberglass SVC pole,DRHOOK | 0 | 2.31 | 210.39
122803I | 122803 | I | In 30' concSVCpole,BOLT EYENUT | 217.83 | 1.24 | 376.18
122810R | 122810 | R | Rm 30' concSVCpole,BOLT EYENUT | 0 | 0.49 | 44.5
122816I | 122816 | I | In 35' concSVCpole,BOLT EYENUT | 298.82 | 1.24 | 473.9
122851R | 122851 | R | Rm 35' concSVCpole,BOLT EYENUT | 0 | 0.49 | 44.5
122866I | 122866 | I | In 1/4" downguy/anchor wood | 71.12 | 2.57 | 320.47
123512R | 123512 | R | Rm 1/4"or3/8"dnguy/anchor wood | 0 | 1.38 | 125.42
123514I | 123514 | I | In 3ph #2 Quadraplex OH Svc 150 ft | 138.92 | 1.62 | 314.64
123516R | 123516 | R | Rm 1/4"or3/8"dnguy/anchor conc | 0 | 1.38 | 125.42
123520I | 123520 | I | In 1ph 2/0 UG SVC 1' | 61.43 | 13.08 | 1266.76
123521I | 123521 | I | In 1ph 2/0 UG SVC 101' | 188.34 | 18.75 | 1936.63
123522R | 123522 | R | Rm 1ph 2/0 UG SVC 1' | 0 | 1.45 | 131.76
123523R | 123523 | R | Rm 1ph 2/0 UG SVC 101' | 0 | 1.46 | 132.54
123524I | 123524 | I | In 1ph 4/0 UG SVC 1' | 106.88 | 11.81 | 1205.18
123526I | 123526 | I | In 1ph 4/0 UG SVC 101' | 306.9 | 18.75 | 2079.69
123527R | 123527 | R | Rm 1ph 4/0 UG SVC 1' | 0 | 1.45 | 131.76
123671R | 123671 | R | Rm 1ph 4/0 UG SVC 101' | 0 | 1.46 | 132.54
123684I | 123684 | I | In 1ph 500 UG SVC 1' | 242.43 | 13.18 | 1494.43
123696I | 123696 | I | In 1ph 500 UG SVC 101' | 686.09 | 22.4 | 2870.52
123699R | 123699 | R | Rm 1ph 500 UG SVC 1' | 0 | 2.26 | 206.34
123700R | 123700 | R | Rm 1ph 500 UG SVC 101' | 0 | 2.27 | 207.22
123705I | 123705 | I | In 3ph 2/0 UG SVC 1' | 100.22 | 12.05 | 1219.5
123706I | 123706 | I | In 3ph 2/0 UG SVC 101' | 290.23 | 18.84 | 2068.3
123714R | 123714 | R | Rm 3ph 2/0 UG SVC 1' | 0 | 1.41 | 128.76
123718R | 123718 | R | Rm 3ph 2/0 UG SVC 101' | 0 | 1.43 | 130.28
123724I | 123724 | I | In 3ph 4/0 UG SVC 1' | 117.3 | 13.61 | 1382.72
123746I | 123746 | I | In 35' Type 4 w/cable spacer | 486.16 | 1.91 | 760.62
123772R | 123772 | R | Rm 35' Type IV w/cable spacer | 0 | 0.67 | 60.7
124029I | 124029 | I | In 3ph 4/0 UG SVC 101' | 377.34 | 21.51 | 2416.86
124046R | 124046 | R | Rm 3ph 4/0 UG SVC 1' | 0 | 1.64 | 149.75
124238R | 124238 | R | Rm 3ph 4/0 UG SVC 101' | 0 | 1.66 | 151.51
124285R | 124285 | R | RM Handhole 30" x 48" x 18" | 0 | 1.9 | 173.95
124291I | 124291 | I | Polekick 30' or 35' wood pole | 0 | 1.65 | 150.48
124302T | 124302 | T | Transfer OH service | 0 | 1.46 | 133.51
124552R | 124552 | R | RM 1ph 2/0 UG SEC BASE | 0 | 2.09 | 190.25
125589I | 125589 | I | In 35' Type IV with eyenut | 477.8 | 1.02 | 669.61
125607R | 125607 | R | Rm 35' Type IV with eyenut | 0 | 0.58 | 52.61
125903I | 125903 | I | In 3ph 2/0 Quadraplex OH Svc 150 FT | 220.97 | 1.62 | 413.64
125904I | 125904 | I | In 3ph 4/0 Quadraplex OH Svc 150 ft | 313.21 | 1.62 | 524.93
125908I | 125908 | I | In 1PH 2/0 OH Svc 150 ft | 155.66 | 1.62 | 334.84
125940I | 125940 | I | Install 1ph Handhole 30 x 48 x 18 | 503.6 | 3.23 | 902.99
126090R | 126090 | R | POLEPULL used for Pole Haul in | 0 | 1.65 | 150.48
126096I | 126096 | I | POLEPULL - used to haul in pole | 0 | 4.13 | 376.18
126159T | 126159 | T | Trans one 1/4 or 3/8 guy- wood | 0 | 0.98 | 89.01
126288T | 126288 | T | Trans one 1/4 or 3/8 guy- conc | 0 | 1.46 | 133.51
126420I | 126420 | I | 4" conduit spacer | 0.85 | 0 | 1.03
126421I | 126421 | I | GLUECONDF | 5.83 | 0 | 7.03
126424I | 126424 | I | GLUECONDM | 6.86 | 0 | 8.28
126427R | 126427 | R | Remove PMH-10 | 0 | 6.47 | 590.75
126428R | 126428 | R | Remove substation takeoff | 0 | 1.55 | 141.95
126429I | 126429 | I | Install 60' 5210620 Concrete Pole | 0 | 0.89 | 80.93
126431I | 126431 | I | Install 35' fiberglass CL4 + spacer | 969.65 | 3.24 | 1465.34
126435R | 126435 | R | RM 35' fiberglass CL4 + spacer | 0 | 2.4 | 218.48
126436I | 126436 | I | 100 WHPS cut off cobra head | 115.62 | 1.86 | 309.44
126438R | 126438 | R | Available | 0 | 2.92 | 267.01
126632I | 126632 | I | In 3/8" downguy/anchor wood | 130.03 | 2.57 | 391.55
126635I | 126635 | I | In 3/8" downguy/anchor conc | 128.55 | 2.57 | 389.77
126650I | 126650 | I | In 1PH #2 OH Svc 150 ft | 95.97 | 1.62 | 262.82
126713I | 126713 | I | In 35' concSECpole,SPACER | 306.11 | 1.91 | 543.37
126714R | 126714 | R | Rm 30' concSECpole,SPACER | 0 | 0.67 | 60.68
126716R | 126716 | R | Rm 35' concSECpole,SPACER | 0 | 0.67 | 60.68
126717I | 126717 | I | In 30' concSECpole,SPACER | 224.89 | 1.91 | 445.35
126720R | 126720 | R | Remove 35' class 4 wood SEC pole | 0 | 0.8 | 72.82
126721I | 126721 | I | Install 35' class 4 wood SEC pole | 153.06 | 1.02 | 277.74
126722R | 126722 | R | Remove 30' wood SEC pole | 0 | 0.8 | 72.82
126723I | 126723 | I | Install 30' wood SEC pole | 90.43 | 1.02 | 202.17
126727I | 126727 | I | In 30' INACESS SEC pole | 90.43 | 9.21 | 949.47
126728R | 126728 | R | Rm 30' INACCESS SECpole | 0 | 6.66 | 607.67
126729I | 126729 | I | In 35' INACCESS SEC fiberglass pole | 969.65 | 8.1 | 1908.34
126731R | 126731 | R | Rm 35' INACESS SEC fiberglass pole | 0 | 5.99 | 546.16
126786T | 126786 | T | Transfer 1PH OH Sec | 0 | 2.4 | 218.47
126787T | 126787 | T | Transfer 1ph OH secondary with bolt | 0 | 2.4 | 218.47
126788I | 126788 | I | Install 1ph Handhole 24 x 36 x 18 | 309.06 | 3.23 | 668.25
126792T | 126792 | T | Transfer 3 PH sec EXISTING BOLT | 0 | 2.4 | 218.47
126793T | 126793 | T | Transfer 3 PH SEC - WITH BOLT | 0 | 2.4 | 218.47
126795R | 126795 | R | RM Handhole 17" x 30" | 0 | 1.46 | 133.49
126856R | 126856 | R | Rm 1ph 2/0 OH Sec /ft. | 0 | 1.29 | 118.18
126862I | 126862 | I | In 1ph 2/0 OH Sec 100' | 134.79 | 15.09 | 1539.06
126864I | 126864 | I | In 1ph 4/0 OH Tri Sec 100' | 165.32 | 13.23 | 1405.98
126865R | 126865 | R | Rm 1ph 4/0 OH Tri Sec /ft. | 0 | 1.29 | 118.18
126867I | 126867 | I | In 1ph 2-4/0 OH Tri Sec 100' | 309.26 | 24.42 | 2600.07
126868R | 126868 | R | Rm 1ph 2-4/0 OH Tri Sec /ft. | 0 | 2.23 | 204.01
126869I | 126869 | I | In 3ph 2/0 OH Quad Sec 100' | 157.9 | 13.23 | 1397.02
126870R | 126870 | R | Rm 3ph 2/0 OH Quad Sec /ft. | 0 | 1.29 | 118.18
126871I | 126871 | I | In 3ph 4/0 OH Quad Sec 100 | 217.56 | 13.23 | 1469.01
126872R | 126872 | R | Rm 3ph 4/0 OH Quad Sec /ft. | 0 | 1.29 | 118.18
126873I | 126873 | I | In 3ph2-4/0 OH Quad Sec 100' | 413.74 | 24.42 | 2726.14
126877R | 126877 | R | Rm 3ph2-4/0 OH Quad Sec /ft. | 0 | 2.23 | 204.01
127042I | 127042 | I | Set Meter | 0 | 0.2 | 18.24
127076R | 127076 | R | Rm 35' INACESS fiberglass,DRHOOK | 0 | 5.77 | 525.97
127078I | 127078 | I | In 35' INACCESS fiberglass,DRHOOK | 960.6 | 5.66 | 1674.88
127082R | 127082 | R | Rm 30' INACCESS SVCpole,DRHOOK | 0 | 6.44 | 587.48
127119I | 127119 | I | In 30'INACESS SVCpole,DRHOOK | 81.38 | 6.77 | 716.01
127210I | 127210 | I | In 1ph 500 UG CABLE TAKEOFF | 217.16 | 2.06 | 449.89
127221I | 127221 | I | In 1ph 2/0 UG CABLE TAKEOFF | 50.3 | 2.35 | 275.46
127232R | 127232 | R | Rm 1ph 2/0 UG CABLE TAKEOFF | 0 | 2.09 | 190.46
127242I | 127242 | I | In 1ph 4/0 UG CABLE TAKEOFF | 82.59 | 2.35 | 316.02
127475R | 127475 | R | Rm 1ph 4/0 UG CABLE TAKEOFF | 0 | 2.09 | 190.42
127478R | 127478 | R | Rm 1ph 500 UG CABLE TAKEOFF | 0 | 2.09 | 190.42
127481I | 127481 | I | In 3ph 2/0 UG CABLE TAKEOFF | 73.01 | 4.7 | 517.52
127484R | 127484 | R | Rm 3ph 2/0 UG CABLE TAKEOFF | 0 | 2.09 | 190.68
127485R | 127485 | R | Rm 3ph 4/0 UG CABLE TAKEOFF | 0 | 2.09 | 190.68
127486I | 127486 | I | In 3ph 4/0 UG CABLE TAKEOFF | 94.28 | 4.7 | 543.19
127488R | 127488 | R | Rm 3ph 500 UG CABLE TAKEOFF | 0 | 2.09 | 190.68
127489I | 127489 | I | In 3ph 500 UG CABLE TAKEOFF | 270.78 | 2.19 | 527
128214I | 128214 | I | In 3ph OH 2 - 4/0 quad 50 FT | 231.1 | 3.2 | 571.05
128215R | 128215 | R | Rm 3ph OH 2 - 4/0 quad 50 FT | 0 | 0.99 | 89.91
128403I | 128403 | I | In 1ph2/0 UG SEC 1' FT | 15.65 | 4.21 | 402.43
128425I | 128425 | I | In 1ph 4/0 UG SEC 1' FT | 37.87 | 4.21 | 429.27
128433R | 128433 | R | Rm 1ph 4/0 UG SEC 1' FT | 0 | 2.09 | 190.25
128441I | 128441 | I | In 1ph 500 kcmil UG SEC 1' FT | 67.62 | 4.13 | 457.97
128443R | 128443 | R | Rm 1ph 500 kcmil UG SEC 1' FT | 0 | 2.09 | 190.25
128447I | 128447 | I | In 3ph 2/0 UG SEC 1' FT | 36.61 | 4.13 | 420.64
128452R | 128452 | R | Rm 3ph 2/0 UG SEC 1' FT | 0 | 2.09 | 190.34
128453I | 128453 | I | In 3ph 4/0 UG SEC 1' FT | 43.87 | 4.13 | 429.41
128463R | 128463 | R | Rm 3ph 4/0 UG SEC 1' FT | 0 | 2.09 | 190.34
128635R | 128635 | R | RM Handhole 12" X 20" | 0 | 1.46 | 133.49
128638I | 128638 | I | remove slack from OH service | 0 | 1.6 | 145.64
128641I | 128641 | I | install metered pole UG | 0 | 1.6 | 145.64
128654R | 128654 | R | remove metered pole UG | 0 | 0.49 | 44.5
128657I | 128657 | I | Install 3ph 200 Amp PriMeterCabinet | 4206.34 | 0 | 5075.37
128662R | 128662 | R | Remove 3ph 200 Amp PriMeterCabinet | 0 | 0 | 0
128665I | 128665 | I | Install 3ph 600 Amp PriMeterCabinet | 7638.31 | 0 | 9216.39
128669R | 128669 | R | Remove 3ph 600 Amp PriMeterCabinet | 0 | 0 | 0
129150I | 129150 | I | RM HH 10" x 13" Load Bearing | 0 | 0 | 1.6
129150R | 129150 | R | RM HH 10" x 13" Load Bearing | 0 | 1.46 | 133.49
129151R | 129151 | R | Rm 1000kVA 480 Loop | 0 | 5.94 | 542.17
129152I | 129152 | I | STL Handhole 9"x10"x13" ROUND | 42.69 | 2.79 | 306.39
129155I | 129155 | I | Rm 1500kVA 480 Loop | 0 | 0 | 3.2
129155R | 129155 | R | Rm 1500kVA 480 Loop | 0 | 5.94 | 542.17
129156I | 129156 | I | Downsize 500 to 150 kVA Radial 208/ | 3860.2 | 1.64 | 4807.41
129156R | 129156 | R | Downsize 500 to 150 kVA Radial 208/ | 0 | 0.53 | 48.56
129158I | 129158 | I | RM 3-25 kVA 240/480 OH | 0 | 0 | 1.6
129158R | 129158 | R | RM 3-25 kVA 240/480 OH | 0 | 6.2 | 564.54
129159I | 129159 | I | IN 3-37 kVA 240/480 OH | 4814.75 | 14.83 | 7162.12
129160I | 129160 | I | RM 3-37 kVA 240/480 OH | 0 | 0 | 1.6
129160R | 129160 | R | RM 3-37 kVA 240/480 OH | 0 | 6.21 | 564.55
129161I | 129161 | I | IN 3-25 kVA 240/480 OH | 4406.04 | 14.83 | 6668.96
129162I | 129162 | I | IN 3-50 kVA 240/480 OH | 4708.78 | 14.83 | 7035.84
129163R | 129163 | R | RM 3-50 240/480 OH | 0 | 6.2 | 564.54
129164I | 129164 | I | IN 3-75 kVA 240/480 OH | 5898.75 | 14.83 | 8471.67
129165R | 129165 | R | RM 3-75 kVA 240/480 OH | 0 | 6.2 | 564.54
130116I | 130116 | I | In 3ph 500 kcmil UG SEC 1' FT | 80.02 | 4.13 | 473.02
130117R | 130117 | R | Rm 3ph 500 kcmil UG SEC 1' FT | 0 | 2.09 | 190.34
130436I | 130436 | I | STL Handhole 11"x15" SQUARE | 59.45 | 2.79 | 326.61
130485I | 130485 | I | INSTALL 1PHASE Handhole 12"x20" | 84.71 | 2.79 | 357.09
130491R | 130491 | R | STL Handhole 9"x10"x13" ROUND | 0 | 1.46 | 133.49
130504R | 130504 | R | RM STL Handhole 11"x15" SQUARE | 0 | 1.46 | 133.49
130562I | 130562 | I | INSTALL 1PHASE Handhole 17"x 30" | 119.32 | 2.79 | 398.85
130839I | 130839 | I | Install 3ph Handhole 24 x 36 x 18 | 328.43 | 3.72 | 736.12
130841I | 130841 | I | Install 3ph handhole 30 x 48 x 18 | 522.97 | 3.72 | 970.86
130852R | 130852 | R | Remove 3ph handhole 12 x 20 | 0 | 1.51 | 137.53
130857R | 130857 | R | Remove 3PHASE Handhole 17 x 30 | 0 | 1.51 | 137.53
130858R | 130858 | R | Remove 3PHASE Handhole 14 x 25 | 0 | 1.51 | 137.53
130860R | 130860 | R | Remove 3ph Handhole 24 x 36 x 18 | 0 | 1.95 | 177.99
130861R | 130861 | R | Remove 3ph handhole 30 x 48 x 18 | 0 | 1.95 | 177.99
130862R | 130862 | R | Rm 1ph #2 OH Svc 150 ft | 0 | 0.51 | 45.88
130864R | 130864 | R | Rm 1ph 2/0 OH Svc 150 ft | 0 | 0.51 | 45.88
130866R | 130866 | R | Rm 1ph 4/0 OH Svc 150 ft | 0 | 0.51 | 45.88
130867R | 130867 | R | Rm 3ph #2 Quadraplex OH Svc 150 ft | 0 | 0.51 | 45.88
130868R | 130868 | R | Rm 3ph 2/0 Quadraplex OH Svc 150 ft | 0 | 0.51 | 45.88
131957T | 131957 | T | Raise/Lower HH 9" x 10" x 13" | 0 | 2.66 | 242.74
131975T | 131975 | T | Raise/Lower HH 11"x 15" | 0 | 2.66 | 242.74
131976T | 131976 | T | Raise/Lower HH 10"x 13" | 0 | 2.66 | 242.74
131977T | 131977 | T | Raise/Lower HH 12"x 20" | 0 | 2.66 | 242.74
131978T | 131978 | T | Raise/Lower HH 14"x 25" | 0 | 2.66 | 242.74
131979T | 131979 | T | Raise/Lower HH 24"x 36" x 18" | 0 | 3.55 | 323.65
131980T | 131980 | T | Raise/Lower HH 30"x 48" x 18" | 0 | 3.55 | 323.65
131981I | 131981 | I | INSTALL 3PHASE Handhole 17"x 30" | 138.69 | 3.28 | 466.72
133843R | 133843 | R | Rm 1ph 4/0 OH Tri Sec /ft. | 0 | 1.22 | 110.61
138972I | 138972 | I | INSTALL 1PHASE Handhole 14"x 25" | 168.33 | 2.79 | 457.99
138974R | 138974 | R | RM Handhole 14"x 25" | 0 | 1.46 | 133.49
138978R | 138978 | R | Handhole 24" x 36" x 18" | 0 | 1.9 | 173.95
139017T | 139017 | T | Raise/Lower HH 17"x 30" | 0 | 2.66 | 242.74
152272R | 152272 | R | Rm Single phase LBC - 3 Position | 0 | 4.14 | 376.26
152273R | 152273 | R | Rm Single phase LBC - 4 Position | 0 | 5.32 | 485.53
152295R | 152295 | R | Rm Three phase LBC - 3 Position | 0 | 6.39 | 582.59
152298R | 152298 | R | Rm Three phase LBC - 4 Position | 0 | 7.45 | 679.7
152350R | 152350 | R | Rm1PH 3 Pos LBC OH Equiv-PKP101WA3A | 0 | 0.62 | 56.64
152351R | 152351 | R | Rm1PH 4 Pos LBC OH Equiv-PKP101WA3A | 0 | 1.24 | 113.28
152366R | 152366 | R | Rm3PH 3 Pos LBC OH Equiv-PKP301WA3A | 0 | 3.53 | 321.64
152369R | 152369 | R | Rm3PH 4 PosLBC OH Equiv- PKP306WA4A | 0 | 2.73 | 248.81
153883I | 153883 | I | Downsize 1000kVA to 500kVA 208 | 14604.08 | 1.64 | 17770.97
153883R | 153883 | R | Downsize 1000kVA to 500kVA 208 | 0 | 0.53 | 48.56
153885I | 153885 | I | Downsize 1000kVA to 750kVA 208 | 22381.43 | 1.64 | 27155.12
153885R | 153885 | R | Downsize 1000kVA to 750kVA 208 | 0 | 0.53 | 48.56
153887I | 153887 | I | Downsize 1000-300kVA 208 | 12430.8 | 1.64 | 15148.69
153887R | 153887 | R | Downsize 1000-300kVA 208 | 0 | 0.53 | 48.56
157095I | 157095 | I | 600 KVAR OH CAP BANK | 6050.53 | 14.58 | 8630.03
157096I | 157096 | I | 1200 KVAR OH CAP BANK | 7273.36 | 15.33 | 10172.57
157419I | 157419 | I | 1800 KVAR UG CAPACITOR BANK | 31427.25 | 12.2 | 39032.71
158001I | 158001 | I | INSTALL 167 kVA OH TX | 4562.88 | 6.6 | 6107.57
158181I | 158181 | I | Test to get ground cost print out | 64.4 | 1.2 | 186.94
159275I | 159275 | I | In 1ph 2/0 UG-UG SVC BASE | 35.4 | 3.1 | 325.08
159749R | 159749 | R | Rm 1ph 2/0 UG-UG SVC BASE | 0 | 2.09 | 190.3
159751I | 159751 | I | In 1ph 4/0 UG-UG SVC BASE | 64.88 | 13.77 | 1333.94
159753R | 159753 | R | Rm 1ph 4/0 UG-UG SVC BASE | 0 | 2.09 | 190.3
159756I | 159756 | I | In 1ph 500 UG-UG SVC BASE | 95.87 | 14.45 | 1433.26
159763R | 159763 | R | Rm 1ph 500 UG-UG SVC BASE | 0 | 2.09 | 190.3
159771I | 159771 | I | In 3ph 2/0 UG-UG SVC BASE | 80.2 | 10.25 | 1031.64
159786R | 159786 | R | Rm 3ph 2/0 UG-UG SVC BASE | 0 | 2.09 | 190.44
159794I | 159794 | I | In 3ph 4/0 UG-UG SVC BASE | 90.73 | 13.22 | 1315.4
159799R | 159799 | R | Rm 3ph 4/0 UG-UG SVC BASE | 0 | 2.09 | 190.44
159804I | 159804 | I | In 3ph 500 UG-UG SVC BASE | 128.34 | 11.51 | 1204.23
159820R | 159820 | R | Rm 3ph 500 UG-UG SVC BASE | 0 | 2.09 | 190.44
159821R | 159821 | R | RM 3PH #2 AAAC OH TAKEOFF | 0 | 5.66 | 515.85
159823I | 159823 | I | IN 3PH #2 AAAC OH TAKEOFF | 617.23 | 14.78 | 2092.01
159828R | 159828 | R | RM 1PH #2 AAAC OH TAKEOFF | 0 | 1.07 | 97.1
159829I | 159829 | I | IN 1PH #2 AAAC OH TAKEOFF | 177.88 | 4.3 | 607.07
159834R | 159834 | R | RM 3PH 1000 AL PRI UG TAKEOFF | 0 | 13.74 | 1253.7
159838I | 159838 | I | IN 3PH 1000 AL PRI UG TAKEOFF | 3191.94 | 38.8 | 7389.37
159841R | 159841 | R | RM 3PH 1/0 AL PRI UG TAKEOFF | 0 | 6.6 | 602.06
159845I | 159845 | I | IN 3PH 4/0 AL PRI UG TAKEOFF | 1704.59 | 22.16 | 4077.52
159847R | 159847 | R | RM 3PH 1/0 AL PRI UG TAKEOFF | 0 | 6.39 | 581.07
159852I | 159852 | I | IN 3PH 1/0 AL PRI UG TAKEOFF | 1534.18 | 22.01 | 3857.69
159855R | 159855 | R | RM 1PH 1/0 AL PRI UG TAKEOFF | 0 | 2.69 | 245.49
159857I | 159857 | I | IN 1PH 1/0 AL PRI UG TAKEOFF | 584.44 | 11.46 | 1749.27
160138I | 160138 | I | In 1ph 2/0 UG SVC BASE | 74.81 | 13.08 | 1283.2
160147R | 160147 | R | Rm 1ph 2/0 UG SVC BASE | 0 | 1.64 | 150.13
160150I | 160150 | I | In 1ph 4/0 UG SVC BASE | 109.91 | 11.61 | 1191.07
160152R | 160152 | R | Rm 1ph 4/0 UG SVC BASE | 0 | 1.45 | 132.1
160154I | 160154 | I | In 1ph 500 UG SVC BASE | 258.06 | 13.84 | 1574.04
160156R | 160156 | R | RM 1ph 500 UG SVC BASE | 0 | 2.92 | 267.43
160160I | 160160 | I | In 3ph 4/0 UG SVC BASE | 106.5 | 12.12 | 1233.54
160161I | 160161 | I | In 3ph 2/0 UG SVC BASE | 85.43 | 10.75 | 1083.1
160162R | 160162 | R | Rm 3ph 2/0 UG SVC BASE | 0 | 1.41 | 129.44
160163R | 160163 | R | Rm 3ph 4/0 UG SVC BASE | 0 | 1.42 | 130.28
160164I | 160164 | I | In 3ph 500 UG SVC BASE | 277.64 | 10.91 | 1330.25
160166R | 160166 | R | Rm 3ph 500 UG SVC BASE | 0 | 2.79 | 255.27
160353I | 160353 | I | In 3ph 500 UG SVC 1' | 52.33 | 10.26 | 998.94
160354I | 160354 | I | In 3ph 500 UG SVC 101' | 619.09 | 20.26 | 2594.57
160355R | 160355 | R | Rm 3ph 500 UG SVC 101' | 0 | 0.97 | 88.6
160356R | 160356 | R | Rm 3ph 500 UG SVC 1' | 0 | 0 | 0
161314I | 161314 | I | IN 3PH 2/0 AAAC OH TAKEOFF | 618.46 | 14.7 | 2085.81
161318R | 161318 | R | RM 3PH 2/0 AAAC OH TAKEOFF | 0 | 6.7 | 609.37
161323I | 161323 | I | IN 3PH 336 ACSR OH TAKEOFF | 1920.82 | 42.13 | 6160.05
161338R | 161338 | R | RM 3PH 336 ACSR OH TAKEOFF | 0 | 29.43 | 2684.1
161344I | 161344 | I | Available | 187.08 | 0.96 | 314.81
161347I | 161347 | I | Available | 551.09 | 5.28 | 1146.11
161351I | 161351 | I | IN 3PH SPST SWITCH SALVAGE VALUE | 1242.01 | 24.07 | 3693.59
162458I | 162458 | I | IN 1 PH 1/0 AL PRI UG MAT'L PER FT | 1645.03 | 5.85 | 2517.96
162466R | 162466 | R | RM 1PH 1/0 AL PRI UG MAT'L PER FT | 0 | 1.36 | 124.47
162467I | 162467 | I | IN 3PH 1/0 AL PRI UG MAT'L PER FT | 3764.14 | 17.56 | 6142.96
162468R | 162468 | R | RM 3PH 1/0 AL PRI UG MAT'L PER FT | 0 | 1.72 | 156.81
162469R | 162469 | R | RM 3PH 4/0 AL PRI UG MAT'L PER FT | 0 | 1.72 | 156.81
162474I | 162474 | I | IN 3PH 4/0 AL PRI UG MAT'L PER FT | 5768.4 | 17.56 | 8561.31
162477I | 162477 | I | IN 3PH 1000 AL PRI UG MAT'L PER FT | 13153.36 | 23.74 | 18035.74
162478R | 162478 | R | RM 3PH 1000 AL PRI UG MAT'L PER FT | 0 | 1.67 | 152.76
162479I | 162479 | I | IN 1 PH 1/0 AL PRI UG COND PER FT | 342.66 | 2.2 | 613.73
162480I | 162480 | I | IN 4in conduit for 1/0&4/0 PRI | 937.27 | 2.2 | 1331.2
162483I | 162483 | I | INSTALL SIDEWALK GUY | 406.16 | 4 | 854.19
162484I | 162484 | I | IN 3PH 1000 AL PRI UG COND PER FT | 2161.25 | 2.52 | 2837.16
165456R | 165456 | R | RM 40' C4 wood pole | 0 | 1.15 | 105.2
165458R | 165458 | R | RM 45' C3 wood pole | 0 | 1.02 | 93.06
165462R | 165462 | R | RM 40' Type III concrete | 0 | 0.93 | 84.96
165464I | 165464 | I | In 336 & 2/0 SEC 150'spans | 16773.62 | 313.9 | 48865.61
165475I | 165475 | I | Install 2/0 neutral wire only | 1407.86 | 77.2 | 8739
165480I | 165480 | I | In 400 WHPS cobra & 4' brkt | 196 | 1.86 | 406.42
165487R | 165487 | R | Remove 2/0 neutral wire only | 0 | 19.35 | 1764.64
165493I | 165493 | I | Install 45' Type II light pole | 501.55 | 7.79 | 1315.2
165495R | 165495 | R | Remove #2 AWG Neutral only | 0 | 19.35 | 1764.64
165497I | 165497 | I | Install 4/0 neutral wire only | 2303.15 | 77.2 | 9819.26
165498R | 165498 | R | Remove 4/0 neutral wire only | 0 | 19.35 | 1764.64
165500I | 165500 | I | Street Light UG cable costs | 221.67 | 7.12 | 916.81
165508R | 165508 | R | Rm 40TIII 3 ph tangent | 0 | 2.2 | 200.27
165510I | 165510 | I | 4" PVC Schedule 40 | 150.34 | 11.69 | 1247.57
165514R | 165514 | R | Rm 45'T3 3ph tangent | 0 | 2.2 | 200.27
165523I | 165523 | I | In 40'C4 3ph tangent | 289.33 | 3.59 | 676.83
165526R | 165526 | R | Rm 40'C4 3ph tangent | 0 | 2.66 | 242.74
165534I | 165534 | I | Available | 357.33 | 8.98 | 1250.43
165535I | 165535 | I | In 45' Class 1 5210289 | 363.53 | 2.67 | 681.72
165569I | 165569 | I | INSTALL 40' Class 4 WOOD POLE | 198.42 | 2.67 | 482.49
165570I | 165570 | I | INSTALL 45' C4 WOOD POLE | 216.3 | 2.67 | 504.07
165571I | 165571 | I | INSTALL 50' WOOD POLE-SALVAGE VALUE | 426.4 | 2.67 | 757.57
165572I | 165572 | I | INSTALL 45' Class 3 WOOD-SALVAGE | 494.7 | 2.67 | 839.99
165573I | 165573 | I | INSTALL 60' Class 1 WOOD POLE | 632.82 | 22.18 | 2786.44
165574I | 165574 | I | INSTALL 45' Type II concrete POLE | 501 | 0.89 | 685.44
165575I | 165575 | I | INSTALL 70' WOOD POLE-SALVAGE VALUE | 1468 | 2.67 | 2014.37
165576I | 165576 | I | INSTALL 75' WOOD POLE-SALVAGE VALUE | 1121.48 | 2.67 | 1596.26
165577I | 165577 | I | INSTALL 40'CONC POLE-SALVAGE VALUE | 512.74 | 0.89 | 699.6
165578I | 165578 | I | INSTALL 45'CONC POLE-SALVAGE VALUE | 652.7 | 0.89 | 868.48
165579I | 165579 | I | INSTALL 50' Type 3 CONC POLE | 790.04 | 0.89 | 1034.19
165580I | 165580 | I | INSTALL 3 PHASE Handhole 12"x20" | 96.67 | 3.28 | 416.03
165674R | 165674 | R | Rm 3ph 4/0 Quadraplex OH Svc 150 ft | 0 | 0.51 | 45.88
165684I | 165684 | I | IN Inaccessibe 3/8" downguy/anchor | 130.03 | 6.43 | 743.54
165691R | 165691 | R | Rm Inaccess 1/4"or3/8"dnguy/anchor | 0 | 3.44 | 313.52
167940I | 167940 | I | INSTALL ONE SECONDARY CABINET | 4379.96 | 6.65 | 5891.73
168907R | 168907 | R | REMOVE ONE SECONDARY CABINET | 0 | 3.33 | 303.44
168910I | 168910 | I | INSTALL TWO SECONDARY CABINET | 9325.95 | 13.3 | 12466.43
168925R | 168925 | R | REMOVE TWO SECONDARY CABINETS | 0 | 6.66 | 606.88
191364I | 191364 | I | MACDILL ESTIMATE - 336 PRIMARY | 11263.46 | 2.16 | 13787.46
191374I | 191374 | I | INSTALL 3PH 336 PRI CKT 5400' | 236.99 | 0.06 | 291.63
191767I | 191767 | I | In 1 PHASE 2/0 UG SVC 100' | 100.9 | 0.01 | 122.65
191771I | 191771 | I | In 1 PHASE 4/0 UG SVC 100' | 151.24 | 0.01 | 183.39
191787I | 191787 | I | In 1 PHASE 500 UG SVC 120' | 371.38 | 0.01 | 449.01
191793I | 191793 | I | In 3 PHASE 2/0 UG SVC 110' | 137.4 | 0.02 | 167.53
191797I | 191797 | I | In 3 PHASE 4/0 UG SVC 120' | 214.26 | 0.02 | 260.33
191800I | 191800 | I | In 3 PHASE 500 UG SVC 120' | 501.59 | 0.02 | 607.02
191804I | 191804 | I | Install 2" pvc conduit 100' | 38.52 | 0.01 | 47.48
191807I | 191807 | I | Install 3" pvc conduit 100' | 66.48 | 0.01 | 81.21
191808I | 191808 | I | Install 4" pvc conduit 100' | 105.58 | 0.01 | 128.39
198629I | 198629 | I | Install 3 PH Substation Arresters | 1276.78 | 6.79 | 2159.56
198631I | 198631 | I | Install 3 PH ARM MOUNT ARR | 286.24 | 6.17 | 907.72
198647I | 198647 | I | Inl 3 PH arresters w/bracket | 329.63 | 6.39 | 980.32
198651I | 198651 | I | In 3 PH BRACKET MOUNT ARR CONCRETE | 331.59 | 7.59 | 1091.92
198725I | 198725 | I | In 3 PHASE 225 amp OCR | 7276.52 | 62.3 | 14462.24
198741I | 198741 | I | In 3 PHASE 140 amp OCR | 7276.53 | 62.3 | 14462.25
198743I | 198743 | I | In 3 PHASE 100 amp OCR | 3510.87 | 62.3 | 9918.6
200610I | 200610 | I | In S-9-161 AT HOOKER | 1140.85 | 22.07 | 3389.01
200631I | 200631 | I | In S-15-109 AT HOOKER | 2920.51 | 43.79 | 7517.86
200644I | 200644 | I | In S-9-160 AT HOOKER | 1077.38 | 18.64 | 2999.77
200660I | 200660 | I | In S-15-106 AT HOOKER | 830.09 | 12.13 | 2106.56
200665I | 200665 | I | In S-15-110 AT HOOKER | 3010.25 | 55.91 | 8730.34
200669I | 200669 | I | In S-22-85 AT HOOKER | 4371.39 | 52.61 | 10072.32
200670I | 200670 | I | GUY STUB AT HOOKER | 679.02 | 18.52 | 2508.54
200675I | 200675 | I | INSTALL LIGHT AT HOOKER | 874.42 | 2.53 | 1285.71
200688I | 200688 | I | INSTALL OH PRIMARY AT HOOKER | 4119.06 | 228.2 | 25781.54
200694I | 200694 | I | INSTALL 800' OH PRIMARY AT HOOKER | 7198.13 | 96.4 | 17476.45
203500I | 203500 | I | TWO MEN AND A TRUCK, HOURLY RATE | 0 | 2 | 182.39
203653I | 203653 | I | ONE MAN AND A TRUCK, HOURLY RATE | 0 | 1 | 91.2
203727I | 203727 | I | IN 2-3PH 336 PRI 45' CL2 w4/0N xarm | 38492.31 | 603.19 | 101452.24
210475I | 210475 | I | 3 PHASE 2/0 UG TAKEOFF | 1011.21 | 11.89 | 2303.38
210515I | 210515 | I | IN 3PH #2 AAAC OH TAKEOFF | 619.31 | 14.78 | 2094.52
210522I | 210522 | I | IN 3PH 1/0 AL PRI UG TAKEOFF | 997.38 | 13.76 | 2457.62
210536I | 210536 | I | IN 3PH 4/0 AL PRI UG TAKEOFF | 1527.87 | 21.58 | 3811.7
217712I | 217712 | I | Make service hot in handhole | 0 | 0.71 | 64.73
229459I | 229459 | I | In 3-10 kVA 208 OH | 2629.9 | 14.98 | 4538.68
229463I | 229463 | I | In 3-15 kVA 208 OH | 2447.55 | 14.98 | 4318.66
231280I | 231280 | I | In 3-10 kVA 120/240 OH | 2484.9 | 14.52 | 4322.58
231370I | 231370 | I | In 3-15 kVA 120/240 OH | 2693.96 | 14.83 | 4603.16
231372I | 231372 | I | In 3-25 kVA 120/240 OH | 3269.84 | 14.83 | 5298.03
231376I | 231376 | I | In 3-37.5 kVA 120/240 OH | 3857.82 | 14.83 | 6007.48
231378I | 231378 | I | In 3-50 kVA 120/240 OH | 4559.51 | 14.79 | 6849.88
231381I | 231381 | I | In 3-75 kVA 120/240 OH | 6559 | 15.52 | 9330.89
231383I | 231383 | I | In 3-100 kVA 120/240 OH | 8066.21 | 15.48 | 11144.46
239396I | 239396 | I | PULL IN PRIMARY CABLE | 0 | 2.09 | 190.16
254774I | 254774 | I | DIST ENG HDUG GRD TX APRIL 99 | 1265.2 | 31.94 | 4439.57
254808I | 254808 | I | DIST ENG HDUG GRD TX APRIL 99 | 1265.2 | 31.94 | 4439.57
254814I | 254814 | I | DIST ENG HDUGFRAMEOH APRIL 99 | 1367.2 | 14.72 | 2990.14
254825I | 254825 | I | DIST ENG HDUG GRD POL APRIL 99 | 253.04 | 6.39 | 887.92
254826I | 254826 | I | DIST ENG HDUGCONDMAT APRIL 99 | 3471.27 | 0 | 4188.52
254831I | 254831 | I | DIST ENG HDUG PRIMARY APRIL 99 | 14782.64 | 140.34 | 30634.5
254832I | 254832 | I | DIST ENG HDUG SECONDA APRIL 99 | 2666.25 | 73.75 | 9942.56
254837I | 254837 | I | DIST ENG HDUGSECCONDM APRIL 99 | 429.63 | 0 | 518.41
254840I | 254840 | I | DIST ENG HDUG METERS APRIL 99 | 0 | 35.2 | 3210.1
255483I | 255483 | I | DIST ENG HDUG METERS APRIL 99 | 0 | 35.2 | 3210.1
255484I | 255484 | I | DIST ENG HDUGSVCCONDM APRIL 99 | 8295.54 | 0 | 10009.72
255485I | 255485 | I | DIST ENG HDOH TX APRIL 99 | 22922.91 | 139.39 | 40369.56
255486I | 255486 | I | DIST ENG HDOH GRD TX APRIL 99 | 1201.94 | 30.34 | 4217.6
255494I | 255494 | I | DIST ENG HDOH PRI APRIL 99 | 1201.71 | 66.72 | 7535.27
255502I | 255502 | I | DIST ENG HDOH GRD PRI APRIL 99 | 63.26 | 1.6 | 221.97
255505I | 255505 | I | DIST ENG HDOH POLES APRIL 99 | 12124.28 | 183.75 | 31383.89
255506I | 255506 | I | DIST ENG HDOH HAUL APRIL 99 | 0 | 148.5 | 13542.6
255510I | 255510 | I | DIST ENG HDOH SEC APRIL 99 | 13234.35 | 239.28 | 37789.34
255519I | 255519 | I | DIST ENG HDOH SERVICE APRIL 99 | 6918.03 | 281.81 | 34047.6
255521I | 255521 | I | DIST ENG HDOH METER APRIL 99 | 0 | 35.2 | 3210.1
255525I | 255525 | I | DIST ENG LDUG APRIL 99 | 59446.56 | 73.3 | 78412.06
255534I | 255534 | I | DIST ENG LDUG APRIL 99 | 1518.24 | 38.33 | 5327.48
255535I | 255535 | I | DIST ENG LDUG APRIL 99 | 683.6 | 7.35 | 1495.14
255538I | 255538 | I | DIST ENG LDUG APRIL 99 | 126.52 | 3.19 | 443.96
255541I | 255541 | I | DIST ENG LDUG APRIL 99 | 5360.47 | 0 | 6467.95
255542I | 255542 | I | DIST ENG LDUG APRIL 99 | 23876.71 | 144.89 | 42022.77
255543I | 255543 | I | DIST ENG LDUG APRIL 99 | 5789.97 | 122.23 | 18133.58
255544I | 255544 | I | DIST ENG LDUG APRIL 99 | 1282.78 | 0 | 1547.85
255545I | 255545 | I | DIST ENG LDUG APRIL 99 | 22985.94 | 2.39 | 27952.49
255546I | 255546 | I | DIST ENG LDUG APRILL 99 | 0 | 42 | 3830.23
255547I | 255547 | I | DIST ENG LDUG APRIL 99 | 10889.91 | 0 | 13139.76
255552I | 255552 | I | DIST ENG LDOH TX APRIL 99 | 32767.62 | 214.37 | 59088.73
255553I | 255553 | I | DIST ENG LDOH GRD TX APRIL 99 | 1518.24 | 38.33 | 5327.48
255563I | 255563 | I | DIST ENG LDOH PRI APRIL 99 | 2294.87 | 103.86 | 12239.39
255565I | 255565 | I | DIST ENG LDOH GRD PRI APRIL 99 | 126.52 | 3.19 | 443.96
255567I | 255567 | I | DIST ENG LDOH POLES APRIL 99 | 21384.32 | 376.5 | 60137.61
255568I | 255568 | I | DIST ENG LDOH HAUL APRIL 99 | 0 | 204.6 | 18658.69
255569I | 255569 | I | DIST ENG LDOH SEC APRIL 99 | 19837.42 | 325.06 | 53579.77
255571I | 255571 | I | DIST ENG LDOH SERVICE APRIL 99 | 8020.91 | 336.23 | 40340.91
255572I | 255572 | I | DIST ENG LDOH METER APRIL 99 | 0 | 32.61 | 1737.33
257177I | 257177 | I | DIST ENG HDUG METERS APRIL 99 | 0 | 35.2 | 3210.1
257183I | 257183 | I | DIST ENG HDUGSERCABLE APRIL 99 | 17187.68 | 1.78 | 20901.38
288741I | 288741 | I | RELOCATE 4 DEADEND CONDUCTORS | 0 | 10.65 | 970.99
289233R | 289233 | R | Rm 3-15 kVA 208 OH | 0 | 6.57 | 599.02
289246R | 289246 | R | Rm 3-10 kVA 208 OH | 0 | 6.57 | 599.02
290620I | 290620 | I | RELOCATE 3 DEADEND CONDUCTORS | 0 | 9.05 | 825.32
290621I | 290621 | I | RELOCATE 2 DEADEND CONDUCTORS | 0 | 6.74 | 614.95
290622I | 290622 | I | RELOCATE 1 DEADEND CONDUCTOR | 0 | 4.26 | 388.4
290638I | 290638 | I | RELOCATE 4 ADDITIONAL SPAN CONDUCT | 0 | 6.21 | 566.41
290639I | 290639 | I | RELOCATE 3 ADDITIONAL SPAN CONDUCT | 0 | 5.32 | 485.5
290640I | 290640 | I | RELOCATE 2 ADDITIONAL SPAN CONDUCT | 0 | 4.35 | 396.48
290641I | 290641 | I | RELOCATE 1 ADDITIONAL SPAN CONDUCT | 0 | 2.84 | 258.93
290816I | 290816 | I | INSTALL 40 CONC DEADEND POLE #2PRI | 1652.17 | 25.33 | 4303.66
290819I | 290819 | I | INSTALL 45 CONC DEADEND POLE #2PRI | 1932.09 | 25.33 | 4641.42
290820I | 290820 | I | INSTALL40CONCDEADEND POLE2-#2PRI | 1922.35 | 20.4 | 4180.59
290821I | 290821 | I | INSTALL45CONC DEADEND POLE2-#2PRI | 2143.25 | 28.31 | 5167.27
290822I | 290822 | I | INSTALL40CONC DEADEND POLE3-#2PRI | 2333.43 | 33.63 | 5882.27
290823I | 290823 | I | INSTALL45CONC DEADEND POLE3-#2PRI | 2613.35 | 33.63 | 6220.03
290826I | 290826 | I | INSTALL40CONC DEADEND POLE3-2/0PRI | 2348.97 | 33.83 | 5919.24
290827I | 290827 | I | INSTALL45CONC DEADEND POLE3-2/0PRI | 2631.37 | 33.83 | 6259.99
290828I | 290828 | I | INSTALL45CONC DEADEND POLE3-336PRI | 2618.39 | 38.44 | 6664.01
292204I | 292204 | I | In 2inch pvc lighting conduit 100ft | 39.86 | 2.06 | 236.01
292864I | 292864 | I | 45' open wye | 736.3 | 4.7 | 1317.26
292868I | 292868 | I | 45' open wye | 324.8 | 2.09 | 582.06
292869I | 292869 | I | 45' concrete | 614.5 | 4.7 | 1170.3
292874I | 292874 | I | 40' open wye | 256.8 | 2 | 491.91
295620I | 295620 | I | Splice 1 - 1/0 UG Primary Cable | 58.64 | 3.02 | 345.88
295623I | 295623 | I | Splice 1 - 4/0 UG Primary Cable | 61.76 | 0 | 197.81
295624I | 295624 | I | Splice 1 - 1000 UG Primary Cable | 182.49 | 3.02 | 495.31
296169I | 296169 | I | Splice Box 48 x 96 x 60 | 3024 | 0 | 3648.76
304842I | 304842 | I | DIST ENG LDUG AUG 02 | 61128.73 | 113.48 | 84107.26
304844I | 304844 | I | DIST ENG LDUG AUG 02 | 810.12 | 10.54 | 1939.1
304845I | 304845 | I | DIST ENG LDUG AUG 02 | 3816.91 | 69.52 | 10945.25
304848I | 304848 | I | DIST ENG LDUG AUG 02 | 24806.1 | 143.76 | 43043.83
304849I | 304849 | I | DIST ENG LDUG AUG 02 | 5271.6 | 128.56 | 18084.52
304850I | 304850 | I | DIST ENG LDUG AUG 02 | 2766.75 | 45.37 | 7474.58
304851I | 304851 | I | DIST ENG LDUG AUG 02 | 23135.22 | 2.4 | 28134.03
304852I | 304852 | I | DIST ENG LDUG AUG 02 | 0 | 42 | 3830.23
304854I | 304854 | I | DIST ENG LDUG AUG 02 | 15955.15 | 751.24 | 87761.25
304856I | 304856 | I | DIST ENG LDUG AUG 02 | 0 | 42 | 3830.23
304858I | 304858 | I | DIST ENG LDUG AUG 02 | 10889.91 | 0 | 13139.76
305097I | 305097 | I | DIST ENG LDOH TX AUG 02 | 34392.4 | 213.99 | 61010.1
308175R | 308175 | R | REMOVE SIDEWALK GUY | 0 | 3.28 | 299.38
308751I | 308751 | I | INSTALL TRIPLE TRANSCLOSURE | 12766.97 | 2.53 | 15635.24
308752I | 308752 | I | DIST ENG LDOH PRI AUG 02 | 2293.27 | 92.18 | 11173.5
308754T | 308754 | T | RAISE OR LOWER ABOVE GRADE HANDHOLE | 0 | 2.66 | 242.74
308755I | 308755 | I | DIST ENG LDOH POLES AUG 02 | 22430.79 | 464.02 | 69381.24
308756R | 308756 | R | REMOVE 1? ABOVE GRND HANDHOLE | 0 | 1.33 | 126.8
308757I | 308757 | I | DIST ENG LDOH SEC AUG 02 | 16463.61 | 417.42 | 57932.61
308759I | 308759 | I | DIST ENG LDOH SERVICE AUG 02 | 8842.1 | 378.32 | 45169.84
308760I | 308760 | I | INSTALL 1? ABOVE GRND HANDHOLE | 164.73 | 2.79 | 453.65
308763I | 308763 | I | DIST ENG HDUG TX AUG 02 | 44382.39 | 60.68 | 59086.57
308764I | 308764 | I | DIST ENG HDUG GRD TX AUG 02 | 1265.2 | 31.94 | 4439.57
308769I | 308769 | I | DIST ENG HDUGFRAMEOH AUG 02 | 1367.2 | 14.72 | 2990.14
308770I | 308770 | I | DIST ENG HDUG GRD POL AUG 02 | 253.04 | 6.39 | 887.92
308773I | 308773 | I | DIST ENG HDUGCONDMAT AUG 02 | 3471.27 | 0 | 4188.52
308774I | 308774 | I | DIST ENG HDUG PRIMARY AUG 02 | 14782.64 | 140.34 | 30634.5
308775I | 308775 | I | DIST ENG HDUG SECONDA AUG 02 | 2671.07 | 73.75 | 9948.43
308777I | 308777 | I | DIST ENG HDUGSECCONDM AUG 02 | 431.3 | 0 | 520.43
308778I | 308778 | I | DIST ENG HDUGSERCABLE AUG 02 | 17187.68 | 1.78 | 20901.38
308779I | 308779 | I | DIST ENG HDUG METERS AUG 02 | 0 | 35.2 | 3210.1
308780I | 308780 | I | DIST ENG HDUGSVCCONDM AUG 02 | 8295.54 | 0 | 10009.72
308782I | 308782 | I | DIST ENG HDOH TX AUG 02 | 24124.85 | 169.73 | 44587.16
308783I | 308783 | I | IN 3 PHASE 500CU(TX RISER)-SEC CAB | 5727.92 | 43.18 | 10849.63
308785I | 308785 | I | DIST ENG HDOH PRI AUG 02 | 1556.03 | 75.68 | 8780.04
308786I | 308786 | I | IN 3 PHASE 500CU(NETWORKCABLE) | 6403.01 | 43.14 | 11660.11
308787I | 308787 | I | DIST ENG HDOH POLES AUG 02 | 11430.61 | 330.94 | 43970.45
308789I | 308789 | I | 500CU SECONDARY cable cost | 345.5 | 0 | 417.11
308790I | 308790 | I | DIST ENG HDOH SEC AUG 02 | 13234.35 | 239.28 | 37789.34
308793I | 308793 | I | DIST ENG HDOH SERVICE AUG 02 | 6918.03 | 281.81 | 34047.6
308795I | 308795 | I | DIST ENG HDOH METER AUG 02 | 0 | 35.2 | 3210.1
313160I | 313160 | I | NEW ABOVE GROUND HANDHOLE | 106.84 | 0 | 128.91
320417I | 320417 | I | 2 INCH GALVANIZED ELBOW COST | 28.42 | 0.58 | 86.88
329250I | 329250 | I | INSTALL ONE 100 AMP REGULATOR | 7872.03 | 3.6 | 9827.06
331272I | 331272 | I | INSTALL 3PH TANGENT 50 FOOT POLE | 539.44 | 6.53 | 1245.95
331276R | 331276 | R | REMOVE 3PH TANGENT 50 FOOT POLE | 0 | 5.09 | 463.57
331334I | 331334 | I | INSTALL 3PH 2/0 PRI WIRE ONLY | 5729.99 | 188.45 | 24100.36
331335I | 331335 | I | INSTALL 336 PRI ONLY | 9845.86 | 148.55 | 25427.15
331342I | 331342 | I | INSTALL #2PRI WIRE ONLY | 1522.69 | 108.68 | 11748.64
331347R | 331347 | R | INSTALL 3PH #2PRI WIRE ONLY | 0 | 192.06 | 17515.13
331356R | 331356 | R | REMOVE 3PH 336 WIRE ONLY | 0 | 146.77 | 13384.92
331404R | 331404 | R | Remove 600 KVAR OH CAP BANK | 0 | 2.99 | 273.09
331414R | 331414 | R | REMOVE 1200 KVAR OH CAP ONLY | 0 | 2.99 | 273.09
332676I | 332676 | I | 3 INCH PVC ELBOW COST | 4.55 | 0.58 | 58.08
332689I | 332689 | I | 4 INCH GALVANIZED ELBOW COST | 79.25 | 0.58 | 148.21
332695I | 332695 | I | 4 INCH PVC ELBOW COST | 6.56 | 0.58 | 60.51
340156I | 340156 | I | IN 1-336 ckt w4/0N 45' cl 2 triang | 24252.8 | 285.34 | 55284.71
340159I | 340159 | I | IN 2- 336 CKTs Vertical on 45' cl 2 | 38858.68 | 623.29 | 103727.56
340165I | 340165 | I | IN 2- 336 CKTS 45' cl 2 XARM | 40585.06 | 669.75 | 110048.66
340390I | 340390 | I | IN 336CKT 4/0N 45' CL2 175'spans | 25872.35 | 396.34 | 67361.7
340396I | 340396 | I | RM 4/0 IN 1-336 ckt XARM | 9891.49 | 306.24 | 39861.8
340396R | 340396 | R | RM 4/0 IN 1-336 ckt XARM | 0 | 60.28 | 5497.02
340404I | 340404 | I | IN 2- 336 CKTs Vertical on 45' cl 2 | 41072.58 | 697.84 | 113198.72
340425I | 340425 | I | INSTALL 3PH 336CKT 45' CL4 POLES | 26225.63 | 365.36 | 64962.57
340434I | 340434 | I | IN 1-336 ckt w4/0N 45' cl 2 triang | 27846.79 | 356.81 | 66138.99
340436I | 340436 | I | IN 2- 336 CKTS 45' cl 2 XARM | 42996.02 | 756.93 | 120907.74
340457I | 340457 | I | IN 2- 336 CKTs 4/0N no poles | 24442.72 | 424.7 | 68223.32
340732I | 340732 | I | IN ONE 336 CKT Vertical on 45' cl 2 | 24718.59 | 365.29 | 63137.62
340740I | 340740 | I | IN ONE 336 CKT Vertical on 45' cl 2 | 26437.01 | 409.85 | 69275.15
340746I | 340746 | I | IN ONE 336 CKT Vertical on 45' cl 2 | 28480.27 | 465.54 | 76818.94
340851I | 340851 | I | RM TRI IN 2- 336 CKTs Vertical | 31079.04 | 613.37 | 93436.52
340851R | 340851 | R | RM TRI IN 2- 336 CKTs Vertical | 0 | 175.15 | 15973.3
341066I | 341066 | I | RM TRI IN 2- 336 CKTs Vertical | 33566.61 | 689.58 | 103388.96
341066R | 341066 | R | RM TRI IN 2- 336 CKTs Vertical | 0 | 200.69 | 18302.03
341068I | 341068 | I | RM TRI IN 2- 336 CKTs Vertical | 36571.31 | 784.83 | 115701.34
341068R | 341068 | R | RM TRI IN 2- 336 CKTs Vertical | 0 | 232.6 | 21212.43
341069I | 341069 | I | RPL POLES&N IN 2- 336 CKTs XARM | 26449.01 | 541.64 | 81307.56
341069R | 341069 | R | RPL POLES&N IN 2- 336 CKTs XARM | 0 | 135.71 | 12376.6
341094I | 341094 | I | RPL POLES&N IN 2- 336 CKTs XARM | 28155.84 | 605.57 | 89198.22
341094R | 341094 | R | RPL POLES&N IN 2- 336 CKTs XARM | 0 | 155.18 | 14151.76
341100I | 341100 | I | RPL POLES&N IN 2- 336 CKTs XARM | 30184.61 | 685.48 | 98933.36
341100R | 341100 | R | RPL POLES&N IN 2- 336 CKTs XARM | 0 | 179.51 | 16370.68
341108I | 341108 | I | RM VERT PRI IN 2- 336 CKTs Vertical | 31079.04 | 613.37 | 93436.52
341108R | 341108 | R | RM VERT PRI IN 2- 336 CKTs Vertical | 0 | 175.15 | 15973.3
341746I | 341746 | I | RM VERT PRI IN 2- 336 CKTs Vertical | 33566.61 | 689.58 | 103388.96
341746R | 341746 | R | RM VERT PRI IN 2- 336 CKTs Vertical | 0 | 200.69 | 18302.03
341860I | 341860 | I | RM VERT PRI IN 2- 336 CKTs Vertical | 36571.31 | 784.83 | 115701.34
341860R | 341860 | R | RM VERT PRI IN 2- 336 CKTs Vertical | 0 | 232.6 | 21212.43
341874I | 341874 | I | RPL TRI&N IN 2- 336 CKTs XARM | 29234.22 | 610.4 | 90939.3
341874R | 341874 | R | RPL TRI&N IN 2- 336 CKTs XARM | 0 | 132.25 | 12061
341882I | 341882 | I | RM XARM PRI IN 2- 336 CKTs Vertical | 31079.04 | 613.37 | 93436.52
341882R | 341882 | R | RM XARM PRI IN 2- 336 CKTs Vertical | 0 | 178.61 | 16288.9
341888I | 341888 | I | RPL TRI&N IN 2- 336 CKTs XARM | 31386.67 | 685.33 | 100371
341888R | 341888 | R | RPL TRI&N IN 2- 336 CKTs XARM | 0 | 151.19 | 13787.85
341905I | 341905 | I | RPL TRI&N IN 2- 336 CKTs XARM | 33972.48 | 778.99 | 112032.48
341905R | 341905 | R | RPL TRI&N IN 2- 336 CKTs XARM | 0 | 174.85 | 15945.85
341934I | 341934 | I | RM XARM PRI IN 2- 336 CKTs Vertical | 33566.61 | 689.58 | 103388.96
341934R | 341934 | R | RM XARM PRI IN 2- 336 CKTs Vertical | 0 | 204.68 | 18666.17
341938I | 341938 | I | Install PLF,ground | 325.47 | 5.59 | 902.7
341941I | 341941 | I | RM XARM PRI IN 2- 336 CKTs Vertical | 36541.4 | 777.69 | 115013.87
341941R | 341941 | R | RM XARM PRI IN 2- 336 CKTs Vertical | 0 | 237.26 | 21637.26
347838R | 347838 | R | Rm single phase cutout | 0 | 1.5 | 137.59
356292I | 356292 | I | 4C 500 CU | 10671.96 | 0.03 | 12879.43
356747I | 356747 | I | DIST ENG HDOH TX DEC 02 | 22796.69 | 141.03 | 40364.28
356752I | 356752 | I | DIST ENG HDOH PRI DEC 02 | 1551.46 | 53.77 | 6775.03
356756I | 356756 | I | DIST ENG HDOH POLES DEC 02 | 15063.52 | 278.87 | 43606.91
356769I | 356769 | I | DIST ENG HDOH SEC DEC 02 | 9419.66 | 226 | 31975.71
356776I | 356776 | I | DIST ENG HDOH SERVICE DEC 02 | 8711.86 | 284.3 | 36438.23
356888I | 356888 | I | DIST ENG LDOH POLES DEC 02 | 24545.84 | 475.62 | 72990.58
357098I | 357098 | I | DIST ENG LDUG DEC 02 | 5543.84 | 69.52 | 13028.97
357108I | 357108 | I | DIST ENG LDOH SERVICE DEC 02 | 8937.58 | 378.33 | 45285.94
357280I | 357280 | I | DIST ENG LDOH SEC DEC 02 | 16684.86 | 365.72 | 53484.99
358921I | 358921 | I | INSTALL 3? ABOVE GRND HANDHOLE | 184.1 | 3.28 | 521.52
358924R | 358924 | R | REMOVE 3? ABOVE GRND HANDHOLE | 0 | 1.33 | 128.62
363728I | 363728 | I | INSTALL PMH-10 | 20915.75 | 16.28 | 26721.82
363749I | 363749 | I | PMH-10 SALVAGE VALUE | 14831.91 | 0 | 17896.18
364457I | 364457 | I | IN 3 PHASE 500CU(NETWORKCABLE) | 3389.88 | 9.15 | 4924.96
366012I | 366012 | I | IN 2PH 1/0 AL PRI UG TAKEOFF | 1038.62 | 18.42 | 2933.2
366013R | 366013 | R | RM 2PH 1/0 AL PRI UG TAKEOFF | 0 | 4.06 | 369.19
366020I | 366020 | I | IN 2PH #2 AAAC OH TAKEOFF | 463.22 | 6.06 | 1110.55
366024R | 366024 | R | RM 2PH #2 AAAC OH TAKEOFF | 0 | 1.69 | 153.75
370470I | 370470 | I | INSTALL 3PH 1000 STRESS CONES | 240.73 | 13 | 1475.87
370512I | 370512 | I | INSTALL 1PH 1/0 STRESS CONE | 41.33 | 3.9 | 405.9
370514I | 370514 | I | INSTALL 3PH 1/0 STRESS CONES | 65.56 | 13 | 1264.51
370516I | 370516 | I | INSTALL 3PH 4/0 STRESS CONES | 124.71 | 13 | 1335.89
370517I | 370517 | I | INSTALL 1PH 1/0 POTHEAD | 52.59 | 2.4 | 282.92
370518I | 370518 | I | INSTALL 3PH 1/0 POTHEADS | 140.44 | 7.2 | 825.91
370521I | 370521 | I | INSTALL 3PH 4/0 POTHEADS | 165.37 | 7.2 | 855.99
370523I | 370523 | I | INSTALL 3PH 1000 POTHEADS | 324.67 | 11.26 | 1419.13
372662R | 372662 | R | REMOVE TRIPLE TRANSCLOSURE | 0 | 0.71 | 64.73
372664I | 372664 | I | INSTALL SINGLE TRANSCLOSURE | 4855.5 | 2.53 | 6089.26
372672R | 372672 | R | REMOVE SINGLE TRANSCLOSURE | 0 | 0.71 | 64.73
372677I | 372677 | I | INSTALL DOUBLE TRANSCLOSURE | 2895.07 | 2.53 | 3723.8
372681R | 372681 | R | REMOVE DOUBLE TRANSCLOSURE | 0 | 0.71 | 64.73
372810I | 372810 | I | INSTALL 3 PH LBC - 3 Pos CABINET | 1607.04 | 4.53 | 2351.72
372938R | 372938 | R | Remove 3 PH LBC - 3 Pos CABINET | 0 | 2.04 | 186.1
372945R | 372945 | R | Remove 3 PH LBC - 4 Pos CABINET | 0 | 2.04 | 186.1
372947I | 372947 | I | Install 3 PH LBC - 4 Pos CABINET | 1652.37 | 4.53 | 2406.42
372952I | 372952 | I | Install 1 PH LBC - 4 Pos CABINET | 1016.32 | 4.53 | 1638.96
372956R | 372956 | R | Remove 1 PH LBC - 4 Pos CABINET | 0 | 2.04 | 186.1
372959R | 372959 | R | Remove 1 PH LBC - 3 Pos CABINET | 0 | 2.04 | 186.1
372960I | 372960 | I | Install 1 PH LBC - 3 Pos CABINET | 1003.67 | 4.53 | 1623.7
374041I | 374041 | I | Install 6 INCH GALVANIZED CONDUIT | 626.95 | 3.18 | 1046.03
374043I | 374043 | I | Install 4 INCH GALVANIZED CONDUIT | 202.22 | 3.18 | 533.55
374046I | 374046 | I | Install 2 INCH GALVANIZED CONDUIT | 60.86 | 3.07 | 353.4
378843I | 378843 | I | Install 500 CU UG PRIMARY 600' | 21648.43 | 36.46 | 29446.18
391950I | 391950 | I | RM 40C4 9-35 IN 45C2 9-61FIG1 | 420.97 | 6.53 | 1103.01
391950R | 391950 | R | RM 40C4 9-35 IN 45C2 9-61FIG1 | 0 | 2.6 | 236.67
392567I | 392567 | I | RM 40C4 9-35 IN 45 C2 15-11 | 513.34 | 9.19 | 1457.21
392567R | 392567 | R | RM 40C4 9-35 IN 45 C2 15-11 | 0 | 2.6 | 236.67
392574I | 392574 | I | RM 40C4 9-35 IN 45 C2 15-44 | 534 | 10.39 | 1591.38
392574R | 392574 | R | RM 40C4 9-35 IN 45 C2 15-44 | 0 | 2.6 | 236.67
392593I | 392593 | I | RM 40C4 9-11 IN 45 C2 9-11 | 410.64 | 5.93 | 1035.92
392593R | 392593 | R | RM 40C4 9-11 IN 45 C2 9-11 | 0 | 2.73 | 248.81
392600I | 392600 | I | RM 40C4 9-11 IN 45 C2 15-11 | 513.34 | 9.19 | 1457.21
392600R | 392600 | R | RM 40C4 9-11 IN 45 C2 15-11 | 0 | 2.73 | 248.81
392605I | 392605 | I | RM 40C4 9-11 IN 45 C2 15-44 | 534 | 10.39 | 1591.38
392605R | 392605 | R | RM 40C4 9-11 IN 45 C2 15-44 | 0 | 2.73 | 248.81
392609I | 392609 | I | RM 40C4 9-27 IN 45 C2 9-27 | 540.33 | 5.86 | 1186
392609R | 392609 | R | RM 40C4 9-27 IN 45 C2 9-27 | 0 | 3.53 | 321.64
392954I | 392954 | I | RM 40C4 9-35 IN 45C2 9-61FIG1 | 1209.77 | 8.17 | 2204.47
392954R | 392954 | R | RM 40C4 9-35 IN 45C2 9-61FIG1 | 0 | 2.6 | 236.67
394006I | 394006 | I | RM 40C4 22-9 IN 45C2 9-35 | 400.87 | 3.39 | 793.19
394006R | 394006 | R | RM 40C4 22-9 IN 45C2 9-35 | 0 | 8.85 | 805.59
394023I | 394023 | I | RM 40C4 22-17 IN 45C2 22-9 | 1420.66 | 24.65 | 3961.76
394023R | 394023 | R | RM 40C4 22-17 IN 45C2 22-9 | 0 | 5.2 | 474.07
394037I | 394037 | I | IN 45C2 SPEC 22-17 | 868.17 | 12.32 | 2170.51
394333I | 394333 | I | can not TRANSFER SIDEWALK GUY | 406.16 | 4 | 854.19
394570R | 394570 | R | RM 600 KVAR OH CAP BANK | 0 | 9.88 | 901.34
394573R | 394573 | R | Remove 1200 KVAR OH CAP BANK | 0 | 9.88 | 901.34
394577R | 394577 | R | Remove 3 PH arm mount Arresters | 0 | 2.49 | 226.56
394591I | 394591 | I | Install 2 PH ARM MOUNT ARR | 249.25 | 5.02 | 757.92
394596R | 394596 | R | Remove 2 PH ARM MOUNT ARR | 0 | 1.73 | 157.79
394608I | 394608 | I | In 2 PH arresters w/bracket | 266.22 | 6.48 | 911.9
394612R | 394612 | R | Remove 2 PH pole MOUNT ARR | 0 | 1.73 | 157.79
394620R | 394620 | R | Remove 3 PH BRACKET MOUNT ARR WOOD | 0 | 1.95 | 178.01
394626R | 394626 | R | RM 3 PH BRACKET MOUNT ARR CONCRETE | 0 | 1.95 | 178.01
394629I | 394629 | I | In 1 PH BRACKET & ARRester | 215.53 | 4.39 | 660.58
394656R | 394656 | R | Rm 1 PH BRACKET MOUNT ARR | 0 | 0.67 | 60.68
394687I | 394687 | I | INSTALL 55 FT WOOD POLE | 494.7 | 2.67 | 839.99
394769I | 394769 | I | In 1ph OH #2triplex SVC 75' FT | 54.17 | 1.61 | 211.69
394769R | 394769 | R | In 1ph OH #2triplex SVC 75' FT | 0 | 0.5 | 45.18
394778I | 394778 | I | In 1phOH 2/0triplex SVC 75 FT | 84.05 | 1.61 | 247.74
394778R | 394778 | R | In 1phOH 2/0triplex SVC 75 FT | 0 | 0.5 | 45.18
394781I | 394781 | I | In 1phOH 4/0triplex SVC 75 FT | 123.2 | 1.61 | 294.97
394781R | 394781 | R | In 1phOH 4/0triplex SVC 75 FT | 0 | 0.5 | 45.18
394785I | 394785 | I | In 3phOH #2quad SVC 75 FT | 76.18 | 1.61 | 238.24
394785R | 394785 | R | In 3phOH #2quad SVC 75 FT | 0 | 0.5 | 45.18
394787I | 394787 | I | In 3phOH 2/0quad SVC75 FT | 117.24 | 1.61 | 287.78
394787R | 394787 | R | In 3phOH 2/0quad SVC75 FT | 0 | 0.5 | 45.18
394788I | 394788 | I | In 3phOH 4/0quad SVC 75 FT | 164.97 | 1.61 | 345.37
394788R | 394788 | R | In 3phOH 4/0quad SVC 75 FT | 0 | 0.5 | 45.18
394827I | 394827 | I | In & Rm 1ph 4/0 UG TAKEOFF | 82.59 | 2.35 | 316.02
394827R | 394827 | R | In & Rm 1ph 4/0 UG TAKEOFF | 0 | 0.67 | 60.89
394838I | 394838 | I | In & Rm 3ph 4/0 UG TAKEOFF | 94.28 | 4.7 | 543.19
394838R | 394838 | R | In & Rm 3ph 4/0 UG TAKEOFF | 0 | 0.67 | 60.9
394850I | 394850 | I | Transfer BRACKET for communication | 7.21 | 0.23 | 29.76
394850R | 394850 | R | Transfer BRACKET for communication | 0 | 0.23 | 21.06
394855I | 394855 | I | Transfer 2 communication cables | 0 | 0.46 | 42.13
394855R | 394855 | R | Transfer 2 communication cables | 0 | 0.46 | 42.13
394939I | 394939 | I | INSTALL 50 FT WOOD POLE | 426.4 | 2.67 | 757.57
394940I | 394940 | I | INSTALL 45FTC2 WOOD POLE | 307.93 | 2.67 | 614.63
394941I | 394941 | I | IN 45FT SPUN CONC 5210450 | 4268.44 | 55 | 10166.07
394942I | 394942 | I | IN 45FT SPUN CONC 5210455 | 2008.03 | 55 | 7438.66
394943I | 394943 | I | IN 50FT SPUN CONC 5210601 | 3310.33 | 55 | 9010.01
394944I | 394944 | I | IN 55FT SPUN CONC 5210603 | 3048.95 | 55 | 8694.63
396968I | 396968 | I | Install cover for switchgear pad | 323.28 | 0 | 390.09
398218I | 398218 | I | Install 3 x 8 Alum cover | 666.1 | 0 | 803.72
398220I | 398220 | I | Install 4 x 6 Alum cover | 789.93 | 0 | 953.13
398222I | 398222 | I | Install 2 x 5 Alum cover | 558.07 | 0 | 673.37
402961I | 402961 | I | INSTALL 45FTC2 Spec 9-11 | 410.64 | 5.93 | 1035.92
402969I | 402969 | I | INSTALL 45FTC2 Spec 9-35 F2 | 399.33 | 3.33 | 785.27
402976I | 402976 | I | INSTALL 45FTC2 Spec 9-61 F3 | 403.97 | 3.86 | 839.42
402981I | 402981 | I | INSTALL 45FTC2 Spec 9-61 F1 | 420.97 | 6.53 | 1103.01
403860I | 403860 | I | INSTALL 50' SELF SUPPORTING CONCRET | 3906.56 | 84.98 | 12463.03
404460I | 404460 | I | DIST ENG LDUG OCT 03 | 61128.73 | 113.48 | 84107.26
404462I | 404462 | I | DIST ENG LDUG OCT 03 | 810.12 | 10.54 | 1939.1
404463I | 404463 | I | DIST ENG LDUG OCT 03 | 5543.84 | 69.52 | 13028.97
404467I | 404467 | I | DIST ENG LDUG OCT 03 | 24806.1 | 143.76 | 43043.83
404471I | 404471 | I | DIST ENG LDUG OCT 03 | 5271.6 | 128.56 | 18084.52
404473I | 404473 | I | DIST ENG LDUG OCT 03 | 2766.75 | 45.37 | 7474.58
404475I | 404475 | I | DIST ENG LDUG OCT 03 | 23135.22 | 2.4 | 28134.03
404483I | 404483 | I | DIST ENG LDUG OCT 03 | 0 | 42 | 3830.23
404486I | 404486 | I | DIST ENG LDUG OCT 03 | 15955.15 | 751.24 | 87761.25
404490I | 404490 | I | DIST ENG LDOH TX OCT 03 | 34392.4 | 213.99 | 61010.1
404493I | 404493 | I | DIST ENG LDOH PRI OCT 03 | 2293.27 | 92.18 | 11173.5
404494I | 404494 | I | DIST ENG LDOH POLES OCT 03 | 24545.84 | 475.62 | 72990.58
404495I | 404495 | I | DIST ENG LDOH SEC OCT 03 | 16684.86 | 365.72 | 53484.99
404496I | 404496 | I | DIST ENG LDOH SERVICE OCT 03 | 8937.58 | 378.33 | 45285.94
462879I | 462879 | I | IN ONE 336 CKT Vertical on 45' cl 2 | 19460.59 | 478.57 | 67123.82
521257I | 521257 | I | DIST ENG LDUG OCT 04 | 68224.29 | 134.7 | 94602.69
521260I | 521260 | I | DIST ENG LDUG OCT 04 | 1620.24 | 21.08 | 3878.2
521263I | 521263 | I | DIST ENG LDUG OCT 04 | 6941.03 | 92.67 | 16825.66
521305I | 521305 | I | DIST ENG LDUG OCT 04 | 31306.05 | 157.76 | 52160.22
521310I | 521310 | I | DIST ENG LDUG OCT 04 | 4554.02 | 128.53 | 17215.5
521311I | 521311 | I | DIST ENG LDUG OCT 04 | 1698.7 | 45.32 | 6183.6
521312I | 521312 | I | DIST ENG LDUG OCT 04 | 19995.31 | 2.08 | 24315.66
521315I | 521315 | I | DIST ENG LDUG OCT04 | 0 | 42 | 3830.23
521316I | 521316 | I | DIST ENG LDUG OCT 04 | 9694.5 | 692.42 | 74844.33
521541I | 521541 | I | DIST ENG LDUG OCT 04 | 76296.34 | 134.69 | 104342.42
521932I | 521932 | I | DIST ENG LDUG OCT 04 | 61128.73 | 113.48 | 84107.26
521935I | 521935 | I | DIST ENG LDUG OCT 04 | 810.12 | 10.54 | 1939.1
521936I | 521936 | I | DIST ENG LDUG OCT 04 | 5543.84 | 69.52 | 13028.97
521937I | 521937 | I | DIST ENG LDUG OCT 04 | 24806.1 | 143.76 | 43043.83
521938I | 521938 | I | DIST ENG LDUG OCT 04 | 5271.6 | 128.56 | 18084.52
521939I | 521939 | I | DIST ENG LDUG OCT 04 | 2766.75 | 45.37 | 7474.58
521940I | 521940 | I | DIST ENG LDUG OCT 04 | 23135.22 | 2.4 | 28134.03
521941I | 521941 | I | DIST ENG LDUG OCT 04 | 0 | 42 | 3830.23
521942I | 521942 | I | DIST ENG LDUG OCT 04 | 15955.15 | 751.24 | 87761.25
521947I | 521947 | I | DIST ENG LDOH TX OCT 04 | 34392.4 | 213.99 | 61010.1
521948I | 521948 | I | DIST ENG LDOH PRI OCT 04 | 2293.27 | 92.18 | 11173.5
521949I | 521949 | I | DIST ENG LDOH POLES OCT 04 | 24545.84 | 475.62 | 72990.58
521950I | 521950 | I | DIST ENG LDOH SEC OCT 04 | 16684.86 | 365.72 | 53484.99
521952I | 521952 | I | DIST ENG LDOH SERVICE OCT 04 | 8937.58 | 378.33 | 45285.94
562796I | 562796 | I | Install three ph PLF cutout&arres | 1923.45 | 21.51 | 4280.54
562800R | 562800 | R | Remove three ph PLF cutout&arres | 0 | 9.88 | 902.11
576901I | 576901 | I | Install 1phase 2/0 splice OH | 4.47 | 0.49 | 49.89
577382R | 577382 | R | REMOVE 2-40'DEADEND POLES3-#2/0PRI | 0 | 22.75 | 2075.5
578738I | 578738 | I | INSTALL 10' XARM ON TRANSMISSION PO | 113.28 | 1.73 | 294.46
578741I | 578741 | I | IN DBL 10' XARM -TRANSMISSION POLE | 241.83 | 3.73 | 631.65
579185I | 579185 | I | Single phase deadend framing | 201.51 | 6.44 | 829.78
579230I | 579230 | I | Open wye deadend framing | 366.31 | 6.83 | 1065.04
579239I | 579239 | I | 3 phase vertical deadend framing | 389.07 | 8.76 | 1268.49
579243I | 579243 | I | 3 phase crossarm deadend framing | 540.71 | 9.09 | 1481.81
579331I | 579331 | I | In 35' class 4 guy stub | 143.4 | 2.67 | 416.11
579346I | 579346 | I | Frame 1ø slack span - both poles | 182.07 | 4.61 | 640.45
579349I | 579349 | I | Frame 2ø slack span - both poles | 461.36 | 7.54 | 1244.46
579358I | 579358 | I | Frame 3ø #2 slack span - both poles | 606.75 | 10.71 | 1709.16
579383R | 579383 | R | Rm DBL 10' XARM -TRANSMISSION POLE | 0 | 3.26 | 297.36
579384R | 579384 | R | Rm 10' XARM FROM TRANSMISSION PO | 0 | 1.6 | 145.64
579386R | 579386 | R | Remove 24" BRKT FROM concrete POLE | 0 | 0.45 | 40.45
579630I | 579630 | I | Available | 398.49 | 6.06 | 1033.4
579640R | 579640 | R | Rm 45C2 3 ph tangent | 0 | 5.09 | 463.57
579726I | 579726 | I | IN DBL 10' XARM -TRANSMISSION POLE | 247.53 | 5.06 | 759.89
579796I | 579796 | I | INSTALL 24" BRKT ON concrete pole | 54.11 | 2.44 | 287.81
579797R | 579797 | R | Rm 24" BRKT from wood pole | 0 | 0.45 | 40.45
579799I | 579799 | I | INSTALL 10' XARM ON TRANSMISSION PO | 113.28 | 2.99 | 409.77
579813R | 579813 | R | Rm 10' XARM FROM TRANSMISSION PO | 0 | 1.6 | 145.64
579814R | 579814 | R | RM DBL 10' XARM -TRANSMISSION POLE | 0 | 3.26 | 297.36
580725R | 580725 | R | Rm 3PH 336 CKT 45'POLES 150' span | 0 | 197.12 | 17975.84
580730R | 580730 | R | Rm 3PH 336 CKT 4/0N no POLES | 0 | 102.42 | 9340.35
580753I | 580753 | I | IN 3PH 336CKT 150' spans no poles | 12559.11 | 236.53 | 36724.59
580765I | 580765 | I | IN 3PH 336 4/0N 150' spans no poles | 13382.67 | 234.8 | 37560.53
581315I | 581315 | I | Frame 3ø 336 slack span-both poles | 644.84 | 13.37 | 1997.86
581318I | 581318 | I | Install 3 crabs | 35.89 | 1.46 | 176.81
581324R | 581324 | R | Remove 3 crabs | 0 | 0.13 | 12.12
581327I | 581327 | I | Install 4 crabs | 47.85 | 1.95 | 235.75
581644I | 581644 | I | RM 4/0 IN 1-336 ckt XARM 150' | 9845.86 | 351.04 | 43892.33
581644R | 581644 | R | RM 4/0 IN 1-336 ckt XARM 150' | 0 | 69.58 | 6345.95
581651I | 581651 | I | RM 4/0 IN 1-336 ckt XARM 200' | 9845.86 | 270.38 | 36537.07
581651R | 581651 | R | RM 4/0 IN 1-336 ckt XARM 200' | 0 | 52.21 | 4761.91
581656I | 581656 | I | RM 4/0 IN 1-336 ckt TRIANG 200' | 11672.77 | 313.64 | 42686.09
581656R | 581656 | R | RM 4/0 IN 1-336 ckt TRIANG 200' | 0 | 92.14 | 8403.14
581660I | 581660 | I | RM 4/0 IN 1-336 ckt TRIANG 150' | 12257.37 | 408.14 | 52009.03
581660R | 581660 | R | RM 4/0 IN 1-336 ckt TRIANG 150' | 0 | 124.15 | 11322.32
581676I | 581676 | I | RM 4/0 IN 1-336 ckt TRIANG 175' | 12083.78 | 358.15 | 47240.63
581676R | 581676 | R | RM 4/0 IN 1-336 ckt TRIANG 175' | 0 | 107.59 | 9811.77
582129I | 582129 | I | Rm 3-#2PRI #2N IN 336,2/0N 200 | 13090.36 | 370.51 | 49583.9
582129R | 582129 | R | Rm 3-#2PRI #2N IN 336,2/0N 200 | 0 | 107.13 | 9769.25
582231I | 582231 | I | Rm 3-#2PRI #2N IN 336,2/0N 175 | 13434.82 | 420.74 | 54580.28
582231R | 582231 | R | Rm 3-#2PRI #2N IN 336,2/0N 175 | 0 | 123.11 | 11226.63
582258I | 582258 | I | Rm 3-#2PRI #2N IN 336,2/0N 150 | 13748.04 | 483.5 | 60682.06
582258R | 582258 | R | Rm 3-#2PRI #2N IN 336,2/0N 150 | 0 | 143.06 | 13046.31
582679I | 582679 | I | Rm 3-4/0PRI 2/0N IN 336,4/0N 150 | 30933.94 | 768.55 | 107414.45
582679R | 582679 | R | Rm 3-4/0PRI 2/0N IN 336,4/0N 150 | 0 | 300.1 | 27368.09
582687I | 582687 | I | Rm 3-4/0PRI 2/0N IN 336,4/0N 175 | 28308.08 | 665.32 | 94831.08
582687R | 582687 | R | Rm 3-4/0PRI 2/0N IN 336,4/0N 175 | 0 | 257.64 | 23495.48
582694I | 582694 | I | Rm 3-4/0PRI 2/0N IN 336,4/0N 200 | 26106.05 | 582.7 | 84640.43
582694R | 582694 | R | Rm 3-4/0PRI 2/0N IN 336,4/0N 200 | 0 | 223.94 | 20421.67
582744I | 582744 | I | Rm 3-4/0 & 2/0N IN 2-336,4/0N 150 | 43945.45 | 1086.89 | 152144.76
582744R | 582744 | R | Rm 3-4/0 & 2/0N IN 2-336,4/0N 150 | 0 | 300.1 | 27368.09
582807I | 582807 | I | Rm 3-4/0 & 2/0N IN 2-336,4/0N 175 | 40914.38 | 950.62 | 136059.03
582807R | 582807 | R | Rm 3-4/0 & 2/0N IN 2-336,4/0N 175 | 0 | 257.99 | 23527.85
582812I | 582812 | I | Install regulator & ground | 12882.58 | 9.1 | 16374.66
583228R | 583228 | R | REMOVE regulator | 0 | 2.56 | 232.79
583233I | 583233 | I | Install OCR & ground | 5102.05 | 9.45 | 7017.88
583281R | 583281 | R | REMOVE OCR | 0 | 6.83 | 623.05
583305R | 583305 | R | Remove 4 crabs | 0 | 0.18 | 16.16
583308I | 583308 | I | Install 45' H2 Fiberglass 5210145 | 2005.5 | 2.22 | 2622.14
583763I | 583763 | I | Install 50' H6 Fiberglass 5210150 | 3157.46 | 2.22 | 4012.09
583766R | 583766 | R | Rm 45' tangent | 0 | 2.66 | 242.74
583768I | 583768 | I | Available | 799.97 | 3.81 | 1311.74
583774R | 583774 | R | Available | 0 | 106.41 | 9704.42
583778I | 583778 | I | Available | 15065.4 | 356.51 | 50690.36
583794R | 583794 | R | Available | 0 | 138.21 | 12605.19
583800I | 583800 | I | Available | 363.53 | 2.67 | 681.72
583805R | 583805 | R | Available | 0 | 120.25 | 10967.59
583808I | 583808 | I | Install 55' concrete 5210450 | 4268.44 | 22.18 | 7173.18
583809R | 583809 | R | Available | 0 | 105.87 | 9655.87
584904I | 584904 | I | In ONESPLICE 500 Cu UG primary | 263.29 | 3.02 | 592.81
591096I | 591096 | I | Cable sealing kit 5531020 | 8.78 | 0.83 | 86.48
591130I | 591130 | I | 3PH 1000 AL SUBSTATION TAKEOFF | 551.08 | 11.26 | 1692.46
593280I | 593280 | I | 2/0 versus 4/0 neutral | 213.26 | 0.05 | 261.88
610525I | 610525 | I | INSTALL 55' SELF SUPPORTING CONCRET | 3048.95 | 0.89 | 3759.79
613470I | 613470 | I | DIST ENG LDUG AUG 02 | 67522.99 | 113.49 | 91822.58
613474I | 613474 | I | Terminal Poles | 810.12 | 10.54 | 1939.1
613486I | 613486 | I | Primary conduit | 5444.06 | 67.46 | 12720.18
614181I | 614181 | I | Primary cable | 23488.68 | 134.57 | 40615.64
614186I | 614186 | I | Sec Cable and Handholes | 5650.5 | 128.55 | 18540.93
614188I | 614188 | I | Secondary conduit | 5188.9 | 45.32 | 10394.24
614192I | 614192 | I | Service Cable | 23135.22 | 2.4 | 28134.03
614193I | 614193 | I | Meter Labor | 0 | 42 | 3830.23
614199I | 614199 | I | Service Conduit | 15955.15 | 751.24 | 87761.25
622598R | 622598 | R | Rm 2-40' CONC DEADEND POLE #2PRI | 0 | 7.8 | 712.06
622639R | 622639 | R | Rm 2-45' CONC DEADEND POLE #2PRI | 0 | 7.8 | 712.06
622653R | 622653 | R | Rm 2-40' CONC DEADEND POLE2-#2PRI | 0 | 8.79 | 801.06
622660R | 622660 | R | Rm 2-45' CONC DEADEND POLE2-#2PRI | 0 | 9.5 | 865.79
622687R | 622687 | R | Rm 2-40' CONC DEADEND POLE3-#2PRI | 0 | 16.11 | 1468.64
622698R | 622698 | R | Rm 2-45' CONC DEADEND POLE3-#2PRI | 0 | 16.11 | 1468.64
622706R | 622706 | R | Rm 2-40' CONC DEADEND POLE3-2/0PRI | 0 | 16.51 | 1505.06
622717R | 622717 | R | Rm 2-45' CONC DEADEND POLE3-2/0PRI | 0 | 16.51 | 1505.06
622725R | 622725 | R | Rm 2-45' CONC DEADEND POLE3-336PRI | 0 | 20.66 | 1882.34
622971R | 622971 | R | Rm 40' Open WYE tangent | 0 | 1.42 | 129.47
622974R | 622974 | R | RM 45' Open WYE tangent | 0 | 1.46 | 133.51
632065I | 632065 | I | DIST ENG LDUG AUG 02 | 61128.73 | 113.48 | 84107.26
632072I | 632072 | I | DIST ENG LDUG AUG 02 | 810.12 | 10.54 | 1939.1
632078I | 632078 | I | DIST ENG LDUG DEC 02 | 5543.84 | 69.52 | 13028.97
632083I | 632083 | I | DIST ENG LDUG AUG 02 | 24806.1 | 143.76 | 43043.83
632088I | 632088 | I | DIST ENG LDUG AUG 02 | 5271.6 | 128.56 | 18084.52
632090I | 632090 | I | DIST ENG LDUG AUG 02 | 2766.75 | 45.37 | 7474.58
632093I | 632093 | I | DIST ENG LDUG AUG 02 | 23135.22 | 2.4 | 28134.03
632096I | 632096 | I | DIST ENG LDUG AUG 02 | 0 | 42 | 3830.23
632098I | 632098 | I | DIST ENG LDUG AUG 02 | 15955.15 | 751.24 | 87761.25
632264I | 632264 | I | Pad TX 2005 | 67726.55 | 117.48 | 92432.35
632267I | 632267 | I | Term Poles | 1614.86 | 21.11 | 3871.57
632307I | 632307 | I | Primary conduit | 7903.71 | 88.55 | 17611.99
632309I | 632309 | I | Primary cable | 27427.8 | 153.81 | 47119.11
632313I | 632313 | I | Sec Cable and Handholes | 6004.53 | 132.95 | 19368.54
632322I | 632322 | I | Secondary conduit | 5141.38 | 47.42 | 10527.07
632328I | 632328 | I | Service Cable | 22581.4 | 2.34 | 27460.53
632332I | 632332 | I | Meter Labor | 0 | 42 | 3830.23
632358I | 632358 | I | Service Conduit | 15605.25 | 747.03 | 86956.27
632591I | 632591 | I | DIST ENG LDUG AUG 02 | 69081.3 | 111.88 | 93557.18
632593I | 632593 | I | Sec Cable and Handholes | 6160.91 | 128.56 | 19157.17
632598I | 632598 | I | Secondary conduit | 5215.85 | 45.32 | 10427.47
632606I | 632606 | I | Pad TX 2005 | 71301.47 | 117.47 | 96745.84
632608I | 632608 | I | Service Cable | 25182.17 | 2.37 | 30600.08
632609I | 632609 | I | Service Conduit | 15723.12 | 745.02 | 86915.3
632612I | 632612 | I | Sec Cable and Handholes | 6256.32 | 132.94 | 19672.37
633944I | 633944 | I | Pad TX 2005 | 102986.81 | 153.69 | 138278.79
633957I | 633957 | I | 2010 PSC URD FILING | 2422.28 | 31.63 | 5807.47
633974I | 633974 | I | Primary conduit | 10924.4 | 116.12 | 23770.82
633992I | 633992 | I | Primary cable | 36488.8 | 190.61 | 61411.39
634004I | 634004 | I | Sec Cable and Handholes | 4754.39 | 128.53 | 17457.32
634093I | 634093 | I | Secondary conduit | 5245.52 | 47.32 | 10643.87
634102I | 634102 | I | Service Cable | 19307.64 | 1.95 | 23474.7
634103I | 634103 | I | Service Conduit | 12315.06 | 721.75 | 80681.64
634496I | 634496 | I | Service Cable | 24502.87 | 2.4 | 29784.25
634497I | 634497 | I | Service Conduit | 15973.43 | 749.2 | 87597.21
636030I | 636030 | I | Install OCR equipment package | 2344.39 | 55.65 | 7904.26
636654I | 636654 | I | Install 3" Galvanized conduit 100' | 118.79 | 3.07 | 423.3
638854I | 638854 | I | Rm 3-4/0 & 2/0N IN 2-336,4/0N 200 | 38306.04 | 841.55 | 122966.14
638854R | 638854 | R | Rm 3-4/0 & 2/0N IN 2-336,4/0N 200 | 0 | 224.29 | 20454.05
639945I | 639945 | I | DIST ENG LDOH TX 2005 | 34377.12 | 213.97 | 60991.63
639957I | 639957 | I | DIST ENG LDOH PRI 2005 | 2293.27 | 92.18 | 11173.5
639960I | 639960 | I | DIST ENG LDOH POLES 2005 | 24545.84 | 475.62 | 72990.58
639961I | 639961 | I | DIST ENG LDOH SEC 2005 | 16784.79 | 368.66 | 53871.67
639963I | 639963 | I | DIST ENG LDOH SERVICE 2005 | 8937.58 | 378.33 | 45285.94
640924I | 640924 | I | Install OCR only | 4932.13 | 6.65 | 6557.98
643252I | 643252 | I | DIST ENG LDOH TX 2005 test | 53066.82 | 339.64 | 95004.36
643257I | 643257 | I | DIST ENG LDOH PRI 2005 test | 2307.87 | 97.58 | 11683.07
643264I | 643264 | I | DIST ENG LDOH POLES 2005 test | 24487.75 | 477.01 | 73049.4
643266I | 643266 | I | DIST ENG LDOH SEC 2005 test | 15752.78 | 393.14 | 54860.26
643274I | 643274 | I | DIST ENG LDOH SERVICE 2005 test | 9112.76 | 378.31 | 45496.56
649131I | 649131 | I | Install Primary UG Cable - BASE | 112.58 | 3.9 | 491.87
649134I | 649134 | I | Install Primary UG Cable - BASE | 128.1 | 3.9 | 510.6
649135I | 649135 | I | Install Primary UG Cable - BASE | 140.44 | 7.2 | 825.91
649136I | 649136 | I | Install Primary UG Cable - BASE | 165.37 | 7.2 | 855.99
659372I | 659372 | I | Pad TX 2005 | 101975.35 | 152.88 | 136985.53
659457I | 659457 | I | Term Poles | 2422.28 | 31.63 | 5807.47
659461I | 659461 | I | 2006 Pri conduit 3501-4500 sq ft | 12023.85 | 135.06 | 26825.46
659473I | 659473 | I | 2006 Pri cable 3501-4500 sq ft | 39544.71 | 189.62 | 65007.49
659477I | 659477 | I | Sec Cable and Handholes | 4392.63 | 111.01 | 15423.02
659481I | 659481 | I | Secondary conduit | 4820.13 | 39.1 | 9382.38
659484I | 659484 | I | Service Cable | 22103.72 | 2.06 | 26857.49
659487I | 659487 | I | Meter Labor | 0 | 42 | 3830.23
659489I | 659489 | I | 2006 Service Conduit 3501-4500 | 16594.85 | 717.87 | 85490.59
659775I | 659775 | I | Pad TX 2005 | 107586.19 | 152.88 | 143755.57
659785I | 659785 | I | Sec Cable and Handholes | 4657.02 | 111.02 | 15742.07
659788I | 659788 | I | 2006 Service Cable 3501-4500 | 21686.78 | 2.06 | 26354.57
660145I | 660145 | I | DIST ENG LDOH TX 2005 test | 67841.52 | 343.29 | 113160.8
660146I | 660146 | I | DIST ENG LDOH SEC 2005 test | 15951.08 | 393.14 | 55099.51
660148I | 660148 | I | DIST ENG LDOH SERVICE 2005 test | 10841.87 | 378.32 | 47582.9
660150I | 660150 | I | DIST ENG LDOH TX 2005 test | 70375.17 | 344.32 | 116316.58
681797I | 681797 | I | DIST ENG HDOH TX JAN 06 | 24374.51 | 140.97 | 42268.15
681810I | 681810 | I | DIST ENG HDOH POLES Jan 06 | 15100.48 | 278.87 | 43651.51
681897I | 681897 | I | DIST ENG HDOH PRI Jan 2006 | 1551.46 | 53.77 | 6775.03
681904I | 681904 | I | DIST ENG HDOH SEC DEC 02 | 9474.95 | 226 | 32042.42
681929I | 681929 | I | DIST ENG HDOH SERVICE Jan 06 | 8711.86 | 284.3 | 36438.23
685642I | 685642 | I | DIST ENG HDUG TX 2-2006 | 49810.62 | 66.21 | 66137.97
685676I | 685676 | I | DIST ENG HDUG GRD TX 2-2006 | 1265.2 | 31.94 | 4439.57
685680I | 685680 | I | DIST ENG HDUGFRAMEOH 2-2006 | 680.91 | 7.35 | 1491.89
685685I | 685685 | I | DIST ENG HDUG GRD POL 2-2006 | 126.52 | 3.19 | 443.96
685688I | 685688 | I | DIST ENG HDUG PRIMARY 2-2006 | 13021.98 | 106.46 | 25423.86
685713I | 685713 | I | DIST ENG HDUGCONDMAT2-2006 | 3631.74 | 0 | 4382.16
685722I | 685722 | I | DIST ENG HDUG SECONDA 2-2006 | 3602.84 | 124.13 | 15666.45
685727I | 685727 | I | DIST ENG HDUGSECCONDM 2-2006 | 2115.84 | 0 | 2553.02
685731I | 685731 | I | DIST ENG HDUG METERS 2-2006 | 0 | 35.2 | 3210.1
685733I | 685733 | I | DIST ENG HDUGSERCABLE 2-2006 | 14765.33 | 1.53 | 17955.66
685735I | 685735 | I | DIST ENG HDUGSVCCONDM 2-2006 | 7397.33 | 0 | 8925.88
686116I | 686116 | I | DIST ENG HDOH METERS 2-2006 | 0 | 35.2 | 3210.1
689094I | 689094 | I | 2006 Pad TX 3501-4500 sq ft | 109140.78 | 152.89 | 145631.34
689102I | 689102 | I | Sec Cable & HH 3501-4500 | 6762.9 | 111.02 | 18283
689105I | 689105 | I | 2006 sec conduit 3501-4500 | 4820.13 | 39.1 | 9382.38
692801I | 692801 | I | LDOH 2000 sq ft TX 3/2006 | 34779.22 | 213.99 | 61476.83
692810I | 692810 | I | LDOH 2501-3500 TX 3/2006 | 68414.83 | 402.63 | 119270.55
692822I | 692822 | I | LDOH 2000 sq ft PRI 2006 | 2293.26 | 92.19 | 11173.49
692829I | 692829 | I | LDOH 2501-3500 PRI 2006 | 2289.73 | 90.5 | 11015.29
692838I | 692838 | I | LDOH 2000 sq ft - POLES 2006 | 24712.11 | 479.97 | 73587.68
692845I | 692845 | I | LDOH 2501-3500 POLES 2006 | 25042.27 | 485.35 | 74478.08
692882I | 692882 | I | LDOH 2000 sq ft SEC 2006 | 17262.97 | 383.46 | 55800.86
692903I | 692903 | I | LDOH 2501-3500 SEC 2006 | 12643.79 | 351.62 | 47323.12
692988I | 692988 | I | LDOH 2000 sq ft SERVICE 2006 | 8937.58 | 378.33 | 45285.94
692992I | 692992 | I | LDOH 2501-3500 sq ft SERVICE 2006 | 9024.65 | 378.33 | 45391.02
696986I | 696986 | I | LDOH 3501-4500 TX 3/2006 | 81394.3 | 422.5 | 136744.18
696997I | 696997 | I | LDOH 3501-4500 PRI 2006 | 2289.73 | 90.5 | 11015.29
697001I | 697001 | I | LDOH 3501-4500 POLES 2006 | 24912.24 | 482.78 | 74086.53
697007I | 697007 | I | LDOH 3501-4500 SEC 2006 | 12299.09 | 349.86 | 46745.96
697012I | 697012 | I | LDOH 3501-4500 sq ft SERVICE 2006 | 9052.66 | 378.34 | 45425.53
697548I | 697548 | I | TX 1501-2500 SAME TRENCH 3/2006 | 67119.5 | 114.81 | 91457.11
697559I | 697559 | I | Term Poles - low density 1250-2500 | 1614.86 | 21.11 | 3871.57
697563I | 697563 | I | Pri conduit - 1501-2500 OPP SIDE | 10072.14 | 108.98 | 22091.49
697578I | 697578 | I | Pri CABLE - 1501-2500 OPP SIDE | 30442.05 | 134.54 | 48999.91
697579I | 697579 | I | Sec Cable and Handholes 1250-2500 | 5638.27 | 128.57 | 18527.14
697586I | 697586 | I | Secondary conduit-1250-2500 | 5057.13 | 45.34 | 10237.31
697590I | 697590 | I | Service Cable-1250-2500 sq ft | 23279.38 | 2.38 | 28306.11
697593I | 697593 | I | Meter Labor- 1250-2500 sq ft | 0 | 42 | 3830.23
697605I | 697605 | I | Service Conduit- 1250-2500 sq ft | 15845.83 | 736.91 | 86322.71
697846I | 697846 | I | Pri conduit 1501-2500 SAME TRENCH | 9703.81 | 104.26 | 21216.71
697849I | 697849 | I | Pri cable - 1501-2500 SAME TRENCH | 31753.57 | 137.85 | 50884.14
699019I | 699019 | I | TX 1501-2500 OPP SIDE 3/2006 | 67182.76 | 116.41 | 91679.09
699690I | 699690 | I | Pad TX 2501-3500 same trench | 99301.57 | 152.88 | 133759.34
699691I | 699691 | I | Term Poles 2501-3500 design | 2422.28 | 31.63 | 5807.47
699692I | 699692 | I | Pri conduit 2501-3500 same trench | 12495.04 | 136.23 | 27500.15
699699I | 699699 | I | Pri cable 2501-3500 same trench | 39837.92 | 204.7 | 66736.88
699701I | 699701 | I | Sec Cable & Handholes 2501-3500 | 4330.73 | 111.01 | 15348.32
699703I | 699703 | I | Sec conduit 2501-3500 same trench | 4820.13 | 39.1 | 9382.38
699705I | 699705 | I | Service Cable 2501-3500 | 23071.7 | 2.05 | 28025.53
699706I | 699706 | I | Meter Labor | 0 | 42 | 3830.23
699707I | 699707 | I | Service Conduit 2501-3500 sq ft | 16562.41 | 705.62 | 84334.53
699881I | 699881 | I | DIST ENG HDUG PRIMARY 2-2006 | 283.37 | 10.64 | 1314.82
699884I | 699884 | I | DIST ENG HDUG PRIMARY 2-2006 | 13021.98 | 106.46 | 25423.86
699900I | 699900 | I | Sligh | 59.2 | 0.58 | 124.02
700145I | 700145 | I | LDOH 2000 sq ft TX 3/2006 | 37458.22 | 214.64 | 64775.23
700146I | 700146 | I | LDOH 2000 sq ft SEC 2006 | 18772.83 | 401.22 | 59242.9
700702I | 700702 | I | Added cable $ from rm 3 LBCs | 6226.58 | 8.94 | 8329.34
700704I | 700704 | I | Cost of LBCs removed from design | 3254.71 | 18.91 | 5650.63
718448I | 718448 | I | AVIAN LINE PROTECTOR | 214.11 | 0.5 | 303.96
727188I | 727188 | I | Salvage for PLF cutout | 65.24 | 1.02 | 171.77
727191I | 727191 | I | Available | 1649.55 | 17.91 | 3622.36
727244I | 727244 | I | Salvage for three SPST switches | 1746.43 | 38.33 | 5602.78
729907I | 729907 | I | In & Rm 100W AL 20" brkt | 133.12 | 1.86 | 330.55
729907R | 729907 | R | In & Rm 100W AL 20" brkt | 0 | 0.58 | 52.59
729916R | 729916 | R | Remove 100W SL 4' brkt | 0 | 0.58 | 52.59
729921R | 729921 | R | Remove 250W shoebox | 0 | 0.67 | 60.69
737510I | 737510 | I | DIST ENG LDOH GRD TX 7-27-06 | 1518.24 | 38.33 | 5327.48
761444I | 761444 | I | Install single ph PLF cutout&arres | 1016.8 | 13.93 | 2498.6
770438I | 770438 | I | LDOH 2000 sq ft TX 3/2006 | 37458.22 | 214.64 | 64775.23
770443I | 770443 | I | LDOH 2000 sq ft PRI 2006 | 2293.26 | 92.19 | 11173.49
770444I | 770444 | I | LDOH 2000 sq ft - POLES 2006 | 24712.11 | 479.97 | 73587.68
770447I | 770447 | I | LDOH 2000 sq ft SEC 2006 | 18772.83 | 401.22 | 59242.9
770448I | 770448 | I | LDOH 2000 sq ft SERVICE 2006 | 8937.58 | 378.33 | 45285.94
770455I | 770455 | I | TX 1501-2500 SAME TRENCH 3/2006 | 67119.5 | 114.81 | 91457.11
770458I | 770458 | I | Term Poles - low density 1250-2500 | 1614.86 | 21.11 | 3871.57
770459I | 770459 | I | Pri conduit 1501-2500 SAME TRENCH | 9703.81 | 104.26 | 21216.71
770463I | 770463 | I | Pri cable - 1501-2500 SAME TRENCH | 31753.57 | 137.85 | 50884.14
770467I | 770467 | I | Sec Cable and Handholes 1250-2500 | 5638.27 | 128.57 | 18527.14
770468I | 770468 | I | Secondary conduit-1250-2500 | 5057.13 | 45.34 | 10237.31
770469I | 770469 | I | Service Cable-1250-2500 sq ft | 23279.38 | 2.38 | 28306.11
770470I | 770470 | I | Meter Labor- 1250-2500 sq ft | 0 | 42 | 3830.23
770471I | 770471 | I | Service Conduit- 1250-2500 sq ft | 15845.83 | 736.91 | 86322.71
774392I | 774392 | I | Install three phase reactorsDistrib | 1460.84 | 0.8 | 1835.48
778502I | 778502 | I | Cost diff | 80877.11 | 3.24 | 97883.25
802194I | 802194 | I | Costs for Telecom stuff | 3468.98 | 0 | 4185.67
817700I | 817700 | I | Install Figure 4 - hold pole | 213.98 | 10.86 | 1248.49
817700R | 817700 | R | Install Figure 4 - hold pole | 0 | 10.51 | 957.94
829081I | 829081 | I | PSTEW transmission pole costs | 395677.1 | 354.88 | 509790.04
829783I | 829783 | I | PSTEW transmission wire cost | 32 | 0 | 38.61
829902I | 829902 | I | PSTEW transmission insulator costs | 2123.32 | 0 | 2562
829908I | 829908 | I | Used to create standard rates | 42.1 | 0.67 | 111.52
830902I | 830902 | I | Substation R&C material cost | 557013.49 | 0 | 672092.49
840496I | 840496 | I | HDUG TX 10/2007 | 49810.62 | 66.21 | 66137.97
842921I | 842921 | I | PSTEW transmission framing for 38-1 | 1132.42 | 2.75 | 1617.57
842925I | 842925 | I | PSTEW transmission framing for 38-2 | 785.17 | 3.78 | 1292.05
842948I | 842948 | I | PSTEW Trans framing for 38-2.1 | 1277.23 | 4.05 | 1910.42
842949I | 842949 | I | For 38-2.4 | 779.59 | 3.75 | 1282.64
842953I | 842953 | I | PSTEW Trans framing for 38-2.7 | 589.88 | 6.32 | 1288.27
842954I | 842954 | I | PSTEW trans framing for 38-4 | 2557.49 | 0 | 3085.87
842956I | 842956 | I | PSTEW trans framing for 38-4.1 | 3979.02 | 4.31 | 5194.12
842958I | 842958 | I | For 38-7 | 785.35 | 3.78 | 1292.26
842959I | 842959 | I | PSTEW Transmission framing 38-7.1 | 1379.28 | 4.13 | 2041.77
842961I | 842961 | I | 38-7.4 | 849.63 | 55.92 | 6125.62
844389I | 844389 | I | DIST ENG HDUG GRD TX 10/2007 | 1265.2 | 31.94 | 4439.57
844390I | 844390 | I | DIST ENG HDUGFRAMEOH 10/2007 | 680.91 | 7.35 | 1491.89
844391I | 844391 | I | DIST ENG HDUG GRD POL 10/2007 | 126.52 | 3.19 | 443.96
844393I | 844393 | I | DIST ENG HDUGCONDMAT10/2007 | 3631.74 | 0 | 4382.16
844395I | 844395 | I | DIST ENG HDUG PRIMARY 10/2007 | 13021.98 | 106.46 | 25423.86
844397I | 844397 | I | DIST ENG HDUG SECONDA 10/2007 | 3602.84 | 124.13 | 15666.45
844398I | 844398 | I | DIST ENG HDUGSECCONDM 10/2007 | 2115.84 | 0 | 2553.02
844400I | 844400 | I | DIST ENG HDUGSERCABLE 10/2007 | 14765.33 | 1.53 | 17955.66
844401I | 844401 | I | DIST ENG HDUG METERS 10/2007 | 0 | 35.2 | 3210.1
844402I | 844402 | I | DIST ENG HDUGSVCCONDM 10/2007 | 7397.33 | 0 | 8925.88
844403I | 844403 | I | DIST ENG HDOH TX 10/2007 | 24374.51 | 140.97 | 42268.15
844404I | 844404 | I | DIST ENG HDOH PRI 10/2007 | 1551.46 | 53.77 | 6775.03
844405I | 844405 | I | DIST ENG HDOH POLES 10/2007 | 15100.48 | 278.87 | 43651.51
844406I | 844406 | I | DIST ENG HDOH SEC 10/2007 | 9474.95 | 226 | 32042.42
844407I | 844407 | I | DIST ENG HDOH SERVICE 10/2007 | 8711.86 | 284.3 | 36438.23
844408I | 844408 | I | DIST ENG HDOH METERS 10/2007 | 0 | 35.2 | 3210.1
848191I | 848191 | I | 38-15 | 2047.94 | 3.65 | 2804.5
848192I | 848192 | I | 38-19 | 7439.96 | 5.03 | 9436.2
848193I | 848193 | I | 38-19.4 | 8092.76 | 5.4 | 10257.28
848194I | 848194 | I | 38-20 | 8560.27 | 5.07 | 10791.3
848195I | 848195 | I | 38-20.4 | 6028.55 | 4.82 | 7713.6
848196I | 848196 | I | 38-21 | 4802.83 | 4.91 | 6243.95
848197I | 848197 | I | 38-21.4 | 7047.55 | 4.95 | 8953.82
848198I | 848198 | I | 38-29 | 19615.32 | 133.34 | 35828.33
848199I | 848199 | I | 38-30 | 32809.96 | 154.19 | 53650.73
848200I | 848200 | I | 38-81 | 9365.8 | 4.38 | 11700.61
848201I | 848201 | I | 38-4.5 | 779.59 | 3.75 | 1282.64
848202I | 848202 | I | 38-5 | 1272.89 | 7.41 | 2211.65
848203I | 848203 | I | 38-7.4 | 5408.76 | 6.19 | 7090.72
848204I | 848204 | I | For testing | 41479.79 | 3.24 | 50344.84
848205I | 848205 | I | 38-18 | 4986.58 | 7.32 | 6683.74
848206I | 848206 | I | 38-25 | 8257.52 | 4.95 | 10413.77
848207I | 848207 | I | 38-31 | 11295.63 | 110.96 | 23749.18
848209I | 848209 | I | 38-7.4 | 5408.76 | 6.19 | 7090.72
848210I | 848210 | I | 38-40 | 1107.95 | 55.92 | 6437.31
848211I | 848211 | I | 38-7.4 | 5408.76 | 6.19 | 7090.72
848212I | 848212 | I | 38-43.4 | 1648.83 | 55.92 | 7089.94
848213I | 848213 | I | For testing | 5408.76 | 6.19 | 7090.72
848214I | 848214 | I | 38-50 | 1875.93 | 30.37 | 5033.19
848215I | 848215 | I | 38-7.4 | 5408.76 | 6.19 | 7090.72
848216I | 848216 | I | 38-51 | 3266.19 | 31.73 | 6835.57
848217I | 848217 | I | 38-59 | 3524.76 | 56.97 | 9449.92
848219I | 848219 | I | 38-59.4 | 3508.18 | 57.19 | 9449.34
848220I | 848220 | I | 38-65 | 4028.75 | 25.12 | 7153.44
848221I | 848221 | I | 38-67 | 4558.81 | 33.02 | 8512.75
848222I | 848222 | I | 38-7.4 | 6816.98 | 6.19 | 8789.87
848223I | 848223 | I | 38-82 | 2435.98 | 0 | 2939.25
848224I | 848224 | I | 38-80 | 6464.42 | 44.65 | 11872.77
848225I | 848225 | I | 38-71 | 9422.4 | 39.08 | 14933.74
848226I | 848226 | I | 40' Class2 5210459 | 258.55 | 2.67 | 555.05
848227I | 848227 | I | cost | 266.42 | 2.67 | 564.54
848229I | 848229 | I | cost | 307.93 | 2.67 | 614.63
848231I | 848231 | I | 38-7.4 | 15.55 | 0 | 18.76
848232I | 848232 | I | 38-90 | 3829.23 | 0 | 4620.35
848233I | 848233 | I | 600 amp NLBS kit | 102.27 | 3.77 | 467.2
848234I | 848234 | I | 38-91 | 10062.16 | 0 | 12141
848235I | 848235 | I | TSTUB | 1340.64 | 0 | 1617.62
848236I | 848236 | I | SWITCH1WAY | 26548.39 | 66.79 | 38125.14
848237I | 848237 | I | SUB | 507.22 | 11.09 | 1623.45
915769I | 915769 | I | Manhole 5' x 7' x7' | 3156.65 | 0 | 3808.81
915769R | 915769 | R | Available | 0 | 2.13 | 194.2
924920I | 924920 | I | Transformers 2000 Sq Ft | 67119.5 | 114.81 | 91457.11
924957I | 924957 | I | Term Poles - low density 2000 sq ft | 1614.86 | 21.11 | 3871.57
925017I | 925017 | I | Primary conduit 2000 Sq Ft | 9703.81 | 104.26 | 21216.71
925022I | 925022 | I | Primary cable - 2000 Sq Ft | 31679.48 | 137.85 | 50794.55
925024I | 925024 | I | Sec Cable and Handholes 2000 sq ft | 5638.27 | 128.57 | 18527.14
925026I | 925026 | I | Secondary conduit-2000 sq ft | 2440.22 | 45.34 | 7079.75
925028I | 925028 | I | Service Cable-2000 sq ft | 23279.38 | 2.38 | 28306.11
925029I | 925029 | I | Meter Labor- 2000 sq ft | 0 | 42 | 3830.23
925030I | 925030 | I | Service Conduit- 2000 sq ft | 15845.83 | 736.91 | 86322.71
925037I | 925037 | I | LDOH 2000 sq ft Transformers | 37458.22 | 214.64 | 64775.23
925038I | 925038 | I | LDOH 2000 sq ft Primary | 2326.31 | 92.19 | 11213.36
925039I | 925039 | I | LDOH 2000 sq ft - POLES | 24712.11 | 479.97 | 73587.68
925040I | 925040 | I | LDOH 2000 sq ft Secondary | 18772.83 | 401.22 | 59242.9
925091I | 925091 | I | HDUG Transformers | 49810.62 | 66.21 | 66137.97
925095I | 925095 | I | HDUG GRD Transformers | 1265.2 | 31.94 | 4439.57
925096I | 925096 | I | HDUG FRAME OH Takeoff | 680.91 | 7.35 | 1491.89
925097I | 925097 | I | HDUG GRD takeoff POLE | 126.52 | 3.19 | 443.96
925098I | 925098 | I | HDUG Pri Conduit Material | 3631.74 | 0 | 4382.16
925100I | 925100 | I | HDUG PRIMARY | 12997.93 | 103.96 | 25165.54
925103I | 925103 | I | HDUG SECONDARY | 4531.53 | 124.13 | 16787.01
925104I | 925104 | I | HDUG SEC CONDUIT | 2115.84 | 0 | 2553.02
925106I | 925106 | I | HDUG SERVICE CABLE | 14765.33 | 1.53 | 17955.66
925108I | 925108 | I | HDUG SET METERS | 0 | 35.2 | 3210.1
925110I | 925110 | I | HDUG SERVICE CONDUIT | 7397.33 | 0 | 8925.88
925111I | 925111 | I | HDOH TRANSFORMER | 24374.51 | 140.97 | 42268.15
925112I | 925112 | I | HDOH PRIMARY | 1551.46 | 53.77 | 6775.03
925113I | 925113 | I | HDOH POLES | 15100.48 | 278.87 | 43651.51
925114I | 925114 | I | HDOH SECONDARY | 9474.95 | 226 | 32042.42
926547I | 926547 | I | LDOH 2000 sq ft SERVICE | 8937.58 | 378.33 | 45285.94
927142I | 927142 | I | HDOH SERVICE | 8711.86 | 284.3 | 36438.23
927163I | 927163 | I | HDOH METERS | 0 | 35.2 | 3210.1
928929I | 928929 | I | Install 6 INCH PVC CONDUIT | 223.17 | 11.69 | 1335.35
929843I | 929843 | I | Install 55' spun conc 5210555 | 3723.16 | 22.18 | 6515.24
929936I | 929936 | I | Install 65' concrete pole 5210655 | 0 | 0.89 | 80.93
929938I | 929938 | I | Install 60' spun conc 5210603 | 3048.95 | 55 | 8694.63