## INDEX
2009-01-01 | <===== Month and year that this file was last updated.
Worksheet |  |  | Explanation
Name |  | Date of last revision: |  | 2009-01-01
INDEX | This worksheet gives a brief description of what is in this workbook.
SDRateSummary | This worksheet accumulates selected data from the other worksheets into a final product.
The standard rates worksheet SDRates2002.xls is updated from these numbers.
TECSummary | This worksheet accumulates all the data from the other worksheets into a final product.
The standard rates worksheet DERates00.xls is updated from these numbers.
Costs | This is the input worksheet that provides the costs to the other worksheets in this work book.
The green area needs to be updated with new costs to create new standard rates.
TariffDifferentials | Calculates the differential costs that get filed with the URD filing. These costs are not part
of the URD design.
Calculates cost associated with underground secondary and services terminated at an
UG Cable | overhead source. Calculates the cost for service down a pole to a Handhole at the base
of the pole. Calculates cost associated with underground secondary and services terminated
at an underground source.
Handhole | Calculates costs associated with each handhole used for secondary and service cable.
Credits | Calculates the cost to trench, install conduit and inspect. Calculates the credit given to
customers who trench and install conduit.
OH Cable | Calculates the cost associated with overhead secondary and service cable.
Poles | Calculates the cost to install poles.
Guys | Calculates the cost to install guys.
CU | The CU's worksheet lists the Work Requests and the CU's used in them to calculate costs.

## SDRateSummary
Legend
Green highlighting indicates an input area. This is where updated information should be entered.
Yellow highlighting indicates area where there is a link.
Peach highlighting indicates area where there are formulas.
Purple highligting indicates a reference to another spreadsheet.
Copy from here to SDRates.xls to update costs. |  |  |  | Be sure that this is an exact overlay.
Copy from cell B16 to cell P708. |  |  |  | If any lines have been added here, rows need to be inserted in SDRates before the copy/paste.
Then go to SDRates.xls to worksheet UpdateCostsHere. Touch on cell B84.
Then, right click, select Paste Special..., click on the white circle in front of Values to pick Values, and click OK.
Temporary Rates
| Quantity | Base | [8 empty] | Accounting Percentages
| or Length | Charge | Cost/unit | Overhead Temporary service | [6 empty] | install | remove
|  | 164.27 | 0.85 | 1ø #2 AL OH service drop & meter for temporary service |  |  |  | checked |  |  | 0.76583 | 0.23418
|  | 163.02 | 1.35 | 1ø 2/0 AL OH service drop & meter for temporary service |  |  |  | checked |  |  | 0.76405 | 0.23598
|  | 163.92 | 1.97 | 1ø 4/0 AL OH service drop & meter for temporary service |  |  |  | checked |  |  | 0.76531 | 0.23468
|  | 163.14 | 1.22 | 3ø - #2 AL OH Quadraplex & meter for 3ø temporary service |  |  |  | checked |  |  | 0.76531 | 0.23468
|  | 163.14 | 1.88 | 3ø - 2/0 AL OH Quadraplex & meter for 3ø temporary service |  |  |  | checked |  |  | 0.76421 | 0.2358
|  | 162.63 | 2.79 | 3ø - 4/0 AL OH Quadraplex & meter for 3ø temporary service |  |  |  | checked |  |  | 0.76417 | 0.2358
|  | 325.71 | 5.58 | 3ø - 2 parallel 4/0 AL OH Quadraplex & meter for 3ø temporary service |  |  |  | checked |  |  | 0.76501 | 0.235
From RelayPriMtrInspectionPermits2010.xls |  |  |  | Engineering time and a light vehicle (Per Hour)
|  |  | 838.9332 | Install and remove service stub pole for temporary service |  |  |  | checked |  |  | 0.80645 | 0.19355
| Quantity | Base
| or Length | Charge | Cost/unit | Underground Temporary service
|  |  | 109.23 | Connect temporary 1ø UG service cable at source (>70 amps), /ft |  |  |  |  | checked
|  | 233.0136 | 10.5145 | 1ø 2/0 UG service cable machine trench for temporary service (200 amps), /ft |  |  |  |  | checked
|  | 233.0136 | 12.7198 | 1ø 2/0 UG service cable hand trench for temporary service (200 amps), /ft |  |  |  |  | checked
|  | 233.0136 | 3.0899 | Pull 1ø 2/0 UG service cable in existing conduit for temporary service, /ft |  |  |  |  | checked
|  | 268.5842 | 11.3945 | 1ø 4/0 UG service cable machine trench for temporary service (200 amps), /ft |  |  |  |  | checked
|  | 268.5842 | 13.5998 | 1ø 4/0 UG service cable hand trench for temporary service (400 amps), /ft |  |  |  |  | checked
|  | 305.9767 | 16.2726 | 1ø 500 kcmil UG service cable machine trench for temporary service, /ft |  |  |  |  | checked
|  | 305.9767 | 19.0576 | 1ø 500 kcmil UG service cable hand trench for temporary service, /ft |  |  |  |  | checked
Comes from RelayPriMtrInspectionPermit2010.xls |  |  |  | Engineering time and a light vehicle (Per Hour)
|  |  | 548.77 | Install and remove handhole 10 X 13, /handhole (not a differential) |  |  |  |  | checked
|  |  | 490.58 | Install and remove handhole 12 X 20, /handhole (not a differential) |  |  |  |  | checked
|  |  | 532.34 | Install and remove handhole 17 X 30, /handhole (not a differential) |  |  |  |  | checked
|  |  | 591.48 | Install and remove handhole 14 X 25, /handhole (not a differential) |  |  |  |  | checked
|  |  | 842.2 | Install and remove handhole 24 X 36 X 18, /handhole (not a differential) |  |  |  |  | checked
|  |  | 1076.94 | Install and remove handhole 30 X 48 X 18, /handhole (not a differential) |  |  |  |  | checked
|  |  | 580.45 | Install and remove above ground handhole 12"x20" (includes crabs) |  |  |  |  | checked
|  |  | 681.01 | Install and remove above ground handhole 17"x30" (includes crabs)
Overhead Construction
| Cost/unit | E379 | TECO In
| Install | Material | Labor hours | Other OH distribution install costs
| 391.55 | 156.8942 | 2.57 | Install anchor and single down guy for secondary on a wood pole |  |  |  | checked
| 389.77 | 155.1084 | 2.57 | Install anchor and single down guy for secondary on a concrete pole |  |  |  | checked
|  | Cost/unit | TECO Rm
|  | Remove | Labor hours | Other OH distribution remove costs
|  | 56.64 | 0.625 | Remove any light from an existing pole |  |  |  | checked
Comes from Primary2010.xls |  |  |  | Remove sidewalk guy from any pole
|  | 125.42 | 1.38 | Remove anchor and down guy for service or secondary |  |  |  | checked
| Cost/unit | TECO In | TECO Rm | Maintenance
| Transfer | Labor hours | Labor hours | Labor hours | Other OH distribution transfer costs
| 222.5174 |  |  | 2.44 | Transfer existing light to new pole |  |  |  |  | checked
| 26.6637 |  |  | 0.23 | Transfer existing TEC telecom attachment, no cable required, accessible or not accessible |  |  |  |  | checked
| 186.1604 |  |  | 2.4 | Transfer existing secondary, no cable required, accessible or not accessible |  |  |  |  | checked
| 113.855 |  |  | 1.46 | Transfer existing service, no cable required, accessible or inaccessible |  |  |  |  | checked
|  |  | TECO In | TECO Rm
| Cost/ft | Material | Labor hours | Labor hours | OH Service cost (base cost + cost/foot)
| 609.5913 | 142.4271 | 6.01 |  | Install 30' class 4 wood pole 2002837 - cost per pole |  |  |  | Install 30' wood pole 2002837
| 608.9098 | 103.653 | 6.5 |  | Install 30' class 6 wood pole 2002836 - cost per pole |  |  |  | Install 30' wood pole 2002836
| 1060.9902 | 182.9568 | 11.29 |  | Install 30' class 6 wood Penta pole 2002830 - cost per pole not accessible |  |  |  | Install 30' class 6 wood Penta pole 2002830, not accessible
779.5913 | 646.0761 | 267.093 | 4.875 | 170 | Install 30' type I concrete pole 2002838 - cost per pole |  |  |  | Install 30' type I concrete pole 2002838
| 1678.2363 | 1164.5198 | 6.05 |  | Install 35' class 4 fiberglass pole 2002829 - cost per pole |  |  |  | Install 35' class 4 fiberglass pole 2002829
| 1955.5034 | 1164.5198 | 10.18 |  | Install 35' class 4 fiberglass pole 2002829 - cost per pole not accessible |  |  |  | Install 35' class 4 fiberglass pole 2002829, not accessible
| 728.0282 | 184.6822 | 6.99 |  | Install 35' class 4 wood pole 2002842 - cost per pole |  |  |  | Install 35' class 4 wood pole 2002842
899.5913 | 743.9461 | 364.9543 | 4.875 | 290 | Install 35' type I concrete pole 2002845 - cost per pole |  |  |  | Install 35' type I concrete pole 2002845
1008.0282 | 851.5861 | 472.5951 | 4.875 | 280 | Install 35' type II concrete pole 2002846 - cost per pole |  |  |  | Install 35' type II concrete pole 2002846
1148.0282 | 951.9069 | 581.5571 | 4.765 | 420 | Install 35' type IV concrete pole 2002839 - cost per pole |  |  |  | Install 35' type IV concrete pole 2002839
| 390.66 | 156.0013 | 2.57 |  | Install anchor and down guy for service or secondary |  |  |  |  | checked
125.8026 | 0.85399 | 0.85399 | 1.61 |  | Install #2 AWG, 1ø, OH service |  |  |  |  | checked
124.556 | 1.35 | 1.35 | 1.61 |  | Install 2/0 AWG, 1ø, OH service |  |  |  |  | checked
125.4493 | 1.9685 | 1.9685 | 1.61 |  | Install 4/0 AWG, 1ø, OH service |  |  |  |  | checked
124.6733 | 1.2228 | 1.2228 | 1.61 |  | Install #2 AWG, 3ø, OH service |  |  |  |  | checked
124.6667 | 1.8834 | 1.8834 | 1.61 |  | Install 2/0 AWG, 3ø, OH service |  |  |  |  | checked
124.413 | 2.7885 | 2.7885 | 1.61 |  | Install 4/0 AWG, 3ø, OH service |  |  |  |  | checked
249.1252 | 5.5769 | 5.5769 | 3.2 |  | Install parallel 4/0 AWG, 3ø, OH service |  |  |  |  | checked
461.9775 | 47.8991 | 47.8991 | 5.94 |  | Install 500 kcmil Cu, 3ø lashed service (max 50 ft span) |  |  |  |  | checked
252.3774 |  |  |  | 3.2275 | Remove accessible 30' or 35' wood or concrete pole |  |  |  |  | checked
611.4187 |  |  |  | 7.865 | Remove inaccessible 30' or 35' wood pole |  |  |  |  | checked
125.42 |  |  |  | 1.38 | Remove anchor and down guy for service or secondary |  |  |  |  | checked
125.2054 |  |  |  | 1.5225 | Remove a span of 1ø or 3ø secondary (open wire, triplex, or quad) |  |  |  |  | checked
43.9287 |  |  |  | 0.57143 | Remove any size overhead service |  |  |  |  | checked
| Cost/ft | Cost/ft |  |  | OH Service beyond beyond the closest point of attachment (cost/foot)
| 0.85399 | 0.85399 |  |  | #2 AWG, 1ø, OH service |  |  |  |  | checked
| 1.35 | 1.35 |  |  | 2/0 AWG, 1ø, OH service |  |  |  |  | checked
| 1.9685 | 1.9685 |  |  | 4/0 AWG, 1ø, OH service |  |  |  |  | checked
| 1.2228 | 1.2228 |  |  | #2 AWG, 3ø, OH service |  |  |  |  | checked
| 1.8834 | 1.8834 |  |  | 2/0 AWG, 3ø, OH service |  |  |  |  | checked
| 2.7885 | 2.7885 |  |  | 4/0 AWG, 3ø, OH service |  |  |  |  | checked
| 5.5769 | 5.5769 |  |  | Parallel 4/0 AWG, 3ø, OH service |  |  |  |  | checked
| 47.8991 | 47.8991 |  |  | 500 kcmil Cu, 3ø lashed service (max 50 ft span) |  |  |  |  | checked
Relocations
Cost/Unit | Cost/unit |  | TECO In | TECO Rm
No Access | Accessible | Material | Labor hours | Labor hours | Relocate: Anchors and guys |  |  |  |  | Accounting Percentage
| 516.08 | 156.0013 | 2.57 | 1.38 | Relocate secondary anchor and single down guy, accessible |  |  |  | checked | 0.75698 | 0.24302
1057.06 |  | 156.8942 | 6.43 | 3.44 | Relocate secondary anchor and single down guy, not accessible |  |  |  | checked | 0.7034 | 0.2966
All other guy costs come from Primary2010.xls |  |  |  |  | Relocate primary anchors and down guys
Relocate: Poles
Cost/unit | Cost/unit |  | TECO In | TECO Rm
No Access | Accessible | Material | Labor hours | Labor hours | Relocate: Poles |  |  |  |  | Accounting Percentage
| 1197.0426 | 637.0614 | 6.275 | 5.225 | Relocate 30' or 35' wood pole, accessible |  |  |  | checked | 0.80645 | 0.19355
2119.6654 |  | 681.1733 | 10.735 | 7.865 | Relocate 30' or 35' wood pole, not accessible |  |  |  | checked | 0.71155 | 0.28845
|  |  |  | Relocate OH Service, OH Secondary, or Telecom attachment |  |  |  | Accounting Percentages
|  |  |  | Select Account Distribution |  |  |  | install | remove
| Base |  |  | Removal cost goes into Resource 41 ====> |  |  | A302/364 | A302/369 | P302/369 | E379 | TECO In | TECO Rm | Maintenance
| Charge | Cost/ft | OH Service or Secondary Cable (1ø or 3ø, #2, 2/0 & 4/0), poles and guys |  |  |  | A- /364 | A- /365 | P- /369 | Material | Labor hours | Labor hours | Labor hours
checked | 164.27 | 0.85 | Remove cable, install new 1ø #2 cable, no stub pole required, accessible |  |  |  |  | 0.76484 | 0.23516 | 0.85 | 1.61 | 0.5
checked | 163.02 | 1.35 | Remove cable, install new 1ø 2/0 cable, no stub pole required, accessible |  |  |  |  | 0.76484 | 0.23516 | 1.35 | 0.5 | 0.5
checked | 163.92 | 1.97 | Remove cable, install new 1ø 4/0 cable, no stub pole required, accessible |  |  |  |  | 0.76484 | 0.23516 | 1.97 | 1.61 | 0.5
checked | 163.14 | 1.22 | Remove cable, install new 3ø #2 cable, no stub pole required, accessible |  |  |  |  | 0.76484 | 0.23516 | 1.22 | 0.5 | 0.5
checked | 163.14 | 1.88 | Remove cable, install new 3ø 2/0 cable, no stub pole required, accessible |  |  |  |  | 0.76484 | 0.23516 | 1.88 | 1.61 | 0.5
checked | 162.63 | 2.79 | Remove cable, install new 3ø 4/0 cable, no stub pole required, accessible |  |  |  |  | 0.76484 | 0.23516 | 2.79 | 0.5 | 0.5
===> | 163.35 | 1.68 | Remove cable, install new cable, no stub pole required, accessible |  |  |  |  | 0.76 | 0.24 | 1.6767 | 1.055 | 0.5
checked | 858.1643 | 0.85 | Remove cable, install stub pole, install new 1ø #2 cable, accessible |  |  |  | 0.81 | 0.13778 | 0.04279 | 1160.4514 | 11.185 | 0.5
checked | 856.9143 | 1.35 | Remove cable, install stub pole, install new 1ø 2/0 cable, accessible |  |  |  | 0.81 | 0.13778 | 0.04279 | 1160.9514 | 11.185 | 0.5
checked | 857.8143 | 1.97 | Remove cable, install stub pole, install new 1ø 4/0 cable, accessible |  |  |  | 0.81 | 0.13778 | 0.04279 | 1161.5714 | 11.185 | 0.5
checked | 857.0343 | 1.22 | Remove cable, install stub pole, install new 3ø #2 cable, accessible |  |  |  | 0.81 | 0.13778 | 0.04279 | 1160.8214 | 11.185 | 0.5
checked | 857.0343 | 1.88 | Remove cable, install stub pole, install new 3ø 2/0 cable, accessible |  |  |  | 0.81 | 0.13778 | 0.04279 | 1161.4814 | 11.185 | 0.5
checked | 856.5243 | 2.79 | Remove cable, install stub pole, install new 3ø 4/0 cable, accessible |  |  |  | 0.81 | 0.13778 | 0.04279 | 1162.3914 | 11.185 | 0.5
===> | 857.25 | 1.68 | Remove cable, install stub pole and new service, accessible |  |  |  | 0.81 | 0.14 | 0.04 | 1161.2781 | 11.185 | 0.5
checked | 1772.6093 | 0.85 | Remove cable, install stub pole, install new 1ø #2 cable, no access |  |  |  | 0.86 | 0.099721 | 0.030969 | 1160.4514 | 15.645 | 1.25
checked | 1771.3593 | 1.35 | Remove cable, install stub pole, install new 1ø 2/0 cable, no access |  |  |  | 0.86 | 0.099721 | 0.030969 | 1160.9514 | 15.645 | 1.25
checked | 1772.2593 | 1.97 | Remove cable, install stub pole, install new 1ø 4/0 cable, no access |  |  |  | 0.86 | 0.099721 | 0.030969 | 1161.5714 | 15.645 | 1.25
checked | 1771.4793 | 1.22 | Remove cable, install stub pole, install new 3ø #2 cable, no access |  |  |  | 0.86 | 0.099721 | 0.030969 | 1160.8214 | 15.645 | 1.25
checked | 1771.4793 | 1.88 | Remove cable, install stub pole, install new 3ø 2/0 cable, no access |  |  |  | 0.86 | 0.099721 | 0.030969 | 1161.4814 | 15.645 | 1.25
checked | 1770.9693 | 2.79 | Remove cable, install stub pole, install new 3ø 4/0 cable, no access |  |  |  | 0.86 | 0.099721 | 0.030969 | 1162.3914 | 15.645 | 1.25
===> | 1771.69 | 1.68 | Remove cable, install stub pole and new service, not accessible |  |  |  | 0.86 | 0.1 | 0.03 | 1161.2781 | 15.645 | 1.25
checked | 1197.0426 |  | Relocate 30' or 35' wood pole, accessible |  |  |  |  | 0.80645 | 0.19355 | 637.0614 | 6.275 | 5.225
checked | 2119.6654 |  | Relocate 30' or 35' wood pole, not accessible |  |  |  |  | 0.71155 | 0.28845 | 681.1733 | 10.735 | 7.865
checked | 516.08 |  | Relocate secondary anchor and single down guy, accessible |  |  |  |  | 0.75698 | 0.24302 | 156.0013 | 2.57 | 1.38 | Maintenance
checked | 1057.06 |  | Relocate secondary anchor and single down guy, not accessible |  |  |  |  | 0.7034 | 0.2966 | 156.8942 | 6.43 | 3.44 | Labor hours
checked | 26.6637 |  | Transfer existing TEC telecom attachment, no cable required, accessible or not accessible | [6 empty] | 8.6996 |  |  | 0.23
checked | 186.1604 |  | Transfer existing secondary, no cable required, accessible or not accessible | [9 empty] | 2.4
checked | 113.855 |  | Transfer existing service, no cable required, accessible or inaccessible | [9 empty] | 1.46
UG 1ø Service from OH Source
Multiplier to get full cost and overhead credit on CostExplanation worksheet | [6 empty] | 1.28 |  | checked
The service contractor labor costs get updated in cells AU3 through AX3, and AU4 through AX4 with the figures below.
Service contractor trenching costs from OH |  |  |  |  | 2012-03-01
|  |  |  | 2/0&4/0 MachTrench | 500 Mach Dig | 2/0 &4/0 Hand Dig | 500 Hand Dig
|  |  | on private | 9.1995 | 11.115 | 11.4048 | 13.9126
|  |  | in ROW | 10.2328 | 11.115 | 12.728 | 13.9126
|  | Base |  | 1ø UG Secondary or 1ø UG service in conduit from OH source | [7 empty] | conduit | cable
|  | Charge | Cost/ft | (Base Charge + service length times Cost/ft) | [7 empty] | 366 | 367
checked |  | 116.7447 | 10.638 | 1ø 2/0 AWG, 100 ft or less, machine trench, /ft (service differential) | [7 empty] | 0.89574 | 0.10426
checked |  | 158.2031 | 10.9004 | 1ø 4/0 AWG, 100 ft or less, machine trench, /ft (service differential) | [7 empty] | 0.86091 | 0.13909
checked |  | 251.8254 | 13.7974 | 1ø 500 kcmil, 50 ft or less, machine trench, (customer installed riser), /ft (service differential) | [7 empty] | 0.75923 | 0.24077
checked |  | -1026.6037 | 10.3626 | 1ø 2/0 AWG UG secondary, machine trench, /ft (secondary differential) | [7 empty] | 0.89574 | 0.10426
checked |  | -857.5001 | 10.8742 | 1ø 4/0 AWG UG secondary, machine trench, /ft (secondary differential) | [7 empty] | 0.86091 | 0.13909
checked |  | -1594.0537 | 14.0029 | 1ø 500 kcmil UG secondary, machine trench, /ft (secondary differential) | [7 empty] | 0.75923 | 0.24077
checked |  | 116.7447 | 12.8434 | 1ø 2/0 AWG, 100 ft or less, hand trench, /ft (service differential) | [7 empty] | 0.91194 | 0.088064
checked |  | 158.2031 | 13.1058 | 1ø 4/0 AWG, 100 ft or less, hand trench, /ft (service differential) | [7 empty] | 0.88125 | 0.11875
checked |  | 251.8254 | 16.5951 | 1ø 500 kcmil, 50 ft or less, hand trench, (customer installed riser), /ft (service differential) | [7 empty] | 0.79203 | 0.20797
checked |  | -1026.6037 | 12.5679 | 1ø 2/0 AWG UG secondary, hand trench, /ft (secondary differential) | [7 empty] | 0.91194 | 0.088064
checked |  | -857.5001 | 13.0795 | 1ø 4/0 AWG UG secondary, hand trench, /ft (secondary differential) | [7 empty] | 0.88125 | 0.11875
checked |  | -1594.0537 | 16.8005 | 1ø 500 kcmil UG secondary, hand trench, /ft (secondary differential) | [7 empty] | 0.79203 | 0.20797
checked |  | 116.7447 | 1.739 | 1ø 2/0 AWG, 100 ft or less, pull in existing conduit, /ft (service differential) | [7 empty] | 0 | 1
checked |  | 158.2031 | 1.6614 | 1ø 4/0 AWG, 100 ft or less, pull in existing conduit, /ft (service differential) | [7 empty] | 0 | 1
checked |  | 251.8254 | 2.9164 | 1ø 500 kcmil, 50 ft or less, pull in existing conduit, (customer installed riser), /ft (service differential) | [7 empty] | 0 | 1
checked |  | -1026.6037 | 1.4635 | 1ø 2/0 AWG UG secondary, pull in existing conduit, /ft (secondary differential) | [7 empty] | 0 | 1
checked |  | -857.5001 | 1.6351 | 1ø 4/0 AWG UG secondary, pull in existing conduit, /ft (secondary differential) | [7 empty] | 0 | 1
checked |  | -1594.0537 | 3.1219 | 1ø 500 kcmil UG secondary, pull in existing conduit, /ft (secondary differential) | [7 empty] | 0 | 1
checked |  | -551.7243 | 10.638 | 1ø 2/0 AWG, greater than 100 ft, machine trench, /ft (service differential) | [7 empty] | 0.89574 | 0.10426
checked |  | -510.2659 | 10.9004 | 1ø 4/0 AWG, greater than 100 ft, machine trench, /ft (service differential) | [7 empty] | 0.86091 | 0.13909
checked |  | -416.6436 | 13.7974 | 1ø 500 kcmil, greater than 50 ft, machine trench, (customer installed riser), /ft (service differential) | [7 empty] | 0.75923 | 0.24077
checked |  | -551.7243 | 12.8434 | 1ø 2/0 AWG, greater than 100 ft, hand trench, /ft (service differential) | [7 empty] | 0.91194 | 0.088064
checked |  | -510.2659 | 13.1058 | 1ø 4/0 AWG, greater than 100 ft, hand trench, /ft (service differential) | [7 empty] | 0.88125 | 0.11875
checked |  | -416.6436 | 16.5951 | 1ø 500 kcmil, greater than 50 ft, hand trench, (customer installed riser), /ft (service differential) | [7 empty] | 0.79203 | 0.20797
checked |  | -551.7243 | 1.739 | 1ø 2/0 AWG, greater than 100 ft, pull in existing conduit, /ft (service differential) | [7 empty] | 0 | 1
checked |  | -510.2659 | 1.6614 | 1ø 4/0 AWG, greater than 100 ft, pull in existing conduit, /ft (service differential) | [7 empty] | 0 | 1
checked |  | -416.6436 | 2.9164 | 1ø 500 kcmil, greater than 50 ft, pull in existing conduit, (customer installed riser), /ft (service differential) | [7 empty] | 0 | 1
|  |  | Cost/ft | 1ø UG Secondary or UG service beyond the closest point of attachment | [7 empty] | 366 | 367
checked |  |  | 11.9889 | 1ø 2/0 AWG, machine trench, /ft (not a differential) | [7 empty] | 0.89574 | 0.10426
checked |  |  | 12.8689 | 1ø 4/0 AWG, machine trench, /ft (not a differential) | [7 empty] | 0.86091 | 0.13909
checked |  |  | 17.7344 | 1ø 500 kcmil, machine trench, /ft (not a differential) | [7 empty] | 0.75923 | 0.24077
checked |  |  | 14.1943 | 1ø 2/0 AWG, hand trench, /ft (not a differential) | [7 empty] | 0.91194 | 0.088064
checked |  |  | 15.0743 | 1ø 4/0 AWG, hand trench, /ft (not a differential) | [7 empty] | 0.88125 | 0.11875
checked |  |  | 20.5321 | 1ø 500 kcmil, hand trench, /ft (not a differential) | [7 empty] | 0.79203 | 0.20797
checked |  |  | 3.0899 | 1ø 2/0 AWG, pull in existing conduit, /ft (not a differential) | [7 empty] | 0 | 1
checked |  |  | 3.6299 | 1ø 4/0 AWG, pull in existing conduit, /ft (not a differential) | [7 empty] | 0 | 1
checked |  |  | 6.8534 | 1ø 500 kcmil, pull in existing conduit, /ft (not a differential) | [7 empty] | 0 | 1
checked |  |  | 19.1298 | Directional bore 2" secondary or service conduit, /ft (not a differential)
checked |  |  | 19.1298 | Directional bore 3" secondary or service conduit, /ft (not a differential)
checked |  |  | 19.1298 | Directional bore 4" secondary or service conduit, /ft (not a differential)
Comes from Primary2010.xls |  |  |  | Cost to pull service or secondary cable into (install) an existing conduit.
Comes from Primary2010.xls |  |  |  | Cost to pull service or secondary cable out of (remove) an existing conduit.
Accounting Percentage
|  |  | Credit/ft | 1ø Service labor credits for customer installation on private property | [7 empty] | 366 | 367
checked |  |  | -4.677 | Credit for 2, 3, or 4 inch conduit, machine trench & pull tape installation, /ft (not a differential) | [7 empty] | 1 | 0
checked |  |  | -6.2271 | Credit for 2, 3, or 4 inch conduit, hand trench & pull tape installation, /ft (not a differential) | [7 empty] | 1 | 0
checked |  |  | -6.6556 | Credit for 2" or 3" conduit, machine trench, pull tape & 2/0 or 4/0 cable installation, /ft (not a differential) | [7 empty] | 0.87832 | 0.12168
checked |  |  | -8.8609 | Credit for 2" or 3" conduit, hand trench, pull tape & 2/0 or 4/0 cable installation, /ft (not a differential) | [7 empty] | 0.8966 | 0.1034
checked |  |  | -8.5837 | Credit for 4" conduit, machine trench, pull tape & 500 cable installation, /ft (not a differential) | [7 empty] | 0.75923 | 0.24077
checked |  |  | -11.3687 | Credit for 4" conduit, hand trench, pull tape & 500 cable installation, /ft (not a differential) | [7 empty] | 0.79203 | 0.20797
checked |  |  | -62.9344 | Credit for installing any size a 1ø handhole (not a differential) | [7 empty] | 1 | 0
|  |  | Credit/ft | 1ø Service labor credits for customer installation in highway or easement - 36" cover | [7 empty] | 366 | 367
checked |  |  | -5.6222 | Credit for 2, 3, or 4 inch conduit, machine trench & pull tape installation, /ft (not a differential) | [7 empty] | 1 | 0
checked |  |  | -8.2182 | Credit for 2, 3, or 4 inch conduit, hand trench & pull tape installation, /ft (not a differential) | [7 empty] | 1 | 0
checked |  |  | -7.6889 | Credit for 2" or 3" conduit, machine trench, pull tape & 2/0 or 4/0 cable installation, /ft (not a differential) | [7 empty] | 0.87832 | 0.12168
checked |  |  | -10.1841 | Credit for 2" or 3" conduit, hand trench, pull tape & 2/0 or 4/0 cable installation, /ft (not a differential) | [7 empty] | 0.8966 | 0.1034
checked |  |  | -8.5837 | Credit for 4" conduit, machine trench, pull tape & 500 cable installation, /ft (not a differential) | [7 empty] | 0.75923 | 0.24077
checked |  |  | -11.3687 | Credit for 4" conduit, hand trench, pull tape & 500 cable installation, /ft (not a differential) | [7 empty] | 0.79203 | 0.20797
checked |  |  | -62.9344 | Credit for installing any size a 1ø handhole (not a differential) | [7 empty] | 1 | 0
checked
|  |  | Cost/service | 1ø Conversion from OH to UG service (Base Charge) |  |  |  | 364 | 369
Old Filed Numbers |  |  | 115.3006 | 100 ft or less, /service (added to base charge + /ft rates above) |  |  |  |  | 1
Comes from Secondary&Service2002 |  |  | 428.1455 | Greater than 100 ft, /service(added to base charge + /ft rates above) |  |  |  | 0.65946 | 0.34054
New numbers. They need =====> |  |  | 115.3006 | 100 ft or less, /service (added to base charge + /ft rates above)
to be filed in next PSC filing =====> |  |  | 428.1455 | Greater than 100 ft, /service(added to base charge + /ft rates above)
|  |  |  | 1ø UG Secondary cable down an | [7 empty] | Accounting Percentage
| Quantity |  | Cost/unit | existing pole to a handhole at the base of the pole | [7 empty] | conduit | cable
checked |  |  | 627.0069 | 1ø 2/0 AWG down pole to 10" x 13" handhole (not a differential) | [7 empty] | 0.75459 | 0.24541
checked |  |  | 568.817 | 1ø 2/0 AWG down pole to 12" x 20" handhole (not a differential) | [7 empty] | 0.72949 | 0.27051
checked |  |  | 610.577 | 1ø 2/0 AWG down pole to 17" x 30" handhole (not a differential) | [7 empty] | 0.74799 | 0.25201
checked |  |  | 669.7169 | 1ø 2/0 AWG down pole to 14" x 25" handhole (not a differential) | [7 empty] | 0.77024 | 0.22976
checked |  |  | 879.9769 | 1ø 2/0 AWG down pole to 24" x 36" x 18" handhole (not a differential) | [7 empty] | 0.82514 | 0.17486
checked |  |  | 1114.7169 | 1ø 2/0 AWG down pole to 30" x 48" x 18" handhole (not a differential) | [7 empty] | 0.86196 | 0.13804
checked |  |  | 665.3769 | 1ø 2/0 AWG secondary with 12" x 20" above ground handhole (differential) | [7 empty] | 0.76875 | 0.23125
checked |  |  | 759.2469 | 1ø 2/0 AWG secondary with 17" x 30" above ground handhole (differential) | [7 empty] | 0.79734 | 0.20266
checked |  |  | 665.9681 | 1ø 4/0 AWG down pole to 10" x 13" handhole (not a differential) | [7 empty] | 0.74084 | 0.25916
checked |  |  | 607.7781 | 1ø 4/0 AWG down pole to 12" x 20" handhole (not a differential) | [7 empty] | 0.71603 | 0.28397
checked |  |  | 649.5381 | 1ø 4/0 AWG down pole to 17" x 30" handhole (not a differential) | [7 empty] | 0.73429 | 0.26571
checked |  |  | 708.6781 | 1ø 4/0 AWG down pole to 14" x 25" handhole (not a differential) | [7 empty] | 0.75646 | 0.24354
checked |  |  | 918.9381 | 1ø 4/0 AWG down pole to 24" x 36" x 18" handhole (not a differential) | [7 empty] | 0.81219 | 0.18781
checked |  |  | 1153.6781 | 1ø 4/0 AWG down pole to 30" x 48" x 18" handhole (not a differential) | [7 empty] | 0.8504 | 0.1496
checked |  |  | 704.3381 | 1ø 4/0 AWG secondary with 12" x 20" above ground handhole (differential) | [7 empty] | 0.75496 | 0.24504
checked |  |  | 798.2081 | 1ø 4/0 AWG secondary with 17" x 30" above ground handhole (differential) | [7 empty] | 0.78378 | 0.21622
checked |  |  | 868.654 | 1ø 500 kcmil down pole to 10" x 13" handhole (not a differential) | [7 empty] | 0.59845 | 0.40155
checked |  |  | 810.464 | 1ø 500 kcmil down pole to 12" x 20" handhole (not a differential) | [7 empty] | 0.56961 | 0.43039
checked |  |  | 852.224 | 1ø 500 kcmil down pole to 17" x 30" handhole (not a differential) | [7 empty] | 0.5907 | 0.4093
checked |  |  | 911.364 | 1ø 500 kcmil down pole to 14" x 25" handhole (not a differential) | [7 empty] | 0.61726 | 0.38274
checked |  |  | 1121.624 | 1ø 500 kcmil down pole to 24" x 36" x 18" handhole (not a differential) | [7 empty] | 0.68901 | 0.31099
checked |  |  | 1356.364 | 1ø 500 kcmil down pole to 30" x 48" x 18" handhole (not a differential) | [7 empty] | 0.74283 | 0.25717
checked |  |  | 907.024 | 1ø 500 kcmil secondary with 12" x 20" above ground handhole (differential) | [7 empty] | 0.61543 | 0.38457
checked |  |  | 1000.894 | 1ø 500 kcmil secondary with 17" x 30" above ground handhole (differential) | [7 empty] | 0.6515 | 0.3485
checked |  |  | 900.2261 | Parallel 1ø 4/0 AWG secondary with 17" x 30" handhole (not a differential) | [7 empty] | 0.61657 | 0.38343
checked |  |  | 959.3661 | Parallel 1ø 4/0 AWG secondary with 14" x 25" handhole (not a differential) | [7 empty] | 0.6402 | 0.3598
checked |  |  | 1169.6261 | Parallel 1ø 4/0 AWG secondary with 24" x 36" x 18" handhole (not a differential) | [7 empty] | 0.70488 | 0.29512
checked |  |  | 1404.3661 | Parallel 1ø 4/0 AWG secondary with 30" x 48" x 18" handhole (not a differential) | [7 empty] | 0.75421 | 0.24579
checked |  |  | 955.0261 | Parallel 1ø 4/0 AWG secondary with 12" x 20" above ground handhole (differential) | [7 empty] | 0.63857 | 0.36143
checked |  |  | 1048.8961 | Parallel 1ø 4/0 AWG secondary with 17" x 30" above ground handhole (differential) | [7 empty] | 0.67091 | 0.32909
checked |  |  | 1305.598 | Parallel 1ø 500 kcmil secondary with 17" x 30" handhole (not a differential) | [7 empty] | 0.46567 | 0.53433
checked |  |  | 1364.738 | Parallel 1ø 500 kcmil secondary with 14" x 25" handhole (not a differential) | [7 empty] | 0.48882 | 0.51118
checked |  |  | 1574.998 | Parallel 1ø 500 kcmil secondary with 24" x 36" x 18" handhole (not a differential) | [7 empty] | 0.55706 | 0.44294
checked |  |  | 1809.738 | Parallel 1ø 500 kcmil secondary with 30" x 48" x 18" handhole (not a differential) | [7 empty] | 0.61452 | 0.38548
checked |  |  | 1360.398 | Parallel 1ø 500 kcmil secondary with 12" x 20" above ground handhole (differential) | [7 empty] | 0.48719 | 0.51281
checked |  |  | 1454.268 | Parallel 1ø 500 kcmil secondary with 17" x 30" above ground handhole (differential) | [7 empty] | 0.52029 | 0.47971
[8 empty] | E379 | TECO In
| Quantity |  | Cost/hh | 1ø Handhole & connectors (ONLY) for UG secondary cable |  |  |  | Material | Labor hours
checked |  |  | 415.28 | 1ø 10" x 13" handhole (not a differential) |  |  |  | 160.4054 | 2.79
checked |  |  | 357.09 | 1ø 12" x 20" handhole (not a differential) |  |  |  | 102.2111 | 2.79
checked |  |  | 398.85 | 1ø 17" x 30" handhole (not a differential) |  |  |  | 143.9715 | 2.79
checked |  |  | 457.99 | 1ø 14" x 25" handhole (not a differential) |  |  |  | 203.107 | 2.79
checked |  |  | 668.25 | 1ø 24" x 36" x 18" handhole (not a differential) |  |  |  | 372.9118 | 3.23
checked |  |  | 902.99 | 1ø 30" x 48" x 18" handhole (not a differential) |  |  |  | 607.6438 | 3.23
checked |  |  | 453.65 | URD above ground 12" x 20" pedestal (not a differential) |  |  |  | 198.7632 | 2.79
checked |  |  | 547.52 | URD above ground 17" x 30" pedestal (not a differential) |  |  |  | 292.6367 | 2.79
UG 3ø Service From An OH Source
The service contractor labor costs get updated in cells AT3 through AW3, and AT4 through AW4 with the figures below.
Service contractor trenching costs from OH |  |  |  |  | 2012-03-01
|  |  |  | 2/0&4/0 MachTrench | 500 Mach Dig | 2/0 &4/0 Hand Dig | 500 Hand Dig
|  |  | on private | 9.1995 | 11.115 | 11.4048 | 13.9126
|  |  | in ROW | 10.2328 | 11.115 | 12.728 | 13.9126
Accounting Percentage
|  | Base | [9 empty] | conduit | cable
|  | Charge | Cost/ft | 3ø UG Secondary or 3ø UG service in conduit from an OH source | [7 empty] | 366 | 367
checked |  | 129.4481 | 10.7755 | 3ø 2/0 AWG, 100 ft or less, machine trench, /ft (service differential)
checked |  | 155.1249 | 10.7505 | 3ø 4/0 AWG, 100 ft or less, machine trench, /ft (service differential)
checked |  | 277.2239 | 13.6475 | 3ø 500 kcmil, 50 ft or less, machine trench, (customer installed riser), /ft (service differential) | [7 empty] | 0.76498 | 0.23502
checked |  | 309.9505 | 16.4619 | Parallel 3ø 4/0 AWG, 100 ft or less, machine trench, /ft (service differential)
checked |  | 590.7209 | -14.5776 | Parallel 3ø 500 AWG, 50 ft or less, machine trench, /ft (service differential)
checked |  | -865.4711 | 10.7537 | 3ø 2/0 AWG UG secondary, machine trench, /ft (secondary differential)
checked |  | -868.6053 | 10.9138 | 3ø 4/0 AWG UG secondary, machine trench, /ft (secondary differential)
checked |  | -1579.7865 | 14.2322 | 3ø 500 kcmil UG secondary, machine trench, /ft (secondary differential) | [7 empty] | 0.76498 | 0.23502
checked |  | -1568.272 | 17.0466 | Parallel 3ø 4/0 AWG, machine trench, /ft (secondary differential)
checked |  | -1061.7146 | 28.3294 | Parallel 3ø 500 AWG, machine trench, /ft (secondary differential)
checked |  | 129.4481 | 12.9809 | 3ø 2/0 AWG, 100 ft or less, hand trench, /ft (service differential)
checked |  | 155.1249 | 12.9558 | 3ø 4/0 AWG, 100 ft or less, hand trench, /ft (service differential)
checked |  | 277.2239 | 16.4452 | 3ø 500 kcmil, 50 ft or less, hand trench, (customer installed riser), /ft (service differential) | [7 empty] | 0.7908 | 0.2092
checked |  | 309.9505 | 18.6672 | Parallel 3ø 4/0 AWG, 100 ft or less, hand trench, /ft (service differential)
checked |  | 590.7209 | -11.7799 | Parallel 3ø 500 AWG, 50 ft or less, hand trench, /ft (service differential)
checked |  | -865.4711 | 12.9591 | 3ø 2/0 AWG UG secondary, hand trench, /ft (secondary differential)
checked |  | -868.6053 | 13.1192 | 3ø 4/0 AWG UG secondary, hand trench, /ft (secondary differential)
checked |  | -1579.7865 | 17.0299 | 3ø 500 kcmil UG secondary, hand trench, /ft (secondary differential) | [7 empty] | 0.7908 | 0.2092
checked |  | -1568.272 | 19.2519 | Parallel 3ø 4/0 AWG, hand trench, /ft (secondary differential)
checked |  | -1061.7146 | 31.127 | Parallel 3ø 500 AWG, hand trench, /ft (secondary differential)
checked |  | 129.4481 | 1.5365 | 3ø 2/0 AWG, 100 ft or less, pull in existing conduit, /ft (service differential)
checked |  | 155.1249 | 1.5114 | 3ø 4/0 AWG, 100 ft or less, pull in existing conduit, /ft (service differential)
checked |  | 277.2239 | 2.7665 | 3ø 500 kcmil, 50 ft or less, pull in existing conduit, (customer installed riser), /ft (service differential) | [7 empty] | 0 | 1
checked |  | 309.9505 | 3.0229 | Parallel 3ø 4/0 AWG, 100 ft or less, pull in existing conduit, /ft (service differential)
checked |  | 590.7209 | -31.2123 | Parallel 3ø 500 AWG, 50 ft or less, pull in existing conduit, /ft (service differential)
checked |  | -865.4711 | 1.5147 | 3ø 2/0 AWG UG secondary, pull in existing conduit, /ft (secondary differential)
checked |  | -868.6053 | 1.6748 | 3ø 4/0 AWG UG secondary, pull in existing conduit, /ft (secondary differential)
checked |  | -1579.7865 | 3.3512 | 3ø 500 kcmil UG secondary, pull in existing conduit, /ft (secondary differential) | [7 empty] | 0 | 1
checked |  | -1568.272 | 3.6076 | Parallel 3ø 4/0 AWG, pull in existing conduit, /ft (secondary differential)
checked |  | -1061.7146 | 11.6946 | Parallel 3ø 500 AWG, pull in existing conduit, /ft (secondary differential)
checked |  | -539.0209 | 10.7755 | 3ø 2/0 AWG, greater than 100 ft, machine trench, /ft (service differential)
checked |  | -513.3441 | 10.7505 | 3ø 4/0 AWG, greater than 100 ft, machine trench, /ft (service differential)
checked |  | -391.2451 | 13.6475 | 3ø 500 kcmil, greater than 50 ft, machine trench, (customer installed riser), /ft (service differential) | [7 empty] | 0.76498 | 0.23502
checked |  | -358.5185 | 16.4619 | Parallel 3ø 4/0 AWG, greater than 50 ft, machine trench, /ft (service differential)
checked |  | -77.7481 | -14.5776 | Parallel 3ø 500 AWG, greater than 50 ft, machine trench, /ft (service differential)
checked |  | -539.0209 | 12.9809 | 3ø 2/0 AWG, greater than 100 ft, hand trench, /ft (service differential)
checked |  | -513.3441 | 12.9558 | 3ø 4/0 AWG, greater than 100 ft, hand trench, /ft (service differential)
checked |  | -391.2451 | 16.4452 | 3ø 500 kcmil, greater than 50 ft, hand trench, (customer installed riser), /ft (service differential) | [7 empty] | 0.7908 | 0.2092
checked |  | -358.5185 | 18.6672 | Parallel 3ø 4/0 AWG, greater than 50 ft, hand trench, /ft (service differential)
checked |  | -77.7481 | -11.7799 | Parallel 3ø 500 AWG, greater than 50 ft, hand trench, /ft (service differential)
checked |  | -539.0209 | 1.5365 | 3ø 2/0 AWG, greater than 100 ft, pull in existing conduit, /ft (service differential)
checked |  | -513.3441 | 1.5114 | 3ø 4/0 AWG, greater than 100 ft, pull in existing conduit, /ft (service differential)
checked |  | -391.2451 | 2.7665 | 3ø 500 kcmil, greater than 50 ft, pull in existing conduit, (customer installed riser), /ft (service differential) | [7 empty] | 0 | 1
checked |  | -358.5185 | 3.0229 | Parallel 3ø 4/0 AWG, greater than 50 ft, pull in existing conduit, /ft (service differential)
checked |  | -77.7481 | -31.2123 | Parallel 3ø 500 AWG, greater than 50 ft, pull in existing conduit, /ft (service differential)
|  |  | Cost/ft | 3ø UG Secondary or 3ø UG service beyond the closest point of attachment | [7 empty] | Accounting Percentage
checked |  |  | 12.6589 | 3ø 2/0 AWG, machine trench, /ft (not a differential)
checked |  |  | 13.5389 | 3ø 4/0 AWG, machine trench, /ft (not a differential)
checked |  |  | 19.2244 | 3ø 500 AWG, machine trench, /ft (not a differential) | [7 empty] | 0.76498 | 0.23502
checked |  |  | 22.0388 | Parallel 3ø 4/0 AWG, machine trench, /ft (not a differential)
checked |  |  | 33.3216 | Parallel 3ø 500 AWG, machine trench, /ft (not a differential)
checked |  |  | 14.8643 | 3ø 2/0 AWG, hand trench, /ft (not a differential)
checked |  |  | 15.7443 | 3ø 4/0 AWG, hand trench, /ft (not a differential)
checked |  |  | 22.0221 | 3ø 500 AWG, hand trench, /ft (not a differential) | [7 empty] | 0.7908 | 0.2092
checked |  |  | 24.2441 | Parallel 3ø 4/0 AWG, hand trench, /ft (not a differential)
checked |  |  | 36.1192 | Parallel 3ø 500 AWG, hand trench, /ft (not a differential)
checked |  |  | 3.4199 | 3ø 2/0 AWG, pull in existing conduit, /ft (not a differential)
checked |  |  | 4.2999 | 3ø 4/0 AWG, pull in existing conduit, /ft (not a differential)
checked |  |  | 8.3434 | 3ø 500 AWG, pull in existing conduit, /ft (not a differential) | [7 empty] | 0 | 1
checked |  |  | 8.5998 | Parallel 3ø 4/0 AWG, pull in existing conduit, /ft (not a differential)
checked |  |  | 16.6868 | Parallel 3ø 500 AWG, pull in existing conduit, /ft (not a differential)
|  |  | Credit/ft | 3ø Service labor credits for customer installation on private property | [7 empty] | 366 | 367
checked |  |  | -4.677 | Credit for 2, 3, or 4 inch conduit, machine trench & pull tape installation, /ft (not a differential) | [7 empty] | 1 | 0
checked |  |  | -6.2271 | Credit for 2, 3, or 4 inch conduit, hand trench & pull tape installation, /ft (not a differential) | [7 empty] | 1 | 0
checked |  |  | -6.6556 | Credit for 2" or 3" conduit, machine trench, pull tape & 2/0 or 4/0 cable installation, /ft (not a differential) | [7 empty] | 0 | 0
checked |  |  | -8.8609 | Credit for 2" or 3" conduit, hand trench, pull tape & 2/0 or 4/0 cable installation, /ft (not a differential) | [7 empty] | 0 | 0
checked |  |  | -8.5837 | Credit for 4" conduit, machine trench, pull tape & 500 cable installation, /ft (not a differential) | [7 empty] | 0.76498 | 0.23502
checked |  |  | -11.3687 | Credit for 4" conduit, hand trench, pull tape & 500 cable installation, /ft (not a differential) | [7 empty] | 0.7908 | 0.2092
checked |  |  | -62.9344 | Credit for installing any size a 1ø handhole (not a differential) | [7 empty] | 1 | 0
|  |  |  | 3ø Service labor credits for customer installation in highway or easement - 36" cover | [7 empty] | 366 | 367
checked |  |  | -5.6222 | Credit for 2, 3, or 4 inch conduit, machine trench & pull tape installation, /ft (not a differential) | [7 empty] | 1 | 0
checked |  |  | -8.2182 | Credit for 2, 3, or 4 inch conduit, hand trench & pull tape installation, /ft (not a differential) | [7 empty] | 1 | 0
checked |  |  | -7.6889 | Credit for 2" or 3" conduit, machine trench, pull tape & 2/0 or 4/0 cable installation, /ft (not a differential) | [7 empty] | 0 | 0
checked |  |  | -10.1841 | Credit for 2" or 3" conduit, hand trench, pull tape & 2/0 or 4/0 cable installation, /ft (not a differential) | [7 empty] | 0 | 0
checked |  |  | -8.5837 | Credit for 4" conduit, machine trench, pull tape & 500 cable installation, /ft (not a differential) | [7 empty] | 0.76498 | 0.23502
checked |  |  | -11.3687 | Credit for 4" conduit, hand trench, pull tape & 500 cable installation, /ft (not a differential) | [7 empty] | 0.7908 | 0.2092
checked |  |  | -62.9344 | Credit for installing any size a 1ø handhole (not a differential) | [7 empty] | 1 | 0
Conversion of existing 3ø OH service to UG
|  |  | Cost/service | (Add base charge + appropriate per foot charge shown above) |  |  |  |  | 364 | 369
not |  |  | 124.4472 | 100 feet or less (added to base charge + per/ft rates above) | [5 empty] | 1
correct |  |  | 461.8969 | Greater than 100 ft (added to base charge + per/ft rates above) |  |  |  |  | 0.61127 | 0.38873
3ø UG Secondary cable down an
|  |  | Cost/unit | existing pole to a handhole at the base of the pole | [7 empty] | Accounting Percentage
checked |  |  | 705.8488 | 3ø 2/0 AWG down pole to 17" x 30" handhole (not a differential)
checked |  |  | 764.9888 | 3ø 2/0 AWG down pole to 14" x 25" handhole (not a differential)
checked |  |  | 975.2488 | 3ø 2/0 AWG down pole to 24" x 36" x 18" handhole (not a differential) | [7 empty] | 0.81376 | 0.18624
checked |  |  | 1209.9888 | 3ø 2/0 AWG down pole to 30" x 48" x 18" handhole (not a differential)
checked |  |  | 760.6488 | 3ø 2/0 AWG secondary down pole to 12" x 20" above ground handhole (differential)
checked |  |  | 854.5188 | 3ø 2/0 AWG secondary down pole to 17" x 30" above ground handhole (differential)
checked |  |  | 731.5132 | 3ø 4/0 AWG down pole to 17" x 30" handhole (not a differential)
checked |  |  | 790.6532 | 3ø 4/0 AWG down pole to 14" x 25" handhole (not a differential)
checked |  |  | 1000.9132 | 3ø 4/0 AWG down pole to 24" x 36" x 18" handhole (not a differential) | [7 empty] | 0.80002 | 0.19998
checked |  |  | 1235.6532 | 3ø 4/0 AWG down pole to 30" x 48" x 18" handhole (not a differential)
checked |  |  | 786.3132 | 3ø 4/0 AWG secondary down pole to 12" x 20" above ground handhole (differential)
checked |  |  | 880.1832 | 3ø 4/0 AWG secondary down pole to 17" x 30" above ground handhole (differential)
checked |  |  | 984.7919 | 3ø 500 kcmil down pole to 17" x 30" handhole (not a differential)
checked |  |  | 1043.9319 | 3ø 500 kcmil down pole to 14" x 25" handhole (not a differential)
checked |  |  | 1254.1919 | 3ø 500 kcmil down pole to 24" x 36" x 18" handhole (not a differential) | [7 empty] | 0.69832 | 0.30168
checked |  |  | 1488.9319 | 3ø 500 kcmil down pole to 30" x 48" x 18" handhole (not a differential)
checked |  |  | 1039.5919 | 3ø 500 kcmil secondary down pole to 12" x 20" above ground handhole (differential)
checked |  |  | 1133.4619 | 3ø 500 kcmil secondary down pole to 17" x 30" above ground handhole (differential)
checked |  |  | 996.3064 | 3ø Parallel 4/0 AWG down pole to 17" x 30" handhole (not a differential)
checked |  |  | 1055.4464 | 3ø Parallel 4/0 AWG down pole to 14" x 25" handhole (not a differential)
checked |  |  | 1265.7064 | 3ø Parallel 4/0 AWG down pole to 24" x 36" x 18" handhole (not a differential) | [7 empty] | 0.69477 | 0.30523
checked |  |  | 1500.4464 | 3ø Parallel 4/0 AWG down pole to 30" x 48" x 18" handhole (not a differential)
checked |  |  | 1051.1064 | 3ø Parallel 4/0 AWG secondary down pole to 12" x 20" above ground handhole (differential)
checked |  |  | 1144.9764 | 3ø Parallel 4/0 AWG secondary down pole to 17" x 30" above ground handhole (differential)
checked |  |  | 1502.8638 | 3ø Parallel 500 kcmil down pole to 17" x 30" handhole (not a differential)
checked |  |  | 1562.0038 | 3ø Parallel 500 kcmil down pole to 14" x 25" handhole (not a differential)
checked |  |  | 1772.2638 | 3ø Parallel 500 kcmil down pole to 24" x 36" x 18" handhole (not a differential) | [7 empty] | 0.58763 | 0.41237
checked |  |  | 2007.0038 | 3ø Parallel 500 kcmil down pole to 30" x 48" x 18" handhole (not a differential)
checked |  |  | 1557.6638 | 3ø Parallel 500 kcmil secondary down pole to 12" x 20" above ground handhole (differential)
checked |  |  | 1651.5338 | 3ø Parallel 500 kcmil secondary down pole to 17" x 30" above ground handhole (differential)
checked |  |  | 5443.7867 | 3ø Parallel 500 CU kcmil down pole to 30" x 48" x 18" handhole (not a differential) | [7 empty] | Accounting Percentage
[12 empty] | conduit | cable
|  |  | Cost/hh | 3ø UG Handhole & connectors (ONLY) for UG secondary cable | [7 empty] | 366 | 367
checked |  |  | 466.72 | 3ø secondary or service with 17" x 30" handhole (differential)
checked |  |  | 525.86 | 3ø secondary or service with 14" x 25" handhole (differential)
checked |  |  | 736.12 | 3ø secondary or service with 24" x 36" x 18" handhole (differential) | [7 empty] | 1 | 0
checked |  |  | 970.86 | 3ø secondary or service with 30" x 48" x 18" handhole (differential)
checked |  |  | 521.52 | 3ø secondary or service with 12" x 20" above ground handhole (differential)
checked |  |  | 615.39 | 3ø secondary or service with 17" x 30" above ground handhole (differential)
Underground 1ø Primary and Pad-Mounted Transformers
The service contractor labor costs get updated in cells AQ10 through AV10, and AQ11 through AV11 with the figures below.
Service contractor trenching costs from UG |  |  |  |  | 2012-03-01
| Conduit only | 2/0&4/0 cable | 500 cable | Conduit only | 2/0&4/0 cable | 500 cable
| with machine trenching |  |  | with hand trenching
on private | 5.7465 | 7.725 | 9.6531 | 7.2966 | 9.9304 | 12.4382
in ROW | 6.6917 | 8.7584 | 9.6531 | 9.2877 | 11.2536 | 12.4382
Overhead | Overhead | Base (Credit) |  | 1ø UG Secondary or 1ø UG service in conduit from an UG source | [6 empty] | conduit | cable | service
Base | Cost/ft | or Charge | Cost/ft | 1ø UG Secondary or 1ø UG service in conduit (add base rate + cost/ft) | [6 empty] | 366 | 367 | 369
124.556 | 1.3509 | -81.8424 | 9.1636 | 1ø 2/0 AWG, 100 ft or less, machine trench, /ft (service differential) | [8 empty] | 1
125.4493 | 1.9685 | -47.1651 | 9.426 | 1ø 4/0 AWG, 100 ft or less, machine trench, /ft (service differential) | [8 empty] | 1
250.8986 | 3.937 | -135.2219 | 12.3356 | 1ø 500 kcmil, 50 ft or less, machine trench, (customer installed riser), /ft (service differential) | [8 empty] | 1
250.8986 | 3.937 | -94.3302 | 14.9975 | Parallel 1ø 4/0 AWG, 50 ft or less, machine trench, /ft (service differential) | [8 empty] | 1
501.7972 | 7.874 | -270.4437 | 21.1569 | Parallel 1ø 500 AWG, 50 ft or less, machine trench, /ft (service differential) | [8 empty] | 1
1238.3307 | 1.6264 | -1219.4474 | 8.8881 | 1ø 2/0 AWG UG secondary, machine trench, /ft (secondary differential)
1108.1882 | 1.9948 | -1062.4942 | 9.3997 | 1ø 4/0 AWG UG secondary, machine trench, /ft (secondary differential)
2047.4277 | 3.7315 | -1965.8375 | 12.5411 | 1ø 500 kcmil UG secondary, machine trench, /ft (secondary differential) | [6 empty] | 0.79568 | 0.20432
2047.4277 | 3.7315 | -1956.0399 | 15.2029 | Parallel 1ø 4/0 AWG, machine trench, /ft (secondary differential)
2047.4277 | 3.7315 | -1884.2472 | 25.2994 | Parallel 1ø 500 AWG, machine trench, /ft (secondary differential)
124.556 | 1.3509 | -81.8424 | 11.3689 | 1ø 2/0 AWG, 100 ft or less, hand trench, /ft (service differential) | [8 empty] | 1
125.4493 | 1.9685 | -47.1651 | 11.6313 | 1ø 4/0 AWG, 100 ft or less, hand trench, /ft (service differential) | [8 empty] | 1
250.8986 | 3.937 | -135.2219 | 15.1206 | 1ø 500 kcmil, 50 ft or less, hand trench, (customer installed riser), /ft (service differential) | [8 empty] | 1
250.8986 | 3.937 | -94.3302 | 17.2028 | Parallel 1ø 4/0, 50 ft or less, hand trench, /ft (service differential) | [8 empty] | 1
501.7972 | 7.874 | -270.4437 | 23.942 | Parallel 1ø 500 kcmil, 50 ft or less, hand trench, /ft (service differential) | [8 empty] | 1
1238.3307 | 1.6264 | -1219.4474 | 11.0935 | 1ø 2/0 AWG UG secondary, hand trench, /ft (secondary differential)
1108.1882 | 1.9948 | -1062.4942 | 11.6051 | 1ø 4/0 AWG UG secondary, hand trench, /ft (secondary differential)
2047.4277 | 3.7315 | -1965.8375 | 15.3261 | 1ø 500 kcmil UG secondary, hand trench, /ft (secondary differential) | [6 empty] | 0.82166 | 0.17834
2047.4277 | 3.7315 | -1956.0399 | 17.4083 | Parallel 1ø 4/0 AWG, hand trench, /ft (secondary differential)
2047.4277 | 3.7315 | -1884.2472 | 28.0845 | Parallel 1ø 500 kcmil, hand trench, /ft (secondary differential)
124.556 | 1.3509 | -81.8424 | 2.9777 | 1ø 2/0, 100 ft or less in existing trench, /ft (service differential) | [8 empty] | 1
125.4493 | 1.9685 | -47.1651 | 3.2401 | 1ø 4/0, 100 ft or less in existing trench, /ft (service differential) | [8 empty] | 1
250.8986 | 3.937 | -135.2219 | 4.9651 | 1ø 500, 50 ft or less in existing trench, (customer installed riser), /ft (service differential) | [8 empty] | 1
250.8986 | 3.937 | -94.3302 | 6.4802 | Parallel 1ø 4/0, 50 ft or less in existing trench, /ft (service differential) | [8 empty] | 1
501.7972 | 7.874 | -270.4437 | 9.9302 | Parallel 1ø 500, 50 ft or less in existing trench, /ft (service differential) | [8 empty] | 1
1238.3307 | 1.6264 | -1219.4474 | 2.7022 | 1ø 2/0 AWG UG secondary in existing trench, /ft (secondary differential)
1108.1882 | 1.9948 | -1062.4942 | 3.2139 | 1ø 4/0 AWG UG secondary in existing trench, /ft (secondary differential)
2047.4277 | 3.7315 | -1965.8375 | 5.1706 | 1ø 500 kcmil UG secondary in existing trench, /ft (secondary differential) | [6 empty] | 0.27053 | 0.72947
2047.4277 | 3.7315 | -1956.0399 | 6.6857 | Parallel 1ø 4/0 in existing trench, /ft (secondary differential)
2047.4277 | 3.7315 | -1884.2472 | 14.0727 | Parallel 1ø 500 in existing trench, /ft (secondary differential)
124.556 | 1.3509 | -81.8424 | 1.739 | Pull 1ø 2/0 AWG, 100 ft or less, in existing conduit, /ft (service differential) | [8 empty] | 1
125.4493 | 1.9685 | -47.1651 | 1.6614 | Pull 1ø 4/0 AWG, 100 ft or less, in existing conduit, /ft (service differential) | [8 empty] | 1
250.8986 | 3.937 | -135.2219 | 2.9164 | Pull 1ø 500 kcmil, 50 ft or less, in existing conduit, (customer installed riser), /ft (service differential) | [8 empty] | 1
250.8986 | 3.937 | -94.3302 | 3.3228 | Pull parallel 1ø 4/0 AWG, 50 ft or less, in existing conduit, /ft (service differential) | [8 empty] | 1
501.7972 | 7.874 | -270.4437 | 5.8328 | Pull parallel 1ø 500 AWG, 50 ft or less, in existing conduit, /ft (service differential) | [8 empty] | 1
1238.3307 | 1.6264 | -1219.4474 | 1.4635 | Pull 1ø 2/0 AWG UG secondary, in existing conduit, /ft (secondary differential)
1108.1882 | 1.9948 | -1062.4942 | 1.6351 | Pull 1ø 4/0 AWG UG secondary, in existing conduit, /ft (secondary differential)
2047.4277 | 3.7315 | -1965.8375 | 3.1219 | Pull 1ø 500 kcmil UG secondary, in existing conduit, /ft (secondary differential) | [6 empty] | 0 | 1
2047.4277 | 3.7315 | -1956.0399 | 3.5283 | Pull parallel 1ø 4/0 AWG, in existing conduit, /ft (secondary differential)
2047.4277 | 3.7315 | -1884.2472 | 9.9753 | Pull parallel 1ø 500 AWG, in existing conduit, /ft (secondary differential)
1478.5327 | 1.3509 | -750.3114 | 9.1636 | 1ø 2/0 AWG, greater than 100 ft, machine trench, /ft (service differential) | [8 empty] | 1
793.9183 | 1.9685 | -715.6341 | 9.426 | 1ø 4/0 AWG, greater than 100 ft, machine trench, /ft (service differential) | [8 empty] | 1
919.3676 | 3.937 | -803.6909 | 12.3356 | 1ø 500 kcmil, greater than 50 ft, machine trench, (customer installed riser), /ft (service differential) | [8 empty] | 1
919.3676 | 3.937 | -762.7992 | 14.9975 | Parallel 1ø 4/0 AWG, 50 ft or less, machine trench, /ft (service differential) | [8 empty] | 1
1170.2662 | 7.874 | -938.9127 | 21.1569 | Parallel 1ø 500 AWG, 50 ft or less, machine trench, /ft (service differential) | [8 empty] | 1
1906.7997 | 1.6264 | -1887.9164 | 8.8881 | 1ø 2/0 AWG, greater than 100 ft, machine trench, /ft (secondary differential)
1776.6572 | 1.9948 | -1730.9632 | 9.3997 | 1ø 4/0 AWG, greater than 100 ft, machine trench, /ft (secondary differential)
2715.8968 | 3.7315 | -2634.3065 | 12.5411 | 1ø 500 kcmil, greater than 50 ft, machine trench, (customer installed riser), /ft (secondary differential)
2715.8968 | 3.7315 | -2624.5089 | 15.2029 | Parallel 1ø 4/0 AWG, 50 ft or less, machine trench, /ft (secondary differential)
2715.8968 | 3.7315 | -2552.7162 | 25.2994 | Parallel 1ø 500 AWG, 50 ft or less, machine trench, /ft (secondary differential)
793.025 | 1.3509 | -750.3114 | 11.3689 | 1ø 2/0 AWG, greater than 100 ft, hand trench, /ft (service differential) | [8 empty] | 1
793.9183 | 1.9685 | -715.6341 | 11.6313 | 1ø 4/0 AWG, greater than 100 ft, hand trench, /ft (service differential) | [8 empty] | 1
919.3676 | 3.937 | -803.6909 | 15.1206 | 1ø 500 kcmil, greater than 50 ft, hand trench, (customer installed riser), /ft (service differential) | [8 empty] | 1
919.3676 | 3.937 | -762.7992 | 17.2028 | Parallel 1ø 4/0 AWG, 50 ft or less, hand trench, /ft (service differential) | [8 empty] | 1
1170.2662 | 7.874 | -938.9127 | 23.942 | Parallel 1ø 500 AWG, 50 ft or less, hand trench, /ft (service differential) | [8 empty] | 1
1906.7997 | 1.6264 | -1887.9164 | 11.0935 | 1ø 2/0 AWG, greater than 100 ft, hand trench, /ft (secondary differential)
1776.6572 | 1.9948 | -1730.9632 | 11.6051 | 1ø 4/0 AWG, greater than 100 ft, hand trench, /ft (secondary differential)
2715.8968 | 3.7315 | -2634.3065 | 15.3261 | 1ø 500 kcmil, greater than 50 ft, hand trench, (customer installed riser), /ft (secondary differential)
2715.8968 | 3.7315 | -2624.5089 | 17.4083 | Parallel 1ø 4/0 AWG, 50 ft or less, hand trench, /ft (secondary differential)
2715.8968 | 3.7315 | -2552.7162 | 28.0845 | Parallel 1ø 500 AWG, 50 ft or less, hand trench, /ft (secondary differential)
793.025 | 1.3509 | -750.3114 | 2.9777 | 1ø 2/0 AWG, greater than 100 ft, in existing trench, /ft (service differential) |  |  |  |  | correct |  |  |  | 1
793.9183 | 1.9685 | -715.6341 | 3.2401 | 1ø 4/0 AWG, greater than 100 ft, in existing trench, /ft (service differential) | [8 empty] | 1
919.3676 | 3.937 | -803.6909 | 4.9651 | 1ø 500 kcmil, greater than 50 ft, in existing trench, (customer installed riser), /ft (service differential) | [8 empty] | 1
919.3676 | 3.937 | -762.7992 | 6.4802 | Parallel 1ø 4/0 AWG, 50 ft or less, in existing trench, /ft (service differential) | [8 empty] | 1
1170.2662 | 7.874 | -938.9127 | 9.9302 | Parallel 1ø 500 AWG, 50 ft or less, in existing trench, /ft (service differential) | [8 empty] | 1
1906.7997 | 1.6264 | -1887.9164 | 2.7022 | 1ø 2/0 AWG, greater than 100 ft, in existing trench, /ft (secondary differential)
1776.6572 | 1.9948 | -1730.9632 | 3.2139 | 1ø 4/0 AWG, greater than 100 ft, in existing trench, /ft (secondary differential)
2715.8968 | 3.7315 | -2634.3065 | 5.1706 | 1ø 500 kcmil, greater than 50 ft, in existing trench, (customer installed riser), /ft (secondary differential)
2715.8968 | 3.7315 | -2624.5089 | 6.6857 | Parallel 1ø 4/0 AWG, 50 ft or less, in existing trench, /ft (secondary differential)
2715.8968 | 3.7315 | -2552.7162 | 14.0727 | Parallel 1ø 500 AWG, 50 ft or less, in existing trench, /ft (secondary differential)
793.025 | 1.3509 | -750.3114 | 1.739 | Pull 1ø 2/0 AWG, greater than 100 ft, in existing conduit, /ft (service differential) | [8 empty] | 1
793.9183 | 1.9685 | -715.6341 | 1.6614 | Pull 1ø 4/0 AWG, greater than 100 ft, in existing conduit, /ft (service differential) | [8 empty] | 1
919.3676 | 3.937 | -803.6909 | 2.9164 | Pull 1ø 500 kcmil, greater than 50 ft, in existing conduit, (customer installed riser), /ft (service differential) | [8 empty] | 1
919.3676 | 3.937 | -762.7992 | 3.3228 | Pull parallel 1ø 4/0 AWG, 50 ft or less, in existing conduit, /ft (service differential) | [8 empty] | 1
1170.2662 | 7.874 | -938.9127 | 5.8328 | Pull parallel 1ø 500 AWG, 50 ft or less, in existing conduit, /ft (service differential) | [8 empty] | 1
1906.7997 | 1.6264 | -1887.9164 | 1.4635 | Pull 1ø 2/0 AWG, greater than 100 ft, in existing conduit, /ft (secondary differential)
1776.6572 | 1.9948 | -1730.9632 | 1.6351 | Pull 1ø 4/0 AWG, greater than 100 ft, in existing conduit, /ft (secondary differential)
2715.8968 | 3.7315 | -2634.3065 | 3.1219 | Pull 1ø 500 kcmil, greater than 50 ft, in existing conduit, (customer installed riser), /ft (secondary differential)
2715.8968 | 3.7315 | -2624.5089 | 3.5283 | Pull parallel 1ø 4/0 AWG, 50 ft or less, in existing conduit, /ft (secondary differential)
2715.8968 | 3.7315 | -2552.7162 | 9.9753 | Pull parallel 1ø 500 AWG, 50 ft or less, in existing conduit, /ft (secondary differential)
Accounting Percentage
|  |  | Cost/ft | 1ø UG Secondary or 1ø UG service beyond the closest point of attachment | [6 empty] | conduit | cable | service
checked |  |  | 10.5145 | 1ø 2/0 AWG, machine trench, /ft (not a differential) | [6 empty] | 366 | 367 | 369
checked |  |  | 11.3945 | 1ø 4/0 AWG, machine trench, /ft (not a differential) | [8 empty] | 1
checked |  |  | 16.2726 | 1ø 500 AWG, machine trench, /ft (not a differential) | [6 empty] | 0.79568 | 0.20432 | 1
checked |  |  | 18.9345 | Parallel 1ø 4/0 AWG, machine trench, /ft (not a differential) | [8 empty] | 1
checked |  |  | 29.0309 | Parallel 1ø 500 AWG, machine trench, /ft (not a differential) | [8 empty] | 1
checked |  |  | 12.7198 | 1ø 2/0 AWG, hand trench, /ft (not a differential) | [8 empty] | 1
checked |  |  | 13.5998 | 1ø 4/0 AWG, hand trench, /ft (not a differential) | [8 empty] | 1
checked |  |  | 19.0576 | 1ø 500 AWG, hand trench, /ft (not a differential) | [6 empty] | 0.82166 | 0.17834 | 1
checked |  |  | 21.1398 | Parallel 1ø 4/0 AWG, hand trench, /ft (not a differential) | [8 empty] | 1
checked |  |  | 31.816 | Parallel 1ø 500 AWG, hand trench, /ft (not a differential) | [8 empty] | 1
checked |  |  | 4.3286 | 1ø 2/0 AWG in existing trench, /ft (not a differential) | [8 empty] | 1
checked |  |  | 5.2086 | 1ø 4/0 AWG in existing trench, /ft (not a differential) | [8 empty] | 1
checked |  |  | 8.9021 | 1ø 500 kcmil in existing trench, /ft (not a differential) | [6 empty] | 0.27053 | 0.72947 | 1
checked |  |  | 10.4172 | Parallel 1ø 4/0 AWG in existing trench, /ft (not a differential) | [8 empty] | 1
checked |  |  | 17.8043 | Parallel 1ø 500 kcmil in existing trench, /ft (not a differential) | [8 empty] | 1
checked |  |  | 3.0899 | Pull 1ø 2/0 AWG in existing conduit, /ft (not a differential) | [8 empty] | 1
checked |  |  | 3.6299 | Pull 1ø 4/0 AWG in existing conduit, /ft (not a differential) | [8 empty] | 1
checked |  |  | 6.8534 | Pull 1ø 500 AWG in existing conduit, /ft (not a differential) | [6 empty] | 0 | 1 | 1
checked |  |  | 7.2598 | Pull parallel 1ø 4/0 AWG in existing conduit, /ft (not a differential) | [8 empty] | 1
checked |  |  | 13.7068 | Pull parallel 1ø 500 AWG in existing conduit, /ft (not a differential) | [8 empty] | 1
checked |  |  | 15.8281 | Directional bore 2" secondary or service conduit, /ft (not a differential)
checked |  |  | 15.8281 | Directional bore 3" secondary or service conduit, /ft (not a differential)
checked |  |  | 15.8281 | Directional bore 4" secondary or service conduit, /ft (not a differential)
Accounting Percentage
[12 empty] | conduit | cable
|  |  | Credit/ft | 1ø Service labor credits for customer installation on private property | [7 empty] | 366 | 367
checked |  |  | -4.677 | Credit for 2, 3, or 4 inch conduit, machine trench & pull tape installation, /ft (not a differential) | [7 empty] | 1
checked |  |  | -6.2271 | Credit for 2, 3, or 4 inch conduit, hand trench & pull tape installation, /ft (not a differential) | [7 empty] | 1
checked |  |  | -6.6556 | Credit for 2" or 3" conduit, machine trench, pull tape & 2/0 or 4/0 cable installation, /ft (not a differential) | [7 empty] | 0.79568 | 0.7376
checked |  |  | -8.8609 | Credit for 2" or 3" conduit, hand trench, pull tape & 2/0 or 4/0 cable installation, /ft (not a differential) | [7 empty] | 0.82166 | 0.77594
checked |  |  | -8.5837 | Credit for 4" conduit, machine trench, pull tape & 500 cable installation, /ft (not a differential) | [7 empty] | 0.79568 | 0.7376
checked |  |  | -11.3687 | Credit for 4" conduit, hand trench, pull tape & 500 cable installation, /ft (not a differential) | [7 empty] | 0.82166 | 0.77594
checked |  |  | -62.9344 | Credit for installing any size a 1ø handhole (not a differential) | [7 empty] | 1
1ø Service labor credits for customer installation in highway or easement - 36" cover
checked |  |  | -5.6222 | Credit for 2, 3, or 4 inch conduit, machine trench & pull tape installation, /ft (not a differential) | [7 empty] | 1
checked |  |  | -8.2182 | Credit for 2, 3, or 4 inch conduit, hand trench & pull tape installation, /ft (not a differential) | [7 empty] | 1
checked |  |  | -7.6889 | Credit for 2" or 3" conduit, machine trench, pull tape & 2/0 or 4/0 cable installation, /ft (not a differential) | [7 empty] | 0.79568 | 0
checked |  |  | -10.1841 | Credit for 2" or 3" conduit, hand trench, pull tape & 2/0 or 4/0 cable installation, /ft (not a differential) | [7 empty] | 0 | 0
checked |  |  | -8.5837 | Credit for 4" conduit, machine trench, pull tape & 500 cable installation, /ft (not a differential) | [7 empty] | 0 | 0
checked |  |  | -11.3687 | Credit for 4" conduit, hand trench, pull tape & 500 cable installation, /ft (not a differential) | [7 empty] | 0 | 0
checked |  |  | -62.9344 | Credit for installing any size a 1ø handhole (not a differential) | [7 empty] | 1
TECO In
|  |  | Cost/hh | 1ø Handhole & connectors (ONLY) for UG Secondary |  |  |  | Labor hours
checked |  |  | 415.28 | 1ø secondary with 10" x 13" handhole (differential) |  |  |  | 2.79 |  |  |  | 1
checked |  |  | 357.09 | 1ø secondary with 12" x 20" handhole (differential) |  |  |  | 2.79 |  |  |  | 1
checked |  |  | 398.85 | 1ø secondary with 17" x 30" handhole (differential) |  |  |  | 2.79 |  |  |  | 1
checked |  |  | 457.99 | 1ø secondary with 14" x 25" handhole (differential) |  |  |  | 2.79 |  |  |  | 1
checked |  |  | 668.25 | 1ø secondary with 24" x 36" x 18" handhole (differential) |  |  |  | 3.23 |  |  |  | 1
checked |  |  | 902.99 | 1ø secondary with 30" x 48" x 18" handhole (differential) |  |  |  | 3.23 |  |  |  | 1
checked |  |  | 453.65 | 1ø secondary with 12" x 20" above ground handhole (differential) |  |  |  | 2.79 |  |  |  | 1
checked |  |  | 547.52 | 1ø secondary with 17" x 30" above ground handhole (differential) |  |  |  | 2.79
3ø Pad-Mounted Transformers
The service contractor labor costs get updated in cells AR10, AS10, AT10, AU10, AV10, AW10, AR11, AS11, AT11, AU11, AV11, AW11 with the figures below.
Service contractor trenching costs from UG |  |  |  |  | 2012-03-01
| Conduit only | 2/0&4/0 cable | 500 cable | Conduit only | 2/0&4/0 cable | 500 cable
| with machine trenching |  |  | with hand trenching
on private | 5.7465 | 7.725 | 9.6531 | 7.2966 | 9.9304 | 12.4382
in ROW | 6.6917 | 8.7584 | 9.6531 | 9.2877 | 11.2536 | 12.4382
3ø Underground equipment - NOT a differential costs
| Quantity | Base Charge | Cost/unit | 3ø beyond the closest point of attachment costs
checked |  |  | 9496.3754 | Secondary cabinet (not a differential) |  |  |  | See Accounting Percentage =====>
checked |  | 579.3128 | 55.7476 | 6 - 500 AL Secondary from transformer to secondary cabinet, /ft (not a differential)
checked |  | 772.4171 | 69.8276 | 8 - 500 AL Secondary from transformer to secondary cabinet, /ft (not a differential)
checked |  | 7318.5901 | 423.5553 | 10 - 500 CU Secondary from transformer to secondary cabinet, /ft (not a differential)
checked |  | 44.1736 | 11.1845 | 3ø 2/0 AWG secondary, machine trench, /ft (not a differential)
checked |  | 52.9335 | 12.0645 | 3ø 4/0 AWG secondary, machine trench, /ft (not a differential)
checked |  | 96.5521 | 17.7626 | 3ø 500 kcmil secondary, machine trench, /ft (not a differential)
checked |  | 105.8671 | 20.2745 | Parallel 3ø 4/0 AWG secondary, machine trench, /ft (not a differential)
checked |  | 193.1043 | 32.0109 | Parallel 3ø 500 kcmil secondary, machine trench, /ft (not a differential)
checked |  | 44.1736 | 13.3898 | 3ø 2/0 AWG secondary, hand trench, /ft (not a differential)
checked |  | 52.9335 | 14.2698 | 3ø 4/0 AWG secondary, hand trench, /ft (not a differential)
checked |  | 96.5521 | 20.5476 | 3ø 500 kcmil secondary, hand trench, /ft (not a differential)
checked |  | 105.8671 | 22.4798 | Parallel 3ø 4/0 AWG secondary, hand trench, /ft (not a differential)
checked |  | 193.1043 | 34.796 | Parallel 3ø 500 kcmil secondary, hand trench, /ft (not a differential)
checked |  | 44.1736 | 4.9986 | 3ø 2/0 AWG secondary, in existing trench, /ft (not a differential)
checked |  | 52.9335 | 5.8786 | 3ø 4/0 AWG secondary, in existing trench, /ft (not a differential)
checked |  | 96.5521 | 10.3921 | 3ø 500 kcmil secondary, in existing trench, /ft (not a differential)
checked |  | 105.8671 | 11.7572 | Parallel 3ø 4/0 AWG secondary, in existing trench, /ft (not a differential)
checked |  | 193.1043 | 20.7843 | Parallel 3ø 500 kcmil secondary, in existing trench, /ft (not a differential)
checked |  |  | 466.72 | 3ø 17" x 30" handhole (not a differential) |  |  |  | checked
checked |  |  | 525.86 | 3ø 14" x 25" handhole (not a differential)
checked |  |  | 736.12 | 3ø 24" x 36" x 18" handhole (not a differential)
checked |  |  | 970.86 | 3ø 30" x 48" x 18" handhole (not a differential)
checked |  |  | 521.52 | URD 12" x 20" above ground pedestal (not a differential)
checked |  |  | 615.39 | URD 17" x 30" above ground pedestal (not a differential)
|  | Base (Credit) |  | These costs are not shown on the 3ø Pad-Mounted Transformers worksheet but may be needed
|  | or Charge | Cost/ft | 3ø UG Secondary or 3ø UG service in conduit from an UG source
checked |  | -27.8974 | 9.3011 | 3ø 2/0 AWG, 100 ft or less, machine trench, /ft (service differential)
checked |  | -14.9382 | 9.276 | 3ø 4/0 AWG, 100 ft or less, machine trench, /ft (service differential)
checked |  | -94.2702 | 12.1857 | 3ø 500 kcmil, 50 ft or less, machine trench, (customer installed riser), /ft (service differential)
checked |  | -30.1756 | 14.6976 | Parallel 3ø 4/0 AWG, 100 ft or less, machine trench, /ft (service differential)
checked |  | -152.2674 | -15.8882 | Parallel 3ø 500 AWG, 50 ft or less, machine trench, /ft (service differential)
checked |  | -1060.4263 | 9.2793 | 3ø 2/0 AWG UG secondary, machine trench, /ft (secondary differential)
checked |  | -1080.4649 | 9.4394 | 3ø 4/0 AWG UG secondary, machine trench, /ft (secondary differential)
checked |  | -2001.3063 | 12.7704 | 3ø 500 kcmil UG secondary, machine trench, /ft (secondary differential)
checked |  | -1991.9913 | 15.2823 | Parallel 3ø 4/0 AWG, machine trench, /ft (secondary differential)
checked |  | -1904.7541 | 27.0188 | Parallel 3ø 500 AWG, machine trench, /ft (secondary differential)
checked |  | -27.8974 | 11.5064 | 3ø 2/0 AWG, 100 ft or less, hand trench, /ft (service differential)
checked |  | -14.9382 | 11.4814 | 3ø 4/0 AWG, 100 ft or less, hand trench, /ft (service differential)
checked |  | -94.2702 | 14.9707 | 3ø 500 kcmil, 50 ft or less, hand trench, (customer installed riser), /ft (service differential)
checked |  | -30.1756 | 16.9029 | Parallel 3ø 4/0 AWG, 100 ft or less, hand trench, /ft (service differential)
checked |  | -152.2674 | -13.1031 | Parallel 3ø 500 AWG, 50 ft or less, hand trench, /ft (service differential)
checked |  | -1060.4263 | 11.4846 | 3ø 2/0 AWG UG secondary, hand trench, /ft (secondary differential)
checked |  | -1080.4649 | 11.6448 | 3ø 4/0 AWG UG secondary, hand trench, /ft (secondary differential)
checked |  | -2001.3063 | 15.5555 | 3ø 500 kcmil UG secondary, hand trench, /ft (secondary differential)
checked |  | -1991.9913 | 17.4876 | Parallel 3ø 4/0 AWG, hand trench, /ft (secondary differential)
checked |  | -1904.7541 | 29.8038 | Parallel 3ø 500 AWG, hand trench, /ft (secondary differential)
checked |  | -27.8974 | 1.5365 | 3ø 2/0 AWG, 100 ft or less, pull in existing conduit, /ft (service differential)
checked |  | -14.9382 | 1.5114 | 3ø 4/0 AWG, 100 ft or less, pull in existing conduit, /ft (service differential)
checked |  | -94.2702 | 2.7665 | 3ø 500 kcmil, 50 ft or less, pull in existing conduit, (customer installed riser), /ft (service differential)
checked |  | -30.1756 | 3.0229 | Parallel 3ø 4/0 AWG, 100 ft or less, pull in existing conduit, /ft (service differential)
checked |  | -152.2674 | -31.2123 | Parallel 3ø 500 AWG, 50 ft or less, pull in existing conduit, /ft (service differential)
checked |  | -1060.4263 | 1.5147 | 3ø 2/0 AWG UG secondary, pull in existing conduit, /ft (secondary differential)
checked |  | -1080.4649 | 1.6748 | 3ø 4/0 AWG UG secondary, pull in existing conduit, /ft (secondary differential)
checked |  | -2001.3063 | 3.3512 | 3ø 500 kcmil UG secondary, pull in existing conduit, /ft (secondary differential)
checked |  | -1991.9913 | 3.6076 | Parallel 3ø 4/0 AWG, pull in existing conduit, /ft (secondary differential)
checked |  | -1904.7541 | 11.6946 | Parallel 3ø 500 AWG, pull in existing conduit, /ft (secondary differential)
checked |  | -696.3664 | 9.3011 | 3ø 2/0 AWG, greater than 100 ft, machine trench, /ft (service differential)
checked |  | -683.4072 | 9.276 | 3ø 4/0 AWG, greater than 100 ft, machine trench, /ft (service differential)
checked |  | -762.7392 | 12.1857 | 3ø 500 kcmil, greater than 50 ft, machine trench, (customer installed riser), /ft (service differential)
checked |  | -698.6446 | 14.6976 | Parallel 3ø 4/0 AWG, greater than 50 ft, machine trench, /ft (service differential)
checked |  | -820.7364 | -15.8882 | Parallel 3ø 500 AWG, greater than 50 ft, machine trench, /ft (service differential)
checked |  | -696.3664 | 11.5064 | 3ø 2/0 AWG, greater than 100 ft, hand trench, /ft (service differential)
checked |  | -683.4072 | 11.4814 | 3ø 4/0 AWG, greater than 100 ft, hand trench, /ft (service differential)
checked |  | -762.7392 | 14.9707 | 3ø 500 kcmil, greater than 50 ft, hand trench, (customer installed riser), /ft (service differential)
checked |  | -698.6446 | 16.9029 | Parallel 3ø 4/0 AWG, greater than 50 ft, hand trench, /ft (service differential)
checked |  | -820.7364 | -13.1031 | Parallel 3ø 500 AWG, greater than 50 ft, hand trench, /ft (service differential)
checked |  | -696.3664 | 1.5365 | 3ø 2/0 AWG, greater than 100 ft, pull in existing conduit, /ft (service differential)
checked |  | -683.4072 | 1.5114 | 3ø 4/0 AWG, greater than 100 ft, pull in existing conduit, /ft (service differential)
checked |  | -762.7392 | 2.7665 | 3ø 500 kcmil, greater than 50 ft, pull in existing conduit, (customer installed riser), /ft (service differential)
checked |  | -698.6446 | 3.0229 | Parallel 3ø 4/0 AWG, greater than 50 ft, pull in existing conduit, /ft (service differential)
checked |  | -820.7364 | -31.2123 | Parallel 3ø 500 AWG, greater than 50 ft, pull in existing conduit, /ft (service differential)
These costs are not shown on the 3ø Pad-Mounted Transformers worksheet but may be needed
|  |  | Cost/ft | 3ø UG Secondary or 3ø UG service beyond the closest point of attachment
checked |  |  | 11.1845 | 3ø 2/0 AWG, machine trench, /ft (not a differential)
checked |  |  | 12.0645 | 3ø 4/0 AWG, machine trench, /ft (not a differential)
checked |  |  | 17.7626 | 3ø 500 AWG, machine trench, /ft (not a differential)
checked |  |  | 20.2745 | Parallel 3ø 4/0 AWG, machine trench, /ft (not a differential)
checked |  |  | 32.0109 | Parallel 3ø 500 AWG, machine trench, /ft (not a differential)
checked |  |  | 14.8643 | 3ø 2/0 AWG, hand trench, /ft (not a differential)
checked |  |  | 15.7443 | 3ø 4/0 AWG, hand trench, /ft (not a differential)
checked |  |  | 22.0221 | 3ø 500 AWG, hand trench, /ft (not a differential)
checked |  |  | 24.2441 | Parallel 3ø 4/0 AWG, hand trench, /ft (not a differential)
checked |  |  | 36.1192 | Parallel 3ø 500 AWG, hand trench, /ft (not a differential)
checked |  |  | 3.4199 | 3ø 2/0 AWG, pull in existing conduit, /ft (not a differential)
checked |  |  | 4.2999 | 3ø 4/0 AWG, pull in existing conduit, /ft (not a differential)
checked |  |  | 8.3434 | 3ø 500 AWG, pull in existing conduit, /ft (not a differential)
checked |  |  | 8.5998 | Parallel 3ø 4/0 AWG, pull in existing conduit, /ft (not a differential)
checked |  |  | 16.6868 | Parallel 3ø 500 AWG, pull in existing conduit, /ft (not a differential)
These costs are not shown on the 3ø Pad-Mounted Transformers worksheet but may be needed
|  |  | Credit/ft | 3ø Service labor credits for customer installation on private property
checked |  |  | -4.677 | Credit for 2, 3, or 4 inch conduit, machine trench & pull tape installation, /ft (not a differential)
checked |  |  | -6.2271 | Credit for 2, 3, or 4 inch conduit, hand trench & pull tape installation, /ft (not a differential)
checked |  |  | -6.6556 | Credit for 2" or 3" conduit, machine trench, pull tape & 2/0 or 4/0 cable installation, /ft (not a differential)
checked |  |  | -8.8609 | Credit for 2" or 3" conduit, hand trench, pull tape & 2/0 or 4/0 cable installation, /ft (not a differential)
checked |  |  | -8.5837 | Credit for 4" conduit, machine trench, pull tape & 500 cable installation, /ft (not a differential)
checked |  |  | -11.3687 | Credit for 4" conduit, hand trench, pull tape & 500 cable installation, /ft (not a differential)
checked |  |  | -62.9344 | Credit for installing any size a 1ø handhole (not a differential)
These costs are not shown on the 3ø Pad-Mounted Transformers worksheet but may be needed
3ø Service labor credits for customer installation in highway or easement - 36" cover
checked |  |  | -5.6222 | Credit for 2, 3, or 4 inch conduit, machine trench & pull tape installation, /ft (not a differential)
checked |  |  | -8.2182 | Credit for 2, 3, or 4 inch conduit, hand trench & pull tape installation, /ft (not a differential)
checked |  |  | -7.6889 | Credit for 2" or 3" conduit, machine trench, pull tape & 2/0 or 4/0 cable installation, /ft (not a differential)
checked |  |  | -10.1841 | Credit for 2" or 3" conduit, hand trench, pull tape & 2/0 or 4/0 cable installation, /ft (not a differential)
checked |  |  | -8.5837 | Credit for 4" conduit, machine trench, pull tape & 500 cable installation, /ft (not a differential)
checked |  |  | -11.3687 | Credit for 4" conduit, hand trench, pull tape & 500 cable installation, /ft (not a differential)
checked |  |  | -62.9344 | Credit for installing any size a 1ø handhole (not a differential)
Subdivision Rates
Accounting Percentage
| Quantity | Cost/hh | 1ø Handholes | [8 empty] | install | remove
checked |  | 242.74 | Raise or lower secondary handhole 10" x 13", /handhole (not a differential) | [8 empty] | 0.5 | 0.5
checked |  | 242.74 | Raise or lower secondary handhole 12" x 20", /handhole (not a differential) | [8 empty] | 0.5 | 0.5
checked |  | 242.74 | Raise or lower secondary handhole 17" x 30", /handhole (not a differential) | [8 empty] | 0.5 | 0.5
checked |  | 242.74 | Raise or lower secondary handhole 14" x 25", /handhole (not a differential) | [8 empty] | 0.5 | 0.5
checked |  | 323.65 | Raise or lower secondary handhole 24" x 36" x 18", /handhole (not a differential) | [8 empty] | 0.5 | 0.5
checked |  | 323.65 | Raise or lower secondary handhole 30" x 48" x 18", /handhole (not a differential) | [8 empty] | 0.5 | 0.5
checked |  | 242.74 | Raise or lower secondary 12" x 20" above ground pedestal (not a differential) | [8 empty] | 0.5 | 0.5
checked |  | 242.74 | Raise or lower secondary 17" x 30" above ground pedestal (not a differential)
checked |  | 548.77 | Replace handhole 10" x 13", /handhole (not a differential) | [8 empty] | 0.75867 | 0.24133
checked |  | 490.58 | Replace handhole 12" x 20", /handhole (not a differential) | [8 empty] | 0.75867 | 0.24133
checked |  | 532.34 | Replace handhole 17" x 30", /handhole (not a differential) | [8 empty] | 0.75867 | 0.24133
checked |  | 591.48 | Replace handhole 14" x 25", /handhole (not a differential) | [8 empty] | 0.75867 | 0.24133
checked |  | 842.2 | Replace handhole 24" x 36" x 18", /handhole (not a differential) | [8 empty] | 0.75867 | 0.24133
checked |  | 1076.94 | Replace handhole 30" x 48" x 18", /handhole (not a differential) | [8 empty] | 0.75867 | 0.24133
checked |  | 580.45 | Replace 12" x 20" above ground pedestal, /pedestal (not a differential) | [8 empty] | 0.75867 | 0.24133
checked |  | 681.01 | Replace 17" x 30" above ground pedestal, /pedestal (not a differential)
Tariff Filed Rates - The numbers below get filed with a full URD filing
Tariff page 5.510, 3.7 SCHEDULE OF STANDARD CHARGES AND NON-REFUNDABLE DEPOSITS
FOR COST ESTIMATES FOR UNDERGROUND ELECTRIC DISTRIBUTION SYSTEMS
3.7.1.1 Residential Subdivision
Low Density Subdivisions per service lateral or dwelling unit | [5 empty] | Comes from Subdivision2010.xls
High Density Subdivisions per service lateral or dwelling unit | [5 empty] | Comes from Subdivision2010.xls
3.7.1.2 New Single-phase UG Service Laterals from Overhead Distribution Systems
Overhead Service Fixed Cost = TEC labor cost to install the service cable, includes labor plus
overheads and vehicle. (Labor Only) | [6 empty] | Cost | NPV of Operational Cost 1 | Cost Incl Oper Cost 1
Overhead Service Fixed Cost for 2/0 service cable | [6 empty] | 124.556 |  | 124.556
Overhead Service Fixed Cost for 4/0 service cable | [6 empty] | 125.4493 |  | 125.4493
Overhead Service Fixed Cost to install a service pole | [6 empty] | 668.47 |  | 668.47
Overhead Service Per Foot Cost = Tampa Electric material and material handling cost per foot. (Material Only) | [6 empty] | Cost
Overhead Service Per Foot Cost for 2/0 service cable | [6 empty] | 1.35 | 18.6 | 19.95
Overhead Service Per Foot Cost for 4/0 service cable | [6 empty] | 1.97 | 18.6 | 20.57
Underground Service Fixed Cost = The material cost plus the material handling cost for the cable
and the conduit at the pole and at the meter can. (Material Only) | [6 empty] | Cost
Underground Service Fixed Cost for 2/0 service cable | [6 empty] | 309.5607 |  | 309.5607
Underground Service Fixed Cost for 4/0 service cable | [6 empty] | 351.9124 |  | 351.9124
Underground Service Per Foot Cost = The contractor labor to machine dig the trench, plus the material
cost plus the material handling cost for the cable and the conduit
in the trench, plus the contractor labor to install the cable from
the pole to the meter can. | [6 empty] | Cost
Underground Service Per Foot Cost for 2/0 service cable | [6 empty] | 11.9889 | 10.98 | 22.9689
Underground Service Per Foot Cost for 4/0 service cable | [6 empty] | 12.8689 | 10.98 | 23.8489
[6 empty] | Differential | Differential
|  |  |  | Differential | Differential | Fixed Cost Incl | Per foot cost Incl
|  |  |  | Fixed Cost | Per foot cost | Oper Cost 1 | Oper Cost 1
For UG service that would have had no service pole if OH
2/0 service cable with machine trenching |  |  |  | 185.0047 | 10.6389 | 185.0047 | 3.0189
4/0 service cable with machine trenching |  |  |  | 226.4631 | 10.8989 | 226.4631 | 3.2789
For UG service that would have had a service pole if OH
2/0 service cable with machine trenching |  |  |  | -483.4653 | 10.6389 | -483.4653 | 3.0189
4/0 service cable with machine trenching |  |  |  | -442.0069 | 10.8989 | -442.0069 | 3.2789
Example: A 60' 2/0 underground service would cost |  |  |  | 823.3403 |  | 366.1403
Example: A 50' 4/0 underground service would cost |  |  |  | 771.4094 |  | 390.4094
Example: A 140' 2/0 underground service would cost |  |  |  | 1005.9844 |  | -60.8156
Example: A 120' 4/0 underground service would cost |  |  |  | 865.8643 |  | -48.5357
2/0 Underground service fixed charge |  |  |  | 185.0047 |  | 185.0047
2/0 Underground service per trench foot charge |  |  |  | 10.6389 |  | 3.0189
4/0 Underground service fixed charge |  |  |  | 226.4631 |  | 226.4631
4/0 Underground service per trench foot charge |  |  |  | 10.8989 |  | 3.2789
Credit for service pole if required for overhead service |  |  |  | 668.47
3.7.1.3 Single-phase UG Service Laterals Converted from Existing Overhead Service Drops
Filed Cost
For 100' lateral or less (has no service pole) |  |  |  | 115.3006
For 101' - 200' lateral (has one service pole) |  |  |  | 428.1455
New Cost
To convert OH service that has no service pole |  |  |  | 115.3006
To convert OH service that has a service pole |  |  |  | 428.1455
New Cost Incl
|  |  |  | New Cost |  | Oper Cost 1
2/0 Underground service fixed charge |  |  |  | 185.0047 |  | 185.0047
2/0 Underground service per trench foot charge |  |  |  | 10.6389 |  | 3.0189
4/0 Underground service fixed charge |  |  |  | 226.4631 |  | 226.4631
4/0 Underground service per trench foot charge |  |  |  | 10.8989 |  | 3.2789
Credit for service pole if required for overhead service |  |  |  | 668.47 |  | 668.47
1
2
1 Includes the Net Present Value (NPV) of Operational Costs Determined from the | [8 empty] | 3
Ratios for Overhead and Underground Construction below | [8 empty] | 4
| NPV Ratios (For Overhead to Underground Conversions) | [7 empty] | 5
|  | Overhead | 18.6 | per foot NPV comes from the per mile figure divided by 5280 feet, includes tree trimming |  |  |  |  | 6
|  | Underground | 10.98 | per foot NPV comes from the per mile figure divided by 5280 feet, includes tree trimming |  |  |  |  | 7
|  | Difference | -7.62 | [5 empty] | 8
9
3.7.2.1 New Construction
All comes from RelayPriMtrInspectionPermit2010.xls
3.7.2.2 Conversion
All comes from RelayPriMtrInspectionPermit2010.xls
Tariff Page 6.290 |  | TEMPORARY SERVICE
NOTE: | An initial charge of $115.00 shall be paid upon application to cover the cost of installing
and removing the temporary service.
Old Filed Number- No link? |  |  | #REF! | 1ø #4 or #2 AL Service drop & meter for temporary service (70 amp), Tariff page 6.290, /service
New number - Needs to be filed ? ==> |  |  | #REF! | 1ø #4 or #2 AL Service drop & meter for temporary service (70 amp), Tariff page 6.290, /service
New number - Needs to be filed ? ==> |  |  | #REF! | System Average using 2003 records of OH & UG Service drop & meter for temporary service (70 amp), Tariff page 6.290, /service

## TECSummary
2009-01-01 | <===== Month and year that this file was last updated.
Legend
Green highlighting indicates an input area. This is where updated information should be entered.
Yellow highlighting indicates area where there is a link.
Peach highlighting indicates area where there are formulas.
Lilac highligting indicates checked Work Request for correct CU's, contractors cost and quantities.
SUMMARY OF SECONDARY & SERVICE STANDARD RATES
UG SERVICE CABLE TO METER FROM OH SOURCE
Service length short enough not to require a pole if overhead
Use Installation Cost Per Foot for beyond closest point of attachment cost.
Installation Base Cost = labor plus overheads, vehicle, material, and material handling to install equipment.
Installation Per Foot Cost = labor plus overheads, vehicle, material, and material handling to install equipment.
Removal Base Cost = labor plus overheads and vehicle to remove equipment.
Removal Per Foot Cost = labor plus overheads and vehicle to remove equipment.
Temporary Base Cost = Installation Base Cost minus material, plus Removal Cost minus material.
Temporary Per Foot Cost = Installation Per Foot Cost minus material, plus Removal Cost minus material.
Differential Base Cost = Installation Cost of UG Equipment minus Installation Cost of equivalent OH Equipment.
Differential Per Foot Cost = Installation Cost of UG Equipment minus Installation Cost of equivalent OH Equipment.
| UG Service Cable from an OH | [9 empty] | Service
| Source to a meter can | Installation Cost |  | Removal Cost |  | Temporary Cost |  | OH Service Equivalent |  |  | Differential Cost
| Cable & Conduit With Machine Trench | Base | Per Foot | Base | Per Foot | Base | Per Foot | Description |  |  | Base | Per Foot
| 1Ø - 2/0 AWG Tpx - 2" conduit | 241.3007 | 11.9889 | 190.16 | 0 | 431.4607 | 11.9889 | 1Ø - #2 AWG Triplex |  |  | 116.7447 | 10.638
| 1Ø - 2/0 AWG Tpx - 2" conduit | 241.3007 | 11.9889 | 190.16 | 0 | 431.4607 | 11.9889 | 1Ø - 2/0 AWG Triplex |  |  | 116.7447 | 10.638
| 1Ø - 4/0 AWG Tpx - 3" conduit | 283.6524 | 12.8689 | 190.16 | 0 | 473.8124 | 12.8689 | 1Ø - 4/0 AWG Triplex |  |  | 158.2031 | 10.9004
| 1Ø - 500 kcmil Tpx - 4" conduit | 502.724 | 17.7344 | 190.16 | 0 | 692.884 | 17.7344 | 1Ø - 2-4/0 AWG Triplex |  |  | 251.8254 | 13.7974
| 3Ø - 2/0 AWG Quad - 3" conduit | 254.1148 | 12.6589 | 190.16 | 0 | 444.2748 | 12.6589 | 3Ø - #2 AWG Quadraplex |  |  | 129.4415 | 11.4361
| 3Ø - 2/0 AWG Quad - 3" conduit | 254.1148 | 12.6589 | 190.16 | 0 | 444.2748 | 12.6589 | 3Ø - 2/0 AWG Quadraplex |  |  | 129.4481 | 10.7755
| 3Ø - 4/0 AWG Quad - 3" conduit | 279.5379 | 13.5389 | 190.16 | 0 | 469.6979 | 13.5389 | 3Ø - 4/0 AWG Quadraplex |  |  | 155.1249 | 10.7505
| 3Ø - 500 kcmil Quad - 4" conduit | 526.3492 | 19.2244 | 190.16 | 0 | 716.5092 | 19.2244 | 3Ø - 2-4/0 AWG Quadraplex |  |  | 277.2239 | 13.6475
| 3Ø - 500 kcmil Quad - 4" conduit | 526.3492 | 19.2244 | 190.16 | 0 | 716.5092 | 19.2244 | 3Ø - 500 kcmil Cu Lashed |  |  | 277.2239 | 13.6475
| UG Service Cable from an OH | [9 empty] | Service
| Source to a meter can | Installation Cost |  | Removal Cost |  | Temporary Cost |  | OH Service Equivalent |  |  | Differential Cost
| Cable & Conduit With Hand Dig Trench | Base | Per Foot | Base | Per Foot | Base | Per Foot | Description |  |  | Base | Per Foot
| 1Ø - 2/0 AWG Tpx - 2" conduit | 241.3007 | 14.1943 | 190.16 | 0 | 431.4607 | 14.1943 | 1Ø - #2 AWG Triplex |  |  | 115.4981 | 13.3403
| 1Ø - 2/0 AWG Tpx - 2" conduit | 241.3007 | 14.1943 | 190.16 | 0 | 431.4607 | 14.1943 | 1Ø - 2/0 AWG Triplex |  |  | 116.7447 | 12.8434
| 1Ø - 4/0 AWG Tpx - 3" conduit | 283.6524 | 15.0743 | 190.16 | 0 | 473.8124 | 15.0743 | 1Ø - 4/0 AWG Triplex |  |  | 158.2031 | 13.1058
| 1Ø - 500 kcmil Tpx - 4" conduit | 502.724 | 20.5321 | 190.16 | 0 | 692.884 | 20.5321 | 1Ø - 2-4/0 AWG Triplex |  |  | 251.8254 | 16.5951
| 3Ø - 2/0 AWG Quad - 3" conduit | 254.1148 | 14.8643 | 190.16 | 0 | 444.2748 | 14.8643 | 3Ø - #2 AWG Quadraplex |  |  | 129.4415 | 13.6415
| 3Ø - 2/0 AWG Quad - 3" conduit | 254.1148 | 14.8643 | 190.16 | 0 | 444.2748 | 14.8643 | 3Ø - 2/0 AWG Quadraplex |  |  | 129.4481 | 12.9809
| 3Ø - 4/0 AWG Quad - 3" conduit | 279.5379 | 15.7443 | 190.16 | 0 | 469.6979 | 15.7443 | 3Ø - 4/0 AWG Quadraplex |  |  | 155.1249 | 12.9558
| 3Ø - 500 kcmil Quad - 4" conduit | 526.3492 | 22.0221 | 190.16 | 0 | 716.5092 | 22.0221 | 3Ø - 2-4/0 AWG Quadraplex |  |  | 277.2239 | 16.4452
| 3Ø - 500 kcmil Quad - 4" conduit | 526.3492 | 22.0221 | 190.16 | 0 | 716.5092 | 22.0221 | 3Ø - 500 kcmil Cu Lashed |  |  | 64.3717 | -25.877
UG SERVICE CABLE TO METER FROM UG SOURCE
Short enough not to require a pole if overhead
Installation Base Cost = labor plus overheads, vehicle, material, and material handling to install equipment.
Installation Per Foot Cost = labor plus overheads, vehicle, material, and material handling to install equipment.
Removal Base Cost = labor plus overheads and vehicle to remove equipment.
Removal Per Foot Cost = labor plus overheads and vehicle to remove equipment.
Temporary Base Cost = Installation Base Cost minus material, plus Removal Cost minus material.
Temporary Per Foot Cost = Installation Per Foot Cost minus material, plus Removal Cost minus material.
Differential Base Cost = Installation Base Cost of UG Equipment minus Installation Cost of equivalent OH Equipment.
Differential Per Foot Cost = Installation Per Foot Cost of UG Equipment minus Installation Cost of equivalent OH Equipment.
| UG Service Cable from an UG | [9 empty] | Service
| Source to a meter can | Installation Cost |  | Removal Cost |  | Temporary Cost |  | OH Service Equivalent |  |  | Differential Cost
| Cable & Conduit With Machine Trench | Base | Per Foot | Base | Per Foot | Base | Per Foot | Description |  |  | Base | Per Foot
| 1Ø - 2/0 AWG Tpx - 2" conduit | 42.7136 | 10.5145 | 190.3 | 0 | 233.0136 | 10.5145 | 1Ø - #2 AWG Triplex |  |  | -83.089 | 9.6605
| 1Ø - 2/0 AWG Tpx - 2" conduit | 42.7136 | 10.5145 | 190.3 | 0 | 233.0136 | 10.5145 | 1Ø - 2/0 AWG Triplex |  |  | -81.8424 | 9.1636
| 1Ø - 4/0 AWG Tpx - 3" conduit | 78.2842 | 11.3945 | 190.3 | 0 | 268.5842 | 11.3945 | 1Ø - 4/0 AWG Triplex |  |  | -47.1651 | 9.426
| 1Ø - 500 kcmil Tpx - 4" conduit | 115.6767 | 16.2726 | 190.3 | 0 | 305.9767 | 16.2726 | 1Ø - 2-4/0 AWG Triplex |  |  | -135.2219 | 12.3356
| 3Ø - 2/0 AWG Quad - 3" conduit | 96.7693 | 11.1845 | 380.6 | 0 | 477.3693 | 11.1845 | 3Ø - #2 AWG Quadraplex |  |  | -27.904 | 9.9617
| 3Ø - 2/0 AWG Quad - 3" conduit | 96.7693 | 11.1845 | 380.6 | 0 | 477.3693 | 11.1845 | 3Ø - 2/0 AWG Quadraplex |  |  | -27.8974 | 9.3011
| 3Ø - 4/0 AWG Quad - 3" conduit | 109.4748 | 12.0645 | 190.44 | 0 | 299.9148 | 12.0645 | 3Ø - 4/0 AWG Quadraplex |  |  | -14.9382 | 9.276
| 3Ø - 500 kcmil Quad - 4" conduit | 154.855 | 17.7626 | 190.44 | 0 | 345.295 | 17.7626 | 3Ø - 2-4/0 AWG Quadraplex |  |  | -94.2702 | 12.1857
| 3Ø - 500 kcmil Quad - 4" conduit | 154.855 | 17.7626 | 190.44 | 0 | 345.295 | 17.7626 | 3Ø - 500 kcmil Cu Lashed |  |  | -307.1224 | -30.1365
| UG Service Cable from an UG | [9 empty] | Service
| Source to a meter can | Installation Cost |  | Removal Cost |  | Temporary Cost |  | OH Service Equivalent |  |  | Differential Cost
| Cable & Conduit With Hand Dig Trench | Base | Per Foot | Base | Per Foot | Base | Per Foot | Description |  |  | Base | Per Foot
| 1Ø - 2/0 AWG Tpx - 2" conduit | 42.7136 | 12.7198 | 190.3 | 0 | 233.0136 | 12.7198 | 1Ø - #2 AWG Triplex |  |  | -83.089 | 11.8659
| 1Ø - 2/0 AWG Tpx - 2" conduit | 42.7136 | 12.7198 | 190.3 | 0 | 233.0136 | 12.7198 | 1Ø - 2/0 AWG Triplex |  |  | -81.8424 | 11.3689
| 1Ø - 4/0 AWG Tpx - 3" conduit | 78.2842 | 13.5998 | 190.3 | 0 | 268.5842 | 13.5998 | 1Ø - 4/0 AWG Triplex |  |  | -47.1651 | 11.6313
| 1Ø - 500 kcmil Tpx - 4" conduit | 115.6767 | 19.0576 | 190.3 | 0 | 305.9767 | 19.0576 | 1Ø - 2-4/0 AWG Triplex |  |  | -135.2219 | 15.1206
| 3Ø - 2/0 AWG Quad - 3" conduit | 96.7693 | 13.3898 | 380.6 | 0 | 477.3693 | 13.3898 | 3Ø - #2 AWG Quadraplex |  |  | -27.904 | 12.167
| 3Ø - 2/0 AWG Quad - 3" conduit | 96.7693 | 13.3898 | 380.6 | 0 | 477.3693 | 13.3898 | 3Ø - 2/0 AWG Quadraplex |  |  | -27.8974 | 11.5064
| 3Ø - 4/0 AWG Quad - 3" conduit | 109.4748 | 14.2698 | 190.44 | 0 | 299.9148 | 14.2698 | 3Ø - 4/0 AWG Quadraplex |  |  | -14.9382 | 11.4814
| 3Ø - 500 kcmil Quad - 4" conduit | 154.855 | 20.5476 | 190.44 | 0 | 345.295 | 20.5476 | 3Ø - 2-4/0 AWG Quadraplex |  |  | -94.2702 | 14.9707
| 3Ø - 500 kcmil Quad - 4" conduit | 154.855 | 20.5476 | 190.44 | 0 | 345.295 | 20.5476 | 3Ø - 500 kcmil Cu Lashed |  |  | -307.1224 | -27.3515
UG cable down pole from OH source to Handhole at the base of the pole
Most frequently used for commercial services when customer wants to meet us somewhere
The Installation, Removal, and Temporary cost are the same as UG SERVICE TO METER
FROM OH SOURCE, but there is no overhead equivalent, thus the full cost differential.
Add the cost of the hand hole of your choice from the Secondary00.xls Handhole worksheet.
Installation Base Cost = labor plus overheads, vehicle, material, and material handling to install equipment.
Installation Per Foot Cost = labor plus overheads, vehicle, material, and material handling to install equipment.
Removal Base Cost = labor plus overheads and vehicle to remove equipment.
Removal Per Foot Cost = labor plus overheads and vehicle to remove equipment.
Temporary Base Cost = Installation Base Cost minus material, plus Removal Cost minus material.
Temporary Per Foot Cost = Installation Per Foot Cost minus material, plus Removal Cost minus material.
Differential Base Cost = Installation Cost of UG Equipment minus Installation Cost of equivalent OH Equipment.
Differential Per Foot Cost = Installation Cost of UG Equipment minus Installation Cost of equivalent OH Equipment.
| UG Cable (Secondary or Service) | [9 empty] | Service | Secondary
| from an OH Source Down a Pole to a | Install | Remove | Temporary |  | OH Service Equivalent |  |  | OH Service Cost |  | Differential | Differential
| Handhole at the Base of the Pole | Cost | Cost | Cost |  | Description |  |  | Base | Per Foot | Cost | Cost
| 1Ø - 2/0 AWG Tpx - 2" conduit | 211.7269 | 190.46 | 402.187 |  | 1Ø - 2/0 AWG Triplex 20' |  |  | 124.556 | 1.3509 | 60.1526 | 211.7269
| 1Ø - 4/0 AWG Tpx - 3" conduit | 250.6881 | 190.42 | 441.1081 |  | 1Ø - 4/0 AWG Triplex 20' |  |  | 125.4493 | 1.9685 | 85.8687 | 250.6881
| 1Ø - 500 kcmil Tpx - 4" conduit | 453.374 | 190.42 | 643.794 |  | 1Ø - 2-4/0 AWG Triplex 20' |  |  | 250.8986 | 3.937 | 123.7353 | 453.374
| 3Ø - 2/0 AWG Quad - 3" conduit | 239.1288 | 190.68 | 429.8088 |  | 3Ø - 2/0 AWG Quadraplex 20' |  |  | 124.6667 | 1.8834 | 76.794 | 239.1288
| 3Ø - 4/0 AWG Quad - 3" conduit | 264.7932 | 190.68 | 455.4732 |  | 3Ø - 4/0 AWG Quadraplex 20' |  |  | 124.413 | 2.7885 | 84.6112 | 264.7932
| 3Ø - 500 kcmil Quad - 4" conduit | 518.0719 | 190.68 | 708.7519 |  | 3Ø - 2-4/0 AWG Quadraplex 20' |  |  | 249.1252 | 5.5769 | 157.4086 | 518.0719
UG SECONDARY TO HANDHOLE FROM UG SOURCE
| UG Secondary Cable from an UG | [9 empty] | Secondary
| Source to a handhole | Installation Cost |  | Removal Cost |  | Temporary Cost |  | OH Service Equivalent |  |  | Differential Cost
| Cable & Conduit With Machine Trench | Base | Per Foot | Base | Per Foot | Base | Per Foot | Description |  |  | Base | Per Foot
| 1Ø - 2/0 AWG Tpx - 2" conduit | 18.8833 | 10.5145 | 380.41 | 0 | 399.2933 | 10.5145 | 1Ø - 2/0 AWG Triplex |  |  | -1219.4474 | 8.8881
| 1Ø - 4/0 AWG Tpx - 3" conduit | 45.6939 | 11.3945 | 380.41 | 0 | 426.1039 | 11.3945 | 1Ø - 4/0 AWG Triplex |  |  | -1062.4942 | 9.3997
| 1Ø - 500 kcmil Tpx - 4" conduit | 81.5903 | 16.2726 | 380.41 | 0 | 462.0003 | 16.2726 | 1Ø - 2-4/0 AWG Triplex |  |  | -1965.8375 | 12.5411
| 3Ø - 2/0 AWG Quad - 3" conduit | 44.1736 | 11.1845 | 380.5 | 0 | 424.6736 | 11.1845 | 3Ø - 2/0 AWG Quadraplex |  |  | -1060.4263 | 9.2793
| 3Ø - 4/0 AWG Quad - 3" conduit | 52.9335 | 12.0645 | 380.5 | 0 | 433.4335 | 12.0645 | 3Ø - 4/0 AWG Quadraplex |  |  | -1080.4649 | 9.4394
| 3Ø - 500 kcmil Quad - 4" conduit | 96.5521 | 17.7626 | 380.5 | 0 | 477.0521 | 17.7626 | 3Ø - 2-4/0 AWG Quadraplex |  |  | -2001.3063 | 12.7704
| UG Secondary Cable from an UG | [9 empty] | Secondary
| Source to a handhole | Installation Cost |  | Removal Cost |  | Temporary Cost |  | OH Service Equivalent |  |  | Differential Cost
| Cable & Conduit With Hand Dig Trench | Base | Per Foot | Base | Per Foot | Base | Per Foot | Description |  |  | Base | Per Foot
| 1Ø - 2/0 AWG Tpx - 2" conduit | 18.8833 | 12.7198 | 380.41 | 0 | 399.2933 | 12.7198 | 1Ø - 2/0 AWG Triplex |  |  | -1219.4474 | 11.0935
| 1Ø - 4/0 AWG Tpx - 3" conduit | 45.6939 | 13.5998 | 380.41 | 0 | 426.1039 | 13.5998 | 1Ø - 4/0 AWG Triplex |  |  | -1062.4942 | 11.6051
| 1Ø - 500 kcmil Tpx - 4" conduit | 81.5903 | 19.0576 | 380.41 | 0 | 462.0003 | 19.0576 | 1Ø - 2-4/0 AWG Triplex |  |  | -1965.8375 | 15.3261
| 3Ø - 2/0 AWG Quad - 3" conduit | 44.1736 | 13.3898 | 380.5 | 0 | 424.6736 | 13.3898 | 3Ø - 2/0 AWG Quadraplex |  |  | -1060.4263 | 11.4846
| 3Ø - 4/0 AWG Quad - 3" conduit | 52.9335 | 14.2698 | 380.5 | 0 | 433.4335 | 14.2698 | 3Ø - 4/0 AWG Quadraplex |  |  | -1080.4649 | 11.6448
| 3Ø - 500 kcmil Quad - 4" conduit | 96.5521 | 20.5476 | 380.5 | 0 | 477.0521 | 20.5476 | 3Ø - 2-4/0 AWG Quadraplex |  |  | -2001.3063 | 15.5555
HANDHOLES
Installation Cost = labor plus overheads, vehicle, material, and material handling to install equipment.
Removal Cost = labor plus overheads and vehicle to remove equipment.
Temporary Cost = Installation Cost minus material, plus Removal Cost minus material - two trips.
Raise or Lower = cost of removing a handhole, then re-installing a handhole - one trip.
| Handholes & Secondary | Install | Remove | Raise | Lower | Temporary | Overhead | Differential
| Cabinet Description | Cost | Cost | Cost | Cost | Cost | Equivalent | Cost
| 1ø TEC No. 5531950 9" x 10" x 13" | 306.39 | 133.49 | 242.74 | 242.74 | 397.19 | None | 306.39
| 1ø TEC No. 5531980 11" x 15" | 326.61 | 133.49 | 242.74 | 242.74 | 400.65 | None | 326.61
| 1ø TEC No. 5535900 10" x 13" | 415.28 | 133.49 | 242.74 | 242.74 | 415.83 | None | 415.28
| 1ø TEC No. 5535950 12" x 20" | 357.09 | 133.49 | 242.74 | 242.74 | 405.87 | None | 357.09
| 1ø TEC No. 5535960 17" x 30" | 398.85 | 133.49 | 242.74 | 242.74 | 413.02 | None | 398.85
| 1ø TEC No. 5535940 14" x 25" | 457.99 | 133.49 | 242.74 | 242.74 | 423.15 | None | 457.99
| 1ø TEC No. 5535970 24" x 36" x 18" | 668.25 | 173.95 | 323.65 | 323.65 | 533.14 | None | 668.25
| 1ø TEC No. 5535590 30" x 48" x 18" | 902.99 | 173.95 | 323.65 | 323.65 | 573.34 | None | 902.99
| 3ø TEC No. 5535950 12" x 20" | 416.03 | 137.53 | 242.74 | 242.74 | 456.89 | None | 416.03
| 3ø TEC No. 5535960 17" x 30" | 466.72 | 137.53 | 242.74 | 242.74 | 465.56 | None | 466.72
| 3ø TEC No. 5535940 14" x 25" | 525.86 | 137.53 | 242.74 | 242.74 | 475.69 | None | 525.86
| 3ø TEC No. 5535970 24" x 36" x 18" | 736.12 | 177.99 | 323.65 | 323.65 | 585.68 | None | 736.12
| 3ø TEC No. 5535590 30" x 48" x 18" | 970.86 | 177.99 | 323.65 | 323.65 | 625.88 | None | 970.86
| One Secondary Cabinet with Pad GR&S 6-17 | 9938.3717 | 303.44 | - | - | 3399.3517 | None | 9938.3717
| One Secondary Cabinet with Pad GR&S 6-20 | 9054.3792 | 303.44 | - | - | 2515.3592 | None | 9054.3792
| Two Secondary Cabinets with Concrete Pad | 12849.2284 | 606.88 | - | - | 4130.1584 | None | 12849.2284
CONVERSIONS of 1Ø & 3Ø OH Services to UG Services
The "Conversion" cost is the cost to remove whatever overhead facilities exist. After paying
the cost to remove the existing overhead, the Customer essentially becomes a new Customer
and is charged the differential cost for his new underground service. Use the OH Service
Cable Removal Cost, and the OH Service Poles & Guys Removal Cost below to calculate
the Conversion Cost. The total cost for a customer to convert his overhead service to
underground is the applicable Differential Cost from above for the new underground service
plus the conversion cost.
On OH Cable worksheet
CREDITS
When the Customer becomes our contractor.
BORING
Boring - Always a cost above and beyond our normal activity. (No overhead equivalent.)
Other credits do not offset boring costs.
See conduit coordinator in your area for the specific cost.
OH SERVICE CABLE
This is the full cost to install, remove or transfer an overhead service cable. Use the Installation
Cost Per Foot when a Customer requests service beyond the closest point of attachment.
Installation Base Cost = labor plus overheads, vehicle, material, and material handling to install equipment.
Installation Per Foot Cost = labor plus overheads, vehicle, material, and material handling to install equipment.
Removal Base Cost = labor plus overheads and vehicle to remove equipment.
Removal Per Foot Cost = labor plus overheads and vehicle to remove equipment.
Temporary Base Cost = Installation Base Cost minus material, plus Removal Cost minus material.
Temporary Per Foot Cost = Installation Per Foot Cost minus material, plus Removal Cost minus material.
Transfer Cost = Labor only. The labor to remove/install one end of a service. Used when transferring a
service from an old pole to a new pole, or from an old secondary to new secondary, or
from an old service weatherhead to a new one.
Service Labor = Labor only. The labor to install, remove or replace an OH service, or the labor to
disconnect or reconnect an OH service or an UG service.
Service
|  | Installation Cost |  | Removal Cost |  | Temporary Cost |  | Transfer | Labor
| OH Description | Base | Per Foot | Base | Per Foot | Base | Per Foot | Cost | Cost
| 1Ø - #4 AWG Duplex | 79.8918 | 0.4666 | 41.9903 | 0 | 121.88 | 0.47 | 113.855
| 1Ø - #2 AWG Triplex | 125.8026 | 0.85399 | 38.4688 | 0 | 164.27 | 0.85 | 113.855
| 1Ø - 2/0 AWG Triplex | 124.556 | 1.3509 | 38.4688 | 0 | 163.02 | 1.35 | 113.855
| 1Ø - 4/0 AWG Triplex | 125.4493 | 1.9685 | 38.4688 | 0 | 163.92 | 1.97 | 113.855
| 1Ø - 2-4/0 AWG Triplex | 250.8986 | 3.937 | 76.9377 | 0 | 327.84 | 3.94 | 113.855
| 3Ø - #2 AWG Quadraplex | 124.6733 | 1.2228 | 38.4688 | 0 | 163.14 | 1.22 | 113.855
| 3Ø - 2/0 AWG Quadraplex | 124.6667 | 1.8834 | 38.4688 | 0 | 163.14 | 1.88 | 113.855
| 3Ø - 4/0 AWG Quadraplex | 124.413 | 2.7885 | 38.2188 | 0 | 162.63 | 2.79 | 113.855
| 3Ø - 2-4/0 AWG Quadraplex | 249.1252 | 5.5769 | 76.5823 | 0 | 325.71 | 5.58 | 113.855
| 3Ø - 500 kcmil Cu Lashed | 461.9775 | 47.8991 | 105.0258 | 0 | 567 | 47.9 | 113.855
OH SERVICE POLES
Installation Cost = labor plus overheads, vehicle, material, and material handling to install equipment.
Removal Cost = labor plus overheads and vehicle to remove equipment.
Temporary Cost = Installation Cost minus material, plus Removal Cost minus material.
Transfer Cost = Labor only. The labor to remove/install one end of a service. Used when transferring a
service from an old pole to a new pole, or from an old service to new service, or
from an old service weatherhead to a new one.
Pole Kick Cost = Labor only, the labor to move an existing pole a maximum of 5'
| OH Description | Installation Cost |  | Removal Cost |  | Temporary Cost |  | Relocate Cost
| Accessible 30' wood pole, drive hook | 565.3613 |  | 190.3173 |  | 755.6786 |  | 755.6786
| Accessible 35' wood pole, drive hook | 616.001 |  | 166.1706 |  | 782.1716 |  | 782.1716
| Accessible 30' concrete pole, bolt, eyenut | 676.1512 |  | 179.9274 |  | 856.0786 |  | 856.0786
| Accessible 35' concrete pole, bolt, eyenut | 2055.8093 |  | 593.7877 |  | 2649.597 |  | 2649.597
| Inaccessible 30' wood pole, drive hook | 652.4582 |  | #REF! |  | 1589.8639 |  | 1589.8639
| Inaccessible 35' wood pole, drive hook | 1678.2363 |  | 314.4375 |  | 1992.6738 |  | 1992.6738
| single 3/8" down guy on wood pole | #REF! |  | #REF! |  | #REF! |  | #REF!
| single 3/8" down guy on concrete pole | #REF! |  | #REF! |  | #REF! |  | #REF!
OH SECONDARY CABLE
This is the full cost to install or remove overhead secondary cable. Use the Installation
Cost Per Foot when the Customer requests overhead secondary beyond the closest point
of construction.
Installation Base Cost = labor plus overheads, vehicle, material, and material handling to install equipment.
Installation Per Foot Cost = labor plus overheads, vehicle, material, and material handling to install equipment.
Removal Base Cost = labor plus overheads and vehicle to remove equipment.
Removal Per Foot Cost = labor plus overheads and vehicle to remove equipment.
Temporary Base Cost = Installation Base Cost minus material, plus Removal Base Cost minus material.
Temporary Per Foot Cost = Installation Per Foot Cost minus material, plus Removal Per Foot Cost minus material.
Transfer Cost = Labor only. The labor to remove/install one end of a secondary. Used when
transferring a secondary from an old pole to a new pole, or from an old
secondary to a new one.
|  | Installation Cost |  | Removal Cost |  | Temporary Cost |  | Transfer
| OH Description | Base | Per Foot | Base | Per Foot | Base | Per Foot | Cost
| 1Ø - 2/0 AWG Triplex | #REF! | 1.6264 | #REF! | 0 | #REF! | 1.6264 | 0
| 1Ø - 4/0 AWG Triplex | #REF! | 1.9948 | #REF! | 0 | #REF! | 1.9948 | 0
| 1Ø - 2-4/0 AWG Triplex | #REF! | 3.7315 | #REF! | 0 | #REF! | 3.7315 | 0
| 3Ø - 2/0 AWG Quadraplex | #REF! | 1.9052 | #REF! | 0 | #REF! | 1.9052 | 0
| 3Ø - 4/0 AWG Quadraplex | #REF! | 2.6251 | #REF! | 0 | #REF! | 2.6251 | 0
| 3Ø - 2-4/0 AWG Quadraplex | #REF! | 4.9922 | #REF! | 0 | #REF! | 4.9922 | 0
OH SECONDARY POLES AND GUYS
Installation Cost = labor plus overheads, vehicle, material, and material handling to install equipment.
Removal Cost = labor plus overheads and vehicle to remove equipment.
Temporary Cost = Installation Cost minus material, plus Removal Cost minus material.
Transfer Cost = Labor only, the labor to transfer one end of a guy wire from one pole to another
Pole Kick Cost = Labor only, the labor to move an existing pole a maximum of 5' <==ask ?
[8 empty] | Relocate | Transfer | Polekick
| OH Description | Installation Cost |  | Removal Cost |  | Temporary Cost |  | Cost | Cost | Cost
| Accessible 30' wood pole | 445.62 |  | 72.82 |  | 518.44 |  | 518.44 | -
| Accessible 35' wood pole | 521.19 |  | 72.82 |  | 594.01 |  | 594.01 | -
| Accessible 30' concrete pole | 445.35 |  | 60.68 |  | 506.03 |  | 506.03 | -
| Accessible 35' concrete pole | 543.37 |  | 60.68 |  | 604.05 |  | 604.05 | -
| Inaccessible 30' wood pole | 1028.64 |  | 607.67 |  | 1636.31 |  | 1636.31 | -
| Inaccessible 35' wood pole | 1908.34 |  | 546.16 |  | 2454.5 |  | 2454.5 | -
| single 3/8"down guy on wood pole | 391.55 |  | 125.42 |  | 516.97 |  | 516.97 | 89.01 | -
| single 3/8" down guy on concrete pole | 389.77 |  | 125.42 |  | 515.19 |  | 515.19 | 133.51 | -
UG SERVICES THAT WOULD REQUIRE A SERVICE POLE IF OH (long services)
Use the base and per foot costs above for the differential cost of the underground service
(add base charge + per/ft rates above) and subtract from that answer a credit for:
| 345.33 | the installed cost of an accessible 30' wood pole
| #REF! | the installed cost of an accessible 35' wood pole
| 376.18 | the installed cost of an accessible 30' concrete pole
| 473.9 | the installed cost of an accessible 35' concrete pole
| 795.44 | the installed cost of an inaccessible 30' wood pole
| 1674.88 | the installed cost of an inaccessible 35' wood pole
| 391.55 | the installed cost of a 3/8" single down guy & anchor on a wood pole
| 389.77 | the installed cost of a 3/8" single down guy & anchor on a concrete pole

## Costs
| 2009-01-01 |  | <==== This is the date when the work request costs were calculated (or recalculated). When
the standard rates are updated by recalculating the work request costs, this date
should be changed and the new costs should be entered in the green areas below.
This date is linked to the other spreadsheets in this workbook.
| 2009-10-01 |  | <==== This is the date when the Service Contractor costs were revised due to a new contract.
Legend
Green highlighting indicates an input area. This is where updated information should be entered.
Yellow highlighting indicates area where there is a link.
Peach highlighting indicates area where there are formulas.
Lilac highligting indicates checked Work Request for correct CU's, contractors cost & quantities.
| Updates: |  | To update the standard rates costs the dates in the work requests must be updated. WorkPro accesses tables for the material handling,
costs of labor and vehicles based on the dates in the work request. There is a button (Load Costs) in the PSTEW workbook on the UpdateCostsHere worksheet.
That button updates the dates and re-costs the work request in WORKPro. (IT help for that button - Andew Cornell, Edie Montagudo, Paula Kendall)
Copy the worksheet called WRData.xls from PSTEW into this workbook and it will load the work request data from WorkPro into this sheet.
| Work |  |  |  | (Material | TECO
| Request |  |  |  | Handling) | Labor | Teco |  |  | Contractor | NPV | WorkPro |  | 2006 | [9 empty] | Contractor
OH/UG | Number |  | Description | Material | Overhead | Hours | Overhead | Vehicle |  | Labor | Total | Total |  | Total | % Diff |  | 32.43 | 1.2444 | TE Cost | 0.2066 | Cont Cost |  |  | Total
UG | 10474 | R | Remove UG Cable - BASE | 0 |  | 2.09 |  |  |  |  | 190.16 | 190.16 |  | 138.03 | 37.77% |  | 67.7787 | 84.3438 | 152.1225 | 14.0031 | 81.7818 | 0.5376 | 70.3407 | 119.8193
UG | 10495 | I | Install Primary UG Cable - BASE | 0 |  | 2.09 |  |  |  |  | 190.16 | 190.16 |  | 138.03 | 37.77% |  | 67.7787 | 84.3438 | 152.1225 | 14.0031 | 81.7818 | 0.5376 | 70.3407 | 119.8193
UG | 13208 | R | Rm 1ph 17x30 above ground hh | 0 |  | 1.46 |  |  |  |  | 133.49 | 133.49 |  |  |  |  | 47.3478 | 58.9196 | 106.2674 | 9.7821 | 57.1299 | 0.5376 | 49.1375 | 84.3525
UG | 13209 | I | 17" x 30" above ground handhole | 242.53 |  | 2.79 |  |  |  |  | 547.52 | 547.52 |  |  |  |  | 90.4797 | 112.5929 | 203.0726 | 18.6931 | 109.1728 | 0.5376 | 93.8998 | 453.6202
UG | 13210 | I | Install 3ph 17 x 30 above ground hh | 261.9 |  | 3.28 |  |  |  |  | 615.39 | 615.39 |  |  |  |  | 106.3704 | 132.3673 | 238.7377 | 21.9761 | 128.3465 | 0.5376 | 110.3912 | 504.9988
UG | 13211 | R | Remove 3ph 17x30 above ground hh | 0 |  | 1.51 |  |  |  |  | 137.53 | 137.53 |  |  |  |  | 48.9693 | 60.9374 | 109.9067 | 10.1171 | 59.0864 | 0.5376 | 50.8203 | 86.7097
UG | 13282 | T | Raise or lower 17x30 above ground h | 0 |  | 2.66 |  |  |  |  | 242.74 | 242.74 |  |  |  |  | 86.2638 | 107.3467 | 193.6105 | 17.8221 | 104.0859 | 0.5376 | 89.5246 | 153.2154
UG | 40515 | I | HH 10" x 13" Load Bearing | 132.94 |  | 2.79 |  |  |  |  | 415.28 | 415.28 |  | 307.01 | 35.27% |  | 90.4797 | 112.5929 | 203.0726 | 18.6931 | 109.1728 | 0.5376 | 93.8998 | 321.3802
OH | 79842 | I | INSTALL 3PHASE Handhole 14"x 25" | 187.7 |  | 3.28 |  |  |  |  | 525.86 | 525.86 |  | 448.82 | 17.17% |  | 106.3704 | 132.3673 | 238.7377 | 21.9761 | 128.3465 | 0.5376 | 110.3912 | 415.4688
OH | 105967 | I | POLE HAUL TO SITE | 0 |  | 3.3 |  |  |  |  | 300.94 | 300.94 |  | 109.22 | 175.5% |  | 107.019 | 133.1744 | 240.1934 | 22.1101 | 129.1291 | 0.5376 | 111.0643 | 189.8757
OH | 110478 | I | In 1phOH 4/0triplex SVC 150' | 231.09 |  | 1.62 |  |  |  |  | 425.85 | 425.85 |  | 357.73 | 19.04% |  | 52.5366 | 65.3765 | 117.9131 | 10.8541 | 63.3907 | 0.5376 | 54.5225 | 371.3275
OH | 121847 | I | In 1ph OH #4Triplex SVC 1' FT | 44.84 |  | 1.61 |  |  |  |  | 200.67 | 200.67 |  | 71.71 | 179.8% |  | 52.2123 | 64.973 | 117.1853 | 10.7871 | 62.9994 | 0.5376 | 54.1859 | 146.4841
OH | 121856 | I | In 1ph OH #4Duplex SVC 101' FT | 29.39 |  | 1.03 |  |  |  |  | 129.22 | 129.22 |  | 97.14 | 33.02% |  | 33.4029 | 41.5666 | 74.9695 | 6.901 | 40.3039 | 0.5376 | 34.6655 | 94.5545
OH | 121892 | R | Rm 1ph OH #4Duplex SVC 1' FT | 0 |  | 0.5 |  |  |  |  | 45.2 | 45.2 |  | 35.25 | 28.23% |  | 16.215 | 20.1779 | 36.3929 | 3.35 | 19.565 | 0.5376 | 16.8279 | 28.3721
OH | 121898 | R | Rm 1ph OH #4Duplex SVC 101' FT | 0 |  | 0.54 |  |  |  |  | 49.26 | 49.26 |  | 35.91 | 37.18% |  | 17.5122 | 21.7922 | 39.3044 | 3.618 | 21.1302 | 0.5376 | 18.1742 | 31.0858
OH | 122405 | I | Install 1Ø 1 - #2 AAAC (open wire secondary) 100' | 34.78 |  | 13.23 |  |  |  |  | 1248.47 | 1248.47 |  | 114.43 | 991% |  | 429.0489 | 533.9085 | 962.9574 | 88.6415 | 517.6904 | 0.5376 | 445.2669 | 803.2031
OH | 122413 | I | In 1ph OH #2triplex SVC 101' FT | 53.79 |  | 1.61 |  |  |  |  | 212.38 | 212.38 |  | 170.88 | 24.29% |  | 52.2123 | 64.973 | 117.1853 | 10.7871 | 62.9994 | 0.5376 | 54.1859 | 158.1941
OH | 122417 | R | Remove 1 - #2 or 2/0 AAAC (open wire secondary) 100' | 0 |  | 1.28 |  |  |  |  | 117.32 | 117.32 |  | 32.32 | 263% |  | 41.5104 | 51.6555 | 93.1659 | 8.576 | 50.0864 | 0.5376 | 43.0795 | 74.2405
OH | 122424 | R | Rm 1ph OH #2triplex SVC 101' FT | 0 |  | 0.5 |  |  |  |  | 45.2 | 45.2 |  | 32.97 | 37.09% |  | 16.215 | 20.1779 | 36.3929 | 3.35 | 19.565 | 0.5376 | 16.8279 | 28.3721
OH | 122429 | I | Install 1Ø 1 - 2/0 AAAC (open wire secondary) 100' | 46.12 |  | 13.23 |  |  |  |  | 1262.15 | 1262.15 |  | 115.61 | 991.7% |  | 429.0489 | 533.9085 | 962.9574 | 88.6415 | 517.6904 | 0.5376 | 445.2669 | 816.8831
OH | 122436 | I | In 1phOH 2/0triplex SVC 76' FT | 85.09 |  | 1.61 |  |  |  |  | 248.9 | 248.9 |  | 204.61 | 21.65% |  | 52.2123 | 64.973 | 117.1853 | 10.7871 | 62.9994 | 0.5376 | 54.1859 | 194.7141
OH | 122446 | I | Available | 2008.03 |  | 55 |  |  |  |  | 7438.66 | 7438.66 |  | 32.32 | 22916% |  | 1783.65 | 2219.5741 | 4003.2241 | 368.5021 | 2152.1521 | 0.5376 | 1851.072 | 5587.588
OH | 122449 | R | Rm 1phOH 2/0triplex SVC 101' FT | 0 |  | 0.5 |  |  |  |  | 45.2 | 45.2 |  | 32.97 | 37.09% |  | 16.215 | 20.1779 | 36.3929 | 3.35 | 19.565 | 0.5376 | 16.8279 | 28.3721
OH | 122455 | I | Available | 3310.33 |  | 55 |  |  |  |  | 9010.01 | 9010.01 |  | 118.51 | 7503% |  | 1783.65 | 2219.5741 | 4003.2241 | 368.5021 | 2152.1521 | 0.5376 | 1851.072 | 7158.938
OH | 122457 | I | In 1phOH 4/0triplex SVC 101' FT | 123.99 |  | 1.61 |  |  |  |  | 296.73 | 296.73 |  | 279.07 | 6.328% |  | 52.2123 | 64.973 | 117.1853 | 10.7871 | 62.9994 | 0.5376 | 54.1859 | 242.5441
OH | 122459 | I | Available | 4880 |  | 0.89 |  |  |  |  | 5969.14 | 5969.14 |  | 32.32 | 18369% |  | 28.8627 | 35.9167 | 64.7794 | 5.963 | 34.8257 | 0.5376 | 29.9537 | 5939.1863
OH | 122462 | R | Rm 1phOH 4/0triplex SVC 101' FT | 0 |  | 0.5 |  |  |  |  | 45.2 | 45.2 |  | 32.97 | 37.09% |  | 16.215 | 20.1779 | 36.3929 | 3.35 | 19.565 | 0.5376 | 16.8279 | 28.3721
OH | 122468 | I | Available | 5035 |  | 0.89 |  |  |  |  | 6156.16 | 6156.16 |  | 115.58 | 5226% |  | 28.8627 | 35.9167 | 64.7794 | 5.963 | 34.8257 | 0.5376 | 29.9537 | 6126.2063
OH | 122477 | I | In 3phOH #2quad SVC 101' FT | 77.02 |  | 1.61 |  |  |  |  | 239.28 | 239.28 |  | 198.32 | 20.65% |  | 52.2123 | 64.973 | 117.1853 | 10.7871 | 62.9994 | 0.5376 | 54.1859 | 185.0941
OH | 122497 | I | Available | 0 |  | 0.89 |  |  |  |  | 80.93 | 80.93 |  | 32.32 | 150.4% |  | 28.8627 | 35.9167 | 64.7794 | 5.963 | 34.8257 | 0.5376 | 29.9537 | 50.9763
OH | 122498 | R | Rm 3phOH #2quad SVC 101' FT | 0 |  | 0.5 |  |  |  |  | 45.2 | 45.2 |  | 32.97 | 37.09% |  | 16.215 | 20.1779 | 36.3929 | 3.35 | 19.565 | 0.5376 | 16.8279 | 28.3721
OH | 122500 | R | Available | 0 |  | 1.38 |  |  |  |  | 125.42 | 125.42 |  | 117.53 | 6.713% |  | 44.7534 | 55.6911 | 100.4445 | 9.2461 | 53.9995 | 0.5376 | 46.4451 | 78.9749
OH | 122515 | I | In 3phOH 2/0 quad SVC 101' FT | 118.63 |  | 1.61 |  |  |  |  | 289.48 | 289.48 |  | 273.55 | 5.823% |  | 52.2123 | 64.973 | 117.1853 | 10.7871 | 62.9994 | 0.5376 | 54.1859 | 235.2941
OH | 122521 | R | Available | 0 |  | 1.38 |  |  |  |  | 125.42 | 125.42 |  | 32.32 | 288.1% |  | 44.7534 | 55.6911 | 100.4445 | 9.2461 | 53.9995 | 0.5376 | 46.4451 | 78.9749
OH | 122522 | R | Rm 3phOH 2/0quad SVC 101' FT | 0 |  | 0.5 |  |  |  |  | 45.2 | 45.2 |  | 32.97 | 37.09% |  | 16.215 | 20.1779 | 36.3929 | 3.35 | 19.565 | 0.5376 | 16.8279 | 28.3721
OH | 122718 | I | In 35' Type II w/eyenut | 388.03 |  | 1.24 |  |  |  |  | 581.54 | 581.54 |  | 120.6 | 382.2% |  | 40.2132 | 50.0413 | 90.2545 | 8.308 | 48.5212 | 0.5376 | 41.7333 | 539.8067
OH | 122719 | I | In 3phOH 4/0quad SVC 101' FT | 115.55 |  | 1.61 |  |  |  |  | 285.51 | 285.51 |  | 328.6 | -13.11% |  | 52.2123 | 64.973 | 117.1853 | 10.7871 | 62.9994 | 0.5376 | 54.1859 | 231.3241
OH | 122720 | R | Rm 35' Type II w/eyebolt | 0 |  | 0.8 |  |  |  |  | 72.86 | 72.86 |  | 32.32 | 125.4% |  | 25.944 | 32.2847 | 58.2287 | 5.36 | 31.304 | 0.5376 | 26.9247 | 45.9353
OH | 122723 | R | Rm 3phOH 4/0quad SVC 101' FT | 0 |  | 0.5 |  |  |  |  | 44.95 | 44.95 |  | 32.97 | 36.34% |  | 16.215 | 20.1779 | 36.3929 | 3.35 | 19.565 | 0.5376 | 16.8279 | 28.1221
OH | 122730 | I | In 35' Type II, cable spacer | 395.32 |  | 1.91 |  |  |  |  | 651.01 | 651.01 |  | 693.57 | -6.136% |  | 61.9413 | 77.0798 | 139.0211 | 12.7971 | 74.7384 | 0.5376 | 64.2827 | 586.7273
OH | 122736 | I | Inst 3phOH 500kcmil lash /ft | 1984.88 |  | 5.94 |  |  |  |  | 2936.9 | 2936.9 |  | 2595.69 | 13.15% |  | 192.6342 | 239.714 | 432.3482 | 39.7982 | 232.4324 | 0.5376 | 199.9158 | 2736.9842
OH | 122744 | R | In 35' Type II, cable spacer | 0 |  | 0.67 |  |  |  |  | 60.7 | 60.7 |  | 88.11 | -31.11% |  | 21.7281 | 27.0384 | 48.7665 | 4.489 | 26.2171 | 0.5376 | 22.5494 | 38.1506
OH | 122746 | R | Rem 3phOH 500kcmil lash /ft | 0 |  | 1.35 |  |  |  |  | 123.2 | 123.2 |  | 88.73 | 38.85% |  | 43.7805 | 54.4805 | 98.261 | 9.0451 | 52.8256 | 0.5376 | 45.4354 | 77.7646
OH | 122771 | I | In 30' woodSVCpole,DRIVE HOOK | 81.38 |  | 2.71 |  |  |  |  | 345.33 | 345.33 |  | 130.56 | 164.5% |  | 87.8853 | 109.3645 | 197.2498 | 18.1571 | 106.0424 | 0.5376 | 91.2074 | 254.1226
OH | 122793 | R | Rm 30' wood SVCpole,DRHOOK | 0 |  | 0.8 |  |  |  |  | 72.82 | 72.82 |  | 35.94 | 102.6% |  | 25.944 | 32.2847 | 58.2287 | 5.36 | 31.304 | 0.5376 | 26.9247 | 45.8953
OH | 122795 | I | In 35' wood SVCpole,DRHOOK | 960.6 |  | 2.26 |  |  |  |  | 1365.41 | 1365.41 |  | 152.06 | 797.9% |  | 73.2918 | 91.2043 | 164.4961 | 15.1421 | 88.4339 | 0.5376 | 76.0622 | 1289.3478
OH | 122802 | R | Rm 35' fiberglass SVC pole,DRHOOK | 0 |  | 2.31 |  |  |  |  | 210.39 | 210.39 |  | 38.18 | 451% |  | 74.9133 | 93.2221 | 168.1354 | 15.4771 | 90.3904 | 0.5376 | 77.745 | 132.645
OH | 122803 | I | In 30' concSVCpole,BOLT EYENUT | 217.83 |  | 1.24 |  |  |  |  | 376.18 | 376.18 |  | 357.71 | 5.163% |  | 40.2132 | 50.0413 | 90.2545 | 8.308 | 48.5212 | 0.5376 | 41.7333 | 334.4467
OH | 122810 | R | Rm 30' concSVCpole,BOLT EYENUT | 0 |  | 0.49 |  |  |  |  | 44.5 | 44.5 |  | 32.3 | 37.77% |  | 15.8907 | 19.7744 | 35.6651 | 3.283 | 19.1737 | 0.5376 | 16.4914 | 28.0086
OH | 122816 | I | In 35' concSVCpole,BOLT EYENUT | 298.82 |  | 1.24 |  |  |  |  | 473.9 | 473.9 |  | 415.69 | 14% |  | 40.2132 | 50.0413 | 90.2545 | 8.308 | 48.5212 | 0.5376 | 41.7333 | 432.1667
OH | 122851 | R | Rm 35' concSVCpole,BOLT EYENUT | 0 |  | 0.49 |  |  |  |  | 44.5 | 44.5 |  | 32.3 | 37.77% |  | 15.8907 | 19.7744 | 35.6651 | 3.283 | 19.1737 | 0.5376 | 16.4914 | 28.0086
OH | 123512 | R | Rm 1/4"or3/8"dnguy/anchor wood | 0 |  | 1.38 |  |  |  |  | 125.42 | 125.42 |  | 91.03 | 37.78% |  | 44.7534 | 55.6911 | 100.4445 | 9.2461 | 53.9995 | 0.5376 | 46.4451 | 78.9749
OH | 123514 | I | In 3ph #2 Quadraplex OH Svc 150 FT | 138.92 |  | 1.62 |  |  |  |  | 314.64 | 314.64 |  | 238.86 | 31.73% |  | 52.5366 | 65.3765 | 117.9131 | 10.8541 | 63.3907 | 0.5376 | 54.5225 | 260.1175
OH | 123516 | R | Rm 1/4"or3/8"dnguy/anchor conc | 0 |  | 1.38 |  |  |  |  | 125.42 | 125.42 |  | 91.03 | 37.78% |  | 44.7534 | 55.6911 | 100.4445 | 9.2461 | 53.9995 | 0.5376 | 46.4451 | 78.9749
OH | 123746 | I | In 35' Type 4 w/cable spacer | 486.16 |  | 1.91 |  |  |  |  | 760.62 | 760.62 |  | 398.71 | 90.77% |  | 61.9413 | 77.0798 | 139.0211 | 12.7971 | 74.7384 | 0.5376 | 64.2827 | 696.3373
OH | 123772 | R | Rm 35' Type IV w/cable spacer | 0 |  | 0.67 |  |  |  |  | 60.7 | 60.7 |  | 96.91 | -37.36% |  | 21.7281 | 27.0384 | 48.7665 | 4.489 | 26.2171 | 0.5376 | 22.5494 | 38.1506
OH | 124285 | R | RM Handhole 30" x 48" x 18" | 0 |  | 1.9 |  |  |  |  | 173.95 | 173.95 |  | 126.27 | 37.76% |  | 61.617 | 76.6762 | 138.2932 | 12.7301 | 74.3471 | 0.5376 | 63.9461 | 110.0039
OH | 124291 | I | Polekick 30' or 35' wood pole | 0 |  | 1.65 |  |  |  |  | 150.48 | 150.48 |  | 109.22 | 37.78% |  | 53.5095 | 66.5872 | 120.0967 | 11.0551 | 64.5646 | 0.5376 | 55.5322 | 94.9478
OH | 124302 | T | Transfer OH service | 0 |  | 1.46 |  |  |  |  | 133.51 | 133.51 |  | 96.91 | 37.77% |  | 47.3478 | 58.9196 | 106.2674 | 9.7821 | 57.1299 | 0.5376 | 49.1375 | 84.3725
UG | 124552 | R | RM 1ph 2/0 UG SEC BASE | 0 |  | 2.09 |  |  |  |  | 190.25 | 190.25 |  | 138.09 | 37.77% |  | 67.7787 | 84.3438 | 152.1225 | 14.0031 | 81.7818 | 0.5376 | 70.3407 | 119.9093
OH | 125589 | I | Available | 477.8 |  | 1.02 |  |  |  |  | 669.61 | 669.61 |  | 120.13 | 457.4% |  | 33.0786 | 41.163 | 74.2416 | 6.834 | 39.9126 | 0.5376 | 34.329 | 635.281
OH | 125607 | R | Available | 0 |  | 0.58 |  |  |  |  | 52.61 | 52.61 |  | 32.32 | 62.78% |  | 18.8094 | 23.4064 | 42.2158 | 3.886 | 22.6954 | 0.5376 | 19.5204 | 33.0896
OH | 125903 | I | In 3ph 2/0 Quadraplex OH Service 150' | 220.97 |  | 1.62 |  |  |  |  | 413.64 | 413.64 |  | 350 | 18.18% |  | 52.5366 | 65.3765 | 117.9131 | 10.8541 | 63.3907 | 0.5376 | 54.5225 | 359.1175
OH | 125904 | I | In 3ph 4/0 Quadraplex OH Service 150' | 313.21 |  | 1.62 |  |  |  |  | 524.93 | 524.93 |  | 430.52 | 21.93% |  | 52.5366 | 65.3765 | 117.9131 | 10.8541 | 63.3907 | 0.5376 | 54.5225 | 470.4075
OH | 125908 | I | 1Ø - 2/0 AWG Triplex - 150 ft | 155.66 |  | 1.62 |  |  |  |  | 334.84 | 334.84 |  | 248.21 | 34.9% |  | 52.5366 | 65.3765 | 117.9131 | 10.8541 | 63.3907 | 0.5376 | 54.5225 | 280.3175
UG | 125940 | I | Handhole 30" x 48" x 18" | 503.6 |  | 3.23 |  |  |  |  | 902.99 | 902.99 |  | 696.4 | 29.67% |  | 104.7489 | 130.3495 | 235.0984 | 21.6411 | 126.39 | 0.5376 | 108.7084 | 794.2816
OH | 126090 | R | Haul in pole | 0 |  | 1.65 |  |  |  |  | 150.48 | 150.48 |  | 109.22 | 37.78% |  | 53.5095 | 66.5872 | 120.0967 | 11.0551 | 64.5646 | 0.5376 | 55.5322 | 94.9478
OH | 126096 | I | polekick see David Claridge $ | 0 |  | 4.13 |  |  |  |  | 376.18 | 376.18 |  |  |  |  | 133.9359 | 166.6698 | 300.6057 | 27.6712 | 161.6071 | 0.5376 | 138.9987 | 237.1813
OH | 126159 | T | Trans one 1/4 or 3/8 guy- wood | 0 |  | 0.98 |  |  |  |  | 89.01 | 89.01 |  | 64.61 | 37.77% |  | 31.7814 | 39.5488 | 71.3302 | 6.566 | 38.3474 | 0.5376 | 32.9827 | 56.0273
OH | 126288 | T | Trans one 1/4 or 3/8 guy- conc | 0 |  | 1.46 |  |  |  |  | 133.51 | 133.51 |  | 96.91 | 37.77% |  | 47.3478 | 58.9196 | 106.2674 | 9.7821 | 57.1299 | 0.5376 | 49.1375 | 84.3725
OH | 126420 | I | 4" conduit spacer | 0.85 |  | 0 |  |  |  |  | 1.03 | 1.03 |  | 398.71 | -99.74% |  | 0 | 0 | 0 | 0 | 0 | #DIV/0! | 0 | 1.03
OH | 126421 | I | GLUECONDF | 5.83 |  | 0 |  |  |  |  | 7.03 | 7.03 |  | 96.91 | -92.75% |  | 0 | 0 | 0 | 0 | 0 | #DIV/0! | 0 | 7.03
OH | 126424 | I | GLUECONDM | 6.86 |  | 0 |  |  |  |  | 8.28 | 8.28 |  | 797.38 | -98.96% |  | 0 | 0 | 0 | 0 | 0 | #DIV/0! | 0 | 8.28
OH | 126427 | R | Remove PMH-10 | 0 |  | 6.47 |  |  |  |  | 590.75 | 590.75 |  | 193.82 | 204.8% |  | 209.8221 | 261.1026 | 470.9247 | 43.3492 | 253.1713 | 0.5376 | 217.7534 | 372.9966
OH | 126428 | R | Remove substation takeoff | 0 |  | 1.55 |  |  |  |  | 141.95 | 141.95 |  | 400.36 | -64.54% |  | 50.2665 | 62.5516 | 112.8181 | 10.3851 | 60.6516 | 0.5376 | 52.1666 | 89.7834
OH | 126429 | I | Install 60' 5210620 Concrete Pole | 0 |  | 0.89 |  |  |  |  | 80.93 | 80.93 |  | 96.91 | -16.49% |  | 28.8627 | 35.9167 | 64.7794 | 5.963 | 34.8257 | 0.5376 | 29.9537 | 50.9763
OH | 126431 | I | Install 35' fiberglass CL4 + spacer | 969.65 |  | 3.24 |  |  |  |  | 1465.34 | 1465.34 |  | 400.36 | 266% |  | 105.0732 | 130.7531 | 235.8263 | 21.7081 | 126.7813 | 0.5376 | 109.045 | 1356.295
OH | 126435 | R | RM 35' fiberglass CL4 + spacer | 0 |  | 2.4 |  |  |  |  | 218.48 | 218.48 |  | 96.91 | 125.4% |  | 77.832 | 96.8541 | 174.6861 | 16.0801 | 93.9121 | 0.5376 | 80.774 | 137.706
OH | 126436 | I | Available | 115.62 |  | 1.86 |  |  |  |  | 309.44 | 309.44 |  | 800.71 | -61.35% |  | 60.3198 | 75.062 | 135.3818 | 12.4621 | 72.7819 | 0.5376 | 62.5999 | 246.8401
OH | 126438 | R | Available | 0 |  | 2.92 |  |  |  |  | 267.01 | 267.01 |  | 193.82 | 37.76% |  | 94.6956 | 117.8392 | 212.5348 | 19.5641 | 114.2597 | 0.5376 | 98.2751 | 168.7349
OH | 126632 | I | In 3/8" downguy/anchor wood | 130.03 |  | 2.57 |  |  |  |  | 391.55 | 391.55 |  | 266.47 | 46.94% |  | 83.3451 | 103.7146 | 187.0597 | 17.2191 | 100.5642 | 0.5376 | 86.4955 | 305.0545
OH | 126635 | I | In 3/8" downguy/anchor conc | 128.55 |  | 2.57 |  |  |  |  | 389.77 | 389.77 |  | 265.16 | 46.99% |  | 83.3451 | 103.7146 | 187.0597 | 17.2191 | 100.5642 | 0.5376 | 86.4955 | 303.2745
OH | 126650 | I | Install 1Ø - #2 AWG Triplex - 150 ft | 95.97 |  | 1.62 |  |  |  |  | 262.82 | 262.82 |  | 198.54 | 32.38% |  | 52.5366 | 65.3765 | 117.9131 | 10.8541 | 63.3907 | 0.5376 | 54.5225 | 208.2975
OH | 126713 | I | In 35' concSECpole,SPACER | 306.11 |  | 1.91 |  |  |  |  | 543.37 | 543.37 |  | 466.17 | 16.56% |  | 61.9413 | 77.0798 | 139.0211 | 12.7971 | 74.7384 | 0.5376 | 64.2827 | 479.0873
OH | 126714 | R | Rm 30' concSECpole,SPACER | 0 |  | 0.67 |  |  |  |  | 60.68 | 60.68 |  | 44.05 | 37.75% |  | 21.7281 | 27.0384 | 48.7665 | 4.489 | 26.2171 | 0.5376 | 22.5494 | 38.1306
OH | 126716 | R | Rm 35' concSECpole,SPACER | 0 |  | 0.67 |  |  |  |  | 60.68 | 60.68 |  | 44.05 | 37.75% |  | 21.7281 | 27.0384 | 48.7665 | 4.489 | 26.2171 | 0.5376 | 22.5494 | 38.1306
OH | 126717 | I | In 30' concSECpole,SPACER | 224.89 |  | 1.91 |  |  |  |  | 445.35 | 445.35 |  | 404.96 | 9.974% |  | 61.9413 | 77.0798 | 139.0211 | 12.7971 | 74.7384 | 0.5376 | 64.2827 | 381.0673
OH | 126720 | R | Remove 35' wood SEC pole | 0 |  | 0.8 |  |  |  |  | 72.82 | 72.82 |  | 52.86 | 37.76% |  | 25.944 | 32.2847 | 58.2287 | 5.36 | 31.304 | 0.5376 | 26.9247 | 45.8953
OH | 126721 | I | Install 35' wood SEC pole | 153.06 |  | 3.69 |  |  |  |  | 521.19 | 521.19 |  | 180.46 | 188.8% |  | 119.6667 | 148.9132 | 268.5799 | 24.7231 | 144.3898 | 0.5376 | 124.1901 | 396.9999
OH | 126722 | R | Remove 30' wood SEC pole | 0 |  | 0.8 |  |  |  |  | 72.82 | 72.82 |  | 52.86 | 37.76% |  | 25.944 | 32.2847 | 58.2287 | 5.36 | 31.304 | 0.5376 | 26.9247 | 45.8953
OH | 126723 | I | Install 30' wood SEC pole | 90.43 |  | 3.69 |  |  |  |  | 445.62 | 445.62 |  | 158.96 | 180.3% |  | 119.6667 | 148.9132 | 268.5799 | 24.7231 | 144.3898 | 0.5376 | 124.1901 | 321.4299
OH | 126727 | I | In 30' INACESS SEC pole | 156.05 |  | 9.21 |  |  |  |  | 1028.64 | 1028.64 |  | 260.27 | 295.2% |  | 298.6803 | 371.6778 | 670.3581 | 61.7073 | 360.3876 | 0.5376 | 309.9704 | 718.6696
OH | 126728 | R | Rm 30' INACCESS SECpole | 0 |  | 6.66 |  |  |  |  | 607.67 | 607.67 |  | 132.14 | 359.9% |  | 215.9838 | 268.7702 | 484.754 | 44.6223 | 260.6061 | 0.5376 | 224.148 | 383.522
OH | 126729 | I | In 35' INACCESS SECpole | 969.65 |  | 8.1 |  |  |  |  | 1908.34 | 1908.34 |  | 281.77 | 577.3% |  | 262.683 | 326.8827 | 589.5657 | 54.2703 | 316.9533 | 0.5376 | 272.6124 | 1635.7276
OH | 126731 | R | Rm 35' INACESS SEC pole | 0 |  | 5.99 |  |  |  |  | 546.16 | 546.16 |  | 132.14 | 313.3% |  | 194.2557 | 241.7318 | 435.9875 | 40.1332 | 234.3889 | 0.5376 | 201.5986 | 344.5614
OH | 126786 | T | Transfer 1ø OH Secondary | 0 |  | 2.4 |  |  |  |  | 218.47 | 218.47 |  | 158.58 | 37.77% |  | 77.832 | 96.8541 | 174.6861 | 16.0801 | 93.9121 | 0.5376 | 80.774 | 137.696
OH | 126787 | T | Transfer 1ø OH Sec with bolt | 0 |  | 2.4 |  |  |  |  | 218.47 | 218.47 |  | 158.58 | 37.77% |  | 77.832 | 96.8541 | 174.6861 | 16.0801 | 93.9121 | 0.5376 | 80.774 | 137.696
UG | 126788 | I | Handhole 24" x 36" x 18" | 309.06 |  | 3.23 |  |  |  |  | 668.25 | 668.25 |  | 610.73 | 9.418% |  | 104.7489 | 130.3495 | 235.0984 | 21.6411 | 126.39 | 0.5376 | 108.7084 | 559.5416
OH | 126792 | T | Transfer 3ø OH Secondary | 0 |  | 2.4 |  |  |  |  | 218.47 | 218.47 |  | 158.58 | 37.77% |  | 77.832 | 96.8541 | 174.6861 | 16.0801 | 93.9121 | 0.5376 | 80.774 | 137.696
OH | 126793 | T | Transfer 3ø OH Sec with bolt | 0 |  | 2.4 |  |  |  |  | 218.47 | 218.47 |  | 160.18 | 36.39% |  | 77.832 | 96.8541 | 174.6861 | 16.0801 | 93.9121 | 0.5376 | 80.774 | 137.696
UG | 126795 | R | RM Handhole 17" x 30" | 0 |  | 1.46 |  |  |  |  | 133.49 | 133.49 |  | 96.89 | 37.77% |  | 47.3478 | 58.9196 | 106.2674 | 9.7821 | 57.1299 | 0.5376 | 49.1375 | 84.3525
OH | 126856 | R | Rm 1ph 2/0 OH Sec /ft. | 0 |  | 1.29 |  |  |  |  | 118.18 | 118.18 |  |  |  |  | 41.8347 | 52.0591 | 93.8938 | 8.643 | 50.4777 | 0.5376 | 43.4161 | 74.7639
OH | 126862 | I | In 1ph 2/0 OH Sec /ft. | 134.79 |  | 15.09 |  |  |  |  | 1539.06 | 1539.06 |  |  |  |  | 489.3687 | 608.9704 | 1098.3391 | 101.1036 | 590.4723 | 0.5376 | 507.8668 | 1031.1932
OH | 126864 | I | In 1ph 4/0 OH Tri Sec /ft. | 165.32 |  | 13.23 |  |  |  |  | 1405.98 | 1405.98 |  |  |  |  | 429.0489 | 533.9085 | 962.9574 | 88.6415 | 517.6904 | 0.5376 | 445.2669 | 960.7131
OH | 126865 | R | Rm 1ph 4/0 OH Tri Sec /ft. | 0 |  | 1.29 |  |  |  |  | 118.18 | 118.18 |  |  |  |  | 41.8347 | 52.0591 | 93.8938 | 8.643 | 50.4777 | 0.5376 | 43.4161 | 74.7639
OH | 126867 | I | In 1ph 2-4/0 OH Tri Sec /ft. | 309.26 |  | 24.42 |  |  |  |  | 2600.07 | 2600.07 |  |  |  |  | 791.9406 | 985.4909 | 1777.4315 | 163.6149 | 955.5555 | 0.5376 | 821.876 | 1778.194
OH | 126868 | R | Rm 1ph 2-4/0 OH Tri Sec /ft. | 0 |  | 2.23 |  |  |  |  | 204.01 | 204.01 |  |  |  |  | 72.3189 | 89.9936 | 162.3125 | 14.9411 | 87.26 | 0.5376 | 75.0526 | 128.9574
OH | 126869 | I | In 3ph 2/0 OH Quad Sec /ft. | 157.9 |  | 13.23 |  |  |  |  | 1397.02 | 1397.02 |  |  |  |  | 429.0489 | 533.9085 | 962.9574 | 88.6415 | 517.6904 | 0.5376 | 445.2669 | 951.7531
OH | 126870 | R | Rm 3ph 2/0 OH Quad Sec /ft. | 0 |  | 1.29 |  |  |  |  | 118.18 | 118.18 |  |  |  |  | 41.8347 | 52.0591 | 93.8938 | 8.643 | 50.4777 | 0.5376 | 43.4161 | 74.7639
OH | 126871 | I | In 3ph 4/0 OH Quad Sec /ft. | 217.56 |  | 13.23 |  |  |  |  | 1469.01 | 1469.01 |  |  |  |  | 429.0489 | 533.9085 | 962.9574 | 88.6415 | 517.6904 | 0.5376 | 445.2669 | 1023.7431
OH | 126872 | R | Rm 3ph 4/0 OH Quad Sec /ft. | 0 |  | 1.29 |  |  |  |  | 118.18 | 118.18 |  |  |  |  | 41.8347 | 52.0591 | 93.8938 | 8.643 | 50.4777 | 0.5376 | 43.4161 | 74.7639
OH | 126873 | I | In 3ph2-4/0 OH Quad Sec /ft. | 413.74 |  | 24.42 |  |  |  |  | 2726.14 | 2726.14 |  |  |  |  | 791.9406 | 985.4909 | 1777.4315 | 163.6149 | 955.5555 | 0.5376 | 821.876 | 1904.264
OH | 126877 | R | Rm 3ph2-4/0 OH Quad Sec /ft. | 0 |  | 2.23 |  |  |  |  | 204.01 | 204.01 |  |  |  |  | 72.3189 | 89.9936 | 162.3125 | 14.9411 | 87.26 | 0.5376 | 75.0526 | 128.9574
OH | 127076 | R | Rm 35' INACESS SVCpole,DRHOOK | 0 |  | 5.77 |  |  |  |  | 525.97 | 525.97 |  | 93.46 | 462.8% |  | 187.1211 | 232.8535 | 419.9746 | 38.6592 | 225.7803 | 0.5376 | 194.1943 | 331.7757
OH | 127078 | I | In 35' INACCESS SVCpole,DRHOOK | 960.6 |  | 5.66 |  |  |  |  | 1674.88 | 1674.88 |  | 222.56 | 652.6% |  | 183.5538 | 228.4143 | 411.9681 | 37.9222 | 221.476 | 0.5376 | 190.4921 | 1484.3879
OH | 127082 | R | Rm 30' INACCESS SVCpole,DRHOOK | 0 |  | 6.44 |  |  |  |  | 587.48 | 587.48 |  | 93.46 | 528.6% |  | 208.8492 | 259.8919 | 468.7411 | 43.1482 | 251.9974 | 0.5376 | 216.7437 | 370.7363
OH | 127119 | I | In 30'INACESS SVCpole,DRHOOK | 147.21 |  | 6.77 |  |  |  |  | 795.44 | 795.44 |  | 201.06 | 295.6% |  | 219.5511 | 273.2094 | 492.7605 | 45.3593 | 264.9104 | 0.5376 | 227.8501 | 567.5899
UG | 127210 | I | In 1ph 500 UG CABLE TAKEOFF | 217.16 |  | 2.06 |  |  |  |  | 449.89 | 449.89 |  |  |  |  | 66.8058 | 83.1331 | 149.9389 | 13.8021 | 80.6079 | 0.5376 | 69.3311 | 380.5589
UG | 127221 | I | In 1ph 2/0 UG CABLE TAKEOFF | 50.3 |  | 2.35 |  |  |  |  | 275.46 | 275.46 |  |  |  |  | 76.2105 | 94.8363 | 171.0468 | 15.7451 | 91.9556 | 0.5376 | 79.0913 | 196.3687
UG | 127232 | R | Rm 1ph 2/0 UG CABLE TAKEOFF | 0 |  | 2.09 |  |  |  |  | 190.46 | 190.46 |  | 138.25 | 37.76% |  | 67.7787 | 84.3438 | 152.1225 | 14.0031 | 81.7818 | 0.5376 | 70.3407 | 120.1193
UG | 127242 | I | In 1ph 4/0 UG CABLE TAKEOFF | 82.59 |  | 2.35 |  |  |  |  | 316.02 | 316.02 |  |  |  |  | 76.2105 | 94.8363 | 171.0468 | 15.7451 | 91.9556 | 0.5376 | 79.0913 | 236.9287
UG | 127475 | R | Rm 1ph 4/0 UG CABLE TAKEOFF | 0 |  | 2.09 |  |  |  |  | 190.42 | 190.42 |  | 138.22 | 37.77% |  | 67.7787 | 84.3438 | 152.1225 | 14.0031 | 81.7818 | 0.5376 | 70.3407 | 120.0793
UG | 127478 | R | Rm 1ph 500 UG CABLE TAKEOFF | 0 |  | 2.09 |  |  |  |  | 190.42 | 190.42 |  | 138.22 | 37.77% |  | 67.7787 | 84.3438 | 152.1225 | 14.0031 | 81.7818 | 0.5376 | 70.3407 | 120.0793
UG | 127481 | I | In 3ph 2/0 UG CABLE TAKEOFF | 73.01 |  | 4.7 |  |  |  |  | 517.52 | 517.52 |  |  |  |  | 152.421 | 189.6727 | 342.0937 | 31.4902 | 183.9112 | 0.5376 | 158.1825 | 359.3375
UG | 127484 | R | Rm 3ph 2/0 UG CABLE TAKEOFF | 0 |  | 2.09 |  |  |  |  | 190.68 | 190.68 |  | 138.41 | 37.76% |  | 67.7787 | 84.3438 | 152.1225 | 14.0031 | 81.7818 | 0.5376 | 70.3407 | 120.3393
UG | 127485 | R | Rm 3ph 4/0 UG CABLE TAKEOFF | 0 |  | 2.09 |  |  |  |  | 190.68 | 190.68 |  | 138.41 | 37.76% |  | 67.7787 | 84.3438 | 152.1225 | 14.0031 | 81.7818 | 0.5376 | 70.3407 | 120.3393
UG | 127486 | I | In 3ph 4/0 UG CABLE TAKEOFF | 94.28 |  | 4.7 |  |  |  |  | 543.19 | 543.19 |  |  |  |  | 152.421 | 189.6727 | 342.0937 | 31.4902 | 183.9112 | 0.5376 | 158.1825 | 385.0075
UG | 127488 | R | Rm 3ph 500 UG CABLE TAKEOFF | 0 |  | 2.09 |  |  |  |  | 190.68 | 190.68 |  | 138.41 | 37.76% |  | 67.7787 | 84.3438 | 152.1225 | 14.0031 | 81.7818 | 0.5376 | 70.3407 | 120.3393
UG | 127489 | I | In 3ph 500 UG CABLE TAKEOFF | 270.78 |  | 2.19 |  |  |  |  | 527 | 527 |  |  |  |  | 71.0217 | 88.3794 | 159.4011 | 14.6731 | 85.6948 | 0.5376 | 73.7063 | 453.2937
OH | 128214 | I | In 3ph OH 2 - 4/0 quad 101' FT | 231.1 |  | 3.2 |  |  |  |  | 571.05 | 571.05 |  | 657.21 | -13.11% |  | 103.776 | 129.1389 | 232.9149 | 21.4401 | 125.2161 | 0.5376 | 107.6987 | 463.3513
OH | 128215 | R | Rm 3ph OH 2 - 4/0 quad 101' FT | 0 |  | 0.99 |  |  |  |  | 89.91 | 89.91 |  | 65.94 | 36.35% |  | 32.1057 | 39.9523 | 72.058 | 6.633 | 38.7387 | 0.5376 | 33.3193 | 56.5907
UG | 128403 | I | In 1ph2/0 UG SEC 1' FT | 15.65 |  | 4.21 |  |  |  |  | 402.43 | 402.43 |  | 295.97 | 35.97% |  | 136.5303 | 169.8983 | 306.4286 | 28.2072 | 164.7375 | 0.5376 | 141.6911 | 260.7389
UG | 128425 | I | In 1ph 4/0 UG SEC 1' FT | 37.87 |  | 4.21 |  |  |  |  | 429.27 | 429.27 |  | 319.47 | 34.37% |  | 136.5303 | 169.8983 | 306.4286 | 28.2072 | 164.7375 | 0.5376 | 141.6911 | 287.5789
UG | 128433 | R | Rm 1ph 4/0 UG SEC 1' FT | 0 |  | 2.09 |  |  |  |  | 190.25 | 190.25 |  | 138.09 | 37.77% |  | 67.7787 | 84.3438 | 152.1225 | 14.0031 | 81.7818 | 0.5376 | 70.3407 | 119.9093
UG | 128441 | I | In 1ph 500 kcmil UG SEC 1' FT | 67.62 |  | 4.13 |  |  |  |  | 457.97 | 457.97 |  | 353.5 | 29.55% |  | 133.9359 | 166.6698 | 300.6057 | 27.6712 | 161.6071 | 0.5376 | 138.9987 | 318.9713
UG | 128443 | R | Rm 1ph 500 kcmil UG SEC 1' FT | 0 |  | 2.09 |  |  |  |  | 190.25 | 190.25 |  | 138.09 | 37.77% |  | 67.7787 | 84.3438 | 152.1225 | 14.0031 | 81.7818 | 0.5376 | 70.3407 | 119.9093
UG | 128447 | I | In 3ph 2/0 UG SEC 1' FT | 36.61 |  | 4.13 |  |  |  |  | 420.64 | 420.64 |  | 312.64 | 34.54% |  | 133.9359 | 166.6698 | 300.6057 | 27.6712 | 161.6071 | 0.5376 | 138.9987 | 281.6413
UG | 128452 | R | Rm 3ph 2/0 UG SEC 1' FT | 0 |  | 2.09 |  |  |  |  | 190.34 | 190.34 |  | 138.16 | 37.77% |  | 67.7787 | 84.3438 | 152.1225 | 14.0031 | 81.7818 | 0.5376 | 70.3407 | 119.9993
UG | 128453 | I | In 3ph 4/0 UG SEC 1' FT | 43.87 |  | 4.13 |  |  |  |  | 429.41 | 429.41 |  | 321.01 | 33.77% |  | 133.9359 | 166.6698 | 300.6057 | 27.6712 | 161.6071 | 0.5376 | 138.9987 | 290.4113
UG | 128463 | R | Rm 3ph 4/0 UG SEC 1' FT | 0 |  | 2.09 |  |  |  |  | 190.34 | 190.34 |  | 138.16 | 37.77% |  | 67.7787 | 84.3438 | 152.1225 | 14.0031 | 81.7818 | 0.5376 | 70.3407 | 119.9993
UG | 128635 | R | RM Handhole 12" X 20" | 0 |  | 1.46 |  |  |  |  | 133.49 | 133.49 |  | 96.89 | 37.77% |  | 47.3478 | 58.9196 | 106.2674 | 9.7821 | 57.1299 | 0.5376 | 49.1375 | 84.3525
UG | 128654 | R | Remove 70 amp UG metered pole | 0 |  | 0.49 |  |  |  |  | 44.5 | 44.5 |  | 32.3 | 37.77% |  | 15.8907 | 19.7744 | 35.6651 | 3.283 | 19.1737 | 0.5376 | 16.4914 | 28.0086
UG | 129150 | R | RM HH 10" x 13" Load Bearing | 0 |  | 1.46 |  |  |  |  | 133.49 | 133.49 |  | 98.49 | 35.54% |  | 47.3478 | 58.9196 | 106.2674 | 9.7821 | 57.1299 | 0.5376 | 49.1375 | 84.3525
UG | 129152 | I | STL Handhole 9"x10"x13" ROUND | 42.69 |  | 2.79 |  |  |  |  | 306.39 | 306.39 |  | 228.02 | 34.37% |  | 90.4797 | 112.5929 | 203.0726 | 18.6931 | 109.1728 | 0.5376 | 93.8998 | 212.4902
UG | 130116 | I | In 3ph 500 kcmil UG SEC 1' FT | 80.02 |  | 4.13 |  |  |  |  | 473.02 | 473.02 |  | 366.21 | 29.17% |  | 133.9359 | 166.6698 | 300.6057 | 27.6712 | 161.6071 | 0.5376 | 138.9987 | 334.0213
UG | 130117 | R | Rm 3ph 500 kcmil UG SEC 1' FT | 0 |  | 2.09 |  |  |  |  | 190.34 | 190.34 |  | 138.16 | 37.77% |  | 67.7787 | 84.3438 | 152.1225 | 14.0031 | 81.7818 | 0.5376 | 70.3407 | 119.9993
UG | 130436 | I | STL Handhole 11"x15" SQUARE | 59.45 |  | 2.79 |  |  |  |  | 326.61 | 326.61 |  | 246.03 | 32.75% |  | 90.4797 | 112.5929 | 203.0726 | 18.6931 | 109.1728 | 0.5376 | 93.8998 | 232.7102
UG | 130485 | I | INSTALL 1PHASE Handhole 12"x20" | 84.71 |  | 2.79 |  |  |  |  | 357.09 | 357.09 |  | 287.74 | 24.1% |  | 90.4797 | 112.5929 | 203.0726 | 18.6931 | 109.1728 | 0.5376 | 93.8998 | 263.1902
UG | 130491 | R | STL Handhole 9"x10"x13" ROUND | 0 |  | 1.46 |  |  |  |  | 133.49 | 133.49 |  | 96.89 | 37.77% |  | 47.3478 | 58.9196 | 106.2674 | 9.7821 | 57.1299 | 0.5376 | 49.1375 | 84.3525
UG | 130504 | R | RM STL Handhole 11"x15" SQUARE | 0 |  | 1.46 |  |  |  |  | 133.49 | 133.49 |  | 96.89 | 37.77% |  | 47.3478 | 58.9196 | 106.2674 | 9.7821 | 57.1299 | 0.5376 | 49.1375 | 84.3525
UG | 130562 | I | Handhole 17"x 30" | 119.32 |  | 2.79 |  |  |  |  | 398.85 | 398.85 |  | 323.98 | 23.11% |  | 90.4797 | 112.5929 | 203.0726 | 18.6931 | 109.1728 | 0.5376 | 93.8998 | 304.9502
UG | 130839 | I | Install 3ph Handhole 24" x 36" x 18" | 328.43 |  | 3.72 |  |  |  |  | 736.12 | 736.12 |  | 664.56 | 10.77% |  | 120.6396 | 150.1239 | 270.7635 | 24.9241 | 145.5637 | 0.5376 | 125.1998 | 610.9202
UG | 130841 | I | Install 3ph Handhole 30" x 48" x 18" | 522.97 |  | 3.72 |  |  |  |  | 970.86 | 970.86 |  | 750.23 | 29.41% |  | 120.6396 | 150.1239 | 270.7635 | 24.9241 | 145.5637 | 0.5376 | 125.1998 | 845.6602
UG | 130852 | R | Remove 3ph Handhole 12" x 20" | 0 |  | 1.51 |  |  |  |  | 137.53 | 137.53 |  | 99.82 | 37.78% |  | 48.9693 | 60.9374 | 109.9067 | 10.1171 | 59.0864 | 0.5376 | 50.8203 | 86.7097
UG | 130857 | R | Remove 3ph Handhole 17" x 30" | 0 |  | 1.51 |  |  |  |  | 137.53 | 137.53 |  | 99.82 | 37.78% |  | 48.9693 | 60.9374 | 109.9067 | 10.1171 | 59.0864 | 0.5376 | 50.8203 | 86.7097
UG | 130858 | R | Remove 3ph Handhole 14" x 25" | 0 |  | 1.51 |  |  |  |  | 137.53 | 137.53 |  | 99.82 | 37.78% |  | 48.9693 | 60.9374 | 109.9067 | 10.1171 | 59.0864 | 0.5376 | 50.8203 | 86.7097
UG | 130860 | R | Remove 3ph Handhole 24" x 36" x 18" | 0 |  | 1.95 |  |  |  |  | 177.99 | 177.99 |  | 129.2 | 37.76% |  | 63.2385 | 78.694 | 141.9325 | 13.0651 | 76.3036 | 0.5376 | 65.6289 | 112.3611
UG | 130861 | R | Remove 3ph Handhole 30" x 48" x 18" | 0 |  | 1.95 |  |  |  |  | 177.99 | 177.99 |  | 129.2 | 37.76% |  | 63.2385 | 78.694 | 141.9325 | 13.0651 | 76.3036 | 0.5376 | 65.6289 | 112.3611
OH | 130862 | R | Rm 1ph #2 OH Svc 150' | 0 |  | 0.51 |  |  |  |  | 45.88 | 45.88 |  | 33.3 | 37.78% |  | 16.5393 | 20.5815 | 37.1208 | 3.417 | 19.9563 | 0.5376 | 17.1645 | 28.7155
OH | 130864 | R | Rm 1ph 2/0 OH Svc 150' | 0 |  | 0.51 |  |  |  |  | 45.88 | 45.88 |  | 33.3 | 37.78% |  | 16.5393 | 20.5815 | 37.1208 | 3.417 | 19.9563 | 0.5376 | 17.1645 | 28.7155
OH | 130866 | R | Rm 1ph 4/0 OH Svc 150' | 0 |  | 0.51 |  |  |  |  | 45.88 | 45.88 |  | 33.3 | 37.78% |  | 16.5393 | 20.5815 | 37.1208 | 3.417 | 19.9563 | 0.5376 | 17.1645 | 28.7155
OH | 130867 | R | Rm 3ph #2 Quadraplex OH Svc 150' | 0 |  | 0.51 |  |  |  |  | 45.88 | 45.88 |  | 33.3 | 37.78% |  | 16.5393 | 20.5815 | 37.1208 | 3.417 | 19.9563 | 0.5376 | 17.1645 | 28.7155
OH | 130868 | R | Rm 3ph 2/0 Quadraplex OH Svc 150' | 0 |  | 0.51 |  |  |  |  | 45.88 | 45.88 |  | 33.3 | 37.78% |  | 16.5393 | 20.5815 | 37.1208 | 3.417 | 19.9563 | 0.5376 | 17.1645 | 28.7155
UG | 131957 | T | Raise/Lower STL HH 9'X10"x13" | 0 |  | 2.66 |  |  |  |  | 242.74 | 242.74 |  | 176.2 | 37.76% |  | 86.2638 | 107.3467 | 193.6105 | 17.8221 | 104.0859 | 0.5376 | 89.5246 | 153.2154
UG | 131975 | T | Raise/Lower HH 11"x 15" | 0 |  | 2.66 |  |  |  |  | 242.74 | 242.74 |  | 176.2 | 37.76% |  | 86.2638 | 107.3467 | 193.6105 | 17.8221 | 104.0859 | 0.5376 | 89.5246 | 153.2154
UG | 131976 | T | Raise/Lower HH 10"x 13" | 0 |  | 2.66 |  |  |  |  | 242.74 | 242.74 |  | 176.2 | 37.76% |  | 86.2638 | 107.3467 | 193.6105 | 17.8221 | 104.0859 | 0.5376 | 89.5246 | 153.2154
UG | 131977 | T | Raise/Lower HH 12"x 20" | 0 |  | 2.66 |  |  |  |  | 242.74 | 242.74 |  | 176.2 | 37.76% |  | 86.2638 | 107.3467 | 193.6105 | 17.8221 | 104.0859 | 0.5376 | 89.5246 | 153.2154
UG | 131978 | T | Raise/Lower HH 14"x 25" | 0 |  | 2.66 |  |  |  |  | 242.74 | 242.74 |  | 176.2 | 37.76% |  | 86.2638 | 107.3467 | 193.6105 | 17.8221 | 104.0859 | 0.5376 | 89.5246 | 153.2154
UG | 131979 | T | Raise/Lower HH 24"x 36" x 18" | 0 |  | 3.55 |  |  |  |  | 323.65 | 323.65 |  | 234.93 | 37.76% |  | 115.1265 | 143.2634 | 258.3899 | 23.7851 | 138.9116 | 0.5376 | 119.4783 | 204.1717
UG | 131980 | T | Raise/Lower HH 30"x 48" x 18" | 0 |  | 3.55 |  |  |  |  | 323.65 | 323.65 |  | 234.93 | 37.76% |  | 115.1265 | 143.2634 | 258.3899 | 23.7851 | 138.9116 | 0.5376 | 119.4783 | 204.1717
UG | 131981 | I | INSTALL 3PHASE Handhole 17"x 30" | 138.69 |  | 3.28 |  |  |  |  | 466.72 | 466.72 |  | 377.81 | 23.53% |  | 106.3704 | 132.3673 | 238.7377 | 21.9761 | 128.3465 | 0.5376 | 110.3912 | 356.3288
UG | 138972 | I | INSTALL 1PHASE Handhole 14"x 25" | 168.33 |  | 2.79 |  |  |  |  | 457.99 | 457.99 |  | 394.88 | 15.98% |  | 90.4797 | 112.5929 | 203.0726 | 18.6931 | 109.1728 | 0.5376 | 93.8998 | 364.0902
UG | 138974 | R | RM Handhole 14"x 25" | 0 |  | 1.46 |  |  |  |  | 133.49 | 133.49 |  | 96.89 | 37.77% |  | 47.3478 | 58.9196 | 106.2674 | 9.7821 | 57.1299 | 0.5376 | 49.1375 | 84.3525
UG | 138978 | R | Handhole 24" x 36" x 18" | 0 |  | 1.9 |  |  |  |  | 173.95 | 173.95 |  | 126.27 | 37.76% |  | 61.617 | 76.6762 | 138.2932 | 12.7301 | 74.3471 | 0.5376 | 63.9461 | 110.0039
UG | 139017 | T | Raise/Lower HH 17"x 30" | 0 |  | 2.66 |  |  |  |  | 242.74 | 242.74 |  | 176.2 | 37.76% |  | 86.2638 | 107.3467 | 193.6105 | 17.8221 | 104.0859 | 0.5376 | 89.5246 | 153.2154
UG | 159275 | I | In 1ph 2/0 UG-UG SVC 1' | 35.4 |  | 3.1 |  |  |  |  | 325.08 | 325.08 |  |  |  |  | 100.533 | 125.1033 | 225.6363 | 20.7701 | 121.3031 | 0.5376 | 104.3331 | 220.7469
UG | 159749 | R | Rm 1ph 2/0 UG-UG SVC 1' | 0 |  | 2.09 |  |  |  |  | 190.3 | 190.3 |  | 138.12 | 37.78% |  | 67.7787 | 84.3438 | 152.1225 | 14.0031 | 81.7818 | 0.5376 | 70.3407 | 119.9593
UG | 159751 | I | In 1ph 4/0 UG-UG SVC 1' | 64.88 |  | 13.77 |  |  |  |  | 1333.94 | 1333.94 |  |  |  |  | 446.5611 | 555.7006 | 1002.2617 | 92.2595 | 538.8206 | 0.5376 | 463.4411 | 870.4989
UG | 159753 | R | Rm 1ph 4/0 UG-UG SVC 1' | 0 |  | 2.09 |  |  |  |  | 190.3 | 190.3 |  | 138.12 | 37.78% |  | 67.7787 | 84.3438 | 152.1225 | 14.0031 | 81.7818 | 0.5376 | 70.3407 | 119.9593
UG | 159756 | I | In 1ph 500 UG-UG SVC 1' | 95.87 |  | 14.45 |  |  |  |  | 1433.26 | 1433.26 |  |  |  |  | 468.6135 | 583.1426 | 1051.7561 | 96.8155 | 565.429 | 0.5376 | 486.3271 | 946.9329
UG | 159763 | R | Rm 1ph 500 UG-UG SVC 1' | 0 |  | 2.09 |  |  |  |  | 190.3 | 190.3 |  | 138.12 | 37.78% |  | 67.7787 | 84.3438 | 152.1225 | 14.0031 | 81.7818 | 0.5376 | 70.3407 | 119.9593
UG | 159771 | I | In 3ph 2/0 UG-UG SVC 1' | 80.2 |  | 10.25 |  |  |  |  | 1031.64 | 1031.64 |  |  |  |  | 332.4075 | 413.6479 | 746.0554 | 68.6754 | 401.0829 | 0.5376 | 344.9725 | 686.6675
UG | 159786 | R | Rm 3ph 2/0 UG-UG SVC 1' | 0 |  | 2.09 |  |  |  |  | 190.44 | 190.44 |  | 138.21 | 37.79% |  | 67.7787 | 84.3438 | 152.1225 | 14.0031 | 81.7818 | 0.5376 | 70.3407 | 120.0993
UG | 159794 | I | In 3ph 4/0 UG-UG SVC 1' | 90.73 |  | 13.22 |  |  |  |  | 1315.4 | 1315.4 |  |  |  |  | 428.7246 | 533.5049 | 962.2295 | 88.5745 | 517.2991 | 0.5376 | 444.9304 | 870.4696
UG | 159799 | R | Rm 3ph 4/0 UG-UG SVC 1' | 0 |  | 2.09 |  |  |  |  | 190.44 | 190.44 |  | 138.21 | 37.79% |  | 67.7787 | 84.3438 | 152.1225 | 14.0031 | 81.7818 | 0.5376 | 70.3407 | 120.0993
UG | 159804 | I | In 3ph 500 UG-UG SVC 1' | 128.34 |  | 11.51 |  |  |  |  | 1204.23 | 1204.23 |  |  |  |  | 373.2693 | 464.4963 | 837.7656 | 77.1174 | 450.3867 | 0.5376 | 387.3789 | 816.8511
UG | 159820 | R | Rm 3ph 500 UG-UG SVC 1' | 0 |  | 2.09 |  |  |  |  | 190.44 | 190.44 |  | 135.13 | 40.93% |  | 67.7787 | 84.3438 | 152.1225 | 14.0031 | 81.7818 | 0.5376 | 70.3407 | 120.0993
UG | 160138 | I | In 1ph 2/0 UG SVC BASE | 74.81 |  | 13.08 |  |  |  |  | 1283.2 | 1283.2 |  |  |  |  | 424.1844 | 527.8551 | 952.0395 | 87.6365 | 511.8209 | 0.5376 | 440.2186 | 842.9814
UG | 160147 | R | Rm 1ph 2/0 UG SVC BASE | 0 |  | 1.64 |  |  |  |  | 150.13 | 150.13 |  | 108.95 | 37.8% |  | 53.1852 | 66.1837 | 119.3689 | 10.9881 | 64.1733 | 0.5376 | 55.1956 | 94.9344
UG | 160150 | I | In 1ph 4/0 UG SVC BASE | 109.91 |  | 11.61 |  |  |  |  | 1191.07 | 1191.07 |  |  |  |  | 376.5123 | 468.5319 | 845.0442 | 77.7874 | 454.2997 | 0.5376 | 390.7445 | 800.3255
UG | 160152 | R | Rm 1ph 4/0 UG SVC BASE | 0 |  | 1.45 |  |  |  |  | 132.1 | 132.1 |  | 95.89 | 37.76% |  | 47.0235 | 58.516 | 105.5395 | 9.7151 | 56.7386 | 0.5376 | 48.801 | 83.299
UG | 160154 | I | In 1ph 500 UG SVC BASE | 258.06 |  | 13.84 |  |  |  |  | 1574.04 | 1574.04 |  |  |  |  | 448.8312 | 558.5255 | 1007.3567 | 92.7285 | 541.5597 | 0.5376 | 465.797 | 1108.243
UG | 160156 | R | RM 1ph 500 UG SVC BASE | 0 |  | 2.92 |  |  |  |  | 267.43 | 267.43 |  | 194.1 | 37.78% |  | 94.6956 | 117.8392 | 212.5348 | 19.5641 | 114.2597 | 0.5376 | 98.2751 | 169.1549
UG | 160160 | I | In 3ph 4/0 UG SVC BASE | 106.5 |  | 12.12 |  |  |  |  | 1233.54 | 1233.54 |  |  |  |  | 393.0516 | 489.1134 | 882.165 | 81.2045 | 474.2561 | 0.5376 | 407.909 | 825.631
UG | 160161 | I | In 3ph 2/0 UG SVC BASE | 85.43 |  | 10.75 |  |  |  |  | 1083.1 | 1083.1 |  |  |  |  | 348.6225 | 433.8258 | 782.4483 | 72.0254 | 420.6479 | 0.5376 | 361.8004 | 721.2996
UG | 160162 | R | Rm 3ph 2/0 UG SVC BASE | 0 |  | 1.41 |  |  |  |  | 129.44 | 129.44 |  | 93.95 | 37.78% |  | 45.7263 | 56.9018 | 102.6281 | 9.4471 | 55.1734 | 0.5376 | 47.4548 | 81.9852
UG | 160163 | R | Rm 3ph 4/0 UG SVC BASE | 0 |  | 1.42 |  |  |  |  | 130.28 | 130.28 |  | 94.56 | 37.77% |  | 46.0506 | 57.3054 | 103.356 | 9.5141 | 55.5647 | 0.5376 | 47.7913 | 82.4887
UG | 160164 | I | In 3ph 500 UG SVC BASE | 277.64 |  | 10.91 |  |  |  |  | 1330.25 | 1330.25 |  |  |  |  | 353.8113 | 440.2828 | 794.0941 | 73.0974 | 426.9087 | 0.5376 | 367.1854 | 963.0646
UG | 160166 | R | Rm 3ph 500 UG SVC BASE | 0 |  | 2.79 |  |  |  |  | 255.27 | 255.27 |  | 185.26 | 37.79% |  | 90.4797 | 112.5929 | 203.0726 | 18.6931 | 109.1728 | 0.5376 | 93.8998 | 161.3702
OH | 161344 | I | Install 4' light bracket | 19.95 |  | 0.4 |  |  |  |  | 60.48 | 60.48 |  | 185.26 | -67.35% |  | 12.972 | 16.1424 | 29.1144 | 2.68 | 15.652 | 0.5376 | 13.4623 | 47.0177
OH | 165456 | I | In 35' fiberglass SVC pole,DRHOOK | #N/A |  | #N/A |  |  |  |  | #N/A | #N/A |  | 185.26 | #N/A |  | #N/A | #N/A | #N/A | #N/A | #N/A | #N/A | #N/A | #N/A
OH | 165480 | I | Install 400 watt cobra with 4' brkt | 196 |  | 1.86 |  |  |  |  | 406.42 | 406.42 |  | 185.26 | 119.4% |  | 60.3198 | 75.062 | 135.3818 | 12.4621 | 72.7819 | 0.5376 | 62.5999 | 343.8201
OH | 165493 | I | Install 45' Type II light pole | 501.55 |  | 7.79 |  |  |  |  | 1315.2 | 1315.2 |  | 185.26 | 609.9% |  | 252.6297 | 314.3724 | 567.0021 | 52.1933 | 304.823 | 0.5376 | 262.1791 | 1053.0209
OH | 165534 | I | Install a meter | 0 |  | 0.2 |  |  |  |  | 18.24 | 18.24 |  | 185.26 | -90.15% |  | 6.486 | 8.0712 | 14.5572 | 1.34 | 7.826 | 0.5376 | 6.7312 | 11.5088
OH | 165534 | R | Remove a meter | 0 |  | 0.26 |  |  |  |  | 23.34 | 23.34 |  | 185.26 | -87.4% |  | 8.4318 | 10.4925 | 18.9243 | 1.742 | 10.1738 | 0.5376 | 8.7505 | 14.5895
UG | 165580 | I | INSTALL 3 PHASE Handhole 12"x20" | 96.67 |  | 3.28 |  |  |  |  | 416.03 | 416.03 |  | 332.98 | 24.94% |  | 106.3704 | 132.3673 | 238.7377 | 21.9761 | 128.3465 | 0.5376 | 110.3912 | 305.6388
OH | 165674 | R | Rm 3ph 4/0 Quadraplex OH Svc 150' | 0 |  | 0.51 |  |  |  |  | 45.88 | 45.88 |  | 33.3 | 37.78% |  | 16.5393 | 20.5815 | 37.1208 | 3.417 | 19.9563 | 0.5376 | 17.1645 | 28.7155
OH | 165684 | I | IN Inaccessibe 3/8" downguy/anchor | 130.03 |  | 6.43 |  |  |  |  | 743.54 | 743.54 |  | 521.97 | 42.45% |  | 208.5249 | 259.4884 | 468.0133 | 43.0812 | 251.6061 | 0.5376 | 216.4071 | 527.1329
OH | 165691 | R | Rm Inaccess 1/4"or3/8"dnguy/anchor | 0 |  | 3.44 |  |  |  |  | 313.52 | 313.52 |  | 227.58 | 37.76% |  | 111.5592 | 138.8243 | 250.3835 | 23.0481 | 134.6073 | 0.5376 | 115.7761 | 197.7439
UG | 167940 | I | INSTALL ONE SECONDARY CABINET | 6842.46 |  | 6.65 |  |  |  |  | 8862.98 | 8862.98 |  | 3421.38 | 159% |  | 215.6595 | 268.3667 | 484.0262 | 44.5553 | 260.2148 | 0.5376 | 223.8114 | 8639.1686
UG | 168907 | R | REMOVE ONE SECONDARY CABINET | 0 |  | 3.33 |  |  |  |  | 303.44 | 303.44 |  | 220.26 | 37.76% |  | 107.9919 | 134.3851 | 242.377 | 22.3111 | 130.303 | 0.5376 | 112.074 | 191.366
UG | 168910 | I | INSTALL TWO SECONDARY CABINET | 9325.95 |  | 13.3 |  |  |  |  | 12466.43 | 12466.43 |  | 7493.72 | 66.36% |  | 431.319 | 536.7334 | 968.0524 | 89.1105 | 520.4295 | 0.5376 | 447.6229 | 12018.8071
UG | 168925 | R | REMOVE TWO SECONDARY CABINET | 0 |  | 6.66 |  |  |  |  | 606.88 | 606.88 |  | 440.5 | 37.77% |  | 215.9838 | 268.7702 | 484.754 | 44.6223 | 260.6061 | 0.5376 | 224.148 | 382.732
UG | 191767 | I | In 1ph 2/0 UG SVC 105' | 108.9 |  | 0.01 |  |  |  |  | 122.65 | 122.65 |  | 109.17 | 12.35% |  | 0.3243 | 0.40356 | 0.72786 | 0.067 | 0.3913 | 0.5376 | 0.33656 | 122.3134
UG | 191771 | I | In 1ph 4/0 UG SVC 105' | 156 |  | 0.01 |  |  |  |  | 183.39 | 183.39 |  | 166 | 10.48% |  | 0.3243 | 0.40356 | 0.72786 | 0.067 | 0.3913 | 0.5376 | 0.33656 | 183.0534
UG | 191787 | I | In 1ph 500 UG SVC 105' | 371.38 |  | 0.01 |  |  |  |  | 449.01 | 449.01 |  | 401.73 | 11.77% |  | 0.3243 | 0.40356 | 0.72786 | 0.067 | 0.3913 | 0.5376 | 0.33656 | 448.6734
UG | 191793 | I | In 3ph 2/0 UG SVC 105' | 137.4 |  | 0.02 |  |  |  |  | 167.53 | 167.53 |  | 152.22 | 10.06% |  | 0.6486 | 0.80712 | 1.4557 | 0.134 | 0.7826 | 0.5376 | 0.67312 | 166.8569
UG | 191797 | I | In 3ph 4/0 UG SVC 105' | 214.26 |  | 0.02 |  |  |  |  | 260.33 | 260.33 |  | 236.77 | 9.951% |  | 0.6486 | 0.80712 | 1.4557 | 0.134 | 0.7826 | 0.5376 | 0.67312 | 259.6569
UG | 191800 | I | In 3ph 500 UG SVC 105' | 501.59 |  | 0.02 |  |  |  |  | 607.02 | 607.02 |  | 535.25 | 13.41% |  | 0.6486 | 0.80712 | 1.4557 | 0.134 | 0.7826 | 0.5376 | 0.67312 | 606.3469
UG | 191804 | I | Install 2" PVC conduit 100' | 38.52 |  | 0.01 |  |  |  |  | 47.48 | 47.48 |  | 56.33 | -15.71% |  | 0.3243 | 0.40356 | 0.72786 | 0.067 | 0.3913 | 0.5376 | 0.33656 | 47.1434
UG | 191807 | I | Install 3" PVC conduit 100' | 66.48 |  | 0.01 |  |  |  |  | 81.21 | 81.21 |  | 105.67 | -23.15% |  | 0.3243 | 0.40356 | 0.72786 | 0.067 | 0.3913 | 0.5376 | 0.33656 | 80.8734
UG | 191808 | I | Install 4" PVC conduit 100' | 105.58 |  | 0.01 |  |  |  |  | 128.39 | 128.39 |  | 187.76 | -31.62% |  | 0.3243 | 0.40356 | 0.72786 | 0.067 | 0.3913 | 0.5376 | 0.33656 | 128.0534
UG | 217712 | I | Make service hot in handhole | 0 |  | 0.71 |  |  |  |  | 64.73 | 64.73 |  | 46.98 | 37.78% |  | 23.0253 | 28.6527 | 51.678 | 4.757 | 27.7823 | 0.5376 | 23.8957 | 40.8343
UG | 308754 | T | RAISE OR LOWER 12" X 20" Above Grade HH | 0 |  | 2.66 |  |  |  |  | 242.74 | 242.74 |  | 97.67 | 148.5% |  | 86.2638 | 107.3467 | 193.6105 | 17.8221 | 104.0859 | 0.5376 | 89.5246 | 153.2154
UG | 308756 | R | Remove 1ø 5535500 12"x20" Above Grade HH | 0 |  | 1.33 |  |  |  |  | 126.8 | 126.8 |  | 91.99 | 37.84% |  | 43.1319 | 53.6733 | 96.8052 | 8.9111 | 52.043 | 0.5376 | 44.7623 | 82.0377
UG | 308760 | I | Install 1ø 5535500 12"x20" Above Ground HH | 164.73 |  | 2.79 |  |  |  |  | 453.65 | 453.65 |  | 347.28 | 30.63% |  | 90.4797 | 112.5929 | 203.0726 | 18.6931 | 109.1728 | 0.5376 | 93.8998 | 359.7502
UG | 308783 | I | INstall 3 PHASE 500CU(TX Riser CABLE) | 5727.92 |  | 43.18 |  |  |  |  | 10849.63 | 10849.63 |  |  |  |  | 1400.3274 | 1742.5674 | 3142.8948 | 289.3076 | 1689.635 | 0.5376 | 1453.2598 | 9396.3702
UG | 308786 | I | INstall 3 PHASE 500CU(NETWORKCABLE) | 6403.01 |  | 43.14 |  |  |  |  | 11660.11 | 11660.11 |  |  |  |  | 1399.0302 | 1740.9532 | 3139.9834 | 289.0396 | 1688.0698 | 0.5376 | 1451.9135 | 10208.1965
UG | 308789 | I | INstall 3 PHASE 500CU & conduit | 345.5 |  | 0 |  |  |  |  | 417.11 | 417.11 |  | 180.53 | 131% |  | 0 | 0 | 0 | 0 | 0 | #DIV/0! | 0 | 417.11
UG | 358921 | I | Install 3ø 5535500 12"x20" Above Ground HH | 184.1 |  | 3.28 |  |  |  |  | 521.52 | 521.52 |  | 401.11 | 30.02% |  | 106.3704 | 132.3673 | 238.7377 | 21.9761 | 128.3465 | 0.5376 | 110.3912 | 411.1288
UG | 358924 | R | Remove 3ø 5535500 12"x20" Above Ground HH | 0 |  | 1.33 |  |  |  |  | 128.62 | 128.62 |  | 93.29 | 37.87% |  | 43.1319 | 53.6733 | 96.8052 | 8.9111 | 52.043 | 0.5376 | 44.7623 | 83.8577
UG | 364457 | I | Install 3Ø 2 - 500 CU kcmil Quadraplex | 3389.88 |  | 9.15 |  |  |  |  | 4924.96 | 4924.96 |  |  |  |  | 296.7345 | 369.2564 | 665.9909 | 61.3053 | 358.0398 | 0.5376 | 307.9511 | 4617.0089
OH | 394850 | I | Transfer one telecom attachment | 7.21 |  | 0.23 |  |  |  |  | 29.76 | 29.76 |  | 30.58 | -2.681% |  | 7.4589 | 9.2819 | 16.7408 | 1.541 | 8.9999 | 0.5376 | 7.7408 | 22.0192
UG | 581318 | I | Install 3 crabs | 35.89 |  | 1.46 |  |  |  |  | 176.81 | 176.81 |  |  |  |  | 47.3478 | 58.9196 | 106.2674 | 9.7821 | 57.1299 | 0.5376 | 49.1375 | 127.6725
UG | 581324 | R | Remove 3 crabs | 0 |  | 0.13 |  |  |  |  | 12.12 | 12.12 |  |  |  |  | 4.2159 | 5.2463 | 9.4622 | 0.871 | 5.0869 | 0.5376 | 4.3753 | 7.7447
UG | 581327 | I | Install 4 crabs | 47.85 |  | 1.95 |  |  |  |  | 235.75 | 235.75 |  |  |  |  | 63.2385 | 78.694 | 141.9325 | 13.0651 | 76.3036 | 0.5376 | 65.6289 | 170.1211
UG | 583305 | R | Remove 4 crabs | 0 |  | 0.18 |  |  |  |  | 16.16 | 16.16 |  |  |  |  | 5.8374 | 7.2641 | 13.1015 | 1.206 | 7.0434 | 0.5376 | 6.0581 | 10.1019
UG | 636654 | I | Install 100' of 3" galvanized conduit | 118.79 |  | 3.07 |  |  |  |  | 423.3 | 423.3 |  | 963.01 | -56.04% |  | 99.5601 | 123.8926 | 223.4527 | 20.5691 | 120.1292 | 0.5376 | 103.3235 | 319.9765
OH | 729907 | I | Remove 100 W AL 20" Brkt | 133.12 |  | 1.86 |  |  |  |  | 330.55 | 330.55 |  |  |  |  | 60.3198 | 75.062 | 135.3818 | 12.4621 | 72.7819 | 0.5376 | 62.5999 | 267.9501
OH | 729907 | R | Remove 100 W AL 20" Brkt | 0 |  | 0.58 |  |  |  |  | 52.59 | 52.59 |  | 38.18 | 37.74% |  | 18.8094 | 23.4064 | 42.2158 | 3.886 | 22.6954 | 0.5376 | 19.5204 | 33.0696
OH | 729916 | R | Remove 100 W SL 4' Brkt | 0 |  | 0.58 |  |  |  |  | 52.59 | 52.59 |  | 38.18 | 37.74% |  | 18.8094 | 23.4064 | 42.2158 | 3.886 | 22.6954 | 0.5376 | 19.5204 | 33.0696
OH | 729921 | R | Remove 100 W shoebox DL 20" Brkt | 0 |  | 0.67 |  |  |  |  | 60.69 | 60.69 |  | 44.05 | 37.78% |  | 21.7281 | 27.0384 | 48.7665 | 4.489 | 26.2171 | 0.5376 | 22.5494 | 38.1406
OH | 848213 | I | Install 30' class 4 wood pole | 118.04 |  | 2.71 |  |  |  |  | 389.56 | 389.56 |  | 44.05 | 784.4% |  | 87.8853 | 109.3645 | 197.2498 | 18.1571 | 106.0424 | 0.5376 | 91.2074 | 298.3526
[14 empty] | Average % Diff | #N/A
| Contractor Labor | [6 empty] | Contractor | Current
[8 empty] | Cost plus | Contractor
| Section 31 Service Conduit (Service Contractor Labor Costs)- 2004 | [6 empty] | Adder | Cost
| Item 1 Service Conduit (Service Contractor Labor Costs)-before 2004 | [6 empty] | 2012-03-01 | 2007-10-01 |  | As of 02/06/2006 | 04/26/2005 | As of 11/01/2004 | As of 10/2004 | As of 1/2004 | July 2002 | Previous |  | Previous
| Labor to trench and install conduit | [9 empty] | met with Steve Furry | met with Steve Furry | 1.5% Unit Price Increase | Unit Price | Unit Price | Unit Price | Unit Price |  | Unit Price
1. Install 2", 3" or 4" conduit on private property - 1/ 2004
| 1. Install 2", 3" or 4" conduit - Prior to 2004 | [6 empty] | per foot | per foot | % Diff |  | per foot | per foot | per foot | per foot | per foot | per foot | per foot | per foot
| A. Machine Trench |  |  |  | 5.24 | 3.93 |  | 5.7465 | 4.56 | 28.56% |  | 4.47 | 2.5882 | 2.5882 | 2.55 | 2.67 | 2.77 | 2.54 | 2.25
| B. Hand Trench | [6 empty] | 7.2966 | 5.79 | 28.69% |  | 5.67 | 4.6284 | 4.6284 | 4.56 | 4.25 | 4.45 | 3.62 | 3.25
| C. Directional Bore | [6 empty] | 19.1298 | 15.18 | 28.56% |  | 14.88 | 14.4536 | 14.4536 | 14.24 | 12.95 | 15.09 | 10.87 | 8.86
| D. Bore - new 1/2004 | [6 empty] | 14.3537 | 11.39 | 28.62% |  | 11.16 | 9.4598 | 9.4598 | 9.32 | 9.15
| 2. Install 2", 3" or 4" conduit in Right-of-Way with 36" of cover | [6 empty] | per foot | per foot |  |  | per foot | per foot | per foot | per foot | per foot | per foot | per foot | per foot
| A. Machine Trench | [6 empty] | 6.6917 | 5.31 | 28.44% |  | 5.21 | 3.0856 | 3.0856 | 3.04 | 3.08 | 2.86 | 2.79 | 2.64
| B. Hand Trench | [6 empty] | 9.2877 | 7.37 | 28.64% |  | 7.22 | 5.1562 | 5.1562 | 5.08 | 4.56 | 4.2 | 3.94 | 3.53
| C. Directional Bore | [6 empty] | 19.1298 | 15.18 | 28.56% |  | 14.88 | 14.4536 | 14.4536 | 14.24 | 13.08 | 13.76 | 10.84 | 9.17
| D. Bore - new 1/2004 | [6 empty] | 15.8281 | 12.56 | 28.58% |  | 12.31 | 9.7643 | 9.7643 | 9.62 | 9.27
| D. Install conduit up terminal pole- prior to 2004 | [15 empty] | 23.53 | 26.17 | 22.86
| 3. Extend existing 2", 3", or 4" conduit | [6 empty] | per foot | per foot |  |  | per foot | per foot | per foot | per foot | per foot | per foot | per foot | per foot
| A. Extend conduit and cable up pole | [6 empty] | Go to line 398 and 400 | Go to line 398 and 400 |  |  | Go to line 398 and 400 | Go to line 398 and 400 | Go to line 398 and 400 | Go to line 398 and 400 | Go to line 398 and 400 | 36.97 | 32.37 | 28.57
| 4. Install parallel 2", 3", or 4" service conduits only | [6 empty] | per foot | per foot |  |  | per foot | per foot | per foot | per foot | per foot | per foot | per foot
| A. Machine Trench | [15 empty] | 3.32 | 3.13
| B. Hand Trench | [15 empty] | 4.5 | 4.08
| C. Directional Bore | [14 empty] | 16.12 | 14.51
Section 33 ADDITIONAL WORK - 2004
Item 2 Service In Existing Conduit (Service Contractor Labor Costs)-Prior to 2004
| Labor to install service in existing conduit | [6 empty] | 2007-10-01 | 2007-10-01 |  |  | As of 02/06/2006 | As of 04/26/2005 | As of 10/2004 | As of 10/2004 | As of 1/2004
| 1. Install service or street light cable in existing conduit - now 33.22A | [6 empty] | per foot | per foot | % Diff |  | per foot | per foot | per foot | per foot | per foot | per foot | per foot
| A. 2/0 or 4/0 service cable - now 33.22B |  |  |  | 1.47 | 1.46 |  | 1.8399 | 1.46 | 28.66% |  | 1.43 | 1.29 | 0.9744 | 0.96 | 1.09 | 0.98 | 0.98 | 0.93
| B. 500 mcm service cable - now 33.22C | [6 empty] | 2.5834 | 2.05 | 28.53% |  | 2.01 | 1.91 | 1.3804 | 1.36 | 1.65 | 1.52 | 1.93 | 2.39
| C. #10 through #2 street light service cable | [6 empty] | 0.88214 | 0.7 | 27.85% |  | 0.69 | 1.23 | 0.9135 | 0.9 | 1.07 | 1.21 | 0.86 | 0.36
| 2. Install service cable in existing conduit and make call connections | [6 empty] | per foot | per foot |  |  | per foot | per foot | per foot | per foot | per foot | per foot | per foot
| A. 2/0 or 4/0 service cable | [6 empty] | 1.8399 | 1.46 | 28.66% |  | 1.43 | 1.29 | 0.9744 | 0.96 | 1.09 | 1.01 | 1.01
| B. 500 mcm service cable | [6 empty] | 2.5834 | 2.05 | 28.53% |  | 2.01 | 1.91 | 1.3804 | 1.36 | 1.65 | 1.85 | 2.06
| 3. Disconnect service or street light cable, remove cable and return to TEC | [6 empty] | per service | per service |  |  | per service | per service | per service | per service | per service | per foot | per foot
| A. 2/0 or 4/0 service cable | [6 empty] | 58.8765 | 46.72 | 28.58% |  | 45.79 | 67.35 | 64.1784 | 63.23 | 105.34 | 1.01 | 0.91
| B. 500 mcm service cable | [6 empty] | 58.8765 | 46.72 | 28.58% |  | 45.79 | 67.35 | 64.1784 | 63.23 | 105.34 | 1.52 | 2
| C. #10 through #2 street light service cable | [6 empty] | 58.8765 | 46.72 | 28.58% |  | 45.79 | 67.35 | 64.1784 | 63.23 | 105.34 | 1.01 | 0.82
Section 29 Service Cable and Conduit-Service conduit with #10 thru 4/0 cable (Service Contractor Labor Costs)-2004
Item 3 (URD) Service Cable & Conduit (Service Contractor Labor Costs)-Prior to 2004
| Labor to trench, install conduit, and cable from an UG source | [6 empty] | 2007-10-01 | 2007-10-01 |  |  | As of 02/06/2006 | As of 04/26/2005 | As of 10/2004 | As of 10/2004 | As of 1/2004
| 1. Install 2/0 or 4/0 cable UG GRS Spec 2-15-Prior to 2004 | [6 empty] | per foot | per foot |  |  | per foot | per foot | per foot | per foot | per foot | per foot | per foot | per foot
1. Install #10 thru 4/0 UG cable with conduit on private property - 1/ 2004
| A. Machine Trench | [6 empty] | 7.725 | 6.13 | 28.54% |  | 6.01 | 4.07 | 3.6439 | 3.59 | 3.63 | 3.2 | 3.24 | 3.42 |  | 3.01
| B. Hand Trench | [6 empty] | 9.9304 | 7.88 | 28.47% |  | 7.73 | 5.23 | 5.887 | 5.8 | 5.37 | 4.24 | 4.28 | 4.29 |  | 3.99
| C. Directional Bore | [6 empty] | 19.1298 | 15.18 | 28.56% |  | 14.88 | 17.4 | 14.4536 | 14.24 | 13.14 | 13.26 | 10.91 | 9.62 |  | 9
| D. Bore - new 1/2004 | [6 empty] | 14.3537 | 11.39 | 28.62% |  | 11.16 | 10.54 | 9.9267 | 9.78 | 9.34
2. Install #10 thru 4/0 UG cable with conduit in ROW or easement (36" cover) - 1/ 2004
| A. Machine Trench | [6 empty] | 8.7584 | 6.95 | 28.61% |  | 6.81 | 5 | 4.3036 | 4.24 | 4.24
| B. Hand Trench | [6 empty] | 11.2536 | 8.93 | 28.61% |  | 8.75 | 6.89 | 6.973 | 6.87 | 6.14
| C. Directional Bore | [6 empty] | 19.1298 | 15.18 | 28.56% |  | 14.88 | 17.4 | 14.4536 | 14.24 | 13.33
| D. Bore - new 1/2004 | [6 empty] | 15.8281 | 12.56 | 28.58% |  | 12.31 | 10.54 | 10.3936 | 10.24 | 9.53
3. Install 500 MCM cable with conduit on private property or in ROW or easement (36" cover) - 1/ 2004
| 3. Install 500 cable UG GRS Spec 2-15 - Prior to 2004 | [6 empty] | per foot | per foot |  |  | per foot | per foot | per foot | per foot | per foot | per foot | per foot | per foot
| A. Machine Trench | [6 empty] | 9.6531 | 7.66 | 28.71% |  | 7.5 | 5.52 | 4.5878 | 4.52 | 4.72 | 4.27 | 4.24 | 4.76 |  | 4.14
| B. Hand Trench | [6 empty] | 12.4382 | 9.87 | 28.49% |  | 9.68 | 7.41 | 7.1761 | 7.07 | 6.57 | 6.21 | 5.41 | 5.35 |  | 4.67
| C. Directional Bore | [6 empty] | 26.1239 | 20.73 | 28.56% |  | 20.32 | 17.4 | 14.4536 | 14.24 | 13.46 | 13.84 | 13.14 | 11.29 |  | 9.44
| D. Bore - new 1/2004 | [6 empty] | 19.5835 | 15.54 | 28.59% |  | 15.23 | 10.54 | 11.165 | 11 | 10.12
| ?. Extend existing service conduit and cable | [6 empty] | per foot | per foot |  |  | per foot | per foot | per foot | per foot | per foot | per foot | per foot
| A. Extend conduit with 2/0 or 4/0, ell up and make connections | [15 empty] | 50.4 | 42.75 | 41.88 |  | 38.57
| B. Extend conduit with 500, ell up and make connections | [15 empty] | 57.17 | 51.33 | 29.42 |  | 46.86
| 4. Install parallel service conduits with 2/0 or 4/0 cable from an UG source | [6 empty] | per foot | per foot |  |  | per foot | per foot | per foot | per foot | per foot | per foot | per foot
| A. Machine Trench | [6 empty] | 12.665 | 10.05 | 28.58% |  | 9.85 | 6.33 | 5.5926 | 5.51 | 6.21 | 5.18 | 4.92
| B. Hand Trench | [6 empty] | 14.8704 | 11.8 | 28.53% |  | 11.57 | 7.49 | 7.8358 | 7.72 | 7.95 | 6.35 | 6.15
| C. Directional Bore | [6 empty] | 38.2597 | 30.36 | 28.56% |  | 29.76 | 34.8 | 28.9072 | 28.48 | 26.28 | 16.46 | 15.9
| D. Bore - new 1/2004 | [6 empty] | 28.7074 | 22.78 | 28.62% |  | 22.32 | 21.08 | 19.8534 | 19.56 | 18.68
| 5. Install parallel service conduits with 500 cable from an UG source | [6 empty] | per foot | per foot |  |  | per foot | per foot | per foot | per foot | per foot | per foot | per foot
| A. Machine Trench | [6 empty] | 16.8615 | 13.38 | 28.62% |  | 13.11 | 8.38 | 6.6787 | 6.58 | 7.41 | 5.38 | 6.09
| B. Hand Trench | [6 empty] | 19.6465 | 15.59 | 28.49% |  | 15.29 | 10.27 | 9.2669 | 9.13 | 9.26 | 6.56 | 7.17
| C. Directional Bore | [6 empty] | 52.2479 | 41.46 | 28.56% |  | 40.64 | 34.8 | 28.9072 | 28.48 | 26.92 | 16.64 | 21.1
| D. Bore - new 1/2004 | [6 empty] | 39.167 | 31.08 | 28.59% |  | 30.46 | 21.08 | 22.33 | 22 | 20.24
Section 30 OH to UG Service Cable & Conduit (Service Contractor Labor Costs)-2004
Item 4 OH to UG Service Cable & Conduit (Service Contractor Labor Costs)-Prior to 2004
| Labor to trench, install conduit, and cable from an OH source | [6 empty] | 2007-10-01 | 2007-10-01 |  |  | As of 02/06/2006 | As of 04/26/2005 | As of 10/2004 | As of 10/2004 | As of 1/2004
| 1. Install #10 thru 4/0 cable UG on private property - 1/ 2004 | [10 empty] | met with Steve Furry | met with Steve Furry | 1.5% Unit Price Increase | Unit Price | Unit Price
| 1. Install 2/0 or 4/0 cable UG GRS Spec 9-3 - Prior to 2004 | [6 empty] | per foot | per foot |  |  | per foot | per foot | per foot | per foot | per foot | per foot | per foot | per foot
| A. Machine Trench | [6 empty] | 9.1995 | 7.3 | 28.48% |  | 7.16 | 5.39 | 4.1108 | 4.05 | 4.16 | 3.77 | 3.62 | 3.42
| B. Hand Trench | [6 empty] | 11.4048 | 9.05 | 28.58% |  | 8.87 | 6.95 | 6.3336 | 6.24 | 5.91 | 5.05 | 4.74 | 4.29
| C. Directional Bore | [6 empty] | 20.6043 | 16.35 | 28.62% |  | 16.02 | 17.46 | 14.4536 | 14.24 | 13.7 | 13.93 | 11.19 | 9.62
| D. Bore - new 1/2004 | [6 empty] | 15.8281 | 12.56 | 28.58% |  | 12.31 | 10.78 | 10.079 | 9.93 | 9.4
2. Install #10 thru 4/0 UG cable with conduit in ROW or easement (36" cover) - 1/ 2004
| A. Machine Trench | [6 empty] | 10.2328 | 8.12 | 28.55% |  | 7.96 | 6.6 | 4.6487 | 4.58 | 4.5
| B. Hand Trench | [6 empty] | 12.728 | 10.1 | 28.57% |  | 9.9 | 8.41 | 7.1253 | 7.02 | 6.46
| C. Directional Bore | [6 empty] | 20.6043 | 16.35 | 28.62% |  | 16.02 | 17.46 | 14.4536 | 14.24 | 13.46
| D. Bore - new 1/2004 | [6 empty] | 17.3025 | 13.73 | 28.55% |  | 13.46 | 10.78 | 10.7184 | 10.56 | 9.66
3. Install 500 MCM cable with conduit on private property or in ROW or easement (36" cover) - 1/ 2004
| 2. Install 500 cable UG GRS Spec 9-3 - Prior to 2004 | [6 empty] | per foot | per foot |  |  | per foot | per foot | per foot | per foot | per foot | per foot | per foot | per foot
| A. Machine Trench | [6 empty] | 11.115 | 8.82 | 28.5% |  | 8.65 | 6.84 | 4.6791 | 4.61 | 4.65 | 5.13 | 4.92 | 4.76
| B. Hand Trench | [6 empty] | 13.9126 | 11.04 | 28.58% |  | 10.82 | 9.11 | 7.2674 | 7.16 | 6.77 | 6.3 | 5.94 | 5.35
| C. Directional Bore | [6 empty] | 27.5984 | 21.9 | 28.54% |  | 21.47 | 17.46 | 14.4536 | 14.24 | 13.58 | 15.43 | 13.66 | 11.29
| D. Bore - new 1/2004 | [6 empty] | 21.0579 | 16.71 | 28.56% |  | 16.38 | 10.78 | 11.4796 | 11.31 | 10.25
| 3. When conduit is existing from load/meter to the base of the pole (Customer installed conduit) | [6 empty] | per foot | per foot |  |  | per foot | per foot | per foot | per foot | per foot | per foot | per foot
| A. Extend conduit and cable up pole | [15 empty] | 42.12 | 42.18 | 41.88
| B. Make connection at aerial source | [15 empty] | 43.63 | 33.39 | 29.42
Section 33 ADDITIONAL WORK - (Service Contractor Labor Costs)-2004
| Item 8 ADDITIONAL WORK - prior to 2004 | [6 empty] | 2007-10-01 | 2007-10-01 |  |  | As of 02/06/2006 | As of 04/26/2005 | As of 10/2004 | As of 10/2004 | As of 1/2004
| 1. Cost for the following items when not part of a described unit. | [6 empty] | per unit | per unit |  |  | per unit | per unit | per unit | per unit | per unit | per unit
| A. Install or replace handhole | [6 empty] | 62.9344 | 49.94 | 28.59% |  | 48.94 | 57.14 | 86.3765 | 85.1 | 65.94 | 35.25
| 2. Install new sod (per Sq Ft) | [6 empty] | 2.218 | 1.76 | 28.21% |  | 1.73 | 0.98 | 1.2586 | 1.24 | 1.12
| 3. Cut, remove and dispose of 4" concrete (per Sq Ft) | [6 empty] | 5.5197 | 4.38 | 28.66% |  | 4.29 | 7.49 | 6.7599 | 6.66 | 8.11
| 4. Install 4" concrete in area that has been removed (per Sq Ft) | [6 empty] | 9.5649 | 7.59 | 28.39% |  | 7.45 | 4.36 | 6.3945 | 6.3 | 5.51
| 5. Cut, remove and dispose of asphalt per square foot | [6 empty] | 4.7762 | 3.79 | 28.39% |  | 3.72 | 6.57 | 5.8058 | 5.72 | 7.86
| 6. Install new lime rock in increments of 6" in depth per sqquare foot | [6 empty] | 5.8977 | 4.68 | 28.77% |  | 4.58 | 2.82 | 2.9333 | 2.89 | 2.96
| 7. Install asphalt 2" increments in are that has been removed per square foot | [6 empty] | 7.3596 | 5.84 | 28.66% |  | 5.72 | 3.21 | 3.7961 | 3.74 | 3.31
| 8. Well pointing per work request | [6 empty] | 73.5957 | 58.4 | -35.7% |  | 114.46 | 45.42 | 91.7357 | 90.38 | 48.87
| 9. Break connections at both ends of cable, rm OH service cable and return to TEC/service | [6 empty] | 110.3809 | 87.59 | 28.59% |  | 85.84 | 81.62 | 67.0814 | 66.09 | 107.19
| 10. Break connections at both ends of cable, rm UG service cable and return to TEC/service | [6 empty] | 58.8765 | 46.72 | 28.58% |  | 45.79 | 67.35 | 64.1784 | 63.23 | 105.34
| 11. Replace secondary connector (1 to 4 crabs) per work request | [6 empty] | 88.3148 | 70.08 | 28.59% |  | 68.68 | 154.34 | 173.494 | 170.93 | 155.84
| 12. Diagnostic per work request | [6 empty] | 264.9318 | 210.23 | 28.66% |  | 205.92 | 68.37 | 59.885 | 59 | 59.02
| 13. Excavate repair pit in earth for splicing a ? And backfill per unit | [6 empty] | 95.6744 | 75.92 | 28.59% |  | 74.4 | 127.55 | 64.1784 | 63.23 | 83.03
| 14. Excavate to repair or replace conduit and restore area per lineal foot | [6 empty] | 5.8977 | 4.68 | 28.77% |  | 4.58 | 6.02 | 11.2665 | 11.1 | 14.41
| 15. Install a repair sleeve per sleeve | [6 empty] | 14.7191 | 11.68 | 28.55% |  | 11.45 | 16.69 | 35.9006 | 35.37 | 33.83
| 16. Extend existing cable up pole and make all connections when installing #10 thru 4/0 | [6 empty] | 151.035 | 119.85 | 28.58% |  | 117.46 | 122.45 | 60.7376 | 59.84 | 56.94
in existing conduit per unit
| 17. Extend existing cable up pole and make all connections when installing 500 MCM | [6 empty] | 191.3488 | 151.84 | 28.59% |  | 148.8 | 135.71 | 77.7896 | 76.64 | 71.7
in existing conduit per unit
| 18. Disconnect existing service from source and load/meter, run temporary service cable | [6 empty] | 163.3849 | 129.65 | 28.59% |  | 127.06 | 71.43 | 105.1439 | 103.59 | 100.61
from source to line line side of meter can, make all connections on both ends. Install flat
bars and leave customer's equipment in safe condition with power on per service.
| 19. Install handhole within 10' of base of pole with #10 thru 4/0 cable and conduit to include | [6 empty] | 213.0494 | 169.06 | 28.59% |  | 165.68 | 195.15 | 230.6385 | 227.23 | 209.03
installation up pole, make all connections and check voltage per service.
| 20. Install handhole within 10' of base of pole with 500 MCM cable in 4" conduit to include | [6 empty] | 235.4936 | 186.87 | 28.59% |  | 183.14 | 222.46 | 274.5372 | 270.48 | 254.73
installation up pole, make all connections and check voltage per service.
| 21. Blow mule tape per foot | [6 empty] | 0.36546 | 0.29 | 26.02% |  | 0.29 | 0.36 | 0.45675 | 0.45 | 0.45
22. Cost to install service cable in existing conduit
| 22A #10 thru #2 service cable per foot | [6 empty] | 0.88214 | 0.7 | 27.85% |  | 0.69 | 1.23 | 0.9135 | 0.9 | 1.07
| 22B 2/0 thru 4/0 service cable per foot | [6 empty] | 1.8399 | 1.46 | 28.66% |  | 1.43 | 1.29 | 0.9744 | 0.96 | 1.09
| 22C 500 MCM service cable per foot | [6 empty] | 2.5834 | 2.05 | 28.53% |  | 2.01 | 1.91 | 1.3804 | 1.36 | 1.65
| 23. Install an additional #10 thru 4/0 cable, in conduit, from an underground source in | [6 empty] | 4.94 | 3.92 | 28.65% |  | 3.84 | 2.26 | 1.9488 | 1.92 | 2.58
existing trench. To include all conduit, riser, fittings, mule tape, restoration, make
all connections and check voltage per foot per service.
| 24. Install an additional 500 MCM cable, in conduit, from an underground source in | [6 empty] | 7.2083 | 5.72 | 28.49% |  | 5.61 | 2.86 | 2.0909 | 2.06 | 2.69
existing trench. To include all conduit, riser, fittings, mule tape, restoration, make
all connections and check voltage per foot per service.
| 25. Install an additional #10 thru 4/0 cable, in conduit, from an overhead source in | [6 empty] | 5.2298 | 4.15 | 28.5% |  | 4.07 | 2.82 | 2.3548 | 2.32 | 3
existing trench. To include all conduit, riser, fittings, mule tape, restoration, make
all connections and check voltage per foot per service.
| 26. Install an additional 500 MCM cable, in conduit, from an overhead source in | [6 empty] | 7.0571 | 5.6 | 28.31% |  | 5.5 | 3.57 | 2.9131 | 2.87 | 3.79
existing trench. To include all conduit, riser, fittings, mule tape, restoration, make
all connections and check voltage per foot per service.
| 27. Disconnect service at both ends and remove 1-4/0 wire from conduit and return to | [6 empty] | 2.9363 | 2.33 | 28.22% |  | 2.29 | 1.12 | 2.771 | 2.73 | 1.91
TEC per foot.
| 28. Disconnect service at both ends and remove 500 MCM wire from conduit and return to | [6 empty] | 4.4107 | 3.5 |  |  | 3,43 | 1.57 | 3.2582 | 3.21 | 2.41
TEC per foot.
| 29. Job is not ready due to TEC error per work request | [6 empty] | 110.3809 | 87.59 | 28.59% |  | 85.84 | 66.63 | 88.102 | 86.8 | 75.56
| In a URD the service contractor installs the individual services. | [6 empty] | 2007-10-01 | 2007-10-01 |  |  | As of 02/06/2006 | 04/26/2005 | As of 11/01/2004 | As of 10/2004 | As of 1/2004 | #REF!
| Service Trenching & Conduit on Private Property (Service Contractor Labor Costs) | [6 empty] | per foot | per foot |  |  | per foot | per foot | per foot | per foot | per foot | per foot |  | per foot | per foot |  | per foot
| Trenching feet and conduit = 30ft x 210 | [6 empty] | 5.7465 | 4.56 | 28.56% |  | 4.47 | 2.5882 | 2.5882 | 2.55 | 2.67 | #REF! |  | 2.77 | 2.54 |  | 2.25
| Service Cable (Service Contractor Labor Costs) | [6 empty] | per foot | per foot |  |  | per foot | per foot | per foot | per foot | per foot | per foot |  | per foot | per foot |  | per foot
| Installing 2/0 or 4/0 Cable in existing conduit in right-of-way & make hot | [6 empty] | 1.8399 | 1.46 | 28.66% |  | 1.43 | 1.29 | 0.9744 | 0.96 | 1.09 | #REF! |  | 1.01 | 1.01 |  | 0.89
| Section C Conduit (Primary Contractor Labor Costs) (by Trench feet)) | [6 empty] | 2007-10-01 | 2007-10-01 |  |  | As of 4/21/04 | As of 4/21/04 | As of 4/21/04 | As of 4/21/04 | As of 4/21/04 | As of July 2003 |  | As of July 2002 | Previous
| Description - Drop conduit in trench | [6 empty] | per foot | per foot |  |  | per foot | per foot | per foot | per foot | per foot | per foot |  | per foot | per foot |  | per foot | per foot
| 2. Conduit installation 2" PVC or Galvanized (by Trench feet) | [6 empty] | 0.76872 | 0.61 |  |  | 0.37555 | 0.39433 | 0.39433 | 0.3885 | 0.3885 | 0.37 |  | 0.36 | 0.37 |  | 0.32 | 0.33
| 3. Conduit installation 3" PVC or Galvanized (by Trench feet) | [6 empty] | 0.76872 | 0.61 |  |  | 0.4669 | 0.49024 | 0.49024 | 0.483 | 0.483 | 0.46 |  | 0.44 | 0.33 |  | 0.33 | 0.3
| 4. Conduit installation 4" PVC or Galvanized (by Trench feet) | [6 empty] | 0.76872 | 0.61 |  |  | 0.5684 | 0.59682 | 0.59682 | 0.588 | 0.588 | 0.56 |  | 0.54 | 0.48 |  | 0.48 | 0.46
| 5. Conduit installation 6" PVC or Galvanized (by Trench feet) | [6 empty] | 0.76872 | 0.61 |  |  | 0.7308 | 0.76734 | 0.76734 | 0.756 | 0.756 | 0.72 |  | 0.69 | 0.65 |  | 0.65 | 0.7
| Section 3 Installation of Mule Tape (Primary Contractor Labor Costs) | [6 empty] | 2007-10-01 | 2007-10-01 |  |  | As of 4/21/04 | As of 4/21/04 | As of 4/21/04 | As of 4/21/04 | As of 4/21/04 | As of July 2003 |  | As of July 2002 | Previous
| Description | [6 empty] | per foot | per foot |  |  | per foot | per foot | per foot | per foot | per foot | per foot |  | per foot | per foot |  | per foot | per foot
| 6. Compressed Air Install Mule Tape (by Trench feet) | [6 empty] | 0 | 0 |  |  | 0.1624 | 0.17052 | 0.17052 | 0.168 | 0.168 | 0.16 |  | 0.15 | 0.11 |  | 0.11 | 0.1
Section L (Primary Contractor Labor Costs)
| Installation of Precast Pads & Hand Holes | [6 empty] | As of 6/20/06 | As of 6/20/06 |  |  | As of 6/20/06 | per unit | per unit | per unit | per unit | per unit | per unit |  | per unit |  | per unit
| 7. GR&S UG 6-17 Pad G.O. PSE Single Compartment 200 Amp 3 Phase | [6 empty] | 1075.3917 | 853.35 |  |  | 890.5113 | 926.1331 | 895.262 | 882.0315 | 882.0315 | 807.72 | 691.91 |  | 712.22 |  | 721.11
| 13. GR&S UG 6-20 Pad Secondary Termination Cabinet 46"x46"x4" | [6 empty] | 191.3992 | 151.88 |  |  | 274.6107 | 285.5916 | 276.0719 | 271.992 | 271.992 | 249.08 | 234.46 |  | 226.44 |  | 226.44
[10 empty] | 27.71% | Avg % Diff from last filing
| Tampa Electric Labor | [5 empty] | Revised |  |  | 28.58% | Median % Diff from last filing | Revised | Previous
| Load factor for payroll - was called Overhead in the "at cost" | [5 empty] | 2007-10-01 |  |  |  |  | 07/2003 | 03/2002 | Previous
| old WOMS type 4 costing. Also called | [5 empty] | Unit Price |  |  |  |  | Unit Price | Unit Price | Unit Price
| A&G, A-administrative &G-general. | [5 empty] | 2.5002 |  |  |  |  | 1.732 | 1.721 | 1.916
| Tampa Electric Inspector Labor & Vehicle | [11 empty] | per hour
|  |  | Tampa Electric Inspector Hourly Labor Rate | [9 empty] | 75.37
|  |  | Tampa Electric Inspector Vehicle Hourly Rate | [9 empty] | 4.84
|  |  | Tampa Electric Inspector Labor & Vehicle | [9 empty] | 80.21
Explanation: A Tampa Electric inspector can inspect 600' of trench per day.
Inspection cost for other than subdivision construction:
|  |  |  | The Cost to inspect Secondary conduit installation = | [8 empty] | 1.0695
(the machine trench footage/600 foot per day)*(8 hr/day)*Tampa Electric Inspector hourly rate
Explanation: A Tampa Electric inspector can inspect 600' of conduit installation per day.
Inspection cost for a low, high, or non-typical URD subdivision:
The Cost to inspect Primary conduit Installation =
(the machine trench footage/600 foot per day)*(8 hr/day)*Tampa Electric Inspector hourly rate
The Cost to inspect Secondary conduit installation =
(the machine trench footage/600 foot per day)*(8 hr/day)*Tampa Electric Inspector hourly rate
The Cost to inspect Service conduit installation:
The Cost to inspect Service conduit installed parallel to the ROW ) =
(the machine trench footage/600 foot per day)*(8 hr/day)*Tampa Electric Inspector hourly rate
The Cost to inspect Service conduit installed from the property corner to the house =
(.5 hour)*(number of lots)*Tampa Electric Inspector hourly rate
Inspection cost for other than subdivision construction:
The Cost to inspect Primary conduit Installation =
(the machine trench footage/600 foot per day)*(8 hr/day)*Tampa Electric Inspector hourly rate
The Cost to inspect Secondary conduit installation =
(the machine trench footage/600 foot per day)*(8 hr/day)*Tampa Electric Inspector hourly rate
The Cost to inspect Service conduit installation =
(1.5 hour)*(number of services)*Tampa Electric Inspector hourly rate
(Material Handling) Overhead - comes from Jennifer Juncal or Brett Edmark
|  |  | 1999 Material Handling Storeroom fee |  | 15%
|  |  | 2000 Material Handling Storeroom fee |  | 15%
|  |  | 2001 Material Handling Storeroom fee |  | 15%
|  |  | 2002 Material Handling Storeroom fee |  | 0.1331
|  |  | 2003 Material Handling Storeroom fee |  | 0.1072
|  |  | 2004 Material Handling Storeroom fee |  | 0.1072
|  |  | 2005 Material Handling Storeroom fee |  | 0.1114
|  |  | 2007 Material Handling Storeroom fee |  | 0.1004
|  |  | 2009 Material Handling Storeroom fee |  | 0.2407
|  |  | 2010 Material Handling Storeroom fee |  | 0.2407
|  |  | 2011 Material Handling Storeroom fee |  | 0.1713
|  |  | 2012 Material Handling Storeroom fee |  | 0.2066
2013 Material Handling Storeroom fee
| ENERGY DELIVERY Other "Contractor" related adders: |  |  |  | 0.2602
|  |  | Engineering time included in .2602 | 0.0723
Service connection fee from:
Tariff Section 3, Commercial Services Program Information, Fees and Riders
|  |  | Initial service connection fee |  | 38
The numbers below were filed in the last URD filing:
(See H:\Ugstuff\PSC_Filing "month year"\Secondary&Service200x.XLS - Cells ' SDRateSummary'!J1066 & J1067)
4/2012
|  |  | 1ø Conversion from OH to UG service (Base Charge) |  |  |  |  | Cost/service |  |  | 2009 Filing
|  |  | 1ø Average Service - 100 ft or less(Svc without pole) = (book value + removal) |  |  |  |  | 115.3006 |  |  | 170.09
|  |  | 1ø Average Long Service- Greater than 100 ft (svc with one pole) = (book value + removal) |  |  |  |  | 428.1455 |  |  | 387.85
NPV OH Factor (For New Subdivisions)
|  |  | OH | 0% | 100%
|  |  | UG | 0% | 100%
NPV OH Factor (For Overhead to Underground Conversions)
|  |  | OH | 0% | 100%
|  |  | UG | 0% | 100%
TEC Crew Productivity Factor from KPI - Kim Holley
Had used 80% for 1st 2 years of Project Management
2010 & 2011 Productivity Factor
|  |  | 2012 Productivity Factor (based on 2011 data) | 100%
|  |  | ENERGY DELIVERY | [6 empty] | This came from Jennifer Juncal | [5 empty] | Pat McAllister subtracted 85% from Transmission Chargeable 4/23/2012
|  |  | "2012" ADDER STUDY | [6 empty] | Revised: | 3/5/2012
|  |  | Provided by ED Business Planning | [7 empty] | Pat added the 5 white columns to show how these 5 areas are handled
[10 empty] | TRANSMISSION CHARGEABLE | Substation S&E Chargeable | Substation Relay & Control Chargeable | Substation RTU Chargeable | Telecom Chargeable | Line Clearance Chargeable | PDR | CIAC | DISTRIBUTION CHARGEABLE | PSA ESTIMATE
|  |  | Total Corporate Accounting FRINGE Rates per Activity * | [6 empty] | 53% | 85% | 85% | 85% | 85% | 85% | 85% | 85% | 85% | 53%
[14 empty] | Distribution | No TEC
|  |  | Other "Operating Labor" related adders: | [10 empty] | does their stuff | Operating
|  |  | Energy Delivery (Supervisory/Administrative) | [6 empty] | 10.75% | [5 empty] | 14.92% | 22.21% | 22.21% | 7.61%
|  |  | Energy Delivery Engineering | [6 empty] | 0% | [5 empty] | 0% | 8.55% | 8.55% | 0.04% |  | *
|  |  | Small Tools ** | [6 empty] | 5.03% | [5 empty] | 8.68% | 8.68% | 8.68% | 8.68% |  | *
|  |  |  | TOTAL Other "Labor" related Adders | [5 empty] | 15.78% | [5 empty] | 23.6% | 39.44% | 39.44% | 16.33%
|  |  |  | TOTAL Fully Loaded "Labor" adders | [5 empty] | 15.78% | 15.78% | 15.78% | 15.78% | 124.4% | not needed | 8.68% | 17.23% | 124.4% | 8.72% |  | FN's Change: I changed the formula to include only ED Engineering & Small Tools
"Material" related adders:
|  |  | Stores Carrying Cost (ED Stores Clearing) ** | [6 empty] | 12.08% | 12.08% | 12.08% | 12.08% | 12.08% | 12.08% | 12.08% | 12.08% | 12.08% | 12.08%
|  |  | Stores Carrying Cost (WH Space, Taxes, Insurance & Obsolete Mat) | [6 empty] | 4.21% | 4.21% | 4.21% | 4.21% | 4.21% | 4.21% | 4.21% | 4.21% | 4.21% | 0%
|  |  | Stores Carrying Cost (Cost of Money - PDR only) | [6 empty] | 0% | 0% | 0% | 0% | 0% | 0% | 7.95% | 0% | 0% | 0%
|  |  | Self Help ** | [6 empty] | 0% | 0% | 0% | 0% | 3.846% | 0% | 4.37% | 4.37% | 4.37% | 4.37%
|  |  |  | TOTAL "Material" related Adders | [5 empty] | 16.29% | 16.29% | 16.29% | 16.29% | 20.14% | 16.29% | 28.61% | 20.66% | 20.66% | 16.45%
[14 empty] | Contractors | All
|  |  | Other "Contractor" related adders: | [10 empty] | do fiber optic | Contractor
|  |  | Energy Delivery (Supervisory/Administrative/Engineering) | [6 empty] | 8.13% | [5 empty] | 2.5% | 18.79% | 18.79% | 19.57%
|  |  | Energy Delivery Engineering | [13 empty] | 7.23% | 7.23%
|  |  |  | TOTAL Fully Loaded "Contractor" adders | [5 empty] | 8.13% | 8.13% | 8.13% | 8.13% | 8.13% | 8.13% | 2.5% | 26.02% | 26.02% | 19.57%
|  |  |  | Average Heavy Vehicle rate | [5 empty] | 18.41 | [5 empty] | 18.41 | 18.41 | 18.41 | 18.41
* When determining final bill true up or calculating pay-after invoice using actual results, reduce fringe by amount identified for non-productive time (2011 = 13%)
** When determining final bill true up or calculating pay-after invoice using actual results, exclude these items, which will already be included in actuals
|  |  | Percent of work done by TE crews |  | 60% | [5 empty] | 20.01 |  | 20
|  |  | Percent of work done by Contract crews |  | 40% | [5 empty] | 3.3221 |  | 3.32
16.68

## TariffDifferentials
Differential costs for single phase (1ø) services from an overhead source
OVERHEAD SERVICE
OH Service Cable - Material Per Foot Cost
This cost includes all service clamps, connectors and connector covers required. The per foot cost is a material only number.
|  |  |  | (Material |  | OH Service
|  |  |  | Handling) |  | Material Cost
| Action | Description | Material | Overhead |  | Per Foot
| install | 76' - 1ø - 2/0 AWG Triplex | 85.09 | 17.5796 |  | 1.35
| install | 76' - 1ø - 4/0 AWG Triplex | 123.99 | 25.6163 |  | 1.97
OH Service Cable - Fixed Cost
Fixed Cost = TEC labor plus Contractor labor cost to install the service cable, includes labor plus overheads and vehicle plus the Net Present Value of Operation Cost with Storm Cost.
OH Service - Net Present Value of Operation Cost with Storm Cost |  |  | 141.39
Labor cost to install 2/0 triplex service cable |  |  | 124.556
Labor cost to install 4/0 triplex service cable |  |  | 125.4493
OH SERVICE CABLE - Cost Table
Installation Cost
|  | OH Description | Fixed | Per Foot
|  | 1ø - 2/0 AWG Triplex | 265.946 | 1.35
|  | 1ø - 4/0 AWG Triplex | 266.8393 | 1.97
OH Service - Poles
This is the cost to haul a service pole to the site and install an overhead service pole.
| Action | Description | Total
| install | Accessible 30' wood pole | 608.91
| install | Accessible 35' wood pole | 728.03
|  | Average cost to install a service pole | 668.47
UNDERGROUND SERVICE
UG Service from an OH Source - Per Foot Cost
This is the material cost of the conduit and cable in the trench, plus the contractor labor to dig the trench and install the conduit and cable in the trench,
plus the cost of the TEC inspector.
Contractor
|  |  | UG Cable | UG Conduit | Teco | labor | UG Cable
|  |  | Material | Material | Inspection | Machine | Machine
|  |  | Cost | Cost | Labor | Trench | Trench Total
| Action | Description | Per Foot | Per Foot | Per Foot | Per Foot | Cost Per Foot
| install | 1ø - 2/0 AWG Triplex | 1.25 | 0.47 | 1.0695 | 9.1995 | 11.9889
| install | 1ø - 4/0 AWG Triplex | 1.79 | 0.81 | 1.0695 | 9.1995 | 12.8689
UG SERVICE CABLE TO METER FROM OH SOURCE - Fixed Cost
This is the cost for the material down the pole and the material at the house riser to the meter can, plus the contractor cost to install the conduit,
cable and make the connection on the pole, plus the Net Present Value of Operation Cost with Storm Cost.
UG Service - Net Present Value of Operation Cost with Storm Cost |  |  |  | 68.26
|  |  |  | (Material |  |  | Total
|  |  |  | Handling) | Contractor | NPV | Fixed
| Action | Description | Material | Overhead | Labor | OC + SC | Cost
| install | 1ø - 2/0 AWG Tpx - 2" conduit | 74.81 | 15.4557 | 151.035 | 68.26 | 309.5607
| install | 1ø - 4/0 AWG Tpx - 3" conduit | 109.91 | 22.7074 | 151.035 | 68.26 | 351.9124
UG Service Cable from an OH Source - Cost Table
|  | UG Service Cable from an OH | [7 empty] | Service
|  | Source to a meter can | Installation Cost |  | OH Service Equivalent |  |  | Installation Cost |  | Differential Cost
|  | Cable & Conduit With Machine Trench | Fixed | Per Foot | Description |  |  | Fixed | Per Foot | Fixed | Per Foot
|  | 1ø - 2/0 AWG Triplex | 309.5607 | 11.9889 | 1Ø - 2/0 AWG Triplex |  |  | 265.946 | 1.35 | 43.6147 | 10.6389
|  | 1ø - 4/0 AWG Triplex | 351.9124 | 12.8689 | 1Ø - 4/0 AWG Triplex |  |  | 266.8393 | 1.97 | 85.0731 | 10.8989
Differential costs for single phase (1ø) services from an overhead source
Fixed |  | 1ø UG Secondary or 1ø UG service in conduit from OH source
Charge | Cost/ft | (Base Charge + service length times Cost/ft)
43.6147 | 10.6389 | 1ø 2/0 AWG, 100 ft or less, machine trench, /ft (differential) - a service 100' or less is one that would not have a service pole if it was overhead
85.0731 | 10.8989 | 1ø 4/0 AWG, 100 ft or less, machine trench, /ft (differential) - a service 100' or less is one that would not have a service pole if it was overhead
-624.8553 | 10.6389 | 1ø 2/0 AWG, greater than 100 ft, machine trench, /ft (differential) - a service greater than 100' is one that would require a service pole if it was overhead
-583.3969 | 10.8989 | 1ø 4/0 AWG, greater than 100 ft, machine trench, /ft (differential) - a service greater than 100' is one that would require a service pole if it was overhead
Conversion Cost - Conversions of single phase (1ø) OH Services to UG Services
The "Conversion Cost" is the sum of: 1) the cost to remove whatever overhead facilities exist;
2) the cost of the remaining book value for those overhead facilities.
After paying the cost to remove and the book value, the Customer essentially becomes a new Customer and is charged the
differential cost for his new underground service. The OH Service Cable Removal Cost and the Handy Whitman depreciation
tables below are used to calculate the Conversion Cost. The total cost for a customer to convert his overhead service to
underground service is the applicable Differential Cost for the new underground service plus the conversion cost.
1) the cost to remove whatever overhead facilities exist
|  |  |  | Total |  | System
|  |  |  | Removal | System | Average
| Action | Average length service |  | Cost | % | Cost
| remove | 1ø - #2 AWG Triplex |  | 38.4688 | 10% | 3.8469
| remove | 1ø - 2/0 AWG Triplex |  | 38.4688 | 70% | 26.9282
| remove | 1ø - 4/0 AWG Triplex |  | 38.4688 | 20% | 7.6938
|  | System Average cost to remove average length 1ø service |  |  |  | 38.4688
|  |  |  | Total |  | System
| Action | Service length with a service pole |  | Removal | System | Average
| remove | 1ø - #2 AWG Triplex |  | 39.0142 | 10% | 3.9014
| remove | 1ø - 2/0 AWG Triplex |  | 39.0142 | 70% | 27.3099
| remove | 1ø - 4/0 AWG Triplex |  | 39.0142 | 20% | 7.8028
| remove | 30' wood pole, drive hook |  | 62.0501 | 50% | 31.0251
| remove | 35' wood pole, drive hook |  | 62.0501 | 50% | 31.0251
|  | System Average cost to remove average long 1ø service with service pole |  |  |  | 101.0643
2) the cost of the remaining book value for those overhead facilities.
Book Value Assumptions:
|  | 1. Average depreciation | 0.036
|  | 2. Age of pole & service, yrs. | 11
|  | 3. Handy Whitman Ratio, total dist.plant, 2000/2011 | 0.54562
Book Value = (System Value Today) x (Handy Whitman Ratio) x (1 - (Std Dep. x Age))
|  |  |  | Total |  | System
|  |  |  | Installation | System | Average
| Action | Average length service |  | Cost | % | Cost
| install | 1ø - #2 AWG Triplex |  | 190.7056 | 10% | 19.0706
| install | 1ø - 2/0 AWG Triplex |  | 227.2256 | 70% | 159.0579
| install | 1ø - 4/0 AWG Triplex |  | 275.0556 | 20% | 55.0111
|  | System Average cost to install average length 1ø service |  |  |  | 233.1396
|  | Book Value for average length 1ø service |  |  |  | 76.8318
|  |  |  | Total |  | System
| Action | Service length that requires a service pole |  | Installation | System | Average
| install | 1ø - #2 AWG Triplex |  | 241.011 | 10% | 24.1011
| install | 1ø - 2/0 AWG Triplex |  | 313.031 | 70% | 219.1217
| install | 1ø - 4/0 AWG Triplex |  | 404.041 | 20% | 80.8082
| install | 30' wood pole, drive hook |  | 308.8471 | 25% | 77.2118
| install | 30' wood pole, cable spacer |  | 395.944 | 25% | 98.986
| install | 35' wood pole, cable spacer |  | 471.514 | 50% | 235.757
|  | Haul pole to job site |  | 256.5143 | 100% | 256.5143
|  | System Average cost to install average long 1ø service with service pole |  |  |  | 992.5
|  | Book Value for average long 1ø service with service pole |  |  |  | 327.0811
[5 empty] | Remove | Book value | Conversion
1ø Conversion Cost from OH to UG service |  |  |  |  | Cost | Cost | Cost
1ø Average Service - 100 ft or less(Svc without pole) = (book value + removal) |  |  |  |  | 38.4688 | 76.8318 | 115.3006
1ø Average Long Service- Greater than 100 ft (svc with one pole) = (book value + removal) |  |  |  |  | 101.0643 | 327.0811 | 428.1455
| Cost/service | 1ø Conversion from OH to UG service (Base Charge)
| 0 | 100 ft or less, /service (added to base charge + /ft rates above)
| 0 | Greater than 100 ft, /service(added to base charge + /ft rates above)

## UG Cable
2009-01-01 | <===== Month and year that this file was last updated.
Legend
Green highlighting indicates an input area. This is where updated information should be entered.
Yellow highlighting indicates area where there is a link.
Peach highlighting indicates area where there are formulas.
Lilac highligting indicates checked Work Request for correct CU's, contractors cost and quantities.
UG CABLE WITH TERMINATIONS AT OH SOURCE
UG Secondary or Service CABLE TAKEOFF
same as
UG cable down pole from OH source to Handhole at the base of the pole
Assumptions: | Select handhole cost from HANDHOLE worksheet.
This is used when Customers who normally run to us request a handhole at the base of the pole.
This has the cost for the material down the pole only.
The Install Base Cost is a labor and material cost. It is the cost of UG secondary or service cable in conduit
down the pole from an OH source and the contract labor to install it. It is assumed that a contractor installs
the entire job - conduit and cable. Contractor labor installs the conduit on the pole; contractor labor installs
the conduit in the ground; contractor labor pulls the cable into the conduit.
The Remove Base Cost applies to when Tec removes secondary. Normally TEC removes secondary not the
contractor. The removal base cost is for TEC labor removing the cable and the conduit on the pole; and TEC labor to
pull the cable out of the underground conduit. The conduit in the ground is abandoned. The cable that is removed has a
salvage value - a scrap value.That scrap value should be the per foot value the way these work requests are set up.
Cable Takeoff Install Base Cost Total = material and material handling cost for 30' of conduit
and 35' of secondary down the pole plus contractor labor.
Cable Takeoff Remove Base Cost Total = TEC labor plus overheads and vehicle to remove
| the conduit down the pole and pull out the cable, which is the Remove Work Request Total Cost. | [6 empty] | Work
[8 empty] | Request |  | Total |  |  |  |  | Total
| Install |  |  | (Material |  |  |  | Remove |  | Install |  | TEC | TEC | TEC | Removal | Accounting Percentage
Work | or |  |  | Handling) | TEC | TEC |  | Base Cost | Contractor | Base |  | Labor | Labor | Labor | Base Cost | conduit | cable
Request # | Remove | Description | Material | Overhead | Labor | Overhead | Vehicle | Total | Labor | Cost |  | Only | with factor | adder | Cost | 366 | 367
127221 | install | 1Ø 2/0 UG CABLE TAKEOFF | 50.3 | 10.392 |  |  |  |  | 151.035 | 211.7269 | checked |  |  |  |  | 0.27326 | 0.72674
10474 | remove | 1Ø 2/0 UG CABLE TAKEOFF | 0 | 0 | 2.09 |  |  | 190.46 |  |  | checked | 190.46 | 190.46 | 0 | 190.46 | 0 | 1
127242 | install | 1Ø 4/0 UG CABLE TAKEOFF | 82.59 | 17.0631 |  |  |  |  | 151.035 | 250.6881 | checked |  |  |  |  | 0.31154 | 0.68846
10474 | remove | 1Ø 4/0 UG CABLE TAKEOFF | 0 | 0 | 2.09 |  |  | 190.42 |  |  | checked | 190.42 | 190.42 | 0 | 190.42 | 0 | 1
127210 | install | 1Ø 500 UG CABLE TAKEOFF | 217.16 | 44.8653 |  |  |  |  | 191.3488 | 453.374 | checked |  |  |  |  | 0.23063 | 0.76937
10474 | remove | 1Ø 500 UG CABLE TAKEOFF | 0 | 0 | 2.09 |  |  | 190.42 |  |  | checked | 190.42 | 190.42 | 0 | 190.42 | 0 | 1
| install | Parallel 1Ø - 4/0 AWG CABLE TAKEOFF | 165.18 | 34.1262 |  |  |  |  | 302.0699 | 501.3761 | checked |  |  |  |  | 0.31154 | 0.68846
| remove | Parallel 1Ø - 4/0 AWG CABLE TAKEOFF | 0 | 0 | 4.18 |  |  | 380.84 |  |  | checked | 380.84 | 380.84 | 0 | 380.84 | 0 | 1
| install | Parallel 1Ø - 500 kcmil CABLE TAKEOFF | 434.32 | 89.7305 |  |  |  |  | 382.6975 | 906.748 | checked |  |  |  |  | 0.23063 | 0.76937
| remove | Parallel 1Ø - 500 kcmil CABLE TAKEOFF | 0 | 0 | 4.18 |  |  | 380.84 |  |  | checked | 380.84 | 380.84 | 0 | 380.84 | 0 | 1
127481 | install | 3Ø 2/0 UG CABLE TAKEOFF | 73.01 | 15.0839 |  |  |  |  | 151.035 | 239.1288 | checked |  |  |  |  | 0.33891 | 0.66109
10474 | remove | 3Ø 2/0 UG CABLE TAKEOFF | 0 | 0 | 2.09 |  |  | 190.68 |  |  | checked | 190.68 | 190.68 | 0 | 190.68 | 0 | 1
127486 | install | 3Ø 4/0 UG CABLE TAKEOFF | 94.28 | 19.4782 |  |  |  |  | 151.035 | 264.7932 | checked |  |  |  |  | 0.24771 | 0.75229
10474 | remove | 3Ø 4/0 UG CABLE TAKEOFF | 0 | 0 | 2.09 |  |  | 190.68 |  |  | checked | 190.68 | 190.68 | 0 | 190.68 | 0 | 1
127489 | install | 3Ø 500 UG CABLE TAKEOFF | 270.78 | 55.9431 |  |  |  |  | 191.3488 | 518.0719 | checked |  |  |  |  | 0.18182 | 0.81818
10474 | remove | 3Ø 500 UG CABLE TAKEOFF | 0 | 0 | 2.09 |  |  | 190.68 |  |  | checked | 190.68 | 190.68 | 0 | 190.68 | 0 | 1
| install | 3Ø 2 - 4/0 AWG Quadraplex | 188.56 | 38.9565 |  |  |  |  | 302.0699 | 529.5864 | checked |  |  |  |  | 0.24771 | 0.75229
| remove | 3Ø 2 - 4/0 AWG Quadraplex | 0 | 0 | 4.18 |  |  | 381.36 |  |  | checked | 381.36 | 381.36 | 0 | 381.36 | 0 | 1
| install | 3Ø 2 - 500 AL kcmil Quadraplex | 541.56 | 111.8863 |  |  |  |  | 382.6975 | 1036.1438 | checked |  |  |  |  | 0.18182 | 0.81818
| remove | 3Ø 2 - 500 AL kcmil Quadraplex | 0 | 0 | 4.18 |  |  | 381.36 |  |  | checked | 381.36 | 381.36 | 0 | 381.36 | 0 | 1
364457 | install | 3Ø 2 - 500 CU kcmil Quadraplex | 3389.88 | 700.3492 |  |  |  |  | 382.6975 | 4472.9267 | checked
| remove | 3Ø 2 - 500 CU kcmil Quadraplex
10474 | remove | TEC Labor to pull cable out of conduit | 0 | 0 | 2.09 |  |  | 190.16 |  |  |  | 190.16 | 190.16 | 0 | 190.16 | 0 | 1
UG SERVICE CABLE TO METER FROM OH SOURCE - Base Cost
Assumptions: | Similar to above but…
This has the cost for the material down the pole and the material at the riser to the meter can.
The Install Base Cost is a material only number. It is the material cost of the UG service cable and the conduit down
the pole from an OH source and the material cost of the UG service cable and a conduit riser at the meter can.
It is the material cost of both ends of the service form an OH source.
It is assumed that a contractor installs the entire job - the conduit and the cable.
Contractor labor installs the conduit on the pole; contractor labor installs
the conduit in the ground; contractor labor pulls the cable into the conduit.
The Remove Base Cost applies to when Tec removes secondary. Normally TEC removes secondary not the
contractor. The removal base cost is for TEC labor removing the cable and the conduit on the pole; and TEC labor to
pull the cable out of the underground conduit. The conduit in the ground is abandoned. The cable that is removed has a
salvage value - a scrap value.That scrap value should be the per foot value the way these work requests are set up.
UG Service 1Ø Install Base Cost = The material cost plus the material handling cost for the cable
and the conduit at the pole and at the meter can. The WorkPro work requests assume 35' feet
of service cable and 30 feet of conduit at the pole, and 10 feet of cable at the service riser.
UG Service 1Ø Remove Base Cost = TEC labor to remove the cable and the conduit on the pole,
less any salvage value for the cable and conduit (not calculated by WorkPro at present), plus the
TEC labor to pull the cable out of the underground conduit. TEC abandons the underground
conduit. TEC does not remove the house risers. In the WorkPro work request for 2/0 & 4/0 the
house riser material was deleted in the Matl Substitute folder. The 500 work request has
| no riser in it. The WorkPro work requests assume 35 feet of service cable and 30 | [6 empty] | Work
| feet of conduit at the pole, and 10 feet of cable at the service riser. | [6 empty] | Request |  | Total |  |  |  |  | Total
Base | Install |  |  | (Material |  |  |  | Remove |  | Install |  | TEC | TEC | TEC | Removal
Work | or |  |  | Handling) | TEC | TEC |  | Base Cost | Contractor | Base |  | Labor | Labor | Labor | Base Cost
Request # | Remove | Description | Material | Overhead | Labor | Overhead | Vehicle | Total | Labor | Cost |  | Only | with factor | adder | Cost
160138 | install | 1Ø - 2/0 AWG Tpx - 2" conduit | 74.81 | 15.4557 |  |  | checked |  | 151.035 | 241.3007
10474 | remove | 1Ø - 2/0 AWG Tpx - 2" conduit |  |  | 2.09 |  | checked | 190.16 |  |  |  | 190.16 | 190.16 | 0 | 190.16
160150 | install | 1Ø - 4/0 AWG Tpx - 3" conduit | 109.91 | 22.7074 |  |  | checked |  | 151.035 | 283.6524
10474 | remove | 1Ø - 4/0 AWG Tpx - 3" conduit |  |  | 2.09 |  | checked | 190.16 |  |  |  | 190.16 | 190.16 | 0 | 190.16
160154 | install | 1Ø - 500 kcmil Tpx - 4" conduit | 258.06 | 53.3152 |  |  | checked |  | 191.3488 | 502.724
10474 | remove | 1Ø - 500 kcmil Tpx - 4" conduit |  |  | 2.09 |  | checked | 190.16 |  |  |  | 190.16 | 190.16 | 0 | 190.16
160161 | install | 3Ø - 2/0 AWG Quad - 3" conduit | 85.43 | 17.6498 |  |  | checked |  | 151.035 | 254.1148
10474 | remove | 3Ø - 2/0 AWG Quad - 3" conduit |  |  | 2.09 |  | checked | 190.16 |  |  |  | 190.16 | 190.16 | 0 | 190.16
160160 | install | 3Ø - 4/0 AWG Quad - 3" conduit | 106.5 | 22.0029 |  |  | checked |  | 151.035 | 279.5379
10474 | remove | 3Ø - 4/0 AWG Quad - 3" conduit |  |  | 2.09 |  | checked | 190.16 |  |  |  | 190.16 | 190.16 | 0 | 190.16
160164 | install | 3Ø - 500 kcmil Al Quad - 4" conduit | 277.64 | 57.3604 |  |  | checked |  | 191.3488 | 526.3492
10474 | remove | 3Ø - 500 kcmil Quad - 4" conduit |  |  | 2.09 |  | checked | 190.16 |  |  |  | 190.16 | 190.16 | 0 | 190.16
| install | 3Ø 2 - 4/0 AWG Quadraplex | 213 | 44.0058 |  |  | checked |  | 302.0699 | 559.0757
| remove | 3Ø 2 - 4/0 AWG Quadraplex |  |  | 4.18 |  | checked | 380.32 |  |  |  | 380.32 | 380.32 | 0 | 380.32
| install | 3Ø 2 - 500 AL kcmil Quadraplex | 555.28 | 114.7208 |  |  | checked |  | 382.6975 | 1052.6984
| remove | 3Ø 2 - 500 AL kcmil Quadraplex |  |  | 4.18 |  | checked | 380.32 |  |  |  | 380.32 | 380.32 | 0 | 380.32
| install | 3Ø 2 - 500 CU kcmil Quadraplex
UG Secondary or Service from an OH Source Per Foot Cost | [6 empty] | checked
Assumptions: | Conduit and cable costs per foot are for straight runs of trench - no turns - no 90's - no ells. | [5 empty] | checked
| Conduit and cable costs per foot are the same for OH source and for UG source. | [5 empty] | checked
| Contract labor per foot cost is not the same for UG source and OH source. | [5 empty] | checked
| Contractor labor costs are the same for 1Ø and 3Ø. | [5 empty] | checked
| For 1Ø & 3Ø installation: the contractor does it all. | [5 empty] | checked
| For 1Ø & 3Ø removal: TEC removes the cable and the conduit in the ground is abandoned. | [5 empty] | checked
UG Cable Material Install Per Foot Cost - Derived by dividing the Install 105' Cable Work Request total by 105'. | [6 empty] | checked
This provides the material and material handling cost for the cable only. | [6 empty] | checked
UG Conduit Material Install Per Foot Cost - Derived by dividing the Install 100' Conduit Work Request total by 100'. | [6 empty] | checked
This provides the material and material handling cost for the conduit, | [6 empty] | checked
glue, and mule tape. | [6 empty] | checked
UG Cable Material Remove Per Foot Cost - Derived by dividing the Remove 105' Cable Work Request total by 105'. | [6 empty] | checked
This provides the material salvage value for the cable only. | [6 empty] | checked
105' Cable |  |  | Work | Cable Only
Work |  |  | Request | Material Cost
Request # | Install | Description | Total | Per Foot
191767 | install | 1Ø - 2/0 AWG Tpx Only | 131.3987 | 1.25 |  |  | checked
191771 | install | 1Ø - 4/0 AWG Tpx Only | 188.2296 | 1.79 |  |  | checked
191787 | install | 1Ø - 500 kcmil Tpx Only | 448.1071 | 4.27 |  |  | checked
191793 | install | 3Ø - 2/0 AWG Quad Only | 165.7868 | 1.58 |  |  | checked
191797 | install | 3Ø - 4/0 AWG Quad Only | 258.5261 | 2.46 |  |  | checked
191800 | install | 3Ø - 500 kcmil Quad Only | 605.2185 | 5.76 |  |  | checked
3Ø 2 - 500 CU kcmil Quadraplex
100' Conduit |  |  | Work | Conduit Only
Work |  |  | Request | Material Cost
Request # | Install | Description | Total | Per Foot
191804 | install | 2" PVC conduit | 46.4782 | 0.47 |  |  | checked
191807 | install | 3" PVC conduit | 80.2148 | 0.81 |  |  | checked
191808 | install | 4" PVC conduit | 127.3928 | 1.28 |  |  | checked
636654 | install | 3" galvanized conduit | 143.332 | 4.23 |  |  | checked
UG Cable Material Install Per Foot Cost - Material and material handling cost per foot for cable.
UG Conduit Material Install Per Foot Cost - Material and material handling cost per foot for conduit.
UG Cable Material Remove Per Foot Cost - Salvage value per foot for cable.
Teco Inspection Labor - Cost for Tampa Electric to inspect trench and conduit.
Contractor Labor Machine Trench - Contractor cost to machine dig trench, install conduit, and pull in cable.
Contractor Labor Hand Trench - Contractor cost to hand dig a ditch, install conduit, and pull in cable.
UG Cable Machine Trench Total Cost Per Foot - Total cost of material and labor to machine dig
trench, and install/remove cable and conduit.
UG Cable Hand Trench Total Cost Per Foot - Total cost of material and labor to hand dig
| trench, and install/remove cable and conduit. | [10 empty] | Contractor
Labor
|  |  | UG Cable | UG Conduit |  | Contractor |  | UG Cable |  | UG Cable |  | Install | Remove | Pull UG Cable
| Install |  | Material | Material | TEC | Labor |  | Machine |  | Hand |  | Service | Service | into Existing
| or |  | Cost | Cost | Inspection | Machine | Hand | Trench Total |  | Trench Total |  | in existing | from | Conduit Total
| Remove | Description | Per Foot | Per Foot | Labor | Trench | Trench | Cost Per Foot |  | Cost Per Foot |  | conduit | conduit | Cost Per Foot
checked | install | 1Ø - 2/0 AWG Triplex | 1.25 | 0.47 | 1.0695 | 9.1995 | 11.4048 | 11.9889 |  | 14.1943 |  | 1.8399 | 58.8765 | 3.0899
checked | install | 1Ø - 4/0 AWG Triplex | 1.79 | 0.81 | 1.0695 | 9.1995 | 11.4048 | 12.8689 |  | 15.0743 |  | 1.8399 | 58.8765 | 3.6299
checked | install | 1Ø - 500 kcmil Triplex | 4.27 | 1.28 | 1.0695 | 11.115 | 13.9126 | 17.7344 |  | 20.5321 |  | 2.5834 | 58.8765 | 6.8534
checked | install | Parallel 1Ø - 4/0 AWG Triplex | 3.58 | 1.62 | 1.0695 | 14.4293 | 16.6346 | 20.6988 |  | 22.9041 |  | 3.6798 | 117.7531 | 7.2598
checked | install | Parallel 1Ø - 500 kcmil Triplex | 8.54 | 2.56 | 1.0695 | 18.1721 | 20.9697 | 30.3416 |  | 33.1392 |  | 5.1668 | 117.7531 | 13.7068
checked | install | 3Ø - 2/0 AWG Quadraplex | 1.58 | 0.81 | 1.0695 | 9.1995 | 11.4048 | 12.6589 |  | 14.8643 |  | 1.8399 | 58.8765 | 3.4199
checked | install | 3Ø - 4/0 AWG Quadraplex | 2.46 | 0.81 | 1.0695 | 9.1995 | 11.4048 | 13.5389 |  | 15.7443 |  | 1.8399 | 58.8765 | 4.2999
checked | install | 3Ø - 500 kcmil Quadraplex | 5.76 | 1.28 | 1.0695 | 11.115 | 13.9126 | 19.2244 |  | 22.0221 |  | 2.5834 | 58.8765 | 8.3434
checked | install | 3Ø 2 - 4/0 AWG Quadraplex | 4.92 | 1.62 | 1.0695 | 14.4293 | 16.6346 | 22.0388 |  | 24.2441 |  | 3.6798 | 117.7531 | 8.5998
checked | install | 3Ø 2 - 500 AL kcmil Quadraplex | 11.52 | 2.56 | 1.0695 | 18.1721 | 20.9697 | 33.3216 |  | 36.1192 |  | 5.1668 | 117.7531 | 16.6868
3Ø 2 - 500 CU kcmil Quadraplex
UG CABLE WITH TERMINATIONS AT UG SOURCE
UG SERVICE CABLE TO METER FROM UG SOURCE - Base Cost
Assumptions: | Similar to above but… ALL conductors are Aluminum
This has the cost for the material at the source (transformer or handhole) and the material at the riser to the meter can.
For Install: Contractor installs conduit and pulls in cable - does the whole job.
For Remove: TEC crews pulls out cable and conduit is abandon.
The Base Cost has the cost for the material at the source (manhole or handhole) and the cost of the material at the riser to the meter can.
The Install Base Cost is a material only number. It is the material cost of the UG service cable and the conduit
at an UG source and the material cost of the UG service cable and a conduit riser at the meter can.
It is the material cost of both ends of the service form an UG source.
It is assumed that a contractor installs the entire job - the conduit and the cable.
Contractor labor installs the conduit in the ground; contractor labor pulls the cable into the conduit.
The Remove Base Cost applies to when TEC removes secondary. Normally TEC removes secondary not the
contractor. The removal base cost is the cost for TEC labor to pull the cable out of the underground conduit.
The conduit in the ground is abandoned. The cable that is removed has a salvage value - a scrap value. That
scrap value should be the per foot value the way these work requests were set up.
UG Service Install Base Cost = The material cost plus the material handling cost for the cable and the
conduit at the source (handhole or transformer) and at the meter can. The WorkPro work requests
assume 5 feet of service cable at the source (handhole or transformer), and 10 feet of cable at the service riser.
UG Service Remove Base Cost = TEC labor to pull the cable out of the underground conduit, less any salvage
value for the cable and conduit (not calculated by WorkPro at present). TEC abandons the underground
conduit. TEC does not remove the house risers. In the WorkPro work requests riser material was not
included because it wasn't needed. The WorkPro work requests assume 5 feet of service cable at the | [8 empty] | Work
source (handhole or transformer), and 10 feet of cable at the service riser. | [8 empty] | Request | UG Service |  |  |  |  | Total
Base | Install |  |  | (Material |  |  |  |  | Remove | cable from |  | TEC | TEC | TEC | Removal
Work | or |  |  | Handling) | TEC | TEC |  | Contractor | Base Cost | UG source |  | Labor | Labor | Labor | Base Cost
Request # | Remove | Description | Material | Overhead | Labor | Overhead | Vehicle | Labor | Total | Base Cost |  | Only | with factor | adder | Cost
159275 | install | 1Ø - 2/0 AWG Tpx - 2" conduit | 35.4 | 7.3136 |  |  | checked |  |  | 42.7136
10474 | remove | 1Ø - 2/0 AWG Tpx - 2" conduit | 0 | 0 | 2.09 |  | checked |  | 190.3 | 190.3 |  | 190.3 | 190.3 | 0 | 190.3
159751 | install | 1Ø - 4/0 AWG Tpx - 3" conduit | 64.88 | 13.4042 |  |  | checked |  |  | 78.2842
10474 | remove | 1Ø - 4/0 AWG Tpx - 3" conduit | 0 | 0 | 2.09 |  | checked |  | 190.3 | 190.3 |  | 190.3 | 190.3 | 0 | 190.3
159756 | install | 1Ø - 500 kcmil Tpx - 4" conduit | 95.87 | 19.8067 |  |  | checked |  |  | 115.6767
10474 | remove | 1Ø - 500 kcmil Tpx - 4" conduit | 0 | 0 | 2.09 |  | checked |  | 190.3 | 190.3 |  | 190.3 | 190.3 | 0 | 190.3
| install | Parallel 1Ø - 4/0 AWG Triplex | 129.76 | 26.8084 |  |  | checked |  |  | 156.5684
| remove | Parallel 1Ø - 4/0 AWG Triplex | 0 | 0 | 4.18 |  | checked |  | 380.6 | 380.6 |  | 380.6 | 380.6 | 0 | 380.6
| install | Parallel 1Ø - 500 kcmil Triplex | 191.74 | 39.6135 |  |  | checked |  |  | 231.3535
| remove | Parallel 1Ø - 500 kcmil Triplex | 0 | 0 | 4.18 |  | checked |  | 380.6 | 380.6 |  | 380.6 | 380.6 | 0 | 380.6
159771 | install | 3Ø - 2/0 AWG Quad - 3" conduit | 80.2 | 16.5693 |  |  | checked |  |  | 96.7693
10474 | remove | 3Ø - 2/0 AWG Quad - 3" conduit | 0 | 0 | 2.09 |  | checked |  | 190.44 | 380.6 |  | 190.44 | 190.44 | 0 | 190.44
159794 | install | 3Ø - 4/0 AWG Quad - 3" conduit | 90.73 | 18.7448 |  |  | checked |  |  | 109.4748
10474 | remove | 3Ø - 4/0 AWG Quad - 3" conduit | 0 | 0 | 2.09 |  | checked |  | 190.44 | 190.44 |  | 190.44 | 190.44 | 0 | 190.44
159804 | install | 3Ø - 500 kcmil Quad - 4" conduit | 128.34 | 26.515 |  |  | checked |  |  | 154.855
10474 | remove | 3Ø - 500 kcmil Quad - 4" conduit | 0 | 0 | 2.09 |  | checked |  | 190.44 | 190.44 |  | 190.44 | 190.44 | 0 | 190.44
| install | 3Ø 2 - 4/0 AWG Quadraplex | 181.46 | 37.4896 |  |  | checked |  |  | 218.9496
| remove | 3Ø 2 - 4/0 AWG Quadraplex | 0 | 0 | 4.18 |  | checked |  | 380.88 | 380.88 |  | 380.88 | 380.88 | 0 | 380.88
| install | 3Ø 2 - 500 kcmil Quadraplex | 256.68 | 53.0301 |  |  | checked |  |  | 309.7101
| remove | 3Ø 2 - 500 kcmil Quadraplex | 0 | 0 | 4.18 |  | checked |  | 380.88 | 380.88 |  | 380.88 | 380.88 | 0 | 380.88
checked
UG SECONDARY TO HANDHOLE FROM UG SOURCE - Base Cost
Assumptions: | This is a material only cost. It has the cost for the material at the source (transformer or handhole) and the cost for
the material at the other end (a handhole) with connectors (crabs).
The Install Base Cost is a material only number. It is the material cost of the UG secondary cable and the conduit
at an UG source, the material cost of the UG secondary cable and a conduit at the other end, and the cost
of connectors. It is the material cost of both ends of the secondary from an UG source.
It is assumed that a contractor installs the entire job - the conduit and the cable.
Contractor labor installs the conduit in the ground; contractor labor pulls the cable into the conduit.
The Remove Base Cost applies to when Tec removes secondary. Normally TEC removes secondary not the
contractor. The removal base cost is the cost for TEC labor to pull the cable out of the underground conduit.
The conduit in the ground is abandoned. The cable that is removed has a salvage value - a scrap value. That
scrap value should be the per foot value the way these work requests were set up.
UG Secondary Install Base Cost = The material cost plus the material handling cost for the cable and the
conduit at the source and at the other end, and connectors (crabs).
WorkPro work request assumes 5 feet of service cable at the source (handhole or
transformer), and 5 feet of service cable at the other end, a handhole.
UG Secondary Remove Base Cost = TEC labor to pull the cable out of the underground conduit, less any
salvage value for the cable and conduit (not calculated by WorkPro at present). TEC abandons
the underground conduit. The WorkPro work request assumes 5 feet of service cable at the | [8 empty] | Work | UG
source (handhole or transformer), and 5 feet of service cable at the other end, a handhole. | [8 empty] | Request | Secondary |  |  |  |  | Total
Base | Install |  |  | (Material |  |  |  |  | Remove | cable from |  | TEC | TEC | TEC | Removal
Work | or |  |  | Handling) | TEC | TEC |  | Contractor | Base Cost | UG source |  | Labor | Labor | Labor | Base Cost
Request # | Remove | Description | Material | Overhead | Labor | Overhead | Vehicle | Labor | Total | Base Cost |  | Only | with factor | adder | Cost
128403 | install | 1Ø - 2/0 AWG Tpx - 2" conduit | 15.65 | 3.2333 |  |  | checked |  |  | 18.8833
10474 | remove | 1Ø - 2/0 AWG Tpx - 2" conduit | 0 | 0 | 2.09 |  | checked |  | 190.25 | 380.41 |  | 190.25 | 190.25 | 0 | 380.41
128425 | install | 1Ø - 4/0 AWG Tpx - 3" conduit | 37.87 | 7.8239 |  |  | checked |  |  | 45.6939
10474 | remove | 1Ø - 4/0 AWG Tpx - 3" conduit | 0 | 0 | 2.09 |  | checked |  | 190.25 | 380.41 |  | 190.25 | 190.25 | 0 | 380.41
| install | Parallel 1Ø - 4/0 AWG Tpx - 3" conduit | 75.74 | 15.6479 |  |  | checked |  |  | 91.3879
| remove | Parallel 1Ø - 4/0 AWG Tpx - 3" conduit | 0 | 0 |  |  | checked |  | 380.5 | 760.82 |  | 380.5 | 380.5 | 0 | 760.82
128441 | install | 1Ø - 500 kcmil Tpx - 4" conduit | 67.62 | 13.9703 |  |  | checked |  |  | 81.5903
10474 | remove | 1Ø - 500 kcmil Tpx - 4" conduit | 0 | 0 | 2.09 |  | checked |  | 190.25 | 380.41 |  | 190.25 | 190.25 | 0 | 380.41
| install | Parallel 1Ø - 500 kcmil Tpx - 4" conduit | 135.24 | 27.9406 |  |  | checked |  |  | 163.1806
| remove | Parallel 1Ø - 500 kcmil Tpx - 4" conduit | 0 | 0 |  |  | checked |  | 380.5 | 760.82 |  | 380.5 | 380.5 | 0 | 760.82
128447 | install | 3Ø - 2/0 AWG Quad - 3" conduit | 36.61 | 7.5636 |  |  | checked |  |  | 44.1736
10474 | remove | 3Ø - 2/0 AWG Quad - 3" conduit | 0 | 0 | 2.09 |  | checked |  | 190.34 | 380.5 |  | 190.34 | 190.34 | 0 | 380.5
128453 | install | 3Ø - 4/0 AWG Quad - 3" conduit | 43.87 | 9.0635 |  |  | checked |  |  | 52.9335
10474 | remove | 3Ø - 4/0 AWG Quad - 3" conduit | 0 | 0 | 2.09 |  | checked |  | 190.34 | 380.5 |  | 190.34 | 190.34 | 0 | 380.5
130116 | install | 3Ø - 500 kcmil Quad - 4" conduit | 80.02 | 16.5321 |  |  | needs work |  |  | 96.5521
10474 | remove | 3Ø - 500 kcmil Quad - 4" conduit | 0 | 0 | 2.09 |  | needs work |  | 190.34 | 380.5 |  | 190.34 | 190.34 | 0 | 380.5
| install | 3Ø 2 - 4/0 AWG Quadraplex | 87.74 | 18.1271 |  |  | needs work |  |  | 105.8671
| remove | 3Ø 2 - 4/0 AWG Quadraplex | 0 | 0 |  |  | needs work |  | 380.68 | 761 |  | 380.68 | 380.68 | 0 | 761
| install | 3Ø 2 - 500 kcmil Quadraplex | 160.04 | 33.0643 |  |  | needs work |  |  | 193.1043
| remove | 3Ø 2 - 500 kcmil Quadraplex | 0 | 0 |  |  | needs work |  | 380.68 | 761 |  | 380.68 | 380.68 | 0 | 761
| install | 6 - 3Ø - 500 kcmil Quadraplex | 480.12 | 99.1928 |  |  | needs work |  |  | 579.3128
| install | 6 - 3Ø - 500 kcmil Quadraplex | 640.16 | 132.2571 |  |  | needs work |  |  | 772.4171
308786 | install | 10 - 3Ø - 500 Cu kcmil Network cable | 6403.01 | 1322.8619 |  |  | needs work |  |  | 7725.8719
308783 | install | 10 - 3Ø - 500 Cu kcmil TX riser cable | 5727.92 | 1183.3883 |  |  | needs work |  |  | 6911.3083
UG Secondary or Service from an UG source Per Foot Cost
Assumptions: | Conduit and cable costs per foot are for straight runs of trench - no turns - no 90's - no ells.
| Conduit and cable costs per foot are the same for OH source and for UG source. | [12 empty] | Service
| Contract labor per foot cost is not the same for UG source and OH source. | [6 empty] | Primary Contractor | [5 empty] | Contractor
| For Remove: TEC crews pull out the cable and the conduit is abandoned. | [6 empty] | Labor | [5 empty] | Labor | Install conduit
|  |  | UG Cable | UG Conduit |  | Service Contractor |  | Install | Install | UG Cable |  | UG Cable |  | Install | and service
| Install |  | Material | Material | TEC | Labor |  | Conduit | Pull Tape | Machine |  | Hand |  | Service | cable in existing | Accounting Percentage
| or |  | Cost | Cost | Inspection | Machine | Hand | in existing | in existing | Trench Total |  | Trench Total |  | in existing | Trench - Total | 366 | 367
| Remove | Description | Per Foot | Per Foot | Labor | Trench | Trench | Trench | conduit | Cost Per Foot |  | Cost Per Foot |  | conduit | Cost Per Foot | conduit | cable
| install | 1Ø - 2/0 AWG Triplex | 1.25 | 0.47 | 1.0695 | 7.725 | 9.9304 | 0.76872 | 0 | 10.5145 |  | 12.7198 |  | 1.8399 | 4.3286 |  |  | checked
| install | 1Ø - #6 AWG Cu Triplex (CATV) | 1.25 | But connectors more than aluminum | [13 empty] | checked
| install | Parallel 1Ø - 2/0 AWG Triplex | 2.5 | 0.94 | 1.0695 | 12.665 | 14.8704 | 1.5374 | 0 | 17.1745 |  | 19.3798 |  |  | 4.9774 |  |  | checked
| install | 1Ø - 4/0 AWG Triplex | 1.79 | 0.81 | 1.0695 | 7.725 | 9.9304 | 0.76872 | 0 | 11.3945 |  | 13.5998 |  | 1.8399 | 5.2086 |  |  | checked
| install | Parallel 1Ø - 4/0 AWG Triplex | 3.58 | 1.62 | 1.0695 | 12.665 | 14.8704 | 1.5374 | 0 | 18.9345 |  | 21.1398 |  | 3.6798 | 10.4172 |  |  | checked
| install | 1Ø - 500 kcmil Triplex | 4.27 | 1.28 | 1.0695 | 9.6531 | 12.4382 | 0.76872 | 0 | 16.2726 |  | 19.0576 |  | 2.5834 | 8.9021 |  |  | checked
| install | Parallel 1Ø - 500 AWG Triplex | 8.54 | 2.56 | 1.0695 | 16.8615 | 19.6465 | 1.5374 | 0 | 29.0309 |  | 31.816 |  | 5.1668 | 17.8043 |  |  | checked
| install | 3Ø - 2/0 AWG Quadraplex | 1.58 | 0.81 | 1.0695 | 7.725 | 9.9304 | 0.76872 | 0 | 11.1845 |  | 13.3898 |  | 1.8399 | 4.9986 |  |  | checked
| install | 3Ø - 4/0 AWG Quadraplex | 2.46 | 0.81 | 1.0695 | 7.725 | 9.9304 | 0.76872 | 0 | 12.0645 |  | 14.2698 |  | 1.8399 | 5.8786 |  |  | checked
| install | 3Ø - 500 kcmil Quadraplex | 5.76 | 1.28 | 1.0695 | 9.6531 | 12.4382 | 0.76872 | 0 | 17.7626 |  | 20.5476 |  | 2.5834 | 10.3921 |  |  | checked
| install | 3Ø 2 - 4/0 AWG Quadraplex | 4.92 | 1.62 | 1.0695 | 12.665 | 14.8704 | 1.5374 | 0 | 20.2745 |  | 22.4798 |  | 3.6798 | 11.7572 |  |  | checked
| install | 3Ø 2 - 500 kcmil Quadraplex | 11.52 | 2.56 | 1.0695 | 16.8615 | 19.6465 | 1.5374 | 0 | 32.0109 |  | 34.796 |  | 5.1668 | 20.7843 |  |  | checked
| install | 6 - 3Ø - 500 kcmil Quadraplex | 34.56 | 7.68 | 1.0695 |  | 12.4382 |  |  |  |  | 55.7476 |  |  |  | 0.38006 | 0.61994 | checked
| install | 8 - 3Ø - 500 kcmil Quadraplex | 46.08 | 10.24 | 1.0695 |  | 12.4382 |  |  |  |  | 69.8276 |  |  |  | 0.34009 | 0.65991 | checked
from UG source | install | 2 - 3Ø - 500 Cu kcmil Quadraplex | 79.4495 | 2.56 | 1.0695 | 16.8615 |  |  |  | 99.9405 | [7 empty] | checked
308789 | install | 10 - 3Ø - 500 Cu kcmil Quadraplex | 397.2476 | 12.8 | 1.0695 |  | 12.4382 |  |  |  |  | 423.5553 |  |  |  | 0.062111 | 0.93789 | checked
UG Temporary Service from an UG source
Assumptions: | For 70 amp temporary meter pole fed UG: The customer comes to us. TEC connects customer's UG cable,
sets meter, then TEC disconnects customer's UG cable and removes meter.
When TEC has to install UG cable in existing conduit that will later be used for permanent UG service cable, the customer
will pay the labor cost to pull in the UG cable, pull out the UG cable, and the cable material and material handling cost.
70 amp | Install |  |  | (Material | [6 empty] | TEC | TEC | TEC | Total
Work | or |  |  | Handling) | TEC | TEC |  | Contractor |  |  | Labor | Labor | Labor | Installation
Request # | Remove | Description | Material | Overhead | Labor | Overhead | Vehicle | Labor | Total |  | Only | with factor | adder | Cost
217712 | install | Connect customers UG cable | 0 | 0 | 0.71 |  |  |  | 64.73 |  | 64.73 | 64.73 | 0 | 64.73 |  | checked
128654 | remove | Disconnect customers UG cable | 0 | 0 | 0.49 |  |  |  | 44.5 |  | 44.5 | 44.5 | 0 | 44.5 |  | checked
109.23 | Connect temporary 1ø UG service cable at source (>70 amps), /ft |  |  |  | checked
UG Cable (Secondary and Service) from an OH or UG Source - Costs Table
Assumptions:
Temporary Cost is the cost of the labor to install, plus the cost of the labor to remove, plus the cost of
spent materials, materials that cannot be reused. Put another way, temporary construction cost is the cost of the
labor to install, plus the cost of the labor to remove, minus the salvage value of the material used.
Secondary cable would not be reused. It would be removed and scraped. There should be a salvage value.
Differential | Full cost | UG Service Cable from an OH | [9 empty] | Service |  |  | Secondary 100' |  | Accounting Percentage
Cost 50' UG | 50' UG | Source to a meter can | Installation Cost |  | Removal Cost |  | Temporary Cost |  | OH Service Equivalent |  |  | Differential Cost |  |  | Install Acct | Remove Acct | conduit | cable
service | service | Cable & Conduit With Machine Trench | Base | Per Foot | Base | Per Foot | Base | Per Foot | Description |  |  | Base | Per Foot |  | Percentages | Percentages | 366 | 367
672.2451 | 840.747 | 1Ø - 2/0 AWG Triplex | 241.3007 | 11.9889 | 190.16 | 0 | 431.4607 | 11.9889 | 1Ø - #2 AWG Triplex |  |  | 115.4981 | 11.1349 | checked |  |  | 0.89574 | 0.10426
648.691 | 840.747 | 1Ø - 2/0 AWG Triplex | 241.3007 | 11.9889 | 190.16 | 0 | 431.4607 | 11.9889 | 1Ø - 2/0 AWG Triplex |  |  | 116.7447 | 10.638 | checked | 0.88336 | 0.11664 | 0.89574 | 0.10426
703.2242 | 927.0987 | 1Ø - 4/0 AWG Triplex | 283.6524 | 12.8689 | 190.16 | 0 | 473.8124 | 12.8689 | 1Ø - 4/0 AWG Triplex |  |  | 158.2031 | 10.9004 | checked | 0.892 | 0.108 | 0.86091 | 0.13909
|  | 1Ø - 500 kcmil Triplex | 502.724 | 17.7344 | 190.16 | 0 | 692.884 | 17.7344 | 1Ø - 2-4/0 AWG Triplex |  |  | 251.8254 | 13.7974 | checked | 0.9229 | 0.077103 | 0.75923 | 0.24077
668.2241 | 887.0611 | 3Ø - 2/0 AWG Quadraplex | 254.1148 | 12.6589 | 190.16 | 0 | 444.2748 | 12.6589 | 3Ø - #2 AWG Quadraplex |  |  | 129.4415 | 11.4361 | checked |  |  | 0.87519 | 0.12481
623.2255 | 887.0611 | 3Ø - 2/0 AWG Quadraplex | 254.1148 | 12.6589 | 190.16 | 0 | 444.2748 | 12.6589 | 3Ø - 2/0 AWG Quadraplex |  |  | 129.4481 | 10.7755 | checked |  |  | 0.87519 | 0.12481
428.5137 | 956.4842 | 3Ø - 4/0 AWG Quadraplex | 279.5379 | 13.5389 | 190.16 | 0 | 469.6979 | 13.5389 | 3Ø - 4/0 AWG Quadraplex |  |  | 155.1249 | 10.7505 | checked |  |  | 0.8183 | 0.1817
|  | 3Ø - 500 kcmil Quadraplex | 526.3492 | 19.2244 | 190.16 | 0 | 716.5092 | 19.2244 | 3Ø - 2-4/0 AWG Quadraplex |  |  | 277.2239 | 13.6475 | checked |  |  | 0.70038 | 0.29962
Average | Average | 3Ø - 500 kcmil Quadraplex | 526.3492 | 19.2244 | 190.16 | 0 | 716.5092 | 19.2244 | 3Ø - 500 kcmil Cu Lashed |  |  | 64.3717 | -28.6747 | checked |  |  | 0.70038 | 0.29962
674.7201 | 869.5309 | 3Ø 2 - 4/0 AWG Quadraplex | 559.0757 | 22.0388 | 380.32 | 0 | 939.3957 | 22.0388 | 3Ø - 2-4/0 AWG Quadraplex |  |  | 309.9505 | 16.4619 | checked |  |  | 0.77676 | 0.22324
573.3211 | 910.2022 | 3Ø 2 - 500 kcmil Quadraplex | 1052.6984 | 33.3216 | 380.32 | 0 | 1433.0184 | 33.3216 | 3Ø - 500 kcmil Cu Lashed |  |  | 590.7209 | -14.5776 | checked |  |  | 0.65428 | 0.34572
Multiplier |  | UG Service Cable from an OH | [9 empty] | Service |  |  | Secondary 100' |  | Accounting Percentage
1.28 |  | Source to a meter can | Installation Cost |  | Removal Cost |  | Temporary Cost |  | OH Service Equivalent |  |  | Differential Cost |  |  | Install Acct | Remove Acct | conduit | cable
1.58 |  | Cable & Conduit With Hand Dig Trench | Base | Per Foot | Base | Per Foot | Base | Per Foot | Description |  |  | Base | Per Foot |  | Percentages | Percentages | 366 | 367
|  | 1Ø - 2/0 AWG Triplex | 241.3007 | 14.1943 | 190.16 | 0 | 431.4607 | 14.1943 | 1Ø - #2 AWG Triplex |  |  | 115.4981 | 13.3403 | checked |  |  | 0.91194 | 0.088064
|  | 1Ø - 2/0 AWG Triplex | 241.3007 | 14.1943 | 190.16 | 0 | 431.4607 | 14.1943 | 1Ø - 2/0 AWG Triplex |  |  | 116.7447 | 12.8434 | checked | 0.89726 | 0.10274 | 0.91194 | 0.088064
|  | 1Ø - 4/0 AWG Triplex | 283.6524 | 15.0743 | 190.16 | 0 | 473.8124 | 15.0743 | 1Ø - 4/0 AWG Triplex |  |  | 158.2031 | 13.1058 | checked | 0.90402 | 0.09598 | 0.88125 | 0.11875
|  | 1Ø - 500 kcmil Triplex | 502.724 | 20.5321 | 190.16 | 0 | 692.884 | 20.5321 | 1Ø - 2-4/0 AWG Triplex |  |  | 251.8254 | 16.5951 | checked | 0.93075 | 0.069248 | 0.79203 | 0.20797
|  | 3Ø - 2/0 AWG Quadraplex | 254.1148 | 14.8643 | 190.16 | 0 | 444.2748 | 14.8643 | 3Ø - #2 AWG Quadraplex |  |  | 129.4415 | 13.6415 | checked |  |  | 0.8937 | 0.1063
|  | 3Ø - 2/0 AWG Quadraplex | 254.1148 | 14.8643 | 190.16 | 0 | 444.2748 | 14.8643 | 3Ø - 2/0 AWG Quadraplex |  |  | 129.4481 | 12.9809 | checked |  |  | 0.8937 | 0.1063
|  | 3Ø - 4/0 AWG Quadraplex | 279.5379 | 15.7443 | 190.16 | 0 | 469.6979 | 15.7443 | 3Ø - 4/0 AWG Quadraplex |  |  | 155.1249 | 12.9558 | checked |  |  | 0.84375 | 0.15625
|  | 3Ø - 500 kcmil Quadraplex | 526.3492 | 22.0221 | 190.16 | 0 | 716.5092 | 22.0221 | 3Ø - 2-4/0 AWG Quadraplex |  |  | 277.2239 | 16.4452 | checked |  |  | 0.73844 | 0.26156
|  | 3Ø - 500 kcmil Quadraplex | 526.3492 | 22.0221 | 190.16 | 0 | 716.5092 | 22.0221 | 3Ø - 500 kcmil Cu Lashed |  |  | 64.3717 | -25.877 | checked |  |  | 0.73844 | 0.26156
|  | 3Ø 2 - 4/0 AWG Quadraplex | 559.0757 | 24.2441 | 380.32 | 0 | 939.3957 | 24.2441 | 3Ø - 2-4/0 AWG Quadraplex |  |  | 309.9505 | 18.6672 | checked |  |  | 0.79706 | 0.20294
|  | 3Ø 2 - 500 kcmil Quadraplex | 1052.6984 | 36.1192 | 380.32 | 0 | 1433.0184 | 36.1192 | 3Ø - 500 kcmil Cu Lashed |  |  | 590.7209 | -11.7799 | checked |  |  | 0.68106 | 0.31894
UG Service Cable from an OH
|  | Source to a meter can | Installation Cost
|  | Cable & Conduit In an Existing Trench | Base | Per Foot
1Ø - 2/0 AWG Triplex
1Ø - 2/0 AWG Triplex
1Ø - 4/0 AWG Triplex
1Ø - 500 kcmil Triplex
3Ø - 2/0 AWG Quadraplex
3Ø - 2/0 AWG Quadraplex
3Ø - 4/0 AWG Quadraplex
3Ø - 500 kcmil Quadraplex
3Ø - 500 kcmil Quadraplex
3Ø 2 - 4/0 AWG Quadraplex
3Ø 2 - 500 kcmil Quadraplex
|  | Pull UG Service Cable from an OH | [9 empty] | Service |  |  | Accounting Percentage |  |  | Accounting Percentage
|  | Source to a meter can | Installation Cost |  | Removal Cost |  | Temporary Cost |  | OH Service Equivalent |  |  | Differential Cost |  |  | conduit | cable |  | Install | Remove
|  | In Existing Conduit | Base | Per Foot | Base | Per Foot | Base | Per Foot | Description |  |  | Base | Per Foot |  | 366 | 367
|  | 1Ø - 2/0 AWG Triplex | 241.3007 | 3.0899 | 190.16 | 0 | 431.4607 | 3.0899 | 1Ø - 2/0 AWG Triplex |  |  | 116.7447 | 1.739 |  | 0 | 1
|  | 1Ø - 4/0 AWG Triplex | 283.6524 | 3.6299 | 190.16 | 0 | 473.8124 | 3.6299 | 1Ø - 4/0 AWG Triplex |  |  | 158.2031 | 1.6614 |  | 0 | 1
|  | 1Ø - 500 kcmil Triplex | 502.724 | 6.8534 | 190.16 | 0 | 692.884 | 6.8534 | 1Ø - 2-4/0 AWG Triplex |  |  | 251.8254 | 2.9164 |  | 0 | 1
|  | 3Ø - 2/0 AWG Quadraplex | 254.1148 | 3.4199 | 190.16 | 0 | 444.2748 | 3.4199 | 3Ø - 2/0 AWG Quadraplex |  |  | 129.4481 | 1.5365 |  | 0 | 1
|  | 3Ø - 4/0 AWG Quadraplex | 279.5379 | 4.2999 | 190.16 | 0 | 469.6979 | 4.2999 | 3Ø - 4/0 AWG Quadraplex |  |  | 155.1249 | 1.5114 |  | 0 | 1
|  | 3Ø - 500 kcmil Quadraplex | 526.3492 | 8.3434 | 190.16 | 0 | #REF! | 8.3434 | 3Ø - 2-4/0 AWG Quadraplex |  |  | 277.2239 | 2.7665 |  | 0 | 1
|  | 3Ø 2 - 4/0 AWG Quadraplex | 559.0757 | 8.5998 | 380.32 | 0 | 749.2357 | 8.5998 | 3Ø - 2-4/0 AWG Quadraplex |  |  | 309.9505 | 3.0229 |  | 0 | 1
|  | 3Ø 2 - 500 kcmil Quadraplex | 1052.6984 | 16.6868 | 380.32 | 0 | 1433.0184 | 16.6868 | 3Ø - 500 kcmil Cu Lashed |  |  | 590.7209 | -31.2123 |  | 0 | 1
|  | UG Service Cable from an UG | [9 empty] | Service |  |  | Accounting Percentage
|  | Source to a meter can | Installation Cost |  | Removal Cost |  | Temporary Cost |  | OH Service Equivalent |  |  | Differential Cost |  |  | conduit | cable
|  | Cable & Conduit With Machine Trench | Base | Per Foot | Base | Per Foot | Base | Per Foot | Description |  |  | Base | Per Foot |  | 366 | 367
|  | 1Ø - 2/0 AWG Triplex | 42.7136 | 10.5145 | 190.3 | 0 | 233.0136 | 10.5145 | 1Ø - #2 AWG Triplex |  |  | -83.089 | 9.6605 |  | 0.88112 | 0.11888
|  | 1Ø - 2/0 AWG Triplex | 42.7136 | 10.5145 | 190.3 | 0 | 233.0136 | 10.5145 | 1Ø - 2/0 AWG Triplex |  |  | -81.8424 | 9.1636 |  | 0.88112 | 0.11888
|  | 1Ø - 4/0 AWG Triplex | 78.2842 | 11.3945 | 190.3 | 0 | 268.5842 | 11.3945 | 1Ø - 4/0 AWG Triplex |  |  | -47.1651 | 9.426 |  | 0.84291 | 0.15709
|  | 1Ø - 500 kcmil Triplex | 115.6767 | 16.2726 | 190.3 | 0 | 305.9767 | 16.2726 | 1Ø - 2-4/0 AWG Triplex |  |  | -135.2219 | 12.3356 |  | 0.7376 | 0.2624
|  | Parallel 1Ø - 4/0 AWG Triplex | 156.5684 | 18.9345 | 380.6 | 0 | 537.1684 | 18.9345 | 1Ø - 2-4/0 AWG Triplex |  |  | -94.3302 | 14.9975 |  | 0.81093 | 0.18907
|  | Parallel 1Ø - 500 kcmil Triplex | 231.3535 | 29.0309 | 380.6 | 0 | 611.9535 | 29.0309 | 1Ø - 4-4/0 AWG Triplex |  |  | -270.4437 | 21.1569 |  | 0.70583 | 0.29417
|  | 3Ø - 2/0 AWG Quadraplex | 96.7693 | 11.1845 | 380.6 | 0 | 477.3693 | 11.1845 | 3Ø - #2 AWG Quadraplex |  |  | -27.904 | 9.9617 |  | 0.85873 | 0.14127
|  | 3Ø - 2/0 AWG Quadraplex | 96.7693 | 11.1845 | 380.6 | 0 | 477.3693 | 11.1845 | 3Ø - 2/0 AWG Quadraplex |  |  | -27.8974 | 9.3011 |  | 0.85873 | 0.14127
|  | 3Ø - 4/0 AWG Quadraplex | 109.4748 | 12.0645 | 190.44 | 0 | 299.9148 | 12.0645 | 3Ø - 4/0 AWG Quadraplex |  |  | -14.9382 | 9.276 |  | 0.7961 | 0.2039
|  | 3Ø - 500 kcmil Quadraplex | 154.855 | 17.7626 | 190.44 | 0 | 345.295 | 17.7626 | 3Ø - 2-4/0 AWG Quadraplex |  |  | -94.2702 | 12.1857 |  | 0.67572 | 0.32428
|  | 3Ø - 500 kcmil Quadraplex | 154.855 | 17.7626 | 190.44 | 0 | 345.295 | 17.7626 | 3Ø - 500 kcmil Cu Lashed |  |  | -307.1224 | -30.1365 |  | 0.67572 | 0.32428
|  | 3Ø 2 - 4/0 AWG Quadraplex | 218.9496 | 20.2745 | 380.88 | 0 | 599.8296 | 20.2745 | 3Ø - 2-4/0 AWG Quadraplex |  |  | -30.1756 | 14.6976 |  | 0.75733 | 0.24267
|  | 3Ø 2 - 500 kcmil Quadraplex | 309.7101 | 32.0109 | 380.88 | 0 | 690.5901 | 32.0109 | 3Ø - 500 kcmil Cu Lashed |  |  | -152.2674 | -15.8882 |  | 0.64012 | 0.35988
|  | UG Service Cable from an UG | [9 empty] | Service |  |  | Accounting Percentage
|  | Source to a meter can | Installation Cost |  | Removal Cost |  | Temporary Cost |  | OH Service Equivalent |  |  | Differential Cost |  |  | conduit | cable
|  | Cable & Conduit With Hand Dig Trench | Base | Per Foot | Base | Per Foot | Base | Per Foot | Description |  |  | Base | Per Foot |  | 366 | 367
|  | 1Ø - 2/0 AWG Triplex | 42.7136 | 12.7198 | 190.3 | 0 | 233.0136 | 12.7198 | 1Ø - #2 AWG Triplex |  |  | -83.089 | 11.8659 |  | 0.90173 | 0.098272
|  | 1Ø - 2/0 AWG Triplex | 42.7136 | 12.7198 | 190.3 | 0 | 233.0136 | 12.7198 | 1Ø - 2/0 AWG Triplex |  |  | -81.8424 | 11.3689 |  | 0.90173 | 0.098272
|  | 1Ø - 4/0 AWG Triplex | 78.2842 | 13.5998 | 190.3 | 0 | 268.5842 | 13.5998 | 1Ø - 4/0 AWG Triplex |  |  | -47.1651 | 11.6313 |  | 0.86838 | 0.13162
|  | 1Ø - 500 kcmil Triplex | 115.6767 | 19.0576 | 190.3 | 0 | 305.9767 | 19.0576 | 1Ø - 2-4/0 AWG Triplex |  |  | -135.2219 | 15.1206 |  | 0.77594 | 0.22406
|  | Parallel 1Ø - 4/0 AWG Triplex | 156.5684 | 21.1398 | 380.6 | 0 | 537.1684 | 21.1398 | 1Ø - 2-4/0 AWG Triplex |  |  | -94.3302 | 17.2028 |  | 0.83065 | 0.16935
|  | Parallel 1Ø - 500 kcmil Triplex | 231.3535 | 31.816 | 380.6 | 0 | 611.9535 | 31.816 | 1Ø - 4-4/0 AWG Triplex |  |  | -270.4437 | 23.942 |  | 0.73158 | 0.26842
|  | 3Ø - 2/0 AWG Quadraplex | 96.7693 | 13.3898 | 380.6 | 0 | 477.3693 | 13.3898 | 3Ø - #2 AWG Quadraplex |  |  | -27.904 | 12.167 |  | 0.882 | 0.118
|  | 3Ø - 2/0 AWG Quadraplex | 96.7693 | 13.3898 | 380.6 | 0 | 477.3693 | 13.3898 | 3Ø - 2/0 AWG Quadraplex |  |  | -27.8974 | 11.5064 |  | 0.882 | 0.118
|  | 3Ø - 4/0 AWG Quadraplex | 109.4748 | 14.2698 | 190.44 | 0 | 299.9148 | 14.2698 | 3Ø - 4/0 AWG Quadraplex |  |  | -14.9382 | 11.4814 |  | 0.82761 | 0.17239
|  | 3Ø - 500 kcmil Quadraplex | 154.855 | 20.5476 | 190.44 | 0 | 345.295 | 20.5476 | 3Ø - 2-4/0 AWG Quadraplex |  |  | -94.2702 | 14.9707 |  | 0.71968 | 0.28032
|  | 3Ø - 500 kcmil Quadraplex | 154.855 | 20.5476 | 190.44 | 0 | 345.295 | 20.5476 | 3Ø - 500 kcmil Cu Lashed |  |  | -307.1224 | -27.3515 |  | 0.71968 | 0.28032
|  | 3Ø 2 - 4/0 AWG Quadraplex | 218.9496 | 22.4798 | 380.88 | 0 | 599.8296 | 22.4798 | 3Ø - 2-4/0 AWG Quadraplex |  |  | -30.1756 | 16.9029 |  | 0.78114 | 0.21886
|  | 3Ø 2 - 500 kcmil Quadraplex | 309.7101 | 34.796 | 380.88 | 0 | 690.5901 | 34.796 | 3Ø - 500 kcmil Cu Lashed |  |  | -152.2674 | -13.1031 |  | 0.66893 | 0.33107
|  | UG Service Cable from an UG | [9 empty] | Service |  |  | Accounting Percentage
|  | Source to a meter can | Installation Cost |  | Removal Cost |  | Temporary Cost |  | OH Service Equivalent |  |  | Differential Cost |  |  | conduit | cable
|  | Cable & Conduit In an Existing Trench | Base | Per Foot | Base | Per Foot | Base | Per Foot | Description |  |  | Base | Per Foot |  | 366 | 367
|  | 1Ø - 2/0 AWG Triplex | 42.7136 | 4.3286 |  | 0 |  |  | 1Ø - #2 AWG Triplex |  |  | -83.089 | 3.4746 |  | 0.28617 | 0.71383
|  | 1Ø - 2/0 AWG Triplex | 42.7136 | 4.3286 |  | 0 |  |  | 1Ø - 2/0 AWG Triplex |  |  | -81.8424 | 2.9777 |  | 0.28617 | 0.71383
|  | 1Ø - 4/0 AWG Triplex | 78.2842 | 5.2086 |  | 0 |  |  | 1Ø - 4/0 AWG Triplex |  |  | -47.1651 | 3.2401 |  | 0.3031 | 0.6969
|  | 1Ø - 500 kcmil Triplex | 115.6767 | 8.9021 |  | 0 |  |  | 1Ø - 2-4/0 AWG Triplex |  |  | -135.2219 | 4.9651 | 0.27053 | 0.23014 | 0.76986 | 0.72947
|  | Parallel 1Ø - 4/0 AWG Triplex | 156.5684 | 10.4172 |  | 0 |  |  | 1Ø - 2-4/0 AWG Triplex |  |  | -94.3302 | 6.4802 |  | 0.3031 | 0.6969
|  | Parallel 1Ø - 500 kcmil Triplex | 231.3535 | 17.8043 |  | 0 |  |  | 1Ø - 4-4/0 AWG Triplex |  |  | -270.4437 | 9.9302 |  | 0.23014 | 0.76986
|  | 3Ø - 2/0 AWG Quadraplex | 96.7693 | 4.9986 |  | 0 |  |  | 3Ø - #2 AWG Quadraplex |  |  | -27.904 | 3.7758 |  | 0.31583 | 0.68417
|  | 3Ø - 2/0 AWG Quadraplex | 96.7693 | 4.9986 |  | 0 |  |  | 3Ø - 2/0 AWG Quadraplex |  |  | -27.8974 | 3.1152 |  | 0.31583 | 0.68417
|  | 3Ø - 4/0 AWG Quadraplex | 109.4748 | 5.8786 |  | 0 |  |  | 3Ø - 4/0 AWG Quadraplex |  |  | -14.9382 | 3.0902 |  | 0.26855 | 0.73145
|  | 3Ø - 500 kcmil Quadraplex | 154.855 | 10.3921 |  | 0 |  |  | 3Ø - 2-4/0 AWG Quadraplex |  |  | -94.2702 | 4.8152 |  | 0.19714 | 0.80286
|  | 3Ø - 500 kcmil Quadraplex | 154.855 | 10.3921 |  | 0 |  |  | 3Ø - 500 kcmil Cu Lashed |  |  | -307.1224 | -37.507 |  | 0.19714 | 0.80286
|  | 3Ø 2 - 4/0 AWG Quadraplex | 218.9496 | 11.7572 |  | 0 |  |  | 3Ø - 2-4/0 AWG Quadraplex |  |  | -30.1756 | 6.1803 |  | 0.26855 | 0.73145
|  | 3Ø 2 - 500 kcmil Quadraplex | 309.7101 | 20.7843 |  | 0 |  |  | 3Ø - 500 kcmil Cu Lashed |  |  | -152.2674 | -27.1149 |  | 0.19714 | 0.80286
|  | Pull UG Service Cable from an UG | [9 empty] | Service |  |  | Accounting Percentage
|  | Source to a meter can | Installation Cost |  | Removal Cost |  | Temporary Cost |  | OH Service Equivalent |  |  | Differential Cost |  |  | conduit | cable
|  | In Existing Conduit | Base | Per Foot | Base | Per Foot | Base | Per Foot | Description |  |  | Base | Per Foot |  | 366 | 367
|  | 1Ø - 2/0 AWG Triplex | 42.7136 | 3.0899 | 190.3 | 0 | 233.0136 | 3.0899 | 1Ø - 2/0 AWG Triplex |  |  | -81.8424 | 1.739 |  | 0 | 1
|  | 1Ø - 4/0 AWG Triplex | 78.2842 | 3.6299 | 190.3 | 0 | 268.5842 | 3.6299 | 1Ø - 4/0 AWG Triplex |  |  | -47.1651 | 1.6614 |  | 0 | 1
|  | 1Ø - 500 kcmil Triplex | 115.6767 | 6.8534 | 190.3 | 0 | 305.9767 | 6.8534 | 1Ø - 2-4/0 AWG Triplex |  |  | -135.2219 | 2.9164 |  | 0 | 1
|  | Parallel 1Ø - 4/0 AWG Triplex | 156.5684 | 7.2598 | 380.6 | 0 | 537.1684 | 7.2598 | 1Ø - 2-4/0 AWG Triplex |  |  | -94.3302 | 3.3228 |  | 0 | 1
|  | Parallel 1Ø - 500 kcmil Triplex | 231.3535 | 13.7068 | 380.6 | 0 | 611.9535 | 13.7068 | 1Ø - 2-4/0 AWG Triplex |  |  | -270.4437 | 5.8328 |  | 0 | 1
|  | 3Ø - 2/0 AWG Quadraplex | 96.7693 | 3.4199 | 380.6 | 0 | 477.3693 | 3.4199 | 3Ø - 2/0 AWG Quadraplex |  |  | -27.8974 | 1.5365 |  | 0 | 1
|  | 3Ø - 4/0 AWG Quadraplex | 109.4748 | 4.2999 | 190.44 | 0 | 299.9148 | 4.2999 | 3Ø - 4/0 AWG Quadraplex |  |  | -14.9382 | 1.5114 |  | 0 | 1
|  | 3Ø - 500 kcmil Quadraplex | 154.855 | 8.3434 | 190.44 | 0 | 345.295 | 8.3434 | 3Ø - 2-4/0 AWG Quadraplex |  |  | -94.2702 | 2.7665 |  | 0 | 1
|  | 3Ø 2 - 4/0 AWG Quadraplex | 218.9496 | 8.5998 | 380.88 | 0 | 599.8296 | 8.5998 | 3Ø - 2-4/0 AWG Quadraplex |  |  | -30.1756 | 3.0229 |  | 0 | 1
|  | 3Ø 2 - 500 kcmil Quadraplex | 309.7101 | 16.6868 | 380.88 | 0 | 690.5901 | 16.6868 | 3Ø - 500 kcmil Cu Lashed |  |  | -152.2674 | -31.2123 |  | 0 | 1
|  | UG Secondary Cable | [7 empty] | Equivalent |  | Service | Secondary |  | Accounting Percentage
|  | from an OH Source Down a Pole to a | Install | Remove | Temporary |  | OH Service Equivalent |  |  | OH Service Cost |  | Differential | Differential |  | conduit | cable
|  | Handhole at the Base of the Pole | Cost | Cost | Cost |  | Description |  |  | Base | Per Foot | Cost | Cost |  | 366 | 367
|  | 1Ø - 2/0 AWG Triplex | 211.7269 | 190.46 | 402.187 |  | 1Ø - 2/0 AWG Triplex 20' |  |  | 124.556 | 1.3509 | 60.1526 | 211.7269 |  | 0.27326 | 0.72674
1Ø - #6 AWG Cu Triplex (CATV)
|  | 1Ø - 4/0 AWG Triplex | 250.6881 | 190.42 | 441.1081 |  | 1Ø - 4/0 AWG Triplex 20' |  |  | 125.4493 | 1.9685 | 85.8687 | 250.6881 |  | 0.31154 | 0.68846
|  | 1Ø - 500 kcmil Triplex | 453.374 | 190.42 | 643.794 |  | 1Ø - 2-4/0 AWG Triplex 20' |  |  | 250.8986 | 3.937 | 123.7353 | 453.374 |  | 0.23063 | 0.76937
|  | Parallel 1Ø - 4/0 AWG Triplex | 501.3761 | 380.84 | 882.2161 |  | 1Ø - 2-4/0 AWG Triplex 20' |  |  | 250.8986 | 3.937 | 171.7374 | 501.3761 |  | 0.31154 | 0.68846
|  | Parallel 1Ø - 500 kcmil Triplex | 906.748 | 380.84 | 1287.588 |  | 1Ø - 2-4/0 AWG Triplex 20' |  |  | 250.8986 | 3.937 | 577.1093 | 906.748 |  | 0.23063 | 0.76937
|  | 3Ø - 2/0 AWG Quadraplex | 239.1288 | 190.68 | 429.8088 |  | 3Ø - 2/0 AWG Quadraplex 20' |  |  | 124.6667 | 1.8834 | 76.794 | 239.1288 |  | 0.33891 | 0.66109
|  | 3Ø - 4/0 AWG Quadraplex | 264.7932 | 190.68 | 455.4732 |  | 3Ø - 4/0 AWG Quadraplex 20' |  |  | 124.413 | 2.7885 | 84.6112 | 264.7932 |  | 0.24771 | 0.75229
|  | 3Ø - 500 kcmil Quadraplex | 518.0719 | 190.68 | 708.7519 |  | 3Ø - 2-4/0 AWG Quadraplex 20' |  |  | 249.1252 | 5.5769 | 157.4086 | 518.0719 |  | 0.18182 | 0.81818
|  | 3Ø 2 - 4/0 AWG Quadraplex | 529.5864 | 381.36 | 910.9464 |  | 3Ø - 2-4/0 AWG Quadraplex |  |  | 249.1252 | 5.5769 | 168.9231 | 529.5864 |  | 0.24771 | 0.75229
|  | 3Ø 2 - 500 AL kcmil Quadraplex | 1036.1438 | 381.36 | 1417.5038 |  | 3Ø - 500 kcmil Cu Lashed |  |  | 461.9775 | 47.8991 | 0 | 1036.1438 |  | 0.18182 | 0.81818
|  | 3Ø 2 - 500 CU kcmil Quadraplex | 4472.9267
|  | UG Secondary Cable from an OH | [9 empty] | Secondary |  |  | Accounting Percentage
|  | Source to a handhole | Installation Cost |  | Removal Cost |  | Temporary Cost |  | OH Secondary Equivalent |  |  | Differential Cost |  |  | conduit | cable
|  | Cable & Conduit With Machine Trench | Base | Per Foot | Base | Per Foot | Base | Per Foot | Description |  |  | Base | Per Foot |  | 366 | 367
|  | 1Ø - 2/0 AWG Triplex | 211.7269 | 11.9889 | 190.46 | 0 | 402.187 | 11.9889 | 1Ø - 2/0 AWG Triplex |  |  | -1026.6037 | 10.3626 |  | 0.89574 | 0.10426
|  | 1Ø - 4/0 AWG Triplex | 250.6881 | 12.8689 | 190.42 | 0 | 441.1081 | 12.8689 | 1Ø - 4/0 AWG Triplex |  |  | -857.5001 | 10.8742 |  | 0.86091 | 0.13909
|  | 1Ø - 500 kcmil Triplex | 453.374 | 17.7344 | 190.42 | 0 | 643.794 | 17.7344 | 1Ø - 2-4/0 AWG Triplex |  |  | -1594.0537 | 14.0029 |  | 0.75923 | 0.24077
|  | Parallel 1Ø - 4/0 AWG Triplex | 501.3761 | 20.6988 | 380.84 | 0 | 882.2161 | 20.6988 | 1Ø - 2-4/0 AWG Triplex |  |  | -1546.0516 | 16.9672 |  | 0.82704 | 0.17296
|  | Parallel 1Ø - 500 kcmil Triplex | 906.748 | 30.3416 | 380.84 | 0 | 1287.588 | 30.3416 | 1Ø - 2-4/0 AWG Triplex |  |  | -1140.6797 | 26.61 |  | 0.71854 | 0.28146
|  | 3Ø - 2/0 AWG Quadraplex | 239.1288 | 12.6589 | 190.68 | 0 | 429.8088 | 12.6589 | 3Ø - 2/0 AWG Quadraplex |  |  | -865.4711 | 10.7537 |  | 0.87519 | 0.12481
|  | 3Ø - 4/0 AWG Quadraplex | 264.7932 | 13.5389 | 190.68 | 0 | 455.4732 | 13.5389 | 3Ø - 4/0 AWG Quadraplex |  |  | -868.6053 | 10.9138 |  | 0.8183 | 0.1817
|  | 3Ø - 500 kcmil Quadraplex | 518.0719 | 19.2244 | 190.68 | 0 | 708.7519 | 19.2244 | 3Ø - 2-4/0 AWG Quadraplex |  |  | -1579.7865 | 14.2322 |  | 0.70038 | 0.29962
|  | 3Ø 2 - 4/0 AWG Quadraplex | 529.5864 | 22.0388 | 381.36 | 0 | 910.9464 | 22.0388 | 3Ø - 2-4/0 AWG Quadraplex |  |  | -1568.272 | 17.0466 |  | 0.77676 | 0.22324
|  | 3Ø 2 - 500 AL kcmil Quadraplex | 1036.1438 | 33.3216 | 381.36 | 0 | 1417.5038 | 33.3216 | 3Ø - 2-4/0 AWG Quadraplex |  |  | -1061.7146 | 28.3294 |  | 0.65428 | 0.34572
|  | 3Ø 2 - 500 CU kcmil Quadraplex |  |  |  | 0
|  | UG Secondary Cable from an OH | [9 empty] | Secondary |  |  | Accounting Percentage
|  | Source to a handhole | Installation Cost |  | Removal Cost |  | Temporary Cost |  | OH Secondary Equivalent |  |  | Differential Cost |  |  | conduit | cable
|  | Cable & Conduit With Hand Dig Trench | Base | Per Foot | Base | Per Foot | Base | Per Foot | Description |  |  | Base | Per Foot |  | 366 | 367
|  | 1Ø - 2/0 AWG Triplex | 211.7269 | 14.1943 | 190.46 | 0 | 402.187 | 14.1943 | 1Ø - 2/0 AWG Triplex |  |  | -1026.6037 | 12.5679 |  | 0.91194 | 0.088064
|  | 1Ø - 4/0 AWG Triplex | 250.6881 | 15.0743 | 190.42 | 0 | 441.1081 | 15.0743 | 1Ø - 4/0 AWG Triplex |  |  | -857.5001 | 13.0795 |  | 0.88125 | 0.11875
|  | 1Ø - 500 kcmil Triplex | 453.374 | 20.5321 | 190.42 | 0 | 643.794 | 20.5321 | 1Ø - 2-4/0 AWG Triplex |  |  | -1594.0537 | 16.8005 |  | 0.79203 | 0.20797
|  | Parallel 1Ø - 4/0 AWG Triplex | 501.3761 | 22.9041 | 380.84 | 0 | 882.2161 | 22.9041 | 1Ø - 2-4/0 AWG Triplex |  |  | -1546.0516 | 19.1726 |  | 0.8437 | 0.1563
|  | Parallel 1Ø - 500 kcmil Triplex | 906.748 | 33.1392 | 380.84 | 0 | 1287.588 | 33.1392 | 1Ø - 2-4/0 AWG Triplex |  |  | -1140.6797 | 29.4077 |  | 0.7423 | 0.2577
|  | 3Ø - 2/0 AWG Quadraplex | 239.1288 | 14.8643 | 190.68 | 0 | 429.8088 | 14.8643 | 3Ø - 2/0 AWG Quadraplex |  |  | -865.4711 | 12.9591 |  | 0.8937 | 0.1063
|  | 3Ø - 4/0 AWG Quadraplex | 264.7932 | 15.7443 | 190.68 | 0 | 455.4732 | 15.7443 | 3Ø - 4/0 AWG Quadraplex |  |  | -868.6053 | 13.1192 |  | 0.84375 | 0.15625
|  | 3Ø - 500 kcmil Quadraplex | 518.0719 | 22.0221 | 190.68 | 0 | 708.7519 | 22.0221 | 3Ø - 2-4/0 AWG Quadraplex |  |  | -1579.7865 | 17.0299 |  | 0.73844 | 0.26156
|  | 3Ø 2 - 4/0 AWG Quadraplex | 529.5864 | 24.2441 | 381.36 | 0 | 910.9464 | 24.2441 | 3Ø - 2-4/0 AWG Quadraplex |  |  | -1568.272 | 19.2519 |  | 0.79706 | 0.20294
|  | 3Ø 2 - 500 AL kcmil Quadraplex | 1036.1438 | 36.1192 | 381.36 | 0 | 1417.5038 | 36.1192 | 3Ø - 2-4/0 AWG Quadraplex |  |  | -1061.7146 | 31.127 |  | 0.68106 | 0.31894
|  | 3Ø 2 - 500 CU kcmil Quadraplex |  |  |  | 0
|  | UG Secondary Cable from an OH | [9 empty] | Secondary |  |  | Accounting Percentage
|  | Source to a handhole | Installation Cost |  | Removal Cost |  | Temporary Cost |  | OH Secondary Equivalent |  |  | Differential Cost |  |  | conduit | cable
|  | Cable & Conduit in an existing Trench | Base | Per Foot | Base | Per Foot | Base | Per Foot | Description |  |  | Base | Per Foot |  | 366 | 367
|  | 1Ø - 2/0 AWG Triplex |  |  |  | 0
|  | 1Ø - 4/0 AWG Triplex |  |  |  | 0
|  | 1Ø - 500 kcmil Triplex |  |  |  | 0
|  | Parallel 1Ø - 4/0 AWG Triplex |  |  |  | 0
|  | Parallel 1Ø - 500 kcmil Triplex |  |  |  | 0
|  | 3Ø - 2/0 AWG Quadraplex |  |  |  | 0
|  | 3Ø - 4/0 AWG Quadraplex |  |  |  | 0
|  | 3Ø - 500 kcmil Quadraplex |  |  |  | 0
|  | 3Ø 2 - 4/0 AWG Quadraplex |  |  |  | 0
|  | 3Ø 2 - 500 AL kcmil Quadraplex |  |  |  | 0
|  | 3Ø 2 - 500 CU kcmil Quadraplex |  |  |  | 0
0
0
|  | UG Secondary Cable from an OH | [9 empty] | Secondary |  |  | Accounting Percentage
|  | Source to a handhole | Installation Cost |  | Removal Cost |  | Temporary Cost |  | OH Secondary Equivalent |  |  | Differential Cost |  |  | conduit | cable
|  | In Existing Conduit | Base | Per Foot | Base | Per Foot | Base | Per Foot | Description |  |  | Base | Per Foot |  | 366 | 367
|  | 1Ø - 2/0 AWG Triplex | 211.7269 | 3.0899 | 190.46 | 0 | 402.187 | 3.0899 | 1Ø - 2/0 AWG Triplex |  |  | -1026.6037 | 1.4635 |  | 0 | 1
|  | 1Ø - 4/0 AWG Triplex | 250.6881 | 3.6299 | 190.42 | 0 | 441.1081 | 3.6299 | 1Ø - 4/0 AWG Triplex |  |  | -857.5001 | 1.6351 |  | 0 | 1
|  | 1Ø - 500 kcmil Triplex | 453.374 | 6.8534 | 190.42 | 0 | 643.794 | 6.8534 | 1Ø - 2-4/0 AWG Triplex |  |  | -1594.0537 | 3.1219 |  | 0 | 1
|  | Parallel 1Ø - 4/0 AWG Triplex | 501.3761 | 7.2598 | 380.84 | 0 | 882.2161 | 7.2598 | 1Ø - 2-4/0 AWG Triplex |  |  | -1546.0516 | 3.5283 |  | 0 | 1
|  | Parallel 1Ø - 500 kcmil Triplex | 906.748 | 13.7068 | 380.84 | 0 | 1287.588 | 13.7068 | 1Ø - 2-4/0 AWG Triplex |  |  | -1140.6797 | 9.9753 |  | 0 | 1
|  | 3Ø - 2/0 AWG Quadraplex | 239.1288 | 3.4199 | 190.68 | 0 | 429.8088 | 3.4199 | 3Ø - 2/0 AWG Quadraplex |  |  | -865.4711 | 1.5147 |  | 0 | 1
|  | 3Ø - 4/0 AWG Quadraplex | 264.7932 | 4.2999 | 190.68 | 0 | 455.4732 | 4.2999 | 3Ø - 4/0 AWG Quadraplex |  |  | -868.6053 | 1.6748 |  | 0 | 1
|  | 3Ø - 500 kcmil Quadraplex | 518.0719 | 8.3434 | 190.68 | 0 | 708.7519 | 8.3434 | 3Ø - 2-4/0 AWG Quadraplex |  |  | -1579.7865 | 3.3512 |  | 0 | 1
|  | 3Ø 2 - 4/0 AWG Quadraplex | 529.5864 | 8.5998 | 381.36 | 0 | 910.9464 | 8.5998 | 3Ø - 2-4/0 AWG Quadraplex |  |  | -1568.272 | 3.6076 |  | 0 | 1
|  | 3Ø 2 - 500 AL kcmil Quadraplex | 1036.1438 | 16.6868 | 381.36 | 0 | 1417.5038 | 16.6868 | 3Ø - 2-4/0 AWG Quadraplex |  |  | -1061.7146 | 11.6946 |  | 0 | 1
|  | 3Ø 2 - 500 CU kcmil Quadraplex |  |  |  | 0
|  | UG Secondary Cable from an UG | [9 empty] | Secondary |  |  | Accounting Percentage
|  | Source to a handhole | Installation Cost |  | Removal Cost |  | Temporary Cost |  | OH Secondary Equivalent |  |  | Differential Cost |  |  | conduit | cable
|  | Cable & Conduit With Machine Trench | Base | Per Foot | Base | Per Foot | Base | Per Foot | Description |  |  | Base | Per Foot |  | 366 | 367
|  | 1Ø - 2/0 AWG Triplex | 18.8833 | 10.5145 | 380.41 | 0 | 399.2933 | 10.5145 | 1Ø - 2/0 AWG Triplex |  |  | -1219.4474 | 8.8881 |  | 0.88112 | 0.11888
|  | 1Ø - 4/0 AWG Triplex | 45.6939 | 11.3945 | 380.41 | 0 | 426.1039 | 11.3945 | 1Ø - 4/0 AWG Triplex |  |  | -1062.4942 | 9.3997 |  | 0.84291 | 0.15709
|  | 1Ø - 500 kcmil Triplex | 81.5903 | 16.2726 | 380.41 | 0 | 462.0003 | 16.2726 | 1Ø - 2-4/0 AWG Triplex |  |  | -1965.8375 | 12.5411 |  | 0.7376 | 0.2624
|  | Parallel 1Ø - 4/0 AWG Triplex | 91.3879 | 18.9345 | 91.3879 | 0 | 182.7758 | 18.9345 | 1Ø - 2-4/0 AWG Triplex |  |  | -1956.0399 | 15.2029 |  | 0.81093 | 0.18907
|  | Parallel 1Ø - 500 kcmil Triplex | 163.1806 | 29.0309 | 163.1806 | 0 | 326.3612 | 29.0309 | 1Ø - 2-4/0 AWG Triplex |  |  | -1884.2472 | 25.2994 |  | 0.70583 | 0.29417
|  | 3Ø - 2/0 AWG Quadraplex | 44.1736 | 11.1845 | 380.5 | 0 | 424.6736 | 11.1845 | 3Ø - 2/0 AWG Quadraplex |  |  | -1060.4263 | 9.2793 |  | 0.85873 | 0.14127
|  | 3Ø - 4/0 AWG Quadraplex | 52.9335 | 12.0645 | 380.5 | 0 | 433.4335 | 12.0645 | 3Ø - 4/0 AWG Quadraplex |  |  | -1080.4649 | 9.4394 |  | 0.7961 | 0.2039
|  | 3Ø - 500 kcmil Quadraplex | 96.5521 | 17.7626 | 380.5 | 0 | 477.0521 | 17.7626 | 3Ø - 2-4/0 AWG Quadraplex |  |  | -2001.3063 | 12.7704 |  | 0.67572 | 0.32428
|  | 3Ø 2 - 4/0 AWG Quadraplex | 105.8671 | 20.2745 | 761 | 0 | 866.8671 | 20.2745 | 3Ø - 2-4/0 AWG Quadraplex |  |  | -1991.9913 | 15.2823 |  | 0.75733 | 0.24267
|  | 3Ø 2 - 500 AL kcmil Quadraplex | 193.1043 | 32.0109 | 761 | 0 | 954.1043 | 32.0109 | 3Ø - 2-4/0 AWG Quadraplex |  |  | -1904.7541 | 27.0188 |  | 0.64012 | 0.35988
|  | 3Ø 2 - 500 CU kcmil Quadraplex |  |  |  | 0
|  | UG Secondary Cable from an UG | [9 empty] | Secondary |  |  | Accounting Percentage
|  | Source to a handhole | Installation Cost |  | Removal Cost |  | Temporary Cost |  | OH Secondary Equivalent |  |  | Differential Cost |  |  | conduit | cable
|  | Cable & Conduit With Hand Dig Trench | Base | Per Foot | Base | Per Foot | Base | Per Foot | Description |  |  | Base | Per Foot |  | 366 | 367
|  | 1Ø - 2/0 AWG Triplex | 18.8833 | 12.7198 | 380.41 | 0 | 399.2933 | 12.7198 | 1Ø - 2/0 AWG Triplex |  |  | -1219.4474 | 11.0935 |  | 0.90173 | 0.098272
|  | 1Ø - 4/0 AWG Triplex | 45.6939 | 13.5998 | 380.41 | 0 | 426.1039 | 13.5998 | 1Ø - 4/0 AWG Triplex |  |  | -1062.4942 | 11.6051 |  | 0.86838 | 0.13162
|  | 1Ø - 500 kcmil Triplex | 81.5903 | 19.0576 | 380.41 | 0 | 462.0003 | 19.0576 | 1Ø - 2-4/0 AWG Triplex |  |  | -1965.8375 | 15.3261 |  | 0.77594 | 0.22406
|  | Parallel 1Ø - 4/0 AWG Triplex | 91.3879 | 21.1398 | 91.3879 | 0 | 182.7758 | 21.1398 | 1Ø - 2-4/0 AWG Triplex |  |  | -1956.0399 | 17.4083 |  | 0.83065 | 0.16935
|  | Parallel 1Ø - 500 kcmil Triplex | 163.1806 | 31.816 | 163.1806 | 0 | 326.3612 | 31.816 | 1Ø - 2-4/0 AWG Triplex |  |  | -1884.2472 | 28.0845 |  | 0.73158 | 0.26842
|  | 3Ø - 2/0 AWG Quadraplex | 44.1736 | 13.3898 | 380.5 | 0 | 424.6736 | 13.3898 | 3Ø - 2/0 AWG Quadraplex |  |  | -1060.4263 | 11.4846 |  | 0.882 | 0.118
|  | 3Ø - 4/0 AWG Quadraplex | 52.9335 | 14.2698 | 380.5 | 0 | 433.4335 | 14.2698 | 3Ø - 4/0 AWG Quadraplex |  |  | -1080.4649 | 11.6448 |  | 0.82761 | 0.17239
|  | 3Ø - 500 kcmil Quadraplex | 96.5521 | 20.5476 | 380.5 | 0 | 477.0521 | 20.5476 | 3Ø - 2-4/0 AWG Quadraplex |  |  | -2001.3063 | 15.5555 |  | 0.71968 | 0.28032
|  | 3Ø 2 - 4/0 AWG Quadraplex | 105.8671 | 22.4798 | 761 | 0 | 866.8671 | 22.4798 | 3Ø - 2-4/0 AWG Quadraplex |  |  | -1991.9913 | 17.4876 |  | 0.78114 | 0.21886
|  | 3Ø 2 - 500 AL kcmil Quadraplex | 193.1043 | 34.796 | 761 | 0 | 954.1043 | 34.796 | 3Ø - 2-4/0 AWG Quadraplex |  |  | -1904.7541 | 29.8038 |  | 0.66893 | 0.33107
|  | 3Ø 2 - 500 CU kcmil Quadraplex |  |  |  | 0
|  | UG Secondary Cable from an UG | [9 empty] | Secondary |  |  | Accounting Percentage
|  | Source to a handhole | Installation Cost |  | Removal Cost |  | Temporary Cost |  | OH Secondary Equivalent |  |  | Differential Cost |  |  | conduit | cable
|  | Cable & Conduit in an existing Trench | Base | Per Foot | Base | Per Foot | Base | Per Foot | Description |  |  | Base | Per Foot |  | 366 | 367
|  | 1Ø - 2/0 AWG Triplex | 18.8833 | 4.3286 |  | 0 | [5 empty] | -1219.4474 | 2.7022 |  | 0.28617 | 0.71383
|  | 1Ø - 4/0 AWG Triplex | 45.6939 | 5.2086 |  | 0 | [5 empty] | -1062.4942 | 3.2139 |  | 0.3031 | 0.6969
|  | 1Ø - 500 kcmil Triplex | 81.5903 | 8.9021 |  | 0 | [5 empty] | -1965.8375 | 5.1706 |  | 0.23014 | 0.76986
|  | Parallel 1Ø - 4/0 AWG Triplex | 91.3879 | 10.4172 |  | 0 | [5 empty] | -1956.0399 | 6.6857 |  | 0.3031 | 0.6969
|  | Parallel 1Ø - 500 kcmil Triplex | 163.1806 | 17.8043 |  | 0 | [5 empty] | -1884.2472 | 14.0727 |  | 0.23014 | 0.76986 | 0.27053
|  | 3Ø - 2/0 AWG Quadraplex | 44.1736 | 4.9986 |  | 0 | [5 empty] | -1060.4263 | 3.0934 |  | 0.31583 | 0.68417
|  | 3Ø - 4/0 AWG Quadraplex | 52.9335 | 5.8786 |  | 0 | [5 empty] | -1080.4649 | 3.2535 |  | 0.26855 | 0.73145
|  | 3Ø - 500 kcmil Quadraplex | 96.5521 | 10.3921 |  | 0 | [5 empty] | -2001.3063 | 5.3999 |  | 0.19714 | 0.80286
|  | 3Ø 2 - 4/0 AWG Quadraplex | 105.8671 | 11.7572 |  | 0 | [5 empty] | -1991.9913 | 6.765 |  | 0.26855 | 0.73145
|  | 3Ø 2 - 500 AL kcmil Quadraplex | 193.1043 | 20.7843 |  | 0 | [5 empty] | -1904.7541 | 15.7921 |  | 0.19714 | 0.80286 | 0.24944
|  | 3Ø 2 - 500 CU kcmil Quadraplex |  |  |  | 0 | [7 empty] | Use Average | 0.25999 | 0.74001
|  | UG Secondary Cable from an UG | [9 empty] | Secondary |  |  | Accounting Percentage
|  | Source to a handhole | Installation Cost |  | Removal Cost |  | Temporary Cost |  | OH Secondary Equivalent |  |  | Differential Cost |  |  | conduit | cable
|  | In Existing Conduit | Base | Per Foot | Base | Per Foot | Base | Per Foot | Description |  |  | Base | Per Foot |  | 366 | 367
|  | # 4 Cu triplex UG cable | 18.8833 | 3.5399
|  | # 6 Cu triplex UG cable | 18.8833 | 3.1499
|  | # 10 Cu triplex UG cable | 18.8833 | 2.4499
|  | 1Ø - 2/0 AWG Triplex | 18.8833 | 3.0899 | 380.41 | 0 | 399.2933 | 3.0899 | 1Ø - 2/0 AWG Triplex |  |  | -1219.4474 | 1.4635 |  | 0 | 1
|  | 1Ø - 4/0 AWG Triplex | 45.6939 | 3.6299 | 380.41 | 0 | 426.1039 | 3.6299 | 1Ø - 4/0 AWG Triplex |  |  | -1062.4942 | 1.6351 |  | 0 | 1
|  | 1Ø - 500 kcmil Triplex | 81.5903 | 6.8534 | 380.41 | 0 | 462.0003 | 6.8534 | 1Ø - 2-4/0 AWG Triplex |  |  | -1965.8375 | 3.1219 |  | 0 | 1
|  | Parallel 1Ø - 4/0 AWG Triplex | 91.3879 | 7.2598 | 91.3879 | 0 | 182.7758 | 7.2598 | 1Ø - 2-4/0 AWG Triplex |  |  | -1956.0399 | 3.5283 |  | 0 | 1
|  | Parallel 1Ø - 500 kcmil Triplex | 163.1806 | 13.7068 | 163.1806 | 0 | 326.3612 | 13.7068 | 1Ø - 2-4/0 AWG Triplex |  |  | -1884.2472 | 9.9753 |  | 0 | 1
|  | 3Ø - 2/0 AWG Quadraplex | 44.1736 | 3.4199 | 380.5 | 0 | 424.6736 | 3.4199 | 3Ø - 2/0 AWG Quadraplex |  |  | -1060.4263 | 1.5147 |  | 0 | 1
|  | 3Ø - 4/0 AWG Quadraplex | 52.9335 | 4.2999 | 380.5 | 0 | 433.4335 | 4.2999 | 3Ø - 4/0 AWG Quadraplex |  |  | -1080.4649 | 1.6748 |  | 0 | 1
|  | 3Ø - 500 kcmil Quadraplex | 96.5521 | 8.3434 | 380.5 | 0 | 477.0521 | 8.3434 | 3Ø - 2-4/0 AWG Quadraplex |  |  | -2001.3063 | 3.3512 |  | 0 | 1
|  | 3Ø 2 - 4/0 AWG Quadraplex | 105.8671 | 8.5998 | 761 | 0 | 866.8671 | 8.5998 | 3Ø - 2-4/0 AWG Quadraplex |  |  | -1991.9913 | 3.6076 |  | 0 | 1
|  | 3Ø 2 - 500 AL kcmil Quadraplex | 193.1043 | 16.6868 | 761 | 0 | 954.1043 | 16.6868 | 3Ø - 2-4/0 AWG Quadraplex |  |  | -1904.7541 | 11.6946 |  | 0 | 1
3Ø 2 - 500 CU kcmil Quadraplex
Street light cable |  | From work request 165500 4/25/2013
per foot
| 5322240 | # 4 Cu triplex UG cable | 1.7
| 5322200 | # 6 Cu triplex UG cable | 1.31
| 5322230 | # 10 Cu triplex UG cable | 0.61
Link to SDRateSummary Page
UG 1ø Service from OH Source
Accounting Percentage
Fixed |  | 1ø UG Secondary or 1ø UG service in conduit from OH source | [6 empty] | conduit | cable
Charge | Cost/ft | (Base Charge + service length times Cost/ft) | [6 empty] | 366 | 367
116.7447 | 10.638 | 1ø 2/0 AWG, 100 ft or less, machine trench, /ft (service differential) | [6 empty] | 0.89574 | 0.10426
158.2031 | 10.9004 | 1ø 4/0 AWG, 100 ft or less, machine trench, /ft (service differential) | [6 empty] | 0.86091 | 0.13909
251.8254 | 13.7974 | 1ø 500 kcmil, 50 ft or less, machine trench, (customer installed riser), /ft (service differential) | [6 empty] | 0.75923 | 0.24077
-1026.6037 | 10.3626 | 1ø 2/0 AWG UG secondary, machine trench, /ft (secondary differential) | [6 empty] | 0.89574 | 0.10426
-857.5001 | 10.8742 | 1ø 4/0 AWG UG secondary, machine trench, /ft (secondary differential) | [6 empty] | 0.86091 | 0.13909
-1594.0537 | 14.0029 | 1ø 500 kcmil UG secondary, machine trench, /ft (secondary differential) | [6 empty] | 0.75923 | 0.24077
116.7447 | 12.8434 | 1ø 2/0 AWG, 100 ft or less, hand trench, /ft (service differential) | [6 empty] | 0.91194 | 0.088064
158.2031 | 13.1058 | 1ø 4/0 AWG, 100 ft or less, hand trench, /ft (service differential) | [6 empty] | 0.88125 | 0.11875
251.8254 | 16.5951 | 1ø 500 kcmil, 50 ft or less, hand trench, (customer installed riser), /ft (service differential) | [6 empty] | 0.79203 | 0.20797
-1026.6037 | 12.5679 | 1ø 2/0 AWG UG secondary, hand trench, /ft (secondary differential) | [6 empty] | 0.91194 | 0.088064
-857.5001 | 13.0795 | 1ø 4/0 AWG UG secondary, hand trench, /ft (secondary differential) | [6 empty] | 0.88125 | 0.11875
-1594.0537 | 16.8005 | 1ø 500 kcmil UG secondary, hand trench, /ft (secondary differential) | [6 empty] | 0.79203 | 0.20797
116.7447 | 1.739 | 1ø 2/0 AWG, 100 ft or less, pull in existing conduit, /ft (service differential) | [6 empty] | 0 | 1
158.2031 | 1.6614 | 1ø 4/0 AWG, 100 ft or less, pull in existing conduit, /ft (service differential) | [6 empty] | 0 | 1
251.8254 | 2.9164 | 1ø 500 kcmil, 50 ft or less, pull in existing conduit, (customer installed riser), /ft (service differential) | [6 empty] | 0 | 1
-1026.6037 | 1.4635 | 1ø 2/0 AWG UG secondary, pull in existing conduit, /ft (secondary differential) | [6 empty] | 0 | 1
-857.5001 | 1.6351 | 1ø 4/0 AWG UG secondary, pull in existing conduit, /ft (secondary differential) | [6 empty] | 0 | 1
-1594.0537 | 3.1219 | 1ø 500 kcmil UG secondary, pull in existing conduit, /ft (secondary differential) | [6 empty] | 0 | 1
-551.7243 | 10.638 | 1ø 2/0 AWG, greater than 100 ft, machine trench, /ft (service differential) |  |  | Accting % ====> |  | 648.6159 |  | 0.89574 | 0.10426
-510.2659 | 10.9004 | 1ø 4/0 AWG, greater than 100 ft, machine trench, /ft (service differential) |  |  | Accting % ====> |  | 608.9098 |  | 0.86091 | 0.13909
-416.6436 | 13.7974 | 1ø 500 kcmil, greater than 50 ft, machine trench, (customer installed riser), /ft (service differential) |  |  |  |  | 728.0282 |  | 0.75923 | 0.24077
-551.7243 | 12.8434 | 1ø 2/0 AWG, greater than 100 ft, hand trench, /ft (service differential) |  |  | Accting % ====> |  | 668.469 |  | 0.91194 | 0.088064
-510.2659 | 13.1058 | 1ø 4/0 AWG, greater than 100 ft, hand trench, /ft (service differential) |  |  | Accting % ====> |  | 668.469 |  | 0.88125 | 0.11875
-416.6436 | 16.5951 | 1ø 500 kcmil, greater than 50 ft, hand trench, (customer installed riser), /ft (service differential) | [6 empty] | 0.79203 | 0.20797
-551.7243 | 1.739 | 1ø 2/0 AWG, greater than 100 ft, pull in existing conduit, /ft (service differential) | [6 empty] | 0 | 1
-510.2659 | 1.6614 | 1ø 4/0 AWG, greater than 100 ft, pull in existing conduit, /ft (service differential) | [6 empty] | 0 | 1
-416.6436 | 2.9164 | 1ø 500 kcmil, greater than 50 ft, pull in existing conduit, (customer installed riser), /ft (service differential) | [6 empty] | 0 | 1
| Cost/ft | 1ø UG Secondary or UG service beyond the closest point of attachment | [5 empty] | 366 | 367
| 11.9889 | 1ø 2/0 AWG, machine trench, /ft (not a differential) | [5 empty] | 0.89574 | 0.10426
| 12.8689 | 1ø 4/0 AWG, machine trench, /ft (not a differential) | [5 empty] | 0.86091 | 0.13909
| 17.7344 | 1ø 500 kcmil, machine trench, /ft (not a differential) | [5 empty] | 0.75923 | 0.24077
| 14.1943 | 1ø 2/0 AWG, hand trench, /ft (not a differential) | [5 empty] | 0.91194 | 0.088064
| 15.0743 | 1ø 4/0 AWG, hand trench, /ft (not a differential) | [5 empty] | 0.88125 | 0.11875
| 20.5321 | 1ø 500 kcmil, hand trench, /ft (not a differential) | [5 empty] | 0.79203 | 0.20797
| 3.0899 | 1ø 2/0 AWG, pull in existing conduit, /ft (not a differential) | [5 empty] | 0 | 1
| 3.6299 | 1ø 4/0 AWG, pull in existing conduit, /ft (not a differential) | [5 empty] | 0 | 1
| 6.8534 | 1ø 500 kcmil, pull in existing conduit, /ft (not a differential) | [5 empty] | 0 | 1
| Credit/unit | 1ø Service labor credits for customer installation
On Credits worksheet
Accounting Percentage
| Cost/unit | 1ø UG Secondary & handhole at the base of the pole | [5 empty] | conduit | cable
| 627.0069 | 1ø 2/0 AWG secondary with 10" x 13" handhole (not a differential) | [5 empty] | 0.75459 | 0.24541
| 568.817 | 1ø 2/0 AWG secondary with 12" x 20" handhole (not a differential) | [5 empty] | 0.72949 | 0.27051
| 610.577 | 1ø 2/0 AWG secondary with 17" x 30" handhole (not a differential) | [5 empty] | 0.74799 | 0.25201
| 669.7169 | 1ø 2/0 AWG secondary with 14" x 25" handhole (not a differential) | [5 empty] | 0.77024 | 0.22976
| 879.9769 | 1ø 2/0 AWG secondary with 24" x 36" x 18" handhole (not a differential) | [5 empty] | 0.82514 | 0.17486
| 1114.7169 | 1ø 2/0 AWG secondary with 30" x 48" x 18" handhole (not a differential) | [5 empty] | 0.86196 | 0.13804
| 665.3769 | 1ø 2/0 AWG secondary with 12" x 20" above ground handhole (differential) | [5 empty] | 0.76875 | 0.23125
| 759.2469 | 1ø 2/0 AWG secondary with 17" x 30" above ground handhole (differential) | [5 empty] | 0.79734 | 0.20266
| 665.9681 | 1ø 4/0 AWG secondary with 10" x 13" handhole (not a differential) | [5 empty] | 0.74084 | 0.25916
| 607.7781 | 1ø 4/0 AWG secondary with 12" x 20" handhole (not a differential) | [5 empty] | 0.71603 | 0.28397
| 649.5381 | 1ø 4/0 AWG secondary with 17" x 30" handhole (not a differential) | [5 empty] | 0.73429 | 0.26571
| 708.6781 | 1ø 4/0 AWG secondary with 14" x 25" handhole (not a differential) | [5 empty] | 0.75646 | 0.24354
| 918.9381 | 1ø 4/0 AWG secondary with 24" x 36" x 18" handhole (not a differential) | [5 empty] | 0.81219 | 0.18781
| 1153.6781 | 1ø 4/0 AWG secondary with 30" x 48" x 18" handhole (not a differential) | [5 empty] | 0.8504 | 0.1496
| 704.3381 | 1ø 4/0 AWG secondary with 12" x 20" above ground handhole (differential) | [5 empty] | 0.75496 | 0.24504
| 798.2081 | 1ø 4/0 AWG secondary with 17" x 30" above ground handhole (differential) | [5 empty] | 0.78378 | 0.21622
| 868.654 | 1ø 500 kcmil secondary with 10" x 13" handhole (not a differential) | [5 empty] | 0.59845 | 0.40155
| 810.464 | 1ø 500 kcmil secondary with 12" x 20" handhole (not a differential) | [5 empty] | 0.56961 | 0.43039
| 852.224 | 1ø 500 kcmil secondary with 17" x 30" handhole (not a differential) | [5 empty] | 0.5907 | 0.4093
| 911.364 | 1ø 500 kcmil secondary with 14" x 25" handhole (not a differential) | [5 empty] | 0.61726 | 0.38274
| 1121.624 | 1ø 500 kcmil secondary with 24" x 36" x 18" handhole (not a differential) | [5 empty] | 0.68901 | 0.31099
| 1356.364 | 1ø 500 kcmil secondary with 30" x 48" x 18" handhole (not a differential) | [5 empty] | 0.74283 | 0.25717
| 907.024 | 1ø 500 kcmil secondary with 12" x 20" above ground handhole (differential) | [5 empty] | 0.61543 | 0.38457
| 1000.894 | 1ø 500 kcmil secondary with 17" x 30" above ground handhole (differential) | [5 empty] | 0.6515 | 0.3485
| 900.2261 | Parallel 1ø 4/0 AWG secondary with 17" x 30" handhole (not a differential) | [5 empty] | 0.61657 | 0.38343
| 959.3661 | Parallel 1ø 4/0 AWG secondary with 14" x 25" handhole (not a differential) | [5 empty] | 0.6402 | 0.3598
| 1169.6261 | Parallel 1ø 4/0 AWG secondary with 24" x 36" x 18" handhole (not a differential) | [5 empty] | 0.70488 | 0.29512
| 1404.3661 | Parallel 1ø 4/0 AWG secondary with 30" x 48" x 18" handhole (not a differential) | [5 empty] | 0.75421 | 0.24579
| 955.0261 | Parallel 1ø 4/0 AWG secondary with 12" x 20" above ground handhole (differential) | [5 empty] | 0.63857 | 0.36143
| 1048.8961 | Parallel 1ø 4/0 AWG secondary with 17" x 30" above ground handhole (differential) | [5 empty] | 0.67091 | 0.32909
| 1305.598 | Parallel 1ø 500 kcmil secondary with 17" x 30" handhole (not a differential) | [5 empty] | 0.46567 | 0.53433
| 1364.738 | Parallel 1ø 500 kcmil secondary with 14" x 25" handhole (not a differential) | [5 empty] | 0.48882 | 0.51118
| 1574.998 | Parallel 1ø 500 kcmil secondary with 24" x 36" x 18" handhole (not a differential) | [5 empty] | 0.55706 | 0.44294
| 1809.738 | Parallel 1ø 500 kcmil secondary with 30" x 48" x 18" handhole (not a differential) | [5 empty] | 0.61452 | 0.38548
| 1360.398 | Parallel 1ø 500 kcmil secondary with 12" x 20" above ground handhole (differential) | [5 empty] | 0.48719 | 0.51281
| 1454.268 | Parallel 1ø 500 kcmil secondary with 17" x 30" above ground handhole (differential) | [5 empty] | 0.52029 | 0.47971
UG 3ø Service From An OH Source
Base |  | 3ø UG Secondary or UG service in conduit from OH source | [5 empty] | Accounting Percentage
Charge | Cost/ft | (Base Charge + service length times Cost/ft) |  | See Accounting Percentage =====> |  |  |  | conduit | cable
129.4481 | 10.7755 | 3ø 2/0 AWG, 100 ft or less, machine trench, /ft (service differential) | [5 empty] | 0.87519 | 0.12481
155.1249 | 10.7505 | 3ø 4/0 AWG, 100 ft or less, machine trench, /ft (service differential) | [5 empty] | 0.8183 | 0.1817
277.2239 | 13.6475 | 3ø 500 kcmil, 50 ft or less, machine trench, (customer installed riser), /ft (service differential) |  |  |  |  | 0.76498 | 0.70038 | 0.29962 | 0.23502
309.9505 | 16.4619 | Parallel 3ø 4/0 AWG, 100 ft or less, machine trench, /ft (service differential) | [5 empty] | 0.77676 | 0.22324
590.7209 | -14.5776 | Parallel 3ø 500 AWG, 50 ft or less, machine trench, /ft (service differential) | [5 empty] | 0.65428 | 0.34572
-865.4711 | 10.7537 | 3ø 2/0 AWG UG secondary, machine trench, /ft (secondary differential) | [5 empty] | 0.87519 | 0.12481
-868.6053 | 10.9138 | 3ø 4/0 AWG UG secondary, machine trench, /ft (secondary differential) | [5 empty] | 0.8183 | 0.1817
-1579.7865 | 14.2322 | 3ø 500 kcmil UG secondary, machine trench, /ft (secondary differential) |  |  |  |  | 0.76498 | 0.70038 | 0.29962 | 0.23502
-1568.272 | 17.0466 | Parallel 3ø 4/0 AWG, machine trench, /ft (secondary differential) | [5 empty] | 0.77676 | 0.22324
-1061.7146 | 28.3294 | Parallel 3ø 500 AWG, machine trench, /ft (secondary differential) | [5 empty] | 0.65428 | 0.34572
129.4481 | 12.9809 | 3ø 2/0 AWG, 100 ft or less, hand trench, /ft (service differential) | [5 empty] | 0.8937 | 0.1063
155.1249 | 12.9558 | 3ø 4/0 AWG, 100 ft or less, hand trench, /ft (service differential) | [5 empty] | 0.84375 | 0.15625
277.2239 | 16.4452 | 3ø 500 kcmil, 50 ft or less, hand trench, (customer installed riser), /ft (service differential) |  |  |  |  | 0.7908 | 0.73844 | 0.26156 | 0.2092
309.9505 | 18.6672 | Parallel 3ø 4/0 AWG, 100 ft or less, hand trench, /ft (service differential) | [5 empty] | 0.79706 | 0.20294
590.7209 | -11.7799 | Parallel 3ø 500 AWG, 50 ft or less, hand trench, /ft (service differential) | [5 empty] | 0.68106 | 0.31894
-865.4711 | 12.9591 | 3ø 2/0 AWG UG secondary, hand trench, /ft (secondary differential) | [5 empty] | 0.8937 | 0.1063
-868.6053 | 13.1192 | 3ø 4/0 AWG UG secondary, hand trench, /ft (secondary differential) | [5 empty] | 0.84375 | 0.15625
-1579.7865 | 17.0299 | 3ø 500 kcmil UG secondary, hand trench, /ft (secondary differential) |  |  |  |  | 0.7908 | 0.73844 | 0.26156 | 0.2092
-1568.272 | 19.2519 | Parallel 3ø 4/0 AWG, hand trench, /ft (secondary differential) | [5 empty] | 0.79706 | 0.20294
-1061.7146 | 31.127 | Parallel 3ø 500 AWG, hand trench, /ft (secondary differential) | [5 empty] | 0.68106 | 0.31894
129.4481 | 1.5365 | 3ø 2/0 AWG, 100 ft or less, pull in existing conduit, /ft (service differential) | [5 empty] | 0 | 1
155.1249 | 1.5114 | 3ø 4/0 AWG, 100 ft or less, pull in existing conduit, /ft (service differential) | [5 empty] | 0 | 1
277.2239 | 2.7665 | 3ø 500 kcmil, 50 ft or less, pull in existing conduit, (customer installed riser), /ft (service differential) |  |  |  |  | 0 | 0 | 1 | 1
309.9505 | 3.0229 | Parallel 3ø 4/0 AWG, 100 ft or less, pull in existing conduit, /ft (service differential) | [5 empty] | 0 | 1
590.7209 | -31.2123 | Parallel 3ø 500 AWG, 50 ft or less, pull in existing conduit, /ft (service differential) | [5 empty] | 0 | 1
-865.4711 | 1.5147 | 3ø 2/0 AWG UG secondary, pull in existing conduit, /ft (secondary differential) | [5 empty] | 0 | 1
-868.6053 | 1.6748 | 3ø 4/0 AWG UG secondary, pull in existing conduit, /ft (secondary differential) | [5 empty] | 0 | 1
-1579.7865 | 3.3512 | 3ø 500 kcmil UG secondary, pull in existing conduit, /ft (secondary differential) |  |  |  |  | 0 | 0 | 1 | 1
-1568.272 | 3.6076 | Parallel 3ø 4/0 AWG, pull in existing conduit, /ft (secondary differential) | [5 empty] | 0 | 1
-1061.7146 | 11.6946 | Parallel 3ø 500 AWG, pull in existing conduit, /ft (secondary differential) | [5 empty] | 0 | 1
-539.0209 | 10.7755 | 3ø 2/0 AWG, greater than 100 ft, machine trench, /ft (service differential) | [5 empty] | 0.87519 | 0.12481
-513.3441 | 10.7505 | 3ø 4/0 AWG, greater than 100 ft, machine trench, /ft (service differential) | [5 empty] | 0.8183 | 0.1817
-391.2451 | 13.6475 | 3ø 500 kcmil, greater than 50 ft, machine trench, (customer installed riser), /ft (service differential) |  |  |  |  | 0.76498 | 0.70038 | 0.29962 | 0.23502
-358.5185 | 16.4619 | Parallel 3ø 4/0 AWG, greater than 50 ft, machine trench, /ft (service differential) | [5 empty] | 0.77676 | 0.22324
-77.7481 | -14.5776 | Parallel 3ø 500 AWG, greater than 50 ft, machine trench, /ft (service differential) | [5 empty] | 0.65428 | 0.34572
-539.0209 | 12.9809 | 3ø 2/0 AWG, greater than 100 ft, hand trench, /ft (service differential) | [5 empty] | 0.8937 | 0.1063
-513.3441 | 12.9558 | 3ø 4/0 AWG, greater than 100 ft, hand trench, /ft (service differential) | [5 empty] | 0.84375 | 0.15625
-391.2451 | 16.4452 | 3ø 500 kcmil, greater than 50 ft, hand trench, (customer installed riser), /ft (service differential) |  |  |  |  | 0.7908 | 0.73844 | 0.26156 | 0.2092
-358.5185 | 18.6672 | Parallel 3ø 4/0 AWG, greater than 50 ft, hand trench, /ft (service differential) | [5 empty] | 0.79706 | 0.20294
-77.7481 | -11.7799 | Parallel 3ø 500 AWG, greater than 50 ft, hand trench, /ft (service differential) | [5 empty] | 0.68106 | 0.31894
-539.0209 | 1.5365 | 3ø 2/0 AWG, greater than 100 ft, pull in existing conduit, /ft (service differential) | [5 empty] | 0 | 1
-513.3441 | 1.5114 | 3ø 4/0 AWG, greater than 100 ft, pull in existing conduit, /ft (service differential) | [5 empty] | 0 | 1
-391.2451 | 2.7665 | 3ø 500 kcmil, greater than 50 ft, pull in existing conduit, (customer installed riser), /ft (service differential) |  |  |  |  | 0 | 0 | 1 | 1
-358.5185 | 3.0229 | Parallel 3ø 4/0 AWG, greater than 50 ft, pull in existing conduit, /ft (service differential) | [5 empty] | 0 | 1
-77.7481 | -31.2123 | Parallel 3ø 500 AWG, greater than 50 ft, pull in existing conduit, /ft (service differential) | [5 empty] | 0 | 1
| Per Unit | 3ø Handhole & connectors (ONLY) for UG Secondary or UG service
On Handhole worksheet
|  |  |  | See Accounting Percentage =====> |  |  |  | Accounting Percentage
|  | 3ø UG Secondary or 3ø UG service beyond the closest point of attachment | [5 empty] | conduit | cable
| 12.6589 | 3ø 2/0 AWG, machine trench, /ft (not a differential) | [5 empty] | 0.87519 | 0.12481
| 13.5389 | 3ø 4/0 AWG, machine trench, /ft (not a differential) | [5 empty] | 0.8183 | 0.1817
| 19.2244 | 3ø 500 AWG, machine trench, /ft (not a differential) |  |  |  |  | 0.76498 | 0.70038 | 0.29962 | 0.23502
| 22.0388 | Parallel 3ø 4/0 AWG, machine trench, /ft (not a differential) | [5 empty] | 0.77676 | 0.22324
| 33.3216 | Parallel 3ø 500 AWG, machine trench, /ft (not a differential) | [5 empty] | 0.65428 | 0.34572
| 14.8643 | 3ø 2/0 AWG, hand trench, /ft (not a differential) | [5 empty] | 0.8937 | 0.1063
| 15.7443 | 3ø 4/0 AWG, hand trench, /ft (not a differential) | [5 empty] | 0.84375 | 0.15625
| 22.0221 | 3ø 500 AWG, hand trench, /ft (not a differential) |  |  |  |  | 0.7908 | 0.73844 | 0.26156 | 0.2092
| 24.2441 | Parallel 3ø 4/0 AWG, hand trench, /ft (not a differential) | [5 empty] | 0.79706 | 0.20294
| 36.1192 | Parallel 3ø 500 AWG, hand trench, /ft (not a differential) | [5 empty] | 0.68106 | 0.31894
| 3.4199 | 3ø 2/0 AWG, pull in existing conduit, /ft (not a differential) | [5 empty] | 0 | 1
| 4.2999 | 3ø 4/0 AWG, pull in existing conduit, /ft (not a differential) | [5 empty] | 0 | 1
| 8.3434 | 3ø 500 AWG, pull in existing conduit, /ft (not a differential) |  |  |  |  | 0 | 0 | 1 | 1
| 8.5998 | Parallel 3ø 4/0 AWG, pull in existing conduit, /ft (not a differential) | [5 empty] | 0 | 1
| 16.6868 | Parallel 3ø 500 AWG, pull in existing conduit, /ft (not a differential) | [5 empty] | 0 | 1
| Credit/unit | 3ø UG Service labor credits for customer installation
On Credits worksheet
Accounting Percentage
| Cost/unit | 3ø UG Secondary or UG service & handhole at the base of the pole | [5 empty] | conduit | cable
| 705.8488 | 3ø 2/0 AWG secondary down pole to 17" x 30" handhole (not a differential) | [5 empty] | 0.77604 | 0.22396
| 764.9888 | 3ø 2/0 AWG secondary down pole to 14" x 25" handhole (not a differential) | [5 empty] | 0.79335 | 0.20665
| 975.2488 | 3ø 2/0 AWG secondary down pole to 24" x 36" x 18" handhole (not a differential) |  |  |  |  | 0.81376 | 0.8379 | 0.1621 | 0.18624
| 1209.9888 | 3ø 2/0 AWG secondary down pole to 30" x 48" x 18" handhole (not a differential) | [5 empty] | 0.86935 | 0.13065
| 760.6488 | 3ø 2/0 AWG secondary down pole to 12" x 20" above ground handhole (differential) | [5 empty] | 0.79217 | 0.20783
| 854.5188 | 3ø 2/0 AWG secondary down pole to 17" x 30" above ground handhole (differential)
| 731.5132 | 3ø 4/0 AWG secondary down pole to 17" x 30" handhole (not a differential) | [5 empty] | 0.7607 | 0.2393
| 790.6532 | 3ø 4/0 AWG secondary down pole to 14" x 25" handhole (not a differential) | [5 empty] | 0.7786 | 0.2214
| 1000.9132 | 3ø 4/0 AWG secondary down pole to 24" x 36" x 18" handhole (not a differential) |  |  |  |  | 0.80002 | 0.82511 | 0.17489 | 0.19998
| 1235.6532 | 3ø 4/0 AWG secondary down pole to 30" x 48" x 18" handhole (not a differential) | [5 empty] | 0.85833 | 0.14167
| 786.3132 | 3ø 4/0 AWG secondary down pole to 12" x 20" above ground handhole (differential) | [5 empty] | 0.77738 | 0.22262
| 880.1832 | 3ø 4/0 AWG secondary down pole to 17" x 30" above ground handhole (differential)
| 984.7919 | 3ø 500 kcmil secondary down pole to 17" x 30" handhole (not a differential) | [5 empty] | 0.65222 | 0.34778
| 1043.9319 | 3ø 500 kcmil secondary down pole to 14" x 25" handhole (not a differential) | [5 empty] | 0.67192 | 0.32808
| 1254.1919 | 3ø 500 kcmil secondary down pole to 24" x 36" x 18" handhole (not a differential) |  |  |  |  | 0.69832 | 0.72692 | 0.27308 | 0.30168
| 1488.9319 | 3ø 500 kcmil secondary down pole to 30" x 48" x 18" handhole (not a differential) | [5 empty] | 0.76998 | 0.23002
| 1039.5919 | 3ø 500 kcmil secondary down pole to 12" x 20" above ground handhole (differential) | [5 empty] | 0.67055 | 0.32945
| 1133.4619 | 3ø 500 kcmil secondary down pole to 17" x 30" above ground handhole (differential)
| 996.3064 | 3ø Parallel 4/0 AWG secondary down pole to 17" x 30" handhole (not a differential) | [5 empty] | 0.6486 | 0.3514
| 1055.4464 | 3ø Parallel 4/0 AWG secondary down pole to 14" x 25" handhole (not a differential) | [5 empty] | 0.66829 | 0.33171
| 1265.7064 | 3ø Parallel 4/0 AWG secondary down pole to 24" x 36" x 18" handhole (not a differential) |  |  |  |  | 0.69477 | 0.72339 | 0.27661 | 0.30523
| 1500.4464 | 3ø Parallel 4/0 AWG secondary down pole to 30" x 48" x 18" handhole (not a differential) | [5 empty] | 0.76667 | 0.23333
| 1051.1064 | 3ø Parallel 4/0 AWG secondary down pole to 12" x 20" above ground handhole (differential) | [5 empty] | 0.66692 | 0.33308
| 1144.9764 | 3ø Parallel 4/0 AWG secondary down pole to 17" x 30" above ground handhole (differential)
| 1502.8638 | 3ø Parallel 500 kcmil secondary down pole to 17" x 30" handhole (not a differential) | [5 empty] | 0.54422 | 0.45578
| 1562.0038 | 3ø Parallel 500 kcmil secondary down pole to 14" x 25" handhole (not a differential) | [5 empty] | 0.56147 | 0.43853
| 1772.2638 | 3ø Parallel 500 kcmil secondary down pole to 24" x 36" x 18" handhole (not a differential) |  |  |  |  | 0.58763 | 0.6135 | 0.3865 | 0.41237
| 2007.0038 | 3ø Parallel 500 kcmil secondary down pole to 30" x 48" x 18" handhole (not a differential) | [5 empty] | 0.6587 | 0.3413
| 1557.6638 | 3ø Parallel 500 kcmil secondary down pole to 12" x 20" above ground handhole (differential) | [5 empty] | 0.56025 | 0.43975
| 1651.5338 | 3ø Parallel 500 kcmil secondary down pole to 17" x 30" above ground handhole (differential)
| 5443.7867 | 3ø Parallel 500 CU kcmil secondary down pole to 30" x 48" x 18" handhole (not a differential)
Underground 1ø Primary and Pad-Mounted Transformers
Accounting Percentage
Base (Credit) |  | 1ø UG Secondary or 1ø UG service in conduit from an UG source | [5 empty] | conduit | cable
or Charge | Cost/ft | 1ø UG Secondary or 1ø UG service in conduit (add base rate + cost/ft) | [5 empty] | 366 | 367 | 369
-81.8424 | 9.1636 | 1ø 2/0 AWG, 100 ft or less, machine trench, /ft (service differential) | [7 empty] | 1
-47.1651 | 9.426 | 1ø 4/0 AWG, 100 ft or less, machine trench, /ft (service differential) | [7 empty] | 1
-135.2219 | 12.3356 | 1ø 500 kcmil, 50 ft or less, machine trench, (customer installed riser), /ft (service differential) | [7 empty] | 1
-94.3302 | 14.9975 | Parallel 1ø 4/0 AWG, 50 ft or less, machine trench, /ft (service differential) | [7 empty] | 1
-270.4437 | 21.1569 | Parallel 1ø 500 AWG, 50 ft or less, machine trench, /ft (service differential) | [7 empty] | 1
-1219.4474 | 8.8881 | 1ø 2/0 AWG UG secondary, machine trench, /ft (secondary differential) | [5 empty] | 0.88112 | 0.11888
-1062.4942 | 9.3997 | 1ø 4/0 AWG UG secondary, machine trench, /ft (secondary differential) | [5 empty] | 0.84291 | 0.15709
-1965.8375 | 12.5411 | 1ø 500 kcmil UG secondary, machine trench, /ft (secondary differential) |  |  |  |  | 0.79568 | 0.7376 | 0.2624 | 0.20432
-1956.0399 | 15.2029 | Parallel 1ø 4/0 AWG, machine trench, /ft (secondary differential) | [5 empty] | 0.81093 | 0.18907
-1884.2472 | 25.2994 | Parallel 1ø 500 AWG, machine trench, /ft (secondary differential) | [5 empty] | 0.70583 | 0.29417
-81.8424 | 11.3689 | 1ø 2/0 AWG, 100 ft or less, hand trench, /ft (service differential) | [7 empty] | 1
-47.1651 | 11.6313 | 1ø 4/0 AWG, 100 ft or less, hand trench, /ft (service differential) | [7 empty] | 1
-135.2219 | 15.1206 | 1ø 500 kcmil, 50 ft or less, hand trench, (customer installed riser), /ft (service differential) | [7 empty] | 1
-94.3302 | 17.2028 | Parallel 1ø 4/0 AWG, 50 ft or less, hand trench, /ft (service differential) | [7 empty] | 1
-270.4437 | 23.942 | Parallel 1ø 500 AWG, 50 ft or less, hand trench, /ft (service differential) | [7 empty] | 1
-1219.4474 | 11.0935 | 1ø 2/0 AWG UG secondary, hand trench, /ft (secondary differential) | [5 empty] | 0.90173 | 0.098272
-1062.4942 | 11.6051 | 1ø 4/0 AWG UG secondary, hand trench, /ft (secondary differential) | [5 empty] | 0.86838 | 0.13162
-1965.8375 | 15.3261 | 1ø 500 kcmil UG secondary, hand trench, /ft (secondary differential) |  |  |  |  | 0.82166 | 0.77594 | 0.22406 | 0.17834
-1956.0399 | 17.4083 | Parallel 1ø 4/0 AWG, hand trench, /ft (secondary differential) | [5 empty] | 0.83065 | 0.16935
-1884.2472 | 28.0845 | Parallel 1ø 500 AWG, hand trench, /ft (secondary differential) | [5 empty] | 0.73158 | 0.26842
-81.8424 | 1.739 | 1ø 2/0 AWG, 100 ft or less, pull in existing conduit, /ft (service differential) | [7 empty] | 1
-47.1651 | 1.6614 | 1ø 4/0 AWG, 100 ft or less, pull in existing conduit, /ft (service differential) | [7 empty] | 1
-135.2219 | 2.9164 | 1ø 500 kcmil, 50 ft or less, pull in existing conduit, (customer installed riser), /ft (service differential) | [7 empty] | 1
-94.3302 | 3.3228 | Parallel 1ø 4/0 AWG, 50 ft or less, pull in existing conduit, /ft (service differential) | [7 empty] | 1
-270.4437 | 5.8328 | Parallel 1ø 500 AWG, 50 ft or less, pull in existing conduit, /ft (service differential) | [7 empty] | 1
-1219.4474 | 1.4635 | 1ø 2/0 AWG UG secondary, pull in existing conduit, /ft (secondary differential) | [5 empty] | 0 | 1
-1062.4942 | 1.6351 | 1ø 4/0 AWG UG secondary, pull in existing conduit, /ft (secondary differential) | [5 empty] | 0 | 1
-1965.8375 | 3.1219 | 1ø 500 kcmil UG secondary, pull in existing conduit, /ft (secondary differential) |  |  |  |  | 0 | 0 | 1 | 1
-1956.0399 | 3.5283 | Parallel 1ø 4/0 AWG, pull in existing conduit, /ft (secondary differential) | [5 empty] | 0 | 1
-1884.2472 | 9.9753 | Parallel 1ø 500 AWG, pull in existing conduit, /ft (secondary differential) | [5 empty] | 0 | 1
-750.3114 | 9.1636 | 1ø 2/0 AWG, greater than 100 ft, machine trench, /ft (service differential) |  |  |  | Accting % ====> |  |  |  | 1
-715.6341 | 9.426 | 1ø 4/0 AWG, greater than 100 ft, machine trench, /ft (service differential) |  |  |  | Accting % ====> |  |  |  | 1
-803.6909 | 12.3356 | 1ø 500 kcmil, greater than 50 ft, machine trench, (customer installed riser), /ft (service differential) | [7 empty] | 1
-762.7992 | 14.9975 | Parallel 1ø 4/0 AWG, greater than 50 ft, machine trench, /ft (service differential) | [7 empty] | 1
-938.9127 | 21.1569 | Parallel 1ø 500 AWG, greater than 50 ft, machine trench, /ft (service differential) | [7 empty] | 1
-750.3114 | 11.3689 | 1ø 2/0 AWG, greater than 100 ft, hand trench, /ft (service differential) |  |  |  | Accting % ====> |  |  |  | 1
-715.6341 | 11.6313 | 1ø 4/0 AWG, greater than 100 ft, hand trench, /ft (service differential) |  |  |  | Accting % ====> |  |  |  | 1
-803.6909 | 15.1206 | 1ø 500 kcmil, greater than 50 ft, hand trench, (customer installed riser), /ft (service differential) | [7 empty] | 1
-762.7992 | 17.2028 | Parallel 1ø 4/0 AWG, greater than 50 ft, hand trench, /ft (service differential) | [7 empty] | 1
-938.9127 | 23.942 | Parallel 1ø 500 AWG, greater than 50 ft, hand trench, /ft (service differential) | [7 empty] | 1
-750.3114 | 1.739 | 1ø 2/0 AWG, greater than 100 ft, pull in existing conduit, /ft (service differential) | [7 empty] | 1
-715.6341 | 1.6614 | 1ø 4/0 AWG, greater than 100 ft, pull in existing conduit, /ft (service differential) | [7 empty] | 1
-803.6909 | 2.9164 | 1ø 500 kcmil, greater than 50 ft, pull in existing conduit, (customer installed riser), /ft (service differential) | [7 empty] | 1
-762.7992 | 3.3228 | Parallel 1ø 4/0 AWG, greater than 50 ft, pull in existing conduit, /ft (service differential) | [7 empty] | 1
-938.9127 | 5.8328 | Parallel 1ø 500 AWG, greater than 50 ft, pull in existing conduit, /ft (service differential) | [7 empty] | 1
[8 empty] | conduit | cable
| Per Unit | 1ø Handhole & connectors (ONLY) for UG Secondary or UG service
On Handhole worksheet | [7 empty] | if secondary | if secondary
[8 empty] | conduit | cable |  | if service
| Cost/ft | 1ø UG Secondary or 1ø UG service beyond the closest point of attachment | [5 empty] | 366 | 367 |  | 369
| 10.5145 | 1ø 2/0 AWG, machine trench, /ft (not a differential) |  |  | Accting % ====> |  |  | 0.88112 | 0.11888 |  | 1
| 11.3945 | 1ø 4/0 AWG, machine trench, /ft (not a differential) |  |  | Accting % ====> |  |  | 0.84291 | 0.15709 |  | 1
| 16.2726 | 1ø 500 AWG, machine trench, /ft (not a differential) |  |  | Accting % ====> |  | 0.79568 | 0.7376 | 0.2624 | 0.20432 | 1
| 18.9345 | Parallel 1ø 4/0 AWG, machine trench, /ft (not a differential) |  |  | Accting % ====> |  |  | 0.81093 | 0.18907 |  | 1
| 29.0309 | Parallel 1ø 500 AWG, machine trench, /ft (not a differential) |  |  | Accting % ====> |  |  | 0.70583 | 0.29417 |  | 1
| 12.7198 | 1ø 2/0 AWG, hand trench, /ft (not a differential) |  |  | Accting % ====> |  |  | 0.90173 | 0.098272 |  | 1
| 13.5998 | 1ø 4/0 AWG, hand trench, /ft (not a differential) |  |  | Accting % ====> |  |  | 0.86838 | 0.13162 |  | 1
| 19.0576 | 1ø 500 AWG, hand trench, /ft (not a differential) |  |  | Accting % ====> |  | 0.82166 | 0.77594 | 0.22406 | 0.17834 | 1
| 21.1398 | Parallel 1ø 4/0 AWG, hand trench, /ft (not a differential) |  |  | Accting % ====> |  |  | 0.83065 | 0.16935 |  | 1
| 31.816 | Parallel 1ø 500 AWG, hand trench, /ft (not a differential) |  |  | Accting % ====> |  |  | 0.73158 | 0.26842 |  | 1
| 3.0899 | 1ø 2/0 AWG, pull in existing conduit, /ft (not a differential) |  |  | Accting % ====> |  |  | 0 | 1 |  | 1
| 3.6299 | 1ø 4/0 AWG, pull in existing conduit, /ft (not a differential) |  |  | Accting % ====> |  |  | 0 | 1 |  | 1
| 6.8534 | 1ø 500 AWG, pull in existing conduit, /ft (not a differential) |  |  | Accting % ====> |  | 0 | 0 | 1 | 1 | 1
| 7.2598 | Parallel 1ø 4/0 AWG, pull in existing conduit, /ft (not a differential) |  |  | Accting % ====> |  |  | 0 | 1 |  | 1
| 13.7068 | Parallel 1ø 500 AWG, pull in existing conduit, /ft (not a differential) |  |  | Accting % ====> |  |  | 0 | 1 |  | 1
3ø Pad-Mounted Transformers | [7 empty] | Accounting Percentage
[8 empty] | conduit | cable
Base Charge | Cost/unit |  | See Accounting Percentage =====> |  |  |  |  | 366 | 367
579.3128 | 55.7476 | 6 - 500 Al Secondary from transformer to secondary cabinet, /ft (not a differential) |  |  |  | Accting % ====> |  | 0.38006 | 0.61994
772.4171 | 69.8276 | 8 - 500 Al Secondary from transformer to secondary cabinet, /ft (not a differential) |  |  |  | Accting % ====> |  | 0.34009 | 0.65991
7318.5901 | 423.5553 | 10 - 500 CU Secondary from transformer to secondary cabinet, /ft (not a differential) |  |  |  | Accting % ====> |  | 0.062111 | 0.93789
Accounting Percentage
Base (Credit) | [7 empty] | conduit | cable
or Charge | Cost/ft | 3ø UG Secondary or 3ø UG service in conduit from an UG source |  |  | See Accounting Percentage =====> |  |  | 366 | 367
-27.8974 | 9.3011 | 3ø 2/0 AWG, 100 ft or less, machine trench, /ft (service differential) | [5 empty] | 0.85873 | 0.14127
-14.9382 | 9.276 | 3ø 4/0 AWG, 100 ft or less, machine trench, /ft (service differential) | [5 empty] | 0.7961 | 0.2039
-94.2702 | 12.1857 | 3ø 500 kcmil, 50 ft or less, machine trench, (customer installed riser), /ft (service differential) | [5 empty] | 0.67572 | 0.32428
-30.1756 | 14.6976 | Parallel 3ø 4/0 AWG, 50 ft or less, machine trench, /ft (service differential) | [5 empty] | 0.75733 | 0.24267
-152.2674 | -15.8882 | Parallel 3ø 500 AWG, 50 ft or less, machine trench, /ft (service differential) | [5 empty] | 0.64012 | 0.35988
-1060.4263 | 9.2793 | 3ø 2/0 AWG UG secondary, machine trench, /ft (secondary differential) | [5 empty] | 0.85873 | 0.14127
-1080.4649 | 9.4394 | 3ø 4/0 AWG UG secondary, machine trench, /ft (secondary differential) | [5 empty] | 0.7961 | 0.2039
-2001.3063 | 12.7704 | 3ø 500 kcmil UG secondary, machine trench, /ft (secondary differential) | [5 empty] | 0.67572 | 0.32428
-1991.9913 | 15.2823 | Parallel 3ø 4/0 AWG, machine trench, /ft (secondary differential) | [5 empty] | 0.75733 | 0.24267
-1904.7541 | 27.0188 | Parallel 3ø 500 AWG, machine trench, /ft (secondary differential) | [5 empty] | 0.64012 | 0.35988
-27.8974 | 11.5064 | 3ø 2/0 AWG, 100 ft or less, hand trench, /ft (service differential) | [5 empty] | 0.882 | 0.118
-14.9382 | 11.4814 | 3ø 4/0 AWG, 100 ft or less, hand trench, /ft (service differential) | [5 empty] | 0.82761 | 0.17239
-94.2702 | 14.9707 | 3ø 500 kcmil, 50 ft or less, hand trench, (customer installed riser), /ft (service differential) | [5 empty] | 0.71968 | 0.28032
-30.1756 | 16.9029 | Parallel 3ø 4/0 AWG, 50 ft or less, hand trench, /ft (service differential) | [5 empty] | 0.78114 | 0.21886
-152.2674 | -13.1031 | Parallel 3ø 500 AWG, 50 ft or less, hand trench, /ft (service differential) | [5 empty] | 0.66893 | 0.33107
-1060.4263 | 11.4846 | 3ø 2/0 AWG UG secondary, hand trench, /ft (secondary differential) | [5 empty] | 0.882 | 0.118
-1080.4649 | 11.6448 | 3ø 4/0 AWG UG secondary, hand trench, /ft (secondary differential) | [5 empty] | 0.82761 | 0.17239
-2001.3063 | 15.5555 | 3ø 500 kcmil UG secondary, hand trench, /ft (secondary differential) | [5 empty] | 0.71968 | 0.28032
-1991.9913 | 17.4876 | Parallel 3ø 4/0 AWG, hand trench, /ft (secondary differential) | [5 empty] | 0.78114 | 0.21886
-1904.7541 | 29.8038 | Parallel 3ø 500 AWG, hand trench, /ft (secondary differential) | [5 empty] | 0.66893 | 0.33107
-27.8974 | 1.5365 | 3ø 2/0 AWG, 100 ft or less, pull in existing conduit, /ft (service differential) | [5 empty] | 0 | 1
-14.9382 | 1.5114 | 3ø 4/0 AWG, 100 ft or less, pull in existing conduit, /ft (service differential) | [5 empty] | 0 | 1
-94.2702 | 2.7665 | 3ø 500 kcmil, 50 ft or less, pull in existing conduit, (customer installed riser), /ft (service differential) | [5 empty] | 0 | 1
-30.1756 | 3.0229 | Parallel 3ø 4/0 AWG, 50 ft or less, pull in existing conduit, /ft (service differential) | [5 empty] | 0 | 1
-152.2674 | -31.2123 | Parallel 3ø 500 AWG, 50 ft or less, pull in existing conduit, /ft (service differential) | [5 empty] | 0 | 1
-1060.4263 | 1.5147 | 3ø 2/0 AWG UG secondary, pull in existing conduit, /ft (secondary differential) | [5 empty] | 0 | 1
-1080.4649 | 1.6748 | 3ø 4/0 AWG UG secondary, pull in existing conduit, /ft (secondary differential) | [5 empty] | 0 | 1
-2001.3063 | 3.3512 | 3ø 500 kcmil UG secondary, pull in existing conduit, /ft (secondary differential) | [5 empty] | 0 | 1
-1991.9913 | 3.6076 | Parallel 3ø 4/0 AWG, pull in existing conduit, /ft (secondary differential) | [5 empty] | 0 | 1
-1904.7541 | 11.6946 | Parallel 3ø 500 AWG, pull in existing conduit, /ft (secondary differential) | [5 empty] | 0 | 1
-696.3664 | 9.3011 | 3ø 2/0 AWG, greater than 100 ft, machine trench, /ft (service differential) | [5 empty] | 0.85873 | 0.14127
-683.4072 | 9.276 | 3ø 4/0 AWG, greater than 100 ft, machine trench, /ft (service differential) | [5 empty] | 0.7961 | 0.2039
-762.7392 | 12.1857 | 3ø 500 kcmil, greater than 50 ft, machine trench, (customer installed riser), /ft (service differential) | [5 empty] | 0.67572 | 0.32428
-698.6446 | 14.6976 | Parallel 3ø 4/0 AWG, greater than 50 ft, machine trench, /ft (service differential) | [5 empty] | 0.75733 | 0.24267
-820.7364 | -15.8882 | Parallel 3ø 500 AWG, greater than 50 ft, machine trench, /ft (service differential) | [5 empty] | 0.64012 | 0.35988
-696.3664 | 11.5064 | 3ø 2/0 AWG, greater than 100 ft, hand trench, /ft (service differential) | [5 empty] | 0.882 | 0.118
-683.4072 | 11.4814 | 3ø 4/0 AWG, greater than 100 ft, hand trench, /ft (service differential) | [5 empty] | 0.82761 | 0.17239
-762.7392 | 14.9707 | 3ø 500 kcmil, greater than 50 ft, hand trench, (customer installed riser), /ft (service differential) | [5 empty] | 0.71968 | 0.28032
-698.6446 | 16.9029 | Parallel 3ø 4/0 AWG, greater than 50 ft, hand trench, /ft (service differential) | [5 empty] | 0.78114 | 0.21886
-820.7364 | -13.1031 | Parallel 3ø 500 AWG, greater than 50 ft, hand trench, /ft (service differential) | [5 empty] | 0.66893 | 0.33107
-696.3664 | 1.5365 | 3ø 2/0 AWG, greater than 100 ft, pull in existing conduit, /ft (service differential) | [5 empty] | 0 | 1
-683.4072 | 1.5114 | 3ø 4/0 AWG, greater than 100 ft, pull in existing conduit, /ft (service differential) | [5 empty] | 0 | 1
-762.7392 | 2.7665 | 3ø 500 kcmil, greater than 50 ft, pull in existing conduit, (customer installed riser), /ft (service differential) | [5 empty] | 0 | 1
-698.6446 | 3.0229 | Parallel 3ø 4/0 AWG, greater than 50 ft, pull in existing conduit, /ft (service differential) | [5 empty] | 0 | 1
-820.7364 | -31.2123 | Parallel 3ø 500 AWG, greater than 50 ft, pull in existing conduit, /ft (service differential) | [5 empty] | 0 | 1
| Per Unit | 3ø Handhole & connectors (ONLY) for UG Secondary or UG service |  | 3ø Handhole & connectors for UG Secondary or UG service
On Handhole worksheet
|  |  | See Accounting Percentage =====> |  |  |  |  | conduit | cable
| Cost/ft | 3ø UG Secondary or 3ø UG service beyond the closest point of attachment | [5 empty] | 366 | 367
| 11.1845 | 3ø 2/0 AWG, machine trench, /ft (not a differential) | [5 empty] | 0.85873 | 0.14127
| 12.0645 | 3ø 4/0 AWG, machine trench, /ft (not a differential) | [5 empty] | 0.7961 | 0.2039
| 17.7626 | 3ø 500 AWG, machine trench, /ft (not a differential) | [5 empty] | 0.67572 | 0.32428
| 20.2745 | Parallel 3ø 4/0 AWG, machine trench, /ft (not a differential) | [5 empty] | 0.75733 | 0.24267
| 32.0109 | Parallel 3ø 500 AWG, machine trench, /ft (not a differential) | [5 empty] | 0.64012 | 0.35988
| 14.8643 | 3ø 2/0 AWG, hand trench, /ft (not a differential) | [5 empty] | 0.8937 | 0.1063
| 15.7443 | 3ø 4/0 AWG, hand trench, /ft (not a differential) | [5 empty] | 0.84375 | 0.15625
| 22.0221 | 3ø 500 AWG, hand trench, /ft (not a differential) | [5 empty] | 0.73844 | 0.26156
| 24.2441 | Parallel 3ø 4/0 AWG, hand trench, /ft (not a differential) | [5 empty] | 0.79706 | 0.20294
| 36.1192 | Parallel 3ø 500 AWG, hand trench, /ft (not a differential) | [5 empty] | 0.68106 | 0.31894
| 3.4199 | 3ø 2/0 AWG, pull in existing conduit, /ft (not a differential) | [5 empty] | 0 | 1
| 4.2999 | 3ø 4/0 AWG, pull in existing conduit, /ft (not a differential) | [5 empty] | 0 | 1
| 8.3434 | 3ø 500 AWG, pull in existing conduit, /ft (not a differential) | [5 empty] | 0 | 1
| 8.5998 | Parallel 3ø 4/0 AWG, pull in existing conduit, /ft (not a differential) | [5 empty] | 0 | 1
| 16.6868 | Parallel 3ø 500 AWG, pull in existing conduit, /ft (not a differential) | [5 empty] | 0 | 1
Tariff Filed Rates
3.7.1.2 New Single-phase UG Service Laterals from Overhead Distribution Systems | [7 empty] | Accounting Percentage
[8 empty] | conduit | cable
| 10.7692 | For UG service that would have had no service pole if OH = cost/ft of 1ø 2/0 or 4/0 AWG, 100 ft or less, machine trench, /ft (differential)
137.4739 |  | (Using machine trenching and a base charge of $??.?? = base charge of 1ø 2/0 or 4/0 AWG, 100 ft or less, machine trench, /ft (differential)
| 10.7692 | For UG service that would have had a service pole if OH = 1ø 2/0 or 4/0 AWG, 100 ft or less, machine trench, /ft (differential)
#REF! |  | (Using machine trenching and a base credit of $??.?? = base charge of 1ø 2/0 or 4/0 AWG, 100 ft or less, machine trench, /ft (differential) less a service pole

## Handhole
2009-01-01 | <===== Month and year that this file was last updated.
Legend
Green highlighting indicates an input area. This is where updated information should be entered.
Yellow highlighting indicates area where there is a link.
Peach highlighting indicates area where there are formulas.
Lilac highligting indicates checked Work Request for correct CU's, contractors cost & quantities.
Handholes & Secondary Cabinet
Assumptions: | Handholes go into FERC Account 366
Use TEC labor to install handhole and crabs because there are so many variations on the contractor rates for both.
There are two contractor system average rates for each handhole and each crab installation.
Every Handhole has a set of crabs - 6 connections
Handhole TEC Number 5535950 12"x20" is used for three or four 2/0 or 4/0 services with 2/0 or 4/0 secondary.
Handhole TEC Number 5535960 17"x30" is used for five to seven 2/0 or 4/0 services with 4/0 or 500 secondary (any time 500 is used).
Overhead Equivalent - one could argue that the overhead equivalent of a handhole and connection
is an overhead secondary connection (1ø PKS11G, 3ø PKS12G). However, since these costs are
being created to handle costs for when customers are coming from overhead to underground, they
are already getting an overhead connection at the pole source. We haven't charged them for that
OH connection so we don't need to credit them for the other OH connection.
Secondary Cabinet: Refer to GR&S UG 12-26 with concrete pad GR&S UG 6-17, or concrete pad GR&S UG 6-20
for single cabinet installation. Concrete pad GR&S UG 6-17 is recommended because there is room
in the compartment to maneuver and align the conductors prior to connecting them to the bus bars.
However, using the concrete pad GR&S UG 6-17 provides a smaller window for conduit installation,
for both TEC and Customer conduits. Concrete pad GR&S UG 6-17 can not be used for the double
secondary cabinet installation shown on 12-26 page 2 of 2.
The work requests are for TEC labor and materials to install the cabinets only. The concrete pads
are installed by contractor labor. The contractor price for the poured in place concrete pad includes
the concrete material and the labor. When two cabinets are installed as shown on 12-26 page 2 of 2,
two concrete pad TEC number 2001015, GR&S UG 6-20, are used.
Description
|  | TEC Number 5531950 9" x 10" x 13" | Round, Not Load-bearing, for street lighting
|  | TEC Number 5531980 11" x 15" | Square, Not Load-bearing, for street lighting
|  | TEC Number 5535900 10" x 13" | Load-bearing
|  | TEC Number 5535950 12" x 20" | Not Load-bearing
|  | TEC Number 5535960 17" x 30" | Not Load-bearing
|  | TEC Number 5535940 14" x 25" | Load-bearing
|  | TEC Number 5535970 24" x 36" x 18" | Load-bearing
|  | TEC Number 5535590 30" x 48" x 18" | Load-bearing - Used for Primary and Secondary - UG GR&S 6-21
|  | TEC Number 5536010 30" x 60" x 48" | Primary Only, Not used for secondary, UG GR&S 6-7 - See Primary00.xls/Pullbox
|  | TEC Number 5535500 12" x 20" | Above ground handhole
|  | TEC Number 5535510 17" x 30" | Above ground handhole
Work | Install |  |  | (Material |  |  |  |  | Work |  | TEC | TEC | TEC | Total
Request | or |  |  | Handling) | TEC | TEC |  | Contractor | Request |  | Labor | Labor | Labor | Installation
Number | Remove | Handholes Description | Material | Overhead | Labor | Overhead | Vehicle | Labor | Total |  | Only | with factor | adder | Cost
129152 | install | TEC Number 5531950 9" x 10" x 13" | 42.69 | 8.8198 | 2.79 |  |  |  | 306.39 |  | 254.8802 | 254.8802 | 0 | 306.39 | checked
130491 | remove | TEC Number 5531950 9" x 10" x 13" | 0 | 0 | 1.46 |  |  |  | 133.49 |  | 133.49 | 133.49 | 0 | 133.49 | checked
130436 | install | TEC Number 5531980 11" x 15" | 59.45 | 12.2824 | 2.79 |  |  |  | 326.61 |  | 254.8776 | 254.8776 | 0 | 326.61 | checked
130504 | remove | TEC Number 5531980 11" x 15" | 0 | 0 | 1.46 |  |  |  | 133.49 |  | 133.49 | 133.49 | 0 | 133.49 | checked
40515 | install | TEC Number 5535900 10" x 13" | 132.94 | 27.4654 | 2.79 |  |  |  | 415.28 |  | 254.8746 | 254.8746 | 0 | 415.28 | checked
129150 | remove | TEC Number 5535900 10" x 13" | 0 | 0 | 1.46 |  |  |  | 133.49 |  | 133.49 | 133.49 | 0 | 133.49 | checked
130485 | install | 1ø TEC Number 5535950 12" x 20" | 84.71 | 17.5011 | 2.79 |  |  |  | 357.09 |  | 254.8789 | 254.8789 | 0 | 357.09 | checked
128635 | remove | TEC Number 5535950 12" x 20" | 0 | 0 | 1.46 |  |  |  | 133.49 |  | 133.49 | 133.49 | 0 | 133.49 | checked
130562 | install | 1ø TEC Number 5535960 17" x 30" | 119.32 | 24.6515 | 2.79 |  |  |  | 398.85 |  | 254.8785 | 254.8785 | 0 | 398.85 | checked
126795 | remove | TEC Number 5535960 17" x 30" | 0 | 0 | 1.46 |  |  |  | 133.49 |  | 133.49 | 133.49 | 0 | 133.49 | checked
138972 | install | 1ø TEC Number 5535940 14" x 25" | 168.33 | 34.777 | 2.79 |  |  |  | 457.99 |  | 254.883 | 254.883 | 0 | 457.99 | checked
138974 | remove | TEC Number 5535940 14" x 25" | 0 | 0 | 1.46 |  |  |  | 133.49 |  | 133.49 | 133.49 | 0 | 133.49 | checked
126788 | install | TEC Number 5535970 24" x 36" x 18" | 309.06 | 63.8518 | 3.23 |  |  |  | 668.25 |  | 295.3382 | 295.3382 | 0 | 668.25 | checked
138978 | remove | TEC Number 5535970 24" x 36" x 18" | 0 | 0 | 1.9 |  |  |  | 173.95 |  | 173.95 | 173.95 | 0 | 173.95 | checked
125940 | install | TEC Number 5535590 30" x 48" x 18" | 503.6 | 104.0438 | 3.23 |  |  |  | 902.99 |  | 295.3462 | 295.3462 | 0 | 902.99 | checked
124285 | remove | TEC Number 5535590 30" x 48" x 18" | 0 | 0 | 1.9 |  |  |  | 173.95 |  | 173.95 | 173.95 | 0 | 173.95 | checked
79842 | install | 3ø TEC Number 5535940 14" x 25" | 187.7 | 38.7788 | 3.28 |  |  |  | 525.86 |  | 299.3812 | 299.3812 | 0 | 525.86 | checked
130858 | remove | 3ø TEC Number 5535940 14" x 25" | 0 | 0 | 1.51 |  |  |  | 137.53 |  | 137.53 | 137.53 | 0 | 137.53 | checked
131981 | install | 3ø TEC Number 5535960 17" x 30" | 138.69 | 28.6534 | 3.28 |  |  |  | 466.72 |  | 299.3766 | 299.3766 | 0 | 466.72 | checked
130857 | remove | 3ø TEC Number 5535960 17" x 30" | 0 | 0 | 1.51 |  |  |  | 137.53 |  | 137.53 | 137.53 | 0 | 137.53 | checked
165580 | install | 3ø TEC Number 5535950 12" x 20" | 96.67 | 19.972 | 3.28 |  |  |  | 416.03 |  | 299.388 | 299.388 | 0 | 416.03 | checked
130852 | remove | 3ø TEC Number 5535950 12" x 20" | 0 | 0 | 1.51 |  |  |  | 137.53 |  | 137.53 | 137.53 | 0 | 137.53 | checked
130839 | install | 3ø TEC Number 5535970 24" x 36" x 18" | 328.43 | 67.8536 | 3.72 |  |  |  | 736.12 |  | 339.8364 | 339.8364 | 0 | 736.12 | checked
130860 | remove | 3ø TEC Number 5535970 24" x 36" x 18" | 0 | 0 | 1.95 |  |  |  | 177.99 |  | 177.99 | 177.99 | 0 | 177.99 | checked
130841 | install | 3ø TEC Number 5535590 30" x 48" x 18" | 522.97 | 108.0456 | 3.72 |  |  |  | 970.86 |  | 339.8444 | 339.8444 | 0 | 970.86 | checked
130861 | remove | 3ø TEC Number 5535590 30" x 48" x 18" | 0 | 0 | 1.95 |  |  |  | 177.99 |  | 177.99 | 177.99 | 0 | 177.99 | checked
308760 | install | 1ø TEC No. 5535500 12" x 20" Above Ground | 164.73 | 34.0332 | 2.79 |  |  |  | 453.65 |  | 254.8868 | 254.8868 | 0 | 453.65 | checked
308756 | remove | 1ø TEC No. 5535500 12" x 20" Above Ground | 0 | 0 | 1.33 |  |  |  | 126.8 |  | 126.8 | 126.8 | 0 | 126.8 | checked
358921 | install | 3ø TEC No. 5535500 12" x 20" Above Ground | 184.1 | 38.0351 | 3.28 |  |  |  | 521.52 |  | 299.3849 | 299.3849 | 0 | 521.52 | checked
358924 | remove | 3ø TEC No. 5535500 12" x 20" Above Ground | 0 | 0 | 1.33 |  |  |  | 128.62 |  | 128.62 | 128.62 | 0 | 128.62 | checked
13209 | install | 1ø TEC No. 5535510 17" x 30" Above Ground | 242.53 | 50.1067 | 2.79 |  |  |  | 547.52 |  | 254.8833 | 254.8833 | 0 | 547.52 | checked
13208 | remove | 1ø TEC No. 5535510 17" x 30" Above Ground | 0 | 0 | 1.46 |  |  |  | 133.49 |  | 133.49 | 133.49 | 0 | 133.49 | checked
13210 | install | 3ø TEC No. 5535510 17" x 30" Above Ground | 261.9 | 54.1085 | 3.28 |  |  |  | 615.39 |  | 299.3815 | 299.3815 | 0 | 615.39 | checked
13211 | remove | 3ø TEC No. 5535510 17" x 30" Above Ground | 0 | 0 | 1.51 |  |  |  | 137.53 |  | 137.53 | 137.53 | 0 | 137.53 | checked
Secondary
Cabinet
Work | Install |  |  | (Material |  |  |  |  | Work |  | TEC | TEC | TEC | Total
Request | or |  |  | Handling) | TEC | TEC |  | Contractor | Request |  | Labor | Labor | Labor | Installation
Number | Remove | Secondary Cabinet Description | Material | Overhead | Labor | Overhead | Vehicle | Labor | Total |  | Only | with factor | adder | Cost
167940 | install | One TEC Number 5530100 & pad 2001015 | 6842.46 | 1413.6522 |  |  |  |  | 8862.98 |  | 606.8678 | 606.8678 | 0 | 8862.98 | checked
168907 | remove | One TEC Number 5530100 & pad 2001015 | [6 empty] | 303.44 |  | 303.44 | 303.44 | 0 | 303.44 | checked
168910 | install | Two TEC Number 5530100 & 2 pads 2001015 | 9325.95 | 1926.7413 |  |  |  |  | 12466.43 |  | 1213.7387 | 1213.7387 | 0 | 12466.43 | checked
168925 | remove | Two TEC Number 5530100 & 2 pads 2001015 | [6 empty] | 606.88 |  | 606.88 | 606.88 | 0 | 606.88 | checked
Labor Only | install | Concrete Pad GR&S UG 6-17 | [5 empty] | 1075.3917
Labor Only | install | Concrete Pad GR&S UG 6-20 | [5 empty] | 191.3992
| install | 2 Concrete Pads, GR&S UG 12-26, pg 2 of 2 | [5 empty] | 382.7984 |  | <==== Contact conduit coordinators about this missing number
Handhole
Work | Raise |  |  | (Material |  |  |  |  | Work |  | TEC | TEC | TEC | Total
Request | or |  |  | Handling) | TEC | TEC |  | Contractor | Request |  | Labor | Labor | Labor | Installation
Number | Lower | Handholes Description | Material | Overhead | Labor | Overhead | Vehicle | Labor | Total |  | Only | with factor | adder | Cost
131957 | Raise or Lower | TEC Number 5531950 9" x 10" x 13" | 0 | 0 | 2.66 |  |  |  | 242.74 |  | 242.74 | 242.74 | 0 | 242.74 | checked
131975 | Raise or Lower | TEC Number 5531980 11" x 15" | 0 | 0 | 2.66 |  |  |  | 242.74 |  | 242.74 | 242.74 | 0 | 242.74 | checked
131976 | Raise or Lower | TEC Number 5535900 10" x 13" | 0 | 0 | 2.66 |  |  |  | 242.74 |  | 242.74 | 242.74 | 0 | 242.74 | checked
131977 | Raise or Lower | TEC Number 5535950 12" x 20" | 0 | 0 | 2.66 |  |  |  | 242.74 |  | 242.74 | 242.74 | 0 | 242.74 | checked
139017 | Raise or Lower | TEC Number 5535960 17" x 30" | 0 | 0 | 2.66 |  |  |  | 242.74 |  | 242.74 | 242.74 | 0 | 242.74 | checked
131978 | Raise or Lower | TEC Number 5535940 14" x 25" | 0 | 0 | 2.66 |  |  |  | 242.74 |  | 242.74 | 242.74 | 0 | 242.74 | checked
131979 | Raise or Lower | TEC Number 5535970 24" x 36" x 18" | 0 | 0 | 3.55 |  |  |  | 323.65 |  | 323.65 | 323.65 | 0 | 323.65 | checked
131980 | Raise or Lower | TEC Number 5535590 30" x 48" x 18" | 0 | 0 | 3.55 |  |  |  | 323.65 |  | 323.65 | 323.65 | 0 | 323.65 | checked
308754 | Raise or Lower | 1ø TEC No. 5535500 12" x 20" Above Ground | 0 | 0 | 2.66 |  |  |  | 242.74 |  | 242.74 | 242.74 | 0 | 242.74 | checked
13282 | Raise or Lower | 1ø TEC No. 5535510 17" x 30" Above Ground | 0 | 0 | 2.66 |  |  |  | 242.74 |  | 242.74 | 242.74 | 0 | 242.74 | checked
Change crabs only
581318 | install | Single phase 3 INSBUS350/6 | 35.89 | 7.4149 | 1.46 |  |  |  | 176.81 |  | 133.5051 | 133.5051 | 0 | 176.81 | checked
581324 | remove | Single phase 3 INSBUS350/6 | 0 | 0 | 0.13 |  |  |  | 12.12 |  | 12.12 | 12.12 | 0 | 12.12 | checked
581327 | install | Three phase 4 INSBUS350/6 | 47.85 | 9.8858 | 1.95 |  |  |  | 235.75 |  | 178.0142 | 178.0142 | 0 | 235.75 | checked
583305 | remove | Three phase 4 INSBUS350/6 | 0 | 0 | 0.18 |  |  |  | 16.16 |  | 16.16 | 16.16 | 0 | 16.16 | checked
Link to SDRateSummary Page
Temporary Rates
Base |  |  |  |  | Install Acct | Remove Acct
Charge | Cost/unit | Underground Temporary service |  |  | Precentages | Precentages
| 548.77 | Install and remove handhole 10 X 13, /handhole (not a differential) |  |  | 0.75675 | 0.24325 |  | checked
| 490.58 | Install and remove handhole 12 X 20, /handhole (not a differential) |  |  | 0.72789 | 0.27211 |  | checked
| 532.34 | Install and remove handhole 17 X 30, /handhole (not a differential) |  |  | 0.74924 | 0.25076 |  | checked
| 591.48 | Install and remove handhole 14 X 25, /handhole (not a differential) |  |  | 0.77431 | 0.22569 |  | checked
| 842.2 | Install and remove handhole 24 X 36 X 18, /handhole (not a differential) |  |  | 0.79346 | 0.20654 |  | checked
| 1076.94 | Install and remove handhole 30 X 48 X 18, /handhole (not a differential) |  |  | 0.83848 | 0.16152 |  | checked
| 580.45 | Install and remove above ground handhole 12 X 20, /handhole (not a differential) |  |  | 0.78155 | 0.21845 |  | checked
| 681.01 | Install and remove above ground handhole 17 X 30, /handhole (not a differential) |  |  | 0.80398 | 0.19602 |  | checked
|  |  | Use Average ===> |  | 0.77821 | 0.22179 |  | checked
UG 1ø Service from OH Source | [5 empty] | Accounting Percentage
1ø Pad-Mounted Transformers | [5 empty] | conduit | cable
| Cost/hh | 1ø Handhole & connectors (ONLY) for UG Secondary |  |  |  | 366 | 367
| 415.28 | 1ø secondary with 10" x 13" handhole (not a differential) |  |  | checked |  |  |  | checked
| 357.09 | 1ø secondary with 12" x 20" handhole (not a differential) |  |  | checked |  |  |  | checked
| 398.85 | 1ø secondary with 17" x 30" handhole (not a differential) |  |  | checked |  |  |  | checked
| 457.99 | 1ø secondary with 14" x 25" handhole (not a differential) |  |  | checked | 1 | 0 |  | checked
| 668.25 | 1ø secondary with 24" x 36" x 18" handhole (not a differential) |  |  | checked |  |  |  | checked
| 902.99 | 1ø secondary with 30" x 48" x 18" handhole (not a differential) |  |  | checked |  |  |  | checked
| 453.65 | 1ø secondary with 12" x 20" above ground handhole (not a differential) |  |  | checked |  |  |  | checked
| 547.52 | 1ø secondary with 17" x 30" above ground handhole, /handhole (not a differential) |  |  | checked |  |  |  | checked
| Cost/unit | 1ø UG Secondary or UG service & handhole at the base of the pole
On UG Cable from OH worksheet |  | 2/0, 4/0, or 500 kcmil 14" X 25"
UG 3ø Service From An OH Source | [5 empty] | Accounting Percentage
3ø Pad-Mounted Transformers | [5 empty] | conduit | cable
| Cost/hh | 3ø UG Handhole & connectors (ONLY) for UG service |  |  |  | 366 | 367
| 466.72 | 3ø secondary with 17" x 30" handhole (not a differential) |  |  | checked |  |  |  | checked
| 615.39 | 3ø secondary with above ground handhole 17 X 30, /handhole (not a differential)
| 525.86 | 3ø secondary with 14" x 25" handhole (not a differential) |  |  | checked |  |  |  | checked
| 736.12 | 3ø secondary with 24" x 36" x 18" handhole (not a differential) |  |  | checked | 1 | 0 |  | checked
| 970.86 | 3ø secondary with 30" x 48" x 18" handhole (not a differential) |  |  | checked |  |  |  | checked
| 521.52 | 3ø secondary with 12" x 20" above ground handhole (not a differential) |  |  | checked |  |  |  | checked
| 615.39 | 3ø secondary with 17" x 30" above ground handhole (not a differential) |  |  | checked |  |  |  | checked
3ø UG Secondary cable or UG service cable down an
| Charge | existing pole to a handhole at the base of the pole
| 9054.3792 | Secondary cabinet, UG GR&S 12-26, /unit (not a differential) |  |  |  | checked
On UG Cable from OH worksheet |  | Single run of 2/0, 4/0, or 500 kcmil 14" X 25" or 17" X 30"
On UG Cable from OH worksheet |  | Parallel run of 500 kcmil AL
Subdivision Rates |  |  |  |  | Install Acct | Remove Acct | Accounting Percentage
[5 empty] | Precentages | Precentages | conduit | cable
| Cost/hh | 1ø Handholes |  |  | 366 | 366 | 366 | 367
checked | 415.28 | Install handhole 10x13 (includes crabs) | [6 empty] | checked
checked | 357.09 | Install handhole for construction pole (includes crabs, install only) 12" X 20" | [6 empty] | checked
checked | 398.85 | Install handhole 17x30 (includes crabs) | [6 empty] | checked
checked | 457.99 | Install handhole 14x25 (includes crabs) |  |  |  |  | 1 | 0 | checked
checked | 668.25 | Install handhole 24x36x18 (includes crabs) | [6 empty] | checked
checked | 902.99 | Install handhole 30x48x18 (includes crabs) | [6 empty] | checked
checked | 453.65 | Install above ground handhole 12x20 (includes crabs) | [6 empty] | checked
checked | 547.52 | Install above ground handhole 17x30 (includes crabs) | [6 empty] | checked
checked | 548.77 | Replace handhole 10x13 (includes crabs) | Use the | [5 empty] | checked
checked | 490.58 | Replace handhole 12x20 (includes crabs) | average | [5 empty] | checked
checked | 532.34 | Replace handhole 17x30 (includes crabs) | of all | [5 empty] | checked
checked | 591.48 | Replace handhole 14x25 (includes crabs) | for the | [5 empty] | checked
checked | 842.2 | Replace handhole 24x36x18 (includes crabs) | accounting | [5 empty] | checked
checked | 1076.94 | Replace handhole 30x48x18 (includes crabs) | percentage | [5 empty] | checked
checked | 580.45 | Replace above ground handhole 12x20 (includes crabs) | [6 empty] | checked
checked | 681.01 | Replace above ground handhole 17x30 (includes crabs) | [6 empty] | checked
|  |  | Accting percentages ===> |  | 0.77821 | 0.22179
|  |  | Inspector & | Inspector & | Contractor
|  |  | Engineer time | Engineer cost | Cost
checked | 103.0394 | Relocate handhole | 0.5 | 80.21 | 62.9344 |  |  |  | checked
Pad-Mounted Transformers
checked | 9496.3754 | Secondary cabinet & concrete pad only(must add wire and conduit) | [6 empty] | checked
Link to TECSummary Page
Accounting Percentages
|  | Handholes & Secondary | Installation | Removal | Raise | Lower | Temporary | Overhead | Differential | Replace |  | Raise or Lower
|  | Cabinet Description | Cost | Cost | Cost | Cost | Cost | Equivalent | Cost | Install | Remove | Install | Remove
|  | 1ø TEC No. 5531950 9" x 10" x 13" | 306.39 | 133.49 | 242.74 | 242.74 | 397.19 | None | 306.39 | 0.69653 | 0.30347 | 0.5 | 0.5
|  | 1ø TEC No. 5531980 11" x 15" | 326.61 | 133.49 | 242.74 | 242.74 | 400.65 | None | 326.61 | 0.70987 | 0.29013 | 0.5 | 0.5
|  | 1ø TEC No. 5535900 10" x 13" | 415.28 | 133.49 | 242.74 | 242.74 | 415.83 | None | 415.28 | 0.75675 | 0.24325 | 0.5 | 0.5
|  | 1ø TEC No. 5535950 12" x 20" | 357.09 | 133.49 | 242.74 | 242.74 | 405.87 | None | 357.09 | 0.72789 | 0.27211 | 0.5 | 0.5
|  | 1ø TEC No. 5535960 17" x 30" | 398.85 | 133.49 | 242.74 | 242.74 | 413.02 | None | 398.85 | 0.74924 | 0.25076 | 0.5 | 0.5
|  | 1ø TEC No. 5535940 14" x 25" | 457.99 | 133.49 | 242.74 | 242.74 | 423.15 | None | 457.99 | 0.77431 | 0.22569 | 0.5 | 0.5
|  | 1ø TEC No. 5535970 24" x 36" x 18" | 668.25 | 173.95 | 323.65 | 323.65 | 533.14 | None | 668.25 | 0.79346 | 0.20654 | 0.5 | 0.5
|  | 1ø TEC No. 5535590 30" x 48" x 18" | 902.99 | 173.95 | 323.65 | 323.65 | 573.34 | None | 902.99 | 0.83848 | 0.16152 | 0.5 | 0.5
|  | 1ø TEC No. 5535500 12" x 20" Above Ground | 453.65 | 126.8 | 242.74 | 242.74 | 415.72 | None | 453.65 | 0.78155 | 0.21845 | 0.5 | 0.5
|  | 1ø TEC No. 5535510 17" x 30" Above Ground | 547.52 | 133.49 | 242.74 | 242.74 | 681.01 | None | 547.52 | 0.80398 | 0.19602 | 0.5 | 0.5
|  | 3ø TEC No. 5535950 12" x 20" | 416.03 | 137.53 | 242.74 | 242.74 | 456.89 | None | 416.03 | 0.75155 | 0.24845 | 0.5 | 0.5
|  | 3ø TEC No. 5535960 17" x 30" | 466.72 | 137.53 | 242.74 | 242.74 | 465.56 | None | 466.72 | 0.7724 | 0.2276 | 0.5 | 0.5
|  | 3ø TEC No. 5535940 14" x 25" | 525.86 | 137.53 | 242.74 | 242.74 | 475.69 | None | 525.86 | 0.79269 | 0.20731 | 0.5 | 0.5
|  | 3ø TEC No. 5535970 24" x 36" x 18" | 736.12 | 177.99 | 323.65 | 323.65 | 585.68 | None | 736.12 | 0.80529 | 0.19471 | 0.5 | 0.5
|  | 3ø TEC No. 5535590 30" x 48" x 18" | 970.86 | 177.99 | 323.65 | 323.65 | 625.88 | None | 970.86 | 0.84507 | 0.15493 | 0.5 | 0.5
|  | One Secondary Cabinet with Pad GR&S 6-17 | 9938.3717 | 303.44 | - | - | 3399.3517 | None | 9938.3717
|  | One Secondary Cabinet with Pad GR&S 6-20 | 9054.3792 | 303.44 | - | - | 2515.3592 | None | 9054.3792
|  | Two Secondary Cabinets with Concrete Pad | 12849.2284 | 606.88 | - | - | 4130.1584 | None | 12849.2284
[9 empty] | 1ø ===> | 0.75867 | 0.24133
[9 empty] | 3ø ===> | 0.7934 | 0.2066

## Credits
2009-01-01 | <===== Month and year that this file was last updated.
Legend
Green highlighting indicates an input area. This is where updated information should be entered.
Yellow highlighting indicates area where there is a link.
Peach highlighting indicates area where there are formulas.
Lilac highligting indicates checked Work Request for correct CU's, contractors cost and quantities.
Credit for Customer installation of conduit system
Assumptions: | When a customer wants credit to install our conduit system, the customer must install the entire system. If there are pullboxes, manholes, or equipment concrete pads the customer
must install them, as well as the conduit. A customer may not pick and choose which parts he wants to install. When a Customer installs our conduit, he becomes our contractor.
Tampa Electric provides all the material, the Customer installs it, and we inspect his work. TEC pays the Customer at the same rate we pay our contractor to dig the ditch, install the
conduit, and install the pull tape -to do what ever needs to be done. We subtract our inspection cost. The amount we pay the Customer to install the conduit system shows as
a credit on our estimate of charges.
Customers are not allowed to install equipment on TEC poles. Underground service from an overhead source requires the conduit and cable on the pole to be installed by TEC or
TEC's qualified contractor, not the customer. For that reason the credits given to the customer are the same whether the conduit is installed from an overhead source or an
underground source. The credits given to the customer are credit for conduit installed from an underground source.
The Field Conduit Coordinators have complained for years that we have been paying too high a credit.
It is because the old credits were 50% hand trench plus 50% machine trench.
Service Trenching & Conduit (Service Contractor Labor Costs)- NOT URD
Assumptions: | Using hand trench and machine trench for credits.
[8 empty] | Machine | Hand
[6 empty] | Machine | Hand | Trench | Trench
[6 empty] | Trench | Trench | Credit | Credit
|  | checked | 3 phase or single phase no difference ?? | Total | TEC | Credit | Credit | Given to | Given to
|  |  |  | Contractor | Inspector | Given to | Given to | Customer | Customer
|  |  |  | Labor | Labor & | Customer | Customer | who installs | who installs
|  |  |  | Cost | Vehicle | who installs | who installs | our conduit | our conduit | Contractor
|  |  |  | to TEC | Cost | our conduit | our conduit | and cable | and cable | Labor
| Description |  |  | per foot | per foot | per foot | per foot | per foot | per foot | per unit
Credit to machine trench and install 2", 3" or 4" CONDUIT ONLY on private property |  |  |  | 5.7465 | 1.0695 | 4.677
Credit to hand trench and install 2", 3" or 4" CONDUIT ONLY on private property |  |  |  | 7.2966 | 1.0695 |  | 6.2271
Credit to machine trench and install 2", 3" or 4" CONDUIT ONLY in ROW or easement 36" cover |  |  |  | 6.6917 | 1.0695 | 5.6222
Credit to hand trench and install 2", 3" or 4" CONDUIT ONLY in ROW or easement 36" cover |  |  |  | 9.2877 | 1.0695 |  | 8.2182
Credit to machine trench and install 2/0 or 4/0 cable in conduit from OH on private property |  |  |  | See the red note enclosed in the box above at cells D20 thru N22.
Credit to hand trench and install 2/0 or 4/0 cable in conduit from OH on private property |  |  |  | See the red note enclosed in the box above at cells D20 thru N22.
Credit to machine trench and install 2/0 or 4/0 cable in conduit from OH in ROW or easement 36" cover |  |  |  | See the red note enclosed in the box above at cells D20 thru N22.
Credit to hand trench and install 2/0 or 4/0 cable in conduit from OH in ROW or easement 36" cover |  |  |  | See the red note enclosed in the box above at cells D20 thru N22.
Credit to machine trench and install 2/0 or 4/0 cable in conduit from UG on private property |  |  |  | 7.725 | 1.0695 |  |  | 6.6556
Credit to hand trench and install 2/0 or 4/0 cable in conduit from UG on private property |  |  |  | 9.9304 | 1.0695 |  |  |  | 8.8609
Credit to machine trench and install 2/0 or 4/0 cable in conduit from UG in ROW or easement 36" cover |  |  |  | 8.7584 | 1.0695 |  |  | 7.6889
Credit to hand trench and install 2/0 or 4/0 cable in conduit from UG in ROW or easement 36" cover |  |  |  | 11.2536 | 1.0695 |  |  |  | 10.1841
Credit to machine trench and install 500 cable in conduit from OH |  |  |  | See the red note enclosed in the box above at cells D20 thru N22.
Credit to hand trench and install 500 cable in conduit from OH |  |  |  | See the red note enclosed in the box above at cells D20 thru N22.
Credit to machine trench and install 500 cable in conduit from UG |  |  |  | 9.6531 | 1.0695 |  |  | 8.5837
Credit to hand trench and install 500 cable in conduit from UG |  |  |  | 12.4382 | 1.0695 |  |  |  | 11.3687
Credit to machine trench and install parallel 2", 3" or 4" CONDUIT ONLY |  |  |  |  | 1.0695 | #VALUE!
Credit to hand trench and install parallel 2", 3" or 4" CONDUIT ONLY |  |  |  |  | 1.0695 |  | #VALUE!
Credit to machine trench and install parallel service conduits with 2/0 or 4/0 cable from an UG source |  |  |  | 12.665 | 1.0695 | 11.5955
Credit to hand trench and install parallel service conduits with 2/0 or 4/0 cable from an UG source |  |  |  | 14.8704 | 1.0695 |  | 13.8009
Credit to machine trench and install parallel service conduits with 500 cable from an UG source |  |  |  | 16.8615 | 1.0695 | 15.792
Credit to hand trench and install parallel service conduits with 500 cable from an UG source |  |  |  | 19.6465 | 1.0695 |  | 18.5771
Credit to install or replace any size handhole | [9 empty] | 62.9344
Link to Summary Page
UG 3ø Service From An OH Source
| Cost/Ft | 3ø UG Secondary or UG service labor credits for customer installation from OH source
| 4.677 | Credit for 2, 3, or 4 inch conduit, machine trench, private property, /ft (not a differential) | [5 empty] | checked
| 6.2271 | Credit for 2, 3, or 4 inch conduit, hand trench, private property, /ft (not a differential) | [5 empty] | checked
| 5.6222 | Credit for 2, 3, or 4 inch conduit, machine trench, in easement, 36" cover, /ft (not a differential) | [5 empty] | checked
| 8.2182 | Credit for 2, 3, or 4 inch conduit, hand trench, in easement, 36" cover, /ft (not a differential) | [5 empty] | checked
| 6.6556 | Credit for 2" or 3" conduit, machine trench, & 2/0 or 4/0 cable, private property, /ft (not a differential) | [5 empty] | checked
| 8.8609 | Credit for 2" or 3" conduit, hand trench, & 2/0 or 4/0 cable, private property, /ft (not a differential) | [5 empty] | checked
| 7.6889 | Credit for 2" or 3" conduit, machine trench, & 2/0 or 4/0 cable, in easement, 36" cover, /ft (not a differential) | [5 empty] | checked
| 10.1841 | Credit for 2" or 3" conduit, hand trench, & 2/0 or 4/0 cable, in easement, 36" cover, /ft (not a differential) | [5 empty] | checked
| 8.5837 | Credit for 4" conduit, machine trench, & 500 cable installation, /ft (not a differential) | [5 empty] | checked
| 11.3687 | Credit for 4" conduit, hand trench, & 500 cable installation, /ft (not a differential) | [5 empty] | checked
| 11.5955 | Credit for machine trench, & parallel conduits with 2/0 or 4/0 cable, /ft (not a differential) | [5 empty] | checked
| 13.8009 | Credit for hand trench, & parallel conduits with 2/0 or 4/0 cable, /ft (not a differential) | [5 empty] | checked
| 15.792 | Credit for machine trench, & parallel conduits with 500 cable installation, /ft (not a differential) | [5 empty] | checked
| 18.5771 | Credit for hand trench, & parallel conduits with 500 cable installation, /ft (not a differential) | [5 empty] | checked
| 62.9344 | Credit for installing any size a 1ø handhole (not a differential) | [5 empty] | checked
1ø Pad-Mounted Transformers
1ø UG Secondary or UG service labor credits for customer installation from UG source
| 4.677 | Credit for 2, 3, or 4 inch conduit, machine trench, private property, /ft (not a differential) | [5 empty] | checked
| 6.2271 | Credit for 2, 3, or 4 inch conduit, hand trench, private property, /ft (not a differential) | [5 empty] | checked
| 5.6222 | Credit for 2, 3, or 4 inch conduit, machine trench, in easement, 36" cover, /ft (not a differential) | [5 empty] | checked
| 8.2182 | Credit for 2, 3, or 4 inch conduit, hand trench, in easement, 36" cover, /ft (not a differential) | [5 empty] | checked
| 6.6556 | Credit for 2" or 3" conduit, machine trench, & 2/0 or 4/0 cable, private property, /ft (not a differential) | [5 empty] | checked
| 8.8609 | Credit for 2" or 3" conduit, hand trench, & 2/0 or 4/0 cable, private property, /ft (not a differential) | [5 empty] | checked
| 7.6889 | Credit for 2" or 3" conduit, machine trench, & 2/0 or 4/0 cable, in easement, 36" cover, /ft (not a differential) | [5 empty] | checked
| 10.1841 | Credit for 2" or 3" conduit, hand trench, & 2/0 or 4/0 cable, in easement, 36" cover, /ft (not a differential) | [5 empty] | checked
| 8.5837 | Credit for 4" conduit, machine trench, & 500 cable installation, /ft (not a differential) | [5 empty] | checked
| 11.3687 | Credit for 4" conduit, hand trench, & 500 cable installation, /ft (not a differential) | [5 empty] | checked
| 11.5955 | Credit for machine trench, & parallel conduits with 2/0 or 4/0 cable, /ft (not a differential) | [5 empty] | checked
| 13.8009 | Credit for hand trench, & parallel conduits with 2/0 or 4/0 cable, /ft (not a differential) | [5 empty] | checked
| 15.792 | Credit for machine trench, & parallel conduits with 500 cable installation, /ft (not a differential) | [5 empty] | checked
| 18.5771 | Credit for hand trench, & parallel conduits with 500 cable installation, /ft (not a differential) | [5 empty] | checked
| 62.9344 | Credit for installing any size a 1ø handhole (not a differential) | [5 empty] | checked
3ø Pad-Mounted Transformers
|  | 3ø UG Secondary or UG service labor credits for customer installation from UG source | [5 empty] | checked
| 4.677 | Credit for 2, 3, or 4 inch conduit, machine trench, private property, /ft (not a differential) | [5 empty] | checked
| 6.2271 | Credit for 2, 3, or 4 inch conduit, hand trench, private property, /ft (not a differential) | [5 empty] | checked
| 5.6222 | Credit for 2, 3, or 4 inch conduit, machine trench, in easement, 36" cover, /ft (not a differential) | [5 empty] | checked
| 8.2182 | Credit for 2, 3, or 4 inch conduit, hand trench, in easement, 36" cover, /ft (not a differential) | [5 empty] | checked
| 6.6556 | Credit for 2" or 3" conduit, machine trench, & 2/0 or 4/0 cable, private property, /ft (not a differential) | [5 empty] | checked
| 8.8609 | Credit for 2" or 3" conduit, hand trench, & 2/0 or 4/0 cable, private property, /ft (not a differential) | [5 empty] | checked
| 7.6889 | Credit for 2" or 3" conduit, machine trench, & 2/0 or 4/0 cable, in easement, 36" cover, /ft (not a differential) | [5 empty] | checked
| 10.1841 | Credit for 2" or 3" conduit, hand trench, & 2/0 or 4/0 cable, in easement, 36" cover, /ft (not a differential) | [5 empty] | checked
| 8.5837 | Credit for 4" conduit, machine trench, & 500 cable installation, /ft (not a differential) | [5 empty] | checked
| 11.3687 | Credit for 4" conduit, hand trench, & 500 cable installation, /ft (not a differential) | [5 empty] | checked
| 11.5955 | Credit for machine trench, & parallel conduits with 2/0 or 4/0 cable, /ft (not a differential) | [5 empty] | checked
| 13.8009 | Credit for hand trench, & parallel conduits with 2/0 or 4/0 cable, /ft (not a differential) | [5 empty] | checked
| 15.792 | Credit for machine trench, & parallel conduits with 500 cable installation, /ft (not a differential) | [5 empty] | checked
| 18.5771 | Credit for hand trench, & parallel conduits with 500 cable installation, /ft (not a differential) | [5 empty] | checked
| 62.9344 | Credit for installing any size a 1ø handhole (not a differential) | [5 empty] | checked

## Conversions
CONVERSIONS of 1Ø & 3Ø OH Services to UG Services
Assumptions: | The "Conversion" cost is the sum of:
1) the cost to remove whatever overhead facilities exist
2) the cost of the remaining book value for those overhead facilities.
After paying the cost to remove and the book value, the Customer essentially becomes a new
Customer and is charged the differential cost for his new underground service. The OH Service
Cable Removal Cost and the Handy Whitman depreciation tables below are used to calculate
the Conversion Cost. The total cost for a customer to convert his overhead service to
underground is the applicable Differential Cost for the new underground service plus the
conversion cost.
There are two tool kit costs for conversion. One cost is for a service drop only, representing an
"average length" service. The other cost is for a service drop requiring a service pole, representing
an average "long" service.
1) the cost to remove whatever overhead facilities exist
| Install |  |  | TEC | TEC | TEC | TEC Total | % | Contractor Total | % | Total |  | System
Work | or |  | Total | Labor | Labor | Labor | Installation | Done | Installation | Done By | Installation | System | Average | Poles | Service
Request # | Remove | Description | Cost | Only | with factor | adder | Cost | By TEC | Cost | Contractor | Cost | % | Cost | 364 | 369
122424 | remove | 1Ø - #2 AWG Triplex - 101 ft | 45.2 | 45.2 | 45.2 | 0 | 45.2 | 60% | 28.3721 | 40% | 38.4688 | 10% | 3.8469
122449 | remove | 1Ø - 2/0 AWG Triplex - 101 ft | 45.2 | 45.2 | 45.2 | 0 | 45.2 | 60% | 28.3721 | 40% | 38.4688 | 70% | 26.9282
122462 | remove | 1Ø - 4/0 AWG Triplex - 101 ft | 45.2 | 45.2 | 45.2 | 0 | 45.2 | 60% | 28.3721 | 40% | 38.4688 | 20% | 7.6938
|  | System Average cost to remove average length 1ø service | [10 empty] | 38.4688 |  | 38.4688
130862 | remove | 1Ø - #2 AWG Triplex - 150 ft | 45.88 | 45.88 | 45.88 | 0 | 45.88 | 60% | 28.7155 | 40% | 39.0142 | 10% | 3.9014
130864 | remove | 1Ø - 2/0 AWG Triplex - 150 ft | 45.88 | 45.88 | 45.88 | 0 | 45.88 | 60% | 28.7155 | 40% | 39.0142 | 70% | 27.3099
130866 | remove | 1Ø - 4/0 AWG Triplex - 150 ft | 45.88 | 45.88 | 45.88 | 0 | 45.88 | 60% | 28.7155 | 40% | 39.0142 | 20% | 7.8028
122793 | remove | Accessible 30' wood pole, drive hook | 72.82 | 72.82 | 72.82 | 0 | 72.82 | 60% | 45.8953 | 40% | 62.0501 | 50% | 31.0251
126720 | remove | Accessible 35' wood pole, drive hook | 72.82 | 72.82 | 72.82 | 0 | 72.82 | 60% | 45.8953 | 40% | 62.0501 | 50% | 31.0251
|  | System Average cost to remove average long 1ø service with service pole | [10 empty] | 101.0643 | 62.0501 | 39.0142
122498 | remove | 3Ø - #2 AWG Quadraplex - 101 ft | 45.2 | 45.2 | 45.2 | 0 | 45.2 | 60% | 28.3721 | 40% | 38.4688 | 10% | 3.8469
122522 | remove | 3Ø - 2/0 AWG Quadraplex - 101 ft | 45.2 | 45.2 | 45.2 | 0 | 45.2 | 60% | 28.3721 | 40% | 38.4688 | 50% | 19.2344
122723 | remove | 3Ø - 4/0 AWG Quadraplex - 101 ft | 44.95 | 44.95 | 44.95 | 0 | 44.95 | 60% | 28.1221 | 40% | 38.2188 | 40% | 15.2875
|  | System Average cost to remove average length 3ø service | [10 empty] | 38.3688 |  | 38.3688
130867 | remove | 3Ø - #2 AWG Quadraplex - 150 ft | 45.88 | 45.88 | 45.88 | 0 | 45.88 | 60% | 28.7155 | 40% | 39.0142 | 10% | 3.9014
130868 | remove | 3Ø - 2/0 AWG Quadraplex - 150 ft | 45.88 | 45.88 | 45.88 | 0 | 45.88 | 60% | 28.7155 | 40% | 39.0142 | 50% | 19.5071
165674 | remove | 3Ø - 4/0 AWG Quadraplex - 150 ft | 45.88 | 45.88 | 45.88 | 0 | 45.88 | 60% | 28.7155 | 40% | 39.0142 | 40% | 15.6057
122793 | remove | Accessible 30' wood pole, drive hook | 72.82 | 72.82 | 72.82 | 0 | 72.82 | 60% | 45.8953 | 40% | 62.0501 | 50% | 31.0251
126720 | remove | Accessible 35' wood pole, drive hook | 72.82 | 72.82 | 72.82 | 0 | 72.82 | 60% | 45.8953 | 40% | 62.0501 | 50% | 31.0251
|  | System Average cost to remove average long 3ø service with service pole | [10 empty] | 101.0643 | 62.0501 | 39.0142
2) the cost of the remaining book value for those overhead facilities.
Book Value Assumptions:
|  | 1. Average depreciation | 0.036
|  | 2. Age of pole & service, yrs. | 11
|  | 3. Handy Whitman factor, total dist.plant, 2000/2011 | 0.54562
Book Value = (System Value Today) x (Handy Whitman Ratio) x (1 - (Std Dep. x Age))
OH Service
101 Foot | Install |  |  | Material + |  | TEC | TEC | TEC | TEC Total | % | Contractor Total | % | Total |  | System
Work | or |  |  | Material | Total | Labor | Labor | Labor | Installation | Done | Installation | Done By | Installation | System | Average | Poles | Service
Request # | Remove | Description | Material | Handling | Cost | Only | with factor | adder | Cost | By TEC | Cost | Contractor | Cost | % | Cost | 364 | 369
122413 | install | 1Ø - #2 AWG Triplex - 101 ft | 53.79 | 64.903 | 212.38 | 147.477 | 147.477 | 0 | 212.38 | 60% | 158.1941 | 40% | 190.7056 | 10% | 19.0706
122436 | install | 1Ø - 2/0 AWG Triplex - 101 ft | 85.09 | 102.6696 | 248.9 | 146.2304 | 146.2304 | 0 | 248.9 | 60% | 194.7141 | 40% | 227.2256 | 70% | 159.0579
122457 | install | 1Ø - 4/0 AWG Triplex - 101 ft | 123.99 | 149.6063 | 296.73 | 147.1237 | 147.1237 | 0 | 296.73 | 60% | 242.5441 | 40% | 275.0556 | 20% | 55.0111
|  | System Average cost to install average length 1ø service | [12 empty] | 233.1396
|  | Book Value for average length 1ø service | [12 empty] | 76.8318 |  | 76.8318
126650 | install | 1Ø - #2 AWG Triplex - 150 ft | 95.97 | 115.7974 | 262.82 | 147.0226 | 147.0226 | 0 | 262.82 | 60% | 208.2975 | 40% | 241.011 | 10% | 24.1011
125908 | install | 1Ø - 2/0 AWG Triplex - 150 ft | 155.66 | 187.8194 | 334.84 | 147.0206 | 147.0206 | 0 | 334.84 | 60% | 280.3175 | 40% | 313.031 | 70% | 219.1217
110478 | install | 1Ø - 4/0 AWG Triplex - 150 ft | 231.09 | 278.8332 | 425.85 | 147.0168 | 147.0168 | 0 | 425.85 | 60% | 371.3275 | 40% | 404.041 | 20% | 80.8082
122771 | install | Accessible 30' wood pole, drive hook | 81.38 | 98.1931 | 345.33 | 247.1369 | 247.1369 | 0 | 345.33 | 60% | 254.1226 | 40% | 308.8471 | 25% | 77.2118
126723 | install | 30' wood pole 5210300, cable spacer | 90.43 | 109.1128 | 445.62 | 336.5072 | 336.5072 | 0 | 445.62 | 60% | 321.4299 | 40% | 395.944 | 25% | 98.986
126721 | install | Accessible 35' wood pole, drive hook | 153.06 | 184.6822 | 521.19 | 336.5078 | 336.5078 | 0 | 521.19 | 60% | 396.9999 | 40% | 471.514 | 50% | 235.757
105967 |  | Haul pole to job site |  |  | 300.94 | 300.94 | 300.94 | 0 | 300.94 | 60% | 189.8757 | 40% | 256.5143 | 100% | 256.5143
|  | System Average cost to install average long 1ø service with service pole | [12 empty] | 992.5 | 668.469 | 324.031
|  | Book Value for average long 1ø service with service pole | [12 empty] | 327.0811 | 220.2958 | 106.7853
122477 | install | 3Ø - #2 AWG Quadraplex - 101 ft | 77.02 | 92.9323 | 239.28 | 146.3477 | 146.3477 | 0 | 239.28 | 60% | 185.0941 | 40% | 217.6056 | 10% | 21.7606
122515 | install | 3Ø - 2/0 AWG Quadraplex - 101 ft | 118.63 | 143.139 | 289.48 | 146.341 | 146.341 | 0 | 289.48 | 60% | 235.2941 | 40% | 267.8056 | 50% | 133.9028
122719 | install | 3Ø - 4/0 AWG Quadraplex - 101 ft | 115.55 | 139.4226 | 285.51 | 146.0874 | 146.0874 | 0 | 285.51 | 60% | 231.3241 | 40% | 263.8356 | 40% | 105.5343
|  | System Average cost to install average length 3ø service | [12 empty] | 261.1976 |  | 261.1976
|  | Book Value for average length 3ø service | [12 empty] | 86.0784 | 0 | 86.0784
123514 | install | 3Ø - #2 AWG Quadraplex - 150 ft | 138.92 | 167.6209 | 314.64 | 147.0191 | 147.0191 | 0 | 314.64 | 60% | 260.1175 | 40% | 292.831 | 10% | 29.2831
125903 | install | 3Ø - 2/0 AWG Quadraplex - 150 ft | 220.97 | 266.6224 | 413.64 | 147.0176 | 147.0176 | 0 | 413.64 | 60% | 359.1175 | 40% | 391.831 | 50% | 195.9155
125904 | install | 3Ø - 4/0 AWG Quadraplex - 150 ft | 313.21 | 377.9192 | 524.93 | 147.0108 | 147.0108 | 0 | 524.93 | 60% | 470.4075 | 40% | 503.121 | 40% | 201.2484
122771 | install | Accessible 30' wood pole, drive hook | 81.38 | 98.1931 | 345.33 | 247.1369 | 247.1369 | 0 | 345.33 | 60% | 254.1226 | 40% | 308.8471 | 25% | 77.2118
126723 | install | 30' wood pole 5210300, cable spacer | 90.43 | 109.1128 | 445.62 | 336.5072 | 336.5072 | 0 | 445.62 | 60% | 321.4299 | 40% | 395.944 | 25% | 98.986
126721 | install | Accessible 35' wood pole, drive hook | 153.06 | 184.6822 | 521.19 | 336.5078 | 336.5078 | 0 | 521.19 | 60% | 396.9999 | 40% | 471.514 | 50% | 235.757
105967 |  | Haul pole to job site |  |  | 300.94 | 300.94 | 300.94 | 0 | 300.94 | 60% | 189.8757 | 40% | 256.5143 | 100% | 256.5143
|  | System Average cost to install average long 3ø service with service pole | [12 empty] | 1094.916 | 668.469 | 426.447
|  | Book Value for average long 3ø service with service pole | [12 empty] | 360.8326 | 220.2958 | 140.5368
[5 empty] | Poles | Service | Accounting %
[5 empty] | 364 | 369 | 364 | 369
1ø Average Service - 100 ft or less(Svc without pole) = (book value + removal) |  |  |  | 115.3006 |  |  |  | 1
1ø Average Long Service- Greater than 100 ft (svc with one pole) = (book value + removal) |  |  |  | 428.1455 | 282.3459 | 145.7995 | 0.65946 | 0.34054
3ø Average Service - 100 ft or less(Svc without pole) = (book value + removal) |  |  |  | 124.4472 |  |  |  | 1
3ø Average Long Service- Greater than 100 ft (svc with one pole) = (book value + removal) |  |  |  | 461.8969 | 282.3459 | 179.551 | 0.61127 | 0.38873
* Assumptions:
1. Average depreciation
2. Age of pole & service, yrs.
3. Handy Whitman factor, total dist.plant, 1992/2003
The numbers below were filed in the last URD filing:
(See H:\Ugstuff\PSC_Filing "month year"\Secondary&Service200x.XLS - Cells ' SDRateSummary'!J1066 & J1067)
| 1ø Conversion from OH to UG service (Base Charge) |  | Cost/service |  |  | % Diff
|  |  |  | 2012 Filing | 2009 Value | % change from last filing
| 1ø Average Service - 100 ft or less(Svc without pole) = (book value + removal) |  |  | 115.3006 | 170.09 | -32.21% |  |  | overheads down
| 1ø Average Long Service- Greater than 100 ft (svc with one pole) = (book value + removal) |  |  | 428.1455 | 387.85 | 10.39% |  |  | pole haul up, pole cost up now class 4 pole

## OH Cable
2009-01-01 | <===== Month and year that this file was last updated.
Legend
Green highlighting indicates an input area. This is where updated information should be entered.
Yellow highlighting indicates area where there is a link.
Peach highlighting indicates area where there are formulas.
Lilac highligting indicates checked Work Request for correct CU's, contractors cost and quantities.
OH SECONDARY CABLE
Assumptions: | This is the full cost to install or remove overhead secondary cable.
The Base Cost frames two poles (one span) with connectors (crabs and pks11g) and pulls in cable (WIOCF).
Cost Per Foot is material and material handling only.
Installation Base Cost = labor plus overheads and vehicle cost to install equipment.
Installation Per Foot Cost = material and material handling cost to install equipment.
Removal Base Cost = labor plus overheads and vehicle cost to remove equipment.
Removal Per Foot Cost = material salvage value of removed equipment.
Temporary Base Cost = Installation Base Cost plus Removal Base Cost.
Temporary Per Foot Cost = Installation Per Foot Cost minus salvage, Removal Per Foot Cost.
OH | [8 empty] | OH |  |  |  |  | Total OH |  |  |  | OH |  | OH Secondary
Secondary | Install |  |  | (Material |  |  |  | Work | Secondary |  | TEC | TEC | TEC | Secondary | % | Contractor Total | % | Secondary |  | CIAC
Work | or |  |  | Handling) | TEC | TEC |  | Request | TE Labor |  | Labor | Labor | Labor | TE Labor | Done | Installation | Done By | Base |  | Per Foot
Request # | Remove | Description of Per Foot Cost | Material | Overhead | Labor | Overhead | Vehicle | Total | BaseCost |  | Only | with factor | adder | BaseCost | By TEC | Cost | Contractor | Total |  | Cost
122405 | install | 1Ø 1 - #2 AAAC (open secondary) 100' | 34.78 | 7.1855 | 13.23 |  |  | 1248.47 | 1206.5045 |  | 1206.5045 | 1206.5045 | 0 | 1206.5045 | 60% | 803.2031 | 40% | 1045.1839 | checked | 0.41966
122417 | remove | 1Ø 1 - #2 or 2/0 AAAC (open secondary) | 0 | 0 | 1.28 |  |  | 117.32 | 117.32 |  | 117.32 | 117.32 | 0 | 117.32 | 60% | 74.2405 | 40% | 100.0882 | checked | 0
122429 | install | 1Ø 1 - 2/0 AAAC (open secondary) 100' | 46.12 | 9.5284 | 13.23 |  |  | 1262.15 | 1206.5016 |  | 1206.5016 | 1206.5016 | 0 | 1206.5016 | 60% | 816.8831 | 40% | 1050.6542 | checked | 0.55648
122417 | remove | 1Ø 1 - #2 or 2/0 AAAC (open secondary) | 0 | 0 | 1.28 |  |  | 117.32 | 117.32 |  | 117.32 | 117.32 | 0 | 117.32 | 60% | 74.2405 | 40% | 100.0882 | checked | 0
126862 | install | 1Ø - 2/0 AWG Triplex Secondary 100' | 134.79 | 27.8476 | 15.09 |  |  | 1539.06 | 1376.4224 |  | 1376.4224 | 1376.4224 | 0 | 1376.4224 | 60% | 1031.1932 | 40% | 1238.3307 | checked | 1.6264
126856 | remove | 1Ø - 2/0 AWG Triplex Secondary | 0 | 0 | 1.29 |  |  | 118.18 | 118.18 |  | 118.18 | 118.18 | 0 | 118.18 | 60% | 74.7639 | 40% | 100.8136 | checked | 0
126864 | install | 1Ø - 4/0 AWG Triplex Secondary 100' | 165.32 | 34.1551 | 13.23 |  |  | 1405.98 | 1206.5049 |  | 1206.5049 | 1206.5049 | 0 | 1206.5049 | 60% | 960.7131 | 40% | 1108.1882 | checked | 1.9948
126865 | remove | 1Ø - 4/0 AWG Triplex Secondary | 0 | 0 | 1.29 |  |  | 118.18 | 118.18 |  | 118.18 | 118.18 | 0 | 118.18 | 60% | 74.7639 | 40% | 100.8136 | checked | 0
126867 | install | 1Ø - 2-4/0 AWG Triplex Secondary 100' | 309.26 | 63.8931 | 24.42 |  |  | 2600.07 | 2226.9169 |  | 2226.9169 | 2226.9169 | 0 | 2226.9169 | 60% | 1778.194 | 40% | 2047.4277 | checked | 3.7315
126868 | remove | 1Ø - 2-4/0 AWG Triplex Secondary | 0 | 0 | 2.23 |  |  | 204.01 | 204.01 |  | 204.01 | 204.01 | 0 | 204.01 | 60% | 128.9574 | 40% | 173.989 | checked | 0
126869 | install | 3Ø - 2/0 AWG Quadraplex Secondary 100' | 157.9 | 32.6221 | 13.23 |  |  | 1397.02 | 1206.4979 |  | 1206.4979 | 1206.4979 | 0 | 1206.4979 | 60% | 951.7531 | 40% | 1104.5999 | checked | 1.9052
126870 | remove | 3Ø - 2/0 AWG Quadraplex Secondary | 0 | 0 | 1.29 |  |  | 118.18 | 118.18 |  | 118.18 | 118.18 | 0 | 118.18 | 60% | 74.7639 | 40% | 100.8136 | checked | 0
126871 | install | 3Ø - 4/0 AWG Quadraplex Secondary 100' | 217.56 | 44.9479 | 13.23 |  |  | 1469.01 | 1206.5021 |  | 1206.5021 | 1206.5021 | 0 | 1206.5021 | 60% | 1023.7431 | 40% | 1133.3985 | checked | 2.6251
126872 | remove | 3Ø - 4/0 AWG Quadraplex Secondary | 0 | 0 | 1.29 |  |  | 118.18 | 118.18 |  | 118.18 | 118.18 | 0 | 118.18 | 60% | 74.7639 | 40% | 100.8136 | checked | 0
126873 | install | 3Ø - 2-4/0 AWG Quadraplex Secondary 100' | 413.74 | 85.4787 | 24.42 |  |  | 2726.14 | 2226.9213 |  | 2226.9213 | 2226.9213 | 0 | 2226.9213 | 60% | 1904.264 | 40% | 2097.8584 | checked | 4.9922
126877 | remove | 3Ø - 2-4/0 AWG Quadraplex Secondary | 0 | 0 | 2.23 |  |  | 204.01 | 204.01 |  | 204.01 | 204.01 | 0 | 204.01 | 60% | 128.9574 | 40% | 173.989 | checked | 0
OH Secondary Cable - Transfer Cost
Transfer Cost = Labor only. The labor to remove/install one end of a secondary. Used when transferring
a secondary from an old pole to a new pole, or from an old secondary to a new secondary.
Transfer
Work |  |  |  | (Material | TEC |  |  | Work |  | TEC | TEC | Teco | Total | % | Contractor Total | % | Transfer
Request |  |  |  | Handling) | Labor | TEC |  | Request |  | Labor | Labor | Labor | TEC | Done | Installation | Done By | Cost
Number | Transfer | Description | Material | Overhead | Hours | Overhead | Vehicle | Total |  | Only | with factor | adder | Labor | By TEC | Cost | Contractor | Total
126786 | Transfer | 1Ø - Existing Bolt |  |  | 2.4 |  |  | 218.47 |  | 218.47 | 218.47 | 0 | 218.47 | 60% | 137.696 | 40% | 186.1604 | checked
126787 | Transfer | 1Ø - With Bolts |  |  | 2.4 |  |  | 218.47 |  | 218.47 | 218.47 | 0 | 218.47 | 60% | 137.696 | 40% | 186.1604 | checked
126792 | Transfer | 3Ø - Existing Bolt |  |  | 2.4 |  |  | 218.47 |  | 218.47 | 218.47 | 0 | 218.47 | 60% | 137.696 | 40% | 186.1604 | checked
126793 | Transfer | 3Ø - With Bolt |  |  | 2.4 |  |  | 218.47 |  | 218.47 | 218.47 | 0 | 218.47 | 60% | 137.696 | 40% | 186.1604 | checked
|  | Average transfer cost |  |  | 2.4 | [11 empty] | 186.1604
OH - SERVICE CABLE
Material Per Foot Cost
Assumptions: | Work requests were created for each size service cable - 76 foot long and 50 foot long overhead services.
The material per foot cost is determined by dividing the material cost by 76 feet or 50 feet.
The Labor and vehicle costs are determined by subtracting the material and material handling costs from the total cost.
OH Service
76 Foot | Install |  |  | (Material |  |  |  |  | Work |  | TEC | TEC | TEC | TEC | % | Contractor Total | %
Work | or |  |  | Handling) | TEC | TEC |  | Contractor | Request |  | Labor | Labor | Labor | Labor | Done | Installation | Done By | Labor
Request # | Remove | Description | Material | Overhead | Labor | Overhead | Vehicle | Labor | Total |  | Only | with factor | adder | Total | By TEC | Cost | Contractor | Total
121856 | install | 1Ø - #4 AWG Duplex - 76 feet | 29.39 | 6.072 | 1.03 |  |  |  | 129.22 |  | 93.758 | 93.758 | 0 | 129.22 | 60% | 94.5545 | 40% | 115.3538 | checked
121898 | remove | 1Ø - #4 AWG Duplex - 76 feet | 0 | 0 | 0.54 |  |  |  | 49.26 |  | 49.26 | 49.26 | 0 | 49.26 | 60% | 31.0858 | 40% | 41.9903 | checked
121847 | install | 1Ø - #4 AWG Triplex - 76 feet | 44.84 | 9.2639 | 1.61 |  |  |  | 200.67 |  | 146.5661 | 146.5661 | 0 | 200.67 | 60% | 146.4841 | 40% | 178.9956 | checked
121892 | remove | 1Ø - #4 AWG Triplex - 76 feet | 0 | 0 | 0.5 |  |  |  | 45.2 |  | 45.2 | 45.2 | 0 | 45.2 | 60% | 28.3721 | 40% | 38.4688 | checked
122413 | install | 1Ø - #2 AWG Triplex - 76 feet | 53.79 | 11.113 | 1.61 |  |  |  | 212.38 |  | 147.477 | 147.477 | 0 | 212.38 | 60% | 158.1941 | 40% | 190.7056 | checked
122424 | remove | 1Ø - #2 AWG Triplex - 76 feet | 0 | 0 | 0.5 |  |  |  | 45.2 |  | 45.2 | 45.2 | 0 | 45.2 | 60% | 28.3721 | 40% | 38.4688 | checked
122436 | install | 1Ø - 2/0 AWG Triplex - 76 feet | 85.09 | 17.5796 | 1.61 |  |  |  | 248.9 |  | 146.2304 | 146.2304 | 0 | 248.9 | 60% | 194.7141 | 40% | 227.2256 | checked
122449 | remove | 1Ø - 2/0 AWG Triplex - 76 feet | 0 | 0 | 0.5 |  |  |  | 45.2 |  | 45.2 | 45.2 | 0 | 45.2 | 60% | 28.3721 | 40% | 38.4688 | checked
122457 | install | 1Ø - 4/0 AWG Triplex - 76 feet | 123.99 | 25.6163 | 1.61 |  |  |  | 296.73 |  | 147.1237 | 147.1237 | 0 | 296.73 | 60% | 242.5441 | 40% | 275.0556 | checked
122462 | remove | 1Ø - 4/0 AWG Triplex - 76 feet | 0 | 0 | 0.5 |  |  |  | 45.2 |  | 45.2 | 45.2 | 0 | 45.2 | 60% | 28.3721 | 40% | 38.4688 | checked
= 2 x 122457 | install | 1Ø - 2-4/0 AWG Triplex - 76 feet | 247.98 | 51.2327 | 3.22 |  |  |  | 593.46 |  | 294.2473 | 294.2473 | 0 | 593.46 | 60% | 485.0882 | 40% | 550.1113 | checked
= 2 x 122462 | remove | 1Ø - 2-4/0 AWG Triplex - 76 feet | 0 | 0 | 1 |  |  |  | 90.4 |  | 90.4 | 90.4 | 0 | 90.4 | 60% | 56.7441 | 40% | 76.9377 | checked
122477 | install | 3Ø - #2 AWG Quadraplex - 76 feet | 77.02 | 15.9123 | 1.61 |  |  |  | 239.28 |  | 146.3477 | 146.3477 | 0 | 239.28 | 60% | 185.0941 | 40% | 217.6056 | checked
122498 | remove | 3Ø - #2 AWG Quadraplex - 76 feet | 0 | 0 | 0.5 |  |  |  | 45.2 |  | 45.2 | 45.2 | 0 | 45.2 | 60% | 28.3721 | 40% | 38.4688 | checked
122515 | install | 3Ø - 2/0 AWG Quadraplex - 76 feet | 118.63 | 24.509 | 1.61 |  |  |  | 289.48 |  | 146.341 | 146.341 | 0 | 289.48 | 60% | 235.2941 | 40% | 267.8056 | checked
122522 | remove | 3Ø - 2/0 AWG Quadraplex - 76 feet | 0 | 0 | 0.5 |  |  |  | 45.2 |  | 45.2 | 45.2 | 0 | 45.2 | 60% | 28.3721 | 40% | 38.4688 | checked
122719 | install | 3Ø - 4/0 AWG Quadraplex - 50 feet | 115.55 | 23.8726 | 1.61 |  |  |  | 285.51 |  | 146.0874 | 146.0874 | 0 | 285.51 | 60% | 231.3241 | 40% | 263.8356 | checked
122723 | remove | 3Ø - 4/0 AWG Quadraplex - 50 feet | 0 | 0 | 0.5 |  |  |  | 44.95 |  | 44.95 | 44.95 | 0 | 44.95 | 60% | 28.1221 | 40% | 38.2188 | checked
128214 | install | 3Ø - 2-4/0 AWG Quadraplex - 50 feet | 231.1 | 47.7453 | 3.2 |  |  |  | 571.05 |  | 292.2047 | 292.2047 | 0 | 571.05 | 60% | 463.3513 | 40% | 527.9705 | checked
128215 | remove | 3Ø - 2-4/0 AWG Quadraplex - 50 feet | 0 | 0 | 0.99 |  |  |  | 89.91 |  | 89.91 | 89.91 | 0 | 89.91 | 60% | 56.5907 | 40% | 76.5823 | checked
122736 | install | 3Ø - 500 kcmil Cu Lashed - 50 feet | 1984.88 | 410.0762 | 5.94 |  |  |  | 2936.9 |  | 541.9438 | 541.9438 | 0 | 2936.9 | 60% | 2736.9842 | 40% | 2856.9337 | checked
122746 | remove | 3Ø - 500 kcmil Cu Lashed - 50 feet | 0 | 0 | 1.35 |  |  |  | 123.2 |  | 123.2 | 123.2 | 0 | 123.2 | 60% | 77.7646 | 40% | 105.0258 | checked
OH Service Material Cost Per Foot Install = Tampa Electric material and material handling
per foot cost. Derived from dividing the material plus the material handling by 76 feet.
OH Service Material Cost Per Foot Remove = Tampa Electric material and material handling
per foot cost. Derived from dividing the material plus the material handling by 76 feet.
OH Service
| Install |  |  | E379
| or |  |  | Material Cost
| Remove | Description |  | Per Foot
| install | 1Ø - #4 AWG Duplex |  | 0.4666 |  | checked
| remove | 1Ø - #4 AWG Duplex |  | 0 |  | checked
| install | 1Ø - #4 AWG Triplex |  | 0.71189 |  | checked
| remove | 1Ø - #4 AWG Triplex |  | 0 |  | checked
| install | 1Ø - #2 AWG Triplex |  | 0.85399 |  | checked
| remove | 1Ø - #2 AWG Triplex |  | 0 |  | checked
| install | 1Ø - 2/0 AWG Triplex |  | 1.3509 |  | checked
| remove | 1Ø - 2/0 AWG Triplex |  | 0 |  | checked
| install | 1Ø - 4/0 AWG Triplex |  | 1.9685 |  | checked
| remove | 1Ø - 4/0 AWG Triplex |  | 0 |  | checked
| install | 1Ø - 2-4/0 AWG Triplex |  | 3.937 |  | checked
| remove | 1Ø - 2-4/0 AWG Triplex |  | 0 |  | checked
| install | 3Ø - #2 AWG Quadraplex |  | 1.2228 |  | checked
| remove | 3Ø - #2 AWG Quadraplex |  | 0 |  | checked
| install | 3Ø - 2/0 AWG Quadraplex |  | 1.8834 |  | checked
| remove | 3Ø - 2/0 AWG Quadraplex |  | 0 |  | checked
| install | 3Ø - 4/0 AWG Quadraplex |  | 2.7885 |  | checked
| remove | 3Ø - 4/0 AWG Quadraplex |  | 0 |  | checked
| install | 3Ø - 2-4/0 AWG Quadraplex |  | 5.5769 |  | checked
| remove | 3Ø - 2-4/0 AWG Quadraplex |  | 0 |  | checked
| install | 3Ø - 500 kcmil Cu Lashed |  | 47.8991 |  | checked
| remove | 3Ø - 500 kcmil Cu Lashed |  | 0 |  | checked
OH Service Fixed Cost
OH Service Install Base Cost = TEC labor cost to install the service cable, includes labor plus overheads and vehicle.
Derived by subtracting the material and material handling cost from the 76 Foot work request cost total.
OH Service Remove Base Cost = TEC labor cost to remove the service cable, includes labor plus overheads and vehicle.
Derived by subtracting the material and material handling cost from the 76 Foot work request cost total.
Install
| or |  |  | OH Service | Teco
| Remove | Description |  | Base Cost | Labor
| install | 1Ø - #4 AWG Duplex |  | 79.8918 | 1.03 |  | checked
| remove | 1Ø - #4 AWG Duplex |  | 41.9903 | 0.54 |  | checked
| install | 1Ø - #4 AWG Triplex |  | 124.8917 | 1.61 |  | checked
| remove | 1Ø - #4 AWG Triplex |  | 38.4688 | 0.5 |  | checked
| install | 1Ø - #2 AWG Triplex |  | 125.8026 | 1.61 |  | checked
| remove | 1Ø - #2 AWG Triplex |  | 38.4688 | 0.5 |  | checked
| install | 1Ø - 2/0 AWG Triplex |  | 124.556 | 1.61 |  | checked
| remove | 1Ø - 2/0 AWG Triplex |  | 38.4688 | 0.5 |  | checked
| install | 1Ø - 4/0 AWG Triplex |  | 125.4493 | 1.61 |  | checked
| remove | 1Ø - 4/0 AWG Triplex |  | 38.4688 | 0.5 |  | checked
| install | 1Ø - 2-4/0 AWG Triplex |  | 250.8986 | 3.22 |  | checked
| remove | 1Ø - 2-4/0 AWG Triplex |  | 76.9377 | 1 |  | checked
| install | 3Ø - #2 AWG Quadraplex |  | 124.6733 | 1.61 |  | checked
| remove | 3Ø - #2 AWG Quadraplex |  | 38.4688 | 0.5 |  | checked
| install | 3Ø - 2/0 AWG Quadraplex |  | 124.6667 | 1.61 |  | checked
| remove | 3Ø - 2/0 AWG Quadraplex |  | 38.4688 | 0.5 |  | checked
| install | 3Ø - 4/0 AWG Quadraplex |  | 124.413 | 1.61 |  | checked
| remove | 3Ø - 4/0 AWG Quadraplex |  | 38.2188 | 0.5 |  | checked
| install | 3Ø - 2-4/0 AWG Quadraplex |  | 249.1252 | 3.2 |  | checked
| remove | 3Ø - 2-4/0 AWG Quadraplex |  | 76.5823 | 0.99 |  | checked
| install | 3Ø - 500 kcmil Cu Lashed |  | 461.9775 | 5.94 |  | checked
| remove | 3Ø - 500 kcmil Cu Lashed |  | 105.0258 | 1.35 |  | checked
Transfer OH Service Cable
Transfer Cost = Labor only. The labor to remove/install one end of a service. Used when transferring a service from an old pole to a new pole, or from an old secondary to new secondary, or
from an old service weatherhead to a new one.
Transfer |  |  |  | (Material | TEC |  |  |  | Work |  | TEC | TEC | TEC | TEC | % | Contractor Total | %
Work |  |  |  | Handling) | Labor | TEC |  | Contractor | Request |  | Labor | Labor | Labor | Labor | Done | Installation | Done By | Transfer
Request # | Action | Description | Material | Overhead | Hours | Overhead | Vehicle | Labor | Total |  | Only | with factor | adder | Total | By TEC | Cost | Contractor | Total
124302 | Transfer | 1Ø - #4 AWG Duplex |  |  | 1.46 |  |  |  | 133.51 |  | 133.51 | 133.51 | 0 | 133.51 | 60% | 84.3725 | 40% | 113.855 | checked
124302 | Transfer | 1Ø - #4 AWG Triplex |  |  | 1.46 |  |  |  | 133.51 |  | 133.51 | 133.51 | 0 | 133.51 | 60% | 84.3725 | 40% | 113.855 | checked
124302 | Transfer | 1Ø - #2 AWG Triplex |  |  | 1.46 |  |  |  | 133.51 |  | 133.51 | 133.51 | 0 | 133.51 | 60% | 84.3725 | 40% | 113.855 | checked
124302 | Transfer | 1Ø - 2/0 AWG Triplex |  |  | 1.46 |  |  |  | 133.51 |  | 133.51 | 133.51 | 0 | 133.51 | 60% | 84.3725 | 40% | 113.855 | checked
124302 | Transfer | 1Ø - 4/0 AWG Triplex |  |  | 1.46 |  |  |  | 133.51 |  | 133.51 | 133.51 | 0 | 133.51 | 60% | 84.3725 | 40% | 113.855 | checked
124302 | Transfer | 1Ø - 2-4/0 AWG Triplex |  |  | 1.46 |  |  |  | 133.51 |  | 133.51 | 133.51 | 0 | 133.51 | 60% | 84.3725 | 40% | 113.855 | checked
124302 | Transfer | 3Ø - #2 AWG Quadraplex |  |  | 1.46 |  |  |  | 133.51 |  | 133.51 | 133.51 | 0 | 133.51 | 60% | 84.3725 | 40% | 113.855 | checked
124302 | Transfer | 3Ø - 2/0 AWG Quadraplex |  |  | 1.46 |  |  |  | 133.51 |  | 133.51 | 133.51 | 0 | 133.51 | 60% | 84.3725 | 40% | 113.855 | checked
124302 | Transfer | 3Ø - 4/0 AWG Quadraplex |  |  | 1.46 |  |  |  | 133.51 |  | 133.51 | 133.51 | 0 | 133.51 | 60% | 84.3725 | 40% | 113.855 | checked
124302 | Transfer | 3Ø - 2-4/0 AWG Quadraplex |  |  | 1.46 |  |  |  | 133.51 |  | 133.51 | 133.51 | 0 | 133.51 | 60% | 84.3725 | 40% | 113.855 | checked
124302 | Transfer | 3Ø - 500 kcmil Cu Lashed |  |  | 1.46 |  |  |  | 133.51 |  | 133.51 | 133.51 | 0 | 133.51 | 60% | 84.3725 | 40% | 113.855 | checked
[5 empty] | 1.46 | [12 empty] | 113.855
Transfer TEC Telecom Cable (for signalization & control)
Transfer Cost = Labor only. The labor to remove/install one telecom clamp. Used when transferring a
telecom cable from an old pole to a new pole.
Transfer |  |  |  | (Material | TEC |  |  |  | Work |  | TEC | TEC | TEC | TEC | % | Contractor Total | % | Transfer
Work |  |  |  | Handling) | Labor | TEC |  | Contractor | Request |  | Labor | Labor | Labor | Labor | Done | Installation | Done By | Telecom
Request # | Action | Description | Material | Overhead | Hours | Overhead | Vehicle | Labor | Total |  | Only | with factor | adder | Total | By TEC | Cost | Contractor | Total
394850 |  |  | 7.21 | 8.6996 | 0.23 |  |  |  | 29.76 |  | 21.0604 | 21.0604 | 0 | 29.76 | 60% | 22.0192 | 40% | 26.6637 | checked
Link to TECSummary Page
Assumptions: | Temporary construction cost is the cost of the labor to install, plus the cost of the labor to remove, plus the cost of
spent materials, materials that cannot be reused. Put another way, temporary construction cost is the cost of the
labor to install, plus the cost of the labor to remove, minus the salvage value of the material used.
Service cable would not be reused. It would be removed and scraped. There should be a salvage value.
Does WorkPro assign a scrap value (salvage value) per foot? NO
OH SERVICE CABLE Cost Table
This is the full cost to install, remove or transfer an overhead service cable. Use the Installation
Cost Per Foot when a Customer requests service beyond the closest point of attachment.
Installation Base Cost = labor plus overheads, vehicle, material, and material handling to install equipment.
Installation Per Foot Cost = labor plus overheads, vehicle, material, and material handling to install equipment.
Removal Base Cost = labor plus overheads and vehicle to remove equipment.
Removal Per Foot Cost = labor plus overheads and vehicle to remove equipment.
Temporary Base Cost = Installation Base Cost plus Removal Cost.
Temporary Per Foot Cost = Installation Per Foot Cost less salvage (Removal Per Foot Cost).
Transfer Cost = Labor only. The labor to remove/install one end of a service. Used when transferring a
service from an old pole to a new pole, or from an old secondary to new secondary, or
from an old service weatherhead to a new one.
Service Labor = Labor only. The labor to install, remove or replace an OH service, or the labor to
| disconnect or reconnect an OH service or an UG service. | [10 empty] | TEC | Temporary Cost
| Inaccessible | [5 empty] | Relocate Cost or |  |  |  |  | Service | Accounting Percentage
| Sec or service |  | Installation Cost |  | Removal Cost |  | Temporary Cost |  | Accounting Percentages |  | Transfer | Labor | install | remove | Maintenance
| Base | OH Description | Base | Per Foot | Base | Per Foot | Base | Per Foot | install | remove | Cost | Rm Hours |  |  | Labor hours | checked
| 199.7295 | 1Ø - #4 AWG Duplex | 79.8918 | 0.4666 | 41.9903 | 0 | 121.88 | 0.47 |  |  | 113.855 | 0.54 |  |  | 1.46 | checked
| 312.2292 | 1Ø - #4 AWG Triplex | 124.8917 | 0.71189 | 38.4688 | 0 | 163.36 | 0.71 |  |  | 113.855 | 0.5 |  |  | 1.46 | checked
| 314.5065 | 1Ø - #2 AWG Triplex | 125.8026 | 0.85399 | 38.4688 | 0 | 164.27 | 0.85 | 0.76583 | 0.23418 | 113.855 | 0.5 | 0.76706 | 0.23297 | 1.46 | checked
| 311.3901 | 1Ø - 2/0 AWG Triplex | 124.556 | 1.3509 | 38.4688 | 0 | 163.02 | 1.35 | 0.76405 | 0.23598 | 113.855 | 0.5 | 0.766 | 0.23404 | 1.46 | checked
| 313.6232 | 1Ø - 4/0 AWG Triplex | 125.4493 | 1.9685 | 38.4688 | 0 | 163.92 | 1.97 | 0.76531 | 0.23468 | 113.855 | 0.5 | 0.76809 | 0.23189 | 1.46 | checked
| 627.2465 | 1Ø - 2-4/0 AWG Triplex | 250.8986 | 3.937 | 76.9377 | 0 | 327.84 | 3.94 | 0.76531 | 0.23468 | 113.855 | 1 |  |  | 1.46 | checked
| 311.6832 | 3Ø - #2 AWG Quadraplex | 124.6733 | 1.2228 | 38.4688 | 0 | 163.14 | 1.22 | 0.76421 | 0.2358 | 113.855 | 0.5 | 0.76598 | 0.23405 | 1.46 | checked
| 311.6667 | 3Ø - 2/0 AWG Quadraplex | 124.6667 | 1.8834 | 38.4688 | 0 | 163.14 | 1.88 | 0.76417 | 0.2358 | 113.855 | 0.5 | 0.76688 | 0.23312 | 1.46 | checked
| 311.0325 | 3Ø - 4/0 AWG Quadraplex | 124.413 | 2.7885 | 38.2188 | 0 | 162.63 | 2.79 | 0.76501 | 0.235 | 113.855 | 0.5 | 0.76896 | 0.23104 | 1.46 | checked
| 622.8131 | 3Ø - 2-4/0 AWG Quadraplex | 249.1252 | 5.5769 | 76.5823 | 0 | 325.71 | 5.58 | 0.76487 | 0.23512 | 113.855 | 0.99 | 0.76882 | 0.23116 | 1.46 | checked
| 1154.9437 | 3Ø - 500 kcmil Cu Lashed | 461.9775 | 47.8991 | 105.0258 | 0 | 567 | 47.9 |  |  | 113.855 | 1.35 |  |  | 1.46 | checked
[5 empty] | 43.9287 |  | use average ===> |  | 0.76484 | 0.23516 | 113.855 | 0.57143 |  |  | 1.46
OH SECONDARY CABLE Cost Table
This is the full cost to install or remove overhead secondary cable.
The Base Cost frames two poles (one span) with connectors (crabs and pks11g) and pulls in cable (WIOCF).
Cost Per Foot is material and material handling only.
Installation Base Cost = labor plus overheads and vehicle cost to install equipment.
Installation Per Foot Cost = material and material handling cost to install equipment.
Removal Base Cost = labor plus overheads and vehicle cost to remove equipment.
Removal Per Foot Cost = material salvage value of removed equipment.
Temporary Base Cost = Installation Base Cost plus Removal Base Cost.
Temporary Per Foot Cost = Installation Per Foot Cost minus salvage, Removal Per Foot Cost.
Transfer Cost = Labor only. The labor to remove/install one end of a secondary. Used when transferring a
secondary from an old pole to a new pole, or from an old secondary to new secondary.
from an old service weatherhead to a new one.
TECO
|  |  | Installation Cost |  | Removal Cost |  | Temporary Cost |  | Transfer | Labor Rm
|  | OH Description | Base | Per Foot | Base | Per Foot | Base | Per Foot | Cost | Hours
|  | 1Ø 1 - #2 AAAC (open secondary) | 1045.1839 | 0.41966 | 100.0882 | 0 | 1145.2721 | 0.41966 | 0 | 1.28
|  | 1Ø 1 - 2/0 AAAC (open secondary) | 1050.6542 | 0.55648 | 100.0882 | 0 | 1150.7424 | 0.55648 | 0 | 1.28
|  | 1Ø - 2/0 AWG Triplex | 1238.3307 | 1.6264 | 100.8136 | 0 | 1339.1443 | 1.6264 | 0 | 1.29
|  | 1Ø - 4/0 AWG Triplex | 1108.1882 | 1.9948 | 100.8136 | 0 | 1209.0017 | 1.9948 | 0 | 1.29
|  | 1Ø - 2-4/0 AWG Triplex | 2047.4277 | 3.7315 | 173.989 | 0 | 2221.4167 | 3.7315 | 0 | 2.23
|  | 3Ø - 2/0 AWG Quadraplex | 1104.5999 | 1.9052 | 100.8136 | 0 | 1205.4135 | 1.9052 | 0 | 1.29
|  | 3Ø - 4/0 AWG Quadraplex | 1133.3985 | 2.6251 | 100.8136 | 0 | 1234.2121 | 2.6251 | 0 | 1.29
|  | 3Ø - 2-4/0 AWG Quadraplex | 2097.8584 | 4.9922 | 173.989 | 0 | 2271.8474 | 4.9922 | 0 | 2.23
|  | Average Cost |  |  | 125.2054 |  |  |  |  | 1.5225
Link to SDRateSummary worksheet
Overhead Construction | [6 empty] | 50' service
TEC
Base Cost | Cost/Unit | New Service beyond Closest POA (base cost + cost/foot) |  | Labor
125.8026 | 0.85399 | #2 AWG, 1ø, OH service |  | 1.61 | checked |  | 168.502
124.556 | 1.35 | 2/0 AWG, 1ø, OH service |  | 1.61 | checked |  | 192.056
125.4493 | 1.9685 | 4/0 AWG, 1ø, OH service |  | 1.61 | checked |  | 223.8745
124.6733 | 1.2228 | #2 AWG, 3ø, OH service |  | 1.61 | checked |  | 185.813
124.6667 | 1.8834 | 2/0 AWG, 3ø, OH service |  | 1.61 | checked |  | 218.837
124.413 | 2.7885 | 4/0 AWG, 3ø, OH service |  | 1.61 | checked |  | 263.8356
249.1252 | 5.5769 | Parallel 4/0 AWG, 3ø, OH service |  | 3.2 | checked |  | 527.9705
461.9775 | 47.8991 | 500 kcmil Cu, 3ø lashed service (max 50 ft span) |  | 5.94 | checked |  | 2856.9337
base | per foot
163.02 | 1.35 | 1ø 2/0 AL Service drop & meter for temporary service (200 amps)
163.92 | 1.97 | 1ø 4/0 AL Service drop & meter for temporary service (400 amps)
total*
264.27 |  | 1ø 2/0 AL Service drop & meter for temporary service (200 amps)
311.67 |  | 1ø 4/0 AL Service drop & meter for temporary service (400 amps)
*To obtain a single value for the temporary service the per foot cost has been multiplied
by 75 feet and added to the base cost. The final product is at the end of the description.
162.97 | 1.9633 | 3ø - #2, 2/0 or 4/0 AWG Quadraplex & meter for 3ø temporary service
325.71 | 5.58 | 3ø - 2 parallel 4/0 AWG Quadraplex & meter for 3ø temporary service
Relocations
Accounting Percentages
Base |  | The removal part of the cost goes in Resource 41 =====> |  |  | E379 | TECO In | TECO Rm | Maintenance | Install pole | Install wire | Remove wire
Charge | Cost/ft | Relocate: Services (1ø, #2, 2/0 and 4/0 AWG) |  |  | Material | Labor hours | Labor hours | Labor hours | A304/364 | A304/369 | P304/369
164.27 | 0.85 | Remove cable, install new 1ø #2 cable, no stub pole required, accessible |  |  | 0.85 | 1.61 | 0.5 | acctg ==> |  | 0.76484 | 0.23516 | checked
163.02 | 1.35 | Remove cable, install new 1ø 2/0 cable, no stub pole required, accessible |  |  | 1.35 | 1.61 | 0.5 | acctg ==> |  | 0.76484 | 0.23516 | checked
163.92 | 1.97 | Remove cable, install new 1ø 4/0 cable, no stub pole required, accessible |  |  | 1.97 | 1.61 | 0.5 | acctg ==> |  | 0.76484 | 0.23516 | checked
163.14 | 1.22 | Remove cable, install new 3ø #2 cable, no stub pole required, accessible |  |  | 1.22 | 1.61 | 0.5 | acctg ==> |  | 0.76484 | 0.23516 | checked
163.14 | 1.88 | Remove cable, install new 3ø 2/0 cable, no stub pole required, accessible |  |  | 1.88 | 1.61 | 0.5 | acctg ==> |  | 0.76484 | 0.23516 | checked
162.63 | 2.79 | Remove cable, install new 3ø 4/0 cable, no stub pole required, accessible |  |  | 2.79 | 1.61 | 0.5 | acctg ==> |  | 0.76484 | 0.23516 | checked
858.1643 | 0.85 | Remove cable, install stub pole, install new 1ø #2 cable, accessible |  |  | 1160.4514 | 11.185 | 0.5 | acctg ==> | 0.81 | 0.13778 | 0.04279 | checked
856.9143 | 1.35 | Remove cable, install stub pole, install new 1ø 2/0 cable, accessible |  |  | 1160.9514 | 11.185 | 0.5 | acctg ==> | 0.81 | 0.13778 | 0.04279 | checked
857.8143 | 1.97 | Remove cable, install stub pole, install new 1ø 4/0 cable, accessible |  |  | 1161.5714 | 11.185 | 0.5 | acctg ==> | 0.81 | 0.13778 | 0.04279 | checked
857.0343 | 1.22 | Remove cable, install stub pole, install new 3ø #2 cable, accessible |  |  | 1160.8214 | 11.185 | 0.5 | acctg ==> | 0.81 | 0.13778 | 0.04279 | checked
857.0343 | 1.88 | Remove cable, install stub pole, install new 3ø 2/0 cable, accessible |  |  | 1161.4814 | 11.185 | 0.5 | acctg ==> | 0.81 | 0.13778 | 0.04279 | checked
856.5243 | 2.79 | Remove cable, install stub pole, install new 3ø 4/0 cable, accessible |  |  | 1162.3914 | 11.185 | 0.5 | acctg ==> | 0.81 | 0.13778 | 0.04279 | checked
1772.6093 | 0.85 | Remove cable, install stub pole, install new 1ø #2 cable, no access |  |  | 1160.4514 | 15.645 | 1.25 | acctg ==> | 0.86 | 0.099721 | 0.030969 | checked
1771.3593 | 1.35 | Remove cable, install stub pole, install new 1ø 2/0 cable, no access |  |  | 1160.9514 | 15.645 | 1.25 | acctg ==> | 0.86 | 0.099721 | 0.030969 | checked
1772.2593 | 1.97 | Remove cable, install stub pole, install new 1ø 4/0 cable, no access |  |  | 1161.5714 | 15.645 | 1.25 | acctg ==> | 0.86 | 0.099721 | 0.030969 | checked
1771.4793 | 1.22 | Remove cable, install stub pole, install new 3ø #2 cable, no access |  |  | 1160.8214 | 15.645 | 1.25 | acctg ==> | 0.86 | 0.099721 | 0.030969 | checked
1771.4793 | 1.88 | Remove cable, install stub pole, install new 3ø 2/0 cable, no access |  |  | 1161.4814 | 15.645 | 1.25 | acctg ==> | 0.86 | 0.099721 | 0.030969 | checked
1770.9693 | 2.79 | Remove cable, install stub pole, install new 3ø 4/0 cable, no access |  |  | 1162.3914 | 15.645 | 1.25 | acctg ==> | 0.86 | 0.099721 | 0.030969 | checked

## Poles
2009-01-01 | <===== Month and year that this file was last updated.
Legend
Green highlighting indicates an input area. This is where updated information should be entered.
Yellow highlighting indicates area where there is a link.
Peach highlighting indicates area where there are formulas.
Lilac highligting indicates checked Work Request for correct CU's, contractors cost and quantities.
OH Secondary Poles
Assumptions: |  | Make a work request for each commonly used construction and then use the average cost as the standard rate.
Inaccessible Explanation - used WorkPro Complexity Factors (Tab) - Add AI as complexity factor
Secondary | Install |  |  | Material + | TEC |  |  |  | Work |  | TEC | TEC | TEC | Total | % | Contractor Total | %
Pole Work | or |  |  | Material | Labor | TEC |  | Contractor | Request |  | Labor | Labor | Labor | Installation | Done | Installation | Done By | Labor
Request # | Remove | Description | Material | Handling | Hours | Overhead | Vehicle | Labor | Total |  | Only | with factor | adder | Cost | By TEC | Cost | Contractor | Total
126721 | install | 35' class 4 wood pole 2002842, cable spacer | 153.06 | 184.6822 | 3.69 | Install 35' class 4 wood pole |  |  | 521.19 | checked | 336.5078 | 336.5078 | 0 | 521.19 | 60% | 396.9999 | 40% | 471.514
126720 | remove | 35' class 4 wood pole 2002842, cable spacer |  |  | 0.8 |  |  |  | 72.82 | checked | 72.82 | 72.82 | 0 | 72.82 | 60% | 45.8953 | 40% | 62.0501
126431 | install | 35' class 4 fiberglass pole 2002829, cable spacer with bolt | 969.65 | 1169.9797 | 3.24 | Install 35' class 4 fiberglass pole |  |  | 1465.34 | checked | 295.3603 | 295.3603 | 0 | 1465.34 | 60% | 1356.295 | 40% | 1421.722
126435 | remove | 35' class 4 fiberglass pole 2002829, cable spacer with bolt | 0 |  | 2.4 |  |  |  | 218.48 | checked | 218.48 | 218.48 | 0 | 218.48 | 60% | 137.706 | 40% | 186.1704
126713 | install | 35' Type I concrete pole 2002845, cable spacer with bolt | 306.11 | 369.3523 | 1.91 | Install 35' type I concrete pole |  |  | 543.37 | checked | 174.0177 | 174.0177 | 0 | 543.37 | 60% | 479.0873 | 40% | 517.6569
126716 | remove | 35' Type I concrete pole 2002845, cable spacer with bolt |  |  | 0.67 |  |  |  | 60.68 | checked | 60.68 | 60.68 | 0 | 60.68 | 60% | 38.1306 | 40% | 51.6602
122816 | install | 35' Type I concrete pole 2002845, bolt, eyenut | 298.82 | 360.5562 | 1.24 | Install 35' type I concrete pole |  |  | 473.9 | checked | 113.3438 | 113.3438 | 0 | 473.9 | 60% | 432.1667 | 40% | 457.2067
122851 | remove | 35' Type I concrete pole 2002845, bolt, eyenut |  |  | 0.49 |  |  |  | 44.5 | checked | 44.5 | 44.5 | 0 | 44.5 | 60% | 28.0086 | 40% | 37.9035
122730 | install | 35' Type II concrete pole 2002846, cable spacer with bolt | 395.32 | 476.9931 | 1.91 | Install 35' type II concrete pole |  |  | 651.01 | checked | 174.0169 | 174.0169 | 0 | 651.01 | 60% | 586.7273 | 40% | 625.2969
122744 | remove | 35' Type II concrete pole 2002846, cable spacer with bolt | 0 |  | 0.67 |  |  |  | 60.7 | checked | 60.7 | 60.7 | 0 | 60.7 | 60% | 38.1506 | 40% | 51.6802
122718 | install | 35' Type II concrete pole 2002846, bolt, eyenut | 388.03 | 468.197 | 1.24 | Install 35' type II concrete pole |  |  | 581.54 | checked | 113.343 | 113.343 | 0 | 581.54 | 60% | 539.8067 | 40% | 564.8467
122720 | remove | 35' Type II concrete pole 2002846, bolt, eyenut |  |  | 0.8 |  |  |  | 72.86 | checked | 72.86 | 72.86 | 0 | 72.86 | 60% | 45.9353 | 40% | 62.0901
123746 | install | 35' Type IV concrete pole 2002839, cable spacer with bolt | 486.16 | 586.6007 | 1.91 | Install 35' type IV concrete pole |  |  | 760.62 | checked | 174.0193 | 174.0193 | 0 | 760.62 | 60% | 696.3373 | 40% | 734.9069
123772 | remove | 35' Type IV concrete pole 2002839, cable spacer with bolt | 0 |  | 0.67 |  |  |  | 60.7 | checked | 60.7 | 60.7 | 0 | 60.7 | 60% | 38.1506 | 40% | 51.6802
125589 | install | 35' Type IV concrete pole 2002839, bolt, eyenut | 477.8 | 576.5135 | 1.02 | Install 35' type IV concrete pole |  |  | 669.61 | checked | 93.0965 | 93.0965 | 0 | 669.61 | 60% | 635.281 | 40% | 655.8784
125607 | remove | 35' Type IV concrete pole 2002839, bolt, eyenut | 0 |  | 0.58 |  |  |  | 52.61 | checked | 52.61 | 52.61 | 0 | 52.61 | 60% | 33.0896 | 40% | 44.8018
OH Service Poles
Assumptions: | Make a work request for each commonly used construction and then use the average cost as the standard rate.
Inaccessible Explanation-WorkPro Complexity Fctrs (Tab) Add AI as complexity factor
| Concrete poles should never be installed in areas that are not accessible. | [9 empty] | 0 | 0 | 0 | 0
Pole
Work |  |  |  | Material + | TEC |  |  |  | Work |  | TEC | TEC | TEC | Total | % | Contractor Total | % | Weighted
Request |  |  |  | Material | Labor | TEC |  | Contractor | Request |  | Labor | Labor | Labor | Installation | Done | Installation | Done By | Installation
Number | Action | Description | Material | Handling | Hours | Overhead | Vehicle | Labor | Total |  | Only | with factor | adder | Cost | By TEC | Cost | Contractor | Total
848213 | install | 30' wood pole 2002837, drive hook | 118.04 | 142.4271 | 2.71 | Install 30' wood pole |  |  | 389.56 | checked | 247.1329 | 247.1329 | 0 | 389.56 | 60% | 298.3526 | 40% | 353.0771
| remove | 30' wood pole 2002836, drive hook | [7 empty] | checked
122771 | install | 30' wood pole 2002836, drive hook | 81.38 | 98.1931 | 2.71 | Install 30' wood pole |  |  | 345.33 | checked | 247.1369 | 247.1369 | 0 | 345.33 | 60% | 254.1226 | 40% | 308.8471
122793 | remove | 30' wood pole 2002836, drive hook | 0 |  | 0.8 |  |  |  | 72.82 | checked | 72.82 | 72.82 | 0 | 72.82 | 60% | 45.8953 | 40% | 62.0501
126723 | install | 30' wood pole 2002836, cable spacer | 90.43 | 109.1128 | 3.69 | Install 30' wood pole |  |  | 445.62 | checked | 336.5072 | 336.5072 | 0 | 445.62 | 60% | 321.4299 | 40% | 395.944
126722 | remove | 30' wood pole 2002836, cable spacer |  |  | 0.8 |  |  |  | 72.82 | checked | 72.82 | 72.82 | 0 | 72.82 | 60% | 45.8953 | 40% | 62.0501
127119 | install | Inaccessible 30' wood Penta pole 2002830, drive hook | 147.21 | 177.6236 | 6.77 | Install 30' wood Penta pole, not accessible |  |  | 795.44 | checked | 617.8164 | 617.8164 | 0 | 795.44 | 60% | 567.5899 | 40% | 704.2999
127082 | remove | Inaccessible 30' wood Penta pole 2002830, drive hook |  |  | 6.44 |  |  |  | 587.48 | checked | 587.48 | 587.48 | 0 | 587.48 | 60% | 370.7363 | 40% | 500.7825
126727 | install | Inaccessible 30' wood Penta pole 2002830, cable spacer | 156.05 | 188.2899 | 9.21 | Install 30' wood Penta pole, not accessible |  |  | 1028.64 | checked | 840.3501 | 840.3501 | 0 | 1028.64 | 60% | 718.6696 | 40% | 904.6518
126728 | remove | Inaccessible 30' wood Penta pole 2002830, cable spacer |  |  | 6.66 |  |  |  | 607.67 | checked | 607.67 | 607.67 | 0 | 607.67 | 60% | 383.522 | 40% | 518.0108
126717 | install | 30' concrete pole 2002838, cable spacer with bolt | 224.89 | 271.3523 | 1.91 | Install 30' type I concrete pole |  |  | 445.35 | checked | 173.9977 | 173.9977 | 0 | 445.35 | 60% | 381.0673 | 40% | 419.6369
126714 | remove | 30' concrete pole 2002838, cable spacer with bolt |  |  | 0.67 |  |  |  | 60.68 | checked | 60.68 | 60.68 | 0 | 60.68 | 60% | 38.1306 | 40% | 51.6602
122803 | install | 30' concrete pole 2002838, bolt, eyenut | 217.83 | 262.8337 | 1.24 | Install 30' type I concrete pole |  |  | 376.18 | checked | 113.3463 | 113.3463 | 0 | 376.18 | 60% | 334.4467 | 40% | 359.4867
122810 | remove | 30' concrete pole 2002838, bolt, eyenut |  |  | 0.49 |  |  |  | 44.5 | checked | 44.5 | 44.5 | 0 | 44.5 | 60% | 28.0086 | 40% | 37.9035
126721 | install | 35' class 4 wood pole 2002842, cable spacer | 153.06 | 184.6822 | 3.69 | Install 35' class 4 wood pole |  |  | 521.19 | checked | 336.5078 | 336.5078 | 0 | 521.19 | 60% | 396.9999 | 40% | 471.514
126720 | remove | 35' class 4 wood pole 2002842, cable spacer |  |  | 0.8 |  |  |  | 72.82 | checked | 72.82 | 72.82 | 0 | 72.82 | 60% | 45.8953 | 40% | 62.0501
122795 | install | 35' class 4 fiberglass pole 2002829, drive hook | 960.6 | 1159.06 | 2.26 | Install 35' class 4 fiberglass pole |  |  | 1365.41 | checked | 206.35 | 206.35 | 0 | 1365.41 | 60% | 1289.3478 | 40% | 1334.9851
122802 | remove | 35' class 4 fiberglass pole 2002829, drive hook | 0 |  | 2.31 |  |  |  | 210.39 | checked | 210.39 | 210.39 | 0 | 210.39 | 60% | 132.645 | 40% | 179.292
126431 | install | 35' class 4 fiberglass pole 2002829, cable spacer with bolt | 969.65 | 1169.9797 | 3.24 | Install 35' class 4 fiberglass pole |  |  | 1465.34 | checked | 295.3603 | 295.3603 | 0 | 1465.34 | 60% | 1356.295 | 40% | 1421.722
126435 | remove | 35' class 4 fiberglass pole 2002829, cable spacer with bolt |  |  | 2.4 |  |  |  | 218.48 | checked | 218.48 | 218.48 | 0 | 218.48 | 60% | 137.706 | 40% | 186.1704
| install | Inaccessible 35' wood Penta pole 2002821, cable spacer |  |  |  | Install 35' wood Penta pole, not accessible
| remove | Inaccessible 35' wood Penta pole 2002821, cable spacer
127078 | install | Inaccessible 35' class 4 fiberglass pole 2002829, drive hook | 960.6 | 1159.06 | 5.66 | Install 35' class 4 fiberglass pole |  |  | 1674.88 | checked | 515.82 | 515.82 | 0 | 1674.88 | 60% | 1484.3879 | 40% | 1598.6831 | can you have a drive hook in a fiberglass pole?
127076 | remove | Inaccessible 35' class 4 fiberglass pole 2002829, drive hook |  |  | 5.77 |  |  |  | 525.97 | checked | 525.97 | 525.97 | 0 | 525.97 | 60% | 331.7757 | 40% | 448.2923 | Answer is NO!
126729 | install | Inaccessible 35' class 4 fiberglass pole 2002829, cable spacer with bolt | 969.65 | 1169.9797 | 8.1 | Install 35' class 4 fiberglass pole |  |  | 1908.34 | checked | 738.3603 | 738.3603 | 0 | 1908.34 | 60% | 1635.7276 | 40% | 1799.295
126731 | remove | Inaccessible 35' class 4 fiberglass pole 2002829, cable spacer with bolt |  |  | 5.99 |  |  |  | 546.16 | checked | 546.16 | 546.16 | 0 | 546.16 | 60% | 344.5614 | 40% | 465.5206
122816 | install | 35' Type I concrete pole 2002845, bolt, eyenut | 298.82 | 360.5562 | 1.24 | Install 35' type I concrete pole |  |  | 473.9 | checked | 113.3438 | 113.3438 | 0 | 473.9 | 60% | 432.1667 | 40% | 457.2067
122851 | remove | 35' Type I concrete pole 2002845, bolt, eyenut |  |  | 0.49 |  |  |  | 44.5 | checked | 44.5 | 44.5 | 0 | 44.5 | 60% | 28.0086 | 40% | 37.9035
OH Polekick
Assumptions: | This is the cost to move an existing wood or concrete pole a maximum of 5'. Inaccessible poles have not been included
in this cost due to the trucks inablity to access the pole. If an inaccessible pole has to be relocated (kicked),
install a new pole and remove the old one. Use the install and remove cost to estimate inaccessible polekicks.
Pole Kick Cost = Labor only, the labor to move an existing pole a maximum of 5'
Polekick
Work |  |  |  | Material + | TEC |  |  |  | Work |  | TEC | TEC | TEC | Total | % | Contractor Total | %
Request |  |  |  | Material | Labor | TEC |  | Contractor | Request |  | Labor | Labor | Labor | Installation | Done | Installation | Done By | Labor
Number | Polekick | Description | Material | Handling | Hours | Overhead | Vehicle | Labor | Total |  | Only | with factor | adder | Cost | By TEC | Cost | Contractor | Total
124291 | Polekick | Move Accessible wood pole less than 3 feet. |  |  | 1.65 |  |  |  | 150.48 | checked | 150.48 | 150.48 | 0 | 150.48 | 60% | 94.9478 | 40% | 128.2671
OH Pole Haul
Assumptions: | Each service are does this task differently with different pay level workers.
a. One man loads, one man delivers.
b. Two men load and deliver.
c. Crew doing work request load and deliver.
d. Assigned workers load and deliver.
The cost of two haul a pole to a job site needs to be added to each pole install cost.
The cost of two haul a pole in from job site needs to be added to each pole remove cost.
Work |  |  |  | Material + | TEC |  |  |  | Work |  | TEC | TEC | TEC | Total | % | Contractor Total | %
Request |  |  |  | Material | Labor | TEC |  | Contractor | Request |  | Labor | Labor | Labor | Installation | Done | Installation | Done By | Labor
Number | Pole Haul | Description | Material | Handling | Hours | Overhead | Vehicle | Labor | Total |  | Only | with factor | adder | Cost | By TEC | Cost | Contractor | Total
105967 |  | Haul pole to job site |  |  | 3.3 |  |  |  | 300.94 | checked | 300.94 | 300.94 | 0 | 300.94 | 60% | 189.8757 | 40% | 256.5143
126090 |  | Haul pole in from job site |  |  | 1.65 |  |  |  | 150.48 | checked | 150.48 | 150.48 | 0 | 150.48 | 60% | 94.9478 | 40% | 128.2671
Link to TECSummary Page |  |  | Capital | Capital |  | O & M |  |  |  | O & M
|  |  | Installation | Removal | Temporary | Relocate | TECO In | TECO Rm | Temporary | Relocate
| OH Description |  | Cost | Cost | Cost | Cost | Labor hours | Labor hours | Labor hours | Labor hours
| Accessible 30' wood pole 2002836, drive hook (service) |  | 565.3613 | 190.3173 | 755.6786 | 755.6786 | 6.01 | 2.45 | 8.46 | 8.46 |  | checked
| Accessible 30' wood pole 2002836, cable spacer (service) |  | 652.4582 | 190.3173 | 842.7755 | 842.7755 | 6.99 | 2.45 | 9.44 | 9.44 |  | checked
| Inaccessible 30' wood pole 2002836, drive hook (service) |  | 960.8142 | 629.0497 | 1589.8639 | 1589.8639 | 10.07 | 8.09 | 18.16 | 18.16 |  | checked
| Inaccessible 30' wood pole 2002836, cable spacer (service) |  | 1161.1661 | 646.2779 | 1589.8639 | 1589.8639 | 12.51 | 8.31 | 20.82 | 20.82 |  | checked
| Accessible 30' concrete pole 2002838, cable spacer with bolt (service) |  | 676.1512 | 179.9274 | 1807.444 | 1807.444 | 5.21 | 2.32 | 7.53 | 7.53 |  | checked
| Accessible 30' concrete pole 2002838, bolt, eyenut (service) |  | 616.001 | 166.1706 | 856.0786 | 856.0786 | 4.54 | 2.14 | 6.68 | 6.68 |  | checked
| 35' class 4 fiberglass pole 2002829, cable spacer |  | 1678.2363 | 314.4375 | 782.1716 | 782.1716 | 6.54 | 4.89 | 11.43 | 11.43 |  | checked
| 35' class 4 fiberglass pole 2002829, cable spacer with bolt |  | 1678.2363 | 314.4375 | 1992.6738 | 1992.6738 | 6.54 | 4.05 | 10.59 | 10.59 |  | checked
| Inaccessible 35' class 4 fiberglass pole 2002829, cable spacer |  | 1855.1974 | 576.5594 | 1992.6738 | 1992.6738 | 8.96 | 7.42 | 16.38 | 16.38 |  | checked
| Inaccessible 35' class 4 fiberglass pole 2002829, cable spacer with bolt |  | 2055.8093 | 593.7877 | 2431.7568 | 2431.7568 | 11.4 | 7.64 | 19.04 | 19.04 |  | checked
| Accessible 35' class 4 wood pole 2002842, cable spacer (secondary) |  | 728.0282 | 190.3173 | 918.3455 | 918.3455 | 6.99 | 2.45 | 9.44 | 9.44 |  | checked
| Accessible 35' concrete pole 2002845, bolt, eyenut (service) |  | 713.721 | 166.1706 | 2649.597 | 2649.597 | 4.54 | 2.14 | 6.68 | 6.68 |  | checked
| Accessible 35' Type I concrete pole 2002845, cable spacer with bolt (secondary) |  | 774.1712 | 179.9274 | 954.0986 | 954.0986 | 5.21 | 2.32 | 7.53 | 7.53 |  | checked
| 35' Type I concrete pole 2002845, bolt, eyenut (secondary) |  | 713.721 | 166.1706 | 879.8916 | 879.8916 | 4.54 | 2.14 | 6.68 | 6.68 |  | checked
| 35' Type II concrete pole 2002846, cable spacer with bolt (secondary) |  | 881.8112 | 179.9474 | 1061.7586 | 1061.7586 | 5.21 | 2.32 | 7.53 | 7.53 |  | checked
| 35' Type II concrete pole 2002846, bolt, eyenut (secondary) |  | 821.361 | 190.3573 | 1011.7182 | 1011.7182 | 4.54 | 2.45 | 6.99 | 6.99 |  | checked
| 35' Type IV concrete pole 2002839, cable spacer with bolt (secondary) |  | 991.4212 | 179.9474 | 1171.3686 | 1171.3686 | 5.21 | 2.32 | 7.53 | 7.53 |  | checked
| 35' Type IV concrete pole 2002839, bolt, eyenut (secondary) |  | 912.3927 | 173.069 | 1085.4617 | 1085.4617 | 4.32 | 2.23 | 6.55 | 6.55 |  | checked
Polekick - move accessible wood pole less than 3 feet.
| To haul pole to job site or haul in from job site |  | 256.5143 | 128.2671
Link to SDRateSummary Page
Cost/unit |  |  |  | Install Acct | Remove Acct | E379 | TECO In | TECO Rm
Install |  | Other OH distribution install costs |  | Precentages | Precentages | Material | Labor hours | Labor hours
609.5913 |  | Install 30' wood pole 2002837 |  |  |  | 142.4271 | 6.01 |  | checked
608.9098 |  | Install 30' wood pole 2002836 |  |  |  | 103.653 | 6.5 |  | checked
1060.9902 |  | Install 30' class 6 wood Penta pole 2002836, not accessible |  |  |  | 182.9568 | 11.29 |  | checked
646.0761 |  | Install 30' type I concrete pole 2002838 |  |  |  | 267.093 | 4.875 |  | checked
1678.2363 |  | Install 35' class 4 fiberglass pole 2002829 |  |  |  | 1164.5198 | 6.05 |  | checked
1955.5034 |  | Install 35' class 4 fiberglass pole 2002829, not accessible |  |  |  | 1164.5198 | 10.18 |  | checked
728.0282 |  | Install 35' class 4 wood pole 2002842 |  |  |  | 184.6822 | 6.99 |  | checked
743.9461 |  | Install 35' type I concrete pole 2002845 |  |  |  | 364.9543 | 4.875 |  | checked
851.5861 |  | Install 35' type II concrete pole 2002846 |  |  |  | 472.5951 | 4.875 |  | checked
951.9069 |  | Install 35' type IV concrete pole 2002839 |  |  |  | 581.5571 | 4.765 |  | checked
Other OH distribution remove costs
252.3774 |  | Remove accessible 30' or 35' wood or concrete pole |  |  |  |  | 3.2275 |  | checked
611.4187 |  | Remove inaccessible 30' or 35' wood pole |  |  |  |  | 7.865 |  | checked
Relocate: Poles
| 1197.0426 | Relocate stub pole, accessible (also used for temporary) (each) |  | 0.80645 | 0.19355 | 637.0614 | 6.275 | 5.225 | checked
| 2119.6654 | Relocate stub pole, inaccessible (each) |  | 0.71155 | 0.28845 | 681.1733 | 10.735 | 7.865 | checked

## RateCase
Installed
OH distribution poles - service and secondary | Material | Cost
Install 30' wood pole 2002836 | 81.38 | 565.3613
Install 30' type I concrete pole 2002838 | 217.83 | 676.1512
Install 35' class 4 fiberglass pole 2002829 | 960.6 | 1678.2363
Install 35' class 4 wood pole 2002842 | 153.06 | 728.0282
Install 35' type I concrete pole 2002845 | 298.82 | 713.721
Install 35' type II concrete pole 2002846 | 388.03 | 821.361 |  | <=== used for secondary and lighting
Install 35' type IV concrete pole 2002839 | 477.8 | 991.4212
Installed
OH Description - service and secondary cable | Material | Cost
1Ø - #4 AWG Duplex - service | 0.38671 | 1.5178 |  | <=== usually 120 volt lighting
1Ø - #4 AWG Triplex - service | 0.59 | 2.3552
1Ø - #2 AWG Triplex - service | 0.70776 | 2.5093
1Ø - 2/0 AWG Triplex - service | 1.1196 | 2.9898
1Ø - 4/0 AWG Triplex - service | 1.6314 | 3.6192
1Ø - 2-4/0 AWG Triplex - service | 3.2629 | 7.2383
3Ø - #2 AWG Quadraplex - service | 1.0134 | 2.8632
3Ø - 2/0 AWG Quadraplex - service | 1.5609 | 3.5238
3Ø - 4/0 AWG Quadraplex - service | 2.311 | 5.2767
3Ø - 2-4/0 AWG Quadraplex - service | 4.622 | 10.5594
3Ø - 500 kcmil Cu Lashed - service | 39.6976 | 57.1387
1Ø 1 - #2 AAAC (open secondary) | 0.3478 | 10.4518 |  | <=== you could have one of these (neutral), two of these (120 volt lighting), or three (240 volt)
1Ø 1 - 2/0 AAAC (open secondary) | 0.4612 | 10.5065 |  | <=== you could have one of these (neutral), two of these (120 volt lighting), or three (240 volt)
1Ø - 2/0 AWG Triplex Secondary | 1.3479 | 12.3833
1Ø - 4/0 AWG Triplex Secondary | 1.6532 | 11.0819
1Ø - 2-4/0 AWG Triplex Secondary | 3.0926 | 20.4743
3Ø - 2/0 AWG Quadraplex Secondary | 1.579 | 11.046
3Ø - 4/0 AWG Quadraplex Secondary | 2.1756 | 11.334
3Ø - 2-4/0 AWG Quadraplex Secondary | 4.1374 | 20.9786
UG service and secondary from an underground source
|  | UG Cable | UG Conduit |  | Contractor
|  | Material | Material | TEC | Labor | Installed
|  | Cost | Cost | Inspection | Machine | Cost | Base
UG Description - service and secondary cable only |  | Per Foot | Per Foot | Labor | Trench | Per foot | Cost
1Ø - 2/0 AWG Triplex |  | 1.25 | 0.47 | 1.0695 | 7.725 | 10.5145 | 42.7136 | a 50' service would be 50 times $10.42 plus $42.71
1Ø - 4/0 AWG Triplex |  | 1.79 | 0.81 | 1.0695 | 7.725 | 11.3945 | 78.2842
1Ø - 500 kcmil Triplex |  | 4.27 | 1.28 | 1.0695 | 9.6531 | 16.2726 | 115.6767
Parallel 1Ø - 4/0 AWG Triplex |  | 3.58 | 1.62 | 1.0695 | 12.665 | 18.9345 | 156.5684
Parallel 1Ø - 500 kcmil Triplex |  | 8.54 | 2.56 | 1.0695 | 16.8615 | 29.0309 | 231.3535
3Ø - 2/0 AWG Quadraplex |  | 1.58 | 0.81 | 1.0695 | 7.725 | 11.1845 | 96.7693
3Ø - 4/0 AWG Quadraplex |  | 2.46 | 0.81 | 1.0695 | 7.725 | 12.0645 | 109.4748
3Ø - 500 kcmil Quadraplex |  | 5.76 | 1.28 | 1.0695 | 9.6531 | 17.7626 | 154.855
3Ø 2 - 4/0 AWG Quadraplex |  | 4.92 | 1.62 | 1.0695 | 12.665 | 20.2745 | 218.9496
3Ø 2 - 500 AL kcmil Quadraplex |  | 11.52 | 2.56 | 1.0695 | 16.8615 | 32.0109 | 309.7101
UG service and secondary from an overhead source
|  | UG Cable | UG Conduit |  | Contractor
|  | Material | Material | TEC | Labor | Installed
|  | Cost | Cost | Inspection | Machine | Cost | Base
UG Description - service and secondary cable only |  | Per Foot | Per Foot | Labor | Trench | Per foot | Cost
1Ø - 2/0 AWG Triplex |  | 1.25 | 0.47 | 1.0695 | 9.1995 | 11.9889 | 241.3007 | a 50' service would be 50 times $11.90 plus $241.30
1Ø - 4/0 AWG Triplex |  | 1.79 | 0.81 | 1.0695 | 9.1995 | 12.8689 | 283.6524
1Ø - 500 kcmil Triplex |  | 4.27 | 1.28 | 1.0695 | 11.115 | 17.7344 | 502.724
Parallel 1Ø - 4/0 AWG Triplex |  | 3.58 | 1.62 | 1.0695 | 14.4293 | 20.6988 | 567.3048
Parallel 1Ø - 500 kcmil Triplex |  | 8.54 | 2.56 | 1.0695 | 18.1721 | 30.3416 | 1005.4479
3Ø - 2/0 AWG Quadraplex |  | 1.58 | 0.81 | 1.0695 | 9.1995 | 12.6589 | 254.1148
3Ø - 4/0 AWG Quadraplex |  | 2.46 | 0.81 | 1.0695 | 9.1995 | 13.5389 | 279.5379
3Ø - 500 kcmil Quadraplex |  | 5.76 | 1.28 | 1.0695 | 11.115 | 19.2244 | 526.3492
3Ø 2 - 4/0 AWG Quadraplex |  | 4.92 | 1.62 | 1.0695 | 14.4293 | 22.0388 | 559.0757
3Ø 2 - 500 AL kcmil Quadraplex |  | 11.52 | 2.56 | 1.0695 | 18.1721 | 33.3216 | 1052.6984
Lighting Underground cable
Might confirm with Lynn Whitman |  | UG Cable | UG Conduit
|  | Material | Material | Installed
|  | Cost | Cost | Cost |  | Base
UG Description - service and secondary cable only |  | Per Foot | Per Foot | Per foot |  | Cost
# 4 Cu triplex UG cable |  | 1.7 | 0.47 | 2.17 |  | 18.8833 | a 50' service would be 50 times $2.20 plus $18.88
# 6 Cu triplex UG cable |  | 1.31 | 0.47 | 1.78 |  | 18.8833
# 10 Cu triplex UG cable |  | 0.61 | 0.47 | 1.08 |  | 18.8833

## Guys
2009-01-01 | <===== Month and year that this file was last updated.
Legend
Green highlighting indicates an input area. This is where updated information should be entered.
Yellow highlighting indicates area where there is a link.
Peach highlighting indicates area where there are formulas.
Lilac highligting indicates checked Work Request for correct CU's, contractors cost & quantities.
OH DOWN GUY AND ANCHOR for secondary or service pole
Assumptions: | This is the cost to install, remove or transfer a down guy and anchor.
Single 1/4" down guy was commonly used for 2/0 or smaller cable. Single 1/4" guy wire was eliminated in 2000 - all guys are 3/8".
Single 3/8" down guy is commonly used for 4/0 cable.
Down Guy |  |  |  | Material + | TEC |  |  |  | Work |  | TEC | TEC | TEC | Total
Work |  |  |  | Material | Labor | TEC |  | Contractor | Request |  | Labor | Labor | Labor | Installation
Request # | Action | Description | Material | Handling | Hours | Overhead | Vehicle | Labor | Total |  | Only | with factor | adder | Cost
126632 | install | single 3/8" down guy on wood pole | 130.03 | 156.8942 | 2.57 |  |  |  | 391.55 |  | 234.6558 | 234.6558 | 0 | 391.55 | checked
123512 | remove | single 1/4" or 3/8" down guy on wood pole |  |  | 1.38 |  |  |  | 125.42 |  | 125.42 | 125.42 | 0 | 125.42 | checked
126159 | transfer | single 1/4" or 3/8" down guy on wood pole |  |  | 0.98 |  |  |  | 89.01 |  | 89.01 | 89.01 | 0 | 89.01 | checked
126635 | install | single 3/8" down guy on concrete pole | 128.55 | 155.1084 | 2.57 |  |  |  | 389.77 |  | 234.6616 | 234.6616 | 0 | 389.77 | checked
123516 | remove | single 1/4" or 3/8" down guy on concrete pole |  |  | 1.38 |  |  |  | 125.42 |  | 125.42 | 125.42 | 0 | 125.42 | checked
126288 | transfer | single 1/4" or 3/8" down guy on concrete pole |  |  | 1.46 |  |  |  | 133.51 |  | 133.51 | 133.51 | 0 | 133.51 | checked
165684 | install | Inaccessible single 3/8" down guy on wood pole | 130.03 | 156.8942 | 6.43 |  |  |  | 743.54 |  | 586.6458 | 586.6458 | 0 | 743.54 | checked
165691 | remove | Inaccessible single 1/4" or 3/8" down guy on wood pole |  |  | 3.44 |  |  |  | 313.52 |  | 313.52 | 313.52 | 0 | 313.52 | checked
Link to TECSummary Page |  |  | Capital | Capital |  | Capital |  |  |  |  | Transfer | Transfer
|  |  | Installation | Removal | Temporary | Relocate | TEC In | TEC Rm | Temporary | Relocate | Maintenance | Maintenance
| OH Description |  | Cost | Cost | Cost | Cost | Labor hours | Labor hours | Labor hours | Labor hours | Cost | Labor hours
|  | single 3/8" down guy on wood pole | 391.55 | 125.42 | 516.97 | 516.97 | 2.57 | 1.38 | 3.95 | 3.95 | 89.01 | 0.98 |  | checked
|  | single 3/8" down guy on concrete pole | 389.77 | 125.42 | 515.19 | 515.19 | 2.57 | 1.38 | 3.95 | 3.95 | 133.51 | 1.46 |  | checked
|  | inaccessiblesingle 3/8" down guy on wood pole | 743.54 | 313.52 | 1057.06 | 1057.06 | 6.43 | 3.44 | 9.87 | 9.87 | 89.01 | 0.98 |  | checked
Link to SDRateSummary Page
Material
Overhead Construction |  |  | Plus | TEC | TEC
|  |  | Material | Labor In | Labor Rm
|  | Other OH distribution install costs | Handling | Hours | Hours
391.55 |  | Install anchor and single down guy for secondary on a wood pole | 156.8942 | 2.57
389.77 |  | Install anchor and single down guy for secondary on a concrete pole | 155.1084 | 2.57
Other OH distribution remove costs
125.42 |  | Remove anchor and down guy for service or secondary |  |  | 1.38 |  | checked
OH Service or Secondary cable cost (base cost + cost/foot)
390.66 |  | Install anchor and down guy for service or secondary | 156.0013 | 2.57 |  |  | checked
125.42 |  | Remove anchor and down guy for service or secondary |  |  | 1.38 |  | checked
Overhead Relocations
|  |  |  | Install Acct | Remove Acct | E379 | TEC In | TEC Rm
No Access | Accessible | Anchors and Guys |  | Precentages | Precentages | Material | Labor hours | Labor hours
| 516.08 | Relocate secondary anchor and down guy |  | 0.75698 | 0.24302 | 156.0013 | 2.57 | 1.38 | checked
1057.06 |  | Relocate secondary anchor and down guy |  | 0.7034 | 0.2966 | 156.8942 | 6.43 | 3.44 | checked
| 391.55 | Install anchor and down guy only, secondary or service |  |  |  | 156.8942 | 2.57 |  | checked

## TrenchingCosts
2009-01-01 | <===== This is the date when the work request costs were calculated - the last update.
Legend
Green highlighting indicates an input area. This is where updated information should be entered.
Yellow highlighting indicates area where there is a link.
Peach highlighting indicates area where there are formulas.
Lilac highligting indicates checked Work Request for correct CU's, contractors cost & quantities.
Trenching Costs
The acccounting summary tracks the trenching costs for FERC Accounts 366 and 369.
Primary/Secondary Trenching (FERC 366)
Service (FERC 369)
This information is used by the Tax Department.
The UG 1ø Secondary and Service from OH Source worksheet and the UG 3ø Secondary and Service from OH Source
worksheet both have an area to the right of the account breakdown fhat needs to be updated when contractor prices change.
Service contractor trenching costs from OH |  |  |  |  | 2012-03-01
|  | 2/0&4/0 MachTrench | 500 Mach Dig | 2/0 &4/0 Hand Dig | 500 Hand Dig
| on private | 9.1995 | 11.115 | 11.4048 | 13.9126
| in ROW | 10.2328 | 11.115 | 12.728 | 13.9126
366 | 369

## RoadCrossing
The DETM, Underground Line Design, Handholes, page 32: | [5 empty] | checked
"Due to their cost, limit handhole use to three or more services,"
Richard Faedo has a question: "Does a street light count as one of the three services?"
Pat's first answer was: "Yes." Richard asked to see the cost analysis.
Pat's answer was based on the street light cable and conduit being service to the street light
and the limited number of connections available in the pad-mounted transformers.
Here is the cost analysis: |  | Is it less expensive to run one secondary cable and install a handhole, or to
install "home run" services?
| Conduit |  | Handhole |  | TECO
Material | Material | Material | Material |  | Inspector
Description | Cost/ft | Description | Cost |  | Labor
2" | 0.47 | 12" x 20" | 102.2111 |  | Cost
3" | 0.81 |  |  | per trench foot | 1.0695
4" | 1.28 |  | TECO
|  |  | Handhole |  | TECO
Material | Cable |  | Labor |  | Pull in Cable
Description | Cost/ft |  | Cost |  | Labor
1ø 2/0 | 1.25 | per handhole | 259.6735 |  | Cost
1ø 4/0 | 1.79 |  |  | per cable pull | 120.3
1ø 500 | 4.27
Section 2 Trenching, Machine Trenching (Primary Contractor Labor Costs) | [5 empty] | As of 4/21/04
Description | [5 empty] | per foot
3. Machine trench & back fill 1001' - over (used in URD costs, by Trench feet) | [5 empty] | 1.9635
Section 3 URD Conduit Contractor (Primary Contractor Labor Costs) (by Trench feet) | [5 empty] | As of 4/21/04
Description - Drop conduit in trench | [5 empty] | per foot
2. Conduit installation 2" PVC or Galvanized (by Trench feet) | [5 empty] | 0.76872
3. Conduit installation 3" PVC or Galvanized (by Trench feet) | [5 empty] | 0.76872
4. Conduit installation 4" PVC or Galvanized (by Trench feet) | [5 empty] | 0.76872
From Section 33 ADDITIONAL WORK - 2004 | [5 empty] | As of 10/2004
1. Install service or street light cable in existing conduit | [5 empty] | per foot
A. 2/0 or 4/0 service cable | [5 empty] | 1.8399
B. 500 mcm service cable | [5 empty] | 2.5834
C. #10 through #2 street light service cable | [5 empty] | 0.88214
Ignoring the cost for the service contractor to trench the service from the property corner to the house and
ignoring the material cost for the #10 service cable:
[5 empty] | Total | Without TEC
[5 empty] | Cost | Inspector
Two 80' 2/0 services and one 80' #10 street light service in separate trenches |  |  |  |  | 1590.1592 | 1333.4872
Two 80' 4/0 services and one 80' #10 street light service in separate trenches |  |  |  |  | 1730.9592 | 1474.2872
Two 80' 2/0 services and one 80' #10 street light service in the same trench |  |  |  |  | 1275.9992 | 1019.3272
Two 80' 4/0 services and one 80' #10 street light service in the same trench |  |  |  |  | 1416.7992 | 1160.1272
One 80' 2/0 secondary to one 12" x 20" handhole |  |  |  |  | 923.9197 | 838.3623
One 80' 4/0 secondary to one 12" x 20" handhole |  |  |  |  | 994.3197 | 908.7623
Pat's answer now is hell yes!
Even if there are only two conduits crossing the road the handhole is not that much more.
The problem is do we want a second set of connections to maintain.
Two 80' 4/0 services in the same trench |  |  |  |  | 1076.0156
One 80' 4/0 secondary to one 12" x 20" handhole |  |  |  |  | 994.3197

## Lighting
Conductor costs for lighting
Street light cable costs from work request 165500 on 4/25/2013. You have to re-cost the work request, then go to Reports - Material List, then enter the numbers below in the green shaded areas
| TEC Number | Description | per foot
| 2004167 | # 4 Cu triplex UG cable | 1.7
| 2004165 | # 6 Cu triplex UG cable | 1.31
| 2004166 | # 10 Cu triplex UG cable | 0.61
| 2004195 | # 2 Cu triplex UG cable | 1.83
|  |  | Material | Contractor | Lighting
|  |  | Cost | Cost | Cost
|  |  | Per | Per | Per
|  |  | Foot | Foot | Foot
|  |  | 0.61 | 0.72 | 1.33 | Install #10 underground triplex conductor
|  |  | 1.31 | 0.72 | 2.03 | Install #6 underground triplex conductor
|  |  | 1.7 | 0.72 | 2.42 | Install #4 underground triplex conductor
|  |  | 1.83 | 0.72 | 2.55 | Install #2 underground triplex conductor |  |  |  | Made up of 3 wires put together by the crew
|  |  | 1.25 | 0.72 | 1.97 | Install 2/0 underground triplex conductor
|  |  | 1.79 | 0.72 | 2.51 | Install 4/0 underground triplex conductor
|  |  | 0.71189 | 0.66 | 1.3719 | Install #4 overhead triplex conductor
|  |  | 0.85399 | 0.66 | 1.514 | Install #2 overhead triplex conductor
|  |  | 1.3509 | 0.66 | 2.0109 | Install 2/0 overhead triplex conductor
|  |  | 1.9685 | 0.66 | 2.6285 | Install 4/0 overhead triplex conductor
|  |  | 0.47 | 0.62 | 1.09 | Install open wire 1C#2AAAC overhead conductor
TEC crew lighting costs |  |  |  | TEC | TEC | TEC
Used on the Overhead Construction worksheet |  |  | CIAC | Install | Rm | Maintenance
|  |  | Total | Labor | Labor | Labor
|  | Cost to remove any light | 56.64 |  | 0.625 |  |  | checked
|  | Cost to transfer any light | 222.5174 |  |  | 2.44 |  | checked
Work |  |  |  | (Material |  |  |  |  | Work |  | TEC | TEC | TEC | Total
Request |  |  |  | Handling) | TEC | TEC |  | Contractor | Request |  | Labor | Labor | Labor | Installation
Number | Action | Description | Material | Overhead | Labor | Overhead | Vehicle | Labor | Total |  | Only | with factor | adder | Cost
729907 | Install | 100 watt cobra head with 20" bracket | 133.12 | 160.6226 | 1.86 |  |  |  | 330.55 |  | 169.9274 | 169.9274 | 0 | 330.55 | checked
729907 | Remove | " | 0 |  | 0.58 |  |  |  | 52.59 |  | 52.59 | 52.59 | 0 | 52.59 | checked
| Transfer | " |  |  | 2.44 |  |  |  | 222.5174 |  | 222.5174 | 222.5174 | 0 | 222.5174 | checked
| Install | 100 watt cobra head with 4' bracket
729916 | Remove | " | 0 |  | 0.58 |  |  |  | 52.59 |  | 52.59 | 52.59 | 0 | 52.59 | checked
| Transfer | "
| Install | 400 watt cobra head with 20" bracket
| Remove | "
| Transfer | "
165480 | Install | 400 watt cobra head with 4' bracket | 196 |  | 1.86 |  |  |  | 406.42 |  | 406.42 | 406.42 | 0 | 406.42 | checked | This work request has several costs in it
| Remove | "
| Transfer | "
| Install | 250 watt shoebox with 20" bracket
729921 | Remove | " | 0 |  | 0.67 |  |  |  | 60.69 |  | 60.69 | 60.69 | 0 | 60.69 | checked
| Transfer | "
| Install | 100 watt cobra head with 12' bracket
| Remove | "
| Transfer | "
165493 | Install | 45' Type II concrete pole - 5210769 | 501.55 | 605.1702 | 7.79 |  |  |  | 1315.2 |  | 710.0298 | 710.0298 | 0 | 1315.2 | checked
126436 | Install | 100 watt cut off cobra head | 115.62 | 139.5071 | 1.86 |  |  |  | 309.44 |  | 169.9329 | 169.9329 | 0 | 309.44 | checked
161344 | Install | 4' bracket | 19.95 | 24.0717 | 0.4 |  |  |  | 60.48 |  | 36.4083 | 36.4083 | 0 | 60.48 | checked

## Meters
Cost to replace or relocate a meter = |  |  | 41.58
Work
[8 empty] | Request |  | Total |  |  |  |  | Total
| Install |  |  | (Material |  |  |  | Remove |  | Install |  | TEC | TEC | TEC | Removal
Work | or |  |  | Handling) | TEC | TEC |  | Base Cost | Contractor | Base |  | Labor | Labor | Labor | Base Cost
Request # | Remove | Description | Material | Overhead | Labor | Overhead | Vehicle | Total | Labor | Cost |  | Only | with factor | adder | Cost
165534 | install | 1Ø 2/0 UG CABLE TAKEOFF | 0 | 0 | 0.2 |  |  | 18.24 |  | 0 | checked | 18.24 | 18.24 | 0 | 18.24
165534 | remove | 1Ø 2/0 UG CABLE TAKEOFF | 0 | 0 | 0.26 |  |  | 23.34 |  |  | checked | 23.34 | 23.34 | 0 | 23.34

## HistoryDocumentation
2/22/2010 | Conduit costs meeting 2/22/2010
To calculate customer and project costs Distribution Design Technicians use the Toolkit Standard Rates.
When they click on the Toolkit, Standard Rates, Excel opens a workbook called SDRates.xls.
There are four workbooks used to calculate costs used in the Excel workbook SDRates.xls.
Each year/quarter/month these four workbooks Transformer2010.xls, RelayPriMtrInspectionPermits2010.xls,
Primary2010.xls, and Secondary&Service2010.xls are updated with estimating information (lineman hourly
rates, vehicle charge out rates, TEC overheads, WORKPro estimates, MMIS material costs, contractor costs).
These bits of information all change at different times, i. e., lineman cost with the contract in March.
Historically, the information has always been updated in October when Pat McAllister does the PSC URD
filing and then again when the PSC approves the filing.
Congratulations on being a Subject Matter Expert (SME) on parts of this information. Today's meeting is to
discuss the process, the SME in the process, and timeliness of it all.
The end result is to produce an estimating tool that is accurate and updated monthly.
Before automation: | Updates: | To update the standard rates costs the dates in the work requests must be updated. WorkPro
accesses tables for the costs of labor and vehicles based on the dates in the work request.
The first step in updating the standard rates is printing the Costs worksheet. The numbers in
the green shaded areas are the costs to be revised or updated.The print will be
used to record the new revised cost information. The ability to access WorkPro is necessary.
The Work Request Numbers listed in column "C" are looked up in WorkPro. In the WorkPro
"Gen. Details" window, the "Required:" date is revised to show 12/31/the current year, the
"Earliest Start:" date is revised to show 12/20/the current year, and the "Scheduled:" date is
revised to show 12/22/the current year., and then "Gen. Details" is saved. Next in WorkPro
select Design/Specification (at the top on the toolbar). Click on "$ Esimate". This will display
the previously calculated work request cost on the WorkPro window, which should match
what is printed in the shaded area of the Costs worksheet. Click the "Calculate on PC"
button to re-cost the work request using labor and material costs in effect for the current
date. Then the new job costs will appear on the WorkPro window.
On the WorkPro window the value next to "Material:" is used for the new revised Material cost.
The Material cost is not recorded for every work request. On the Costs print if the work request
has column "E" shaded green the Material cost is needed. Write the new Material cost value
on the paper Costs list or go directly to the .xls file and update the Material cost.
On the WorkPro window the value next to "Total:" is used for the new revised Total cost. The
Total cost is not recorded for every work request. On the Costs print if the work request has
column "K" shaded green the Total cost is needed. Write the new Total cost value on the paper
Costs list or go directly to the .xls file and update the Total cost.
Some work requests also require the TECO Labor cost. To get the TECO Labor revised cost
on WorkPro, from the Design/Specification window, click "Reports" and click on Estimate
Summary. Next, right click in the blue area of the highlighted Estimate Summary line. A
message box with "Modify" will appear. Click on "Modify". An Estimate Summary window will
appear. Use the down arrow to move down until you find LABOR COST: followed by
OVERHEAD:. The TECO Labor cost is the sum of those two values and appears on the line
under OVERHEAD:. Beware if the work request is a removal work request the LABOR COST:
and OVERHEAD: are found further down on the screen under REMOVAL:. On the Costs print
if the work request has column "G" shaded green the Labor cost is needed. Write the new Labor
cost value on the paper Costs list or go directly to the .xls file and update the Labor cost.
Some work requests also require the TECO Vehicle cost. To get the TECO Vehicle revised
cost on WorkPro, from the Design/Specification window, click "Reports" and click on Estimate
Summary. Next, right click in the blue area of the highlighted Estimate Summary line. A
message box with "Modify" will appear. Click on "Modify". An Estimate Summary window will
appear. Use the down arrow to move down until you find VEHICLE:. The TECO Vehicle cost is
to the right. Beware if the work request is a removal work request the VEHICLE: is found further
down on the screen under REMOVAL:. On the Costs print if the work request has column "I"
shaded green the Vehicle cost is needed. Write the new Vehicle cost value on the paper Costs
list or go directly to the .xls file and update the Vehicle cost.
When all the green shaded areas in the Costs worksheet have been updated with the new
revised costs, the links to the formulas on the other worksheets in the workbook update the
standard rates contained in the workbook. Change the revised date in the green shaded cell
address C2 above on this worksheet with the new revised date.
The second step in updating the standard rates is printing the SDRateSummary worksheet
contained in the workbook. The SDRateSummary worksheet should be in the image of the
standard rates (SDRates.xls) spreadsheet format. The revised standard rates costs are shown on
the SDRateSummary worksheet in the yellow shaded areas. Open the SDRates.xls file located
at H:/Toolkit/Standard Rates/SDRates.xls. Update the SDRates.xls file with the new revised
standard rates costs from the SDRateSummary print.

## Revised PSC5-2013
OH SERVICE CABLE Cost Table | [7 empty] | UG Cable (Secondary and Service) from an OH or UG Source - Costs Table
|  | Installation Cost |  | Removal Cost |  | Replacement Cost |  | UG Service Cable from an OH
| OH Description | Base | Per Foot | Base | Per Foot | Base | Per Foot | Source to a meter can | Installation Cost |  | Removal Cost |  | Replacement Cost
| 1Ø - #4 AWG Duplex | 79.8918 | 0.4666 | 41.9903 | 0 | 121.8821 | 0.4666 | Cable & Conduit With Machine Trench | Base | Per Foot | Base | Per Foot | Base | Per Foot
| 1Ø - #4 AWG Triplex | 124.8917 | 0.71189 | 38.4688 | 0 | 163.3605 | 0.71189 | 1Ø - 2/0 AWG Triplex | 241.3007 | 11.9889 | 190.16 | 0 | 431.4607 | 202.1489
| 1Ø - #2 AWG Triplex | 125.8026 | 0.85399 | 38.4688 | 0 | 164.2714 | 0.85399 | 1Ø - 2/0 AWG Triplex | 241.3007 | 11.9889 | 190.16 | 0 | 431.4607 | 202.1489
| 1Ø - 2/0 AWG Triplex | 124.556 | 1.3509 | 38.4688 | 0 | 163.0249 | 1.3509 | 1Ø - 4/0 AWG Triplex | 283.6524 | 12.8689 | 190.16 | 0 | 473.8124 | 203.0289
| 1Ø - 4/0 AWG Triplex | 125.4493 | 1.9685 | 38.4688 | 0 | 163.9181 | 1.9685 | 1Ø - 500 kcmil Triplex | 502.724 | 17.7344 | 190.16 | 0 | 692.884 | 207.8944
| 1Ø - 2-4/0 AWG Triplex | 250.8986 | 3.937 | 76.9377 | 0 | 327.8363 | 3.937 | 3Ø - 2/0 AWG Quadraplex | 254.1148 | 12.6589 | 190.16 | 0 | 444.2748 | 202.8189
| 3Ø - #2 AWG Quadraplex | 124.6733 | 1.2228 | 38.4688 | 0 | 163.1421 | 1.2228 | 3Ø - 2/0 AWG Quadraplex | 254.1148 | 12.6589 | 190.16 | 0 | 444.2748 | 202.8189
| 3Ø - 2/0 AWG Quadraplex | 124.6667 | 1.8834 | 38.4688 | 0 | 163.1355 | 1.8834 | 3Ø - 4/0 AWG Quadraplex | 279.5379 | 13.5389 | 190.16 | 0 | 469.6979 | 203.6989
| 3Ø - 4/0 AWG Quadraplex | 124.413 | 2.7885 | 38.2188 | 0 | 162.6318 | 2.7885 | 3Ø - 500 kcmil Quadraplex | 526.3492 | 19.2244 | 190.16 | 0 | 716.5092 | 209.3844
| 3Ø - 2-4/0 AWG Quadraplex | 249.1252 | 5.5769 | 76.5823 | 0 | 325.7075 | 5.5769 | 3Ø - 500 kcmil Quadraplex | 526.3492 | 19.2244 | 190.16 | 0 | 716.5092 | 209.3844
| 3Ø - 500 kcmil Cu Lashed | 461.9775 | 47.8991 | 105.0258 | 0 | 567.0033 | 47.8991 | 3Ø 2 - 4/0 AWG Quadraplex | 559.0757 | 22.0388 | 380.32 | 0 | 939.3957 | 402.3588
[8 empty] | 3Ø 2 - 500 kcmil Quadraplex | 1052.6984 | 33.3216 | 380.32 | 0 | 1433.0184 | 413.6416
OH SECONDARY CABLE Cost Table | [7 empty] | UG Service Cable from an UG
| The Base Cost frames two poles (one span) with connectors (crabs and pks11g) and pulls in cable (WIOCF). | [6 empty] | Source to a meter can | Installation Cost |  | Removal Cost |  | Replacement Cost
| Cost Per Foot is material and material handling only. | [6 empty] | Cable & Conduit With Machine Trench | Base | Per Foot | Base | Per Foot | Base | Per Foot
|  | Installation Cost |  | Removal Cost |  | Replacement Cost |  | 1Ø - 2/0 AWG Triplex | 42.7136 | 10.5145 | 190.3 | 0 | 233.0136 | 200.8145
| OH Description | Base | Per Foot | Base | Per Foot | Base | Per Foot | 1Ø - 2/0 AWG Triplex | 42.7136 | 10.5145 | 190.3 | 0 | 233.0136 | 200.8145
| 1Ø 1 - #2 AAAC (open secondary) | 1045.1839 | 0.41966 | 100.0882 | 0 | 1145.2721 | 0.41966 | 1Ø - 4/0 AWG Triplex | 78.2842 | 11.3945 | 190.3 | 0 | 268.5842 | 201.6945
| 1Ø 1 - 2/0 AAAC (open secondary) | 1050.6542 | 0.55648 | 100.0882 | 0 | 1150.7424 | 0.55648 | 1Ø - 500 kcmil Triplex | 115.6767 | 16.2726 | 190.3 | 0 | 305.9767 | 206.5726
| 1Ø - 2/0 AWG Triplex | 1238.3307 | 1.6264 | 100.8136 | 0 | 1339.1443 | 1.6264 | Parallel 1Ø - 4/0 AWG Triplex | 156.5684 | 18.9345 | 380.6 | 0 | 537.1684 | 399.5345
| 1Ø - 4/0 AWG Triplex | 1108.1882 | 1.9948 | 100.8136 | 0 | 1209.0017 | 1.9948 | Parallel 1Ø - 500 kcmil Triplex | 231.3535 | 29.0309 | 380.6 | 0 | 611.9535 | 409.6309
| 1Ø - 2-4/0 AWG Triplex | 2047.4277 | 3.7315 | 173.989 | 0 | 2221.4167 | 3.7315 | 3Ø - 2/0 AWG Quadraplex | 96.7693 | 11.1845 | 380.6 | 0 | 477.3693 | 391.7845
| 3Ø - 2/0 AWG Quadraplex | 1104.5999 | 1.9052 | 100.8136 | 0 | 1205.4135 | 1.9052 | 3Ø - 2/0 AWG Quadraplex | 96.7693 | 11.1845 | 380.6 | 0 | 477.3693 | 391.7845
| 3Ø - 4/0 AWG Quadraplex | 1133.3985 | 2.6251 | 100.8136 | 0 | 1234.2121 | 2.6251 | 3Ø - 4/0 AWG Quadraplex | 109.4748 | 12.0645 | 190.44 | 0 | 299.9148 | 202.5045
| 3Ø - 2-4/0 AWG Quadraplex | 2097.8584 | 4.9922 | 173.989 | 0 | 2271.8474 | 4.9922 | 3Ø - 500 kcmil Quadraplex | 154.855 | 17.7626 | 190.44 | 0 | 345.295 | 208.2026
[8 empty] | 3Ø - 500 kcmil Quadraplex | 154.855 | 17.7626 | 190.44 | 0 | 345.295 | 208.2026
OH Service and Secondary Poles | [7 empty] | 3Ø 2 - 4/0 AWG Quadraplex | 218.9496 | 20.2745 | 380.88 | 0 | 599.8296 | 401.1545
[8 empty] | 3Ø 2 - 500 kcmil Quadraplex | 309.7101 | 32.0109 | 380.88 | 0 | 690.5901 | 412.8909
|  |  | Install | Remove | Replacement |  |  | UG Secondary Cable from an UG
|  |  | Cost | Cost | Cost |  |  | Source to a handhole | Installation Cost |  | Removal Cost |  | Replacement Cost
Install 30' wood pole 2002837 |  |  | 609.5913 | 252.3774 | 861.9687 |  |  | Cable & Conduit With Machine Trench | Base | Per Foot | Base | Per Foot | Base | Per Foot
Install 30' wood pole 2002836 |  |  | 608.9098 | 252.3774 | 861.2872 |  |  | 1Ø - 2/0 AWG Triplex | 18.8833 | 12.7198 | 380.41 | 0 | 399.2933 | 393.1298
Install 30' type I concrete pole 2002838 |  |  | 646.0761 | 252.3774 | 898.4535 |  |  | 1Ø - 4/0 AWG Triplex | 45.6939 | 13.5998 | 380.41 | 0 | 426.1039 | 394.0098
Install 35' class 4 fiberglass pole 2002829 |  |  | 1678.2363 | 252.3774 | 1930.6137 |  |  | 1Ø - 500 kcmil Triplex | 81.5903 | 19.0576 | 380.41 | 0 | 462.0003 | 399.4676
Install 35' class 4 wood pole 2002842 |  |  | 728.0282 | 252.3774 | 980.4056 |  |  | Parallel 1Ø - 4/0 AWG Triplex | 91.3879 | 21.1398 | 91.3879 | 0 | 182.7758 | 112.5277
Install 35' type I concrete pole 2002845 |  |  | 743.9461 | 252.3774 | 996.3235 |  |  | Parallel 1Ø - 500 kcmil Triplex | 163.1806 | 31.816 | 163.1806 | 0 | 326.3612 | 194.9966
Install 35' type II concrete pole 2002846 |  |  | 851.5861 | 252.3774 | 1103.9635 |  |  | 3Ø - 2/0 AWG Quadraplex | 44.1736 | 13.3898 | 380.5 | 0 | 424.6736 | 393.8898
Install 35' type IV concrete pole 2002839 |  |  | 951.9069 | 252.3774 | 1204.2843 |  |  | 3Ø - 4/0 AWG Quadraplex | 52.9335 | 14.2698 | 380.5 | 0 | 433.4335 | 394.7698
[8 empty] | 3Ø - 500 kcmil Quadraplex | 96.5521 | 20.5476 | 380.5 | 0 | 477.0521 | 401.0476
[8 empty] | 3Ø 2 - 4/0 AWG Quadraplex | 105.8671 | 22.4798 | 761 | 0 | 866.8671 | 783.4798
[8 empty] | 3Ø 2 - 500 AL kcmil Quadraplex | 193.1043 | 34.796 | 761 | 0 | 954.1043 | 795.796
UG Secondary Cable
[8 empty] | from an OH Source Down a Pole to a | Install | Remove | Replacement
[8 empty] | Handhole at the Base of the Pole | Cost | Cost | Cost
[8 empty] | 1Ø - 2/0 AWG Triplex | 211.7269 | 190.46 | 402.187
[8 empty] | 1Ø - 4/0 AWG Triplex | 250.6881 | 190.42 | 441.1081
[8 empty] | 1Ø - 500 kcmil Triplex | 453.374 | 190.42 | 643.794
[8 empty] | Parallel 1Ø - 4/0 AWG Triplex | 501.3761 | 380.84 | 882.2161
[8 empty] | Parallel 1Ø - 500 kcmil Triplex | 906.748 | 380.84 | 1287.588
[8 empty] | 3Ø - 2/0 AWG Quadraplex | 239.1288 | 190.68 | 429.8088
[8 empty] | 3Ø - 4/0 AWG Quadraplex | 264.7932 | 190.68 | 455.4732
[8 empty] | 3Ø - 500 kcmil Quadraplex | 518.0719 | 190.68 | 708.7519
[8 empty] | 3Ø 2 - 4/0 AWG Quadraplex | 529.5864 | 381.36 | 910.9464
[8 empty] | 3Ø 2 - 500 AL kcmil Quadraplex | 1036.1438 | 381.36 | 1417.5038

## WRData
Key | WR | Action | Descriptor | Material | LaborHRs | Total
10474R | 10474 | R | Remove Primary UG Cable - BASE | 0 | 2.09 | 190.16
10495I | 10495 | I | Install Primary UG Cable - BASE | 0 | 2.09 | 190.16
11609I | 11609 | I | OH #2/0 1PH SVC | 107.92 | 1.61 | 276.76
11802I | 11802 | I | IN 3 PH 336 PRI | 20326.57 | 278.39 | 49913.11
11877R | 11877 | R | Remove 3 PH 1000 AL PRI UG BASE | 0 | 21.21 | 1933.88
11960I | 11960 | I | COUP2P,CONDUIT TERM. | 18.94 | 2.75 | 273.7
11989I | 11989 | I | IN 1 PH 1/0 AL PRI UG PER FOOT | 2011.36 | 8.37 | 3189.37
12105R | 12105 | R | RM 1PH 1/0 AL PRI UG PER FOOT | 0 | 0.08 | 7.12
12120I | 12120 | I | IN 3PH 1/0 AL PRI UG PER FOOT | 4779.95 | 14.28 | 7069.08
12123R | 12123 | R | RM 3PH 1/0 AL PRI UG PER FOOT | 0 | 1.8 | 164.32
12156I | 12156 | I | junk | 0 | 0.24 | 22.25
12156R | 12156 | R | junk | 0 | 2.09 | 190.16
12201I | 12201 | I | Make service hot in pad-mounted tx | 0 | 0.24 | 22.25
12233I | 12233 | I | IN 3PH 4/0 AL PRI UG PER FOOT | 6746.32 | 14.28 | 9441.7
12244R | 12244 | R | RM 3PH 4/0 AL PRI UG PER FOOT | 0 | 1.72 | 156.84
12277I | 12277 | I | INSTALL 24" BRKT ON wood pole | 54.11 | 0.62 | 121.93
12284I | 12284 | I | IN 3PH 1000 AL PRI UG PER FOOT | 14837.15 | 25.71 | 20246.32
12286R | 12286 | R | RM 3PH 1000 AL PRI UG PER FOOT | 0 | 1.75 | 160.27
12287R | 12287 | R | Rm 3 SPST,6 LA,GROUND | 0 | 23.81 | 2172.66
12288I | 12288 | I | INSTALL PMH12 STAINLESS STEEL | 16733.95 | 15.18 | 21574.85
12289I | 12289 | I | In 1000kVA 480 Loop | 23965.06 | 12.95 | 30097.64
12548I | 12548 | I | Three phase LBC - 3 Position | 2908.8 | 18.99 | 5241.36
12550I | 12550 | I | 3PH 3 Pos LBC OH Equiv-PKP301WA3A | 235.43 | 9.65 | 1164.03
12551I | 12551 | I | Single phase LBC - 3 Position | 1349.66 | 10.08 | 2546.89
12554I | 12554 | I | 1PH 3 Pos LBC OH Equiv-PKP101WA3A | 49.5 | 3.86 | 411.72
12556I | 12556 | I | Single phase LBC - 4 Position | 1499.54 | 12.47 | 2946.25
12557I | 12557 | I | 1PH 4 Pos LBC OH Equiv-2 PKP101WA3A | 99.01 | 7.72 | 823.44
12562I | 12562 | I | Three phase LBC - 4 Position | 3115.46 | 23.48 | 5899.35
12582I | 12582 | I | 3PH 4 Pos LBC OH Equiv- PKP306WA4A | 139.1 | 5.06 | 629.06
12584I | 12584 | I | In 1500kVA 480 Loop | 31426.04 | 12.55 | 39285.79
12591R | 12591 | R | REMOVE TEMPORARY 600A CABINET | 0 | 2.31 | 210.43
12728I | 12728 | I | INSTALL PADPMH - TEC 2001005 | 447.56 | 0 | 540.03
12744I | 12744 | I | IN DBL 3/8" DOWN GUY ON WOOD POLE | 166.27 | 4.35 | 597.1
12750R | 12750 | R | RM DB 1/4" OR 3/8" DWN GUY ON WD PL | 0 | 1.95 | 178.01
12764T | 12764 | T | TR DB 1/4" OR 3/8" DN GUY ON WD PL | 0 | 3.37 | 307.47
12771R | 12771 | R | DIST ENG CONVERSION | 0 | 0.5 | 45.4
12777R | 12777 | R | DIST ENG Conversion | 0 | 4.65 | 423.66
12780I | 12780 | I | DIST ENG CONVERSION | 80.64 | 1.61 | 243.59
12784R | 12784 | R | DIST ENG Conversion | 0 | 1.65 | 150.48
12787I | 12787 | I | DIST ENG CONVERSION | 118.07 | 1.61 | 288.75
12800R | 12800 | R | Rm 2000kVA loop through pad-mount | 0 | 6.52 | 594.76
12803I | 12803 | I | IN DBL 3/8" DOWN GUY ON CONC POLE | 152.37 | 4.35 | 580.33
12818R | 12818 | R | RM DB 1/4" OR 3/8" DN GUY ON CN PL | 0 | 1.95 | 178.01
12820T | 12820 | T | TR DB 1/4" OR 3/8" DN GUY ON CN PL | 0 | 3.37 | 307.47
12824I | 12824 | I | Install 2000 kVA | 41479.8 | 4.88 | 50494.55
12828I | 12828 | I | IN TPL 3/8" DOWN GUY ON WD PL | 308.31 | 4.3 | 764.45
12829R | 12829 | R | RM TPL1/4" OR 3/8" DWN GUY ON WD PL | 0 | 3.59 | 327.72
12839T | 12839 | T | TR TPL1/4" OR 3/8" DWN GUY ON WD PL | 0 | 5.94 | 542.13
12847I | 12847 | I | Install 55' conc pole 5210615 | 3906.56 | 55 | 9729.43
12853I | 12853 | I | IN TPL 3/8" DOWN GUY ON WD POLE | 280.91 | 6.92 | 970.1
12858R | 12858 | R | RM TPL1/4" OR 3/8" DWN GUY ON CN PL | 0 | 3.33 | 303.44
12937T | 12937 | T | RM TPL1/4" OR 3/8" DWN GUY ON WD PL | 0 | 6.03 | 550.21
12938I | 12938 | I | In 750kVA 480 loop thru with FR3 | 617.69 | 12.95 | 1926.7
12939I | 12939 | I | IN 3/8" SPAN GUY 180' BTWN 2 WD PL | 101.6 | 1 | 213.24
12940R | 12940 | R | RM1/4" OR 3/8" SPAN GUY FRM 2 WD PL | 0 | 0.82 | 74.47
12947T | 12947 | T | TR1/4" OR 3/8" SPAN GUY NEW WD POLE | 0 | 0.55 | 50.2
12948R | 12948 | R | Rm 750kVA 480v loop tx with FR3 | 0 | 6.52 | 594.76
12949I | 12949 | I | IN 3/8" SPAN GUY BTWN 2 CONC PL | 74.61 | 1 | 180.68
12950R | 12950 | R | REMOVE 167 kVA OH TX | 0 | 2.82 | 259
12951I | 12951 | I | INSTALL PRECAST 5 X 10-6 X7 PULLBOX | 4246.02 | 22.02 | 7131.98
12952I | 12952 | I | Install 3 phase 1000 AL PRI UG BASE | 0 | 21.21 | 1933.88
12953R | 12953 | R | REMOVE PSE3 | 0 | 6.25 | 570.45
12954R | 12954 | R | REMOVE PMH9 | 0 | 8.3 | 756.55
12955R | 12955 | R | REMOVE PMH11 | 0 | 7.5 | 683.71
12956R | 12956 | R | REMOVE PMH12 | 0 | 8.65 | 788.93
12958I | 12958 | I | IN 3 PH 2/0 PRI | 6153.9 | 116.79 | 18077.07
12962R | 12962 | R | RM 1/4"OR 3/8" SPAN GUY BTN 2 CN PL | 0 | 0.82 | 74.47
12963R | 12963 | R | REMOVE PSE3 STAINLESS STEEL | 0 | 6.25 | 570.45
12964R | 12964 | R | REMOVE PMH9 STAINLESS STEEL | 0 | 8.3 | 756.55
12966R | 12966 | R | REMOVE PMH11 STAINLESS STEEL | 0 | 7.5 | 683.71
12967R | 12967 | R | REMOVE PMH12 STAINLESS STEEL | 0 | 8.65 | 788.93
13075I | 13075 | I | In 1000kVA 208 | 20959.61 | 12.95 | 26471.26
13077R | 13077 | R | Rm 1000kVA 208 Loop | 0 | 6.52 | 594.76
13081I | 13081 | I | In 750kVA 208 Loop FR3 | 25338.54 | 12.95 | 31754.88
13084R | 13084 | R | Rm 750kVA 208 Loop with FR3 | 0 | 6.52 | 594.76
13085I | 13085 | I | 3 PH 336 TO #2 OH TAP W/GUY | 558.3 | 16.53 | 2180.69
13087I | 13087 | I | In 1000kVA 208 loop with FR3 | 29663.15 | 12.95 | 36972.95
13088R | 13088 | R | Rm 1000kVA 208 loop with FR3 | 0 | 6.52 | 594.76
13091I | 13091 | I | 1PH 336 TO #2 OH TAP W/GUY | 237.74 | 10.16 | 1213.33
13092R | 13092 | R | cHECK THIS AGAINST 336 TAKEOFF | 0 | 14.18 | 1294.16
13094I | 13094 | I | INSTALL PMH3 | 4230.22 | 12.78 | 6269.37
13095R | 13095 | R | REMOVE PMH9 AUTO STAINLESS STEEL | 0 | 8.3 | 756.55
13096I | 13096 | I | INSTALL PMH9 | 11131.38 | 14.95 | 14794.55
13097I | 13097 | I | INSTALL PMH12 | 11349.21 | 15.18 | 15077.62
13098I | 13098 | I | INSTALL PMH11 | 9807.94 | 14.15 | 13124.85
13101I | 13101 | I | INSTALL TEMP PRIMARY CABINET | 6574.12 | 23.87 | 10109.04
13102I | 13102 | I | INSTALL PMH9 STAINLESS STEEL | 14478.63 | 14.95 | 18833.35
13103I | 13103 | I | SALVAGE FOR TEMP PRIMARY CABINET | 5612 | 0 | 6771.44
13104I | 13104 | I | PMH3 SALVAGE VALUE | 3543.93 | 12.2 | 5388.7
13105I | 13105 | I | PMH9 SALVAGE VALUE | 7959.22 | 12.2 | 10716.18
13126I | 13126 | I | 3 C #2/0, 1C #1/0 AL | 153.2 | 1.61 | 331.42
13127I | 13127 | I | PMH11 SALVAGE VALUE | 7759.35 | 12.2 | 10475.02
13128I | 13128 | I | PMH12 SALVAGE VALUE | 7292.22 | 12.2 | 9911.38
13129I | 13129 | I | CAAclass 6;3C #2/0, 1C #1/0 AL | 95.67 | 4.27 | 504.16
13130I | 13130 | I | 3C #4/0, 1C #2/0 AL | 18.7 | 1.6 | 168.2
13131I | 13131 | I | CAAclass6;3C #4/0, 1C #2/0 AL | 99.47 | 4.27 | 508.74
13132I | 13132 | I | PSE3 STAINLESS STEEL SALVAGE | 3516.63 | 12.2 | 5355.76
13133I | 13133 | I | CAAclass6;3C #4/0, 1C #2/0 AL | 99.47 | 4.27 | 508.74
13194I | 13194 | I | 3C #4/0, 1C #2/0 AL | 35.42 | 3.19 | 334.04
13197I | 13197 | I | PSE9 STAINLESS STEEL SALVAGE | 11306.47 | 12.2 | 14754.98
13199I | 13199 | I | PSE9A SALVAGE VALUE | 39411.65 | 12.2 | 48666.69
13200I | 13200 | I | 3C #2/0, 1C #1/0 AL | 112.31 | 1.61 | 281.8
13201I | 13201 | I | 3C #4/0, 1C #2/0 Bus insul. AL | 521.59 | 6.76 | 1246.26
13202I | 13202 | I | 4C #2 AL | 14.28 | 1.6 | 162.87
13203I | 13203 | I | CAAclass6;4C #2 AL | 193.8 | 4.28 | 623.66
13204I | 13204 | I | PSE11 STAINLESS STEEL SALVAGE | 13297.13 | 12.2 | 17156.91
13205I | 13205 | I | 3C #2/0, 1C #1/0 AL | 224.6 | 3.2 | 563.6
13206I | 13206 | I | PSE12 STAINLESS STEEL SALVAGE | 12676.96 | 12.2 | 16408.61
13207T | 13207 | T | TR 1/4"OR 3/8" SPAN GUY NEW CONC PL | 0 | 0.55 | 50.2
13208R | 13208 | R | Rm 1ph 17x30 above ground hh | 0 | 1.46 | 133.49
13209I | 13209 | I | 17" x 30" above ground handhole | 242.53 | 2.79 | 547.52
13210I | 13210 | I | Install 3ph 17 x 30 above ground hh | 261.9 | 3.28 | 615.39
13211R | 13211 | R | Remove 3ph 17x30 above ground hh | 0 | 1.51 | 137.53
13282T | 13282 | T | Raise or lower 17x30 above ground h | 0 | 2.66 | 242.74
13456I | 13456 | I | Install 25kva OH Tx | 1119.58 | 7.35 | 2019.86
13458R | 13458 | R | Rm 10 KVA OH TX | 0 | 2.5 | 228.83
13460I | 13460 | I | Install 37kva OH Tx | 1305.28 | 7.35 | 2243.94
13461I | 13461 | I | Install 50kva OH Tx | 1506.5 | 7.35 | 2486.73
13462I | 13462 | I | Install 10kva OH Tx | 858.61 | 7.35 | 1704.98
13463I | 13463 | I | Install 75kva OH Tx | 2149.5 | 7.33 | 3263.29
13464I | 13464 | I | ADD A PHASE TO MAKE OPEN WYE | 791.11 | 16.1 | 2423.64
13466I | 13466 | I | INSTALL PULLBOX 30 X 60 X 48 | 908.62 | 0.75 | 1165.12
13467I | 13467 | I | INSTALL PRECAST 6 X 12 X 7 PULLBOX | 4459.59 | 22.45 | 7429.14
13469I | 13469 | I | CHECK - ADD SVHOTTX TO TX JOBS | 9043.73 | 3.1 | 11195.36
13469R | 13469 | R | CHECK - ADD SVHOTTX TO TX JOBS | 0 | 1.99 | 182.07
13470R | 13470 | R | REMOVE 15" MANHOLE COLLAR-LOWER | 0 | 0.62 | 56.64
13471R | 13471 | R | REMOVE 6" MANHOLE COLLAR-LOWER | 0 | 0.62 | 56.64
13472I | 13472 | I | INSTALL PMH9 AUTO STAINLESS STEEL | 42583.81 | 14.95 | 52745.06
13473I | 13473 | I | INSTALL 15" MANHOLE COLLAR-RAISE | 318.29 | 0.84 | 460.93
13475I | 13475 | I | Install 25kva UG Tx | 2449 | 6.43 | 3541.61
13477I | 13477 | I | Install 37kva UG Tx | 2620.12 | 6.43 | 3748.08
13478I | 13478 | I | Install 50kva UG Tx | 3047.83 | 6.43 | 4264.16
13479I | 13479 | I | Install 75kva UG Tx | 3429.8 | 6.43 | 4725.04
13480I | 13480 | I | Install 100kva UG Tx | 3889.67 | 6.43 | 5279.92
13481I | 13481 | I | Install 167kva UG Tx | 5310.15 | 6.43 | 6993.87
13482I | 13482 | I | INSTALL 6" MANHOLE COLLAR-RAISE | 303.15 | 0.84 | 442.66
13483I | 13483 | I | In 1000kVA 480 loop with FR3 | 28127.39 | 12.95 | 35119.9
13484I | 13484 | I | INSTALL 3-336 SPLICES OH | 48.95 | 1.46 | 192.57
13485I | 13485 | I | INSTALL 3-#2 SPLICES OH | 11.52 | 1.46 | 147.41
13487R | 13487 | R | REMOVE 3PH 336 PRI CKT no POLES | 0 | 97.63 | 8903.42
13488I | 13488 | I | IN 3PH 336CKT 45' CL4 175' spans | 30280.39 | 539.07 | 85696.53
13489R | 13489 | R | REMOVE 2-3PH 336 PRI CKT no POLES | 0 | 195.78 | 17854.67
13490I | 13490 | I | Three phase angle framing | 393.91 | 5.99 | 1021.51
14264I | 14264 | I | DIST ENG LDUG M01313-01 | 60847.7 | 63.17 | 79180.22
14266I | 14266 | I | DIST ENG LDUG M01313-02 | 1201.94 | 30.34 | 4217.6
14267I | 14267 | I | DIST ENG LDUG M01313-03 | 591.86 | 4.78 | 1148.27
14269I | 14269 | I | DIST ENG LDUG M01313-04 | 126.52 | 3.19 | 443.96
14271I | 14271 | I | DIST ENG LDUG M01313-05 | 27054.54 | 112.92 | 42940.3
14273I | 14273 | I | DIST ENG LDUG M01313-06 | 18227.77 | 224.84 | 42498.32
14274I | 14274 | I | DIST ENG LDUG M01313-07 | 15323.72 | 1.57 | 18632.73
14275I | 14275 | I | DIST ENG LDUG M01313-08 | 0 | 42 | 3830.23
14276I | 14276 | I | DIST ENG LDUG M01313-09 | 11906.1 | 0 | 14366.18
14278I | 14278 | I | DIST ENG LDUG M01313-10 | 6033 | 0 | 7279.42
14280I | 14280 | I | DIST ENG LDUG M01313-11 | 7093.92 | 0 | 8559.71
14281I | 14281 | I | DIST ENG LDUG M01313-12 | 2986.73 | 0 | 3603.93
14283I | 14283 | I | DIST ENG LDUG | 408.51 | 5.52 | 1101.66
14283R | 14283 | R | DIST ENG LDUG | 0 | 1.4 | 159.95
14287I | 14287 | I | DIST ENG LDOH M01308-01 | 36589.27 | 444.14 | 84657.78
14288I | 14288 | I | DIST ENG LDOH M01308-02 | 1518.24 | 38.33 | 5327.48
14289I | 14289 | I | DIST ENG LDOH M01308-03 | 2527.4 | 98.85 | 12063.61
14290I | 14290 | I | DIST ENG LDOH M01308-04 | 126.52 | 3.19 | 443.96
14291I | 14291 | I | DIST ENG LDOH M01308-05 | 20522.85 | 368.91 | 58406.49
14296I | 14296 | I | DIST ENG LDOH M01308-06 | 0 | 173.25 | 16656.49
14299I | 14299 | I | DIST ENG LDOH M01308-07 | 17279.24 | 132.23 | 32909.67
14301I | 14301 | I | DIST ENG LDOH M01308-08 | 20140.12 | 337.1 | 55042.83
14303I | 14303 | I | DIST ENG LDOH M01308-09 | 0 | 42 | 3830.23
17953I | 17953 | I | DIST ENG LDOH 99 (M01308-01) | 41142.25 | 454.33 | 91077.91
17954I | 17954 | I | DIST ENG LDOH 99 (M01308-02) | 1581.5 | 39.93 | 5549.47
17955I | 17955 | I | DIST ENG LDOH 99 (M01308-03) | 2828.82 | 112.92 | 13711.03
17956I | 17956 | I | DIST ENG LDOH 99 (M01308-04) | 126.52 | 3.19 | 443.96
17957I | 17957 | I | DIST ENG LDOH 99 (M01308-05) | 23765.41 | 393.41 | 64553.62
17958I | 17958 | I | DIST ENG LDOH 99 (M01308-06) | 552.04 | 186.79 | 17700.36
17959I | 17959 | I | DIST ENG LDOH 99 (M01308-07) | 20496.31 | 239.43 | 46564.57
17960I | 17960 | I | DIST ENG LDOH 99 (M01308-08) | 7712.66 | 336.19 | 39965.33
17961I | 17961 | I | DIST ENG LDOH 99 (M01308-09) | 0 | 42 | 3830.23
21172I | 21172 | I | Install 100kva OH Tx | 2653.06 | 7.55 | 3890.26
37574I | 37574 | I | SEE PROJECT -- 8 PER TX | 5267.55 | 10.04 | 10006.69
38714I | 38714 | I | SEE PROJECT -- PRIMARY | 919.78 | 5.35 | 2289.37
38716I | 38716 | I | SEE PROJECT -- TRANSFORMERS | 2926.89 | 3.28 | 3830.99
38717I | 38717 | I | SEE PROJECT -- SECONDARY | 365.95 | 1.34 | 754.97
38718I | 38718 | I | SEE PROJECT -- SERVICES | 1054.84 | 0.08 | 3131.25
40354I | 40354 | I | UG PRIMARY/CONDUIT/TX FOR C. H | 1473.07 | 12.7 | 3729.54
40354R | 40354 | R | UG PRIMARY/CONDUIT/TX FOR C. H | 0 | 6.26 | 570.46
40515I | 40515 | I | HH 10" x 13" Load Bearing | 132.94 | 2.79 | 415.28
41156R | 41156 | R | Rm 25 KVA OH TX | 0 | 2.5 | 228.83
42473R | 42473 | R | REMOVE 3PH 2/0 PRI CKT no POLES | 0 | 62.44 | 5694.82
51118I | 51118 | I | DIST ENG LDUG APRIL 99 | 59446.56 | 73.3 | 78412.06
51176I | 51176 | I | DIST ENG LDUG APRIL 99 | 1518.24 | 38.33 | 5327.48
51181I | 51181 | I | DIST ENG LDUG APRIL 99 | 683.6 | 7.35 | 1495.14
51184I | 51184 | I | DIST ENG LDUG APRIL 99 | 126.52 | 3.19 | 443.96
51186I | 51186 | I | DIST ENG LDUG APRIL 99 | 5360.47 | 0 | 6467.95
51194I | 51194 | I | DIST ENG LDUG APRIL 99 | 23876.71 | 144.89 | 42022.77
51198I | 51198 | I | DIST ENG LDUG APRIL 99 | 5789.97 | 122.23 | 18133.58
51202I | 51202 | I | DIST ENG LDUG APRIL 99 | 1282.78 | 0 | 1547.85
51203I | 51203 | I | DIST ENG LDUG APRIL 99 | 22985.94 | 2.39 | 27952.49
51204I | 51204 | I | DIST ENG LDUG APRILL 99 | 0 | 42 | 3830.23
51205I | 51205 | I | DIST ENG LDUG APRIL 99 | 10889.91 | 0 | 13139.76
51510I | 51510 | I | DIST ENG LDOH TX APRIL 99 | 31249.38 | 176.04 | 53761.25
51514I | 51514 | I | DIST ENG LDOH GRD TX APRIL 99 | 1518.24 | 38.33 | 5327.48
51515I | 51515 | I | DIST ENG LDOH PRI APRIL 99 | 2294.87 | 103.86 | 12239.39
51520I | 51520 | I | DIST ENG LDOH GRD PRI APRIL 99 | 126.52 | 3.19 | 443.96
51525I | 51525 | I | DIST ENG LDOH POLES APRIL 99 | 21384.32 | 376.5 | 60137.61
51526I | 51526 | I | DIST ENG LDOH HAUL APRIL 99 | 0 | 204.6 | 18658.69
51528I | 51528 | I | DIST ENG LDOH SEC APRIL 99 | 19837.42 | 325.06 | 53579.77
51531I | 51531 | I | DIST ENG LDOH SERVICE APRIL 99 | 8020.91 | 336.23 | 40340.91
51532I | 51532 | I | DIST ENG LDOH METER APRIL 99 | 0 | 42 | 3830.23
51848I | 51848 | I | 2C #2/0, 1C #1/0 AL | 13.39 | 1.6 | 161.8
51852I | 51852 | I | 2C #4/0, 1C #2/0 AL | 16.75 | 1.6 | 165.85
51855I | 51855 | I | 2C #2/0, 1C #1/0 AL | 13.39 | 1.6 | 161.8
51857I | 51857 | I | OH #2/0 3PH SVC | 151.82 | 1.61 | 329.72
51858I | 51858 | I | Pole Wood 30' Penta/CAAclass6 | 80.77 | 4.32 | 491.02
51867I | 51867 | I | 2C #2/0,1C #1/0 AL;CAA class6 | 13.39 | 1.6 | 161.8
51867R | 51867 | R | 2C #2/0,1C #1/0 AL;CAA class6 | 0 | 4.14 | 377.38
51868I | 51868 | I | DIST ENG CONVERSION APRIL 99 | 68.1 | 1.61 | 228.71
51872I | 51872 | I | DIST ENG CONVERSION APRIL 99 | 93.7 | 4.27 | 501.79
51873I | 51873 | I | 2C #4/0, 1C #2/0 AL | 16.75 | 1.6 | 165.85
51874I | 51874 | I | 2C #4/0, 1C #2/0 AL | 16.75 | 1.6 | 165.85
51877I | 51877 | I | DIST ENG CONVERSION APRIL 99 | 686.81 | 5.9 | 1366.74
51879I | 51879 | I | DIST ENG CONVERSION APRIL 99 | 30.5 | 3.92 | 394.17
51880I | 51880 | I | DIST ENG CONVERSION APRIL 99 | 67.97 | 3.92 | 439.37
52938I | 52938 | I | DIST ENG HDUG TX APRIL 99 | 44382.39 | 60.68 | 59086.57
52950I | 52950 | I | DIST ENG HDUG GRD TX APRIL 99 | 1265.2 | 31.94 | 4439.57
52951I | 52951 | I | DIST ENG HDUGFRAMEOH APRIL 99 | 1367.2 | 14.72 | 2990.14
52954I | 52954 | I | DIST ENG HDUG GRD POL APRIL 99 | 253.04 | 6.39 | 887.92
52971I | 52971 | I | DIST ENG HDUGCONDMAT APRIL 99 | 3471.27 | 0 | 4188.52
52976I | 52976 | I | DIST ENG HDUG PRIMARY APRIL 99 | 14782.64 | 140.34 | 30634.5
52980I | 52980 | I | DIST ENG HDUG SECONDA APRIL 99 | 2666.25 | 73.75 | 9942.56
53001I | 53001 | I | DIST ENG HDUGSECCONDM APRIL 99 | 429.63 | 0 | 518.41
53004I | 53004 | I | DIST ENG HDUGSERCABLE APRIL 99 | 17187.68 | 1.78 | 20901.38
53013I | 53013 | I | DIST ENG HDUG METERS APRIL 99 | 0 | 35.2 | 3210.1
53020I | 53020 | I | DIST ENG HDUGSVCCONDM APRIL 99 | 8295.54 | 0 | 10009.72
53614I | 53614 | I | DIST ENG HDOH TX APRIL 99 | 22922.91 | 139.39 | 40369.56
53622I | 53622 | I | DIST ENG HDOH GRD TX APRIL 99 | 1201.94 | 30.34 | 4217.6
53624I | 53624 | I | DIST ENG HDOH PRI APRIL 99 | 1201.71 | 66.72 | 7535.27
53628I | 53628 | I | DIST ENG HDOH GRD PRI APRIL 99 | 63.26 | 1.6 | 221.97
53637I | 53637 | I | DIST ENG HDOH POLES APRIL 99 | 12124.28 | 183.75 | 31383.89
53651I | 53651 | I | DIST ENG HDOH HAUL APRIL 99 | 0 | 148.5 | 13542.6
53796I | 53796 | I | DIST ENG HDOH SEC APRIL 99 | 13234.35 | 239.28 | 37789.34
53891I | 53891 | I | DIST ENG HDOH SERVICE APRIL 99 | 6918.03 | 281.81 | 34047.6
53900I | 53900 | I | DIST ENG HDOH METER APRIL 99 | 0 | 35.2 | 3210.1
54488I | 54488 | I | CAA Class 6;2C#4/0, 1C #2/0 AL | 97.52 | 5.92 | 656.87
57260I | 57260 | I | Install PMH11- STAINLESS STEEL | 15345.72 | 14.15 | 19806.74
57279R | 57279 | R | Rm 1000kVA 480 loop pad-mount FR3 | 0 | 6.52 | 594.76
57634I | 57634 | I | In 1500kVA 480 loop pad-mount FR3 | 42287.53 | 12.95 | 52205.53
57693R | 57693 | R | Rm 1500kVA 480 loop pad-mount FR3 | 0 | 6.52 | 594.76
60458R | 60458 | R | Remove 100KVA OH Tx | 0 | 2.82 | 257.89
65091I | 65091 | I | INSTALL PRECAST 8 X12 X 7 PULLBOX | 4901.39 | 5.27 | 6395.48
65192I | 65192 | I | INSTALL PRECAST 4 X13-4 X 6 PULLBOX | 3747.62 | 22.18 | 6545.8
65194I | 65194 | I | INSTALL PRECAST10'X8'6"X7' PULLBOX | 721.77 | 0.88 | 951.81
65202I | 65202 | I | INSTALL PRECAST 10 X 10 X 7 PULLBOX | 5493.22 | 0.88 | 6709.04
65212I | 65212 | I | INSTALL 3PH 2/0 PRI CKT no POLES | 6460.11 | 166.17 | 22948.68
65215R | 65215 | R | Remove 25kva pad Tx | 0 | 2.26 | 206.35
65220R | 65220 | R | Remove 50 kva Pad Tx | 0 | 2.26 | 206.35
65226R | 65226 | R | Remove 75 kva Pad Tx | 0 | 2.26 | 206.35
65235R | 65235 | R | Remove 100kva Pad Tx | 0 | 2.26 | 206.35
65242R | 65242 | R | Remove 167kva Pad Tx | 0 | 2.26 | 206.35
65243R | 65243 | R | Remove 37kva Pad Tx | 0 | 2.26 | 206.35
65261R | 65261 | R | Remove 75kva OH Tx | 0 | 2.6 | 237.79
65263R | 65263 | R | Remove 15 kva OH Tx | 0 | 2.5 | 228.83
65272R | 65272 | R | Remove 50 kva OH Tx | 0 | 2.5 | 228.83
65289R | 65289 | R | Remove 37kva OH Tx | 0 | 2.5 | 228.83
65314I | 65314 | I | REMOVE 3 SPST,9 CO OH EQUIV PSE12 | 0 | 0 | 704.29
65314R | 65314 | R | REMOVE 3 SPST,9 CO OH EQUIV PSE12 | 0 | 41.12 | 3750.58
65317I | 65317 | I | INSTALL PSE9 OH EQUIVALENT | 3152.48 | 65.13 | 9743.68
65319I | 65319 | I | INSTALL 3 SPST,6 LA,GROUND | 1786.36 | 62.33 | 7838.47
65326R | 65326 | R | REMOVE OH EQUIVALENT OF PSE9 | 0 | 34.26 | 3125.49
65355I | 65355 | I | Open wye angle framing | 368.76 | 5.76 | 970.92
65497I | 65497 | I | Single phase angle framing | 201.56 | 5.59 | 752.99
65519R | 65519 | R | REMOVE 3PH #2PRI CKT no POLES | 0 | 62.44 | 5694.82
65540I | 65540 | I | INSTALL 3PH #2PRI CKT no POLES | 4153.43 | 170.16 | 20529.54
65545I | 65545 | I | Three phase tangent framing | 85.8 | 2.75 | 354.4
65554I | 65554 | I | Open wye tangent framing | 53.19 | 1.91 | 238.19
65561R | 65561 | R | REMOVE 2PH-OPENWYE#2PRI CKTno POLES | 0 | 49.49 | 4513.93
65565I | 65565 | I | IN 2PH-OPENWYE#2PRI CKT no POLES | 3047.14 | 143.01 | 16719.04
65582R | 65582 | R | RM 3PH 4/0 PRI & 2/0N no poles | 0 | 97.58 | 8899.04
65587I | 65587 | I | Single phase tangent framing cost | 20.16 | 1.46 | 157.85
65590R | 65590 | R | REMOVE 1PH #2PRI CKT no POLES | 0 | 27.78 | 2533.75
65591I | 65591 | I | INSTALL 1PH #2PRI CKT no POLES | 2097.89 | 97.48 | 11421.02
65604R | 65604 | R | REMOVE 2-45'DEADEND POLES3-336PRI | 0 | 20.92 | 1906.51
65651R | 65651 | R | REMOVE 2-45'DEADEND POLES3-#2/0PRI | 0 | 17.1 | 1559.66
65656R | 65656 | R | REMOVE 2-40'DEADEND POLES3-#2/0PRI | 0 | 17.1 | 1559.66
65658R | 65658 | R | REMOVE 2-45'DEADEND POLES3-#2PRI | 0 | 17.1 | 1559.66
65965R | 65965 | R | REMOVE 2-40'DEADEND POLES3-#2PRI | 0 | 17.1 | 1559.66
65978R | 65978 | R | REMOVE 2-45'DEADEND POLES2-#2PRI | 0 | 9.19 | 837.47
66929R | 66929 | R | REMOVE 2-40'DEADEND POLES2-#2PRI | 0 | 9.19 | 837.47
70462R | 70462 | R | REMOVE 2-45' DEADEND POLES #2PRI | 0 | 7.4 | 675.67
71256R | 71256 | R | REMOVE 2-40' DEADEND POLES #2PRI | 0 | 7.4 | 675.67
71260I | 71260 | I | INSTALL2-45'DEADEND POLES3-336PRI | 2172.87 | 32 | 5538.27
71265I | 71265 | I | INSTALL2-45DEADEND POLES3-2/0PRI | 1653.5 | 28.53 | 4596.56
71273I | 71273 | I | INSTALL2-40DEADEND POLES3-2/0PRI | 1515.8 | 28.53 | 4430.41
71343I | 71343 | I | INSTALL2-45'DEADEND POLES3-#2PRI | 1640.76 | 28.53 | 4581.18
71349I | 71349 | I | INSTALL PSE3 STAINLESS STEEL | 4202.92 | 12.78 | 6236.43
71354I | 71354 | I | INSTALL2-40'DEADEND POLES3-#2PRI | 1504.76 | 28.53 | 4417.08
71363I | 71363 | I | INSTALL2-45'DEADEND POLES2-#2PRI | 1195.88 | 19.48 | 3219.04
71367I | 71367 | I | INSTALL2-40'DEADEND POLES2-#2PRI | 1062.32 | 19.48 | 3057.9
71375I | 71375 | I | INSTALL 2-45' DEADEND POLES #2PRI | 1023.63 | 15.44 | 2643.04
71383I | 71383 | I | INSTALL 2-40' DEADEND POLES #2PRI | 889.36 | 15.44 | 2481.03
75753R | 75753 | R | Rm 1st span of Sec | 0 | 0.93 | 84.96
79112I | 79112 | I | 3 Ph 1000 UG Takeoff | 2528.03 | 37.96 | 6511.42
79141I | 79141 | I | 3 PH 336 to 336 OH tap w/guy | 600.28 | 13.95 | 1996.7
79200I | 79200 | I | 3 Ph 4/0 Pri UG Takeoff | 1232.28 | 19.14 | 3232.52
79222I | 79222 | I | 3 Ph 336 to 2/0 OH tap w/guy | 791.29 | 16.53 | 2463.89
79245I | 79245 | I | 3 Ph 1/0 Pri UG Takeoff | 1061.87 | 18.99 | 3012.69
79252I | 79252 | I | 1 Ph 1/0 Pri UG Takeoff | 519.15 | 9.2 | 1464.17
79498I | 79498 | I | INSTALL OH EQUIV PSE11, 6 SPST,3 CO | 5029.99 | 83.23 | 13658.41
79836I | 79836 | I | INSTALL 3 SPST,6 LA,9 CO | 3609.38 | 77.31 | 11405.58
79842I | 79842 | I | INSTALL 3PHASE Handhole 14"x 25" | 187.7 | 3.28 | 525.86
86390R | 86390 | R | REMOVE OH EQUIV PSE11, 6 SPST,3CO | 0 | 54.48 | 4970.56
95466I | 95466 | I | In 3ph 75kva ug pad | 3872.87 | 10.44 | 5624.79
95473I | 95473 | I | In 3 ph OH Tx 3-25kv | 3841.56 | 14.98 | 6000.68
95477I | 95477 | I | MACDILL ESTIMATE - LIGHTS | 1176.4 | 0 | 1419.44
102362I | 102362 | I | 500 AL COST | 501.59 | 0.02 | 607.02
105967I | 105967 | I | POLE HAUL TO SITE | 0 | 3.3 | 300.94
108117I | 108117 | I | Install 15kva OH Tx | 927.13 | 7.35 | 1787.66
108904R | 108904 | R | Rm 2000kVA 480 loop pad-mount FR3 | 0 | 6.52 | 594.76
108907I | 108907 | I | In 20000kVA 480 loop pad-mount FR3 | 42839.79 | 12.95 | 52871.88
108926I | 108926 | I | In 600 amp connecting plug | 56.23 | 1.66 | 219.6
108929R | 108929 | R | Rm UG capacitor | 0 | 5.81 | 529.99
108996I | 108996 | I | In OH 3-10kVA 208/120 | 1748.17 | 4.92 | 2558.4
109000R | 109000 | R | Rm OH 3-10kVA 208/120 | 0 | 2.93 | 267.02
109003I | 109003 | I | In OH 3-15kVA 208/120 | 1564.7 | 4.92 | 2337.03
109012R | 109012 | R | Rm OH 3-15kVA 208/120 | 0 | 2.93 | 267.02
109024I | 109024 | I | In 75kVA 208 Loop | 7746.66 | 12.95 | 10528.51
109033R | 109033 | R | Rm 75kVA 208 Loop | 0 | 6.52 | 594.76
109080I | 109080 | I | Install 1phase #2 splice OH | 3.84 | 0.49 | 49.13
109177R | 109177 | R | Rm 150kVA 208 Loop | 0 | 6.52 | 594.76
109180I | 109180 | I | In 150kVA 208 Loop | 9933.76 | 12.95 | 13167.47
109462I | 109462 | I | In 225kVA 208 Loop | 12088.77 | 12.95 | 15767.7
109465R | 109465 | R | Rm 225kVA 208 Loop | 0 | 6.52 | 594.76
109526I | 109526 | I | In 300kVA 208 Loop | 13377.42 | 12.95 | 17322.59
109535R | 109535 | R | Rm 300kVA 208 Loop | 0 | 6.52 | 594.76
109542I | 109542 | I | In 500kVA 208 Loop | 15550.7 | 12.95 | 19944.87
109546I | 109546 | I | In 750kVA 208 Loop | 23026.43 | 12.95 | 28965.08
109547R | 109547 | R | Rm 500kVA 208 Loop | 0 | 6.52 | 594.76
109560R | 109560 | R | Rm 750kVA 208 Loop | 0 | 6.52 | 594.76
109575I | 109575 | I | In OH 3-25kVA 208/120 | 2655.7 | 4.92 | 3653.43
109629R | 109629 | R | Rm OH 3-25kVA 208/120 | 0 | 2.93 | 267.02
109632I | 109632 | I | In OH 3-37.5kVA 208/120 | 3143.08 | 4.92 | 4241.5
109636R | 109636 | R | Rm OH 3-37.5kVA 208/120 | 0 | 2.93 | 267.02
109664I | 109664 | I | In OH 3-50kVA 208/120 | 3635.78 | 4.92 | 4835.99
109675R | 109675 | R | Rm OH 3-50kVA 208/120 | 0 | 2.93 | 267.02
109680I | 109680 | I | In OH 3-75kVA 208/120 | 6170.15 | 4.92 | 7893.96
109690R | 109690 | R | Rm OH 3-75kVA 208/120 | 0 | 2.93 | 267.02
109699I | 109699 | I | In OH 3-100kVA 208/120 | 7685.19 | 4.92 | 9722.01
109704R | 109704 | R | Rm OH 3-100kVA 208/120 | 0 | 2.93 | 267.02
109705I | 109705 | I | In OH 3-25kVA 480/277 | 2925.78 | 4.92 | 3979.31
109714I | 109714 | I | In 75kVA 480 Loop | 9056.96 | 12.95 | 12109.52
110077R | 110077 | R | Rm 75kVA 480 Loop | 0 | 6.52 | 594.76
110083I | 110083 | I | In 150kVA 480 Loop | 10069.68 | 12.95 | 13331.47
110085I | 110085 | I | In 300kVA 480 Loop | 12068.11 | 12.95 | 15742.78
110088I | 110088 | I | In 500kVA 480 Loop | 15865.19 | 12.95 | 20324.33
110094I | 110094 | I | In 750kVA 480 Loop | 21635.75 | 12.95 | 27287.09
110104R | 110104 | R | Rm 150kVA UG PAD TX 480 Loop | 0 | 6.52 | 594.76
110106R | 110106 | R | Rm 300kVA 480 Loop | 0 | 6.52 | 594.76
110111R | 110111 | R | Rm 500kVA 480 Loop | 0 | 6.52 | 594.76
110116R | 110116 | R | Rm 750kVA 480 Loop | 0 | 6.52 | 594.76
110131R | 110131 | R | Rm OH 3-25kVA 480/277 | 0 | 2.93 | 267.02
110140I | 110140 | I | In 2-25kVA UG Loop Open Y | 9102.86 | 16.12 | 12452.37
110160I | 110160 | I | In 25/37.5kVA UG Open Y | 7292.96 | 16 | 10258.43
110206I | 110206 | I | In 25&50 kVA UG Open Y | 7017.56 | 16 | 9926.13
110217I | 110217 | I | In 25&75 kVA UG Open Y | 7351.93 | 16.01 | 10329.57
110221I | 110221 | I | In 25&100 kVA UG Open Y | 7772.63 | 16.01 | 10837.22
110230I | 110230 | I | In 37.5&37.5 kVA UG Open Y | 5259.1 | 16.12 | 7814.49
110240I | 110240 | I | In 37.5&50 kVA UG Open Y | 5093.47 | 16 | 7604.52
110258I | 110258 | I | In 37.5&75 kVA UG Open Y | 5427.84 | 16.01 | 8007.96
110263I | 110263 | I | In 37.5&100 kVA UG Open Y | 5848.54 | 16.01 | 8515.61
110271R | 110271 | R | Rm 2-25kVA UG Loop Open Y | 0 | 3.54 | 323.04
110274R | 110274 | R | Rm 25&37.5 kVA UG Loop Open Y | 0 | 3.75 | 341.96
110277R | 110277 | R | Rm 25&50 kVA UG Loop Open Y | 0 | 3.75 | 341.96
110279R | 110279 | R | Rm 25&75 kVA UG Loop Open Y | 0 | 3.75 | 341.94
110284R | 110284 | R | Rm 25&100 kVA UG Loop Open Y | 0 | 3.76 | 341.94
110286I | 110286 | I | Downsize 167kva Pad Tx to 100 | 2754.4 | 1.64 | 3473.15
110286R | 110286 | R | Downsize 167kva Pad Tx to 100 | 0 | 0.53 | 48.56
110289R | 110289 | R | Rm 37.5&37.5kVA UG Loop Open Y | 0 | 3.54 | 323.04
110290I | 110290 | I | Downsize 167kva Pad Tx to 75 | 2362.69 | 1.64 | 3000.51
110290R | 110290 | R | Downsize 167kva Pad Tx to 75 | 0 | 0.53 | 48.56
110293I | 110293 | I | Downsize 100kva Pad Tx to 75 | 2362.69 | 1.64 | 3000.51
110293R | 110293 | R | Downsize 100kva Pad Tx to 75 | 0 | 0.53 | 48.56
110296I | 110296 | I | Downsize 100kva Pad Tx to 50 | 2102.17 | 1.64 | 2686.17
110296R | 110296 | R | Downsize 100kva Pad Tx to 50 | 0 | 0.53 | 48.56
110297I | 110297 | I | Downsize 75kva Pad Tx to 50 | 2102.17 | 1.64 | 2686.17
110297R | 110297 | R | Downsize 75kva Pad Tx to 50 | 0 | 0.53 | 48.56
110301I | 110301 | I | Downsize 75kva Pad Tx to 37.5 | 2377.57 | 2.14 | 3064.08
110301R | 110301 | R | Downsize 75kva Pad Tx to 37.5 | 0 | 0.53 | 48.56
110304I | 110304 | I | Downsize 50kva Pad Tx to 37.5 | 2307.94 | 1.64 | 2934.45
110304R | 110304 | R | Downsize 50kva Pad Tx to 37.5 | 0 | 0.53 | 48.56
110309I | 110309 | I | Downsize 50kva Pad Tx to 25 | 4232.03 | 1.64 | 5256.06
110309R | 110309 | R | Downsize 50kva Pad Tx to 25 | 0 | 0.53 | 48.56
110312I | 110312 | I | Downsize 37.5kva Pad Tx to 25 | 4232.03 | 1.64 | 5256.06
110312R | 110312 | R | Downsize 37.5kva Pad Tx to 25 | 0 | 0.53 | 48.56
110315R | 110315 | R | Rm 37.5&50 kVA UG Loop Open Y | 0 | 3.75 | 341.96
110326R | 110326 | R | Rm 37.5&75 kVA UG Loop Open Y | 0 | 3.75 | 341.94
110327R | 110327 | R | Rm 37.5&100 kVA UG Loop Open Y | 0 | 3.76 | 341.94
110363I | 110363 | I | In 3-25 kVA 208 OH | 3603.78 | 14.98 | 5713.78
110372I | 110372 | I | In 3-37.5 kVA 208/120 OH | 4091.33 | 14.98 | 6302.06
110375I | 110375 | I | In 3-50 kVA 208/120 OH | 4673.6 | 15.23 | 7026.95
110378I | 110378 | I | In 3-75 kVA 208/120 OH | 7335.29 | 15.23 | 10238.55
110382I | 110382 | I | In 3-100 kVA 208/120 OH | 9099.23 | 15.55 | 12397.32
110383R | 110383 | R | Rm 3-25 kVA 208/120 OH | 0 | 6.57 | 599.02
110385R | 110385 | R | Rm 3-37.5 kVA 208/120 OH | 0 | 6.57 | 599.02
110393R | 110393 | R | Rm 3-50 kVA 208/120 OH | 0 | 7.43 | 676.8
110395I | 110395 | I | Replace 25kva Pad Tx with 37.5 | 2307.94 | 1.64 | 2934.45
110395R | 110395 | R | Replace 25kva Pad Tx with 37.5 | 0 | 0.53 | 48.56
110396R | 110396 | R | Rm 3-75 kVA 208/120 OH | 0 | 7.43 | 676.8
110397R | 110397 | R | Rm 3-100 kVA 208/120 OH | 0 | 8.42 | 769.45
110398I | 110398 | I | Replace 25kva Pad Tx with 50kv | 2032.54 | 1.64 | 2602.15
110398R | 110398 | R | Replace 25kva Pad Tx with 50kv | 0 | 0.53 | 48.56
110400I | 110400 | I | Replace 37.5kva Pad Tx with 50 | 2032.54 | 1.64 | 2602.15
110400R | 110400 | R | Replace 37.5kva Pad Tx with 50 | 0 | 0.53 | 48.56
110401I | 110401 | I | In 3-25 kVA 480/277 OH | 3841.56 | 14.98 | 6000.68
110403I | 110403 | I | In 3-37.5 kVA 480/277 OH | 4789.43 | 14.98 | 7144.38
110405I | 110405 | I | In 3-50 kVA 480/277 OH | 5160.38 | 14.98 | 7591.96
110406I | 110406 | I | In 3-75 kVA 480/277 OH | 5541.52 | 14.97 | 8051.84
110409I | 110409 | I | In 3-100 kVA 480/277 OH | 7724.42 | 15.23 | 10708.09
110415I | 110415 | I | In 3-167 kVA 480/277 OH | 7142.67 | 15.17 | 10000.8
110418R | 110418 | R | Rm 3-25 kVA 480/277 OH | 0 | 6.57 | 599.02
110421I | 110421 | I | Replace 37.5kva Pad Tx with 75 | 2436.53 | 1.64 | 3089.61
110421R | 110421 | R | Replace 37.5kva Pad Tx with 75 | 0 | 0.53 | 48.56
110422I | 110422 | I | Replace 50kva Pad Tx with 75 | 2436.53 | 1.64 | 3089.61
110422R | 110422 | R | Replace 50kva Pad Tx with 75 | 0 | 0.53 | 48.56
110423I | 110423 | I | Replace 50kva Pad Tx with 100 | 2754.4 | 1.64 | 3473.15
110423R | 110423 | R | Replace 50kva Pad Tx with 100 | 0 | 0.53 | 48.56
110428I | 110428 | I | Replace 75kva Pad Tx with 100 | 2754.4 | 1.64 | 3473.15
110428R | 110428 | R | Replace 75kva Pad Tx with 100 | 0 | 0.53 | 48.56
110431I | 110431 | I | Replace 75kva Pad Tx with 167 | 4989.26 | 1.64 | 6169.73
110431R | 110431 | R | Replace 75kva Pad Tx with 167 | 0 | 0.53 | 48.56
110434R | 110434 | R | Rm 3-37.5 kVA 480/277 OH | 0 | 6.57 | 599.02
110435I | 110435 | I | Replace 100kva Pad Tx with 167 | 4989.26 | 1.64 | 6169.73
110435R | 110435 | R | Replace 100kva Pad Tx with 167 | 0 | 0.53 | 48.56
110442R | 110442 | R | Rm 3-50 kVA 480/277 OH | 0 | 6.57 | 599.02
110446R | 110446 | R | Rm 3-75 kVA 480/277 OH | 0 | 6.57 | 599.02
110449R | 110449 | R | Rm 3-100 kVA 480/277 OH | 0 | 7.43 | 676.82
110453R | 110453 | R | Rm 3-167 kVA 480/277 OH | 0 | 7.45 | 678.74
110460I | 110460 | I | In 2-10 kVA 120/240 OH Open Y | 1693.61 | 10.35 | 2987.35
110468I | 110468 | I | In 10&15 kVA 120/240 OH Open Y | 1766.64 | 10.26 | 3067.26
110469I | 110469 | I | In 10&25 kVA 120/240 OH Open Y | 1964.42 | 10.24 | 3302.35
110470I | 110470 | I | In 10&37.5 kVA OH Open Y | 2164.6 | 10.23 | 3543.89
110472I | 110472 | I | In 2-15 kVA 120/240 OH Open Y | 1838.2 | 10.24 | 3150.02
110473I | 110473 | I | In 15&25 kVA 120/240 OH Open Y | 2032.95 | 10.24 | 3385.04
110475I | 110475 | I | In 15&37.5 kVA OH Open Y | 2232.96 | 10.23 | 3626.38
110478I | 110478 | I | In 1PH 4/0 OH Svc 150 ft | 231.09 | 1.62 | 425.85
110480R | 110480 | R | Rm 2-10 kVA 120/240 OH Open Y | 0 | 4.31 | 394.28
110483R | 110483 | R | Rm 10&15 kVA 120/240 OH Open Y | 0 | 4.31 | 394.33
110484R | 110484 | R | Rm 10&25 kVA 120/240 OH Open Y | 0 | 4.26 | 387.99
110485R | 110485 | R | Rm 10&37.5 kVA OH Open Y | 0 | 4.26 | 387.99
110502R | 110502 | R | Rm 2-15 kVA OH Open Y | 0 | 4.31 | 394.28
110507R | 110507 | R | Rm 15&25 kVA OH Open Y | 0 | 4.26 | 387.99
110509R | 110509 | R | Rm 15&37.5 kVA OH Open Y | 0 | 4.26 | 387.99
110510I | 110510 | I | Pedestal Mount RTU | 989.3 | 4.35 | 1590.81
110512I | 110512 | I | In 2-25 kVA 120/240 OH Open Y | 2229.54 | 10.23 | 3622.24
110513I | 110513 | I | In 25&37.5 kVA OH Open Y | 2429.57 | 10.24 | 3863.61
110518I | 110518 | I | In 25&50 kVA 120/240 OH Open Y | 2658.41 | 10.24 | 4139.69
110520I | 110520 | I | In 25&75 kVA 120/240 OH Open Y | 3359.91 | 10.37 | 4999.68
110521I | 110521 | I | In 25&100kVA 120/240 OH Open Y | 3981.92 | 10.56 | 5768.99
110523I | 110523 | I | In 37.5&37.5 kVA OH Open Y | 2430.6 | 10.44 | 3884.88
110527I | 110527 | I | In 37.5&50 kVA OH Open Y | 2821.65 | 10.44 | 4356.72
110531I | 110531 | I | In 37.5&75 kVA OH Open Y | 3515.85 | 10.5 | 5201.9
110532I | 110532 | I | In 37.5&100 kVA OH Open Y | 4300.6 | 10.75 | 6168.94
110685R | 110685 | R | Rm 2-25 kVA OH Open Y | 0 | 4.26 | 387.98
110687R | 110687 | R | Rm 25&37.5 kVA OH Open Y | 0 | 4.26 | 387.99
110688R | 110688 | R | Rm 25&50 kVA OH Open Y | 0 | 4.26 | 387.99
110689R | 110689 | R | Rm 25&75 kVA OH Open Y | 0 | 4.05 | 368.51
110691R | 110691 | R | Rm 25&100 kVA OH Open Y | 0 | 4.81 | 441.31
110694R | 110694 | R | Rm 37.5&37.5 kVA OH Open Y | 0 | 4.37 | 399.78
110695R | 110695 | R | Rm 37.5&50 kVA OH Open Y | 0 | 4.37 | 399.79
110696R | 110696 | R | Rm 37.5&75 kVA OH Open Y | 0 | 4.8 | 439.73
110698R | 110698 | R | Rm 37.5&100 kVA OH Open Y | 0 | 5.23 | 476.21
110928I | 110928 | I | Downsize 2000kVA to 750kVA 480 | 20990.76 | 1.64 | 25477.14
110928R | 110928 | R | Downsize 2000kVA to 750kVA 480 | 0 | 0.53 | 48.56
110931I | 110931 | I | Downsize 2000kVA to 1000kVA 480 | 23320.07 | 1.64 | 28287.69
110931R | 110931 | R | Downsize 2000kVA to 1000kVA 480 | 0 | 0.53 | 48.56
110932I | 110932 | I | Downsize 2000kVA to 1500kVA 480 | 30804.01 | 1.64 | 37317.81
110932R | 110932 | R | Downsize 2000kVA to 1500kVA 480 | 0 | 0.53 | 48.56
110939I | 110939 | I | Upgrade 1000kVA to 1500 kVA 480/277 | 30804.01 | 1.64 | 37317.81
110939R | 110939 | R | Upgrade 1000kVA to 1500 kVA 480/277 | 0 | 0.53 | 48.56
110941I | 110941 | I | Upgrade 1000kVA to 2000kVA 480/277 | 41381.78 | 1.64 | 50080.95
110941R | 110941 | R | Upgrade 1000kVA to 2000kVA 480/277 | 0 | 0.53 | 48.56
110944I | 110944 | I | Upgrade 1500kVA to 2000kVA 480/277 | 41381.78 | 1.64 | 50080.95
110944R | 110944 | R | Upgrade 1500kVA to 2000kVA 480/277 | 0 | 0.53 | 48.56
110946I | 110946 | I | In OH 3-37.5kVA 480/277 | 3864.58 | 4.92 | 5112.06
110951R | 110951 | R | Rm OH 3-37.5kVA 480/277 | 0 | 2.93 | 267.02
110952I | 110952 | I | In OH 3-50kVA 480/277 | 4245.49 | 4.92 | 5571.67
110955I | 110955 | I | Downsize 150-75kVA 208 Loop | 6856.63 | 1.64 | 8422.9
110955R | 110955 | R | Downsize 150-75kVA 208 Loop | 0 | 0.53 | 48.56
110958I | 110958 | I | Downsize 225-75kVA 208 Loop | 6856.63 | 1.64 | 8422.9
110958R | 110958 | R | Downsize 225-75kVA 208 Loop | 0 | 0.53 | 48.56
110960I | 110960 | I | Downsize 300-75kVA 208 Loop | 6856.63 | 1.64 | 8422.9
110960R | 110960 | R | Downsize 300-75kVA 208 Loop | 0 | 0.53 | 48.56
110961I | 110961 | I | Downsize 225-150kVA 208 Loop | 9043.73 | 1.64 | 11061.85
110961R | 110961 | R | Downsize 225-150kVA 208 Loop | 0 | 0.53 | 48.56
110963I | 110963 | I | Downsize 300-150kVA 208 Loop | 9043.73 | 1.64 | 11061.85
110963R | 110963 | R | Downsize 300-150kVA 208 Loop | 0 | 0.53 | 48.56
110966I | 110966 | I | Downsize 500-150kVA 208 Loop | 9043.73 | 1.64 | 11061.85
110966R | 110966 | R | Downsize 500-150kVA 208 Loop | 0 | 0.53 | 48.56
110967I | 110967 | I | Downsize 300-225kVA 208 Loop | 11198.74 | 1.64 | 13662.09
110967R | 110967 | R | Downsize 300-225kVA 208 Loop | 0 | 0.53 | 48.56
110969I | 110969 | I | Downsize 500-225kVA 208 Loop | 11198.74 | 1.64 | 13662.09
110969R | 110969 | R | Downsize 500-225kVA 208 Loop | 0 | 0.53 | 48.56
110971I | 110971 | I | Downsize 750-225kVA 208 Loop | 11198.74 | 1.64 | 13662.09
110971R | 110971 | R | Downsize 750-225kVA 208 Loop | 0 | 0.53 | 48.56
110974I | 110974 | I | Downsize 500-300kVA 208 Loop | 12430.8 | 1.64 | 15148.69
110974R | 110974 | R | Downsize 500-300kVA 208 Loop | 0 | 0.53 | 48.56
110977I | 110977 | I | Downsize 750-300kVA 208 Loop | 12430.8 | 1.64 | 15148.69
110977R | 110977 | R | Downsize 750-300kVA 208 Loop | 0 | 0.53 | 48.56
110978I | 110978 | I | Downsize 750-500kVA 208 Loop | 14604.08 | 1.64 | 17770.97
110978R | 110978 | R | Downsize 750-500kVA 208 Loop | 0 | 0.53 | 48.56
110979R | 110979 | R | Rm OH 3-50kVA 480/277 | 0 | 2.93 | 267.02
110984I | 110984 | I | In OH 3-75kVA 480/277 | 4601.46 | 4.92 | 6001.18
110986R | 110986 | R | Rm OH 3-75kVA 480/277 | 0 | 2.93 | 267.02
110988I | 110988 | I | In OH 3-100kVA 480/277 | 6654.84 | 4.92 | 8478.79
110990R | 110990 | R | Rm OH 3-100kVA 480/277 | 0 | 2.93 | 267.02
110994I | 110994 | I | In OH 3-167kVA 480/277 | 5723.26 | 4.92 | 7354.75
110995R | 110995 | R | Rm OH 3-167kVA 480/277 | 0 | 2.93 | 267.02
110997I | 110997 | I | In OH 10kVA transformer only | 534.79 | 1.64 | 794.97
110999R | 110999 | R | Rm OH 10kVA transformer only | 0 | 0.98 | 89.01
111000I | 111000 | I | In OH 15kVA transformer only | 602.94 | 1.64 | 877.2
111001R | 111001 | R | Rm OH 15kVA transformer only | 0 | 0.98 | 89.01
111004I | 111004 | I | In OH 25kVA transformer only | 785.54 | 1.64 | 1097.52
111007R | 111007 | R | Rm OH 25kVA transformer only | 0 | 0.98 | 89.01
111015I | 111015 | I | Downsize 150-75kVA 480 Loop | 8166.93 | 1.64 | 10003.91
111015R | 111015 | R | Downsize 150-75kVA 480 Loop | 0 | 0.53 | 48.56
111016I | 111016 | I | Downsize 300-75kVA 480 Loop | 8166.93 | 1.64 | 10003.91
111016R | 111016 | R | Downsize 300-75kVA 480 Loop | 0 | 0.53 | 48.56
111017I | 111017 | I | Downsize 300-150kVA 480 Loop | 9179.66 | 1.64 | 11225.87
111017R | 111017 | R | Downsize 300-150kVA 480 Loop | 0 | 0.53 | 48.56
111018I | 111018 | I | Downsize 500-150kVA 480 Loop | 9179.66 | 1.64 | 11225.87
111018R | 111018 | R | Downsize 500-150kVA 480 Loop | 0 | 0.53 | 48.56
111019I | 111019 | I | Downsize 500-300kVA 480 Loop | 11121.49 | 1.64 | 13568.88
111019R | 111019 | R | Downsize 500-300kVA 480 Loop | 0 | 0.53 | 48.56
111021I | 111021 | I | Downsize 750-300kVA 480 Loop | 11121.49 | 1.64 | 13568.88
111021R | 111021 | R | Downsize 750-300kVA 480 Loop | 0 | 0.53 | 48.56
111022I | 111022 | I | Downsize 750-500kVA 480 Loop | 14918.57 | 1.64 | 18150.44
111022R | 111022 | R | Downsize 750-500kVA 480 Loop | 0 | 0.53 | 48.56
111024I | 111024 | I | In OH 37.5kVA transformer only | 967.08 | 1.64 | 1316.57
111025R | 111025 | R | Rm OH 37.5kVA transformer only | 0 | 0.98 | 89.01
111030I | 111030 | I | Downsize 1000-300kVA 480 Loop | 11121.49 | 1.64 | 13568.88
111030R | 111030 | R | Downsize 1000-300kVA 480 Loop | 0 | 0.53 | 48.56
111032I | 111032 | I | Downsize 1000-500kVA 480 Loop | 14918.57 | 1.64 | 18150.44
111032R | 111032 | R | Downsize 1000-500kVA 480 Loop | 0 | 0.53 | 48.56
111033I | 111033 | I | Downsize 1000-750kVA 480 Loop | 20990.76 | 1.64 | 25477.14
111033R | 111033 | R | Downsize 1000-750kVA 480 Loop | 0 | 0.53 | 48.56
111034I | 111034 | I | Downsize 1500-500kVA 480 Loop | 14918.57 | 1.64 | 18150.44
111034R | 111034 | R | Downsize 1500-500kVA 480 Loop | 0 | 0.53 | 48.56
111035I | 111035 | I | Downsize 1500-750kVA 480 Loop | 20990.76 | 1.64 | 25477.14
111035R | 111035 | R | Downsize 1500-750kVA 480 Loop | 0 | 0.53 | 48.56
111036I | 111036 | I | Downsize 1500-1000kVA 480 Loop | 23320.07 | 1.64 | 28287.69
111036R | 111036 | R | Downsize 1500-1000kVA 480 Loop | 0 | 0.53 | 48.56
111039I | 111039 | I | In OH 50kVA transformer only | 1167.96 | 1.64 | 1558.95
111040R | 111040 | R | Rm OH 50kVA transformer only | 0 | 0.98 | 89.01
111041I | 111041 | I | In OH 75kVA transformer only | 1752.58 | 1.64 | 2264.35
111043R | 111043 | R | Rm OH 75kVA transformer only | 0 | 0.98 | 89.01
111166I | 111166 | I | In OH 100kVA transformer only | 2212.27 | 1.64 | 2819.02
111170R | 111170 | R | Rm OH 100kVA transformer only | 0 | 0.98 | 89.01
111175I | 111175 | I | In OH 167kVA transformer only | 4018.69 | 1.64 | 4998.64
111177R | 111177 | R | Rm OH 167kVA transformer only | 0 | 0.98 | 89.01
111179I | 111179 | I | In 25kVA pad-mount | 2149.06 | 1.64 | 2742.75
111183R | 111183 | R | Rm 3 substation arresters | 0 | 3.15 | 287.24
111189I | 111189 | I | 3" 90 degree galvanized ell | 22.05 | 0.58 | 79.2
111214I | 111214 | I | 3" 45 degree galvanized ell | 29.27 | 0.58 | 87.91
111217I | 111217 | I | 2" 45 degree galvanized ell | 15.57 | 0.58 | 71.38
111221I | 111221 | I | 4" 45 degree galvanized ell | 7879.18 | 1.64 | 9656.71
111221R | 111221 | R | 4" 45 degree galvanized ell | 0 | 0.53 | 48.56
111222I | 111222 | I | 6" 45 degree galvanized ell | 104.16 | 0.58 | 178.27
111226I | 111226 | I | 6" 90 degree galvanized ell | 178.22 | 0.58 | 267.63
111250I | 111250 | I | 2" 90 degree PVC ell | 1.24 | 0.58 | 54.09
111255I | 111255 | I | 6" 90 degree PVC ell | 45.39 | 0.58 | 107.36
111256I | 111256 | I | 2" 45 degree PVC ell | 0.93 | 0.58 | 53.71
111262I | 111262 | I | Upgrade 75-150kVA 208 Loop | 9043.73 | 1.64 | 11061.85
111262R | 111262 | R | Upgrade 75-150kVA 208 Loop | 0 | 0.53 | 48.56
111270I | 111270 | I | Upgrade 75-225kVA 208 Loop | 11198.74 | 1.64 | 13662.09
111270R | 111270 | R | Upgrade 75-225kVA 208 Loop | 0 | 0.53 | 48.56
111271I | 111271 | I | Upgrade 75-300kVA 208 Loop | 12430.8 | 1.64 | 15148.69
111271R | 111271 | R | Upgrade 75-300kVA 208 Loop | 0 | 0.53 | 48.56
111276I | 111276 | I | Upgrade 150-225kVA 208 Loop | 11198.74 | 1.64 | 13662.09
111276R | 111276 | R | Upgrade 150-225kVA 208 Loop | 0 | 0.53 | 48.56
111280I | 111280 | I | Upgrade 150-300kVA 208 Loop | 12430.8 | 1.64 | 15148.69
111280R | 111280 | R | Upgrade 150-300kVA 208 Loop | 0 | 0.53 | 48.56
111283I | 111283 | I | Upgrade 150-500kVA 208 Loop | 14604.08 | 1.64 | 17770.97
111283R | 111283 | R | Upgrade 150-500kVA 208 Loop | 0 | 0.53 | 48.56
111285I | 111285 | I | Upgrade 225-300kVA 208 Loop | 12430.8 | 1.64 | 15148.69
111285R | 111285 | R | Upgrade 225-300kVA 208 Loop | 0 | 0.53 | 48.56
111289I | 111289 | I | Upgrade 225-500kVA 208 Loop | 14604.08 | 1.64 | 17770.97
111289R | 111289 | R | Upgrade 225-500kVA 208 Loop | 0 | 0.53 | 48.56
111291I | 111291 | I | Upgrade 225-750kVA 208 Loop | 22381.43 | 1.64 | 27155.12
111291R | 111291 | R | Upgrade 225-750kVA 208 Loop | 0 | 0.53 | 48.56
111330I | 111330 | I | Upgrade 300-500kVA 208 Loop | 14604.08 | 1.64 | 17770.97
111330R | 111330 | R | Upgrade 300-500kVA 208 Loop | 0 | 0.53 | 48.56
111335I | 111335 | I | Upgrade 300-750kVA 208 Loop | 22381.43 | 1.64 | 27155.12
111335R | 111335 | R | Upgrade 300-750kVA 208 Loop | 0 | 0.53 | 48.56
111340I | 111340 | I | Upgrade 300 to 1000 kVA 208/120 | 20314.61 | 1.64 | 24661.3
111340R | 111340 | R | Upgrade 300 to 1000 kVA 208/120 | 0 | 0.53 | 48.56
111344I | 111344 | I | Upgrade 500kVA to 750kVA 208 Loop | 22381.43 | 1.64 | 27155.12
111344R | 111344 | R | Upgrade 500kVA to 750kVA 208 Loop | 0 | 0.53 | 48.56
111346I | 111346 | I | Upgrade 500kVA to 1000 kVA 208/120 | 20314.61 | 1.64 | 24661.3
111346R | 111346 | R | Upgrade 500kVA to 1000 kVA 208/120 | 0 | 0.53 | 48.56
111348I | 111348 | I | Upgrade 750kVA to 1000 kVA 208/120 | 20314.61 | 1.64 | 24661.3
111348R | 111348 | R | Upgrade 750kVA to 1000 kVA 208/120 | 0 | 0.53 | 48.56
111351I | 111351 | I | 3" 45 degree PVC ell | 3.64 | 0.58 | 56.98
111355I | 111355 | I | 4" 45 degree PVC ell | 6.28 | 0.58 | 60.17
111356I | 111356 | I | 2" PVC coupling | 0.56 | 0.22 | 20.93
111358I | 111358 | I | 2" galvanized coupling | 2.02 | 0.22 | 22.69
111359I | 111359 | I | 3" PVC coupling | 3.02 | 0.22 | 23.89
111360I | 111360 | I | 3" galvanized coupling | 4.04 | 0.22 | 25.12
111362I | 111362 | I | 4" PVC coupling | 3.7 | 0.22 | 24.71
111363I | 111363 | I | 4" galvanized coupling | 8.86 | 0.22 | 30.94
111365I | 111365 | I | 6" PVC coupling | 13.31 | 0.22 | 36.31
111366I | 111366 | I | 6" galvanized coupling | 27.89 | 0.22 | 53.9
111367I | 111367 | I | 2" conduit plug | 0.52 | 0 | 0.63
111368I | 111368 | I | 3" conduit plug | 0.55 | 0 | 0.66
111370I | 111370 | I | 4" conduit plug | 0.84 | 0 | 1.01
111371I | 111371 | I | 6" conduit plug | 1.36 | 0 | 1.64
111372I | 111372 | I | 6" conduit spacer | 2.88 | 0 | 3.48
111373I | 111373 | I | Upgrade 75-150kVA 480 Loop | 9179.66 | 1.64 | 11225.87
111373R | 111373 | R | Upgrade 75-150kVA 480 Loop | 0 | 0.53 | 48.56
111380I | 111380 | I | Upgrade 75-300kVA 480 Loop | 11121.49 | 1.64 | 13568.88
111380R | 111380 | R | Upgrade 75-300kVA 480 Loop | 0 | 0.53 | 48.56
111382I | 111382 | I | Upgrade 75-500kVA 480 Loop | 14918.57 | 1.64 | 18150.44
111382R | 111382 | R | Upgrade 75-500kVA 480 Loop | 0 | 0.53 | 48.56
111386I | 111386 | I | Upgrade 150-300kVA 480 Loop | 11121.49 | 1.64 | 13568.88
111386R | 111386 | R | Upgrade 150-300kVA 480 Loop | 0 | 0.53 | 48.56
111387I | 111387 | I | Upgrade 150-500kVA 480 Loop | 14918.57 | 1.64 | 18150.44
111387R | 111387 | R | Upgrade 150-500kVA 480 Loop | 0 | 0.53 | 48.56
111391I | 111391 | I | Upgrade 150-750kVA 480 Loop | 20990.76 | 1.64 | 25477.14
111391R | 111391 | R | Upgrade 150-750kVA 480 Loop | 0 | 0.53 | 48.56
111400I | 111400 | I | Upgrade 300-500kVA 480 Loop | 14918.57 | 1.64 | 18150.44
111400R | 111400 | R | Upgrade 300-500kVA 480 Loop | 0 | 0.53 | 48.56
111402I | 111402 | I | Upgrade 300-750kVA 480 Loop | 20990.76 | 1.64 | 25477.14
111402R | 111402 | R | Upgrade 300-750kVA 480 Loop | 0 | 0.53 | 48.56
111404I | 111404 | I | Upgrade 300-1000kVA 480 Loop | 23320.07 | 1.64 | 28287.69
111404R | 111404 | R | Upgrade 300-1000kVA 480 Loop | 0 | 0.53 | 48.56
111407I | 111407 | I | Upgrade 500-750kVA 480 Loop | 20990.76 | 1.64 | 25477.14
111407R | 111407 | R | Upgrade 500-750kVA 480 Loop | 0 | 0.53 | 48.56
111409I | 111409 | I | Upgrade 500-1000kVA 480 Loop | 23320.07 | 1.64 | 28287.69
111409R | 111409 | R | Upgrade 500-1000kVA 480 Loop | 0 | 0.53 | 48.56
111413I | 111413 | I | Upgrade 500-1500kVA 480 Loop | 30804.01 | 1.64 | 37317.81
111413R | 111413 | R | Upgrade 500-1500kVA 480 Loop | 0 | 0.53 | 48.56
111416I | 111416 | I | Upgrade 750-1000 kVA 480/277 | 23320.07 | 1.64 | 28287.69
111416R | 111416 | R | Upgrade 750-1000 kVA 480/277 | 0 | 0.53 | 48.56
111419I | 111419 | I | Upgrade 750-1500 kVA 480/277 | 30804.01 | 1.64 | 37317.81
111419R | 111419 | R | Upgrade 750-1500 kVA 480/277 | 0 | 0.53 | 48.56
111420I | 111420 | I | Upgrade 750kVA to 2000 kVA 480/277 | 41381.78 | 1.64 | 50080.95
111420R | 111420 | R | Upgrade 750kVA to 2000 kVA 480/277 | 0 | 0.53 | 48.56
116436I | 116436 | I | Primary Handhole 30 x 48 x 18 | 445.48 | 0 | 537.52
119836I | 119836 | I | Install small 1ph concrete pad | 69.63 | 0.53 | 132.58
119845I | 119845 | I | Install large 1ph concrete pad | 73.84 | 0.53 | 137.66
119853I | 119853 | I | Install small 3ph concrete pad | 245.03 | 0.53 | 344.21
119854I | 119854 | I | Install large 3ph concrete pad | 389.77 | 0.53 | 518.86
121847I | 121847 | I | In 1ph OH #4Triplex SVC 76 FT | 44.84 | 1.61 | 200.67
121856I | 121856 | I | In 1ph OH #4Duplex SVC 76Di' FT | 29.39 | 1.03 | 129.22
121892R | 121892 | R | Rm 1ph OH #4Triplex SVC 76 FT | 0 | 0.5 | 45.2
121898R | 121898 | R | Rm 1ph OH #4Duplex SVC 76' FT | 0 | 0.54 | 49.26
122405I | 122405 | I | In 1-#2 open wire secondary 100' | 34.78 | 13.23 | 1248.47
122413I | 122413 | I | In 1ph OH #2triplex SVC 76' FT | 53.79 | 1.61 | 212.38
122417R | 122417 | R | Rm 1-#2 or 2/0 open secondary 100' | 0 | 1.28 | 117.32
122424R | 122424 | R | Rm 1ph OH #2triplex SVC 76' FT | 0 | 0.5 | 45.2
122429I | 122429 | I | In 1-2/0 open secondary 100' | 46.12 | 13.23 | 1262.15
122436I | 122436 | I | In 1phOH 2/0triplex SVC 76' FT | 85.09 | 1.61 | 248.9
122446I | 122446 | I | Install 55' concrete pole 5210455 | 2008.03 | 55 | 7438.66
122449R | 122449 | R | Rm 1phOH 2/0triplex SVC 76' FT | 0 | 0.5 | 45.2
122455I | 122455 | I | Install 55' concrete pole 5210601 | 3310.33 | 55 | 9010.01
122457I | 122457 | I | In 1phOH 4/0triplex SVC 76' FT | 123.99 | 1.61 | 296.73
122459I | 122459 | I | Install 60' concrete pole 5210605 | 4880 | 0.89 | 5969.14
122462R | 122462 | R | Rm 1phOH 4/0triplex SVC 76' FT | 0 | 0.5 | 45.2
122468I | 122468 | I | Install 60' concrete pole 5210606 | 5035 | 0.89 | 6156.16
122477I | 122477 | I | In 3phOH #2quad SVC 76' FT | 77.02 | 1.61 | 239.28
122497I | 122497 | I | Install 60' concrete pole 5210656 | 0 | 0.89 | 80.93
122498R | 122498 | R | Rm 3phOH #2quad SVC 76' FT | 0 | 0.5 | 45.2
122500R | 122500 | R | Rm 40' concrete open wye | 0 | 1.38 | 125.42
122515I | 122515 | I | In 3phOH 2/0 quad SVC 76' FT | 118.63 | 1.61 | 289.48
122521R | 122521 | R | Rm 45' concrete open wye | 0 | 1.38 | 125.42
122522R | 122522 | R | Rm 3phOH 2/0quad SVC 76' FT | 0 | 0.5 | 45.2
122718I | 122718 | I | In 35' Type II w/eyenut | 388.03 | 1.24 | 581.54
122719I | 122719 | I | In 3phOH 4/0quad SVC 50 FT | 115.55 | 1.61 | 285.51
122720R | 122720 | R | Rm 35' Type II w/eyebolt | 0 | 0.8 | 72.86
122723R | 122723 | R | Rm 3phOH 4/0quad SVC 50 FT | 0 | 0.5 | 44.95
122730I | 122730 | I | In 35' Type II, cable spacer | 395.32 | 1.91 | 651.01
122736I | 122736 | I | Inst 3phOH 500kcmil lash 50 ft | 1984.88 | 5.94 | 2936.9 | Materials & | TEC | Labor | Total TEC | TEC | WorkPro
122744R | 122744 | R | Rm 35' Type 2 cable spacer | 0 | 0.67 | 60.7 | Handling | Labor | Added | Labor | Vehicle | Equivalent
122746R | 122746 | R | Rm 3phOH 500kcmil lash 50 ft | 0 | 1.35 | 123.2
122771I | 122771 | I | In 30' wood pole,DRIVE HOOK | 81.38 | 2.71 | 345.33 | 98.1931 | 87.8853 | 109.3645 | 197.2498 | 49.8864 | 345.3293
122793R | 122793 | R | Rm 30' wood SVCpole,DRHOOK | 0 | 0.8 | 72.82
122795I | 122795 | I | In 35' fiberglass SVCpole,DRHOOK | 960.6 | 2.26 | 1365.41
122802R | 122802 | R | Rm 35' fiberglass SVC pole,DRHOOK | 0 | 2.31 | 210.39
122803I | 122803 | I | In 30' concSVCpole,BOLT EYENUT | 217.83 | 1.24 | 376.18
122810R | 122810 | R | Rm 30' concSVCpole,BOLT EYENUT | 0 | 0.49 | 44.5
122816I | 122816 | I | In 35' concSVCpole,BOLT EYENUT | 298.82 | 1.24 | 473.9
122851R | 122851 | R | Rm 35' concSVCpole,BOLT EYENUT | 0 | 0.49 | 44.5
122866I | 122866 | I | In 1/4" downguy/anchor wood | 71.12 | 2.57 | 320.47
123512R | 123512 | R | Rm 1/4"or3/8"dnguy/anchor wood | 0 | 1.38 | 125.42
123514I | 123514 | I | In 3ph #2 Quadraplex OH Svc 150 ft | 138.92 | 1.62 | 314.64
123516R | 123516 | R | Rm 1/4"or3/8"dnguy/anchor conc | 0 | 1.38 | 125.42
123520I | 123520 | I | In 1ph 2/0 UG SVC 1' | 61.43 | 13.08 | 1266.76
123521I | 123521 | I | In 1ph 2/0 UG SVC 101' | 188.34 | 18.75 | 1936.63
123522R | 123522 | R | Rm 1ph 2/0 UG SVC 1' | 0 | 1.45 | 131.76
123523R | 123523 | R | Rm 1ph 2/0 UG SVC 101' | 0 | 1.46 | 132.54
123524I | 123524 | I | In 1ph 4/0 UG SVC 1' | 106.88 | 11.81 | 1205.18
123526I | 123526 | I | In 1ph 4/0 UG SVC 101' | 306.9 | 18.75 | 2079.69
123527R | 123527 | R | Rm 1ph 4/0 UG SVC 1' | 0 | 1.45 | 131.76
123671R | 123671 | R | Rm 1ph 4/0 UG SVC 101' | 0 | 1.46 | 132.54
123684I | 123684 | I | In 1ph 500 UG SVC 1' | 242.43 | 13.18 | 1494.43
123696I | 123696 | I | In 1ph 500 UG SVC 101' | 686.09 | 22.4 | 2870.52
123699R | 123699 | R | Rm 1ph 500 UG SVC 1' | 0 | 2.26 | 206.34
123700R | 123700 | R | Rm 1ph 500 UG SVC 101' | 0 | 2.27 | 207.22
123705I | 123705 | I | In 3ph 2/0 UG SVC 1' | 100.22 | 12.05 | 1219.5
123706I | 123706 | I | In 3ph 2/0 UG SVC 101' | 290.23 | 18.84 | 2068.3
123714R | 123714 | R | Rm 3ph 2/0 UG SVC 1' | 0 | 1.41 | 128.76
123718R | 123718 | R | Rm 3ph 2/0 UG SVC 101' | 0 | 1.43 | 130.28
123724I | 123724 | I | In 3ph 4/0 UG SVC 1' | 117.3 | 13.61 | 1382.72
123746I | 123746 | I | In 35' Type 4 w/cable spacer | 486.16 | 1.91 | 760.62
123772R | 123772 | R | Rm 35' Type IV w/cable spacer | 0 | 0.67 | 60.7
124029I | 124029 | I | In 3ph 4/0 UG SVC 101' | 377.34 | 21.51 | 2416.86
124046R | 124046 | R | Rm 3ph 4/0 UG SVC 1' | 0 | 1.64 | 149.75
124238R | 124238 | R | Rm 3ph 4/0 UG SVC 101' | 0 | 1.66 | 151.51
124285R | 124285 | R | RM Handhole 30" x 48" x 18" | 0 | 1.9 | 173.95
124291I | 124291 | I | Polekick 30' or 35' wood pole | 0 | 1.65 | 150.48
124302T | 124302 | T | Transfer OH service | 0 | 1.46 | 133.51
124552R | 124552 | R | RM 1ph 2/0 UG SEC BASE | 0 | 2.09 | 190.25
125589I | 125589 | I | In 35' Type IV with eyenut | 477.8 | 1.02 | 669.61
125607R | 125607 | R | Rm 35' Type IV with eyenut | 0 | 0.58 | 52.61
125903I | 125903 | I | In 3ph 2/0 Quadraplex OH Svc 150 FT | 220.97 | 1.62 | 413.64
125904I | 125904 | I | In 3ph 4/0 Quadraplex OH Svc 150 ft | 313.21 | 1.62 | 524.93
125908I | 125908 | I | In 1PH 2/0 OH Svc 150 ft | 155.66 | 1.62 | 334.84
125940I | 125940 | I | Install 1ph Handhole 30 x 48 x 18 | 503.6 | 3.23 | 902.99
126090R | 126090 | R | POLEPULL used for Pole Haul in | 0 | 1.65 | 150.48
126096I | 126096 | I | POLEPULL - used to haul in pole | 0 | 4.13 | 376.18
126159T | 126159 | T | Trans one 1/4 or 3/8 guy- wood | 0 | 0.98 | 89.01
126288T | 126288 | T | Trans one 1/4 or 3/8 guy- conc | 0 | 1.46 | 133.51
126420I | 126420 | I | 4" conduit spacer | 0.85 | 0 | 1.03
126421I | 126421 | I | GLUECONDF | 5.83 | 0 | 7.03
126424I | 126424 | I | GLUECONDM | 6.86 | 0 | 8.28
126427R | 126427 | R | Remove PMH-10 | 0 | 6.47 | 590.75
126428R | 126428 | R | Remove substation takeoff | 0 | 1.55 | 141.95
126429I | 126429 | I | Install 60' 5210620 Concrete Pole | 0 | 0.89 | 80.93
126431I | 126431 | I | Install 35' fiberglass CL4 + spacer | 969.65 | 3.24 | 1465.34
126435R | 126435 | R | RM 35' fiberglass CL4 + spacer | 0 | 2.4 | 218.48
126436I | 126436 | I | 100 WHPS cut off cobra head | 115.62 | 1.86 | 309.44
126438R | 126438 | R | Available | 0 | 2.92 | 267.01
126632I | 126632 | I | In 3/8" downguy/anchor wood | 130.03 | 2.57 | 391.55
126635I | 126635 | I | In 3/8" downguy/anchor conc | 128.55 | 2.57 | 389.77
126650I | 126650 | I | In 1PH #2 OH Svc 150 ft | 95.97 | 1.62 | 262.82
126713I | 126713 | I | In 35' concSECpole,SPACER | 306.11 | 1.91 | 543.37
126714R | 126714 | R | Rm 30' concSECpole,SPACER | 0 | 0.67 | 60.68
126716R | 126716 | R | Rm 35' concSECpole,SPACER | 0 | 0.67 | 60.68 | Materials & | TEC | Labor | Total TEC | TEC | WorkPro
126717I | 126717 | I | In 30' concSECpole,SPACER | 224.89 | 1.91 | 445.35 | Handling | Labor | Added | Labor | Vehicle | Equivalent
126720R | 126720 | R | Remove 35' class 4 wood SEC pole | 0 | 0.8 | 72.82
126721I | 126721 | I | Install 35' class 4 wood SEC pole | 153.06 | 3.69 | 521.19 | 184.6822 | 119.6667 | 148.9132 | 268.5799 | 67.9266 | 521.1887 | Check
126722R | 126722 | R | Remove 30' wood SEC pole | 0 | 0.8 | 72.82
126723I | 126723 | I | Install 30' wood SEC pole | 90.43 | 3.69 | 445.62 | 109.1128 | 119.6667 | 148.9132 | 268.5799 | 67.9266 | 445.6193 | Check
126727I | 126727 | I | In 30' INACESS SEC pole | 156.05 | 9.21 | 1028.64
126728R | 126728 | R | Rm 30' INACCESS SECpole | 0 | 6.66 | 607.67
126729I | 126729 | I | In 35' INACCESS SEC fiberglass pole | 969.65 | 8.1 | 1908.34
126731R | 126731 | R | Rm 35' INACESS SEC fiberglass pole | 0 | 5.99 | 546.16
126786T | 126786 | T | Transfer 1PH OH Sec | 0 | 2.4 | 218.47
126787T | 126787 | T | Transfer 1ph OH secondary with bolt | 0 | 2.4 | 218.47
126788I | 126788 | I | Install 1ph Handhole 24 x 36 x 18 | 309.06 | 3.23 | 668.25
126792T | 126792 | T | Transfer 3 PH sec EXISTING BOLT | 0 | 2.4 | 218.47
126793T | 126793 | T | Transfer 3 PH SEC - WITH BOLT | 0 | 2.4 | 218.47
126795R | 126795 | R | RM Handhole 17" x 30" | 0 | 1.46 | 133.49
126856R | 126856 | R | Rm 1ph 2/0 OH Sec /ft. | 0 | 1.29 | 118.18
126862I | 126862 | I | In 1ph 2/0 OH Sec 100' | 134.79 | 15.09 | 1539.06
126864I | 126864 | I | In 1ph 4/0 OH Tri Sec 100' | 165.32 | 13.23 | 1405.98
126865R | 126865 | R | Rm 1ph 4/0 OH Tri Sec /ft. | 0 | 1.29 | 118.18
126867I | 126867 | I | In 1ph 2-4/0 OH Tri Sec 100' | 309.26 | 24.42 | 2600.07
126868R | 126868 | R | Rm 1ph 2-4/0 OH Tri Sec /ft. | 0 | 2.23 | 204.01
126869I | 126869 | I | In 3ph 2/0 OH Quad Sec 100' | 157.9 | 13.23 | 1397.02
126870R | 126870 | R | Rm 3ph 2/0 OH Quad Sec /ft. | 0 | 1.29 | 118.18
126871I | 126871 | I | In 3ph 4/0 OH Quad Sec 100 | 217.56 | 13.23 | 1469.01
126872R | 126872 | R | Rm 3ph 4/0 OH Quad Sec /ft. | 0 | 1.29 | 118.18
126873I | 126873 | I | In 3ph2-4/0 OH Quad Sec 100' | 413.74 | 24.42 | 2726.14
126877R | 126877 | R | Rm 3ph2-4/0 OH Quad Sec /ft. | 0 | 2.23 | 204.01
127042I | 127042 | I | Set Meter | 0 | 0.2 | 18.24
127076R | 127076 | R | Rm 35' INACESS fiberglass,DRHOOK | 0 | 5.77 | 525.97
127078I | 127078 | I | In 35' INACCESS fiberglass,DRHOOK | 960.6 | 5.66 | 1674.88
127082R | 127082 | R | Rm 30' INACCESS SVCpole,DRHOOK | 0 | 6.44 | 587.48
127119I | 127119 | I | In 30'INACESS SVCpole,DRHOOK | 147.21 | 6.77 | 795.44
127210I | 127210 | I | In 1ph 500 UG CABLE TAKEOFF | 217.16 | 2.06 | 449.89
127221I | 127221 | I | In 1ph 2/0 UG CABLE TAKEOFF | 50.3 | 2.35 | 275.46
127232R | 127232 | R | Rm 1ph 2/0 UG CABLE TAKEOFF | 0 | 2.09 | 190.46
127242I | 127242 | I | In 1ph 4/0 UG CABLE TAKEOFF | 82.59 | 2.35 | 316.02
127475R | 127475 | R | Rm 1ph 4/0 UG CABLE TAKEOFF | 0 | 2.09 | 190.42
127478R | 127478 | R | Rm 1ph 500 UG CABLE TAKEOFF | 0 | 2.09 | 190.42
127481I | 127481 | I | In 3ph 2/0 UG CABLE TAKEOFF | 73.01 | 4.7 | 517.52
127484R | 127484 | R | Rm 3ph 2/0 UG CABLE TAKEOFF | 0 | 2.09 | 190.68
127485R | 127485 | R | Rm 3ph 4/0 UG CABLE TAKEOFF | 0 | 2.09 | 190.68
127486I | 127486 | I | In 3ph 4/0 UG CABLE TAKEOFF | 94.28 | 4.7 | 543.19
127488R | 127488 | R | Rm 3ph 500 UG CABLE TAKEOFF | 0 | 2.09 | 190.68
127489I | 127489 | I | In 3ph 500 UG CABLE TAKEOFF | 270.78 | 2.19 | 527
128214I | 128214 | I | In 3ph OH 2 - 4/0 quad 50 FT | 231.1 | 3.2 | 571.05
128215R | 128215 | R | Rm 3ph OH 2 - 4/0 quad 50 FT | 0 | 0.99 | 89.91
128403I | 128403 | I | In 1ph2/0 UG SEC 1' FT | 15.65 | 4.21 | 402.43
128425I | 128425 | I | In 1ph 4/0 UG SEC 1' FT | 37.87 | 4.21 | 429.27
128433R | 128433 | R | Rm 1ph 4/0 UG SEC 1' FT | 0 | 2.09 | 190.25
128441I | 128441 | I | In 1ph 500 kcmil UG SEC 1' FT | 67.62 | 4.13 | 457.97
128443R | 128443 | R | Rm 1ph 500 kcmil UG SEC 1' FT | 0 | 2.09 | 190.25
128447I | 128447 | I | In 3ph 2/0 UG SEC 1' FT | 36.61 | 4.13 | 420.64
128452R | 128452 | R | Rm 3ph 2/0 UG SEC 1' FT | 0 | 2.09 | 190.34
128453I | 128453 | I | In 3ph 4/0 UG SEC 1' FT | 43.87 | 4.13 | 429.41
128463R | 128463 | R | Rm 3ph 4/0 UG SEC 1' FT | 0 | 2.09 | 190.34
128635R | 128635 | R | RM Handhole 12" X 20" | 0 | 1.46 | 133.49
128638I | 128638 | I | remove slack from OH service | 0 | 1.6 | 145.64
128641I | 128641 | I | install metered pole UG | 0 | 1.6 | 145.64
128654R | 128654 | R | remove metered pole UG | 0 | 0.49 | 44.5
128657I | 128657 | I | Install 3ph 200 Amp PriMeterCabinet | 4206.34 | 0 | 5075.37
128662R | 128662 | R | Remove 3ph 200 Amp PriMeterCabinet | 0 | 0 | 0
128665I | 128665 | I | Install 3ph 600 Amp PriMeterCabinet | 7638.31 | 0 | 9216.39
128669R | 128669 | R | Remove 3ph 600 Amp PriMeterCabinet | 0 | 0 | 0
129150I | 129150 | I | RM HH 10" x 13" Load Bearing | 0 | 0 | 1.6
129150R | 129150 | R | RM HH 10" x 13" Load Bearing | 0 | 1.46 | 133.49
129151R | 129151 | R | Rm 1000kVA 480 Loop | 0 | 5.94 | 542.17
129152I | 129152 | I | STL Handhole 9"x10"x13" ROUND | 42.69 | 2.79 | 306.39
129155I | 129155 | I | Rm 1500kVA 480 Loop | 0 | 0 | 3.2
129155R | 129155 | R | Rm 1500kVA 480 Loop | 0 | 5.94 | 542.17
129156I | 129156 | I | Downsize 500 to 150 kVA Radial 208/ | 3860.2 | 1.64 | 4807.41
129156R | 129156 | R | Downsize 500 to 150 kVA Radial 208/ | 0 | 0.53 | 48.56
129158I | 129158 | I | RM 3-25 kVA 240/480 OH | 0 | 0 | 1.6
129158R | 129158 | R | RM 3-25 kVA 240/480 OH | 0 | 6.2 | 564.54
129159I | 129159 | I | IN 3-37 kVA 240/480 OH | 4814.75 | 14.83 | 7162.12
129160I | 129160 | I | RM 3-37 kVA 240/480 OH | 0 | 0 | 1.6
129160R | 129160 | R | RM 3-37 kVA 240/480 OH | 0 | 6.21 | 564.55
129161I | 129161 | I | IN 3-25 kVA 240/480 OH | 4406.04 | 14.83 | 6668.96
129162I | 129162 | I | IN 3-50 kVA 240/480 OH | 4708.78 | 14.83 | 7035.84
129163R | 129163 | R | RM 3-50 240/480 OH | 0 | 6.2 | 564.54
129164I | 129164 | I | IN 3-75 kVA 240/480 OH | 5898.75 | 14.83 | 8471.67
129165R | 129165 | R | RM 3-75 kVA 240/480 OH | 0 | 6.2 | 564.54
130116I | 130116 | I | In 3ph 500 kcmil UG SEC 1' FT | 80.02 | 4.13 | 473.02
130117R | 130117 | R | Rm 3ph 500 kcmil UG SEC 1' FT | 0 | 2.09 | 190.34
130436I | 130436 | I | STL Handhole 11"x15" SQUARE | 59.45 | 2.79 | 326.61
130485I | 130485 | I | INSTALL 1PHASE Handhole 12"x20" | 84.71 | 2.79 | 357.09
130491R | 130491 | R | STL Handhole 9"x10"x13" ROUND | 0 | 1.46 | 133.49
130504R | 130504 | R | RM STL Handhole 11"x15" SQUARE | 0 | 1.46 | 133.49
130562I | 130562 | I | INSTALL 1PHASE Handhole 17"x 30" | 119.32 | 2.79 | 398.85
130839I | 130839 | I | Install 3ph Handhole 24 x 36 x 18 | 328.43 | 3.72 | 736.12
130841I | 130841 | I | Install 3ph handhole 30 x 48 x 18 | 522.97 | 3.72 | 970.86
130852R | 130852 | R | Remove 3ph handhole 12 x 20 | 0 | 1.51 | 137.53
130857R | 130857 | R | Remove 3PHASE Handhole 17 x 30 | 0 | 1.51 | 137.53
130858R | 130858 | R | Remove 3PHASE Handhole 14 x 25 | 0 | 1.51 | 137.53
130860R | 130860 | R | Remove 3ph Handhole 24 x 36 x 18 | 0 | 1.95 | 177.99
130861R | 130861 | R | Remove 3ph handhole 30 x 48 x 18 | 0 | 1.95 | 177.99
130862R | 130862 | R | Rm 1ph #2 OH Svc 150 ft | 0 | 0.51 | 45.88
130864R | 130864 | R | Rm 1ph 2/0 OH Svc 150 ft | 0 | 0.51 | 45.88
130866R | 130866 | R | Rm 1ph 4/0 OH Svc 150 ft | 0 | 0.51 | 45.88
130867R | 130867 | R | Rm 3ph #2 Quadraplex OH Svc 150 ft | 0 | 0.51 | 45.88
130868R | 130868 | R | Rm 3ph 2/0 Quadraplex OH Svc 150 ft | 0 | 0.51 | 45.88
131957T | 131957 | T | Raise/Lower HH 9" x 10" x 13" | 0 | 2.66 | 242.74
131975T | 131975 | T | Raise/Lower HH 11"x 15" | 0 | 2.66 | 242.74
131976T | 131976 | T | Raise/Lower HH 10"x 13" | 0 | 2.66 | 242.74
131977T | 131977 | T | Raise/Lower HH 12"x 20" | 0 | 2.66 | 242.74
131978T | 131978 | T | Raise/Lower HH 14"x 25" | 0 | 2.66 | 242.74
131979T | 131979 | T | Raise/Lower HH 24"x 36" x 18" | 0 | 3.55 | 323.65
131980T | 131980 | T | Raise/Lower HH 30"x 48" x 18" | 0 | 3.55 | 323.65
131981I | 131981 | I | INSTALL 3PHASE Handhole 17"x 30" | 138.69 | 3.28 | 466.72
133843R | 133843 | R | Rm 1ph 4/0 OH Tri Sec /ft. | 0 | 1.22 | 110.61
138972I | 138972 | I | INSTALL 1PHASE Handhole 14"x 25" | 168.33 | 2.79 | 457.99
138974R | 138974 | R | RM Handhole 14"x 25" | 0 | 1.46 | 133.49
138978R | 138978 | R | Handhole 24" x 36" x 18" | 0 | 1.9 | 173.95
139017T | 139017 | T | Raise/Lower HH 17"x 30" | 0 | 2.66 | 242.74
152272R | 152272 | R | Rm Single phase LBC - 3 Position | 0 | 4.14 | 376.26
152273R | 152273 | R | Rm Single phase LBC - 4 Position | 0 | 5.32 | 485.53
152295R | 152295 | R | Rm Three phase LBC - 3 Position | 0 | 6.39 | 582.59
152298R | 152298 | R | Rm Three phase LBC - 4 Position | 0 | 7.45 | 679.7
152350R | 152350 | R | Rm1PH 3 Pos LBC OH Equiv-PKP101WA3A | 0 | 0.62 | 56.64
152351R | 152351 | R | Rm1PH 4 Pos LBC OH Equiv-PKP101WA3A | 0 | 1.24 | 113.28
152366R | 152366 | R | Rm3PH 3 Pos LBC OH Equiv-PKP301WA3A | 0 | 3.53 | 321.64
152369R | 152369 | R | Rm3PH 4 PosLBC OH Equiv- PKP306WA4A | 0 | 2.73 | 248.81
153883I | 153883 | I | Downsize 1000kVA to 500kVA 208 | 14604.08 | 1.64 | 17770.97
153883R | 153883 | R | Downsize 1000kVA to 500kVA 208 | 0 | 0.53 | 48.56
153885I | 153885 | I | Downsize 1000kVA to 750kVA 208 | 22381.43 | 1.64 | 27155.12
153885R | 153885 | R | Downsize 1000kVA to 750kVA 208 | 0 | 0.53 | 48.56
153887I | 153887 | I | Downsize 1000-300kVA 208 | 12430.8 | 1.64 | 15148.69
153887R | 153887 | R | Downsize 1000-300kVA 208 | 0 | 0.53 | 48.56
157095I | 157095 | I | 600 KVAR OH CAP BANK | 6050.53 | 14.58 | 8630.03
157096I | 157096 | I | 1200 KVAR OH CAP BANK | 7273.36 | 15.33 | 10172.57
157419I | 157419 | I | 1800 KVAR UG CAPACITOR BANK | 31427.25 | 12.2 | 39032.71
158001I | 158001 | I | INSTALL 167 kVA OH TX | 4562.88 | 6.6 | 6107.57
158181I | 158181 | I | Test to get ground cost print out | 64.4 | 1.2 | 186.94
159275I | 159275 | I | In 1ph 2/0 UG-UG SVC BASE | 35.4 | 3.1 | 325.08
159749R | 159749 | R | Rm 1ph 2/0 UG-UG SVC BASE | 0 | 2.09 | 190.3
159751I | 159751 | I | In 1ph 4/0 UG-UG SVC BASE | 64.88 | 13.77 | 1333.94
159753R | 159753 | R | Rm 1ph 4/0 UG-UG SVC BASE | 0 | 2.09 | 190.3
159756I | 159756 | I | In 1ph 500 UG-UG SVC BASE | 95.87 | 14.45 | 1433.26
159763R | 159763 | R | Rm 1ph 500 UG-UG SVC BASE | 0 | 2.09 | 190.3
159771I | 159771 | I | In 3ph 2/0 UG-UG SVC BASE | 80.2 | 10.25 | 1031.64
159786R | 159786 | R | Rm 3ph 2/0 UG-UG SVC BASE | 0 | 2.09 | 190.44
159794I | 159794 | I | In 3ph 4/0 UG-UG SVC BASE | 90.73 | 13.22 | 1315.4
159799R | 159799 | R | Rm 3ph 4/0 UG-UG SVC BASE | 0 | 2.09 | 190.44
159804I | 159804 | I | In 3ph 500 UG-UG SVC BASE | 128.34 | 11.51 | 1204.23
159820R | 159820 | R | Rm 3ph 500 UG-UG SVC BASE | 0 | 2.09 | 190.44
159821R | 159821 | R | RM 3PH #2 AAAC OH TAKEOFF | 0 | 5.66 | 515.85
159823I | 159823 | I | IN 3PH #2 AAAC OH TAKEOFF | 617.23 | 14.78 | 2092.01
159828R | 159828 | R | RM 1PH #2 AAAC OH TAKEOFF | 0 | 1.07 | 97.1
159829I | 159829 | I | IN 1PH #2 AAAC OH TAKEOFF | 177.88 | 4.3 | 607.07
159834R | 159834 | R | RM 3PH 1000 AL PRI UG TAKEOFF | 0 | 13.74 | 1253.7
159838I | 159838 | I | IN 3PH 1000 AL PRI UG TAKEOFF | 3191.94 | 38.8 | 7389.37
159841R | 159841 | R | RM 3PH 1/0 AL PRI UG TAKEOFF | 0 | 6.6 | 602.06
159845I | 159845 | I | IN 3PH 4/0 AL PRI UG TAKEOFF | 1704.59 | 22.16 | 4077.52
159847R | 159847 | R | RM 3PH 1/0 AL PRI UG TAKEOFF | 0 | 6.39 | 581.07
159852I | 159852 | I | IN 3PH 1/0 AL PRI UG TAKEOFF | 1534.18 | 22.01 | 3857.69
159855R | 159855 | R | RM 1PH 1/0 AL PRI UG TAKEOFF | 0 | 2.69 | 245.49
159857I | 159857 | I | IN 1PH 1/0 AL PRI UG TAKEOFF | 584.44 | 11.46 | 1749.27
160138I | 160138 | I | In 1ph 2/0 UG SVC BASE | 74.81 | 13.08 | 1283.2
160147R | 160147 | R | Rm 1ph 2/0 UG SVC BASE | 0 | 1.64 | 150.13
160150I | 160150 | I | In 1ph 4/0 UG SVC BASE | 109.91 | 11.61 | 1191.07
160152R | 160152 | R | Rm 1ph 4/0 UG SVC BASE | 0 | 1.45 | 132.1
160154I | 160154 | I | In 1ph 500 UG SVC BASE | 258.06 | 13.84 | 1574.04
160156R | 160156 | R | RM 1ph 500 UG SVC BASE | 0 | 2.92 | 267.43
160160I | 160160 | I | In 3ph 4/0 UG SVC BASE | 106.5 | 12.12 | 1233.54
160161I | 160161 | I | In 3ph 2/0 UG SVC BASE | 85.43 | 10.75 | 1083.1
160162R | 160162 | R | Rm 3ph 2/0 UG SVC BASE | 0 | 1.41 | 129.44
160163R | 160163 | R | Rm 3ph 4/0 UG SVC BASE | 0 | 1.42 | 130.28
160164I | 160164 | I | In 3ph 500 UG SVC BASE | 277.64 | 10.91 | 1330.25
160166R | 160166 | R | Rm 3ph 500 UG SVC BASE | 0 | 2.79 | 255.27
160353I | 160353 | I | In 3ph 500 UG SVC 1' | 52.33 | 10.26 | 998.94
160354I | 160354 | I | In 3ph 500 UG SVC 101' | 619.09 | 20.26 | 2594.57
160355R | 160355 | R | Rm 3ph 500 UG SVC 101' | 0 | 0.97 | 88.6
160356R | 160356 | R | Rm 3ph 500 UG SVC 1' | 0 | 0 | 0
161314I | 161314 | I | IN 3PH 2/0 AAAC OH TAKEOFF | 618.46 | 14.7 | 2085.81
161318R | 161318 | R | RM 3PH 2/0 AAAC OH TAKEOFF | 0 | 6.7 | 609.37
161323I | 161323 | I | IN 3PH 336 ACSR OH TAKEOFF | 1920.82 | 42.13 | 6160.05
161338R | 161338 | R | RM 3PH 336 ACSR OH TAKEOFF | 0 | 29.43 | 2684.1
161344I | 161344 | I | Install 4' light bracket | 19.95 | 0.4 | 60.48
161347I | 161347 | I | Available | 551.09 | 5.28 | 1146.11
161351I | 161351 | I | IN 3PH SPST SWITCH SALVAGE VALUE | 1242.01 | 24.07 | 3693.59
162458I | 162458 | I | IN 1 PH 1/0 AL PRI UG MAT'L PER FT | 1645.03 | 5.85 | 2517.96
162466R | 162466 | R | RM 1PH 1/0 AL PRI UG MAT'L PER FT | 0 | 1.36 | 124.47
162467I | 162467 | I | IN 3PH 1/0 AL PRI UG MAT'L PER FT | 3764.14 | 17.56 | 6142.96
162468R | 162468 | R | RM 3PH 1/0 AL PRI UG MAT'L PER FT | 0 | 1.72 | 156.81
162469R | 162469 | R | RM 3PH 4/0 AL PRI UG MAT'L PER FT | 0 | 1.72 | 156.81
162474I | 162474 | I | IN 3PH 4/0 AL PRI UG MAT'L PER FT | 5768.4 | 17.56 | 8561.31
162477I | 162477 | I | IN 3PH 1000 AL PRI UG MAT'L PER FT | 13153.36 | 23.74 | 18035.74
162478R | 162478 | R | RM 3PH 1000 AL PRI UG MAT'L PER FT | 0 | 1.67 | 152.76
162479I | 162479 | I | IN 1 PH 1/0 AL PRI UG COND PER FT | 342.66 | 2.2 | 613.73
162480I | 162480 | I | IN 4in conduit for 1/0&4/0 PRI | 937.27 | 2.2 | 1331.2
162483I | 162483 | I | INSTALL SIDEWALK GUY | 406.16 | 4 | 854.19
162484I | 162484 | I | IN 3PH 1000 AL PRI UG COND PER FT | 2161.25 | 2.52 | 2837.16
165456R | 165456 | R | RM 40' C4 wood pole | 0 | 1.15 | 105.2
165458R | 165458 | R | RM 45' C3 wood pole | 0 | 1.02 | 93.06
165462R | 165462 | R | RM 40' Type III concrete | 0 | 0.93 | 84.96
165464I | 165464 | I | In 336 & 2/0 SEC 150'spans | 16773.62 | 313.9 | 48865.61
165475I | 165475 | I | Install 2/0 neutral wire only | 1407.86 | 77.2 | 8739
165480I | 165480 | I | In 400 WHPS cobra & 4' brkt | 196 | 1.86 | 406.42
165487R | 165487 | R | Remove 2/0 neutral wire only | 0 | 19.35 | 1764.64
165493I | 165493 | I | Install 45' Type II light pole | 501.55 | 7.79 | 1315.2
165495R | 165495 | R | Remove #2 AWG Neutral only | 0 | 19.35 | 1764.64
165497I | 165497 | I | Install 4/0 neutral wire only | 2303.15 | 77.2 | 9819.26
165498R | 165498 | R | Remove 4/0 neutral wire only | 0 | 19.35 | 1764.64
165500I | 165500 | I | Street Light UG cable costs | 221.67 | 7.12 | 916.81
165508R | 165508 | R | Rm 40TIII 3 ph tangent | 0 | 2.2 | 200.27
165510I | 165510 | I | 4" PVC Schedule 40 | 150.34 | 11.69 | 1247.57
165514R | 165514 | R | Rm 45'T3 3ph tangent | 0 | 2.2 | 200.27
165523I | 165523 | I | In 40'C4 3ph tangent | 289.33 | 3.59 | 676.83
165526R | 165526 | R | Rm 40'C4 3ph tangent | 0 | 2.66 | 242.74
165534I | 165534 | I | Install a meter | 0 | 0.2 | 18.24
165534R | 165534 | R | Remove a meter | 0 | 0.26 | 23.34
165535I | 165535 | I | In 45' Class 1 5210289 | 363.53 | 2.67 | 681.72
165569I | 165569 | I | INSTALL 40' Class 4 WOOD POLE | 198.42 | 2.67 | 482.49
165570I | 165570 | I | INSTALL 45' C4 WOOD POLE | 216.3 | 2.67 | 504.07
165571I | 165571 | I | INSTALL 50' WOOD POLE-SALVAGE VALUE | 426.4 | 2.67 | 757.57
165572I | 165572 | I | INSTALL 45' Class 3 WOOD-SALVAGE | 494.7 | 2.67 | 839.99
165573I | 165573 | I | INSTALL 60' Class 1 WOOD POLE | 632.82 | 22.18 | 2786.44
165574I | 165574 | I | INSTALL 45' Type II concrete POLE | 501 | 0.89 | 685.44
165575I | 165575 | I | INSTALL 70' WOOD POLE-SALVAGE VALUE | 1468 | 2.67 | 2014.37
165576I | 165576 | I | INSTALL 75' WOOD POLE-SALVAGE VALUE | 1121.48 | 2.67 | 1596.26
165577I | 165577 | I | INSTALL 40'CONC POLE-SALVAGE VALUE | 512.74 | 0.89 | 699.6
165578I | 165578 | I | INSTALL 45'CONC POLE-SALVAGE VALUE | 652.7 | 0.89 | 868.48
165579I | 165579 | I | INSTALL 50' Type 3 CONC POLE | 790.04 | 0.89 | 1034.19
165580I | 165580 | I | INSTALL 3 PHASE Handhole 12"x20" | 96.67 | 3.28 | 416.03
165674R | 165674 | R | Rm 3ph 4/0 Quadraplex OH Svc 150 ft | 0 | 0.51 | 45.88
165684I | 165684 | I | IN Inaccessibe 3/8" downguy/anchor | 130.03 | 6.43 | 743.54
165691R | 165691 | R | Rm Inaccess 1/4"or3/8"dnguy/anchor | 0 | 3.44 | 313.52
167940I | 167940 | I | INSTALL ONE SECONDARY CABINET | 6842.46 | 6.65 | 8862.98
168907R | 168907 | R | REMOVE ONE SECONDARY CABINET | 0 | 3.33 | 303.44
168910I | 168910 | I | INSTALL TWO SECONDARY CABINET | 9325.95 | 13.3 | 12466.43
168925R | 168925 | R | REMOVE TWO SECONDARY CABINETS | 0 | 6.66 | 606.88
191364I | 191364 | I | MACDILL ESTIMATE - 336 PRIMARY | 11263.46 | 2.16 | 13787.46
191374I | 191374 | I | INSTALL 3PH 336 PRI CKT 5400' | 236.99 | 0.06 | 291.63
191767I | 191767 | I | In 1 PHASE 2/0 UG SVC 100' | 108.9 | 0.01 | 122.65
191771I | 191771 | I | In 1 PHASE 4/0 UG SVC 100' | 156 | 0.01 | 183.39
191787I | 191787 | I | In 1 PHASE 500 UG SVC 120' | 371.38 | 0.01 | 449.01
191793I | 191793 | I | In 3 PHASE 2/0 UG SVC 110' | 137.4 | 0.02 | 167.53
191797I | 191797 | I | In 3 PHASE 4/0 UG SVC 120' | 214.26 | 0.02 | 260.33
191800I | 191800 | I | In 3 PHASE 500 UG SVC 120' | 501.59 | 0.02 | 607.02
191804I | 191804 | I | Install 2" pvc conduit 100' | 38.52 | 0.01 | 47.48
191807I | 191807 | I | Install 3" pvc conduit 100' | 66.48 | 0.01 | 81.21
191808I | 191808 | I | Install 4" pvc conduit 100' | 105.58 | 0.01 | 128.39
198629I | 198629 | I | Install 3 PH Substation Arresters | 1276.78 | 6.79 | 2159.56
198631I | 198631 | I | Install 3 PH ARM MOUNT ARR | 286.24 | 6.17 | 907.72
198647I | 198647 | I | Inl 3 PH arresters w/bracket | 329.63 | 6.39 | 980.32
198651I | 198651 | I | In 3 PH BRACKET MOUNT ARR CONCRETE | 331.59 | 7.59 | 1091.92
198725I | 198725 | I | In 3 PHASE 225 amp OCR | 7276.52 | 62.3 | 14462.24
198741I | 198741 | I | In 3 PHASE 140 amp OCR | 7276.53 | 62.3 | 14462.25
198743I | 198743 | I | In 3 PHASE 100 amp OCR | 3510.87 | 62.3 | 9918.6
200610I | 200610 | I | In S-9-161 AT HOOKER | 1140.85 | 22.07 | 3389.01
200631I | 200631 | I | In S-15-109 AT HOOKER | 2920.51 | 43.79 | 7517.86
200644I | 200644 | I | In S-9-160 AT HOOKER | 1077.38 | 18.64 | 2999.77
200660I | 200660 | I | In S-15-106 AT HOOKER | 830.09 | 12.13 | 2106.56
200665I | 200665 | I | In S-15-110 AT HOOKER | 3010.25 | 55.91 | 8730.34
200669I | 200669 | I | In S-22-85 AT HOOKER | 4371.39 | 52.61 | 10072.32
200670I | 200670 | I | GUY STUB AT HOOKER | 679.02 | 18.52 | 2508.54
200675I | 200675 | I | INSTALL LIGHT AT HOOKER | 874.42 | 2.53 | 1285.71
200688I | 200688 | I | INSTALL OH PRIMARY AT HOOKER | 4119.06 | 228.2 | 25781.54
200694I | 200694 | I | INSTALL 800' OH PRIMARY AT HOOKER | 7198.13 | 96.4 | 17476.45
203500I | 203500 | I | TWO MEN AND A TRUCK, HOURLY RATE | 0 | 2 | 182.39
203653I | 203653 | I | ONE MAN AND A TRUCK, HOURLY RATE | 0 | 1 | 91.2
203727I | 203727 | I | IN 2-3PH 336 PRI 45' CL2 w4/0N xarm | 38492.31 | 603.19 | 101452.24
210475I | 210475 | I | 3 PHASE 2/0 UG TAKEOFF | 1011.21 | 11.89 | 2303.38
210515I | 210515 | I | IN 3PH #2 AAAC OH TAKEOFF | 619.31 | 14.78 | 2094.52
210522I | 210522 | I | IN 3PH 1/0 AL PRI UG TAKEOFF | 997.38 | 13.76 | 2457.62
210536I | 210536 | I | IN 3PH 4/0 AL PRI UG TAKEOFF | 1527.87 | 21.58 | 3811.7
217712I | 217712 | I | Make service hot in handhole | 0 | 0.71 | 64.73
229459I | 229459 | I | In 3-10 kVA 208 OH | 2629.9 | 14.98 | 4538.68
229463I | 229463 | I | In 3-15 kVA 208 OH | 2447.55 | 14.98 | 4318.66
231280I | 231280 | I | In 3-10 kVA 120/240 OH | 2484.9 | 14.52 | 4322.58
231370I | 231370 | I | In 3-15 kVA 120/240 OH | 2693.96 | 14.83 | 4603.16
231372I | 231372 | I | In 3-25 kVA 120/240 OH | 3269.84 | 14.83 | 5298.03
231376I | 231376 | I | In 3-37.5 kVA 120/240 OH | 3857.82 | 14.83 | 6007.48
231378I | 231378 | I | In 3-50 kVA 120/240 OH | 4559.51 | 14.79 | 6849.88
231381I | 231381 | I | In 3-75 kVA 120/240 OH | 6559 | 15.52 | 9330.89
231383I | 231383 | I | In 3-100 kVA 120/240 OH | 8066.21 | 15.48 | 11144.46
239396I | 239396 | I | PULL IN PRIMARY CABLE | 0 | 2.09 | 190.16
254774I | 254774 | I | DIST ENG HDUG GRD TX APRIL 99 | 1265.2 | 31.94 | 4439.57
254808I | 254808 | I | DIST ENG HDUG GRD TX APRIL 99 | 1265.2 | 31.94 | 4439.57
254814I | 254814 | I | DIST ENG HDUGFRAMEOH APRIL 99 | 1367.2 | 14.72 | 2990.14
254825I | 254825 | I | DIST ENG HDUG GRD POL APRIL 99 | 253.04 | 6.39 | 887.92
254826I | 254826 | I | DIST ENG HDUGCONDMAT APRIL 99 | 3471.27 | 0 | 4188.52
254831I | 254831 | I | DIST ENG HDUG PRIMARY APRIL 99 | 14782.64 | 140.34 | 30634.5
254832I | 254832 | I | DIST ENG HDUG SECONDA APRIL 99 | 2666.25 | 73.75 | 9942.56
254837I | 254837 | I | DIST ENG HDUGSECCONDM APRIL 99 | 429.63 | 0 | 518.41
254840I | 254840 | I | DIST ENG HDUG METERS APRIL 99 | 0 | 35.2 | 3210.1
255483I | 255483 | I | DIST ENG HDUG METERS APRIL 99 | 0 | 35.2 | 3210.1
255484I | 255484 | I | DIST ENG HDUGSVCCONDM APRIL 99 | 8295.54 | 0 | 10009.72
255485I | 255485 | I | DIST ENG HDOH TX APRIL 99 | 22922.91 | 139.39 | 40369.56
255486I | 255486 | I | DIST ENG HDOH GRD TX APRIL 99 | 1201.94 | 30.34 | 4217.6
255494I | 255494 | I | DIST ENG HDOH PRI APRIL 99 | 1201.71 | 66.72 | 7535.27
255502I | 255502 | I | DIST ENG HDOH GRD PRI APRIL 99 | 63.26 | 1.6 | 221.97
255505I | 255505 | I | DIST ENG HDOH POLES APRIL 99 | 12124.28 | 183.75 | 31383.89
255506I | 255506 | I | DIST ENG HDOH HAUL APRIL 99 | 0 | 148.5 | 13542.6
255510I | 255510 | I | DIST ENG HDOH SEC APRIL 99 | 13234.35 | 239.28 | 37789.34
255519I | 255519 | I | DIST ENG HDOH SERVICE APRIL 99 | 6918.03 | 281.81 | 34047.6
255521I | 255521 | I | DIST ENG HDOH METER APRIL 99 | 0 | 35.2 | 3210.1
255525I | 255525 | I | DIST ENG LDUG APRIL 99 | 59446.56 | 73.3 | 78412.06
255534I | 255534 | I | DIST ENG LDUG APRIL 99 | 1518.24 | 38.33 | 5327.48
255535I | 255535 | I | DIST ENG LDUG APRIL 99 | 683.6 | 7.35 | 1495.14
255538I | 255538 | I | DIST ENG LDUG APRIL 99 | 126.52 | 3.19 | 443.96
255541I | 255541 | I | DIST ENG LDUG APRIL 99 | 5360.47 | 0 | 6467.95
255542I | 255542 | I | DIST ENG LDUG APRIL 99 | 23876.71 | 144.89 | 42022.77
255543I | 255543 | I | DIST ENG LDUG APRIL 99 | 5789.97 | 122.23 | 18133.58
255544I | 255544 | I | DIST ENG LDUG APRIL 99 | 1282.78 | 0 | 1547.85
255545I | 255545 | I | DIST ENG LDUG APRIL 99 | 22985.94 | 2.39 | 27952.49
255546I | 255546 | I | DIST ENG LDUG APRILL 99 | 0 | 42 | 3830.23
255547I | 255547 | I | DIST ENG LDUG APRIL 99 | 10889.91 | 0 | 13139.76
255552I | 255552 | I | DIST ENG LDOH TX APRIL 99 | 32767.62 | 214.37 | 59088.73
255553I | 255553 | I | DIST ENG LDOH GRD TX APRIL 99 | 1518.24 | 38.33 | 5327.48
255563I | 255563 | I | DIST ENG LDOH PRI APRIL 99 | 2294.87 | 103.86 | 12239.39
255565I | 255565 | I | DIST ENG LDOH GRD PRI APRIL 99 | 126.52 | 3.19 | 443.96
255567I | 255567 | I | DIST ENG LDOH POLES APRIL 99 | 21384.32 | 376.5 | 60137.61
255568I | 255568 | I | DIST ENG LDOH HAUL APRIL 99 | 0 | 204.6 | 18658.69
255569I | 255569 | I | DIST ENG LDOH SEC APRIL 99 | 19837.42 | 325.06 | 53579.77
255571I | 255571 | I | DIST ENG LDOH SERVICE APRIL 99 | 8020.91 | 336.23 | 40340.91
255572I | 255572 | I | DIST ENG LDOH METER APRIL 99 | 0 | 32.61 | 1737.33
257177I | 257177 | I | DIST ENG HDUG METERS APRIL 99 | 0 | 35.2 | 3210.1
257183I | 257183 | I | DIST ENG HDUGSERCABLE APRIL 99 | 17187.68 | 1.78 | 20901.38
288741I | 288741 | I | RELOCATE 4 DEADEND CONDUCTORS | 0 | 10.65 | 970.99
289233R | 289233 | R | Rm 3-15 kVA 208 OH | 0 | 6.57 | 599.02
289246R | 289246 | R | Rm 3-10 kVA 208 OH | 0 | 6.57 | 599.02
290620I | 290620 | I | RELOCATE 3 DEADEND CONDUCTORS | 0 | 9.05 | 825.32
290621I | 290621 | I | RELOCATE 2 DEADEND CONDUCTORS | 0 | 6.74 | 614.95
290622I | 290622 | I | RELOCATE 1 DEADEND CONDUCTOR | 0 | 4.26 | 388.4
290638I | 290638 | I | RELOCATE 4 ADDITIONAL SPAN CONDUCT | 0 | 6.21 | 566.41
290639I | 290639 | I | RELOCATE 3 ADDITIONAL SPAN CONDUCT | 0 | 5.32 | 485.5
290640I | 290640 | I | RELOCATE 2 ADDITIONAL SPAN CONDUCT | 0 | 4.35 | 396.48
290641I | 290641 | I | RELOCATE 1 ADDITIONAL SPAN CONDUCT | 0 | 2.84 | 258.93
290816I | 290816 | I | INSTALL 40 CONC DEADEND POLE #2PRI | 1652.17 | 25.33 | 4303.66
290819I | 290819 | I | INSTALL 45 CONC DEADEND POLE #2PRI | 1932.09 | 25.33 | 4641.42
290820I | 290820 | I | INSTALL40CONCDEADEND POLE2-#2PRI | 1922.35 | 20.4 | 4180.59
290821I | 290821 | I | INSTALL45CONC DEADEND POLE2-#2PRI | 2143.25 | 28.31 | 5167.27
290822I | 290822 | I | INSTALL40CONC DEADEND POLE3-#2PRI | 2333.43 | 33.63 | 5882.27
290823I | 290823 | I | INSTALL45CONC DEADEND POLE3-#2PRI | 2613.35 | 33.63 | 6220.03
290826I | 290826 | I | INSTALL40CONC DEADEND POLE3-2/0PRI | 2348.97 | 33.83 | 5919.24
290827I | 290827 | I | INSTALL45CONC DEADEND POLE3-2/0PRI | 2631.37 | 33.83 | 6259.99
290828I | 290828 | I | INSTALL45CONC DEADEND POLE3-336PRI | 2618.39 | 38.44 | 6664.01
292204I | 292204 | I | In 2inch pvc lighting conduit 100ft | 39.86 | 2.06 | 236.01
292864I | 292864 | I | Available | 758.03 | 4.94 | 1364.78
292868I | 292868 | I | Available | 324.8 | 2.09 | 582.06
292869I | 292869 | I | Available | 614.5 | 4.7 | 1170.3
292874I | 292874 | I | Available | 256.8 | 2 | 491.91
295620I | 295620 | I | Splice 1 - 1/0 UG Primary Cable | 58.64 | 3.02 | 345.88
295623I | 295623 | I | Splice 1 - 4/0 UG Primary Cable | 61.76 | 0 | 197.81
295624I | 295624 | I | Splice 1 - 1000 UG Primary Cable | 182.49 | 3.02 | 495.31
296169I | 296169 | I | Splice Box 48 x 96 x 60 | 3024 | 0 | 3648.76
304842I | 304842 | I | DIST ENG LDUG AUG 02 | 61128.73 | 113.48 | 84107.26
304844I | 304844 | I | DIST ENG LDUG AUG 02 | 810.12 | 10.54 | 1939.1
304845I | 304845 | I | DIST ENG LDUG AUG 02 | 3816.91 | 69.52 | 10945.25
304848I | 304848 | I | DIST ENG LDUG AUG 02 | 24806.1 | 143.76 | 43043.83
304849I | 304849 | I | DIST ENG LDUG AUG 02 | 5271.6 | 128.56 | 18084.52
304850I | 304850 | I | DIST ENG LDUG AUG 02 | 2766.75 | 45.37 | 7474.58
304851I | 304851 | I | DIST ENG LDUG AUG 02 | 23135.22 | 2.4 | 28134.03
304852I | 304852 | I | DIST ENG LDUG AUG 02 | 0 | 42 | 3830.23
304854I | 304854 | I | DIST ENG LDUG AUG 02 | 15955.15 | 751.24 | 87761.25
304856I | 304856 | I | DIST ENG LDUG AUG 02 | 0 | 42 | 3830.23
304858I | 304858 | I | DIST ENG LDUG AUG 02 | 10889.91 | 0 | 13139.76
305097I | 305097 | I | DIST ENG LDOH TX AUG 02 | 34392.4 | 213.99 | 61010.1
308175R | 308175 | R | REMOVE SIDEWALK GUY | 0 | 3.28 | 299.38
308751I | 308751 | I | INSTALL TRIPLE TRANSCLOSURE | 12766.97 | 2.53 | 15635.24
308752I | 308752 | I | DIST ENG LDOH PRI AUG 02 | 2293.27 | 92.18 | 11173.5
308754T | 308754 | T | RAISE OR LOWER ABOVE GRADE HANDHOLE | 0 | 2.66 | 242.74
308755I | 308755 | I | DIST ENG LDOH POLES AUG 02 | 22430.79 | 464.02 | 69381.24
308756R | 308756 | R | REMOVE 1? ABOVE GRND HANDHOLE | 0 | 1.33 | 126.8
308757I | 308757 | I | DIST ENG LDOH SEC AUG 02 | 16463.61 | 417.42 | 57932.61
308759I | 308759 | I | DIST ENG LDOH SERVICE AUG 02 | 8842.1 | 378.32 | 45169.84
308760I | 308760 | I | INSTALL 1? ABOVE GRND HANDHOLE | 164.73 | 2.79 | 453.65
308763I | 308763 | I | DIST ENG HDUG TX AUG 02 | 44382.39 | 60.68 | 59086.57
308764I | 308764 | I | DIST ENG HDUG GRD TX AUG 02 | 1265.2 | 31.94 | 4439.57
308769I | 308769 | I | DIST ENG HDUGFRAMEOH AUG 02 | 1367.2 | 14.72 | 2990.14
308770I | 308770 | I | DIST ENG HDUG GRD POL AUG 02 | 253.04 | 6.39 | 887.92
308773I | 308773 | I | DIST ENG HDUGCONDMAT AUG 02 | 3471.27 | 0 | 4188.52
308774I | 308774 | I | DIST ENG HDUG PRIMARY AUG 02 | 14782.64 | 140.34 | 30634.5
308775I | 308775 | I | DIST ENG HDUG SECONDA AUG 02 | 2671.07 | 73.75 | 9948.43
308777I | 308777 | I | DIST ENG HDUGSECCONDM AUG 02 | 431.3 | 0 | 520.43
308778I | 308778 | I | DIST ENG HDUGSERCABLE AUG 02 | 17187.68 | 1.78 | 20901.38
308779I | 308779 | I | DIST ENG HDUG METERS AUG 02 | 0 | 35.2 | 3210.1
308780I | 308780 | I | DIST ENG HDUGSVCCONDM AUG 02 | 8295.54 | 0 | 10009.72
308782I | 308782 | I | DIST ENG HDOH TX AUG 02 | 24124.85 | 169.73 | 44587.16
308783I | 308783 | I | IN 3 PHASE 500CU(TX RISER)-SEC CAB | 5727.92 | 43.18 | 10849.63
308785I | 308785 | I | DIST ENG HDOH PRI AUG 02 | 1556.03 | 75.68 | 8780.04
308786I | 308786 | I | IN 3 PHASE 500CU(NETWORKCABLE) | 6403.01 | 43.14 | 11660.11
308787I | 308787 | I | DIST ENG HDOH POLES AUG 02 | 11430.61 | 330.94 | 43970.45
308789I | 308789 | I | 500CU SECONDARY cable cost | 345.5 | 0 | 417.11
308790I | 308790 | I | DIST ENG HDOH SEC AUG 02 | 13234.35 | 239.28 | 37789.34
308793I | 308793 | I | DIST ENG HDOH SERVICE AUG 02 | 6918.03 | 281.81 | 34047.6
308795I | 308795 | I | DIST ENG HDOH METER AUG 02 | 0 | 35.2 | 3210.1
313160I | 313160 | I | NEW ABOVE GROUND HANDHOLE | 106.84 | 0 | 128.91
320417I | 320417 | I | 2 INCH GALVANIZED ELBOW COST | 28.42 | 0.58 | 86.88
329250I | 329250 | I | INSTALL ONE 100 AMP REGULATOR | 7872.03 | 3.6 | 9827.06
331272I | 331272 | I | INSTALL 3PH TANGENT 50 FOOT POLE | 539.44 | 6.53 | 1245.95
331276R | 331276 | R | REMOVE 3PH TANGENT 50 FOOT POLE | 0 | 5.09 | 463.57
331334I | 331334 | I | INSTALL 3PH 2/0 PRI WIRE ONLY | 5729.99 | 188.45 | 24100.36
331335I | 331335 | I | INSTALL 336 PRI ONLY | 9845.86 | 148.55 | 25427.15
331342I | 331342 | I | INSTALL #2PRI WIRE ONLY | 1522.69 | 108.68 | 11748.64
331347R | 331347 | R | INSTALL 3PH #2PRI WIRE ONLY | 0 | 192.06 | 17515.13
331356R | 331356 | R | REMOVE 3PH 336 WIRE ONLY | 0 | 146.77 | 13384.92
331404R | 331404 | R | Remove 600 KVAR OH CAP BANK | 0 | 2.99 | 273.09
331414R | 331414 | R | REMOVE 1200 KVAR OH CAP ONLY | 0 | 2.99 | 273.09
332676I | 332676 | I | 3 INCH PVC ELBOW COST | 4.55 | 0.58 | 58.08
332689I | 332689 | I | 4 INCH GALVANIZED ELBOW COST | 79.25 | 0.58 | 148.21
332695I | 332695 | I | 4 INCH PVC ELBOW COST | 6.56 | 0.58 | 60.51
340156I | 340156 | I | IN 1-336 ckt w4/0N 45' cl 2 triang | 24252.8 | 285.34 | 55284.71
340159I | 340159 | I | IN 2- 336 CKTs Vertical on 45' cl 2 | 38858.68 | 623.29 | 103727.56
340165I | 340165 | I | IN 2- 336 CKTS 45' cl 2 XARM | 40585.06 | 669.75 | 110048.66
340390I | 340390 | I | IN 336CKT 4/0N 45' CL2 175'spans | 25872.35 | 396.34 | 67361.7
340396I | 340396 | I | RM 4/0 IN 1-336 ckt XARM | 9891.49 | 306.24 | 39861.8
340396R | 340396 | R | RM 4/0 IN 1-336 ckt XARM | 0 | 60.28 | 5497.02
340404I | 340404 | I | IN 2- 336 CKTs Vertical on 45' cl 2 | 41072.58 | 697.84 | 113198.72
340425I | 340425 | I | INSTALL 3PH 336CKT 45' CL4 POLES | 26225.63 | 365.36 | 64962.57
340434I | 340434 | I | IN 1-336 ckt w4/0N 45' cl 2 triang | 27846.79 | 356.81 | 66138.99
340436I | 340436 | I | IN 2- 336 CKTS 45' cl 2 XARM | 42996.02 | 756.93 | 120907.74
340457I | 340457 | I | IN 2- 336 CKTs 4/0N no poles | 24442.72 | 424.7 | 68223.32
340732I | 340732 | I | IN ONE 336 CKT Vertical on 45' cl 2 | 24718.59 | 365.29 | 63137.62
340740I | 340740 | I | IN ONE 336 CKT Vertical on 45' cl 2 | 26437.01 | 409.85 | 69275.15
340746I | 340746 | I | IN ONE 336 CKT Vertical on 45' cl 2 | 28480.27 | 465.54 | 76818.94
340851I | 340851 | I | RM TRI IN 2- 336 CKTs Vertical | 31079.04 | 613.37 | 93436.52
340851R | 340851 | R | RM TRI IN 2- 336 CKTs Vertical | 0 | 175.15 | 15973.3
341066I | 341066 | I | RM TRI IN 2- 336 CKTs Vertical | 33566.61 | 689.58 | 103388.96
341066R | 341066 | R | RM TRI IN 2- 336 CKTs Vertical | 0 | 200.69 | 18302.03
341068I | 341068 | I | RM TRI IN 2- 336 CKTs Vertical | 36571.31 | 784.83 | 115701.34
341068R | 341068 | R | RM TRI IN 2- 336 CKTs Vertical | 0 | 232.6 | 21212.43
341069I | 341069 | I | RPL POLES&N IN 2- 336 CKTs XARM | 26449.01 | 541.64 | 81307.56
341069R | 341069 | R | RPL POLES&N IN 2- 336 CKTs XARM | 0 | 135.71 | 12376.6
341094I | 341094 | I | RPL POLES&N IN 2- 336 CKTs XARM | 28155.84 | 605.57 | 89198.22
341094R | 341094 | R | RPL POLES&N IN 2- 336 CKTs XARM | 0 | 155.18 | 14151.76
341100I | 341100 | I | RPL POLES&N IN 2- 336 CKTs XARM | 30184.61 | 685.48 | 98933.36
341100R | 341100 | R | RPL POLES&N IN 2- 336 CKTs XARM | 0 | 179.51 | 16370.68
341108I | 341108 | I | RM VERT PRI IN 2- 336 CKTs Vertical | 31079.04 | 613.37 | 93436.52
341108R | 341108 | R | RM VERT PRI IN 2- 336 CKTs Vertical | 0 | 175.15 | 15973.3
341746I | 341746 | I | RM VERT PRI IN 2- 336 CKTs Vertical | 33566.61 | 689.58 | 103388.96
341746R | 341746 | R | RM VERT PRI IN 2- 336 CKTs Vertical | 0 | 200.69 | 18302.03
341860I | 341860 | I | RM VERT PRI IN 2- 336 CKTs Vertical | 36571.31 | 784.83 | 115701.34
341860R | 341860 | R | RM VERT PRI IN 2- 336 CKTs Vertical | 0 | 232.6 | 21212.43
341874I | 341874 | I | RPL TRI&N IN 2- 336 CKTs XARM | 29234.22 | 610.4 | 90939.3
341874R | 341874 | R | RPL TRI&N IN 2- 336 CKTs XARM | 0 | 132.25 | 12061
341882I | 341882 | I | RM XARM PRI IN 2- 336 CKTs Vertical | 31079.04 | 613.37 | 93436.52
341882R | 341882 | R | RM XARM PRI IN 2- 336 CKTs Vertical | 0 | 178.61 | 16288.9
341888I | 341888 | I | RPL TRI&N IN 2- 336 CKTs XARM | 31386.67 | 685.33 | 100371
341888R | 341888 | R | RPL TRI&N IN 2- 336 CKTs XARM | 0 | 151.19 | 13787.85
341905I | 341905 | I | RPL TRI&N IN 2- 336 CKTs XARM | 33972.48 | 778.99 | 112032.48
341905R | 341905 | R | RPL TRI&N IN 2- 336 CKTs XARM | 0 | 174.85 | 15945.85
341934I | 341934 | I | RM XARM PRI IN 2- 336 CKTs Vertical | 33566.61 | 689.58 | 103388.96
341934R | 341934 | R | RM XARM PRI IN 2- 336 CKTs Vertical | 0 | 204.68 | 18666.17
341938I | 341938 | I | Install PLF,ground | 325.47 | 5.59 | 902.7
341941I | 341941 | I | RM XARM PRI IN 2- 336 CKTs Vertical | 36541.4 | 777.69 | 115013.87
341941R | 341941 | R | RM XARM PRI IN 2- 336 CKTs Vertical | 0 | 237.26 | 21637.26
347838R | 347838 | R | Rm single phase cutout | 0 | 1.5 | 137.59
356292I | 356292 | I | 4C 500 CU | 10671.96 | 0.03 | 12879.43
356747I | 356747 | I | DIST ENG HDOH TX DEC 02 | 22796.69 | 141.03 | 40364.28
356752I | 356752 | I | DIST ENG HDOH PRI DEC 02 | 1551.46 | 53.77 | 6775.03
356756I | 356756 | I | DIST ENG HDOH POLES DEC 02 | 15063.52 | 278.87 | 43606.91
356769I | 356769 | I | DIST ENG HDOH SEC DEC 02 | 9419.66 | 226 | 31975.71
356776I | 356776 | I | DIST ENG HDOH SERVICE DEC 02 | 8711.86 | 284.3 | 36438.23
356888I | 356888 | I | DIST ENG LDOH POLES DEC 02 | 24545.84 | 475.62 | 72990.58
357098I | 357098 | I | DIST ENG LDUG DEC 02 | 5543.84 | 69.52 | 13028.97
357108I | 357108 | I | DIST ENG LDOH SERVICE DEC 02 | 8937.58 | 378.33 | 45285.94
357280I | 357280 | I | DIST ENG LDOH SEC DEC 02 | 16684.86 | 365.72 | 53484.99
358921I | 358921 | I | INSTALL 3? ABOVE GRND HANDHOLE | 184.1 | 3.28 | 521.52
358924R | 358924 | R | REMOVE 3? ABOVE GRND HANDHOLE | 0 | 1.33 | 128.62
363728I | 363728 | I | INSTALL PMH-10 | 20915.75 | 16.28 | 26721.82
363749I | 363749 | I | PMH-10 SALVAGE VALUE | 14831.91 | 0 | 17896.18
364457I | 364457 | I | IN 3 PHASE 500CU(NETWORKCABLE) | 3389.88 | 9.15 | 4924.96
366012I | 366012 | I | IN 2PH 1/0 AL PRI UG TAKEOFF | 1038.62 | 18.42 | 2933.2
366013R | 366013 | R | RM 2PH 1/0 AL PRI UG TAKEOFF | 0 | 4.06 | 369.19
366020I | 366020 | I | IN 2PH #2 AAAC OH TAKEOFF | 463.22 | 6.06 | 1110.55
366024R | 366024 | R | RM 2PH #2 AAAC OH TAKEOFF | 0 | 1.69 | 153.75
370470I | 370470 | I | INSTALL 3PH 1000 STRESS CONES | 240.73 | 13 | 1475.87
370512I | 370512 | I | INSTALL 1PH 1/0 STRESS CONE | 41.33 | 3.9 | 405.9
370514I | 370514 | I | INSTALL 3PH 1/0 STRESS CONES | 65.56 | 13 | 1264.51
370516I | 370516 | I | INSTALL 3PH 4/0 STRESS CONES | 124.71 | 13 | 1335.89
370517I | 370517 | I | INSTALL 1PH 1/0 POTHEAD | 52.59 | 2.4 | 282.92
370518I | 370518 | I | INSTALL 3PH 1/0 POTHEADS | 140.44 | 7.2 | 825.91
370521I | 370521 | I | INSTALL 3PH 4/0 POTHEADS | 165.37 | 7.2 | 855.99
370523I | 370523 | I | INSTALL 3PH 1000 POTHEADS | 324.67 | 11.26 | 1419.13
372662R | 372662 | R | REMOVE TRIPLE TRANSCLOSURE | 0 | 0.71 | 64.73
372664I | 372664 | I | INSTALL SINGLE TRANSCLOSURE | 4855.5 | 2.53 | 6089.26
372672R | 372672 | R | REMOVE SINGLE TRANSCLOSURE | 0 | 0.71 | 64.73
372677I | 372677 | I | INSTALL DOUBLE TRANSCLOSURE | 2895.07 | 2.53 | 3723.8
372681R | 372681 | R | REMOVE DOUBLE TRANSCLOSURE | 0 | 0.71 | 64.73
372810I | 372810 | I | INSTALL 3 PH LBC - 3 Pos CABINET | 1607.04 | 4.53 | 2351.72
372938R | 372938 | R | Remove 3 PH LBC - 3 Pos CABINET | 0 | 2.04 | 186.1
372945R | 372945 | R | Remove 3 PH LBC - 4 Pos CABINET | 0 | 2.04 | 186.1
372947I | 372947 | I | Install 3 PH LBC - 4 Pos CABINET | 1652.37 | 4.53 | 2406.42
372952I | 372952 | I | Install 1 PH LBC - 4 Pos CABINET | 1016.32 | 4.53 | 1638.96
372956R | 372956 | R | Remove 1 PH LBC - 4 Pos CABINET | 0 | 2.04 | 186.1
372959R | 372959 | R | Remove 1 PH LBC - 3 Pos CABINET | 0 | 2.04 | 186.1
372960I | 372960 | I | Install 1 PH LBC - 3 Pos CABINET | 1003.67 | 4.53 | 1623.7
374041I | 374041 | I | Install 6 INCH GALVANIZED CONDUIT | 626.95 | 3.18 | 1046.03
374043I | 374043 | I | Install 4 INCH GALVANIZED CONDUIT | 202.22 | 3.18 | 533.55
374046I | 374046 | I | Install 2 INCH GALVANIZED CONDUIT | 60.86 | 3.07 | 353.4
378843I | 378843 | I | Install 500 CU UG PRIMARY 600' | 21648.43 | 36.46 | 29446.18
391950I | 391950 | I | RM 40C4 9-35 IN 45C2 9-61FIG1 | 420.97 | 6.53 | 1103.01
391950R | 391950 | R | RM 40C4 9-35 IN 45C2 9-61FIG1 | 0 | 2.6 | 236.67
392567I | 392567 | I | RM 40C4 9-35 IN 45 C2 15-11 | 513.34 | 9.19 | 1457.21
392567R | 392567 | R | RM 40C4 9-35 IN 45 C2 15-11 | 0 | 2.6 | 236.67
392574I | 392574 | I | RM 40C4 9-35 IN 45 C2 15-44 | 534 | 10.39 | 1591.38
392574R | 392574 | R | RM 40C4 9-35 IN 45 C2 15-44 | 0 | 2.6 | 236.67
392593I | 392593 | I | RM 40C4 9-11 IN 45 C2 9-11 | 410.64 | 5.93 | 1035.92
392593R | 392593 | R | RM 40C4 9-11 IN 45 C2 9-11 | 0 | 2.73 | 248.81
392600I | 392600 | I | RM 40C4 9-11 IN 45 C2 15-11 | 513.34 | 9.19 | 1457.21
392600R | 392600 | R | RM 40C4 9-11 IN 45 C2 15-11 | 0 | 2.73 | 248.81
392605I | 392605 | I | RM 40C4 9-11 IN 45 C2 15-44 | 534 | 10.39 | 1591.38
392605R | 392605 | R | RM 40C4 9-11 IN 45 C2 15-44 | 0 | 2.73 | 248.81
392609I | 392609 | I | RM 40C4 9-27 IN 45 C2 9-27 | 540.33 | 5.86 | 1186
392609R | 392609 | R | RM 40C4 9-27 IN 45 C2 9-27 | 0 | 3.53 | 321.64
392954I | 392954 | I | RM 40C4 9-35 IN 45C2 9-61FIG1 | 1209.77 | 8.17 | 2204.47
392954R | 392954 | R | RM 40C4 9-35 IN 45C2 9-61FIG1 | 0 | 2.6 | 236.67
394006I | 394006 | I | RM 40C4 22-9 IN 45C2 9-35 | 400.87 | 3.39 | 793.19
394006R | 394006 | R | RM 40C4 22-9 IN 45C2 9-35 | 0 | 8.85 | 805.59
394023I | 394023 | I | RM 40C4 22-17 IN 45C2 22-9 | 1420.66 | 24.65 | 3961.76
394023R | 394023 | R | RM 40C4 22-17 IN 45C2 22-9 | 0 | 5.2 | 474.07
394037I | 394037 | I | IN 45C2 SPEC 22-17 | 868.17 | 12.32 | 2170.51
394333I | 394333 | I | can not TRANSFER SIDEWALK GUY | 406.16 | 4 | 854.19
394570R | 394570 | R | RM 600 KVAR OH CAP BANK | 0 | 9.88 | 901.34
394573R | 394573 | R | Remove 1200 KVAR OH CAP BANK | 0 | 9.88 | 901.34
394577R | 394577 | R | Remove 3 PH arm mount Arresters | 0 | 2.49 | 226.56
394591I | 394591 | I | Install 2 PH ARM MOUNT ARR | 249.25 | 5.02 | 757.92
394596R | 394596 | R | Remove 2 PH ARM MOUNT ARR | 0 | 1.73 | 157.79
394608I | 394608 | I | In 2 PH arresters w/bracket | 266.22 | 6.48 | 911.9
394612R | 394612 | R | Remove 2 PH pole MOUNT ARR | 0 | 1.73 | 157.79
394620R | 394620 | R | Remove 3 PH BRACKET MOUNT ARR WOOD | 0 | 1.95 | 178.01
394626R | 394626 | R | RM 3 PH BRACKET MOUNT ARR CONCRETE | 0 | 1.95 | 178.01
394629I | 394629 | I | In 1 PH BRACKET & ARRester | 215.53 | 4.39 | 660.58
394656R | 394656 | R | Rm 1 PH BRACKET MOUNT ARR | 0 | 0.67 | 60.68
394687I | 394687 | I | INSTALL 55 FT WOOD POLE | 494.7 | 2.67 | 839.99
394769I | 394769 | I | In 1ph OH #2triplex SVC 75' FT | 54.17 | 1.61 | 211.69
394769R | 394769 | R | In 1ph OH #2triplex SVC 75' FT | 0 | 0.5 | 45.18
394778I | 394778 | I | In 1phOH 2/0triplex SVC 75 FT | 84.05 | 1.61 | 247.74
394778R | 394778 | R | In 1phOH 2/0triplex SVC 75 FT | 0 | 0.5 | 45.18
394781I | 394781 | I | In 1phOH 4/0triplex SVC 75 FT | 123.2 | 1.61 | 294.97
394781R | 394781 | R | In 1phOH 4/0triplex SVC 75 FT | 0 | 0.5 | 45.18
394785I | 394785 | I | In 3phOH #2quad SVC 75 FT | 76.18 | 1.61 | 238.24
394785R | 394785 | R | In 3phOH #2quad SVC 75 FT | 0 | 0.5 | 45.18
394787I | 394787 | I | In 3phOH 2/0quad SVC75 FT | 117.24 | 1.61 | 287.78
394787R | 394787 | R | In 3phOH 2/0quad SVC75 FT | 0 | 0.5 | 45.18
394788I | 394788 | I | In 3phOH 4/0quad SVC 75 FT | 164.97 | 1.61 | 345.37
394788R | 394788 | R | In 3phOH 4/0quad SVC 75 FT | 0 | 0.5 | 45.18
394827I | 394827 | I | In & Rm 1ph 4/0 UG TAKEOFF | 82.59 | 2.35 | 316.02
394827R | 394827 | R | In & Rm 1ph 4/0 UG TAKEOFF | 0 | 0.67 | 60.89
394838I | 394838 | I | In & Rm 3ph 4/0 UG TAKEOFF | 94.28 | 4.7 | 543.19
394838R | 394838 | R | In & Rm 3ph 4/0 UG TAKEOFF | 0 | 0.67 | 60.9
394850I | 394850 | I | Transfer BRACKET for communication | 7.21 | 0.23 | 29.76
394850R | 394850 | R | Transfer BRACKET for communication | 0 | 0.23 | 21.06
394855I | 394855 | I | Transfer 2 communication cables | 0 | 0.46 | 42.13
394855R | 394855 | R | Transfer 2 communication cables | 0 | 0.46 | 42.13
394939I | 394939 | I | INSTALL 50 FT WOOD POLE | 426.4 | 2.67 | 757.57
394940I | 394940 | I | INSTALL 45FTC2 WOOD POLE | 307.93 | 2.67 | 614.63
394941I | 394941 | I | IN 45FT SPUN CONC 5210450 | 4268.44 | 55 | 10166.07
394942I | 394942 | I | IN 45FT SPUN CONC 5210455 | 2008.03 | 55 | 7438.66
394943I | 394943 | I | IN 50FT SPUN CONC 5210601 | 3310.33 | 55 | 9010.01
394944I | 394944 | I | IN 55FT SPUN CONC 5210603 | 3048.95 | 55 | 8694.63
396968I | 396968 | I | Install cover for switchgear pad | 323.28 | 0 | 390.09
398218I | 398218 | I | Install 3 x 8 Alum cover | 666.1 | 0 | 803.72
398220I | 398220 | I | Install 4 x 6 Alum cover | 789.93 | 0 | 953.13
398222I | 398222 | I | Install 2 x 5 Alum cover | 558.07 | 0 | 673.37
402961I | 402961 | I | INSTALL 45FTC2 Spec 9-11 | 410.64 | 5.93 | 1035.92
402969I | 402969 | I | INSTALL 45FTC2 Spec 9-35 F2 | 399.33 | 3.33 | 785.27
402976I | 402976 | I | INSTALL 45FTC2 Spec 9-61 F3 | 403.97 | 3.86 | 839.42
402981I | 402981 | I | INSTALL 45FTC2 Spec 9-61 F1 | 420.97 | 6.53 | 1103.01
403860I | 403860 | I | INSTALL 50' SELF SUPPORTING CONCRET | 3906.56 | 84.98 | 12463.03
404460I | 404460 | I | DIST ENG LDUG OCT 03 | 61128.73 | 113.48 | 84107.26
404462I | 404462 | I | DIST ENG LDUG OCT 03 | 810.12 | 10.54 | 1939.1
404463I | 404463 | I | DIST ENG LDUG OCT 03 | 5543.84 | 69.52 | 13028.97
404467I | 404467 | I | DIST ENG LDUG OCT 03 | 24806.1 | 143.76 | 43043.83
404471I | 404471 | I | DIST ENG LDUG OCT 03 | 5271.6 | 128.56 | 18084.52
404473I | 404473 | I | DIST ENG LDUG OCT 03 | 2766.75 | 45.37 | 7474.58
404475I | 404475 | I | DIST ENG LDUG OCT 03 | 23135.22 | 2.4 | 28134.03
404483I | 404483 | I | DIST ENG LDUG OCT 03 | 0 | 42 | 3830.23
404486I | 404486 | I | DIST ENG LDUG OCT 03 | 15955.15 | 751.24 | 87761.25
404490I | 404490 | I | DIST ENG LDOH TX OCT 03 | 34392.4 | 213.99 | 61010.1
404493I | 404493 | I | DIST ENG LDOH PRI OCT 03 | 2293.27 | 92.18 | 11173.5
404494I | 404494 | I | DIST ENG LDOH POLES OCT 03 | 24545.84 | 475.62 | 72990.58
404495I | 404495 | I | DIST ENG LDOH SEC OCT 03 | 16684.86 | 365.72 | 53484.99
404496I | 404496 | I | DIST ENG LDOH SERVICE OCT 03 | 8937.58 | 378.33 | 45285.94
462879I | 462879 | I | IN ONE 336 CKT Vertical on 45' cl 2 | 19460.59 | 478.57 | 67123.82
521257I | 521257 | I | DIST ENG LDUG OCT 04 | 68224.29 | 134.7 | 94602.69
521260I | 521260 | I | DIST ENG LDUG OCT 04 | 1620.24 | 21.08 | 3878.2
521263I | 521263 | I | DIST ENG LDUG OCT 04 | 6941.03 | 92.67 | 16825.66
521305I | 521305 | I | DIST ENG LDUG OCT 04 | 31306.05 | 157.76 | 52160.22
521310I | 521310 | I | DIST ENG LDUG OCT 04 | 4554.02 | 128.53 | 17215.5
521311I | 521311 | I | DIST ENG LDUG OCT 04 | 1698.7 | 45.32 | 6183.6
521312I | 521312 | I | DIST ENG LDUG OCT 04 | 19995.31 | 2.08 | 24315.66
521315I | 521315 | I | DIST ENG LDUG OCT04 | 0 | 42 | 3830.23
521316I | 521316 | I | DIST ENG LDUG OCT 04 | 9694.5 | 692.42 | 74844.33
521541I | 521541 | I | DIST ENG LDUG OCT 04 | 76296.34 | 134.69 | 104342.42
521932I | 521932 | I | DIST ENG LDUG OCT 04 | 61128.73 | 113.48 | 84107.26
521935I | 521935 | I | DIST ENG LDUG OCT 04 | 810.12 | 10.54 | 1939.1
521936I | 521936 | I | DIST ENG LDUG OCT 04 | 5543.84 | 69.52 | 13028.97
521937I | 521937 | I | DIST ENG LDUG OCT 04 | 24806.1 | 143.76 | 43043.83
521938I | 521938 | I | DIST ENG LDUG OCT 04 | 5271.6 | 128.56 | 18084.52
521939I | 521939 | I | DIST ENG LDUG OCT 04 | 2766.75 | 45.37 | 7474.58
521940I | 521940 | I | DIST ENG LDUG OCT 04 | 23135.22 | 2.4 | 28134.03
521941I | 521941 | I | DIST ENG LDUG OCT 04 | 0 | 42 | 3830.23
521942I | 521942 | I | DIST ENG LDUG OCT 04 | 15955.15 | 751.24 | 87761.25
521947I | 521947 | I | DIST ENG LDOH TX OCT 04 | 34392.4 | 213.99 | 61010.1
521948I | 521948 | I | DIST ENG LDOH PRI OCT 04 | 2293.27 | 92.18 | 11173.5
521949I | 521949 | I | DIST ENG LDOH POLES OCT 04 | 24545.84 | 475.62 | 72990.58
521950I | 521950 | I | DIST ENG LDOH SEC OCT 04 | 16684.86 | 365.72 | 53484.99
521952I | 521952 | I | DIST ENG LDOH SERVICE OCT 04 | 8937.58 | 378.33 | 45285.94
562796I | 562796 | I | Install three ph PLF cutout&arres | 1923.45 | 21.51 | 4280.54
562800R | 562800 | R | Remove three ph PLF cutout&arres | 0 | 9.88 | 902.11
576901I | 576901 | I | Install 1phase 2/0 splice OH | 4.47 | 0.49 | 49.89
577382R | 577382 | R | REMOVE 2-40'DEADEND POLES3-#2/0PRI | 0 | 22.75 | 2075.5
578738I | 578738 | I | INSTALL 10' XARM ON TRANSMISSION PO | 113.28 | 1.73 | 294.46
578741I | 578741 | I | IN DBL 10' XARM -TRANSMISSION POLE | 241.83 | 3.73 | 631.65
579185I | 579185 | I | Single phase deadend framing | 201.51 | 6.44 | 829.78
579230I | 579230 | I | Open wye deadend framing | 366.31 | 6.83 | 1065.04
579239I | 579239 | I | 3 phase vertical deadend framing | 389.07 | 8.76 | 1268.49
579243I | 579243 | I | 3 phase crossarm deadend framing | 540.71 | 9.09 | 1481.81
579331I | 579331 | I | In 35' class 4 guy stub | 143.4 | 2.67 | 416.11
579346I | 579346 | I | Frame 1ø slack span - both poles | 182.07 | 4.61 | 640.45
579349I | 579349 | I | Frame 2ø slack span - both poles | 461.36 | 7.54 | 1244.46
579358I | 579358 | I | Frame 3ø #2 slack span - both poles | 606.75 | 10.71 | 1709.16
579383R | 579383 | R | Rm DBL 10' XARM -TRANSMISSION POLE | 0 | 3.26 | 297.36
579384R | 579384 | R | Rm 10' XARM FROM TRANSMISSION PO | 0 | 1.6 | 145.64
579386R | 579386 | R | Remove 24" BRKT FROM concrete POLE | 0 | 0.45 | 40.45
579630I | 579630 | I | Available | 398.49 | 6.06 | 1033.4
579640R | 579640 | R | Rm 45C2 3 ph tangent | 0 | 5.09 | 463.57
579726I | 579726 | I | IN DBL 10' XARM -TRANSMISSION POLE | 247.53 | 5.06 | 759.89
579796I | 579796 | I | INSTALL 24" BRKT ON concrete pole | 54.11 | 2.44 | 287.81
579797R | 579797 | R | Rm 24" BRKT from wood pole | 0 | 0.45 | 40.45
579799I | 579799 | I | INSTALL 10' XARM ON TRANSMISSION PO | 113.28 | 2.99 | 409.77
579813R | 579813 | R | Rm 10' XARM FROM TRANSMISSION PO | 0 | 1.6 | 145.64
579814R | 579814 | R | RM DBL 10' XARM -TRANSMISSION POLE | 0 | 3.26 | 297.36
580725R | 580725 | R | Rm 3PH 336 CKT 45'POLES 150' span | 0 | 197.12 | 17975.84
580730R | 580730 | R | Rm 3PH 336 CKT 4/0N no POLES | 0 | 102.42 | 9340.35
580753I | 580753 | I | IN 3PH 336CKT 150' spans no poles | 12559.11 | 236.53 | 36724.59
580765I | 580765 | I | IN 3PH 336 4/0N 150' spans no poles | 13382.67 | 234.8 | 37560.53
581315I | 581315 | I | Frame 3ø 336 slack span-both poles | 644.84 | 13.37 | 1997.86
581318I | 581318 | I | Install 3 crabs | 35.89 | 1.46 | 176.81
581324R | 581324 | R | Remove 3 crabs | 0 | 0.13 | 12.12
581327I | 581327 | I | Install 4 crabs | 47.85 | 1.95 | 235.75
581644I | 581644 | I | RM 4/0 IN 1-336 ckt XARM 150' | 9845.86 | 351.04 | 43892.33
581644R | 581644 | R | RM 4/0 IN 1-336 ckt XARM 150' | 0 | 69.58 | 6345.95
581651I | 581651 | I | RM 4/0 IN 1-336 ckt XARM 200' | 9845.86 | 270.38 | 36537.07
581651R | 581651 | R | RM 4/0 IN 1-336 ckt XARM 200' | 0 | 52.21 | 4761.91
581656I | 581656 | I | RM 4/0 IN 1-336 ckt TRIANG 200' | 11672.77 | 313.64 | 42686.09
581656R | 581656 | R | RM 4/0 IN 1-336 ckt TRIANG 200' | 0 | 92.14 | 8403.14
581660I | 581660 | I | RM 4/0 IN 1-336 ckt TRIANG 150' | 12257.37 | 408.14 | 52009.03
581660R | 581660 | R | RM 4/0 IN 1-336 ckt TRIANG 150' | 0 | 124.15 | 11322.32
581676I | 581676 | I | RM 4/0 IN 1-336 ckt TRIANG 175' | 12083.78 | 358.15 | 47240.63
581676R | 581676 | R | RM 4/0 IN 1-336 ckt TRIANG 175' | 0 | 107.59 | 9811.77
582129I | 582129 | I | Rm 3-#2PRI #2N IN 336,2/0N 200 | 13090.36 | 370.51 | 49583.9
582129R | 582129 | R | Rm 3-#2PRI #2N IN 336,2/0N 200 | 0 | 107.13 | 9769.25
582231I | 582231 | I | Rm 3-#2PRI #2N IN 336,2/0N 175 | 13434.82 | 420.74 | 54580.28
582231R | 582231 | R | Rm 3-#2PRI #2N IN 336,2/0N 175 | 0 | 123.11 | 11226.63
582258I | 582258 | I | Rm 3-#2PRI #2N IN 336,2/0N 150 | 13748.04 | 483.5 | 60682.06
582258R | 582258 | R | Rm 3-#2PRI #2N IN 336,2/0N 150 | 0 | 143.06 | 13046.31
582679I | 582679 | I | Rm 3-4/0PRI 2/0N IN 336,4/0N 150 | 30933.94 | 768.55 | 107414.45
582679R | 582679 | R | Rm 3-4/0PRI 2/0N IN 336,4/0N 150 | 0 | 300.1 | 27368.09
582687I | 582687 | I | Rm 3-4/0PRI 2/0N IN 336,4/0N 175 | 28308.08 | 665.32 | 94831.08
582687R | 582687 | R | Rm 3-4/0PRI 2/0N IN 336,4/0N 175 | 0 | 257.64 | 23495.48
582694I | 582694 | I | Rm 3-4/0PRI 2/0N IN 336,4/0N 200 | 26106.05 | 582.7 | 84640.43
582694R | 582694 | R | Rm 3-4/0PRI 2/0N IN 336,4/0N 200 | 0 | 223.94 | 20421.67
582744I | 582744 | I | Rm 3-4/0 & 2/0N IN 2-336,4/0N 150 | 43945.45 | 1086.89 | 152144.76
582744R | 582744 | R | Rm 3-4/0 & 2/0N IN 2-336,4/0N 150 | 0 | 300.1 | 27368.09
582807I | 582807 | I | Rm 3-4/0 & 2/0N IN 2-336,4/0N 175 | 40914.38 | 950.62 | 136059.03
582807R | 582807 | R | Rm 3-4/0 & 2/0N IN 2-336,4/0N 175 | 0 | 257.99 | 23527.85
582812I | 582812 | I | Install regulator & ground | 12882.58 | 9.1 | 16374.66
583228R | 583228 | R | REMOVE regulator | 0 | 2.56 | 232.79
583233I | 583233 | I | Install OCR & ground | 5102.05 | 9.45 | 7017.88
583281R | 583281 | R | REMOVE OCR | 0 | 6.83 | 623.05
583305R | 583305 | R | Remove 4 crabs | 0 | 0.18 | 16.16
583308I | 583308 | I | Install 45' H2 Fiberglass 5210145 | 2005.5 | 2.22 | 2622.14
583763I | 583763 | I | Install 50' H6 Fiberglass 5210150 | 3157.46 | 2.22 | 4012.09
583766R | 583766 | R | Rm 45' tangent | 0 | 2.66 | 242.74
583768I | 583768 | I | Available | 799.97 | 3.81 | 1311.74
583774R | 583774 | R | Available | 0 | 106.41 | 9704.42
583778I | 583778 | I | Available | 15065.4 | 356.51 | 50690.36
583794R | 583794 | R | Available | 0 | 138.21 | 12605.19
583800I | 583800 | I | Available | 363.53 | 2.67 | 681.72
583805R | 583805 | R | Available | 0 | 120.25 | 10967.59
583808I | 583808 | I | Install 55' concrete 5210450 | 4268.44 | 22.18 | 7173.18
583809R | 583809 | R | Available | 0 | 105.87 | 9655.87
584904I | 584904 | I | In ONESPLICE 500 Cu UG primary | 263.29 | 3.02 | 592.81
591096I | 591096 | I | Cable sealing kit 5531020 | 8.78 | 0.83 | 86.48
591130I | 591130 | I | 3PH 1000 AL SUBSTATION TAKEOFF | 551.08 | 11.26 | 1692.46
593280I | 593280 | I | 2/0 versus 4/0 neutral | 213.26 | 0.05 | 261.88
610525I | 610525 | I | INSTALL 55' SELF SUPPORTING CONCRET | 3048.95 | 0.89 | 3759.79
613470I | 613470 | I | DIST ENG LDUG AUG 02 | 67522.99 | 113.49 | 91822.58
613474I | 613474 | I | Terminal Poles | 810.12 | 10.54 | 1939.1
613486I | 613486 | I | Primary conduit | 5444.06 | 67.46 | 12720.18
614181I | 614181 | I | Primary cable | 23488.68 | 134.57 | 40615.64
614186I | 614186 | I | Sec Cable and Handholes | 5650.5 | 128.55 | 18540.93
614188I | 614188 | I | Secondary conduit | 5188.9 | 45.32 | 10394.24
614192I | 614192 | I | Service Cable | 23135.22 | 2.4 | 28134.03
614193I | 614193 | I | Meter Labor | 0 | 42 | 3830.23
614199I | 614199 | I | Service Conduit | 15955.15 | 751.24 | 87761.25
622598R | 622598 | R | Rm 2-40' CONC DEADEND POLE #2PRI | 0 | 7.8 | 712.06
622639R | 622639 | R | Rm 2-45' CONC DEADEND POLE #2PRI | 0 | 7.8 | 712.06
622653R | 622653 | R | Rm 2-40' CONC DEADEND POLE2-#2PRI | 0 | 8.79 | 801.06
622660R | 622660 | R | Rm 2-45' CONC DEADEND POLE2-#2PRI | 0 | 9.5 | 865.79
622687R | 622687 | R | Rm 2-40' CONC DEADEND POLE3-#2PRI | 0 | 16.11 | 1468.64
622698R | 622698 | R | Rm 2-45' CONC DEADEND POLE3-#2PRI | 0 | 16.11 | 1468.64
622706R | 622706 | R | Rm 2-40' CONC DEADEND POLE3-2/0PRI | 0 | 16.51 | 1505.06
622717R | 622717 | R | Rm 2-45' CONC DEADEND POLE3-2/0PRI | 0 | 16.51 | 1505.06
622725R | 622725 | R | Rm 2-45' CONC DEADEND POLE3-336PRI | 0 | 20.66 | 1882.34
622971R | 622971 | R | Rm 40' Open WYE tangent | 0 | 1.42 | 129.47
622974R | 622974 | R | RM 45' Open WYE tangent | 0 | 1.46 | 133.51
632065I | 632065 | I | DIST ENG LDUG AUG 02 | 61128.73 | 113.48 | 84107.26
632072I | 632072 | I | DIST ENG LDUG AUG 02 | 810.12 | 10.54 | 1939.1
632078I | 632078 | I | DIST ENG LDUG DEC 02 | 5543.84 | 69.52 | 13028.97
632083I | 632083 | I | DIST ENG LDUG AUG 02 | 24806.1 | 143.76 | 43043.83
632088I | 632088 | I | DIST ENG LDUG AUG 02 | 5271.6 | 128.56 | 18084.52
632090I | 632090 | I | DIST ENG LDUG AUG 02 | 2766.75 | 45.37 | 7474.58
632093I | 632093 | I | DIST ENG LDUG AUG 02 | 23135.22 | 2.4 | 28134.03
632096I | 632096 | I | DIST ENG LDUG AUG 02 | 0 | 42 | 3830.23
632098I | 632098 | I | DIST ENG LDUG AUG 02 | 15955.15 | 751.24 | 87761.25
632264I | 632264 | I | Pad TX 2005 | 67726.55 | 117.48 | 92432.35
632267I | 632267 | I | Term Poles | 1614.86 | 21.11 | 3871.57
632307I | 632307 | I | Primary conduit | 7903.71 | 88.55 | 17611.99
632309I | 632309 | I | Primary cable | 27427.8 | 153.81 | 47119.11
632313I | 632313 | I | Sec Cable and Handholes | 6004.53 | 132.95 | 19368.54
632322I | 632322 | I | Secondary conduit | 5141.38 | 47.42 | 10527.07
632328I | 632328 | I | Service Cable | 22581.4 | 2.34 | 27460.53
632332I | 632332 | I | Meter Labor | 0 | 42 | 3830.23
632358I | 632358 | I | Service Conduit | 15605.25 | 747.03 | 86956.27
632591I | 632591 | I | DIST ENG LDUG AUG 02 | 69081.3 | 111.88 | 93557.18
632593I | 632593 | I | Sec Cable and Handholes | 6160.91 | 128.56 | 19157.17
632598I | 632598 | I | Secondary conduit | 5215.85 | 45.32 | 10427.47
632606I | 632606 | I | Pad TX 2005 | 71301.47 | 117.47 | 96745.84
632608I | 632608 | I | Service Cable | 25182.17 | 2.37 | 30600.08
632609I | 632609 | I | Service Conduit | 15723.12 | 745.02 | 86915.3
632612I | 632612 | I | Sec Cable and Handholes | 6256.32 | 132.94 | 19672.37
633944I | 633944 | I | Pad TX 2005 | 102986.81 | 153.69 | 138278.79
633957I | 633957 | I | 2010 PSC URD FILING | 2422.28 | 31.63 | 5807.47
633974I | 633974 | I | Primary conduit | 10924.4 | 116.12 | 23770.82
633992I | 633992 | I | Primary cable | 36488.8 | 190.61 | 61411.39
634004I | 634004 | I | Sec Cable and Handholes | 4754.39 | 128.53 | 17457.32
634093I | 634093 | I | Secondary conduit | 5245.52 | 47.32 | 10643.87
634102I | 634102 | I | Service Cable | 19307.64 | 1.95 | 23474.7
634103I | 634103 | I | Service Conduit | 12315.06 | 721.75 | 80681.64
634496I | 634496 | I | Service Cable | 24502.87 | 2.4 | 29784.25
634497I | 634497 | I | Service Conduit | 15973.43 | 749.2 | 87597.21
636030I | 636030 | I | Install OCR equipment package | 2344.39 | 55.65 | 7904.26
636654I | 636654 | I | Install 3" Galvanized conduit 100' | 118.79 | 3.07 | 423.3
638854I | 638854 | I | Rm 3-4/0 & 2/0N IN 2-336,4/0N 200 | 38306.04 | 841.55 | 122966.14
638854R | 638854 | R | Rm 3-4/0 & 2/0N IN 2-336,4/0N 200 | 0 | 224.29 | 20454.05
639945I | 639945 | I | DIST ENG LDOH TX 2005 | 34377.12 | 213.97 | 60991.63
639957I | 639957 | I | DIST ENG LDOH PRI 2005 | 2293.27 | 92.18 | 11173.5
639960I | 639960 | I | DIST ENG LDOH POLES 2005 | 24545.84 | 475.62 | 72990.58
639961I | 639961 | I | DIST ENG LDOH SEC 2005 | 16784.79 | 368.66 | 53871.67
639963I | 639963 | I | DIST ENG LDOH SERVICE 2005 | 8937.58 | 378.33 | 45285.94
640924I | 640924 | I | Install OCR only | 4932.13 | 6.65 | 6557.98
643252I | 643252 | I | DIST ENG LDOH TX 2005 test | 53066.82 | 339.64 | 95004.36
643257I | 643257 | I | DIST ENG LDOH PRI 2005 test | 2307.87 | 97.58 | 11683.07
643264I | 643264 | I | DIST ENG LDOH POLES 2005 test | 24487.75 | 477.01 | 73049.4
643266I | 643266 | I | DIST ENG LDOH SEC 2005 test | 15752.78 | 393.14 | 54860.26
643274I | 643274 | I | DIST ENG LDOH SERVICE 2005 test | 9112.76 | 378.31 | 45496.56
649131I | 649131 | I | Install Primary UG Cable - BASE | 112.58 | 3.9 | 491.87
649134I | 649134 | I | Install Primary UG Cable - BASE | 128.1 | 3.9 | 510.6
649135I | 649135 | I | Install Primary UG Cable - BASE | 140.44 | 7.2 | 825.91
649136I | 649136 | I | Install Primary UG Cable - BASE | 165.37 | 7.2 | 855.99
659372I | 659372 | I | Pad TX 2005 | 101975.35 | 152.88 | 136985.53
659457I | 659457 | I | Term Poles | 2422.28 | 31.63 | 5807.47
659461I | 659461 | I | 2006 Pri conduit 3501-4500 sq ft | 12023.85 | 135.06 | 26825.46
659473I | 659473 | I | 2006 Pri cable 3501-4500 sq ft | 39544.71 | 189.62 | 65007.49
659477I | 659477 | I | Sec Cable and Handholes | 4392.63 | 111.01 | 15423.02
659481I | 659481 | I | Secondary conduit | 4820.13 | 39.1 | 9382.38
659484I | 659484 | I | Service Cable | 22103.72 | 2.06 | 26857.49
659487I | 659487 | I | Meter Labor | 0 | 42 | 3830.23
659489I | 659489 | I | 2006 Service Conduit 3501-4500 | 16594.85 | 717.87 | 85490.59
659775I | 659775 | I | Pad TX 2005 | 107586.19 | 152.88 | 143755.57
659785I | 659785 | I | Sec Cable and Handholes | 4657.02 | 111.02 | 15742.07
659788I | 659788 | I | 2006 Service Cable 3501-4500 | 21686.78 | 2.06 | 26354.57
660145I | 660145 | I | DIST ENG LDOH TX 2005 test | 67841.52 | 343.29 | 113160.8
660146I | 660146 | I | DIST ENG LDOH SEC 2005 test | 15951.08 | 393.14 | 55099.51
660148I | 660148 | I | DIST ENG LDOH SERVICE 2005 test | 10841.87 | 378.32 | 47582.9
660150I | 660150 | I | DIST ENG LDOH TX 2005 test | 70375.17 | 344.32 | 116316.58
681797I | 681797 | I | DIST ENG HDOH TX JAN 06 | 24374.51 | 140.97 | 42268.15
681810I | 681810 | I | DIST ENG HDOH POLES Jan 06 | 15100.48 | 278.87 | 43651.51
681897I | 681897 | I | DIST ENG HDOH PRI Jan 2006 | 1551.46 | 53.77 | 6775.03
681904I | 681904 | I | DIST ENG HDOH SEC DEC 02 | 9474.95 | 226 | 32042.42
681929I | 681929 | I | DIST ENG HDOH SERVICE Jan 06 | 8711.86 | 284.3 | 36438.23
685642I | 685642 | I | DIST ENG HDUG TX 2-2006 | 49810.62 | 66.21 | 66137.97
685676I | 685676 | I | DIST ENG HDUG GRD TX 2-2006 | 1265.2 | 31.94 | 4439.57
685680I | 685680 | I | DIST ENG HDUGFRAMEOH 2-2006 | 680.91 | 7.35 | 1491.89
685685I | 685685 | I | DIST ENG HDUG GRD POL 2-2006 | 126.52 | 3.19 | 443.96
685688I | 685688 | I | DIST ENG HDUG PRIMARY 2-2006 | 13021.98 | 106.46 | 25423.86
685713I | 685713 | I | DIST ENG HDUGCONDMAT2-2006 | 3631.74 | 0 | 4382.16
685722I | 685722 | I | DIST ENG HDUG SECONDA 2-2006 | 3602.84 | 124.13 | 15666.45
685727I | 685727 | I | DIST ENG HDUGSECCONDM 2-2006 | 2115.84 | 0 | 2553.02
685731I | 685731 | I | DIST ENG HDUG METERS 2-2006 | 0 | 35.2 | 3210.1
685733I | 685733 | I | DIST ENG HDUGSERCABLE 2-2006 | 14765.33 | 1.53 | 17955.66
685735I | 685735 | I | DIST ENG HDUGSVCCONDM 2-2006 | 7397.33 | 0 | 8925.88
686116I | 686116 | I | DIST ENG HDOH METERS 2-2006 | 0 | 35.2 | 3210.1
689094I | 689094 | I | 2006 Pad TX 3501-4500 sq ft | 109140.78 | 152.89 | 145631.34
689102I | 689102 | I | Sec Cable & HH 3501-4500 | 6762.9 | 111.02 | 18283
689105I | 689105 | I | 2006 sec conduit 3501-4500 | 4820.13 | 39.1 | 9382.38
692801I | 692801 | I | LDOH 2000 sq ft TX 3/2006 | 34779.22 | 213.99 | 61476.83
692810I | 692810 | I | LDOH 2501-3500 TX 3/2006 | 68414.83 | 402.63 | 119270.55
692822I | 692822 | I | LDOH 2000 sq ft PRI 2006 | 2293.26 | 92.19 | 11173.49
692829I | 692829 | I | LDOH 2501-3500 PRI 2006 | 2289.73 | 90.5 | 11015.29
692838I | 692838 | I | LDOH 2000 sq ft - POLES 2006 | 24712.11 | 479.97 | 73587.68
692845I | 692845 | I | LDOH 2501-3500 POLES 2006 | 25042.27 | 485.35 | 74478.08
692882I | 692882 | I | LDOH 2000 sq ft SEC 2006 | 17262.97 | 383.46 | 55800.86
692903I | 692903 | I | LDOH 2501-3500 SEC 2006 | 12643.79 | 351.62 | 47323.12
692988I | 692988 | I | LDOH 2000 sq ft SERVICE 2006 | 8937.58 | 378.33 | 45285.94
692992I | 692992 | I | LDOH 2501-3500 sq ft SERVICE 2006 | 9024.65 | 378.33 | 45391.02
696986I | 696986 | I | LDOH 3501-4500 TX 3/2006 | 81394.3 | 422.5 | 136744.18
696997I | 696997 | I | LDOH 3501-4500 PRI 2006 | 2289.73 | 90.5 | 11015.29
697001I | 697001 | I | LDOH 3501-4500 POLES 2006 | 24912.24 | 482.78 | 74086.53
697007I | 697007 | I | LDOH 3501-4500 SEC 2006 | 12299.09 | 349.86 | 46745.96
697012I | 697012 | I | LDOH 3501-4500 sq ft SERVICE 2006 | 9052.66 | 378.34 | 45425.53
697548I | 697548 | I | TX 1501-2500 SAME TRENCH 3/2006 | 67119.5 | 114.81 | 91457.11
697559I | 697559 | I | Term Poles - low density 1250-2500 | 1614.86 | 21.11 | 3871.57
697563I | 697563 | I | Pri conduit - 1501-2500 OPP SIDE | 10072.14 | 108.98 | 22091.49
697578I | 697578 | I | Pri CABLE - 1501-2500 OPP SIDE | 30442.05 | 134.54 | 48999.91
697579I | 697579 | I | Sec Cable and Handholes 1250-2500 | 5638.27 | 128.57 | 18527.14
697586I | 697586 | I | Secondary conduit-1250-2500 | 5057.13 | 45.34 | 10237.31
697590I | 697590 | I | Service Cable-1250-2500 sq ft | 23279.38 | 2.38 | 28306.11
697593I | 697593 | I | Meter Labor- 1250-2500 sq ft | 0 | 42 | 3830.23
697605I | 697605 | I | Service Conduit- 1250-2500 sq ft | 15845.83 | 736.91 | 86322.71
697846I | 697846 | I | Pri conduit 1501-2500 SAME TRENCH | 9703.81 | 104.26 | 21216.71
697849I | 697849 | I | Pri cable - 1501-2500 SAME TRENCH | 31753.57 | 137.85 | 50884.14
699019I | 699019 | I | TX 1501-2500 OPP SIDE 3/2006 | 67182.76 | 116.41 | 91679.09
699690I | 699690 | I | Pad TX 2501-3500 same trench | 99301.57 | 152.88 | 133759.34
699691I | 699691 | I | Term Poles 2501-3500 design | 2422.28 | 31.63 | 5807.47
699692I | 699692 | I | Pri conduit 2501-3500 same trench | 12495.04 | 136.23 | 27500.15
699699I | 699699 | I | Pri cable 2501-3500 same trench | 39837.92 | 204.7 | 66736.88
699701I | 699701 | I | Sec Cable & Handholes 2501-3500 | 4330.73 | 111.01 | 15348.32
699703I | 699703 | I | Sec conduit 2501-3500 same trench | 4820.13 | 39.1 | 9382.38
699705I | 699705 | I | Service Cable 2501-3500 | 23071.7 | 2.05 | 28025.53
699706I | 699706 | I | Meter Labor | 0 | 42 | 3830.23
699707I | 699707 | I | Service Conduit 2501-3500 sq ft | 16562.41 | 705.62 | 84334.53
699881I | 699881 | I | DIST ENG HDUG PRIMARY 2-2006 | 283.37 | 10.64 | 1314.82
699884I | 699884 | I | DIST ENG HDUG PRIMARY 2-2006 | 13021.98 | 106.46 | 25423.86
699900I | 699900 | I | Sligh | 59.2 | 0.58 | 124.02
700145I | 700145 | I | LDOH 2000 sq ft TX 3/2006 | 37458.22 | 214.64 | 64775.23
700146I | 700146 | I | LDOH 2000 sq ft SEC 2006 | 18772.83 | 401.22 | 59242.9
700702I | 700702 | I | Added cable $ from rm 3 LBCs | 6226.58 | 8.94 | 8329.34
700704I | 700704 | I | Cost of LBCs removed from design | 3254.71 | 18.91 | 5650.63
718448I | 718448 | I | AVIAN LINE PROTECTOR | 214.11 | 0.5 | 303.96
727188I | 727188 | I | Salvage for PLF cutout | 65.24 | 1.02 | 171.77
727191I | 727191 | I | Available | 1649.55 | 17.91 | 3622.36
727244I | 727244 | I | Salvage for three SPST switches | 1746.43 | 38.33 | 5602.78
729907I | 729907 | I | In & Rm 100W AL 20" brkt | 133.12 | 1.86 | 330.55
729907R | 729907 | R | In & Rm 100W AL 20" brkt | 0 | 0.58 | 52.59
729916R | 729916 | R | Remove 100W SL 4' brkt | 0 | 0.58 | 52.59
729921R | 729921 | R | Remove 250W shoebox | 0 | 0.67 | 60.69
737510I | 737510 | I | DIST ENG LDOH GRD TX 7-27-06 | 1518.24 | 38.33 | 5327.48
761444I | 761444 | I | Install single ph PLF cutout&arres | 1016.8 | 13.93 | 2498.6
770438I | 770438 | I | LDOH 2000 sq ft TX 3/2006 | 37458.22 | 214.64 | 64775.23
770443I | 770443 | I | LDOH 2000 sq ft PRI 2006 | 2293.26 | 92.19 | 11173.49
770444I | 770444 | I | LDOH 2000 sq ft - POLES 2006 | 24712.11 | 479.97 | 73587.68
770447I | 770447 | I | LDOH 2000 sq ft SEC 2006 | 18772.83 | 401.22 | 59242.9
770448I | 770448 | I | LDOH 2000 sq ft SERVICE 2006 | 8937.58 | 378.33 | 45285.94
770455I | 770455 | I | TX 1501-2500 SAME TRENCH 3/2006 | 67119.5 | 114.81 | 91457.11
770458I | 770458 | I | Term Poles - low density 1250-2500 | 1614.86 | 21.11 | 3871.57
770459I | 770459 | I | Pri conduit 1501-2500 SAME TRENCH | 9703.81 | 104.26 | 21216.71
770463I | 770463 | I | Pri cable - 1501-2500 SAME TRENCH | 31753.57 | 137.85 | 50884.14
770467I | 770467 | I | Sec Cable and Handholes 1250-2500 | 5638.27 | 128.57 | 18527.14
770468I | 770468 | I | Secondary conduit-1250-2500 | 5057.13 | 45.34 | 10237.31
770469I | 770469 | I | Service Cable-1250-2500 sq ft | 23279.38 | 2.38 | 28306.11
770470I | 770470 | I | Meter Labor- 1250-2500 sq ft | 0 | 42 | 3830.23
770471I | 770471 | I | Service Conduit- 1250-2500 sq ft | 15845.83 | 736.91 | 86322.71
774392I | 774392 | I | Install three phase reactorsDistrib | 1460.84 | 0.8 | 1835.48
778502I | 778502 | I | Cost diff | 80877.11 | 3.24 | 97883.25
802194I | 802194 | I | Costs for Telecom stuff | 3468.98 | 0 | 4185.67
817700I | 817700 | I | Install Figure 4 - hold pole | 213.98 | 10.86 | 1248.49
817700R | 817700 | R | Install Figure 4 - hold pole | 0 | 10.51 | 957.94
829081I | 829081 | I | PSTEW transmission pole costs | 395677.1 | 354.88 | 509790.04
829783I | 829783 | I | PSTEW transmission wire cost | 32 | 0 | 38.61
829902I | 829902 | I | PSTEW transmission insulator costs | 2123.32 | 0 | 2562
829908I | 829908 | I | Used to create standard rates | 42.1 | 0.67 | 111.52
830902I | 830902 | I | Substation R&C material cost | 557013.49 | 0 | 672092.49
840496I | 840496 | I | HDUG TX 10/2007 | 49810.62 | 66.21 | 66137.97
842921I | 842921 | I | PSTEW transmission framing for 38-1 | 1132.42 | 2.75 | 1617.57
842925I | 842925 | I | PSTEW transmission framing for 38-2 | 785.17 | 3.78 | 1292.05
842948I | 842948 | I | PSTEW Trans framing for 38-2.1 | 1277.23 | 4.05 | 1910.42
842949I | 842949 | I | For 38-2.4 | 779.59 | 3.75 | 1282.64
842953I | 842953 | I | PSTEW Trans framing for 38-2.7 | 589.88 | 6.32 | 1288.27
842954I | 842954 | I | PSTEW trans framing for 38-4 | 2557.49 | 0 | 3085.87
842956I | 842956 | I | PSTEW trans framing for 38-4.1 | 3979.02 | 4.31 | 5194.12
842958I | 842958 | I | For 38-7 | 785.35 | 3.78 | 1292.26
842959I | 842959 | I | PSTEW Transmission framing 38-7.1 | 1379.28 | 4.13 | 2041.77
842961I | 842961 | I | 38-7.4 | 849.63 | 55.92 | 6125.62
844389I | 844389 | I | DIST ENG HDUG GRD TX 10/2007 | 1265.2 | 31.94 | 4439.57
844390I | 844390 | I | DIST ENG HDUGFRAMEOH 10/2007 | 680.91 | 7.35 | 1491.89
844391I | 844391 | I | DIST ENG HDUG GRD POL 10/2007 | 126.52 | 3.19 | 443.96
844393I | 844393 | I | DIST ENG HDUGCONDMAT10/2007 | 3631.74 | 0 | 4382.16
844395I | 844395 | I | DIST ENG HDUG PRIMARY 10/2007 | 13021.98 | 106.46 | 25423.86
844397I | 844397 | I | DIST ENG HDUG SECONDA 10/2007 | 3602.84 | 124.13 | 15666.45
844398I | 844398 | I | DIST ENG HDUGSECCONDM 10/2007 | 2115.84 | 0 | 2553.02
844400I | 844400 | I | DIST ENG HDUGSERCABLE 10/2007 | 14765.33 | 1.53 | 17955.66
844401I | 844401 | I | DIST ENG HDUG METERS 10/2007 | 0 | 35.2 | 3210.1
844402I | 844402 | I | DIST ENG HDUGSVCCONDM 10/2007 | 7397.33 | 0 | 8925.88
844403I | 844403 | I | DIST ENG HDOH TX 10/2007 | 24374.51 | 140.97 | 42268.15
844404I | 844404 | I | DIST ENG HDOH PRI 10/2007 | 1551.46 | 53.77 | 6775.03
844405I | 844405 | I | DIST ENG HDOH POLES 10/2007 | 15100.48 | 278.87 | 43651.51
844406I | 844406 | I | DIST ENG HDOH SEC 10/2007 | 9474.95 | 226 | 32042.42
844407I | 844407 | I | DIST ENG HDOH SERVICE 10/2007 | 8711.86 | 284.3 | 36438.23
844408I | 844408 | I | DIST ENG HDOH METERS 10/2007 | 0 | 35.2 | 3210.1
848191I | 848191 | I | 38-15 | 2047.94 | 3.65 | 2804.5
848192I | 848192 | I | 38-19 | 7439.96 | 5.03 | 9436.2
848193I | 848193 | I | 38-19.4 | 8092.76 | 5.4 | 10257.28
848194I | 848194 | I | 38-20 | 8560.27 | 5.07 | 10791.3
848195I | 848195 | I | 38-20.4 | 6028.55 | 4.82 | 7713.6
848196I | 848196 | I | 38-21 | 4802.83 | 4.91 | 6243.95
848197I | 848197 | I | 38-21.4 | 7047.55 | 4.95 | 8953.82
848198I | 848198 | I | 38-29 | 19615.32 | 133.34 | 35828.33
848199I | 848199 | I | 38-30 | 32809.96 | 154.19 | 53650.73
848200I | 848200 | I | 38-81 | 9365.8 | 4.38 | 11700.61
848201I | 848201 | I | 38-4.5 | 779.59 | 3.75 | 1282.64
848202I | 848202 | I | 38-5 | 1272.89 | 7.41 | 2211.65
848203I | 848203 | I | 38-7.4 | 5408.76 | 6.19 | 7090.72
848204I | 848204 | I | For testing | 41479.79 | 3.24 | 50344.84
848205I | 848205 | I | 38-18 | 4986.58 | 7.32 | 6683.74
848206I | 848206 | I | 38-25 | 8257.52 | 4.95 | 10413.77
848207I | 848207 | I | 38-31 | 11295.63 | 110.96 | 23749.18
848209I | 848209 | I | 38-7.4 | 5408.76 | 6.19 | 7090.72
848210I | 848210 | I | 38-40 | 1107.95 | 55.92 | 6437.31
848211I | 848211 | I | 38-7.4 | 5408.76 | 6.19 | 7090.72
848212I | 848212 | I | 38-43.4 | 1648.83 | 55.92 | 7089.94
848213I | 848213 | I | Install 30' class 4 wood pole | 118.04 | 2.71 | 389.56
848214I | 848214 | I | 38-50 | 1875.93 | 30.37 | 5033.19
848215I | 848215 | I | 38-7.4 | 5408.76 | 6.19 | 7090.72
848216I | 848216 | I | 38-51 | 3266.19 | 31.73 | 6835.57
848217I | 848217 | I | 38-59 | 3524.76 | 56.97 | 9449.92
848219I | 848219 | I | 38-59.4 | 3508.18 | 57.19 | 9449.34
848220I | 848220 | I | 38-65 | 4028.75 | 25.12 | 7153.44
848221I | 848221 | I | 38-67 | 4558.81 | 33.02 | 8512.75
848222I | 848222 | I | 38-7.4 | 6816.98 | 6.19 | 8789.87
848223I | 848223 | I | 38-82 | 2435.98 | 0 | 2939.25
848224I | 848224 | I | 38-80 | 6464.42 | 44.65 | 11872.77
848225I | 848225 | I | 38-71 | 9422.4 | 39.08 | 14933.74
848226I | 848226 | I | 40' Class2 5210459 | 258.55 | 2.67 | 555.05
848227I | 848227 | I | cost | 266.42 | 2.67 | 564.54
848229I | 848229 | I | cost | 307.93 | 2.67 | 614.63
848231I | 848231 | I | 38-7.4 | 15.55 | 0 | 18.76
848232I | 848232 | I | 38-90 | 3829.23 | 0 | 4620.35
848233I | 848233 | I | 600 amp NLBS kit | 102.27 | 3.77 | 467.2
848234I | 848234 | I | 38-91 | 10062.16 | 0 | 12141
848235I | 848235 | I | TSTUB | 1340.64 | 0 | 1617.62
848236I | 848236 | I | SWITCH1WAY | 26548.39 | 66.79 | 38125.14
848237I | 848237 | I | SUB | 507.22 | 11.09 | 1623.45
915769I | 915769 | I | Available | 481.54 | 5.86 | 1115.07
915769R | 915769 | R | Available | 0 | 2.13 | 194.2
924920I | 924920 | I | Transformers 2000 Sq Ft | 67119.5 | 114.81 | 91457.11
924957I | 924957 | I | Term Poles - low density 2000 sq ft | 1614.86 | 21.11 | 3871.57
925017I | 925017 | I | Primary conduit 2000 Sq Ft | 9703.81 | 104.26 | 21216.71
925022I | 925022 | I | Primary cable - 2000 Sq Ft | 31679.48 | 137.85 | 50794.55
925024I | 925024 | I | Sec Cable and Handholes 2000 sq ft | 5638.27 | 128.57 | 18527.14
925026I | 925026 | I | Secondary conduit-2000 sq ft | 2440.22 | 45.34 | 7079.75
925028I | 925028 | I | Service Cable-2000 sq ft | 23279.38 | 2.38 | 28306.11
925029I | 925029 | I | Meter Labor- 2000 sq ft | 0 | 42 | 3830.23
925030I | 925030 | I | Service Conduit- 2000 sq ft | 15845.83 | 736.91 | 86322.71
925037I | 925037 | I | LDOH 2000 sq ft Transformers | 37458.22 | 214.64 | 64775.23
925038I | 925038 | I | LDOH 2000 sq ft Primary | 2326.31 | 92.19 | 11213.36
925039I | 925039 | I | LDOH 2000 sq ft - POLES | 24712.11 | 479.97 | 73587.68
925040I | 925040 | I | LDOH 2000 sq ft Secondary | 18772.83 | 401.22 | 59242.9
925091I | 925091 | I | HDUG Transformers | 49810.62 | 66.21 | 66137.97
925095I | 925095 | I | HDUG GRD Transformers | 1265.2 | 31.94 | 4439.57
925096I | 925096 | I | HDUG FRAME OH Takeoff | 680.91 | 7.35 | 1491.89
925097I | 925097 | I | HDUG GRD takeoff POLE | 126.52 | 3.19 | 443.96
925098I | 925098 | I | HDUG Pri Conduit Material | 3631.74 | 0 | 4382.16
925100I | 925100 | I | HDUG PRIMARY | 12997.93 | 103.96 | 25165.54
925103I | 925103 | I | HDUG SECONDARY | 4531.53 | 124.13 | 16787.01
925104I | 925104 | I | HDUG SEC CONDUIT | 2115.84 | 0 | 2553.02
925106I | 925106 | I | HDUG SERVICE CABLE | 14765.33 | 1.53 | 17955.66
925108I | 925108 | I | HDUG SET METERS | 0 | 35.2 | 3210.1
925110I | 925110 | I | HDUG SERVICE CONDUIT | 7397.33 | 0 | 8925.88
925111I | 925111 | I | HDOH TRANSFORMER | 24374.51 | 140.97 | 42268.15
925112I | 925112 | I | HDOH PRIMARY | 1551.46 | 53.77 | 6775.03
925113I | 925113 | I | HDOH POLES | 15100.48 | 278.87 | 43651.51
925114I | 925114 | I | HDOH SECONDARY | 9474.95 | 226 | 32042.42
926547I | 926547 | I | LDOH 2000 sq ft SERVICE | 8937.58 | 378.33 | 45285.94
927142I | 927142 | I | HDOH SERVICE | 8711.86 | 284.3 | 36438.23
927163I | 927163 | I | HDOH METERS | 0 | 35.2 | 3210.1
928929I | 928929 | I | Install 6 INCH PVC CONDUIT | 223.17 | 11.69 | 1335.35
929843I | 929843 | I | Install 55' spun conc 5210555 | 3723.16 | 22.18 | 6515.24
929936I | 929936 | I | Install 65' concrete pole 5210655 | 0 | 0.89 | 80.93
929938I | 929938 | I | Install 60' spun conc 5210603 | 3048.95 | 55 | 8694.63